## Menu
Parry Sound-Muskoka IRRP
Data Tables
May 2022
Appendix B: Load Forecast Data
Table 2: Final Coincident, Extreme Peak, Net, Summer Demand Forecast (MW) per Station
Table 3:Final Coincident, Extreme Peak, Net, Winter Demand Forecast (MW) per Station
Table 4: CDM and DG Contribution (MW) Considered in Coincident, Extreme Peak, Net, Summer Demand Forecast
Table 5: CDM and DG Contribution (MW) Considered in Coincident, Extreme Peak, Net, Winter Demand Forecast
Table 6: LDC Coincident, Median Peak, Gross Summer Demand Forecast (MW) per Station
Table 7: LDC Coincident, Median Peak, Gross Winter Demand Forecast (MW) per Station
Table 8: Final Reference, Non-Coincident, Extreme Peak, Net, Summer Demand Forecast (MW)
Table 9: Final Reference Non-Coincident, Extreme Peak, Net, Winter Demand Forecast (MW)
Table 10: Station Hourly Load Forecast for Waubaushene TS
Table 11: Historical Loading of Parry Sound-Muskoka (2020)
Table 12: Load Need for Waubaushene TS
This document and the information contained herein is provided for informational purposes only. The IESO has prepared this document based on information currently available to the IESO and reasonable assumptions associated therewith, including relating to electricity supply and demand. The information, statements and conclusions contained in this report are subject to risks, uncertainties and other factors that could cause actual results or circumstances to differ materially from the information, statements and assumptions contained herein. The IESO provides no guarantee, representation, or warranty, express or implied, with respect to any statement or information contained herein and disclaims any liability in connection therewith. Readers are cautioned not to place undue reliance on forward-looking information contained in this report as actual results could differ materially from the plans, expectations, estimates, intentions and statements expressed in this report. The IESO undertakes no obligation to revise or update any information contained in this report as a result of new information, future events or otherwise. In the event there is any conflict or inconsistency between this document and the IESO market rules, any IESO contract, any legislation or regulation, or any request for proposals or other procurement document, the terms in the market rules, or the subject contract, legislation, regulation, or procurement document, as applicable, govern.

## Table 2
Back to main menu
Table 2: Final Coincident, Extreme Peak, Net, Summer Demand Forecast (MW) per Station
| 2021 | 2022 | 2023 | 2024 | 2025 | 2026 | 2027 | 2028 | 2029 | 2030 | 2031 | 2032 | 2033 | 2034 | 2035 | 2036 | 2037 | 2038 | 2039 | 2040
Bracebridge TS | 0.025474 | 26.8324 | 26.7336 | 26.5798 | 26.5582 | 26.6311 | 26.691 | 26.7868 | 26.8908 | 27.0004 | 27.1602 | 27.3027 | 27.4838 | 27.6478 | 27.8843 | 28.0294 | 28.17 | 28.3112 | 28.453 | 28.5954
Minden TS | 35.5904 | 35.6622 | 35.7644 | 35.5855 | 35.5897 | 35.7537 | 35.9212 | 36.1332 | 36.3335 | 36.9504 | 37.2097 | 37.4404 | 37.9546 | 38.2326 | 38.4932 | 38.7186 | 42.7511 | 43.0368 | 43.2537 | 43.471
Muskoka TS | 119.7002 | 108.2402 | 108.5286 | 108.011 | 108.0658 | 108.6102 | 110.4512 | 111.1408 | 111.8029 | 119.5048 | 120.3683 | 121.1363 | 122.1777 | 124.4161 | 126.7257 | 127.5189 | 128.389 | 129.3301 | 130.3768 | 131.115
Orillia TS | 117.2397 | 102.3769 | 103.0705 | 103.3285 | 104.1706 | 104.8291 | 105.4592 | 106.2484 | 116.4101 | 117.2292 | 118.3081 | 119.2966 | 120.459 | 125.2983 | 126.7172 | 127.7419 | 128.7604 | 129.7131 | 130.6692 | 131.6287
Parry Sound TS | 41.5904 | 41.6241 | 42.4728 | 42.3154 | 43.7157 | 45.0922 | 46.4695 | 46.7918 | 47.1169 | 50.2508 | 50.6676 | 51.0516 | 51.4819 | 51.9058 | 52.366 | 52.7537 | 53.1325 | 53.5134 | 53.8964 | 54.3504
Waubaushene TS | 78.6228 | 78.7349 | 78.7918 | 79.3611 | 80.3665 | 81.7181 | 82.9817 | 84.3687 | 85.7696 | 87.177 | 88.768 | 90.3126 | 94.8476 | 96.4374 | 98.964 | 101.1049 | 101.9355 | 102.7712 | 103.6122 | 104.4585
Total | 392.7689 | 393.4706 | 395.3617 | 395.1813 | 398.4664 | 402.6344 | 407.9739 | 411.4699 | 424.3237 | 438.1126 | 442.4818 | 446.5401 | 454.4046 | 463.938 | 471.1503 | 475.8675 | 483.1385 | 486.6759 | 490.2613 | 493.619
Back to main menu

## Table 3
Back to main menu
Table 3: Final Coincident, Extreme Peak, Net, Winter Demand Forecast (MW) per Station
| 2021 | 2022 | 2023 | 2024 | 2025 | 2026 | 2027 | 2028 | 2029 | 2030 | 2031 | 2032 | 2033 | 2034 | 2035 | 2036 | 2037 | 2038 | 2039 | 2040
Bracebridge TS | 0.017412 | 32.6917 | 32.6502 | 32.6466 | 32.6943 | 32.8185 | 32.9378 | 33.0854 | 33.143 | 33.221 | 33.3414 | 33.4521 | 33.6104 | 33.7933 | 33.9883 | 34.1834 | 34.3664 | 34.5537 | 34.7497 | 34.9374
Minden TS | 52.4406 | 52.6226 | 52.8043 | 52.8721 | 53.0078 | 53.3005 | 53.6159 | 53.9673 | 54.1275 | 54.7001 | 54.9355 | 55.1503 | 55.6809 | 56.0163 | 56.3704 | 56.7213 | 60.6605 | 60.9939 | 61.342 | 61.6743
Muskoka TS | 154.5415 | 139.1524 | 139.6277 | 139.8436 | 140.2459 | 141.0607 | 143.153 | 144.1213 | 144.5889 | 151.7751 | 152.4531 | 153.0776 | 154.0495 | 154.999 | 155.9997 | 156.994 | 157.9254 | 158.8756 | 159.8661 | 160.8161
Orillia TS | 117.0847 | 101.049 | 101.8967 | 102.7815 | 103.8502 | 104.5973 | 105.3531 | 106.2076 | 115.5861 | 116.1705 | 116.902 | 117.5967 | 118.459 | 119.4075 | 120.3993 | 121.3906 | 122.3383 | 123.3021 | 124.2987 | 125.266
Parry Sound TS | 56.2092 | 56.3795 | 57.2242 | 57.5558 | 59.1224 | 60.6502 | 62.2026 | 62.6726 | 62.949 | 65.9104 | 66.294 | 66.657 | 67.1139 | 67.619 | 68.1481 | 68.6768 | 69.181 | 69.6949 | 70.2276 | 70.7446
Waubaushene TS | 77.4222 | 77.686 | 78.1897 | 78.7187 | 79.3745 | 80.2093 | 81.0589 | 81.9866 | 82.6905 | 83.4443 | 84.2463 | 85.0293 | 85.785 | 86.6066 | 87.4637 | 88.2733 | 89.0547 | 89.8509 | 90.6738 | 91.4787
Total | 457.7157 | 459.5812 | 462.3929 | 464.4183 | 468.2951 | 472.6364 | 478.3213 | 482.0409 | 493.085 | 505.2213 | 508.1723 | 510.963 | 514.6987 | 518.4417 | 522.3695 | 526.2395 | 533.5263 | 537.2711 | 541.1578 | 544.9172
Back to main menu

## Table 4
Back to main menu
Table 4: CDM and DG Contribution (MW) Considered in Coincident, Extreme Peak, Net, Summer Demand Forecast
| 2021 | 2022 | 2023 | 2024 | 2025 | 2026 | 2027 | 2028 | 2029 | 2030 | 2031 | 2032 | 2033 | 2034 | 2035 | 2036 | 2037 | 2038 | 2039 | 2040
Bracebridge TS | 0.00027966 | 0.10161 | 0.15106 | 0.2049 | 0.23484 | 0.2486 | 0.26568 | 0.27613 | 0.28448 | 0.29113 | 0.2888 | 0.28962 | 0.286 | 0.28304 | 0.27962 | 0.28017 | 0.28159 | 0.28302 | 0.28445 | 0.28588
CDM | 0.00027966 | 0.10161 | 0.15106 | 0.2049 | 0.23484 | 0.2486 | 0.26568 | 0.27613 | 0.28448 | 0.29113 | 0.2888 | 0.28962 | 0.286 | 0.28304 | 0.27962 | 0.28017 | 0.28159 | 0.28302 | 0.28445 | 0.28588
DG | 0 | 0 | 0 | 0 | 0 | 0 | 0 | 0 | 0 | 0 | 0 | 0 | 0 | 0 | 0 | 0 | 0 | 0 | 0 | 0
Minden TS | 5.0247 | 5.4398 | 5.8566 | 6.3103 | 6.5625 | 6.6785 | 6.8224 | 6.9105 | 6.9807 | 6.6058 | 6.5861 | 6.593 | 6.3143 | 6.2699 | 6.2411 | 6.2457 | 2.4416 | 2.3846 | 2.3966 | 2.4087
CDM | 0.44104 | 0.85619 | 1.2729 | 1.7266 | 1.9788 | 2.0948 | 2.2387 | 2.3268 | 2.3971 | 2.4531 | 2.4335 | 2.4403 | 2.4099 | 2.3849 | 2.356 | 2.3606 | 2.3726 | 2.3846 | 2.3966 | 2.4087
DG | 4.5836 | 4.5836 | 4.5836 | 4.5836 | 4.5836 | 4.5836 | 4.5836 | 4.5836 | 4.5836 | 4.1527 | 4.1527 | 4.1527 | 3.9044 | 3.8851 | 3.8851 | 3.8851 | 0.069 | 0 | 0 | 0
Muskoka TS | 17.8956 | 19.191 | 20.5464 | 22.0248 | 22.8479 | 23.2271 | 22.4038 | 22.6919 | 22.9229 | 16.0321 | 15.9626 | 15.9878 | 15.7156 | 14.2568 | 12.6976 | 12.6813 | 12.5857 | 12.4213 | 12.1535 | 12.1963
CDM | 1.4942 | 2.7896 | 4.1449 | 5.6233 | 6.4464 | 6.8257 | 7.2953 | 7.5834 | 7.8144 | 7.9998 | 7.9385 | 7.9638 | 7.8674 | 7.7887 | 7.6976 | 7.7158 | 7.7582 | 7.8008 | 7.8435 | 7.8863
DG | 16.4015 | 16.4015 | 16.4015 | 16.4015 | 16.4015 | 16.4015 | 15.1085 | 15.1085 | 15.1085 | 8.0323 | 8.0241 | 8.0241 | 7.8482 | 6.4682 | 5 | 4.9655 | 4.8275 | 4.6205 | 4.31 | 4.31
Orillia TS | 16.6232 | 18.0016 | 19.3888 | 20.9251 | 21.8059 | 22.2025 | 22.6908 | 22.994 | 13.8889 | 14.0928 | 14.0073 | 14.0219 | 13.8483 | 9.9999 | 9.5261 | 9.5045 | 9.4926 | 9.5499 | 9.6074 | 9.6651
CDM | 1.4536 | 2.832 | 4.2192 | 5.7555 | 6.6363 | 7.0329 | 7.5213 | 7.8244 | 8.072 | 8.2759 | 8.225 | 8.2637 | 8.1763 | 8.107 | 8.0247 | 8.0563 | 8.1134 | 8.1707 | 8.2282 | 8.2859
DG | 15.1696 | 15.1696 | 15.1696 | 15.1696 | 15.1696 | 15.1696 | 15.1696 | 15.1696 | 5.8169 | 5.8169 | 5.7824 | 5.7582 | 5.6721 | 1.8929 | 1.5014 | 1.4482 | 1.3792 | 1.3792 | 1.3792 | 1.3792
Parry Sound TS | 3.7476 | 4.2101 | 4.698 | 5.2141 | 5.569 | 5.7661 | 6.0036 | 6.1153 | 6.2063 | 3.4708 | 3.4523 | 3.4666 | 3.4347 | 3.4095 | 3.3483 | 3.36 | 3.381 | 3.4021 | 3.4233 | 3.3756
CDM | 0.49233 | 0.95477 | 1.4427 | 1.9588 | 2.3137 | 2.5108 | 2.7483 | 2.86 | 2.951 | 3.0257 | 3.0071 | 3.0214 | 2.9895 | 2.9643 | 2.9343 | 2.946 | 2.967 | 2.9881 | 3.0093 | 3.0306
DG | 3.2553 | 3.2553 | 3.2553 | 3.2553 | 3.2553 | 3.2553 | 3.2553 | 3.2553 | 3.2553 | 0.44519 | 0.44519 | 0.44519 | 0.44519 | 0.44519 | 0.414 | 0.414 | 0.414 | 0.414 | 0.414 | 0.345
Waubaushene TS | 6.8637 | 7.808 | 8.7509 | 9.8234 | 10.4515 | 10.7711 | 11.1566 | 11.4156 | 11.6375 | 11.8298 | 11.8384 | 11.8396 | 8.8495 | 8.8038 | 7.2022 | 5.99 | 6.036 | 6.0823 | 6.1289 | 6.1758
CDM | 1.0043 | 1.9486 | 2.8915 | 3.964 | 4.5921 | 4.9117 | 5.2972 | 5.5562 | 5.7781 | 5.9704 | 5.9791 | 6.0492 | 6.0261 | 6.0149 | 5.9602 | 5.99 | 6.036 | 6.0823 | 6.1289 | 6.1758
DG | 5.8594 | 5.8594 | 5.8594 | 5.8594 | 5.8594 | 5.8594 | 5.8594 | 5.8594 | 5.8594 | 5.8594 | 5.8594 | 5.7904 | 2.8234 | 2.7889 | 1.242 | 0 | 0 | 0 | 0 | 0
Total | 50.1551 | 54.7521 | 59.3917 | 64.5025 | 67.4716 | 68.8939 | 69.3429 | 70.4033 | 61.9207 | 52.3225 | 52.1356 | 52.1986 | 48.4483 | 43.023 | 39.295 | 38.0615 | 34.2184 | 34.1231 | 33.9941 | 34.1073
Back to main menu

## Table 5
Back to main menu
Table 5: CDM and DG Contribution (MW) Considered in Coincident, Extreme Peak, Net, Winter Demand Forecast
| 2021 | 2022 | 2023 | 2024 | 2025 | 2026 | 2027 | 2028 | 2029 | 2030 | 2031 | 2032 | 2033 | 2034 | 2035 | 2036 | 2037 | 2038 | 2039 | 2040
Bracebridge TS | 0.00013921 | 0.10354 | 0.15839 | 0.19859 | 0.22695 | 0.23974 | 0.25511 | 0.26392 | 0.29145 | 0.31338 | 0.32603 | 0.34086 | 0.34523 | 0.34426 | 0.34064 | 0.3371 | 0.33628 | 0.33469 | 0.33132 | 0.32996
CDM | 0.00013921 | 0.10354 | 0.15839 | 0.19859 | 0.22695 | 0.23974 | 0.25511 | 0.26392 | 0.29145 | 0.31338 | 0.32603 | 0.34086 | 0.34523 | 0.34426 | 0.34064 | 0.3371 | 0.33628 | 0.33469 | 0.33132 | 0.32996
DG | 0 | 0 | 0 | 0 | 0 | 0 | 0 | 0 | 0 | 0 | 0 | 0 | 0 | 0 | 0 | 0 | 0 | 0 | 0 | 0
Minden TS | 4.7087 | 5.0832 | 5.5217 | 5.8431 | 6.0699 | 6.1721 | 6.295 | 6.3654 | 6.5856 | 6.3529 | 6.454 | 6.5725 | 6.3724 | 6.3647 | 6.3358 | 6.3074 | 2.6884 | 2.6757 | 2.6488 | 2.6379
CDM | 0.45329 | 0.82779 | 1.2663 | 1.5877 | 1.8145 | 1.9167 | 2.0396 | 2.11 | 2.3301 | 2.5055 | 2.6065 | 2.7251 | 2.76 | 2.7522 | 2.7233 | 2.695 | 2.6884 | 2.6757 | 2.6488 | 2.6379
DG | 4.2554 | 4.2554 | 4.2554 | 4.2554 | 4.2554 | 4.2554 | 4.2554 | 4.2554 | 4.2554 | 3.8474 | 3.8474 | 3.8474 | 3.6124 | 3.6124 | 3.6124 | 3.6124 | 0 | 0 | 0 | 0
Muskoka TS | 13.4657 | 14.4589 | 15.6898 | 16.5931 | 17.2311 | 17.5191 | 16.6406 | 16.8391 | 17.459 | 11.2552 | 11.5414 | 11.8771 | 11.8471 | 11.8277 | 11.7487 | 11.6714 | 11.6556 | 11.6223 | 11.5489 | 11.5209
CDM | 1.3326 | 2.3258 | 3.5567 | 4.46 | 5.098 | 5.386 | 5.7315 | 5.93 | 6.5498 | 7.0446 | 7.3308 | 7.6665 | 7.7671 | 7.7477 | 7.6687 | 7.5914 | 7.5756 | 7.5423 | 7.4689 | 7.4409
DG | 12.1331 | 12.1331 | 12.1331 | 12.1331 | 12.1331 | 12.1331 | 10.9091 | 10.9091 | 10.9091 | 4.2106 | 4.2106 | 4.2106 | 4.08 | 4.08 | 4.08 | 4.08 | 4.08 | 4.08 | 4.08 | 4.08
Orillia TS | 11.1765 | 12.0259 | 13.0235 | 13.7705 | 14.3111 | 14.5495 | 14.834 | 14.9997 | 6.6584 | 7.0717 | 7.3153 | 7.6005 | 7.6933 | 7.6876 | 7.6329 | 7.5794 | 7.5767 | 7.5594 | 7.5087 | 7.4954
CDM | 1.0173 | 1.8667 | 2.8643 | 3.6113 | 4.1519 | 4.3903 | 4.6748 | 4.8405 | 5.3528 | 5.7661 | 6.0097 | 6.2949 | 6.3877 | 6.382 | 6.3273 | 6.2738 | 6.2711 | 6.2538 | 6.2031 | 6.1898
DG | 10.1592 | 10.1592 | 10.1592 | 10.1592 | 10.1592 | 10.1592 | 10.1592 | 10.1592 | 1.3056 | 1.3056 | 1.3056 | 1.3056 | 1.3056 | 1.3056 | 1.3056 | 1.3056 | 1.3056 | 1.3056 | 1.3056 | 1.3056
Parry Sound TS | 3.1308 | 3.5194 | 3.9891 | 4.3337 | 4.6178 | 4.7685 | 4.9461 | 5.0278 | 5.2787 | 2.8206 | 2.9396 | 3.0789 | 3.124 | 3.121 | 3.094 | 3.0676 | 3.0661 | 3.0574 | 3.0324 | 3.0258
CDM | 0.47067 | 0.85924 | 1.329 | 1.6735 | 1.9577 | 2.1083 | 2.286 | 2.3676 | 2.6185 | 2.8206 | 2.9396 | 3.0789 | 3.124 | 3.121 | 3.094 | 3.0676 | 3.0661 | 3.0574 | 3.0324 | 3.0258
DG | 2.6602 | 2.6602 | 2.6602 | 2.6602 | 2.6602 | 2.6602 | 2.6602 | 2.6602 | 2.6602 | 0 | 0 | 0 | 0 | 0 | 0 | 0 | 0 | 0 | 0 | 0
Waubaushene TS | 0.619 | 1.1306 | 1.7352 | 2.1877 | 2.5151 | 2.6711 | 2.8568 | 2.9712 | 3.3003 | 3.5709 | 3.7356 | 3.9275 | 3.9932 | 3.9974 | 3.971 | 3.943 | 3.9469 | 3.9416 | 3.9153 | 3.9126
CDM | 0.619 | 1.1306 | 1.7352 | 2.1877 | 2.5151 | 2.6711 | 2.8568 | 2.9712 | 3.3003 | 3.5709 | 3.7356 | 3.9275 | 3.9932 | 3.9974 | 3.971 | 3.943 | 3.9469 | 3.9416 | 3.9153 | 3.9126
DG | 0 | 0 | 0 | 0 | 0 | 0 | 0 | 0 | 0 | 0 | 0 | 0 | 0 | 0 | 0 | 0 | 0 | 0 | 0 | 0
Total | 33.1009 | 36.3216 | 40.1177 | 42.9267 | 44.9721 | 45.92 | 45.8276 | 46.4671 | 39.5733 | 31.3846 | 32.3119 | 33.3973 | 33.3753 | 33.3427 | 33.123 | 32.9059 | 29.2699 | 29.1911 | 28.9854 | 28.9225
Back to main menu

## Table 6
Back to main menu
Table 6: LDC Coincident, Median Peak, Gross Summer Demand Forecast (MW) per Station
| 2021 | 2022 | 2023 | 2024 | 2025 | 2026 | 2027 | 2028 | 2029 | 2030 | 2031 | 2032 | 2033 | 2034 | 2035 | 2036 | 2037 | 2038 | 2039 | 2040
Bracebridge TS | 0.023885 | 4.5237 | 4.5808 | 4.6111 | 4.6393 | 4.6702 | 4.7045 | 4.7375 | 4.7673 | 4.794 | 4.8204 | 4.8466 | 4.8726 | 4.8983 | 4.9239 | 4.9492 | 4.9744 | 4.9996 | 5.0248 | 5.0501
Minden TS | 37.6678 | 38.1194 | 38.6007 | 38.8555 | 39.0933 | 39.353 | 39.6419 | 39.9201 | 40.1711 | 40.3955 | 40.6177 | 40.838 | 41.0564 | 41.2731 | 41.4881 | 41.7014 | 41.9132 | 42.1253 | 42.3377 | 42.5503
Muskoka TS | 127.611 | 124.1964 | 125.6905 | 126.5454 | 127.3536 | 128.2248 | 129.1795 | 130.1056 | 130.9557 | 131.732 | 132.5035 | 133.2706 | 134.0338 | 134.7933 | 135.5494 | 136.3022 | 137.0519 | 137.8038 | 138.5578 | 139.314
Orillia TS | 124.1489 | 126.0863 | 127.9436 | 129.5209 | 131.1044 | 132.1178 | 133.1813 | 134.2407 | 135.273 | 136.279 | 137.2847 | 138.2903 | 139.2961 | 140.3024 | 141.3093 | 142.317 | 143.3257 | 144.338 | 145.3539 | 146.3736
Parry Sound TS | 42.048 | 42.5081 | 43.7478 | 44.0805 | 45.7082 | 47.1677 | 48.6653 | 49.0678 | 49.4537 | 49.8232 | 50.1926 | 50.562 | 50.9315 | 51.3012 | 51.6713 | 52.0417 | 52.4125 | 52.7853 | 53.1602 | 53.5371
Waubaushene TS | 87.2514 | 88.248 | 89.1912 | 90.7401 | 92.2811 | 93.8577 | 95.4135 | 96.9663 | 98.4972 | 100.0064 | 101.5155 | 102.9738 | 104.4312 | 105.8879 | 106.7605 | 107.6367 | 108.4636 | 109.2958 | 110.1331 | 110.9757
Total | 418.7509 | 423.682 | 429.7547 | 434.3535 | 440.18 | 445.3913 | 450.7859 | 455.0381 | 459.1179 | 463.0301 | 466.9344 | 470.7813 | 474.6217 | 478.4563 | 481.7024 | 484.9482 | 488.1414 | 491.3478 | 494.5675 | 497.8008
Back to main menu

## Table 7
Back to main menu
Table 7: LDC Coincident, Median Peak, Gross Winter Demand Forecast (MW) per Station
| 2021 | 2022 | 2023 | 2024 | 2025 | 2026 | 2027 | 2028 | 2029 | 2030 | 2031 | 2032 | 2033 | 2034 | 2035 | 2036 | 2037 | 2038 | 2039 | 2040
Bracebridge TS | 0.016314 | 6.7088 | 6.7809 | 6.8262 | 6.8683 | 6.9143 | 6.9652 | 7.0143 | 7.0585 | 7.0981 | 7.1372 | 7.176 | 7.2144 | 7.2526 | 7.2904 | 7.3279 | 7.3652 | 7.4025 | 7.4398 | 7.4772
Minden TS | 53.1197 | 53.6369 | 54.2134 | 54.5751 | 54.9121 | 55.2791 | 55.6865 | 56.0786 | 56.4321 | 56.7481 | 57.0608 | 57.3707 | 57.6778 | 57.9824 | 58.2846 | 58.5845 | 58.8822 | 59.1802 | 59.4786 | 59.7775
Muskoka TS | 156.1608 | 150.7047 | 152.2706 | 153.3071 | 154.2837 | 155.3357 | 156.4887 | 157.6054 | 158.6278 | 159.5587 | 160.4831 | 161.4015 | 162.3146 | 163.2228 | 164.1263 | 165.0254 | 165.9205 | 166.8178 | 167.7176 | 168.6197
Orillia TS | 119.2174 | 120.9511 | 122.6265 | 124.1358 | 125.6507 | 126.6209 | 127.6374 | 128.6499 | 129.6372 | 130.6001 | 131.5627 | 132.5255 | 133.4885 | 134.4521 | 135.4164 | 136.3818 | 137.3482 | 138.3182 | 139.2918 | 140.2691
Parry Sound TS | 55.1559 | 55.6753 | 56.8971 | 57.5256 | 59.2458 | 60.8059 | 62.414 | 62.9268 | 63.4168 | 63.8846 | 64.3519 | 64.8187 | 65.2854 | 65.7521 | 66.2188 | 66.6857 | 67.1528 | 67.6224 | 68.0944 | 68.5688
Waubaushene TS | 73.6238 | 74.3553 | 75.4009 | 76.3269 | 77.2543 | 78.189 | 79.1657 | 80.1489 | 81.1234 | 82.0898 | 83.0018 | 83.9215 | 84.6964 | 85.4755 | 86.2591 | 86.9965 | 87.7374 | 88.4835 | 89.235 | 89.9919
Total | 457.2938 | 462.0322 | 468.1895 | 472.6967 | 478.215 | 483.1449 | 488.3575 | 492.4238 | 496.2958 | 499.9793 | 503.5975 | 507.2139 | 510.6772 | 514.1375 | 517.5957 | 521.0018 | 524.4062 | 527.8246 | 531.2572 | 534.7042
Back to main menu

## Table 8
Back to main menu
Table 8: Final Reference, Non-Coincident, Extreme Peak, Net, Summer Demand Forecast (MW)
| 2021 | 2022 | 2023 | 2024 | 2025 | 2026 | 2027 | 2028 | 2029 | 2030 | 2031 | 2032 | 2033 | 2034 | 2035 | 2036 | 2037 | 2038 | 2039 | 2040
Bracebridge TS | 0.025474 | 27.4365 | 27.3347 | 27.1773 | 27.1551 | 27.2295 | 27.2905 | 27.3882 | 27.4943 | 27.6064 | 27.7696 | 27.9153 | 28.1001 | 28.2678 | 28.508 | 28.6563 | 28.8 | 28.9444 | 29.0894 | 29.235
Minden TS | 44.195 | 44.2822 | 44.4064 | 44.1891 | 44.1942 | 44.3934 | 44.5968 | 44.8541 | 45.0974 | 45.7541 | 46.0689 | 46.349 | 46.9202 | 47.2535 | 47.57 | 47.8437 | 51.9225 | 52.2546 | 52.518 | 52.7818
Muskoka TS | 125.1237 | 113.2055 | 113.5054 | 112.9672 | 113.0241 | 113.5902 | 115.4531 | 116.1701 | 116.8586 | 124.5855 | 125.483 | 126.2816 | 127.3581 | 129.6307 | 131.9748 | 132.7982 | 133.6975 | 134.6679 | 135.7439 | 136.5115
Orillia TS | 120.1585 | 104.967 | 105.676 | 105.9396 | 106.8003 | 107.4733 | 108.1173 | 108.924 | 119.1035 | 119.9406 | 121.0425 | 122.0523 | 123.2384 | 128.1011 | 129.5436 | 130.5897 | 131.6292 | 132.6029 | 133.5801 | 134.5607
Parry Sound TS | 44.7197 | 44.7557 | 45.6637 | 45.4953 | 46.9933 | 48.4659 | 49.9392 | 50.2841 | 50.6318 | 53.7883 | 54.2342 | 54.645 | 55.1054 | 55.5588 | 56.0489 | 56.4637 | 56.869 | 57.2764 | 57.6861 | 58.167
Waubaushene TS | 89.7677 | 89.8679 | 89.9104 | 90.4864 | 91.5262 | 92.9336 | 94.2477 | 95.6932 | 97.1538 | 98.6219 | 100.2851 | 101.8956 | 106.5024 | 108.1631 | 110.7353 | 112.9166 | 113.7841 | 114.657 | 115.5355 | 116.4194
Total | 423.9901 | 424.515 | 426.4966 | 426.2549 | 429.6933 | 434.0859 | 439.6447 | 443.3138 | 456.3394 | 470.2967 | 474.8834 | 479.1388 | 487.2245 | 496.9751 | 504.3805 | 509.2683 | 516.7023 | 520.4033 | 524.1529 | 527.6754
Back to main menu

## Table 9
Back to main menu
Table 9: Final Reference Non-Coincident, Extreme Peak, Net, Winter Demand Forecast (MW)
| 2021 | 2022 | 2023 | 2024 | 2025 | 2026 | 2027 | 2028 | 2029 | 2030 | 2031 | 2032 | 2033 | 2034 | 2035 | 2036 | 2037 | 2038 | 2039 | 2040
Bracebridge TS | 0.017412 | 34.0837 | 34.0388 | 34.0345 | 34.0839 | 34.2128 | 34.3364 | 34.4897 | 34.5493 | 34.6304 | 34.7558 | 34.871 | 35.036 | 35.2265 | 35.4298 | 35.6331 | 35.8238 | 36.019 | 36.2233 | 36.4189
Minden TS | 54.3603 | 54.5485 | 54.7364 | 54.8064 | 54.9468 | 55.2493 | 55.5754 | 55.9387 | 56.1043 | 56.6825 | 56.9259 | 57.148 | 57.6885 | 58.0353 | 58.4014 | 58.7642 | 62.7145 | 63.0592 | 63.419 | 63.7626
Muskoka TS | 161.5931 | 145.5529 | 146.0484 | 146.2734 | 146.6927 | 147.542 | 149.671 | 150.6803 | 151.1677 | 158.3745 | 159.0811 | 159.7321 | 160.7396 | 161.7293 | 162.7723 | 163.8087 | 164.7794 | 165.7699 | 166.8023 | 167.7924
Orillia TS | 124.7806 | 107.775 | 108.6739 | 109.6123 | 110.7456 | 111.5379 | 112.3395 | 113.2456 | 122.6559 | 123.2756 | 124.0513 | 124.788 | 125.7026 | 126.7084 | 127.7601 | 128.8114 | 129.8164 | 130.8386 | 131.8954 | 132.9212
Parry Sound TS | 59.0383 | 59.2167 | 60.102 | 60.4496 | 62.0914 | 63.6926 | 65.3197 | 65.8123 | 66.1019 | 69.0778 | 69.4799 | 69.8603 | 70.3392 | 70.8685 | 71.4231 | 71.9772 | 72.5056 | 73.0442 | 73.6025 | 74.1444
Waubaushene TS | 74.1668 | 74.4434 | 74.9715 | 75.5261 | 76.2135 | 77.0887 | 77.9795 | 78.9521 | 79.69 | 80.4802 | 81.321 | 82.1419 | 82.9341 | 83.7955 | 84.694 | 85.5428 | 86.362 | 87.1967 | 88.0594 | 88.9033
Total | 473.9566 | 475.6203 | 478.571 | 480.7022 | 484.774 | 489.3233 | 495.2214 | 499.1187 | 510.2691 | 522.521 | 525.615 | 528.5414 | 532.4399 | 536.3635 | 540.4807 | 544.5374 | 552.0018 | 555.9274 | 560.0018 | 563.9428
Back to main menu

## Table 10
Back to main menu
Table 10: Station Hourly Load for Waubaushene TS
Year | Month | Day | Hour Ending | Waubaushene TS Need
2021 | 1 | 1 | 1 | 52.8803
2021 | 1 | 1 | 2 | 50.6101
2021 | 1 | 1 | 3 | 48.7701
2021 | 1 | 1 | 4 | 47.7177
2021 | 1 | 1 | 5 | 47.2941
2021 | 1 | 1 | 6 | 46.5105
2021 | 1 | 1 | 7 | 48.1946
2021 | 1 | 1 | 8 | 50.7046
2021 | 1 | 1 | 9 | 54.2948
2021 | 1 | 1 | 10 | 54.9104
2021 | 1 | 1 | 11 | 54.2061
2021 | 1 | 1 | 12 | 51.4134
2021 | 1 | 1 | 13 | 49.6179
2021 | 1 | 1 | 14 | 48.5871
2021 | 1 | 1 | 15 | 48.797
2021 | 1 | 1 | 16 | 55.3443
2021 | 1 | 1 | 17 | 64.3362
2021 | 1 | 1 | 18 | 69.4662
2021 | 1 | 1 | 19 | 67.3758
2021 | 1 | 1 | 20 | 64.4668
2021 | 1 | 1 | 21 | 61.9731
2021 | 1 | 1 | 22 | 59.4065
2021 | 1 | 1 | 23 | 55.8597
2021 | 1 | 2 | 0 | 51.3904
2021 | 1 | 2 | 1 | 49.9155
2021 | 1 | 2 | 2 | 48.4119
2021 | 1 | 2 | 3 | 47.6943
2021 | 1 | 2 | 4 | 47.4927
2021 | 1 | 2 | 5 | 47.7911
2021 | 1 | 2 | 6 | 48.7639
2021 | 1 | 2 | 7 | 51.4684
2021 | 1 | 2 | 8 | 54.3419
2021 | 1 | 2 | 9 | 56.8212
2021 | 1 | 2 | 10 | 57.5436
2021 | 1 | 2 | 11 | 56.7488
2021 | 1 | 2 | 12 | 53.8705
2021 | 1 | 2 | 13 | 52.999
2021 | 1 | 2 | 14 | 51.5311
2021 | 1 | 2 | 15 | 51.7256
2021 | 1 | 2 | 16 | 54.7176
2021 | 1 | 2 | 17 | 60.9865
2021 | 1 | 2 | 18 | 67.4481
2021 | 1 | 2 | 19 | 67.1809
2021 | 1 | 2 | 20 | 64.2201
2021 | 1 | 2 | 21 | 61.6639
2021 | 1 | 2 | 22 | 59.0389
2021 | 1 | 2 | 23 | 55.5652
2021 | 1 | 3 | 0 | 51.7985
2021 | 1 | 3 | 1 | 48.6113
2021 | 1 | 3 | 2 | 47.1054
2021 | 1 | 3 | 3 | 46.4321
2021 | 1 | 3 | 4 | 46.1935
2021 | 1 | 3 | 5 | 46.2643
2021 | 1 | 3 | 6 | 46.6763
2021 | 1 | 3 | 7 | 48.3353
2021 | 1 | 3 | 8 | 50.1703
2021 | 1 | 3 | 9 | 51.0658
2021 | 1 | 3 | 10 | 51.3257
2021 | 1 | 3 | 11 | 51.1338
2021 | 1 | 3 | 12 | 53.9305
2021 | 1 | 3 | 13 | 53.7998
2021 | 1 | 3 | 14 | 53.1274
2021 | 1 | 3 | 15 | 53.6863
2021 | 1 | 3 | 16 | 57.5484
2021 | 1 | 3 | 17 | 64.5717
2021 | 1 | 3 | 18 | 66.9992
2021 | 1 | 3 | 19 | 65.8047
2021 | 1 | 3 | 20 | 62.9123
2021 | 1 | 3 | 21 | 60.0672
2021 | 1 | 3 | 22 | 56.7419
2021 | 1 | 3 | 23 | 52.9479
2021 | 1 | 4 | 0 | 48.6546
2021 | 1 | 4 | 1 | 46.3515
2021 | 1 | 4 | 2 | 45.0316
2021 | 1 | 4 | 3 | 44.6228
2021 | 1 | 4 | 4 | 44.6631
2021 | 1 | 4 | 5 | 45.2917
2021 | 1 | 4 | 6 | 47.2511
2021 | 1 | 4 | 7 | 52.2446
2021 | 1 | 4 | 8 | 57.6855
2021 | 1 | 4 | 9 | 59.2337
2021 | 1 | 4 | 10 | 58.1945
2021 | 1 | 4 | 11 | 57.5247
2021 | 1 | 4 | 12 | 56.5122
2021 | 1 | 4 | 13 | 55.9211
2021 | 1 | 4 | 14 | 55.6004
2021 | 1 | 4 | 15 | 55.92
2021 | 1 | 4 | 16 | 59.0409
2021 | 1 | 4 | 17 | 66.198
2021 | 1 | 4 | 18 | 68.9966
2021 | 1 | 4 | 19 | 66.9825
2021 | 1 | 4 | 20 | 65.0039
2021 | 1 | 4 | 21 | 62.3533
2021 | 1 | 4 | 22 | 58.9963
2021 | 1 | 4 | 23 | 54.6917
2021 | 1 | 5 | 0 | 50.5113
2021 | 1 | 5 | 1 | 47.2484
2021 | 1 | 5 | 2 | 45.5678
2021 | 1 | 5 | 3 | 45.0432
2021 | 1 | 5 | 4 | 45.0008
2021 | 1 | 5 | 5 | 45.562
2021 | 1 | 5 | 6 | 48.4541
2021 | 1 | 5 | 7 | 53.5687
2021 | 1 | 5 | 8 | 58.4042
2021 | 1 | 5 | 9 | 59.6981
2021 | 1 | 5 | 10 | 57.9178
2021 | 1 | 5 | 11 | 56.5092
2021 | 1 | 5 | 12 | 55.9014
2021 | 1 | 5 | 13 | 55.077
2021 | 1 | 5 | 14 | 54.6876
2021 | 1 | 5 | 15 | 55.335
2021 | 1 | 5 | 16 | 59.1245
2021 | 1 | 5 | 17 | 65.8476
2021 | 1 | 5 | 18 | 70.5418
2021 | 1 | 5 | 19 | 68.7082
2021 | 1 | 5 | 20 | 66.9572
2021 | 1 | 5 | 21 | 64.5318
2021 | 1 | 5 | 22 | 61.4146
2021 | 1 | 5 | 23 | 57.1788
2021 | 1 | 6 | 0 | 51.5314
2021 | 1 | 6 | 1 | 47.0801
2021 | 1 | 6 | 2 | 45.306
2021 | 1 | 6 | 3 | 44.5999
2021 | 1 | 6 | 4 | 44.3982
2021 | 1 | 6 | 5 | 44.7821
2021 | 1 | 6 | 6 | 47.2257
2021 | 1 | 6 | 7 | 52.1337
2021 | 1 | 6 | 8 | 57.3951
2021 | 1 | 6 | 9 | 59.2846
2021 | 1 | 6 | 10 | 57.8919
2021 | 1 | 6 | 11 | 56.903
2021 | 1 | 6 | 12 | 55.1632
2021 | 1 | 6 | 13 | 54.8587
2021 | 1 | 6 | 14 | 54.1622
2021 | 1 | 6 | 15 | 53.6473
2021 | 1 | 6 | 16 | 56.1268
2021 | 1 | 6 | 17 | 63.3793
2021 | 1 | 6 | 18 | 68.6771
2021 | 1 | 6 | 19 | 66.3162
2021 | 1 | 6 | 20 | 64.374
2021 | 1 | 6 | 21 | 61.8473
2021 | 1 | 6 | 22 | 58.5671
2021 | 1 | 6 | 23 | 54.2622
2021 | 1 | 7 | 0 | 48.9311
2021 | 1 | 7 | 1 | 44.6778
2021 | 1 | 7 | 2 | 42.8987
2021 | 1 | 7 | 3 | 42.2573
2021 | 1 | 7 | 4 | 42.1052
2021 | 1 | 7 | 5 | 42.6798
2021 | 1 | 7 | 6 | 45.3551
2021 | 1 | 7 | 7 | 50.311
2021 | 1 | 7 | 8 | 55.3958
2021 | 1 | 7 | 9 | 57.278
2021 | 1 | 7 | 10 | 55.6783
2021 | 1 | 7 | 11 | 54.5168
2021 | 1 | 7 | 12 | 52.6307
2021 | 1 | 7 | 13 | 52.3775
2021 | 1 | 7 | 14 | 52.5222
2021 | 1 | 7 | 15 | 52.4754
2021 | 1 | 7 | 16 | 54.8848
2021 | 1 | 7 | 17 | 62.3966
2021 | 1 | 7 | 18 | 66.9901
2021 | 1 | 7 | 19 | 64.8786
2021 | 1 | 7 | 20 | 62.9487
2021 | 1 | 7 | 21 | 60.6131
2021 | 1 | 7 | 22 | 57.4839
2021 | 1 | 7 | 23 | 53.0797
2021 | 1 | 8 | 0 | 48.7093
2021 | 1 | 8 | 1 | 47.1444
2021 | 1 | 8 | 2 | 45.4869
2021 | 1 | 8 | 3 | 45.0015
2021 | 1 | 8 | 4 | 45.1056
2021 | 1 | 8 | 5 | 45.8553
2021 | 1 | 8 | 6 | 49.2636
2021 | 1 | 8 | 7 | 54.5222
2021 | 1 | 8 | 8 | 59.3
2021 | 1 | 8 | 9 | 59.9756
2021 | 1 | 8 | 10 | 57.3109
2021 | 1 | 8 | 11 | 55.0792
2021 | 1 | 8 | 12 | 51.1173
2021 | 1 | 8 | 13 | 50.7296
2021 | 1 | 8 | 14 | 49.4341
2021 | 1 | 8 | 15 | 49.1114
2021 | 1 | 8 | 16 | 52.0192
2021 | 1 | 8 | 17 | 59.295
2021 | 1 | 8 | 18 | 68.0608
2021 | 1 | 8 | 19 | 67.9375
2021 | 1 | 8 | 20 | 66.6222
2021 | 1 | 8 | 21 | 64.7852
2021 | 1 | 8 | 22 | 62.1646
2021 | 1 | 8 | 23 | 57.8217
2021 | 1 | 9 | 0 | 53.836
2021 | 1 | 9 | 1 | 49.3919
2021 | 1 | 9 | 2 | 47.6213
2021 | 1 | 9 | 3 | 46.817
2021 | 1 | 9 | 4 | 46.3468
2021 | 1 | 9 | 5 | 46.2895
2021 | 1 | 9 | 6 | 46.3067
2021 | 1 | 9 | 7 | 49.3695
2021 | 1 | 9 | 8 | 54.4123
2021 | 1 | 9 | 9 | 58.6464
2021 | 1 | 9 | 10 | 59.6484
2021 | 1 | 9 | 11 | 58.2295
2021 | 1 | 9 | 12 | 54.7539
2021 | 1 | 9 | 13 | 53.7221
2021 | 1 | 9 | 14 | 52.4565
2021 | 1 | 9 | 15 | 52.9308
2021 | 1 | 9 | 16 | 57.2177
2021 | 1 | 9 | 17 | 64.6731
2021 | 1 | 9 | 18 | 68.6868
2021 | 1 | 9 | 19 | 66.3516
2021 | 1 | 9 | 20 | 62.5726
2021 | 1 | 9 | 21 | 59.5348
2021 | 1 | 9 | 22 | 56.697
2021 | 1 | 9 | 23 | 53.2276
2021 | 1 | 10 | 0 | 47.8748
2021 | 1 | 10 | 1 | 42.8546
2021 | 1 | 10 | 2 | 40.9092
2021 | 1 | 10 | 3 | 39.89
2021 | 1 | 10 | 4 | 39.3252
2021 | 1 | 10 | 5 | 39.0586
2021 | 1 | 10 | 6 | 38.9176
2021 | 1 | 10 | 7 | 40.9367
2021 | 1 | 10 | 8 | 45.3415
2021 | 1 | 10 | 9 | 48.9289
2021 | 1 | 10 | 10 | 48.8372
2021 | 1 | 10 | 11 | 48.8688
2021 | 1 | 10 | 12 | 47.8526
2021 | 1 | 10 | 13 | 47.8002
2021 | 1 | 10 | 14 | 46.9918
2021 | 1 | 10 | 15 | 47.3221
2021 | 1 | 10 | 16 | 51.5362
2021 | 1 | 10 | 17 | 59.7727
2021 | 1 | 10 | 18 | 61.0977
2021 | 1 | 10 | 19 | 59.4652
2021 | 1 | 10 | 20 | 56.4506
2021 | 1 | 10 | 21 | 53.6195
2021 | 1 | 10 | 22 | 50.4811
2021 | 1 | 10 | 23 | 46.7918
2021 | 1 | 11 | 0 | 42.7383
2021 | 1 | 11 | 1 | 41.1615
2021 | 1 | 11 | 2 | 39.8034
2021 | 1 | 11 | 3 | 39.4096
2021 | 1 | 11 | 4 | 39.4012
2021 | 1 | 11 | 5 | 40.0401
2021 | 1 | 11 | 6 | 41.0432
2021 | 1 | 11 | 7 | 46.1112
2021 | 1 | 11 | 8 | 51.5683
2021 | 1 | 11 | 9 | 53.293
2021 | 1 | 11 | 10 | 52.1678
2021 | 1 | 11 | 11 | 52.2478
2021 | 1 | 11 | 12 | 50.6418
2021 | 1 | 11 | 13 | 50.0823
2021 | 1 | 11 | 14 | 49.7527
2021 | 1 | 11 | 15 | 49.6402
2021 | 1 | 11 | 16 | 52.354
2021 | 1 | 11 | 17 | 59.4516
2021 | 1 | 11 | 18 | 64.0468
2021 | 1 | 11 | 19 | 62.315
2021 | 1 | 11 | 20 | 60.1876
2021 | 1 | 11 | 21 | 57.5552
2021 | 1 | 11 | 22 | 54.2434
2021 | 1 | 11 | 23 | 50.0334
2021 | 1 | 12 | 0 | 46.1297
2021 | 1 | 12 | 1 | 41.9302
2021 | 1 | 12 | 2 | 40.1606
2021 | 1 | 12 | 3 | 39.6003
2021 | 1 | 12 | 4 | 39.4941
2021 | 1 | 12 | 5 | 40.0555
2021 | 1 | 12 | 6 | 42.8233
2021 | 1 | 12 | 7 | 48.1769
2021 | 1 | 12 | 8 | 53.5626
2021 | 1 | 12 | 9 | 55.0582
2021 | 1 | 12 | 10 | 52.9639
2021 | 1 | 12 | 11 | 51.89
2021 | 1 | 12 | 12 | 51.3639
2021 | 1 | 12 | 13 | 50.5971
2021 | 1 | 12 | 14 | 49.9623
2021 | 1 | 12 | 15 | 50.7283
2021 | 1 | 12 | 16 | 54.9889
2021 | 1 | 12 | 17 | 62.1898
2021 | 1 | 12 | 18 | 65.3258
2021 | 1 | 12 | 19 | 63.8819
2021 | 1 | 12 | 20 | 61.9862
2021 | 1 | 12 | 21 | 59.5132
2021 | 1 | 12 | 22 | 56.445
2021 | 1 | 12 | 23 | 52.2523
2021 | 1 | 13 | 0 | 47.0968
2021 | 1 | 13 | 1 | 43.2033
2021 | 1 | 13 | 2 | 41.4117
2021 | 1 | 13 | 3 | 40.7554
2021 | 1 | 13 | 4 | 40.5869
2021 | 1 | 13 | 5 | 41.0777
2021 | 1 | 13 | 6 | 43.3829
2021 | 1 | 13 | 7 | 48.4769
2021 | 1 | 13 | 8 | 53.97
2021 | 1 | 13 | 9 | 55.4762
2021 | 1 | 13 | 10 | 53.5265
2021 | 1 | 13 | 11 | 52.2839
2021 | 1 | 13 | 12 | 50.4074
2021 | 1 | 13 | 13 | 50.2608
2021 | 1 | 13 | 14 | 49.8245
2021 | 1 | 13 | 15 | 49.6143
2021 | 1 | 13 | 16 | 52.3353
2021 | 1 | 13 | 17 | 60.1655
2021 | 1 | 13 | 18 | 66.5475
2021 | 1 | 13 | 19 | 64.5533
2021 | 1 | 13 | 20 | 62.4255
2021 | 1 | 13 | 21 | 59.8694
2021 | 1 | 13 | 22 | 56.6267
2021 | 1 | 13 | 23 | 52.3278
2021 | 1 | 14 | 0 | 46.7416
2021 | 1 | 14 | 1 | 44.9929
2021 | 1 | 14 | 2 | 43.3338
2021 | 1 | 14 | 3 | 42.8636
2021 | 1 | 14 | 4 | 42.8777
2021 | 1 | 14 | 5 | 43.6299
2021 | 1 | 14 | 6 | 46.3093
2021 | 1 | 14 | 7 | 51.3031
2021 | 1 | 14 | 8 | 55.6972
2021 | 1 | 14 | 9 | 55.7299
2021 | 1 | 14 | 10 | 53.3062
2021 | 1 | 14 | 11 | 51.528
2021 | 1 | 14 | 12 | 51.4846
2021 | 1 | 14 | 13 | 51.2889
2021 | 1 | 14 | 14 | 51.3078
2021 | 1 | 14 | 15 | 52.0267
2021 | 1 | 14 | 16 | 55.5097
2021 | 1 | 14 | 17 | 63.852
2021 | 1 | 14 | 18 | 70.1375
2021 | 1 | 14 | 19 | 68.1981
2021 | 1 | 14 | 20 | 66.0738
2021 | 1 | 14 | 21 | 63.7023
2021 | 1 | 14 | 22 | 60.6234
2021 | 1 | 14 | 23 | 56.21
2021 | 1 | 15 | 0 | 50.8308
2021 | 1 | 15 | 1 | 47.9256
2021 | 1 | 15 | 2 | 46.3038
2021 | 1 | 15 | 3 | 45.7558
2021 | 1 | 15 | 4 | 45.6945
2021 | 1 | 15 | 5 | 46.2323
2021 | 1 | 15 | 6 | 47.0345
2021 | 1 | 15 | 7 | 52.1471
2021 | 1 | 15 | 8 | 57.0406
2021 | 1 | 15 | 9 | 58.3028
2021 | 1 | 15 | 10 | 55.9586
2021 | 1 | 15 | 11 | 54.1609
2021 | 1 | 15 | 12 | 52.85
2021 | 1 | 15 | 13 | 52.1966
2021 | 1 | 15 | 14 | 51.3614
2021 | 1 | 15 | 15 | 51.2836
2021 | 1 | 15 | 16 | 54.8741
2021 | 1 | 15 | 17 | 62.3854
2021 | 1 | 15 | 18 | 66.9298
2021 | 1 | 15 | 19 | 65.1968
2021 | 1 | 15 | 20 | 63.0206
2021 | 1 | 15 | 21 | 60.6913
2021 | 1 | 15 | 22 | 57.9358
2021 | 1 | 15 | 23 | 53.5846
2021 | 1 | 16 | 0 | 48.9122
2021 | 1 | 16 | 1 | 43.9293
2021 | 1 | 16 | 2 | 42.0522
2021 | 1 | 16 | 3 | 41.117
2021 | 1 | 16 | 4 | 40.6214
2021 | 1 | 16 | 5 | 40.5173
2021 | 1 | 16 | 6 | 41.3765
2021 | 1 | 16 | 7 | 44.5514
2021 | 1 | 16 | 8 | 50.0641
2021 | 1 | 16 | 9 | 53.9545
2021 | 1 | 16 | 10 | 53.3992
2021 | 1 | 16 | 11 | 52.3879
2021 | 1 | 16 | 12 | 49.3801
2021 | 1 | 16 | 13 | 48.2655
2021 | 1 | 16 | 14 | 47.2449
2021 | 1 | 16 | 15 | 47.6576
2021 | 1 | 16 | 16 | 51.9122
2021 | 1 | 16 | 17 | 59.9254
2021 | 1 | 16 | 18 | 65.7032
2021 | 1 | 16 | 19 | 63.3241
2021 | 1 | 16 | 20 | 59.5098
2021 | 1 | 16 | 21 | 56.5833
2021 | 1 | 16 | 22 | 53.9723
2021 | 1 | 16 | 23 | 50.5932
2021 | 1 | 17 | 0 | 44.8328
2021 | 1 | 17 | 1 | 43.5472
2021 | 1 | 17 | 2 | 41.9264
2021 | 1 | 17 | 3 | 41.1982
2021 | 1 | 17 | 4 | 40.9665
2021 | 1 | 17 | 5 | 40.9306
2021 | 1 | 17 | 6 | 41.5932
2021 | 1 | 17 | 7 | 43.6334
2021 | 1 | 17 | 8 | 46.4927
2021 | 1 | 17 | 9 | 47.527
2021 | 1 | 17 | 10 | 46.7801
2021 | 1 | 17 | 11 | 46.3739
2021 | 1 | 17 | 12 | 48.5812
2021 | 1 | 17 | 13 | 48.1125
2021 | 1 | 17 | 14 | 48.0506
2021 | 1 | 17 | 15 | 48.6597
2021 | 1 | 17 | 16 | 52.7866
2021 | 1 | 17 | 17 | 61.0308
2021 | 1 | 17 | 18 | 66.9274
2021 | 1 | 17 | 19 | 64.409
2021 | 1 | 17 | 20 | 60.8548
2021 | 1 | 17 | 21 | 57.7771
2021 | 1 | 17 | 22 | 54.4528
2021 | 1 | 17 | 23 | 50.6354
2021 | 1 | 18 | 0 | 47.735
2021 | 1 | 18 | 1 | 44.0752
2021 | 1 | 18 | 2 | 42.6764
2021 | 1 | 18 | 3 | 42.2517
2021 | 1 | 18 | 4 | 42.275
2021 | 1 | 18 | 5 | 42.9118
2021 | 1 | 18 | 6 | 45.4942
2021 | 1 | 18 | 7 | 50.6898
2021 | 1 | 18 | 8 | 56.3047
2021 | 1 | 18 | 9 | 57.5153
2021 | 1 | 18 | 10 | 55.9776
2021 | 1 | 18 | 11 | 54.9643
2021 | 1 | 18 | 12 | 51.9298
2021 | 1 | 18 | 13 | 51.3613
2021 | 1 | 18 | 14 | 50.5523
2021 | 1 | 18 | 15 | 50.8569
2021 | 1 | 18 | 16 | 53.6914
2021 | 1 | 18 | 17 | 60.854
2021 | 1 | 18 | 18 | 67.2258
2021 | 1 | 18 | 19 | 67.4641
2021 | 1 | 18 | 20 | 65.9216
2021 | 1 | 18 | 21 | 63.5331
2021 | 1 | 18 | 22 | 60.4604
2021 | 1 | 18 | 23 | 56.2358
2021 | 1 | 19 | 0 | 49.7954
2021 | 1 | 19 | 1 | 48.395
2021 | 1 | 19 | 2 | 46.9402
2021 | 1 | 19 | 3 | 46.6868
2021 | 1 | 19 | 4 | 46.8578
2021 | 1 | 19 | 5 | 47.6042
2021 | 1 | 19 | 6 | 49.4251
2021 | 1 | 19 | 7 | 54.828
2021 | 1 | 19 | 8 | 59.9779
2021 | 1 | 19 | 9 | 60.1697
2021 | 1 | 19 | 10 | 56.8494
2021 | 1 | 19 | 11 | 54.2602
2021 | 1 | 19 | 12 | 51.6973
2021 | 1 | 19 | 13 | 51.1866
2021 | 1 | 19 | 14 | 50.7285
2021 | 1 | 19 | 15 | 51.6611
2021 | 1 | 19 | 16 | 54.8689
2021 | 1 | 19 | 17 | 62.0945
2021 | 1 | 19 | 18 | 69.4229
2021 | 1 | 19 | 19 | 69.9958
2021 | 1 | 19 | 20 | 68.7991
2021 | 1 | 19 | 21 | 66.7143
2021 | 1 | 19 | 22 | 63.6818
2021 | 1 | 19 | 23 | 59.2889
2021 | 1 | 20 | 0 | 53.7965
2021 | 1 | 20 | 1 | 52.4534
2021 | 1 | 20 | 2 | 51.1321
2021 | 1 | 20 | 3 | 50.8749
2021 | 1 | 20 | 4 | 51.0647
2021 | 1 | 20 | 5 | 51.7038
2021 | 1 | 20 | 6 | 53.1789
2021 | 1 | 20 | 7 | 57.9342
2021 | 1 | 20 | 8 | 61.6547
2021 | 1 | 20 | 9 | 60.6033
2021 | 1 | 20 | 10 | 57.3372
2021 | 1 | 20 | 11 | 55.339
2021 | 1 | 20 | 12 | 55.1741
2021 | 1 | 20 | 13 | 54.4507
2021 | 1 | 20 | 14 | 54.0172
2021 | 1 | 20 | 15 | 53.9214
2021 | 1 | 20 | 16 | 56.0448
2021 | 1 | 20 | 17 | 63.3817
2021 | 1 | 20 | 18 | 69.5438
2021 | 1 | 20 | 19 | 69.9166
2021 | 1 | 20 | 20 | 68.7661
2021 | 1 | 20 | 21 | 66.6158
2021 | 1 | 20 | 22 | 63.3275
2021 | 1 | 20 | 23 | 58.74
2021 | 1 | 21 | 0 | 54.6904
2021 | 1 | 21 | 1 | 52.5574
2021 | 1 | 21 | 2 | 50.924
2021 | 1 | 21 | 3 | 50.3464
2021 | 1 | 21 | 4 | 50.1843
2021 | 1 | 21 | 5 | 50.635
2021 | 1 | 21 | 6 | 51.8409
2021 | 1 | 21 | 7 | 56.5569
2021 | 1 | 21 | 8 | 60.8494
2021 | 1 | 21 | 9 | 61.4468
2021 | 1 | 21 | 10 | 59.3421
2021 | 1 | 21 | 11 | 57.3963
2021 | 1 | 21 | 12 | 55.1759
2021 | 1 | 21 | 13 | 54.7177
2021 | 1 | 21 | 14 | 54.6031
2021 | 1 | 21 | 15 | 54.6083
2021 | 1 | 21 | 16 | 56.5637
2021 | 1 | 21 | 17 | 63.6391
2021 | 1 | 21 | 18 | 70.7294
2021 | 1 | 21 | 19 | 69.3012
2021 | 1 | 21 | 20 | 67.3289
2021 | 1 | 21 | 21 | 64.9317
2021 | 1 | 21 | 22 | 61.7772
2021 | 1 | 21 | 23 | 57.2384
2021 | 1 | 22 | 0 | 52.0726
2021 | 1 | 22 | 1 | 47.7378
2021 | 1 | 22 | 2 | 45.8901
2021 | 1 | 22 | 3 | 45.1754
2021 | 1 | 22 | 4 | 44.9417
2021 | 1 | 22 | 5 | 45.3792
2021 | 1 | 22 | 6 | 47.5376
2021 | 1 | 22 | 7 | 52.8027
2021 | 1 | 22 | 8 | 58.5663
2021 | 1 | 22 | 9 | 60.0554
2021 | 1 | 22 | 10 | 56.5063
2021 | 1 | 22 | 11 | 54.2929
2021 | 1 | 22 | 12 | 53.0259
2021 | 1 | 22 | 13 | 52.3634
2021 | 1 | 22 | 14 | 51.9168
2021 | 1 | 22 | 15 | 51.6904
2021 | 1 | 22 | 16 | 55.0268
2021 | 1 | 22 | 17 | 62.2355
2021 | 1 | 22 | 18 | 66.9596
2021 | 1 | 22 | 19 | 66.285
2021 | 1 | 22 | 20 | 64.4363
2021 | 1 | 22 | 21 | 62.4379
2021 | 1 | 22 | 22 | 59.7415
2021 | 1 | 22 | 23 | 55.4265
2021 | 1 | 23 | 0 | 49.7026
2021 | 1 | 23 | 1 | 45.4654
2021 | 1 | 23 | 2 | 43.6915
2021 | 1 | 23 | 3 | 42.7777
2021 | 1 | 23 | 4 | 42.3478
2021 | 1 | 23 | 5 | 42.2856
2021 | 1 | 23 | 6 | 43.0981
2021 | 1 | 23 | 7 | 45.8346
2021 | 1 | 23 | 8 | 48.7772
2021 | 1 | 23 | 9 | 50.2199
2021 | 1 | 23 | 10 | 49.5372
2021 | 1 | 23 | 11 | 48.5182
2021 | 1 | 23 | 12 | 45.9957
2021 | 1 | 23 | 13 | 46.3535
2021 | 1 | 23 | 14 | 45.0452
2021 | 1 | 23 | 15 | 44.5385
2021 | 1 | 23 | 16 | 45.8086
2021 | 1 | 23 | 17 | 51.3599
2021 | 1 | 23 | 18 | 61.4703
2021 | 1 | 23 | 19 | 61.729
2021 | 1 | 23 | 20 | 58.6545
2021 | 1 | 23 | 21 | 56.0434
2021 | 1 | 23 | 22 | 53.4563
2021 | 1 | 23 | 23 | 49.9641
2021 | 1 | 24 | 0 | 46.7509
2021 | 1 | 24 | 1 | 41.2581
2021 | 1 | 24 | 2 | 39.4392
2021 | 1 | 24 | 3 | 38.5651
2021 | 1 | 24 | 4 | 38.099
2021 | 1 | 24 | 5 | 37.7861
2021 | 1 | 24 | 6 | 37.2472
2021 | 1 | 24 | 7 | 39.3017
2021 | 1 | 24 | 8 | 43.1683
2021 | 1 | 24 | 9 | 44.5895
2021 | 1 | 24 | 10 | 43.1119
2021 | 1 | 24 | 11 | 42.4336
2021 | 1 | 24 | 12 | 42.9183
2021 | 1 | 24 | 13 | 43.3041
2021 | 1 | 24 | 14 | 43.3248
2021 | 1 | 24 | 15 | 43.2482
2021 | 1 | 24 | 16 | 46.041
2021 | 1 | 24 | 17 | 53.0355
2021 | 1 | 24 | 18 | 59.6894
2021 | 1 | 24 | 19 | 57.4479
2021 | 1 | 24 | 20 | 53.9872
2021 | 1 | 24 | 21 | 50.8709
2021 | 1 | 24 | 22 | 47.5362
2021 | 1 | 24 | 23 | 43.7399
2021 | 1 | 25 | 0 | 41.1659
2021 | 1 | 25 | 1 | 39.0911
2021 | 1 | 25 | 2 | 37.7536
2021 | 1 | 25 | 3 | 37.4827
2021 | 1 | 25 | 4 | 37.6343
2021 | 1 | 25 | 5 | 38.5047
2021 | 1 | 25 | 6 | 40.9944
2021 | 1 | 25 | 7 | 46.4087
2021 | 1 | 25 | 8 | 52.4462
2021 | 1 | 25 | 9 | 53.5023
2021 | 1 | 25 | 10 | 51.0307
2021 | 1 | 25 | 11 | 49.5709
2021 | 1 | 25 | 12 | 47.339
2021 | 1 | 25 | 13 | 46.8007
2021 | 1 | 25 | 14 | 47.1215
2021 | 1 | 25 | 15 | 47.7124
2021 | 1 | 25 | 16 | 50.7521
2021 | 1 | 25 | 17 | 58.5015
2021 | 1 | 25 | 18 | 67.0837
2021 | 1 | 25 | 19 | 66.1587
2021 | 1 | 25 | 20 | 63.9369
2021 | 1 | 25 | 21 | 61.3523
2021 | 1 | 25 | 22 | 58.0697
2021 | 1 | 25 | 23 | 53.8263
2021 | 1 | 26 | 0 | 48.1363
2021 | 1 | 26 | 1 | 45.0386
2021 | 1 | 26 | 2 | 43.3615
2021 | 1 | 26 | 3 | 42.8531
2021 | 1 | 26 | 4 | 42.7617
2021 | 1 | 26 | 5 | 43.3071
2021 | 1 | 26 | 6 | 45.6019
2021 | 1 | 26 | 7 | 50.7934
2021 | 1 | 26 | 8 | 55.272
2021 | 1 | 26 | 9 | 54.7445
2021 | 1 | 26 | 10 | 51.5197
2021 | 1 | 26 | 11 | 49.9131
2021 | 1 | 26 | 12 | 48.3123
2021 | 1 | 26 | 13 | 47.5413
2021 | 1 | 26 | 14 | 46.8228
2021 | 1 | 26 | 15 | 47.2776
2021 | 1 | 26 | 16 | 50.1611
2021 | 1 | 26 | 17 | 56.6415
2021 | 1 | 26 | 18 | 67.1986
2021 | 1 | 26 | 19 | 65.9821
2021 | 1 | 26 | 20 | 63.825
2021 | 1 | 26 | 21 | 61.1837
2021 | 1 | 26 | 22 | 58.0978
2021 | 1 | 26 | 23 | 53.8566
2021 | 1 | 27 | 0 | 47.8403
2021 | 1 | 27 | 1 | 45.3479
2021 | 1 | 27 | 2 | 43.6504
2021 | 1 | 27 | 3 | 43.0803
2021 | 1 | 27 | 4 | 42.9173
2021 | 1 | 27 | 5 | 43.4465
2021 | 1 | 27 | 6 | 43.7648
2021 | 1 | 27 | 7 | 48.7415
2021 | 1 | 27 | 8 | 53.8244
2021 | 1 | 27 | 9 | 54.2526
2021 | 1 | 27 | 10 | 51.3439
2021 | 1 | 27 | 11 | 49.4384
2021 | 1 | 27 | 12 | 46.2677
2021 | 1 | 27 | 13 | 46.4424
2021 | 1 | 27 | 14 | 46.5292
2021 | 1 | 27 | 15 | 46.0627
2021 | 1 | 27 | 16 | 47.6049
2021 | 1 | 27 | 17 | 54.8296
2021 | 1 | 27 | 18 | 60.261
2021 | 1 | 27 | 19 | 61.3382
2021 | 1 | 27 | 20 | 60.03
2021 | 1 | 27 | 21 | 57.9319
2021 | 1 | 27 | 22 | 54.7771
2021 | 1 | 27 | 23 | 50.38
2021 | 1 | 28 | 0 | 47.051
2021 | 1 | 28 | 1 | 43.2395
2021 | 1 | 28 | 2 | 41.5057
2021 | 1 | 28 | 3 | 40.9291
2021 | 1 | 28 | 4 | 40.7508
2021 | 1 | 28 | 5 | 41.3619
2021 | 1 | 28 | 6 | 42.8592
2021 | 1 | 28 | 7 | 47.7002
2021 | 1 | 28 | 8 | 51.8393
2021 | 1 | 28 | 9 | 51.2939
2021 | 1 | 28 | 10 | 48.0437
2021 | 1 | 28 | 11 | 46.7553
2021 | 1 | 28 | 12 | 44.5948
2021 | 1 | 28 | 13 | 44.438
2021 | 1 | 28 | 14 | 44.3699
2021 | 1 | 28 | 15 | 44.0265
2021 | 1 | 28 | 16 | 45.607
2021 | 1 | 28 | 17 | 52.3096
2021 | 1 | 28 | 18 | 61.6139
2021 | 1 | 28 | 19 | 62.3217
2021 | 1 | 28 | 20 | 60.8658
2021 | 1 | 28 | 21 | 58.87
2021 | 1 | 28 | 22 | 56.0402
2021 | 1 | 28 | 23 | 51.7523
2021 | 1 | 29 | 0 | 45.7878
2021 | 1 | 29 | 1 | 42.344
2021 | 1 | 29 | 2 | 40.5634
2021 | 1 | 29 | 3 | 39.9323
2021 | 1 | 29 | 4 | 39.7488
2021 | 1 | 29 | 5 | 40.3366
2021 | 1 | 29 | 6 | 42.0321
2021 | 1 | 29 | 7 | 46.9834
2021 | 1 | 29 | 8 | 50.7048
2021 | 1 | 29 | 9 | 49.0729
2021 | 1 | 29 | 10 | 44.7809
2021 | 1 | 29 | 11 | 43.4382
2021 | 1 | 29 | 12 | 41.4643
2021 | 1 | 29 | 13 | 41.2795
2021 | 1 | 29 | 14 | 40.4737
2021 | 1 | 29 | 15 | 39.4834
2021 | 1 | 29 | 16 | 41.1384
2021 | 1 | 29 | 17 | 47.5118
2021 | 1 | 29 | 18 | 57.0156
2021 | 1 | 29 | 19 | 58.3225
2021 | 1 | 29 | 20 | 56.9213
2021 | 1 | 29 | 21 | 55.1152
2021 | 1 | 29 | 22 | 52.6356
2021 | 1 | 29 | 23 | 48.431
2021 | 1 | 30 | 0 | 44.4318
2021 | 1 | 30 | 1 | 41.0149
2021 | 1 | 30 | 2 | 39.3501
2021 | 1 | 30 | 3 | 38.632
2021 | 1 | 30 | 4 | 38.4113
2021 | 1 | 30 | 5 | 38.4675
2021 | 1 | 30 | 6 | 39.3236
2021 | 1 | 30 | 7 | 43.0759
2021 | 1 | 30 | 8 | 49.572
2021 | 1 | 30 | 9 | 52.3781
2021 | 1 | 30 | 10 | 50.1995
2021 | 1 | 30 | 11 | 47.9848
2021 | 1 | 30 | 12 | 44.6471
2021 | 1 | 30 | 13 | 43.2956
2021 | 1 | 30 | 14 | 43.0604
2021 | 1 | 30 | 15 | 43.6592
2021 | 1 | 30 | 16 | 47.8625
2021 | 1 | 30 | 17 | 56.3862
2021 | 1 | 30 | 18 | 64.2548
2021 | 1 | 30 | 19 | 62.6174
2021 | 1 | 30 | 20 | 58.8917
2021 | 1 | 30 | 21 | 56.0336
2021 | 1 | 30 | 22 | 53.4721
2021 | 1 | 30 | 23 | 50.0358
2021 | 1 | 31 | 0 | 46.4742
2021 | 1 | 31 | 1 | 43.3613
2021 | 1 | 31 | 2 | 41.6834
2021 | 1 | 31 | 3 | 41.0543
2021 | 1 | 31 | 4 | 40.8167
2021 | 1 | 31 | 5 | 40.7832
2021 | 1 | 31 | 6 | 41.2771
2021 | 1 | 31 | 7 | 44.09
2021 | 1 | 31 | 8 | 50.0565
2021 | 1 | 31 | 9 | 52.6259
2021 | 1 | 31 | 10 | 50.9644
2021 | 1 | 31 | 11 | 48.5993
2021 | 1 | 31 | 12 | 46.201
2021 | 1 | 31 | 13 | 44.8777
2021 | 1 | 31 | 14 | 45.2605
2021 | 1 | 31 | 15 | 46.2182
2021 | 1 | 31 | 16 | 51.0458
2021 | 1 | 31 | 17 | 59.9813
2021 | 1 | 31 | 18 | 66.6378
2021 | 1 | 31 | 19 | 65.0823
2021 | 1 | 31 | 20 | 61.6921
2021 | 1 | 31 | 21 | 58.6752
2021 | 1 | 31 | 22 | 55.3536
2021 | 1 | 31 | 23 | 51.528
2021 | 2 | 1 | 0 | 47.652
2021 | 2 | 1 | 1 | 44.4358
2021 | 2 | 1 | 2 | 43.2034
2021 | 2 | 1 | 3 | 42.9453
2021 | 2 | 1 | 4 | 43.1562
2021 | 2 | 1 | 5 | 43.8459
2021 | 2 | 1 | 6 | 46.4996
2021 | 2 | 1 | 7 | 51.996
2021 | 2 | 1 | 8 | 58.5512
2021 | 2 | 1 | 9 | 59.4705
2021 | 2 | 1 | 10 | 57.8949
2021 | 2 | 1 | 11 | 56.7839
2021 | 2 | 1 | 12 | 54.2677
2021 | 2 | 1 | 13 | 53.5551
2021 | 2 | 1 | 14 | 53.3803
2021 | 2 | 1 | 15 | 54.039
2021 | 2 | 1 | 16 | 56.2908
2021 | 2 | 1 | 17 | 63.9091
2021 | 2 | 1 | 18 | 67.7673
2021 | 2 | 1 | 19 | 67.5005
2021 | 2 | 1 | 20 | 65.4659
2021 | 2 | 1 | 21 | 62.6565
2021 | 2 | 1 | 22 | 59.2228
2021 | 2 | 1 | 23 | 54.8628
2021 | 2 | 2 | 0 | 51.4296
2021 | 2 | 2 | 1 | 48.7619
2021 | 2 | 2 | 2 | 47.1265
2021 | 2 | 2 | 3 | 46.5982
2021 | 2 | 2 | 4 | 46.497
2021 | 2 | 2 | 5 | 46.8386
2021 | 2 | 2 | 6 | 48.8078
2021 | 2 | 2 | 7 | 54.139
2021 | 2 | 2 | 8 | 59.8184
2021 | 2 | 2 | 9 | 60.4025
2021 | 2 | 2 | 10 | 58.2079
2021 | 2 | 2 | 11 | 57.0752
2021 | 2 | 2 | 12 | 56.5325
2021 | 2 | 2 | 13 | 55.5131
2021 | 2 | 2 | 14 | 54.7501
2021 | 2 | 2 | 15 | 55.4507
2021 | 2 | 2 | 16 | 58.51
2021 | 2 | 2 | 17 | 64.9003
2021 | 2 | 2 | 18 | 67.975
2021 | 2 | 2 | 19 | 68.9714
2021 | 2 | 2 | 20 | 67.6088
2021 | 2 | 2 | 21 | 65.256
2021 | 2 | 2 | 22 | 62.359
2021 | 2 | 2 | 23 | 58.2476
2021 | 2 | 3 | 0 | 49.9655
2021 | 2 | 3 | 1 | 48.9268
2021 | 2 | 3 | 2 | 47.536
2021 | 2 | 3 | 3 | 47.2679
2021 | 2 | 3 | 4 | 47.4633
2021 | 2 | 3 | 5 | 48.0952
2021 | 2 | 3 | 6 | 49.263
2021 | 2 | 3 | 7 | 54.275
2021 | 2 | 3 | 8 | 59.2095
2021 | 2 | 3 | 9 | 58.9702
2021 | 2 | 3 | 10 | 56.2575
2021 | 2 | 3 | 11 | 54.8291
2021 | 2 | 3 | 12 | 51.8043
2021 | 2 | 3 | 13 | 51.1474
2021 | 2 | 3 | 14 | 51.1021
2021 | 2 | 3 | 15 | 50.4418
2021 | 2 | 3 | 16 | 51.0501
2021 | 2 | 3 | 17 | 57.31
2021 | 2 | 3 | 18 | 66.4112
2021 | 2 | 3 | 19 | 67.8684
2021 | 2 | 3 | 20 | 66.7723
2021 | 2 | 3 | 21 | 64.6553
2021 | 2 | 3 | 22 | 61.364
2021 | 2 | 3 | 23 | 56.963
2021 | 2 | 4 | 0 | 53.592
2021 | 2 | 4 | 1 | 49.4807
2021 | 2 | 4 | 2 | 47.7648
2021 | 2 | 4 | 3 | 47.102
2021 | 2 | 4 | 4 | 46.926
2021 | 2 | 4 | 5 | 47.2704
2021 | 2 | 4 | 6 | 49.5513
2021 | 2 | 4 | 7 | 54.51
2021 | 2 | 4 | 8 | 59.6996
2021 | 2 | 4 | 9 | 60.6657
2021 | 2 | 4 | 10 | 59.2914
2021 | 2 | 4 | 11 | 58.4681
2021 | 2 | 4 | 12 | 55.9362
2021 | 2 | 4 | 13 | 54.8232
2021 | 2 | 4 | 14 | 54.044
2021 | 2 | 4 | 15 | 53.751
2021 | 2 | 4 | 16 | 55.4215
2021 | 2 | 4 | 17 | 61.4873
2021 | 2 | 4 | 18 | 65.3576
2021 | 2 | 4 | 19 | 66.1978
2021 | 2 | 4 | 20 | 64.8507
2021 | 2 | 4 | 21 | 62.574
2021 | 2 | 4 | 22 | 59.6391
2021 | 2 | 4 | 23 | 55.3577
2021 | 2 | 5 | 0 | 50.198
2021 | 2 | 5 | 1 | 48.1614
2021 | 2 | 5 | 2 | 46.7426
2021 | 2 | 5 | 3 | 46.5049
2021 | 2 | 5 | 4 | 46.8126
2021 | 2 | 5 | 5 | 47.629
2021 | 2 | 5 | 6 | 50.7604
2021 | 2 | 5 | 7 | 56.6119
2021 | 2 | 5 | 8 | 63.7517
2021 | 2 | 5 | 9 | 65.318
2021 | 2 | 5 | 10 | 62.0423
2021 | 2 | 5 | 11 | 58.5606
2021 | 2 | 5 | 12 | 54.4187
2021 | 2 | 5 | 13 | 53.5762
2021 | 2 | 5 | 14 | 53.3992
2021 | 2 | 5 | 15 | 53.8374
2021 | 2 | 5 | 16 | 57.154
2021 | 2 | 5 | 17 | 64.414
2021 | 2 | 5 | 18 | 69.486
2021 | 2 | 5 | 19 | 71.8155
2021 | 2 | 5 | 20 | 70.8311
2021 | 2 | 5 | 21 | 69.1753
2021 | 2 | 5 | 22 | 66.591
2021 | 2 | 5 | 23 | 62.3069
2021 | 2 | 6 | 0 | 55.4903
2021 | 2 | 6 | 1 | 53.0055
2021 | 2 | 6 | 2 | 51.4501
2021 | 2 | 6 | 3 | 50.8065
2021 | 2 | 6 | 4 | 50.469
2021 | 2 | 6 | 5 | 50.4981
2021 | 2 | 6 | 6 | 50.5207
2021 | 2 | 6 | 7 | 53.5409
2021 | 2 | 6 | 8 | 57.7403
2021 | 2 | 6 | 9 | 60.3663
2021 | 2 | 6 | 10 | 61.4289
2021 | 2 | 6 | 11 | 59.9668
2021 | 2 | 6 | 12 | 57.5809
2021 | 2 | 6 | 13 | 56.4767
2021 | 2 | 6 | 14 | 55.3963
2021 | 2 | 6 | 15 | 55.6808
2021 | 2 | 6 | 16 | 58.259
2021 | 2 | 6 | 17 | 63.5085
2021 | 2 | 6 | 18 | 71.103
2021 | 2 | 6 | 19 | 70.6828
2021 | 2 | 6 | 20 | 66.7755
2021 | 2 | 6 | 21 | 63.5463
2021 | 2 | 6 | 22 | 60.5287
2021 | 2 | 6 | 23 | 57.1005
2021 | 2 | 7 | 0 | 50.8301
2021 | 2 | 7 | 1 | 47.1407
2021 | 2 | 7 | 2 | 45.5779
2021 | 2 | 7 | 3 | 44.8642
2021 | 2 | 7 | 4 | 44.5969
2021 | 2 | 7 | 5 | 44.6183
2021 | 2 | 7 | 6 | 44.7098
2021 | 2 | 7 | 7 | 46.4913
2021 | 2 | 7 | 8 | 48.8536
2021 | 2 | 7 | 9 | 49.0871
2021 | 2 | 7 | 10 | 48.28
2021 | 2 | 7 | 11 | 48.8584
2021 | 2 | 7 | 12 | 48.56
2021 | 2 | 7 | 13 | 47.5807
2021 | 2 | 7 | 14 | 46.86
2021 | 2 | 7 | 15 | 46.9821
2021 | 2 | 7 | 16 | 49.6933
2021 | 2 | 7 | 17 | 56.2501
2021 | 2 | 7 | 18 | 61.3911
2021 | 2 | 7 | 19 | 63.1572
2021 | 2 | 7 | 20 | 60.5732
2021 | 2 | 7 | 21 | 57.8936
2021 | 2 | 7 | 22 | 54.706
2021 | 2 | 7 | 23 | 51.0207
2021 | 2 | 8 | 0 | 48.1525
2021 | 2 | 8 | 1 | 47.1674
2021 | 2 | 8 | 2 | 45.9669
2021 | 2 | 8 | 3 | 45.6518
2021 | 2 | 8 | 4 | 45.7277
2021 | 2 | 8 | 5 | 46.269
2021 | 2 | 8 | 6 | 47.8553
2021 | 2 | 8 | 7 | 52.405
2021 | 2 | 8 | 8 | 55.5667
2021 | 2 | 8 | 9 | 52.7298
2021 | 2 | 8 | 10 | 50.3142
2021 | 2 | 8 | 11 | 50.956
2021 | 2 | 8 | 12 | 52.8304
2021 | 2 | 8 | 13 | 51.7358
2021 | 2 | 8 | 14 | 51.0882
2021 | 2 | 8 | 15 | 50.6108
2021 | 2 | 8 | 16 | 51.7639
2021 | 2 | 8 | 17 | 57.1106
2021 | 2 | 8 | 18 | 64.1466
2021 | 2 | 8 | 19 | 65.7396
2021 | 2 | 8 | 20 | 64.4773
2021 | 2 | 8 | 21 | 62.1189
2021 | 2 | 8 | 22 | 59.0394
2021 | 2 | 8 | 23 | 54.9823
2021 | 2 | 9 | 0 | 49.8471
2021 | 2 | 9 | 1 | 46.0262
2021 | 2 | 9 | 2 | 44.456
2021 | 2 | 9 | 3 | 44.0375
2021 | 2 | 9 | 4 | 44.0421
2021 | 2 | 9 | 5 | 44.5912
2021 | 2 | 9 | 6 | 46.5898
2021 | 2 | 9 | 7 | 51.531
2021 | 2 | 9 | 8 | 55.27
2021 | 2 | 9 | 9 | 53.3903
2021 | 2 | 9 | 10 | 50.2807
2021 | 2 | 9 | 11 | 49.5973
2021 | 2 | 9 | 12 | 50.2564
2021 | 2 | 9 | 13 | 49.1615
2021 | 2 | 9 | 14 | 49.2189
2021 | 2 | 9 | 15 | 49.2379
2021 | 2 | 9 | 16 | 50.9868
2021 | 2 | 9 | 17 | 56.1823
2021 | 2 | 9 | 18 | 62.7582
2021 | 2 | 9 | 19 | 63.2634
2021 | 2 | 9 | 20 | 61.6432
2021 | 2 | 9 | 21 | 59.1734
2021 | 2 | 9 | 22 | 55.9747
2021 | 2 | 9 | 23 | 51.7912
2021 | 2 | 10 | 0 | 49.4375
2021 | 2 | 10 | 1 | 46.3283
2021 | 2 | 10 | 2 | 44.8736
2021 | 2 | 10 | 3 | 44.5116
2021 | 2 | 10 | 4 | 44.6267
2021 | 2 | 10 | 5 | 45.2503
2021 | 2 | 10 | 6 | 46.513
2021 | 2 | 10 | 7 | 51.7201
2021 | 2 | 10 | 8 | 57.4224
2021 | 2 | 10 | 9 | 57.5828
2021 | 2 | 10 | 10 | 54.9093
2021 | 2 | 10 | 11 | 53.3058
2021 | 2 | 10 | 12 | 51.4725
2021 | 2 | 10 | 13 | 50.646
2021 | 2 | 10 | 14 | 50.6781
2021 | 2 | 10 | 15 | 50.3176
2021 | 2 | 10 | 16 | 52.0445
2021 | 2 | 10 | 17 | 58.3477
2021 | 2 | 10 | 18 | 62.7897
2021 | 2 | 10 | 19 | 64.7917
2021 | 2 | 10 | 20 | 63.7703
2021 | 2 | 10 | 21 | 61.6396
2021 | 2 | 10 | 22 | 58.5219
2021 | 2 | 10 | 23 | 54.3191
2021 | 2 | 11 | 0 | 49.9633
2021 | 2 | 11 | 1 | 46.494
2021 | 2 | 11 | 2 | 44.8716
2021 | 2 | 11 | 3 | 44.3302
2021 | 2 | 11 | 4 | 44.2553
2021 | 2 | 11 | 5 | 44.8079
2021 | 2 | 11 | 6 | 46.2484
2021 | 2 | 11 | 7 | 51.1903
2021 | 2 | 11 | 8 | 55.8499
2021 | 2 | 11 | 9 | 55.1765
2021 | 2 | 11 | 10 | 52.4673
2021 | 2 | 11 | 11 | 51.4305
2021 | 2 | 11 | 12 | 50.6855
2021 | 2 | 11 | 13 | 50.0581
2021 | 2 | 11 | 14 | 50.187
2021 | 2 | 11 | 15 | 49.9894
2021 | 2 | 11 | 16 | 51.2517
2021 | 2 | 11 | 17 | 57.4904
2021 | 2 | 11 | 18 | 65.1407
2021 | 2 | 11 | 19 | 65.4172
2021 | 2 | 11 | 20 | 63.6163
2021 | 2 | 11 | 21 | 61.1945
2021 | 2 | 11 | 22 | 58.2008
2021 | 2 | 11 | 23 | 53.9901
2021 | 2 | 12 | 0 | 48.3704
2021 | 2 | 12 | 1 | 48.4943
2021 | 2 | 12 | 2 | 47.0801
2021 | 2 | 12 | 3 | 46.8672
2021 | 2 | 12 | 4 | 47.2497
2021 | 2 | 12 | 5 | 48.2374
2021 | 2 | 12 | 6 | 51.8057
2021 | 2 | 12 | 7 | 57.0045
2021 | 2 | 12 | 8 | 60.7573
2021 | 2 | 12 | 9 | 57.6769
2021 | 2 | 12 | 10 | 53.1859
2021 | 2 | 12 | 11 | 50.2244
2021 | 2 | 12 | 12 | 46.8258
2021 | 2 | 12 | 13 | 46.4119
2021 | 2 | 12 | 14 | 46.1334
2021 | 2 | 12 | 15 | 45.7107
2021 | 2 | 12 | 16 | 46.7699
2021 | 2 | 12 | 17 | 52.6927
2021 | 2 | 12 | 18 | 66.5269
2021 | 2 | 12 | 19 | 69.5291
2021 | 2 | 12 | 20 | 68.5932
2021 | 2 | 12 | 21 | 66.8962
2021 | 2 | 12 | 22 | 64.2483
2021 | 2 | 12 | 23 | 59.9667
2021 | 2 | 13 | 0 | 57.3272
2021 | 2 | 13 | 1 | 51.4135
2021 | 2 | 13 | 2 | 49.4942
2021 | 2 | 13 | 3 | 48.599
2021 | 2 | 13 | 4 | 47.9592
2021 | 2 | 13 | 5 | 47.7477
2021 | 2 | 13 | 6 | 47.8677
2021 | 2 | 13 | 7 | 50.8185
2021 | 2 | 13 | 8 | 55.6864
2021 | 2 | 13 | 9 | 57.3964
2021 | 2 | 13 | 10 | 57.3956
2021 | 2 | 13 | 11 | 55.4265
2021 | 2 | 13 | 12 | 52.2675
2021 | 2 | 13 | 13 | 51.6948
2021 | 2 | 13 | 14 | 50.7433
2021 | 2 | 13 | 15 | 50.6874
2021 | 2 | 13 | 16 | 52.9194
2021 | 2 | 13 | 17 | 57.7556
2021 | 2 | 13 | 18 | 63.8642
2021 | 2 | 13 | 19 | 64.2329
2021 | 2 | 13 | 20 | 60.7101
2021 | 2 | 13 | 21 | 57.5973
2021 | 2 | 13 | 22 | 54.714
2021 | 2 | 13 | 23 | 51.4295
2021 | 2 | 14 | 0 | 45.9819
2021 | 2 | 14 | 1 | 45.8368
2021 | 2 | 14 | 2 | 44.6974
2021 | 2 | 14 | 3 | 44.2826
2021 | 2 | 14 | 4 | 44.4901
2021 | 2 | 14 | 5 | 44.9866
2021 | 2 | 14 | 6 | 44.8198
2021 | 2 | 14 | 7 | 46.9306
2021 | 2 | 14 | 8 | 49.1041
2021 | 2 | 14 | 9 | 48.4577
2021 | 2 | 14 | 10 | 46.7783
2021 | 2 | 14 | 11 | 46.9547
2021 | 2 | 14 | 12 | 45.5574
2021 | 2 | 14 | 13 | 43.9341
2021 | 2 | 14 | 14 | 43.7859
2021 | 2 | 14 | 15 | 44.2039
2021 | 2 | 14 | 16 | 47.2018
2021 | 2 | 14 | 17 | 54.6836
2021 | 2 | 14 | 18 | 65.395
2021 | 2 | 14 | 19 | 67.5217
2021 | 2 | 14 | 20 | 64.9098
2021 | 2 | 14 | 21 | 62.3761
2021 | 2 | 14 | 22 | 59.3659
2021 | 2 | 14 | 23 | 55.7499
2021 | 2 | 15 | 0 | 53.9858
2021 | 2 | 15 | 1 | 52.4939
2021 | 2 | 15 | 2 | 50.8903
2021 | 2 | 15 | 3 | 49.9461
2021 | 2 | 15 | 4 | 49.5588
2021 | 2 | 15 | 5 | 49.6252
2021 | 2 | 15 | 6 | 49.8466
2021 | 2 | 15 | 7 | 52.1233
2021 | 2 | 15 | 8 | 54.7733
2021 | 2 | 15 | 9 | 53.1629
2021 | 2 | 15 | 10 | 49.0295
2021 | 2 | 15 | 11 | 48.0825
2021 | 2 | 15 | 12 | 45.1944
2021 | 2 | 15 | 13 | 45.7034
2021 | 2 | 15 | 14 | 43.3122
2021 | 2 | 15 | 15 | 41.8066
2021 | 2 | 15 | 16 | 40.8695
2021 | 2 | 15 | 17 | 46.7259
2021 | 2 | 15 | 18 | 61.0469
2021 | 2 | 15 | 19 | 63.8315
2021 | 2 | 15 | 20 | 62.4343
2021 | 2 | 15 | 21 | 59.8222
2021 | 2 | 15 | 22 | 56.8859
2021 | 2 | 15 | 23 | 53.0666
2021 | 2 | 16 | 0 | 47.4083
2021 | 2 | 16 | 1 | 45.3215
2021 | 2 | 16 | 2 | 43.7397
2021 | 2 | 16 | 3 | 43.302
2021 | 2 | 16 | 4 | 43.2447
2021 | 2 | 16 | 5 | 43.8412
2021 | 2 | 16 | 6 | 45.5827
2021 | 2 | 16 | 7 | 50.7615
2021 | 2 | 16 | 8 | 55.5127
2021 | 2 | 16 | 9 | 53.915
2021 | 2 | 16 | 10 | 50.0902
2021 | 2 | 16 | 11 | 48.3948
2021 | 2 | 16 | 12 | 47.6941
2021 | 2 | 16 | 13 | 47.6721
2021 | 2 | 16 | 14 | 48.4133
2021 | 2 | 16 | 15 | 48.564
2021 | 2 | 16 | 16 | 49.8966
2021 | 2 | 16 | 17 | 55.4624
2021 | 2 | 16 | 18 | 62.2955
2021 | 2 | 16 | 19 | 63.7029
2021 | 2 | 16 | 20 | 62.0405
2021 | 2 | 16 | 21 | 59.6479
2021 | 2 | 16 | 22 | 56.4704
2021 | 2 | 16 | 23 | 52.3333
2021 | 2 | 17 | 0 | 47.6659
2021 | 2 | 17 | 1 | 44.5909
2021 | 2 | 17 | 2 | 42.9744
2021 | 2 | 17 | 3 | 42.4684
2021 | 2 | 17 | 4 | 42.4696
2021 | 2 | 17 | 5 | 43.1006
2021 | 2 | 17 | 6 | 44.9457
2021 | 2 | 17 | 7 | 50.1495
2021 | 2 | 17 | 8 | 55.6233
2021 | 2 | 17 | 9 | 54.9614
2021 | 2 | 17 | 10 | 51.5557
2021 | 2 | 17 | 11 | 50.1523
2021 | 2 | 17 | 12 | 48.753
2021 | 2 | 17 | 13 | 47.9552
2021 | 2 | 17 | 14 | 48.2456
2021 | 2 | 17 | 15 | 47.4325
2021 | 2 | 17 | 16 | 48.6679
2021 | 2 | 17 | 17 | 54.1842
2021 | 2 | 17 | 18 | 60.6367
2021 | 2 | 17 | 19 | 62.9607
2021 | 2 | 17 | 20 | 61.8465
2021 | 2 | 17 | 21 | 59.6824
2021 | 2 | 17 | 22 | 56.574
2021 | 2 | 17 | 23 | 52.5039
2021 | 2 | 18 | 0 | 48.8448
2021 | 2 | 18 | 1 | 46.6253
2021 | 2 | 18 | 2 | 45.2836
2021 | 2 | 18 | 3 | 45.0959
2021 | 2 | 18 | 4 | 45.4306
2021 | 2 | 18 | 5 | 46.4445
2021 | 2 | 18 | 6 | 49.2247
2021 | 2 | 18 | 7 | 54.4424
2021 | 2 | 18 | 8 | 58.9555
2021 | 2 | 18 | 9 | 56.9117
2021 | 2 | 18 | 10 | 53.3744
2021 | 2 | 18 | 11 | 50.6924
2021 | 2 | 18 | 12 | 46.8597
2021 | 2 | 18 | 13 | 46.5576
2021 | 2 | 18 | 14 | 46.8282
2021 | 2 | 18 | 15 | 46.8431
2021 | 2 | 18 | 16 | 47.9303
2021 | 2 | 18 | 17 | 53.7124
2021 | 2 | 18 | 18 | 64.6198
2021 | 2 | 18 | 19 | 68.8335
2021 | 2 | 18 | 20 | 68.3317
2021 | 2 | 18 | 21 | 66.6196
2021 | 2 | 18 | 22 | 63.8956
2021 | 2 | 18 | 23 | 59.7217
2021 | 2 | 19 | 0 | 53.7793
2021 | 2 | 19 | 1 | 50.9325
2021 | 2 | 19 | 2 | 49.601
2021 | 2 | 19 | 3 | 49.256
2021 | 2 | 19 | 4 | 49.4178
2021 | 2 | 19 | 5 | 50.1129
2021 | 2 | 19 | 6 | 52.1827
2021 | 2 | 19 | 7 | 57.2038
2021 | 2 | 19 | 8 | 60.6158
2021 | 2 | 19 | 9 | 56.4244
2021 | 2 | 19 | 10 | 51.2431
2021 | 2 | 19 | 11 | 49.2369
2021 | 2 | 19 | 12 | 47.567
2021 | 2 | 19 | 13 | 47.2928
2021 | 2 | 19 | 14 | 46.6667
2021 | 2 | 19 | 15 | 45.5004
2021 | 2 | 19 | 16 | 45.6965
2021 | 2 | 19 | 17 | 50.3437
2021 | 2 | 19 | 18 | 59.858
2021 | 2 | 19 | 19 | 64.1902
2021 | 2 | 19 | 20 | 63.544
2021 | 2 | 19 | 21 | 61.7461
2021 | 2 | 19 | 22 | 59.2387
2021 | 2 | 19 | 23 | 55.0423
2021 | 2 | 20 | 0 | 50.7852
2021 | 2 | 20 | 1 | 45.4496
2021 | 2 | 20 | 2 | 43.7677
2021 | 2 | 20 | 3 | 42.9648
2021 | 2 | 20 | 4 | 42.5606
2021 | 2 | 20 | 5 | 42.6159
2021 | 2 | 20 | 6 | 42.8812
2021 | 2 | 20 | 7 | 45.7838
2021 | 2 | 20 | 8 | 49.9949
2021 | 2 | 20 | 9 | 50.2111
2021 | 2 | 20 | 10 | 47.7802
2021 | 2 | 20 | 11 | 47.0684
2021 | 2 | 20 | 12 | 45.2459
2021 | 2 | 20 | 13 | 44.4995
2021 | 2 | 20 | 14 | 44.1273
2021 | 2 | 20 | 15 | 43.6966
2021 | 2 | 20 | 16 | 45.5798
2021 | 2 | 20 | 17 | 51.0051
2021 | 2 | 20 | 18 | 57.0425
2021 | 2 | 20 | 19 | 58.2288
2021 | 2 | 20 | 20 | 54.9842
2021 | 2 | 20 | 21 | 52.1122
2021 | 2 | 20 | 22 | 49.3447
2021 | 2 | 20 | 23 | 46.0445
2021 | 2 | 21 | 0 | 43.6113
2021 | 2 | 21 | 1 | 39.6313
2021 | 2 | 21 | 2 | 37.9096
2021 | 2 | 21 | 3 | 37.0202
2021 | 2 | 21 | 4 | 36.6543
2021 | 2 | 21 | 5 | 36.502
2021 | 2 | 21 | 6 | 36.6772
2021 | 2 | 21 | 7 | 39.1278
2021 | 2 | 21 | 8 | 44.1269
2021 | 2 | 21 | 9 | 45.3289
2021 | 2 | 21 | 10 | 43.3409
2021 | 2 | 21 | 11 | 42.4339
2021 | 2 | 21 | 12 | 42.0194
2021 | 2 | 21 | 13 | 43.2955
2021 | 2 | 21 | 14 | 43.8984
2021 | 2 | 21 | 15 | 43.33
2021 | 2 | 21 | 16 | 44.4099
2021 | 2 | 21 | 17 | 49.6273
2021 | 2 | 21 | 18 | 55.3251
2021 | 2 | 21 | 19 | 56.0194
2021 | 2 | 21 | 20 | 53.165
2021 | 2 | 21 | 21 | 50.1539
2021 | 2 | 21 | 22 | 46.9015
2021 | 2 | 21 | 23 | 43.3523
2021 | 2 | 22 | 0 | 40.5123
2021 | 2 | 22 | 1 | 38.3754
2021 | 2 | 22 | 2 | 37.0809
2021 | 2 | 22 | 3 | 36.7858
2021 | 2 | 22 | 4 | 36.9494
2021 | 2 | 22 | 5 | 37.8446
2021 | 2 | 22 | 6 | 40.3641
2021 | 2 | 22 | 7 | 45.8625
2021 | 2 | 22 | 8 | 51.8095
2021 | 2 | 22 | 9 | 50.6157
2021 | 2 | 22 | 10 | 47.4034
2021 | 2 | 22 | 11 | 46.5803
2021 | 2 | 22 | 12 | 44.8333
2021 | 2 | 22 | 13 | 44.6776
2021 | 2 | 22 | 14 | 45.3744
2021 | 2 | 22 | 15 | 44.9422
2021 | 2 | 22 | 16 | 46.0299
2021 | 2 | 22 | 17 | 51.3233
2021 | 2 | 22 | 18 | 58.7812
2021 | 2 | 22 | 19 | 60.4615
2021 | 2 | 22 | 20 | 58.9233
2021 | 2 | 22 | 21 | 56.3454
2021 | 2 | 22 | 22 | 53.07
2021 | 2 | 22 | 23 | 49.0743
2021 | 2 | 23 | 0 | 46.3952
2021 | 2 | 23 | 1 | 43.9345
2021 | 2 | 23 | 2 | 42.5199
2021 | 2 | 23 | 3 | 42.3195
2021 | 2 | 23 | 4 | 42.6289
2021 | 2 | 23 | 5 | 43.599
2021 | 2 | 23 | 6 | 46.2701
2021 | 2 | 23 | 7 | 51.8663
2021 | 2 | 23 | 8 | 56.9824
2021 | 2 | 23 | 9 | 55.5537
2021 | 2 | 23 | 10 | 52.2074
2021 | 2 | 23 | 11 | 49.5434
2021 | 2 | 23 | 12 | 43.1592
2021 | 2 | 23 | 13 | 43.203
2021 | 2 | 23 | 14 | 43.4592
2021 | 2 | 23 | 15 | 43.194
2021 | 2 | 23 | 16 | 43.6575
2021 | 2 | 23 | 17 | 47.7708
2021 | 2 | 23 | 18 | 61.1687
2021 | 2 | 23 | 19 | 65.3712
2021 | 2 | 23 | 20 | 65.0144
2021 | 2 | 23 | 21 | 63.0127
2021 | 2 | 23 | 22 | 60.1212
2021 | 2 | 23 | 23 | 56.0698
2021 | 2 | 24 | 0 | 51.9644
2021 | 2 | 24 | 1 | 49.0275
2021 | 2 | 24 | 2 | 47.7731
2021 | 2 | 24 | 3 | 47.5377
2021 | 2 | 24 | 4 | 47.7785
2021 | 2 | 24 | 5 | 48.5472
2021 | 2 | 24 | 6 | 51.1382
2021 | 2 | 24 | 7 | 55.6253
2021 | 2 | 24 | 8 | 57.5065
2021 | 2 | 24 | 9 | 52.4596
2021 | 2 | 24 | 10 | 48.6667
2021 | 2 | 24 | 11 | 47.2131
2021 | 2 | 24 | 12 | 45.0004
2021 | 2 | 24 | 13 | 45.833
2021 | 2 | 24 | 14 | 45.8814
2021 | 2 | 24 | 15 | 44.2747
2021 | 2 | 24 | 16 | 42.5159
2021 | 2 | 24 | 17 | 46.5654
2021 | 2 | 24 | 18 | 59.5061
2021 | 2 | 24 | 19 | 63.9026
2021 | 2 | 24 | 20 | 63.6971
2021 | 2 | 24 | 21 | 61.6302
2021 | 2 | 24 | 22 | 58.478
2021 | 2 | 24 | 23 | 54.1927
2021 | 2 | 25 | 0 | 50.7818
2021 | 2 | 25 | 1 | 46.7376
2021 | 2 | 25 | 2 | 45.0805
2021 | 2 | 25 | 3 | 44.4684
2021 | 2 | 25 | 4 | 44.3032
2021 | 2 | 25 | 5 | 44.8675
2021 | 2 | 25 | 6 | 47.423
2021 | 2 | 25 | 7 | 52.1131
2021 | 2 | 25 | 8 | 55.7162
2021 | 2 | 25 | 9 | 53.8959
2021 | 2 | 25 | 10 | 51.3645
2021 | 2 | 25 | 11 | 49.9403
2021 | 2 | 25 | 12 | 44.7369
2021 | 2 | 25 | 13 | 45.9731
2021 | 2 | 25 | 14 | 46.4933
2021 | 2 | 25 | 15 | 44.9301
2021 | 2 | 25 | 16 | 43.0202
2021 | 2 | 25 | 17 | 46.7918
2021 | 2 | 25 | 18 | 58.5045
2021 | 2 | 25 | 19 | 61.1889
2021 | 2 | 25 | 20 | 60.3384
2021 | 2 | 25 | 21 | 58.1189
2021 | 2 | 25 | 22 | 55.0601
2021 | 2 | 25 | 23 | 50.8074
2021 | 2 | 26 | 0 | 46.8678
2021 | 2 | 26 | 1 | 42.5238
2021 | 2 | 26 | 2 | 40.7782
2021 | 2 | 26 | 3 | 40.115
2021 | 2 | 26 | 4 | 39.9265
2021 | 2 | 26 | 5 | 40.5046
2021 | 2 | 26 | 6 | 43.0147
2021 | 2 | 26 | 7 | 47.8263
2021 | 2 | 26 | 8 | 50.9742
2021 | 2 | 26 | 9 | 48.0179
2021 | 2 | 26 | 10 | 44.129
2021 | 2 | 26 | 11 | 43.3819
2021 | 2 | 26 | 12 | 42.718
2021 | 2 | 26 | 13 | 43.6212
2021 | 2 | 26 | 14 | 43.7716
2021 | 2 | 26 | 15 | 41.8576
2021 | 2 | 26 | 16 | 41.5354
2021 | 2 | 26 | 17 | 45.1104
2021 | 2 | 26 | 18 | 53.7112
2021 | 2 | 26 | 19 | 57.1448
2021 | 2 | 26 | 20 | 56.5577
2021 | 2 | 26 | 21 | 54.7625
2021 | 2 | 26 | 22 | 52.2725
2021 | 2 | 26 | 23 | 48.3532
2021 | 2 | 27 | 0 | 43.5849
2021 | 2 | 27 | 1 | 39.8598
2021 | 2 | 27 | 2 | 38.4104
2021 | 2 | 27 | 3 | 37.763
2021 | 2 | 27 | 4 | 37.7144
2021 | 2 | 27 | 5 | 37.8774
2021 | 2 | 27 | 6 | 38.2659
2021 | 2 | 27 | 7 | 41.9797
2021 | 2 | 27 | 8 | 47.5665
2021 | 2 | 27 | 9 | 48.8684
2021 | 2 | 27 | 10 | 47.2834
2021 | 2 | 27 | 11 | 45.5397
2021 | 2 | 27 | 12 | 44.1223
2021 | 2 | 27 | 13 | 45.026
2021 | 2 | 27 | 14 | 45.6918
2021 | 2 | 27 | 15 | 45.1957
2021 | 2 | 27 | 16 | 46.2498
2021 | 2 | 27 | 17 | 51.3505
2021 | 2 | 27 | 18 | 60.8773
2021 | 2 | 27 | 19 | 61.3716
2021 | 2 | 27 | 20 | 58.503
2021 | 2 | 27 | 21 | 55.5788
2021 | 2 | 27 | 22 | 53.0751
2021 | 2 | 27 | 23 | 49.9444
2021 | 2 | 28 | 0 | 45.3025
2021 | 2 | 28 | 1 | 44.6359
2021 | 2 | 28 | 2 | 43.3582
2021 | 2 | 28 | 3 | 43.0224
2021 | 2 | 28 | 4 | 43.1781
2021 | 2 | 28 | 5 | 43.4596
2021 | 2 | 28 | 6 | 43.2056
2021 | 2 | 28 | 7 | 46.0311
2021 | 2 | 28 | 8 | 50.6667
2021 | 2 | 28 | 9 | 51.1467
2021 | 2 | 28 | 10 | 50.7227
2021 | 2 | 28 | 11 | 48.5009
2021 | 2 | 28 | 12 | 46.9755
2021 | 2 | 28 | 13 | 46.8741
2021 | 2 | 28 | 14 | 48.3064
2021 | 2 | 28 | 15 | 48.6248
2021 | 2 | 28 | 16 | 51.4975
2021 | 2 | 28 | 17 | 57.9368
2021 | 2 | 28 | 18 | 68.7663
2021 | 2 | 28 | 19 | 68.9599
2021 | 2 | 28 | 20 | 66.4165
2021 | 2 | 28 | 21 | 63.3478
2021 | 2 | 28 | 22 | 60.1425
2021 | 2 | 28 | 23 | 56.6481
2021 | 3 | 1 | 0 | 51.7278
2021 | 3 | 1 | 1 | 48.7168
2021 | 3 | 1 | 2 | 47.8833
2021 | 3 | 1 | 3 | 47.9079
2021 | 3 | 1 | 4 | 48.278
2021 | 3 | 1 | 5 | 49.025
2021 | 3 | 1 | 6 | 50.4978
2021 | 3 | 1 | 7 | 55.4086
2021 | 3 | 1 | 8 | 57.3972
2021 | 3 | 1 | 9 | 50.8783
2021 | 3 | 1 | 10 | 46.348
2021 | 3 | 1 | 11 | 45.5591
2021 | 3 | 1 | 12 | 47.6931
2021 | 3 | 1 | 13 | 47.5516
2021 | 3 | 1 | 14 | 47.1506
2021 | 3 | 1 | 15 | 46.8359
2021 | 3 | 1 | 16 | 48.3459
2021 | 3 | 1 | 17 | 55.1382
2021 | 3 | 1 | 18 | 64.0028
2021 | 3 | 1 | 19 | 67.7424
2021 | 3 | 1 | 20 | 67.0369
2021 | 3 | 1 | 21 | 64.6695
2021 | 3 | 1 | 22 | 61.6575
2021 | 3 | 1 | 23 | 57.5673
2021 | 3 | 2 | 0 | 51.43
2021 | 3 | 2 | 1 | 50.7357
2021 | 3 | 2 | 2 | 49.4687
2021 | 3 | 2 | 3 | 49.2791
2021 | 3 | 2 | 4 | 49.4088
2021 | 3 | 2 | 5 | 49.9528
2021 | 3 | 2 | 6 | 51.0351
2021 | 3 | 2 | 7 | 56.3447
2021 | 3 | 2 | 8 | 59.8402
2021 | 3 | 2 | 9 | 56.0451
2021 | 3 | 2 | 10 | 51.5304
2021 | 3 | 2 | 11 | 49.3918
2021 | 3 | 2 | 12 | 47.9049
2021 | 3 | 2 | 13 | 47.905
2021 | 3 | 2 | 14 | 47.7814
2021 | 3 | 2 | 15 | 47.4797
2021 | 3 | 2 | 16 | 49.1242
2021 | 3 | 2 | 17 | 54.933
2021 | 3 | 2 | 18 | 58.9266
2021 | 3 | 2 | 19 | 63.9498
2021 | 3 | 2 | 20 | 63.9264
2021 | 3 | 2 | 21 | 61.9897
2021 | 3 | 2 | 22 | 59.049
2021 | 3 | 2 | 23 | 54.8854
2021 | 3 | 3 | 0 | 51.1931
2021 | 3 | 3 | 1 | 47.8958
2021 | 3 | 3 | 2 | 46.3934
2021 | 3 | 3 | 3 | 45.9171
2021 | 3 | 3 | 4 | 45.8147
2021 | 3 | 3 | 5 | 46.1593
2021 | 3 | 3 | 6 | 48.0935
2021 | 3 | 3 | 7 | 53.2066
2021 | 3 | 3 | 8 | 57.1723
2021 | 3 | 3 | 9 | 54.0104
2021 | 3 | 3 | 10 | 49.5968
2021 | 3 | 3 | 11 | 48.4788
2021 | 3 | 3 | 12 | 46.8856
2021 | 3 | 3 | 13 | 47.0102
2021 | 3 | 3 | 14 | 46.4442
2021 | 3 | 3 | 15 | 44.658
2021 | 3 | 3 | 16 | 45.0444
2021 | 3 | 3 | 17 | 50.7476
2021 | 3 | 3 | 18 | 60.014
2021 | 3 | 3 | 19 | 62.2582
2021 | 3 | 3 | 20 | 61.4375
2021 | 3 | 3 | 21 | 59.125
2021 | 3 | 3 | 22 | 55.9315
2021 | 3 | 3 | 23 | 51.8286
2021 | 3 | 4 | 0 | 47.4248
2021 | 3 | 4 | 1 | 44.6494
2021 | 3 | 4 | 2 | 43.162
2021 | 3 | 4 | 3 | 42.8295
2021 | 3 | 4 | 4 | 42.9118
2021 | 3 | 4 | 5 | 43.5972
2021 | 3 | 4 | 6 | 46.405
2021 | 3 | 4 | 7 | 51.8893
2021 | 3 | 4 | 8 | 56.4641
2021 | 3 | 4 | 9 | 53.8376
2021 | 3 | 4 | 10 | 49.2216
2021 | 3 | 4 | 11 | 47.362
2021 | 3 | 4 | 12 | 47.5289
2021 | 3 | 4 | 13 | 47.5199
2021 | 3 | 4 | 14 | 47.7302
2021 | 3 | 4 | 15 | 47.3092
2021 | 3 | 4 | 16 | 49.7173
2021 | 3 | 4 | 17 | 56.4122
2021 | 3 | 4 | 18 | 62.8343
2021 | 3 | 4 | 19 | 66.4899
2021 | 3 | 4 | 20 | 66.2325
2021 | 3 | 4 | 21 | 64.4478
2021 | 3 | 4 | 22 | 61.7694
2021 | 3 | 4 | 23 | 57.7948
2021 | 3 | 5 | 0 | 49.6618
2021 | 3 | 5 | 1 | 49.8508
2021 | 3 | 5 | 2 | 48.7525
2021 | 3 | 5 | 3 | 48.7653
2021 | 3 | 5 | 4 | 49.2672
2021 | 3 | 5 | 5 | 50.1911
2021 | 3 | 5 | 6 | 52.4447
2021 | 3 | 5 | 7 | 57.7179
2021 | 3 | 5 | 8 | 59.9979
2021 | 3 | 5 | 9 | 54.8753
2021 | 3 | 5 | 10 | 49.6882
2021 | 3 | 5 | 11 | 47.1869
2021 | 3 | 5 | 12 | 48.963
2021 | 3 | 5 | 13 | 48.4844
2021 | 3 | 5 | 14 | 48.1343
2021 | 3 | 5 | 15 | 47.5802
2021 | 3 | 5 | 16 | 50.4451
2021 | 3 | 5 | 17 | 56.7099
2021 | 3 | 5 | 18 | 63.6319
2021 | 3 | 5 | 19 | 68.649
2021 | 3 | 5 | 20 | 68.8769
2021 | 3 | 5 | 21 | 67.3421
2021 | 3 | 5 | 22 | 64.9557
2021 | 3 | 5 | 23 | 60.8868
2021 | 3 | 6 | 0 | 55.5162
2021 | 3 | 6 | 1 | 53.0673
2021 | 3 | 6 | 2 | 51.6888
2021 | 3 | 6 | 3 | 51.2647
2021 | 3 | 6 | 4 | 51.0766
2021 | 3 | 6 | 5 | 51.2117
2021 | 3 | 6 | 6 | 51.8858
2021 | 3 | 6 | 7 | 54.6809
2021 | 3 | 6 | 8 | 56.0827
2021 | 3 | 6 | 9 | 53.805
2021 | 3 | 6 | 10 | 52.7264
2021 | 3 | 6 | 11 | 51.4187
2021 | 3 | 6 | 12 | 49.3473
2021 | 3 | 6 | 13 | 48.1841
2021 | 3 | 6 | 14 | 47.4121
2021 | 3 | 6 | 15 | 46.8097
2021 | 3 | 6 | 16 | 49.1977
2021 | 3 | 6 | 17 | 54.7227
2021 | 3 | 6 | 18 | 63.8717
2021 | 3 | 6 | 19 | 66.0665
2021 | 3 | 6 | 20 | 63.6
2021 | 3 | 6 | 21 | 60.6982
2021 | 3 | 6 | 22 | 57.7964
2021 | 3 | 6 | 23 | 54.4386
2021 | 3 | 7 | 0 | 51.5582
2021 | 3 | 7 | 1 | 46.1948
2021 | 3 | 7 | 2 | 44.6244
2021 | 3 | 7 | 3 | 43.9393
2021 | 3 | 7 | 4 | 43.6307
2021 | 3 | 7 | 5 | 43.5695
2021 | 3 | 7 | 6 | 44.5397
2021 | 3 | 7 | 7 | 46.5495
2021 | 3 | 7 | 8 | 48.3991
2021 | 3 | 7 | 9 | 47.3334
2021 | 3 | 7 | 10 | 45.5933
2021 | 3 | 7 | 11 | 45.4594
2021 | 3 | 7 | 12 | 44.4981
2021 | 3 | 7 | 13 | 44.593
2021 | 3 | 7 | 14 | 44.4655
2021 | 3 | 7 | 15 | 43.6585
2021 | 3 | 7 | 16 | 45.5146
2021 | 3 | 7 | 17 | 51.4906
2021 | 3 | 7 | 18 | 58.5395
2021 | 3 | 7 | 19 | 59.9058
2021 | 3 | 7 | 20 | 57.6675
2021 | 3 | 7 | 21 | 54.6323
2021 | 3 | 7 | 22 | 51.1637
2021 | 3 | 7 | 23 | 47.4903
2021 | 3 | 8 | 0 | 46.0193
2021 | 3 | 8 | 1 | 46.0351
2021 | 3 | 8 | 2 | 44.9656
2021 | 3 | 8 | 3 | 44.8338
2021 | 3 | 8 | 4 | 45.1011
2021 | 3 | 8 | 5 | 45.8273
2021 | 3 | 8 | 6 | 48.6934
2021 | 3 | 8 | 7 | 53.8022
2021 | 3 | 8 | 8 | 57.2274
2021 | 3 | 8 | 9 | 54.2694
2021 | 3 | 8 | 10 | 51.3998
2021 | 3 | 8 | 11 | 50.3603
2021 | 3 | 8 | 12 | 48.2679
2021 | 3 | 8 | 13 | 48.3706
2021 | 3 | 8 | 14 | 48.7213
2021 | 3 | 8 | 15 | 47.5181
2021 | 3 | 8 | 16 | 47.6655
2021 | 3 | 8 | 17 | 52.3214
2021 | 3 | 8 | 18 | 61.8079
2021 | 3 | 8 | 19 | 64.4386
2021 | 3 | 8 | 20 | 64.061
2021 | 3 | 8 | 21 | 61.6588
2021 | 3 | 8 | 22 | 58.3327
2021 | 3 | 8 | 23 | 54.2319
2021 | 3 | 9 | 0 | 52.1348
2021 | 3 | 9 | 1 | 47.1522
2021 | 3 | 9 | 2 | 45.6161
2021 | 3 | 9 | 3 | 45.1417
2021 | 3 | 9 | 4 | 45.0433
2021 | 3 | 9 | 5 | 45.4052
2021 | 3 | 9 | 6 | 48.1206
2021 | 3 | 9 | 7 | 53.2389
2021 | 3 | 9 | 8 | 56.1288
2021 | 3 | 9 | 9 | 52.7167
2021 | 3 | 9 | 10 | 49.2751
2021 | 3 | 9 | 11 | 48.4391
2021 | 3 | 9 | 12 | 47.9213
2021 | 3 | 9 | 13 | 48.0368
2021 | 3 | 9 | 14 | 47.7237
2021 | 3 | 9 | 15 | 46.5144
2021 | 3 | 9 | 16 | 47.073
2021 | 3 | 9 | 17 | 50.9849
2021 | 3 | 9 | 18 | 57.231
2021 | 3 | 9 | 19 | 59.0583
2021 | 3 | 9 | 20 | 58.5852
2021 | 3 | 9 | 21 | 56.0347
2021 | 3 | 9 | 22 | 52.8667
2021 | 3 | 9 | 23 | 48.8209
2021 | 3 | 10 | 0 | 47.0794
2021 | 3 | 10 | 1 | 42.3592
2021 | 3 | 10 | 2 | 40.7544
2021 | 3 | 10 | 3 | 40.2199
2021 | 3 | 10 | 4 | 40.0539
2021 | 3 | 10 | 5 | 40.4625
2021 | 3 | 10 | 6 | 42.9844
2021 | 3 | 10 | 7 | 47.4634
2021 | 3 | 10 | 8 | 48.7411
2021 | 3 | 10 | 9 | 43.5213
2021 | 3 | 10 | 10 | 39.7362
2021 | 3 | 10 | 11 | 39.8319
2021 | 3 | 10 | 12 | 43.2261
2021 | 3 | 10 | 13 | 44.5505
2021 | 3 | 10 | 14 | 44.7647
2021 | 3 | 10 | 15 | 42.8056
2021 | 3 | 10 | 16 | 42.6438
2021 | 3 | 10 | 17 | 47.7427
2021 | 3 | 10 | 18 | 58.6937
2021 | 3 | 10 | 19 | 59.8832
2021 | 3 | 10 | 20 | 59.1647
2021 | 3 | 10 | 21 | 56.7465
2021 | 3 | 10 | 22 | 53.6487
2021 | 3 | 10 | 23 | 49.7885
2021 | 3 | 11 | 0 | 42.9729
2021 | 3 | 11 | 1 | 44.0542
2021 | 3 | 11 | 2 | 42.8576
2021 | 3 | 11 | 3 | 42.9307
2021 | 3 | 11 | 4 | 43.5196
2021 | 3 | 11 | 5 | 44.7583
2021 | 3 | 11 | 6 | 47.1877
2021 | 3 | 11 | 7 | 53.175
2021 | 3 | 11 | 8 | 58.1746
2021 | 3 | 11 | 9 | 55.4016
2021 | 3 | 11 | 10 | 50.7661
2021 | 3 | 11 | 11 | 47.3866
2021 | 3 | 11 | 12 | 47.6388
2021 | 3 | 11 | 13 | 48.2423
2021 | 3 | 11 | 14 | 49.2719
2021 | 3 | 11 | 15 | 49.7026
2021 | 3 | 11 | 16 | 52.6842
2021 | 3 | 11 | 17 | 59.5467
2021 | 3 | 11 | 18 | 66.7184
2021 | 3 | 11 | 19 | 70.2748
2021 | 3 | 11 | 20 | 70.5792
2021 | 3 | 11 | 21 | 68.8242
2021 | 3 | 11 | 22 | 66.0621
2021 | 3 | 11 | 23 | 62.0673
2021 | 3 | 12 | 0 | 56.4933
2021 | 3 | 12 | 1 | 53.0905
2021 | 3 | 12 | 2 | 51.8579
2021 | 3 | 12 | 3 | 51.563
2021 | 3 | 12 | 4 | 51.7617
2021 | 3 | 12 | 5 | 52.3308
2021 | 3 | 12 | 6 | 53.469
2021 | 3 | 12 | 7 | 58.6511
2021 | 3 | 12 | 8 | 60.8287
2021 | 3 | 12 | 9 | 55.6754
2021 | 3 | 12 | 10 | 51.3296
2021 | 3 | 12 | 11 | 49.6152
2021 | 3 | 12 | 12 | 49.1633
2021 | 3 | 12 | 13 | 49.7421
2021 | 3 | 12 | 14 | 48.6501
2021 | 3 | 12 | 15 | 46.9296
2021 | 3 | 12 | 16 | 47.1495
2021 | 3 | 12 | 17 | 51.2155
2021 | 3 | 12 | 18 | 59.6879
2021 | 3 | 12 | 19 | 62.8927
2021 | 3 | 12 | 20 | 62.8807
2021 | 3 | 12 | 21 | 60.601
2021 | 3 | 12 | 22 | 58.0024
2021 | 3 | 12 | 23 | 53.9101
2021 | 3 | 13 | 0 | 51.4277
2021 | 3 | 13 | 1 | 44.4136
2021 | 3 | 13 | 2 | 42.7463
2021 | 3 | 13 | 3 | 42.0027
2021 | 3 | 13 | 4 | 41.626
2021 | 3 | 13 | 5 | 41.5722
2021 | 3 | 13 | 6 | 43.6965
2021 | 3 | 13 | 7 | 46.3173
2021 | 3 | 13 | 8 | 47.7001
2021 | 3 | 13 | 9 | 44.0252
2021 | 3 | 13 | 10 | 40.4279
2021 | 3 | 13 | 11 | 40.8643
2021 | 3 | 13 | 12 | 38.7982
2021 | 3 | 13 | 13 | 38.8334
2021 | 3 | 13 | 14 | 37.8392
2021 | 3 | 13 | 15 | 36.2115
2021 | 3 | 13 | 16 | 36.8243
2021 | 3 | 13 | 17 | 41.6166
2021 | 3 | 13 | 18 | 49.3444
2021 | 3 | 13 | 19 | 54.0345
2021 | 3 | 13 | 20 | 53.3628
2021 | 3 | 13 | 21 | 51.1646
2021 | 3 | 13 | 22 | 48.8769
2021 | 3 | 13 | 23 | 45.7837
2021 | 3 | 14 | 0 | 42.9359
2021 | 3 | 14 | 1 | 40.0814
2021 | 3 | 14 | 2 | 39.385
2021 | 3 | 14 | 3 | 39.0248
2021 | 3 | 14 | 4 | 39.1046
2021 | 3 | 14 | 5 | 40.2233
2021 | 3 | 14 | 6 | 41.8339
2021 | 3 | 14 | 7 | 44.3803
2021 | 3 | 14 | 8 | 42.5298
2021 | 3 | 14 | 9 | 38.5349
2021 | 3 | 14 | 10 | 38.2318
2021 | 3 | 14 | 11 | 38.1559
2021 | 3 | 14 | 12 | 36.6711
2021 | 3 | 14 | 13 | 38.5693
2021 | 3 | 14 | 14 | 37.6968
2021 | 3 | 14 | 15 | 36.7047
2021 | 3 | 14 | 16 | 37.2931
2021 | 3 | 14 | 17 | 39.6429
2021 | 3 | 14 | 18 | 49.6612
2021 | 3 | 14 | 19 | 53.3954
2021 | 3 | 14 | 20 | 51.9138
2021 | 3 | 14 | 21 | 48.5207
2021 | 3 | 14 | 22 | 44.546
2021 | 3 | 14 | 23 | 40.8347
2021 | 3 | 15 | 0 | 38.564
2021 | 3 | 15 | 1 | 39.4976
2021 | 3 | 15 | 2 | 39.2438
2021 | 3 | 15 | 3 | 39.5157
2021 | 3 | 15 | 4 | 40.1669
2021 | 3 | 15 | 5 | 42.4277
2021 | 3 | 15 | 6 | 46.3926
2021 | 3 | 15 | 7 | 51.6417
2021 | 3 | 15 | 8 | 49.5578
2021 | 3 | 15 | 9 | 43.1943
2021 | 3 | 15 | 10 | 42.8098
2021 | 3 | 15 | 11 | 42.8778
2021 | 3 | 15 | 12 | 41.7639
2021 | 3 | 15 | 13 | 41.826
2021 | 3 | 15 | 14 | 41.394
2021 | 3 | 15 | 15 | 41.0708
2021 | 3 | 15 | 16 | 42.6199
2021 | 3 | 15 | 17 | 45.9784
2021 | 3 | 15 | 18 | 56.8071
2021 | 3 | 15 | 19 | 60.0365
2021 | 3 | 15 | 20 | 59.2963
2021 | 3 | 15 | 21 | 56.073
2021 | 3 | 15 | 22 | 51.9227
2021 | 3 | 15 | 23 | 47.7284
2021 | 3 | 16 | 0 | 45.8999
2021 | 3 | 16 | 1 | 43.6056
2021 | 3 | 16 | 2 | 43.0067
2021 | 3 | 16 | 3 | 43.0424
2021 | 3 | 16 | 4 | 43.4403
2021 | 3 | 16 | 5 | 45.397
2021 | 3 | 16 | 6 | 49.3408
2021 | 3 | 16 | 7 | 54.619
2021 | 3 | 16 | 8 | 51.8607
2021 | 3 | 16 | 9 | 44.4573
2021 | 3 | 16 | 10 | 43.0834
2021 | 3 | 16 | 11 | 42.7681
2021 | 3 | 16 | 12 | 44.2585
2021 | 3 | 16 | 13 | 44.3868
2021 | 3 | 16 | 14 | 43.493
2021 | 3 | 16 | 15 | 43.5864
2021 | 3 | 16 | 16 | 45.8153
2021 | 3 | 16 | 17 | 48.9913
2021 | 3 | 16 | 18 | 55.8785
2021 | 3 | 16 | 19 | 58.2339
2021 | 3 | 16 | 20 | 57.3464
2021 | 3 | 16 | 21 | 53.9234
2021 | 3 | 16 | 22 | 49.8483
2021 | 3 | 16 | 23 | 45.6003
2021 | 3 | 17 | 0 | 43.8531
2021 | 3 | 17 | 1 | 43.7807
2021 | 3 | 17 | 2 | 43.3223
2021 | 3 | 17 | 3 | 43.5706
2021 | 3 | 17 | 4 | 44.2681
2021 | 3 | 17 | 5 | 46.5502
2021 | 3 | 17 | 6 | 52.3183
2021 | 3 | 17 | 7 | 57.2808
2021 | 3 | 17 | 8 | 53.7353
2021 | 3 | 17 | 9 | 45.6023
2021 | 3 | 17 | 10 | 44.2592
2021 | 3 | 17 | 11 | 42.6705
2021 | 3 | 17 | 12 | 40.4358
2021 | 3 | 17 | 13 | 41.7207
2021 | 3 | 17 | 14 | 41.3609
2021 | 3 | 17 | 15 | 40.6559
2021 | 3 | 17 | 16 | 40.9859
2021 | 3 | 17 | 17 | 44.4411
2021 | 3 | 17 | 18 | 55.6313
2021 | 3 | 17 | 19 | 62.2958
2021 | 3 | 17 | 20 | 63.0712
2021 | 3 | 17 | 21 | 60.6592
2021 | 3 | 17 | 22 | 56.7052
2021 | 3 | 17 | 23 | 52.3129
2021 | 3 | 18 | 0 | 49.7842
2021 | 3 | 18 | 1 | 48.7401
2021 | 3 | 18 | 2 | 48.2979
2021 | 3 | 18 | 3 | 48.4059
2021 | 3 | 18 | 4 | 48.9171
2021 | 3 | 18 | 5 | 50.954
2021 | 3 | 18 | 6 | 55.0158
2021 | 3 | 18 | 7 | 59.6607
2021 | 3 | 18 | 8 | 55.4984
2021 | 3 | 18 | 9 | 48.464
2021 | 3 | 18 | 10 | 48.7605
2021 | 3 | 18 | 11 | 48.0516
2021 | 3 | 18 | 12 | 48.2704
2021 | 3 | 18 | 13 | 48.6575
2021 | 3 | 18 | 14 | 48.2071
2021 | 3 | 18 | 15 | 47.8611
2021 | 3 | 18 | 16 | 49.1704
2021 | 3 | 18 | 17 | 51.9373
2021 | 3 | 18 | 18 | 61.4563
2021 | 3 | 18 | 19 | 64.4558
2021 | 3 | 18 | 20 | 64.0027
2021 | 3 | 18 | 21 | 60.8525
2021 | 3 | 18 | 22 | 56.9187
2021 | 3 | 18 | 23 | 52.5236
2021 | 3 | 19 | 0 | 48.0201
2021 | 3 | 19 | 1 | 46.3758
2021 | 3 | 19 | 2 | 45.5941
2021 | 3 | 19 | 3 | 45.4208
2021 | 3 | 19 | 4 | 45.7001
2021 | 3 | 19 | 5 | 47.617
2021 | 3 | 19 | 6 | 51.1712
2021 | 3 | 19 | 7 | 57.1763
2021 | 3 | 19 | 8 | 57.603
2021 | 3 | 19 | 9 | 52.7349
2021 | 3 | 19 | 10 | 50.0017
2021 | 3 | 19 | 11 | 47.9882
2021 | 3 | 19 | 12 | 47.284
2021 | 3 | 19 | 13 | 48.4107
2021 | 3 | 19 | 14 | 48.0008
2021 | 3 | 19 | 15 | 47.5323
2021 | 3 | 19 | 16 | 49.5308
2021 | 3 | 19 | 17 | 53.3222
2021 | 3 | 19 | 18 | 59.2744
2021 | 3 | 19 | 19 | 61.4095
2021 | 3 | 19 | 20 | 60.5157
2021 | 3 | 19 | 21 | 57.4327
2021 | 3 | 19 | 22 | 53.69
2021 | 3 | 19 | 23 | 49.3692
2021 | 3 | 20 | 0 | 46.1879
2021 | 3 | 20 | 1 | 43.5306
2021 | 3 | 20 | 2 | 42.9436
2021 | 3 | 20 | 3 | 42.6983
2021 | 3 | 20 | 4 | 42.9476
2021 | 3 | 20 | 5 | 44.4198
2021 | 3 | 20 | 6 | 47.8259
2021 | 3 | 20 | 7 | 50.7345
2021 | 3 | 20 | 8 | 46.6348
2021 | 3 | 20 | 9 | 42.2653
2021 | 3 | 20 | 10 | 44.1665
2021 | 3 | 20 | 11 | 43.9364
2021 | 3 | 20 | 12 | 41.8894
2021 | 3 | 20 | 13 | 42.8239
2021 | 3 | 20 | 14 | 41.9851
2021 | 3 | 20 | 15 | 41.1771
2021 | 3 | 20 | 16 | 41.8545
2021 | 3 | 20 | 17 | 43.8333
2021 | 3 | 20 | 18 | 53.747
2021 | 3 | 20 | 19 | 58.4429
2021 | 3 | 20 | 20 | 57.0804
2021 | 3 | 20 | 21 | 53.7911
2021 | 3 | 20 | 22 | 50.3625
2021 | 3 | 20 | 23 | 46.9538
2021 | 3 | 21 | 0 | 45.3529
2021 | 3 | 21 | 1 | 42.334
2021 | 3 | 21 | 2 | 41.6121
2021 | 3 | 21 | 3 | 41.354
2021 | 3 | 21 | 4 | 41.4939
2021 | 3 | 21 | 5 | 42.6918
2021 | 3 | 21 | 6 | 44.6803
2021 | 3 | 21 | 7 | 47.721
2021 | 3 | 21 | 8 | 47.221
2021 | 3 | 21 | 9 | 44.2203
2021 | 3 | 21 | 10 | 44.6173
2021 | 3 | 21 | 11 | 43.5239
2021 | 3 | 21 | 12 | 43.0818
2021 | 3 | 21 | 13 | 44.5177
2021 | 3 | 21 | 14 | 44.5707
2021 | 3 | 21 | 15 | 44.4012
2021 | 3 | 21 | 16 | 46.5033
2021 | 3 | 21 | 17 | 49.9336
2021 | 3 | 21 | 18 | 56.9615
2021 | 3 | 21 | 19 | 58.538
2021 | 3 | 21 | 20 | 56.7959
2021 | 3 | 21 | 21 | 52.9311
2021 | 3 | 21 | 22 | 48.6931
2021 | 3 | 21 | 23 | 44.9528
2021 | 3 | 22 | 0 | 42.2498
2021 | 3 | 22 | 1 | 41.6447
2021 | 3 | 22 | 2 | 41.5226
2021 | 3 | 22 | 3 | 41.923
2021 | 3 | 22 | 4 | 42.7397
2021 | 3 | 22 | 5 | 45.134
2021 | 3 | 22 | 6 | 49.7951
2021 | 3 | 22 | 7 | 56.1275
2021 | 3 | 22 | 8 | 57.3689
2021 | 3 | 22 | 9 | 52.8743
2021 | 3 | 22 | 10 | 51.3308
2021 | 3 | 22 | 11 | 49.5479
2021 | 3 | 22 | 12 | 48.706
2021 | 3 | 22 | 13 | 49.8699
2021 | 3 | 22 | 14 | 49.9834
2021 | 3 | 22 | 15 | 50.6892
2021 | 3 | 22 | 16 | 53.0836
2021 | 3 | 22 | 17 | 57.3266
2021 | 3 | 22 | 18 | 62.3031
2021 | 3 | 22 | 19 | 66.5474
2021 | 3 | 22 | 20 | 66.5973
2021 | 3 | 22 | 21 | 63.4851
2021 | 3 | 22 | 22 | 59.3964
2021 | 3 | 22 | 23 | 55.1715
2021 | 3 | 23 | 0 | 49.2489
2021 | 3 | 23 | 1 | 50.1962
2021 | 3 | 23 | 2 | 49.9327
2021 | 3 | 23 | 3 | 50.3119
2021 | 3 | 23 | 4 | 51.1225
2021 | 3 | 23 | 5 | 53.376
2021 | 3 | 23 | 6 | 58.9919
2021 | 3 | 23 | 7 | 64.319
2021 | 3 | 23 | 8 | 60.7028
2021 | 3 | 23 | 9 | 52.5205
2021 | 3 | 23 | 10 | 51.41
2021 | 3 | 23 | 11 | 49.5982
2021 | 3 | 23 | 12 | 52.522
2021 | 3 | 23 | 13 | 53.2087
2021 | 3 | 23 | 14 | 52.6763
2021 | 3 | 23 | 15 | 53.5489
2021 | 3 | 23 | 16 | 56.1349
2021 | 3 | 23 | 17 | 59.1615
2021 | 3 | 23 | 18 | 63.3357
2021 | 3 | 23 | 19 | 68.3289
2021 | 3 | 23 | 20 | 68.9867
2021 | 3 | 23 | 21 | 66.0349
2021 | 3 | 23 | 22 | 62.0795
2021 | 3 | 23 | 23 | 57.7352
2021 | 3 | 24 | 0 | 53.6475
2021 | 3 | 24 | 1 | 51.9823
2021 | 3 | 24 | 2 | 51.5323
2021 | 3 | 24 | 3 | 51.5975
2021 | 3 | 24 | 4 | 52.0852
2021 | 3 | 24 | 5 | 54.0143
2021 | 3 | 24 | 6 | 58.1472
2021 | 3 | 24 | 7 | 63.5693
2021 | 3 | 24 | 8 | 62.1601
2021 | 3 | 24 | 9 | 56.1654
2021 | 3 | 24 | 10 | 55.0545
2021 | 3 | 24 | 11 | 53.2287
2021 | 3 | 24 | 12 | 53.8709
2021 | 3 | 24 | 13 | 55.4634
2021 | 3 | 24 | 14 | 55.139
2021 | 3 | 24 | 15 | 54.7571
2021 | 3 | 24 | 16 | 55.7806
2021 | 3 | 24 | 17 | 58.8604
2021 | 3 | 24 | 18 | 59.7899
2021 | 3 | 24 | 19 | 65.1118
2021 | 3 | 24 | 20 | 65.9347
2021 | 3 | 24 | 21 | 63.0465
2021 | 3 | 24 | 22 | 58.9458
2021 | 3 | 24 | 23 | 54.5102
2021 | 3 | 25 | 0 | 50.3984
2021 | 3 | 25 | 1 | 50.4608
2021 | 3 | 25 | 2 | 50.1535
2021 | 3 | 25 | 3 | 50.452
2021 | 3 | 25 | 4 | 51.1246
2021 | 3 | 25 | 5 | 53.3668
2021 | 3 | 25 | 6 | 57.8131
2021 | 3 | 25 | 7 | 62.4029
2021 | 3 | 25 | 8 | 57.5382
2021 | 3 | 25 | 9 | 49.1523
2021 | 3 | 25 | 10 | 48.2211
2021 | 3 | 25 | 11 | 47.1987
2021 | 3 | 25 | 12 | 48.4086
2021 | 3 | 25 | 13 | 49.8876
2021 | 3 | 25 | 14 | 50.5314
2021 | 3 | 25 | 15 | 49.6922
2021 | 3 | 25 | 16 | 49.1789
2021 | 3 | 25 | 17 | 50.8462
2021 | 3 | 25 | 18 | 62.1658
2021 | 3 | 25 | 19 | 66.8914
2021 | 3 | 25 | 20 | 67.5372
2021 | 3 | 25 | 21 | 64.8646
2021 | 3 | 25 | 22 | 60.8569
2021 | 3 | 25 | 23 | 56.3944
2021 | 3 | 26 | 0 | 52.1106
2021 | 3 | 26 | 1 | 52.0108
2021 | 3 | 26 | 2 | 51.6796
2021 | 3 | 26 | 3 | 51.9613
2021 | 3 | 26 | 4 | 52.7342
2021 | 3 | 26 | 5 | 55.0046
2021 | 3 | 26 | 6 | 59.1689
2021 | 3 | 26 | 7 | 64.7686
2021 | 3 | 26 | 8 | 63.3202
2021 | 3 | 26 | 9 | 58.0181
2021 | 3 | 26 | 10 | 56.4329
2021 | 3 | 26 | 11 | 53.9343
2021 | 3 | 26 | 12 | 53.2594
2021 | 3 | 26 | 13 | 53.6949
2021 | 3 | 26 | 14 | 53.4617
2021 | 3 | 26 | 15 | 52.8038
2021 | 3 | 26 | 16 | 54.511
2021 | 3 | 26 | 17 | 56.538
2021 | 3 | 26 | 18 | 64.1997
2021 | 3 | 26 | 19 | 67.4914
2021 | 3 | 26 | 20 | 67.6881
2021 | 3 | 26 | 21 | 64.8966
2021 | 3 | 26 | 22 | 61.0051
2021 | 3 | 26 | 23 | 56.5208
2021 | 3 | 27 | 0 | 55.0687
2021 | 3 | 27 | 1 | 50.5005
2021 | 3 | 27 | 2 | 49.7785
2021 | 3 | 27 | 3 | 49.5234
2021 | 3 | 27 | 4 | 49.5679
2021 | 3 | 27 | 5 | 51.0782
2021 | 3 | 27 | 6 | 53.8654
2021 | 3 | 27 | 7 | 57.1919
2021 | 3 | 27 | 8 | 55.9718
2021 | 3 | 27 | 9 | 54.6459
2021 | 3 | 27 | 10 | 56.8642
2021 | 3 | 27 | 11 | 55.3256
2021 | 3 | 27 | 12 | 53.1207
2021 | 3 | 27 | 13 | 53.6709
2021 | 3 | 27 | 14 | 53.1123
2021 | 3 | 27 | 15 | 52.9075
2021 | 3 | 27 | 16 | 54.9802
2021 | 3 | 27 | 17 | 56.9906
2021 | 3 | 27 | 18 | 63.4924
2021 | 3 | 27 | 19 | 63.9671
2021 | 3 | 27 | 20 | 61.5163
2021 | 3 | 27 | 21 | 57.5252
2021 | 3 | 27 | 22 | 53.3213
2021 | 3 | 27 | 23 | 49.6795
2021 | 3 | 28 | 0 | 47.6958
2021 | 3 | 28 | 1 | 44.1239
2021 | 3 | 28 | 2 | 43.5071
2021 | 3 | 28 | 3 | 43.2681
2021 | 3 | 28 | 4 | 43.4584
2021 | 3 | 28 | 5 | 44.9656
2021 | 3 | 28 | 6 | 47.9321
2021 | 3 | 28 | 7 | 49.9534
2021 | 3 | 28 | 8 | 46.8507
2021 | 3 | 28 | 9 | 44.5769
2021 | 3 | 28 | 10 | 46.7803
2021 | 3 | 28 | 11 | 46.6922
2021 | 3 | 28 | 12 | 42.3064
2021 | 3 | 28 | 13 | 44.111
2021 | 3 | 28 | 14 | 43.5733
2021 | 3 | 28 | 15 | 42.3495
2021 | 3 | 28 | 16 | 42.5539
2021 | 3 | 28 | 17 | 43.5682
2021 | 3 | 28 | 18 | 50.329
2021 | 3 | 28 | 19 | 57.1735
2021 | 3 | 28 | 20 | 57.3473
2021 | 3 | 28 | 21 | 54.5652
2021 | 3 | 28 | 22 | 50.5038
2021 | 3 | 28 | 23 | 46.7394
2021 | 3 | 29 | 0 | 44.8451
2021 | 3 | 29 | 1 | 44.0486
2021 | 3 | 29 | 2 | 43.9527
2021 | 3 | 29 | 3 | 44.3126
2021 | 3 | 29 | 4 | 44.9719
2021 | 3 | 29 | 5 | 47.2458
2021 | 3 | 29 | 6 | 52.0101
2021 | 3 | 29 | 7 | 56.4092
2021 | 3 | 29 | 8 | 52.3288
2021 | 3 | 29 | 9 | 45.3937
2021 | 3 | 29 | 10 | 45.8291
2021 | 3 | 29 | 11 | 46.6223
2021 | 3 | 29 | 12 | 45.2975
2021 | 3 | 29 | 13 | 46.2847
2021 | 3 | 29 | 14 | 45.8891
2021 | 3 | 29 | 15 | 43.994
2021 | 3 | 29 | 16 | 42.8188
2021 | 3 | 29 | 17 | 42.5007
2021 | 3 | 29 | 18 | 53.1292
2021 | 3 | 29 | 19 | 59.3365
2021 | 3 | 29 | 20 | 60.4195
2021 | 3 | 29 | 21 | 57.8018
2021 | 3 | 29 | 22 | 53.5514
2021 | 3 | 29 | 23 | 49.2809
2021 | 3 | 30 | 0 | 47.1501
2021 | 3 | 30 | 1 | 42.6718
2021 | 3 | 30 | 2 | 41.987
2021 | 3 | 30 | 3 | 41.9829
2021 | 3 | 30 | 4 | 42.2852
2021 | 3 | 30 | 5 | 44.3068
2021 | 3 | 30 | 6 | 48.8771
2021 | 3 | 30 | 7 | 54.1232
2021 | 3 | 30 | 8 | 53.3109
2021 | 3 | 30 | 9 | 49.9393
2021 | 3 | 30 | 10 | 49.7621
2021 | 3 | 30 | 11 | 49.1583
2021 | 3 | 30 | 12 | 48.5444
2021 | 3 | 30 | 13 | 49.2687
2021 | 3 | 30 | 14 | 49.5483
2021 | 3 | 30 | 15 | 48.7179
2021 | 3 | 30 | 16 | 49.8342
2021 | 3 | 30 | 17 | 50.7162
2021 | 3 | 30 | 18 | 55.7741
2021 | 3 | 30 | 19 | 57.0757
2021 | 3 | 30 | 20 | 56.7425
2021 | 3 | 30 | 21 | 53.4965
2021 | 3 | 30 | 22 | 48.9729
2021 | 3 | 30 | 23 | 44.5776
2021 | 3 | 31 | 0 | 43.259
2021 | 3 | 31 | 1 | 41.645
2021 | 3 | 31 | 2 | 41.1038
2021 | 3 | 31 | 3 | 41.245
2021 | 3 | 31 | 4 | 41.7028
2021 | 3 | 31 | 5 | 43.9338
2021 | 3 | 31 | 6 | 46.9683
2021 | 3 | 31 | 7 | 51.9785
2021 | 3 | 31 | 8 | 51.2794
2021 | 3 | 31 | 9 | 48.083
2021 | 3 | 31 | 10 | 48.0456
2021 | 3 | 31 | 11 | 47.1709
2021 | 3 | 31 | 12 | 46.3815
2021 | 3 | 31 | 13 | 47.8044
2021 | 3 | 31 | 14 | 48.1127
2021 | 3 | 31 | 15 | 46.7555
2021 | 3 | 31 | 16 | 47.6627
2021 | 3 | 31 | 17 | 49.6432
2021 | 3 | 31 | 18 | 54.2379
2021 | 3 | 31 | 19 | 56.977
2021 | 3 | 31 | 20 | 57.2125
2021 | 3 | 31 | 21 | 54.456
2021 | 3 | 31 | 22 | 49.9402
2021 | 3 | 31 | 23 | 45.5341
2021 | 4 | 1 | 0 | 43.9241
2021 | 4 | 1 | 1 | 43.4396
2021 | 4 | 1 | 2 | 42.9662
2021 | 4 | 1 | 3 | 43.0056
2021 | 4 | 1 | 4 | 43.557
2021 | 4 | 1 | 5 | 45.7188
2021 | 4 | 1 | 6 | 51.1078
2021 | 4 | 1 | 7 | 54.5431
2021 | 4 | 1 | 8 | 48.4694
2021 | 4 | 1 | 9 | 39.9553
2021 | 4 | 1 | 10 | 37.5966
2021 | 4 | 1 | 11 | 38.533
2021 | 4 | 1 | 12 | 40.1422
2021 | 4 | 1 | 13 | 41.1963
2021 | 4 | 1 | 14 | 40.4058
2021 | 4 | 1 | 15 | 40.5981
2021 | 4 | 1 | 16 | 40.9702
2021 | 4 | 1 | 17 | 42.3451
2021 | 4 | 1 | 18 | 52.9911
2021 | 4 | 1 | 19 | 56.7641
2021 | 4 | 1 | 20 | 57.8919
2021 | 4 | 1 | 21 | 54.7018
2021 | 4 | 1 | 22 | 50.6885
2021 | 4 | 1 | 23 | 46.4304
2021 | 4 | 2 | 0 | 44.4059
2021 | 4 | 2 | 1 | 41.8146
2021 | 4 | 2 | 2 | 41.2738
2021 | 4 | 2 | 3 | 41.0592
2021 | 4 | 2 | 4 | 41.3152
2021 | 4 | 2 | 5 | 42.4606
2021 | 4 | 2 | 6 | 45.1968
2021 | 4 | 2 | 7 | 47.5199
2021 | 4 | 2 | 8 | 46.685
2021 | 4 | 2 | 9 | 41.9428
2021 | 4 | 2 | 10 | 37.0998
2021 | 4 | 2 | 11 | 38.5656
2021 | 4 | 2 | 12 | 37.8514
2021 | 4 | 2 | 13 | 36.7588
2021 | 4 | 2 | 14 | 35.1819
2021 | 4 | 2 | 15 | 37.3713
2021 | 4 | 2 | 16 | 39.5703
2021 | 4 | 2 | 17 | 44.0653
2021 | 4 | 2 | 18 | 51.7277
2021 | 4 | 2 | 19 | 55.2596
2021 | 4 | 2 | 20 | 56.3091
2021 | 4 | 2 | 21 | 52.9669
2021 | 4 | 2 | 22 | 49.9553
2021 | 4 | 2 | 23 | 46.3284
2021 | 4 | 3 | 0 | 42.8893
2021 | 4 | 3 | 1 | 43.3038
2021 | 4 | 3 | 2 | 42.7069
2021 | 4 | 3 | 3 | 42.4822
2021 | 4 | 3 | 4 | 42.7539
2021 | 4 | 3 | 5 | 44.1887
2021 | 4 | 3 | 6 | 47.3512
2021 | 4 | 3 | 7 | 50.2141
2021 | 4 | 3 | 8 | 50.1369
2021 | 4 | 3 | 9 | 48.4195
2021 | 4 | 3 | 10 | 46.6395
2021 | 4 | 3 | 11 | 45.8801
2021 | 4 | 3 | 12 | 44.2728
2021 | 4 | 3 | 13 | 43.9785
2021 | 4 | 3 | 14 | 43.0482
2021 | 4 | 3 | 15 | 44.2569
2021 | 4 | 3 | 16 | 47.8695
2021 | 4 | 3 | 17 | 51.4625
2021 | 4 | 3 | 18 | 56.7542
2021 | 4 | 3 | 19 | 57.4642
2021 | 4 | 3 | 20 | 56.4139
2021 | 4 | 3 | 21 | 52.4975
2021 | 4 | 3 | 22 | 48.6586
2021 | 4 | 3 | 23 | 45.2158
2021 | 4 | 4 | 0 | 43.7543
2021 | 4 | 4 | 1 | 42.135
2021 | 4 | 4 | 2 | 41.6094
2021 | 4 | 4 | 3 | 41.3711
2021 | 4 | 4 | 4 | 41.5363
2021 | 4 | 4 | 5 | 42.3819
2021 | 4 | 4 | 6 | 45.2701
2021 | 4 | 4 | 7 | 47.7036
2021 | 4 | 4 | 8 | 46.5959
2021 | 4 | 4 | 9 | 46.4314
2021 | 4 | 4 | 10 | 45.1377
2021 | 4 | 4 | 11 | 45.1938
2021 | 4 | 4 | 12 | 43.6987
2021 | 4 | 4 | 13 | 43.9869
2021 | 4 | 4 | 14 | 43.7538
2021 | 4 | 4 | 15 | 44.0411
2021 | 4 | 4 | 16 | 45.5524
2021 | 4 | 4 | 17 | 46.9353
2021 | 4 | 4 | 18 | 49.4374
2021 | 4 | 4 | 19 | 53.6404
2021 | 4 | 4 | 20 | 55.5272
2021 | 4 | 4 | 21 | 53.314
2021 | 4 | 4 | 22 | 50.1468
2021 | 4 | 4 | 23 | 47.2586
2021 | 4 | 5 | 0 | 41.8421
2021 | 4 | 5 | 1 | 43.1213
2021 | 4 | 5 | 2 | 43.103
2021 | 4 | 5 | 3 | 43.3794
2021 | 4 | 5 | 4 | 44.1984
2021 | 4 | 5 | 5 | 45.9338
2021 | 4 | 5 | 6 | 48.0743
2021 | 4 | 5 | 7 | 51.9798
2021 | 4 | 5 | 8 | 51.0456
2021 | 4 | 5 | 9 | 45.4948
2021 | 4 | 5 | 10 | 44.8252
2021 | 4 | 5 | 11 | 43.6295
2021 | 4 | 5 | 12 | 45.6814
2021 | 4 | 5 | 13 | 46.5179
2021 | 4 | 5 | 14 | 48.7826
2021 | 4 | 5 | 15 | 49.1259
2021 | 4 | 5 | 16 | 48.565
2021 | 4 | 5 | 17 | 47.7747
2021 | 4 | 5 | 18 | 53.9923
2021 | 4 | 5 | 19 | 60.2846
2021 | 4 | 5 | 20 | 62.0665
2021 | 4 | 5 | 21 | 58.9681
2021 | 4 | 5 | 22 | 54.3063
2021 | 4 | 5 | 23 | 49.8574
2021 | 4 | 6 | 0 | 49.0801
2021 | 4 | 6 | 1 | 47.4903
2021 | 4 | 6 | 2 | 47.0587
2021 | 4 | 6 | 3 | 47.1909
2021 | 4 | 6 | 4 | 47.7817
2021 | 4 | 6 | 5 | 49.9285
2021 | 4 | 6 | 6 | 54.4173
2021 | 4 | 6 | 7 | 58.5982
2021 | 4 | 6 | 8 | 56.6808
2021 | 4 | 6 | 9 | 53.0412
2021 | 4 | 6 | 10 | 50.9034
2021 | 4 | 6 | 11 | 50.0394
2021 | 4 | 6 | 12 | 48.2657
2021 | 4 | 6 | 13 | 48.4261
2021 | 4 | 6 | 14 | 48.1476
2021 | 4 | 6 | 15 | 48.9567
2021 | 4 | 6 | 16 | 50.7215
2021 | 4 | 6 | 17 | 51.3668
2021 | 4 | 6 | 18 | 57.0335
2021 | 4 | 6 | 19 | 61.0282
2021 | 4 | 6 | 20 | 62.5033
2021 | 4 | 6 | 21 | 59.4776
2021 | 4 | 6 | 22 | 55.1604
2021 | 4 | 6 | 23 | 50.8142
2021 | 4 | 7 | 0 | 48.4978
2021 | 4 | 7 | 1 | 48.4074
2021 | 4 | 7 | 2 | 48.0711
2021 | 4 | 7 | 3 | 48.2649
2021 | 4 | 7 | 4 | 48.9415
2021 | 4 | 7 | 5 | 51.1731
2021 | 4 | 7 | 6 | 56.1877
2021 | 4 | 7 | 7 | 59.5015
2021 | 4 | 7 | 8 | 55.4768
2021 | 4 | 7 | 9 | 50.4533
2021 | 4 | 7 | 10 | 48.9247
2021 | 4 | 7 | 11 | 48.2354
2021 | 4 | 7 | 12 | 45.4548
2021 | 4 | 7 | 13 | 46.4994
2021 | 4 | 7 | 14 | 45.9684
2021 | 4 | 7 | 15 | 45.5776
2021 | 4 | 7 | 16 | 45.3919
2021 | 4 | 7 | 17 | 45.9853
2021 | 4 | 7 | 18 | 55.0934
2021 | 4 | 7 | 19 | 61.6738
2021 | 4 | 7 | 20 | 64.1703
2021 | 4 | 7 | 21 | 61.861
2021 | 4 | 7 | 22 | 57.6422
2021 | 4 | 7 | 23 | 53.2356
2021 | 4 | 8 | 0 | 49.9044
2021 | 4 | 8 | 1 | 48.367
2021 | 4 | 8 | 2 | 47.9631
2021 | 4 | 8 | 3 | 48.0576
2021 | 4 | 8 | 4 | 48.5846
2021 | 4 | 8 | 5 | 50.7371
2021 | 4 | 8 | 6 | 54.9427
2021 | 4 | 8 | 7 | 58.5527
2021 | 4 | 8 | 8 | 55.636
2021 | 4 | 8 | 9 | 51.7084
2021 | 4 | 8 | 10 | 49.7368
2021 | 4 | 8 | 11 | 49.6595
2021 | 4 | 8 | 12 | 52.1194
2021 | 4 | 8 | 13 | 52.3839
2021 | 4 | 8 | 14 | 52.2332
2021 | 4 | 8 | 15 | 52.8614
2021 | 4 | 8 | 16 | 54.7215
2021 | 4 | 8 | 17 | 56.8508
2021 | 4 | 8 | 18 | 60.0361
2021 | 4 | 8 | 19 | 61.4201
2021 | 4 | 8 | 20 | 61.9939
2021 | 4 | 8 | 21 | 58.8215
2021 | 4 | 8 | 22 | 54.3046
2021 | 4 | 8 | 23 | 49.7001
2021 | 4 | 9 | 0 | 47.2755
2021 | 4 | 9 | 1 | 43.9396
2021 | 4 | 9 | 2 | 43.0799
2021 | 4 | 9 | 3 | 42.735
2021 | 4 | 9 | 4 | 42.8693
2021 | 4 | 9 | 5 | 44.7248
2021 | 4 | 9 | 6 | 49.2007
2021 | 4 | 9 | 7 | 53.2768
2021 | 4 | 9 | 8 | 52.4576
2021 | 4 | 9 | 9 | 50.7168
2021 | 4 | 9 | 10 | 48.3872
2021 | 4 | 9 | 11 | 48.2802
2021 | 4 | 9 | 12 | 47.7831
2021 | 4 | 9 | 13 | 48.3862
2021 | 4 | 9 | 14 | 47.5254
2021 | 4 | 9 | 15 | 47.1875
2021 | 4 | 9 | 16 | 48.9254
2021 | 4 | 9 | 17 | 50.5451
2021 | 4 | 9 | 18 | 55.0962
2021 | 4 | 9 | 19 | 55.3063
2021 | 4 | 9 | 20 | 55.2911
2021 | 4 | 9 | 21 | 52.1422
2021 | 4 | 9 | 22 | 47.9857
2021 | 4 | 9 | 23 | 43.5953
2021 | 4 | 10 | 0 | 41.1899
2021 | 4 | 10 | 1 | 37.1195
2021 | 4 | 10 | 2 | 36.2661
2021 | 4 | 10 | 3 | 35.7218
2021 | 4 | 10 | 4 | 35.7436
2021 | 4 | 10 | 5 | 36.9831
2021 | 4 | 10 | 6 | 39.4382
2021 | 4 | 10 | 7 | 41.8059
2021 | 4 | 10 | 8 | 42.3203
2021 | 4 | 10 | 9 | 43.3859
2021 | 4 | 10 | 10 | 42.3636
2021 | 4 | 10 | 11 | 42.3192
2021 | 4 | 10 | 12 | 41.9662
2021 | 4 | 10 | 13 | 43.3941
2021 | 4 | 10 | 14 | 42.3916
2021 | 4 | 10 | 15 | 42.8144
2021 | 4 | 10 | 16 | 45.233
2021 | 4 | 10 | 17 | 47.2711
2021 | 4 | 10 | 18 | 50.9533
2021 | 4 | 10 | 19 | 51.4308
2021 | 4 | 10 | 20 | 50.3214
2021 | 4 | 10 | 21 | 46.8252
2021 | 4 | 10 | 22 | 43.1249
2021 | 4 | 10 | 23 | 39.7621
2021 | 4 | 11 | 0 | 36.3448
2021 | 4 | 11 | 1 | 36.9461
2021 | 4 | 11 | 2 | 36.5493
2021 | 4 | 11 | 3 | 36.4831
2021 | 4 | 11 | 4 | 36.9452
2021 | 4 | 11 | 5 | 38.3437
2021 | 4 | 11 | 6 | 41.2264
2021 | 4 | 11 | 7 | 41.53
2021 | 4 | 11 | 8 | 36.1249
2021 | 4 | 11 | 9 | 32.3103
2021 | 4 | 11 | 10 | 32.8582
2021 | 4 | 11 | 11 | 33.9896
2021 | 4 | 11 | 12 | 34.1627
2021 | 4 | 11 | 13 | 35.6576
2021 | 4 | 11 | 14 | 35.4599
2021 | 4 | 11 | 15 | 34.9621
2021 | 4 | 11 | 16 | 35.2599
2021 | 4 | 11 | 17 | 36.0663
2021 | 4 | 11 | 18 | 46.7933
2021 | 4 | 11 | 19 | 51.4289
2021 | 4 | 11 | 20 | 52.185
2021 | 4 | 11 | 21 | 49.3795
2021 | 4 | 11 | 22 | 45.3758
2021 | 4 | 11 | 23 | 41.6581
2021 | 4 | 12 | 0 | 39.797
2021 | 4 | 12 | 1 | 36.1598
2021 | 4 | 12 | 2 | 35.7724
2021 | 4 | 12 | 3 | 35.7759
2021 | 4 | 12 | 4 | 36.2006
2021 | 4 | 12 | 5 | 38.3764
2021 | 4 | 12 | 6 | 43.9121
2021 | 4 | 12 | 7 | 46.8706
2021 | 4 | 12 | 8 | 42.7365
2021 | 4 | 12 | 9 | 39.6456
2021 | 4 | 12 | 10 | 41.0008
2021 | 4 | 12 | 11 | 42.8898
2021 | 4 | 12 | 12 | 38.658
2021 | 4 | 12 | 13 | 39.675
2021 | 4 | 12 | 14 | 38.5694
2021 | 4 | 12 | 15 | 37.9052
2021 | 4 | 12 | 16 | 37.1818
2021 | 4 | 12 | 17 | 36.9152
2021 | 4 | 12 | 18 | 42.124
2021 | 4 | 12 | 19 | 49.2071
2021 | 4 | 12 | 20 | 51.2413
2021 | 4 | 12 | 21 | 48.8011
2021 | 4 | 12 | 22 | 44.7204
2021 | 4 | 12 | 23 | 40.5245
2021 | 4 | 13 | 0 | 37.9455
2021 | 4 | 13 | 1 | 37.0522
2021 | 4 | 13 | 2 | 36.4893
2021 | 4 | 13 | 3 | 36.5393
2021 | 4 | 13 | 4 | 36.9389
2021 | 4 | 13 | 5 | 39.145
2021 | 4 | 13 | 6 | 42.9609
2021 | 4 | 13 | 7 | 46.8705
2021 | 4 | 13 | 8 | 44.6364
2021 | 4 | 13 | 9 | 40.0286
2021 | 4 | 13 | 10 | 37.5136
2021 | 4 | 13 | 11 | 38.3325
2021 | 4 | 13 | 12 | 41.5354
2021 | 4 | 13 | 13 | 42.4984
2021 | 4 | 13 | 14 | 41.6084
2021 | 4 | 13 | 15 | 42.4392
2021 | 4 | 13 | 16 | 44.9764
2021 | 4 | 13 | 17 | 47.5575
2021 | 4 | 13 | 18 | 50.8791
2021 | 4 | 13 | 19 | 52.0247
2021 | 4 | 13 | 20 | 52.4666
2021 | 4 | 13 | 21 | 49.4615
2021 | 4 | 13 | 22 | 45.0347
2021 | 4 | 13 | 23 | 40.5494
2021 | 4 | 14 | 0 | 37.3152
2021 | 4 | 14 | 1 | 35.0188
2021 | 4 | 14 | 2 | 34.2663
2021 | 4 | 14 | 3 | 34.1299
2021 | 4 | 14 | 4 | 34.4776
2021 | 4 | 14 | 5 | 36.6286
2021 | 4 | 14 | 6 | 41.3173
2021 | 4 | 14 | 7 | 44.8072
2021 | 4 | 14 | 8 | 43.2683
2021 | 4 | 14 | 9 | 42.517
2021 | 4 | 14 | 10 | 42.0822
2021 | 4 | 14 | 11 | 42.5684
2021 | 4 | 14 | 12 | 42.5486
2021 | 4 | 14 | 13 | 43.2974
2021 | 4 | 14 | 14 | 43.2345
2021 | 4 | 14 | 15 | 43.1776
2021 | 4 | 14 | 16 | 44.6011
2021 | 4 | 14 | 17 | 46.3903
2021 | 4 | 14 | 18 | 49.6264
2021 | 4 | 14 | 19 | 50.632
2021 | 4 | 14 | 20 | 50.9317
2021 | 4 | 14 | 21 | 48.0219
2021 | 4 | 14 | 22 | 43.4085
2021 | 4 | 14 | 23 | 39.0032
2021 | 4 | 15 | 0 | 38.1086
2021 | 4 | 15 | 1 | 34.9532
2021 | 4 | 15 | 2 | 34.1916
2021 | 4 | 15 | 3 | 34.0785
2021 | 4 | 15 | 4 | 34.434
2021 | 4 | 15 | 5 | 36.7031
2021 | 4 | 15 | 6 | 41.5411
2021 | 4 | 15 | 7 | 45.128
2021 | 4 | 15 | 8 | 43.9531
2021 | 4 | 15 | 9 | 43.5939
2021 | 4 | 15 | 10 | 43.0796
2021 | 4 | 15 | 11 | 43.3543
2021 | 4 | 15 | 12 | 41.9518
2021 | 4 | 15 | 13 | 42.8722
2021 | 4 | 15 | 14 | 42.9856
2021 | 4 | 15 | 15 | 43.2762
2021 | 4 | 15 | 16 | 44.2872
2021 | 4 | 15 | 17 | 45.868
2021 | 4 | 15 | 18 | 48.5295
2021 | 4 | 15 | 19 | 49.8974
2021 | 4 | 15 | 20 | 50.2807
2021 | 4 | 15 | 21 | 47.5404
2021 | 4 | 15 | 22 | 43.1703
2021 | 4 | 15 | 23 | 38.6277
2021 | 4 | 16 | 0 | 37.6225
2021 | 4 | 16 | 1 | 34.9634
2021 | 4 | 16 | 2 | 34.1307
2021 | 4 | 16 | 3 | 33.8729
2021 | 4 | 16 | 4 | 34.115
2021 | 4 | 16 | 5 | 36.2681
2021 | 4 | 16 | 6 | 41.3432
2021 | 4 | 16 | 7 | 44.8703
2021 | 4 | 16 | 8 | 43.4713
2021 | 4 | 16 | 9 | 43.0623
2021 | 4 | 16 | 10 | 43.7268
2021 | 4 | 16 | 11 | 44.5533
2021 | 4 | 16 | 12 | 44.5294
2021 | 4 | 16 | 13 | 45.0559
2021 | 4 | 16 | 14 | 44.1425
2021 | 4 | 16 | 15 | 43.2917
2021 | 4 | 16 | 16 | 44.1653
2021 | 4 | 16 | 17 | 44.7204
2021 | 4 | 16 | 18 | 45.3126
2021 | 4 | 16 | 19 | 47.4638
2021 | 4 | 16 | 20 | 47.912
2021 | 4 | 16 | 21 | 45.3777
2021 | 4 | 16 | 22 | 41.3422
2021 | 4 | 16 | 23 | 36.8676
2021 | 4 | 17 | 0 | 34.5964
2021 | 4 | 17 | 1 | 33.4163
2021 | 4 | 17 | 2 | 32.411
2021 | 4 | 17 | 3 | 31.979
2021 | 4 | 17 | 4 | 31.9613
2021 | 4 | 17 | 5 | 32.8943
2021 | 4 | 17 | 6 | 34.9786
2021 | 4 | 17 | 7 | 36.0669
2021 | 4 | 17 | 8 | 35.4459
2021 | 4 | 17 | 9 | 37.4628
2021 | 4 | 17 | 10 | 39.1992
2021 | 4 | 17 | 11 | 43.2561
2021 | 4 | 17 | 12 | 41.5051
2021 | 4 | 17 | 13 | 40.1107
2021 | 4 | 17 | 14 | 40.1676
2021 | 4 | 17 | 15 | 40.9052
2021 | 4 | 17 | 16 | 40.9512
2021 | 4 | 17 | 17 | 43.6022
2021 | 4 | 17 | 18 | 47.7767
2021 | 4 | 17 | 19 | 50.81
2021 | 4 | 17 | 20 | 49.7035
2021 | 4 | 17 | 21 | 46.628
2021 | 4 | 17 | 22 | 42.6229
2021 | 4 | 17 | 23 | 38.4971
2021 | 4 | 18 | 0 | 35.2833
2021 | 4 | 18 | 1 | 34.3425
2021 | 4 | 18 | 2 | 32.828
2021 | 4 | 18 | 3 | 32.1436
2021 | 4 | 18 | 4 | 31.7999
2021 | 4 | 18 | 5 | 32.2123
2021 | 4 | 18 | 6 | 34.0006
2021 | 4 | 18 | 7 | 34.5621
2021 | 4 | 18 | 8 | 33.6761
2021 | 4 | 18 | 9 | 36.0288
2021 | 4 | 18 | 10 | 37.2624
2021 | 4 | 18 | 11 | 39.4044
2021 | 4 | 18 | 12 | 40.4662
2021 | 4 | 18 | 13 | 40.0961
2021 | 4 | 18 | 14 | 40.6274
2021 | 4 | 18 | 15 | 42.1517
2021 | 4 | 18 | 16 | 44.5414
2021 | 4 | 18 | 17 | 49.1754
2021 | 4 | 18 | 18 | 52.865
2021 | 4 | 18 | 19 | 52.7929
2021 | 4 | 18 | 20 | 51.8635
2021 | 4 | 18 | 21 | 48.5017
2021 | 4 | 18 | 22 | 43.6405
2021 | 4 | 18 | 23 | 39.0663
2021 | 4 | 19 | 0 | 38.0227
2021 | 4 | 19 | 1 | 32.0352
2021 | 4 | 19 | 2 | 31.2344
2021 | 4 | 19 | 3 | 30.9954
2021 | 4 | 19 | 4 | 31.1622
2021 | 4 | 19 | 5 | 33.1722
2021 | 4 | 19 | 6 | 36.6645
2021 | 4 | 19 | 7 | 38.6962
2021 | 4 | 19 | 8 | 34.7104
2021 | 4 | 19 | 9 | 33.6799
2021 | 4 | 19 | 10 | 36.2501
2021 | 4 | 19 | 11 | 41.4011
2021 | 4 | 19 | 12 | 41.7972
2021 | 4 | 19 | 13 | 42.9244
2021 | 4 | 19 | 14 | 43.1123
2021 | 4 | 19 | 15 | 41.5055
2021 | 4 | 19 | 16 | 38.4617
2021 | 4 | 19 | 17 | 38.0536
2021 | 4 | 19 | 18 | 44.5159
2021 | 4 | 19 | 19 | 49.0251
2021 | 4 | 19 | 20 | 49.2427
2021 | 4 | 19 | 21 | 46.3403
2021 | 4 | 19 | 22 | 41.5996
2021 | 4 | 19 | 23 | 36.7915
2021 | 4 | 20 | 0 | 34.0676
2021 | 4 | 20 | 1 | 31.4401
2021 | 4 | 20 | 2 | 30.5583
2021 | 4 | 20 | 3 | 30.2901
2021 | 4 | 20 | 4 | 30.4757
2021 | 4 | 20 | 5 | 32.2611
2021 | 4 | 20 | 6 | 36.6893
2021 | 4 | 20 | 7 | 39.5534
2021 | 4 | 20 | 8 | 38.7326
2021 | 4 | 20 | 9 | 40.5943
2021 | 4 | 20 | 10 | 41.9626
2021 | 4 | 20 | 11 | 43.5796
2021 | 4 | 20 | 12 | 40.2539
2021 | 4 | 20 | 13 | 41.4024
2021 | 4 | 20 | 14 | 42.3755
2021 | 4 | 20 | 15 | 41.1839
2021 | 4 | 20 | 16 | 39.3173
2021 | 4 | 20 | 17 | 38.1196
2021 | 4 | 20 | 18 | 40.7012
2021 | 4 | 20 | 19 | 46.7061
2021 | 4 | 20 | 20 | 47.6731
2021 | 4 | 20 | 21 | 45.5385
2021 | 4 | 20 | 22 | 41.1053
2021 | 4 | 20 | 23 | 36.4826
2021 | 4 | 21 | 0 | 34.0136
2021 | 4 | 21 | 1 | 32.8716
2021 | 4 | 21 | 2 | 32.2913
2021 | 4 | 21 | 3 | 32.2174
2021 | 4 | 21 | 4 | 32.6557
2021 | 4 | 21 | 5 | 34.7778
2021 | 4 | 21 | 6 | 39.4976
2021 | 4 | 21 | 7 | 41.5955
2021 | 4 | 21 | 8 | 39.2212
2021 | 4 | 21 | 9 | 41.4533
2021 | 4 | 21 | 10 | 43.2536
2021 | 4 | 21 | 11 | 43.4135
2021 | 4 | 21 | 12 | 39.5824
2021 | 4 | 21 | 13 | 40.9829
2021 | 4 | 21 | 14 | 40.0076
2021 | 4 | 21 | 15 | 39.0302
2021 | 4 | 21 | 16 | 38.8711
2021 | 4 | 21 | 17 | 38.9445
2021 | 4 | 21 | 18 | 44.632
2021 | 4 | 21 | 19 | 52.1901
2021 | 4 | 21 | 20 | 54.4946
2021 | 4 | 21 | 21 | 53.0722
2021 | 4 | 21 | 22 | 49.0286
2021 | 4 | 21 | 23 | 44.4074
2021 | 4 | 22 | 0 | 39.1234
2021 | 4 | 22 | 1 | 38.9632
2021 | 4 | 22 | 2 | 38.6255
2021 | 4 | 22 | 3 | 38.9061
2021 | 4 | 22 | 4 | 39.5762
2021 | 4 | 22 | 5 | 42.1159
2021 | 4 | 22 | 6 | 46.4209
2021 | 4 | 22 | 7 | 47.9725
2021 | 4 | 22 | 8 | 43.4317
2021 | 4 | 22 | 9 | 44.2502
2021 | 4 | 22 | 10 | 46.7209
2021 | 4 | 22 | 11 | 46.4689
2021 | 4 | 22 | 12 | 46.5639
2021 | 4 | 22 | 13 | 46.8905
2021 | 4 | 22 | 14 | 46.2173
2021 | 4 | 22 | 15 | 45.987
2021 | 4 | 22 | 16 | 46.8397
2021 | 4 | 22 | 17 | 46.5157
2021 | 4 | 22 | 18 | 52.7218
2021 | 4 | 22 | 19 | 55.0891
2021 | 4 | 22 | 20 | 56.0339
2021 | 4 | 22 | 21 | 53.943
2021 | 4 | 22 | 22 | 49.4854
2021 | 4 | 22 | 23 | 44.4771
2021 | 4 | 23 | 0 | 42.6249
2021 | 4 | 23 | 1 | 41.9819
2021 | 4 | 23 | 2 | 41.4087
2021 | 4 | 23 | 3 | 41.3699
2021 | 4 | 23 | 4 | 41.7774
2021 | 4 | 23 | 5 | 43.9834
2021 | 4 | 23 | 6 | 47.711
2021 | 4 | 23 | 7 | 51.0165
2021 | 4 | 23 | 8 | 52.05
2021 | 4 | 23 | 9 | 55.3592
2021 | 4 | 23 | 10 | 54.8846
2021 | 4 | 23 | 11 | 52.3428
2021 | 4 | 23 | 12 | 50.2526
2021 | 4 | 23 | 13 | 49.9236
2021 | 4 | 23 | 14 | 49.0066
2021 | 4 | 23 | 15 | 48.8364
2021 | 4 | 23 | 16 | 51.5011
2021 | 4 | 23 | 17 | 51.938
2021 | 4 | 23 | 18 | 46.6215
2021 | 4 | 23 | 19 | 53.1901
2021 | 4 | 23 | 20 | 55.2271
2021 | 4 | 23 | 21 | 54.009
2021 | 4 | 23 | 22 | 50.2126
2021 | 4 | 23 | 23 | 45.6884
2021 | 4 | 24 | 0 | 43.1689
2021 | 4 | 24 | 1 | 42.5427
2021 | 4 | 24 | 2 | 41.9422
2021 | 4 | 24 | 3 | 41.7416
2021 | 4 | 24 | 4 | 41.9225
2021 | 4 | 24 | 5 | 43.4541
2021 | 4 | 24 | 6 | 46.467
2021 | 4 | 24 | 7 | 45.6894
2021 | 4 | 24 | 8 | 38.3296
2021 | 4 | 24 | 9 | 37.6402
2021 | 4 | 24 | 10 | 41.1782
2021 | 4 | 24 | 11 | 42.7368
2021 | 4 | 24 | 12 | 41.1791
2021 | 4 | 24 | 13 | 41.052
2021 | 4 | 24 | 14 | 39.7051
2021 | 4 | 24 | 15 | 39.0713
2021 | 4 | 24 | 16 | 39.0335
2021 | 4 | 24 | 17 | 37.8924
2021 | 4 | 24 | 18 | 41.1765
2021 | 4 | 24 | 19 | 48.6508
2021 | 4 | 24 | 20 | 49.8518
2021 | 4 | 24 | 21 | 48.4379
2021 | 4 | 24 | 22 | 45.1377
2021 | 4 | 24 | 23 | 41.6169
2021 | 4 | 25 | 0 | 39.282
2021 | 4 | 25 | 1 | 38.3453
2021 | 4 | 25 | 2 | 37.8274
2021 | 4 | 25 | 3 | 37.6633
2021 | 4 | 25 | 4 | 37.9507
2021 | 4 | 25 | 5 | 39.3697
2021 | 4 | 25 | 6 | 42.3606
2021 | 4 | 25 | 7 | 40.8563
2021 | 4 | 25 | 8 | 33.3226
2021 | 4 | 25 | 9 | 32.5566
2021 | 4 | 25 | 10 | 35.9801
2021 | 4 | 25 | 11 | 37.787
2021 | 4 | 25 | 12 | 38.6041
2021 | 4 | 25 | 13 | 39.872
2021 | 4 | 25 | 14 | 39.2543
2021 | 4 | 25 | 15 | 38.545
2021 | 4 | 25 | 16 | 37.9195
2021 | 4 | 25 | 17 | 36.6059
2021 | 4 | 25 | 18 | 41.1492
2021 | 4 | 25 | 19 | 48.2816
2021 | 4 | 25 | 20 | 49.772
2021 | 4 | 25 | 21 | 48.2899
2021 | 4 | 25 | 22 | 44.4626
2021 | 4 | 25 | 23 | 40.6538
2021 | 4 | 26 | 0 | 37.1154
2021 | 4 | 26 | 1 | 36.7059
2021 | 4 | 26 | 2 | 36.478
2021 | 4 | 26 | 3 | 36.7128
2021 | 4 | 26 | 4 | 37.3783
2021 | 4 | 26 | 5 | 39.822
2021 | 4 | 26 | 6 | 44.7163
2021 | 4 | 26 | 7 | 47.445
2021 | 4 | 26 | 8 | 45.9772
2021 | 4 | 26 | 9 | 48.2131
2021 | 4 | 26 | 10 | 50.5559
2021 | 4 | 26 | 11 | 50.8286
2021 | 4 | 26 | 12 | 48.7653
2021 | 4 | 26 | 13 | 48.9984
2021 | 4 | 26 | 14 | 48.7602
2021 | 4 | 26 | 15 | 49.2176
2021 | 4 | 26 | 16 | 50.1475
2021 | 4 | 26 | 17 | 49.894
2021 | 4 | 26 | 18 | 45.7778
2021 | 4 | 26 | 19 | 52.8851
2021 | 4 | 26 | 20 | 54.9872
2021 | 4 | 26 | 21 | 53.6556
2021 | 4 | 26 | 22 | 49.5711
2021 | 4 | 26 | 23 | 45.2227
2021 | 4 | 27 | 0 | 41.6159
2021 | 4 | 27 | 1 | 40.9017
2021 | 4 | 27 | 2 | 40.4631
2021 | 4 | 27 | 3 | 40.6717
2021 | 4 | 27 | 4 | 41.3132
2021 | 4 | 27 | 5 | 43.6895
2021 | 4 | 27 | 6 | 48.1233
2021 | 4 | 27 | 7 | 50.726
2021 | 4 | 27 | 8 | 47.9842
2021 | 4 | 27 | 9 | 49.2205
2021 | 4 | 27 | 10 | 50.6848
2021 | 4 | 27 | 11 | 50.1428
2021 | 4 | 27 | 12 | 50.1322
2021 | 4 | 27 | 13 | 50.0923
2021 | 4 | 27 | 14 | 50.1445
2021 | 4 | 27 | 15 | 51.0979
2021 | 4 | 27 | 16 | 52.565
2021 | 4 | 27 | 17 | 51.9145
2021 | 4 | 27 | 18 | 49.4419
2021 | 4 | 27 | 19 | 54.781
2021 | 4 | 27 | 20 | 56.6255
2021 | 4 | 27 | 21 | 55.25
2021 | 4 | 27 | 22 | 51.1775
2021 | 4 | 27 | 23 | 46.6849
2021 | 4 | 28 | 0 | 43.4741
2021 | 4 | 28 | 1 | 42.5497
2021 | 4 | 28 | 2 | 42.136
2021 | 4 | 28 | 3 | 42.2644
2021 | 4 | 28 | 4 | 42.8288
2021 | 4 | 28 | 5 | 45.0852
2021 | 4 | 28 | 6 | 49.8336
2021 | 4 | 28 | 7 | 51.1654
2021 | 4 | 28 | 8 | 44.8155
2021 | 4 | 28 | 9 | 42.9474
2021 | 4 | 28 | 10 | 44.6077
2021 | 4 | 28 | 11 | 45.4513
2021 | 4 | 28 | 12 | 49.2056
2021 | 4 | 28 | 13 | 49.8511
2021 | 4 | 28 | 14 | 49.565
2021 | 4 | 28 | 15 | 49.213
2021 | 4 | 28 | 16 | 48.7026
2021 | 4 | 28 | 17 | 48.2803
2021 | 4 | 28 | 18 | 55.472
2021 | 4 | 28 | 19 | 55.4094
2021 | 4 | 28 | 20 | 55.5603
2021 | 4 | 28 | 21 | 53.3964
2021 | 4 | 28 | 22 | 48.6791
2021 | 4 | 28 | 23 | 43.9153
2021 | 4 | 29 | 0 | 42.1668
2021 | 4 | 29 | 1 | 42.1408
2021 | 4 | 29 | 2 | 41.4677
2021 | 4 | 29 | 3 | 41.4408
2021 | 4 | 29 | 4 | 41.9073
2021 | 4 | 29 | 5 | 44.2777
2021 | 4 | 29 | 6 | 48.1743
2021 | 4 | 29 | 7 | 51.396
2021 | 4 | 29 | 8 | 52.3697
2021 | 4 | 29 | 9 | 56.7847
2021 | 4 | 29 | 10 | 57.6791
2021 | 4 | 29 | 11 | 56.0209
2021 | 4 | 29 | 12 | 54.2291
2021 | 4 | 29 | 13 | 54.5736
2021 | 4 | 29 | 14 | 54.8737
2021 | 4 | 29 | 15 | 55.8607
2021 | 4 | 29 | 16 | 57.2844
2021 | 4 | 29 | 17 | 58.5998
2021 | 4 | 29 | 18 | 60.1488
2021 | 4 | 29 | 19 | 58.8328
2021 | 4 | 29 | 20 | 58.5914
2021 | 4 | 29 | 21 | 56.4927
2021 | 4 | 29 | 22 | 51.9136
2021 | 4 | 29 | 23 | 47.0845
2021 | 4 | 30 | 0 | 44.7429
2021 | 4 | 30 | 1 | 42.3503
2021 | 4 | 30 | 2 | 41.5987
2021 | 4 | 30 | 3 | 41.4614
2021 | 4 | 30 | 4 | 41.8704
2021 | 4 | 30 | 5 | 44.1183
2021 | 4 | 30 | 6 | 48.3577
2021 | 4 | 30 | 7 | 51.3261
2021 | 4 | 30 | 8 | 50.8049
2021 | 4 | 30 | 9 | 54.2953
2021 | 4 | 30 | 10 | 54.9813
2021 | 4 | 30 | 11 | 53.8747
2021 | 4 | 30 | 12 | 51.0784
2021 | 4 | 30 | 13 | 51.1794
2021 | 4 | 30 | 14 | 50.7452
2021 | 4 | 30 | 15 | 50.4578
2021 | 4 | 30 | 16 | 51.229
2021 | 4 | 30 | 17 | 50.2702
2021 | 4 | 30 | 18 | 47.0159
2021 | 4 | 30 | 19 | 53.0348
2021 | 4 | 30 | 20 | 54.8429
2021 | 4 | 30 | 21 | 53.9289
2021 | 4 | 30 | 22 | 50.2465
2021 | 4 | 30 | 23 | 45.6646
2021 | 5 | 1 | 0 | 43.1955
2021 | 5 | 1 | 1 | 40.598
2021 | 5 | 1 | 2 | 39.766
2021 | 5 | 1 | 3 | 39.3824
2021 | 5 | 1 | 4 | 39.3964
2021 | 5 | 1 | 5 | 41.0358
2021 | 5 | 1 | 6 | 42.7202
2021 | 5 | 1 | 7 | 43.5041
2021 | 5 | 1 | 8 | 43.1376
2021 | 5 | 1 | 9 | 48.6062
2021 | 5 | 1 | 10 | 50.9274
2021 | 5 | 1 | 11 | 50.1941
2021 | 5 | 1 | 12 | 47.9015
2021 | 5 | 1 | 13 | 47.9284
2021 | 5 | 1 | 14 | 47.8733
2021 | 5 | 1 | 15 | 47.9828
2021 | 5 | 1 | 16 | 49.1013
2021 | 5 | 1 | 17 | 48.0581
2021 | 5 | 1 | 18 | 47.8819
2021 | 5 | 1 | 19 | 52.633
2021 | 5 | 1 | 20 | 53.4416
2021 | 5 | 1 | 21 | 52.2605
2021 | 5 | 1 | 22 | 48.3331
2021 | 5 | 1 | 23 | 44.3965
2021 | 5 | 2 | 0 | 38.7554
2021 | 5 | 2 | 1 | 38.5373
2021 | 5 | 2 | 2 | 37.9439
2021 | 5 | 2 | 3 | 37.768
2021 | 5 | 2 | 4 | 38.0234
2021 | 5 | 2 | 5 | 39.6542
2021 | 5 | 2 | 6 | 41.1899
2021 | 5 | 2 | 7 | 40.111
2021 | 5 | 2 | 8 | 35.2092
2021 | 5 | 2 | 9 | 37.2632
2021 | 5 | 2 | 10 | 40.6731
2021 | 5 | 2 | 11 | 41.2815
2021 | 5 | 2 | 12 | 42.9425
2021 | 5 | 2 | 13 | 43.5476
2021 | 5 | 2 | 14 | 44.5503
2021 | 5 | 2 | 15 | 44.3673
2021 | 5 | 2 | 16 | 44.6949
2021 | 5 | 2 | 17 | 43.7307
2021 | 5 | 2 | 18 | 49.7713
2021 | 5 | 2 | 19 | 51.1298
2021 | 5 | 2 | 20 | 51.298
2021 | 5 | 2 | 21 | 49.4962
2021 | 5 | 2 | 22 | 44.5751
2021 | 5 | 2 | 23 | 40.0678
2021 | 5 | 3 | 0 | 38.7576
2021 | 5 | 3 | 1 | 37.9393
2021 | 5 | 3 | 2 | 37.5334
2021 | 5 | 3 | 3 | 37.6486
2021 | 5 | 3 | 4 | 38.1736
2021 | 5 | 3 | 5 | 40.8823
2021 | 5 | 3 | 6 | 44.1042
2021 | 5 | 3 | 7 | 47.6577
2021 | 5 | 3 | 8 | 49.1466
2021 | 5 | 3 | 9 | 53.577
2021 | 5 | 3 | 10 | 54.8558
2021 | 5 | 3 | 11 | 54.2886
2021 | 5 | 3 | 12 | 52.2013
2021 | 5 | 3 | 13 | 52.1428
2021 | 5 | 3 | 14 | 52.9577
2021 | 5 | 3 | 15 | 53.5519
2021 | 5 | 3 | 16 | 54.1179
2021 | 5 | 3 | 17 | 53.9092
2021 | 5 | 3 | 18 | 59.1117
2021 | 5 | 3 | 19 | 58.6346
2021 | 5 | 3 | 20 | 58.8185
2021 | 5 | 3 | 21 | 56.8217
2021 | 5 | 3 | 22 | 51.5201
2021 | 5 | 3 | 23 | 46.4103
2021 | 5 | 4 | 0 | 43.3786
2021 | 5 | 4 | 1 | 42.3094
2021 | 5 | 4 | 2 | 41.8513
2021 | 5 | 4 | 3 | 42.094
2021 | 5 | 4 | 4 | 42.6907
2021 | 5 | 4 | 5 | 45.3838
2021 | 5 | 4 | 6 | 48.1563
2021 | 5 | 4 | 7 | 51.3964
2021 | 5 | 4 | 8 | 50.4318
2021 | 5 | 4 | 9 | 51.935
2021 | 5 | 4 | 10 | 51.7539
2021 | 5 | 4 | 11 | 50.4907
2021 | 5 | 4 | 12 | 49.4762
2021 | 5 | 4 | 13 | 49.6547
2021 | 5 | 4 | 14 | 50.4795
2021 | 5 | 4 | 15 | 51.1782
2021 | 5 | 4 | 16 | 51.6147
2021 | 5 | 4 | 17 | 49.6977
2021 | 5 | 4 | 18 | 44.9012
2021 | 5 | 4 | 19 | 54.7751
2021 | 5 | 4 | 20 | 58.3318
2021 | 5 | 4 | 21 | 58.15
2021 | 5 | 4 | 22 | 53.8312
2021 | 5 | 4 | 23 | 48.8885
2021 | 5 | 5 | 0 | 44.5348
2021 | 5 | 5 | 1 | 42.3603
2021 | 5 | 5 | 2 | 41.8373
2021 | 5 | 5 | 3 | 41.9044
2021 | 5 | 5 | 4 | 42.3425
2021 | 5 | 5 | 5 | 44.8183
2021 | 5 | 5 | 6 | 49.2006
2021 | 5 | 5 | 7 | 50.1182
2021 | 5 | 5 | 8 | 42.1308
2021 | 5 | 5 | 9 | 40.1009
2021 | 5 | 5 | 10 | 42.9953
2021 | 5 | 5 | 11 | 44.1442
2021 | 5 | 5 | 12 | 44.9453
2021 | 5 | 5 | 13 | 45.9365
2021 | 5 | 5 | 14 | 45.9503
2021 | 5 | 5 | 15 | 44.5911
2021 | 5 | 5 | 16 | 41.8843
2021 | 5 | 5 | 17 | 38.9799
2021 | 5 | 5 | 18 | 40.5021
2021 | 5 | 5 | 19 | 50.8012
2021 | 5 | 5 | 20 | 54.6081
2021 | 5 | 5 | 21 | 54.5707
2021 | 5 | 5 | 22 | 50.1492
2021 | 5 | 5 | 23 | 45.0931
2021 | 5 | 6 | 0 | 41.379
2021 | 5 | 6 | 1 | 38.9909
2021 | 5 | 6 | 2 | 38.3136
2021 | 5 | 6 | 3 | 38.2813
2021 | 5 | 6 | 4 | 38.6498
2021 | 5 | 6 | 5 | 41.1804
2021 | 5 | 6 | 6 | 45.7344
2021 | 5 | 6 | 7 | 48.3277
2021 | 5 | 6 | 8 | 46.4912
2021 | 5 | 6 | 9 | 48.9316
2021 | 5 | 6 | 10 | 51.3251
2021 | 5 | 6 | 11 | 51.6283
2021 | 5 | 6 | 12 | 48.3313
2021 | 5 | 6 | 13 | 49.1017
2021 | 5 | 6 | 14 | 50.0544
2021 | 5 | 6 | 15 | 49.5593
2021 | 5 | 6 | 16 | 47.5538
2021 | 5 | 6 | 17 | 46.4503
2021 | 5 | 6 | 18 | 45.8857
2021 | 5 | 6 | 19 | 52.1025
2021 | 5 | 6 | 20 | 54.1128
2021 | 5 | 6 | 21 | 53.6571
2021 | 5 | 6 | 22 | 49.0011
2021 | 5 | 6 | 23 | 43.6494
2021 | 5 | 7 | 0 | 39.3995
2021 | 5 | 7 | 1 | 36.3073
2021 | 5 | 7 | 2 | 35.398
2021 | 5 | 7 | 3 | 35.0807
2021 | 5 | 7 | 4 | 35.3109
2021 | 5 | 7 | 5 | 37.6277
2021 | 5 | 7 | 6 | 40.8566
2021 | 5 | 7 | 7 | 44.2638
2021 | 5 | 7 | 8 | 44.2073
2021 | 5 | 7 | 9 | 46.621
2021 | 5 | 7 | 10 | 47.9359
2021 | 5 | 7 | 11 | 48.2113
2021 | 5 | 7 | 12 | 50.15
2021 | 5 | 7 | 13 | 50.1621
2021 | 5 | 7 | 14 | 50.8107
2021 | 5 | 7 | 15 | 49.7329
2021 | 5 | 7 | 16 | 49.0675
2021 | 5 | 7 | 17 | 47.2241
2021 | 5 | 7 | 18 | 52.3632
2021 | 5 | 7 | 19 | 52.6832
2021 | 5 | 7 | 20 | 53.0461
2021 | 5 | 7 | 21 | 51.6747
2021 | 5 | 7 | 22 | 47.2067
2021 | 5 | 7 | 23 | 42.1069
2021 | 5 | 8 | 0 | 37.8185
2021 | 5 | 8 | 1 | 33.9328
2021 | 5 | 8 | 2 | 32.9494
2021 | 5 | 8 | 3 | 32.6147
2021 | 5 | 8 | 4 | 32.5648
2021 | 5 | 8 | 5 | 33.6709
2021 | 5 | 8 | 6 | 34.6141
2021 | 5 | 8 | 7 | 36.4081
2021 | 5 | 8 | 8 | 40.4031
2021 | 5 | 8 | 9 | 45.3391
2021 | 5 | 8 | 10 | 44.1497
2021 | 5 | 8 | 11 | 42.3675
2021 | 5 | 8 | 12 | 40.3651
2021 | 5 | 8 | 13 | 39.6373
2021 | 5 | 8 | 14 | 40.5548
2021 | 5 | 8 | 15 | 41.5637
2021 | 5 | 8 | 16 | 41.1024
2021 | 5 | 8 | 17 | 41.8306
2021 | 5 | 8 | 18 | 42.9191
2021 | 5 | 8 | 19 | 46.1836
2021 | 5 | 8 | 20 | 46.7284
2021 | 5 | 8 | 21 | 45.628
2021 | 5 | 8 | 22 | 41.7223
2021 | 5 | 8 | 23 | 37.6282
2021 | 5 | 9 | 0 | 34.8776
2021 | 5 | 9 | 1 | 34.2308
2021 | 5 | 9 | 2 | 33.5474
2021 | 5 | 9 | 3 | 33.43
2021 | 5 | 9 | 4 | 33.6896
2021 | 5 | 9 | 5 | 34.9466
2021 | 5 | 9 | 6 | 35.7118
2021 | 5 | 9 | 7 | 35.5975
2021 | 5 | 9 | 8 | 34.2368
2021 | 5 | 9 | 9 | 36.7432
2021 | 5 | 9 | 10 | 38.157
2021 | 5 | 9 | 11 | 36.5265
2021 | 5 | 9 | 12 | 38.4666
2021 | 5 | 9 | 13 | 38.5139
2021 | 5 | 9 | 14 | 40.4462
2021 | 5 | 9 | 15 | 42.2073
2021 | 5 | 9 | 16 | 44.2866
2021 | 5 | 9 | 17 | 45.8949
2021 | 5 | 9 | 18 | 55.5416
2021 | 5 | 9 | 19 | 53.912
2021 | 5 | 9 | 20 | 53.8904
2021 | 5 | 9 | 21 | 51.8393
2021 | 5 | 9 | 22 | 46.8404
2021 | 5 | 9 | 23 | 42.1281
2021 | 5 | 10 | 0 | 39.3223
2021 | 5 | 10 | 1 | 37.165
2021 | 5 | 10 | 2 | 36.7246
2021 | 5 | 10 | 3 | 36.693
2021 | 5 | 10 | 4 | 36.95
2021 | 5 | 10 | 5 | 39.3138
2021 | 5 | 10 | 6 | 42.0132
2021 | 5 | 10 | 7 | 45.232
2021 | 5 | 10 | 8 | 47.8493
2021 | 5 | 10 | 9 | 51.9441
2021 | 5 | 10 | 10 | 52.1773
2021 | 5 | 10 | 11 | 51.0789
2021 | 5 | 10 | 12 | 49.1872
2021 | 5 | 10 | 13 | 49.4019
2021 | 5 | 10 | 14 | 48.2982
2021 | 5 | 10 | 15 | 47.6309
2021 | 5 | 10 | 16 | 47.2878
2021 | 5 | 10 | 17 | 46.0407
2021 | 5 | 10 | 18 | 49.2283
2021 | 5 | 10 | 19 | 50.6314
2021 | 5 | 10 | 20 | 51.1099
2021 | 5 | 10 | 21 | 49.8341
2021 | 5 | 10 | 22 | 45.1581
2021 | 5 | 10 | 23 | 40.1894
2021 | 5 | 11 | 0 | 37.8071
2021 | 5 | 11 | 1 | 37.0728
2021 | 5 | 11 | 2 | 36.5633
2021 | 5 | 11 | 3 | 36.7345
2021 | 5 | 11 | 4 | 37.2197
2021 | 5 | 11 | 5 | 39.672
2021 | 5 | 11 | 6 | 43.8273
2021 | 5 | 11 | 7 | 45.7944
2021 | 5 | 11 | 8 | 41.7151
2021 | 5 | 11 | 9 | 41.6925
2021 | 5 | 11 | 10 | 42.6868
2021 | 5 | 11 | 11 | 41.4551
2021 | 5 | 11 | 12 | 45.4723
2021 | 5 | 11 | 13 | 45.9829
2021 | 5 | 11 | 14 | 46.3037
2021 | 5 | 11 | 15 | 47.1635
2021 | 5 | 11 | 16 | 48.8254
2021 | 5 | 11 | 17 | 47.6903
2021 | 5 | 11 | 18 | 43.87
2021 | 5 | 11 | 19 | 52.9075
2021 | 5 | 11 | 20 | 56.2263
2021 | 5 | 11 | 21 | 56.3372
2021 | 5 | 11 | 22 | 52.1271
2021 | 5 | 11 | 23 | 47.2468
2021 | 5 | 12 | 0 | 41.494
2021 | 5 | 12 | 1 | 40.9273
2021 | 5 | 12 | 2 | 40.3622
2021 | 5 | 12 | 3 | 40.4776
2021 | 5 | 12 | 4 | 41.032
2021 | 5 | 12 | 5 | 43.4973
2021 | 5 | 12 | 6 | 47.8801
2021 | 5 | 12 | 7 | 49.1006
2021 | 5 | 12 | 8 | 42.4255
2021 | 5 | 12 | 9 | 40.6734
2021 | 5 | 12 | 10 | 42.4563
2021 | 5 | 12 | 11 | 43.1921
2021 | 5 | 12 | 12 | 46.6542
2021 | 5 | 12 | 13 | 47.5194
2021 | 5 | 12 | 14 | 47.4064
2021 | 5 | 12 | 15 | 46.7869
2021 | 5 | 12 | 16 | 45.0393
2021 | 5 | 12 | 17 | 42.852
2021 | 5 | 12 | 18 | 53.6759
2021 | 5 | 12 | 19 | 54.4967
2021 | 5 | 12 | 20 | 55.5636
2021 | 5 | 12 | 21 | 54.3489
2021 | 5 | 12 | 22 | 49.423
2021 | 5 | 12 | 23 | 44.0027
2021 | 5 | 13 | 0 | 42.4382
2021 | 5 | 13 | 1 | 38.8917
2021 | 5 | 13 | 2 | 38.1182
2021 | 5 | 13 | 3 | 38.0442
2021 | 5 | 13 | 4 | 38.4065
2021 | 5 | 13 | 5 | 40.8209
2021 | 5 | 13 | 6 | 44.8792
2021 | 5 | 13 | 7 | 48.246
2021 | 5 | 13 | 8 | 50.1488
2021 | 5 | 13 | 9 | 54.5788
2021 | 5 | 13 | 10 | 54.2684
2021 | 5 | 13 | 11 | 51.6984
2021 | 5 | 13 | 12 | 50.9083
2021 | 5 | 13 | 13 | 51.2654
2021 | 5 | 13 | 14 | 51.6904
2021 | 5 | 13 | 15 | 52.502
2021 | 5 | 13 | 16 | 53.4064
2021 | 5 | 13 | 17 | 53.6106
2021 | 5 | 13 | 18 | 56.1049
2021 | 5 | 13 | 19 | 55.6805
2021 | 5 | 13 | 20 | 56.2323
2021 | 5 | 13 | 21 | 55.03
2021 | 5 | 13 | 22 | 50.1439
2021 | 5 | 13 | 23 | 44.7096
2021 | 5 | 14 | 0 | 42.4235
2021 | 5 | 14 | 1 | 40.6667
2021 | 5 | 14 | 2 | 39.7647
2021 | 5 | 14 | 3 | 39.5524
2021 | 5 | 14 | 4 | 39.8631
2021 | 5 | 14 | 5 | 42.1506
2021 | 5 | 14 | 6 | 45.5897
2021 | 5 | 14 | 7 | 49.1303
2021 | 5 | 14 | 8 | 50.4687
2021 | 5 | 14 | 9 | 53.9725
2021 | 5 | 14 | 10 | 52.8385
2021 | 5 | 14 | 11 | 50.6439
2021 | 5 | 14 | 12 | 50.819
2021 | 5 | 14 | 13 | 51.3503
2021 | 5 | 14 | 14 | 51.1404
2021 | 5 | 14 | 15 | 51.6295
2021 | 5 | 14 | 16 | 52.6431
2021 | 5 | 14 | 17 | 52.6793
2021 | 5 | 14 | 18 | 57.4488
2021 | 5 | 14 | 19 | 56.5516
2021 | 5 | 14 | 20 | 56.79
2021 | 5 | 14 | 21 | 55.703
2021 | 5 | 14 | 22 | 51.3801
2021 | 5 | 14 | 23 | 46.1689
2021 | 5 | 15 | 0 | 42.2614
2021 | 5 | 15 | 1 | 40.4736
2021 | 5 | 15 | 2 | 39.5862
2021 | 5 | 15 | 3 | 39.2148
2021 | 5 | 15 | 4 | 39.3476
2021 | 5 | 15 | 5 | 40.7726
2021 | 5 | 15 | 6 | 41.6247
2021 | 5 | 15 | 7 | 43.1439
2021 | 5 | 15 | 8 | 45.5857
2021 | 5 | 15 | 9 | 51.5479
2021 | 5 | 15 | 10 | 52.2927
2021 | 5 | 15 | 11 | 50.1001
2021 | 5 | 15 | 12 | 48.6268
2021 | 5 | 15 | 13 | 48.2901
2021 | 5 | 15 | 14 | 47.8258
2021 | 5 | 15 | 15 | 49.0197
2021 | 5 | 15 | 16 | 51.7364
2021 | 5 | 15 | 17 | 52.4448
2021 | 5 | 15 | 18 | 50.5329
2021 | 5 | 15 | 19 | 53.3306
2021 | 5 | 15 | 20 | 53.8859
2021 | 5 | 15 | 21 | 53.079
2021 | 5 | 15 | 22 | 49.5076
2021 | 5 | 15 | 23 | 45.37
2021 | 5 | 16 | 0 | 41.7515
2021 | 5 | 16 | 1 | 39.3995
2021 | 5 | 16 | 2 | 38.5227
2021 | 5 | 16 | 3 | 38.206
2021 | 5 | 16 | 4 | 38.2762
2021 | 5 | 16 | 5 | 39.3976
2021 | 5 | 16 | 6 | 40.8906
2021 | 5 | 16 | 7 | 38.8394
2021 | 5 | 16 | 8 | 31.547
2021 | 5 | 16 | 9 | 30.9048
2021 | 5 | 16 | 10 | 34.5639
2021 | 5 | 16 | 11 | 35.1604
2021 | 5 | 16 | 12 | 36.124
2021 | 5 | 16 | 13 | 37.5138
2021 | 5 | 16 | 14 | 37.0029
2021 | 5 | 16 | 15 | 36.3062
2021 | 5 | 16 | 16 | 35.0371
2021 | 5 | 16 | 17 | 32.7629
2021 | 5 | 16 | 18 | 36.4152
2021 | 5 | 16 | 19 | 45.4193
2021 | 5 | 16 | 20 | 48.2415
2021 | 5 | 16 | 21 | 48.2136
2021 | 5 | 16 | 22 | 44.4444
2021 | 5 | 16 | 23 | 40.122
2021 | 5 | 17 | 0 | 36.7888
2021 | 5 | 17 | 1 | 34.8441
2021 | 5 | 17 | 2 | 34.3614
2021 | 5 | 17 | 3 | 34.3975
2021 | 5 | 17 | 4 | 34.8682
2021 | 5 | 17 | 5 | 37.2669
2021 | 5 | 17 | 6 | 40.7951
2021 | 5 | 17 | 7 | 44.1138
2021 | 5 | 17 | 8 | 44.378
2021 | 5 | 17 | 9 | 45.594
2021 | 5 | 17 | 10 | 47.2864
2021 | 5 | 17 | 11 | 47.3962
2021 | 5 | 17 | 12 | 46.0035
2021 | 5 | 17 | 13 | 46.8317
2021 | 5 | 17 | 14 | 47.6077
2021 | 5 | 17 | 15 | 47.3335
2021 | 5 | 17 | 16 | 44.9563
2021 | 5 | 17 | 17 | 43.3905
2021 | 5 | 17 | 18 | 53.2738
2021 | 5 | 17 | 19 | 53.4696
2021 | 5 | 17 | 20 | 53.9288
2021 | 5 | 17 | 21 | 52.6199
2021 | 5 | 17 | 22 | 47.9382
2021 | 5 | 17 | 23 | 42.7763
2021 | 5 | 18 | 0 | 38.9883
2021 | 5 | 18 | 1 | 36.8909
2021 | 5 | 18 | 2 | 36.1905
2021 | 5 | 18 | 3 | 36.2036
2021 | 5 | 18 | 4 | 36.7112
2021 | 5 | 18 | 5 | 38.9609
2021 | 5 | 18 | 6 | 43.0838
2021 | 5 | 18 | 7 | 46.0636
2021 | 5 | 18 | 8 | 44.6239
2021 | 5 | 18 | 9 | 45.9166
2021 | 5 | 18 | 10 | 45.6441
2021 | 5 | 18 | 11 | 44.1676
2021 | 5 | 18 | 12 | 42.3434
2021 | 5 | 18 | 13 | 42.8917
2021 | 5 | 18 | 14 | 43.1335
2021 | 5 | 18 | 15 | 43.729
2021 | 5 | 18 | 16 | 43.4536
2021 | 5 | 18 | 17 | 41.2402
2021 | 5 | 18 | 18 | 44.0374
2021 | 5 | 18 | 19 | 52.539
2021 | 5 | 18 | 20 | 55.595
2021 | 5 | 18 | 21 | 55.6897
2021 | 5 | 18 | 22 | 51.6578
2021 | 5 | 18 | 23 | 46.7303
2021 | 5 | 19 | 0 | 43.6143
2021 | 5 | 19 | 1 | 41.4715
2021 | 5 | 19 | 2 | 40.7358
2021 | 5 | 19 | 3 | 40.765
2021 | 5 | 19 | 4 | 41.318
2021 | 5 | 19 | 5 | 43.6811
2021 | 5 | 19 | 6 | 48.2706
2021 | 5 | 19 | 7 | 50.2131
2021 | 5 | 19 | 8 | 46.8586
2021 | 5 | 19 | 9 | 48.1635
2021 | 5 | 19 | 10 | 49.9053
2021 | 5 | 19 | 11 | 48.8609
2021 | 5 | 19 | 12 | 49.6237
2021 | 5 | 19 | 13 | 50.9408
2021 | 5 | 19 | 14 | 50.6855
2021 | 5 | 19 | 15 | 51.025
2021 | 5 | 19 | 16 | 50.1135
2021 | 5 | 19 | 17 | 49.1568
2021 | 5 | 19 | 18 | 53.0225
2021 | 5 | 19 | 19 | 57.2145
2021 | 5 | 19 | 20 | 59.3234
2021 | 5 | 19 | 21 | 58.8628
2021 | 5 | 19 | 22 | 54.4833
2021 | 5 | 19 | 23 | 49.0224
2021 | 5 | 20 | 0 | 45.063
2021 | 5 | 20 | 1 | 43.2563
2021 | 5 | 20 | 2 | 42.6946
2021 | 5 | 20 | 3 | 42.7888
2021 | 5 | 20 | 4 | 43.2838
2021 | 5 | 20 | 5 | 45.6086
2021 | 5 | 20 | 6 | 49.1797
2021 | 5 | 20 | 7 | 50.7732
2021 | 5 | 20 | 8 | 46.915
2021 | 5 | 20 | 9 | 48.1176
2021 | 5 | 20 | 10 | 49.9657
2021 | 5 | 20 | 11 | 47.9571
2021 | 5 | 20 | 12 | 49.7188
2021 | 5 | 20 | 13 | 49.9715
2021 | 5 | 20 | 14 | 50.0495
2021 | 5 | 20 | 15 | 50.3739
2021 | 5 | 20 | 16 | 50.3459
2021 | 5 | 20 | 17 | 48.9102
2021 | 5 | 20 | 18 | 46.0486
2021 | 5 | 20 | 19 | 54.573
2021 | 5 | 20 | 20 | 57.9442
2021 | 5 | 20 | 21 | 58.378
2021 | 5 | 20 | 22 | 54.3376
2021 | 5 | 20 | 23 | 49.0174
2021 | 5 | 21 | 0 | 45.7628
2021 | 5 | 21 | 1 | 45.5558
2021 | 5 | 21 | 2 | 44.8409
2021 | 5 | 21 | 3 | 44.7796
2021 | 5 | 21 | 4 | 45.2285
2021 | 5 | 21 | 5 | 47.4296
2021 | 5 | 21 | 6 | 50.1956
2021 | 5 | 21 | 7 | 52.6721
2021 | 5 | 21 | 8 | 50.5578
2021 | 5 | 21 | 9 | 52.6126
2021 | 5 | 21 | 10 | 53.3755
2021 | 5 | 21 | 11 | 51.2087
2021 | 5 | 21 | 12 | 50.3471
2021 | 5 | 21 | 13 | 50.9473
2021 | 5 | 21 | 14 | 50.6428
2021 | 5 | 21 | 15 | 50.738
2021 | 5 | 21 | 16 | 50.4321
2021 | 5 | 21 | 17 | 48.8973
2021 | 5 | 21 | 18 | 49.6735
2021 | 5 | 21 | 19 | 55.4527
2021 | 5 | 21 | 20 | 57.9063
2021 | 5 | 21 | 21 | 58.1048
2021 | 5 | 21 | 22 | 54.4066
2021 | 5 | 21 | 23 | 49.18
2021 | 5 | 22 | 0 | 45.8198
2021 | 5 | 22 | 1 | 43.0736
2021 | 5 | 22 | 2 | 42.2442
2021 | 5 | 22 | 3 | 41.8958
2021 | 5 | 22 | 4 | 41.9931
2021 | 5 | 22 | 5 | 43.2743
2021 | 5 | 22 | 6 | 45.1947
2021 | 5 | 22 | 7 | 44.2352
2021 | 5 | 22 | 8 | 38.1353
2021 | 5 | 22 | 9 | 39.5928
2021 | 5 | 22 | 10 | 43.5756
2021 | 5 | 22 | 11 | 43.3519
2021 | 5 | 22 | 12 | 44.9268
2021 | 5 | 22 | 13 | 45.2042
2021 | 5 | 22 | 14 | 44.4851
2021 | 5 | 22 | 15 | 44.6024
2021 | 5 | 22 | 16 | 44.5277
2021 | 5 | 22 | 17 | 42.2639
2021 | 5 | 22 | 18 | 37.0438
2021 | 5 | 22 | 19 | 47.9141
2021 | 5 | 22 | 20 | 50.779
2021 | 5 | 22 | 21 | 51.3023
2021 | 5 | 22 | 22 | 48.3383
2021 | 5 | 22 | 23 | 44.2544
2021 | 5 | 23 | 0 | 40.8344
2021 | 5 | 23 | 1 | 38.7491
2021 | 5 | 23 | 2 | 37.8696
2021 | 5 | 23 | 3 | 37.4709
2021 | 5 | 23 | 4 | 37.5439
2021 | 5 | 23 | 5 | 38.5445
2021 | 5 | 23 | 6 | 39.7395
2021 | 5 | 23 | 7 | 38.1675
2021 | 5 | 23 | 8 | 32.269
2021 | 5 | 23 | 9 | 32.0909
2021 | 5 | 23 | 10 | 35.7243
2021 | 5 | 23 | 11 | 38.3529
2021 | 5 | 23 | 12 | 37.9127
2021 | 5 | 23 | 13 | 39.6896
2021 | 5 | 23 | 14 | 39.1964
2021 | 5 | 23 | 15 | 39.084
2021 | 5 | 23 | 16 | 37.6408
2021 | 5 | 23 | 17 | 37.575
2021 | 5 | 23 | 18 | 40.4244
2021 | 5 | 23 | 19 | 46.7252
2021 | 5 | 23 | 20 | 48.1886
2021 | 5 | 23 | 21 | 48.1868
2021 | 5 | 23 | 22 | 44.282
2021 | 5 | 23 | 23 | 39.6518
2021 | 5 | 24 | 0 | 36.5403
2021 | 5 | 24 | 1 | 38.0501
2021 | 5 | 24 | 2 | 36.662
2021 | 5 | 24 | 3 | 36.2304
2021 | 5 | 24 | 4 | 36.1892
2021 | 5 | 24 | 5 | 36.9724
2021 | 5 | 24 | 6 | 37.4588
2021 | 5 | 24 | 7 | 36.1729
2021 | 5 | 24 | 8 | 32.654
2021 | 5 | 24 | 9 | 33.542
2021 | 5 | 24 | 10 | 39.8519
2021 | 5 | 24 | 11 | 44.1443
2021 | 5 | 24 | 12 | 41.7435
2021 | 5 | 24 | 13 | 42.2327
2021 | 5 | 24 | 14 | 45.3701
2021 | 5 | 24 | 15 | 43.7753
2021 | 5 | 24 | 16 | 38.5339
2021 | 5 | 24 | 17 | 34.6749
2021 | 5 | 24 | 18 | 45.8214
2021 | 5 | 24 | 19 | 49.7528
2021 | 5 | 24 | 20 | 50.7338
2021 | 5 | 24 | 21 | 50.2088
2021 | 5 | 24 | 22 | 45.8936
2021 | 5 | 24 | 23 | 41.4368
2021 | 5 | 25 | 0 | 38.7826
2021 | 5 | 25 | 1 | 36.3249
2021 | 5 | 25 | 2 | 35.4785
2021 | 5 | 25 | 3 | 35.2725
2021 | 5 | 25 | 4 | 35.5443
2021 | 5 | 25 | 5 | 37.498
2021 | 5 | 25 | 6 | 40.8623
2021 | 5 | 25 | 7 | 44.6219
2021 | 5 | 25 | 8 | 45.6851
2021 | 5 | 25 | 9 | 46.7217
2021 | 5 | 25 | 10 | 45.4297
2021 | 5 | 25 | 11 | 44.0066
2021 | 5 | 25 | 12 | 40.0062
2021 | 5 | 25 | 13 | 41.026
2021 | 5 | 25 | 14 | 41.8785
2021 | 5 | 25 | 15 | 41.8839
2021 | 5 | 25 | 16 | 39.1499
2021 | 5 | 25 | 17 | 37.3389
2021 | 5 | 25 | 18 | 41.2639
2021 | 5 | 25 | 19 | 49.5088
2021 | 5 | 25 | 20 | 51.8426
2021 | 5 | 25 | 21 | 52.2526
2021 | 5 | 25 | 22 | 48.3348
2021 | 5 | 25 | 23 | 43.2724
2021 | 5 | 26 | 0 | 39.9482
2021 | 5 | 26 | 1 | 37.8021
2021 | 5 | 26 | 2 | 37.1746
2021 | 5 | 26 | 3 | 37.2768
2021 | 5 | 26 | 4 | 37.8636
2021 | 5 | 26 | 5 | 40.0817
2021 | 5 | 26 | 6 | 45.3113
2021 | 5 | 26 | 7 | 45.9122
2021 | 5 | 26 | 8 | 37.7444
2021 | 5 | 26 | 9 | 35.3063
2021 | 5 | 26 | 10 | 37.679
2021 | 5 | 26 | 11 | 38.077
2021 | 5 | 26 | 12 | 41.9676
2021 | 5 | 26 | 13 | 43.9039
2021 | 5 | 26 | 14 | 43.3227
2021 | 5 | 26 | 15 | 43.0266
2021 | 5 | 26 | 16 | 40.8624
2021 | 5 | 26 | 17 | 39.0549
2021 | 5 | 26 | 18 | 51.3295
2021 | 5 | 26 | 19 | 53.2719
2021 | 5 | 26 | 20 | 54.7065
2021 | 5 | 26 | 21 | 54.1558
2021 | 5 | 26 | 22 | 49.6967
2021 | 5 | 26 | 23 | 44.1287
2021 | 5 | 27 | 0 | 41.6917
2021 | 5 | 27 | 1 | 39.4667
2021 | 5 | 27 | 2 | 38.6387
2021 | 5 | 27 | 3 | 38.468
2021 | 5 | 27 | 4 | 38.6537
2021 | 5 | 27 | 5 | 40.6976
2021 | 5 | 27 | 6 | 44.4392
2021 | 5 | 27 | 7 | 47.0559
2021 | 5 | 27 | 8 | 46.5422
2021 | 5 | 27 | 9 | 47.3078
2021 | 5 | 27 | 10 | 47.2646
2021 | 5 | 27 | 11 | 45.7386
2021 | 5 | 27 | 12 | 43.5827
2021 | 5 | 27 | 13 | 44.6909
2021 | 5 | 27 | 14 | 43.3207
2021 | 5 | 27 | 15 | 42.8879
2021 | 5 | 27 | 16 | 40.9896
2021 | 5 | 27 | 17 | 40.0351
2021 | 5 | 27 | 18 | 40.6016
2021 | 5 | 27 | 19 | 48.8674
2021 | 5 | 27 | 20 | 51.7611
2021 | 5 | 27 | 21 | 52.451
2021 | 5 | 27 | 22 | 48.4968
2021 | 5 | 27 | 23 | 42.8938
2021 | 5 | 28 | 0 | 39.2243
2021 | 5 | 28 | 1 | 36.4118
2021 | 5 | 28 | 2 | 35.5173
2021 | 5 | 28 | 3 | 35.2915
2021 | 5 | 28 | 4 | 35.5874
2021 | 5 | 28 | 5 | 37.6028
2021 | 5 | 28 | 6 | 41.0068
2021 | 5 | 28 | 7 | 43.1667
2021 | 5 | 28 | 8 | 40.4028
2021 | 5 | 28 | 9 | 40.901
2021 | 5 | 28 | 10 | 41.968
2021 | 5 | 28 | 11 | 42.6661
2021 | 5 | 28 | 12 | 45.5509
2021 | 5 | 28 | 13 | 46.4518
2021 | 5 | 28 | 14 | 45.5499
2021 | 5 | 28 | 15 | 44.7258
2021 | 5 | 28 | 16 | 43.1196
2021 | 5 | 28 | 17 | 41.3526
2021 | 5 | 28 | 18 | 44.7285
2021 | 5 | 28 | 19 | 48.6979
2021 | 5 | 28 | 20 | 50.3579
2021 | 5 | 28 | 21 | 50.3846
2021 | 5 | 28 | 22 | 46.4478
2021 | 5 | 28 | 23 | 40.9669
2021 | 5 | 29 | 0 | 37.647
2021 | 5 | 29 | 1 | 34.6242
2021 | 5 | 29 | 2 | 33.4592
2021 | 5 | 29 | 3 | 32.9595
2021 | 5 | 29 | 4 | 32.9341
2021 | 5 | 29 | 5 | 33.6407
2021 | 5 | 29 | 6 | 34.2125
2021 | 5 | 29 | 7 | 33.4486
2021 | 5 | 29 | 8 | 31.7774
2021 | 5 | 29 | 9 | 35.2387
2021 | 5 | 29 | 10 | 38.869
2021 | 5 | 29 | 11 | 42.5911
2021 | 5 | 29 | 12 | 42.1909
2021 | 5 | 29 | 13 | 41.3766
2021 | 5 | 29 | 14 | 39.3779
2021 | 5 | 29 | 15 | 38.9347
2021 | 5 | 29 | 16 | 34.7434
2021 | 5 | 29 | 17 | 34.4098
2021 | 5 | 29 | 18 | 41.4087
2021 | 5 | 29 | 19 | 49.1033
2021 | 5 | 29 | 20 | 49.3726
2021 | 5 | 29 | 21 | 48.6198
2021 | 5 | 29 | 22 | 44.7374
2021 | 5 | 29 | 23 | 39.6697
2021 | 5 | 30 | 0 | 34.4711
2021 | 5 | 30 | 1 | 31.0567
2021 | 5 | 30 | 2 | 29.7824
2021 | 5 | 30 | 3 | 29.318
2021 | 5 | 30 | 4 | 29.1954
2021 | 5 | 30 | 5 | 29.5901
2021 | 5 | 30 | 6 | 29.8317
2021 | 5 | 30 | 7 | 28.9485
2021 | 5 | 30 | 8 | 29.9786
2021 | 5 | 30 | 9 | 34.3529
2021 | 5 | 30 | 10 | 35.8069
2021 | 5 | 30 | 11 | 37.7426
2021 | 5 | 30 | 12 | 39.5141
2021 | 5 | 30 | 13 | 38.6416
2021 | 5 | 30 | 14 | 38.0379
2021 | 5 | 30 | 15 | 39.2074
2021 | 5 | 30 | 16 | 38.2536
2021 | 5 | 30 | 17 | 38.8826
2021 | 5 | 30 | 18 | 46.6239
2021 | 5 | 30 | 19 | 44.6015
2021 | 5 | 30 | 20 | 45.4873
2021 | 5 | 30 | 21 | 44.6687
2021 | 5 | 30 | 22 | 40.6463
2021 | 5 | 30 | 23 | 35.9387
2021 | 5 | 31 | 0 | 33.4972
2021 | 5 | 31 | 1 | 34.0722
2021 | 5 | 31 | 2 | 33.2881
2021 | 5 | 31 | 3 | 33.0729
2021 | 5 | 31 | 4 | 33.3309
2021 | 5 | 31 | 5 | 35.1461
2021 | 5 | 31 | 6 | 38.7392
2021 | 5 | 31 | 7 | 41.3359
2021 | 5 | 31 | 8 | 40.9884
2021 | 5 | 31 | 9 | 43.3137
2021 | 5 | 31 | 10 | 45.9302
2021 | 5 | 31 | 11 | 48.1225
2021 | 5 | 31 | 12 | 49.4859
2021 | 5 | 31 | 13 | 50.7448
2021 | 5 | 31 | 14 | 49.8176
2021 | 5 | 31 | 15 | 49.087
2021 | 5 | 31 | 16 | 47.9366
2021 | 5 | 31 | 17 | 47.7351
2021 | 5 | 31 | 18 | 53.6633
2021 | 5 | 31 | 19 | 58.6636
2021 | 5 | 31 | 20 | 59.7759
2021 | 5 | 31 | 21 | 59.0628
2021 | 5 | 31 | 22 | 54.1119
2021 | 5 | 31 | 23 | 47.5349
2021 | 6 | 1 | 0 | 40.9518
2021 | 6 | 1 | 1 | 41.1268
2021 | 6 | 1 | 2 | 39.7654
2021 | 6 | 1 | 3 | 39.2446
2021 | 6 | 1 | 4 | 39.1008
2021 | 6 | 1 | 5 | 40.7408
2021 | 6 | 1 | 6 | 44.344
2021 | 6 | 1 | 7 | 47.6575
2021 | 6 | 1 | 8 | 48.2685
2021 | 6 | 1 | 9 | 50.044
2021 | 6 | 1 | 10 | 50.6584
2021 | 6 | 1 | 11 | 49.1428
2021 | 6 | 1 | 12 | 48.1032
2021 | 6 | 1 | 13 | 47.9263
2021 | 6 | 1 | 14 | 47.5957
2021 | 6 | 1 | 15 | 46.3508
2021 | 6 | 1 | 16 | 44.9377
2021 | 6 | 1 | 17 | 41.8568
2021 | 6 | 1 | 18 | 46.5064
2021 | 6 | 1 | 19 | 54.2693
2021 | 6 | 1 | 20 | 54.7936
2021 | 6 | 1 | 21 | 54.1478
2021 | 6 | 1 | 22 | 50.2162
2021 | 6 | 1 | 23 | 44.6494
2021 | 6 | 2 | 0 | 41.7925
2021 | 6 | 2 | 1 | 41.3414
2021 | 6 | 2 | 2 | 40.0176
2021 | 6 | 2 | 3 | 39.5688
2021 | 6 | 2 | 4 | 39.5026
2021 | 6 | 2 | 5 | 40.9118
2021 | 6 | 2 | 6 | 43.9982
2021 | 6 | 2 | 7 | 46.3752
2021 | 6 | 2 | 8 | 43.4792
2021 | 6 | 2 | 9 | 43.519
2021 | 6 | 2 | 10 | 45.8753
2021 | 6 | 2 | 11 | 46.5378
2021 | 6 | 2 | 12 | 47.6046
2021 | 6 | 2 | 13 | 48.7435
2021 | 6 | 2 | 14 | 48.6957
2021 | 6 | 2 | 15 | 46.8751
2021 | 6 | 2 | 16 | 44.224
2021 | 6 | 2 | 17 | 43.1832
2021 | 6 | 2 | 18 | 52.9809
2021 | 6 | 2 | 19 | 56.3732
2021 | 6 | 2 | 20 | 57.2819
2021 | 6 | 2 | 21 | 56.8628
2021 | 6 | 2 | 22 | 52.7668
2021 | 6 | 2 | 23 | 47.0262
2021 | 6 | 3 | 0 | 43.7165
2021 | 6 | 3 | 1 | 42.0891
2021 | 6 | 3 | 2 | 40.9284
2021 | 6 | 3 | 3 | 40.3587
2021 | 6 | 3 | 4 | 40.3584
2021 | 6 | 3 | 5 | 42.0054
2021 | 6 | 3 | 6 | 44.3895
2021 | 6 | 3 | 7 | 45.5018
2021 | 6 | 3 | 8 | 38.4804
2021 | 6 | 3 | 9 | 35.5593
2021 | 6 | 3 | 10 | 38.8987
2021 | 6 | 3 | 11 | 41.2963
2021 | 6 | 3 | 12 | 39.5682
2021 | 6 | 3 | 13 | 41.0656
2021 | 6 | 3 | 14 | 41.5282
2021 | 6 | 3 | 15 | 40.8227
2021 | 6 | 3 | 16 | 39.2994
2021 | 6 | 3 | 17 | 40.7275
2021 | 6 | 3 | 18 | 47.7605
2021 | 6 | 3 | 19 | 55.8626
2021 | 6 | 3 | 20 | 57.6695
2021 | 6 | 3 | 21 | 58.0668
2021 | 6 | 3 | 22 | 54.5369
2021 | 6 | 3 | 23 | 48.9017
2021 | 6 | 4 | 0 | 44.634
2021 | 6 | 4 | 1 | 41.6515
2021 | 6 | 4 | 2 | 40.646
2021 | 6 | 4 | 3 | 40.4124
2021 | 6 | 4 | 4 | 40.6278
2021 | 6 | 4 | 5 | 42.4217
2021 | 6 | 4 | 6 | 46.0993
2021 | 6 | 4 | 7 | 46.5635
2021 | 6 | 4 | 8 | 37.9259
2021 | 6 | 4 | 9 | 34.5648
2021 | 6 | 4 | 10 | 36.6968
2021 | 6 | 4 | 11 | 36.5565
2021 | 6 | 4 | 12 | 40.0056
2021 | 6 | 4 | 13 | 41.3885
2021 | 6 | 4 | 14 | 40.1043
2021 | 6 | 4 | 15 | 38.8355
2021 | 6 | 4 | 16 | 38.8611
2021 | 6 | 4 | 17 | 38.0747
2021 | 6 | 4 | 18 | 36.048
2021 | 6 | 4 | 19 | 48.4909
2021 | 6 | 4 | 20 | 52.4029
2021 | 6 | 4 | 21 | 53.5382
2021 | 6 | 4 | 22 | 50.7074
2021 | 6 | 4 | 23 | 45.3638
2021 | 6 | 5 | 0 | 43.2841
2021 | 6 | 5 | 1 | 42.5877
2021 | 6 | 5 | 2 | 41.3961
2021 | 6 | 5 | 3 | 40.5761
2021 | 6 | 5 | 4 | 40.517
2021 | 6 | 5 | 5 | 41.2442
2021 | 6 | 5 | 6 | 42.0175
2021 | 6 | 5 | 7 | 44.0047
2021 | 6 | 5 | 8 | 44.6401
2021 | 6 | 5 | 9 | 42.567
2021 | 6 | 5 | 10 | 40.9696
2021 | 6 | 5 | 11 | 39.1474
2021 | 6 | 5 | 12 | 41.1349
2021 | 6 | 5 | 13 | 41.9471
2021 | 6 | 5 | 14 | 39.6809
2021 | 6 | 5 | 15 | 39.9933
2021 | 6 | 5 | 16 | 43.5896
2021 | 6 | 5 | 17 | 47.0321
2021 | 6 | 5 | 18 | 55.8982
2021 | 6 | 5 | 19 | 55.8359
2021 | 6 | 5 | 20 | 55.0334
2021 | 6 | 5 | 21 | 54.0013
2021 | 6 | 5 | 22 | 50.8398
2021 | 6 | 5 | 23 | 46.17
2021 | 6 | 6 | 0 | 42.2528
2021 | 6 | 6 | 1 | 38.4777
2021 | 6 | 6 | 2 | 37.1862
2021 | 6 | 6 | 3 | 36.473
2021 | 6 | 6 | 4 | 36.3472
2021 | 6 | 6 | 5 | 36.9145
2021 | 6 | 6 | 6 | 36.8515
2021 | 6 | 6 | 7 | 36.3202
2021 | 6 | 6 | 8 | 37.2407
2021 | 6 | 6 | 9 | 39.4603
2021 | 6 | 6 | 10 | 41.1509
2021 | 6 | 6 | 11 | 42.8801
2021 | 6 | 6 | 12 | 45.7686
2021 | 6 | 6 | 13 | 44.0867
2021 | 6 | 6 | 14 | 40.5794
2021 | 6 | 6 | 15 | 39.1578
2021 | 6 | 6 | 16 | 41.9961
2021 | 6 | 6 | 17 | 42.7645
2021 | 6 | 6 | 18 | 45.6015
2021 | 6 | 6 | 19 | 43.2107
2021 | 6 | 6 | 20 | 43.245
2021 | 6 | 6 | 21 | 42.9209
2021 | 6 | 6 | 22 | 40.3931
2021 | 6 | 6 | 23 | 36.8251
2021 | 6 | 7 | 0 | 36.0255
2021 | 6 | 7 | 1 | 36.1034
2021 | 6 | 7 | 2 | 35.4127
2021 | 6 | 7 | 3 | 35.1548
2021 | 6 | 7 | 4 | 35.4563
2021 | 6 | 7 | 5 | 37.2608
2021 | 6 | 7 | 6 | 40.0157
2021 | 6 | 7 | 7 | 43.5355
2021 | 6 | 7 | 8 | 42.7479
2021 | 6 | 7 | 9 | 41.1051
2021 | 6 | 7 | 10 | 41.8654
2021 | 6 | 7 | 11 | 42.0038
2021 | 6 | 7 | 12 | 45.4539
2021 | 6 | 7 | 13 | 46.2358
2021 | 6 | 7 | 14 | 46.1953
2021 | 6 | 7 | 15 | 46.4369
2021 | 6 | 7 | 16 | 47.2622
2021 | 6 | 7 | 17 | 48.8435
2021 | 6 | 7 | 18 | 47.9311
2021 | 6 | 7 | 19 | 54.5277
2021 | 6 | 7 | 20 | 55.9716
2021 | 6 | 7 | 21 | 55.6545
2021 | 6 | 7 | 22 | 51.5874
2021 | 6 | 7 | 23 | 46.2499
2021 | 6 | 8 | 0 | 43.1363
2021 | 6 | 8 | 1 | 39.9107
2021 | 6 | 8 | 2 | 39.0276
2021 | 6 | 8 | 3 | 38.8976
2021 | 6 | 8 | 4 | 39.2879
2021 | 6 | 8 | 5 | 41.1526
2021 | 6 | 8 | 6 | 44.3378
2021 | 6 | 8 | 7 | 45.8572
2021 | 6 | 8 | 8 | 38.8597
2021 | 6 | 8 | 9 | 36.0061
2021 | 6 | 8 | 10 | 39.5183
2021 | 6 | 8 | 11 | 42.2486
2021 | 6 | 8 | 12 | 41.2889
2021 | 6 | 8 | 13 | 43.2632
2021 | 6 | 8 | 14 | 43.2824
2021 | 6 | 8 | 15 | 42.7675
2021 | 6 | 8 | 16 | 39.8441
2021 | 6 | 8 | 17 | 38.7248
2021 | 6 | 8 | 18 | 44.3456
2021 | 6 | 8 | 19 | 52.4312
2021 | 6 | 8 | 20 | 54.8642
2021 | 6 | 8 | 21 | 54.9695
2021 | 6 | 8 | 22 | 51.1836
2021 | 6 | 8 | 23 | 45.4579
2021 | 6 | 9 | 0 | 42.8069
2021 | 6 | 9 | 1 | 38.6336
2021 | 6 | 9 | 2 | 37.5943
2021 | 6 | 9 | 3 | 37.2673
2021 | 6 | 9 | 4 | 37.4465
2021 | 6 | 9 | 5 | 39.1068
2021 | 6 | 9 | 6 | 41.3288
2021 | 6 | 9 | 7 | 42.8661
2021 | 6 | 9 | 8 | 39.2276
2021 | 6 | 9 | 9 | 38.4011
2021 | 6 | 9 | 10 | 42.2288
2021 | 6 | 9 | 11 | 44.3669
2021 | 6 | 9 | 12 | 48.148
2021 | 6 | 9 | 13 | 48.8302
2021 | 6 | 9 | 14 | 48.0066
2021 | 6 | 9 | 15 | 45.9756
2021 | 6 | 9 | 16 | 44.4301
2021 | 6 | 9 | 17 | 43.7017
2021 | 6 | 9 | 18 | 50.9798
2021 | 6 | 9 | 19 | 53.2153
2021 | 6 | 9 | 20 | 54.3343
2021 | 6 | 9 | 21 | 54.0241
2021 | 6 | 9 | 22 | 49.9787
2021 | 6 | 9 | 23 | 44.4095
2021 | 6 | 10 | 0 | 42.9975
2021 | 6 | 10 | 1 | 40.6408
2021 | 6 | 10 | 2 | 39.4128
2021 | 6 | 10 | 3 | 38.8913
2021 | 6 | 10 | 4 | 38.9318
2021 | 6 | 10 | 5 | 40.5776
2021 | 6 | 10 | 6 | 43.5775
2021 | 6 | 10 | 7 | 45.3627
2021 | 6 | 10 | 8 | 41.3839
2021 | 6 | 10 | 9 | 40.3166
2021 | 6 | 10 | 10 | 44.4745
2021 | 6 | 10 | 11 | 46.8755
2021 | 6 | 10 | 12 | 46.155
2021 | 6 | 10 | 13 | 47.4432
2021 | 6 | 10 | 14 | 47.8962
2021 | 6 | 10 | 15 | 46.8721
2021 | 6 | 10 | 16 | 45.7142
2021 | 6 | 10 | 17 | 48.7216
2021 | 6 | 10 | 18 | 54.0787
2021 | 6 | 10 | 19 | 62.3995
2021 | 6 | 10 | 20 | 62.912
2021 | 6 | 10 | 21 | 62.1977
2021 | 6 | 10 | 22 | 57.5696
2021 | 6 | 10 | 23 | 51.0256
2021 | 6 | 11 | 0 | 45.2071
2021 | 6 | 11 | 1 | 40.1067
2021 | 6 | 11 | 2 | 38.7053
2021 | 6 | 11 | 3 | 38.0194
2021 | 6 | 11 | 4 | 38.0143
2021 | 6 | 11 | 5 | 39.6045
2021 | 6 | 11 | 6 | 42.6644
2021 | 6 | 11 | 7 | 44.785
2021 | 6 | 11 | 8 | 40.7336
2021 | 6 | 11 | 9 | 39.6693
2021 | 6 | 11 | 10 | 41.4653
2021 | 6 | 11 | 11 | 42.8207
2021 | 6 | 11 | 12 | 42.8122
2021 | 6 | 11 | 13 | 44.1551
2021 | 6 | 11 | 14 | 44.6219
2021 | 6 | 11 | 15 | 42.5258
2021 | 6 | 11 | 16 | 39.3857
2021 | 6 | 11 | 17 | 37.5721
2021 | 6 | 11 | 18 | 47.4866
2021 | 6 | 11 | 19 | 51.6172
2021 | 6 | 11 | 20 | 52.6582
2021 | 6 | 11 | 21 | 52.2262
2021 | 6 | 11 | 22 | 48.5821
2021 | 6 | 11 | 23 | 43.0132
2021 | 6 | 12 | 0 | 41.0219
2021 | 6 | 12 | 1 | 42.1997
2021 | 6 | 12 | 2 | 40.4076
2021 | 6 | 12 | 3 | 39.3379
2021 | 6 | 12 | 4 | 38.9397
2021 | 6 | 12 | 5 | 39.1253
2021 | 6 | 12 | 6 | 40.1411
2021 | 6 | 12 | 7 | 42.5871
2021 | 6 | 12 | 8 | 44.9133
2021 | 6 | 12 | 9 | 46.0886
2021 | 6 | 12 | 10 | 45.1723
2021 | 6 | 12 | 11 | 46.16
2021 | 6 | 12 | 12 | 45.8991
2021 | 6 | 12 | 13 | 44.3978
2021 | 6 | 12 | 14 | 46.3338
2021 | 6 | 12 | 15 | 48.8979
2021 | 6 | 12 | 16 | 52.8685
2021 | 6 | 12 | 17 | 57.2471
2021 | 6 | 12 | 18 | 64.4914
2021 | 6 | 12 | 19 | 66.6265
2021 | 6 | 12 | 20 | 65.7773
2021 | 6 | 12 | 21 | 64.5462
2021 | 6 | 12 | 22 | 60.5353
2021 | 6 | 12 | 23 | 54.4558
2021 | 6 | 13 | 0 | 50.7067
2021 | 6 | 13 | 1 | 41.9156
2021 | 6 | 13 | 2 | 39.667
2021 | 6 | 13 | 3 | 38.1435
2021 | 6 | 13 | 4 | 37.3224
2021 | 6 | 13 | 5 | 37.0717
2021 | 6 | 13 | 6 | 37.5382
2021 | 6 | 13 | 7 | 38.4674
2021 | 6 | 13 | 8 | 39.7662
2021 | 6 | 13 | 9 | 40.6899
2021 | 6 | 13 | 10 | 39.2701
2021 | 6 | 13 | 11 | 35.3232
2021 | 6 | 13 | 12 | 41.5957
2021 | 6 | 13 | 13 | 43.0534
2021 | 6 | 13 | 14 | 40.5466
2021 | 6 | 13 | 15 | 40.0479
2021 | 6 | 13 | 16 | 41.2451
2021 | 6 | 13 | 17 | 45.171
2021 | 6 | 13 | 18 | 53.3895
2021 | 6 | 13 | 19 | 53.9588
2021 | 6 | 13 | 20 | 53.3263
2021 | 6 | 13 | 21 | 51.6851
2021 | 6 | 13 | 22 | 47.4252
2021 | 6 | 13 | 23 | 42.4807
2021 | 6 | 14 | 0 | 40.0175
2021 | 6 | 14 | 1 | 34.6891
2021 | 6 | 14 | 2 | 34.014
2021 | 6 | 14 | 3 | 33.9996
2021 | 6 | 14 | 4 | 34.3382
2021 | 6 | 14 | 5 | 35.9036
2021 | 6 | 14 | 6 | 38.8011
2021 | 6 | 14 | 7 | 40.2737
2021 | 6 | 14 | 8 | 38.2625
2021 | 6 | 14 | 9 | 39.1189
2021 | 6 | 14 | 10 | 43.0519
2021 | 6 | 14 | 11 | 45.0555
2021 | 6 | 14 | 12 | 44.1729
2021 | 6 | 14 | 13 | 45.9602
2021 | 6 | 14 | 14 | 45.6792
2021 | 6 | 14 | 15 | 44.153
2021 | 6 | 14 | 16 | 41.8049
2021 | 6 | 14 | 17 | 41.0657
2021 | 6 | 14 | 18 | 48.9502
2021 | 6 | 14 | 19 | 53.6887
2021 | 6 | 14 | 20 | 54.6537
2021 | 6 | 14 | 21 | 53.9457
2021 | 6 | 14 | 22 | 49.649
2021 | 6 | 14 | 23 | 44.0392
2021 | 6 | 15 | 0 | 39.6588
2021 | 6 | 15 | 1 | 39.1271
2021 | 6 | 15 | 2 | 37.98
2021 | 6 | 15 | 3 | 37.3402
2021 | 6 | 15 | 4 | 37.3304
2021 | 6 | 15 | 5 | 38.9421
2021 | 6 | 15 | 6 | 41.6087
2021 | 6 | 15 | 7 | 45.0207
2021 | 6 | 15 | 8 | 45.9658
2021 | 6 | 15 | 9 | 47.3905
2021 | 6 | 15 | 10 | 48.1368
2021 | 6 | 15 | 11 | 46.9418
2021 | 6 | 15 | 12 | 48.1446
2021 | 6 | 15 | 13 | 48.4757
2021 | 6 | 15 | 14 | 48.1689
2021 | 6 | 15 | 15 | 47.9365
2021 | 6 | 15 | 16 | 47.8084
2021 | 6 | 15 | 17 | 47.6554
2021 | 6 | 15 | 18 | 55.4762
2021 | 6 | 15 | 19 | 57.0038
2021 | 6 | 15 | 20 | 57.3807
2021 | 6 | 15 | 21 | 56.3454
2021 | 6 | 15 | 22 | 52.2207
2021 | 6 | 15 | 23 | 46.4717
2021 | 6 | 16 | 0 | 42.9735
2021 | 6 | 16 | 1 | 37.2524
2021 | 6 | 16 | 2 | 36.1973
2021 | 6 | 16 | 3 | 35.8415
2021 | 6 | 16 | 4 | 35.9809
2021 | 6 | 16 | 5 | 37.6442
2021 | 6 | 16 | 6 | 41.3881
2021 | 6 | 16 | 7 | 44.0283
2021 | 6 | 16 | 8 | 43.9256
2021 | 6 | 16 | 9 | 45.6804
2021 | 6 | 16 | 10 | 46.8166
2021 | 6 | 16 | 11 | 45.7379
2021 | 6 | 16 | 12 | 47.3039
2021 | 6 | 16 | 13 | 48.4335
2021 | 6 | 16 | 14 | 47.4437
2021 | 6 | 16 | 15 | 46.1913
2021 | 6 | 16 | 16 | 46.13
2021 | 6 | 16 | 17 | 46.325
2021 | 6 | 16 | 18 | 47.6287
2021 | 6 | 16 | 19 | 54.222
2021 | 6 | 16 | 20 | 56.3941
2021 | 6 | 16 | 21 | 56.2409
2021 | 6 | 16 | 22 | 52.0384
2021 | 6 | 16 | 23 | 46.1452
2021 | 6 | 17 | 0 | 40.9194
2021 | 6 | 17 | 1 | 37.8353
2021 | 6 | 17 | 2 | 36.7879
2021 | 6 | 17 | 3 | 36.3735
2021 | 6 | 17 | 4 | 36.4534
2021 | 6 | 17 | 5 | 38.2165
2021 | 6 | 17 | 6 | 41.2856
2021 | 6 | 17 | 7 | 44.0964
2021 | 6 | 17 | 8 | 43.9772
2021 | 6 | 17 | 9 | 45.1489
2021 | 6 | 17 | 10 | 46.1881
2021 | 6 | 17 | 11 | 44.7431
2021 | 6 | 17 | 12 | 45.0656
2021 | 6 | 17 | 13 | 45.7597
2021 | 6 | 17 | 14 | 45.5269
2021 | 6 | 17 | 15 | 44.7404
2021 | 6 | 17 | 16 | 44.9883
2021 | 6 | 17 | 17 | 45.6116
2021 | 6 | 17 | 18 | 52.0501
2021 | 6 | 17 | 19 | 55.3326
2021 | 6 | 17 | 20 | 56.422
2021 | 6 | 17 | 21 | 56.0981
2021 | 6 | 17 | 22 | 52.2034
2021 | 6 | 17 | 23 | 46.5777
2021 | 6 | 18 | 0 | 42.2942
2021 | 6 | 18 | 1 | 38.76
2021 | 6 | 18 | 2 | 37.6618
2021 | 6 | 18 | 3 | 37.2049
2021 | 6 | 18 | 4 | 37.3053
2021 | 6 | 18 | 5 | 39.012
2021 | 6 | 18 | 6 | 40.8905
2021 | 6 | 18 | 7 | 43.5956
2021 | 6 | 18 | 8 | 41.4782
2021 | 6 | 18 | 9 | 39.8561
2021 | 6 | 18 | 10 | 40.5728
2021 | 6 | 18 | 11 | 40.4739
2021 | 6 | 18 | 12 | 43.4122
2021 | 6 | 18 | 13 | 44.2971
2021 | 6 | 18 | 14 | 43.7644
2021 | 6 | 18 | 15 | 42.1824
2021 | 6 | 18 | 16 | 41.5993
2021 | 6 | 18 | 17 | 41.1561
2021 | 6 | 18 | 18 | 42.4056
2021 | 6 | 18 | 19 | 50.9183
2021 | 6 | 18 | 20 | 53.193
2021 | 6 | 18 | 21 | 53.7118
2021 | 6 | 18 | 22 | 50.2968
2021 | 6 | 18 | 23 | 44.6759
2021 | 6 | 19 | 0 | 41.2494
2021 | 6 | 19 | 1 | 37.2203
2021 | 6 | 19 | 2 | 35.7793
2021 | 6 | 19 | 3 | 34.913
2021 | 6 | 19 | 4 | 34.72
2021 | 6 | 19 | 5 | 35.036
2021 | 6 | 19 | 6 | 36.1097
2021 | 6 | 19 | 7 | 35.3965
2021 | 6 | 19 | 8 | 30.6655
2021 | 6 | 19 | 9 | 29.9382
2021 | 6 | 19 | 10 | 34.2491
2021 | 6 | 19 | 11 | 37.841
2021 | 6 | 19 | 12 | 39.835
2021 | 6 | 19 | 13 | 38.9986
2021 | 6 | 19 | 14 | 37.5011
2021 | 6 | 19 | 15 | 37.1275
2021 | 6 | 19 | 16 | 37.7883
2021 | 6 | 19 | 17 | 40.4032
2021 | 6 | 19 | 18 | 41.9071
2021 | 6 | 19 | 19 | 49.5955
2021 | 6 | 19 | 20 | 50.9493
2021 | 6 | 19 | 21 | 50.6463
2021 | 6 | 19 | 22 | 47.3436
2021 | 6 | 19 | 23 | 42.4943
2021 | 6 | 20 | 0 | 38.6953
2021 | 6 | 20 | 1 | 35.2799
2021 | 6 | 20 | 2 | 33.8021
2021 | 6 | 20 | 3 | 33.0402
2021 | 6 | 20 | 4 | 32.8456
2021 | 6 | 20 | 5 | 32.999
2021 | 6 | 20 | 6 | 32.5325
2021 | 6 | 20 | 7 | 30.7177
2021 | 6 | 20 | 8 | 25.7053
2021 | 6 | 20 | 9 | 23.839
2021 | 6 | 20 | 10 | 28.4872
2021 | 6 | 20 | 11 | 33.3999
2021 | 6 | 20 | 12 | 34.9383
2021 | 6 | 20 | 13 | 34.9651
2021 | 6 | 20 | 14 | 34.9665
2021 | 6 | 20 | 15 | 34.9489
2021 | 6 | 20 | 16 | 32.3549
2021 | 6 | 20 | 17 | 35.4719
2021 | 6 | 20 | 18 | 46.9123
2021 | 6 | 20 | 19 | 55.0829
2021 | 6 | 20 | 20 | 55.4068
2021 | 6 | 20 | 21 | 54.1841
2021 | 6 | 20 | 22 | 49.5851
2021 | 6 | 20 | 23 | 43.7211
2021 | 6 | 21 | 0 | 38.5839
2021 | 6 | 21 | 1 | 37.6073
2021 | 6 | 21 | 2 | 36.7046
2021 | 6 | 21 | 3 | 36.408
2021 | 6 | 21 | 4 | 36.6406
2021 | 6 | 21 | 5 | 38.3055
2021 | 6 | 21 | 6 | 40.8024
2021 | 6 | 21 | 7 | 42.4711
2021 | 6 | 21 | 8 | 36.9673
2021 | 6 | 21 | 9 | 34.5563
2021 | 6 | 21 | 10 | 39.4712
2021 | 6 | 21 | 11 | 43.9085
2021 | 6 | 21 | 12 | 44.6859
2021 | 6 | 21 | 13 | 46.3713
2021 | 6 | 21 | 14 | 46.4407
2021 | 6 | 21 | 15 | 45.2793
2021 | 6 | 21 | 16 | 42.5259
2021 | 6 | 21 | 17 | 44.8668
2021 | 6 | 21 | 18 | 55.0109
2021 | 6 | 21 | 19 | 65.3649
2021 | 6 | 21 | 20 | 65.8575
2021 | 6 | 21 | 21 | 64.6509
2021 | 6 | 21 | 22 | 59.3068
2021 | 6 | 21 | 23 | 52.1501
2021 | 6 | 22 | 0 | 46.0267
2021 | 6 | 22 | 1 | 44.1506
2021 | 6 | 22 | 2 | 42.6013
2021 | 6 | 22 | 3 | 41.9444
2021 | 6 | 22 | 4 | 41.8705
2021 | 6 | 22 | 5 | 43.2901
2021 | 6 | 22 | 6 | 46.3602
2021 | 6 | 22 | 7 | 49.534
2021 | 6 | 22 | 8 | 46.9523
2021 | 6 | 22 | 9 | 45.2227
2021 | 6 | 22 | 10 | 45.3057
2021 | 6 | 22 | 11 | 46.2936
2021 | 6 | 22 | 12 | 49.2923
2021 | 6 | 22 | 13 | 50.1909
2021 | 6 | 22 | 14 | 49.8607
2021 | 6 | 22 | 15 | 49.4973
2021 | 6 | 22 | 16 | 51.9293
2021 | 6 | 22 | 17 | 55.7339
2021 | 6 | 22 | 18 | 62.2272
2021 | 6 | 22 | 19 | 65.4999
2021 | 6 | 22 | 20 | 65.8608
2021 | 6 | 22 | 21 | 64.8373
2021 | 6 | 22 | 22 | 60.1289
2021 | 6 | 22 | 23 | 53.49
2021 | 6 | 23 | 0 | 49.4894
2021 | 6 | 23 | 1 | 44.984
2021 | 6 | 23 | 2 | 43.3752
2021 | 6 | 23 | 3 | 42.6046
2021 | 6 | 23 | 4 | 42.394
2021 | 6 | 23 | 5 | 43.77
2021 | 6 | 23 | 6 | 46.9032
2021 | 6 | 23 | 7 | 50.0991
2021 | 6 | 23 | 8 | 50.9435
2021 | 6 | 23 | 9 | 51.7525
2021 | 6 | 23 | 10 | 50.5765
2021 | 6 | 23 | 11 | 49.5497
2021 | 6 | 23 | 12 | 49.6821
2021 | 6 | 23 | 13 | 50.886
2021 | 6 | 23 | 14 | 50.6883
2021 | 6 | 23 | 15 | 49.443
2021 | 6 | 23 | 16 | 51.472
2021 | 6 | 23 | 17 | 55.2733
2021 | 6 | 23 | 18 | 61.6889
2021 | 6 | 23 | 19 | 66.536
2021 | 6 | 23 | 20 | 67.0248
2021 | 6 | 23 | 21 | 66.005
2021 | 6 | 23 | 22 | 60.9596
2021 | 6 | 23 | 23 | 54.063
2021 | 6 | 24 | 0 | 46.1209
2021 | 6 | 24 | 1 | 49.7254
2021 | 6 | 24 | 2 | 47.8031
2021 | 6 | 24 | 3 | 46.8712
2021 | 6 | 24 | 4 | 46.6266
2021 | 6 | 24 | 5 | 47.7684
2021 | 6 | 24 | 6 | 50.6746
2021 | 6 | 24 | 7 | 53.4964
2021 | 6 | 24 | 8 | 49.7335
2021 | 6 | 24 | 9 | 47.7028
2021 | 6 | 24 | 10 | 48.4803
2021 | 6 | 24 | 11 | 50.239
2021 | 6 | 24 | 12 | 52.3894
2021 | 6 | 24 | 13 | 53.9474
2021 | 6 | 24 | 14 | 54.5518
2021 | 6 | 24 | 15 | 54.5758
2021 | 6 | 24 | 16 | 56.3394
2021 | 6 | 24 | 17 | 62.4345
2021 | 6 | 24 | 18 | 70.5692
2021 | 6 | 24 | 19 | 75.5002
2021 | 6 | 24 | 20 | 74.9361
2021 | 6 | 24 | 21 | 73.3795
2021 | 6 | 24 | 22 | 67.9951
2021 | 6 | 24 | 23 | 60.4563
2021 | 6 | 25 | 0 | 55.8656
2021 | 6 | 25 | 1 | 45.0901
2021 | 6 | 25 | 2 | 43.3472
2021 | 6 | 25 | 3 | 42.304
2021 | 6 | 25 | 4 | 41.9402
2021 | 6 | 25 | 5 | 43.4325
2021 | 6 | 25 | 6 | 46.2835
2021 | 6 | 25 | 7 | 49.0804
2021 | 6 | 25 | 8 | 49.3199
2021 | 6 | 25 | 9 | 50.5268
2021 | 6 | 25 | 10 | 49.7018
2021 | 6 | 25 | 11 | 49.0047
2021 | 6 | 25 | 12 | 49.2988
2021 | 6 | 25 | 13 | 49.61
2021 | 6 | 25 | 14 | 48.9799
2021 | 6 | 25 | 15 | 47.195
2021 | 6 | 25 | 16 | 47.28
2021 | 6 | 25 | 17 | 46.4833
2021 | 6 | 25 | 18 | 54.8022
2021 | 6 | 25 | 19 | 57.8666
2021 | 6 | 25 | 20 | 58.0226
2021 | 6 | 25 | 21 | 57.2366
2021 | 6 | 25 | 22 | 53.4404
2021 | 6 | 25 | 23 | 47.4736
2021 | 6 | 26 | 0 | 41.0218
2021 | 6 | 26 | 1 | 44.5442
2021 | 6 | 26 | 2 | 42.6951
2021 | 6 | 26 | 3 | 41.5579
2021 | 6 | 26 | 4 | 41.0999
2021 | 6 | 26 | 5 | 41.416
2021 | 6 | 26 | 6 | 42.325
2021 | 6 | 26 | 7 | 44.0638
2021 | 6 | 26 | 8 | 43.8283
2021 | 6 | 26 | 9 | 43.5131
2021 | 6 | 26 | 10 | 42.8849
2021 | 6 | 26 | 11 | 46.9248
2021 | 6 | 26 | 12 | 43.8016
2021 | 6 | 26 | 13 | 43.0707
2021 | 6 | 26 | 14 | 45.5457
2021 | 6 | 26 | 15 | 47.5164
2021 | 6 | 26 | 16 | 49.1768
2021 | 6 | 26 | 17 | 56.741
2021 | 6 | 26 | 18 | 66.4549
2021 | 6 | 26 | 19 | 73.2995
2021 | 6 | 26 | 20 | 72.4143
2021 | 6 | 26 | 21 | 70.475
2021 | 6 | 26 | 22 | 65.3532
2021 | 6 | 26 | 23 | 58.0446
2021 | 6 | 27 | 0 | 49.6117
2021 | 6 | 27 | 1 | 47.9715
2021 | 6 | 27 | 2 | 45.6316
2021 | 6 | 27 | 3 | 44.1088
2021 | 6 | 27 | 4 | 43.2732
2021 | 6 | 27 | 5 | 43.1179
2021 | 6 | 27 | 6 | 44.1377
2021 | 6 | 27 | 7 | 45.1908
2021 | 6 | 27 | 8 | 44.6808
2021 | 6 | 27 | 9 | 46.4818
2021 | 6 | 27 | 10 | 47.9673
2021 | 6 | 27 | 11 | 47.4981
2021 | 6 | 27 | 12 | 46.0391
2021 | 6 | 27 | 13 | 47.6318
2021 | 6 | 27 | 14 | 48.4599
2021 | 6 | 27 | 15 | 51.7791
2021 | 6 | 27 | 16 | 54.0716
2021 | 6 | 27 | 17 | 59.867
2021 | 6 | 27 | 18 | 70.0867
2021 | 6 | 27 | 19 | 70.6608
2021 | 6 | 27 | 20 | 69.112
2021 | 6 | 27 | 21 | 67.8356
2021 | 6 | 27 | 22 | 63.2038
2021 | 6 | 27 | 23 | 57.0528
2021 | 6 | 28 | 0 | 52.7268
2021 | 6 | 28 | 1 | 44.0528
2021 | 6 | 28 | 2 | 42.3054
2021 | 6 | 28 | 3 | 41.425
2021 | 6 | 28 | 4 | 41.1219
2021 | 6 | 28 | 5 | 42.1672
2021 | 6 | 28 | 6 | 44.9559
2021 | 6 | 28 | 7 | 48.5547
2021 | 6 | 28 | 8 | 49.3629
2021 | 6 | 28 | 9 | 47.3383
2021 | 6 | 28 | 10 | 44.6235
2021 | 6 | 28 | 11 | 45.2766
2021 | 6 | 28 | 12 | 47.5512
2021 | 6 | 28 | 13 | 47.8508
2021 | 6 | 28 | 14 | 48.4426
2021 | 6 | 28 | 15 | 48.1934
2021 | 6 | 28 | 16 | 52.4692
2021 | 6 | 28 | 17 | 55.6969
2021 | 6 | 28 | 18 | 62.3578
2021 | 6 | 28 | 19 | 65.9064
2021 | 6 | 28 | 20 | 66.35
2021 | 6 | 28 | 21 | 64.713
2021 | 6 | 28 | 22 | 60.1449
2021 | 6 | 28 | 23 | 53.4675
2021 | 6 | 29 | 0 | 49.7418
2021 | 6 | 29 | 1 | 46.2043
2021 | 6 | 29 | 2 | 44.2832
2021 | 6 | 29 | 3 | 43.3036
2021 | 6 | 29 | 4 | 42.9627
2021 | 6 | 29 | 5 | 43.8408
2021 | 6 | 29 | 6 | 46.6149
2021 | 6 | 29 | 7 | 49.1133
2021 | 6 | 29 | 8 | 45.9607
2021 | 6 | 29 | 9 | 43.0556
2021 | 6 | 29 | 10 | 43.8839
2021 | 6 | 29 | 11 | 46.436
2021 | 6 | 29 | 12 | 45.0979
2021 | 6 | 29 | 13 | 46.4136
2021 | 6 | 29 | 14 | 47.4669
2021 | 6 | 29 | 15 | 47.5576
2021 | 6 | 29 | 16 | 48.2243
2021 | 6 | 29 | 17 | 52.6981
2021 | 6 | 29 | 18 | 63.3887
2021 | 6 | 29 | 19 | 72.6046
2021 | 6 | 29 | 20 | 73.2079
2021 | 6 | 29 | 21 | 71.5178
2021 | 6 | 29 | 22 | 66.3066
2021 | 6 | 29 | 23 | 58.4313
2021 | 6 | 30 | 0 | 50.1143
2021 | 6 | 30 | 1 | 46.7174
2021 | 6 | 30 | 2 | 44.8057
2021 | 6 | 30 | 3 | 43.7078
2021 | 6 | 30 | 4 | 43.3711
2021 | 6 | 30 | 5 | 44.2243
2021 | 6 | 30 | 6 | 46.4237
2021 | 6 | 30 | 7 | 48.8767
2021 | 6 | 30 | 8 | 46.262
2021 | 6 | 30 | 9 | 43.3165
2021 | 6 | 30 | 10 | 43.7906
2021 | 6 | 30 | 11 | 46.676
2021 | 6 | 30 | 12 | 47.773
2021 | 6 | 30 | 13 | 49.2546
2021 | 6 | 30 | 14 | 49.9112
2021 | 6 | 30 | 15 | 49.3197
2021 | 6 | 30 | 16 | 50.5802
2021 | 6 | 30 | 17 | 56.4644
2021 | 6 | 30 | 18 | 65.8272
2021 | 6 | 30 | 19 | 74.1017
2021 | 6 | 30 | 20 | 74.7026
2021 | 6 | 30 | 21 | 73.1367
2021 | 6 | 30 | 22 | 67.8386
2021 | 6 | 30 | 23 | 59.7887
2021 | 7 | 1 | 0 | 51.8092
2021 | 7 | 1 | 1 | 51.7086
2021 | 7 | 1 | 2 | 48.9255
2021 | 7 | 1 | 3 | 47.2196
2021 | 7 | 1 | 4 | 46.1006
2021 | 7 | 1 | 5 | 46.102
2021 | 7 | 1 | 6 | 47.3357
2021 | 7 | 1 | 7 | 49.4112
2021 | 7 | 1 | 8 | 47.2434
2021 | 7 | 1 | 9 | 46.7673
2021 | 7 | 1 | 10 | 45.104
2021 | 7 | 1 | 11 | 50.5455
2021 | 7 | 1 | 12 | 48.8004
2021 | 7 | 1 | 13 | 50.3442
2021 | 7 | 1 | 14 | 46.8531
2021 | 7 | 1 | 15 | 44.8968
2021 | 7 | 1 | 16 | 49.4506
2021 | 7 | 1 | 17 | 61.7778
2021 | 7 | 1 | 18 | 76.684
2021 | 7 | 1 | 19 | 83.4602
2021 | 7 | 1 | 20 | 80.4905
2021 | 7 | 1 | 21 | 78.9429
2021 | 7 | 1 | 22 | 73.2696
2021 | 7 | 1 | 23 | 65.6812
2021 | 7 | 2 | 0 | 55.6266
2021 | 7 | 2 | 1 | 49.6081
2021 | 7 | 2 | 2 | 46.546
2021 | 7 | 2 | 3 | 44.5348
2021 | 7 | 2 | 4 | 43.61
2021 | 7 | 2 | 5 | 43.4534
2021 | 7 | 2 | 6 | 46.4883
2021 | 7 | 2 | 7 | 51.146
2021 | 7 | 2 | 8 | 53.6657
2021 | 7 | 2 | 9 | 46.212
2021 | 7 | 2 | 10 | 39.4574
2021 | 7 | 2 | 11 | 39.8984
2021 | 7 | 2 | 12 | 39.8383
2021 | 7 | 2 | 13 | 40.0736
2021 | 7 | 2 | 14 | 40.9032
2021 | 7 | 2 | 15 | 42.1428
2021 | 7 | 2 | 16 | 54.3822
2021 | 7 | 2 | 17 | 70.3667
2021 | 7 | 2 | 18 | 80.3109
2021 | 7 | 2 | 19 | 88.5638
2021 | 7 | 2 | 20 | 88.8973
2021 | 7 | 2 | 21 | 86.186
2021 | 7 | 2 | 22 | 80.2869
2021 | 7 | 2 | 23 | 69.8892
2021 | 7 | 3 | 0 | 59.7486
2021 | 7 | 3 | 1 | 56.7727
2021 | 7 | 3 | 2 | 53.4786
2021 | 7 | 3 | 3 | 51.2013
2021 | 7 | 3 | 4 | 49.9322
2021 | 7 | 3 | 5 | 49.4286
2021 | 7 | 3 | 6 | 51.252
2021 | 7 | 3 | 7 | 54.0941
2021 | 7 | 3 | 8 | 53.1608
2021 | 7 | 3 | 9 | 52.7654
2021 | 7 | 3 | 10 | 51.3197
2021 | 7 | 3 | 11 | 50.0576
2021 | 7 | 3 | 12 | 49.6335
2021 | 7 | 3 | 13 | 50.3423
2021 | 7 | 3 | 14 | 51.7824
2021 | 7 | 3 | 15 | 53.6924
2021 | 7 | 3 | 16 | 59.6445
2021 | 7 | 3 | 17 | 72.9752
2021 | 7 | 3 | 18 | 83.304
2021 | 7 | 3 | 19 | 89.7677
2021 | 7 | 3 | 20 | 86.3298
2021 | 7 | 3 | 21 | 83.8781
2021 | 7 | 3 | 22 | 77.4489
2021 | 7 | 3 | 23 | 68.8738
2021 | 7 | 4 | 0 | 62.1666
2021 | 7 | 4 | 1 | 57.1609
2021 | 7 | 4 | 2 | 53.8262
2021 | 7 | 4 | 3 | 51.5535
2021 | 7 | 4 | 4 | 50.2792
2021 | 7 | 4 | 5 | 49.7516
2021 | 7 | 4 | 6 | 51.1143
2021 | 7 | 4 | 7 | 53.1444
2021 | 7 | 4 | 8 | 52.0163
2021 | 7 | 4 | 9 | 51.425
2021 | 7 | 4 | 10 | 49.4128
2021 | 7 | 4 | 11 | 49.0869
2021 | 7 | 4 | 12 | 49.3091
2021 | 7 | 4 | 13 | 50.4951
2021 | 7 | 4 | 14 | 52.5706
2021 | 7 | 4 | 15 | 54.5098
2021 | 7 | 4 | 16 | 60.4837
2021 | 7 | 4 | 17 | 74.2562
2021 | 7 | 4 | 18 | 85.0099
2021 | 7 | 4 | 19 | 87.6442
2021 | 7 | 4 | 20 | 84.6177
2021 | 7 | 4 | 21 | 82.0275
2021 | 7 | 4 | 22 | 75.2641
2021 | 7 | 4 | 23 | 66.7204
2021 | 7 | 5 | 0 | 61.2574
2021 | 7 | 5 | 1 | 53.8526
2021 | 7 | 5 | 2 | 51.4012
2021 | 7 | 5 | 3 | 49.9028
2021 | 7 | 5 | 4 | 49.3041
2021 | 7 | 5 | 5 | 50.1464
2021 | 7 | 5 | 6 | 52.9069
2021 | 7 | 5 | 7 | 55.942
2021 | 7 | 5 | 8 | 52.6199
2021 | 7 | 5 | 9 | 48.3153
2021 | 7 | 5 | 10 | 48.0324
2021 | 7 | 5 | 11 | 49.764
2021 | 7 | 5 | 12 | 48.5644
2021 | 7 | 5 | 13 | 49.9987
2021 | 7 | 5 | 14 | 51.0288
2021 | 7 | 5 | 15 | 52.0293
2021 | 7 | 5 | 16 | 52.7104
2021 | 7 | 5 | 17 | 61.9813
2021 | 7 | 5 | 18 | 70.8893
2021 | 7 | 5 | 19 | 78.7709
2021 | 7 | 5 | 20 | 76.6432
2021 | 7 | 5 | 21 | 74.5652
2021 | 7 | 5 | 22 | 68.8916
2021 | 7 | 5 | 23 | 61.3385
2021 | 7 | 6 | 0 | 56.6517
2021 | 7 | 6 | 1 | 47.6387
2021 | 7 | 6 | 2 | 45.5203
2021 | 7 | 6 | 3 | 44.3824
2021 | 7 | 6 | 4 | 43.973
2021 | 7 | 6 | 5 | 44.9778
2021 | 7 | 6 | 6 | 47.6762
2021 | 7 | 6 | 7 | 50.2104
2021 | 7 | 6 | 8 | 46.8189
2021 | 7 | 6 | 9 | 44.2602
2021 | 7 | 6 | 10 | 44.9846
2021 | 7 | 6 | 11 | 45.3419
2021 | 7 | 6 | 12 | 44.3416
2021 | 7 | 6 | 13 | 45.4843
2021 | 7 | 6 | 14 | 46.021
2021 | 7 | 6 | 15 | 46.0875
2021 | 7 | 6 | 16 | 43.1008
2021 | 7 | 6 | 17 | 45.7874
2021 | 7 | 6 | 18 | 55.1686
2021 | 7 | 6 | 19 | 62.2442
2021 | 7 | 6 | 20 | 61.4562
2021 | 7 | 6 | 21 | 60.3813
2021 | 7 | 6 | 22 | 55.8889
2021 | 7 | 6 | 23 | 49.6445
2021 | 7 | 7 | 0 | 46.7341
2021 | 7 | 7 | 1 | 43.3731
2021 | 7 | 7 | 2 | 41.7272
2021 | 7 | 7 | 3 | 40.8508
2021 | 7 | 7 | 4 | 40.7035
2021 | 7 | 7 | 5 | 41.7516
2021 | 7 | 7 | 6 | 44.4149
2021 | 7 | 7 | 7 | 46.8961
2021 | 7 | 7 | 8 | 44.9282
2021 | 7 | 7 | 9 | 43.9654
2021 | 7 | 7 | 10 | 46.4564
2021 | 7 | 7 | 11 | 46.6164
2021 | 7 | 7 | 12 | 46.7067
2021 | 7 | 7 | 13 | 48.2937
2021 | 7 | 7 | 14 | 47.952
2021 | 7 | 7 | 15 | 47.1914
2021 | 7 | 7 | 16 | 44.9505
2021 | 7 | 7 | 17 | 48.5885
2021 | 7 | 7 | 18 | 56.869
2021 | 7 | 7 | 19 | 62.9077
2021 | 7 | 7 | 20 | 62.711
2021 | 7 | 7 | 21 | 62.1061
2021 | 7 | 7 | 22 | 57.4687
2021 | 7 | 7 | 23 | 50.8705
2021 | 7 | 8 | 0 | 46.872
2021 | 7 | 8 | 1 | 44.2561
2021 | 7 | 8 | 2 | 42.5147
2021 | 7 | 8 | 3 | 41.5059
2021 | 7 | 8 | 4 | 41.2874
2021 | 7 | 8 | 5 | 42.5817
2021 | 7 | 8 | 6 | 45.6169
2021 | 7 | 8 | 7 | 47.9059
2021 | 7 | 8 | 8 | 43.6907
2021 | 7 | 8 | 9 | 40.7672
2021 | 7 | 8 | 10 | 44.0059
2021 | 7 | 8 | 11 | 45.8264
2021 | 7 | 8 | 12 | 46.9725
2021 | 7 | 8 | 13 | 48.1772
2021 | 7 | 8 | 14 | 47.9969
2021 | 7 | 8 | 15 | 47.8699
2021 | 7 | 8 | 16 | 47.9174
2021 | 7 | 8 | 17 | 54.9183
2021 | 7 | 8 | 18 | 65.3975
2021 | 7 | 8 | 19 | 69.8629
2021 | 7 | 8 | 20 | 69.2537
2021 | 7 | 8 | 21 | 68.224
2021 | 7 | 8 | 22 | 63.0649
2021 | 7 | 8 | 23 | 55.5979
2021 | 7 | 9 | 0 | 49.687
2021 | 7 | 9 | 1 | 48.6457
2021 | 7 | 9 | 2 | 46.3863
2021 | 7 | 9 | 3 | 45.142
2021 | 7 | 9 | 4 | 44.7071
2021 | 7 | 9 | 5 | 45.7326
2021 | 7 | 9 | 6 | 48.912
2021 | 7 | 9 | 7 | 53.2557
2021 | 7 | 9 | 8 | 53.3854
2021 | 7 | 9 | 9 | 50.913
2021 | 7 | 9 | 10 | 47.7692
2021 | 7 | 9 | 11 | 45.7607
2021 | 7 | 9 | 12 | 47.8153
2021 | 7 | 9 | 13 | 48.4641
2021 | 7 | 9 | 14 | 47.7578
2021 | 7 | 9 | 15 | 47.5628
2021 | 7 | 9 | 16 | 51.8218
2021 | 7 | 9 | 17 | 59.9862
2021 | 7 | 9 | 18 | 69.502
2021 | 7 | 9 | 19 | 73.444
2021 | 7 | 9 | 20 | 72.7236
2021 | 7 | 9 | 21 | 71.7914
2021 | 7 | 9 | 22 | 66.7673
2021 | 7 | 9 | 23 | 59.1548
2021 | 7 | 10 | 0 | 53.7464
2021 | 7 | 10 | 1 | 47.5536
2021 | 7 | 10 | 2 | 44.888
2021 | 7 | 10 | 3 | 43.0627
2021 | 7 | 10 | 4 | 42.0503
2021 | 7 | 10 | 5 | 41.7595
2021 | 7 | 10 | 6 | 43.1386
2021 | 7 | 10 | 7 | 45.7865
2021 | 7 | 10 | 8 | 49.7983
2021 | 7 | 10 | 9 | 51.6367
2021 | 7 | 10 | 10 | 48.7496
2021 | 7 | 10 | 11 | 44.88
2021 | 7 | 10 | 12 | 43.4934
2021 | 7 | 10 | 13 | 43.4576
2021 | 7 | 10 | 14 | 42.6952
2021 | 7 | 10 | 15 | 42.5434
2021 | 7 | 10 | 16 | 46.175
2021 | 7 | 10 | 17 | 55.5642
2021 | 7 | 10 | 18 | 62.2457
2021 | 7 | 10 | 19 | 68.7776
2021 | 7 | 10 | 20 | 66.7289
2021 | 7 | 10 | 21 | 65.1492
2021 | 7 | 10 | 22 | 60.2722
2021 | 7 | 10 | 23 | 53.6739
2021 | 7 | 11 | 0 | 47.9246
2021 | 7 | 11 | 1 | 42.7443
2021 | 7 | 11 | 2 | 40.374
2021 | 7 | 11 | 3 | 38.8605
2021 | 7 | 11 | 4 | 38.0684
2021 | 7 | 11 | 5 | 37.9488
2021 | 7 | 11 | 6 | 38.2514
2021 | 7 | 11 | 7 | 37.5977
2021 | 7 | 11 | 8 | 33.7898
2021 | 7 | 11 | 9 | 30.9817
2021 | 7 | 11 | 10 | 32.0168
2021 | 7 | 11 | 11 | 34.4606
2021 | 7 | 11 | 12 | 35.7927
2021 | 7 | 11 | 13 | 36.0612
2021 | 7 | 11 | 14 | 34.7638
2021 | 7 | 11 | 15 | 33.2178
2021 | 7 | 11 | 16 | 30.5917
2021 | 7 | 11 | 17 | 36.7025
2021 | 7 | 11 | 18 | 46.5764
2021 | 7 | 11 | 19 | 55.4224
2021 | 7 | 11 | 20 | 55.0913
2021 | 7 | 11 | 21 | 53.931
2021 | 7 | 11 | 22 | 49.296
2021 | 7 | 11 | 23 | 43.3823
2021 | 7 | 12 | 0 | 39.2041
2021 | 7 | 12 | 1 | 35.6201
2021 | 7 | 12 | 2 | 34.5749
2021 | 7 | 12 | 3 | 34.0939
2021 | 7 | 12 | 4 | 34.2604
2021 | 7 | 12 | 5 | 35.6326
2021 | 7 | 12 | 6 | 37.8967
2021 | 7 | 12 | 7 | 39.0488
2021 | 7 | 12 | 8 | 34.1889
2021 | 7 | 12 | 9 | 31.9575
2021 | 7 | 12 | 10 | 37.7654
2021 | 7 | 12 | 11 | 41.2304
2021 | 7 | 12 | 12 | 41.3191
2021 | 7 | 12 | 13 | 42.7706
2021 | 7 | 12 | 14 | 42.4462
2021 | 7 | 12 | 15 | 41.4115
2021 | 7 | 12 | 16 | 36.5254
2021 | 7 | 12 | 17 | 37.773
2021 | 7 | 12 | 18 | 49.5489
2021 | 7 | 12 | 19 | 59.7359
2021 | 7 | 12 | 20 | 59.7652
2021 | 7 | 12 | 21 | 58.9335
2021 | 7 | 12 | 22 | 53.9479
2021 | 7 | 12 | 23 | 47.2506
2021 | 7 | 13 | 0 | 42.2871
2021 | 7 | 13 | 1 | 38.8611
2021 | 7 | 13 | 2 | 37.4777
2021 | 7 | 13 | 3 | 36.8069
2021 | 7 | 13 | 4 | 36.8307
2021 | 7 | 13 | 5 | 38.2362
2021 | 7 | 13 | 6 | 40.5669
2021 | 7 | 13 | 7 | 42.8994
2021 | 7 | 13 | 8 | 39.4841
2021 | 7 | 13 | 9 | 37.0037
2021 | 7 | 13 | 10 | 39.8993
2021 | 7 | 13 | 11 | 41.4902
2021 | 7 | 13 | 12 | 42.5956
2021 | 7 | 13 | 13 | 43.6671
2021 | 7 | 13 | 14 | 43.1287
2021 | 7 | 13 | 15 | 42.6006
2021 | 7 | 13 | 16 | 40.4354
2021 | 7 | 13 | 17 | 44.3815
2021 | 7 | 13 | 18 | 54.6299
2021 | 7 | 13 | 19 | 64.87
2021 | 7 | 13 | 20 | 64.9197
2021 | 7 | 13 | 21 | 63.9765
2021 | 7 | 13 | 22 | 58.6025
2021 | 7 | 13 | 23 | 51.1876
2021 | 7 | 14 | 0 | 45.2714
2021 | 7 | 14 | 1 | 40.445
2021 | 7 | 14 | 2 | 38.8487
2021 | 7 | 14 | 3 | 38.0759
2021 | 7 | 14 | 4 | 37.9956
2021 | 7 | 14 | 5 | 39.3529
2021 | 7 | 14 | 6 | 41.7261
2021 | 7 | 14 | 7 | 44.0759
2021 | 7 | 14 | 8 | 41.1258
2021 | 7 | 14 | 9 | 38.1727
2021 | 7 | 14 | 10 | 39.2556
2021 | 7 | 14 | 11 | 40.2649
2021 | 7 | 14 | 12 | 42.8594
2021 | 7 | 14 | 13 | 43.8353
2021 | 7 | 14 | 14 | 43.3977
2021 | 7 | 14 | 15 | 42.0399
2021 | 7 | 14 | 16 | 41.0823
2021 | 7 | 14 | 17 | 45.8843
2021 | 7 | 14 | 18 | 57.6851
2021 | 7 | 14 | 19 | 67.247
2021 | 7 | 14 | 20 | 67.4161
2021 | 7 | 14 | 21 | 66.3408
2021 | 7 | 14 | 22 | 60.4431
2021 | 7 | 14 | 23 | 52.733
2021 | 7 | 15 | 0 | 46.2291
2021 | 7 | 15 | 1 | 44.8507
2021 | 7 | 15 | 2 | 42.9285
2021 | 7 | 15 | 3 | 42.0018
2021 | 7 | 15 | 4 | 41.7895
2021 | 7 | 15 | 5 | 43.0541
2021 | 7 | 15 | 6 | 45.727
2021 | 7 | 15 | 7 | 48.4436
2021 | 7 | 15 | 8 | 44.8638
2021 | 7 | 15 | 9 | 41.3115
2021 | 7 | 15 | 10 | 41.9087
2021 | 7 | 15 | 11 | 42.8925
2021 | 7 | 15 | 12 | 44.8113
2021 | 7 | 15 | 13 | 46.025
2021 | 7 | 15 | 14 | 46.2862
2021 | 7 | 15 | 15 | 46.0799
2021 | 7 | 15 | 16 | 47.6288
2021 | 7 | 15 | 17 | 55.8206
2021 | 7 | 15 | 18 | 65.0865
2021 | 7 | 15 | 19 | 74.027
2021 | 7 | 15 | 20 | 73.6067
2021 | 7 | 15 | 21 | 72.291
2021 | 7 | 15 | 22 | 66.3134
2021 | 7 | 15 | 23 | 58.2481
2021 | 7 | 16 | 0 | 52.1175
2021 | 7 | 16 | 1 | 49.0171
2021 | 7 | 16 | 2 | 46.7339
2021 | 7 | 16 | 3 | 45.4532
2021 | 7 | 16 | 4 | 44.984
2021 | 7 | 16 | 5 | 46.1078
2021 | 7 | 16 | 6 | 49.3476
2021 | 7 | 16 | 7 | 53.1023
2021 | 7 | 16 | 8 | 51.822
2021 | 7 | 16 | 9 | 49.2656
2021 | 7 | 16 | 10 | 47.7308
2021 | 7 | 16 | 11 | 46.7985
2021 | 7 | 16 | 12 | 47.6319
2021 | 7 | 16 | 13 | 48.1691
2021 | 7 | 16 | 14 | 47.6842
2021 | 7 | 16 | 15 | 47.2691
2021 | 7 | 16 | 16 | 51.0115
2021 | 7 | 16 | 17 | 58.9143
2021 | 7 | 16 | 18 | 65.5769
2021 | 7 | 16 | 19 | 73.7395
2021 | 7 | 16 | 20 | 72.8208
2021 | 7 | 16 | 21 | 71.5903
2021 | 7 | 16 | 22 | 66.2787
2021 | 7 | 16 | 23 | 58.5775
2021 | 7 | 17 | 0 | 52.6851
2021 | 7 | 17 | 1 | 48.9479
2021 | 7 | 17 | 2 | 46.2345
2021 | 7 | 17 | 3 | 44.4061
2021 | 7 | 17 | 4 | 43.4745
2021 | 7 | 17 | 5 | 43.2911
2021 | 7 | 17 | 6 | 44.1289
2021 | 7 | 17 | 7 | 46.1655
2021 | 7 | 17 | 8 | 45.5018
2021 | 7 | 17 | 9 | 44.3348
2021 | 7 | 17 | 10 | 42.9989
2021 | 7 | 17 | 11 | 43.1873
2021 | 7 | 17 | 12 | 42.8954
2021 | 7 | 17 | 13 | 43.0827
2021 | 7 | 17 | 14 | 44.1266
2021 | 7 | 17 | 15 | 44.9634
2021 | 7 | 17 | 16 | 47.7359
2021 | 7 | 17 | 17 | 59.0211
2021 | 7 | 17 | 18 | 70.2645
2021 | 7 | 17 | 19 | 77.3069
2021 | 7 | 17 | 20 | 74.9689
2021 | 7 | 17 | 21 | 72.7411
2021 | 7 | 17 | 22 | 66.8752
2021 | 7 | 17 | 23 | 59.272
2021 | 7 | 18 | 0 | 53.0809
2021 | 7 | 18 | 1 | 51.0902
2021 | 7 | 18 | 2 | 48.2578
2021 | 7 | 18 | 3 | 46.406
2021 | 7 | 18 | 4 | 45.4069
2021 | 7 | 18 | 5 | 45.1683
2021 | 7 | 18 | 6 | 45.9119
2021 | 7 | 18 | 7 | 47.8854
2021 | 7 | 18 | 8 | 47.4277
2021 | 7 | 18 | 9 | 46.6424
2021 | 7 | 18 | 10 | 45.1434
2021 | 7 | 18 | 11 | 45.2007
2021 | 7 | 18 | 12 | 45.5564
2021 | 7 | 18 | 13 | 46.0695
2021 | 7 | 18 | 14 | 48.7399
2021 | 7 | 18 | 15 | 51.4263
2021 | 7 | 18 | 16 | 55.6623
2021 | 7 | 18 | 17 | 66.6745
2021 | 7 | 18 | 18 | 78.4827
2021 | 7 | 18 | 19 | 82.1754
2021 | 7 | 18 | 20 | 79.5691
2021 | 7 | 18 | 21 | 77.0772
2021 | 7 | 18 | 22 | 70.5308
2021 | 7 | 18 | 23 | 62.5102
2021 | 7 | 19 | 0 | 57.4973
2021 | 7 | 19 | 1 | 49.1834
2021 | 7 | 19 | 2 | 47.1134
2021 | 7 | 19 | 3 | 45.8706
2021 | 7 | 19 | 4 | 45.4029
2021 | 7 | 19 | 5 | 46.6701
2021 | 7 | 19 | 6 | 49.8381
2021 | 7 | 19 | 7 | 54.1278
2021 | 7 | 19 | 8 | 56.1218
2021 | 7 | 19 | 9 | 55.0778
2021 | 7 | 19 | 10 | 52.3886
2021 | 7 | 19 | 11 | 50.8748
2021 | 7 | 19 | 12 | 50.493
2021 | 7 | 19 | 13 | 51.037
2021 | 7 | 19 | 14 | 51.3523
2021 | 7 | 19 | 15 | 51.855
2021 | 7 | 19 | 16 | 56.9612
2021 | 7 | 19 | 17 | 65.5971
2021 | 7 | 19 | 18 | 73.5697
2021 | 7 | 19 | 19 | 76.1261
2021 | 7 | 19 | 20 | 74.7481
2021 | 7 | 19 | 21 | 72.6831
2021 | 7 | 19 | 22 | 66.8334
2021 | 7 | 19 | 23 | 59.3745
2021 | 7 | 20 | 0 | 51.7934
2021 | 7 | 20 | 1 | 47.0644
2021 | 7 | 20 | 2 | 45.0672
2021 | 7 | 20 | 3 | 44.0384
2021 | 7 | 20 | 4 | 43.724
2021 | 7 | 20 | 5 | 44.8629
2021 | 7 | 20 | 6 | 47.5279
2021 | 7 | 20 | 7 | 50.2705
2021 | 7 | 20 | 8 | 48.8708
2021 | 7 | 20 | 9 | 47.1537
2021 | 7 | 20 | 10 | 47.0905
2021 | 7 | 20 | 11 | 47.3955
2021 | 7 | 20 | 12 | 46.3506
2021 | 7 | 20 | 13 | 47.4531
2021 | 7 | 20 | 14 | 48.0529
2021 | 7 | 20 | 15 | 48.3546
2021 | 7 | 20 | 16 | 49.6798
2021 | 7 | 20 | 17 | 55.9847
2021 | 7 | 20 | 18 | 61.2649
2021 | 7 | 20 | 19 | 69.3362
2021 | 7 | 20 | 20 | 68.3645
2021 | 7 | 20 | 21 | 66.6609
2021 | 7 | 20 | 22 | 61.1615
2021 | 7 | 20 | 23 | 54.1781
2021 | 7 | 21 | 0 | 48.4666
2021 | 7 | 21 | 1 | 46.3558
2021 | 7 | 21 | 2 | 44.4926
2021 | 7 | 21 | 3 | 43.427
2021 | 7 | 21 | 4 | 43.1508
2021 | 7 | 21 | 5 | 44.3692
2021 | 7 | 21 | 6 | 46.8064
2021 | 7 | 21 | 7 | 49.0464
2021 | 7 | 21 | 8 | 44.9196
2021 | 7 | 21 | 9 | 42.1647
2021 | 7 | 21 | 10 | 44.6893
2021 | 7 | 21 | 11 | 46.7776
2021 | 7 | 21 | 12 | 47.3209
2021 | 7 | 21 | 13 | 48.7919
2021 | 7 | 21 | 14 | 49.2763
2021 | 7 | 21 | 15 | 48.6362
2021 | 7 | 21 | 16 | 47.4459
2021 | 7 | 21 | 17 | 54.0414
2021 | 7 | 21 | 18 | 64.5304
2021 | 7 | 21 | 19 | 73.7395
2021 | 7 | 21 | 20 | 72.9349
2021 | 7 | 21 | 21 | 71.1836
2021 | 7 | 21 | 22 | 65.0184
2021 | 7 | 21 | 23 | 57.1263
2021 | 7 | 22 | 0 | 49.4429
2021 | 7 | 22 | 1 | 48.036
2021 | 7 | 22 | 2 | 46.0031
2021 | 7 | 22 | 3 | 44.8733
2021 | 7 | 22 | 4 | 44.5841
2021 | 7 | 22 | 5 | 45.8573
2021 | 7 | 22 | 6 | 48.7708
2021 | 7 | 22 | 7 | 52.5854
2021 | 7 | 22 | 8 | 51.5084
2021 | 7 | 22 | 9 | 49.3928
2021 | 7 | 22 | 10 | 48.3728
2021 | 7 | 22 | 11 | 48.0223
2021 | 7 | 22 | 12 | 52.0182
2021 | 7 | 22 | 13 | 52.6865
2021 | 7 | 22 | 14 | 53.1045
2021 | 7 | 22 | 15 | 53.4624
2021 | 7 | 22 | 16 | 57.9724
2021 | 7 | 22 | 17 | 66.1849
2021 | 7 | 22 | 18 | 73.7364
2021 | 7 | 22 | 19 | 75.8755
2021 | 7 | 22 | 20 | 74.9878
2021 | 7 | 22 | 21 | 73.4
2021 | 7 | 22 | 22 | 67.6928
2021 | 7 | 22 | 23 | 60.0189
2021 | 7 | 23 | 0 | 54.7372
2021 | 7 | 23 | 1 | 52.2714
2021 | 7 | 23 | 2 | 49.8856
2021 | 7 | 23 | 3 | 48.4991
2021 | 7 | 23 | 4 | 47.8894
2021 | 7 | 23 | 5 | 49.0666
2021 | 7 | 23 | 6 | 52.7789
2021 | 7 | 23 | 7 | 57.5341
2021 | 7 | 23 | 8 | 57.5749
2021 | 7 | 23 | 9 | 55.2605
2021 | 7 | 23 | 10 | 52.2015
2021 | 7 | 23 | 11 | 50.3371
2021 | 7 | 23 | 12 | 52.1995
2021 | 7 | 23 | 13 | 52.437
2021 | 7 | 23 | 14 | 52.1412
2021 | 7 | 23 | 15 | 52.2433
2021 | 7 | 23 | 16 | 59.2466
2021 | 7 | 23 | 17 | 69.05
2021 | 7 | 23 | 18 | 77.2033
2021 | 7 | 23 | 19 | 79.6104
2021 | 7 | 23 | 20 | 78.2826
2021 | 7 | 23 | 21 | 76.4861
2021 | 7 | 23 | 22 | 70.8159
2021 | 7 | 23 | 23 | 62.8935
2021 | 7 | 24 | 0 | 54.7567
2021 | 7 | 24 | 1 | 47.589
2021 | 7 | 24 | 2 | 44.9943
2021 | 7 | 24 | 3 | 43.1991
2021 | 7 | 24 | 4 | 42.1475
2021 | 7 | 24 | 5 | 42.1539
2021 | 7 | 24 | 6 | 43.7303
2021 | 7 | 24 | 7 | 45.6827
2021 | 7 | 24 | 8 | 46.6212
2021 | 7 | 24 | 9 | 47.1021
2021 | 7 | 24 | 10 | 45.3515
2021 | 7 | 24 | 11 | 43.4055
2021 | 7 | 24 | 12 | 42.8206
2021 | 7 | 24 | 13 | 42.5027
2021 | 7 | 24 | 14 | 41.2149
2021 | 7 | 24 | 15 | 39.3034
2021 | 7 | 24 | 16 | 39.1264
2021 | 7 | 24 | 17 | 45.8153
2021 | 7 | 24 | 18 | 54.6751
2021 | 7 | 24 | 19 | 63.455
2021 | 7 | 24 | 20 | 61.8185
2021 | 7 | 24 | 21 | 59.8991
2021 | 7 | 24 | 22 | 55.0279
2021 | 7 | 24 | 23 | 49.0111
2021 | 7 | 25 | 0 | 42.83
2021 | 7 | 25 | 1 | 41.1325
2021 | 7 | 25 | 2 | 39.0744
2021 | 7 | 25 | 3 | 37.7805
2021 | 7 | 25 | 4 | 37.2651
2021 | 7 | 25 | 5 | 37.5469
2021 | 7 | 25 | 6 | 37.615
2021 | 7 | 25 | 7 | 37.8993
2021 | 7 | 25 | 8 | 36.9467
2021 | 7 | 25 | 9 | 34.6031
2021 | 7 | 25 | 10 | 33.3635
2021 | 7 | 25 | 11 | 36.595
2021 | 7 | 25 | 12 | 36.5948
2021 | 7 | 25 | 13 | 36.1439
2021 | 7 | 25 | 14 | 36.2033
2021 | 7 | 25 | 15 | 36.0348
2021 | 7 | 25 | 16 | 35.4054
2021 | 7 | 25 | 17 | 42.2697
2021 | 7 | 25 | 18 | 54.2798
2021 | 7 | 25 | 19 | 59.4108
2021 | 7 | 25 | 20 | 59.1903
2021 | 7 | 25 | 21 | 57.1285
2021 | 7 | 25 | 22 | 51.7588
2021 | 7 | 25 | 23 | 45.4773
2021 | 7 | 26 | 0 | 40.784
2021 | 7 | 26 | 1 | 36.541
2021 | 7 | 26 | 2 | 35.5557
2021 | 7 | 26 | 3 | 34.9944
2021 | 7 | 26 | 4 | 35.15
2021 | 7 | 26 | 5 | 36.8033
2021 | 7 | 26 | 6 | 39.6004
2021 | 7 | 26 | 7 | 42.3906
2021 | 7 | 26 | 8 | 40.7721
2021 | 7 | 26 | 9 | 39.4543
2021 | 7 | 26 | 10 | 42.7883
2021 | 7 | 26 | 11 | 44.4653
2021 | 7 | 26 | 12 | 45.7986
2021 | 7 | 26 | 13 | 46.4155
2021 | 7 | 26 | 14 | 46.1594
2021 | 7 | 26 | 15 | 45.2044
2021 | 7 | 26 | 16 | 43.4814
2021 | 7 | 26 | 17 | 45.5186
2021 | 7 | 26 | 18 | 56.8167
2021 | 7 | 26 | 19 | 62.1975
2021 | 7 | 26 | 20 | 62.2248
2021 | 7 | 26 | 21 | 60.9347
2021 | 7 | 26 | 22 | 55.8817
2021 | 7 | 26 | 23 | 49.3431
2021 | 7 | 27 | 0 | 43.8512
2021 | 7 | 27 | 1 | 41.5791
2021 | 7 | 27 | 2 | 40.1022
2021 | 7 | 27 | 3 | 39.3916
2021 | 7 | 27 | 4 | 39.3312
2021 | 7 | 27 | 5 | 40.848
2021 | 7 | 27 | 6 | 44.2107
2021 | 7 | 27 | 7 | 48.319
2021 | 7 | 27 | 8 | 49.7514
2021 | 7 | 27 | 9 | 48.8463
2021 | 7 | 27 | 10 | 48.2944
2021 | 7 | 27 | 11 | 46.8778
2021 | 7 | 27 | 12 | 48.1007
2021 | 7 | 27 | 13 | 48.3558
2021 | 7 | 27 | 14 | 47.8508
2021 | 7 | 27 | 15 | 47.8402
2021 | 7 | 27 | 16 | 52.8257
2021 | 7 | 27 | 17 | 59.1401
2021 | 7 | 27 | 18 | 67.2292
2021 | 7 | 27 | 19 | 70.3698
2021 | 7 | 27 | 20 | 69.8564
2021 | 7 | 27 | 21 | 67.6668
2021 | 7 | 27 | 22 | 61.5572
2021 | 7 | 27 | 23 | 54.0998
2021 | 7 | 28 | 0 | 47.9929
2021 | 7 | 28 | 1 | 46.06
2021 | 7 | 28 | 2 | 44.1496
2021 | 7 | 28 | 3 | 43.1215
2021 | 7 | 28 | 4 | 42.846
2021 | 7 | 28 | 5 | 44.2246
2021 | 7 | 28 | 6 | 47.2652
2021 | 7 | 28 | 7 | 50.7498
2021 | 7 | 28 | 8 | 48.0811
2021 | 7 | 28 | 9 | 43.4452
2021 | 7 | 28 | 10 | 42.1287
2021 | 7 | 28 | 11 | 42.944
2021 | 7 | 28 | 12 | 47.1148
2021 | 7 | 28 | 13 | 47.7231
2021 | 7 | 28 | 14 | 47.8619
2021 | 7 | 28 | 15 | 47.1704
2021 | 7 | 28 | 16 | 51.0418
2021 | 7 | 28 | 17 | 59.4447
2021 | 7 | 28 | 18 | 69.5804
2021 | 7 | 28 | 19 | 74.7118
2021 | 7 | 28 | 20 | 74.3542
2021 | 7 | 28 | 21 | 72.3352
2021 | 7 | 28 | 22 | 66.0547
2021 | 7 | 28 | 23 | 58.3046
2021 | 7 | 29 | 0 | 51.152
2021 | 7 | 29 | 1 | 51.0945
2021 | 7 | 29 | 2 | 48.8596
2021 | 7 | 29 | 3 | 47.71
2021 | 7 | 29 | 4 | 47.2308
2021 | 7 | 29 | 5 | 48.4904
2021 | 7 | 29 | 6 | 52.3769
2021 | 7 | 29 | 7 | 56.6517
2021 | 7 | 29 | 8 | 56.2813
2021 | 7 | 29 | 9 | 53.5089
2021 | 7 | 29 | 10 | 51.8443
2021 | 7 | 29 | 11 | 50.4869
2021 | 7 | 29 | 12 | 49.3236
2021 | 7 | 29 | 13 | 49.9119
2021 | 7 | 29 | 14 | 50.8732
2021 | 7 | 29 | 15 | 51.2788
2021 | 7 | 29 | 16 | 56.0318
2021 | 7 | 29 | 17 | 65.4879
2021 | 7 | 29 | 18 | 74.2629
2021 | 7 | 29 | 19 | 81.2669
2021 | 7 | 29 | 20 | 80.0036
2021 | 7 | 29 | 21 | 77.4494
2021 | 7 | 29 | 22 | 70.9337
2021 | 7 | 29 | 23 | 62.8159
2021 | 7 | 30 | 0 | 55.7836
2021 | 7 | 30 | 1 | 54.8838
2021 | 7 | 30 | 2 | 52.2829
2021 | 7 | 30 | 3 | 50.7275
2021 | 7 | 30 | 4 | 50.0684
2021 | 7 | 30 | 5 | 51.1249
2021 | 7 | 30 | 6 | 54.2486
2021 | 7 | 30 | 7 | 58.3389
2021 | 7 | 30 | 8 | 55.4586
2021 | 7 | 30 | 9 | 50.0896
2021 | 7 | 30 | 10 | 47.433
2021 | 7 | 30 | 11 | 48.0211
2021 | 7 | 30 | 12 | 50.1143
2021 | 7 | 30 | 13 | 50.7969
2021 | 7 | 30 | 14 | 51.0489
2021 | 7 | 30 | 15 | 51.2718
2021 | 7 | 30 | 16 | 58.0599
2021 | 7 | 30 | 17 | 69.635
2021 | 7 | 30 | 18 | 78.4124
2021 | 7 | 30 | 19 | 78.7147
2021 | 7 | 30 | 20 | 77.1042
2021 | 7 | 30 | 21 | 74.7207
2021 | 7 | 30 | 22 | 69.2482
2021 | 7 | 30 | 23 | 61.8992
2021 | 7 | 31 | 0 | 57.3111
2021 | 7 | 31 | 1 | 53.3131
2021 | 7 | 31 | 2 | 50.4643
2021 | 7 | 31 | 3 | 48.512
2021 | 7 | 31 | 4 | 47.3969
2021 | 7 | 31 | 5 | 47.3914
2021 | 7 | 31 | 6 | 49.507
2021 | 7 | 31 | 7 | 52.6545
2021 | 7 | 31 | 8 | 52.2499
2021 | 7 | 31 | 9 | 50.7956
2021 | 7 | 31 | 10 | 48.5292
2021 | 7 | 31 | 11 | 47.9614
2021 | 7 | 31 | 12 | 45.8756
2021 | 7 | 31 | 13 | 45.8476
2021 | 7 | 31 | 14 | 46.8575
2021 | 7 | 31 | 15 | 47.4927
2021 | 7 | 31 | 16 | 51.1961
2021 | 7 | 31 | 17 | 62.3008
2021 | 7 | 31 | 18 | 72.5627
2021 | 7 | 31 | 19 | 80.5885
2021 | 7 | 31 | 20 | 78.1561
2021 | 7 | 31 | 21 | 75.1845
2021 | 7 | 31 | 22 | 69.088
2021 | 7 | 31 | 23 | 61.5904
2021 | 8 | 1 | 0 | 54.3662
2021 | 8 | 1 | 1 | 50.493
2021 | 8 | 1 | 2 | 47.665
2021 | 8 | 1 | 3 | 45.9514
2021 | 8 | 1 | 4 | 45.0212
2021 | 8 | 1 | 5 | 44.7713
2021 | 8 | 1 | 6 | 45.5033
2021 | 8 | 1 | 7 | 47.7943
2021 | 8 | 1 | 8 | 49.5536
2021 | 8 | 1 | 9 | 51.5654
2021 | 8 | 1 | 10 | 49.3485
2021 | 8 | 1 | 11 | 48.7782
2021 | 8 | 1 | 12 | 46.0966
2021 | 8 | 1 | 13 | 47.2734
2021 | 8 | 1 | 14 | 49.1186
2021 | 8 | 1 | 15 | 51.7426
2021 | 8 | 1 | 16 | 55.2915
2021 | 8 | 1 | 17 | 67.9143
2021 | 8 | 1 | 18 | 76.9416
2021 | 8 | 1 | 19 | 82.3752
2021 | 8 | 1 | 20 | 80.241
2021 | 8 | 1 | 21 | 77.4436
2021 | 8 | 1 | 22 | 70.2689
2021 | 8 | 1 | 23 | 62.1159
2021 | 8 | 2 | 0 | 55.2028
2021 | 8 | 2 | 1 | 54.6763
2021 | 8 | 2 | 2 | 51.6607
2021 | 8 | 2 | 3 | 49.6723
2021 | 8 | 2 | 4 | 48.8113
2021 | 8 | 2 | 5 | 48.6718
2021 | 8 | 2 | 6 | 49.9926
2021 | 8 | 2 | 7 | 52.576
2021 | 8 | 2 | 8 | 51.7595
2021 | 8 | 2 | 9 | 50.0248
2021 | 8 | 2 | 10 | 48.5741
2021 | 8 | 2 | 11 | 52.1688
2021 | 8 | 2 | 12 | 45.2776
2021 | 8 | 2 | 13 | 46.9995
2021 | 8 | 2 | 14 | 50.611
2021 | 8 | 2 | 15 | 53.0484
2021 | 8 | 2 | 16 | 59.4606
2021 | 8 | 2 | 17 | 73.7899
2021 | 8 | 2 | 18 | 84.8042
2021 | 8 | 2 | 19 | 86.4003
2021 | 8 | 2 | 20 | 84.5454
2021 | 8 | 2 | 21 | 81.0439
2021 | 8 | 2 | 22 | 73.3633
2021 | 8 | 2 | 23 | 65.1918
2021 | 8 | 3 | 0 | 58.162
2021 | 8 | 3 | 1 | 53.8403
2021 | 8 | 3 | 2 | 51.2599
2021 | 8 | 3 | 3 | 49.9539
2021 | 8 | 3 | 4 | 49.2957
2021 | 8 | 3 | 5 | 50.2245
2021 | 8 | 3 | 6 | 53.5502
2021 | 8 | 3 | 7 | 57.923
2021 | 8 | 3 | 8 | 57.8537
2021 | 8 | 3 | 9 | 56.7255
2021 | 8 | 3 | 10 | 54.5586
2021 | 8 | 3 | 11 | 53.0545
2021 | 8 | 3 | 12 | 50.2271
2021 | 8 | 3 | 13 | 51.4408
2021 | 8 | 3 | 14 | 52.2559
2021 | 8 | 3 | 15 | 53.471
2021 | 8 | 3 | 16 | 56.579
2021 | 8 | 3 | 17 | 67.1613
2021 | 8 | 3 | 18 | 75.0259
2021 | 8 | 3 | 19 | 82.1356
2021 | 8 | 3 | 20 | 80.4589
2021 | 8 | 3 | 21 | 77.5978
2021 | 8 | 3 | 22 | 70.6972
2021 | 8 | 3 | 23 | 62.6216
2021 | 8 | 4 | 0 | 54.2313
2021 | 8 | 4 | 1 | 49.7479
2021 | 8 | 4 | 2 | 47.4474
2021 | 8 | 4 | 3 | 46.3367
2021 | 8 | 4 | 4 | 45.8958
2021 | 8 | 4 | 5 | 46.7834
2021 | 8 | 4 | 6 | 49.0189
2021 | 8 | 4 | 7 | 51.4239
2021 | 8 | 4 | 8 | 46.8563
2021 | 8 | 4 | 9 | 44.0984
2021 | 8 | 4 | 10 | 45.3317
2021 | 8 | 4 | 11 | 47.1807
2021 | 8 | 4 | 12 | 46.7823
2021 | 8 | 4 | 13 | 48.929
2021 | 8 | 4 | 14 | 49.8197
2021 | 8 | 4 | 15 | 49.5934
2021 | 8 | 4 | 16 | 48.6874
2021 | 8 | 4 | 17 | 57.4249
2021 | 8 | 4 | 18 | 68.4255
2021 | 8 | 4 | 19 | 75.8547
2021 | 8 | 4 | 20 | 74.8918
2021 | 8 | 4 | 21 | 72.3819
2021 | 8 | 4 | 22 | 65.593
2021 | 8 | 4 | 23 | 57.8806
2021 | 8 | 5 | 0 | 50.8668
2021 | 8 | 5 | 1 | 48.8508
2021 | 8 | 5 | 2 | 46.705
2021 | 8 | 5 | 3 | 45.6288
2021 | 8 | 5 | 4 | 45.3191
2021 | 8 | 5 | 5 | 46.2984
2021 | 8 | 5 | 6 | 48.7887
2021 | 8 | 5 | 7 | 52.2193
2021 | 8 | 5 | 8 | 50.1115
2021 | 8 | 5 | 9 | 48.7173
2021 | 8 | 5 | 10 | 49.2754
2021 | 8 | 5 | 11 | 49.7622
2021 | 8 | 5 | 12 | 52.3883
2021 | 8 | 5 | 13 | 53.9632
2021 | 8 | 5 | 14 | 54.1101
2021 | 8 | 5 | 15 | 54.7217
2021 | 8 | 5 | 16 | 58.2877
2021 | 8 | 5 | 17 | 67.7809
2021 | 8 | 5 | 18 | 76.0204
2021 | 8 | 5 | 19 | 79.7228
2021 | 8 | 5 | 20 | 78.7951
2021 | 8 | 5 | 21 | 76.4375
2021 | 8 | 5 | 22 | 69.8436
2021 | 8 | 5 | 23 | 61.774
2021 | 8 | 6 | 0 | 54.2153
2021 | 8 | 6 | 1 | 47.7304
2021 | 8 | 6 | 2 | 45.5572
2021 | 8 | 6 | 3 | 44.4058
2021 | 8 | 6 | 4 | 43.9622
2021 | 8 | 6 | 5 | 45.1004
2021 | 8 | 6 | 6 | 47.5903
2021 | 8 | 6 | 7 | 51.0954
2021 | 8 | 6 | 8 | 48.6269
2021 | 8 | 6 | 9 | 46.7064
2021 | 8 | 6 | 10 | 46.7398
2021 | 8 | 6 | 11 | 47.0866
2021 | 8 | 6 | 12 | 47.5123
2021 | 8 | 6 | 13 | 48.561
2021 | 8 | 6 | 14 | 48.3589
2021 | 8 | 6 | 15 | 47.7411
2021 | 8 | 6 | 16 | 47.814
2021 | 8 | 6 | 17 | 54.5543
2021 | 8 | 6 | 18 | 60.9471
2021 | 8 | 6 | 19 | 67.3353
2021 | 8 | 6 | 20 | 66.3579
2021 | 8 | 6 | 21 | 64.4868
2021 | 8 | 6 | 22 | 59.2528
2021 | 8 | 6 | 23 | 52.6019
2021 | 8 | 7 | 0 | 49.2165
2021 | 8 | 7 | 1 | 42.9376
2021 | 8 | 7 | 2 | 40.7469
2021 | 8 | 7 | 3 | 39.38
2021 | 8 | 7 | 4 | 38.7366
2021 | 8 | 7 | 5 | 38.763
2021 | 8 | 7 | 6 | 37.8272
2021 | 8 | 7 | 7 | 39.268
2021 | 8 | 7 | 8 | 37.209
2021 | 8 | 7 | 9 | 33.7314
2021 | 8 | 7 | 10 | 32.7896
2021 | 8 | 7 | 11 | 33.8213
2021 | 8 | 7 | 12 | 36.0507
2021 | 8 | 7 | 13 | 36.0622
2021 | 8 | 7 | 14 | 35.4738
2021 | 8 | 7 | 15 | 34.4417
2021 | 8 | 7 | 16 | 33.7002
2021 | 8 | 7 | 17 | 40.501
2021 | 8 | 7 | 18 | 48.1872
2021 | 8 | 7 | 19 | 55.6627
2021 | 8 | 7 | 20 | 56.0473
2021 | 8 | 7 | 21 | 54.5141
2021 | 8 | 7 | 22 | 49.8416
2021 | 8 | 7 | 23 | 44.6648
2021 | 8 | 8 | 0 | 41.0524
2021 | 8 | 8 | 1 | 36.7211
2021 | 8 | 8 | 2 | 34.9221
2021 | 8 | 8 | 3 | 34.0143
2021 | 8 | 8 | 4 | 33.6509
2021 | 8 | 8 | 5 | 33.8949
2021 | 8 | 8 | 6 | 34.2218
2021 | 8 | 8 | 7 | 34.2025
2021 | 8 | 8 | 8 | 30.9286
2021 | 8 | 8 | 9 | 28.3288
2021 | 8 | 8 | 10 | 30.6397
2021 | 8 | 8 | 11 | 35.053
2021 | 8 | 8 | 12 | 33.4527
2021 | 8 | 8 | 13 | 33.3089
2021 | 8 | 8 | 14 | 32.9606
2021 | 8 | 8 | 15 | 33.9132
2021 | 8 | 8 | 16 | 31.6745
2021 | 8 | 8 | 17 | 38.0606
2021 | 8 | 8 | 18 | 49.5413
2021 | 8 | 8 | 19 | 56.2219
2021 | 8 | 8 | 20 | 56.246
2021 | 8 | 8 | 21 | 54.1106
2021 | 8 | 8 | 22 | 48.7311
2021 | 8 | 8 | 23 | 43.0077
2021 | 8 | 9 | 0 | 38.7438
2021 | 8 | 9 | 1 | 33.6511
2021 | 8 | 9 | 2 | 32.7305
2021 | 8 | 9 | 3 | 32.4437
2021 | 8 | 9 | 4 | 32.5926
2021 | 8 | 9 | 5 | 34.272
2021 | 8 | 9 | 6 | 36.6997
2021 | 8 | 9 | 7 | 38.8824
2021 | 8 | 9 | 8 | 34.4943
2021 | 8 | 9 | 9 | 32.6598
2021 | 8 | 9 | 10 | 38.5676
2021 | 8 | 9 | 11 | 41.9938
2021 | 8 | 9 | 12 | 41.5091
2021 | 8 | 9 | 13 | 42.6561
2021 | 8 | 9 | 14 | 42.3581
2021 | 8 | 9 | 15 | 41.0632
2021 | 8 | 9 | 16 | 37.42
2021 | 8 | 9 | 17 | 41.0927
2021 | 8 | 9 | 18 | 54.338
2021 | 8 | 9 | 19 | 61.7847
2021 | 8 | 9 | 20 | 61.7824
2021 | 8 | 9 | 21 | 59.5542
2021 | 8 | 9 | 22 | 53.4035
2021 | 8 | 9 | 23 | 46.679
2021 | 8 | 10 | 0 | 41.0186
2021 | 8 | 10 | 1 | 38.3983
2021 | 8 | 10 | 2 | 36.9661
2021 | 8 | 10 | 3 | 36.5624
2021 | 8 | 10 | 4 | 36.5874
2021 | 8 | 10 | 5 | 38.0502
2021 | 8 | 10 | 6 | 40.4808
2021 | 8 | 10 | 7 | 42.9408
2021 | 8 | 10 | 8 | 37.501
2021 | 8 | 10 | 9 | 33.8825
2021 | 8 | 10 | 10 | 37.4011
2021 | 8 | 10 | 11 | 40.2877
2021 | 8 | 10 | 12 | 42.1178
2021 | 8 | 10 | 13 | 43.1902
2021 | 8 | 10 | 14 | 43.0171
2021 | 8 | 10 | 15 | 42.3922
2021 | 8 | 10 | 16 | 41.7615
2021 | 8 | 10 | 17 | 46.7432
2021 | 8 | 10 | 18 | 57.7805
2021 | 8 | 10 | 19 | 65.1794
2021 | 8 | 10 | 20 | 65.3213
2021 | 8 | 10 | 21 | 63.0172
2021 | 8 | 10 | 22 | 56.712
2021 | 8 | 10 | 23 | 49.7158
2021 | 8 | 11 | 0 | 44.8913
2021 | 8 | 11 | 1 | 42.2618
2021 | 8 | 11 | 2 | 40.5207
2021 | 8 | 11 | 3 | 39.8094
2021 | 8 | 11 | 4 | 39.6655
2021 | 8 | 11 | 5 | 40.9645
2021 | 8 | 11 | 6 | 43.6131
2021 | 8 | 11 | 7 | 46.6119
2021 | 8 | 11 | 8 | 42.6272
2021 | 8 | 11 | 9 | 39.0651
2021 | 8 | 11 | 10 | 40.4722
2021 | 8 | 11 | 11 | 42.3495
2021 | 8 | 11 | 12 | 44.1605
2021 | 8 | 11 | 13 | 45.4998
2021 | 8 | 11 | 14 | 45.5205
2021 | 8 | 11 | 15 | 44.4421
2021 | 8 | 11 | 16 | 44.7513
2021 | 8 | 11 | 17 | 52.5778
2021 | 8 | 11 | 18 | 64.7218
2021 | 8 | 11 | 19 | 72.305
2021 | 8 | 11 | 20 | 72.096
2021 | 8 | 11 | 21 | 69.4048
2021 | 8 | 11 | 22 | 62.3956
2021 | 8 | 11 | 23 | 54.6989
2021 | 8 | 12 | 0 | 48.4333
2021 | 8 | 12 | 1 | 47.525
2021 | 8 | 12 | 2 | 45.4061
2021 | 8 | 12 | 3 | 44.4799
2021 | 8 | 12 | 4 | 44.1467
2021 | 8 | 12 | 5 | 45.3513
2021 | 8 | 12 | 6 | 48.5756
2021 | 8 | 12 | 7 | 51.9776
2021 | 8 | 12 | 8 | 47.4189
2021 | 8 | 12 | 9 | 43.326
2021 | 8 | 12 | 10 | 44.5454
2021 | 8 | 12 | 11 | 46.261
2021 | 8 | 12 | 12 | 48.1805
2021 | 8 | 12 | 13 | 49.3195
2021 | 8 | 12 | 14 | 49.7646
2021 | 8 | 12 | 15 | 49.9308
2021 | 8 | 12 | 16 | 54.2146
2021 | 8 | 12 | 17 | 64.7024
2021 | 8 | 12 | 18 | 73.3051
2021 | 8 | 12 | 19 | 77.766
2021 | 8 | 12 | 20 | 77.011
2021 | 8 | 12 | 21 | 74.197
2021 | 8 | 12 | 22 | 67.4762
2021 | 8 | 12 | 23 | 59.7694
2021 | 8 | 13 | 0 | 54.2736
2021 | 8 | 13 | 1 | 52.5186
2021 | 8 | 13 | 2 | 49.9751
2021 | 8 | 13 | 3 | 48.6645
2021 | 8 | 13 | 4 | 48.0728
2021 | 8 | 13 | 5 | 49.0539
2021 | 8 | 13 | 6 | 51.9542
2021 | 8 | 13 | 7 | 56.2879
2021 | 8 | 13 | 8 | 53.3168
2021 | 8 | 13 | 9 | 48.8394
2021 | 8 | 13 | 10 | 46.8511
2021 | 8 | 13 | 11 | 47.5585
2021 | 8 | 13 | 12 | 48.9404
2021 | 8 | 13 | 13 | 50.0451
2021 | 8 | 13 | 14 | 50.0696
2021 | 8 | 13 | 15 | 50.1476
2021 | 8 | 13 | 16 | 55.782
2021 | 8 | 13 | 17 | 68.0121
2021 | 8 | 13 | 18 | 75.896
2021 | 8 | 13 | 19 | 81.1969
2021 | 8 | 13 | 20 | 79.8839
2021 | 8 | 13 | 21 | 76.9522
2021 | 8 | 13 | 22 | 70.5157
2021 | 8 | 13 | 23 | 62.7109
2021 | 8 | 14 | 0 | 56.3343
2021 | 8 | 14 | 1 | 52.9919
2021 | 8 | 14 | 2 | 50.0545
2021 | 8 | 14 | 3 | 48.1997
2021 | 8 | 14 | 4 | 47.056
2021 | 8 | 14 | 5 | 46.8392
2021 | 8 | 14 | 6 | 48.3495
2021 | 8 | 14 | 7 | 51.6899
2021 | 8 | 14 | 8 | 50.9426
2021 | 8 | 14 | 9 | 50.0463
2021 | 8 | 14 | 10 | 48.5313
2021 | 8 | 14 | 11 | 48.4532
2021 | 8 | 14 | 12 | 48.9145
2021 | 8 | 14 | 13 | 49.0775
2021 | 8 | 14 | 14 | 50.4395
2021 | 8 | 14 | 15 | 51.8365
2021 | 8 | 14 | 16 | 58.3947
2021 | 8 | 14 | 17 | 71.2811
2021 | 8 | 14 | 18 | 82.4999
2021 | 8 | 14 | 19 | 83.2359
2021 | 8 | 14 | 20 | 80.3122
2021 | 8 | 14 | 21 | 76.4136
2021 | 8 | 14 | 22 | 69.6478
2021 | 8 | 14 | 23 | 62.2681
2021 | 8 | 15 | 0 | 56.3448
2021 | 8 | 15 | 1 | 51.9374
2021 | 8 | 15 | 2 | 49.035
2021 | 8 | 15 | 3 | 47.2124
2021 | 8 | 15 | 4 | 46.1045
2021 | 8 | 15 | 5 | 45.8677
2021 | 8 | 15 | 6 | 47.5669
2021 | 8 | 15 | 7 | 50.3178
2021 | 8 | 15 | 8 | 51.4401
2021 | 8 | 15 | 9 | 52.0109
2021 | 8 | 15 | 10 | 50.1151
2021 | 8 | 15 | 11 | 48.9853
2021 | 8 | 15 | 12 | 48.3863
2021 | 8 | 15 | 13 | 49.0023
2021 | 8 | 15 | 14 | 50.0084
2021 | 8 | 15 | 15 | 51.3627
2021 | 8 | 15 | 16 | 58.1265
2021 | 8 | 15 | 17 | 69.9759
2021 | 8 | 15 | 18 | 79.6149
2021 | 8 | 15 | 19 | 77.7644
2021 | 8 | 15 | 20 | 75.6674
2021 | 8 | 15 | 21 | 72.0786
2021 | 8 | 15 | 22 | 65.4447
2021 | 8 | 15 | 23 | 58.5582
2021 | 8 | 16 | 0 | 53.4158
2021 | 8 | 16 | 1 | 50.1913
2021 | 8 | 16 | 2 | 48.1225
2021 | 8 | 16 | 3 | 47.0577
2021 | 8 | 16 | 4 | 46.6394
2021 | 8 | 16 | 5 | 47.7001
2021 | 8 | 16 | 6 | 50.9352
2021 | 8 | 16 | 7 | 55.4072
2021 | 8 | 16 | 8 | 53.9531
2021 | 8 | 16 | 9 | 50.4602
2021 | 8 | 16 | 10 | 49.7452
2021 | 8 | 16 | 11 | 50.8065
2021 | 8 | 16 | 12 | 50.4399
2021 | 8 | 16 | 13 | 51.8433
2021 | 8 | 16 | 14 | 52.4959
2021 | 8 | 16 | 15 | 53.3117
2021 | 8 | 16 | 16 | 58.1285
2021 | 8 | 16 | 17 | 69.4627
2021 | 8 | 16 | 18 | 76.8584
2021 | 8 | 16 | 19 | 81.5201
2021 | 8 | 16 | 20 | 79.7451
2021 | 8 | 16 | 21 | 75.8956
2021 | 8 | 16 | 22 | 68.912
2021 | 8 | 16 | 23 | 61.4159
2021 | 8 | 17 | 0 | 54.9164
2021 | 8 | 17 | 1 | 53.6175
2021 | 8 | 17 | 2 | 51.2126
2021 | 8 | 17 | 3 | 50.018
2021 | 8 | 17 | 4 | 49.442
2021 | 8 | 17 | 5 | 50.4407
2021 | 8 | 17 | 6 | 53.9549
2021 | 8 | 17 | 7 | 59.2225
2021 | 8 | 17 | 8 | 58.4437
2021 | 8 | 17 | 9 | 55.2626
2021 | 8 | 17 | 10 | 53.2557
2021 | 8 | 17 | 11 | 52.4204
2021 | 8 | 17 | 12 | 53.7069
2021 | 8 | 17 | 13 | 54.2147
2021 | 8 | 17 | 14 | 54.5221
2021 | 8 | 17 | 15 | 55.7387
2021 | 8 | 17 | 16 | 62.5517
2021 | 8 | 17 | 17 | 72.3123
2021 | 8 | 17 | 18 | 79.5457
2021 | 8 | 17 | 19 | 82.9781
2021 | 8 | 17 | 20 | 81.4279
2021 | 8 | 17 | 21 | 77.6837
2021 | 8 | 17 | 22 | 70.7831
2021 | 8 | 17 | 23 | 63.1179
2021 | 8 | 18 | 0 | 56.4687
2021 | 8 | 18 | 1 | 52.9116
2021 | 8 | 18 | 2 | 50.5054
2021 | 8 | 18 | 3 | 49.2396
2021 | 8 | 18 | 4 | 48.7005
2021 | 8 | 18 | 5 | 49.6814
2021 | 8 | 18 | 6 | 52.5001
2021 | 8 | 18 | 7 | 56.543
2021 | 8 | 18 | 8 | 54.2566
2021 | 8 | 18 | 9 | 50.1766
2021 | 8 | 18 | 10 | 49.2544
2021 | 8 | 18 | 11 | 50.2941
2021 | 8 | 18 | 12 | 50.5177
2021 | 8 | 18 | 13 | 51.889
2021 | 8 | 18 | 14 | 52.5407
2021 | 8 | 18 | 15 | 52.6876
2021 | 8 | 18 | 16 | 57.3534
2021 | 8 | 18 | 17 | 68.9658
2021 | 8 | 18 | 18 | 74.9168
2021 | 8 | 18 | 19 | 78.5398
2021 | 8 | 18 | 20 | 77.0824
2021 | 8 | 18 | 21 | 73.4531
2021 | 8 | 18 | 22 | 66.755
2021 | 8 | 18 | 23 | 59.6043
2021 | 8 | 19 | 0 | 55.6824
2021 | 8 | 19 | 1 | 49.4128
2021 | 8 | 19 | 2 | 47.2168
2021 | 8 | 19 | 3 | 46.1429
2021 | 8 | 19 | 4 | 45.6734
2021 | 8 | 19 | 5 | 46.9135
2021 | 8 | 19 | 6 | 50.2961
2021 | 8 | 19 | 7 | 54.0097
2021 | 8 | 19 | 8 | 50.3557
2021 | 8 | 19 | 9 | 46.6643
2021 | 8 | 19 | 10 | 47.2574
2021 | 8 | 19 | 11 | 48.1646
2021 | 8 | 19 | 12 | 45.9405
2021 | 8 | 19 | 13 | 47.2465
2021 | 8 | 19 | 14 | 48.5091
2021 | 8 | 19 | 15 | 48.3156
2021 | 8 | 19 | 16 | 48.6446
2021 | 8 | 19 | 17 | 56.6013
2021 | 8 | 19 | 18 | 66.1154
2021 | 8 | 19 | 19 | 72.729
2021 | 8 | 19 | 20 | 71.8055
2021 | 8 | 19 | 21 | 68.5481
2021 | 8 | 19 | 22 | 62.3215
2021 | 8 | 19 | 23 | 55.509
2021 | 8 | 20 | 0 | 50.7083
2021 | 8 | 20 | 1 | 42.2891
2021 | 8 | 20 | 2 | 40.5527
2021 | 8 | 20 | 3 | 39.6906
2021 | 8 | 20 | 4 | 39.4888
2021 | 8 | 20 | 5 | 40.801
2021 | 8 | 20 | 6 | 43.302
2021 | 8 | 20 | 7 | 46.9436
2021 | 8 | 20 | 8 | 45.8312
2021 | 8 | 20 | 9 | 43.7024
2021 | 8 | 20 | 10 | 42.9525
2021 | 8 | 20 | 11 | 43.1284
2021 | 8 | 20 | 12 | 45.1086
2021 | 8 | 20 | 13 | 45.9024
2021 | 8 | 20 | 14 | 45.4248
2021 | 8 | 20 | 15 | 43.9794
2021 | 8 | 20 | 16 | 45.6252
2021 | 8 | 20 | 17 | 49.2566
2021 | 8 | 20 | 18 | 56.2939
2021 | 8 | 20 | 19 | 56.7211
2021 | 8 | 20 | 20 | 56.7941
2021 | 8 | 20 | 21 | 54.5923
2021 | 8 | 20 | 22 | 50.1103
2021 | 8 | 20 | 23 | 44.9797
2021 | 8 | 21 | 0 | 42.4616
2021 | 8 | 21 | 1 | 40.4773
2021 | 8 | 21 | 2 | 38.6559
2021 | 8 | 21 | 3 | 37.6708
2021 | 8 | 21 | 4 | 37.2393
2021 | 8 | 21 | 5 | 37.6945
2021 | 8 | 21 | 6 | 38.6496
2021 | 8 | 21 | 7 | 40.9005
2021 | 8 | 21 | 8 | 38.729
2021 | 8 | 21 | 9 | 34.5739
2021 | 8 | 21 | 10 | 34.3566
2021 | 8 | 21 | 11 | 38.235
2021 | 8 | 21 | 12 | 35.7998
2021 | 8 | 21 | 13 | 35.324
2021 | 8 | 21 | 14 | 35.5531
2021 | 8 | 21 | 15 | 37.7184
2021 | 8 | 21 | 16 | 38.7237
2021 | 8 | 21 | 17 | 47.4716
2021 | 8 | 21 | 18 | 60.1684
2021 | 8 | 21 | 19 | 66.5038
2021 | 8 | 21 | 20 | 65.9507
2021 | 8 | 21 | 21 | 62.6784
2021 | 8 | 21 | 22 | 56.9979
2021 | 8 | 21 | 23 | 50.9714
2021 | 8 | 22 | 0 | 44.0616
2021 | 8 | 22 | 1 | 38.7089
2021 | 8 | 22 | 2 | 36.7489
2021 | 8 | 22 | 3 | 35.6585
2021 | 8 | 22 | 4 | 35.15
2021 | 8 | 22 | 5 | 35.2204
2021 | 8 | 22 | 6 | 35.7094
2021 | 8 | 22 | 7 | 37.0233
2021 | 8 | 22 | 8 | 34.5483
2021 | 8 | 22 | 9 | 30.3931
2021 | 8 | 22 | 10 | 30.9679
2021 | 8 | 22 | 11 | 32.9888
2021 | 8 | 22 | 12 | 33.8608
2021 | 8 | 22 | 13 | 34.5321
2021 | 8 | 22 | 14 | 35.0727
2021 | 8 | 22 | 15 | 36.8282
2021 | 8 | 22 | 16 | 38.4211
2021 | 8 | 22 | 17 | 47.4387
2021 | 8 | 22 | 18 | 61.2149
2021 | 8 | 22 | 19 | 63.4594
2021 | 8 | 22 | 20 | 62.5545
2021 | 8 | 22 | 21 | 58.9751
2021 | 8 | 22 | 22 | 52.8604
2021 | 8 | 22 | 23 | 47.1573
2021 | 8 | 23 | 0 | 43.6879
2021 | 8 | 23 | 1 | 39.4304
2021 | 8 | 23 | 2 | 38.1795
2021 | 8 | 23 | 3 | 37.7423
2021 | 8 | 23 | 4 | 37.7261
2021 | 8 | 23 | 5 | 39.3384
2021 | 8 | 23 | 6 | 42.9403
2021 | 8 | 23 | 7 | 47.8042
2021 | 8 | 23 | 8 | 49.0712
2021 | 8 | 23 | 9 | 46.8651
2021 | 8 | 23 | 10 | 46.156
2021 | 8 | 23 | 11 | 45.6816
2021 | 8 | 23 | 12 | 46.3677
2021 | 8 | 23 | 13 | 46.7291
2021 | 8 | 23 | 14 | 46.3746
2021 | 8 | 23 | 15 | 45.8098
2021 | 8 | 23 | 16 | 50.9852
2021 | 8 | 23 | 17 | 57.7372
2021 | 8 | 23 | 18 | 64.8299
2021 | 8 | 23 | 19 | 66.3534
2021 | 8 | 23 | 20 | 66.1896
2021 | 8 | 23 | 21 | 62.8989
2021 | 8 | 23 | 22 | 56.8064
2021 | 8 | 23 | 23 | 50.7231
2021 | 8 | 24 | 0 | 46.5001
2021 | 8 | 24 | 1 | 40.6106
2021 | 8 | 24 | 2 | 39.0842
2021 | 8 | 24 | 3 | 38.505
2021 | 8 | 24 | 4 | 38.3654
2021 | 8 | 24 | 5 | 39.9828
2021 | 8 | 24 | 6 | 43.3865
2021 | 8 | 24 | 7 | 47.1457
2021 | 8 | 24 | 8 | 43.7245
2021 | 8 | 24 | 9 | 39.2935
2021 | 8 | 24 | 10 | 39.7622
2021 | 8 | 24 | 11 | 40.8291
2021 | 8 | 24 | 12 | 40.4049
2021 | 8 | 24 | 13 | 40.9475
2021 | 8 | 24 | 14 | 41.3616
2021 | 8 | 24 | 15 | 40.4101
2021 | 8 | 24 | 16 | 39.1991
2021 | 8 | 24 | 17 | 42.6513
2021 | 8 | 24 | 18 | 56.4321
2021 | 8 | 24 | 19 | 59.5458
2021 | 8 | 24 | 20 | 59.9702
2021 | 8 | 24 | 21 | 57.127
2021 | 8 | 24 | 22 | 51.7023
2021 | 8 | 24 | 23 | 46.1712
2021 | 8 | 25 | 0 | 41.9514
2021 | 8 | 25 | 1 | 40.2703
2021 | 8 | 25 | 2 | 38.9377
2021 | 8 | 25 | 3 | 38.4826
2021 | 8 | 25 | 4 | 38.4633
2021 | 8 | 25 | 5 | 39.8954
2021 | 8 | 25 | 6 | 43.3123
2021 | 8 | 25 | 7 | 46.7868
2021 | 8 | 25 | 8 | 44.4823
2021 | 8 | 25 | 9 | 41.4129
2021 | 8 | 25 | 10 | 43.4458
2021 | 8 | 25 | 11 | 44.4031
2021 | 8 | 25 | 12 | 44.0672
2021 | 8 | 25 | 13 | 45.5371
2021 | 8 | 25 | 14 | 45.1851
2021 | 8 | 25 | 15 | 44.0105
2021 | 8 | 25 | 16 | 46.2871
2021 | 8 | 25 | 17 | 53.1526
2021 | 8 | 25 | 18 | 60.2308
2021 | 8 | 25 | 19 | 64.0784
2021 | 8 | 25 | 20 | 64.2177
2021 | 8 | 25 | 21 | 61.0375
2021 | 8 | 25 | 22 | 54.9385
2021 | 8 | 25 | 23 | 48.8354
2021 | 8 | 26 | 0 | 43.773
2021 | 8 | 26 | 1 | 43.3653
2021 | 8 | 26 | 2 | 41.7723
2021 | 8 | 26 | 3 | 41.0474
2021 | 8 | 26 | 4 | 40.8886
2021 | 8 | 26 | 5 | 42.4873
2021 | 8 | 26 | 6 | 45.7517
2021 | 8 | 26 | 7 | 49.6227
2021 | 8 | 26 | 8 | 45.3567
2021 | 8 | 26 | 9 | 40.5677
2021 | 8 | 26 | 10 | 42.6296
2021 | 8 | 26 | 11 | 44.3735
2021 | 8 | 26 | 12 | 43.6515
2021 | 8 | 26 | 13 | 44.9822
2021 | 8 | 26 | 14 | 45.2497
2021 | 8 | 26 | 15 | 44.6794
2021 | 8 | 26 | 16 | 45.0939
2021 | 8 | 26 | 17 | 53.3373
2021 | 8 | 26 | 18 | 64.3385
2021 | 8 | 26 | 19 | 71.4089
2021 | 8 | 26 | 20 | 71.1038
2021 | 8 | 26 | 21 | 67.6292
2021 | 8 | 26 | 22 | 61.2015
2021 | 8 | 26 | 23 | 54.1643
2021 | 8 | 27 | 0 | 48.1671
2021 | 8 | 27 | 1 | 45.0699
2021 | 8 | 27 | 2 | 43.2328
2021 | 8 | 27 | 3 | 42.3795
2021 | 8 | 27 | 4 | 42.1444
2021 | 8 | 27 | 5 | 43.514
2021 | 8 | 27 | 6 | 46.5704
2021 | 8 | 27 | 7 | 50.9739
2021 | 8 | 27 | 8 | 47.0258
2021 | 8 | 27 | 9 | 40.8458
2021 | 8 | 27 | 10 | 39.7015
2021 | 8 | 27 | 11 | 40.9822
2021 | 8 | 27 | 12 | 42.5612
2021 | 8 | 27 | 13 | 43.9035
2021 | 8 | 27 | 14 | 43.551
2021 | 8 | 27 | 15 | 42.767
2021 | 8 | 27 | 16 | 45.6037
2021 | 8 | 27 | 17 | 54.9671
2021 | 8 | 27 | 18 | 63.2883
2021 | 8 | 27 | 19 | 69.1471
2021 | 8 | 27 | 20 | 68.6432
2021 | 8 | 27 | 21 | 65.3026
2021 | 8 | 27 | 22 | 59.4935
2021 | 8 | 27 | 23 | 52.9917
2021 | 8 | 28 | 0 | 48.9346
2021 | 8 | 28 | 1 | 42.4372
2021 | 8 | 28 | 2 | 40.3101
2021 | 8 | 28 | 3 | 38.9907
2021 | 8 | 28 | 4 | 38.2916
2021 | 8 | 28 | 5 | 38.4217
2021 | 8 | 28 | 6 | 39.5886
2021 | 8 | 28 | 7 | 41.6539
2021 | 8 | 28 | 8 | 38.7066
2021 | 8 | 28 | 9 | 33.8345
2021 | 8 | 28 | 10 | 33.7108
2021 | 8 | 28 | 11 | 35.1481
2021 | 8 | 28 | 12 | 34.4069
2021 | 8 | 28 | 13 | 34.7073
2021 | 8 | 28 | 14 | 33.2633
2021 | 8 | 28 | 15 | 32.2012
2021 | 8 | 28 | 16 | 30.8008
2021 | 8 | 28 | 17 | 39.5624
2021 | 8 | 28 | 18 | 53.771
2021 | 8 | 28 | 19 | 60.7389
2021 | 8 | 28 | 20 | 59.6581
2021 | 8 | 28 | 21 | 55.7463
2021 | 8 | 28 | 22 | 50.349
2021 | 8 | 28 | 23 | 45.124
2021 | 8 | 29 | 0 | 40.1265
2021 | 8 | 29 | 1 | 38.8859
2021 | 8 | 29 | 2 | 37.0875
2021 | 8 | 29 | 3 | 36.0963
2021 | 8 | 29 | 4 | 35.7095
2021 | 8 | 29 | 5 | 35.9624
2021 | 8 | 29 | 6 | 36.4246
2021 | 8 | 29 | 7 | 37.8545
2021 | 8 | 29 | 8 | 34.6276
2021 | 8 | 29 | 9 | 28.3247
2021 | 8 | 29 | 10 | 27.9696
2021 | 8 | 29 | 11 | 31.8651
2021 | 8 | 29 | 12 | 31.6369
2021 | 8 | 29 | 13 | 31.7548
2021 | 8 | 29 | 14 | 32.3465
2021 | 8 | 29 | 15 | 33.1055
2021 | 8 | 29 | 16 | 32.0366
2021 | 8 | 29 | 17 | 40.8559
2021 | 8 | 29 | 18 | 54.6497
2021 | 8 | 29 | 19 | 60.8394
2021 | 8 | 29 | 20 | 60.478
2021 | 8 | 29 | 21 | 56.4976
2021 | 8 | 29 | 22 | 50.6336
2021 | 8 | 29 | 23 | 45.01
2021 | 8 | 30 | 0 | 40.745
2021 | 8 | 30 | 1 | 37.5992
2021 | 8 | 30 | 2 | 36.6371
2021 | 8 | 30 | 3 | 36.1968
2021 | 8 | 30 | 4 | 36.3689
2021 | 8 | 30 | 5 | 38.0865
2021 | 8 | 30 | 6 | 41.3594
2021 | 8 | 30 | 7 | 45.2594
2021 | 8 | 30 | 8 | 42.5408
2021 | 8 | 30 | 9 | 37.9651
2021 | 8 | 30 | 10 | 40.789
2021 | 8 | 30 | 11 | 43.2316
2021 | 8 | 30 | 12 | 43.5004
2021 | 8 | 30 | 13 | 44.646
2021 | 8 | 30 | 14 | 43.8216
2021 | 8 | 30 | 15 | 43.3614
2021 | 8 | 30 | 16 | 44.4663
2021 | 8 | 30 | 17 | 50.9096
2021 | 8 | 30 | 18 | 60.3873
2021 | 8 | 30 | 19 | 65.0267
2021 | 8 | 30 | 20 | 64.6291
2021 | 8 | 30 | 21 | 60.8547
2021 | 8 | 30 | 22 | 54.8725
2021 | 8 | 30 | 23 | 48.7768
2021 | 8 | 31 | 0 | 44.5141
2021 | 8 | 31 | 1 | 41.5149
2021 | 8 | 31 | 2 | 40.074
2021 | 8 | 31 | 3 | 39.5098
2021 | 8 | 31 | 4 | 39.5388
2021 | 8 | 31 | 5 | 41.0723
2021 | 8 | 31 | 6 | 44.4689
2021 | 8 | 31 | 7 | 48.7882
2021 | 8 | 31 | 8 | 44.0233
2021 | 8 | 31 | 9 | 36.9561
2021 | 8 | 31 | 10 | 37.0236
2021 | 8 | 31 | 11 | 38.9022
2021 | 8 | 31 | 12 | 40.3658
2021 | 8 | 31 | 13 | 41.7732
2021 | 8 | 31 | 14 | 41.66
2021 | 8 | 31 | 15 | 41.6573
2021 | 8 | 31 | 16 | 42.0331
2021 | 8 | 31 | 17 | 49.5673
2021 | 8 | 31 | 18 | 62.0599
2021 | 8 | 31 | 19 | 68.3928
2021 | 8 | 31 | 20 | 68.008
2021 | 8 | 31 | 21 | 63.9665
2021 | 8 | 31 | 22 | 57.5391
2021 | 8 | 31 | 23 | 50.9797
2021 | 9 | 1 | 0 | 46.8251
2021 | 9 | 1 | 1 | 44.742
2021 | 9 | 1 | 2 | 43.2976
2021 | 9 | 1 | 3 | 42.8523
2021 | 9 | 1 | 4 | 42.6866
2021 | 9 | 1 | 5 | 44.1214
2021 | 9 | 1 | 6 | 47.5229
2021 | 9 | 1 | 7 | 52.2945
2021 | 9 | 1 | 8 | 48.8802
2021 | 9 | 1 | 9 | 44.8203
2021 | 9 | 1 | 10 | 45.0624
2021 | 9 | 1 | 11 | 45.9029
2021 | 9 | 1 | 12 | 47.2893
2021 | 9 | 1 | 13 | 48.7798
2021 | 9 | 1 | 14 | 48.6203
2021 | 9 | 1 | 15 | 46.8253
2021 | 9 | 1 | 16 | 48.5109
2021 | 9 | 1 | 17 | 56.9707
2021 | 9 | 1 | 18 | 68.3471
2021 | 9 | 1 | 19 | 72.6243
2021 | 9 | 1 | 20 | 71.7436
2021 | 9 | 1 | 21 | 67.4238
2021 | 9 | 1 | 22 | 60.6956
2021 | 9 | 1 | 23 | 53.879
2021 | 9 | 2 | 0 | 49.9261
2021 | 9 | 2 | 1 | 45.0751
2021 | 9 | 2 | 2 | 43.552
2021 | 9 | 2 | 3 | 43.0144
2021 | 9 | 2 | 4 | 42.8192
2021 | 9 | 2 | 5 | 44.3592
2021 | 9 | 2 | 6 | 47.8962
2021 | 9 | 2 | 7 | 52.4992
2021 | 9 | 2 | 8 | 48.7253
2021 | 9 | 2 | 9 | 44.7149
2021 | 9 | 2 | 10 | 45.0087
2021 | 9 | 2 | 11 | 45.8601
2021 | 9 | 2 | 12 | 45.9487
2021 | 9 | 2 | 13 | 47.324
2021 | 9 | 2 | 14 | 47.6223
2021 | 9 | 2 | 15 | 46.1534
2021 | 9 | 2 | 16 | 46.3552
2021 | 9 | 2 | 17 | 53.8203
2021 | 9 | 2 | 18 | 66.5784
2021 | 9 | 2 | 19 | 69.8966
2021 | 9 | 2 | 20 | 68.9186
2021 | 9 | 2 | 21 | 64.7157
2021 | 9 | 2 | 22 | 58.5944
2021 | 9 | 2 | 23 | 52.2135
2021 | 9 | 3 | 0 | 49.119
2021 | 9 | 3 | 1 | 45.7403
2021 | 9 | 3 | 2 | 44.1931
2021 | 9 | 3 | 3 | 43.592
2021 | 9 | 3 | 4 | 43.3823
2021 | 9 | 3 | 5 | 44.7351
2021 | 9 | 3 | 6 | 48.5561
2021 | 9 | 3 | 7 | 53.8725
2021 | 9 | 3 | 8 | 52.9713
2021 | 9 | 3 | 9 | 50.6875
2021 | 9 | 3 | 10 | 49.9665
2021 | 9 | 3 | 11 | 49.0559
2021 | 9 | 3 | 12 | 48.178
2021 | 9 | 3 | 13 | 49.3817
2021 | 9 | 3 | 14 | 48.54
2021 | 9 | 3 | 15 | 46.9506
2021 | 9 | 3 | 16 | 49.7447
2021 | 9 | 3 | 17 | 56.9324
2021 | 9 | 3 | 18 | 67.88
2021 | 9 | 3 | 19 | 69.5957
2021 | 9 | 3 | 20 | 68.5751
2021 | 9 | 3 | 21 | 64.6503
2021 | 9 | 3 | 22 | 59.1325
2021 | 9 | 3 | 23 | 52.9595
2021 | 9 | 4 | 0 | 48.8699
2021 | 9 | 4 | 1 | 47.4832
2021 | 9 | 4 | 2 | 45.462
2021 | 9 | 4 | 3 | 44.3062
2021 | 9 | 4 | 4 | 43.5859
2021 | 9 | 4 | 5 | 43.7413
2021 | 9 | 4 | 6 | 46.2927
2021 | 9 | 4 | 7 | 51.2068
2021 | 9 | 4 | 8 | 52.7936
2021 | 9 | 4 | 9 | 51.8779
2021 | 9 | 4 | 10 | 50.1816
2021 | 9 | 4 | 11 | 48.6807
2021 | 9 | 4 | 12 | 45.6448
2021 | 9 | 4 | 13 | 45.4585
2021 | 9 | 4 | 14 | 45.7771
2021 | 9 | 4 | 15 | 47.4467
2021 | 9 | 4 | 16 | 51.6544
2021 | 9 | 4 | 17 | 61.5612
2021 | 9 | 4 | 18 | 73.3395
2021 | 9 | 4 | 19 | 76.1016
2021 | 9 | 4 | 20 | 73.3121
2021 | 9 | 4 | 21 | 68.4069
2021 | 9 | 4 | 22 | 62.5245
2021 | 9 | 4 | 23 | 56.4788
2021 | 9 | 5 | 0 | 52.3675
2021 | 9 | 5 | 1 | 45.3716
2021 | 9 | 5 | 2 | 43.2605
2021 | 9 | 5 | 3 | 42.0663
2021 | 9 | 5 | 4 | 41.2499
2021 | 9 | 5 | 5 | 41.206
2021 | 9 | 5 | 6 | 42.5391
2021 | 9 | 5 | 7 | 45.7458
2021 | 9 | 5 | 8 | 44.8601
2021 | 9 | 5 | 9 | 42.1798
2021 | 9 | 5 | 10 | 40.241
2021 | 9 | 5 | 11 | 38.8248
2021 | 9 | 5 | 12 | 42.8707
2021 | 9 | 5 | 13 | 43.2988
2021 | 9 | 5 | 14 | 41.8223
2021 | 9 | 5 | 15 | 40.5872
2021 | 9 | 5 | 16 | 42.8031
2021 | 9 | 5 | 17 | 50.3137
2021 | 9 | 5 | 18 | 59.717
2021 | 9 | 5 | 19 | 60.0277
2021 | 9 | 5 | 20 | 58.2808
2021 | 9 | 5 | 21 | 53.8437
2021 | 9 | 5 | 22 | 48.7221
2021 | 9 | 5 | 23 | 44.1677
2021 | 9 | 6 | 0 | 44.0981
2021 | 9 | 6 | 1 | 41.2175
2021 | 9 | 6 | 2 | 39.6147
2021 | 9 | 6 | 3 | 38.8589
2021 | 9 | 6 | 4 | 38.6139
2021 | 9 | 6 | 5 | 39.0254
2021 | 9 | 6 | 6 | 39.7454
2021 | 9 | 6 | 7 | 42.034
2021 | 9 | 6 | 8 | 42.9332
2021 | 9 | 6 | 9 | 44.4791
2021 | 9 | 6 | 10 | 41.2078
2021 | 9 | 6 | 11 | 39.7258
2021 | 9 | 6 | 12 | 39.0179
2021 | 9 | 6 | 13 | 40.5279
2021 | 9 | 6 | 14 | 40.1571
2021 | 9 | 6 | 15 | 42.3008
2021 | 9 | 6 | 16 | 38.403
2021 | 9 | 6 | 17 | 44.2799
2021 | 9 | 6 | 18 | 53.1113
2021 | 9 | 6 | 19 | 55.0369
2021 | 9 | 6 | 20 | 53.6443
2021 | 9 | 6 | 21 | 48.0994
2021 | 9 | 6 | 22 | 42.6364
2021 | 9 | 6 | 23 | 38.5252
2021 | 9 | 7 | 0 | 37.7512
2021 | 9 | 7 | 1 | 42.0575
2021 | 9 | 7 | 2 | 41.0242
2021 | 9 | 7 | 3 | 40.7271
2021 | 9 | 7 | 4 | 40.7934
2021 | 9 | 7 | 5 | 42.3434
2021 | 9 | 7 | 6 | 45.8638
2021 | 9 | 7 | 7 | 50.6337
2021 | 9 | 7 | 8 | 46.8113
2021 | 9 | 7 | 9 | 42.5675
2021 | 9 | 7 | 10 | 44.7117
2021 | 9 | 7 | 11 | 46.2459
2021 | 9 | 7 | 12 | 45.9255
2021 | 9 | 7 | 13 | 47.6896
2021 | 9 | 7 | 14 | 46.9975
2021 | 9 | 7 | 15 | 46.2691
2021 | 9 | 7 | 16 | 45.5982
2021 | 9 | 7 | 17 | 52.4296
2021 | 9 | 7 | 18 | 64.6074
2021 | 9 | 7 | 19 | 68.4191
2021 | 9 | 7 | 20 | 67.3518
2021 | 9 | 7 | 21 | 62.8386
2021 | 9 | 7 | 22 | 56.9247
2021 | 9 | 7 | 23 | 50.7677
2021 | 9 | 8 | 0 | 46.9281
2021 | 9 | 8 | 1 | 45.4838
2021 | 9 | 8 | 2 | 44.157
2021 | 9 | 8 | 3 | 43.6419
2021 | 9 | 8 | 4 | 43.5739
2021 | 9 | 8 | 5 | 45.0636
2021 | 9 | 8 | 6 | 48.7547
2021 | 9 | 8 | 7 | 53.7627
2021 | 9 | 8 | 8 | 49.0276
2021 | 9 | 8 | 9 | 42.9703
2021 | 9 | 8 | 10 | 43.6572
2021 | 9 | 8 | 11 | 45.2457
2021 | 9 | 8 | 12 | 46.8019
2021 | 9 | 8 | 13 | 48.6869
2021 | 9 | 8 | 14 | 48.0983
2021 | 9 | 8 | 15 | 46.8827
2021 | 9 | 8 | 16 | 47.3637
2021 | 9 | 8 | 17 | 56.8693
2021 | 9 | 8 | 18 | 69.9337
2021 | 9 | 8 | 19 | 73.6471
2021 | 9 | 8 | 20 | 72.5265
2021 | 9 | 8 | 21 | 67.8595
2021 | 9 | 8 | 22 | 61.456
2021 | 9 | 8 | 23 | 54.8009
2021 | 9 | 9 | 0 | 50.9264
2021 | 9 | 9 | 1 | 49.7067
2021 | 9 | 9 | 2 | 48.0172
2021 | 9 | 9 | 3 | 47.3285
2021 | 9 | 9 | 4 | 47.1145
2021 | 9 | 9 | 5 | 48.5391
2021 | 9 | 9 | 6 | 52.4712
2021 | 9 | 9 | 7 | 58.4636
2021 | 9 | 9 | 8 | 55.1618
2021 | 9 | 9 | 9 | 48.925
2021 | 9 | 9 | 10 | 46.6175
2021 | 9 | 9 | 11 | 46.5902
2021 | 9 | 9 | 12 | 48.0375
2021 | 9 | 9 | 13 | 49.893
2021 | 9 | 9 | 14 | 49.8974
2021 | 9 | 9 | 15 | 49.7532
2021 | 9 | 9 | 16 | 52.7277
2021 | 9 | 9 | 17 | 64.5034
2021 | 9 | 9 | 18 | 76.9151
2021 | 9 | 9 | 19 | 81.1024
2021 | 9 | 9 | 20 | 79.4024
2021 | 9 | 9 | 21 | 74.2569
2021 | 9 | 9 | 22 | 67.4774
2021 | 9 | 9 | 23 | 60.2251
2021 | 9 | 10 | 0 | 55.4869
2021 | 9 | 10 | 1 | 53.9717
2021 | 9 | 10 | 2 | 51.9257
2021 | 9 | 10 | 3 | 50.9073
2021 | 9 | 10 | 4 | 50.4904
2021 | 9 | 10 | 5 | 51.667
2021 | 9 | 10 | 6 | 55.5813
2021 | 9 | 10 | 7 | 61.7938
2021 | 9 | 10 | 8 | 57.6676
2021 | 9 | 10 | 9 | 50.2256
2021 | 9 | 10 | 10 | 46.9059
2021 | 9 | 10 | 11 | 47.2591
2021 | 9 | 10 | 12 | 48.6147
2021 | 9 | 10 | 13 | 50.5502
2021 | 9 | 10 | 14 | 50.0815
2021 | 9 | 10 | 15 | 49.9077
2021 | 9 | 10 | 16 | 53.761
2021 | 9 | 10 | 17 | 66.7144
2021 | 9 | 10 | 18 | 78.9674
2021 | 9 | 10 | 19 | 82.4639
2021 | 9 | 10 | 20 | 80.1365
2021 | 9 | 10 | 21 | 74.8699
2021 | 9 | 10 | 22 | 68.5468
2021 | 9 | 10 | 23 | 61.4596
2021 | 9 | 11 | 0 | 57.0651
2021 | 9 | 11 | 1 | 54.4713
2021 | 9 | 11 | 2 | 52.033
2021 | 9 | 11 | 3 | 50.469
2021 | 9 | 11 | 4 | 49.5201
2021 | 9 | 11 | 5 | 49.5054
2021 | 9 | 11 | 6 | 51.8725
2021 | 9 | 11 | 7 | 56.9909
2021 | 9 | 11 | 8 | 55.444
2021 | 9 | 11 | 9 | 51.5692
2021 | 9 | 11 | 10 | 48.8781
2021 | 9 | 11 | 11 | 48.5498
2021 | 9 | 11 | 12 | 49.4132
2021 | 9 | 11 | 13 | 49.8369
2021 | 9 | 11 | 14 | 50.168
2021 | 9 | 11 | 15 | 51.505
2021 | 9 | 11 | 16 | 56.3406
2021 | 9 | 11 | 17 | 68.8278
2021 | 9 | 11 | 18 | 77.0122
2021 | 9 | 11 | 19 | 76.1571
2021 | 9 | 11 | 20 | 72.6298
2021 | 9 | 11 | 21 | 67.4671
2021 | 9 | 11 | 22 | 62.4199
2021 | 9 | 11 | 23 | 57.1924
2021 | 9 | 12 | 0 | 57.0231
2021 | 9 | 12 | 1 | 50.5517
2021 | 9 | 12 | 2 | 48.3168
2021 | 9 | 12 | 3 | 46.7834
2021 | 9 | 12 | 4 | 45.8978
2021 | 9 | 12 | 5 | 45.895
2021 | 9 | 12 | 6 | 45.519
2021 | 9 | 12 | 7 | 48.5884
2021 | 9 | 12 | 8 | 43.9738
2021 | 9 | 12 | 9 | 35.7582
2021 | 9 | 12 | 10 | 32.9801
2021 | 9 | 12 | 11 | 33.2699
2021 | 9 | 12 | 12 | 36.0397
2021 | 9 | 12 | 13 | 37.9499
2021 | 9 | 12 | 14 | 37.4512
2021 | 9 | 12 | 15 | 36.0237
2021 | 9 | 12 | 16 | 35.0637
2021 | 9 | 12 | 17 | 44.9374
2021 | 9 | 12 | 18 | 57.4415
2021 | 9 | 12 | 19 | 62.5273
2021 | 9 | 12 | 20 | 60.903
2021 | 9 | 12 | 21 | 56.2442
2021 | 9 | 12 | 22 | 51.1014
2021 | 9 | 12 | 23 | 46.4866
2021 | 9 | 13 | 0 | 45.195
2021 | 9 | 13 | 1 | 39.3888
2021 | 9 | 13 | 2 | 38.7684
2021 | 9 | 13 | 3 | 38.6589
2021 | 9 | 13 | 4 | 39.0187
2021 | 9 | 13 | 5 | 40.5803
2021 | 9 | 13 | 6 | 44.038
2021 | 9 | 13 | 7 | 48.2124
2021 | 9 | 13 | 8 | 42.4127
2021 | 9 | 13 | 9 | 37.1384
2021 | 9 | 13 | 10 | 40.4104
2021 | 9 | 13 | 11 | 43.2571
2021 | 9 | 13 | 12 | 44.5887
2021 | 9 | 13 | 13 | 46.7805
2021 | 9 | 13 | 14 | 46.5122
2021 | 9 | 13 | 15 | 46.042
2021 | 9 | 13 | 16 | 44.4818
2021 | 9 | 13 | 17 | 50.0245
2021 | 9 | 13 | 18 | 59.004
2021 | 9 | 13 | 19 | 63.2551
2021 | 9 | 13 | 20 | 62.1481
2021 | 9 | 13 | 21 | 57.7486
2021 | 9 | 13 | 22 | 52.4934
2021 | 9 | 13 | 23 | 47.3863
2021 | 9 | 14 | 0 | 44.7974
2021 | 9 | 14 | 1 | 43.4328
2021 | 9 | 14 | 2 | 42.4462
2021 | 9 | 14 | 3 | 42.0394
2021 | 9 | 14 | 4 | 42.1018
2021 | 9 | 14 | 5 | 43.7207
2021 | 9 | 14 | 6 | 48.2022
2021 | 9 | 14 | 7 | 54.6303
2021 | 9 | 14 | 8 | 52.7336
2021 | 9 | 14 | 9 | 48.5175
2021 | 9 | 14 | 10 | 49.0042
2021 | 9 | 14 | 11 | 48.4603
2021 | 9 | 14 | 12 | 50.2093
2021 | 9 | 14 | 13 | 50.848
2021 | 9 | 14 | 14 | 49.6541
2021 | 9 | 14 | 15 | 49.7243
2021 | 9 | 14 | 16 | 50.1203
2021 | 9 | 14 | 17 | 56.0704
2021 | 9 | 14 | 18 | 67.5057
2021 | 9 | 14 | 19 | 69.5969
2021 | 9 | 14 | 20 | 68.0443
2021 | 9 | 14 | 21 | 63.4834
2021 | 9 | 14 | 22 | 58.0225
2021 | 9 | 14 | 23 | 52.1712
2021 | 9 | 15 | 0 | 48.9728
2021 | 9 | 15 | 1 | 45.9262
2021 | 9 | 15 | 2 | 44.6672
2021 | 9 | 15 | 3 | 44.1452
2021 | 9 | 15 | 4 | 44.0773
2021 | 9 | 15 | 5 | 45.7234
2021 | 9 | 15 | 6 | 50.1715
2021 | 9 | 15 | 7 | 56.3666
2021 | 9 | 15 | 8 | 55.2947
2021 | 9 | 15 | 9 | 50.4659
2021 | 9 | 15 | 10 | 48.5376
2021 | 9 | 15 | 11 | 47.6321
2021 | 9 | 15 | 12 | 48.6697
2021 | 9 | 15 | 13 | 49.7188
2021 | 9 | 15 | 14 | 48.7085
2021 | 9 | 15 | 15 | 48.0578
2021 | 9 | 15 | 16 | 50.0961
2021 | 9 | 15 | 17 | 58.6801
2021 | 9 | 15 | 18 | 67.7836
2021 | 9 | 15 | 19 | 69.4472
2021 | 9 | 15 | 20 | 68.251
2021 | 9 | 15 | 21 | 63.9278
2021 | 9 | 15 | 22 | 58.5512
2021 | 9 | 15 | 23 | 52.8741
2021 | 9 | 16 | 0 | 48.6846
2021 | 9 | 16 | 1 | 43.5599
2021 | 9 | 16 | 2 | 42.344
2021 | 9 | 16 | 3 | 41.9056
2021 | 9 | 16 | 4 | 41.8023
2021 | 9 | 16 | 5 | 43.5744
2021 | 9 | 16 | 6 | 47.9068
2021 | 9 | 16 | 7 | 53.6564
2021 | 9 | 16 | 8 | 53.2501
2021 | 9 | 16 | 9 | 49.8307
2021 | 9 | 16 | 10 | 47.478
2021 | 9 | 16 | 11 | 45.6704
2021 | 9 | 16 | 12 | 47.2336
2021 | 9 | 16 | 13 | 47.6796
2021 | 9 | 16 | 14 | 46.6963
2021 | 9 | 16 | 15 | 45.9784
2021 | 9 | 16 | 16 | 48.4515
2021 | 9 | 16 | 17 | 53.9958
2021 | 9 | 16 | 18 | 60.8594
2021 | 9 | 16 | 19 | 61.0515
2021 | 9 | 16 | 20 | 60.1814
2021 | 9 | 16 | 21 | 56.2911
2021 | 9 | 16 | 22 | 51.7463
2021 | 9 | 16 | 23 | 46.9789
2021 | 9 | 17 | 0 | 43.0238
2021 | 9 | 17 | 1 | 41.3625
2021 | 9 | 17 | 2 | 40.3418
2021 | 9 | 17 | 3 | 39.9552
2021 | 9 | 17 | 4 | 39.9841
2021 | 9 | 17 | 5 | 41.5892
2021 | 9 | 17 | 6 | 45.545
2021 | 9 | 17 | 7 | 50.2736
2021 | 9 | 17 | 8 | 47.0929
2021 | 9 | 17 | 9 | 43.0418
2021 | 9 | 17 | 10 | 43.7978
2021 | 9 | 17 | 11 | 44.3895
2021 | 9 | 17 | 12 | 43.1087
2021 | 9 | 17 | 13 | 44.5796
2021 | 9 | 17 | 14 | 43.1947
2021 | 9 | 17 | 15 | 41.883
2021 | 9 | 17 | 16 | 40.4793
2021 | 9 | 17 | 17 | 46.3873
2021 | 9 | 17 | 18 | 56.2866
2021 | 9 | 17 | 19 | 60.5203
2021 | 9 | 17 | 20 | 59.1157
2021 | 9 | 17 | 21 | 54.9155
2021 | 9 | 17 | 22 | 50.2016
2021 | 9 | 17 | 23 | 45.1057
2021 | 9 | 18 | 0 | 41.1241
2021 | 9 | 18 | 1 | 41.3727
2021 | 9 | 18 | 2 | 39.9164
2021 | 9 | 18 | 3 | 39.0555
2021 | 9 | 18 | 4 | 38.7474
2021 | 9 | 18 | 5 | 39.184
2021 | 9 | 18 | 6 | 40.7744
2021 | 9 | 18 | 7 | 44.5044
2021 | 9 | 18 | 8 | 41.8037
2021 | 9 | 18 | 9 | 35.821
2021 | 9 | 18 | 10 | 34.5684
2021 | 9 | 18 | 11 | 36.9164
2021 | 9 | 18 | 12 | 36.2528
2021 | 9 | 18 | 13 | 36.1676
2021 | 9 | 18 | 14 | 34.9171
2021 | 9 | 18 | 15 | 36.9919
2021 | 9 | 18 | 16 | 36.0254
2021 | 9 | 18 | 17 | 45.7928
2021 | 9 | 18 | 18 | 60.5776
2021 | 9 | 18 | 19 | 64.1341
2021 | 9 | 18 | 20 | 61.759
2021 | 9 | 18 | 21 | 56.8374
2021 | 9 | 18 | 22 | 51.9988
2021 | 9 | 18 | 23 | 47.2178
2021 | 9 | 19 | 0 | 44.0249
2021 | 9 | 19 | 1 | 39.8829
2021 | 9 | 19 | 2 | 38.331
2021 | 9 | 19 | 3 | 37.428
2021 | 9 | 19 | 4 | 37.0697
2021 | 9 | 19 | 5 | 37.2252
2021 | 9 | 19 | 6 | 38.3107
2021 | 9 | 19 | 7 | 41.5332
2021 | 9 | 19 | 8 | 40.4167
2021 | 9 | 19 | 9 | 35.3365
2021 | 9 | 19 | 10 | 33.5909
2021 | 9 | 19 | 11 | 34.0869
2021 | 9 | 19 | 12 | 36.6725
2021 | 9 | 19 | 13 | 36.8095
2021 | 9 | 19 | 14 | 35.9197
2021 | 9 | 19 | 15 | 37.3107
2021 | 9 | 19 | 16 | 39.4261
2021 | 9 | 19 | 17 | 50.152
2021 | 9 | 19 | 18 | 63.0843
2021 | 9 | 19 | 19 | 63.9145
2021 | 9 | 19 | 20 | 61.8178
2021 | 9 | 19 | 21 | 56.8679
2021 | 9 | 19 | 22 | 51.5067
2021 | 9 | 19 | 23 | 46.4793
2021 | 9 | 20 | 0 | 43.1774
2021 | 9 | 20 | 1 | 44.2316
2021 | 9 | 20 | 2 | 43.1822
2021 | 9 | 20 | 3 | 42.7844
2021 | 9 | 20 | 4 | 42.8669
2021 | 9 | 20 | 5 | 44.4748
2021 | 9 | 20 | 6 | 48.8852
2021 | 9 | 20 | 7 | 55.5422
2021 | 9 | 20 | 8 | 54.1221
2021 | 9 | 20 | 9 | 48.5878
2021 | 9 | 20 | 10 | 46.8146
2021 | 9 | 20 | 11 | 46.9722
2021 | 9 | 20 | 12 | 49.5217
2021 | 9 | 20 | 13 | 50.2828
2021 | 9 | 20 | 14 | 49.0631
2021 | 9 | 20 | 15 | 49.611
2021 | 9 | 20 | 16 | 53.9811
2021 | 9 | 20 | 17 | 65.0042
2021 | 9 | 20 | 18 | 74.0278
2021 | 9 | 20 | 19 | 75.7574
2021 | 9 | 20 | 20 | 73.443
2021 | 9 | 20 | 21 | 68.2414
2021 | 9 | 20 | 22 | 62.1032
2021 | 9 | 20 | 23 | 55.845
2021 | 9 | 21 | 0 | 52.7653
2021 | 9 | 21 | 1 | 51.7633
2021 | 9 | 21 | 2 | 50.0632
2021 | 9 | 21 | 3 | 49.2741
2021 | 9 | 21 | 4 | 48.9209
2021 | 9 | 21 | 5 | 50.4385
2021 | 9 | 21 | 6 | 55.3271
2021 | 9 | 21 | 7 | 62.9834
2021 | 9 | 21 | 8 | 63.9128
2021 | 9 | 21 | 9 | 59.3627
2021 | 9 | 21 | 10 | 54.4998
2021 | 9 | 21 | 11 | 51.7373
2021 | 9 | 21 | 12 | 53.1859
2021 | 9 | 21 | 13 | 53.0199
2021 | 9 | 21 | 14 | 51.8576
2021 | 9 | 21 | 15 | 53.2055
2021 | 9 | 21 | 16 | 60.6118
2021 | 9 | 21 | 17 | 71.9076
2021 | 9 | 21 | 18 | 79.2462
2021 | 9 | 21 | 19 | 79.5555
2021 | 9 | 21 | 20 | 76.9212
2021 | 9 | 21 | 21 | 71.5947
2021 | 9 | 21 | 22 | 65.5292
2021 | 9 | 21 | 23 | 59.122
2021 | 9 | 22 | 0 | 53.2731
2021 | 9 | 22 | 1 | 49.3992
2021 | 9 | 22 | 2 | 47.8117
2021 | 9 | 22 | 3 | 47.0754
2021 | 9 | 22 | 4 | 46.7423
2021 | 9 | 22 | 5 | 48.2585
2021 | 9 | 22 | 6 | 52.8558
2021 | 9 | 22 | 7 | 59.3171
2021 | 9 | 22 | 8 | 59.3206
2021 | 9 | 22 | 9 | 55.3631
2021 | 9 | 22 | 10 | 51.495
2021 | 9 | 22 | 11 | 49.2032
2021 | 9 | 22 | 12 | 48.6285
2021 | 9 | 22 | 13 | 49.1482
2021 | 9 | 22 | 14 | 48.3311
2021 | 9 | 22 | 15 | 48.1656
2021 | 9 | 22 | 16 | 50.7044
2021 | 9 | 22 | 17 | 59.5447
2021 | 9 | 22 | 18 | 66.7706
2021 | 9 | 22 | 19 | 70.3054
2021 | 9 | 22 | 20 | 67.91
2021 | 9 | 22 | 21 | 62.7993
2021 | 9 | 22 | 22 | 57.0393
2021 | 9 | 22 | 23 | 51.4097
2021 | 9 | 23 | 0 | 46.5054
2021 | 9 | 23 | 1 | 44.4338
2021 | 9 | 23 | 2 | 43.195
2021 | 9 | 23 | 3 | 42.6437
2021 | 9 | 23 | 4 | 42.6509
2021 | 9 | 23 | 5 | 44.2278
2021 | 9 | 23 | 6 | 47.8766
2021 | 9 | 23 | 7 | 53.2439
2021 | 9 | 23 | 8 | 50.299
2021 | 9 | 23 | 9 | 45.5684
2021 | 9 | 23 | 10 | 44.0827
2021 | 9 | 23 | 11 | 44.3132
2021 | 9 | 23 | 12 | 47.8434
2021 | 9 | 23 | 13 | 48.5719
2021 | 9 | 23 | 14 | 47.7816
2021 | 9 | 23 | 15 | 47.76
2021 | 9 | 23 | 16 | 47.9312
2021 | 9 | 23 | 17 | 54.0833
2021 | 9 | 23 | 18 | 56.7507
2021 | 9 | 23 | 19 | 56.8313
2021 | 9 | 23 | 20 | 55.0926
2021 | 9 | 23 | 21 | 51.3069
2021 | 9 | 23 | 22 | 47.6141
2021 | 9 | 23 | 23 | 43.7547
2021 | 9 | 24 | 0 | 45.3602
2021 | 9 | 24 | 1 | 42.887
2021 | 9 | 24 | 2 | 41.9627
2021 | 9 | 24 | 3 | 41.4539
2021 | 9 | 24 | 4 | 41.5499
2021 | 9 | 24 | 5 | 43.2222
2021 | 9 | 24 | 6 | 46.2942
2021 | 9 | 24 | 7 | 51.8469
2021 | 9 | 24 | 8 | 48.6026
2021 | 9 | 24 | 9 | 42.2326
2021 | 9 | 24 | 10 | 40.0296
2021 | 9 | 24 | 11 | 39.9883
2021 | 9 | 24 | 12 | 41.893
2021 | 9 | 24 | 13 | 42.8633
2021 | 9 | 24 | 14 | 41.0353
2021 | 9 | 24 | 15 | 41.133
2021 | 9 | 24 | 16 | 42.0125
2021 | 9 | 24 | 17 | 50.205
2021 | 9 | 24 | 18 | 58.9406
2021 | 9 | 24 | 19 | 62.4811
2021 | 9 | 24 | 20 | 60.6197
2021 | 9 | 24 | 21 | 56.5165
2021 | 9 | 24 | 22 | 52.0183
2021 | 9 | 24 | 23 | 46.9247
2021 | 9 | 25 | 0 | 43.9327
2021 | 9 | 25 | 1 | 40.6653
2021 | 9 | 25 | 2 | 39.4426
2021 | 9 | 25 | 3 | 38.5986
2021 | 9 | 25 | 4 | 38.4322
2021 | 9 | 25 | 5 | 39.0817
2021 | 9 | 25 | 6 | 41.0537
2021 | 9 | 25 | 7 | 44.991
2021 | 9 | 25 | 8 | 42.3401
2021 | 9 | 25 | 9 | 34.6304
2021 | 9 | 25 | 10 | 32.0488
2021 | 9 | 25 | 11 | 33.3476
2021 | 9 | 25 | 12 | 32.3805
2021 | 9 | 25 | 13 | 32.2201
2021 | 9 | 25 | 14 | 29.9735
2021 | 9 | 25 | 15 | 31.1583
2021 | 9 | 25 | 16 | 32.0136
2021 | 9 | 25 | 17 | 41.9956
2021 | 9 | 25 | 18 | 56.8377
2021 | 9 | 25 | 19 | 59.2214
2021 | 9 | 25 | 20 | 56.5229
2021 | 9 | 25 | 21 | 51.8907
2021 | 9 | 25 | 22 | 47.7002
2021 | 9 | 25 | 23 | 43.7163
2021 | 9 | 26 | 0 | 41.0061
2021 | 9 | 26 | 1 | 39.0349
2021 | 9 | 26 | 2 | 37.9675
2021 | 9 | 26 | 3 | 37.305
2021 | 9 | 26 | 4 | 37.2711
2021 | 9 | 26 | 5 | 37.8101
2021 | 9 | 26 | 6 | 38.6935
2021 | 9 | 26 | 7 | 41.6896
2021 | 9 | 26 | 8 | 39.0189
2021 | 9 | 26 | 9 | 31.868
2021 | 9 | 26 | 10 | 30.3216
2021 | 9 | 26 | 11 | 30.7327
2021 | 9 | 26 | 12 | 33.7061
2021 | 9 | 26 | 13 | 34.1698
2021 | 9 | 26 | 14 | 33.3552
2021 | 9 | 26 | 15 | 34.1687
2021 | 9 | 26 | 16 | 36.5226
2021 | 9 | 26 | 17 | 46.2931
2021 | 9 | 26 | 18 | 56.0996
2021 | 9 | 26 | 19 | 58.9546
2021 | 9 | 26 | 20 | 56.7626
2021 | 9 | 26 | 21 | 52.0977
2021 | 9 | 26 | 22 | 47.1927
2021 | 9 | 26 | 23 | 42.7474
2021 | 9 | 27 | 0 | 40.1855
2021 | 9 | 27 | 1 | 36.5329
2021 | 9 | 27 | 2 | 36.1125
2021 | 9 | 27 | 3 | 36.0965
2021 | 9 | 27 | 4 | 36.5582
2021 | 9 | 27 | 5 | 38.698
2021 | 9 | 27 | 6 | 42.5945
2021 | 9 | 27 | 7 | 47.7173
2021 | 9 | 27 | 8 | 43.215
2021 | 9 | 27 | 9 | 36.8488
2021 | 9 | 27 | 10 | 38.1875
2021 | 9 | 27 | 11 | 40.4247
2021 | 9 | 27 | 12 | 43.7524
2021 | 9 | 27 | 13 | 44.36
2021 | 9 | 27 | 14 | 43.3791
2021 | 9 | 27 | 15 | 43.1654
2021 | 9 | 27 | 16 | 42.6412
2021 | 9 | 27 | 17 | 48.5716
2021 | 9 | 27 | 18 | 58.6197
2021 | 9 | 27 | 19 | 61.2147
2021 | 9 | 27 | 20 | 59.4409
2021 | 9 | 27 | 21 | 54.6877
2021 | 9 | 27 | 22 | 49.4047
2021 | 9 | 27 | 23 | 44.4052
2021 | 9 | 28 | 0 | 41.4151
2021 | 9 | 28 | 1 | 37.5036
2021 | 9 | 28 | 2 | 36.7416
2021 | 9 | 28 | 3 | 36.5277
2021 | 9 | 28 | 4 | 36.753
2021 | 9 | 28 | 5 | 38.6418
2021 | 9 | 28 | 6 | 43.3248
2021 | 9 | 28 | 7 | 50.5176
2021 | 9 | 28 | 8 | 52.5741
2021 | 9 | 28 | 9 | 48.7055
2021 | 9 | 28 | 10 | 44.6721
2021 | 9 | 28 | 11 | 41.574
2021 | 9 | 28 | 12 | 43.4465
2021 | 9 | 28 | 13 | 43.3782
2021 | 9 | 28 | 14 | 42.2652
2021 | 9 | 28 | 15 | 43.0655
2021 | 9 | 28 | 16 | 46.3247
2021 | 9 | 28 | 17 | 53.8829
2021 | 9 | 28 | 18 | 59.9967
2021 | 9 | 28 | 19 | 61.4739
2021 | 9 | 28 | 20 | 59.3215
2021 | 9 | 28 | 21 | 54.7605
2021 | 9 | 28 | 22 | 49.7211
2021 | 9 | 28 | 23 | 45.0267
2021 | 9 | 29 | 0 | 41.6505
2021 | 9 | 29 | 1 | 39.6497
2021 | 9 | 29 | 2 | 38.9348
2021 | 9 | 29 | 3 | 38.749
2021 | 9 | 29 | 4 | 39.0156
2021 | 9 | 29 | 5 | 40.96
2021 | 9 | 29 | 6 | 44.3987
2021 | 9 | 29 | 7 | 49.4853
2021 | 9 | 29 | 8 | 44.9369
2021 | 9 | 29 | 9 | 37.1255
2021 | 9 | 29 | 10 | 36.0263
2021 | 9 | 29 | 11 | 36.9114
2021 | 9 | 29 | 12 | 38.8116
2021 | 9 | 29 | 13 | 40.3106
2021 | 9 | 29 | 14 | 39.0388
2021 | 9 | 29 | 15 | 38.4215
2021 | 9 | 29 | 16 | 38.1166
2021 | 9 | 29 | 17 | 45.4149
2021 | 9 | 29 | 18 | 55.2041
2021 | 9 | 29 | 19 | 59.0229
2021 | 9 | 29 | 20 | 57.983
2021 | 9 | 29 | 21 | 53.9535
2021 | 9 | 29 | 22 | 48.895
2021 | 9 | 29 | 23 | 43.8425
2021 | 9 | 30 | 0 | 41.9142
2021 | 9 | 30 | 1 | 37.0082
2021 | 9 | 30 | 2 | 36.2264
2021 | 9 | 30 | 3 | 36.0112
2021 | 9 | 30 | 4 | 36.2288
2021 | 9 | 30 | 5 | 38.2457
2021 | 9 | 30 | 6 | 43.0096
2021 | 9 | 30 | 7 | 48.5838
2021 | 9 | 30 | 8 | 47.9463
2021 | 9 | 30 | 9 | 44.9852
2021 | 9 | 30 | 10 | 44.3761
2021 | 9 | 30 | 11 | 42.9922
2021 | 9 | 30 | 12 | 45.2159
2021 | 9 | 30 | 13 | 45.3154
2021 | 9 | 30 | 14 | 43.662
2021 | 9 | 30 | 15 | 43.3399
2021 | 9 | 30 | 16 | 45.4041
2021 | 9 | 30 | 17 | 52.0648
2021 | 9 | 30 | 18 | 59.7411
2021 | 9 | 30 | 19 | 60.4738
2021 | 9 | 30 | 20 | 58.686
2021 | 9 | 30 | 21 | 54.2537
2021 | 9 | 30 | 22 | 49.2225
2021 | 9 | 30 | 23 | 44.1651
2021 | 10 | 1 | 0 | 39.9725
2021 | 10 | 1 | 1 | 41.7743
2021 | 10 | 1 | 2 | 40.7889
2021 | 10 | 1 | 3 | 40.3908
2021 | 10 | 1 | 4 | 40.5035
2021 | 10 | 1 | 5 | 42.2651
2021 | 10 | 1 | 6 | 47.3416
2021 | 10 | 1 | 7 | 54.2252
2021 | 10 | 1 | 8 | 53.914
2021 | 10 | 1 | 9 | 50.1335
2021 | 10 | 1 | 10 | 48.7402
2021 | 10 | 1 | 11 | 47.9651
2021 | 10 | 1 | 12 | 48.6523
2021 | 10 | 1 | 13 | 48.3185
2021 | 10 | 1 | 14 | 47.6827
2021 | 10 | 1 | 15 | 47.3159
2021 | 10 | 1 | 16 | 48.9437
2021 | 10 | 1 | 17 | 56.2901
2021 | 10 | 1 | 18 | 63.7055
2021 | 10 | 1 | 19 | 65.4844
2021 | 10 | 1 | 20 | 62.916
2021 | 10 | 1 | 21 | 59.0875
2021 | 10 | 1 | 22 | 54.5121
2021 | 10 | 1 | 23 | 49.3163
2021 | 10 | 2 | 0 | 45.7121
2021 | 10 | 2 | 1 | 44.7573
2021 | 10 | 2 | 2 | 43.0005
2021 | 10 | 2 | 3 | 42.0406
2021 | 10 | 2 | 4 | 41.4535
2021 | 10 | 2 | 5 | 41.778
2021 | 10 | 2 | 6 | 44.7886
2021 | 10 | 2 | 7 | 50.1395
2021 | 10 | 2 | 8 | 50.9919
2021 | 10 | 2 | 9 | 49.115
2021 | 10 | 2 | 10 | 47.5272
2021 | 10 | 2 | 11 | 45.9371
2021 | 10 | 2 | 12 | 43.5866
2021 | 10 | 2 | 13 | 42.144
2021 | 10 | 2 | 14 | 42.6956
2021 | 10 | 2 | 15 | 45.2598
2021 | 10 | 2 | 16 | 47.8445
2021 | 10 | 2 | 17 | 58.7005
2021 | 10 | 2 | 18 | 66.6715
2021 | 10 | 2 | 19 | 65.6139
2021 | 10 | 2 | 20 | 61.4687
2021 | 10 | 2 | 21 | 57.1068
2021 | 10 | 2 | 22 | 53.0345
2021 | 10 | 2 | 23 | 48.8849
2021 | 10 | 3 | 0 | 48.2446
2021 | 10 | 3 | 1 | 43.2256
2021 | 10 | 3 | 2 | 41.3848
2021 | 10 | 3 | 3 | 40.2255
2021 | 10 | 3 | 4 | 39.5169
2021 | 10 | 3 | 5 | 39.668
2021 | 10 | 3 | 6 | 41.6363
2021 | 10 | 3 | 7 | 46.0139
2021 | 10 | 3 | 8 | 49.2815
2021 | 10 | 3 | 9 | 48.0755
2021 | 10 | 3 | 10 | 44.7702
2021 | 10 | 3 | 11 | 42.416
2021 | 10 | 3 | 12 | 44.0672
2021 | 10 | 3 | 13 | 43.2158
2021 | 10 | 3 | 14 | 42.6532
2021 | 10 | 3 | 15 | 42.3607
2021 | 10 | 3 | 16 | 47.1863
2021 | 10 | 3 | 17 | 58.0022
2021 | 10 | 3 | 18 | 61.8645
2021 | 10 | 3 | 19 | 60.992
2021 | 10 | 3 | 20 | 57.6076
2021 | 10 | 3 | 21 | 53.1639
2021 | 10 | 3 | 22 | 48.5822
2021 | 10 | 3 | 23 | 44.2354
2021 | 10 | 4 | 0 | 40.6471
2021 | 10 | 4 | 1 | 39.9518
2021 | 10 | 4 | 2 | 39.0976
2021 | 10 | 4 | 3 | 38.7201
2021 | 10 | 4 | 4 | 38.7973
2021 | 10 | 4 | 5 | 40.5485
2021 | 10 | 4 | 6 | 44.7917
2021 | 10 | 4 | 7 | 51.282
2021 | 10 | 4 | 8 | 52.6701
2021 | 10 | 4 | 9 | 48.8568
2021 | 10 | 4 | 10 | 45.4823
2021 | 10 | 4 | 11 | 44.2847
2021 | 10 | 4 | 12 | 42.8663
2021 | 10 | 4 | 13 | 43.3191
2021 | 10 | 4 | 14 | 42.9373
2021 | 10 | 4 | 15 | 43.7787
2021 | 10 | 4 | 16 | 45.8043
2021 | 10 | 4 | 17 | 54.6551
2021 | 10 | 4 | 18 | 58.8786
2021 | 10 | 4 | 19 | 61.6953
2021 | 10 | 4 | 20 | 58.9601
2021 | 10 | 4 | 21 | 54.7065
2021 | 10 | 4 | 22 | 49.8972
2021 | 10 | 4 | 23 | 45.1942
2021 | 10 | 5 | 0 | 42.8545
2021 | 10 | 5 | 1 | 41.3106
2021 | 10 | 5 | 2 | 40.475
2021 | 10 | 5 | 3 | 40.2849
2021 | 10 | 5 | 4 | 40.4322
2021 | 10 | 5 | 5 | 42.265
2021 | 10 | 5 | 6 | 46.3781
2021 | 10 | 5 | 7 | 52.1813
2021 | 10 | 5 | 8 | 52.1936
2021 | 10 | 5 | 9 | 49.7747
2021 | 10 | 5 | 10 | 50.3895
2021 | 10 | 5 | 11 | 50.416
2021 | 10 | 5 | 12 | 50.4943
2021 | 10 | 5 | 13 | 50.4289
2021 | 10 | 5 | 14 | 49.4201
2021 | 10 | 5 | 15 | 49.5779
2021 | 10 | 5 | 16 | 51.338
2021 | 10 | 5 | 17 | 56.6082
2021 | 10 | 5 | 18 | 54.2796
2021 | 10 | 5 | 19 | 53.8412
2021 | 10 | 5 | 20 | 51.6794
2021 | 10 | 5 | 21 | 48.49
2021 | 10 | 5 | 22 | 45.1909
2021 | 10 | 5 | 23 | 41.5329
2021 | 10 | 6 | 0 | 42.0412
2021 | 10 | 6 | 1 | 41.0514
2021 | 10 | 6 | 2 | 40.177
2021 | 10 | 6 | 3 | 39.6695
2021 | 10 | 6 | 4 | 39.6849
2021 | 10 | 6 | 5 | 41.4871
2021 | 10 | 6 | 6 | 44.265
2021 | 10 | 6 | 7 | 51.4188
2021 | 10 | 6 | 8 | 54.1341
2021 | 10 | 6 | 9 | 49.1453
2021 | 10 | 6 | 10 | 44.1448
2021 | 10 | 6 | 11 | 41.4755
2021 | 10 | 6 | 12 | 40.2254
2021 | 10 | 6 | 13 | 40.2289
2021 | 10 | 6 | 14 | 40.3808
2021 | 10 | 6 | 15 | 40.3586
2021 | 10 | 6 | 16 | 41.6255
2021 | 10 | 6 | 17 | 50.4816
2021 | 10 | 6 | 18 | 58.1536
2021 | 10 | 6 | 19 | 60.2213
2021 | 10 | 6 | 20 | 57.6026
2021 | 10 | 6 | 21 | 53.787
2021 | 10 | 6 | 22 | 49.0486
2021 | 10 | 6 | 23 | 44.3923
2021 | 10 | 7 | 0 | 43.1824
2021 | 10 | 7 | 1 | 40.2756
2021 | 10 | 7 | 2 | 39.5369
2021 | 10 | 7 | 3 | 39.4786
2021 | 10 | 7 | 4 | 39.834
2021 | 10 | 7 | 5 | 41.923
2021 | 10 | 7 | 6 | 46.262
2021 | 10 | 7 | 7 | 51.3297
2021 | 10 | 7 | 8 | 47.4305
2021 | 10 | 7 | 9 | 41.3505
2021 | 10 | 7 | 10 | 40.8365
2021 | 10 | 7 | 11 | 41.8836
2021 | 10 | 7 | 12 | 39.7298
2021 | 10 | 7 | 13 | 40.9756
2021 | 10 | 7 | 14 | 41.0917
2021 | 10 | 7 | 15 | 41.0302
2021 | 10 | 7 | 16 | 40.3213
2021 | 10 | 7 | 17 | 47.5766
2021 | 10 | 7 | 18 | 59.0396
2021 | 10 | 7 | 19 | 61.251
2021 | 10 | 7 | 20 | 59.1316
2021 | 10 | 7 | 21 | 55.4586
2021 | 10 | 7 | 22 | 51.0905
2021 | 10 | 7 | 23 | 46.239
2021 | 10 | 8 | 0 | 41.951
2021 | 10 | 8 | 1 | 40.51
2021 | 10 | 8 | 2 | 39.7078
2021 | 10 | 8 | 3 | 39.4299
2021 | 10 | 8 | 4 | 39.6342
2021 | 10 | 8 | 5 | 41.6474
2021 | 10 | 8 | 6 | 45.933
2021 | 10 | 8 | 7 | 51.927
2021 | 10 | 8 | 8 | 51.5603
2021 | 10 | 8 | 9 | 47.5264
2021 | 10 | 8 | 10 | 44.7291
2021 | 10 | 8 | 11 | 42.2975
2021 | 10 | 8 | 12 | 41.4404
2021 | 10 | 8 | 13 | 41.2281
2021 | 10 | 8 | 14 | 40.1022
2021 | 10 | 8 | 15 | 40.5729
2021 | 10 | 8 | 16 | 44.4356
2021 | 10 | 8 | 17 | 52.6637
2021 | 10 | 8 | 18 | 59.6577
2021 | 10 | 8 | 19 | 61.5205
2021 | 10 | 8 | 20 | 59.1655
2021 | 10 | 8 | 21 | 55.8288
2021 | 10 | 8 | 22 | 51.7291
2021 | 10 | 8 | 23 | 47.1952
2021 | 10 | 9 | 0 | 44.1029
2021 | 10 | 9 | 1 | 42.0425
2021 | 10 | 9 | 2 | 41.1847
2021 | 10 | 9 | 3 | 40.7667
2021 | 10 | 9 | 4 | 40.8502
2021 | 10 | 9 | 5 | 41.9807
2021 | 10 | 9 | 6 | 44.2452
2021 | 10 | 9 | 7 | 48.3048
2021 | 10 | 9 | 8 | 46.8201
2021 | 10 | 9 | 9 | 41.5726
2021 | 10 | 9 | 10 | 39.8084
2021 | 10 | 9 | 11 | 38.5533
2021 | 10 | 9 | 12 | 36.5016
2021 | 10 | 9 | 13 | 35.8837
2021 | 10 | 9 | 14 | 34.7359
2021 | 10 | 9 | 15 | 35.7141
2021 | 10 | 9 | 16 | 39.4797
2021 | 10 | 9 | 17 | 49.1457
2021 | 10 | 9 | 18 | 57.5572
2021 | 10 | 9 | 19 | 59.2317
2021 | 10 | 9 | 20 | 56.1895
2021 | 10 | 9 | 21 | 52.3834
2021 | 10 | 9 | 22 | 48.6413
2021 | 10 | 9 | 23 | 44.968
2021 | 10 | 10 | 0 | 42.7711
2021 | 10 | 10 | 1 | 41.6636
2021 | 10 | 10 | 2 | 40.6109
2021 | 10 | 10 | 3 | 39.9892
2021 | 10 | 10 | 4 | 39.9119
2021 | 10 | 10 | 5 | 40.7576
2021 | 10 | 10 | 6 | 42.2915
2021 | 10 | 10 | 7 | 45.9141
2021 | 10 | 10 | 8 | 46.2621
2021 | 10 | 10 | 9 | 40.932
2021 | 10 | 10 | 10 | 38.3342
2021 | 10 | 10 | 11 | 37.9368
2021 | 10 | 10 | 12 | 37.5561
2021 | 10 | 10 | 13 | 37.4392
2021 | 10 | 10 | 14 | 36.1419
2021 | 10 | 10 | 15 | 36.2205
2021 | 10 | 10 | 16 | 40.0068
2021 | 10 | 10 | 17 | 50.1328
2021 | 10 | 10 | 18 | 55.9901
2021 | 10 | 10 | 19 | 56.6827
2021 | 10 | 10 | 20 | 53.3947
2021 | 10 | 10 | 21 | 49.3618
2021 | 10 | 10 | 22 | 45.0192
2021 | 10 | 10 | 23 | 41.0396
2021 | 10 | 11 | 0 | 39.1645
2021 | 10 | 11 | 1 | 40.5774
2021 | 10 | 11 | 2 | 39.6068
2021 | 10 | 11 | 3 | 39.207
2021 | 10 | 11 | 4 | 39.4455
2021 | 10 | 11 | 5 | 40.3667
2021 | 10 | 11 | 6 | 41.5789
2021 | 10 | 11 | 7 | 45.2008
2021 | 10 | 11 | 8 | 45.267
2021 | 10 | 11 | 9 | 38.7161
2021 | 10 | 11 | 10 | 34.9805
2021 | 10 | 11 | 11 | 34.3006
2021 | 10 | 11 | 12 | 34.2124
2021 | 10 | 11 | 13 | 35.3865
2021 | 10 | 11 | 14 | 36.2137
2021 | 10 | 11 | 15 | 37.4118
2021 | 10 | 11 | 16 | 37.7457
2021 | 10 | 11 | 17 | 47.9605
2021 | 10 | 11 | 18 | 58.0898
2021 | 10 | 11 | 19 | 58.0613
2021 | 10 | 11 | 20 | 54.5939
2021 | 10 | 11 | 21 | 50.6228
2021 | 10 | 11 | 22 | 45.9127
2021 | 10 | 11 | 23 | 42.2918
2021 | 10 | 12 | 0 | 40.3656
2021 | 10 | 12 | 1 | 39.5889
2021 | 10 | 12 | 2 | 38.8108
2021 | 10 | 12 | 3 | 38.65
2021 | 10 | 12 | 4 | 38.9482
2021 | 10 | 12 | 5 | 41.0011
2021 | 10 | 12 | 6 | 45.9059
2021 | 10 | 12 | 7 | 52.8347
2021 | 10 | 12 | 8 | 53.723
2021 | 10 | 12 | 9 | 48.6513
2021 | 10 | 12 | 10 | 45.612
2021 | 10 | 12 | 11 | 44.2025
2021 | 10 | 12 | 12 | 43.6762
2021 | 10 | 12 | 13 | 43.6156
2021 | 10 | 12 | 14 | 43.4008
2021 | 10 | 12 | 15 | 44.3218
2021 | 10 | 12 | 16 | 46.9964
2021 | 10 | 12 | 17 | 54.6191
2021 | 10 | 12 | 18 | 60.5431
2021 | 10 | 12 | 19 | 61.2803
2021 | 10 | 12 | 20 | 58.6511
2021 | 10 | 12 | 21 | 54.7494
2021 | 10 | 12 | 22 | 50.3815
2021 | 10 | 12 | 23 | 45.9667
2021 | 10 | 13 | 0 | 41.8805
2021 | 10 | 13 | 1 | 38.7993
2021 | 10 | 13 | 2 | 37.9678
2021 | 10 | 13 | 3 | 37.671
2021 | 10 | 13 | 4 | 37.8556
2021 | 10 | 13 | 5 | 39.8191
2021 | 10 | 13 | 6 | 44.1101
2021 | 10 | 13 | 7 | 50.7627
2021 | 10 | 13 | 8 | 52.1914
2021 | 10 | 13 | 9 | 47.472
2021 | 10 | 13 | 10 | 44.6198
2021 | 10 | 13 | 11 | 43.0899
2021 | 10 | 13 | 12 | 44.8825
2021 | 10 | 13 | 13 | 45.129
2021 | 10 | 13 | 14 | 44.4501
2021 | 10 | 13 | 15 | 44.4652
2021 | 10 | 13 | 16 | 47.2052
2021 | 10 | 13 | 17 | 55.658
2021 | 10 | 13 | 18 | 59.5608
2021 | 10 | 13 | 19 | 60.2294
2021 | 10 | 13 | 20 | 57.8198
2021 | 10 | 13 | 21 | 53.9049
2021 | 10 | 13 | 22 | 49.148
2021 | 10 | 13 | 23 | 44.4314
2021 | 10 | 14 | 0 | 41.1581
2021 | 10 | 14 | 1 | 37.5844
2021 | 10 | 14 | 2 | 36.8151
2021 | 10 | 14 | 3 | 36.6478
2021 | 10 | 14 | 4 | 36.9296
2021 | 10 | 14 | 5 | 39.0108
2021 | 10 | 14 | 6 | 44.0998
2021 | 10 | 14 | 7 | 50.2898
2021 | 10 | 14 | 8 | 50.9469
2021 | 10 | 14 | 9 | 47.7674
2021 | 10 | 14 | 10 | 45.3456
2021 | 10 | 14 | 11 | 43.5232
2021 | 10 | 14 | 12 | 40.7769
2021 | 10 | 14 | 13 | 41.3776
2021 | 10 | 14 | 14 | 41.1259
2021 | 10 | 14 | 15 | 42.099
2021 | 10 | 14 | 16 | 45.7937
2021 | 10 | 14 | 17 | 55.0793
2021 | 10 | 14 | 18 | 60.3913
2021 | 10 | 14 | 19 | 61.9425
2021 | 10 | 14 | 20 | 59.7552
2021 | 10 | 14 | 21 | 56.4037
2021 | 10 | 14 | 22 | 52.0743
2021 | 10 | 14 | 23 | 47.4632
2021 | 10 | 15 | 0 | 42.149
2021 | 10 | 15 | 1 | 42.0301
2021 | 10 | 15 | 2 | 41.4401
2021 | 10 | 15 | 3 | 41.4983
2021 | 10 | 15 | 4 | 41.9856
2021 | 10 | 15 | 5 | 44.2955
2021 | 10 | 15 | 6 | 48.8937
2021 | 10 | 15 | 7 | 54.529
2021 | 10 | 15 | 8 | 52.2669
2021 | 10 | 15 | 9 | 45.1209
2021 | 10 | 15 | 10 | 41.113
2021 | 10 | 15 | 11 | 39.6782
2021 | 10 | 15 | 12 | 39.9819
2021 | 10 | 15 | 13 | 40.3394
2021 | 10 | 15 | 14 | 38.9627
2021 | 10 | 15 | 15 | 38.9729
2021 | 10 | 15 | 16 | 42.0192
2021 | 10 | 15 | 17 | 49.9825
2021 | 10 | 15 | 18 | 58.2593
2021 | 10 | 15 | 19 | 60.9661
2021 | 10 | 15 | 20 | 59.2078
2021 | 10 | 15 | 21 | 56.236
2021 | 10 | 15 | 22 | 52.284
2021 | 10 | 15 | 23 | 47.6101
2021 | 10 | 16 | 0 | 44.3983
2021 | 10 | 16 | 1 | 43.2374
2021 | 10 | 16 | 2 | 42.2568
2021 | 10 | 16 | 3 | 41.6717
2021 | 10 | 16 | 4 | 41.5967
2021 | 10 | 16 | 5 | 42.5849
2021 | 10 | 16 | 6 | 44.8436
2021 | 10 | 16 | 7 | 48.8303
2021 | 10 | 16 | 8 | 47.4839
2021 | 10 | 16 | 9 | 40.3599
2021 | 10 | 16 | 10 | 37.776
2021 | 10 | 16 | 11 | 36.908
2021 | 10 | 16 | 12 | 37.3974
2021 | 10 | 16 | 13 | 37.4183
2021 | 10 | 16 | 14 | 36.5063
2021 | 10 | 16 | 15 | 36.0712
2021 | 10 | 16 | 16 | 39.9001
2021 | 10 | 16 | 17 | 48.0406
2021 | 10 | 16 | 18 | 57.8877
2021 | 10 | 16 | 19 | 57.4638
2021 | 10 | 16 | 20 | 53.374
2021 | 10 | 16 | 21 | 49.3366
2021 | 10 | 16 | 22 | 45.3706
2021 | 10 | 16 | 23 | 41.6235
2021 | 10 | 17 | 0 | 39.6694
2021 | 10 | 17 | 1 | 37.6158
2021 | 10 | 17 | 2 | 36.6963
2021 | 10 | 17 | 3 | 36.251
2021 | 10 | 17 | 4 | 36.3396
2021 | 10 | 17 | 5 | 37.4518
2021 | 10 | 17 | 6 | 39.9216
2021 | 10 | 17 | 7 | 43.8557
2021 | 10 | 17 | 8 | 45.6749
2021 | 10 | 17 | 9 | 43.0875
2021 | 10 | 17 | 10 | 40.3975
2021 | 10 | 17 | 11 | 39.1453
2021 | 10 | 17 | 12 | 38.4881
2021 | 10 | 17 | 13 | 38.1937
2021 | 10 | 17 | 14 | 38.2065
2021 | 10 | 17 | 15 | 39.7597
2021 | 10 | 17 | 16 | 45.9764
2021 | 10 | 17 | 17 | 57.3206
2021 | 10 | 17 | 18 | 63.5889
2021 | 10 | 17 | 19 | 61.0213
2021 | 10 | 17 | 20 | 56.9219
2021 | 10 | 17 | 21 | 52.7686
2021 | 10 | 17 | 22 | 48.4798
2021 | 10 | 17 | 23 | 44.7347
2021 | 10 | 18 | 0 | 39.9236
2021 | 10 | 18 | 1 | 39.8934
2021 | 10 | 18 | 2 | 39.5185
2021 | 10 | 18 | 3 | 39.6588
2021 | 10 | 18 | 4 | 40.2765
2021 | 10 | 18 | 5 | 42.6812
2021 | 10 | 18 | 6 | 47.4096
2021 | 10 | 18 | 7 | 54.2206
2021 | 10 | 18 | 8 | 55.7396
2021 | 10 | 18 | 9 | 51.4125
2021 | 10 | 18 | 10 | 48.8731
2021 | 10 | 18 | 11 | 47.3898
2021 | 10 | 18 | 12 | 45.2938
2021 | 10 | 18 | 13 | 44.9627
2021 | 10 | 18 | 14 | 45.0556
2021 | 10 | 18 | 15 | 46.6089
2021 | 10 | 18 | 16 | 51.0075
2021 | 10 | 18 | 17 | 60.4332
2021 | 10 | 18 | 18 | 66.639
2021 | 10 | 18 | 19 | 65.9583
2021 | 10 | 18 | 20 | 62.8418
2021 | 10 | 18 | 21 | 58.8827
2021 | 10 | 18 | 22 | 54.1291
2021 | 10 | 18 | 23 | 49.6707
2021 | 10 | 19 | 0 | 47.3587
2021 | 10 | 19 | 1 | 44.0087
2021 | 10 | 19 | 2 | 43.2779
2021 | 10 | 19 | 3 | 43.1719
2021 | 10 | 19 | 4 | 43.4942
2021 | 10 | 19 | 5 | 45.5506
2021 | 10 | 19 | 6 | 50.5591
2021 | 10 | 19 | 7 | 56.8359
2021 | 10 | 19 | 8 | 56.1602
2021 | 10 | 19 | 9 | 50.4126
2021 | 10 | 19 | 10 | 47.641
2021 | 10 | 19 | 11 | 46.1844
2021 | 10 | 19 | 12 | 45.7455
2021 | 10 | 19 | 13 | 45.5844
2021 | 10 | 19 | 14 | 45.3491
2021 | 10 | 19 | 15 | 46.7955
2021 | 10 | 19 | 16 | 51.0683
2021 | 10 | 19 | 17 | 59.6632
2021 | 10 | 19 | 18 | 64.195
2021 | 10 | 19 | 19 | 63.2707
2021 | 10 | 19 | 20 | 60.1693
2021 | 10 | 19 | 21 | 56.2165
2021 | 10 | 19 | 22 | 51.5307
2021 | 10 | 19 | 23 | 46.9833
2021 | 10 | 20 | 0 | 44.8563
2021 | 10 | 20 | 1 | 42.6924
2021 | 10 | 20 | 2 | 41.8333
2021 | 10 | 20 | 3 | 41.5846
2021 | 10 | 20 | 4 | 41.7812
2021 | 10 | 20 | 5 | 43.7796
2021 | 10 | 20 | 6 | 48.2181
2021 | 10 | 20 | 7 | 54.5331
2021 | 10 | 20 | 8 | 55.2659
2021 | 10 | 20 | 9 | 50.3109
2021 | 10 | 20 | 10 | 46.9553
2021 | 10 | 20 | 11 | 45.3936
2021 | 10 | 20 | 12 | 45.762
2021 | 10 | 20 | 13 | 46.2933
2021 | 10 | 20 | 14 | 46.2779
2021 | 10 | 20 | 15 | 47.1264
2021 | 10 | 20 | 16 | 51.4491
2021 | 10 | 20 | 17 | 61.2586
2021 | 10 | 20 | 18 | 63.2547
2021 | 10 | 20 | 19 | 62.8036
2021 | 10 | 20 | 20 | 59.9131
2021 | 10 | 20 | 21 | 56.2942
2021 | 10 | 20 | 22 | 51.6065
2021 | 10 | 20 | 23 | 47.1018
2021 | 10 | 21 | 0 | 43.579
2021 | 10 | 21 | 1 | 42.4562
2021 | 10 | 21 | 2 | 41.8033
2021 | 10 | 21 | 3 | 41.8117
2021 | 10 | 21 | 4 | 42.2725
2021 | 10 | 21 | 5 | 44.5927
2021 | 10 | 21 | 6 | 49.6033
2021 | 10 | 21 | 7 | 55.6929
2021 | 10 | 21 | 8 | 54.494
2021 | 10 | 21 | 9 | 46.9241
2021 | 10 | 21 | 10 | 42.543
2021 | 10 | 21 | 11 | 41.4058
2021 | 10 | 21 | 12 | 45.6201
2021 | 10 | 21 | 13 | 45.5
2021 | 10 | 21 | 14 | 45.8522
2021 | 10 | 21 | 15 | 47.2217
2021 | 10 | 21 | 16 | 52.1939
2021 | 10 | 21 | 17 | 62.0287
2021 | 10 | 21 | 18 | 65.9417
2021 | 10 | 21 | 19 | 65.2466
2021 | 10 | 21 | 20 | 62.3498
2021 | 10 | 21 | 21 | 58.8999
2021 | 10 | 21 | 22 | 54.4193
2021 | 10 | 21 | 23 | 49.8904
2021 | 10 | 22 | 0 | 46.4654
2021 | 10 | 22 | 1 | 43.9731
2021 | 10 | 22 | 2 | 43.188
2021 | 10 | 22 | 3 | 43.0057
2021 | 10 | 22 | 4 | 43.3499
2021 | 10 | 22 | 5 | 45.4753
2021 | 10 | 22 | 6 | 50.9492
2021 | 10 | 22 | 7 | 57.0337
2021 | 10 | 22 | 8 | 55.6416
2021 | 10 | 22 | 9 | 48.4253
2021 | 10 | 22 | 10 | 44.3309
2021 | 10 | 22 | 11 | 43.0172
2021 | 10 | 22 | 12 | 43.0146
2021 | 10 | 22 | 13 | 42.8322
2021 | 10 | 22 | 14 | 41.9763
2021 | 10 | 22 | 15 | 42.1354
2021 | 10 | 22 | 16 | 46.1781
2021 | 10 | 22 | 17 | 54.6511
2021 | 10 | 22 | 18 | 62.7832
2021 | 10 | 22 | 19 | 62.5857
2021 | 10 | 22 | 20 | 59.7271
2021 | 10 | 22 | 21 | 56.3734
2021 | 10 | 22 | 22 | 52.2538
2021 | 10 | 22 | 23 | 47.7744
2021 | 10 | 23 | 0 | 45.5655
2021 | 10 | 23 | 1 | 42.1483
2021 | 10 | 23 | 2 | 41.1764
2021 | 10 | 23 | 3 | 40.7038
2021 | 10 | 23 | 4 | 40.6841
2021 | 10 | 23 | 5 | 41.9192
2021 | 10 | 23 | 6 | 44.769
2021 | 10 | 23 | 7 | 49.5958
2021 | 10 | 23 | 8 | 52.4188
2021 | 10 | 23 | 9 | 50.1378
2021 | 10 | 23 | 10 | 47.0338
2021 | 10 | 23 | 11 | 45.2692
2021 | 10 | 23 | 12 | 42.3539
2021 | 10 | 23 | 13 | 41.0099
2021 | 10 | 23 | 14 | 40.3757
2021 | 10 | 23 | 15 | 41.4706
2021 | 10 | 23 | 16 | 47.8788
2021 | 10 | 23 | 17 | 58.5002
2021 | 10 | 23 | 18 | 62.1423
2021 | 10 | 23 | 19 | 60.2335
2021 | 10 | 23 | 20 | 55.8863
2021 | 10 | 23 | 21 | 51.9643
2021 | 10 | 23 | 22 | 48.0281
2021 | 10 | 23 | 23 | 44.4422
2021 | 10 | 24 | 0 | 42.4723
2021 | 10 | 24 | 1 | 42.5252
2021 | 10 | 24 | 2 | 41.827
2021 | 10 | 24 | 3 | 41.5739
2021 | 10 | 24 | 4 | 41.8303
2021 | 10 | 24 | 5 | 43.193
2021 | 10 | 24 | 6 | 47.0539
2021 | 10 | 24 | 7 | 50.4476
2021 | 10 | 24 | 8 | 49.5419
2021 | 10 | 24 | 9 | 43.8987
2021 | 10 | 24 | 10 | 41.3035
2021 | 10 | 24 | 11 | 40.3207
2021 | 10 | 24 | 12 | 42.6989
2021 | 10 | 24 | 13 | 41.9051
2021 | 10 | 24 | 14 | 41.8239
2021 | 10 | 24 | 15 | 43.2215
2021 | 10 | 24 | 16 | 49.9131
2021 | 10 | 24 | 17 | 61.0632
2021 | 10 | 24 | 18 | 65.7536
2021 | 10 | 24 | 19 | 64.6381
2021 | 10 | 24 | 20 | 60.885
2021 | 10 | 24 | 21 | 57.0665
2021 | 10 | 24 | 22 | 52.6241
2021 | 10 | 24 | 23 | 48.7166
2021 | 10 | 25 | 0 | 46.3309
2021 | 10 | 25 | 1 | 45.3411
2021 | 10 | 25 | 2 | 45.1777
2021 | 10 | 25 | 3 | 45.4145
2021 | 10 | 25 | 4 | 46.0565
2021 | 10 | 25 | 5 | 48.347
2021 | 10 | 25 | 6 | 52.8077
2021 | 10 | 25 | 7 | 58.7259
2021 | 10 | 25 | 8 | 57.4937
2021 | 10 | 25 | 9 | 49.8711
2021 | 10 | 25 | 10 | 46.8474
2021 | 10 | 25 | 11 | 46.2481
2021 | 10 | 25 | 12 | 46.443
2021 | 10 | 25 | 13 | 46.1678
2021 | 10 | 25 | 14 | 45.6443
2021 | 10 | 25 | 15 | 46.3668
2021 | 10 | 25 | 16 | 50.2563
2021 | 10 | 25 | 17 | 59.1494
2021 | 10 | 25 | 18 | 64.8891
2021 | 10 | 25 | 19 | 65.4748
2021 | 10 | 25 | 20 | 62.9819
2021 | 10 | 25 | 21 | 59.4196
2021 | 10 | 25 | 22 | 54.7214
2021 | 10 | 25 | 23 | 50.1527
2021 | 10 | 26 | 0 | 48.429
2021 | 10 | 26 | 1 | 46.3031
2021 | 10 | 26 | 2 | 45.5856
2021 | 10 | 26 | 3 | 45.4873
2021 | 10 | 26 | 4 | 45.7824
2021 | 10 | 26 | 5 | 47.7832
2021 | 10 | 26 | 6 | 52.4691
2021 | 10 | 26 | 7 | 58.6663
2021 | 10 | 26 | 8 | 58.6892
2021 | 10 | 26 | 9 | 53.4583
2021 | 10 | 26 | 10 | 50.6279
2021 | 10 | 26 | 11 | 48.8326
2021 | 10 | 26 | 12 | 48.3777
2021 | 10 | 26 | 13 | 48.0388
2021 | 10 | 26 | 14 | 47.9551
2021 | 10 | 26 | 15 | 49.2555
2021 | 10 | 26 | 16 | 54.6808
2021 | 10 | 26 | 17 | 63.6703
2021 | 10 | 26 | 18 | 66.6123
2021 | 10 | 26 | 19 | 65.3304
2021 | 10 | 26 | 20 | 62.2265
2021 | 10 | 26 | 21 | 58.5394
2021 | 10 | 26 | 22 | 53.8434
2021 | 10 | 26 | 23 | 49.2909
2021 | 10 | 27 | 0 | 46.5755
2021 | 10 | 27 | 1 | 43.7311
2021 | 10 | 27 | 2 | 42.8497
2021 | 10 | 27 | 3 | 42.5807
2021 | 10 | 27 | 4 | 42.7638
2021 | 10 | 27 | 5 | 44.7067
2021 | 10 | 27 | 6 | 49.6046
2021 | 10 | 27 | 7 | 56.0184
2021 | 10 | 27 | 8 | 57.7815
2021 | 10 | 27 | 9 | 53.154
2021 | 10 | 27 | 10 | 49.1771
2021 | 10 | 27 | 11 | 47.5911
2021 | 10 | 27 | 12 | 46.7414
2021 | 10 | 27 | 13 | 46.6512
2021 | 10 | 27 | 14 | 46.4483
2021 | 10 | 27 | 15 | 46.6742
2021 | 10 | 27 | 16 | 51.4363
2021 | 10 | 27 | 17 | 60.956
2021 | 10 | 27 | 18 | 63.7058
2021 | 10 | 27 | 19 | 62.6573
2021 | 10 | 27 | 20 | 59.7563
2021 | 10 | 27 | 21 | 56.2999
2021 | 10 | 27 | 22 | 51.5347
2021 | 10 | 27 | 23 | 46.9866
2021 | 10 | 28 | 0 | 45.0217
2021 | 10 | 28 | 1 | 42.8559
2021 | 10 | 28 | 2 | 42.086
2021 | 10 | 28 | 3 | 41.9683
2021 | 10 | 28 | 4 | 42.3036
2021 | 10 | 28 | 5 | 44.4867
2021 | 10 | 28 | 6 | 48.9168
2021 | 10 | 28 | 7 | 55.2588
2021 | 10 | 28 | 8 | 56.3519
2021 | 10 | 28 | 9 | 51.8567
2021 | 10 | 28 | 10 | 48.6239
2021 | 10 | 28 | 11 | 46.9784
2021 | 10 | 28 | 12 | 46.2127
2021 | 10 | 28 | 13 | 45.842
2021 | 10 | 28 | 14 | 45.8884
2021 | 10 | 28 | 15 | 46.7751
2021 | 10 | 28 | 16 | 52.3762
2021 | 10 | 28 | 17 | 62.0904
2021 | 10 | 28 | 18 | 66.3099
2021 | 10 | 28 | 19 | 65.2328
2021 | 10 | 28 | 20 | 62.3362
2021 | 10 | 28 | 21 | 59.0637
2021 | 10 | 28 | 22 | 54.6519
2021 | 10 | 28 | 23 | 50.1725
2021 | 10 | 29 | 0 | 46.1204
2021 | 10 | 29 | 1 | 44.1301
2021 | 10 | 29 | 2 | 43.4046
2021 | 10 | 29 | 3 | 43.2984
2021 | 10 | 29 | 4 | 43.7027
2021 | 10 | 29 | 5 | 45.8675
2021 | 10 | 29 | 6 | 50.1962
2021 | 10 | 29 | 7 | 56.7671
2021 | 10 | 29 | 8 | 57.8126
2021 | 10 | 29 | 9 | 52.3878
2021 | 10 | 29 | 10 | 47.7759
2021 | 10 | 29 | 11 | 45.8293
2021 | 10 | 29 | 12 | 45.9044
2021 | 10 | 29 | 13 | 45.396
2021 | 10 | 29 | 14 | 44.6692
2021 | 10 | 29 | 15 | 45.19
2021 | 10 | 29 | 16 | 51.0952
2021 | 10 | 29 | 17 | 60.9121
2021 | 10 | 29 | 18 | 65.5335
2021 | 10 | 29 | 19 | 64.4338
2021 | 10 | 29 | 20 | 61.3963
2021 | 10 | 29 | 21 | 58.1721
2021 | 10 | 29 | 22 | 54.0464
2021 | 10 | 29 | 23 | 49.5833
2021 | 10 | 30 | 0 | 46.5368
2021 | 10 | 30 | 1 | 45.4536
2021 | 10 | 30 | 2 | 44.7118
2021 | 10 | 30 | 3 | 44.4291
2021 | 10 | 30 | 4 | 44.5638
2021 | 10 | 30 | 5 | 45.9494
2021 | 10 | 30 | 6 | 49.0994
2021 | 10 | 30 | 7 | 53.4027
2021 | 10 | 30 | 8 | 53.9049
2021 | 10 | 30 | 9 | 49.4507
2021 | 10 | 30 | 10 | 46.878
2021 | 10 | 30 | 11 | 45.5506
2021 | 10 | 30 | 12 | 46.8291
2021 | 10 | 30 | 13 | 45.0695
2021 | 10 | 30 | 14 | 44.3534
2021 | 10 | 30 | 15 | 45.7263
2021 | 10 | 30 | 16 | 53.3923
2021 | 10 | 30 | 17 | 64.4174
2021 | 10 | 30 | 18 | 67.816
2021 | 10 | 30 | 19 | 65.2063
2021 | 10 | 30 | 20 | 60.5809
2021 | 10 | 30 | 21 | 56.6745
2021 | 10 | 30 | 22 | 52.6686
2021 | 10 | 30 | 23 | 49.0596
2021 | 10 | 31 | 0 | 46.1304
2021 | 10 | 31 | 1 | 45.1067
2021 | 10 | 31 | 2 | 44.3725
2021 | 10 | 31 | 3 | 44.1085
2021 | 10 | 31 | 4 | 44.2717
2021 | 10 | 31 | 5 | 45.5914
2021 | 10 | 31 | 6 | 48.1568
2021 | 10 | 31 | 7 | 51.4669
2021 | 10 | 31 | 8 | 51.317
2021 | 10 | 31 | 9 | 47.2764
2021 | 10 | 31 | 10 | 45.5708
2021 | 10 | 31 | 11 | 44.4644
2021 | 10 | 31 | 12 | 41.0769
2021 | 10 | 31 | 13 | 40.1772
2021 | 10 | 31 | 14 | 39.3713
2021 | 10 | 31 | 15 | 40.0254
2021 | 10 | 31 | 16 | 45.8323
2021 | 10 | 31 | 17 | 55.8618
2021 | 10 | 31 | 18 | 63.4254
2021 | 10 | 31 | 19 | 63.2322
2021 | 10 | 31 | 20 | 59.929
2021 | 10 | 31 | 21 | 56.4033
2021 | 10 | 31 | 22 | 51.9651
2021 | 10 | 31 | 23 | 47.9991
2021 | 11 | 1 | 0 | 46.3192
2021 | 11 | 1 | 1 | 43.1964
2021 | 11 | 1 | 2 | 42.985
2021 | 11 | 1 | 3 | 43.0063
2021 | 11 | 1 | 4 | 43.4648
2021 | 11 | 1 | 5 | 45.6517
2021 | 11 | 1 | 6 | 50.7255
2021 | 11 | 1 | 7 | 56.4061
2021 | 11 | 1 | 8 | 56.5724
2021 | 11 | 1 | 9 | 50.889
2021 | 11 | 1 | 10 | 48.8464
2021 | 11 | 1 | 11 | 48.6803
2021 | 11 | 1 | 12 | 49.3159
2021 | 11 | 1 | 13 | 49.5235
2021 | 11 | 1 | 14 | 49.2575
2021 | 11 | 1 | 15 | 50.0871
2021 | 11 | 1 | 16 | 54.8745
2021 | 11 | 1 | 17 | 62.7594
2021 | 11 | 1 | 18 | 66.2518
2021 | 11 | 1 | 19 | 64.8838
2021 | 11 | 1 | 20 | 61.8286
2021 | 11 | 1 | 21 | 57.8558
2021 | 11 | 1 | 22 | 53.1011
2021 | 11 | 1 | 23 | 48.4948
2021 | 11 | 2 | 0 | 45.029
2021 | 11 | 2 | 1 | 44.502
2021 | 11 | 2 | 2 | 43.9113
2021 | 11 | 2 | 3 | 43.8446
2021 | 11 | 2 | 4 | 44.2664
2021 | 11 | 2 | 5 | 46.456
2021 | 11 | 2 | 6 | 52.4001
2021 | 11 | 2 | 7 | 58.548
2021 | 11 | 2 | 8 | 59.5068
2021 | 11 | 2 | 9 | 54.2753
2021 | 11 | 2 | 10 | 50.8134
2021 | 11 | 2 | 11 | 49.1098
2021 | 11 | 2 | 12 | 49.1856
2021 | 11 | 2 | 13 | 49.0258
2021 | 11 | 2 | 14 | 48.9048
2021 | 11 | 2 | 15 | 50.4248
2021 | 11 | 2 | 16 | 56.3882
2021 | 11 | 2 | 17 | 63.9616
2021 | 11 | 2 | 18 | 67.4761
2021 | 11 | 2 | 19 | 66.5278
2021 | 11 | 2 | 20 | 63.8623
2021 | 11 | 2 | 21 | 60.2454
2021 | 11 | 2 | 22 | 55.6679
2021 | 11 | 2 | 23 | 51.0375
2021 | 11 | 3 | 0 | 48.0085
2021 | 11 | 3 | 1 | 45.7455
2021 | 11 | 3 | 2 | 45.0643
2021 | 11 | 3 | 3 | 44.8082
2021 | 11 | 3 | 4 | 45.0997
2021 | 11 | 3 | 5 | 47.1133
2021 | 11 | 3 | 6 | 52.623
2021 | 11 | 3 | 7 | 58.6383
2021 | 11 | 3 | 8 | 60.6009
2021 | 11 | 3 | 9 | 56.9611
2021 | 11 | 3 | 10 | 54.3624
2021 | 11 | 3 | 11 | 52.7242
2021 | 11 | 3 | 12 | 51.2148
2021 | 11 | 3 | 13 | 51.0946
2021 | 11 | 3 | 14 | 50.3187
2021 | 11 | 3 | 15 | 50.998
2021 | 11 | 3 | 16 | 56.4641
2021 | 11 | 3 | 17 | 64.5625
2021 | 11 | 3 | 18 | 66.8862
2021 | 11 | 3 | 19 | 65.8716
2021 | 11 | 3 | 20 | 63.3244
2021 | 11 | 3 | 21 | 59.7337
2021 | 11 | 3 | 22 | 55.1186
2021 | 11 | 3 | 23 | 50.4584
2021 | 11 | 4 | 0 | 46.8403
2021 | 11 | 4 | 1 | 44.9708
2021 | 11 | 4 | 2 | 44.3178
2021 | 11 | 4 | 3 | 44.145
2021 | 11 | 4 | 4 | 44.5042
2021 | 11 | 4 | 5 | 46.7027
2021 | 11 | 4 | 6 | 51.8245
2021 | 11 | 4 | 7 | 57.9023
2021 | 11 | 4 | 8 | 59.9989
2021 | 11 | 4 | 9 | 56.89
2021 | 11 | 4 | 10 | 54.2328
2021 | 11 | 4 | 11 | 52.1701
2021 | 11 | 4 | 12 | 49.5592
2021 | 11 | 4 | 13 | 49.3729
2021 | 11 | 4 | 14 | 49.6687
2021 | 11 | 4 | 15 | 50.796
2021 | 11 | 4 | 16 | 55.9681
2021 | 11 | 4 | 17 | 64.0997
2021 | 11 | 4 | 18 | 66.5104
2021 | 11 | 4 | 19 | 65.0983
2021 | 11 | 4 | 20 | 62.3543
2021 | 11 | 4 | 21 | 58.8273
2021 | 11 | 4 | 22 | 54.2404
2021 | 11 | 4 | 23 | 49.3991
2021 | 11 | 5 | 0 | 47.6636
2021 | 11 | 5 | 1 | 44.7492
2021 | 11 | 5 | 2 | 43.8863
2021 | 11 | 5 | 3 | 43.4386
2021 | 11 | 5 | 4 | 43.5608
2021 | 11 | 5 | 5 | 45.478
2021 | 11 | 5 | 6 | 51.045
2021 | 11 | 5 | 7 | 57.2024
2021 | 11 | 5 | 8 | 59.459
2021 | 11 | 5 | 9 | 56.2055
2021 | 11 | 5 | 10 | 53.0494
2021 | 11 | 5 | 11 | 51.3743
2021 | 11 | 5 | 12 | 49.9272
2021 | 11 | 5 | 13 | 49.4522
2021 | 11 | 5 | 14 | 48.3253
2021 | 11 | 5 | 15 | 48.911
2021 | 11 | 5 | 16 | 55.2115
2021 | 11 | 5 | 17 | 62.6722
2021 | 11 | 5 | 18 | 65.0599
2021 | 11 | 5 | 19 | 63.4495
2021 | 11 | 5 | 20 | 60.513
2021 | 11 | 5 | 21 | 57.0767
2021 | 11 | 5 | 22 | 53.0678
2021 | 11 | 5 | 23 | 48.5443
2021 | 11 | 6 | 0 | 43.7088
2021 | 11 | 6 | 1 | 42.7467
2021 | 11 | 6 | 2 | 42.1437
2021 | 11 | 6 | 3 | 41.7349
2021 | 11 | 6 | 4 | 41.9016
2021 | 11 | 6 | 5 | 43.4027
2021 | 11 | 6 | 6 | 46.7532
2021 | 11 | 6 | 7 | 50.5953
2021 | 11 | 6 | 8 | 51.1191
2021 | 11 | 6 | 9 | 47.5185
2021 | 11 | 6 | 10 | 45.3815
2021 | 11 | 6 | 11 | 44.7548
2021 | 11 | 6 | 12 | 46.5279
2021 | 11 | 6 | 13 | 45.3521
2021 | 11 | 6 | 14 | 44.4254
2021 | 11 | 6 | 15 | 45.9177
2021 | 11 | 6 | 16 | 53.1731
2021 | 11 | 6 | 17 | 61.9548
2021 | 11 | 6 | 18 | 65.4687
2021 | 11 | 6 | 19 | 62.9984
2021 | 11 | 6 | 20 | 58.5685
2021 | 11 | 6 | 21 | 54.5846
2021 | 11 | 6 | 22 | 50.7398
2021 | 11 | 6 | 23 | 47.0469
2021 | 11 | 7 | 0 | 43.946
2021 | 11 | 7 | 1 | 43.2197
2021 | 11 | 7 | 2 | 41.5716
2021 | 11 | 7 | 3 | 40.7154
2021 | 11 | 7 | 4 | 40.3924
2021 | 11 | 7 | 5 | 40.2288
2021 | 11 | 7 | 6 | 41.1903
2021 | 11 | 7 | 7 | 43.7021
2021 | 11 | 7 | 8 | 48.2117
2021 | 11 | 7 | 9 | 48.6785
2021 | 11 | 7 | 10 | 47.3352
2021 | 11 | 7 | 11 | 45.8607
2021 | 11 | 7 | 12 | 43.7489
2021 | 11 | 7 | 13 | 44.9426
2021 | 11 | 7 | 14 | 45.3113
2021 | 11 | 7 | 15 | 45.2302
2021 | 11 | 7 | 16 | 49.1883
2021 | 11 | 7 | 17 | 57.5902
2021 | 11 | 7 | 18 | 66.3508
2021 | 11 | 7 | 19 | 62.881
2021 | 11 | 7 | 20 | 59.4144
2021 | 11 | 7 | 21 | 55.8925
2021 | 11 | 7 | 22 | 52.2872
2021 | 11 | 7 | 23 | 48.5697
2021 | 11 | 8 | 0 | 44.3286
2021 | 11 | 8 | 1 | 45.0052
2021 | 11 | 8 | 2 | 44.0869
2021 | 11 | 8 | 3 | 43.9885
2021 | 11 | 8 | 4 | 44.4203
2021 | 11 | 8 | 5 | 45.5737
2021 | 11 | 8 | 6 | 47.9084
2021 | 11 | 8 | 7 | 52.9823
2021 | 11 | 8 | 8 | 55.9569
2021 | 11 | 8 | 9 | 51.1395
2021 | 11 | 8 | 10 | 46.924
2021 | 11 | 8 | 11 | 45.8785
2021 | 11 | 8 | 12 | 45.3634
2021 | 11 | 8 | 13 | 46.1855
2021 | 11 | 8 | 14 | 46.785
2021 | 11 | 8 | 15 | 46.8597
2021 | 11 | 8 | 16 | 49.2481
2021 | 11 | 8 | 17 | 57.3039
2021 | 11 | 8 | 18 | 70.4103
2021 | 11 | 8 | 19 | 68.6532
2021 | 11 | 8 | 20 | 66.5681
2021 | 11 | 8 | 21 | 63.6078
2021 | 11 | 8 | 22 | 59.8875
2021 | 11 | 8 | 23 | 55.5067
2021 | 11 | 9 | 0 | 53.207
2021 | 11 | 9 | 1 | 49.3406
2021 | 11 | 9 | 2 | 47.7636
2021 | 11 | 9 | 3 | 46.9514
2021 | 11 | 9 | 4 | 46.6037
2021 | 11 | 9 | 5 | 46.9094
2021 | 11 | 9 | 6 | 47.3943
2021 | 11 | 9 | 7 | 52.1499
2021 | 11 | 9 | 8 | 53.3502
2021 | 11 | 9 | 9 | 46.2879
2021 | 11 | 9 | 10 | 42.6701
2021 | 11 | 9 | 11 | 43.6021
2021 | 11 | 9 | 12 | 42.2615
2021 | 11 | 9 | 13 | 42.8563
2021 | 11 | 9 | 14 | 43.1353
2021 | 11 | 9 | 15 | 41.7889
2021 | 11 | 9 | 16 | 41.9387
2021 | 11 | 9 | 17 | 47.7463
2021 | 11 | 9 | 18 | 57.3356
2021 | 11 | 9 | 19 | 57.5582
2021 | 11 | 9 | 20 | 56.0609
2021 | 11 | 9 | 21 | 53.5406
2021 | 11 | 9 | 22 | 50.5981
2021 | 11 | 9 | 23 | 46.6727
2021 | 11 | 10 | 0 | 44.0843
2021 | 11 | 10 | 1 | 39.6744
2021 | 11 | 10 | 2 | 38.0665
2021 | 11 | 10 | 3 | 37.4096
2021 | 11 | 10 | 4 | 37.244
2021 | 11 | 10 | 5 | 37.9509
2021 | 11 | 10 | 6 | 40.1021
2021 | 11 | 10 | 7 | 44.8939
2021 | 11 | 10 | 8 | 47.4261
2021 | 11 | 10 | 9 | 42.2263
2021 | 11 | 10 | 10 | 38.2568
2021 | 11 | 10 | 11 | 38.3944
2021 | 11 | 10 | 12 | 40.3432
2021 | 11 | 10 | 13 | 41.5292
2021 | 11 | 10 | 14 | 42.5813
2021 | 11 | 10 | 15 | 41.515
2021 | 11 | 10 | 16 | 43.5737
2021 | 11 | 10 | 17 | 51.9544
2021 | 11 | 10 | 18 | 60.0239
2021 | 11 | 10 | 19 | 58.873
2021 | 11 | 10 | 20 | 57.2401
2021 | 11 | 10 | 21 | 54.7737
2021 | 11 | 10 | 22 | 51.4369
2021 | 11 | 10 | 23 | 47.2505
2021 | 11 | 11 | 0 | 42.5038
2021 | 11 | 11 | 1 | 38.5479
2021 | 11 | 11 | 2 | 36.8015
2021 | 11 | 11 | 3 | 35.9835
2021 | 11 | 11 | 4 | 35.7673
2021 | 11 | 11 | 5 | 36.4352
2021 | 11 | 11 | 6 | 39.1075
2021 | 11 | 11 | 7 | 44.696
2021 | 11 | 11 | 8 | 50.1737
2021 | 11 | 11 | 9 | 48.1532
2021 | 11 | 11 | 10 | 44.7686
2021 | 11 | 11 | 11 | 43.9629
2021 | 11 | 11 | 12 | 45.0973
2021 | 11 | 11 | 13 | 44.7362
2021 | 11 | 11 | 14 | 44.7973
2021 | 11 | 11 | 15 | 43.8232
2021 | 11 | 11 | 16 | 46.7285
2021 | 11 | 11 | 17 | 53.5459
2021 | 11 | 11 | 18 | 59.0019
2021 | 11 | 11 | 19 | 58.1464
2021 | 11 | 11 | 20 | 56.7866
2021 | 11 | 11 | 21 | 54.1905
2021 | 11 | 11 | 22 | 51.1311
2021 | 11 | 11 | 23 | 46.9115
2021 | 11 | 12 | 0 | 42.1012
2021 | 11 | 12 | 1 | 36.5521
2021 | 11 | 12 | 2 | 34.7742
2021 | 11 | 12 | 3 | 33.9419
2021 | 11 | 12 | 4 | 33.7576
2021 | 11 | 12 | 5 | 34.3734
2021 | 11 | 12 | 6 | 36.9919
2021 | 11 | 12 | 7 | 42.7352
2021 | 11 | 12 | 8 | 49.2765
2021 | 11 | 12 | 9 | 49.0494
2021 | 11 | 12 | 10 | 44.2996
2021 | 11 | 12 | 11 | 42.5622
2021 | 11 | 12 | 12 | 40.6772
2021 | 11 | 12 | 13 | 41.2615
2021 | 11 | 12 | 14 | 41.3498
2021 | 11 | 12 | 15 | 41.201
2021 | 11 | 12 | 16 | 45.9006
2021 | 11 | 12 | 17 | 54.9696
2021 | 11 | 12 | 18 | 58.8843
2021 | 11 | 12 | 19 | 56.9106
2021 | 11 | 12 | 20 | 54.7079
2021 | 11 | 12 | 21 | 52.1008
2021 | 11 | 12 | 22 | 49.1434
2021 | 11 | 12 | 23 | 44.922
2021 | 11 | 13 | 0 | 41.807
2021 | 11 | 13 | 1 | 38.3538
2021 | 11 | 13 | 2 | 36.6104
2021 | 11 | 13 | 3 | 35.6723
2021 | 11 | 13 | 4 | 35.3637
2021 | 11 | 13 | 5 | 35.1725
2021 | 11 | 13 | 6 | 36.1587
2021 | 11 | 13 | 7 | 39.9435
2021 | 11 | 13 | 8 | 46.582
2021 | 11 | 13 | 9 | 46.3391
2021 | 11 | 13 | 10 | 42.5236
2021 | 11 | 13 | 11 | 40.9586
2021 | 11 | 13 | 12 | 38.899
2021 | 11 | 13 | 13 | 37.7537
2021 | 11 | 13 | 14 | 37.1668
2021 | 11 | 13 | 15 | 37.7789
2021 | 11 | 13 | 16 | 44.0246
2021 | 11 | 13 | 17 | 54.8837
2021 | 11 | 13 | 18 | 60.6648
2021 | 11 | 13 | 19 | 57.5375
2021 | 11 | 13 | 20 | 54.4839
2021 | 11 | 13 | 21 | 51.337
2021 | 11 | 13 | 22 | 48.5639
2021 | 11 | 13 | 23 | 45.0847
2021 | 11 | 14 | 0 | 43.0632
2021 | 11 | 14 | 1 | 40.5204
2021 | 11 | 14 | 2 | 38.6932
2021 | 11 | 14 | 3 | 37.6694
2021 | 11 | 14 | 4 | 37.2989
2021 | 11 | 14 | 5 | 36.9187
2021 | 11 | 14 | 6 | 36.886
2021 | 11 | 14 | 7 | 39.8745
2021 | 11 | 14 | 8 | 46.5946
2021 | 11 | 14 | 9 | 46.6878
2021 | 11 | 14 | 10 | 44.0455
2021 | 11 | 14 | 11 | 42.418
2021 | 11 | 14 | 12 | 41.2181
2021 | 11 | 14 | 13 | 41.0058
2021 | 11 | 14 | 14 | 41.1974
2021 | 11 | 14 | 15 | 41.0218
2021 | 11 | 14 | 16 | 47.0505
2021 | 11 | 14 | 17 | 56.6697
2021 | 11 | 14 | 18 | 61.1279
2021 | 11 | 14 | 19 | 58.6683
2021 | 11 | 14 | 20 | 55.7549
2021 | 11 | 14 | 21 | 52.6156
2021 | 11 | 14 | 22 | 49.2586
2021 | 11 | 14 | 23 | 45.3891
2021 | 11 | 15 | 0 | 42.2704
2021 | 11 | 15 | 1 | 39.1067
2021 | 11 | 15 | 2 | 37.724
2021 | 11 | 15 | 3 | 37.1457
2021 | 11 | 15 | 4 | 37.0646
2021 | 11 | 15 | 5 | 37.772
2021 | 11 | 15 | 6 | 40.5826
2021 | 11 | 15 | 7 | 45.379
2021 | 11 | 15 | 8 | 49.2081
2021 | 11 | 15 | 9 | 46.9071
2021 | 11 | 15 | 10 | 44.4889
2021 | 11 | 15 | 11 | 44.4572
2021 | 11 | 15 | 12 | 43.8125
2021 | 11 | 15 | 13 | 44.1281
2021 | 11 | 15 | 14 | 44.2229
2021 | 11 | 15 | 15 | 44.4556
2021 | 11 | 15 | 16 | 47.7511
2021 | 11 | 15 | 17 | 55.9274
2021 | 11 | 15 | 18 | 62.8699
2021 | 11 | 15 | 19 | 60.3264
2021 | 11 | 15 | 20 | 58
2021 | 11 | 15 | 21 | 54.9437
2021 | 11 | 15 | 22 | 51.4466
2021 | 11 | 15 | 23 | 47.2216
2021 | 11 | 16 | 0 | 42.6972
2021 | 11 | 16 | 1 | 41.6499
2021 | 11 | 16 | 2 | 40.1692
2021 | 11 | 16 | 3 | 39.8239
2021 | 11 | 16 | 4 | 40.0559
2021 | 11 | 16 | 5 | 41.0555
2021 | 11 | 16 | 6 | 43.6809
2021 | 11 | 16 | 7 | 49.3974
2021 | 11 | 16 | 8 | 55.2119
2021 | 11 | 16 | 9 | 54.5529
2021 | 11 | 16 | 10 | 50.461
2021 | 11 | 16 | 11 | 47.9148
2021 | 11 | 16 | 12 | 45.9487
2021 | 11 | 16 | 13 | 45.3902
2021 | 11 | 16 | 14 | 45.9509
2021 | 11 | 16 | 15 | 47.4217
2021 | 11 | 16 | 16 | 52.7593
2021 | 11 | 16 | 17 | 61.1615
2021 | 11 | 16 | 18 | 66.1484
2021 | 11 | 16 | 19 | 65.9967
2021 | 11 | 16 | 20 | 64.9308
2021 | 11 | 16 | 21 | 62.6979
2021 | 11 | 16 | 22 | 59.5514
2021 | 11 | 16 | 23 | 55.2887
2021 | 11 | 17 | 0 | 50.5147
2021 | 11 | 17 | 1 | 48.7569
2021 | 11 | 17 | 2 | 47.3892
2021 | 11 | 17 | 3 | 46.9877
2021 | 11 | 17 | 4 | 47.2352
2021 | 11 | 17 | 5 | 48.0628
2021 | 11 | 17 | 6 | 50.8778
2021 | 11 | 17 | 7 | 55.9818
2021 | 11 | 17 | 8 | 60.5935
2021 | 11 | 17 | 9 | 59.1978
2021 | 11 | 17 | 10 | 55.9734
2021 | 11 | 17 | 11 | 53.5123
2021 | 11 | 17 | 12 | 52.8623
2021 | 11 | 17 | 13 | 51.8927
2021 | 11 | 17 | 14 | 51.9105
2021 | 11 | 17 | 15 | 52.7201
2021 | 11 | 17 | 16 | 57.5378
2021 | 11 | 17 | 17 | 66.298
2021 | 11 | 17 | 18 | 72.5981
2021 | 11 | 17 | 19 | 70.168
2021 | 11 | 17 | 20 | 68.4023
2021 | 11 | 17 | 21 | 65.6217
2021 | 11 | 17 | 22 | 62.084
2021 | 11 | 17 | 23 | 57.5725
2021 | 11 | 18 | 0 | 53.6898
2021 | 11 | 18 | 1 | 50.8689
2021 | 11 | 18 | 2 | 49.2832
2021 | 11 | 18 | 3 | 48.6423
2021 | 11 | 18 | 4 | 48.594
2021 | 11 | 18 | 5 | 49.2386
2021 | 11 | 18 | 6 | 51.7828
2021 | 11 | 18 | 7 | 57.1812
2021 | 11 | 18 | 8 | 63.5092
2021 | 11 | 18 | 9 | 63.5052
2021 | 11 | 18 | 10 | 59.8257
2021 | 11 | 18 | 11 | 56.8126
2021 | 11 | 18 | 12 | 53.7594
2021 | 11 | 18 | 13 | 53.3566
2021 | 11 | 18 | 14 | 53.7948
2021 | 11 | 18 | 15 | 54.8014
2021 | 11 | 18 | 16 | 58.8453
2021 | 11 | 18 | 17 | 67.814
2021 | 11 | 18 | 18 | 70.9459
2021 | 11 | 18 | 19 | 68.4646
2021 | 11 | 18 | 20 | 66.6005
2021 | 11 | 18 | 21 | 63.9131
2021 | 11 | 18 | 22 | 60.4774
2021 | 11 | 18 | 23 | 55.8017
2021 | 11 | 19 | 0 | 52.4648
2021 | 11 | 19 | 1 | 49.8964
2021 | 11 | 19 | 2 | 48.1755
2021 | 11 | 19 | 3 | 47.4116
2021 | 11 | 19 | 4 | 47.261
2021 | 11 | 19 | 5 | 47.7943
2021 | 11 | 19 | 6 | 50.0887
2021 | 11 | 19 | 7 | 55.5323
2021 | 11 | 19 | 8 | 61.7677
2021 | 11 | 19 | 9 | 61.6176
2021 | 11 | 19 | 10 | 57.0761
2021 | 11 | 19 | 11 | 54.3789
2021 | 11 | 19 | 12 | 51.5466
2021 | 11 | 19 | 13 | 50.9446
2021 | 11 | 19 | 14 | 50.3117
2021 | 11 | 19 | 15 | 50.4912
2021 | 11 | 19 | 16 | 55.003
2021 | 11 | 19 | 17 | 63.0546
2021 | 11 | 19 | 18 | 64.9043
2021 | 11 | 19 | 19 | 64.8379
2021 | 11 | 19 | 20 | 63.8556
2021 | 11 | 19 | 21 | 61.9305
2021 | 11 | 19 | 22 | 59.1602
2021 | 11 | 19 | 23 | 54.7495
2021 | 11 | 20 | 0 | 50.9328
2021 | 11 | 20 | 1 | 45.716
2021 | 11 | 20 | 2 | 43.9838
2021 | 11 | 20 | 3 | 42.9724
2021 | 11 | 20 | 4 | 42.5537
2021 | 11 | 20 | 5 | 42.4485
2021 | 11 | 20 | 6 | 42.8729
2021 | 11 | 20 | 7 | 46.1335
2021 | 11 | 20 | 8 | 51.8126
2021 | 11 | 20 | 9 | 54.0495
2021 | 11 | 20 | 10 | 52.1909
2021 | 11 | 20 | 11 | 50.551
2021 | 11 | 20 | 12 | 48.4913
2021 | 11 | 20 | 13 | 47.9177
2021 | 11 | 20 | 14 | 47.3839
2021 | 11 | 20 | 15 | 47.8681
2021 | 11 | 20 | 16 | 52.2834
2021 | 11 | 20 | 17 | 59.7199
2021 | 11 | 20 | 18 | 63.9585
2021 | 11 | 20 | 19 | 61.8518
2021 | 11 | 20 | 20 | 58.7257
2021 | 11 | 20 | 21 | 55.7969
2021 | 11 | 20 | 22 | 53.0449
2021 | 11 | 20 | 23 | 49.5664
2021 | 11 | 21 | 0 | 45.3004
2021 | 11 | 21 | 1 | 41.9285
2021 | 11 | 21 | 2 | 40.2496
2021 | 11 | 21 | 3 | 39.3339
2021 | 11 | 21 | 4 | 38.9936
2021 | 11 | 21 | 5 | 38.7174
2021 | 11 | 21 | 6 | 39.1737
2021 | 11 | 21 | 7 | 40.9642
2021 | 11 | 21 | 8 | 43.7247
2021 | 11 | 21 | 9 | 42.1618
2021 | 11 | 21 | 10 | 39.5387
2021 | 11 | 21 | 11 | 39.2441
2021 | 11 | 21 | 12 | 40.6533
2021 | 11 | 21 | 13 | 40.843
2021 | 11 | 21 | 14 | 40.4129
2021 | 11 | 21 | 15 | 40.5401
2021 | 11 | 21 | 16 | 44.4316
2021 | 11 | 21 | 17 | 52.0986
2021 | 11 | 21 | 18 | 60.4889
2021 | 11 | 21 | 19 | 57.9148
2021 | 11 | 21 | 20 | 55.2098
2021 | 11 | 21 | 21 | 52.2054
2021 | 11 | 21 | 22 | 48.9365
2021 | 11 | 21 | 23 | 45.1568
2021 | 11 | 22 | 0 | 42.1343
2021 | 11 | 22 | 1 | 39.1479
2021 | 11 | 22 | 2 | 37.6947
2021 | 11 | 22 | 3 | 37.1168
2021 | 11 | 22 | 4 | 37.0715
2021 | 11 | 22 | 5 | 37.7635
2021 | 11 | 22 | 6 | 40.0724
2021 | 11 | 22 | 7 | 45.2826
2021 | 11 | 22 | 8 | 51.0896
2021 | 11 | 22 | 9 | 50.5717
2021 | 11 | 22 | 10 | 47.5447
2021 | 11 | 22 | 11 | 47.2007
2021 | 11 | 22 | 12 | 45.1327
2021 | 11 | 22 | 13 | 44.0262
2021 | 11 | 22 | 14 | 43.9748
2021 | 11 | 22 | 15 | 44.3839
2021 | 11 | 22 | 16 | 48.3221
2021 | 11 | 22 | 17 | 56.0241
2021 | 11 | 22 | 18 | 64.1339
2021 | 11 | 22 | 19 | 61.7569
2021 | 11 | 22 | 20 | 59.7786
2021 | 11 | 22 | 21 | 56.9808
2021 | 11 | 22 | 22 | 53.6296
2021 | 11 | 22 | 23 | 49.4245
2021 | 11 | 23 | 0 | 44.8563
2021 | 11 | 23 | 1 | 42.8152
2021 | 11 | 23 | 2 | 41.1819
2021 | 11 | 23 | 3 | 40.6886
2021 | 11 | 23 | 4 | 40.7802
2021 | 11 | 23 | 5 | 41.589
2021 | 11 | 23 | 6 | 43.9576
2021 | 11 | 23 | 7 | 49.8237
2021 | 11 | 23 | 8 | 56.9143
2021 | 11 | 23 | 9 | 57.3977
2021 | 11 | 23 | 10 | 53.4518
2021 | 11 | 23 | 11 | 50.7184
2021 | 11 | 23 | 12 | 49.0656
2021 | 11 | 23 | 13 | 47.5672
2021 | 11 | 23 | 14 | 47.6382
2021 | 11 | 23 | 15 | 49.6656
2021 | 11 | 23 | 16 | 56.2556
2021 | 11 | 23 | 17 | 65.0411
2021 | 11 | 23 | 18 | 69.9183
2021 | 11 | 23 | 19 | 68.1273
2021 | 11 | 23 | 20 | 66.5856
2021 | 11 | 23 | 21 | 64.1489
2021 | 11 | 23 | 22 | 61.0915
2021 | 11 | 23 | 23 | 56.8879
2021 | 11 | 24 | 0 | 50.1167
2021 | 11 | 24 | 1 | 48.683
2021 | 11 | 24 | 2 | 47.1772
2021 | 11 | 24 | 3 | 46.651
2021 | 11 | 24 | 4 | 46.7118
2021 | 11 | 24 | 5 | 47.3552
2021 | 11 | 24 | 6 | 48.9242
2021 | 11 | 24 | 7 | 53.9192
2021 | 11 | 24 | 8 | 58.5581
2021 | 11 | 24 | 9 | 55.9904
2021 | 11 | 24 | 10 | 51.614
2021 | 11 | 24 | 11 | 49.7732
2021 | 11 | 24 | 12 | 51.7375
2021 | 11 | 24 | 13 | 50.4638
2021 | 11 | 24 | 14 | 50.1036
2021 | 11 | 24 | 15 | 51.0674
2021 | 11 | 24 | 16 | 56.1911
2021 | 11 | 24 | 17 | 65.3213
2021 | 11 | 24 | 18 | 70.2128
2021 | 11 | 24 | 19 | 67.4857
2021 | 11 | 24 | 20 | 65.6841
2021 | 11 | 24 | 21 | 62.9985
2021 | 11 | 24 | 22 | 59.598
2021 | 11 | 24 | 23 | 55.1345
2021 | 11 | 25 | 0 | 51.1996
2021 | 11 | 25 | 1 | 47.2092
2021 | 11 | 25 | 2 | 45.4322
2021 | 11 | 25 | 3 | 44.6761
2021 | 11 | 25 | 4 | 44.4964
2021 | 11 | 25 | 5 | 45.0479
2021 | 11 | 25 | 6 | 47.1253
2021 | 11 | 25 | 7 | 52.2411
2021 | 11 | 25 | 8 | 58.133
2021 | 11 | 25 | 9 | 58.3738
2021 | 11 | 25 | 10 | 55.0704
2021 | 11 | 25 | 11 | 52.8675
2021 | 11 | 25 | 12 | 50.0706
2021 | 11 | 25 | 13 | 49.0671
2021 | 11 | 25 | 14 | 49.2001
2021 | 11 | 25 | 15 | 50.149
2021 | 11 | 25 | 16 | 54.3953
2021 | 11 | 25 | 17 | 63.042
2021 | 11 | 25 | 18 | 66.8581
2021 | 11 | 25 | 19 | 64.4589
2021 | 11 | 25 | 20 | 62.7435
2021 | 11 | 25 | 21 | 60.2572
2021 | 11 | 25 | 22 | 56.9843
2021 | 11 | 25 | 23 | 52.3832
2021 | 11 | 26 | 0 | 49.5357
2021 | 11 | 26 | 1 | 45.6739
2021 | 11 | 26 | 2 | 43.9131
2021 | 11 | 26 | 3 | 43.1863
2021 | 11 | 26 | 4 | 43.0777
2021 | 11 | 26 | 5 | 43.6403
2021 | 11 | 26 | 6 | 46.3032
2021 | 11 | 26 | 7 | 51.6069
2021 | 11 | 26 | 8 | 57.6041
2021 | 11 | 26 | 9 | 57.808
2021 | 11 | 26 | 10 | 53.5265
2021 | 11 | 26 | 11 | 51.2361
2021 | 11 | 26 | 12 | 49.8642
2021 | 11 | 26 | 13 | 48.3168
2021 | 11 | 26 | 14 | 47.7794
2021 | 11 | 26 | 15 | 48.4143
2021 | 11 | 26 | 16 | 53.8087
2021 | 11 | 26 | 17 | 62.2343
2021 | 11 | 26 | 18 | 66.0743
2021 | 11 | 26 | 19 | 64.9008
2021 | 11 | 26 | 20 | 63.602
2021 | 11 | 26 | 21 | 61.6227
2021 | 11 | 26 | 22 | 58.9443
2021 | 11 | 26 | 23 | 54.5917
2021 | 11 | 27 | 0 | 48.7312
2021 | 11 | 27 | 1 | 48.1029
2021 | 11 | 27 | 2 | 46.6435
2021 | 11 | 27 | 3 | 45.9502
2021 | 11 | 27 | 4 | 45.8192
2021 | 11 | 27 | 5 | 45.8939
2021 | 11 | 27 | 6 | 46.5314
2021 | 11 | 27 | 7 | 49.5991
2021 | 11 | 27 | 8 | 53.7631
2021 | 11 | 27 | 9 | 53.3501
2021 | 11 | 27 | 10 | 50.7377
2021 | 11 | 27 | 11 | 49.3298
2021 | 11 | 27 | 12 | 50.5395
2021 | 11 | 27 | 13 | 48.0948
2021 | 11 | 27 | 14 | 47.3806
2021 | 11 | 27 | 15 | 48.7143
2021 | 11 | 27 | 16 | 54.8082
2021 | 11 | 27 | 17 | 63.6445
2021 | 11 | 27 | 18 | 70.6996
2021 | 11 | 27 | 19 | 67.3365
2021 | 11 | 27 | 20 | 63.8854
2021 | 11 | 27 | 21 | 60.9003
2021 | 11 | 27 | 22 | 58.1223
2021 | 11 | 27 | 23 | 54.5374
2021 | 11 | 28 | 0 | 50.6925
2021 | 11 | 28 | 1 | 48.8739
2021 | 11 | 28 | 2 | 47.3458
2021 | 11 | 28 | 3 | 46.6756
2021 | 11 | 28 | 4 | 46.5332
2021 | 11 | 28 | 5 | 46.5353
2021 | 11 | 28 | 6 | 47.634
2021 | 11 | 28 | 7 | 49.6857
2021 | 11 | 28 | 8 | 53.0734
2021 | 11 | 28 | 9 | 52.6932
2021 | 11 | 28 | 10 | 51.019
2021 | 11 | 28 | 11 | 49.7125
2021 | 11 | 28 | 12 | 48.2519
2021 | 11 | 28 | 13 | 45.9676
2021 | 11 | 28 | 14 | 45.233
2021 | 11 | 28 | 15 | 46.4906
2021 | 11 | 28 | 16 | 52.3489
2021 | 11 | 28 | 17 | 61.3875
2021 | 11 | 28 | 18 | 70.0766
2021 | 11 | 28 | 19 | 68.0117
2021 | 11 | 28 | 20 | 65.451
2021 | 11 | 28 | 21 | 62.626
2021 | 11 | 28 | 22 | 59.2732
2021 | 11 | 28 | 23 | 55.3054
2021 | 11 | 29 | 0 | 52.3053
2021 | 11 | 29 | 1 | 49.134
2021 | 11 | 29 | 2 | 47.8203
2021 | 11 | 29 | 3 | 47.3342
2021 | 11 | 29 | 4 | 47.3871
2021 | 11 | 29 | 5 | 47.9487
2021 | 11 | 29 | 6 | 50.5323
2021 | 11 | 29 | 7 | 55.6643
2021 | 11 | 29 | 8 | 61.7171
2021 | 11 | 29 | 9 | 61.4714
2021 | 11 | 29 | 10 | 58.4343
2021 | 11 | 29 | 11 | 56.7748
2021 | 11 | 29 | 12 | 55.1578
2021 | 11 | 29 | 13 | 53.3939
2021 | 11 | 29 | 14 | 52.632
2021 | 11 | 29 | 15 | 54.031
2021 | 11 | 29 | 16 | 58.9943
2021 | 11 | 29 | 17 | 67.5002
2021 | 11 | 29 | 18 | 74.1853
2021 | 11 | 29 | 19 | 71.2857
2021 | 11 | 29 | 20 | 69.3516
2021 | 11 | 29 | 21 | 66.5285
2021 | 11 | 29 | 22 | 63.0753
2021 | 11 | 29 | 23 | 58.5807
2021 | 11 | 30 | 0 | 52.8338
2021 | 11 | 30 | 1 | 50.3057
2021 | 11 | 30 | 2 | 48.506
2021 | 11 | 30 | 3 | 47.7564
2021 | 11 | 30 | 4 | 47.5147
2021 | 11 | 30 | 5 | 47.8353
2021 | 11 | 30 | 6 | 49.3358
2021 | 11 | 30 | 7 | 54.6261
2021 | 11 | 30 | 8 | 61.052
2021 | 11 | 30 | 9 | 61.8971
2021 | 11 | 30 | 10 | 58.5282
2021 | 11 | 30 | 11 | 56.3503
2021 | 11 | 30 | 12 | 54.3888
2021 | 11 | 30 | 13 | 52.3538
2021 | 11 | 30 | 14 | 51.7953
2021 | 11 | 30 | 15 | 53.2841
2021 | 11 | 30 | 16 | 58.8613
2021 | 11 | 30 | 17 | 66.7276
2021 | 11 | 30 | 18 | 70.5383
2021 | 11 | 30 | 19 | 68.4262
2021 | 11 | 30 | 20 | 66.9656
2021 | 11 | 30 | 21 | 64.5513
2021 | 11 | 30 | 22 | 61.4111
2021 | 11 | 30 | 23 | 57.0353
2021 | 12 | 1 | 0 | 51.2257
2021 | 12 | 1 | 1 | 47.5591
2021 | 12 | 1 | 2 | 45.9185
2021 | 12 | 1 | 3 | 45.3623
2021 | 12 | 1 | 4 | 45.3797
2021 | 12 | 1 | 5 | 46.2781
2021 | 12 | 1 | 6 | 47.269
2021 | 12 | 1 | 7 | 52.4232
2021 | 12 | 1 | 8 | 59.1014
2021 | 12 | 1 | 9 | 60.7353
2021 | 12 | 1 | 10 | 58.3078
2021 | 12 | 1 | 11 | 55.6942
2021 | 12 | 1 | 12 | 54.4805
2021 | 12 | 1 | 13 | 54.5074
2021 | 12 | 1 | 14 | 55.3184
2021 | 12 | 1 | 15 | 55.3497
2021 | 12 | 1 | 16 | 58.7986
2021 | 12 | 1 | 17 | 65.7169
2021 | 12 | 1 | 18 | 71.6053
2021 | 12 | 1 | 19 | 69.4752
2021 | 12 | 1 | 20 | 68.1433
2021 | 12 | 1 | 21 | 65.8668
2021 | 12 | 1 | 22 | 62.593
2021 | 12 | 1 | 23 | 58.2141
2021 | 12 | 2 | 0 | 51.6551
2021 | 12 | 2 | 1 | 49.2122
2021 | 12 | 2 | 2 | 47.6498
2021 | 12 | 2 | 3 | 47.2217
2021 | 12 | 2 | 4 | 47.4344
2021 | 12 | 2 | 5 | 48.5538
2021 | 12 | 2 | 6 | 52.0454
2021 | 12 | 2 | 7 | 56.8491
2021 | 12 | 2 | 8 | 61.0535
2021 | 12 | 2 | 9 | 59.7036
2021 | 12 | 2 | 10 | 56.5943
2021 | 12 | 2 | 11 | 54.0111
2021 | 12 | 2 | 12 | 56.0942
2021 | 12 | 2 | 13 | 55.6445
2021 | 12 | 2 | 14 | 56.4535
2021 | 12 | 2 | 15 | 57.2977
2021 | 12 | 2 | 16 | 61.1291
2021 | 12 | 2 | 17 | 68.353
2021 | 12 | 2 | 18 | 75.391
2021 | 12 | 2 | 19 | 73.1275
2021 | 12 | 2 | 20 | 71.8079
2021 | 12 | 2 | 21 | 69.563
2021 | 12 | 2 | 22 | 66.4102
2021 | 12 | 2 | 23 | 61.8235
2021 | 12 | 3 | 0 | 56.4209
2021 | 12 | 3 | 1 | 54.2555
2021 | 12 | 3 | 2 | 52.6495
2021 | 12 | 3 | 3 | 52.0999
2021 | 12 | 3 | 4 | 52.2341
2021 | 12 | 3 | 5 | 53.1508
2021 | 12 | 3 | 6 | 55.3536
2021 | 12 | 3 | 7 | 60.5845
2021 | 12 | 3 | 8 | 66.5456
2021 | 12 | 3 | 9 | 67.5449
2021 | 12 | 3 | 10 | 64.7523
2021 | 12 | 3 | 11 | 60.8581
2021 | 12 | 3 | 12 | 58.5244
2021 | 12 | 3 | 13 | 58.0632
2021 | 12 | 3 | 14 | 58.1811
2021 | 12 | 3 | 15 | 58.6224
2021 | 12 | 3 | 16 | 62.6155
2021 | 12 | 3 | 17 | 69.3894
2021 | 12 | 3 | 18 | 73.8619
2021 | 12 | 3 | 19 | 73.5004
2021 | 12 | 3 | 20 | 72.7578
2021 | 12 | 3 | 21 | 70.909
2021 | 12 | 3 | 22 | 68.245
2021 | 12 | 3 | 23 | 63.6648
2021 | 12 | 4 | 0 | 57.9427
2021 | 12 | 4 | 1 | 56.421
2021 | 12 | 4 | 2 | 55.0347
2021 | 12 | 4 | 3 | 54.4658
2021 | 12 | 4 | 4 | 54.3829
2021 | 12 | 4 | 5 | 55.0406
2021 | 12 | 4 | 6 | 55.7386
2021 | 12 | 4 | 7 | 58.2371
2021 | 12 | 4 | 8 | 60.7501
2021 | 12 | 4 | 9 | 61.2674
2021 | 12 | 4 | 10 | 60.8941
2021 | 12 | 4 | 11 | 59.3533
2021 | 12 | 4 | 12 | 57.0061
2021 | 12 | 4 | 13 | 55.2111
2021 | 12 | 4 | 14 | 54.3861
2021 | 12 | 4 | 15 | 54.9862
2021 | 12 | 4 | 16 | 58.8886
2021 | 12 | 4 | 17 | 65.5163
2021 | 12 | 4 | 18 | 74.1671
2021 | 12 | 4 | 19 | 73.4934
2021 | 12 | 4 | 20 | 70.8463
2021 | 12 | 4 | 21 | 68.3035
2021 | 12 | 4 | 22 | 65.4373
2021 | 12 | 4 | 23 | 61.6575
2021 | 12 | 5 | 0 | 58.0597
2021 | 12 | 5 | 1 | 53.0052
2021 | 12 | 5 | 2 | 51.2561
2021 | 12 | 5 | 3 | 50.3641
2021 | 12 | 5 | 4 | 49.9628
2021 | 12 | 5 | 5 | 50.2
2021 | 12 | 5 | 6 | 50.7581
2021 | 12 | 5 | 7 | 52.6117
2021 | 12 | 5 | 8 | 56.6768
2021 | 12 | 5 | 9 | 60.0869
2021 | 12 | 5 | 10 | 60.7972
2021 | 12 | 5 | 11 | 58.9963
2021 | 12 | 5 | 12 | 55.6324
2021 | 12 | 5 | 13 | 55.8122
2021 | 12 | 5 | 14 | 55.3746
2021 | 12 | 5 | 15 | 55.7351
2021 | 12 | 5 | 16 | 58.8385
2021 | 12 | 5 | 17 | 64.6327
2021 | 12 | 5 | 18 | 69.5981
2021 | 12 | 5 | 19 | 68.9307
2021 | 12 | 5 | 20 | 66.6668
2021 | 12 | 5 | 21 | 63.9487
2021 | 12 | 5 | 22 | 60.4144
2021 | 12 | 5 | 23 | 56.321
2021 | 12 | 6 | 0 | 52.2646
2021 | 12 | 6 | 1 | 49.8396
2021 | 12 | 6 | 2 | 48.495
2021 | 12 | 6 | 3 | 48.0734
2021 | 12 | 6 | 4 | 48.1767
2021 | 12 | 6 | 5 | 49.0321
2021 | 12 | 6 | 6 | 51.6798
2021 | 12 | 6 | 7 | 56.5336
2021 | 12 | 6 | 8 | 62.3745
2021 | 12 | 6 | 9 | 63.6784
2021 | 12 | 6 | 10 | 61.9769
2021 | 12 | 6 | 11 | 60.1017
2021 | 12 | 6 | 12 | 57.2317
2021 | 12 | 6 | 13 | 56.6881
2021 | 12 | 6 | 14 | 57.3473
2021 | 12 | 6 | 15 | 57.3876
2021 | 12 | 6 | 16 | 59.4592
2021 | 12 | 6 | 17 | 65.3472
2021 | 12 | 6 | 18 | 71.0937
2021 | 12 | 6 | 19 | 70.7212
2021 | 12 | 6 | 20 | 70.0174
2021 | 12 | 6 | 21 | 67.8823
2021 | 12 | 6 | 22 | 64.5124
2021 | 12 | 6 | 23 | 59.9109
2021 | 12 | 7 | 0 | 55.4047
2021 | 12 | 7 | 1 | 52.8031
2021 | 12 | 7 | 2 | 51.1479
2021 | 12 | 7 | 3 | 50.608
2021 | 12 | 7 | 4 | 50.6213
2021 | 12 | 7 | 5 | 51.3527
2021 | 12 | 7 | 6 | 54.4345
2021 | 12 | 7 | 7 | 59.4536
2021 | 12 | 7 | 8 | 64.6601
2021 | 12 | 7 | 9 | 64.6266
2021 | 12 | 7 | 10 | 61.6463
2021 | 12 | 7 | 11 | 59.2327
2021 | 12 | 7 | 12 | 60.1062
2021 | 12 | 7 | 13 | 58.9455
2021 | 12 | 7 | 14 | 58.8202
2021 | 12 | 7 | 15 | 59.7103
2021 | 12 | 7 | 16 | 63.9197
2021 | 12 | 7 | 17 | 69.8639
2021 | 12 | 7 | 18 | 73.2691
2021 | 12 | 7 | 19 | 72.2721
2021 | 12 | 7 | 20 | 71.5451
2021 | 12 | 7 | 21 | 69.4238
2021 | 12 | 7 | 22 | 66.2991
2021 | 12 | 7 | 23 | 61.7962
2021 | 12 | 8 | 0 | 56.3543
2021 | 12 | 8 | 1 | 52.6894
2021 | 12 | 8 | 2 | 50.9726
2021 | 12 | 8 | 3 | 50.281
2021 | 12 | 8 | 4 | 50.1338
2021 | 12 | 8 | 5 | 50.7105
2021 | 12 | 8 | 6 | 52.0398
2021 | 12 | 8 | 7 | 56.9016
2021 | 12 | 8 | 8 | 63.1004
2021 | 12 | 8 | 9 | 64.6193
2021 | 12 | 8 | 10 | 62.5689
2021 | 12 | 8 | 11 | 60.1386
2021 | 12 | 8 | 12 | 59.0347
2021 | 12 | 8 | 13 | 58.5915
2021 | 12 | 8 | 14 | 58.6918
2021 | 12 | 8 | 15 | 58.6477
2021 | 12 | 8 | 16 | 61.7499
2021 | 12 | 8 | 17 | 68.5643
2021 | 12 | 8 | 18 | 71.751
2021 | 12 | 8 | 19 | 69.4141
2021 | 12 | 8 | 20 | 68.1563
2021 | 12 | 8 | 21 | 65.8084
2021 | 12 | 8 | 22 | 62.4321
2021 | 12 | 8 | 23 | 57.8383
2021 | 12 | 9 | 0 | 53.133
2021 | 12 | 9 | 1 | 50.6711
2021 | 12 | 9 | 2 | 49.0592
2021 | 12 | 9 | 3 | 48.6049
2021 | 12 | 9 | 4 | 48.7254
2021 | 12 | 9 | 5 | 49.685
2021 | 12 | 9 | 6 | 52.1098
2021 | 12 | 9 | 7 | 57.1792
2021 | 12 | 9 | 8 | 63.3324
2021 | 12 | 9 | 9 | 64.751
2021 | 12 | 9 | 10 | 62.21
2021 | 12 | 9 | 11 | 58.9632
2021 | 12 | 9 | 12 | 57.0619
2021 | 12 | 9 | 13 | 56.5628
2021 | 12 | 9 | 14 | 57.1993
2021 | 12 | 9 | 15 | 58.0282
2021 | 12 | 9 | 16 | 61.6442
2021 | 12 | 9 | 17 | 68.906
2021 | 12 | 9 | 18 | 72.6767
2021 | 12 | 9 | 19 | 72.7161
2021 | 12 | 9 | 20 | 72.3951
2021 | 12 | 9 | 21 | 70.785
2021 | 12 | 9 | 22 | 67.8553
2021 | 12 | 9 | 23 | 63.2187
2021 | 12 | 10 | 0 | 56.9957
2021 | 12 | 10 | 1 | 54.2086
2021 | 12 | 10 | 2 | 52.6581
2021 | 12 | 10 | 3 | 52.1369
2021 | 12 | 10 | 4 | 52.2143
2021 | 12 | 10 | 5 | 52.9492
2021 | 12 | 10 | 6 | 54.9759
2021 | 12 | 10 | 7 | 59.9719
2021 | 12 | 10 | 8 | 65.2667
2021 | 12 | 10 | 9 | 65.4875
2021 | 12 | 10 | 10 | 62.1924
2021 | 12 | 10 | 11 | 59.4007
2021 | 12 | 10 | 12 | 57.6455
2021 | 12 | 10 | 13 | 56.879
2021 | 12 | 10 | 14 | 55.5753
2021 | 12 | 10 | 15 | 55.494
2021 | 12 | 10 | 16 | 58.8897
2021 | 12 | 10 | 17 | 65.2952
2021 | 12 | 10 | 18 | 71.602
2021 | 12 | 10 | 19 | 71.7209
2021 | 12 | 10 | 20 | 71.3237
2021 | 12 | 10 | 21 | 69.6959
2021 | 12 | 10 | 22 | 67.1707
2021 | 12 | 10 | 23 | 62.6311
2021 | 12 | 11 | 0 | 55.6684
2021 | 12 | 11 | 1 | 52.6403
2021 | 12 | 11 | 2 | 50.8708
2021 | 12 | 11 | 3 | 49.9791
2021 | 12 | 11 | 4 | 49.5201
2021 | 12 | 11 | 5 | 49.6657
2021 | 12 | 11 | 6 | 48.4118
2021 | 12 | 11 | 7 | 50.8444
2021 | 12 | 11 | 8 | 54.7619
2021 | 12 | 11 | 9 | 57.1811
2021 | 12 | 11 | 10 | 57.0138
2021 | 12 | 11 | 11 | 55.7963
2021 | 12 | 11 | 12 | 51.0584
2021 | 12 | 11 | 13 | 50.3923
2021 | 12 | 11 | 14 | 48.8857
2021 | 12 | 11 | 15 | 48.7309
2021 | 12 | 11 | 16 | 51.2797
2021 | 12 | 11 | 17 | 57.1005
2021 | 12 | 11 | 18 | 64.4042
2021 | 12 | 11 | 19 | 63.9188
2021 | 12 | 11 | 20 | 61.6371
2021 | 12 | 11 | 21 | 59.2355
2021 | 12 | 11 | 22 | 56.5336
2021 | 12 | 11 | 23 | 52.7926
2021 | 12 | 12 | 0 | 50.1865
2021 | 12 | 12 | 1 | 46.5513
2021 | 12 | 12 | 2 | 44.9321
2021 | 12 | 12 | 3 | 44.1081
2021 | 12 | 12 | 4 | 43.8366
2021 | 12 | 12 | 5 | 43.9237
2021 | 12 | 12 | 6 | 44.5004
2021 | 12 | 12 | 7 | 45.9326
2021 | 12 | 12 | 8 | 47.9829
2021 | 12 | 12 | 9 | 48.4869
2021 | 12 | 12 | 10 | 47.8593
2021 | 12 | 12 | 11 | 47.6073
2021 | 12 | 12 | 12 | 50.689
2021 | 12 | 12 | 13 | 50.8389
2021 | 12 | 12 | 14 | 50.9623
2021 | 12 | 12 | 15 | 51.2203
2021 | 12 | 12 | 16 | 54.3393
2021 | 12 | 12 | 17 | 60.866
2021 | 12 | 12 | 18 | 67.1172
2021 | 12 | 12 | 19 | 64.1677
2021 | 12 | 12 | 20 | 61.3087
2021 | 12 | 12 | 21 | 58.3785
2021 | 12 | 12 | 22 | 54.9088
2021 | 12 | 12 | 23 | 50.8081
2021 | 12 | 13 | 0 | 48.1147
2021 | 12 | 13 | 1 | 44.6617
2021 | 12 | 13 | 2 | 43.1157
2021 | 12 | 13 | 3 | 42.5061
2021 | 12 | 13 | 4 | 42.3859
2021 | 12 | 13 | 5 | 43.0202
2021 | 12 | 13 | 6 | 45.5677
2021 | 12 | 13 | 7 | 50.2597
2021 | 12 | 13 | 8 | 55.6221
2021 | 12 | 13 | 9 | 56.8125
2021 | 12 | 13 | 10 | 55.7511
2021 | 12 | 13 | 11 | 55.2991
2021 | 12 | 13 | 12 | 52.8871
2021 | 12 | 13 | 13 | 52.133
2021 | 12 | 13 | 14 | 51.7918
2021 | 12 | 13 | 15 | 51.5252
2021 | 12 | 13 | 16 | 53.6968
2021 | 12 | 13 | 17 | 59.5049
2021 | 12 | 13 | 18 | 64.2821
2021 | 12 | 13 | 19 | 64.2578
2021 | 12 | 13 | 20 | 63.6799
2021 | 12 | 13 | 21 | 61.5998
2021 | 12 | 13 | 22 | 58.5129
2021 | 12 | 13 | 23 | 54.0848
2021 | 12 | 14 | 0 | 48.8717
2021 | 12 | 14 | 1 | 45.5624
2021 | 12 | 14 | 2 | 43.8377
2021 | 12 | 14 | 3 | 43.302
2021 | 12 | 14 | 4 | 43.2354
2021 | 12 | 14 | 5 | 43.939
2021 | 12 | 14 | 6 | 46.2016
2021 | 12 | 14 | 7 | 51.1609
2021 | 12 | 14 | 8 | 56.1664
2021 | 12 | 14 | 9 | 56.2154
2021 | 12 | 14 | 10 | 53.2671
2021 | 12 | 14 | 11 | 51.6768
2021 | 12 | 14 | 12 | 52.4788
2021 | 12 | 14 | 13 | 51.7442
2021 | 12 | 14 | 14 | 52.0609
2021 | 12 | 14 | 15 | 52.7653
2021 | 12 | 14 | 16 | 56.2063
2021 | 12 | 14 | 17 | 62.8892
2021 | 12 | 14 | 18 | 67.7949
2021 | 12 | 14 | 19 | 65.4164
2021 | 12 | 14 | 20 | 63.9918
2021 | 12 | 14 | 21 | 61.6231
2021 | 12 | 14 | 22 | 58.3381
2021 | 12 | 14 | 23 | 53.7737
2021 | 12 | 15 | 0 | 49.8889
2021 | 12 | 15 | 1 | 46.2617
2021 | 12 | 15 | 2 | 44.3784
2021 | 12 | 15 | 3 | 43.6175
2021 | 12 | 15 | 4 | 43.4025
2021 | 12 | 15 | 5 | 43.9481
2021 | 12 | 15 | 6 | 46.4602
2021 | 12 | 15 | 7 | 51.3622
2021 | 12 | 15 | 8 | 57.4612
2021 | 12 | 15 | 9 | 59.2255
2021 | 12 | 15 | 10 | 57.5037
2021 | 12 | 15 | 11 | 55.6801
2021 | 12 | 15 | 12 | 53.7885
2021 | 12 | 15 | 13 | 53.456
2021 | 12 | 15 | 14 | 52.9887
2021 | 12 | 15 | 15 | 52.9394
2021 | 12 | 15 | 16 | 56.0614
2021 | 12 | 15 | 17 | 63.3998
2021 | 12 | 15 | 18 | 68.3311
2021 | 12 | 15 | 19 | 65.8456
2021 | 12 | 15 | 20 | 64.4489
2021 | 12 | 15 | 21 | 62.0915
2021 | 12 | 15 | 22 | 58.7846
2021 | 12 | 15 | 23 | 54.2205
2021 | 12 | 16 | 0 | 49.4647
2021 | 12 | 16 | 1 | 45.7737
2021 | 12 | 16 | 2 | 43.9212
2021 | 12 | 16 | 3 | 43.2506
2021 | 12 | 16 | 4 | 43.1122
2021 | 12 | 16 | 5 | 43.8375
2021 | 12 | 16 | 6 | 46.1766
2021 | 12 | 16 | 7 | 51.1141
2021 | 12 | 16 | 8 | 56.9433
2021 | 12 | 16 | 9 | 58.5807
2021 | 12 | 16 | 10 | 56.5104
2021 | 12 | 16 | 11 | 54.427
2021 | 12 | 16 | 12 | 53.3456
2021 | 12 | 16 | 13 | 53.0129
2021 | 12 | 16 | 14 | 53.513
2021 | 12 | 16 | 15 | 54.1113
2021 | 12 | 16 | 16 | 57.3194
2021 | 12 | 16 | 17 | 65.2035
2021 | 12 | 16 | 18 | 68.0067
2021 | 12 | 16 | 19 | 65.6227
2021 | 12 | 16 | 20 | 64.2061
2021 | 12 | 16 | 21 | 61.9935
2021 | 12 | 16 | 22 | 58.7663
2021 | 12 | 16 | 23 | 54.0187
2021 | 12 | 17 | 0 | 50.9267
2021 | 12 | 17 | 1 | 50.2391
2021 | 12 | 17 | 2 | 48.6361
2021 | 12 | 17 | 3 | 48.2333
2021 | 12 | 17 | 4 | 48.4575
2021 | 12 | 17 | 5 | 49.3964
2021 | 12 | 17 | 6 | 53.0108
2021 | 12 | 17 | 7 | 58.3059
2021 | 12 | 17 | 8 | 63.8333
2021 | 12 | 17 | 9 | 63.4618
2021 | 12 | 17 | 10 | 59.4937
2021 | 12 | 17 | 11 | 56.0265
2021 | 12 | 17 | 12 | 54.3248
2021 | 12 | 17 | 13 | 53.7272
2021 | 12 | 17 | 14 | 52.9575
2021 | 12 | 17 | 15 | 53.4799
2021 | 12 | 17 | 16 | 57.295
2021 | 12 | 17 | 17 | 65.1435
2021 | 12 | 17 | 18 | 73.1959
2021 | 12 | 17 | 19 | 72.918
2021 | 12 | 17 | 20 | 72.3016
2021 | 12 | 17 | 21 | 70.7182
2021 | 12 | 17 | 22 | 68.0877
2021 | 12 | 17 | 23 | 63.425
2021 | 12 | 18 | 0 | 58.1305
2021 | 12 | 18 | 1 | 56.3308
2021 | 12 | 18 | 2 | 54.7651
2021 | 12 | 18 | 3 | 54.172
2021 | 12 | 18 | 4 | 53.8846
2021 | 12 | 18 | 5 | 54.0922
2021 | 12 | 18 | 6 | 54.5005
2021 | 12 | 18 | 7 | 56.9994
2021 | 12 | 18 | 8 | 60.0633
2021 | 12 | 18 | 9 | 60.6633
2021 | 12 | 18 | 10 | 60.333
2021 | 12 | 18 | 11 | 58.7845
2021 | 12 | 18 | 12 | 59.0491
2021 | 12 | 18 | 13 | 56.8065
2021 | 12 | 18 | 14 | 56.083
2021 | 12 | 18 | 15 | 56.8986
2021 | 12 | 18 | 16 | 61.4228
2021 | 12 | 18 | 17 | 68.727
2021 | 12 | 18 | 18 | 74.1613
2021 | 12 | 18 | 19 | 72.0576
2021 | 12 | 18 | 20 | 69.075
2021 | 12 | 18 | 21 | 66.3273
2021 | 12 | 18 | 22 | 63.3221
2021 | 12 | 18 | 23 | 59.4171
2021 | 12 | 19 | 0 | 55.3897
2021 | 12 | 19 | 1 | 50.8776
2021 | 12 | 19 | 2 | 49.0252
2021 | 12 | 19 | 3 | 48.1054
2021 | 12 | 19 | 4 | 47.5625
2021 | 12 | 19 | 5 | 47.4463
2021 | 12 | 19 | 6 | 47.4041
2021 | 12 | 19 | 7 | 48.6728
2021 | 12 | 19 | 8 | 51.0787
2021 | 12 | 19 | 9 | 51.9494
2021 | 12 | 19 | 10 | 51.3029
2021 | 12 | 19 | 11 | 51.2435
2021 | 12 | 19 | 12 | 52.9402
2021 | 12 | 19 | 13 | 52.2444
2021 | 12 | 19 | 14 | 51.5198
2021 | 12 | 19 | 15 | 52.0263
2021 | 12 | 19 | 16 | 56.1592
2021 | 12 | 19 | 17 | 63.6695
2021 | 12 | 19 | 18 | 67.6507
2021 | 12 | 19 | 19 | 65.1272
2021 | 12 | 19 | 20 | 62.4327
2021 | 12 | 19 | 21 | 59.6291
2021 | 12 | 19 | 22 | 56.1701
2021 | 12 | 19 | 23 | 52.0511
2021 | 12 | 20 | 0 | 48.3376
2021 | 12 | 20 | 1 | 45.6026
2021 | 12 | 20 | 2 | 43.9311
2021 | 12 | 20 | 3 | 43.223
2021 | 12 | 20 | 4 | 42.9274
2021 | 12 | 20 | 5 | 43.348
2021 | 12 | 20 | 6 | 45.578
2021 | 12 | 20 | 7 | 50.2694
2021 | 12 | 20 | 8 | 55.9525
2021 | 12 | 20 | 9 | 57.6796
2021 | 12 | 20 | 10 | 56.5734
2021 | 12 | 20 | 11 | 56.3515
2021 | 12 | 20 | 12 | 54.7658
2021 | 12 | 20 | 13 | 54.1039
2021 | 12 | 20 | 14 | 53.9391
2021 | 12 | 20 | 15 | 53.6008
2021 | 12 | 20 | 16 | 55.6692
2021 | 12 | 20 | 17 | 62.1628
2021 | 12 | 20 | 18 | 66.9702
2021 | 12 | 20 | 19 | 64.5583
2021 | 12 | 20 | 20 | 63.0014
2021 | 12 | 20 | 21 | 60.5353
2021 | 12 | 20 | 22 | 57.0981
2021 | 12 | 20 | 23 | 52.5375
2021 | 12 | 21 | 0 | 48.9197
2021 | 12 | 21 | 1 | 44.8157
2021 | 12 | 21 | 2 | 42.9374
2021 | 12 | 21 | 3 | 42.3091
2021 | 12 | 21 | 4 | 42.143
2021 | 12 | 21 | 5 | 42.7169
2021 | 12 | 21 | 6 | 45.3022
2021 | 12 | 21 | 7 | 50.4585
2021 | 12 | 21 | 8 | 56.3102
2021 | 12 | 21 | 9 | 57.9773
2021 | 12 | 21 | 10 | 55.7982
2021 | 12 | 21 | 11 | 54.3189
2021 | 12 | 21 | 12 | 54.1343
2021 | 12 | 21 | 13 | 53.0254
2021 | 12 | 21 | 14 | 52.8573
2021 | 12 | 21 | 15 | 53.5961
2021 | 12 | 21 | 16 | 57.7717
2021 | 12 | 21 | 17 | 64.71
2021 | 12 | 21 | 18 | 70.0359
2021 | 12 | 21 | 19 | 67.5321
2021 | 12 | 21 | 20 | 66.0781
2021 | 12 | 21 | 21 | 63.8031
2021 | 12 | 21 | 22 | 60.6374
2021 | 12 | 21 | 23 | 56.184
2021 | 12 | 22 | 0 | 50.7556
2021 | 12 | 22 | 1 | 47.4034
2021 | 12 | 22 | 2 | 45.6028
2021 | 12 | 22 | 3 | 44.9732
2021 | 12 | 22 | 4 | 44.8706
2021 | 12 | 22 | 5 | 45.442
2021 | 12 | 22 | 6 | 47.4234
2021 | 12 | 22 | 7 | 52.4665
2021 | 12 | 22 | 8 | 58.5296
2021 | 12 | 22 | 9 | 60.1222
2021 | 12 | 22 | 10 | 58.1327
2021 | 12 | 22 | 11 | 56.2631
2021 | 12 | 22 | 12 | 56.4785
2021 | 12 | 22 | 13 | 55.8379
2021 | 12 | 22 | 14 | 55.3414
2021 | 12 | 22 | 15 | 55.797
2021 | 12 | 22 | 16 | 59.8716
2021 | 12 | 22 | 17 | 68.2314
2021 | 12 | 22 | 18 | 73.9215
2021 | 12 | 22 | 19 | 70.9618
2021 | 12 | 22 | 20 | 69.3593
2021 | 12 | 22 | 21 | 66.9801
2021 | 12 | 22 | 22 | 63.7126
2021 | 12 | 22 | 23 | 59.1533
2021 | 12 | 23 | 0 | 52.5842
2021 | 12 | 23 | 1 | 49.2227
2021 | 12 | 23 | 2 | 47.3603
2021 | 12 | 23 | 3 | 46.6673
2021 | 12 | 23 | 4 | 46.4704
2021 | 12 | 23 | 5 | 47.0313
2021 | 12 | 23 | 6 | 48.9933
2021 | 12 | 23 | 7 | 53.8092
2021 | 12 | 23 | 8 | 58.989
2021 | 12 | 23 | 9 | 60.0506
2021 | 12 | 23 | 10 | 58.2633
2021 | 12 | 23 | 11 | 56.3408
2021 | 12 | 23 | 12 | 56.4832
2021 | 12 | 23 | 13 | 56.2032
2021 | 12 | 23 | 14 | 56.1139
2021 | 12 | 23 | 15 | 56.9248
2021 | 12 | 23 | 16 | 60.4884
2021 | 12 | 23 | 17 | 69.0323
2021 | 12 | 23 | 18 | 74.8116
2021 | 12 | 23 | 19 | 71.6482
2021 | 12 | 23 | 20 | 69.8747
2021 | 12 | 23 | 21 | 67.5273
2021 | 12 | 23 | 22 | 64.4046
2021 | 12 | 23 | 23 | 59.7091
2021 | 12 | 24 | 0 | 53.1106
2021 | 12 | 24 | 1 | 49.7186
2021 | 12 | 24 | 2 | 47.6008
2021 | 12 | 24 | 3 | 46.8079
2021 | 12 | 24 | 4 | 46.3098
2021 | 12 | 24 | 5 | 46.8621
2021 | 12 | 24 | 6 | 48.5433
2021 | 12 | 24 | 7 | 54.0082
2021 | 12 | 24 | 8 | 61.004
2021 | 12 | 24 | 9 | 63.426
2021 | 12 | 24 | 10 | 61.2393
2021 | 12 | 24 | 11 | 58.4378
2021 | 12 | 24 | 12 | 57.0042
2021 | 12 | 24 | 13 | 56.0559
2021 | 12 | 24 | 14 | 57.3597
2021 | 12 | 24 | 15 | 56.9428
2021 | 12 | 24 | 16 | 59.3456
2021 | 12 | 24 | 17 | 66.2782
2021 | 12 | 24 | 18 | 69.0825
2021 | 12 | 24 | 19 | 65.3588
2021 | 12 | 24 | 20 | 63.0843
2021 | 12 | 24 | 21 | 61.2992
2021 | 12 | 24 | 22 | 59.6002
2021 | 12 | 24 | 23 | 56.3076
2021 | 12 | 25 | 0 | 51.2337
2021 | 12 | 25 | 1 | 44.0577
2021 | 12 | 25 | 2 | 41.5856
2021 | 12 | 25 | 3 | 40.4136
2021 | 12 | 25 | 4 | 40.0943
2021 | 12 | 25 | 5 | 40.3662
2021 | 12 | 25 | 6 | 41.1449
2021 | 12 | 25 | 7 | 44.6567
2021 | 12 | 25 | 8 | 49.5795
2021 | 12 | 25 | 9 | 52.876
2021 | 12 | 25 | 10 | 47.3051
2021 | 12 | 25 | 11 | 42.9483
2021 | 12 | 25 | 12 | 43.5468
2021 | 12 | 25 | 13 | 43.1205
2021 | 12 | 25 | 14 | 42.8327
2021 | 12 | 25 | 15 | 39.3688
2021 | 12 | 25 | 16 | 46.9124
2021 | 12 | 25 | 17 | 58.9537
2021 | 12 | 25 | 18 | 63.7109
2021 | 12 | 25 | 19 | 59.9313
2021 | 12 | 25 | 20 | 57.4216
2021 | 12 | 25 | 21 | 56.0256
2021 | 12 | 25 | 22 | 54.7222
2021 | 12 | 25 | 23 | 52.4798
2021 | 12 | 26 | 0 | 50.822
2021 | 12 | 26 | 1 | 46.4989
2021 | 12 | 26 | 2 | 44.7687
2021 | 12 | 26 | 3 | 44.0219
2021 | 12 | 26 | 4 | 43.8456
2021 | 12 | 26 | 5 | 44.0316
2021 | 12 | 26 | 6 | 44.2726
2021 | 12 | 26 | 7 | 45.8203
2021 | 12 | 26 | 8 | 50.1163
2021 | 12 | 26 | 9 | 53.8733
2021 | 12 | 26 | 10 | 53.2281
2021 | 12 | 26 | 11 | 52.8414
2021 | 12 | 26 | 12 | 54.2964
2021 | 12 | 26 | 13 | 54.1572
2021 | 12 | 26 | 14 | 52.8594
2021 | 12 | 26 | 15 | 52.504
2021 | 12 | 26 | 16 | 58.1143
2021 | 12 | 26 | 17 | 66.8017
2021 | 12 | 26 | 18 | 69.9002
2021 | 12 | 26 | 19 | 66.5936
2021 | 12 | 26 | 20 | 63.8286
2021 | 12 | 26 | 21 | 61.1026
2021 | 12 | 26 | 22 | 58.0784
2021 | 12 | 26 | 23 | 54.8579
2021 | 12 | 27 | 0 | 50.3439
2021 | 12 | 27 | 1 | 51.3531
2021 | 12 | 27 | 2 | 50.3497
2021 | 12 | 27 | 3 | 49.6802
2021 | 12 | 27 | 4 | 49.3366
2021 | 12 | 27 | 5 | 49.1642
2021 | 12 | 27 | 6 | 49.6067
2021 | 12 | 27 | 7 | 51.6236
2021 | 12 | 27 | 8 | 56.435
2021 | 12 | 27 | 9 | 61.2165
2021 | 12 | 27 | 10 | 68.1531
2021 | 12 | 27 | 11 | 70.9229
2021 | 12 | 27 | 12 | 66.4841
2021 | 12 | 27 | 13 | 66.0649
2021 | 12 | 27 | 14 | 66.0041
2021 | 12 | 27 | 15 | 69.682
2021 | 12 | 27 | 16 | 68.1784
2021 | 12 | 27 | 17 | 70.0655
2021 | 12 | 27 | 18 | 73.2358
2021 | 12 | 27 | 19 | 69.0968
2021 | 12 | 27 | 20 | 64.9412
2021 | 12 | 27 | 21 | 61.4913
2021 | 12 | 27 | 22 | 57.7542
2021 | 12 | 27 | 23 | 53.3033
2021 | 12 | 28 | 0 | 49.6259
2021 | 12 | 28 | 1 | 46.4811
2021 | 12 | 28 | 2 | 44.6304
2021 | 12 | 28 | 3 | 43.6719
2021 | 12 | 28 | 4 | 43.2543
2021 | 12 | 28 | 5 | 43.2619
2021 | 12 | 28 | 6 | 44.7274
2021 | 12 | 28 | 7 | 47.7876
2021 | 12 | 28 | 8 | 52.455
2021 | 12 | 28 | 9 | 56.7601
2021 | 12 | 28 | 10 | 59.0792
2021 | 12 | 28 | 11 | 59.6173
2021 | 12 | 28 | 12 | 58.5438
2021 | 12 | 28 | 13 | 58.0103
2021 | 12 | 28 | 14 | 58.7329
2021 | 12 | 28 | 15 | 59.3493
2021 | 12 | 28 | 16 | 61.0399
2021 | 12 | 28 | 17 | 66.0553
2021 | 12 | 28 | 18 | 71.6425
2021 | 12 | 28 | 19 | 68.9629
2021 | 12 | 28 | 20 | 66.6928
2021 | 12 | 28 | 21 | 64.1555
2021 | 12 | 28 | 22 | 61.1228
2021 | 12 | 28 | 23 | 56.8717
2021 | 12 | 29 | 0 | 53.3936
2021 | 12 | 29 | 1 | 50.6475
2021 | 12 | 29 | 2 | 48.8605
2021 | 12 | 29 | 3 | 48.0217
2021 | 12 | 29 | 4 | 47.8333
2021 | 12 | 29 | 5 | 48.0289
2021 | 12 | 29 | 6 | 49.6749
2021 | 12 | 29 | 7 | 53.4955
2021 | 12 | 29 | 8 | 58.5315
2021 | 12 | 29 | 9 | 61.5221
2021 | 12 | 29 | 10 | 60.494
2021 | 12 | 29 | 11 | 59.4161
2021 | 12 | 29 | 12 | 58.615
2021 | 12 | 29 | 13 | 57.44
2021 | 12 | 29 | 14 | 55.7772
2021 | 12 | 29 | 15 | 57.6676
2021 | 12 | 29 | 16 | 60.7077
2021 | 12 | 29 | 17 | 67.6021
2021 | 12 | 29 | 18 | 71.2874
2021 | 12 | 29 | 19 | 68.7837
2021 | 12 | 29 | 20 | 67.0323
2021 | 12 | 29 | 21 | 64.5375
2021 | 12 | 29 | 22 | 61.061
2021 | 12 | 29 | 23 | 56.7514
2021 | 12 | 30 | 0 | 53.5958
2021 | 12 | 30 | 1 | 48.8959
2021 | 12 | 30 | 2 | 47.1511
2021 | 12 | 30 | 3 | 46.3989
2021 | 12 | 30 | 4 | 46.2476
2021 | 12 | 30 | 5 | 46.6024
2021 | 12 | 30 | 6 | 48.4448
2021 | 12 | 30 | 7 | 52.1947
2021 | 12 | 30 | 8 | 56.6604
2021 | 12 | 30 | 9 | 59.3999
2021 | 12 | 30 | 10 | 58.3911
2021 | 12 | 30 | 11 | 57.2299
2021 | 12 | 30 | 12 | 55.5987
2021 | 12 | 30 | 13 | 54.8826
2021 | 12 | 30 | 14 | 53.8809
2021 | 12 | 30 | 15 | 56.0342
2021 | 12 | 30 | 16 | 58.6013
2021 | 12 | 30 | 17 | 65.5136
2021 | 12 | 30 | 18 | 69.424
2021 | 12 | 30 | 19 | 67.9676
2021 | 12 | 30 | 20 | 66.5193
2021 | 12 | 30 | 21 | 64.3914
2021 | 12 | 30 | 22 | 61.1809
2021 | 12 | 30 | 23 | 56.8146
2021 | 12 | 31 | 0 | 52.901
2021 | 12 | 31 | 1 | 46.3899
2021 | 12 | 31 | 2 | 44.1732
2021 | 12 | 31 | 3 | 42.7449
2021 | 12 | 31 | 4 | 42.3326
2021 | 12 | 31 | 5 | 42.4981
2021 | 12 | 31 | 6 | 45.5705
2021 | 12 | 31 | 7 | 49.1708
2021 | 12 | 31 | 8 | 53.2532
2021 | 12 | 31 | 9 | 56.0043
2021 | 12 | 31 | 10 | 55.449
2021 | 12 | 31 | 11 | 57.3534
2021 | 12 | 31 | 12 | 59.7947
2021 | 12 | 31 | 13 | 57.575
2021 | 12 | 31 | 14 | 54.386
2021 | 12 | 31 | 15 | 56.143
2021 | 12 | 31 | 16 | 59.1875
2021 | 12 | 31 | 17 | 63.3039
2021 | 12 | 31 | 18 | 65.5509
2021 | 12 | 31 | 19 | 62.1949
2021 | 12 | 31 | 20 | 58.748
2021 | 12 | 31 | 21 | 55.5934
2021 | 12 | 31 | 22 | 53.5925
2021 | 12 | 31 | 23 | 51.5576
2022 | 1 | 1 | 0 | 48.334
2022 | 1 | 1 | 1 | 49.707
2022 | 1 | 1 | 2 | 47.5247
2022 | 1 | 1 | 3 | 45.5742
2022 | 1 | 1 | 4 | 44.4
2022 | 1 | 1 | 5 | 43.8935
2022 | 1 | 1 | 6 | 43.8587
2022 | 1 | 1 | 7 | 45.3462
2022 | 1 | 1 | 8 | 47.131
2022 | 1 | 1 | 9 | 51.4824
2022 | 1 | 1 | 10 | 59.0164
2022 | 1 | 1 | 11 | 62.7283
2022 | 1 | 1 | 12 | 60.5708
2022 | 1 | 1 | 13 | 54.1196
2022 | 1 | 1 | 14 | 50.6916
2022 | 1 | 1 | 15 | 51.9205
2022 | 1 | 1 | 16 | 56.2154
2022 | 1 | 1 | 17 | 61.8886
2022 | 1 | 1 | 18 | 63.3709
2022 | 1 | 1 | 19 | 62.1072
2022 | 1 | 1 | 20 | 58.9291
2022 | 1 | 1 | 21 | 56.1976
2022 | 1 | 1 | 22 | 53.9215
2022 | 1 | 1 | 23 | 51.1355
2022 | 1 | 2 | 0 | 48.1067
2022 | 1 | 2 | 1 | 45.0564
2022 | 1 | 2 | 2 | 43.5879
2022 | 1 | 2 | 3 | 42.874
2022 | 1 | 2 | 4 | 42.6733
2022 | 1 | 2 | 5 | 42.7503
2022 | 1 | 2 | 6 | 42.6054
2022 | 1 | 2 | 7 | 44.6453
2022 | 1 | 2 | 8 | 49.1486
2022 | 1 | 2 | 9 | 53.041
2022 | 1 | 2 | 10 | 53.6197
2022 | 1 | 2 | 11 | 52.2871
2022 | 1 | 2 | 12 | 51.7844
2022 | 1 | 2 | 13 | 51.7192
2022 | 1 | 2 | 14 | 51.5178
2022 | 1 | 2 | 15 | 52.2477
2022 | 1 | 2 | 16 | 56.1918
2022 | 1 | 2 | 17 | 63.1254
2022 | 1 | 2 | 18 | 64.1314
2022 | 1 | 2 | 19 | 61.1831
2022 | 1 | 2 | 20 | 57.8977
2022 | 1 | 2 | 21 | 54.8959
2022 | 1 | 2 | 22 | 51.6413
2022 | 1 | 2 | 23 | 48.1189
2022 | 1 | 3 | 0 | 46.5582
2022 | 1 | 3 | 1 | 43.2509
2022 | 1 | 3 | 2 | 41.9889
2022 | 1 | 3 | 3 | 41.4967
2022 | 1 | 3 | 4 | 41.41
2022 | 1 | 3 | 5 | 41.6955
2022 | 1 | 3 | 6 | 42.2375
2022 | 1 | 3 | 7 | 44.7999
2022 | 1 | 3 | 8 | 49.8334
2022 | 1 | 3 | 9 | 52.6787
2022 | 1 | 3 | 10 | 47.4627
2022 | 1 | 3 | 11 | 43.0943
2022 | 1 | 3 | 12 | 41.3529
2022 | 1 | 3 | 13 | 45.6466
2022 | 1 | 3 | 14 | 47.8242
2022 | 1 | 3 | 15 | 47.2145
2022 | 1 | 3 | 16 | 51.1026
2022 | 1 | 3 | 17 | 59.415
2022 | 1 | 3 | 18 | 63.0502
2022 | 1 | 3 | 19 | 60.5485
2022 | 1 | 3 | 20 | 57.6744
2022 | 1 | 3 | 21 | 54.8202
2022 | 1 | 3 | 22 | 51.4891
2022 | 1 | 3 | 23 | 47.8452
2022 | 1 | 4 | 0 | 46.335
2022 | 1 | 4 | 1 | 44.7944
2022 | 1 | 4 | 2 | 43.2477
2022 | 1 | 4 | 3 | 42.8352
2022 | 1 | 4 | 4 | 42.9841
2022 | 1 | 4 | 5 | 43.5119
2022 | 1 | 4 | 6 | 45.9912
2022 | 1 | 4 | 7 | 50.3478
2022 | 1 | 4 | 8 | 55.7434
2022 | 1 | 4 | 9 | 57.9479
2022 | 1 | 4 | 10 | 56.3389
2022 | 1 | 4 | 11 | 53.8266
2022 | 1 | 4 | 12 | 51.9092
2022 | 1 | 4 | 13 | 51.5258
2022 | 1 | 4 | 14 | 51.3781
2022 | 1 | 4 | 15 | 53.0526
2022 | 1 | 4 | 16 | 57.0247
2022 | 1 | 4 | 17 | 63.3446
2022 | 1 | 4 | 18 | 67.0597
2022 | 1 | 4 | 19 | 64.9684
2022 | 1 | 4 | 20 | 63.1098
2022 | 1 | 4 | 21 | 60.7502
2022 | 1 | 4 | 22 | 57.7449
2022 | 1 | 4 | 23 | 53.8651
2022 | 1 | 5 | 0 | 50.376
2022 | 1 | 5 | 1 | 49.349
2022 | 1 | 5 | 2 | 48.0359
2022 | 1 | 5 | 3 | 47.8158
2022 | 1 | 5 | 4 | 48.2568
2022 | 1 | 5 | 5 | 48.9612
2022 | 1 | 5 | 6 | 51.4974
2022 | 1 | 5 | 7 | 55.864
2022 | 1 | 5 | 8 | 61.6482
2022 | 1 | 5 | 9 | 64.1497
2022 | 1 | 5 | 10 | 62.5904
2022 | 1 | 5 | 11 | 58.9768
2022 | 1 | 5 | 12 | 56.0228
2022 | 1 | 5 | 13 | 55.6766
2022 | 1 | 5 | 14 | 55.4572
2022 | 1 | 5 | 15 | 56.9088
2022 | 1 | 5 | 16 | 60.7155
2022 | 1 | 5 | 17 | 67.9887
2022 | 1 | 5 | 18 | 73.2423
2022 | 1 | 5 | 19 | 71.9702
2022 | 1 | 5 | 20 | 70.5733
2022 | 1 | 5 | 21 | 68.4357
2022 | 1 | 5 | 22 | 65.3376
2022 | 1 | 5 | 23 | 61.2735
2022 | 1 | 6 | 0 | 57.1785
2022 | 1 | 6 | 1 | 56.2744
2022 | 1 | 6 | 2 | 54.9603
2022 | 1 | 6 | 3 | 54.6424
2022 | 1 | 6 | 4 | 54.9477
2022 | 1 | 6 | 5 | 55.4861
2022 | 1 | 6 | 6 | 57.2731
2022 | 1 | 6 | 7 | 61.5661
2022 | 1 | 6 | 8 | 67.3448
2022 | 1 | 6 | 9 | 70.2525
2022 | 1 | 6 | 10 | 69.2865
2022 | 1 | 6 | 11 | 65.2985
2022 | 1 | 6 | 12 | 59.5169
2022 | 1 | 6 | 13 | 59.3425
2022 | 1 | 6 | 14 | 58.7457
2022 | 1 | 6 | 15 | 60.2139
2022 | 1 | 6 | 16 | 63.0755
2022 | 1 | 6 | 17 | 69.8681
2022 | 1 | 6 | 18 | 73.6458
2022 | 1 | 6 | 19 | 73.618
2022 | 1 | 6 | 20 | 72.695
2022 | 1 | 6 | 21 | 70.7768
2022 | 1 | 6 | 22 | 67.9571
2022 | 1 | 6 | 23 | 63.7417
2022 | 1 | 7 | 0 | 59.4428
2022 | 1 | 7 | 1 | 59.3026
2022 | 1 | 7 | 2 | 58.0989
2022 | 1 | 7 | 3 | 57.8526
2022 | 1 | 7 | 4 | 58.198
2022 | 1 | 7 | 5 | 58.6952
2022 | 1 | 7 | 6 | 59.7485
2022 | 1 | 7 | 7 | 63.8203
2022 | 1 | 7 | 8 | 68.2004
2022 | 1 | 7 | 9 | 69.0234
2022 | 1 | 7 | 10 | 66.337
2022 | 1 | 7 | 11 | 62.4199
2022 | 1 | 7 | 12 | 59.4086
2022 | 1 | 7 | 13 | 59.3524
2022 | 1 | 7 | 14 | 58.6922
2022 | 1 | 7 | 15 | 59.4518
2022 | 1 | 7 | 16 | 61.9522
2022 | 1 | 7 | 17 | 68.3552
2022 | 1 | 7 | 18 | 74.8003
2022 | 1 | 7 | 19 | 74.4563
2022 | 1 | 7 | 20 | 73.2718
2022 | 1 | 7 | 21 | 71.5057
2022 | 1 | 7 | 22 | 68.8698
2022 | 1 | 7 | 23 | 64.6789
2022 | 1 | 8 | 0 | 60.3903
2022 | 1 | 8 | 1 | 58.9808
2022 | 1 | 8 | 2 | 58.0273
2022 | 1 | 8 | 3 | 57.6917
2022 | 1 | 8 | 4 | 57.7798
2022 | 1 | 8 | 5 | 58.4714
2022 | 1 | 8 | 6 | 59.2552
2022 | 1 | 8 | 7 | 61.9822
2022 | 1 | 8 | 8 | 64.8353
2022 | 1 | 8 | 9 | 68.7423
2022 | 1 | 8 | 10 | 70.4895
2022 | 1 | 8 | 11 | 68.3838
2022 | 1 | 8 | 12 | 62.4071
2022 | 1 | 8 | 13 | 61.236
2022 | 1 | 8 | 14 | 59.6952
2022 | 1 | 8 | 15 | 60.1727
2022 | 1 | 8 | 16 | 62.5018
2022 | 1 | 8 | 17 | 67.7139
2022 | 1 | 8 | 18 | 74.8655
2022 | 1 | 8 | 19 | 75.1587
2022 | 1 | 8 | 20 | 72.0612
2022 | 1 | 8 | 21 | 69.4904
2022 | 1 | 8 | 22 | 66.5611
2022 | 1 | 8 | 23 | 63.0852
2022 | 1 | 9 | 0 | 60.298
2022 | 1 | 9 | 1 | 57.1158
2022 | 1 | 9 | 2 | 55.9884
2022 | 1 | 9 | 3 | 55.5352
2022 | 1 | 9 | 4 | 55.4615
2022 | 1 | 9 | 5 | 55.873
2022 | 1 | 9 | 6 | 56.1519
2022 | 1 | 9 | 7 | 57.7315
2022 | 1 | 9 | 8 | 59.5597
2022 | 1 | 9 | 9 | 62.9065
2022 | 1 | 9 | 10 | 64.7698
2022 | 1 | 9 | 11 | 63.3176
2022 | 1 | 9 | 12 | 59.7533
2022 | 1 | 9 | 13 | 59.5655
2022 | 1 | 9 | 14 | 58.7585
2022 | 1 | 9 | 15 | 58.9933
2022 | 1 | 9 | 16 | 60.7673
2022 | 1 | 9 | 17 | 65.5753
2022 | 1 | 9 | 18 | 72.81
2022 | 1 | 9 | 19 | 72.287
2022 | 1 | 9 | 20 | 69.2578
2022 | 1 | 9 | 21 | 66.3968
2022 | 1 | 9 | 22 | 62.7662
2022 | 1 | 9 | 23 | 58.973
2022 | 1 | 10 | 0 | 56.4158
2022 | 1 | 10 | 1 | 55.3119
2022 | 1 | 10 | 2 | 54.3182
2022 | 1 | 10 | 3 | 54.1558
2022 | 1 | 10 | 4 | 54.449
2022 | 1 | 10 | 5 | 55.0569
2022 | 1 | 10 | 6 | 57.9604
2022 | 1 | 10 | 7 | 62.7246
2022 | 1 | 10 | 8 | 68.4627
2022 | 1 | 10 | 9 | 69.9794
2022 | 1 | 10 | 10 | 68.1183
2022 | 1 | 10 | 11 | 65.5282
2022 | 1 | 10 | 12 | 61.0635
2022 | 1 | 10 | 13 | 60.1398
2022 | 1 | 10 | 14 | 59.6152
2022 | 1 | 10 | 15 | 59.7198
2022 | 1 | 10 | 16 | 61.5456
2022 | 1 | 10 | 17 | 67.3785
2022 | 1 | 10 | 18 | 75.6798
2022 | 1 | 10 | 19 | 75.6445
2022 | 1 | 10 | 20 | 74.8029
2022 | 1 | 10 | 21 | 72.8053
2022 | 1 | 10 | 22 | 69.7455
2022 | 1 | 10 | 23 | 65.6076
2022 | 1 | 11 | 0 | 59.8534
2022 | 1 | 11 | 1 | 58.5676
2022 | 1 | 11 | 2 | 57.2833
2022 | 1 | 11 | 3 | 56.9597
2022 | 1 | 11 | 4 | 57.0498
2022 | 1 | 11 | 5 | 57.4275
2022 | 1 | 11 | 6 | 59.1952
2022 | 1 | 11 | 7 | 63.5821
2022 | 1 | 11 | 8 | 67.0232
2022 | 1 | 11 | 9 | 66.0275
2022 | 1 | 11 | 10 | 63.104
2022 | 1 | 11 | 11 | 61.0567
2022 | 1 | 11 | 12 | 60.0383
2022 | 1 | 11 | 13 | 58.6959
2022 | 1 | 11 | 14 | 57.776
2022 | 1 | 11 | 15 | 57.6974
2022 | 1 | 11 | 16 | 59.6184
2022 | 1 | 11 | 17 | 64.3783
2022 | 1 | 11 | 18 | 72.1651
2022 | 1 | 11 | 19 | 71.5772
2022 | 1 | 11 | 20 | 70.6645
2022 | 1 | 11 | 21 | 68.6116
2022 | 1 | 11 | 22 | 65.6616
2022 | 1 | 11 | 23 | 61.5524
2022 | 1 | 12 | 0 | 57.937
2022 | 1 | 12 | 1 | 53.8402
2022 | 1 | 12 | 2 | 52.2959
2022 | 1 | 12 | 3 | 51.7402
2022 | 1 | 12 | 4 | 51.6628
2022 | 1 | 12 | 5 | 51.9895
2022 | 1 | 12 | 6 | 53.9301
2022 | 1 | 12 | 7 | 58.6891
2022 | 1 | 12 | 8 | 64.9163
2022 | 1 | 12 | 9 | 67.1101
2022 | 1 | 12 | 10 | 64.6794
2022 | 1 | 12 | 11 | 62.0229
2022 | 1 | 12 | 12 | 59.9143
2022 | 1 | 12 | 13 | 59.0963
2022 | 1 | 12 | 14 | 58.7859
2022 | 1 | 12 | 15 | 58.5465
2022 | 1 | 12 | 16 | 61.0088
2022 | 1 | 12 | 17 | 67.6549
2022 | 1 | 12 | 18 | 70.3897
2022 | 1 | 12 | 19 | 68.4859
2022 | 1 | 12 | 20 | 67.0298
2022 | 1 | 12 | 21 | 64.8243
2022 | 1 | 12 | 22 | 61.5836
2022 | 1 | 12 | 23 | 57.3892
2022 | 1 | 13 | 0 | 54.9603
2022 | 1 | 13 | 1 | 54.2194
2022 | 1 | 13 | 2 | 52.9979
2022 | 1 | 13 | 3 | 52.8288
2022 | 1 | 13 | 4 | 53.1377
2022 | 1 | 13 | 5 | 53.9
2022 | 1 | 13 | 6 | 55.7028
2022 | 1 | 13 | 7 | 60.307
2022 | 1 | 13 | 8 | 64.6909
2022 | 1 | 13 | 9 | 64.5296
2022 | 1 | 13 | 10 | 61.4814
2022 | 1 | 13 | 11 | 58.579
2022 | 1 | 13 | 12 | 56.1685
2022 | 1 | 13 | 13 | 55.3417
2022 | 1 | 13 | 14 | 54.7104
2022 | 1 | 13 | 15 | 54.9348
2022 | 1 | 13 | 16 | 57.2387
2022 | 1 | 13 | 17 | 63.7234
2022 | 1 | 13 | 18 | 70.8982
2022 | 1 | 13 | 19 | 71.5693
2022 | 1 | 13 | 20 | 71.1159
2022 | 1 | 13 | 21 | 69.592
2022 | 1 | 13 | 22 | 66.8539
2022 | 1 | 13 | 23 | 62.6634
2022 | 1 | 14 | 0 | 59.1162
2022 | 1 | 14 | 1 | 55.8591
2022 | 1 | 14 | 2 | 54.5661
2022 | 1 | 14 | 3 | 54.202
2022 | 1 | 14 | 4 | 54.3458
2022 | 1 | 14 | 5 | 54.8288
2022 | 1 | 14 | 6 | 56.9965
2022 | 1 | 14 | 7 | 61.5651
2022 | 1 | 14 | 8 | 65.4709
2022 | 1 | 14 | 9 | 64.476
2022 | 1 | 14 | 10 | 60.6748
2022 | 1 | 14 | 11 | 58.1568
2022 | 1 | 14 | 12 | 58.8595
2022 | 1 | 14 | 13 | 57.5542
2022 | 1 | 14 | 14 | 56.5813
2022 | 1 | 14 | 15 | 56.3344
2022 | 1 | 14 | 16 | 59.1825
2022 | 1 | 14 | 17 | 65.3131
2022 | 1 | 14 | 18 | 71.6939
2022 | 1 | 14 | 19 | 70.1141
2022 | 1 | 14 | 20 | 68.5669
2022 | 1 | 14 | 21 | 66.502
2022 | 1 | 14 | 22 | 63.8823
2022 | 1 | 14 | 23 | 59.7444
2022 | 1 | 15 | 0 | 55.5517
2022 | 1 | 15 | 1 | 51.4968
2022 | 1 | 15 | 2 | 49.9963
2022 | 1 | 15 | 3 | 49.2611
2022 | 1 | 15 | 4 | 48.9577
2022 | 1 | 15 | 5 | 49.1911
2022 | 1 | 15 | 6 | 50.3199
2022 | 1 | 15 | 7 | 52.8153
2022 | 1 | 15 | 8 | 56.1079
2022 | 1 | 15 | 9 | 59.2759
2022 | 1 | 15 | 10 | 59.5408
2022 | 1 | 15 | 11 | 58.1194
2022 | 1 | 15 | 12 | 53.9232
2022 | 1 | 15 | 13 | 52.8502
2022 | 1 | 15 | 14 | 51.5737
2022 | 1 | 15 | 15 | 51.8052
2022 | 1 | 15 | 16 | 54.4195
2022 | 1 | 15 | 17 | 60.1337
2022 | 1 | 15 | 18 | 64.3235
2022 | 1 | 15 | 19 | 64.8002
2022 | 1 | 15 | 20 | 62.0165
2022 | 1 | 15 | 21 | 59.6158
2022 | 1 | 15 | 22 | 56.9943
2022 | 1 | 15 | 23 | 53.666
2022 | 1 | 16 | 0 | 51.6848
2022 | 1 | 16 | 1 | 47.0662
2022 | 1 | 16 | 2 | 45.4638
2022 | 1 | 16 | 3 | 44.6277
2022 | 1 | 16 | 4 | 44.2411
2022 | 1 | 16 | 5 | 44.1674
2022 | 1 | 16 | 6 | 44.4533
2022 | 1 | 16 | 7 | 46.3351
2022 | 1 | 16 | 8 | 50.282
2022 | 1 | 16 | 9 | 54.0354
2022 | 1 | 16 | 10 | 54.3338
2022 | 1 | 16 | 11 | 52.8999
2022 | 1 | 16 | 12 | 52.3283
2022 | 1 | 16 | 13 | 52.8795
2022 | 1 | 16 | 14 | 52.5683
2022 | 1 | 16 | 15 | 52.9212
2022 | 1 | 16 | 16 | 55.5312
2022 | 1 | 16 | 17 | 61.4761
2022 | 1 | 16 | 18 | 65.2666
2022 | 1 | 16 | 19 | 62.7663
2022 | 1 | 16 | 20 | 59.2722
2022 | 1 | 16 | 21 | 56.1973
2022 | 1 | 16 | 22 | 52.8001
2022 | 1 | 16 | 23 | 49.2027
2022 | 1 | 17 | 0 | 46.5781
2022 | 1 | 17 | 1 | 44.4849
2022 | 1 | 17 | 2 | 43.1374
2022 | 1 | 17 | 3 | 42.7016
2022 | 1 | 17 | 4 | 42.6825
2022 | 1 | 17 | 5 | 43.2146
2022 | 1 | 17 | 6 | 45.1303
2022 | 1 | 17 | 7 | 49.9523
2022 | 1 | 17 | 8 | 55.9854
2022 | 1 | 17 | 9 | 57.7033
2022 | 1 | 17 | 10 | 56.0882
2022 | 1 | 17 | 11 | 54.6915
2022 | 1 | 17 | 12 | 52.0637
2022 | 1 | 17 | 13 | 51.3055
2022 | 1 | 17 | 14 | 51.0781
2022 | 1 | 17 | 15 | 51.1726
2022 | 1 | 17 | 16 | 53.7922
2022 | 1 | 17 | 17 | 60.1798
2022 | 1 | 17 | 18 | 68.1966
2022 | 1 | 17 | 19 | 66.1207
2022 | 1 | 17 | 20 | 64.1353
2022 | 1 | 17 | 21 | 61.6855
2022 | 1 | 17 | 22 | 58.6783
2022 | 1 | 17 | 23 | 54.8468
2022 | 1 | 18 | 0 | 49.2678
2022 | 1 | 18 | 1 | 49.0595
2022 | 1 | 18 | 2 | 48.0389
2022 | 1 | 18 | 3 | 48.2091
2022 | 1 | 18 | 4 | 48.856
2022 | 1 | 18 | 5 | 49.9273
2022 | 1 | 18 | 6 | 52.673
2022 | 1 | 18 | 7 | 57.7806
2022 | 1 | 18 | 8 | 62.178
2022 | 1 | 18 | 9 | 60.5477
2022 | 1 | 18 | 10 | 55.8897
2022 | 1 | 18 | 11 | 52.4082
2022 | 1 | 18 | 12 | 50.7307
2022 | 1 | 18 | 13 | 49.6134
2022 | 1 | 18 | 14 | 49.3585
2022 | 1 | 18 | 15 | 50.4111
2022 | 1 | 18 | 16 | 53.387
2022 | 1 | 18 | 17 | 59.8703
2022 | 1 | 18 | 18 | 70.8805
2022 | 1 | 18 | 19 | 71.1263
2022 | 1 | 18 | 20 | 70.2561
2022 | 1 | 18 | 21 | 68.3839
2022 | 1 | 18 | 22 | 65.3773
2022 | 1 | 18 | 23 | 61.1859
2022 | 1 | 19 | 0 | 59.3361
2022 | 1 | 19 | 1 | 55.3715
2022 | 1 | 19 | 2 | 53.8037
2022 | 1 | 19 | 3 | 53.0924
2022 | 1 | 19 | 4 | 52.8466
2022 | 1 | 19 | 5 | 52.9323
2022 | 1 | 19 | 6 | 54.6422
2022 | 1 | 19 | 7 | 58.9487
2022 | 1 | 19 | 8 | 63.3403
2022 | 1 | 19 | 9 | 63.3766
2022 | 1 | 19 | 10 | 61.342
2022 | 1 | 19 | 11 | 59.4978
2022 | 1 | 19 | 12 | 58.037
2022 | 1 | 19 | 13 | 57.1426
2022 | 1 | 19 | 14 | 55.8888
2022 | 1 | 19 | 15 | 55.3396
2022 | 1 | 19 | 16 | 57.0826
2022 | 1 | 19 | 17 | 63.0515
2022 | 1 | 19 | 18 | 68.3611
2022 | 1 | 19 | 19 | 66.2762
2022 | 1 | 19 | 20 | 64.4873
2022 | 1 | 19 | 21 | 61.8521
2022 | 1 | 19 | 22 | 58.7691
2022 | 1 | 19 | 23 | 54.6316
2022 | 1 | 20 | 0 | 50.5492
2022 | 1 | 20 | 1 | 46.5019
2022 | 1 | 20 | 2 | 44.6731
2022 | 1 | 20 | 3 | 43.9085
2022 | 1 | 20 | 4 | 43.5084
2022 | 1 | 20 | 5 | 43.8241
2022 | 1 | 20 | 6 | 45.1208
2022 | 1 | 20 | 7 | 49.517
2022 | 1 | 20 | 8 | 54.5282
2022 | 1 | 20 | 9 | 55.5099
2022 | 1 | 20 | 10 | 52.8869
2022 | 1 | 20 | 11 | 50.825
2022 | 1 | 20 | 12 | 47.2546
2022 | 1 | 20 | 13 | 47.7979
2022 | 1 | 20 | 14 | 48.5953
2022 | 1 | 20 | 15 | 48.0678
2022 | 1 | 20 | 16 | 48.6131
2022 | 1 | 20 | 17 | 55.1086
2022 | 1 | 20 | 18 | 60.9849
2022 | 1 | 20 | 19 | 59.3949
2022 | 1 | 20 | 20 | 57.5411
2022 | 1 | 20 | 21 | 55.433
2022 | 1 | 20 | 22 | 52.4021
2022 | 1 | 20 | 23 | 48.2196
2022 | 1 | 21 | 0 | 46.3466
2022 | 1 | 21 | 1 | 40.5978
2022 | 1 | 21 | 2 | 38.7191
2022 | 1 | 21 | 3 | 37.9254
2022 | 1 | 21 | 4 | 37.602
2022 | 1 | 21 | 5 | 37.9497
2022 | 1 | 21 | 6 | 40.5661
2022 | 1 | 21 | 7 | 45.2106
2022 | 1 | 21 | 8 | 49.9907
2022 | 1 | 21 | 9 | 50.6381
2022 | 1 | 21 | 10 | 47.3943
2022 | 1 | 21 | 11 | 46.4542
2022 | 1 | 21 | 12 | 45.9794
2022 | 1 | 21 | 13 | 44.9702
2022 | 1 | 21 | 14 | 44.066
2022 | 1 | 21 | 15 | 43.0586
2022 | 1 | 21 | 16 | 45.8742
2022 | 1 | 21 | 17 | 51.5123
2022 | 1 | 21 | 18 | 58.8758
2022 | 1 | 21 | 19 | 57.9244
2022 | 1 | 21 | 20 | 56.3205
2022 | 1 | 21 | 21 | 54.5321
2022 | 1 | 21 | 22 | 52.301
2022 | 1 | 21 | 23 | 48.6685
2022 | 1 | 22 | 0 | 42.7027
2022 | 1 | 22 | 1 | 40.3109
2022 | 1 | 22 | 2 | 38.9504
2022 | 1 | 22 | 3 | 38.3787
2022 | 1 | 22 | 4 | 38.3915
2022 | 1 | 22 | 5 | 38.5479
2022 | 1 | 22 | 6 | 39.6151
2022 | 1 | 22 | 7 | 43.3866
2022 | 1 | 22 | 8 | 50.3006
2022 | 1 | 22 | 9 | 53.8104
2022 | 1 | 22 | 10 | 52.4152
2022 | 1 | 22 | 11 | 49.568
2022 | 1 | 22 | 12 | 48.3377
2022 | 1 | 22 | 13 | 47.4437
2022 | 1 | 22 | 14 | 47.2848
2022 | 1 | 22 | 15 | 48.4226
2022 | 1 | 22 | 16 | 53.2053
2022 | 1 | 22 | 17 | 61.6514
2022 | 1 | 22 | 18 | 67.0956
2022 | 1 | 22 | 19 | 65.1892
2022 | 1 | 22 | 20 | 61.8133
2022 | 1 | 22 | 21 | 59.2192
2022 | 1 | 22 | 22 | 57.0549
2022 | 1 | 22 | 23 | 54.0437
2022 | 1 | 23 | 0 | 48.1553
2022 | 1 | 23 | 1 | 46.6142
2022 | 1 | 23 | 2 | 45.2619
2022 | 1 | 23 | 3 | 44.8934
2022 | 1 | 23 | 4 | 44.8775
2022 | 1 | 23 | 5 | 44.9848
2022 | 1 | 23 | 6 | 45.7751
2022 | 1 | 23 | 7 | 47.8566
2022 | 1 | 23 | 8 | 51.2553
2022 | 1 | 23 | 9 | 51.1168
2022 | 1 | 23 | 10 | 49.9977
2022 | 1 | 23 | 11 | 47.813
2022 | 1 | 23 | 12 | 46.0394
2022 | 1 | 23 | 13 | 44.4969
2022 | 1 | 23 | 14 | 44.4143
2022 | 1 | 23 | 15 | 45.1102
2022 | 1 | 23 | 16 | 49.081
2022 | 1 | 23 | 17 | 57.05
2022 | 1 | 23 | 18 | 65.2408
2022 | 1 | 23 | 19 | 64.6195
2022 | 1 | 23 | 20 | 62.0618
2022 | 1 | 23 | 21 | 59.4568
2022 | 1 | 23 | 22 | 56.3872
2022 | 1 | 23 | 23 | 52.821
2022 | 1 | 24 | 0 | 51.2342
2022 | 1 | 24 | 1 | 47.3197
2022 | 1 | 24 | 2 | 46.1624
2022 | 1 | 24 | 3 | 45.8517
2022 | 1 | 24 | 4 | 45.9346
2022 | 1 | 24 | 5 | 46.5068
2022 | 1 | 24 | 6 | 48.5662
2022 | 1 | 24 | 7 | 53.3049
2022 | 1 | 24 | 8 | 58.5909
2022 | 1 | 24 | 9 | 58.4489
2022 | 1 | 24 | 10 | 55.9622
2022 | 1 | 24 | 11 | 53.664
2022 | 1 | 24 | 12 | 48.1603
2022 | 1 | 24 | 13 | 48.3542
2022 | 1 | 24 | 14 | 47.837
2022 | 1 | 24 | 15 | 47.8375
2022 | 1 | 24 | 16 | 48.5496
2022 | 1 | 24 | 17 | 54.9161
2022 | 1 | 24 | 18 | 65.2919
2022 | 1 | 24 | 19 | 64.6346
2022 | 1 | 24 | 20 | 62.8493
2022 | 1 | 24 | 21 | 60.3067
2022 | 1 | 24 | 22 | 57.1436
2022 | 1 | 24 | 23 | 52.9837
2022 | 1 | 25 | 0 | 49.6136
2022 | 1 | 25 | 1 | 47.8602
2022 | 1 | 25 | 2 | 46.375
2022 | 1 | 25 | 3 | 45.9536
2022 | 1 | 25 | 4 | 45.8712
2022 | 1 | 25 | 5 | 46.3139
2022 | 1 | 25 | 6 | 48.2134
2022 | 1 | 25 | 7 | 52.698
2022 | 1 | 25 | 8 | 56.3891
2022 | 1 | 25 | 9 | 54.8852
2022 | 1 | 25 | 10 | 51.214
2022 | 1 | 25 | 11 | 49.1324
2022 | 1 | 25 | 12 | 47.3
2022 | 1 | 25 | 13 | 47.0885
2022 | 1 | 25 | 14 | 46.7797
2022 | 1 | 25 | 15 | 46.7877
2022 | 1 | 25 | 16 | 48.2313
2022 | 1 | 25 | 17 | 53.6908
2022 | 1 | 25 | 18 | 63.5241
2022 | 1 | 25 | 19 | 62.7784
2022 | 1 | 25 | 20 | 61.1601
2022 | 1 | 25 | 21 | 58.9204
2022 | 1 | 25 | 22 | 55.9319
2022 | 1 | 25 | 23 | 51.896
2022 | 1 | 26 | 0 | 48.2738
2022 | 1 | 26 | 1 | 44.4713
2022 | 1 | 26 | 2 | 42.8447
2022 | 1 | 26 | 3 | 42.2969
2022 | 1 | 26 | 4 | 42.195
2022 | 1 | 26 | 5 | 42.6617
2022 | 1 | 26 | 6 | 44.9122
2022 | 1 | 26 | 7 | 49.6328
2022 | 1 | 26 | 8 | 55.1432
2022 | 1 | 26 | 9 | 55.8907
2022 | 1 | 26 | 10 | 52.5674
2022 | 1 | 26 | 11 | 50.4063
2022 | 1 | 26 | 12 | 48.1752
2022 | 1 | 26 | 13 | 47.5139
2022 | 1 | 26 | 14 | 47.5933
2022 | 1 | 26 | 15 | 47.0444
2022 | 1 | 26 | 16 | 48.8481
2022 | 1 | 26 | 17 | 55.0218
2022 | 1 | 26 | 18 | 63.0487
2022 | 1 | 26 | 19 | 62.1441
2022 | 1 | 26 | 20 | 60.5751
2022 | 1 | 26 | 21 | 58.4251
2022 | 1 | 26 | 22 | 55.3805
2022 | 1 | 26 | 23 | 51.3868
2022 | 1 | 27 | 0 | 47.7078
2022 | 1 | 27 | 1 | 44.6112
2022 | 1 | 27 | 2 | 43.0466
2022 | 1 | 27 | 3 | 42.5908
2022 | 1 | 27 | 4 | 42.5902
2022 | 1 | 27 | 5 | 43.2458
2022 | 1 | 27 | 6 | 44.9604
2022 | 1 | 27 | 7 | 50.0099
2022 | 1 | 27 | 8 | 56.2222
2022 | 1 | 27 | 9 | 57.3796
2022 | 1 | 27 | 10 | 53.9226
2022 | 1 | 27 | 11 | 51.0885
2022 | 1 | 27 | 12 | 49.365
2022 | 1 | 27 | 13 | 48.6488
2022 | 1 | 27 | 14 | 48.7426
2022 | 1 | 27 | 15 | 49.336
2022 | 1 | 27 | 16 | 52.5198
2022 | 1 | 27 | 17 | 59.7888
2022 | 1 | 27 | 18 | 65.5922
2022 | 1 | 27 | 19 | 65.7292
2022 | 1 | 27 | 20 | 64.4943
2022 | 1 | 27 | 21 | 62.6655
2022 | 1 | 27 | 22 | 60.1145
2022 | 1 | 27 | 23 | 56.2039
2022 | 1 | 28 | 0 | 49.0918
2022 | 1 | 28 | 1 | 48.1123
2022 | 1 | 28 | 2 | 46.831
2022 | 1 | 28 | 3 | 46.6398
2022 | 1 | 28 | 4 | 46.9481
2022 | 1 | 28 | 5 | 47.7975
2022 | 1 | 28 | 6 | 49.1097
2022 | 1 | 28 | 7 | 54.0501
2022 | 1 | 28 | 8 | 58.5712
2022 | 1 | 28 | 9 | 57.2198
2022 | 1 | 28 | 10 | 52.2814
2022 | 1 | 28 | 11 | 48.7957
2022 | 1 | 28 | 12 | 47.987
2022 | 1 | 28 | 13 | 47.2434
2022 | 1 | 28 | 14 | 47.1339
2022 | 1 | 28 | 15 | 47.3674
2022 | 1 | 28 | 16 | 50.3261
2022 | 1 | 28 | 17 | 57.0839
2022 | 1 | 28 | 18 | 65.7788
2022 | 1 | 28 | 19 | 65.8027
2022 | 1 | 28 | 20 | 64.3102
2022 | 1 | 28 | 21 | 62.446
2022 | 1 | 28 | 22 | 59.8811
2022 | 1 | 28 | 23 | 55.7695
2022 | 1 | 29 | 0 | 53.1988
2022 | 1 | 29 | 1 | 48.5171
2022 | 1 | 29 | 2 | 46.69
2022 | 1 | 29 | 3 | 45.8434
2022 | 1 | 29 | 4 | 45.288
2022 | 1 | 29 | 5 | 45.1708
2022 | 1 | 29 | 6 | 44.9537
2022 | 1 | 29 | 7 | 47.7274
2022 | 1 | 29 | 8 | 52.8132
2022 | 1 | 29 | 9 | 55.1896
2022 | 1 | 29 | 10 | 53.7576
2022 | 1 | 29 | 11 | 51.277
2022 | 1 | 29 | 12 | 46.2917
2022 | 1 | 29 | 13 | 45.5042
2022 | 1 | 29 | 14 | 44.3764
2022 | 1 | 29 | 15 | 44.3956
2022 | 1 | 29 | 16 | 46.9191
2022 | 1 | 29 | 17 | 52.8405
2022 | 1 | 29 | 18 | 63.9435
2022 | 1 | 29 | 19 | 62.2453
2022 | 1 | 29 | 20 | 58.6365
2022 | 1 | 29 | 21 | 55.7588
2022 | 1 | 29 | 22 | 53.1108
2022 | 1 | 29 | 23 | 49.9565
2022 | 1 | 30 | 0 | 45.7089
2022 | 1 | 30 | 1 | 43.3219
2022 | 1 | 30 | 2 | 41.7233
2022 | 1 | 30 | 3 | 40.9516
2022 | 1 | 30 | 4 | 40.7118
2022 | 1 | 30 | 5 | 40.7777
2022 | 1 | 30 | 6 | 40.1901
2022 | 1 | 30 | 7 | 42.7502
2022 | 1 | 30 | 8 | 48.8843
2022 | 1 | 30 | 9 | 52.1635
2022 | 1 | 30 | 10 | 49.968
2022 | 1 | 30 | 11 | 47.7994
2022 | 1 | 30 | 12 | 45.7569
2022 | 1 | 30 | 13 | 45.1788
2022 | 1 | 30 | 14 | 44.9361
2022 | 1 | 30 | 15 | 46.1002
2022 | 1 | 30 | 16 | 51.0202
2022 | 1 | 30 | 17 | 59.3267
2022 | 1 | 30 | 18 | 66.3201
2022 | 1 | 30 | 19 | 65.0037
2022 | 1 | 30 | 20 | 61.8893
2022 | 1 | 30 | 21 | 59.2664
2022 | 1 | 30 | 22 | 56.5068
2022 | 1 | 30 | 23 | 53.2281
2022 | 1 | 31 | 0 | 47.5741
2022 | 1 | 31 | 1 | 47.2734
2022 | 1 | 31 | 2 | 46.3247
2022 | 1 | 31 | 3 | 46.3024
2022 | 1 | 31 | 4 | 46.704
2022 | 1 | 31 | 5 | 47.613
2022 | 1 | 31 | 6 | 48.1071
2022 | 1 | 31 | 7 | 53.0472
2022 | 1 | 31 | 8 | 58.2185
2022 | 1 | 31 | 9 | 57.2943
2022 | 1 | 31 | 10 | 53.6789
2022 | 1 | 31 | 11 | 51.2589
2022 | 1 | 31 | 12 | 48.7334
2022 | 1 | 31 | 13 | 47.6785
2022 | 1 | 31 | 14 | 47.5494
2022 | 1 | 31 | 15 | 47.8609
2022 | 1 | 31 | 16 | 50.0236
2022 | 1 | 31 | 17 | 56.0189
2022 | 1 | 31 | 18 | 64.2382
2022 | 1 | 31 | 19 | 65.8979
2022 | 1 | 31 | 20 | 65.0125
2022 | 1 | 31 | 21 | 63.0173
2022 | 1 | 31 | 22 | 60.0887
2022 | 1 | 31 | 23 | 56.0888
2022 | 2 | 1 | 0 | 54.2722
2022 | 2 | 1 | 1 | 49.398
2022 | 2 | 1 | 2 | 48.008
2022 | 2 | 1 | 3 | 47.6258
2022 | 2 | 1 | 4 | 47.6606
2022 | 2 | 1 | 5 | 48.0152
2022 | 2 | 1 | 6 | 49.4356
2022 | 2 | 1 | 7 | 54.353
2022 | 2 | 1 | 8 | 59.7221
2022 | 2 | 1 | 9 | 59.6733
2022 | 2 | 1 | 10 | 57.389
2022 | 2 | 1 | 11 | 55.7728
2022 | 2 | 1 | 12 | 55.4872
2022 | 2 | 1 | 13 | 54.3265
2022 | 2 | 1 | 14 | 53.5996
2022 | 2 | 1 | 15 | 54.3214
2022 | 2 | 1 | 16 | 57.1324
2022 | 2 | 1 | 17 | 63.1348
2022 | 2 | 1 | 18 | 67.3482
2022 | 2 | 1 | 19 | 67.9704
2022 | 2 | 1 | 20 | 66.8574
2022 | 2 | 1 | 21 | 64.6698
2022 | 2 | 1 | 22 | 62.0885
2022 | 2 | 1 | 23 | 58.3643
2022 | 2 | 2 | 0 | 49.759
2022 | 2 | 2 | 1 | 50.0282
2022 | 2 | 2 | 2 | 48.8396
2022 | 2 | 2 | 3 | 48.7247
2022 | 2 | 2 | 4 | 49.0941
2022 | 2 | 2 | 5 | 49.8052
2022 | 2 | 2 | 6 | 51.6352
2022 | 2 | 2 | 7 | 56.4178
2022 | 2 | 2 | 8 | 61.5571
2022 | 2 | 2 | 9 | 60.8313
2022 | 2 | 2 | 10 | 57.8075
2022 | 2 | 2 | 11 | 55.083
2022 | 2 | 2 | 12 | 53.8422
2022 | 2 | 2 | 13 | 53.2755
2022 | 2 | 2 | 14 | 53.3067
2022 | 2 | 2 | 15 | 53.5865
2022 | 2 | 2 | 16 | 55.5249
2022 | 2 | 2 | 17 | 62.351
2022 | 2 | 2 | 18 | 68.2021
2022 | 2 | 2 | 19 | 69.4031
2022 | 2 | 2 | 20 | 68.5492
2022 | 2 | 2 | 21 | 66.6422
2022 | 2 | 2 | 22 | 63.6162
2022 | 2 | 2 | 23 | 59.5464
2022 | 2 | 3 | 0 | 55.9385
2022 | 2 | 3 | 1 | 55.1073
2022 | 2 | 3 | 2 | 53.9926
2022 | 2 | 3 | 3 | 53.8592
2022 | 2 | 3 | 4 | 54.2342
2022 | 2 | 3 | 5 | 54.8912
2022 | 2 | 3 | 6 | 56.9633
2022 | 2 | 3 | 7 | 61.4783
2022 | 2 | 3 | 8 | 65.4006
2022 | 2 | 3 | 9 | 64.0388
2022 | 2 | 3 | 10 | 61.3788
2022 | 2 | 3 | 11 | 59.1113
2022 | 2 | 3 | 12 | 57.234
2022 | 2 | 3 | 13 | 55.8576
2022 | 2 | 3 | 14 | 55.2603
2022 | 2 | 3 | 15 | 55.3462
2022 | 2 | 3 | 16 | 56.5553
2022 | 2 | 3 | 17 | 62.0918
2022 | 2 | 3 | 18 | 69.4912
2022 | 2 | 3 | 19 | 72.0213
2022 | 2 | 3 | 20 | 71.7736
2022 | 2 | 3 | 21 | 70.0841
2022 | 2 | 3 | 22 | 67.4582
2022 | 2 | 3 | 23 | 63.372
2022 | 2 | 4 | 0 | 58.3043
2022 | 2 | 4 | 1 | 57.5607
2022 | 2 | 4 | 2 | 56.4154
2022 | 2 | 4 | 3 | 56.1913
2022 | 2 | 4 | 4 | 56.4515
2022 | 2 | 4 | 5 | 56.9454
2022 | 2 | 4 | 6 | 58.6915
2022 | 2 | 4 | 7 | 63.3823
2022 | 2 | 4 | 8 | 67.6177
2022 | 2 | 4 | 9 | 65.2427
2022 | 2 | 4 | 10 | 60.8006
2022 | 2 | 4 | 11 | 58.0398
2022 | 2 | 4 | 12 | 56.7428
2022 | 2 | 4 | 13 | 55.9709
2022 | 2 | 4 | 14 | 54.7966
2022 | 2 | 4 | 15 | 54.3794
2022 | 2 | 4 | 16 | 55.4584
2022 | 2 | 4 | 17 | 61.0267
2022 | 2 | 4 | 18 | 69.711
2022 | 2 | 4 | 19 | 71.3533
2022 | 2 | 4 | 20 | 70.6071
2022 | 2 | 4 | 21 | 68.8973
2022 | 2 | 4 | 22 | 66.4509
2022 | 2 | 4 | 23 | 62.3682
2022 | 2 | 5 | 0 | 57.0343
2022 | 2 | 5 | 1 | 56.5656
2022 | 2 | 5 | 2 | 55.6035
2022 | 2 | 5 | 3 | 55.2778
2022 | 2 | 5 | 4 | 55.4129
2022 | 2 | 5 | 5 | 56.0287
2022 | 2 | 5 | 6 | 57.6234
2022 | 2 | 5 | 7 | 60.3497
2022 | 2 | 5 | 8 | 62.7878
2022 | 2 | 5 | 9 | 63.6448
2022 | 2 | 5 | 10 | 63.6984
2022 | 2 | 5 | 11 | 62.3197
2022 | 2 | 5 | 12 | 60.1112
2022 | 2 | 5 | 13 | 58.1816
2022 | 2 | 5 | 14 | 56.9636
2022 | 2 | 5 | 15 | 57.5959
2022 | 2 | 5 | 16 | 59.8734
2022 | 2 | 5 | 17 | 64.9965
2022 | 2 | 5 | 18 | 73.1661
2022 | 2 | 5 | 19 | 74.2776
2022 | 2 | 5 | 20 | 71.0503
2022 | 2 | 5 | 21 | 68.3848
2022 | 2 | 5 | 22 | 65.5779
2022 | 2 | 5 | 23 | 62.2778
2022 | 2 | 6 | 0 | 59.4041
2022 | 2 | 6 | 1 | 57.4528
2022 | 2 | 6 | 2 | 56.5134
2022 | 2 | 6 | 3 | 56.2537
2022 | 2 | 6 | 4 | 56.3831
2022 | 2 | 6 | 5 | 56.8724
2022 | 2 | 6 | 6 | 57.8951
2022 | 2 | 6 | 7 | 59.4998
2022 | 2 | 6 | 8 | 60.3432
2022 | 2 | 6 | 9 | 60.1236
2022 | 2 | 6 | 10 | 60.5906
2022 | 2 | 6 | 11 | 59.4914
2022 | 2 | 6 | 12 | 59.2513
2022 | 2 | 6 | 13 | 58.2597
2022 | 2 | 6 | 14 | 57.7257
2022 | 2 | 6 | 15 | 58.0765
2022 | 2 | 6 | 16 | 59.3171
2022 | 2 | 6 | 17 | 63.6399
2022 | 2 | 6 | 18 | 73.8051
2022 | 2 | 6 | 19 | 75.3598
2022 | 2 | 6 | 20 | 72.5786
2022 | 2 | 6 | 21 | 69.7923
2022 | 2 | 6 | 22 | 66.3035
2022 | 2 | 6 | 23 | 62.6576
2022 | 2 | 7 | 0 | 58.9429
2022 | 2 | 7 | 1 | 58.3144
2022 | 2 | 7 | 2 | 57.6179
2022 | 2 | 7 | 3 | 57.6851
2022 | 2 | 7 | 4 | 58.1644
2022 | 2 | 7 | 5 | 58.7934
2022 | 2 | 7 | 6 | 60.7726
2022 | 2 | 7 | 7 | 65.301
2022 | 2 | 7 | 8 | 69.4509
2022 | 2 | 7 | 9 | 66.7972
2022 | 2 | 7 | 10 | 63.2682
2022 | 2 | 7 | 11 | 61.3063
2022 | 2 | 7 | 12 | 60.7861
2022 | 2 | 7 | 13 | 59.504
2022 | 2 | 7 | 14 | 58.9978
2022 | 2 | 7 | 15 | 59.0171
2022 | 2 | 7 | 16 | 59.6485
2022 | 2 | 7 | 17 | 64.7168
2022 | 2 | 7 | 18 | 73.6669
2022 | 2 | 7 | 19 | 75.619
2022 | 2 | 7 | 20 | 74.9969
2022 | 2 | 7 | 21 | 72.9338
2022 | 2 | 7 | 22 | 69.8718
2022 | 2 | 7 | 23 | 65.7628
2022 | 2 | 8 | 0 | 60.7292
2022 | 2 | 8 | 1 | 59.9586
2022 | 2 | 8 | 2 | 58.8809
2022 | 2 | 8 | 3 | 58.7582
2022 | 2 | 8 | 4 | 59.0525
2022 | 2 | 8 | 5 | 59.5215
2022 | 2 | 8 | 6 | 60.5681
2022 | 2 | 8 | 7 | 65.752
2022 | 2 | 8 | 8 | 72.1845
2022 | 2 | 8 | 9 | 72.5239
2022 | 2 | 8 | 10 | 68.9214
2022 | 2 | 8 | 11 | 65.4831
2022 | 2 | 8 | 12 | 63.0825
2022 | 2 | 8 | 13 | 61.411
2022 | 2 | 8 | 14 | 61.0489
2022 | 2 | 8 | 15 | 61.6697
2022 | 2 | 8 | 16 | 63.947
2022 | 2 | 8 | 17 | 68.7473
2022 | 2 | 8 | 18 | 73.0531
2022 | 2 | 8 | 19 | 74.8318
2022 | 2 | 8 | 20 | 74.2773
2022 | 2 | 8 | 21 | 72.333
2022 | 2 | 8 | 22 | 69.4279
2022 | 2 | 8 | 23 | 65.3981
2022 | 2 | 9 | 0 | 60.1923
2022 | 2 | 9 | 1 | 58.0896
2022 | 2 | 9 | 2 | 56.8322
2022 | 2 | 9 | 3 | 56.5001
2022 | 2 | 9 | 4 | 56.6326
2022 | 2 | 9 | 5 | 56.9939
2022 | 2 | 9 | 6 | 58.7156
2022 | 2 | 9 | 7 | 63.2775
2022 | 2 | 9 | 8 | 68.2589
2022 | 2 | 9 | 9 | 67.0999
2022 | 2 | 9 | 10 | 63.3724
2022 | 2 | 9 | 11 | 60.9486
2022 | 2 | 9 | 12 | 60.7735
2022 | 2 | 9 | 13 | 59.4253
2022 | 2 | 9 | 14 | 59.1592
2022 | 2 | 9 | 15 | 58.6217
2022 | 2 | 9 | 16 | 59.6392
2022 | 2 | 9 | 17 | 64.7551
2022 | 2 | 9 | 18 | 69.792
2022 | 2 | 9 | 19 | 71.2283
2022 | 2 | 9 | 20 | 70.5902
2022 | 2 | 9 | 21 | 68.6542
2022 | 2 | 9 | 22 | 65.5906
2022 | 2 | 9 | 23 | 61.5098
2022 | 2 | 10 | 0 | 57.962
2022 | 2 | 10 | 1 | 52.6065
2022 | 2 | 10 | 2 | 51.0154
2022 | 2 | 10 | 3 | 50.3592
2022 | 2 | 10 | 4 | 50.1375
2022 | 2 | 10 | 5 | 50.3543
2022 | 2 | 10 | 6 | 52.409
2022 | 2 | 10 | 7 | 57.0328
2022 | 2 | 10 | 8 | 62.7668
2022 | 2 | 10 | 9 | 63.4515
2022 | 2 | 10 | 10 | 61.0195
2022 | 2 | 10 | 11 | 59.23
2022 | 2 | 10 | 12 | 57.2878
2022 | 2 | 10 | 13 | 56.1836
2022 | 2 | 10 | 14 | 55.9487
2022 | 2 | 10 | 15 | 55.4506
2022 | 2 | 10 | 16 | 56.7201
2022 | 2 | 10 | 17 | 61.5778
2022 | 2 | 10 | 18 | 67.3349
2022 | 2 | 10 | 19 | 67.1396
2022 | 2 | 10 | 20 | 65.6958
2022 | 2 | 10 | 21 | 63.5222
2022 | 2 | 10 | 22 | 60.7352
2022 | 2 | 10 | 23 | 56.8688
2022 | 2 | 11 | 0 | 50.6398
2022 | 2 | 11 | 1 | 46.0408
2022 | 2 | 11 | 2 | 44.28
2022 | 2 | 11 | 3 | 43.5479
2022 | 2 | 11 | 4 | 43.3062
2022 | 2 | 11 | 5 | 43.6384
2022 | 2 | 11 | 6 | 45.0618
2022 | 2 | 11 | 7 | 50.0025
2022 | 2 | 11 | 8 | 55.9937
2022 | 2 | 11 | 9 | 56.3296
2022 | 2 | 11 | 10 | 52.711
2022 | 2 | 11 | 11 | 51.0501
2022 | 2 | 11 | 12 | 49.4877
2022 | 2 | 11 | 13 | 48.6257
2022 | 2 | 11 | 14 | 48.2712
2022 | 2 | 11 | 15 | 47.2577
2022 | 2 | 11 | 16 | 48.959
2022 | 2 | 11 | 17 | 53.9375
2022 | 2 | 11 | 18 | 59.479
2022 | 2 | 11 | 19 | 59.7277
2022 | 2 | 11 | 20 | 58.1828
2022 | 2 | 11 | 21 | 56.2488
2022 | 2 | 11 | 22 | 53.8063
2022 | 2 | 11 | 23 | 50.1215
2022 | 2 | 12 | 0 | 47.0065
2022 | 2 | 12 | 1 | 41.8126
2022 | 2 | 12 | 2 | 40.3571
2022 | 2 | 12 | 3 | 39.6168
2022 | 2 | 12 | 4 | 39.4539
2022 | 2 | 12 | 5 | 39.4682
2022 | 2 | 12 | 6 | 40.1181
2022 | 2 | 12 | 7 | 43.2799
2022 | 2 | 12 | 8 | 48.2229
2022 | 2 | 12 | 9 | 49.4983
2022 | 2 | 12 | 10 | 48.1365
2022 | 2 | 12 | 11 | 46.4975
2022 | 2 | 12 | 12 | 46.0197
2022 | 2 | 12 | 13 | 46.3739
2022 | 2 | 12 | 14 | 46.1354
2022 | 2 | 12 | 15 | 45.9251
2022 | 2 | 12 | 16 | 47.0242
2022 | 2 | 12 | 17 | 51.8907
2022 | 2 | 12 | 18 | 59.2563
2022 | 2 | 12 | 19 | 59.8212
2022 | 2 | 12 | 20 | 56.7938
2022 | 2 | 12 | 21 | 54.1279
2022 | 2 | 12 | 22 | 51.8226
2022 | 2 | 12 | 23 | 48.9001
2022 | 2 | 13 | 0 | 45.2194
2022 | 2 | 13 | 1 | 40.4445
2022 | 2 | 13 | 2 | 38.9716
2022 | 2 | 13 | 3 | 38.3708
2022 | 2 | 13 | 4 | 38.2096
2022 | 2 | 13 | 5 | 38.0712
2022 | 2 | 13 | 6 | 38.0566
2022 | 2 | 13 | 7 | 40.5524
2022 | 2 | 13 | 8 | 46.2701
2022 | 2 | 13 | 9 | 47.5362
2022 | 2 | 13 | 10 | 45.9426
2022 | 2 | 13 | 11 | 44.2331
2022 | 2 | 13 | 12 | 43.8173
2022 | 2 | 13 | 13 | 43.6378
2022 | 2 | 13 | 14 | 44.0282
2022 | 2 | 13 | 15 | 44.3045
2022 | 2 | 13 | 16 | 46.999
2022 | 2 | 13 | 17 | 53.6547
2022 | 2 | 13 | 18 | 60.156
2022 | 2 | 13 | 19 | 59.064
2022 | 2 | 13 | 20 | 55.974
2022 | 2 | 13 | 21 | 52.9671
2022 | 2 | 13 | 22 | 49.9528
2022 | 2 | 13 | 23 | 46.71
2022 | 2 | 14 | 0 | 42.7115
2022 | 2 | 14 | 1 | 41.2959
2022 | 2 | 14 | 2 | 40.1901
2022 | 2 | 14 | 3 | 40.0076
2022 | 2 | 14 | 4 | 40.2868
2022 | 2 | 14 | 5 | 41.1241
2022 | 2 | 14 | 6 | 42.9773
2022 | 2 | 14 | 7 | 48.2703
2022 | 2 | 14 | 8 | 54.9108
2022 | 2 | 14 | 9 | 54.4331
2022 | 2 | 14 | 10 | 51.368
2022 | 2 | 14 | 11 | 49.3446
2022 | 2 | 14 | 12 | 47.2626
2022 | 2 | 14 | 13 | 46.963
2022 | 2 | 14 | 14 | 47.3709
2022 | 2 | 14 | 15 | 47.9132
2022 | 2 | 14 | 16 | 49.8396
2022 | 2 | 14 | 17 | 56.3739
2022 | 2 | 14 | 18 | 66.1256
2022 | 2 | 14 | 19 | 66.4179
2022 | 2 | 14 | 20 | 64.5586
2022 | 2 | 14 | 21 | 62.0251
2022 | 2 | 14 | 22 | 59.122
2022 | 2 | 14 | 23 | 55.4575
2022 | 2 | 15 | 0 | 48.5371
2022 | 2 | 15 | 1 | 50.1916
2022 | 2 | 15 | 2 | 49.3155
2022 | 2 | 15 | 3 | 49.5584
2022 | 2 | 15 | 4 | 50.2826
2022 | 2 | 15 | 5 | 51.3961
2022 | 2 | 15 | 6 | 53.5722
2022 | 2 | 15 | 7 | 58.8314
2022 | 2 | 15 | 8 | 63.4248
2022 | 2 | 15 | 9 | 59.9439
2022 | 2 | 15 | 10 | 54.874
2022 | 2 | 15 | 11 | 50.9982
2022 | 2 | 15 | 12 | 49.3226
2022 | 2 | 15 | 13 | 48.6046
2022 | 2 | 15 | 14 | 48.6483
2022 | 2 | 15 | 15 | 49.7843
2022 | 2 | 15 | 16 | 51.872
2022 | 2 | 15 | 17 | 57.7665
2022 | 2 | 15 | 18 | 70.0446
2022 | 2 | 15 | 19 | 72.2691
2022 | 2 | 15 | 20 | 71.4129
2022 | 2 | 15 | 21 | 69.3836
2022 | 2 | 15 | 22 | 66.5079
2022 | 2 | 15 | 23 | 62.5442
2022 | 2 | 16 | 0 | 58.5166
2022 | 2 | 16 | 1 | 56.607
2022 | 2 | 16 | 2 | 55.4953
2022 | 2 | 16 | 3 | 55.2373
2022 | 2 | 16 | 4 | 55.4564
2022 | 2 | 16 | 5 | 55.9397
2022 | 2 | 16 | 6 | 58.0802
2022 | 2 | 16 | 7 | 62.4737
2022 | 2 | 16 | 8 | 65.8338
2022 | 2 | 16 | 9 | 61.6136
2022 | 2 | 16 | 10 | 57.1188
2022 | 2 | 16 | 11 | 54.7074
2022 | 2 | 16 | 12 | 54.9132
2022 | 2 | 16 | 13 | 54.4586
2022 | 2 | 16 | 14 | 53.8061
2022 | 2 | 16 | 15 | 53.2473
2022 | 2 | 16 | 16 | 53.3844
2022 | 2 | 16 | 17 | 58.4682
2022 | 2 | 16 | 18 | 66.7116
2022 | 2 | 16 | 19 | 68.1879
2022 | 2 | 16 | 20 | 67.1124
2022 | 2 | 16 | 21 | 64.7291
2022 | 2 | 16 | 22 | 61.5933
2022 | 2 | 16 | 23 | 57.4615
2022 | 2 | 17 | 0 | 54.545
2022 | 2 | 17 | 1 | 52.8611
2022 | 2 | 17 | 2 | 51.525
2022 | 2 | 17 | 3 | 51.1802
2022 | 2 | 17 | 4 | 51.2831
2022 | 2 | 17 | 5 | 51.9111
2022 | 2 | 17 | 6 | 54.0146
2022 | 2 | 17 | 7 | 58.8198
2022 | 2 | 17 | 8 | 64.4039
2022 | 2 | 17 | 9 | 63.8828
2022 | 2 | 17 | 10 | 60.3778
2022 | 2 | 17 | 11 | 56.7522
2022 | 2 | 17 | 12 | 50.8948
2022 | 2 | 17 | 13 | 51.0251
2022 | 2 | 17 | 14 | 51.9932
2022 | 2 | 17 | 15 | 51.5761
2022 | 2 | 17 | 16 | 51.1329
2022 | 2 | 17 | 17 | 56.0601
2022 | 2 | 17 | 18 | 64.5721
2022 | 2 | 17 | 19 | 67.3185
2022 | 2 | 17 | 20 | 66.6177
2022 | 2 | 17 | 21 | 64.832
2022 | 2 | 17 | 22 | 61.9452
2022 | 2 | 17 | 23 | 57.8247
2022 | 2 | 18 | 0 | 54.3781
2022 | 2 | 18 | 1 | 53.121
2022 | 2 | 18 | 2 | 51.9221
2022 | 2 | 18 | 3 | 51.705
2022 | 2 | 18 | 4 | 52.0145
2022 | 2 | 18 | 5 | 52.7397
2022 | 2 | 18 | 6 | 54.5113
2022 | 2 | 18 | 7 | 59.7059
2022 | 2 | 18 | 8 | 65.5628
2022 | 2 | 18 | 9 | 64.508
2022 | 2 | 18 | 10 | 59.5318
2022 | 2 | 18 | 11 | 55.9861
2022 | 2 | 18 | 12 | 50.3842
2022 | 2 | 18 | 13 | 49.4721
2022 | 2 | 18 | 14 | 48.8401
2022 | 2 | 18 | 15 | 47.7712
2022 | 2 | 18 | 16 | 48.2401
2022 | 2 | 18 | 17 | 52.1603
2022 | 2 | 18 | 18 | 64.038
2022 | 2 | 18 | 19 | 68.1626
2022 | 2 | 18 | 20 | 67.9917
2022 | 2 | 18 | 21 | 66.6403
2022 | 2 | 18 | 22 | 64.357
2022 | 2 | 18 | 23 | 60.5239
2022 | 2 | 19 | 0 | 55.9481
2022 | 2 | 19 | 1 | 53.8049
2022 | 2 | 19 | 2 | 52.8569
2022 | 2 | 19 | 3 | 52.5816
2022 | 2 | 19 | 4 | 52.7131
2022 | 2 | 19 | 5 | 53.2926
2022 | 2 | 19 | 6 | 54.4051
2022 | 2 | 19 | 7 | 57.0513
2022 | 2 | 19 | 8 | 58.9719
2022 | 2 | 19 | 9 | 57.4495
2022 | 2 | 19 | 10 | 56.0921
2022 | 2 | 19 | 11 | 54.0197
2022 | 2 | 19 | 12 | 51.5765
2022 | 2 | 19 | 13 | 50.9003
2022 | 2 | 19 | 14 | 50.3196
2022 | 2 | 19 | 15 | 50.0523
2022 | 2 | 19 | 16 | 50.3863
2022 | 2 | 19 | 17 | 54.016
2022 | 2 | 19 | 18 | 64.5303
2022 | 2 | 19 | 19 | 68.2714
2022 | 2 | 19 | 20 | 65.8131
2022 | 2 | 19 | 21 | 63.3938
2022 | 2 | 19 | 22 | 60.7403
2022 | 2 | 19 | 23 | 57.5698
2022 | 2 | 20 | 0 | 54.776
2022 | 2 | 20 | 1 | 51.2157
2022 | 2 | 20 | 2 | 50.0732
2022 | 2 | 20 | 3 | 49.675
2022 | 2 | 20 | 4 | 49.6415
2022 | 2 | 20 | 5 | 49.9684
2022 | 2 | 20 | 6 | 49.9973
2022 | 2 | 20 | 7 | 51.8239
2022 | 2 | 20 | 8 | 54.3473
2022 | 2 | 20 | 9 | 53.4828
2022 | 2 | 20 | 10 | 51.8299
2022 | 2 | 20 | 11 | 50.2451
2022 | 2 | 20 | 12 | 51.1247
2022 | 2 | 20 | 13 | 50.7341
2022 | 2 | 20 | 14 | 51.1803
2022 | 2 | 20 | 15 | 51.4098
2022 | 2 | 20 | 16 | 53.4225
2022 | 2 | 20 | 17 | 58.1424
2022 | 2 | 20 | 18 | 65.3118
2022 | 2 | 20 | 19 | 66.3961
2022 | 2 | 20 | 20 | 63.4399
2022 | 2 | 20 | 21 | 60.5169
2022 | 2 | 20 | 22 | 57.1284
2022 | 2 | 20 | 23 | 53.6935
2022 | 2 | 21 | 0 | 50.475
2022 | 2 | 21 | 1 | 54.895
2022 | 2 | 21 | 2 | 53.9148
2022 | 2 | 21 | 3 | 53.6611
2022 | 2 | 21 | 4 | 53.9522
2022 | 2 | 21 | 5 | 54.6353
2022 | 2 | 21 | 6 | 55.2785
2022 | 2 | 21 | 7 | 57.6864
2022 | 2 | 21 | 8 | 60.4173
2022 | 2 | 21 | 9 | 56.2814
2022 | 2 | 21 | 10 | 49.1214
2022 | 2 | 21 | 11 | 45.427
2022 | 2 | 21 | 12 | 45.1553
2022 | 2 | 21 | 13 | 46.3433
2022 | 2 | 21 | 14 | 46.0283
2022 | 2 | 21 | 15 | 45.5558
2022 | 2 | 21 | 16 | 44.9035
2022 | 2 | 21 | 17 | 51.4356
2022 | 2 | 21 | 18 | 65.3422
2022 | 2 | 21 | 19 | 68.3105
2022 | 2 | 21 | 20 | 67.3294
2022 | 2 | 21 | 21 | 65.122
2022 | 2 | 21 | 22 | 61.9362
2022 | 2 | 21 | 23 | 58.0446
2022 | 2 | 22 | 0 | 56.8238
2022 | 2 | 22 | 1 | 54.6031
2022 | 2 | 22 | 2 | 53.2085
2022 | 2 | 22 | 3 | 52.7367
2022 | 2 | 22 | 4 | 52.7076
2022 | 2 | 22 | 5 | 53.0472
2022 | 2 | 22 | 6 | 55.064
2022 | 2 | 22 | 7 | 59.9401
2022 | 2 | 22 | 8 | 65.0261
2022 | 2 | 22 | 9 | 63.5726
2022 | 2 | 22 | 10 | 59.8357
2022 | 2 | 22 | 11 | 57.4342
2022 | 2 | 22 | 12 | 55.2085
2022 | 2 | 22 | 13 | 54.3353
2022 | 2 | 22 | 14 | 54.1666
2022 | 2 | 22 | 15 | 53.666
2022 | 2 | 22 | 16 | 54.3726
2022 | 2 | 22 | 17 | 57.4219
2022 | 2 | 22 | 18 | 65.7498
2022 | 2 | 22 | 19 | 66.7377
2022 | 2 | 22 | 20 | 65.5953
2022 | 2 | 22 | 21 | 63.1237
2022 | 2 | 22 | 22 | 60.127
2022 | 2 | 22 | 23 | 56.2632
2022 | 2 | 23 | 0 | 52.5582
2022 | 2 | 23 | 1 | 47.2292
2022 | 2 | 23 | 2 | 45.6369
2022 | 2 | 23 | 3 | 45.017
2022 | 2 | 23 | 4 | 44.8146
2022 | 2 | 23 | 5 | 45.1773
2022 | 2 | 23 | 6 | 47.0199
2022 | 2 | 23 | 7 | 51.739
2022 | 2 | 23 | 8 | 57.4148
2022 | 2 | 23 | 9 | 56.5132
2022 | 2 | 23 | 10 | 52.6298
2022 | 2 | 23 | 11 | 50.5643
2022 | 2 | 23 | 12 | 48.8922
2022 | 2 | 23 | 13 | 49.4438
2022 | 2 | 23 | 14 | 50.2643
2022 | 2 | 23 | 15 | 48.9226
2022 | 2 | 23 | 16 | 48.5606
2022 | 2 | 23 | 17 | 53.1878
2022 | 2 | 23 | 18 | 58.6345
2022 | 2 | 23 | 19 | 59.3694
2022 | 2 | 23 | 20 | 58.1283
2022 | 2 | 23 | 21 | 55.8527
2022 | 2 | 23 | 22 | 52.6355
2022 | 2 | 23 | 23 | 48.7383
2022 | 2 | 24 | 0 | 46.6009
2022 | 2 | 24 | 1 | 41.7658
2022 | 2 | 24 | 2 | 40.2293
2022 | 2 | 24 | 3 | 39.7764
2022 | 2 | 24 | 4 | 39.8006
2022 | 2 | 24 | 5 | 40.5172
2022 | 2 | 24 | 6 | 43.0749
2022 | 2 | 24 | 7 | 48.0395
2022 | 2 | 24 | 8 | 53.657
2022 | 2 | 24 | 9 | 53.1797
2022 | 2 | 24 | 10 | 49.5133
2022 | 2 | 24 | 11 | 47.6857
2022 | 2 | 24 | 12 | 46.9287
2022 | 2 | 24 | 13 | 46.7142
2022 | 2 | 24 | 14 | 47.666
2022 | 2 | 24 | 15 | 47.0396
2022 | 2 | 24 | 16 | 48.1004
2022 | 2 | 24 | 17 | 52.6816
2022 | 2 | 24 | 18 | 58.963
2022 | 2 | 24 | 19 | 60.2986
2022 | 2 | 24 | 20 | 59.3445
2022 | 2 | 24 | 21 | 57.3501
2022 | 2 | 24 | 22 | 54.5743
2022 | 2 | 24 | 23 | 50.8616
2022 | 2 | 25 | 0 | 46.8153
2022 | 2 | 25 | 1 | 42.3945
2022 | 2 | 25 | 2 | 40.8596
2022 | 2 | 25 | 3 | 40.3772
2022 | 2 | 25 | 4 | 40.447
2022 | 2 | 25 | 5 | 41.1527
2022 | 2 | 25 | 6 | 43.4758
2022 | 2 | 25 | 7 | 48.7018
2022 | 2 | 25 | 8 | 54.416
2022 | 2 | 25 | 9 | 53.5817
2022 | 2 | 25 | 10 | 49.6252
2022 | 2 | 25 | 11 | 47.1868
2022 | 2 | 25 | 12 | 45.0502
2022 | 2 | 25 | 13 | 44.9422
2022 | 2 | 25 | 14 | 45.1511
2022 | 2 | 25 | 15 | 44.1948
2022 | 2 | 25 | 16 | 45.5524
2022 | 2 | 25 | 17 | 49.9401
2022 | 2 | 25 | 18 | 56.8495
2022 | 2 | 25 | 19 | 58.0605
2022 | 2 | 25 | 20 | 56.9281
2022 | 2 | 25 | 21 | 54.8497
2022 | 2 | 25 | 22 | 52.3595
2022 | 2 | 25 | 23 | 48.6623
2022 | 2 | 26 | 0 | 46.4924
2022 | 2 | 26 | 1 | 41.0451
2022 | 2 | 26 | 2 | 39.4758
2022 | 2 | 26 | 3 | 38.798
2022 | 2 | 26 | 4 | 38.564
2022 | 2 | 26 | 5 | 38.5862
2022 | 2 | 26 | 6 | 39.4438
2022 | 2 | 26 | 7 | 42.5563
2022 | 2 | 26 | 8 | 47.9229
2022 | 2 | 26 | 9 | 48.5024
2022 | 2 | 26 | 10 | 46.4809
2022 | 2 | 26 | 11 | 44.5903
2022 | 2 | 26 | 12 | 42.452
2022 | 2 | 26 | 13 | 42.3778
2022 | 2 | 26 | 14 | 42.6219
2022 | 2 | 26 | 15 | 42.3115
2022 | 2 | 26 | 16 | 44.1877
2022 | 2 | 26 | 17 | 49.5099
2022 | 2 | 26 | 18 | 58.9989
2022 | 2 | 26 | 19 | 58.6791
2022 | 2 | 26 | 20 | 55.809
2022 | 2 | 26 | 21 | 52.9687
2022 | 2 | 26 | 22 | 50.5985
2022 | 2 | 26 | 23 | 47.7791
2022 | 2 | 27 | 0 | 42.6358
2022 | 2 | 27 | 1 | 39.731
2022 | 2 | 27 | 2 | 38.1907
2022 | 2 | 27 | 3 | 37.536
2022 | 2 | 27 | 4 | 37.3567
2022 | 2 | 27 | 5 | 37.3018
2022 | 2 | 27 | 6 | 37.4502
2022 | 2 | 27 | 7 | 40.0723
2022 | 2 | 27 | 8 | 46.25
2022 | 2 | 27 | 9 | 47.5767
2022 | 2 | 27 | 10 | 45.8807
2022 | 2 | 27 | 11 | 43.7191
2022 | 2 | 27 | 12 | 41.5478
2022 | 2 | 27 | 13 | 42.3739
2022 | 2 | 27 | 14 | 42.9575
2022 | 2 | 27 | 15 | 43.0392
2022 | 2 | 27 | 16 | 45.6538
2022 | 2 | 27 | 17 | 51.7419
2022 | 2 | 27 | 18 | 58.7489
2022 | 2 | 27 | 19 | 59.8969
2022 | 2 | 27 | 20 | 58.0782
2022 | 2 | 27 | 21 | 55.5402
2022 | 2 | 27 | 22 | 52.9632
2022 | 2 | 27 | 23 | 50.0027
2022 | 2 | 28 | 0 | 42.3018
2022 | 2 | 28 | 1 | 41.2376
2022 | 2 | 28 | 2 | 40.2752
2022 | 2 | 28 | 3 | 40.1807
2022 | 2 | 28 | 4 | 40.4861
2022 | 2 | 28 | 5 | 41.3931
2022 | 2 | 28 | 6 | 43.1085
2022 | 2 | 28 | 7 | 47.3513
2022 | 2 | 28 | 8 | 49.3773
2022 | 2 | 28 | 9 | 44.5913
2022 | 2 | 28 | 10 | 42.0528
2022 | 2 | 28 | 11 | 41.525
2022 | 2 | 28 | 12 | 39.3632
2022 | 2 | 28 | 13 | 40.6603
2022 | 2 | 28 | 14 | 40.87
2022 | 2 | 28 | 15 | 39.5546
2022 | 2 | 28 | 16 | 37.9919
2022 | 2 | 28 | 17 | 41.0486
2022 | 2 | 28 | 18 | 53.1782
2022 | 2 | 28 | 19 | 57.1944
2022 | 2 | 28 | 20 | 57.0863
2022 | 2 | 28 | 21 | 55.0203
2022 | 2 | 28 | 22 | 52.2037
2022 | 2 | 28 | 23 | 48.5581
2022 | 3 | 1 | 0 | 46.0685
2022 | 3 | 1 | 1 | 43.028
2022 | 3 | 1 | 2 | 41.8881
2022 | 3 | 1 | 3 | 41.8113
2022 | 3 | 1 | 4 | 42.058
2022 | 3 | 1 | 5 | 42.7155
2022 | 3 | 1 | 6 | 44.785
2022 | 3 | 1 | 7 | 49.68
2022 | 3 | 1 | 8 | 52.1544
2022 | 3 | 1 | 9 | 45.8991
2022 | 3 | 1 | 10 | 39.8623
2022 | 3 | 1 | 11 | 38.5066
2022 | 3 | 1 | 12 | 37.3196
2022 | 3 | 1 | 13 | 37.2816
2022 | 3 | 1 | 14 | 36.6919
2022 | 3 | 1 | 15 | 35.7232
2022 | 3 | 1 | 16 | 36.1498
2022 | 3 | 1 | 17 | 40.9019
2022 | 3 | 1 | 18 | 51.6648
2022 | 3 | 1 | 19 | 56.2619
2022 | 3 | 1 | 20 | 56.2819
2022 | 3 | 1 | 21 | 54.5015
2022 | 3 | 1 | 22 | 51.879
2022 | 3 | 1 | 23 | 48.1636
2022 | 3 | 2 | 0 | 45.7477
2022 | 3 | 2 | 1 | 44.3255
2022 | 3 | 2 | 2 | 43.1418
2022 | 3 | 2 | 3 | 42.9519
2022 | 3 | 2 | 4 | 43.135
2022 | 3 | 2 | 5 | 43.6944
2022 | 3 | 2 | 6 | 44.9672
2022 | 3 | 2 | 7 | 50.28
2022 | 3 | 2 | 8 | 55.6919
2022 | 3 | 2 | 9 | 52.5459
2022 | 3 | 2 | 10 | 46.9764
2022 | 3 | 2 | 11 | 44.7236
2022 | 3 | 2 | 12 | 44.8268
2022 | 3 | 2 | 13 | 44.8045
2022 | 3 | 2 | 14 | 44.692
2022 | 3 | 2 | 15 | 43.9682
2022 | 3 | 2 | 16 | 45.8089
2022 | 3 | 2 | 17 | 52.8295
2022 | 3 | 2 | 18 | 57.4282
2022 | 3 | 2 | 19 | 58.7441
2022 | 3 | 2 | 20 | 57.7508
2022 | 3 | 2 | 21 | 55.436
2022 | 3 | 2 | 22 | 52.3859
2022 | 3 | 2 | 23 | 48.5211
2022 | 3 | 3 | 0 | 45.8993
2022 | 3 | 3 | 1 | 44.6387
2022 | 3 | 3 | 2 | 43.3481
2022 | 3 | 3 | 3 | 43.1207
2022 | 3 | 3 | 4 | 43.3107
2022 | 3 | 3 | 5 | 43.9974
2022 | 3 | 3 | 6 | 46.5641
2022 | 3 | 3 | 7 | 51.8754
2022 | 3 | 3 | 8 | 57.0275
2022 | 3 | 3 | 9 | 54.2951
2022 | 3 | 3 | 10 | 49.1762
2022 | 3 | 3 | 11 | 46.4153
2022 | 3 | 3 | 12 | 46.6682
2022 | 3 | 3 | 13 | 46.7362
2022 | 3 | 3 | 14 | 46.9992
2022 | 3 | 3 | 15 | 47.074
2022 | 3 | 3 | 16 | 49.6485
2022 | 3 | 3 | 17 | 56.8592
2022 | 3 | 3 | 18 | 61.5509
2022 | 3 | 3 | 19 | 63.9794
2022 | 3 | 3 | 20 | 63.4241
2022 | 3 | 3 | 21 | 61.5055
2022 | 3 | 3 | 22 | 58.8857
2022 | 3 | 3 | 23 | 55.0891
2022 | 3 | 4 | 0 | 48.8834
2022 | 3 | 4 | 1 | 49.9916
2022 | 3 | 4 | 2 | 48.9506
2022 | 3 | 4 | 3 | 48.9335
2022 | 3 | 4 | 4 | 49.3841
2022 | 3 | 4 | 5 | 50.1901
2022 | 3 | 4 | 6 | 52.4869
2022 | 3 | 4 | 7 | 57.3689
2022 | 3 | 4 | 8 | 59.5533
2022 | 3 | 4 | 9 | 53.1175
2022 | 3 | 4 | 10 | 46.6181
2022 | 3 | 4 | 11 | 43.8982
2022 | 3 | 4 | 12 | 47.0231
2022 | 3 | 4 | 13 | 46.7627
2022 | 3 | 4 | 14 | 46.563
2022 | 3 | 4 | 15 | 45.9854
2022 | 3 | 4 | 16 | 48.2203
2022 | 3 | 4 | 17 | 54.2526
2022 | 3 | 4 | 18 | 62.9439
2022 | 3 | 4 | 19 | 65.547
2022 | 3 | 4 | 20 | 65.062
2022 | 3 | 4 | 21 | 63.2445
2022 | 3 | 4 | 22 | 60.7794
2022 | 3 | 4 | 23 | 56.9008
2022 | 3 | 5 | 0 | 54.0198
2022 | 3 | 5 | 1 | 51.8721
2022 | 3 | 5 | 2 | 50.6479
2022 | 3 | 5 | 3 | 50.2676
2022 | 3 | 5 | 4 | 50.1386
2022 | 3 | 5 | 5 | 50.2862
2022 | 3 | 5 | 6 | 51.4582
2022 | 3 | 5 | 7 | 53.706
2022 | 3 | 5 | 8 | 53.9135
2022 | 3 | 5 | 9 | 49.9785
2022 | 3 | 5 | 10 | 48.1919
2022 | 3 | 5 | 11 | 46.9871
2022 | 3 | 5 | 12 | 47.8647
2022 | 3 | 5 | 13 | 46.9498
2022 | 3 | 5 | 14 | 46.1615
2022 | 3 | 5 | 15 | 45.6649
2022 | 3 | 5 | 16 | 47.9738
2022 | 3 | 5 | 17 | 52.9743
2022 | 3 | 5 | 18 | 56.9751
2022 | 3 | 5 | 19 | 61.8342
2022 | 3 | 5 | 20 | 60.4947
2022 | 3 | 5 | 21 | 58.2954
2022 | 3 | 5 | 22 | 55.9154
2022 | 3 | 5 | 23 | 52.9383
2022 | 3 | 6 | 0 | 49.8422
2022 | 3 | 6 | 1 | 46.3123
2022 | 3 | 6 | 2 | 44.9622
2022 | 3 | 6 | 3 | 44.3985
2022 | 3 | 6 | 4 | 44.2029
2022 | 3 | 6 | 5 | 44.1753
2022 | 3 | 6 | 6 | 44.1022
2022 | 3 | 6 | 7 | 46.3842
2022 | 3 | 6 | 8 | 49.8848
2022 | 3 | 6 | 9 | 49.0566
2022 | 3 | 6 | 10 | 46.3728
2022 | 3 | 6 | 11 | 45.1517
2022 | 3 | 6 | 12 | 43.9034
2022 | 3 | 6 | 13 | 44.3236
2022 | 3 | 6 | 14 | 43.92
2022 | 3 | 6 | 15 | 43.4256
2022 | 3 | 6 | 16 | 45.6221
2022 | 3 | 6 | 17 | 51.3245
2022 | 3 | 6 | 18 | 54.918
2022 | 3 | 6 | 19 | 58.0218
2022 | 3 | 6 | 20 | 56.5183
2022 | 3 | 6 | 21 | 53.9979
2022 | 3 | 6 | 22 | 51.0245
2022 | 3 | 6 | 23 | 47.7781
2022 | 3 | 7 | 0 | 45.5493
2022 | 3 | 7 | 1 | 48.0512
2022 | 3 | 7 | 2 | 47.3457
2022 | 3 | 7 | 3 | 47.56
2022 | 3 | 7 | 4 | 48.1685
2022 | 3 | 7 | 5 | 49.1205
2022 | 3 | 7 | 6 | 50.9764
2022 | 3 | 7 | 7 | 56.1974
2022 | 3 | 7 | 8 | 60.4892
2022 | 3 | 7 | 9 | 56.6879
2022 | 3 | 7 | 10 | 52.3282
2022 | 3 | 7 | 11 | 49.8481
2022 | 3 | 7 | 12 | 49.0649
2022 | 3 | 7 | 13 | 49.0305
2022 | 3 | 7 | 14 | 49.1336
2022 | 3 | 7 | 15 | 48.9472
2022 | 3 | 7 | 16 | 50.872
2022 | 3 | 7 | 17 | 56.2406
2022 | 3 | 7 | 18 | 62.2845
2022 | 3 | 7 | 19 | 68.0788
2022 | 3 | 7 | 20 | 68.8891
2022 | 3 | 7 | 21 | 67.3159
2022 | 3 | 7 | 22 | 64.6355
2022 | 3 | 7 | 23 | 60.9586
2022 | 3 | 8 | 0 | 56.3572
2022 | 3 | 8 | 1 | 54.0262
2022 | 3 | 8 | 2 | 53.0178
2022 | 3 | 8 | 3 | 52.9567
2022 | 3 | 8 | 4 | 53.265
2022 | 3 | 8 | 5 | 53.7879
2022 | 3 | 8 | 6 | 56.2564
2022 | 3 | 8 | 7 | 60.5614
2022 | 3 | 8 | 8 | 60.9265
2022 | 3 | 8 | 9 | 54.1469
2022 | 3 | 8 | 10 | 49.871
2022 | 3 | 8 | 11 | 48.302
2022 | 3 | 8 | 12 | 49.9871
2022 | 3 | 8 | 13 | 49.7858
2022 | 3 | 8 | 14 | 49.0534
2022 | 3 | 8 | 15 | 48.2233
2022 | 3 | 8 | 16 | 48.8835
2022 | 3 | 8 | 17 | 52.2992
2022 | 3 | 8 | 18 | 59.4546
2022 | 3 | 8 | 19 | 64.0886
2022 | 3 | 8 | 20 | 64.6363
2022 | 3 | 8 | 21 | 62.6579
2022 | 3 | 8 | 22 | 59.902
2022 | 3 | 8 | 23 | 56.0908
2022 | 3 | 9 | 0 | 53.685
2022 | 3 | 9 | 1 | 50.3426
2022 | 3 | 9 | 2 | 49.0775
2022 | 3 | 9 | 3 | 48.7732
2022 | 3 | 9 | 4 | 48.8635
2022 | 3 | 9 | 5 | 49.3008
2022 | 3 | 9 | 6 | 51.6344
2022 | 3 | 9 | 7 | 56.3194
2022 | 3 | 9 | 8 | 59.7249
2022 | 3 | 9 | 9 | 56.3475
2022 | 3 | 9 | 10 | 52.2088
2022 | 3 | 9 | 11 | 49.8524
2022 | 3 | 9 | 12 | 48.457
2022 | 3 | 9 | 13 | 49.4365
2022 | 3 | 9 | 14 | 50.0322
2022 | 3 | 9 | 15 | 48.472
2022 | 3 | 9 | 16 | 47.9251
2022 | 3 | 9 | 17 | 52.5587
2022 | 3 | 9 | 18 | 59.6217
2022 | 3 | 9 | 19 | 63.0463
2022 | 3 | 9 | 20 | 63.2405
2022 | 3 | 9 | 21 | 61.2574
2022 | 3 | 9 | 22 | 58.2463
2022 | 3 | 9 | 23 | 54.3483
2022 | 3 | 10 | 0 | 50.6443
2022 | 3 | 10 | 1 | 50.8458
2022 | 3 | 10 | 2 | 49.7906
2022 | 3 | 10 | 3 | 49.7832
2022 | 3 | 10 | 4 | 50.2101
2022 | 3 | 10 | 5 | 51.0474
2022 | 3 | 10 | 6 | 52.6419
2022 | 3 | 10 | 7 | 57.633
2022 | 3 | 10 | 8 | 61.3794
2022 | 3 | 10 | 9 | 58.8555
2022 | 3 | 10 | 10 | 55.0519
2022 | 3 | 10 | 11 | 51.9612
2022 | 3 | 10 | 12 | 49.7623
2022 | 3 | 10 | 13 | 50.0189
2022 | 3 | 10 | 14 | 50.9541
2022 | 3 | 10 | 15 | 50.2283
2022 | 3 | 10 | 16 | 50.9284
2022 | 3 | 10 | 17 | 55.4709
2022 | 3 | 10 | 18 | 64.922
2022 | 3 | 10 | 19 | 68.5902
2022 | 3 | 10 | 20 | 68.952
2022 | 3 | 10 | 21 | 67.2126
2022 | 3 | 10 | 22 | 64.4871
2022 | 3 | 10 | 23 | 60.6511
2022 | 3 | 11 | 0 | 56.1149
2022 | 3 | 11 | 1 | 54.7858
2022 | 3 | 11 | 2 | 53.7492
2022 | 3 | 11 | 3 | 53.6989
2022 | 3 | 11 | 4 | 54.184
2022 | 3 | 11 | 5 | 54.9473
2022 | 3 | 11 | 6 | 58.5706
2022 | 3 | 11 | 7 | 63.2205
2022 | 3 | 11 | 8 | 64.6025
2022 | 3 | 11 | 9 | 59.2867
2022 | 3 | 11 | 10 | 54.8544
2022 | 3 | 11 | 11 | 51.7506
2022 | 3 | 11 | 12 | 50.5714
2022 | 3 | 11 | 13 | 50.8024
2022 | 3 | 11 | 14 | 50.184
2022 | 3 | 11 | 15 | 48.8629
2022 | 3 | 11 | 16 | 49.2867
2022 | 3 | 11 | 17 | 53.0769
2022 | 3 | 11 | 18 | 63.3066
2022 | 3 | 11 | 19 | 69.8099
2022 | 3 | 11 | 20 | 71.1636
2022 | 3 | 11 | 21 | 69.9173
2022 | 3 | 11 | 22 | 67.7886
2022 | 3 | 11 | 23 | 64.0309
2022 | 3 | 12 | 0 | 58.7353
2022 | 3 | 12 | 1 | 57.5057
2022 | 3 | 12 | 2 | 56.5839
2022 | 3 | 12 | 3 | 56.4163
2022 | 3 | 12 | 4 | 56.5652
2022 | 3 | 12 | 5 | 57.1311
2022 | 3 | 12 | 6 | 57.3873
2022 | 3 | 12 | 7 | 60.3327
2022 | 3 | 12 | 8 | 62.3167
2022 | 3 | 12 | 9 | 61.9158
2022 | 3 | 12 | 10 | 61.7434
2022 | 3 | 12 | 11 | 59.3201
2022 | 3 | 12 | 12 | 54.4198
2022 | 3 | 12 | 13 | 53.6443
2022 | 3 | 12 | 14 | 53.0326
2022 | 3 | 12 | 15 | 52.7489
2022 | 3 | 12 | 16 | 54.4477
2022 | 3 | 12 | 17 | 58.7429
2022 | 3 | 12 | 18 | 65.8775
2022 | 3 | 12 | 19 | 70.9154
2022 | 3 | 12 | 20 | 69.7588
2022 | 3 | 12 | 21 | 67.4434
2022 | 3 | 12 | 22 | 64.8694
2022 | 3 | 12 | 23 | 61.8202
2022 | 3 | 13 | 0 | 58.2796
2022 | 3 | 13 | 1 | 54.2625
2022 | 3 | 13 | 2 | 54.0438
2022 | 3 | 13 | 3 | 54.1017
2022 | 3 | 13 | 4 | 54.4685
2022 | 3 | 13 | 5 | 56.1342
2022 | 3 | 13 | 6 | 59.3262
2022 | 3 | 13 | 7 | 61.0568
2022 | 3 | 13 | 8 | 56.2235
2022 | 3 | 13 | 9 | 50.9856
2022 | 3 | 13 | 10 | 52.1799
2022 | 3 | 13 | 11 | 51.3344
2022 | 3 | 13 | 12 | 52.4366
2022 | 3 | 13 | 13 | 51.8709
2022 | 3 | 13 | 14 | 51.1181
2022 | 3 | 13 | 15 | 51.6932
2022 | 3 | 13 | 16 | 54.8263
2022 | 3 | 13 | 17 | 57.7216
2022 | 3 | 13 | 18 | 59.6029
2022 | 3 | 13 | 19 | 66.3009
2022 | 3 | 13 | 20 | 65.28
2022 | 3 | 13 | 21 | 62.3483
2022 | 3 | 13 | 22 | 58.312
2022 | 3 | 13 | 23 | 54.6566
2022 | 3 | 14 | 0 | 52.5191
2022 | 3 | 14 | 1 | 53.042
2022 | 3 | 14 | 2 | 53.0851
2022 | 3 | 14 | 3 | 53.4427
2022 | 3 | 14 | 4 | 54.1094
2022 | 3 | 14 | 5 | 55.9855
2022 | 3 | 14 | 6 | 60.532
2022 | 3 | 14 | 7 | 64.8802
2022 | 3 | 14 | 8 | 61.5018
2022 | 3 | 14 | 9 | 53.1871
2022 | 3 | 14 | 10 | 51.6647
2022 | 3 | 14 | 11 | 50.9857
2022 | 3 | 14 | 12 | 49.9723
2022 | 3 | 14 | 13 | 49.8124
2022 | 3 | 14 | 14 | 48.6067
2022 | 3 | 14 | 15 | 47.7153
2022 | 3 | 14 | 16 | 47.7679
2022 | 3 | 14 | 17 | 49.4787
2022 | 3 | 14 | 18 | 61.6089
2022 | 3 | 14 | 19 | 66.0647
2022 | 3 | 14 | 20 | 66.1641
2022 | 3 | 14 | 21 | 63.4102
2022 | 3 | 14 | 22 | 59.4655
2022 | 3 | 14 | 23 | 55.3257
2022 | 3 | 15 | 0 | 52.6396
2022 | 3 | 15 | 1 | 51.3408
2022 | 3 | 15 | 2 | 50.9539
2022 | 3 | 15 | 3 | 51.1126
2022 | 3 | 15 | 4 | 51.5911
2022 | 3 | 15 | 5 | 53.3504
2022 | 3 | 15 | 6 | 57.6121
2022 | 3 | 15 | 7 | 62.229
2022 | 3 | 15 | 8 | 59.2832
2022 | 3 | 15 | 9 | 52.299
2022 | 3 | 15 | 10 | 50.6237
2022 | 3 | 15 | 11 | 49.4483
2022 | 3 | 15 | 12 | 46.8133
2022 | 3 | 15 | 13 | 46.589
2022 | 3 | 15 | 14 | 45.4612
2022 | 3 | 15 | 15 | 44.5747
2022 | 3 | 15 | 16 | 44.8939
2022 | 3 | 15 | 17 | 45.7243
2022 | 3 | 15 | 18 | 53.9488
2022 | 3 | 15 | 19 | 61.3147
2022 | 3 | 15 | 20 | 62.4925
2022 | 3 | 15 | 21 | 60.3414
2022 | 3 | 15 | 22 | 56.8228
2022 | 3 | 15 | 23 | 52.8448
2022 | 3 | 16 | 0 | 50.087
2022 | 3 | 16 | 1 | 48.3625
2022 | 3 | 16 | 2 | 47.9906
2022 | 3 | 16 | 3 | 48.1273
2022 | 3 | 16 | 4 | 48.6158
2022 | 3 | 16 | 5 | 50.4145
2022 | 3 | 16 | 6 | 54.616
2022 | 3 | 16 | 7 | 58.9352
2022 | 3 | 16 | 8 | 55.518
2022 | 3 | 16 | 9 | 48.0018
2022 | 3 | 16 | 10 | 46.4442
2022 | 3 | 16 | 11 | 45.7939
2022 | 3 | 16 | 12 | 46.6871
2022 | 3 | 16 | 13 | 46.7036
2022 | 3 | 16 | 14 | 46.2396
2022 | 3 | 16 | 15 | 44.9326
2022 | 3 | 16 | 16 | 45.4286
2022 | 3 | 16 | 17 | 47.346
2022 | 3 | 16 | 18 | 52.0189
2022 | 3 | 16 | 19 | 58.4844
2022 | 3 | 16 | 20 | 59.3838
2022 | 3 | 16 | 21 | 57.0997
2022 | 3 | 16 | 22 | 53.3801
2022 | 3 | 16 | 23 | 49.3571
2022 | 3 | 17 | 0 | 47.2789
2022 | 3 | 17 | 1 | 45.9489
2022 | 3 | 17 | 2 | 45.5267
2022 | 3 | 17 | 3 | 45.6419
2022 | 3 | 17 | 4 | 46.1071
2022 | 3 | 17 | 5 | 48.0239
2022 | 3 | 17 | 6 | 52.1642
2022 | 3 | 17 | 7 | 56.4616
2022 | 3 | 17 | 8 | 52.5931
2022 | 3 | 17 | 9 | 45.1577
2022 | 3 | 17 | 10 | 44.1904
2022 | 3 | 17 | 11 | 43.7116
2022 | 3 | 17 | 12 | 44.1817
2022 | 3 | 17 | 13 | 44.5182
2022 | 3 | 17 | 14 | 44.243
2022 | 3 | 17 | 15 | 43.3434
2022 | 3 | 17 | 16 | 43.8271
2022 | 3 | 17 | 17 | 45.8652
2022 | 3 | 17 | 18 | 52.5712
2022 | 3 | 17 | 19 | 57.3288
2022 | 3 | 17 | 20 | 57.6053
2022 | 3 | 17 | 21 | 55.0661
2022 | 3 | 17 | 22 | 51.437
2022 | 3 | 17 | 23 | 47.3868
2022 | 3 | 18 | 0 | 45.4793
2022 | 3 | 18 | 1 | 43.5233
2022 | 3 | 18 | 2 | 42.9651
2022 | 3 | 18 | 3 | 42.9272
2022 | 3 | 18 | 4 | 43.2689
2022 | 3 | 18 | 5 | 45.0792
2022 | 3 | 18 | 6 | 49.1998
2022 | 3 | 18 | 7 | 53.623
2022 | 3 | 18 | 8 | 49.6125
2022 | 3 | 18 | 9 | 41.5301
2022 | 3 | 18 | 10 | 39.7806
2022 | 3 | 18 | 11 | 39.5484
2022 | 3 | 18 | 12 | 41.5211
2022 | 3 | 18 | 13 | 42.2372
2022 | 3 | 18 | 14 | 41.0922
2022 | 3 | 18 | 15 | 39.792
2022 | 3 | 18 | 16 | 40.8938
2022 | 3 | 18 | 17 | 43.0677
2022 | 3 | 18 | 18 | 52.5278
2022 | 3 | 18 | 19 | 55.3466
2022 | 3 | 18 | 20 | 54.8939
2022 | 3 | 18 | 21 | 52.1705
2022 | 3 | 18 | 22 | 48.8698
2022 | 3 | 18 | 23 | 45.014
2022 | 3 | 19 | 0 | 41.462
2022 | 3 | 19 | 1 | 40.839
2022 | 3 | 19 | 2 | 40.5023
2022 | 3 | 19 | 3 | 40.461
2022 | 3 | 19 | 4 | 40.9046
2022 | 3 | 19 | 5 | 42.3903
2022 | 3 | 19 | 6 | 44.8056
2022 | 3 | 19 | 7 | 48.2712
2022 | 3 | 19 | 8 | 47.1427
2022 | 3 | 19 | 9 | 43.9241
2022 | 3 | 19 | 10 | 44.3915
2022 | 3 | 19 | 11 | 43.1646
2022 | 3 | 19 | 12 | 41.4896
2022 | 3 | 19 | 13 | 41.6763
2022 | 3 | 19 | 14 | 41.3852
2022 | 3 | 19 | 15 | 41.323
2022 | 3 | 19 | 16 | 43.7283
2022 | 3 | 19 | 17 | 47.1873
2022 | 3 | 19 | 18 | 52.5822
2022 | 3 | 19 | 19 | 57.8137
2022 | 3 | 19 | 20 | 56.8529
2022 | 3 | 19 | 21 | 54.0035
2022 | 3 | 19 | 22 | 51.1286
2022 | 3 | 19 | 23 | 48.1489
2022 | 3 | 20 | 0 | 44.0722
2022 | 3 | 20 | 1 | 45.5177
2022 | 3 | 20 | 2 | 45.2713
2022 | 3 | 20 | 3 | 45.4373
2022 | 3 | 20 | 4 | 45.937
2022 | 3 | 20 | 5 | 47.3692
2022 | 3 | 20 | 6 | 49.8359
2022 | 3 | 20 | 7 | 51.6065
2022 | 3 | 20 | 8 | 46.407
2022 | 3 | 20 | 9 | 39.2375
2022 | 3 | 20 | 10 | 40.6404
2022 | 3 | 20 | 11 | 39.9303
2022 | 3 | 20 | 12 | 39.0213
2022 | 3 | 20 | 13 | 39.7064
2022 | 3 | 20 | 14 | 39.3364
2022 | 3 | 20 | 15 | 38.7691
2022 | 3 | 20 | 16 | 39.8163
2022 | 3 | 20 | 17 | 42.4666
2022 | 3 | 20 | 18 | 51.0346
2022 | 3 | 20 | 19 | 57.7831
2022 | 3 | 20 | 20 | 57.7416
2022 | 3 | 20 | 21 | 54.9059
2022 | 3 | 20 | 22 | 51.2593
2022 | 3 | 20 | 23 | 47.8175
2022 | 3 | 21 | 0 | 46.9582
2022 | 3 | 21 | 1 | 45.6943
2022 | 3 | 21 | 2 | 45.7439
2022 | 3 | 21 | 3 | 46.1501
2022 | 3 | 21 | 4 | 46.8842
2022 | 3 | 21 | 5 | 48.9692
2022 | 3 | 21 | 6 | 53.501
2022 | 3 | 21 | 7 | 57.7459
2022 | 3 | 21 | 8 | 53.107
2022 | 3 | 21 | 9 | 44.2859
2022 | 3 | 21 | 10 | 44.2534
2022 | 3 | 21 | 11 | 43.9037
2022 | 3 | 21 | 12 | 42.5017
2022 | 3 | 21 | 13 | 44.052
2022 | 3 | 21 | 14 | 43.3233
2022 | 3 | 21 | 15 | 42.5254
2022 | 3 | 21 | 16 | 41.7636
2022 | 3 | 21 | 17 | 43.5106
2022 | 3 | 21 | 18 | 50.3395
2022 | 3 | 21 | 19 | 58.0529
2022 | 3 | 21 | 20 | 59.2573
2022 | 3 | 21 | 21 | 56.7105
2022 | 3 | 21 | 22 | 53.0094
2022 | 3 | 21 | 23 | 48.9881
2022 | 3 | 22 | 0 | 46.9766
2022 | 3 | 22 | 1 | 46.4682
2022 | 3 | 22 | 2 | 46.0587
2022 | 3 | 22 | 3 | 46.2065
2022 | 3 | 22 | 4 | 46.6627
2022 | 3 | 22 | 5 | 48.5164
2022 | 3 | 22 | 6 | 52.4522
2022 | 3 | 22 | 7 | 57.2028
2022 | 3 | 22 | 8 | 53.8891
2022 | 3 | 22 | 9 | 45.8056
2022 | 3 | 22 | 10 | 43.9111
2022 | 3 | 22 | 11 | 43.1406
2022 | 3 | 22 | 12 | 44.2968
2022 | 3 | 22 | 13 | 45.3945
2022 | 3 | 22 | 14 | 45.3892
2022 | 3 | 22 | 15 | 44.8077
2022 | 3 | 22 | 16 | 44.964
2022 | 3 | 22 | 17 | 46.2485
2022 | 3 | 22 | 18 | 53.1094
2022 | 3 | 22 | 19 | 56.7377
2022 | 3 | 22 | 20 | 56.7809
2022 | 3 | 22 | 21 | 53.7284
2022 | 3 | 22 | 22 | 49.7849
2022 | 3 | 22 | 23 | 45.7329
2022 | 3 | 23 | 0 | 45.127
2022 | 3 | 23 | 1 | 42.9411
2022 | 3 | 23 | 2 | 42.3218
2022 | 3 | 23 | 3 | 42.2783
2022 | 3 | 23 | 4 | 42.6329
2022 | 3 | 23 | 5 | 44.4646
2022 | 3 | 23 | 6 | 49.2975
2022 | 3 | 23 | 7 | 53.7556
2022 | 3 | 23 | 8 | 50.5688
2022 | 3 | 23 | 9 | 44.188
2022 | 3 | 23 | 10 | 44.0187
2022 | 3 | 23 | 11 | 43.4507
2022 | 3 | 23 | 12 | 42.2334
2022 | 3 | 23 | 13 | 43.8466
2022 | 3 | 23 | 14 | 43.2955
2022 | 3 | 23 | 15 | 41.848
2022 | 3 | 23 | 16 | 41.6239
2022 | 3 | 23 | 17 | 43.1863
2022 | 3 | 23 | 18 | 52.7928
2022 | 3 | 23 | 19 | 58.0985
2022 | 3 | 23 | 20 | 58.7338
2022 | 3 | 23 | 21 | 56.1195
2022 | 3 | 23 | 22 | 52.4536
2022 | 3 | 23 | 23 | 48.6629
2022 | 3 | 24 | 0 | 43.8199
2022 | 3 | 24 | 1 | 42.8476
2022 | 3 | 24 | 2 | 42.2723
2022 | 3 | 24 | 3 | 42.3628
2022 | 3 | 24 | 4 | 42.9139
2022 | 3 | 24 | 5 | 45.0585
2022 | 3 | 24 | 6 | 48.79
2022 | 3 | 24 | 7 | 54.5711
2022 | 3 | 24 | 8 | 55.4445
2022 | 3 | 24 | 9 | 51.6082
2022 | 3 | 24 | 10 | 50.1888
2022 | 3 | 24 | 11 | 47.8239
2022 | 3 | 24 | 12 | 46.4071
2022 | 3 | 24 | 13 | 47.4777
2022 | 3 | 24 | 14 | 47.8389
2022 | 3 | 24 | 15 | 48.0253
2022 | 3 | 24 | 16 | 49.9749
2022 | 3 | 24 | 17 | 53.5968
2022 | 3 | 24 | 18 | 59.9323
2022 | 3 | 24 | 19 | 61.3956
2022 | 3 | 24 | 20 | 60.9573
2022 | 3 | 24 | 21 | 57.8653
2022 | 3 | 24 | 22 | 54.0314
2022 | 3 | 24 | 23 | 50.0167
2022 | 3 | 25 | 0 | 48.0845
2022 | 3 | 25 | 1 | 46.3924
2022 | 3 | 25 | 2 | 45.9315
2022 | 3 | 25 | 3 | 46.0892
2022 | 3 | 25 | 4 | 46.7774
2022 | 3 | 25 | 5 | 48.9405
2022 | 3 | 25 | 6 | 53.4065
2022 | 3 | 25 | 7 | 59.088
2022 | 3 | 25 | 8 | 58.954
2022 | 3 | 25 | 9 | 54.4766
2022 | 3 | 25 | 10 | 53.2156
2022 | 3 | 25 | 11 | 50.0638
2022 | 3 | 25 | 12 | 47.7867
2022 | 3 | 25 | 13 | 48.738
2022 | 3 | 25 | 14 | 48.5069
2022 | 3 | 25 | 15 | 48.4029
2022 | 3 | 25 | 16 | 50.6823
2022 | 3 | 25 | 17 | 53.6328
2022 | 3 | 25 | 18 | 58.498
2022 | 3 | 25 | 19 | 61.9439
2022 | 3 | 25 | 20 | 62.0184
2022 | 3 | 25 | 21 | 59.2275
2022 | 3 | 25 | 22 | 55.7429
2022 | 3 | 25 | 23 | 51.7063
2022 | 3 | 26 | 0 | 50.7615
2022 | 3 | 26 | 1 | 48.0147
2022 | 3 | 26 | 2 | 47.5458
2022 | 3 | 26 | 3 | 47.5288
2022 | 3 | 26 | 4 | 47.8192
2022 | 3 | 26 | 5 | 49.3811
2022 | 3 | 26 | 6 | 52.5012
2022 | 3 | 26 | 7 | 55.5054
2022 | 3 | 26 | 8 | 53.4379
2022 | 3 | 26 | 9 | 50.3161
2022 | 3 | 26 | 10 | 52.0492
2022 | 3 | 26 | 11 | 50.54
2022 | 3 | 26 | 12 | 48.2094
2022 | 3 | 26 | 13 | 47.8867
2022 | 3 | 26 | 14 | 47.364
2022 | 3 | 26 | 15 | 47.4653
2022 | 3 | 26 | 16 | 50.2964
2022 | 3 | 26 | 17 | 53.2914
2022 | 3 | 26 | 18 | 59.258
2022 | 3 | 26 | 19 | 61.2929
2022 | 3 | 26 | 20 | 59.5433
2022 | 3 | 26 | 21 | 56.0221
2022 | 3 | 26 | 22 | 52.3649
2022 | 3 | 26 | 23 | 49.0963
2022 | 3 | 27 | 0 | 47.8723
2022 | 3 | 27 | 1 | 45.3879
2022 | 3 | 27 | 2 | 44.861
2022 | 3 | 27 | 3 | 44.7468
2022 | 3 | 27 | 4 | 44.9923
2022 | 3 | 27 | 5 | 46.4438
2022 | 3 | 27 | 6 | 50.6937
2022 | 3 | 27 | 7 | 52.0132
2022 | 3 | 27 | 8 | 46.646
2022 | 3 | 27 | 9 | 41.5762
2022 | 3 | 27 | 10 | 43.9118
2022 | 3 | 27 | 11 | 43.778
2022 | 3 | 27 | 12 | 43.3908
2022 | 3 | 27 | 13 | 44.5309
2022 | 3 | 27 | 14 | 43.9321
2022 | 3 | 27 | 15 | 43.4198
2022 | 3 | 27 | 16 | 44.9049
2022 | 3 | 27 | 17 | 46.889
2022 | 3 | 27 | 18 | 53.4707
2022 | 3 | 27 | 19 | 59.1034
2022 | 3 | 27 | 20 | 58.9688
2022 | 3 | 27 | 21 | 56.0972
2022 | 3 | 27 | 22 | 52.2785
2022 | 3 | 27 | 23 | 48.85
2022 | 3 | 28 | 0 | 45.6573
2022 | 3 | 28 | 1 | 45.2117
2022 | 3 | 28 | 2 | 45.2163
2022 | 3 | 28 | 3 | 45.6181
2022 | 3 | 28 | 4 | 46.3193
2022 | 3 | 28 | 5 | 48.465
2022 | 3 | 28 | 6 | 52.9594
2022 | 3 | 28 | 7 | 56.907
2022 | 3 | 28 | 8 | 52.466
2022 | 3 | 28 | 9 | 45.7473
2022 | 3 | 28 | 10 | 46.8293
2022 | 3 | 28 | 11 | 46.8311
2022 | 3 | 28 | 12 | 49.4099
2022 | 3 | 28 | 13 | 50.2955
2022 | 3 | 28 | 14 | 50.6836
2022 | 3 | 28 | 15 | 49.9746
2022 | 3 | 28 | 16 | 50.4477
2022 | 3 | 28 | 17 | 51.904
2022 | 3 | 28 | 18 | 59.9687
2022 | 3 | 28 | 19 | 61.7975
2022 | 3 | 28 | 20 | 61.5596
2022 | 3 | 28 | 21 | 58.3642
2022 | 3 | 28 | 22 | 54.0866
2022 | 3 | 28 | 23 | 50.011
2022 | 3 | 29 | 0 | 47.4647
2022 | 3 | 29 | 1 | 43.9824
2022 | 3 | 29 | 2 | 43.3259
2022 | 3 | 29 | 3 | 43.2672
2022 | 3 | 29 | 4 | 43.5093
2022 | 3 | 29 | 5 | 45.3073
2022 | 3 | 29 | 6 | 50.1558
2022 | 3 | 29 | 7 | 54.6085
2022 | 3 | 29 | 8 | 51.9964
2022 | 3 | 29 | 9 | 46.7864
2022 | 3 | 29 | 10 | 46.7685
2022 | 3 | 29 | 11 | 46.399
2022 | 3 | 29 | 12 | 48.976
2022 | 3 | 29 | 13 | 49.8482
2022 | 3 | 29 | 14 | 49.6399
2022 | 3 | 29 | 15 | 49.0929
2022 | 3 | 29 | 16 | 50.6892
2022 | 3 | 29 | 17 | 51.7745
2022 | 3 | 29 | 18 | 58.0302
2022 | 3 | 29 | 19 | 59.4618
2022 | 3 | 29 | 20 | 59.2013
2022 | 3 | 29 | 21 | 56.1393
2022 | 3 | 29 | 22 | 52.2019
2022 | 3 | 29 | 23 | 48.3663
2022 | 3 | 30 | 0 | 42.7379
2022 | 3 | 30 | 1 | 42.6391
2022 | 3 | 30 | 2 | 42.3247
2022 | 3 | 30 | 3 | 42.755
2022 | 3 | 30 | 4 | 43.591
2022 | 3 | 30 | 5 | 46.0308
2022 | 3 | 30 | 6 | 50.5068
2022 | 3 | 30 | 7 | 55.1524
2022 | 3 | 30 | 8 | 53.5323
2022 | 3 | 30 | 9 | 49.62
2022 | 3 | 30 | 10 | 49.6197
2022 | 3 | 30 | 11 | 47.2648
2022 | 3 | 30 | 12 | 46.7854
2022 | 3 | 30 | 13 | 47.8753
2022 | 3 | 30 | 14 | 48.8718
2022 | 3 | 30 | 15 | 48.3835
2022 | 3 | 30 | 16 | 50.0653
2022 | 3 | 30 | 17 | 52.4256
2022 | 3 | 30 | 18 | 57.1857
2022 | 3 | 30 | 19 | 63.3555
2022 | 3 | 30 | 20 | 64.8033
2022 | 3 | 30 | 21 | 62.854
2022 | 3 | 30 | 22 | 58.9633
2022 | 3 | 30 | 23 | 54.9591
2022 | 3 | 31 | 0 | 51.1909
2022 | 3 | 31 | 1 | 50.0017
2022 | 3 | 31 | 2 | 49.8723
2022 | 3 | 31 | 3 | 50.2954
2022 | 3 | 31 | 4 | 51.0852
2022 | 3 | 31 | 5 | 53.3517
2022 | 3 | 31 | 6 | 58.1378
2022 | 3 | 31 | 7 | 61.6835
2022 | 3 | 31 | 8 | 56.1077
2022 | 3 | 31 | 9 | 49.4298
2022 | 3 | 31 | 10 | 50.7973
2022 | 3 | 31 | 11 | 49.7792
2022 | 3 | 31 | 12 | 49.1194
2022 | 3 | 31 | 13 | 49.5845
2022 | 3 | 31 | 14 | 49.4918
2022 | 3 | 31 | 15 | 48.2262
2022 | 3 | 31 | 16 | 47.9866
2022 | 3 | 31 | 17 | 48.2204
2022 | 3 | 31 | 18 | 52.7632
2022 | 3 | 31 | 19 | 60.6749
2022 | 3 | 31 | 20 | 62.8423
2022 | 3 | 31 | 21 | 61.002
2022 | 3 | 31 | 22 | 57.3584
2022 | 3 | 31 | 23 | 53.156
2022 | 4 | 1 | 0 | 51.2553
2022 | 4 | 1 | 1 | 51.4147
2022 | 4 | 1 | 2 | 51.147
2022 | 4 | 1 | 3 | 51.0191
2022 | 4 | 1 | 4 | 51.2728
2022 | 4 | 1 | 5 | 52.1376
2022 | 4 | 1 | 6 | 54.0379
2022 | 4 | 1 | 7 | 54.6252
2022 | 4 | 1 | 8 | 48.4717
2022 | 4 | 1 | 9 | 39.7695
2022 | 4 | 1 | 10 | 36.3227
2022 | 4 | 1 | 11 | 38.2069
2022 | 4 | 1 | 12 | 37.255
2022 | 4 | 1 | 13 | 36.937
2022 | 4 | 1 | 14 | 34.9501
2022 | 4 | 1 | 15 | 35.9897
2022 | 4 | 1 | 16 | 35.1356
2022 | 4 | 1 | 17 | 37.5937
2022 | 4 | 1 | 18 | 47.5716
2022 | 4 | 1 | 19 | 55.2907
2022 | 4 | 1 | 20 | 57.6949
2022 | 4 | 1 | 21 | 55.0531
2022 | 4 | 1 | 22 | 52.511
2022 | 4 | 1 | 23 | 49.1073
2022 | 4 | 2 | 0 | 45.7845
2022 | 4 | 2 | 1 | 45.984
2022 | 4 | 2 | 2 | 45.5635
2022 | 4 | 2 | 3 | 45.3024
2022 | 4 | 2 | 4 | 45.5667
2022 | 4 | 2 | 5 | 46.9928
2022 | 4 | 2 | 6 | 49.8938
2022 | 4 | 2 | 7 | 50.9537
2022 | 4 | 2 | 8 | 44.8635
2022 | 4 | 2 | 9 | 40.0062
2022 | 4 | 2 | 10 | 39.9133
2022 | 4 | 2 | 11 | 40.6544
2022 | 4 | 2 | 12 | 38.9962
2022 | 4 | 2 | 13 | 40.3032
2022 | 4 | 2 | 14 | 38.6572
2022 | 4 | 2 | 15 | 38.4769
2022 | 4 | 2 | 16 | 38.3631
2022 | 4 | 2 | 17 | 38.3098
2022 | 4 | 2 | 18 | 46.9974
2022 | 4 | 2 | 19 | 54.557
2022 | 4 | 2 | 20 | 55.5051
2022 | 4 | 2 | 21 | 52.7592
2022 | 4 | 2 | 22 | 49.7528
2022 | 4 | 2 | 23 | 46.8029
2022 | 4 | 3 | 0 | 43.3826
2022 | 4 | 3 | 1 | 43.7681
2022 | 4 | 3 | 2 | 43.592
2022 | 4 | 3 | 3 | 43.4921
2022 | 4 | 3 | 4 | 43.8388
2022 | 4 | 3 | 5 | 44.729
2022 | 4 | 3 | 6 | 46.7928
2022 | 4 | 3 | 7 | 47.807
2022 | 4 | 3 | 8 | 41.2687
2022 | 4 | 3 | 9 | 37.5043
2022 | 4 | 3 | 10 | 37.811
2022 | 4 | 3 | 11 | 38.7005
2022 | 4 | 3 | 12 | 38.3608
2022 | 4 | 3 | 13 | 40.4384
2022 | 4 | 3 | 14 | 39.9726
2022 | 4 | 3 | 15 | 38.9784
2022 | 4 | 3 | 16 | 36.6026
2022 | 4 | 3 | 17 | 34.8436
2022 | 4 | 3 | 18 | 41.9029
2022 | 4 | 3 | 19 | 49.4373
2022 | 4 | 3 | 20 | 52.1158
2022 | 4 | 3 | 21 | 50.3166
2022 | 4 | 3 | 22 | 47.4831
2022 | 4 | 3 | 23 | 44.8392
2022 | 4 | 4 | 0 | 42.3382
2022 | 4 | 4 | 1 | 41.5406
2022 | 4 | 4 | 2 | 41.5146
2022 | 4 | 4 | 3 | 41.7011
2022 | 4 | 4 | 4 | 42.3886
2022 | 4 | 4 | 5 | 43.8782
2022 | 4 | 4 | 6 | 47.0738
2022 | 4 | 4 | 7 | 49.6848
2022 | 4 | 4 | 8 | 44.5904
2022 | 4 | 4 | 9 | 34.8846
2022 | 4 | 4 | 10 | 34.2359
2022 | 4 | 4 | 11 | 34.7394
2022 | 4 | 4 | 12 | 40.2191
2022 | 4 | 4 | 13 | 41.352
2022 | 4 | 4 | 14 | 42.4159
2022 | 4 | 4 | 15 | 42.0073
2022 | 4 | 4 | 16 | 40.2263
2022 | 4 | 4 | 17 | 38.7884
2022 | 4 | 4 | 18 | 49.5549
2022 | 4 | 4 | 19 | 54.9348
2022 | 4 | 4 | 20 | 56.49
2022 | 4 | 4 | 21 | 53.3638
2022 | 4 | 4 | 22 | 49.0907
2022 | 4 | 4 | 23 | 45.0922
2022 | 4 | 5 | 0 | 44.4682
2022 | 4 | 5 | 1 | 43.6567
2022 | 4 | 5 | 2 | 43.1815
2022 | 4 | 5 | 3 | 43.2877
2022 | 4 | 5 | 4 | 43.8519
2022 | 4 | 5 | 5 | 45.938
2022 | 4 | 5 | 6 | 49.6316
2022 | 4 | 5 | 7 | 53.951
2022 | 4 | 5 | 8 | 53.3708
2022 | 4 | 5 | 9 | 50.0794
2022 | 4 | 5 | 10 | 47.425
2022 | 4 | 5 | 11 | 46.0131
2022 | 4 | 5 | 12 | 43.822
2022 | 4 | 5 | 13 | 44.3737
2022 | 4 | 5 | 14 | 44.151
2022 | 4 | 5 | 15 | 45.2449
2022 | 4 | 5 | 16 | 47.56
2022 | 4 | 5 | 17 | 48.862
2022 | 4 | 5 | 18 | 50.4731
2022 | 4 | 5 | 19 | 56.7419
2022 | 4 | 5 | 20 | 58.9555
2022 | 4 | 5 | 21 | 56.5064
2022 | 4 | 5 | 22 | 52.8326
2022 | 4 | 5 | 23 | 49.021
2022 | 4 | 6 | 0 | 46.2457
2022 | 4 | 6 | 1 | 45.6122
2022 | 4 | 6 | 2 | 45.333
2022 | 4 | 6 | 3 | 45.5454
2022 | 4 | 6 | 4 | 46.2174
2022 | 4 | 6 | 5 | 48.3468
2022 | 4 | 6 | 6 | 52.439
2022 | 4 | 6 | 7 | 55.5554
2022 | 4 | 6 | 8 | 51.5012
2022 | 4 | 6 | 9 | 45.6833
2022 | 4 | 6 | 10 | 43.8351
2022 | 4 | 6 | 11 | 43.3601
2022 | 4 | 6 | 12 | 42.0779
2022 | 4 | 6 | 13 | 43.0862
2022 | 4 | 6 | 14 | 42.299
2022 | 4 | 6 | 15 | 42.0018
2022 | 4 | 6 | 16 | 42.3177
2022 | 4 | 6 | 17 | 43.3155
2022 | 4 | 6 | 18 | 54.4557
2022 | 4 | 6 | 19 | 58.0141
2022 | 4 | 6 | 20 | 59.4129
2022 | 4 | 6 | 21 | 56.5782
2022 | 4 | 6 | 22 | 52.4263
2022 | 4 | 6 | 23 | 48.3991
2022 | 4 | 7 | 0 | 46.6991
2022 | 4 | 7 | 1 | 44.7057
2022 | 4 | 7 | 2 | 44.2357
2022 | 4 | 7 | 3 | 44.2916
2022 | 4 | 7 | 4 | 44.8366
2022 | 4 | 7 | 5 | 46.9573
2022 | 4 | 7 | 6 | 51.6994
2022 | 4 | 7 | 7 | 55.5407
2022 | 4 | 7 | 8 | 54.6283
2022 | 4 | 7 | 9 | 52.0883
2022 | 4 | 7 | 10 | 50.0747
2022 | 4 | 7 | 11 | 48.6338
2022 | 4 | 7 | 12 | 47.3362
2022 | 4 | 7 | 13 | 47.8981
2022 | 4 | 7 | 14 | 48.0463
2022 | 4 | 7 | 15 | 48.8405
2022 | 4 | 7 | 16 | 50.5287
2022 | 4 | 7 | 17 | 52.8132
2022 | 4 | 7 | 18 | 55.6212
2022 | 4 | 7 | 19 | 57.484
2022 | 4 | 7 | 20 | 58.3667
2022 | 4 | 7 | 21 | 55.4083
2022 | 4 | 7 | 22 | 51.2207
2022 | 4 | 7 | 23 | 46.9927
2022 | 4 | 8 | 0 | 46.5378
2022 | 4 | 8 | 1 | 45.9817
2022 | 4 | 8 | 2 | 45.5019
2022 | 4 | 8 | 3 | 45.5468
2022 | 4 | 8 | 4 | 46.1363
2022 | 4 | 8 | 5 | 48.2512
2022 | 4 | 8 | 6 | 52.8694
2022 | 4 | 8 | 7 | 57.2474
2022 | 4 | 8 | 8 | 58.0382
2022 | 4 | 8 | 9 | 56.4176
2022 | 4 | 8 | 10 | 53.2828
2022 | 4 | 8 | 11 | 50.7267
2022 | 4 | 8 | 12 | 49.4513
2022 | 4 | 8 | 13 | 49.8287
2022 | 4 | 8 | 14 | 49.3449
2022 | 4 | 8 | 15 | 50.2057
2022 | 4 | 8 | 16 | 53.2708
2022 | 4 | 8 | 17 | 55.8736
2022 | 4 | 8 | 18 | 57.6407
2022 | 4 | 8 | 19 | 59.6163
2022 | 4 | 8 | 20 | 60.4336
2022 | 4 | 8 | 21 | 57.7729
2022 | 4 | 8 | 22 | 54.0156
2022 | 4 | 8 | 23 | 49.9468
2022 | 4 | 9 | 0 | 47.8603
2022 | 4 | 9 | 1 | 46.6806
2022 | 4 | 9 | 2 | 46.2411
2022 | 4 | 9 | 3 | 46.1135
2022 | 4 | 9 | 4 | 46.4363
2022 | 4 | 9 | 5 | 48.0238
2022 | 4 | 9 | 6 | 51.9362
2022 | 4 | 9 | 7 | 53.1495
2022 | 4 | 9 | 8 | 49.4315
2022 | 4 | 9 | 9 | 47.4757
2022 | 4 | 9 | 10 | 48.3378
2022 | 4 | 9 | 11 | 47.7301
2022 | 4 | 9 | 12 | 43.6618
2022 | 4 | 9 | 13 | 43.7342
2022 | 4 | 9 | 14 | 42.3646
2022 | 4 | 9 | 15 | 42.5334
2022 | 4 | 9 | 16 | 43.7592
2022 | 4 | 9 | 17 | 44.1265
2022 | 4 | 9 | 18 | 51.431
2022 | 4 | 9 | 19 | 57.3925
2022 | 4 | 9 | 20 | 58.1395
2022 | 4 | 9 | 21 | 55.6211
2022 | 4 | 9 | 22 | 52.3061
2022 | 4 | 9 | 23 | 49.178
2022 | 4 | 10 | 0 | 46.5818
2022 | 4 | 10 | 1 | 45.3157
2022 | 4 | 10 | 2 | 44.9368
2022 | 4 | 10 | 3 | 44.8689
2022 | 4 | 10 | 4 | 45.2305
2022 | 4 | 10 | 5 | 46.7255
2022 | 4 | 10 | 6 | 49.3959
2022 | 4 | 10 | 7 | 49.5413
2022 | 4 | 10 | 8 | 44.8981
2022 | 4 | 10 | 9 | 42.4267
2022 | 4 | 10 | 10 | 43.2351
2022 | 4 | 10 | 11 | 43.3204
2022 | 4 | 10 | 12 | 43.3647
2022 | 4 | 10 | 13 | 43.7643
2022 | 4 | 10 | 14 | 43.5256
2022 | 4 | 10 | 15 | 43.9585
2022 | 4 | 10 | 16 | 45.6921
2022 | 4 | 10 | 17 | 46.6913
2022 | 4 | 10 | 18 | 54.9353
2022 | 4 | 10 | 19 | 56.2749
2022 | 4 | 10 | 20 | 55.8562
2022 | 4 | 10 | 21 | 52.5224
2022 | 4 | 10 | 22 | 48.1468
2022 | 4 | 10 | 23 | 44.5387
2022 | 4 | 11 | 0 | 44.6952
2022 | 4 | 11 | 1 | 43.9693
2022 | 4 | 11 | 2 | 43.8325
2022 | 4 | 11 | 3 | 44.0483
2022 | 4 | 11 | 4 | 44.705
2022 | 4 | 11 | 5 | 46.8545
2022 | 4 | 11 | 6 | 50.7606
2022 | 4 | 11 | 7 | 54.6115
2022 | 4 | 11 | 8 | 54.924
2022 | 4 | 11 | 9 | 53.581
2022 | 4 | 11 | 10 | 52.0677
2022 | 4 | 11 | 11 | 51.2046
2022 | 4 | 11 | 12 | 47.8851
2022 | 4 | 11 | 13 | 48.2118
2022 | 4 | 11 | 14 | 48.1158
2022 | 4 | 11 | 15 | 48.4678
2022 | 4 | 11 | 16 | 49.205
2022 | 4 | 11 | 17 | 49.8206
2022 | 4 | 11 | 18 | 53.9943
2022 | 4 | 11 | 19 | 57.5834
2022 | 4 | 11 | 20 | 58.9369
2022 | 4 | 11 | 21 | 56.2866
2022 | 4 | 11 | 22 | 52.086
2022 | 4 | 11 | 23 | 48.0276
2022 | 4 | 12 | 0 | 46.9103
2022 | 4 | 12 | 1 | 46.5839
2022 | 4 | 12 | 2 | 46.3477
2022 | 4 | 12 | 3 | 46.6381
2022 | 4 | 12 | 4 | 47.3304
2022 | 4 | 12 | 5 | 49.4809
2022 | 4 | 12 | 6 | 53.5502
2022 | 4 | 12 | 7 | 56.9988
2022 | 4 | 12 | 8 | 54.6803
2022 | 4 | 12 | 9 | 50.1678
2022 | 4 | 12 | 10 | 46.9587
2022 | 4 | 12 | 11 | 46.0596
2022 | 4 | 12 | 12 | 48.3758
2022 | 4 | 12 | 13 | 48.5174
2022 | 4 | 12 | 14 | 48.2094
2022 | 4 | 12 | 15 | 49.0631
2022 | 4 | 12 | 16 | 50.6716
2022 | 4 | 12 | 17 | 51.1639
2022 | 4 | 12 | 18 | 52.7453
2022 | 4 | 12 | 19 | 57.4683
2022 | 4 | 12 | 20 | 59.4551
2022 | 4 | 12 | 21 | 57.2786
2022 | 4 | 12 | 22 | 53.3664
2022 | 4 | 12 | 23 | 49.3306
2022 | 4 | 13 | 0 | 47.2084
2022 | 4 | 13 | 1 | 46.5119
2022 | 4 | 13 | 2 | 46.2714
2022 | 4 | 13 | 3 | 46.4813
2022 | 4 | 13 | 4 | 47.1215
2022 | 4 | 13 | 5 | 49.2055
2022 | 4 | 13 | 6 | 52.8743
2022 | 4 | 13 | 7 | 56.1053
2022 | 4 | 13 | 8 | 54.2961
2022 | 4 | 13 | 9 | 50.5092
2022 | 4 | 13 | 10 | 47.5117
2022 | 4 | 13 | 11 | 46.7675
2022 | 4 | 13 | 12 | 48.7256
2022 | 4 | 13 | 13 | 49.1676
2022 | 4 | 13 | 14 | 48.8421
2022 | 4 | 13 | 15 | 48.7944
2022 | 4 | 13 | 16 | 49.4607
2022 | 4 | 13 | 17 | 50.4165
2022 | 4 | 13 | 18 | 55.023
2022 | 4 | 13 | 19 | 57.2185
2022 | 4 | 13 | 20 | 58.4433
2022 | 4 | 13 | 21 | 55.9626
2022 | 4 | 13 | 22 | 51.7185
2022 | 4 | 13 | 23 | 47.5477
2022 | 4 | 14 | 0 | 45.614
2022 | 4 | 14 | 1 | 44.5147
2022 | 4 | 14 | 2 | 44.1108
2022 | 4 | 14 | 3 | 44.1943
2022 | 4 | 14 | 4 | 44.703
2022 | 4 | 14 | 5 | 46.8094
2022 | 4 | 14 | 6 | 50.6109
2022 | 4 | 14 | 7 | 53.8083
2022 | 4 | 14 | 8 | 52.4522
2022 | 4 | 14 | 9 | 50.6735
2022 | 4 | 14 | 10 | 49.0999
2022 | 4 | 14 | 11 | 48.1883
2022 | 4 | 14 | 12 | 48.0153
2022 | 4 | 14 | 13 | 48.5723
2022 | 4 | 14 | 14 | 48.5387
2022 | 4 | 14 | 15 | 48.9154
2022 | 4 | 14 | 16 | 50.0299
2022 | 4 | 14 | 17 | 50.6562
2022 | 4 | 14 | 18 | 49.7212
2022 | 4 | 14 | 19 | 55.2376
2022 | 4 | 14 | 20 | 57.4479
2022 | 4 | 14 | 21 | 55.7012
2022 | 4 | 14 | 22 | 52.0453
2022 | 4 | 14 | 23 | 48.0057
2022 | 4 | 15 | 0 | 43.905
2022 | 4 | 15 | 1 | 42.2022
2022 | 4 | 15 | 2 | 41.7326
2022 | 4 | 15 | 3 | 41.5193
2022 | 4 | 15 | 4 | 41.6365
2022 | 4 | 15 | 5 | 42.6667
2022 | 4 | 15 | 6 | 42.6594
2022 | 4 | 15 | 7 | 43.5254
2022 | 4 | 15 | 8 | 42.4215
2022 | 4 | 15 | 9 | 40.6574
2022 | 4 | 15 | 10 | 37.6372
2022 | 4 | 15 | 11 | 39.6288
2022 | 4 | 15 | 12 | 40.4518
2022 | 4 | 15 | 13 | 38.9527
2022 | 4 | 15 | 14 | 37.6427
2022 | 4 | 15 | 15 | 38.8048
2022 | 4 | 15 | 16 | 39.896
2022 | 4 | 15 | 17 | 42.2081
2022 | 4 | 15 | 18 | 48.3933
2022 | 4 | 15 | 19 | 48.6571
2022 | 4 | 15 | 20 | 49.113
2022 | 4 | 15 | 21 | 46.3555
2022 | 4 | 15 | 22 | 43.2295
2022 | 4 | 15 | 23 | 39.7357
2022 | 4 | 16 | 0 | 38.7245
2022 | 4 | 16 | 1 | 37.4342
2022 | 4 | 16 | 2 | 36.8513
2022 | 4 | 16 | 3 | 36.5661
2022 | 4 | 16 | 4 | 36.8308
2022 | 4 | 16 | 5 | 38.2269
2022 | 4 | 16 | 6 | 40.7194
2022 | 4 | 16 | 7 | 42.7802
2022 | 4 | 16 | 8 | 44.2193
2022 | 4 | 16 | 9 | 46.3613
2022 | 4 | 16 | 10 | 45.4988
2022 | 4 | 16 | 11 | 44.3326
2022 | 4 | 16 | 12 | 42.1046
2022 | 4 | 16 | 13 | 42.5685
2022 | 4 | 16 | 14 | 42.1569
2022 | 4 | 16 | 15 | 42.602
2022 | 4 | 16 | 16 | 44.5625
2022 | 4 | 16 | 17 | 45.7585
2022 | 4 | 16 | 18 | 50.8605
2022 | 4 | 16 | 19 | 50.1863
2022 | 4 | 16 | 20 | 49.1073
2022 | 4 | 16 | 21 | 46.0955
2022 | 4 | 16 | 22 | 42.5058
2022 | 4 | 16 | 23 | 39.274
2022 | 4 | 17 | 0 | 38.6598
2022 | 4 | 17 | 1 | 38.3319
2022 | 4 | 17 | 2 | 37.9637
2022 | 4 | 17 | 3 | 37.865
2022 | 4 | 17 | 4 | 38.1996
2022 | 4 | 17 | 5 | 39.1448
2022 | 4 | 17 | 6 | 40.5461
2022 | 4 | 17 | 7 | 42.8939
2022 | 4 | 17 | 8 | 45.4037
2022 | 4 | 17 | 9 | 50.3844
2022 | 4 | 17 | 10 | 50.166
2022 | 4 | 17 | 11 | 48.5431
2022 | 4 | 17 | 12 | 47.0206
2022 | 4 | 17 | 13 | 47.1919
2022 | 4 | 17 | 14 | 47.6546
2022 | 4 | 17 | 15 | 48.3112
2022 | 4 | 17 | 16 | 50.0412
2022 | 4 | 17 | 17 | 51.4455
2022 | 4 | 17 | 18 | 50.5217
2022 | 4 | 17 | 19 | 48.9319
2022 | 4 | 17 | 20 | 49.2323
2022 | 4 | 17 | 21 | 47.0507
2022 | 4 | 17 | 22 | 43.5249
2022 | 4 | 17 | 23 | 40.5385
2022 | 4 | 18 | 0 | 40.5772
2022 | 4 | 18 | 1 | 38.3471
2022 | 4 | 18 | 2 | 38.1942
2022 | 4 | 18 | 3 | 38.3023
2022 | 4 | 18 | 4 | 38.9312
2022 | 4 | 18 | 5 | 40.5148
2022 | 4 | 18 | 6 | 43.4029
2022 | 4 | 18 | 7 | 46.205
2022 | 4 | 18 | 8 | 45.9129
2022 | 4 | 18 | 9 | 43.6604
2022 | 4 | 18 | 10 | 44.7065
2022 | 4 | 18 | 11 | 43.4748
2022 | 4 | 18 | 12 | 43.865
2022 | 4 | 18 | 13 | 44.725
2022 | 4 | 18 | 14 | 46.7704
2022 | 4 | 18 | 15 | 46.5347
2022 | 4 | 18 | 16 | 44.5946
2022 | 4 | 18 | 17 | 42.0511
2022 | 4 | 18 | 18 | 43.2915
2022 | 4 | 18 | 19 | 50.0138
2022 | 4 | 18 | 20 | 52.052
2022 | 4 | 18 | 21 | 49.9721
2022 | 4 | 18 | 22 | 45.7106
2022 | 4 | 18 | 23 | 41.511
2022 | 4 | 19 | 0 | 42.0503
2022 | 4 | 19 | 1 | 40.9756
2022 | 4 | 19 | 2 | 40.597
2022 | 4 | 19 | 3 | 40.7683
2022 | 4 | 19 | 4 | 41.3151
2022 | 4 | 19 | 5 | 43.4507
2022 | 4 | 19 | 6 | 48.2174
2022 | 4 | 19 | 7 | 50.8108
2022 | 4 | 19 | 8 | 47.5834
2022 | 4 | 19 | 9 | 45.4216
2022 | 4 | 19 | 10 | 45.2928
2022 | 4 | 19 | 11 | 44.6113
2022 | 4 | 19 | 12 | 47.0436
2022 | 4 | 19 | 13 | 47.6475
2022 | 4 | 19 | 14 | 47.5444
2022 | 4 | 19 | 15 | 48.6578
2022 | 4 | 19 | 16 | 50.4777
2022 | 4 | 19 | 17 | 51.2373
2022 | 4 | 19 | 18 | 54.4159
2022 | 4 | 19 | 19 | 53.847
2022 | 4 | 19 | 20 | 53.9315
2022 | 4 | 19 | 21 | 51.2797
2022 | 4 | 19 | 22 | 46.987
2022 | 4 | 19 | 23 | 42.8374
2022 | 4 | 20 | 0 | 40.9158
2022 | 4 | 20 | 1 | 40.2717
2022 | 4 | 20 | 2 | 39.7568
2022 | 4 | 20 | 3 | 39.8094
2022 | 4 | 20 | 4 | 40.3541
2022 | 4 | 20 | 5 | 42.5258
2022 | 4 | 20 | 6 | 46.3959
2022 | 4 | 20 | 7 | 49.8404
2022 | 4 | 20 | 8 | 50.8391
2022 | 4 | 20 | 9 | 51.9719
2022 | 4 | 20 | 10 | 50.6669
2022 | 4 | 20 | 11 | 49.0535
2022 | 4 | 20 | 12 | 49.4675
2022 | 4 | 20 | 13 | 49.9343
2022 | 4 | 20 | 14 | 49.8633
2022 | 4 | 20 | 15 | 50.5815
2022 | 4 | 20 | 16 | 52.6041
2022 | 4 | 20 | 17 | 54.4244
2022 | 4 | 20 | 18 | 56.2732
2022 | 4 | 20 | 19 | 56.5425
2022 | 4 | 20 | 20 | 57.0897
2022 | 4 | 20 | 21 | 54.8407
2022 | 4 | 20 | 22 | 50.6381
2022 | 4 | 20 | 23 | 46.5328
2022 | 4 | 21 | 0 | 43.0928
2022 | 4 | 21 | 1 | 41.5623
2022 | 4 | 21 | 2 | 41.0617
2022 | 4 | 21 | 3 | 41.1063
2022 | 4 | 21 | 4 | 41.627
2022 | 4 | 21 | 5 | 43.8388
2022 | 4 | 21 | 6 | 48.3978
2022 | 4 | 21 | 7 | 50.7192
2022 | 4 | 21 | 8 | 47.9717
2022 | 4 | 21 | 9 | 48.2553
2022 | 4 | 21 | 10 | 49.8643
2022 | 4 | 21 | 11 | 48.8997
2022 | 4 | 21 | 12 | 43.9503
2022 | 4 | 21 | 13 | 44.6759
2022 | 4 | 21 | 14 | 44.2306
2022 | 4 | 21 | 15 | 44.099
2022 | 4 | 21 | 16 | 43.7974
2022 | 4 | 21 | 17 | 42.9502
2022 | 4 | 21 | 18 | 46.1312
2022 | 4 | 21 | 19 | 52.929
2022 | 4 | 21 | 20 | 55.5036
2022 | 4 | 21 | 21 | 54.3844
2022 | 4 | 21 | 22 | 50.9312
2022 | 4 | 21 | 23 | 46.9142
2022 | 4 | 22 | 0 | 43.0492
2022 | 4 | 22 | 1 | 40.8025
2022 | 4 | 22 | 2 | 40.3181
2022 | 4 | 22 | 3 | 40.3075
2022 | 4 | 22 | 4 | 40.7353
2022 | 4 | 22 | 5 | 42.8024
2022 | 4 | 22 | 6 | 47.6161
2022 | 4 | 22 | 7 | 49.0715
2022 | 4 | 22 | 8 | 42.6156
2022 | 4 | 22 | 9 | 38.9524
2022 | 4 | 22 | 10 | 39.3857
2022 | 4 | 22 | 11 | 39.9293
2022 | 4 | 22 | 12 | 41.793
2022 | 4 | 22 | 13 | 42.7329
2022 | 4 | 22 | 14 | 41.7367
2022 | 4 | 22 | 15 | 40.8688
2022 | 4 | 22 | 16 | 40.484
2022 | 4 | 22 | 17 | 39.2927
2022 | 4 | 22 | 18 | 49.1299
2022 | 4 | 22 | 19 | 50.7151
2022 | 4 | 22 | 20 | 51.4217
2022 | 4 | 22 | 21 | 49.6137
2022 | 4 | 22 | 22 | 46.0551
2022 | 4 | 22 | 23 | 42.0298
2022 | 4 | 23 | 0 | 38.3297
2022 | 4 | 23 | 1 | 35.8568
2022 | 4 | 23 | 2 | 35.0498
2022 | 4 | 23 | 3 | 34.5834
2022 | 4 | 23 | 4 | 34.638
2022 | 4 | 23 | 5 | 35.7937
2022 | 4 | 23 | 6 | 38.3114
2022 | 4 | 23 | 7 | 39.0334
2022 | 4 | 23 | 8 | 38.9233
2022 | 4 | 23 | 9 | 41.2039
2022 | 4 | 23 | 10 | 42.1019
2022 | 4 | 23 | 11 | 43.3867
2022 | 4 | 23 | 12 | 39.8386
2022 | 4 | 23 | 13 | 39.8106
2022 | 4 | 23 | 14 | 38.1151
2022 | 4 | 23 | 15 | 37.3813
2022 | 4 | 23 | 16 | 37.7185
2022 | 4 | 23 | 17 | 39.0233
2022 | 4 | 23 | 18 | 43.0142
2022 | 4 | 23 | 19 | 43.8854
2022 | 4 | 23 | 20 | 43.2793
2022 | 4 | 23 | 21 | 40.9982
2022 | 4 | 23 | 22 | 37.6602
2022 | 4 | 23 | 23 | 34.4335
2022 | 4 | 24 | 0 | 32.4737
2022 | 4 | 24 | 1 | 31.7168
2022 | 4 | 24 | 2 | 30.9206
2022 | 4 | 24 | 3 | 30.5768
2022 | 4 | 24 | 4 | 30.6847
2022 | 4 | 24 | 5 | 31.6366
2022 | 4 | 24 | 6 | 32.8997
2022 | 4 | 24 | 7 | 33.9408
2022 | 4 | 24 | 8 | 37.5822
2022 | 4 | 24 | 9 | 41.3953
2022 | 4 | 24 | 10 | 40.0874
2022 | 4 | 24 | 11 | 39.1138
2022 | 4 | 24 | 12 | 40.0287
2022 | 4 | 24 | 13 | 40.1988
2022 | 4 | 24 | 14 | 39.8457
2022 | 4 | 24 | 15 | 40.2746
2022 | 4 | 24 | 16 | 41.7354
2022 | 4 | 24 | 17 | 43.6525
2022 | 4 | 24 | 18 | 42.6202
2022 | 4 | 24 | 19 | 43.3235
2022 | 4 | 24 | 20 | 42.9913
2022 | 4 | 24 | 21 | 40.698
2022 | 4 | 24 | 22 | 36.9076
2022 | 4 | 24 | 23 | 33.5203
2022 | 4 | 25 | 0 | 31.8346
2022 | 4 | 25 | 1 | 31.954
2022 | 4 | 25 | 2 | 31.7425
2022 | 4 | 25 | 3 | 31.8586
2022 | 4 | 25 | 4 | 32.3766
2022 | 4 | 25 | 5 | 34.5784
2022 | 4 | 25 | 6 | 37.5577
2022 | 4 | 25 | 7 | 40.9205
2022 | 4 | 25 | 8 | 41.7242
2022 | 4 | 25 | 9 | 41.3415
2022 | 4 | 25 | 10 | 39.9714
2022 | 4 | 25 | 11 | 40.1617
2022 | 4 | 25 | 12 | 40.9974
2022 | 4 | 25 | 13 | 42.0075
2022 | 4 | 25 | 14 | 40.8739
2022 | 4 | 25 | 15 | 41.4335
2022 | 4 | 25 | 16 | 43.2127
2022 | 4 | 25 | 17 | 45.2231
2022 | 4 | 25 | 18 | 41.3561
2022 | 4 | 25 | 19 | 45.762
2022 | 4 | 25 | 20 | 47.0554
2022 | 4 | 25 | 21 | 45.4177
2022 | 4 | 25 | 22 | 41.4093
2022 | 4 | 25 | 23 | 37.1929
2022 | 4 | 26 | 0 | 35.7499
2022 | 4 | 26 | 1 | 33.0639
2022 | 4 | 26 | 2 | 32.6492
2022 | 4 | 26 | 3 | 32.8729
2022 | 4 | 26 | 4 | 33.4325
2022 | 4 | 26 | 5 | 35.7257
2022 | 4 | 26 | 6 | 38.9894
2022 | 4 | 26 | 7 | 41.6487
2022 | 4 | 26 | 8 | 41.5201
2022 | 4 | 26 | 9 | 43.644
2022 | 4 | 26 | 10 | 43.3963
2022 | 4 | 26 | 11 | 42.6105
2022 | 4 | 26 | 12 | 44.1802
2022 | 4 | 26 | 13 | 44.7481
2022 | 4 | 26 | 14 | 44.1338
2022 | 4 | 26 | 15 | 44.961
2022 | 4 | 26 | 16 | 46.9061
2022 | 4 | 26 | 17 | 47.4409
2022 | 4 | 26 | 18 | 48.896
2022 | 4 | 26 | 19 | 47.9793
2022 | 4 | 26 | 20 | 48.0624
2022 | 4 | 26 | 21 | 45.7831
2022 | 4 | 26 | 22 | 41.5301
2022 | 4 | 26 | 23 | 37.2093
2022 | 4 | 27 | 0 | 35.1758
2022 | 4 | 27 | 1 | 34.9921
2022 | 4 | 27 | 2 | 34.6188
2022 | 4 | 27 | 3 | 34.8059
2022 | 4 | 27 | 4 | 35.4086
2022 | 4 | 27 | 5 | 37.7016
2022 | 4 | 27 | 6 | 40.9561
2022 | 4 | 27 | 7 | 44.3518
2022 | 4 | 27 | 8 | 47.5468
2022 | 4 | 27 | 9 | 51.3646
2022 | 4 | 27 | 10 | 49.9901
2022 | 4 | 27 | 11 | 47.3614
2022 | 4 | 27 | 12 | 48.4969
2022 | 4 | 27 | 13 | 48.629
2022 | 4 | 27 | 14 | 48.2053
2022 | 4 | 27 | 15 | 49.0701
2022 | 4 | 27 | 16 | 52.2492
2022 | 4 | 27 | 17 | 54.373
2022 | 4 | 27 | 18 | 56.9377
2022 | 4 | 27 | 19 | 54.8442
2022 | 4 | 27 | 20 | 54.558
2022 | 4 | 27 | 21 | 52.3319
2022 | 4 | 27 | 22 | 47.9328
2022 | 4 | 27 | 23 | 43.7594
2022 | 4 | 28 | 0 | 38.8641
2022 | 4 | 28 | 1 | 39.9774
2022 | 4 | 28 | 2 | 39.6502
2022 | 4 | 28 | 3 | 39.8529
2022 | 4 | 28 | 4 | 40.4918
2022 | 4 | 28 | 5 | 42.8281
2022 | 4 | 28 | 6 | 46.8615
2022 | 4 | 28 | 7 | 48.2782
2022 | 4 | 28 | 8 | 43.2742
2022 | 4 | 28 | 9 | 42.3736
2022 | 4 | 28 | 10 | 44.1946
2022 | 4 | 28 | 11 | 43.9373
2022 | 4 | 28 | 12 | 48.6093
2022 | 4 | 28 | 13 | 49.173
2022 | 4 | 28 | 14 | 49.2993
2022 | 4 | 28 | 15 | 50.2453
2022 | 4 | 28 | 16 | 51.3683
2022 | 4 | 28 | 17 | 52.4048
2022 | 4 | 28 | 18 | 52.6684
2022 | 4 | 28 | 19 | 53.1665
2022 | 4 | 28 | 20 | 53.847
2022 | 4 | 28 | 21 | 52.1669
2022 | 4 | 28 | 22 | 48.2309
2022 | 4 | 28 | 23 | 43.9337
2022 | 4 | 29 | 0 | 40.705
2022 | 4 | 29 | 1 | 41.3797
2022 | 4 | 29 | 2 | 40.8452
2022 | 4 | 29 | 3 | 40.8373
2022 | 4 | 29 | 4 | 41.3076
2022 | 4 | 29 | 5 | 43.5309
2022 | 4 | 29 | 6 | 45.9301
2022 | 4 | 29 | 7 | 49.1594
2022 | 4 | 29 | 8 | 50.4745
2022 | 4 | 29 | 9 | 53.4329
2022 | 4 | 29 | 10 | 52.2532
2022 | 4 | 29 | 11 | 50.4459
2022 | 4 | 29 | 12 | 50.3775
2022 | 4 | 29 | 13 | 51.0159
2022 | 4 | 29 | 14 | 50.5473
2022 | 4 | 29 | 15 | 50.9173
2022 | 4 | 29 | 16 | 52.382
2022 | 4 | 29 | 17 | 53.27
2022 | 4 | 29 | 18 | 54.2051
2022 | 4 | 29 | 19 | 52.9509
2022 | 4 | 29 | 20 | 52.7852
2022 | 4 | 29 | 21 | 50.8803
2022 | 4 | 29 | 22 | 46.9367
2022 | 4 | 29 | 23 | 42.5619
2022 | 4 | 30 | 0 | 39.8867
2022 | 4 | 30 | 1 | 39.1938
2022 | 4 | 30 | 2 | 38.36
2022 | 4 | 30 | 3 | 37.947
2022 | 4 | 30 | 4 | 38.0659
2022 | 4 | 30 | 5 | 39.4481
2022 | 4 | 30 | 6 | 41.3148
2022 | 4 | 30 | 7 | 42.3243
2022 | 4 | 30 | 8 | 43.5051
2022 | 4 | 30 | 9 | 48.0709
2022 | 4 | 30 | 10 | 48.5539
2022 | 4 | 30 | 11 | 47.4828
2022 | 4 | 30 | 12 | 46.2889
2022 | 4 | 30 | 13 | 46.8277
2022 | 4 | 30 | 14 | 45.5088
2022 | 4 | 30 | 15 | 46.0177
2022 | 4 | 30 | 16 | 48.0276
2022 | 4 | 30 | 17 | 48.5723
2022 | 4 | 30 | 18 | 56.7166
2022 | 4 | 30 | 19 | 53.7962
2022 | 4 | 30 | 20 | 52.1488
2022 | 4 | 30 | 21 | 49.6309
2022 | 4 | 30 | 22 | 45.9695
2022 | 4 | 30 | 23 | 42.5304
2022 | 5 | 1 | 0 | 37.9507
2022 | 5 | 1 | 1 | 41.1515
2022 | 5 | 1 | 2 | 40.7583
2022 | 5 | 1 | 3 | 40.7608
2022 | 5 | 1 | 4 | 41.3134
2022 | 5 | 1 | 5 | 43.2488
2022 | 5 | 1 | 6 | 45.3312
2022 | 5 | 1 | 7 | 44.8834
2022 | 5 | 1 | 8 | 42.3955
2022 | 5 | 1 | 9 | 46.4138
2022 | 5 | 1 | 10 | 50.1405
2022 | 5 | 1 | 11 | 48.8826
2022 | 5 | 1 | 12 | 48.3945
2022 | 5 | 1 | 13 | 48.1721
2022 | 5 | 1 | 14 | 49.772
2022 | 5 | 1 | 15 | 50.4624
2022 | 5 | 1 | 16 | 52.34
2022 | 5 | 1 | 17 | 52.4453
2022 | 5 | 1 | 18 | 48.189
2022 | 5 | 1 | 19 | 55.5125
2022 | 5 | 1 | 20 | 57.8446
2022 | 5 | 1 | 21 | 57.0964
2022 | 5 | 1 | 22 | 52.7696
2022 | 5 | 1 | 23 | 48.5546
2022 | 5 | 2 | 0 | 46.6005
2022 | 5 | 2 | 1 | 45.0995
2022 | 5 | 2 | 2 | 45.0531
2022 | 5 | 2 | 3 | 45.3788
2022 | 5 | 2 | 4 | 46.0856
2022 | 5 | 2 | 5 | 48.8835
2022 | 5 | 2 | 6 | 54.152
2022 | 5 | 2 | 7 | 55.2443
2022 | 5 | 2 | 8 | 47.9254
2022 | 5 | 2 | 9 | 45.9521
2022 | 5 | 2 | 10 | 49.6694
2022 | 5 | 2 | 11 | 50.7801
2022 | 5 | 2 | 12 | 52.8408
2022 | 5 | 2 | 13 | 53.0752
2022 | 5 | 2 | 14 | 53.3578
2022 | 5 | 2 | 15 | 53.0458
2022 | 5 | 2 | 16 | 51.7054
2022 | 5 | 2 | 17 | 48.6677
2022 | 5 | 2 | 18 | 50.4786
2022 | 5 | 2 | 19 | 58.0063
2022 | 5 | 2 | 20 | 60.9396
2022 | 5 | 2 | 21 | 59.9977
2022 | 5 | 2 | 22 | 55.2001
2022 | 5 | 2 | 23 | 50.2328
2022 | 5 | 3 | 0 | 45.7805
2022 | 5 | 3 | 1 | 45.8862
2022 | 5 | 3 | 2 | 45.2774
2022 | 5 | 3 | 3 | 45.4208
2022 | 5 | 3 | 4 | 45.9773
2022 | 5 | 3 | 5 | 48.8192
2022 | 5 | 3 | 6 | 52.7939
2022 | 5 | 3 | 7 | 56.6145
2022 | 5 | 3 | 8 | 58.2676
2022 | 5 | 3 | 9 | 61.9694
2022 | 5 | 3 | 10 | 61.0973
2022 | 5 | 3 | 11 | 58.2784
2022 | 5 | 3 | 12 | 59.0348
2022 | 5 | 3 | 13 | 59.5409
2022 | 5 | 3 | 14 | 60.9412
2022 | 5 | 3 | 15 | 62.6948
2022 | 5 | 3 | 16 | 64.5918
2022 | 5 | 3 | 17 | 64.5839
2022 | 5 | 3 | 18 | 66.3967
2022 | 5 | 3 | 19 | 65.3619
2022 | 5 | 3 | 20 | 65.7868
2022 | 5 | 3 | 21 | 63.8739
2022 | 5 | 3 | 22 | 58.3339
2022 | 5 | 3 | 23 | 52.9404
2022 | 5 | 4 | 0 | 48.6147
2022 | 5 | 4 | 1 | 47.524
2022 | 5 | 4 | 2 | 46.8197
2022 | 5 | 4 | 3 | 46.7861
2022 | 5 | 4 | 4 | 47.2531
2022 | 5 | 4 | 5 | 49.9435
2022 | 5 | 4 | 6 | 52.2331
2022 | 5 | 4 | 7 | 55.9804
2022 | 5 | 4 | 8 | 58.5107
2022 | 5 | 4 | 9 | 62.9031
2022 | 5 | 4 | 10 | 61.8996
2022 | 5 | 4 | 11 | 59.7079
2022 | 5 | 4 | 12 | 61.4766
2022 | 5 | 4 | 13 | 61.6432
2022 | 5 | 4 | 14 | 62.1696
2022 | 5 | 4 | 15 | 62.8943
2022 | 5 | 4 | 16 | 64.6561
2022 | 5 | 4 | 17 | 64.9748
2022 | 5 | 4 | 18 | 65.6723
2022 | 5 | 4 | 19 | 65.8189
2022 | 5 | 4 | 20 | 66.8848
2022 | 5 | 4 | 21 | 65.3565
2022 | 5 | 4 | 22 | 60.0634
2022 | 5 | 4 | 23 | 54.8192
2022 | 5 | 5 | 0 | 49.1427
2022 | 5 | 5 | 1 | 46.9824
2022 | 5 | 5 | 2 | 46.3966
2022 | 5 | 5 | 3 | 46.4907
2022 | 5 | 5 | 4 | 47.0264
2022 | 5 | 5 | 5 | 49.8669
2022 | 5 | 5 | 6 | 54.2104
2022 | 5 | 5 | 7 | 55.7969
2022 | 5 | 5 | 8 | 50.1178
2022 | 5 | 5 | 9 | 49.7095
2022 | 5 | 5 | 10 | 52.1372
2022 | 5 | 5 | 11 | 51.5144
2022 | 5 | 5 | 12 | 56.4794
2022 | 5 | 5 | 13 | 57.0761
2022 | 5 | 5 | 14 | 57.9853
2022 | 5 | 5 | 15 | 58.7361
2022 | 5 | 5 | 16 | 59.5463
2022 | 5 | 5 | 17 | 58.7536
2022 | 5 | 5 | 18 | 60.8325
2022 | 5 | 5 | 19 | 61.4248
2022 | 5 | 5 | 20 | 62.546
2022 | 5 | 5 | 21 | 61.1964
2022 | 5 | 5 | 22 | 56.0395
2022 | 5 | 5 | 23 | 50.5992
2022 | 5 | 6 | 0 | 48.1391
2022 | 5 | 6 | 1 | 45.384
2022 | 5 | 6 | 2 | 44.7922
2022 | 5 | 6 | 3 | 44.8476
2022 | 5 | 6 | 4 | 45.3796
2022 | 5 | 6 | 5 | 48.1266
2022 | 5 | 6 | 6 | 53.2306
2022 | 5 | 6 | 7 | 54.7435
2022 | 5 | 6 | 8 | 48.0186
2022 | 5 | 6 | 9 | 46.1155
2022 | 5 | 6 | 10 | 47.3503
2022 | 5 | 6 | 11 | 47.0622
2022 | 5 | 6 | 12 | 51.3655
2022 | 5 | 6 | 13 | 51.8613
2022 | 5 | 6 | 14 | 52.185
2022 | 5 | 6 | 15 | 51.6515
2022 | 5 | 6 | 16 | 51.5747
2022 | 5 | 6 | 17 | 49.0293
2022 | 5 | 6 | 18 | 43.9442
2022 | 5 | 6 | 19 | 54.0618
2022 | 5 | 6 | 20 | 57.8986
2022 | 5 | 6 | 21 | 58.161
2022 | 5 | 6 | 22 | 54.1991
2022 | 5 | 6 | 23 | 49.131
2022 | 5 | 7 | 0 | 45.1056
2022 | 5 | 7 | 1 | 43.962
2022 | 5 | 7 | 2 | 43.3388
2022 | 5 | 7 | 3 | 43.1851
2022 | 5 | 7 | 4 | 43.5046
2022 | 5 | 7 | 5 | 45.2487
2022 | 5 | 7 | 6 | 46.7137
2022 | 5 | 7 | 7 | 46.6122
2022 | 5 | 7 | 8 | 43.419
2022 | 5 | 7 | 9 | 46.1548
2022 | 5 | 7 | 10 | 48.8375
2022 | 5 | 7 | 11 | 47.94
2022 | 5 | 7 | 12 | 49.8732
2022 | 5 | 7 | 13 | 49.5981
2022 | 5 | 7 | 14 | 49.7459
2022 | 5 | 7 | 15 | 50.2042
2022 | 5 | 7 | 16 | 51.6212
2022 | 5 | 7 | 17 | 51.6695
2022 | 5 | 7 | 18 | 55.0395
2022 | 5 | 7 | 19 | 55.1023
2022 | 5 | 7 | 20 | 54.9447
2022 | 5 | 7 | 21 | 53.2857
2022 | 5 | 7 | 22 | 48.9217
2022 | 5 | 7 | 23 | 44.5648
2022 | 5 | 8 | 0 | 43.4671
2022 | 5 | 8 | 1 | 42.0743
2022 | 5 | 8 | 2 | 41.3196
2022 | 5 | 8 | 3 | 41.1211
2022 | 5 | 8 | 4 | 41.375
2022 | 5 | 8 | 5 | 42.8772
2022 | 5 | 8 | 6 | 42.6601
2022 | 5 | 8 | 7 | 42.863
2022 | 5 | 8 | 8 | 44.2311
2022 | 5 | 8 | 9 | 49.2069
2022 | 5 | 8 | 10 | 49.8108
2022 | 5 | 8 | 11 | 47.9688
2022 | 5 | 8 | 12 | 47.8925
2022 | 5 | 8 | 13 | 48.2365
2022 | 5 | 8 | 14 | 49.1489
2022 | 5 | 8 | 15 | 49.7929
2022 | 5 | 8 | 16 | 51.5336
2022 | 5 | 8 | 17 | 52.1108
2022 | 5 | 8 | 18 | 48.1733
2022 | 5 | 8 | 19 | 52.7531
2022 | 5 | 8 | 20 | 54.5307
2022 | 5 | 8 | 21 | 53.5565
2022 | 5 | 8 | 22 | 48.9885
2022 | 5 | 8 | 23 | 44.4422
2022 | 5 | 9 | 0 | 41.6437
2022 | 5 | 9 | 1 | 42.5203
2022 | 5 | 9 | 2 | 42.3888
2022 | 5 | 9 | 3 | 42.7868
2022 | 5 | 9 | 4 | 43.6112
2022 | 5 | 9 | 5 | 46.5616
2022 | 5 | 9 | 6 | 50.4693
2022 | 5 | 9 | 7 | 52.4345
2022 | 5 | 9 | 8 | 47.9649
2022 | 5 | 9 | 9 | 47.3473
2022 | 5 | 9 | 10 | 49.4713
2022 | 5 | 9 | 11 | 49.2241
2022 | 5 | 9 | 12 | 49.6656
2022 | 5 | 9 | 13 | 50.4124
2022 | 5 | 9 | 14 | 51.3965
2022 | 5 | 9 | 15 | 51.5741
2022 | 5 | 9 | 16 | 50.3091
2022 | 5 | 9 | 17 | 47.8473
2022 | 5 | 9 | 18 | 51.0084
2022 | 5 | 9 | 19 | 57.5294
2022 | 5 | 9 | 20 | 60.1313
2022 | 5 | 9 | 21 | 59.4
2022 | 5 | 9 | 22 | 54.479
2022 | 5 | 9 | 23 | 49.2303
2022 | 5 | 10 | 0 | 47.9128
2022 | 5 | 10 | 1 | 45.163
2022 | 5 | 10 | 2 | 44.4933
2022 | 5 | 10 | 3 | 44.568
2022 | 5 | 10 | 4 | 45.1097
2022 | 5 | 10 | 5 | 47.7347
2022 | 5 | 10 | 6 | 53.9637
2022 | 5 | 10 | 7 | 55.3668
2022 | 5 | 10 | 8 | 48.3352
2022 | 5 | 10 | 9 | 46.9421
2022 | 5 | 10 | 10 | 49.6451
2022 | 5 | 10 | 11 | 49.1501
2022 | 5 | 10 | 12 | 48.722
2022 | 5 | 10 | 13 | 49.4372
2022 | 5 | 10 | 14 | 49.3354
2022 | 5 | 10 | 15 | 49.342
2022 | 5 | 10 | 16 | 47.6471
2022 | 5 | 10 | 17 | 43.998
2022 | 5 | 10 | 18 | 44.2408
2022 | 5 | 10 | 19 | 54.9478
2022 | 5 | 10 | 20 | 59.2556
2022 | 5 | 10 | 21 | 59.4308
2022 | 5 | 10 | 22 | 55.1262
2022 | 5 | 10 | 23 | 49.947
2022 | 5 | 11 | 0 | 47.4473
2022 | 5 | 11 | 1 | 46.245
2022 | 5 | 11 | 2 | 45.7542
2022 | 5 | 11 | 3 | 45.922
2022 | 5 | 11 | 4 | 46.5414
2022 | 5 | 11 | 5 | 49.1798
2022 | 5 | 11 | 6 | 53.5101
2022 | 5 | 11 | 7 | 54.7226
2022 | 5 | 11 | 8 | 48.1465
2022 | 5 | 11 | 9 | 46.7749
2022 | 5 | 11 | 10 | 49.0237
2022 | 5 | 11 | 11 | 48.43
2022 | 5 | 11 | 12 | 52.4843
2022 | 5 | 11 | 13 | 53.4802
2022 | 5 | 11 | 14 | 54.2341
2022 | 5 | 11 | 15 | 54.093
2022 | 5 | 11 | 16 | 53.0707
2022 | 5 | 11 | 17 | 51.2515
2022 | 5 | 11 | 18 | 52.1173
2022 | 5 | 11 | 19 | 57.4259
2022 | 5 | 11 | 20 | 59.9915
2022 | 5 | 11 | 21 | 59.446
2022 | 5 | 11 | 22 | 54.5299
2022 | 5 | 11 | 23 | 49.1267
2022 | 5 | 12 | 0 | 46.8662
2022 | 5 | 12 | 1 | 44.2689
2022 | 5 | 12 | 2 | 43.5066
2022 | 5 | 12 | 3 | 43.4411
2022 | 5 | 12 | 4 | 43.8552
2022 | 5 | 12 | 5 | 46.4156
2022 | 5 | 12 | 6 | 53.0967
2022 | 5 | 12 | 7 | 53.7186
2022 | 5 | 12 | 8 | 44.8712
2022 | 5 | 12 | 9 | 42.2336
2022 | 5 | 12 | 10 | 45.2965
2022 | 5 | 12 | 11 | 45.6516
2022 | 5 | 12 | 12 | 50.8834
2022 | 5 | 12 | 13 | 51.8348
2022 | 5 | 12 | 14 | 52.1845
2022 | 5 | 12 | 15 | 52.1337
2022 | 5 | 12 | 16 | 50.7677
2022 | 5 | 12 | 17 | 48.6485
2022 | 5 | 12 | 18 | 56.881
2022 | 5 | 12 | 19 | 58.713
2022 | 5 | 12 | 20 | 60.239
2022 | 5 | 12 | 21 | 59.3705
2022 | 5 | 12 | 22 | 54.6198
2022 | 5 | 12 | 23 | 49.2139
2022 | 5 | 13 | 0 | 45.2513
2022 | 5 | 13 | 1 | 43.311
2022 | 5 | 13 | 2 | 42.4312
2022 | 5 | 13 | 3 | 42.2458
2022 | 5 | 13 | 4 | 42.5572
2022 | 5 | 13 | 5 | 45.092
2022 | 5 | 13 | 6 | 49.8923
2022 | 5 | 13 | 7 | 53.2578
2022 | 5 | 13 | 8 | 53.7215
2022 | 5 | 13 | 9 | 55.897
2022 | 5 | 13 | 10 | 55.1221
2022 | 5 | 13 | 11 | 53.2121
2022 | 5 | 13 | 12 | 53.8525
2022 | 5 | 13 | 13 | 54.3937
2022 | 5 | 13 | 14 | 53.0695
2022 | 5 | 13 | 15 | 53.1702
2022 | 5 | 13 | 16 | 54.6492
2022 | 5 | 13 | 17 | 54.62
2022 | 5 | 13 | 18 | 58.5928
2022 | 5 | 13 | 19 | 57.5554
2022 | 5 | 13 | 20 | 58.3037
2022 | 5 | 13 | 21 | 57.2128
2022 | 5 | 13 | 22 | 52.7871
2022 | 5 | 13 | 23 | 47.3929
2022 | 5 | 14 | 0 | 43.1255
2022 | 5 | 14 | 1 | 40.584
2022 | 5 | 14 | 2 | 39.4653
2022 | 5 | 14 | 3 | 38.9271
2022 | 5 | 14 | 4 | 38.927
2022 | 5 | 14 | 5 | 40.1378
2022 | 5 | 14 | 6 | 41.7821
2022 | 5 | 14 | 7 | 43.3897
2022 | 5 | 14 | 8 | 48.6357
2022 | 5 | 14 | 9 | 55.0769
2022 | 5 | 14 | 10 | 53.5331
2022 | 5 | 14 | 11 | 51.6006
2022 | 5 | 14 | 12 | 52.2146
2022 | 5 | 14 | 13 | 51.014
2022 | 5 | 14 | 14 | 48.5942
2022 | 5 | 14 | 15 | 48.9485
2022 | 5 | 14 | 16 | 51.0174
2022 | 5 | 14 | 17 | 52.4335
2022 | 5 | 14 | 18 | 56.9117
2022 | 5 | 14 | 19 | 54.2806
2022 | 5 | 14 | 20 | 53.4823
2022 | 5 | 14 | 21 | 51.6709
2022 | 5 | 14 | 22 | 47.6578
2022 | 5 | 14 | 23 | 43.3692
2022 | 5 | 15 | 0 | 39.5693
2022 | 5 | 15 | 1 | 38.0983
2022 | 5 | 15 | 2 | 37.3378
2022 | 5 | 15 | 3 | 37.2947
2022 | 5 | 15 | 4 | 37.6636
2022 | 5 | 15 | 5 | 38.9887
2022 | 5 | 15 | 6 | 40.0369
2022 | 5 | 15 | 7 | 41.4221
2022 | 5 | 15 | 8 | 46.6415
2022 | 5 | 15 | 9 | 53.3008
2022 | 5 | 15 | 10 | 52.1456
2022 | 5 | 15 | 11 | 47.5657
2022 | 5 | 15 | 12 | 46.7036
2022 | 5 | 15 | 13 | 46.7379
2022 | 5 | 15 | 14 | 49.4614
2022 | 5 | 15 | 15 | 52.5112
2022 | 5 | 15 | 16 | 54.9465
2022 | 5 | 15 | 17 | 57.0645
2022 | 5 | 15 | 18 | 56.7515
2022 | 5 | 15 | 19 | 56.9149
2022 | 5 | 15 | 20 | 57.6745
2022 | 5 | 15 | 21 | 56.2477
2022 | 5 | 15 | 22 | 51.4695
2022 | 5 | 15 | 23 | 46.7132
2022 | 5 | 16 | 0 | 45.3299
2022 | 5 | 16 | 1 | 44.0419
2022 | 5 | 16 | 2 | 43.7857
2022 | 5 | 16 | 3 | 44.1107
2022 | 5 | 16 | 4 | 44.9138
2022 | 5 | 16 | 5 | 47.6671
2022 | 5 | 16 | 6 | 52.1966
2022 | 5 | 16 | 7 | 54.0813
2022 | 5 | 16 | 8 | 50.9677
2022 | 5 | 16 | 9 | 52.4422
2022 | 5 | 16 | 10 | 55.2592
2022 | 5 | 16 | 11 | 54.1668
2022 | 5 | 16 | 12 | 51.3541
2022 | 5 | 16 | 13 | 52.6294
2022 | 5 | 16 | 14 | 51.853
2022 | 5 | 16 | 15 | 52.0678
2022 | 5 | 16 | 16 | 50.5747
2022 | 5 | 16 | 17 | 47.8144
2022 | 5 | 16 | 18 | 48.6297
2022 | 5 | 16 | 19 | 59.3154
2022 | 5 | 16 | 20 | 63.6024
2022 | 5 | 16 | 21 | 63.8346
2022 | 5 | 16 | 22 | 59.6822
2022 | 5 | 16 | 23 | 54.2719
2022 | 5 | 17 | 0 | 49.3845
2022 | 5 | 17 | 1 | 47.5583
2022 | 5 | 17 | 2 | 47.1252
2022 | 5 | 17 | 3 | 47.3714
2022 | 5 | 17 | 4 | 47.9696
2022 | 5 | 17 | 5 | 50.4507
2022 | 5 | 17 | 6 | 55.1541
2022 | 5 | 17 | 7 | 56.3454
2022 | 5 | 17 | 8 | 50.1226
2022 | 5 | 17 | 9 | 48.5074
2022 | 5 | 17 | 10 | 49.8605
2022 | 5 | 17 | 11 | 47.9598
2022 | 5 | 17 | 12 | 52.8658
2022 | 5 | 17 | 13 | 53.0085
2022 | 5 | 17 | 14 | 52.9373
2022 | 5 | 17 | 15 | 53.4217
2022 | 5 | 17 | 16 | 53.73
2022 | 5 | 17 | 17 | 50.6763
2022 | 5 | 17 | 18 | 46.6511
2022 | 5 | 17 | 19 | 57.1059
2022 | 5 | 17 | 20 | 61.3649
2022 | 5 | 17 | 21 | 61.8191
2022 | 5 | 17 | 22 | 57.5262
2022 | 5 | 17 | 23 | 52.2149
2022 | 5 | 18 | 0 | 48.6428
2022 | 5 | 18 | 1 | 47.925
2022 | 5 | 18 | 2 | 47.2641
2022 | 5 | 18 | 3 | 47.2457
2022 | 5 | 18 | 4 | 47.6977
2022 | 5 | 18 | 5 | 50.0037
2022 | 5 | 18 | 6 | 53.091
2022 | 5 | 18 | 7 | 55.1739
2022 | 5 | 18 | 8 | 52.5431
2022 | 5 | 18 | 9 | 53.858
2022 | 5 | 18 | 10 | 54.9494
2022 | 5 | 18 | 11 | 53.3558
2022 | 5 | 18 | 12 | 53.4106
2022 | 5 | 18 | 13 | 54.6463
2022 | 5 | 18 | 14 | 54.3443
2022 | 5 | 18 | 15 | 54.115
2022 | 5 | 18 | 16 | 52.7654
2022 | 5 | 18 | 17 | 50.7055
2022 | 5 | 18 | 18 | 48.7095
2022 | 5 | 18 | 19 | 57.1549
2022 | 5 | 18 | 20 | 60.9159
2022 | 5 | 18 | 21 | 61.2409
2022 | 5 | 18 | 22 | 56.9669
2022 | 5 | 18 | 23 | 51.6844
2022 | 5 | 19 | 0 | 46.7319
2022 | 5 | 19 | 1 | 44.7226
2022 | 5 | 19 | 2 | 44.0409
2022 | 5 | 19 | 3 | 44.0783
2022 | 5 | 19 | 4 | 44.5819
2022 | 5 | 19 | 5 | 47.0697
2022 | 5 | 19 | 6 | 52.3996
2022 | 5 | 19 | 7 | 53.1569
2022 | 5 | 19 | 8 | 45.0943
2022 | 5 | 19 | 9 | 42.908
2022 | 5 | 19 | 10 | 45.5508
2022 | 5 | 19 | 11 | 45.3449
2022 | 5 | 19 | 12 | 48.5489
2022 | 5 | 19 | 13 | 49.6412
2022 | 5 | 19 | 14 | 49.9461
2022 | 5 | 19 | 15 | 49.7282
2022 | 5 | 19 | 16 | 47.7229
2022 | 5 | 19 | 17 | 44.7557
2022 | 5 | 19 | 18 | 52.3148
2022 | 5 | 19 | 19 | 56.2182
2022 | 5 | 19 | 20 | 58.4522
2022 | 5 | 19 | 21 | 58.2265
2022 | 5 | 19 | 22 | 53.7561
2022 | 5 | 19 | 23 | 48.2921
2022 | 5 | 20 | 0 | 46.0769
2022 | 5 | 20 | 1 | 44.389
2022 | 5 | 20 | 2 | 43.4927
2022 | 5 | 20 | 3 | 43.2951
2022 | 5 | 20 | 4 | 43.597
2022 | 5 | 20 | 5 | 45.9635
2022 | 5 | 20 | 6 | 50.3975
2022 | 5 | 20 | 7 | 54.2004
2022 | 5 | 20 | 8 | 56.1198
2022 | 5 | 20 | 9 | 57.7951
2022 | 5 | 20 | 10 | 54.648
2022 | 5 | 20 | 11 | 51.5394
2022 | 5 | 20 | 12 | 51.9471
2022 | 5 | 20 | 13 | 52.5189
2022 | 5 | 20 | 14 | 50.3844
2022 | 5 | 20 | 15 | 50.7977
2022 | 5 | 20 | 16 | 52.7238
2022 | 5 | 20 | 17 | 53.2204
2022 | 5 | 20 | 18 | 57.0645
2022 | 5 | 20 | 19 | 57.0616
2022 | 5 | 20 | 20 | 58.248
2022 | 5 | 20 | 21 | 57.6687
2022 | 5 | 20 | 22 | 53.58
2022 | 5 | 20 | 23 | 48.1585
2022 | 5 | 21 | 0 | 43.998
2022 | 5 | 21 | 1 | 41.2048
2022 | 5 | 21 | 2 | 40.1013
2022 | 5 | 21 | 3 | 39.5658
2022 | 5 | 21 | 4 | 39.5944
2022 | 5 | 21 | 5 | 40.7591
2022 | 5 | 21 | 6 | 43.1354
2022 | 5 | 21 | 7 | 44.4816
2022 | 5 | 21 | 8 | 48.421
2022 | 5 | 21 | 9 | 53.5142
2022 | 5 | 21 | 10 | 51.9779
2022 | 5 | 21 | 11 | 49.9818
2022 | 5 | 21 | 12 | 47.8664
2022 | 5 | 21 | 13 | 47.361
2022 | 5 | 21 | 14 | 44.6015
2022 | 5 | 21 | 15 | 44.7333
2022 | 5 | 21 | 16 | 46.0157
2022 | 5 | 21 | 17 | 47.4332
2022 | 5 | 21 | 18 | 47.8728
2022 | 5 | 21 | 19 | 51.9995
2022 | 5 | 21 | 20 | 53.0832
2022 | 5 | 21 | 21 | 52.6149
2022 | 5 | 21 | 22 | 49.0025
2022 | 5 | 21 | 23 | 44.4156
2022 | 5 | 22 | 0 | 39.8963
2022 | 5 | 22 | 1 | 38.9301
2022 | 5 | 22 | 2 | 37.742
2022 | 5 | 22 | 3 | 37.2577
2022 | 5 | 22 | 4 | 37.2771
2022 | 5 | 22 | 5 | 38.0725
2022 | 5 | 22 | 6 | 38.7649
2022 | 5 | 22 | 7 | 38.4324
2022 | 5 | 22 | 8 | 41.6075
2022 | 5 | 22 | 9 | 47.5416
2022 | 5 | 22 | 10 | 48.909
2022 | 5 | 22 | 11 | 49.8679
2022 | 5 | 22 | 12 | 48.3358
2022 | 5 | 22 | 13 | 47.358
2022 | 5 | 22 | 14 | 46.5509
2022 | 5 | 22 | 15 | 47.1214
2022 | 5 | 22 | 16 | 45.9325
2022 | 5 | 22 | 17 | 46.5742
2022 | 5 | 22 | 18 | 50.2934
2022 | 5 | 22 | 19 | 50.461
2022 | 5 | 22 | 20 | 50.3963
2022 | 5 | 22 | 21 | 49.2668
2022 | 5 | 22 | 22 | 45.0895
2022 | 5 | 22 | 23 | 40.4773
2022 | 5 | 23 | 0 | 39.81
2022 | 5 | 23 | 1 | 46.0749
2022 | 5 | 23 | 2 | 44.118
2022 | 5 | 23 | 3 | 43.285
2022 | 5 | 23 | 4 | 42.9943
2022 | 5 | 23 | 5 | 43.4287
2022 | 5 | 23 | 6 | 43.8355
2022 | 5 | 23 | 7 | 45.1565
2022 | 5 | 23 | 8 | 49.9256
2022 | 5 | 23 | 9 | 53.3354
2022 | 5 | 23 | 10 | 53.8689
2022 | 5 | 23 | 11 | 54.3521
2022 | 5 | 23 | 12 | 55.337
2022 | 5 | 23 | 13 | 55.6166
2022 | 5 | 23 | 14 | 58.2316
2022 | 5 | 23 | 15 | 57.6469
2022 | 5 | 23 | 16 | 57.2053
2022 | 5 | 23 | 17 | 56.6174
2022 | 5 | 23 | 18 | 66.0297
2022 | 5 | 23 | 19 | 65.1044
2022 | 5 | 23 | 20 | 64.2246
2022 | 5 | 23 | 21 | 62.1027
2022 | 5 | 23 | 22 | 56.546
2022 | 5 | 23 | 23 | 50.8604
2022 | 5 | 24 | 0 | 50.3555
2022 | 5 | 24 | 1 | 46.0316
2022 | 5 | 24 | 2 | 44.5191
2022 | 5 | 24 | 3 | 43.955
2022 | 5 | 24 | 4 | 43.8982
2022 | 5 | 24 | 5 | 45.8171
2022 | 5 | 24 | 6 | 50.1373
2022 | 5 | 24 | 7 | 53.5087
2022 | 5 | 24 | 8 | 54.5534
2022 | 5 | 24 | 9 | 57.1938
2022 | 5 | 24 | 10 | 57.0133
2022 | 5 | 24 | 11 | 56.2558
2022 | 5 | 24 | 12 | 56.635
2022 | 5 | 24 | 13 | 57.2989
2022 | 5 | 24 | 14 | 56.923
2022 | 5 | 24 | 15 | 56.8721
2022 | 5 | 24 | 16 | 58.3587
2022 | 5 | 24 | 17 | 57.1915
2022 | 5 | 24 | 18 | 62.0506
2022 | 5 | 24 | 19 | 60.894
2022 | 5 | 24 | 20 | 61.8371
2022 | 5 | 24 | 21 | 60.7513
2022 | 5 | 24 | 22 | 55.9752
2022 | 5 | 24 | 23 | 49.8728
2022 | 5 | 25 | 0 | 45.6831
2022 | 5 | 25 | 1 | 40.5184
2022 | 5 | 25 | 2 | 39.1487
2022 | 5 | 25 | 3 | 38.5682
2022 | 5 | 25 | 4 | 38.6024
2022 | 5 | 25 | 5 | 40.2941
2022 | 5 | 25 | 6 | 45.1981
2022 | 5 | 25 | 7 | 46.2612
2022 | 5 | 25 | 8 | 42.7867
2022 | 5 | 25 | 9 | 45.622
2022 | 5 | 25 | 10 | 49.103
2022 | 5 | 25 | 11 | 50.7472
2022 | 5 | 25 | 12 | 48.5209
2022 | 5 | 25 | 13 | 50.3438
2022 | 5 | 25 | 14 | 51.0531
2022 | 5 | 25 | 15 | 49.1826
2022 | 5 | 25 | 16 | 44.5446
2022 | 5 | 25 | 17 | 41.4921
2022 | 5 | 25 | 18 | 45.4806
2022 | 5 | 25 | 19 | 52.801
2022 | 5 | 25 | 20 | 55.1714
2022 | 5 | 25 | 21 | 54.9788
2022 | 5 | 25 | 22 | 50.1373
2022 | 5 | 25 | 23 | 44.2863
2022 | 5 | 26 | 0 | 41.6201
2022 | 5 | 26 | 1 | 39.2858
2022 | 5 | 26 | 2 | 38.3092
2022 | 5 | 26 | 3 | 37.9308
2022 | 5 | 26 | 4 | 38.1746
2022 | 5 | 26 | 5 | 40.0457
2022 | 5 | 26 | 6 | 44.1505
2022 | 5 | 26 | 7 | 45.0197
2022 | 5 | 26 | 8 | 40.8362
2022 | 5 | 26 | 9 | 43.8597
2022 | 5 | 26 | 10 | 49.2328
2022 | 5 | 26 | 11 | 51.3224
2022 | 5 | 26 | 12 | 50.9496
2022 | 5 | 26 | 13 | 52.6906
2022 | 5 | 26 | 14 | 52.3558
2022 | 5 | 26 | 15 | 51.7511
2022 | 5 | 26 | 16 | 48.958
2022 | 5 | 26 | 17 | 47.3371
2022 | 5 | 26 | 18 | 51.3258
2022 | 5 | 26 | 19 | 56.5841
2022 | 5 | 26 | 20 | 58.7872
2022 | 5 | 26 | 21 | 58.5853
2022 | 5 | 26 | 22 | 54.0159
2022 | 5 | 26 | 23 | 47.805
2022 | 5 | 27 | 0 | 43.3071
2022 | 5 | 27 | 1 | 38.6779
2022 | 5 | 27 | 2 | 37.8191
2022 | 5 | 27 | 3 | 37.5042
2022 | 5 | 27 | 4 | 37.7937
2022 | 5 | 27 | 5 | 39.8202
2022 | 5 | 27 | 6 | 43.7881
2022 | 5 | 27 | 7 | 45.6718
2022 | 5 | 27 | 8 | 44.2143
2022 | 5 | 27 | 9 | 46.866
2022 | 5 | 27 | 10 | 47.8801
2022 | 5 | 27 | 11 | 48.041
2022 | 5 | 27 | 12 | 51.4861
2022 | 5 | 27 | 13 | 52.4089
2022 | 5 | 27 | 14 | 49.7498
2022 | 5 | 27 | 15 | 49.1809
2022 | 5 | 27 | 16 | 49.7249
2022 | 5 | 27 | 17 | 49.0082
2022 | 5 | 27 | 18 | 55.098
2022 | 5 | 27 | 19 | 54.8035
2022 | 5 | 27 | 20 | 55.7709
2022 | 5 | 27 | 21 | 55.1475
2022 | 5 | 27 | 22 | 50.9944
2022 | 5 | 27 | 23 | 45.0722
2022 | 5 | 28 | 0 | 40.7828
2022 | 5 | 28 | 1 | 39.3887
2022 | 5 | 28 | 2 | 38.3555
2022 | 5 | 28 | 3 | 37.7856
2022 | 5 | 28 | 4 | 37.8907
2022 | 5 | 28 | 5 | 38.7415
2022 | 5 | 28 | 6 | 41.7259
2022 | 5 | 28 | 7 | 40.7928
2022 | 5 | 28 | 8 | 34.3748
2022 | 5 | 28 | 9 | 31.3207
2022 | 5 | 28 | 10 | 33.3275
2022 | 5 | 28 | 11 | 31.8729
2022 | 5 | 28 | 12 | 34.039
2022 | 5 | 28 | 13 | 35.3093
2022 | 5 | 28 | 14 | 34.8367
2022 | 5 | 28 | 15 | 34.2029
2022 | 5 | 28 | 16 | 32.6579
2022 | 5 | 28 | 17 | 30.4503
2022 | 5 | 28 | 18 | 36.448
2022 | 5 | 28 | 19 | 48.2752
2022 | 5 | 28 | 20 | 52.0661
2022 | 5 | 28 | 21 | 52.8444
2022 | 5 | 28 | 22 | 49.9755
2022 | 5 | 28 | 23 | 45.571
2022 | 5 | 29 | 0 | 41.947
2022 | 5 | 29 | 1 | 40.9992
2022 | 5 | 29 | 2 | 39.971
2022 | 5 | 29 | 3 | 39.4382
2022 | 5 | 29 | 4 | 39.5707
2022 | 5 | 29 | 5 | 40.3839
2022 | 5 | 29 | 6 | 42.2306
2022 | 5 | 29 | 7 | 39.955
2022 | 5 | 29 | 8 | 32.1521
2022 | 5 | 29 | 9 | 28.4797
2022 | 5 | 29 | 10 | 31.1221
2022 | 5 | 29 | 11 | 30.8257
2022 | 5 | 29 | 12 | 34.7723
2022 | 5 | 29 | 13 | 36.5813
2022 | 5 | 29 | 14 | 35.3483
2022 | 5 | 29 | 15 | 34.2979
2022 | 5 | 29 | 16 | 33.452
2022 | 5 | 29 | 17 | 31.8601
2022 | 5 | 29 | 18 | 40.5052
2022 | 5 | 29 | 19 | 49.2687
2022 | 5 | 29 | 20 | 52.3868
2022 | 5 | 29 | 21 | 52.6928
2022 | 5 | 29 | 22 | 49.0409
2022 | 5 | 29 | 23 | 44.3279
2022 | 5 | 30 | 0 | 41.0083
2022 | 5 | 30 | 1 | 37.9559
2022 | 5 | 30 | 2 | 37.4601
2022 | 5 | 30 | 3 | 37.5378
2022 | 5 | 30 | 4 | 38.0685
2022 | 5 | 30 | 5 | 40.4153
2022 | 5 | 30 | 6 | 44.7859
2022 | 5 | 30 | 7 | 46.6216
2022 | 5 | 30 | 8 | 43.7221
2022 | 5 | 30 | 9 | 44.683
2022 | 5 | 30 | 10 | 46.7084
2022 | 5 | 30 | 11 | 45.5847
2022 | 5 | 30 | 12 | 49.1926
2022 | 5 | 30 | 13 | 50.1132
2022 | 5 | 30 | 14 | 49.4387
2022 | 5 | 30 | 15 | 50.2777
2022 | 5 | 30 | 16 | 50.4056
2022 | 5 | 30 | 17 | 49.6146
2022 | 5 | 30 | 18 | 50.2144
2022 | 5 | 30 | 19 | 53.6664
2022 | 5 | 30 | 20 | 55.5277
2022 | 5 | 30 | 21 | 55.1171
2022 | 5 | 30 | 22 | 50.566
2022 | 5 | 30 | 23 | 45.1787
2022 | 5 | 31 | 0 | 43.6305
2022 | 5 | 31 | 1 | 42.8658
2022 | 5 | 31 | 2 | 42.1453
2022 | 5 | 31 | 3 | 42.1852
2022 | 5 | 31 | 4 | 42.7064
2022 | 5 | 31 | 5 | 44.9738
2022 | 5 | 31 | 6 | 49.2032
2022 | 5 | 31 | 7 | 50.4544
2022 | 5 | 31 | 8 | 43.1175
2022 | 5 | 31 | 9 | 40.4889
2022 | 5 | 31 | 10 | 43.7993
2022 | 5 | 31 | 11 | 46.2324
2022 | 5 | 31 | 12 | 46.4756
2022 | 5 | 31 | 13 | 47.7706
2022 | 5 | 31 | 14 | 47.1673
2022 | 5 | 31 | 15 | 47.9004
2022 | 5 | 31 | 16 | 46.1671
2022 | 5 | 31 | 17 | 44.7686
2022 | 5 | 31 | 18 | 49.6086
2022 | 5 | 31 | 19 | 55.1787
2022 | 5 | 31 | 20 | 57.6249
2022 | 5 | 31 | 21 | 57.7624
2022 | 5 | 31 | 22 | 53.5446
2022 | 5 | 31 | 23 | 47.9782
2022 | 6 | 1 | 0 | 44.4427
2022 | 6 | 1 | 1 | 46.1288
2022 | 6 | 1 | 2 | 45.1378
2022 | 6 | 1 | 3 | 44.879
2022 | 6 | 1 | 4 | 45.2159
2022 | 6 | 1 | 5 | 47.237
2022 | 6 | 1 | 6 | 51.233
2022 | 6 | 1 | 7 | 52.3993
2022 | 6 | 1 | 8 | 44.1855
2022 | 6 | 1 | 9 | 40.1646
2022 | 6 | 1 | 10 | 44.7719
2022 | 6 | 1 | 11 | 47.3532
2022 | 6 | 1 | 12 | 46.4845
2022 | 6 | 1 | 13 | 48.1206
2022 | 6 | 1 | 14 | 48.8096
2022 | 6 | 1 | 15 | 47.8912
2022 | 6 | 1 | 16 | 45.1001
2022 | 6 | 1 | 17 | 45.2705
2022 | 6 | 1 | 18 | 50.7358
2022 | 6 | 1 | 19 | 58.5319
2022 | 6 | 1 | 20 | 61.0381
2022 | 6 | 1 | 21 | 61.2721
2022 | 6 | 1 | 22 | 57.1076
2022 | 6 | 1 | 23 | 51.3384
2022 | 6 | 2 | 0 | 48.2716
2022 | 6 | 2 | 1 | 46.4212
2022 | 6 | 2 | 2 | 45.5101
2022 | 6 | 2 | 3 | 45.3602
2022 | 6 | 2 | 4 | 45.8063
2022 | 6 | 2 | 5 | 47.9472
2022 | 6 | 2 | 6 | 52.4632
2022 | 6 | 2 | 7 | 53.3138
2022 | 6 | 2 | 8 | 43.6264
2022 | 6 | 2 | 9 | 38.8627
2022 | 6 | 2 | 10 | 42.2892
2022 | 6 | 2 | 11 | 41.4111
2022 | 6 | 2 | 12 | 40.2862
2022 | 6 | 2 | 13 | 42.2361
2022 | 6 | 2 | 14 | 42.3979
2022 | 6 | 2 | 15 | 41.9889
2022 | 6 | 2 | 16 | 40.3002
2022 | 6 | 2 | 17 | 39.5949
2022 | 6 | 2 | 18 | 43.651
2022 | 6 | 2 | 19 | 58.1812
2022 | 6 | 2 | 20 | 63.1377
2022 | 6 | 2 | 21 | 64.6719
2022 | 6 | 2 | 22 | 61.7951
2022 | 6 | 2 | 23 | 56.6277
2022 | 6 | 3 | 0 | 51.545
2022 | 6 | 3 | 1 | 48.8921
2022 | 6 | 3 | 2 | 47.9083
2022 | 6 | 3 | 3 | 47.6584
2022 | 6 | 3 | 4 | 47.9925
2022 | 6 | 3 | 5 | 50.0415
2022 | 6 | 3 | 6 | 53.1863
2022 | 6 | 3 | 7 | 54.0749
2022 | 6 | 3 | 8 | 44.6673
2022 | 6 | 3 | 9 | 39.7837
2022 | 6 | 3 | 10 | 43.7628
2022 | 6 | 3 | 11 | 46.4014
2022 | 6 | 3 | 12 | 44.8142
2022 | 6 | 3 | 13 | 46.7081
2022 | 6 | 3 | 14 | 45.7578
2022 | 6 | 3 | 15 | 44.6978
2022 | 6 | 3 | 16 | 42.6767
2022 | 6 | 3 | 17 | 42.718
2022 | 6 | 3 | 18 | 47.1878
2022 | 6 | 3 | 19 | 56.4959
2022 | 6 | 3 | 20 | 59.2513
2022 | 6 | 3 | 21 | 60.1099
2022 | 6 | 3 | 22 | 56.8956
2022 | 6 | 3 | 23 | 51.1676
2022 | 6 | 4 | 0 | 47.945
2022 | 6 | 4 | 1 | 45.0593
2022 | 6 | 4 | 2 | 43.8733
2022 | 6 | 4 | 3 | 43.1962
2022 | 6 | 4 | 4 | 43.2585
2022 | 6 | 4 | 5 | 44.0214
2022 | 6 | 4 | 6 | 45.7189
2022 | 6 | 4 | 7 | 44.6428
2022 | 6 | 4 | 8 | 37.8616
2022 | 6 | 4 | 9 | 35.8236
2022 | 6 | 4 | 10 | 40.7038
2022 | 6 | 4 | 11 | 43.8746
2022 | 6 | 4 | 12 | 42.1376
2022 | 6 | 4 | 13 | 42.3495
2022 | 6 | 4 | 14 | 41.1712
2022 | 6 | 4 | 15 | 40.2907
2022 | 6 | 4 | 16 | 40.4064
2022 | 6 | 4 | 17 | 42.4202
2022 | 6 | 4 | 18 | 45.1221
2022 | 6 | 4 | 19 | 54.406
2022 | 6 | 4 | 20 | 56.0086
2022 | 6 | 4 | 21 | 56.3663
2022 | 6 | 4 | 22 | 53.3685
2022 | 6 | 4 | 23 | 48.5681
2022 | 6 | 5 | 0 | 45.0175
2022 | 6 | 5 | 1 | 42.3746
2022 | 6 | 5 | 2 | 41.1225
2022 | 6 | 5 | 3 | 40.6079
2022 | 6 | 5 | 4 | 40.6461
2022 | 6 | 5 | 5 | 41.1996
2022 | 6 | 5 | 6 | 42.6212
2022 | 6 | 5 | 7 | 40.4387
2022 | 6 | 5 | 8 | 34.0807
2022 | 6 | 5 | 9 | 33.4329
2022 | 6 | 5 | 10 | 38.3816
2022 | 6 | 5 | 11 | 41.7583
2022 | 6 | 5 | 12 | 39.7199
2022 | 6 | 5 | 13 | 39.9401
2022 | 6 | 5 | 14 | 39.6495
2022 | 6 | 5 | 15 | 39.6746
2022 | 6 | 5 | 16 | 38.9336
2022 | 6 | 5 | 17 | 41.6349
2022 | 6 | 5 | 18 | 46.9157
2022 | 6 | 5 | 19 | 53.7098
2022 | 6 | 5 | 20 | 55.4518
2022 | 6 | 5 | 21 | 55.2488
2022 | 6 | 5 | 22 | 51.4073
2022 | 6 | 5 | 23 | 46.3911
2022 | 6 | 6 | 0 | 43.1282
2022 | 6 | 6 | 1 | 39.1398
2022 | 6 | 6 | 2 | 38.5185
2022 | 6 | 6 | 3 | 38.4157
2022 | 6 | 6 | 4 | 38.927
2022 | 6 | 6 | 5 | 40.9808
2022 | 6 | 6 | 6 | 45.0752
2022 | 6 | 6 | 7 | 47.7992
2022 | 6 | 6 | 8 | 45.814
2022 | 6 | 6 | 9 | 45.4107
2022 | 6 | 6 | 10 | 48.7911
2022 | 6 | 6 | 11 | 49.5089
2022 | 6 | 6 | 12 | 50.2354
2022 | 6 | 6 | 13 | 51.2862
2022 | 6 | 6 | 14 | 51.6679
2022 | 6 | 6 | 15 | 51.1873
2022 | 6 | 6 | 16 | 50.1392
2022 | 6 | 6 | 17 | 49.9563
2022 | 6 | 6 | 18 | 60.8754
2022 | 6 | 6 | 19 | 60.9604
2022 | 6 | 6 | 20 | 61.1065
2022 | 6 | 6 | 21 | 59.7749
2022 | 6 | 6 | 22 | 55.3846
2022 | 6 | 6 | 23 | 49.8553
2022 | 6 | 7 | 0 | 45.7297
2022 | 6 | 7 | 1 | 40.8007
2022 | 6 | 7 | 2 | 39.9526
2022 | 6 | 7 | 3 | 39.8004
2022 | 6 | 7 | 4 | 40.1214
2022 | 6 | 7 | 5 | 42.046
2022 | 6 | 7 | 6 | 45.0709
2022 | 6 | 7 | 7 | 47.3425
2022 | 6 | 7 | 8 | 45.74
2022 | 6 | 7 | 9 | 45.7005
2022 | 6 | 7 | 10 | 48.9204
2022 | 6 | 7 | 11 | 49.5675
2022 | 6 | 7 | 12 | 51.258
2022 | 6 | 7 | 13 | 51.9219
2022 | 6 | 7 | 14 | 51.4737
2022 | 6 | 7 | 15 | 50.3646
2022 | 6 | 7 | 16 | 49.026
2022 | 6 | 7 | 17 | 45.8076
2022 | 6 | 7 | 18 | 51.6417
2022 | 6 | 7 | 19 | 58.0883
2022 | 6 | 7 | 20 | 59.4055
2022 | 6 | 7 | 21 | 58.9445
2022 | 6 | 7 | 22 | 54.7209
2022 | 6 | 7 | 23 | 48.788
2022 | 6 | 8 | 0 | 43.4191
2022 | 6 | 8 | 1 | 41.2651
2022 | 6 | 8 | 2 | 40.178
2022 | 6 | 8 | 3 | 39.7672
2022 | 6 | 8 | 4 | 39.9615
2022 | 6 | 8 | 5 | 41.7554
2022 | 6 | 8 | 6 | 45.5125
2022 | 6 | 8 | 7 | 48.7735
2022 | 6 | 8 | 8 | 50.1986
2022 | 6 | 8 | 9 | 51.6219
2022 | 6 | 8 | 10 | 51.2648
2022 | 6 | 8 | 11 | 49.0984
2022 | 6 | 8 | 12 | 50.7194
2022 | 6 | 8 | 13 | 51.9763
2022 | 6 | 8 | 14 | 51.5435
2022 | 6 | 8 | 15 | 50.2794
2022 | 6 | 8 | 16 | 49.7918
2022 | 6 | 8 | 17 | 49.9314
2022 | 6 | 8 | 18 | 52.4768
2022 | 6 | 8 | 19 | 58.2709
2022 | 6 | 8 | 20 | 60.398
2022 | 6 | 8 | 21 | 60.1047
2022 | 6 | 8 | 22 | 55.6625
2022 | 6 | 8 | 23 | 49.5935
2022 | 6 | 9 | 0 | 45.3704
2022 | 6 | 9 | 1 | 41.896
2022 | 6 | 9 | 2 | 40.865
2022 | 6 | 9 | 3 | 40.5487
2022 | 6 | 9 | 4 | 40.7589
2022 | 6 | 9 | 5 | 42.6708
2022 | 6 | 9 | 6 | 45.6409
2022 | 6 | 9 | 7 | 48.833
2022 | 6 | 9 | 8 | 49.7289
2022 | 6 | 9 | 9 | 50.0001
2022 | 6 | 9 | 10 | 49.3025
2022 | 6 | 9 | 11 | 46.8356
2022 | 6 | 9 | 12 | 47.9689
2022 | 6 | 9 | 13 | 49.1988
2022 | 6 | 9 | 14 | 48.9937
2022 | 6 | 9 | 15 | 48.1859
2022 | 6 | 9 | 16 | 48.1616
2022 | 6 | 9 | 17 | 48.7345
2022 | 6 | 9 | 18 | 53.0363
2022 | 6 | 9 | 19 | 57.287
2022 | 6 | 9 | 20 | 58.9978
2022 | 6 | 9 | 21 | 58.8334
2022 | 6 | 9 | 22 | 54.6813
2022 | 6 | 9 | 23 | 48.7346
2022 | 6 | 10 | 0 | 46.4415
2022 | 6 | 10 | 1 | 41.8863
2022 | 6 | 10 | 2 | 40.8644
2022 | 6 | 10 | 3 | 40.5183
2022 | 6 | 10 | 4 | 40.7508
2022 | 6 | 10 | 5 | 42.626
2022 | 6 | 10 | 6 | 46.0561
2022 | 6 | 10 | 7 | 48.2513
2022 | 6 | 10 | 8 | 45.6532
2022 | 6 | 10 | 9 | 44.9773
2022 | 6 | 10 | 10 | 45.879
2022 | 6 | 10 | 11 | 45.5935
2022 | 6 | 10 | 12 | 49.9653
2022 | 6 | 10 | 13 | 50.6689
2022 | 6 | 10 | 14 | 48.9867
2022 | 6 | 10 | 15 | 47.7798
2022 | 6 | 10 | 16 | 49.1495
2022 | 6 | 10 | 17 | 49.4527
2022 | 6 | 10 | 18 | 58.8357
2022 | 6 | 10 | 19 | 58.7213
2022 | 6 | 10 | 20 | 59.3755
2022 | 6 | 10 | 21 | 58.6148
2022 | 6 | 10 | 22 | 54.6939
2022 | 6 | 10 | 23 | 48.8243
2022 | 6 | 11 | 0 | 44.4992
2022 | 6 | 11 | 1 | 41.1685
2022 | 6 | 11 | 2 | 39.7721
2022 | 6 | 11 | 3 | 38.9166
2022 | 6 | 11 | 4 | 38.7015
2022 | 6 | 11 | 5 | 39.1502
2022 | 6 | 11 | 6 | 38.9933
2022 | 6 | 11 | 7 | 39.8386
2022 | 6 | 11 | 8 | 43.4273
2022 | 6 | 11 | 9 | 45.0575
2022 | 6 | 11 | 10 | 44.3529
2022 | 6 | 11 | 11 | 44.0025
2022 | 6 | 11 | 12 | 46.2862
2022 | 6 | 11 | 13 | 45.0555
2022 | 6 | 11 | 14 | 42.2258
2022 | 6 | 11 | 15 | 41.304
2022 | 6 | 11 | 16 | 44.0206
2022 | 6 | 11 | 17 | 46.1799
2022 | 6 | 11 | 18 | 52.1867
2022 | 6 | 11 | 19 | 50.1724
2022 | 6 | 11 | 20 | 50.3125
2022 | 6 | 11 | 21 | 49.7162
2022 | 6 | 11 | 22 | 47.0244
2022 | 6 | 11 | 23 | 42.9378
2022 | 6 | 12 | 0 | 39.8058
2022 | 6 | 12 | 1 | 39.6976
2022 | 6 | 12 | 2 | 38.1017
2022 | 6 | 12 | 3 | 37.2555
2022 | 6 | 12 | 4 | 36.9958
2022 | 6 | 12 | 5 | 37.18
2022 | 6 | 12 | 6 | 37.3832
2022 | 6 | 12 | 7 | 38.2815
2022 | 6 | 12 | 8 | 42.7708
2022 | 6 | 12 | 9 | 45.2563
2022 | 6 | 12 | 10 | 43.3591
2022 | 6 | 12 | 11 | 40.6212
2022 | 6 | 12 | 12 | 43.942
2022 | 6 | 12 | 13 | 43.4885
2022 | 6 | 12 | 14 | 42.8677
2022 | 6 | 12 | 15 | 43.868
2022 | 6 | 12 | 16 | 46.3269
2022 | 6 | 12 | 17 | 50.1918
2022 | 6 | 12 | 18 | 56.4578
2022 | 6 | 12 | 19 | 56.6399
2022 | 6 | 12 | 20 | 56.9786
2022 | 6 | 12 | 21 | 55.4199
2022 | 6 | 12 | 22 | 51.0542
2022 | 6 | 12 | 23 | 45.8033
2022 | 6 | 13 | 0 | 42.3209
2022 | 6 | 13 | 1 | 37.0727
2022 | 6 | 13 | 2 | 36.618
2022 | 6 | 13 | 3 | 36.6433
2022 | 6 | 13 | 4 | 37.0802
2022 | 6 | 13 | 5 | 39.1812
2022 | 6 | 13 | 6 | 42.2697
2022 | 6 | 13 | 7 | 44.4163
2022 | 6 | 13 | 8 | 44.1369
2022 | 6 | 13 | 9 | 45.4317
2022 | 6 | 13 | 10 | 49.4142
2022 | 6 | 13 | 11 | 50.2365
2022 | 6 | 13 | 12 | 51.3049
2022 | 6 | 13 | 13 | 52.2385
2022 | 6 | 13 | 14 | 51.2504
2022 | 6 | 13 | 15 | 49.5038
2022 | 6 | 13 | 16 | 48.2786
2022 | 6 | 13 | 17 | 44.934
2022 | 6 | 13 | 18 | 52.6605
2022 | 6 | 13 | 19 | 52.6445
2022 | 6 | 13 | 20 | 54.1109
2022 | 6 | 13 | 21 | 53.758
2022 | 6 | 13 | 22 | 50.0341
2022 | 6 | 13 | 23 | 44.8079
2022 | 6 | 14 | 0 | 41.2644
2022 | 6 | 14 | 1 | 43.678
2022 | 6 | 14 | 2 | 42.5742
2022 | 6 | 14 | 3 | 42.2498
2022 | 6 | 14 | 4 | 42.4273
2022 | 6 | 14 | 5 | 44.0879
2022 | 6 | 14 | 6 | 47.0503
2022 | 6 | 14 | 7 | 49.4064
2022 | 6 | 14 | 8 | 47.0736
2022 | 6 | 14 | 9 | 46.2975
2022 | 6 | 14 | 10 | 49.1205
2022 | 6 | 14 | 11 | 50.4203
2022 | 6 | 14 | 12 | 51.9462
2022 | 6 | 14 | 13 | 53.1787
2022 | 6 | 14 | 14 | 52.7105
2022 | 6 | 14 | 15 | 52.0835
2022 | 6 | 14 | 16 | 52.9816
2022 | 6 | 14 | 17 | 55.4594
2022 | 6 | 14 | 18 | 65.2011
2022 | 6 | 14 | 19 | 70.5682
2022 | 6 | 14 | 20 | 71.3397
2022 | 6 | 14 | 21 | 70.204
2022 | 6 | 14 | 22 | 64.7404
2022 | 6 | 14 | 23 | 57.3483
2022 | 6 | 15 | 0 | 49.883
2022 | 6 | 15 | 1 | 47.6399
2022 | 6 | 15 | 2 | 46.1861
2022 | 6 | 15 | 3 | 45.5026
2022 | 6 | 15 | 4 | 45.4374
2022 | 6 | 15 | 5 | 47.1097
2022 | 6 | 15 | 6 | 50.1745
2022 | 6 | 15 | 7 | 53.1559
2022 | 6 | 15 | 8 | 52.2742
2022 | 6 | 15 | 9 | 51.3207
2022 | 6 | 15 | 10 | 50.8718
2022 | 6 | 15 | 11 | 50.7983
2022 | 6 | 15 | 12 | 51.9117
2022 | 6 | 15 | 13 | 53.4704
2022 | 6 | 15 | 14 | 53.3616
2022 | 6 | 15 | 15 | 51.86
2022 | 6 | 15 | 16 | 51.7155
2022 | 6 | 15 | 17 | 55.6152
2022 | 6 | 15 | 18 | 63.3578
2022 | 6 | 15 | 19 | 70.8201
2022 | 6 | 15 | 20 | 71.6185
2022 | 6 | 15 | 21 | 70.6948
2022 | 6 | 15 | 22 | 65.4058
2022 | 6 | 15 | 23 | 58.0909
2022 | 6 | 16 | 0 | 49.7379
2022 | 6 | 16 | 1 | 45.6652
2022 | 6 | 16 | 2 | 44.2409
2022 | 6 | 16 | 3 | 43.6857
2022 | 6 | 16 | 4 | 43.6912
2022 | 6 | 16 | 5 | 45.3658
2022 | 6 | 16 | 6 | 48.2551
2022 | 6 | 16 | 7 | 49.6908
2022 | 6 | 16 | 8 | 46.3318
2022 | 6 | 16 | 9 | 45.6688
2022 | 6 | 16 | 10 | 48.2036
2022 | 6 | 16 | 11 | 49.6204
2022 | 6 | 16 | 12 | 51.0014
2022 | 6 | 16 | 13 | 52.1417
2022 | 6 | 16 | 14 | 52.5433
2022 | 6 | 16 | 15 | 51.1533
2022 | 6 | 16 | 16 | 49.6043
2022 | 6 | 16 | 17 | 49.0347
2022 | 6 | 16 | 18 | 61.5925
2022 | 6 | 16 | 19 | 62.9613
2022 | 6 | 16 | 20 | 63.848
2022 | 6 | 16 | 21 | 63.0459
2022 | 6 | 16 | 22 | 58.4868
2022 | 6 | 16 | 23 | 52.1607
2022 | 6 | 17 | 0 | 47.3228
2022 | 6 | 17 | 1 | 46.1679
2022 | 6 | 17 | 2 | 44.7717
2022 | 6 | 17 | 3 | 44.0969
2022 | 6 | 17 | 4 | 44.1158
2022 | 6 | 17 | 5 | 45.599
2022 | 6 | 17 | 6 | 48.4662
2022 | 6 | 17 | 7 | 51.1004
2022 | 6 | 17 | 8 | 50.8547
2022 | 6 | 17 | 9 | 51.765
2022 | 6 | 17 | 10 | 52.5859
2022 | 6 | 17 | 11 | 52.2748
2022 | 6 | 17 | 12 | 52.4245
2022 | 6 | 17 | 13 | 53.8922
2022 | 6 | 17 | 14 | 52.8666
2022 | 6 | 17 | 15 | 51.194
2022 | 6 | 17 | 16 | 51.1361
2022 | 6 | 17 | 17 | 52.5568
2022 | 6 | 17 | 18 | 62.6136
2022 | 6 | 17 | 19 | 70.1186
2022 | 6 | 17 | 20 | 70.8272
2022 | 6 | 17 | 21 | 70.1045
2022 | 6 | 17 | 22 | 65.2651
2022 | 6 | 17 | 23 | 57.8343
2022 | 6 | 18 | 0 | 48.3041
2022 | 6 | 18 | 1 | 47.4016
2022 | 6 | 18 | 2 | 45.4274
2022 | 6 | 18 | 3 | 44.165
2022 | 6 | 18 | 4 | 43.6687
2022 | 6 | 18 | 5 | 43.8013
2022 | 6 | 18 | 6 | 44.2848
2022 | 6 | 18 | 7 | 45.9261
2022 | 6 | 18 | 8 | 46.3916
2022 | 6 | 18 | 9 | 46.1416
2022 | 6 | 18 | 10 | 44.9352
2022 | 6 | 18 | 11 | 45.5498
2022 | 6 | 18 | 12 | 45.3925
2022 | 6 | 18 | 13 | 45.7499
2022 | 6 | 18 | 14 | 46.221
2022 | 6 | 18 | 15 | 48.127
2022 | 6 | 18 | 16 | 48.1005
2022 | 6 | 18 | 17 | 53.6587
2022 | 6 | 18 | 18 | 64.1689
2022 | 6 | 18 | 19 | 73.4592
2022 | 6 | 18 | 20 | 72.537
2022 | 6 | 18 | 21 | 71.0487
2022 | 6 | 18 | 22 | 66.2081
2022 | 6 | 18 | 23 | 59.3994
2022 | 6 | 19 | 0 | 51.8601
2022 | 6 | 19 | 1 | 46.299
2022 | 6 | 19 | 2 | 44.1424
2022 | 6 | 19 | 3 | 42.8032
2022 | 6 | 19 | 4 | 42.1905
2022 | 6 | 19 | 5 | 42.0488
2022 | 6 | 19 | 6 | 41.8669
2022 | 6 | 19 | 7 | 40.7743
2022 | 6 | 19 | 8 | 36.504
2022 | 6 | 19 | 9 | 34.7028
2022 | 6 | 19 | 10 | 37.6144
2022 | 6 | 19 | 11 | 40.2348
2022 | 6 | 19 | 12 | 41.7625
2022 | 6 | 19 | 13 | 43.1142
2022 | 6 | 19 | 14 | 43.2124
2022 | 6 | 19 | 15 | 42.6909
2022 | 6 | 19 | 16 | 41.2713
2022 | 6 | 19 | 17 | 47.5485
2022 | 6 | 19 | 18 | 56.9812
2022 | 6 | 19 | 19 | 62.4644
2022 | 6 | 19 | 20 | 62.2593
2022 | 6 | 19 | 21 | 61.0496
2022 | 6 | 19 | 22 | 56.5483
2022 | 6 | 19 | 23 | 50.7087
2022 | 6 | 20 | 0 | 47.5156
2022 | 6 | 20 | 1 | 41.2193
2022 | 6 | 20 | 2 | 40.3195
2022 | 6 | 20 | 3 | 40.0114
2022 | 6 | 20 | 4 | 40.2304
2022 | 6 | 20 | 5 | 41.9859
2022 | 6 | 20 | 6 | 44.4395
2022 | 6 | 20 | 7 | 46.0102
2022 | 6 | 20 | 8 | 43.9181
2022 | 6 | 20 | 9 | 43.7799
2022 | 6 | 20 | 10 | 47.0805
2022 | 6 | 20 | 11 | 49.3441
2022 | 6 | 20 | 12 | 50.3057
2022 | 6 | 20 | 13 | 51.7279
2022 | 6 | 20 | 14 | 51.325
2022 | 6 | 20 | 15 | 49.9035
2022 | 6 | 20 | 16 | 48.7918
2022 | 6 | 20 | 17 | 48.7675
2022 | 6 | 20 | 18 | 59.5807
2022 | 6 | 20 | 19 | 60.2244
2022 | 6 | 20 | 20 | 61.0446
2022 | 6 | 20 | 21 | 60.1139
2022 | 6 | 20 | 22 | 55.6465
2022 | 6 | 20 | 23 | 49.7209
2022 | 6 | 21 | 0 | 45.0085
2022 | 6 | 21 | 1 | 43.9042
2022 | 6 | 21 | 2 | 42.7963
2022 | 6 | 21 | 3 | 42.3975
2022 | 6 | 21 | 4 | 42.5559
2022 | 6 | 21 | 5 | 44.1818
2022 | 6 | 21 | 6 | 47.081
2022 | 6 | 21 | 7 | 49.0972
2022 | 6 | 21 | 8 | 47.1298
2022 | 6 | 21 | 9 | 47.4325
2022 | 6 | 21 | 10 | 50.8393
2022 | 6 | 21 | 11 | 52.0532
2022 | 6 | 21 | 12 | 53.7486
2022 | 6 | 21 | 13 | 54.9515
2022 | 6 | 21 | 14 | 54.1839
2022 | 6 | 21 | 15 | 53.4762
2022 | 6 | 21 | 16 | 54.5714
2022 | 6 | 21 | 17 | 55.223
2022 | 6 | 21 | 18 | 63.4013
2022 | 6 | 21 | 19 | 63.0836
2022 | 6 | 21 | 20 | 63.9281
2022 | 6 | 21 | 21 | 63.1088
2022 | 6 | 21 | 22 | 58.6654
2022 | 6 | 21 | 23 | 52.4013
2022 | 6 | 22 | 0 | 47.271
2022 | 6 | 22 | 1 | 41.7083
2022 | 6 | 22 | 2 | 40.6957
2022 | 6 | 22 | 3 | 40.2442
2022 | 6 | 22 | 4 | 40.3852
2022 | 6 | 22 | 5 | 42.1905
2022 | 6 | 22 | 6 | 45.0954
2022 | 6 | 22 | 7 | 47.3181
2022 | 6 | 22 | 8 | 48.0519
2022 | 6 | 22 | 9 | 49.8825
2022 | 6 | 22 | 10 | 51.474
2022 | 6 | 22 | 11 | 50.9349
2022 | 6 | 22 | 12 | 53.7814
2022 | 6 | 22 | 13 | 54.2955
2022 | 6 | 22 | 14 | 53.2949
2022 | 6 | 22 | 15 | 51.013
2022 | 6 | 22 | 16 | 49.8266
2022 | 6 | 22 | 17 | 46.5868
2022 | 6 | 22 | 18 | 51.7881
2022 | 6 | 22 | 19 | 53.0206
2022 | 6 | 22 | 20 | 54.4693
2022 | 6 | 22 | 21 | 54.4611
2022 | 6 | 22 | 22 | 50.9307
2022 | 6 | 22 | 23 | 45.7216
2022 | 6 | 23 | 0 | 42.3901
2022 | 6 | 23 | 1 | 42.6111
2022 | 6 | 23 | 2 | 41.5631
2022 | 6 | 23 | 3 | 41.2574
2022 | 6 | 23 | 4 | 41.4357
2022 | 6 | 23 | 5 | 43.182
2022 | 6 | 23 | 6 | 46.4138
2022 | 6 | 23 | 7 | 49.1036
2022 | 6 | 23 | 8 | 50.1227
2022 | 6 | 23 | 9 | 52.3242
2022 | 6 | 23 | 10 | 53.8917
2022 | 6 | 23 | 11 | 52.5788
2022 | 6 | 23 | 12 | 53.9222
2022 | 6 | 23 | 13 | 55.1342
2022 | 6 | 23 | 14 | 54.4605
2022 | 6 | 23 | 15 | 53.2094
2022 | 6 | 23 | 16 | 55.1278
2022 | 6 | 23 | 17 | 55.8801
2022 | 6 | 23 | 18 | 61.1144
2022 | 6 | 23 | 19 | 60.3683
2022 | 6 | 23 | 20 | 61.542
2022 | 6 | 23 | 21 | 61.1724
2022 | 6 | 23 | 22 | 57.0702
2022 | 6 | 23 | 23 | 51.0662
2022 | 6 | 24 | 0 | 46.8535
2022 | 6 | 24 | 1 | 45.0134
2022 | 6 | 24 | 2 | 43.7007
2022 | 6 | 24 | 3 | 43.0487
2022 | 6 | 24 | 4 | 43.0087
2022 | 6 | 24 | 5 | 44.7397
2022 | 6 | 24 | 6 | 47.3549
2022 | 6 | 24 | 7 | 50.1723
2022 | 6 | 24 | 8 | 50.9034
2022 | 6 | 24 | 9 | 52.1456
2022 | 6 | 24 | 10 | 52.5813
2022 | 6 | 24 | 11 | 51.8246
2022 | 6 | 24 | 12 | 53.3012
2022 | 6 | 24 | 13 | 54.139
2022 | 6 | 24 | 14 | 52.7194
2022 | 6 | 24 | 15 | 50.8803
2022 | 6 | 24 | 16 | 52.8199
2022 | 6 | 24 | 17 | 53.9799
2022 | 6 | 24 | 18 | 57.3764
2022 | 6 | 24 | 19 | 58.2019
2022 | 6 | 24 | 20 | 58.7838
2022 | 6 | 24 | 21 | 58.3762
2022 | 6 | 24 | 22 | 54.8137
2022 | 6 | 24 | 23 | 49.0664
2022 | 6 | 25 | 0 | 46.0005
2022 | 6 | 25 | 1 | 44.4882
2022 | 6 | 25 | 2 | 42.6239
2022 | 6 | 25 | 3 | 41.4831
2022 | 6 | 25 | 4 | 40.9788
2022 | 6 | 25 | 5 | 41.1054
2022 | 6 | 25 | 6 | 41.713
2022 | 6 | 25 | 7 | 42.6189
2022 | 6 | 25 | 8 | 43.9689
2022 | 6 | 25 | 9 | 45.0383
2022 | 6 | 25 | 10 | 45.6758
2022 | 6 | 25 | 11 | 45.5232
2022 | 6 | 25 | 12 | 42.07
2022 | 6 | 25 | 13 | 42.1385
2022 | 6 | 25 | 14 | 41.7622
2022 | 6 | 25 | 15 | 41.0788
2022 | 6 | 25 | 16 | 40.1544
2022 | 6 | 25 | 17 | 45.8738
2022 | 6 | 25 | 18 | 60.2707
2022 | 6 | 25 | 19 | 63.8135
2022 | 6 | 25 | 20 | 63.719
2022 | 6 | 25 | 21 | 62.4332
2022 | 6 | 25 | 22 | 58.1911
2022 | 6 | 25 | 23 | 52.1978
2022 | 6 | 26 | 0 | 45.2212
2022 | 6 | 26 | 1 | 43.0593
2022 | 6 | 26 | 2 | 41.2608
2022 | 6 | 26 | 3 | 40.1802
2022 | 6 | 26 | 4 | 39.7225
2022 | 6 | 26 | 5 | 39.8009
2022 | 6 | 26 | 6 | 39.9893
2022 | 6 | 26 | 7 | 40.6491
2022 | 6 | 26 | 8 | 44.1041
2022 | 6 | 26 | 9 | 46.0052
2022 | 6 | 26 | 10 | 44.7025
2022 | 6 | 26 | 11 | 43.2997
2022 | 6 | 26 | 12 | 46.3838
2022 | 6 | 26 | 13 | 45.7258
2022 | 6 | 26 | 14 | 45.2278
2022 | 6 | 26 | 15 | 45.289
2022 | 6 | 26 | 16 | 45.9043
2022 | 6 | 26 | 17 | 45.9505
2022 | 6 | 26 | 18 | 54.5924
2022 | 6 | 26 | 19 | 58.1365
2022 | 6 | 26 | 20 | 58.0219
2022 | 6 | 26 | 21 | 56.606
2022 | 6 | 26 | 22 | 52.201
2022 | 6 | 26 | 23 | 46.7079
2022 | 6 | 27 | 0 | 43.3363
2022 | 6 | 27 | 1 | 38.0019
2022 | 6 | 27 | 2 | 37.1015
2022 | 6 | 27 | 3 | 36.6747
2022 | 6 | 27 | 4 | 36.9167
2022 | 6 | 27 | 5 | 38.4827
2022 | 6 | 27 | 6 | 41.9284
2022 | 6 | 27 | 7 | 42.7401
2022 | 6 | 27 | 8 | 36.499
2022 | 6 | 27 | 9 | 33.8881
2022 | 6 | 27 | 10 | 39.7667
2022 | 6 | 27 | 11 | 44.3982
2022 | 6 | 27 | 12 | 46.5281
2022 | 6 | 27 | 13 | 47.4904
2022 | 6 | 27 | 14 | 47.9187
2022 | 6 | 27 | 15 | 46.6378
2022 | 6 | 27 | 16 | 45.5371
2022 | 6 | 27 | 17 | 44.7746
2022 | 6 | 27 | 18 | 53.8386
2022 | 6 | 27 | 19 | 59.0137
2022 | 6 | 27 | 20 | 61.0796
2022 | 6 | 27 | 21 | 60.0854
2022 | 6 | 27 | 22 | 55.6507
2022 | 6 | 27 | 23 | 49.3123
2022 | 6 | 28 | 0 | 45.3585
2022 | 6 | 28 | 1 | 39.0883
2022 | 6 | 28 | 2 | 37.9187
2022 | 6 | 28 | 3 | 37.4397
2022 | 6 | 28 | 4 | 37.5657
2022 | 6 | 28 | 5 | 39.0264
2022 | 6 | 28 | 6 | 42.515
2022 | 6 | 28 | 7 | 46.1719
2022 | 6 | 28 | 8 | 49.4858
2022 | 6 | 28 | 9 | 50.8806
2022 | 6 | 28 | 10 | 49.5826
2022 | 6 | 28 | 11 | 47.4095
2022 | 6 | 28 | 12 | 50.6839
2022 | 6 | 28 | 13 | 51.1044
2022 | 6 | 28 | 14 | 50.3839
2022 | 6 | 28 | 15 | 50.1645
2022 | 6 | 28 | 16 | 52.4651
2022 | 6 | 28 | 17 | 52.3745
2022 | 6 | 28 | 18 | 58.5193
2022 | 6 | 28 | 19 | 59.6487
2022 | 6 | 28 | 20 | 61.1763
2022 | 6 | 28 | 21 | 59.8139
2022 | 6 | 28 | 22 | 55.3407
2022 | 6 | 28 | 23 | 48.9427
2022 | 6 | 29 | 0 | 45.3584
2022 | 6 | 29 | 1 | 39.2384
2022 | 6 | 29 | 2 | 38.275
2022 | 6 | 29 | 3 | 37.9379
2022 | 6 | 29 | 4 | 38.0329
2022 | 6 | 29 | 5 | 39.6681
2022 | 6 | 29 | 6 | 42.629
2022 | 6 | 29 | 7 | 43.7197
2022 | 6 | 29 | 8 | 39.6822
2022 | 6 | 29 | 9 | 38.3072
2022 | 6 | 29 | 10 | 43.8143
2022 | 6 | 29 | 11 | 46.6581
2022 | 6 | 29 | 12 | 46.5522
2022 | 6 | 29 | 13 | 47.5403
2022 | 6 | 29 | 14 | 47.1967
2022 | 6 | 29 | 15 | 44.755
2022 | 6 | 29 | 16 | 41.0405
2022 | 6 | 29 | 17 | 39.1789
2022 | 6 | 29 | 18 | 48.2441
2022 | 6 | 29 | 19 | 57.9554
2022 | 6 | 29 | 20 | 60.0228
2022 | 6 | 29 | 21 | 59.5551
2022 | 6 | 29 | 22 | 55.218
2022 | 6 | 29 | 23 | 48.6074
2022 | 6 | 30 | 0 | 42.2978
2022 | 6 | 30 | 1 | 38.8738
2022 | 6 | 30 | 2 | 37.7815
2022 | 6 | 30 | 3 | 37.376
2022 | 6 | 30 | 4 | 37.5572
2022 | 6 | 30 | 5 | 39.1799
2022 | 6 | 30 | 6 | 41.6494
2022 | 6 | 30 | 7 | 42.3005
2022 | 6 | 30 | 8 | 36.5208
2022 | 6 | 30 | 9 | 33.6222
2022 | 6 | 30 | 10 | 38.7221
2022 | 6 | 30 | 11 | 42.9425
2022 | 6 | 30 | 12 | 44.5181
2022 | 6 | 30 | 13 | 45.7937
2022 | 6 | 30 | 14 | 45.9656
2022 | 6 | 30 | 15 | 44.0822
2022 | 6 | 30 | 16 | 41.481
2022 | 6 | 30 | 17 | 41.9139
2022 | 6 | 30 | 18 | 52.0031
2022 | 6 | 30 | 19 | 61.6
2022 | 6 | 30 | 20 | 63.7301
2022 | 6 | 30 | 21 | 63.2513
2022 | 6 | 30 | 22 | 58.7319
2022 | 6 | 30 | 23 | 51.6421
2022 | 7 | 1 | 0 | 45.3858
2022 | 7 | 1 | 1 | 44.9717
2022 | 7 | 1 | 2 | 42.867
2022 | 7 | 1 | 3 | 41.6427
2022 | 7 | 1 | 4 | 40.9084
2022 | 7 | 1 | 5 | 41.2534
2022 | 7 | 1 | 6 | 42.0912
2022 | 7 | 1 | 7 | 42.6936
2022 | 7 | 1 | 8 | 40.3572
2022 | 7 | 1 | 9 | 40.946
2022 | 7 | 1 | 10 | 42.2546
2022 | 7 | 1 | 11 | 48.6369
2022 | 7 | 1 | 12 | 46.8005
2022 | 7 | 1 | 13 | 48.0994
2022 | 7 | 1 | 14 | 42.4653
2022 | 7 | 1 | 15 | 38.4018
2022 | 7 | 1 | 16 | 41.5465
2022 | 7 | 1 | 17 | 49.1093
2022 | 7 | 1 | 18 | 64.2857
2022 | 7 | 1 | 19 | 70.6931
2022 | 7 | 1 | 20 | 69.1125
2022 | 7 | 1 | 21 | 68.795
2022 | 7 | 1 | 22 | 64.3404
2022 | 7 | 1 | 23 | 57.8832
2022 | 7 | 2 | 0 | 48.4775
2022 | 7 | 2 | 1 | 42.9566
2022 | 7 | 2 | 2 | 40.7379
2022 | 7 | 2 | 3 | 39.2924
2022 | 7 | 2 | 4 | 38.7078
2022 | 7 | 2 | 5 | 38.5305
2022 | 7 | 2 | 6 | 39.0216
2022 | 7 | 2 | 7 | 39.3308
2022 | 7 | 2 | 8 | 38.2607
2022 | 7 | 2 | 9 | 35.9654
2022 | 7 | 2 | 10 | 37.0052
2022 | 7 | 2 | 11 | 36.4698
2022 | 7 | 2 | 12 | 38.2315
2022 | 7 | 2 | 13 | 38.0405
2022 | 7 | 2 | 14 | 36.1365
2022 | 7 | 2 | 15 | 35.5037
2022 | 7 | 2 | 16 | 34.9844
2022 | 7 | 2 | 17 | 41.3154
2022 | 7 | 2 | 18 | 57.65
2022 | 7 | 2 | 19 | 60.2688
2022 | 7 | 2 | 20 | 59.5098
2022 | 7 | 2 | 21 | 58.4136
2022 | 7 | 2 | 22 | 54.1282
2022 | 7 | 2 | 23 | 48.3893
2022 | 7 | 3 | 0 | 44.7976
2022 | 7 | 3 | 1 | 42.0759
2022 | 7 | 3 | 2 | 39.9823
2022 | 7 | 3 | 3 | 38.6806
2022 | 7 | 3 | 4 | 38.2572
2022 | 7 | 3 | 5 | 38.0956
2022 | 7 | 3 | 6 | 38.1225
2022 | 7 | 3 | 7 | 39.6009
2022 | 7 | 3 | 8 | 45.4121
2022 | 7 | 3 | 9 | 45.7613
2022 | 7 | 3 | 10 | 42.0156
2022 | 7 | 3 | 11 | 39.4179
2022 | 7 | 3 | 12 | 43.0569
2022 | 7 | 3 | 13 | 42.0528
2022 | 7 | 3 | 14 | 42.1986
2022 | 7 | 3 | 15 | 43.3074
2022 | 7 | 3 | 16 | 49.6632
2022 | 7 | 3 | 17 | 57.2592
2022 | 7 | 3 | 18 | 68.3786
2022 | 7 | 3 | 19 | 65.3667
2022 | 7 | 3 | 20 | 64.7204
2022 | 7 | 3 | 21 | 63.0185
2022 | 7 | 3 | 22 | 57.6906
2022 | 7 | 3 | 23 | 51.0909
2022 | 7 | 4 | 0 | 47.6684
2022 | 7 | 4 | 1 | 49.2664
2022 | 7 | 4 | 2 | 47.5402
2022 | 7 | 4 | 3 | 46.5893
2022 | 7 | 4 | 4 | 46.4859
2022 | 7 | 4 | 5 | 47.8045
2022 | 7 | 4 | 6 | 51.7556
2022 | 7 | 4 | 7 | 56.4254
2022 | 7 | 4 | 8 | 57.7405
2022 | 7 | 4 | 9 | 55.3597
2022 | 7 | 4 | 10 | 53.9554
2022 | 7 | 4 | 11 | 52.2038
2022 | 7 | 4 | 12 | 51.9914
2022 | 7 | 4 | 13 | 53.096
2022 | 7 | 4 | 14 | 52.8226
2022 | 7 | 4 | 15 | 53.3467
2022 | 7 | 4 | 16 | 55.7265
2022 | 7 | 4 | 17 | 64.8999
2022 | 7 | 4 | 18 | 78.8137
2022 | 7 | 4 | 19 | 88.7221
2022 | 7 | 4 | 20 | 87.5517
2022 | 7 | 4 | 21 | 85.3959
2022 | 7 | 4 | 22 | 78.2129
2022 | 7 | 4 | 23 | 68.8411
2022 | 7 | 5 | 0 | 59.6045
2022 | 7 | 5 | 1 | 50.7556
2022 | 7 | 5 | 2 | 48.5398
2022 | 7 | 5 | 3 | 47.395
2022 | 7 | 5 | 4 | 47.0763
2022 | 7 | 5 | 5 | 48.4008
2022 | 7 | 5 | 6 | 51.4278
2022 | 7 | 5 | 7 | 53.7888
2022 | 7 | 5 | 8 | 48.991
2022 | 7 | 5 | 9 | 43.5735
2022 | 7 | 5 | 10 | 43.4557
2022 | 7 | 5 | 11 | 44.5079
2022 | 7 | 5 | 12 | 46.989
2022 | 7 | 5 | 13 | 47.3517
2022 | 7 | 5 | 14 | 47.5176
2022 | 7 | 5 | 15 | 47.3957
2022 | 7 | 5 | 16 | 47.0625
2022 | 7 | 5 | 17 | 51.1644
2022 | 7 | 5 | 18 | 64.698
2022 | 7 | 5 | 19 | 74.9063
2022 | 7 | 5 | 20 | 74.5871
2022 | 7 | 5 | 21 | 73.1961
2022 | 7 | 5 | 22 | 67.272
2022 | 7 | 5 | 23 | 59.3868
2022 | 7 | 6 | 0 | 52.8955
2022 | 7 | 6 | 1 | 45.7933
2022 | 7 | 6 | 2 | 44.0358
2022 | 7 | 6 | 3 | 43.2144
2022 | 7 | 6 | 4 | 43.2056
2022 | 7 | 6 | 5 | 44.3562
2022 | 7 | 6 | 6 | 46.5092
2022 | 7 | 6 | 7 | 47.6125
2022 | 7 | 6 | 8 | 43.2292
2022 | 7 | 6 | 9 | 39.5527
2022 | 7 | 6 | 10 | 41.4429
2022 | 7 | 6 | 11 | 43.2131
2022 | 7 | 6 | 12 | 48.0089
2022 | 7 | 6 | 13 | 49.5264
2022 | 7 | 6 | 14 | 48.9744
2022 | 7 | 6 | 15 | 47.8724
2022 | 7 | 6 | 16 | 48.5873
2022 | 7 | 6 | 17 | 52.3716
2022 | 7 | 6 | 18 | 60.5615
2022 | 7 | 6 | 19 | 59.9469
2022 | 7 | 6 | 20 | 60.2843
2022 | 7 | 6 | 21 | 59.7752
2022 | 7 | 6 | 22 | 55.3391
2022 | 7 | 6 | 23 | 49.4719
2022 | 7 | 7 | 0 | 48.9607
2022 | 7 | 7 | 1 | 44.4914
2022 | 7 | 7 | 2 | 42.9198
2022 | 7 | 7 | 3 | 41.9889
2022 | 7 | 7 | 4 | 41.9375
2022 | 7 | 7 | 5 | 43.4101
2022 | 7 | 7 | 6 | 46.6018
2022 | 7 | 7 | 7 | 49.8473
2022 | 7 | 7 | 8 | 50.649
2022 | 7 | 7 | 9 | 49.8241
2022 | 7 | 7 | 10 | 50.0269
2022 | 7 | 7 | 11 | 47.1093
2022 | 7 | 7 | 12 | 46.0327
2022 | 7 | 7 | 13 | 47.1462
2022 | 7 | 7 | 14 | 47.3892
2022 | 7 | 7 | 15 | 47.3722
2022 | 7 | 7 | 16 | 46.9832
2022 | 7 | 7 | 17 | 50.755
2022 | 7 | 7 | 18 | 65.5225
2022 | 7 | 7 | 19 | 65.7228
2022 | 7 | 7 | 20 | 65.1208
2022 | 7 | 7 | 21 | 64.3022
2022 | 7 | 7 | 22 | 59.9173
2022 | 7 | 7 | 23 | 53.6751
2022 | 7 | 8 | 0 | 49.2435
2022 | 7 | 8 | 1 | 41.5559
2022 | 7 | 8 | 2 | 40.2658
2022 | 7 | 8 | 3 | 39.692
2022 | 7 | 8 | 4 | 39.7501
2022 | 7 | 8 | 5 | 41.4212
2022 | 7 | 8 | 6 | 44.3944
2022 | 7 | 8 | 7 | 45.8192
2022 | 7 | 8 | 8 | 41.0808
2022 | 7 | 8 | 9 | 38.5536
2022 | 7 | 8 | 10 | 43.2416
2022 | 7 | 8 | 11 | 44.3266
2022 | 7 | 8 | 12 | 45.247
2022 | 7 | 8 | 13 | 46.0357
2022 | 7 | 8 | 14 | 44.5338
2022 | 7 | 8 | 15 | 42.4681
2022 | 7 | 8 | 16 | 37.8692
2022 | 7 | 8 | 17 | 37.1004
2022 | 7 | 8 | 18 | 49.0323
2022 | 7 | 8 | 19 | 58.0242
2022 | 7 | 8 | 20 | 58.7955
2022 | 7 | 8 | 21 | 58.9141
2022 | 7 | 8 | 22 | 54.8699
2022 | 7 | 8 | 23 | 48.3685
2022 | 7 | 9 | 0 | 42.8952
2022 | 7 | 9 | 1 | 41.7548
2022 | 7 | 9 | 2 | 39.8629
2022 | 7 | 9 | 3 | 38.6988
2022 | 7 | 9 | 4 | 38.3974
2022 | 7 | 9 | 5 | 38.4648
2022 | 7 | 9 | 6 | 38.6815
2022 | 7 | 9 | 7 | 39.6234
2022 | 7 | 9 | 8 | 39.5643
2022 | 7 | 9 | 9 | 37.091
2022 | 7 | 9 | 10 | 37.5919
2022 | 7 | 9 | 11 | 37.9083
2022 | 7 | 9 | 12 | 39.7522
2022 | 7 | 9 | 13 | 38.9037
2022 | 7 | 9 | 14 | 38.5117
2022 | 7 | 9 | 15 | 39.7394
2022 | 7 | 9 | 16 | 40.216
2022 | 7 | 9 | 17 | 45.3757
2022 | 7 | 9 | 18 | 57.0038
2022 | 7 | 9 | 19 | 63.5252
2022 | 7 | 9 | 20 | 62.5483
2022 | 7 | 9 | 21 | 61.4447
2022 | 7 | 9 | 22 | 57.0125
2022 | 7 | 9 | 23 | 50.9261
2022 | 7 | 10 | 0 | 47.696
2022 | 7 | 10 | 1 | 41.8404
2022 | 7 | 10 | 2 | 39.7701
2022 | 7 | 10 | 3 | 38.5845
2022 | 7 | 10 | 4 | 38.0216
2022 | 7 | 10 | 5 | 37.8575
2022 | 7 | 10 | 6 | 38.0008
2022 | 7 | 10 | 7 | 39.141
2022 | 7 | 10 | 8 | 43.9933
2022 | 7 | 10 | 9 | 44.9869
2022 | 7 | 10 | 10 | 42.6496
2022 | 7 | 10 | 11 | 38.5939
2022 | 7 | 10 | 12 | 38.6798
2022 | 7 | 10 | 13 | 38.567
2022 | 7 | 10 | 14 | 38.0367
2022 | 7 | 10 | 15 | 39.3021
2022 | 7 | 10 | 16 | 42.6161
2022 | 7 | 10 | 17 | 50.9452
2022 | 7 | 10 | 18 | 63.5968
2022 | 7 | 10 | 19 | 67.6498
2022 | 7 | 10 | 20 | 67.1506
2022 | 7 | 10 | 21 | 65.7008
2022 | 7 | 10 | 22 | 60.0656
2022 | 7 | 10 | 23 | 53.0822
2022 | 7 | 11 | 0 | 45.1982
2022 | 7 | 11 | 1 | 41.454
2022 | 7 | 11 | 2 | 40.1718
2022 | 7 | 11 | 3 | 39.5755
2022 | 7 | 11 | 4 | 39.7171
2022 | 7 | 11 | 5 | 41.2708
2022 | 7 | 11 | 6 | 44.5401
2022 | 7 | 11 | 7 | 47.8951
2022 | 7 | 11 | 8 | 50.1326
2022 | 7 | 11 | 9 | 49.3323
2022 | 7 | 11 | 10 | 48.5462
2022 | 7 | 11 | 11 | 46.7563
2022 | 7 | 11 | 12 | 49.2127
2022 | 7 | 11 | 13 | 49.694
2022 | 7 | 11 | 14 | 48.6767
2022 | 7 | 11 | 15 | 48.1171
2022 | 7 | 11 | 16 | 51.2283
2022 | 7 | 11 | 17 | 54.839
2022 | 7 | 11 | 18 | 64.5935
2022 | 7 | 11 | 19 | 66.7268
2022 | 7 | 11 | 20 | 66.8252
2022 | 7 | 11 | 21 | 65.7308
2022 | 7 | 11 | 22 | 60.3565
2022 | 7 | 11 | 23 | 53.4229
2022 | 7 | 12 | 0 | 48.8968
2022 | 7 | 12 | 1 | 43.1862
2022 | 7 | 12 | 2 | 41.6597
2022 | 7 | 12 | 3 | 41.0033
2022 | 7 | 12 | 4 | 41.0327
2022 | 7 | 12 | 5 | 42.5274
2022 | 7 | 12 | 6 | 44.6532
2022 | 7 | 12 | 7 | 46.5971
2022 | 7 | 12 | 8 | 43.3599
2022 | 7 | 12 | 9 | 39.8373
2022 | 7 | 12 | 10 | 40.8487
2022 | 7 | 12 | 11 | 41.7651
2022 | 7 | 12 | 12 | 46.235
2022 | 7 | 12 | 13 | 46.7719
2022 | 7 | 12 | 14 | 46.146
2022 | 7 | 12 | 15 | 45.4521
2022 | 7 | 12 | 16 | 44.4017
2022 | 7 | 12 | 17 | 45.5214
2022 | 7 | 12 | 18 | 58.908
2022 | 7 | 12 | 19 | 58.9277
2022 | 7 | 12 | 20 | 59.4528
2022 | 7 | 12 | 21 | 58.9256
2022 | 7 | 12 | 22 | 54.532
2022 | 7 | 12 | 23 | 48.5401
2022 | 7 | 13 | 0 | 46.6033
2022 | 7 | 13 | 1 | 42.0008
2022 | 7 | 13 | 2 | 40.6046
2022 | 7 | 13 | 3 | 39.9115
2022 | 7 | 13 | 4 | 40.0125
2022 | 7 | 13 | 5 | 41.4634
2022 | 7 | 13 | 6 | 43.835
2022 | 7 | 13 | 7 | 46.3016
2022 | 7 | 13 | 8 | 44.7305
2022 | 7 | 13 | 9 | 41.9141
2022 | 7 | 13 | 10 | 41.9739
2022 | 7 | 13 | 11 | 40.9779
2022 | 7 | 13 | 12 | 47.6318
2022 | 7 | 13 | 13 | 48.579
2022 | 7 | 13 | 14 | 47.7181
2022 | 7 | 13 | 15 | 47.0178
2022 | 7 | 13 | 16 | 47.7724
2022 | 7 | 13 | 17 | 51.0624
2022 | 7 | 13 | 18 | 51.478
2022 | 7 | 13 | 19 | 59.6853
2022 | 7 | 13 | 20 | 61.5409
2022 | 7 | 13 | 21 | 61.6479
2022 | 7 | 13 | 22 | 56.8253
2022 | 7 | 13 | 23 | 50.3472
2022 | 7 | 14 | 0 | 46.8671
2022 | 7 | 14 | 1 | 41.3445
2022 | 7 | 14 | 2 | 40.1428
2022 | 7 | 14 | 3 | 39.615
2022 | 7 | 14 | 4 | 39.8544
2022 | 7 | 14 | 5 | 41.5853
2022 | 7 | 14 | 6 | 44.5528
2022 | 7 | 14 | 7 | 46.6569
2022 | 7 | 14 | 8 | 43.7559
2022 | 7 | 14 | 9 | 41.3696
2022 | 7 | 14 | 10 | 43.4467
2022 | 7 | 14 | 11 | 42.7656
2022 | 7 | 14 | 12 | 46.1998
2022 | 7 | 14 | 13 | 47.0103
2022 | 7 | 14 | 14 | 46.4096
2022 | 7 | 14 | 15 | 45.9984
2022 | 7 | 14 | 16 | 46.3872
2022 | 7 | 14 | 17 | 49.3898
2022 | 7 | 14 | 18 | 49.8113
2022 | 7 | 14 | 19 | 59.3082
2022 | 7 | 14 | 20 | 61.6027
2022 | 7 | 14 | 21 | 62.1101
2022 | 7 | 14 | 22 | 57.5926
2022 | 7 | 14 | 23 | 50.9992
2022 | 7 | 15 | 0 | 47.1203
2022 | 7 | 15 | 1 | 41.9919
2022 | 7 | 15 | 2 | 40.5973
2022 | 7 | 15 | 3 | 39.9547
2022 | 7 | 15 | 4 | 40.0767
2022 | 7 | 15 | 5 | 41.7195
2022 | 7 | 15 | 6 | 44.1421
2022 | 7 | 15 | 7 | 45.6498
2022 | 7 | 15 | 8 | 40.5321
2022 | 7 | 15 | 9 | 36.6989
2022 | 7 | 15 | 10 | 40.2595
2022 | 7 | 15 | 11 | 42.1971
2022 | 7 | 15 | 12 | 45.347
2022 | 7 | 15 | 13 | 46.228
2022 | 7 | 15 | 14 | 44.9272
2022 | 7 | 15 | 15 | 43.1441
2022 | 7 | 15 | 16 | 41.6597
2022 | 7 | 15 | 17 | 44.7594
2022 | 7 | 15 | 18 | 57.9666
2022 | 7 | 15 | 19 | 64.1137
2022 | 7 | 15 | 20 | 64.7823
2022 | 7 | 15 | 21 | 64.4641
2022 | 7 | 15 | 22 | 59.6614
2022 | 7 | 15 | 23 | 52.5566
2022 | 7 | 16 | 0 | 47.0901
2022 | 7 | 16 | 1 | 42.2848
2022 | 7 | 16 | 2 | 40.3269
2022 | 7 | 16 | 3 | 39.1156
2022 | 7 | 16 | 4 | 38.7192
2022 | 7 | 16 | 5 | 38.7906
2022 | 7 | 16 | 6 | 38.8426
2022 | 7 | 16 | 7 | 38.9636
2022 | 7 | 16 | 8 | 38.0583
2022 | 7 | 16 | 9 | 36.1819
2022 | 7 | 16 | 10 | 38.1121
2022 | 7 | 16 | 11 | 38.845
2022 | 7 | 16 | 12 | 40.9451
2022 | 7 | 16 | 13 | 40.1555
2022 | 7 | 16 | 14 | 39.1965
2022 | 7 | 16 | 15 | 39.6651
2022 | 7 | 16 | 16 | 42.1202
2022 | 7 | 16 | 17 | 49.2179
2022 | 7 | 16 | 18 | 59.6801
2022 | 7 | 16 | 19 | 59.3736
2022 | 7 | 16 | 20 | 58.1697
2022 | 7 | 16 | 21 | 56.8176
2022 | 7 | 16 | 22 | 52.6544
2022 | 7 | 16 | 23 | 47.3494
2022 | 7 | 17 | 0 | 46.2987
2022 | 7 | 17 | 1 | 41.9294
2022 | 7 | 17 | 2 | 39.871
2022 | 7 | 17 | 3 | 38.6452
2022 | 7 | 17 | 4 | 38.1627
2022 | 7 | 17 | 5 | 38.0938
2022 | 7 | 17 | 6 | 38.5632
2022 | 7 | 17 | 7 | 39.6162
2022 | 7 | 17 | 8 | 44.2223
2022 | 7 | 17 | 9 | 45.1811
2022 | 7 | 17 | 10 | 42.933
2022 | 7 | 17 | 11 | 39.9347
2022 | 7 | 17 | 12 | 39.658
2022 | 7 | 17 | 13 | 39.2899
2022 | 7 | 17 | 14 | 39.5714
2022 | 7 | 17 | 15 | 40.531
2022 | 7 | 17 | 16 | 43.6877
2022 | 7 | 17 | 17 | 52.3256
2022 | 7 | 17 | 18 | 66.2103
2022 | 7 | 17 | 19 | 65.1921
2022 | 7 | 17 | 20 | 64.5806
2022 | 7 | 17 | 21 | 62.8476
2022 | 7 | 17 | 22 | 57.3872
2022 | 7 | 17 | 23 | 50.9217
2022 | 7 | 18 | 0 | 46.0308
2022 | 7 | 18 | 1 | 45.041
2022 | 7 | 18 | 2 | 43.6242
2022 | 7 | 18 | 3 | 42.9105
2022 | 7 | 18 | 4 | 42.9462
2022 | 7 | 18 | 5 | 44.5299
2022 | 7 | 18 | 6 | 48.1431
2022 | 7 | 18 | 7 | 52.0625
2022 | 7 | 18 | 8 | 52.5932
2022 | 7 | 18 | 9 | 50.3054
2022 | 7 | 18 | 10 | 49.3317
2022 | 7 | 18 | 11 | 48.4536
2022 | 7 | 18 | 12 | 50.1107
2022 | 7 | 18 | 13 | 51.025
2022 | 7 | 18 | 14 | 50.87
2022 | 7 | 18 | 15 | 50.7116
2022 | 7 | 18 | 16 | 52.9587
2022 | 7 | 18 | 17 | 59.9675
2022 | 7 | 18 | 18 | 72.1164
2022 | 7 | 18 | 19 | 76.6444
2022 | 7 | 18 | 20 | 75.8624
2022 | 7 | 18 | 21 | 73.8076
2022 | 7 | 18 | 22 | 67.3434
2022 | 7 | 18 | 23 | 59.4522
2022 | 7 | 19 | 0 | 53.2536
2022 | 7 | 19 | 1 | 47.3005
2022 | 7 | 19 | 2 | 45.5248
2022 | 7 | 19 | 3 | 44.6439
2022 | 7 | 19 | 4 | 44.4916
2022 | 7 | 19 | 5 | 46.0553
2022 | 7 | 19 | 6 | 49.2656
2022 | 7 | 19 | 7 | 53.1594
2022 | 7 | 19 | 8 | 55.7941
2022 | 7 | 19 | 9 | 55.1785
2022 | 7 | 19 | 10 | 52.3455
2022 | 7 | 19 | 11 | 49.3368
2022 | 7 | 19 | 12 | 50.833
2022 | 7 | 19 | 13 | 50.8764
2022 | 7 | 19 | 14 | 50.604
2022 | 7 | 19 | 15 | 50.4454
2022 | 7 | 19 | 16 | 53.5207
2022 | 7 | 19 | 17 | 57.1602
2022 | 7 | 19 | 18 | 62.9394
2022 | 7 | 19 | 19 | 70.9884
2022 | 7 | 19 | 20 | 70.921
2022 | 7 | 19 | 21 | 69.6308
2022 | 7 | 19 | 22 | 63.9881
2022 | 7 | 19 | 23 | 56.67
2022 | 7 | 20 | 0 | 49.3283
2022 | 7 | 20 | 1 | 48.6149
2022 | 7 | 20 | 2 | 46.8272
2022 | 7 | 20 | 3 | 45.9667
2022 | 7 | 20 | 4 | 45.8695
2022 | 7 | 20 | 5 | 47.2037
2022 | 7 | 20 | 6 | 50.1823
2022 | 7 | 20 | 7 | 52.7563
2022 | 7 | 20 | 8 | 49.6617
2022 | 7 | 20 | 9 | 46.2679
2022 | 7 | 20 | 10 | 47.0434
2022 | 7 | 20 | 11 | 47.6378
2022 | 7 | 20 | 12 | 51.2145
2022 | 7 | 20 | 13 | 52.3107
2022 | 7 | 20 | 14 | 52.4127
2022 | 7 | 20 | 15 | 51.6295
2022 | 7 | 20 | 16 | 52.2199
2022 | 7 | 20 | 17 | 57.5243
2022 | 7 | 20 | 18 | 68.1095
2022 | 7 | 20 | 19 | 76.3455
2022 | 7 | 20 | 20 | 75.9802
2022 | 7 | 20 | 21 | 74.327
2022 | 7 | 20 | 22 | 67.9086
2022 | 7 | 20 | 23 | 59.9585
2022 | 7 | 21 | 0 | 53.4299
2022 | 7 | 21 | 1 | 51.3747
2022 | 7 | 21 | 2 | 49.3536
2022 | 7 | 21 | 3 | 48.2292
2022 | 7 | 21 | 4 | 48.0125
2022 | 7 | 21 | 5 | 49.5031
2022 | 7 | 21 | 6 | 52.2844
2022 | 7 | 21 | 7 | 54.5478
2022 | 7 | 21 | 8 | 49.5605
2022 | 7 | 21 | 9 | 45.2823
2022 | 7 | 21 | 10 | 47.5412
2022 | 7 | 21 | 11 | 49.6342
2022 | 7 | 21 | 12 | 52.726
2022 | 7 | 21 | 13 | 53.5961
2022 | 7 | 21 | 14 | 54.0163
2022 | 7 | 21 | 15 | 53.9349
2022 | 7 | 21 | 16 | 55.6005
2022 | 7 | 21 | 17 | 63.2195
2022 | 7 | 21 | 18 | 74.0115
2022 | 7 | 21 | 19 | 82.566
2022 | 7 | 21 | 20 | 81.9132
2022 | 7 | 21 | 21 | 80.1791
2022 | 7 | 21 | 22 | 73.6957
2022 | 7 | 21 | 23 | 65.0939
2022 | 7 | 22 | 0 | 57.2211
2022 | 7 | 22 | 1 | 51.304
2022 | 7 | 22 | 2 | 49.1577
2022 | 7 | 22 | 3 | 47.9645
2022 | 7 | 22 | 4 | 47.6783
2022 | 7 | 22 | 5 | 49.0583
2022 | 7 | 22 | 6 | 51.8987
2022 | 7 | 22 | 7 | 54.8098
2022 | 7 | 22 | 8 | 52.6157
2022 | 7 | 22 | 9 | 49.5511
2022 | 7 | 22 | 10 | 49.0194
2022 | 7 | 22 | 11 | 49.0912
2022 | 7 | 22 | 12 | 52.2363
2022 | 7 | 22 | 13 | 52.7269
2022 | 7 | 22 | 14 | 52.2372
2022 | 7 | 22 | 15 | 51.5272
2022 | 7 | 22 | 16 | 55.9996
2022 | 7 | 22 | 17 | 62.7903
2022 | 7 | 22 | 18 | 71.9016
2022 | 7 | 22 | 19 | 71.756
2022 | 7 | 22 | 20 | 71.0071
2022 | 7 | 22 | 21 | 69.5635
2022 | 7 | 22 | 22 | 64.4191
2022 | 7 | 22 | 23 | 57.4304
2022 | 7 | 23 | 0 | 54.4761
2022 | 7 | 23 | 1 | 48.8475
2022 | 7 | 23 | 2 | 46.5393
2022 | 7 | 23 | 3 | 45.0142
2022 | 7 | 23 | 4 | 44.235
2022 | 7 | 23 | 5 | 44.479
2022 | 7 | 23 | 6 | 45.9915
2022 | 7 | 23 | 7 | 48.5316
2022 | 7 | 23 | 8 | 52.828
2022 | 7 | 23 | 9 | 54.1282
2022 | 7 | 23 | 10 | 51.3264
2022 | 7 | 23 | 11 | 48.3437
2022 | 7 | 23 | 12 | 50.1568
2022 | 7 | 23 | 13 | 48.0577
2022 | 7 | 23 | 14 | 46.9402
2022 | 7 | 23 | 15 | 46.9725
2022 | 7 | 23 | 16 | 49.8702
2022 | 7 | 23 | 17 | 52.5505
2022 | 7 | 23 | 18 | 58.4867
2022 | 7 | 23 | 19 | 63.9149
2022 | 7 | 23 | 20 | 62.6221
2022 | 7 | 23 | 21 | 61.0585
2022 | 7 | 23 | 22 | 56.681
2022 | 7 | 23 | 23 | 51.1135
2022 | 7 | 24 | 0 | 47.2971
2022 | 7 | 24 | 1 | 44.8275
2022 | 7 | 24 | 2 | 42.7431
2022 | 7 | 24 | 3 | 41.3513
2022 | 7 | 24 | 4 | 40.8937
2022 | 7 | 24 | 5 | 41.0457
2022 | 7 | 24 | 6 | 40.7353
2022 | 7 | 24 | 7 | 39.9821
2022 | 7 | 24 | 8 | 34.5551
2022 | 7 | 24 | 9 | 28.9247
2022 | 7 | 24 | 10 | 30.8259
2022 | 7 | 24 | 11 | 34.0539
2022 | 7 | 24 | 12 | 33.8104
2022 | 7 | 24 | 13 | 34.1675
2022 | 7 | 24 | 14 | 35.6066
2022 | 7 | 24 | 15 | 35.402
2022 | 7 | 24 | 16 | 33.3752
2022 | 7 | 24 | 17 | 39.0843
2022 | 7 | 24 | 18 | 50.1665
2022 | 7 | 24 | 19 | 59.045
2022 | 7 | 24 | 20 | 60.1464
2022 | 7 | 24 | 21 | 59.2256
2022 | 7 | 24 | 22 | 54.2806
2022 | 7 | 24 | 23 | 48.5049
2022 | 7 | 25 | 0 | 45.5681
2022 | 7 | 25 | 1 | 38.8702
2022 | 7 | 25 | 2 | 37.9747
2022 | 7 | 25 | 3 | 37.6094
2022 | 7 | 25 | 4 | 37.9358
2022 | 7 | 25 | 5 | 39.7665
2022 | 7 | 25 | 6 | 42.5648
2022 | 7 | 25 | 7 | 44.1385
2022 | 7 | 25 | 8 | 39.5117
2022 | 7 | 25 | 9 | 36.4381
2022 | 7 | 25 | 10 | 42.1506
2022 | 7 | 25 | 11 | 45.3617
2022 | 7 | 25 | 12 | 46.1796
2022 | 7 | 25 | 13 | 47.3136
2022 | 7 | 25 | 14 | 47.1388
2022 | 7 | 25 | 15 | 45.9035
2022 | 7 | 25 | 16 | 42.9541
2022 | 7 | 25 | 17 | 45.2315
2022 | 7 | 25 | 18 | 58.0321
2022 | 7 | 25 | 19 | 63.9354
2022 | 7 | 25 | 20 | 64.2326
2022 | 7 | 25 | 21 | 62.8907
2022 | 7 | 25 | 22 | 57.4924
2022 | 7 | 25 | 23 | 50.8515
2022 | 7 | 26 | 0 | 47.0276
2022 | 7 | 26 | 1 | 42.5904
2022 | 7 | 26 | 2 | 41.2466
2022 | 7 | 26 | 3 | 40.6366
2022 | 7 | 26 | 4 | 40.7847
2022 | 7 | 26 | 5 | 42.5345
2022 | 7 | 26 | 6 | 44.9542
2022 | 7 | 26 | 7 | 46.8619
2022 | 7 | 26 | 8 | 41.604
2022 | 7 | 26 | 9 | 36.9351
2022 | 7 | 26 | 10 | 40.3469
2022 | 7 | 26 | 11 | 43.2624
2022 | 7 | 26 | 12 | 45.4752
2022 | 7 | 26 | 13 | 46.379
2022 | 7 | 26 | 14 | 46.5364
2022 | 7 | 26 | 15 | 45.8097
2022 | 7 | 26 | 16 | 44.1598
2022 | 7 | 26 | 17 | 48.6109
2022 | 7 | 26 | 18 | 60.4329
2022 | 7 | 26 | 19 | 70.1763
2022 | 7 | 26 | 20 | 70.3782
2022 | 7 | 26 | 21 | 68.748
2022 | 7 | 26 | 22 | 62.6772
2022 | 7 | 26 | 23 | 55.1322
2022 | 7 | 27 | 0 | 49.5553
2022 | 7 | 27 | 1 | 45.8292
2022 | 7 | 27 | 2 | 44.2557
2022 | 7 | 27 | 3 | 43.5374
2022 | 7 | 27 | 4 | 43.5333
2022 | 7 | 27 | 5 | 45.1783
2022 | 7 | 27 | 6 | 48.2621
2022 | 7 | 27 | 7 | 51.2116
2022 | 7 | 27 | 8 | 50.0737
2022 | 7 | 27 | 9 | 47.4837
2022 | 7 | 27 | 10 | 48.4052
2022 | 7 | 27 | 11 | 48.0898
2022 | 7 | 27 | 12 | 47.6482
2022 | 7 | 27 | 13 | 48.7726
2022 | 7 | 27 | 14 | 48.745
2022 | 7 | 27 | 15 | 47.4343
2022 | 7 | 27 | 16 | 48.3196
2022 | 7 | 27 | 17 | 54.8725
2022 | 7 | 27 | 18 | 65.1588
2022 | 7 | 27 | 19 | 74.6145
2022 | 7 | 27 | 20 | 74.8652
2022 | 7 | 27 | 21 | 73.1146
2022 | 7 | 27 | 22 | 66.5993
2022 | 7 | 27 | 23 | 58.6599
2022 | 7 | 28 | 0 | 51.6236
2022 | 7 | 28 | 1 | 47.6987
2022 | 7 | 28 | 2 | 45.9059
2022 | 7 | 28 | 3 | 45.0126
2022 | 7 | 28 | 4 | 44.9378
2022 | 7 | 28 | 5 | 46.5835
2022 | 7 | 28 | 6 | 50.1959
2022 | 7 | 28 | 7 | 53.267
2022 | 7 | 28 | 8 | 51.5472
2022 | 7 | 28 | 9 | 48.5994
2022 | 7 | 28 | 10 | 49.118
2022 | 7 | 28 | 11 | 48.6968
2022 | 7 | 28 | 12 | 49.6766
2022 | 7 | 28 | 13 | 50.1747
2022 | 7 | 28 | 14 | 50.4787
2022 | 7 | 28 | 15 | 49.7953
2022 | 7 | 28 | 16 | 51.9135
2022 | 7 | 28 | 17 | 57.5236
2022 | 7 | 28 | 18 | 66.0432
2022 | 7 | 28 | 19 | 70.9046
2022 | 7 | 28 | 20 | 70.9204
2022 | 7 | 28 | 21 | 69.4216
2022 | 7 | 28 | 22 | 63.9429
2022 | 7 | 28 | 23 | 56.9274
2022 | 7 | 29 | 0 | 53.7286
2022 | 7 | 29 | 1 | 49.5329
2022 | 7 | 29 | 2 | 47.6054
2022 | 7 | 29 | 3 | 46.5855
2022 | 7 | 29 | 4 | 46.3694
2022 | 7 | 29 | 5 | 47.8589
2022 | 7 | 29 | 6 | 50.9501
2022 | 7 | 29 | 7 | 54.6408
2022 | 7 | 29 | 8 | 53.7106
2022 | 7 | 29 | 9 | 50.3827
2022 | 7 | 29 | 10 | 48.772
2022 | 7 | 29 | 11 | 47.8003
2022 | 7 | 29 | 12 | 50.5968
2022 | 7 | 29 | 13 | 51.0268
2022 | 7 | 29 | 14 | 50.5579
2022 | 7 | 29 | 15 | 49.5864
2022 | 7 | 29 | 16 | 53.5866
2022 | 7 | 29 | 17 | 59.3027
2022 | 7 | 29 | 18 | 69.3999
2022 | 7 | 29 | 19 | 76.8139
2022 | 7 | 29 | 20 | 76.6766
2022 | 7 | 29 | 21 | 74.9432
2022 | 7 | 29 | 22 | 69.0691
2022 | 7 | 29 | 23 | 61.1904
2022 | 7 | 30 | 0 | 52.8268
2022 | 7 | 30 | 1 | 46.2729
2022 | 7 | 30 | 2 | 44.0986
2022 | 7 | 30 | 3 | 42.6553
2022 | 7 | 30 | 4 | 41.9938
2022 | 7 | 30 | 5 | 42.2488
2022 | 7 | 30 | 6 | 43.3574
2022 | 7 | 30 | 7 | 45.627
2022 | 7 | 30 | 8 | 47.5201
2022 | 7 | 30 | 9 | 45.5124
2022 | 7 | 30 | 10 | 42.0984
2022 | 7 | 30 | 11 | 40.2572
2022 | 7 | 30 | 12 | 43.9697
2022 | 7 | 30 | 13 | 42.7159
2022 | 7 | 30 | 14 | 40.7817
2022 | 7 | 30 | 15 | 40.0272
2022 | 7 | 30 | 16 | 42.0713
2022 | 7 | 30 | 17 | 46.7711
2022 | 7 | 30 | 18 | 55.3546
2022 | 7 | 30 | 19 | 55.6571
2022 | 7 | 30 | 20 | 55.0886
2022 | 7 | 30 | 21 | 53.5164
2022 | 7 | 30 | 22 | 49.86
2022 | 7 | 30 | 23 | 45.4192
2022 | 7 | 31 | 0 | 44.275
2022 | 7 | 31 | 1 | 41.0901
2022 | 7 | 31 | 2 | 39.3399
2022 | 7 | 31 | 3 | 38.3003
2022 | 7 | 31 | 4 | 37.9129
2022 | 7 | 31 | 5 | 38.3079
2022 | 7 | 31 | 6 | 38.6452
2022 | 7 | 31 | 7 | 38.4089
2022 | 7 | 31 | 8 | 36.0261
2022 | 7 | 31 | 9 | 31.3698
2022 | 7 | 31 | 10 | 32.225
2022 | 7 | 31 | 11 | 35.4052
2022 | 7 | 31 | 12 | 34.7525
2022 | 7 | 31 | 13 | 34.3096
2022 | 7 | 31 | 14 | 34.527
2022 | 7 | 31 | 15 | 34.6525
2022 | 7 | 31 | 16 | 32.5824
2022 | 7 | 31 | 17 | 38.6497
2022 | 7 | 31 | 18 | 51.5671
2022 | 7 | 31 | 19 | 59.9311
2022 | 7 | 31 | 20 | 60.164
2022 | 7 | 31 | 21 | 58.0998
2022 | 7 | 31 | 22 | 52.8598
2022 | 7 | 31 | 23 | 46.913
2022 | 8 | 1 | 0 | 40.9192
2022 | 8 | 1 | 1 | 38.8823
2022 | 8 | 1 | 2 | 37.2208
2022 | 8 | 1 | 3 | 36.15
2022 | 8 | 1 | 4 | 36.1349
2022 | 8 | 1 | 5 | 36.7202
2022 | 8 | 1 | 6 | 38.0574
2022 | 8 | 1 | 7 | 37.9927
2022 | 8 | 1 | 8 | 34.9438
2022 | 8 | 1 | 9 | 36.0906
2022 | 8 | 1 | 10 | 40.9867
2022 | 8 | 1 | 11 | 45.5939
2022 | 8 | 1 | 12 | 38.2856
2022 | 8 | 1 | 13 | 39.5442
2022 | 8 | 1 | 14 | 42.3962
2022 | 8 | 1 | 15 | 42.4301
2022 | 8 | 1 | 16 | 42.4007
2022 | 8 | 1 | 17 | 45.3042
2022 | 8 | 1 | 18 | 50.6835
2022 | 8 | 1 | 19 | 59.0265
2022 | 8 | 1 | 20 | 61.1172
2022 | 8 | 1 | 21 | 59.9015
2022 | 8 | 1 | 22 | 53.6087
2022 | 8 | 1 | 23 | 47.2426
2022 | 8 | 2 | 0 | 44.4556
2022 | 8 | 2 | 1 | 39.7507
2022 | 8 | 2 | 2 | 38.5154
2022 | 8 | 2 | 3 | 38.2397
2022 | 8 | 2 | 4 | 38.485
2022 | 8 | 2 | 5 | 40.0916
2022 | 8 | 2 | 6 | 43.5548
2022 | 8 | 2 | 7 | 46.3794
2022 | 8 | 2 | 8 | 44.9471
2022 | 8 | 2 | 9 | 44.8513
2022 | 8 | 2 | 10 | 47.8183
2022 | 8 | 2 | 11 | 47.2387
2022 | 8 | 2 | 12 | 47.8675
2022 | 8 | 2 | 13 | 48.7688
2022 | 8 | 2 | 14 | 47.9297
2022 | 8 | 2 | 15 | 47.2027
2022 | 8 | 2 | 16 | 45.7062
2022 | 8 | 2 | 17 | 48.2674
2022 | 8 | 2 | 18 | 59.3513
2022 | 8 | 2 | 19 | 61.2622
2022 | 8 | 2 | 20 | 62.1598
2022 | 8 | 2 | 21 | 61.1797
2022 | 8 | 2 | 22 | 55.8501
2022 | 8 | 2 | 23 | 49.5705
2022 | 8 | 3 | 0 | 46.3939
2022 | 8 | 3 | 1 | 43.0519
2022 | 8 | 3 | 2 | 41.6207
2022 | 8 | 3 | 3 | 41.1483
2022 | 8 | 3 | 4 | 41.1141
2022 | 8 | 3 | 5 | 42.7124
2022 | 8 | 3 | 6 | 45.659
2022 | 8 | 3 | 7 | 49.2808
2022 | 8 | 3 | 8 | 51.4333
2022 | 8 | 3 | 9 | 52.547
2022 | 8 | 3 | 10 | 52.6049
2022 | 8 | 3 | 11 | 49.9593
2022 | 8 | 3 | 12 | 51.3515
2022 | 8 | 3 | 13 | 52.0811
2022 | 8 | 3 | 14 | 51.0608
2022 | 8 | 3 | 15 | 49.8202
2022 | 8 | 3 | 16 | 51.8025
2022 | 8 | 3 | 17 | 56.7638
2022 | 8 | 3 | 18 | 68.0505
2022 | 8 | 3 | 19 | 66.4707
2022 | 8 | 3 | 20 | 66.9329
2022 | 8 | 3 | 21 | 65.3398
2022 | 8 | 3 | 22 | 59.2499
2022 | 8 | 3 | 23 | 52.4834
2022 | 8 | 4 | 0 | 46.4936
2022 | 8 | 4 | 1 | 43.8423
2022 | 8 | 4 | 2 | 42.2593
2022 | 8 | 4 | 3 | 41.7094
2022 | 8 | 4 | 4 | 41.7066
2022 | 8 | 4 | 5 | 43.3101
2022 | 8 | 4 | 6 | 46.164
2022 | 8 | 4 | 7 | 48.8092
2022 | 8 | 4 | 8 | 47.6202
2022 | 8 | 4 | 9 | 46.8998
2022 | 8 | 4 | 10 | 48.142
2022 | 8 | 4 | 11 | 47.6537
2022 | 8 | 4 | 12 | 49.4779
2022 | 8 | 4 | 13 | 50.54
2022 | 8 | 4 | 14 | 50.3537
2022 | 8 | 4 | 15 | 49.6079
2022 | 8 | 4 | 16 | 50.5378
2022 | 8 | 4 | 17 | 55.3509
2022 | 8 | 4 | 18 | 65.3066
2022 | 8 | 4 | 19 | 65.7142
2022 | 8 | 4 | 20 | 65.9567
2022 | 8 | 4 | 21 | 64.2519
2022 | 8 | 4 | 22 | 58.4254
2022 | 8 | 4 | 23 | 51.8016
2022 | 8 | 5 | 0 | 47.6388
2022 | 8 | 5 | 1 | 43.2908
2022 | 8 | 5 | 2 | 41.6995
2022 | 8 | 5 | 3 | 41.0575
2022 | 8 | 5 | 4 | 41.0219
2022 | 8 | 5 | 5 | 42.5001
2022 | 8 | 5 | 6 | 45.2437
2022 | 8 | 5 | 7 | 48.4181
2022 | 8 | 5 | 8 | 49.064
2022 | 8 | 5 | 9 | 49.3671
2022 | 8 | 5 | 10 | 49.2469
2022 | 8 | 5 | 11 | 47.569
2022 | 8 | 5 | 12 | 47.7588
2022 | 8 | 5 | 13 | 49.0101
2022 | 8 | 5 | 14 | 47.8712
2022 | 8 | 5 | 15 | 46.4073
2022 | 8 | 5 | 16 | 47.4261
2022 | 8 | 5 | 17 | 52.3163
2022 | 8 | 5 | 18 | 60.3645
2022 | 8 | 5 | 19 | 65.9212
2022 | 8 | 5 | 20 | 66.3995
2022 | 8 | 5 | 21 | 65.0512
2022 | 8 | 5 | 22 | 59.5006
2022 | 8 | 5 | 23 | 52.6111
2022 | 8 | 6 | 0 | 45.1564
2022 | 8 | 6 | 1 | 42.6612
2022 | 8 | 6 | 2 | 40.652
2022 | 8 | 6 | 3 | 39.5444
2022 | 8 | 6 | 4 | 39.1214
2022 | 8 | 6 | 5 | 39.2389
2022 | 8 | 6 | 6 | 39.3635
2022 | 8 | 6 | 7 | 40.7867
2022 | 8 | 6 | 8 | 41.002
2022 | 8 | 6 | 9 | 39.3887
2022 | 8 | 6 | 10 | 38.6075
2022 | 8 | 6 | 11 | 39.3274
2022 | 8 | 6 | 12 | 41.1642
2022 | 8 | 6 | 13 | 40.6448
2022 | 8 | 6 | 14 | 39.6494
2022 | 8 | 6 | 15 | 40.4612
2022 | 8 | 6 | 16 | 40.9838
2022 | 8 | 6 | 17 | 48.1274
2022 | 8 | 6 | 18 | 62.2986
2022 | 8 | 6 | 19 | 65.6069
2022 | 8 | 6 | 20 | 65.3326
2022 | 8 | 6 | 21 | 63.3173
2022 | 8 | 6 | 22 | 57.99
2022 | 8 | 6 | 23 | 51.9039
2022 | 8 | 7 | 0 | 45.4049
2022 | 8 | 7 | 1 | 41.9476
2022 | 8 | 7 | 2 | 39.8911
2022 | 8 | 7 | 3 | 38.7869
2022 | 8 | 7 | 4 | 38.3794
2022 | 8 | 7 | 5 | 38.305
2022 | 8 | 7 | 6 | 37.9251
2022 | 8 | 7 | 7 | 38.032
2022 | 8 | 7 | 8 | 36.0533
2022 | 8 | 7 | 9 | 33.266
2022 | 8 | 7 | 10 | 34.4666
2022 | 8 | 7 | 11 | 36.5283
2022 | 8 | 7 | 12 | 38.8157
2022 | 8 | 7 | 13 | 39.409
2022 | 8 | 7 | 14 | 40.0474
2022 | 8 | 7 | 15 | 41.8014
2022 | 8 | 7 | 16 | 43.0506
2022 | 8 | 7 | 17 | 52.4535
2022 | 8 | 7 | 18 | 66.8578
2022 | 8 | 7 | 19 | 70.6342
2022 | 8 | 7 | 20 | 69.8377
2022 | 8 | 7 | 21 | 66.9234
2022 | 8 | 7 | 22 | 60.1484
2022 | 8 | 7 | 23 | 53.163
2022 | 8 | 8 | 0 | 47.7173
2022 | 8 | 8 | 1 | 43.6376
2022 | 8 | 8 | 2 | 42.2394
2022 | 8 | 8 | 3 | 41.7174
2022 | 8 | 8 | 4 | 41.8191
2022 | 8 | 8 | 5 | 43.382
2022 | 8 | 8 | 6 | 45.8466
2022 | 8 | 8 | 7 | 48.464
2022 | 8 | 8 | 8 | 44.3254
2022 | 8 | 8 | 9 | 40.2458
2022 | 8 | 8 | 10 | 42.9588
2022 | 8 | 8 | 11 | 45.7454
2022 | 8 | 8 | 12 | 47.41
2022 | 8 | 8 | 13 | 48.9935
2022 | 8 | 8 | 14 | 48.9331
2022 | 8 | 8 | 15 | 48.509
2022 | 8 | 8 | 16 | 48.5191
2022 | 8 | 8 | 17 | 56.4277
2022 | 8 | 8 | 18 | 69.8342
2022 | 8 | 8 | 19 | 76.8894
2022 | 8 | 8 | 20 | 76.6006
2022 | 8 | 8 | 21 | 73.7794
2022 | 8 | 8 | 22 | 66.5288
2022 | 8 | 8 | 23 | 58.6258
2022 | 8 | 9 | 0 | 52.3925
2022 | 8 | 9 | 1 | 49.3114
2022 | 8 | 9 | 2 | 47.3682
2022 | 8 | 9 | 3 | 46.6226
2022 | 8 | 9 | 4 | 46.5136
2022 | 8 | 9 | 5 | 47.8244
2022 | 8 | 9 | 6 | 50.4048
2022 | 8 | 9 | 7 | 53.451
2022 | 8 | 9 | 8 | 48.9699
2022 | 8 | 9 | 9 | 44.1367
2022 | 8 | 9 | 10 | 44.8937
2022 | 8 | 9 | 11 | 46.5562
2022 | 8 | 9 | 12 | 49.4056
2022 | 8 | 9 | 13 | 50.7687
2022 | 8 | 9 | 14 | 50.8209
2022 | 8 | 9 | 15 | 51.1437
2022 | 8 | 9 | 16 | 53.8359
2022 | 8 | 9 | 17 | 62.7643
2022 | 8 | 9 | 18 | 73.8705
2022 | 8 | 9 | 19 | 78.5785
2022 | 8 | 9 | 20 | 78.2793
2022 | 8 | 9 | 21 | 75.4957
2022 | 8 | 9 | 22 | 68.4847
2022 | 8 | 9 | 23 | 60.7147
2022 | 8 | 10 | 0 | 55.5587
2022 | 8 | 10 | 1 | 53.0881
2022 | 8 | 10 | 2 | 50.9375
2022 | 8 | 10 | 3 | 49.9414
2022 | 8 | 10 | 4 | 49.68
2022 | 8 | 10 | 5 | 50.8539
2022 | 8 | 10 | 6 | 53.6199
2022 | 8 | 10 | 7 | 57.1889
2022 | 8 | 10 | 8 | 54.4278
2022 | 8 | 10 | 9 | 50.081
2022 | 8 | 10 | 10 | 49.3465
2022 | 8 | 10 | 11 | 50.0055
2022 | 8 | 10 | 12 | 53.1424
2022 | 8 | 10 | 13 | 54.7795
2022 | 8 | 10 | 14 | 54.9612
2022 | 8 | 10 | 15 | 54.9133
2022 | 8 | 10 | 16 | 58.7312
2022 | 8 | 10 | 17 | 69.7004
2022 | 8 | 10 | 18 | 81.0038
2022 | 8 | 10 | 19 | 83.7962
2022 | 8 | 10 | 20 | 83.1152
2022 | 8 | 10 | 21 | 80.0305
2022 | 8 | 10 | 22 | 72.6372
2022 | 8 | 10 | 23 | 64.5168
2022 | 8 | 11 | 0 | 58.272
2022 | 8 | 11 | 1 | 57.0679
2022 | 8 | 11 | 2 | 54.5898
2022 | 8 | 11 | 3 | 53.3819
2022 | 8 | 11 | 4 | 52.9817
2022 | 8 | 11 | 5 | 54.1162
2022 | 8 | 11 | 6 | 57.4272
2022 | 8 | 11 | 7 | 61.8143
2022 | 8 | 11 | 8 | 60.5164
2022 | 8 | 11 | 9 | 56.8727
2022 | 8 | 11 | 10 | 54.9503
2022 | 8 | 11 | 11 | 54.1161
2022 | 8 | 11 | 12 | 54.8804
2022 | 8 | 11 | 13 | 56.4057
2022 | 8 | 11 | 14 | 57.1088
2022 | 8 | 11 | 15 | 58.0039
2022 | 8 | 11 | 16 | 63.4462
2022 | 8 | 11 | 17 | 76.2158
2022 | 8 | 11 | 18 | 85.8615
2022 | 8 | 11 | 19 | 89.8679
2022 | 8 | 11 | 20 | 88.7194
2022 | 8 | 11 | 21 | 85.4366
2022 | 8 | 11 | 22 | 78.0096
2022 | 8 | 11 | 23 | 69.4624
2022 | 8 | 12 | 0 | 63.0793
2022 | 8 | 12 | 1 | 57.1308
2022 | 8 | 12 | 2 | 54.5885
2022 | 8 | 12 | 3 | 53.2618
2022 | 8 | 12 | 4 | 52.707
2022 | 8 | 12 | 5 | 53.826
2022 | 8 | 12 | 6 | 56.335
2022 | 8 | 12 | 7 | 60.4859
2022 | 8 | 12 | 8 | 59.6115
2022 | 8 | 12 | 9 | 55.9888
2022 | 8 | 12 | 10 | 53.0106
2022 | 8 | 12 | 11 | 52.2612
2022 | 8 | 12 | 12 | 53.6545
2022 | 8 | 12 | 13 | 54.8971
2022 | 8 | 12 | 14 | 54.6708
2022 | 8 | 12 | 15 | 54.7479
2022 | 8 | 12 | 16 | 61.0718
2022 | 8 | 12 | 17 | 72.3491
2022 | 8 | 12 | 18 | 77.7552
2022 | 8 | 12 | 19 | 82.4019
2022 | 8 | 12 | 20 | 81.2834
2022 | 8 | 12 | 21 | 78.3488
2022 | 8 | 12 | 22 | 71.9264
2022 | 8 | 12 | 23 | 64.2606
2022 | 8 | 13 | 0 | 57.4553
2022 | 8 | 13 | 1 | 51.6128
2022 | 8 | 13 | 2 | 49.0658
2022 | 8 | 13 | 3 | 47.5221
2022 | 8 | 13 | 4 | 46.7027
2022 | 8 | 13 | 5 | 46.8173
2022 | 8 | 13 | 6 | 47.8603
2022 | 8 | 13 | 7 | 49.4817
2022 | 8 | 13 | 8 | 47.0683
2022 | 8 | 13 | 9 | 44.1849
2022 | 8 | 13 | 10 | 43.2946
2022 | 8 | 13 | 11 | 44.9043
2022 | 8 | 13 | 12 | 44.9772
2022 | 8 | 13 | 13 | 44.9465
2022 | 8 | 13 | 14 | 43.4586
2022 | 8 | 13 | 15 | 42.6992
2022 | 8 | 13 | 16 | 42.7551
2022 | 8 | 13 | 17 | 51.5884
2022 | 8 | 13 | 18 | 61.5933
2022 | 8 | 13 | 19 | 68.6813
2022 | 8 | 13 | 20 | 67.8635
2022 | 8 | 13 | 21 | 64.9664
2022 | 8 | 13 | 22 | 59.3627
2022 | 8 | 13 | 23 | 53.3482
2022 | 8 | 14 | 0 | 48.3854
2022 | 8 | 14 | 1 | 44.4009
2022 | 8 | 14 | 2 | 42.4204
2022 | 8 | 14 | 3 | 41.3027
2022 | 8 | 14 | 4 | 40.9653
2022 | 8 | 14 | 5 | 41.2135
2022 | 8 | 14 | 6 | 41.7855
2022 | 8 | 14 | 7 | 42.2016
2022 | 8 | 14 | 8 | 38.9685
2022 | 8 | 14 | 9 | 34.8081
2022 | 8 | 14 | 10 | 34.5915
2022 | 8 | 14 | 11 | 38.1234
2022 | 8 | 14 | 12 | 38.8338
2022 | 8 | 14 | 13 | 39.0381
2022 | 8 | 14 | 14 | 39.2009
2022 | 8 | 14 | 15 | 40.779
2022 | 8 | 14 | 16 | 40.9102
2022 | 8 | 14 | 17 | 48.8486
2022 | 8 | 14 | 18 | 55.9018
2022 | 8 | 14 | 19 | 62.6347
2022 | 8 | 14 | 20 | 63.8075
2022 | 8 | 14 | 21 | 61.481
2022 | 8 | 14 | 22 | 55.7242
2022 | 8 | 14 | 23 | 49.935
2022 | 8 | 15 | 0 | 45.6683
2022 | 8 | 15 | 1 | 37.9927
2022 | 8 | 15 | 2 | 37.2059
2022 | 8 | 15 | 3 | 36.9899
2022 | 8 | 15 | 4 | 37.3161
2022 | 8 | 15 | 5 | 39.1487
2022 | 8 | 15 | 6 | 41.4504
2022 | 8 | 15 | 7 | 43.4248
2022 | 8 | 15 | 8 | 38.621
2022 | 8 | 15 | 9 | 34.9462
2022 | 8 | 15 | 10 | 40.6619
2022 | 8 | 15 | 11 | 44.5859
2022 | 8 | 15 | 12 | 46.5359
2022 | 8 | 15 | 13 | 47.9586
2022 | 8 | 15 | 14 | 47.185
2022 | 8 | 15 | 15 | 45.9477
2022 | 8 | 15 | 16 | 44.2475
2022 | 8 | 15 | 17 | 48.2551
2022 | 8 | 15 | 18 | 59.3106
2022 | 8 | 15 | 19 | 63.9212
2022 | 8 | 15 | 20 | 64.5039
2022 | 8 | 15 | 21 | 62.1285
2022 | 8 | 15 | 22 | 56.2135
2022 | 8 | 15 | 23 | 49.9044
2022 | 8 | 16 | 0 | 44.874
2022 | 8 | 16 | 1 | 41.5217
2022 | 8 | 16 | 2 | 40.317
2022 | 8 | 16 | 3 | 39.9862
2022 | 8 | 16 | 4 | 40.1652
2022 | 8 | 16 | 5 | 41.8749
2022 | 8 | 16 | 6 | 44.8585
2022 | 8 | 16 | 7 | 47.7619
2022 | 8 | 16 | 8 | 45.0636
2022 | 8 | 16 | 9 | 41.8069
2022 | 8 | 16 | 10 | 44.7162
2022 | 8 | 16 | 11 | 46.0416
2022 | 8 | 16 | 12 | 46.9959
2022 | 8 | 16 | 13 | 47.9655
2022 | 8 | 16 | 14 | 47.247
2022 | 8 | 16 | 15 | 46.6006
2022 | 8 | 16 | 16 | 48.2594
2022 | 8 | 16 | 17 | 53.9807
2022 | 8 | 16 | 18 | 63.5843
2022 | 8 | 16 | 19 | 68.8752
2022 | 8 | 16 | 20 | 69.6301
2022 | 8 | 16 | 21 | 67.1443
2022 | 8 | 16 | 22 | 60.8034
2022 | 8 | 16 | 23 | 53.9298
2022 | 8 | 17 | 0 | 47.4706
2022 | 8 | 17 | 1 | 44.9753
2022 | 8 | 17 | 2 | 43.4819
2022 | 8 | 17 | 3 | 42.9464
2022 | 8 | 17 | 4 | 42.9511
2022 | 8 | 17 | 5 | 44.5844
2022 | 8 | 17 | 6 | 47.5814
2022 | 8 | 17 | 7 | 51.2192
2022 | 8 | 17 | 8 | 49.4679
2022 | 8 | 17 | 9 | 45.6185
2022 | 8 | 17 | 10 | 45.6466
2022 | 8 | 17 | 11 | 45.7113
2022 | 8 | 17 | 12 | 46.5735
2022 | 8 | 17 | 13 | 48.1893
2022 | 8 | 17 | 14 | 47.8633
2022 | 8 | 17 | 15 | 46.5297
2022 | 8 | 17 | 16 | 48.3871
2022 | 8 | 17 | 17 | 57.1698
2022 | 8 | 17 | 18 | 64.5233
2022 | 8 | 17 | 19 | 71.3858
2022 | 8 | 17 | 20 | 72.0033
2022 | 8 | 17 | 21 | 69.3727
2022 | 8 | 17 | 22 | 62.7296
2022 | 8 | 17 | 23 | 55.68
2022 | 8 | 18 | 0 | 49.71
2022 | 8 | 18 | 1 | 46.0285
2022 | 8 | 18 | 2 | 44.382
2022 | 8 | 18 | 3 | 43.8134
2022 | 8 | 18 | 4 | 43.7514
2022 | 8 | 18 | 5 | 45.4389
2022 | 8 | 18 | 6 | 47.9694
2022 | 8 | 18 | 7 | 50.6882
2022 | 8 | 18 | 8 | 45.5096
2022 | 8 | 18 | 9 | 40.1451
2022 | 8 | 18 | 10 | 41.8675
2022 | 8 | 18 | 11 | 43.8256
2022 | 8 | 18 | 12 | 44.5645
2022 | 8 | 18 | 13 | 46.1165
2022 | 8 | 18 | 14 | 46.8106
2022 | 8 | 18 | 15 | 45.8025
2022 | 8 | 18 | 16 | 44.9889
2022 | 8 | 18 | 17 | 51.9358
2022 | 8 | 18 | 18 | 64.1231
2022 | 8 | 18 | 19 | 70.1273
2022 | 8 | 18 | 20 | 70.6617
2022 | 8 | 18 | 21 | 68.0121
2022 | 8 | 18 | 22 | 61.7069
2022 | 8 | 18 | 23 | 54.9093
2022 | 8 | 19 | 0 | 50.3293
2022 | 8 | 19 | 1 | 49.2829
2022 | 8 | 19 | 2 | 47.4507
2022 | 8 | 19 | 3 | 46.68
2022 | 8 | 19 | 4 | 46.5162
2022 | 8 | 19 | 5 | 47.9255
2022 | 8 | 19 | 6 | 51.1567
2022 | 8 | 19 | 7 | 55.4794
2022 | 8 | 19 | 8 | 53.7545
2022 | 8 | 19 | 9 | 49.7081
2022 | 8 | 19 | 10 | 48.9212
2022 | 8 | 19 | 11 | 48.4445
2022 | 8 | 19 | 12 | 50.5842
2022 | 8 | 19 | 13 | 51.6264
2022 | 8 | 19 | 14 | 50.9231
2022 | 8 | 19 | 15 | 50.138
2022 | 8 | 19 | 16 | 54.8688
2022 | 8 | 19 | 17 | 63.0111
2022 | 8 | 19 | 18 | 72.0863
2022 | 8 | 19 | 19 | 75.3202
2022 | 8 | 19 | 20 | 75.2897
2022 | 8 | 19 | 21 | 72.4546
2022 | 8 | 19 | 22 | 66.2864
2022 | 8 | 19 | 23 | 59.2083
2022 | 8 | 20 | 0 | 53.7005
2022 | 8 | 20 | 1 | 47.0872
2022 | 8 | 20 | 2 | 44.832
2022 | 8 | 20 | 3 | 43.4658
2022 | 8 | 20 | 4 | 42.7661
2022 | 8 | 20 | 5 | 42.8566
2022 | 8 | 20 | 6 | 43.8971
2022 | 8 | 20 | 7 | 46.4256
2022 | 8 | 20 | 8 | 48.4175
2022 | 8 | 20 | 9 | 46.8281
2022 | 8 | 20 | 10 | 44.9241
2022 | 8 | 20 | 11 | 42.8987
2022 | 8 | 20 | 12 | 42.8439
2022 | 8 | 20 | 13 | 42.732
2022 | 8 | 20 | 14 | 40.8492
2022 | 8 | 20 | 15 | 40.53
2022 | 8 | 20 | 16 | 43.63
2022 | 8 | 20 | 17 | 52.2178
2022 | 8 | 20 | 18 | 61.8554
2022 | 8 | 20 | 19 | 65.531
2022 | 8 | 20 | 20 | 65.0079
2022 | 8 | 20 | 21 | 62.0901
2022 | 8 | 20 | 22 | 56.8981
2022 | 8 | 20 | 23 | 51.6426
2022 | 8 | 21 | 0 | 46.2917
2022 | 8 | 21 | 1 | 43.8543
2022 | 8 | 21 | 2 | 41.8689
2022 | 8 | 21 | 3 | 40.8054
2022 | 8 | 21 | 4 | 40.3503
2022 | 8 | 21 | 5 | 40.5279
2022 | 8 | 21 | 6 | 40.4379
2022 | 8 | 21 | 7 | 41.2883
2022 | 8 | 21 | 8 | 39.5807
2022 | 8 | 21 | 9 | 34.6113
2022 | 8 | 21 | 10 | 34.186
2022 | 8 | 21 | 11 | 37.181
2022 | 8 | 21 | 12 | 36.6841
2022 | 8 | 21 | 13 | 37.0986
2022 | 8 | 21 | 14 | 38.2077
2022 | 8 | 21 | 15 | 38.6605
2022 | 8 | 21 | 16 | 40.7713
2022 | 8 | 21 | 17 | 52.8247
2022 | 8 | 21 | 18 | 66.0383
2022 | 8 | 21 | 19 | 71.4393
2022 | 8 | 21 | 20 | 71.255
2022 | 8 | 21 | 21 | 67.2554
2022 | 8 | 21 | 22 | 60.2187
2022 | 8 | 21 | 23 | 53.3822
2022 | 8 | 22 | 0 | 46.2316
2022 | 8 | 22 | 1 | 44.4604
2022 | 8 | 22 | 2 | 43.2206
2022 | 8 | 22 | 3 | 42.7104
2022 | 8 | 22 | 4 | 42.8182
2022 | 8 | 22 | 5 | 44.5536
2022 | 8 | 22 | 6 | 47.1276
2022 | 8 | 22 | 7 | 50.407
2022 | 8 | 22 | 8 | 45.6682
2022 | 8 | 22 | 9 | 39.3946
2022 | 8 | 22 | 10 | 42.0822
2022 | 8 | 22 | 11 | 45.7238
2022 | 8 | 22 | 12 | 46.9527
2022 | 8 | 22 | 13 | 48.6302
2022 | 8 | 22 | 14 | 48.7368
2022 | 8 | 22 | 15 | 48.195
2022 | 8 | 22 | 16 | 49.3625
2022 | 8 | 22 | 17 | 58.6612
2022 | 8 | 22 | 18 | 71.8146
2022 | 8 | 22 | 19 | 78.5456
2022 | 8 | 22 | 20 | 78.3611
2022 | 8 | 22 | 21 | 74.4768
2022 | 8 | 22 | 22 | 67.0747
2022 | 8 | 22 | 23 | 59.4576
2022 | 8 | 23 | 0 | 52.5171
2022 | 8 | 23 | 1 | 48.398
2022 | 8 | 23 | 2 | 46.6741
2022 | 8 | 23 | 3 | 46.0433
2022 | 8 | 23 | 4 | 45.9729
2022 | 8 | 23 | 5 | 47.5493
2022 | 8 | 23 | 6 | 50.4287
2022 | 8 | 23 | 7 | 54.3055
2022 | 8 | 23 | 8 | 50.5133
2022 | 8 | 23 | 9 | 44.2556
2022 | 8 | 23 | 10 | 44.2787
2022 | 8 | 23 | 11 | 45.7081
2022 | 8 | 23 | 12 | 47.9723
2022 | 8 | 23 | 13 | 48.8907
2022 | 8 | 23 | 14 | 49.1569
2022 | 8 | 23 | 15 | 49.0269
2022 | 8 | 23 | 16 | 52.3179
2022 | 8 | 23 | 17 | 60.1272
2022 | 8 | 23 | 18 | 71.2918
2022 | 8 | 23 | 19 | 73.9742
2022 | 8 | 23 | 20 | 74.1295
2022 | 8 | 23 | 21 | 70.6325
2022 | 8 | 23 | 22 | 64.0244
2022 | 8 | 23 | 23 | 57.2943
2022 | 8 | 24 | 0 | 53.7652
2022 | 8 | 24 | 1 | 52.3518
2022 | 8 | 24 | 2 | 50.4267
2022 | 8 | 24 | 3 | 49.584
2022 | 8 | 24 | 4 | 49.3921
2022 | 8 | 24 | 5 | 50.7738
2022 | 8 | 24 | 6 | 54.6362
2022 | 8 | 24 | 7 | 60.138
2022 | 8 | 24 | 8 | 61.1658
2022 | 8 | 24 | 9 | 57.1375
2022 | 8 | 24 | 10 | 54.0009
2022 | 8 | 24 | 11 | 51.7882
2022 | 8 | 24 | 12 | 54.2469
2022 | 8 | 24 | 13 | 55.2019
2022 | 8 | 24 | 14 | 55.1445
2022 | 8 | 24 | 15 | 54.9612
2022 | 8 | 24 | 16 | 62.0017
2022 | 8 | 24 | 17 | 71.884
2022 | 8 | 24 | 18 | 80.086
2022 | 8 | 24 | 19 | 80.9387
2022 | 8 | 24 | 20 | 80.5583
2022 | 8 | 24 | 21 | 76.6163
2022 | 8 | 24 | 22 | 69.427
2022 | 8 | 24 | 23 | 62.1449
2022 | 8 | 25 | 0 | 57.6027
2022 | 8 | 25 | 1 | 53.3465
2022 | 8 | 25 | 2 | 51.2521
2022 | 8 | 25 | 3 | 50.2417
2022 | 8 | 25 | 4 | 49.9717
2022 | 8 | 25 | 5 | 51.4911
2022 | 8 | 25 | 6 | 54.7738
2022 | 8 | 25 | 7 | 59.0813
2022 | 8 | 25 | 8 | 55.4653
2022 | 8 | 25 | 9 | 48.7665
2022 | 8 | 25 | 10 | 47.2405
2022 | 8 | 25 | 11 | 47.9551
2022 | 8 | 25 | 12 | 49.2711
2022 | 8 | 25 | 13 | 50.641
2022 | 8 | 25 | 14 | 51.7509
2022 | 8 | 25 | 15 | 51.7815
2022 | 8 | 25 | 16 | 54.0548
2022 | 8 | 25 | 17 | 63.7599
2022 | 8 | 25 | 18 | 74.4234
2022 | 8 | 25 | 19 | 81.2459
2022 | 8 | 25 | 20 | 80.7077
2022 | 8 | 25 | 21 | 76.7692
2022 | 8 | 25 | 22 | 69.7568
2022 | 8 | 25 | 23 | 62.3057
2022 | 8 | 26 | 0 | 57.0129
2022 | 8 | 26 | 1 | 53.4861
2022 | 8 | 26 | 2 | 51.3854
2022 | 8 | 26 | 3 | 50.3723
2022 | 8 | 26 | 4 | 50.1095
2022 | 8 | 26 | 5 | 51.4112
2022 | 8 | 26 | 6 | 54.5043
2022 | 8 | 26 | 7 | 58.9258
2022 | 8 | 26 | 8 | 55.1496
2022 | 8 | 26 | 9 | 48.2341
2022 | 8 | 26 | 10 | 46.2918
2022 | 8 | 26 | 11 | 47.0634
2022 | 8 | 26 | 12 | 48.756
2022 | 8 | 26 | 13 | 50.4675
2022 | 8 | 26 | 14 | 50.6056
2022 | 8 | 26 | 15 | 50.3025
2022 | 8 | 26 | 16 | 53.6764
2022 | 8 | 26 | 17 | 63.8505
2022 | 8 | 26 | 18 | 76.6244
2022 | 8 | 26 | 19 | 77.4707
2022 | 8 | 26 | 20 | 77.0261
2022 | 8 | 26 | 21 | 73.5212
2022 | 8 | 26 | 22 | 67.4848
2022 | 8 | 26 | 23 | 60.7585
2022 | 8 | 27 | 0 | 56.256
2022 | 8 | 27 | 1 | 51.8164
2022 | 8 | 27 | 2 | 49.4951
2022 | 8 | 27 | 3 | 48.0067
2022 | 8 | 27 | 4 | 47.2985
2022 | 8 | 27 | 5 | 47.5183
2022 | 8 | 27 | 6 | 49.5028
2022 | 8 | 27 | 7 | 53.4819
2022 | 8 | 27 | 8 | 56.206
2022 | 8 | 27 | 9 | 53.8008
2022 | 8 | 27 | 10 | 50.0037
2022 | 8 | 27 | 11 | 48.2599
2022 | 8 | 27 | 12 | 45.1981
2022 | 8 | 27 | 13 | 45.3894
2022 | 8 | 27 | 14 | 45.1361
2022 | 8 | 27 | 15 | 46.9773
2022 | 8 | 27 | 16 | 50.6464
2022 | 8 | 27 | 17 | 61.5959
2022 | 8 | 27 | 18 | 71.2223
2022 | 8 | 27 | 19 | 76.1485
2022 | 8 | 27 | 20 | 74.6157
2022 | 8 | 27 | 21 | 70.5949
2022 | 8 | 27 | 22 | 64.713
2022 | 8 | 27 | 23 | 58.7307
2022 | 8 | 28 | 0 | 52.7038
2022 | 8 | 28 | 1 | 48.2939
2022 | 8 | 28 | 2 | 46.0634
2022 | 8 | 28 | 3 | 44.7228
2022 | 8 | 28 | 4 | 44.1273
2022 | 8 | 28 | 5 | 44.2335
2022 | 8 | 28 | 6 | 44.9235
2022 | 8 | 28 | 7 | 46.3105
2022 | 8 | 28 | 8 | 42.6831
2022 | 8 | 28 | 9 | 36.0835
2022 | 8 | 28 | 10 | 35.2709
2022 | 8 | 28 | 11 | 37.681
2022 | 8 | 28 | 12 | 38.3385
2022 | 8 | 28 | 13 | 39.459
2022 | 8 | 28 | 14 | 39.6547
2022 | 8 | 28 | 15 | 40.3915
2022 | 8 | 28 | 16 | 41.0641
2022 | 8 | 28 | 17 | 52.567
2022 | 8 | 28 | 18 | 65.2677
2022 | 8 | 28 | 19 | 71.5641
2022 | 8 | 28 | 20 | 70.7611
2022 | 8 | 28 | 21 | 66.4209
2022 | 8 | 28 | 22 | 59.8119
2022 | 8 | 28 | 23 | 53.5868
2022 | 8 | 29 | 0 | 48.6773
2022 | 8 | 29 | 1 | 47.0742
2022 | 8 | 29 | 2 | 45.7655
2022 | 8 | 29 | 3 | 45.2055
2022 | 8 | 29 | 4 | 45.3427
2022 | 8 | 29 | 5 | 46.9385
2022 | 8 | 29 | 6 | 50.7686
2022 | 8 | 29 | 7 | 54.9994
2022 | 8 | 29 | 8 | 50.3871
2022 | 8 | 29 | 9 | 43.2676
2022 | 8 | 29 | 10 | 45.2002
2022 | 8 | 29 | 11 | 47.5966
2022 | 8 | 29 | 12 | 48.1244
2022 | 8 | 29 | 13 | 49.7969
2022 | 8 | 29 | 14 | 50.0945
2022 | 8 | 29 | 15 | 50.279
2022 | 8 | 29 | 16 | 49.9993
2022 | 8 | 29 | 17 | 57.5602
2022 | 8 | 29 | 18 | 72.8952
2022 | 8 | 29 | 19 | 76.1939
2022 | 8 | 29 | 20 | 75.272
2022 | 8 | 29 | 21 | 70.7553
2022 | 8 | 29 | 22 | 63.9242
2022 | 8 | 29 | 23 | 57.2558
2022 | 8 | 30 | 0 | 55.0608
2022 | 8 | 30 | 1 | 50.2012
2022 | 8 | 30 | 2 | 48.5071
2022 | 8 | 30 | 3 | 47.7207
2022 | 8 | 30 | 4 | 47.6556
2022 | 8 | 30 | 5 | 49.2695
2022 | 8 | 30 | 6 | 52.7261
2022 | 8 | 30 | 7 | 58.2811
2022 | 8 | 30 | 8 | 56.8762
2022 | 8 | 30 | 9 | 50.1944
2022 | 8 | 30 | 10 | 46.868
2022 | 8 | 30 | 11 | 46.0507
2022 | 8 | 30 | 12 | 51.0203
2022 | 8 | 30 | 13 | 51.6295
2022 | 8 | 30 | 14 | 51.3587
2022 | 8 | 30 | 15 | 51.942
2022 | 8 | 30 | 16 | 55.5229
2022 | 8 | 30 | 17 | 61.9094
2022 | 8 | 30 | 18 | 73.0843
2022 | 8 | 30 | 19 | 73.5234
2022 | 8 | 30 | 20 | 73.2522
2022 | 8 | 30 | 21 | 69.3483
2022 | 8 | 30 | 22 | 63.288
2022 | 8 | 30 | 23 | 57.0277
2022 | 8 | 31 | 0 | 53.5553
2022 | 8 | 31 | 1 | 47.0804
2022 | 8 | 31 | 2 | 45.6555
2022 | 8 | 31 | 3 | 45.064
2022 | 8 | 31 | 4 | 45.048
2022 | 8 | 31 | 5 | 46.7265
2022 | 8 | 31 | 6 | 50.528
2022 | 8 | 31 | 7 | 55.2846
2022 | 8 | 31 | 8 | 55.48
2022 | 8 | 31 | 9 | 51.1612
2022 | 8 | 31 | 10 | 49.3685
2022 | 8 | 31 | 11 | 47.5452
2022 | 8 | 31 | 12 | 46.5171
2022 | 8 | 31 | 13 | 48.139
2022 | 8 | 31 | 14 | 47.8212
2022 | 8 | 31 | 15 | 47.002
2022 | 8 | 31 | 16 | 47.8697
2022 | 8 | 31 | 17 | 54.3684
2022 | 8 | 31 | 18 | 65.5331
2022 | 8 | 31 | 19 | 70.1485
2022 | 8 | 31 | 20 | 70.5369
2022 | 8 | 31 | 21 | 66.9187
2022 | 8 | 31 | 22 | 60.6824
2022 | 8 | 31 | 23 | 54.4095
2022 | 9 | 1 | 0 | 46.9405
2022 | 9 | 1 | 1 | 45.9482
2022 | 9 | 1 | 2 | 44.8578
2022 | 9 | 1 | 3 | 44.6384
2022 | 9 | 1 | 4 | 44.6944
2022 | 9 | 1 | 5 | 46.4713
2022 | 9 | 1 | 6 | 49.8716
2022 | 9 | 1 | 7 | 53.602
2022 | 9 | 1 | 8 | 48.7866
2022 | 9 | 1 | 9 | 44.6474
2022 | 9 | 1 | 10 | 47.4098
2022 | 9 | 1 | 11 | 49.0744
2022 | 9 | 1 | 12 | 49.8517
2022 | 9 | 1 | 13 | 51.7567
2022 | 9 | 1 | 14 | 51.7161
2022 | 9 | 1 | 15 | 49.9513
2022 | 9 | 1 | 16 | 49.5243
2022 | 9 | 1 | 17 | 56.3219
2022 | 9 | 1 | 18 | 69.7939
2022 | 9 | 1 | 19 | 73.8339
2022 | 9 | 1 | 20 | 73.6669
2022 | 9 | 1 | 21 | 69.7015
2022 | 9 | 1 | 22 | 63.2842
2022 | 9 | 1 | 23 | 56.5159
2022 | 9 | 2 | 0 | 49.715
2022 | 9 | 2 | 1 | 46.8894
2022 | 9 | 2 | 2 | 45.639
2022 | 9 | 2 | 3 | 45.2211
2022 | 9 | 2 | 4 | 45.2053
2022 | 9 | 2 | 5 | 46.9309
2022 | 9 | 2 | 6 | 50.4185
2022 | 9 | 2 | 7 | 55.0575
2022 | 9 | 2 | 8 | 51.4784
2022 | 9 | 2 | 9 | 47.3159
2022 | 9 | 2 | 10 | 48.3168
2022 | 9 | 2 | 11 | 48.7887
2022 | 9 | 2 | 12 | 50.9776
2022 | 9 | 2 | 13 | 52.1378
2022 | 9 | 2 | 14 | 50.8177
2022 | 9 | 2 | 15 | 48.5408
2022 | 9 | 2 | 16 | 49.8257
2022 | 9 | 2 | 17 | 55.587
2022 | 9 | 2 | 18 | 64.5418
2022 | 9 | 2 | 19 | 68.1007
2022 | 9 | 2 | 20 | 67.6428
2022 | 9 | 2 | 21 | 63.9601
2022 | 9 | 2 | 22 | 58.5805
2022 | 9 | 2 | 23 | 52.6237
2022 | 9 | 3 | 0 | 50.1785
2022 | 9 | 3 | 1 | 44.8876
2022 | 9 | 3 | 2 | 43.2216
2022 | 9 | 3 | 3 | 42.3699
2022 | 9 | 3 | 4 | 41.9294
2022 | 9 | 3 | 5 | 42.2116
2022 | 9 | 3 | 6 | 42.971
2022 | 9 | 3 | 7 | 45.3966
2022 | 9 | 3 | 8 | 42.6579
2022 | 9 | 3 | 9 | 37.6238
2022 | 9 | 3 | 10 | 37.7718
2022 | 9 | 3 | 11 | 39.3569
2022 | 9 | 3 | 12 | 40.0233
2022 | 9 | 3 | 13 | 40.1942
2022 | 9 | 3 | 14 | 38.818
2022 | 9 | 3 | 15 | 37.7974
2022 | 9 | 3 | 16 | 37.4439
2022 | 9 | 3 | 17 | 46.7361
2022 | 9 | 3 | 18 | 62.4484
2022 | 9 | 3 | 19 | 65.9482
2022 | 9 | 3 | 20 | 64.6838
2022 | 9 | 3 | 21 | 60.018
2022 | 9 | 3 | 22 | 54.4981
2022 | 9 | 3 | 23 | 49.2846
2022 | 9 | 4 | 0 | 45.9761
2022 | 9 | 4 | 1 | 43.1955
2022 | 9 | 4 | 2 | 41.6163
2022 | 9 | 4 | 3 | 40.8572
2022 | 9 | 4 | 4 | 40.57
2022 | 9 | 4 | 5 | 40.7658
2022 | 9 | 4 | 6 | 41.2142
2022 | 9 | 4 | 7 | 43.0425
2022 | 9 | 4 | 8 | 40.3546
2022 | 9 | 4 | 9 | 34.7111
2022 | 9 | 4 | 10 | 34.643
2022 | 9 | 4 | 11 | 36.9661
2022 | 9 | 4 | 12 | 38.3335
2022 | 9 | 4 | 13 | 39.0331
2022 | 9 | 4 | 14 | 39.2181
2022 | 9 | 4 | 15 | 39.4541
2022 | 9 | 4 | 16 | 39.8795
2022 | 9 | 4 | 17 | 50.1763
2022 | 9 | 4 | 18 | 65.9212
2022 | 9 | 4 | 19 | 69.3379
2022 | 9 | 4 | 20 | 68.328
2022 | 9 | 4 | 21 | 63.3654
2022 | 9 | 4 | 22 | 56.959
2022 | 9 | 4 | 23 | 51.0315
2022 | 9 | 5 | 0 | 47.5417
2022 | 9 | 5 | 1 | 47.2107
2022 | 9 | 5 | 2 | 45.493
2022 | 9 | 5 | 3 | 44.6308
2022 | 9 | 5 | 4 | 44.4647
2022 | 9 | 5 | 5 | 45.0018
2022 | 9 | 5 | 6 | 45.5495
2022 | 9 | 5 | 7 | 47.7245
2022 | 9 | 5 | 8 | 47.0457
2022 | 9 | 5 | 9 | 46.3772
2022 | 9 | 5 | 10 | 43.4321
2022 | 9 | 5 | 11 | 42.8905
2022 | 9 | 5 | 12 | 45.3099
2022 | 9 | 5 | 13 | 46.7452
2022 | 9 | 5 | 14 | 45.8275
2022 | 9 | 5 | 15 | 48.5524
2022 | 9 | 5 | 16 | 48.2264
2022 | 9 | 5 | 17 | 58.3657
2022 | 9 | 5 | 18 | 69.709
2022 | 9 | 5 | 19 | 72.7202
2022 | 9 | 5 | 20 | 71.3514
2022 | 9 | 5 | 21 | 64.9578
2022 | 9 | 5 | 22 | 57.7343
2022 | 9 | 5 | 23 | 51.6419
2022 | 9 | 6 | 0 | 47.6899
2022 | 9 | 6 | 1 | 50.5451
2022 | 9 | 6 | 2 | 49.139
2022 | 9 | 6 | 3 | 48.7482
2022 | 9 | 6 | 4 | 48.745
2022 | 9 | 6 | 5 | 50.3684
2022 | 9 | 6 | 6 | 54.1608
2022 | 9 | 6 | 7 | 59.5232
2022 | 9 | 6 | 8 | 55.2144
2022 | 9 | 6 | 9 | 48.4504
2022 | 9 | 6 | 10 | 47.8917
2022 | 9 | 6 | 11 | 48.5727
2022 | 9 | 6 | 12 | 50.6906
2022 | 9 | 6 | 13 | 52.3648
2022 | 9 | 6 | 14 | 51.8421
2022 | 9 | 6 | 15 | 51.476
2022 | 9 | 6 | 16 | 54.6063
2022 | 9 | 6 | 17 | 64.6124
2022 | 9 | 6 | 18 | 76.955
2022 | 9 | 6 | 19 | 81.036
2022 | 9 | 6 | 20 | 80.0427
2022 | 9 | 6 | 21 | 74.99
2022 | 9 | 6 | 22 | 67.988
2022 | 9 | 6 | 23 | 60.8393
2022 | 9 | 7 | 0 | 56.3081
2022 | 9 | 7 | 1 | 52.4891
2022 | 9 | 7 | 2 | 50.9414
2022 | 9 | 7 | 3 | 50.3654
2022 | 9 | 7 | 4 | 50.2518
2022 | 9 | 7 | 5 | 51.8058
2022 | 9 | 7 | 6 | 55.1763
2022 | 9 | 7 | 7 | 60.15
2022 | 9 | 7 | 8 | 55.6999
2022 | 9 | 7 | 9 | 48.7249
2022 | 9 | 7 | 10 | 47.8322
2022 | 9 | 7 | 11 | 48.7444
2022 | 9 | 7 | 12 | 50.7368
2022 | 9 | 7 | 13 | 52.8708
2022 | 9 | 7 | 14 | 52.5951
2022 | 9 | 7 | 15 | 51.4084
2022 | 9 | 7 | 16 | 52.771
2022 | 9 | 7 | 17 | 63.07
2022 | 9 | 7 | 18 | 75.8592
2022 | 9 | 7 | 19 | 79.74
2022 | 9 | 7 | 20 | 78.667
2022 | 9 | 7 | 21 | 73.6424
2022 | 9 | 7 | 22 | 66.7569
2022 | 9 | 7 | 23 | 59.8572
2022 | 9 | 8 | 0 | 55.8148
2022 | 9 | 8 | 1 | 52.2775
2022 | 9 | 8 | 2 | 50.7578
2022 | 9 | 8 | 3 | 50.1873
2022 | 9 | 8 | 4 | 50.1532
2022 | 9 | 8 | 5 | 51.7445
2022 | 9 | 8 | 6 | 55.8354
2022 | 9 | 8 | 7 | 60.8336
2022 | 9 | 8 | 8 | 56.9584
2022 | 9 | 8 | 9 | 51.193
2022 | 9 | 8 | 10 | 51.2494
2022 | 9 | 8 | 11 | 51.4418
2022 | 9 | 8 | 12 | 51.4933
2022 | 9 | 8 | 13 | 53.5413
2022 | 9 | 8 | 14 | 53.4015
2022 | 9 | 8 | 15 | 52.8213
2022 | 9 | 8 | 16 | 54.2188
2022 | 9 | 8 | 17 | 63.6419
2022 | 9 | 8 | 18 | 76.4173
2022 | 9 | 8 | 19 | 80.3711
2022 | 9 | 8 | 20 | 79.24
2022 | 9 | 8 | 21 | 74.2729
2022 | 9 | 8 | 22 | 67.6777
2022 | 9 | 8 | 23 | 60.7721
2022 | 9 | 9 | 0 | 56.4911
2022 | 9 | 9 | 1 | 53.4888
2022 | 9 | 9 | 2 | 51.8939
2022 | 9 | 9 | 3 | 51.1677
2022 | 9 | 9 | 4 | 51.052
2022 | 9 | 9 | 5 | 52.5294
2022 | 9 | 9 | 6 | 56.436
2022 | 9 | 9 | 7 | 61.9669
2022 | 9 | 9 | 8 | 57.8562
2022 | 9 | 9 | 9 | 51.192
2022 | 9 | 9 | 10 | 50.1601
2022 | 9 | 9 | 11 | 50.424
2022 | 9 | 9 | 12 | 52.3963
2022 | 9 | 9 | 13 | 54.3315
2022 | 9 | 9 | 14 | 53.1875
2022 | 9 | 9 | 15 | 52.3267
2022 | 9 | 9 | 16 | 54.775
2022 | 9 | 9 | 17 | 64.4079
2022 | 9 | 9 | 18 | 76.4391
2022 | 9 | 9 | 19 | 79.3418
2022 | 9 | 9 | 20 | 78.0474
2022 | 9 | 9 | 21 | 73.3636
2022 | 9 | 9 | 22 | 67.4981
2022 | 9 | 9 | 23 | 60.8523
2022 | 9 | 10 | 0 | 56.3061
2022 | 9 | 10 | 1 | 53.5563
2022 | 9 | 10 | 2 | 51.5274
2022 | 9 | 10 | 3 | 50.2932
2022 | 9 | 10 | 4 | 49.6822
2022 | 9 | 10 | 5 | 49.8699
2022 | 9 | 10 | 6 | 52.2937
2022 | 9 | 10 | 7 | 56.8766
2022 | 9 | 10 | 8 | 56.5919
2022 | 9 | 10 | 9 | 52.554
2022 | 9 | 10 | 10 | 50.9158
2022 | 9 | 10 | 11 | 50.1053
2022 | 9 | 10 | 12 | 48.8155
2022 | 9 | 10 | 13 | 49.079
2022 | 9 | 10 | 14 | 48.6114
2022 | 9 | 10 | 15 | 50.3711
2022 | 9 | 10 | 16 | 54.1952
2022 | 9 | 10 | 17 | 65.4188
2022 | 9 | 10 | 18 | 78.0892
2022 | 9 | 10 | 19 | 76.7694
2022 | 9 | 10 | 20 | 74.3949
2022 | 9 | 10 | 21 | 69.4935
2022 | 9 | 10 | 22 | 64.4694
2022 | 9 | 10 | 23 | 59.2864
2022 | 9 | 11 | 0 | 56.9877
2022 | 9 | 11 | 1 | 50.3992
2022 | 9 | 11 | 2 | 48.5044
2022 | 9 | 11 | 3 | 47.3832
2022 | 9 | 11 | 4 | 46.6992
2022 | 9 | 11 | 5 | 46.8434
2022 | 9 | 11 | 6 | 49.6027
2022 | 9 | 11 | 7 | 53.9353
2022 | 9 | 11 | 8 | 56.8293
2022 | 9 | 11 | 9 | 54.7488
2022 | 9 | 11 | 10 | 51.3351
2022 | 9 | 11 | 11 | 46.9759
2022 | 9 | 11 | 12 | 48.6521
2022 | 9 | 11 | 13 | 48.8322
2022 | 9 | 11 | 14 | 46.7425
2022 | 9 | 11 | 15 | 46.5282
2022 | 9 | 11 | 16 | 50.507
2022 | 9 | 11 | 17 | 57.9462
2022 | 9 | 11 | 18 | 64.8477
2022 | 9 | 11 | 19 | 62.4313
2022 | 9 | 11 | 20 | 60.9669
2022 | 9 | 11 | 21 | 56.3653
2022 | 9 | 11 | 22 | 51.852
2022 | 9 | 11 | 23 | 47.908
2022 | 9 | 12 | 0 | 46.6795
2022 | 9 | 12 | 1 | 45.7852
2022 | 9 | 12 | 2 | 45.1009
2022 | 9 | 12 | 3 | 45.0186
2022 | 9 | 12 | 4 | 45.211
2022 | 9 | 12 | 5 | 47.0544
2022 | 9 | 12 | 6 | 51.8463
2022 | 9 | 12 | 7 | 58.4004
2022 | 9 | 12 | 8 | 60.2057
2022 | 9 | 12 | 9 | 57.5234
2022 | 9 | 12 | 10 | 56.4328
2022 | 9 | 12 | 11 | 53.6584
2022 | 9 | 12 | 12 | 54.344
2022 | 9 | 12 | 13 | 55.4556
2022 | 9 | 12 | 14 | 54.0179
2022 | 9 | 12 | 15 | 53.5748
2022 | 9 | 12 | 16 | 56.261
2022 | 9 | 12 | 17 | 60.6529
2022 | 9 | 12 | 18 | 69.7373
2022 | 9 | 12 | 19 | 68.0601
2022 | 9 | 12 | 20 | 67.1924
2022 | 9 | 12 | 21 | 62.6289
2022 | 9 | 12 | 22 | 57.4613
2022 | 9 | 12 | 23 | 52.4542
2022 | 9 | 13 | 0 | 48.8435
2022 | 9 | 13 | 1 | 47.5948
2022 | 9 | 13 | 2 | 46.5901
2022 | 9 | 13 | 3 | 46.2615
2022 | 9 | 13 | 4 | 46.4242
2022 | 9 | 13 | 5 | 48.225
2022 | 9 | 13 | 6 | 52.3449
2022 | 9 | 13 | 7 | 58.3184
2022 | 9 | 13 | 8 | 56.5616
2022 | 9 | 13 | 9 | 51.2908
2022 | 9 | 13 | 10 | 50.2446
2022 | 9 | 13 | 11 | 49.3037
2022 | 9 | 13 | 12 | 53.4977
2022 | 9 | 13 | 13 | 54.4699
2022 | 9 | 13 | 14 | 52.8713
2022 | 9 | 13 | 15 | 52.6883
2022 | 9 | 13 | 16 | 55.3321
2022 | 9 | 13 | 17 | 60.8305
2022 | 9 | 13 | 18 | 68.4642
2022 | 9 | 13 | 19 | 67.4004
2022 | 9 | 13 | 20 | 66.7162
2022 | 9 | 13 | 21 | 62.391
2022 | 9 | 13 | 22 | 57.4436
2022 | 9 | 13 | 23 | 52.3208
2022 | 9 | 14 | 0 | 50.3233
2022 | 9 | 14 | 1 | 47.1239
2022 | 9 | 14 | 2 | 46.1775
2022 | 9 | 14 | 3 | 45.9048
2022 | 9 | 14 | 4 | 46.0568
2022 | 9 | 14 | 5 | 47.8573
2022 | 9 | 14 | 6 | 52.3449
2022 | 9 | 14 | 7 | 58.0038
2022 | 9 | 14 | 8 | 56.9845
2022 | 9 | 14 | 9 | 52.6005
2022 | 9 | 14 | 10 | 52.1165
2022 | 9 | 14 | 11 | 50.6849
2022 | 9 | 14 | 12 | 50.535
2022 | 9 | 14 | 13 | 52.2739
2022 | 9 | 14 | 14 | 50.9267
2022 | 9 | 14 | 15 | 49.7607
2022 | 9 | 14 | 16 | 50.1713
2022 | 9 | 14 | 17 | 57.6864
2022 | 9 | 14 | 18 | 68.1439
2022 | 9 | 14 | 19 | 72.2715
2022 | 9 | 14 | 20 | 71.4599
2022 | 9 | 14 | 21 | 66.713
2022 | 9 | 14 | 22 | 60.6344
2022 | 9 | 14 | 23 | 54.5544
2022 | 9 | 15 | 0 | 49.2673
2022 | 9 | 15 | 1 | 48.6104
2022 | 9 | 15 | 2 | 47.4654
2022 | 9 | 15 | 3 | 47.0588
2022 | 9 | 15 | 4 | 47.1983
2022 | 9 | 15 | 5 | 49.0325
2022 | 9 | 15 | 6 | 53.1
2022 | 9 | 15 | 7 | 58.4132
2022 | 9 | 15 | 8 | 54.4797
2022 | 9 | 15 | 9 | 48.0072
2022 | 9 | 15 | 10 | 47.798
2022 | 9 | 15 | 11 | 48.1508
2022 | 9 | 15 | 12 | 51.8063
2022 | 9 | 15 | 13 | 53.1605
2022 | 9 | 15 | 14 | 52.1899
2022 | 9 | 15 | 15 | 51.7771
2022 | 9 | 15 | 16 | 53.3159
2022 | 9 | 15 | 17 | 61.2671
2022 | 9 | 15 | 18 | 71.0158
2022 | 9 | 15 | 19 | 71.4712
2022 | 9 | 15 | 20 | 70.6574
2022 | 9 | 15 | 21 | 66.3628
2022 | 9 | 15 | 22 | 61.1233
2022 | 9 | 15 | 23 | 55.4933
2022 | 9 | 16 | 0 | 53.1096
2022 | 9 | 16 | 1 | 46.7546
2022 | 9 | 16 | 2 | 45.6699
2022 | 9 | 16 | 3 | 45.2223
2022 | 9 | 16 | 4 | 45.2987
2022 | 9 | 16 | 5 | 47.1545
2022 | 9 | 16 | 6 | 51.5427
2022 | 9 | 16 | 7 | 57.3733
2022 | 9 | 16 | 8 | 57.2357
2022 | 9 | 16 | 9 | 53.2935
2022 | 9 | 16 | 10 | 51.2631
2022 | 9 | 16 | 11 | 49.1799
2022 | 9 | 16 | 12 | 50.5477
2022 | 9 | 16 | 13 | 51.2132
2022 | 9 | 16 | 14 | 49.1417
2022 | 9 | 16 | 15 | 47.7955
2022 | 9 | 16 | 16 | 49.5636
2022 | 9 | 16 | 17 | 54.4741
2022 | 9 | 16 | 18 | 62.2066
2022 | 9 | 16 | 19 | 64.7628
2022 | 9 | 16 | 20 | 63.56
2022 | 9 | 16 | 21 | 59.1014
2022 | 9 | 16 | 22 | 54.2236
2022 | 9 | 16 | 23 | 49.0629
2022 | 9 | 17 | 0 | 46.36
2022 | 9 | 17 | 1 | 45.3075
2022 | 9 | 17 | 2 | 43.9948
2022 | 9 | 17 | 3 | 43.2589
2022 | 9 | 17 | 4 | 43.0321
2022 | 9 | 17 | 5 | 43.6304
2022 | 9 | 17 | 6 | 46.7086
2022 | 9 | 17 | 7 | 52.3893
2022 | 9 | 17 | 8 | 55.8805
2022 | 9 | 17 | 9 | 50.6634
2022 | 9 | 17 | 10 | 43.9553
2022 | 9 | 17 | 11 | 39.253
2022 | 9 | 17 | 12 | 40.6357
2022 | 9 | 17 | 13 | 40.8387
2022 | 9 | 17 | 14 | 39.5386
2022 | 9 | 17 | 15 | 41.636
2022 | 9 | 17 | 16 | 45.7945
2022 | 9 | 17 | 17 | 56.8651
2022 | 9 | 17 | 18 | 67.7242
2022 | 9 | 17 | 19 | 67.592
2022 | 9 | 17 | 20 | 65.6227
2022 | 9 | 17 | 21 | 60.1873
2022 | 9 | 17 | 22 | 55.3223
2022 | 9 | 17 | 23 | 50.7329
2022 | 9 | 18 | 0 | 45.9553
2022 | 9 | 18 | 1 | 44.9281
2022 | 9 | 18 | 2 | 43.65
2022 | 9 | 18 | 3 | 42.8515
2022 | 9 | 18 | 4 | 42.6987
2022 | 9 | 18 | 5 | 43.2843
2022 | 9 | 18 | 6 | 45.4802
2022 | 9 | 18 | 7 | 49.9675
2022 | 9 | 18 | 8 | 51.7917
2022 | 9 | 18 | 9 | 44.7343
2022 | 9 | 18 | 10 | 39.1644
2022 | 9 | 18 | 11 | 36.0014
2022 | 9 | 18 | 12 | 38.1804
2022 | 9 | 18 | 13 | 39.0324
2022 | 9 | 18 | 14 | 36.587
2022 | 9 | 18 | 15 | 38.8254
2022 | 9 | 18 | 16 | 43.5263
2022 | 9 | 18 | 17 | 55.4493
2022 | 9 | 18 | 18 | 68.0874
2022 | 9 | 18 | 19 | 67.3278
2022 | 9 | 18 | 20 | 65.2874
2022 | 9 | 18 | 21 | 59.9353
2022 | 9 | 18 | 22 | 54.7089
2022 | 9 | 18 | 23 | 50.0623
2022 | 9 | 19 | 0 | 46.0802
2022 | 9 | 19 | 1 | 41.7237
2022 | 9 | 19 | 2 | 41.3121
2022 | 9 | 19 | 3 | 41.311
2022 | 9 | 19 | 4 | 41.7094
2022 | 9 | 19 | 5 | 43.9742
2022 | 9 | 19 | 6 | 48.8546
2022 | 9 | 19 | 7 | 55.5519
2022 | 9 | 19 | 8 | 56.4022
2022 | 9 | 19 | 9 | 51.3246
2022 | 9 | 19 | 10 | 49.4643
2022 | 9 | 19 | 11 | 46.76
2022 | 9 | 19 | 12 | 48.5045
2022 | 9 | 19 | 13 | 48.7916
2022 | 9 | 19 | 14 | 47.1014
2022 | 9 | 19 | 15 | 47.418
2022 | 9 | 19 | 16 | 49.2446
2022 | 9 | 19 | 17 | 56.3931
2022 | 9 | 19 | 18 | 67.5763
2022 | 9 | 19 | 19 | 68.6015
2022 | 9 | 19 | 20 | 67.0012
2022 | 9 | 19 | 21 | 62.0055
2022 | 9 | 19 | 22 | 56.4441
2022 | 9 | 19 | 23 | 51.3614
2022 | 9 | 20 | 0 | 47.2908
2022 | 9 | 20 | 1 | 44.9441
2022 | 9 | 20 | 2 | 44.1922
2022 | 9 | 20 | 3 | 44.0727
2022 | 9 | 20 | 4 | 44.4324
2022 | 9 | 20 | 5 | 46.5435
2022 | 9 | 20 | 6 | 51.8086
2022 | 9 | 20 | 7 | 58.4937
2022 | 9 | 20 | 8 | 57.6626
2022 | 9 | 20 | 9 | 52.3281
2022 | 9 | 20 | 10 | 50.1261
2022 | 9 | 20 | 11 | 47.4141
2022 | 9 | 20 | 12 | 48.656
2022 | 9 | 20 | 13 | 49.1606
2022 | 9 | 20 | 14 | 47.9376
2022 | 9 | 20 | 15 | 49.0146
2022 | 9 | 20 | 16 | 51.0994
2022 | 9 | 20 | 17 | 58.0259
2022 | 9 | 20 | 18 | 65.6971
2022 | 9 | 20 | 19 | 68.021
2022 | 9 | 20 | 20 | 66.7707
2022 | 9 | 20 | 21 | 62.065
2022 | 9 | 20 | 22 | 56.7858
2022 | 9 | 20 | 23 | 51.7652
2022 | 9 | 21 | 0 | 48.4117
2022 | 9 | 21 | 1 | 45.9594
2022 | 9 | 21 | 2 | 45.2115
2022 | 9 | 21 | 3 | 45.022
2022 | 9 | 21 | 4 | 45.3741
2022 | 9 | 21 | 5 | 47.4498
2022 | 9 | 21 | 6 | 51.3496
2022 | 9 | 21 | 7 | 58.2373
2022 | 9 | 21 | 8 | 58.6807
2022 | 9 | 21 | 9 | 52.7832
2022 | 9 | 21 | 10 | 49.5083
2022 | 9 | 21 | 11 | 46.2499
2022 | 9 | 21 | 12 | 47.9621
2022 | 9 | 21 | 13 | 49.0882
2022 | 9 | 21 | 14 | 47.9473
2022 | 9 | 21 | 15 | 48.0614
2022 | 9 | 21 | 16 | 49.006
2022 | 9 | 21 | 17 | 56.8144
2022 | 9 | 21 | 18 | 66.1179
2022 | 9 | 21 | 19 | 68.3354
2022 | 9 | 21 | 20 | 67.1688
2022 | 9 | 21 | 21 | 62.5155
2022 | 9 | 21 | 22 | 57.1373
2022 | 9 | 21 | 23 | 51.942
2022 | 9 | 22 | 0 | 48.6064
2022 | 9 | 22 | 1 | 45.1413
2022 | 9 | 22 | 2 | 44.3963
2022 | 9 | 22 | 3 | 44.2128
2022 | 9 | 22 | 4 | 44.5631
2022 | 9 | 22 | 5 | 46.7265
2022 | 9 | 22 | 6 | 50.4328
2022 | 9 | 22 | 7 | 55.7687
2022 | 9 | 22 | 8 | 51.0668
2022 | 9 | 22 | 9 | 43.5733
2022 | 9 | 22 | 10 | 43.9889
2022 | 9 | 22 | 11 | 43.8617
2022 | 9 | 22 | 12 | 44.8376
2022 | 9 | 22 | 13 | 45.8836
2022 | 9 | 22 | 14 | 45.7198
2022 | 9 | 22 | 15 | 45.3894
2022 | 9 | 22 | 16 | 44.0152
2022 | 9 | 22 | 17 | 50.2407
2022 | 9 | 22 | 18 | 60.7363
2022 | 9 | 22 | 19 | 65.7202
2022 | 9 | 22 | 20 | 64.855
2022 | 9 | 22 | 21 | 60.8387
2022 | 9 | 22 | 22 | 55.8445
2022 | 9 | 22 | 23 | 50.7615
2022 | 9 | 23 | 0 | 48.5507
2022 | 9 | 23 | 1 | 45.5743
2022 | 9 | 23 | 2 | 44.869
2022 | 9 | 23 | 3 | 44.6577
2022 | 9 | 23 | 4 | 44.9996
2022 | 9 | 23 | 5 | 47.0565
2022 | 9 | 23 | 6 | 50.6773
2022 | 9 | 23 | 7 | 56.0617
2022 | 9 | 23 | 8 | 50.7698
2022 | 9 | 23 | 9 | 42.0699
2022 | 9 | 23 | 10 | 40.7579
2022 | 9 | 23 | 11 | 40.6387
2022 | 9 | 23 | 12 | 41.8717
2022 | 9 | 23 | 13 | 42.8685
2022 | 9 | 23 | 14 | 41.4483
2022 | 9 | 23 | 15 | 40.9981
2022 | 9 | 23 | 16 | 41.1796
2022 | 9 | 23 | 17 | 48.3579
2022 | 9 | 23 | 18 | 59.7253
2022 | 9 | 23 | 19 | 64.4477
2022 | 9 | 23 | 20 | 63.4094
2022 | 9 | 23 | 21 | 59.5267
2022 | 9 | 23 | 22 | 54.9289
2022 | 9 | 23 | 23 | 49.9678
2022 | 9 | 24 | 0 | 47.5082
2022 | 9 | 24 | 1 | 44.5662
2022 | 9 | 24 | 2 | 43.338
2022 | 9 | 24 | 3 | 42.555
2022 | 9 | 24 | 4 | 42.4674
2022 | 9 | 24 | 5 | 43.0908
2022 | 9 | 24 | 6 | 44.9027
2022 | 9 | 24 | 7 | 48.181
2022 | 9 | 24 | 8 | 45.0877
2022 | 9 | 24 | 9 | 37.8525
2022 | 9 | 24 | 10 | 36.4593
2022 | 9 | 24 | 11 | 37.7314
2022 | 9 | 24 | 12 | 40.1759
2022 | 9 | 24 | 13 | 39.0402
2022 | 9 | 24 | 14 | 35.4749
2022 | 9 | 24 | 15 | 36.154
2022 | 9 | 24 | 16 | 38.1213
2022 | 9 | 24 | 17 | 48.7376
2022 | 9 | 24 | 18 | 59.6551
2022 | 9 | 24 | 19 | 62.6003
2022 | 9 | 24 | 20 | 60.388
2022 | 9 | 24 | 21 | 55.4123
2022 | 9 | 24 | 22 | 50.8939
2022 | 9 | 24 | 23 | 46.7358
2022 | 9 | 25 | 0 | 44.2896
2022 | 9 | 25 | 1 | 41.9516
2022 | 9 | 25 | 2 | 40.7993
2022 | 9 | 25 | 3 | 40.1668
2022 | 9 | 25 | 4 | 40.1668
2022 | 9 | 25 | 5 | 40.6514
2022 | 9 | 25 | 6 | 42.555
2022 | 9 | 25 | 7 | 45.3376
2022 | 9 | 25 | 8 | 43.7525
2022 | 9 | 25 | 9 | 38.1121
2022 | 9 | 25 | 10 | 36.8599
2022 | 9 | 25 | 11 | 36.6762
2022 | 9 | 25 | 12 | 39.47
2022 | 9 | 25 | 13 | 39.0871
2022 | 9 | 25 | 14 | 37.9702
2022 | 9 | 25 | 15 | 39.206
2022 | 9 | 25 | 16 | 41.852
2022 | 9 | 25 | 17 | 52.3153
2022 | 9 | 25 | 18 | 63.7258
2022 | 9 | 25 | 19 | 64.6694
2022 | 9 | 25 | 20 | 62.3662
2022 | 9 | 25 | 21 | 56.9907
2022 | 9 | 25 | 22 | 51.6925
2022 | 9 | 25 | 23 | 47.0874
2022 | 9 | 26 | 0 | 43.3408
2022 | 9 | 26 | 1 | 41.2773
2022 | 9 | 26 | 2 | 40.8474
2022 | 9 | 26 | 3 | 40.8058
2022 | 9 | 26 | 4 | 41.255
2022 | 9 | 26 | 5 | 43.5219
2022 | 9 | 26 | 6 | 48.3627
2022 | 9 | 26 | 7 | 55.3266
2022 | 9 | 26 | 8 | 56.6745
2022 | 9 | 26 | 9 | 51.9612
2022 | 9 | 26 | 10 | 49.4162
2022 | 9 | 26 | 11 | 47.014
2022 | 9 | 26 | 12 | 47.0667
2022 | 9 | 26 | 13 | 47.8086
2022 | 9 | 26 | 14 | 46.4374
2022 | 9 | 26 | 15 | 47.1185
2022 | 9 | 26 | 16 | 48.8595
2022 | 9 | 26 | 17 | 56.9225
2022 | 9 | 26 | 18 | 67.6703
2022 | 9 | 26 | 19 | 68.6906
2022 | 9 | 26 | 20 | 66.5823
2022 | 9 | 26 | 21 | 61.5161
2022 | 9 | 26 | 22 | 56.2403
2022 | 9 | 26 | 23 | 51.2879
2022 | 9 | 27 | 0 | 46.8195
2022 | 9 | 27 | 1 | 45.4137
2022 | 9 | 27 | 2 | 44.8439
2022 | 9 | 27 | 3 | 44.852
2022 | 9 | 27 | 4 | 45.2177
2022 | 9 | 27 | 5 | 47.3923
2022 | 9 | 27 | 6 | 51.4549
2022 | 9 | 27 | 7 | 57.1208
2022 | 9 | 27 | 8 | 52.9807
2022 | 9 | 27 | 9 | 43.8676
2022 | 9 | 27 | 10 | 40.2849
2022 | 9 | 27 | 11 | 39.2418
2022 | 9 | 27 | 12 | 40.7756
2022 | 9 | 27 | 13 | 41.6465
2022 | 9 | 27 | 14 | 39.4146
2022 | 9 | 27 | 15 | 40.5683
2022 | 9 | 27 | 16 | 43.4132
2022 | 9 | 27 | 17 | 52.2386
2022 | 9 | 27 | 18 | 61.5198
2022 | 9 | 27 | 19 | 65.3989
2022 | 9 | 27 | 20 | 64.5121
2022 | 9 | 27 | 21 | 60.337
2022 | 9 | 27 | 22 | 55.1744
2022 | 9 | 27 | 23 | 50.0908
2022 | 9 | 28 | 0 | 48.2829
2022 | 9 | 28 | 1 | 46.4195
2022 | 9 | 28 | 2 | 45.7756
2022 | 9 | 28 | 3 | 45.7935
2022 | 9 | 28 | 4 | 46.2115
2022 | 9 | 28 | 5 | 48.539
2022 | 9 | 28 | 6 | 51.8721
2022 | 9 | 28 | 7 | 58.1559
2022 | 9 | 28 | 8 | 58.3713
2022 | 9 | 28 | 9 | 53.6637
2022 | 9 | 28 | 10 | 49.4661
2022 | 9 | 28 | 11 | 45.9373
2022 | 9 | 28 | 12 | 47.4882
2022 | 9 | 28 | 13 | 48.2096
2022 | 9 | 28 | 14 | 46.1685
2022 | 9 | 28 | 15 | 47.0359
2022 | 9 | 28 | 16 | 50.6168
2022 | 9 | 28 | 17 | 60.0983
2022 | 9 | 28 | 18 | 65.4288
2022 | 9 | 28 | 19 | 66.5778
2022 | 9 | 28 | 20 | 65.2163
2022 | 9 | 28 | 21 | 60.7618
2022 | 9 | 28 | 22 | 55.3852
2022 | 9 | 28 | 23 | 50.194
2022 | 9 | 29 | 0 | 47.7789
2022 | 9 | 29 | 1 | 45.1334
2022 | 9 | 29 | 2 | 44.4903
2022 | 9 | 29 | 3 | 44.4434
2022 | 9 | 29 | 4 | 44.7751
2022 | 9 | 29 | 5 | 47.0974
2022 | 9 | 29 | 6 | 51.7523
2022 | 9 | 29 | 7 | 58.176
2022 | 9 | 29 | 8 | 57.5598
2022 | 9 | 29 | 9 | 49.8096
2022 | 9 | 29 | 10 | 45.2876
2022 | 9 | 29 | 11 | 41.8068
2022 | 9 | 29 | 12 | 46.4222
2022 | 9 | 29 | 13 | 46.3419
2022 | 9 | 29 | 14 | 43.9956
2022 | 9 | 29 | 15 | 45.3967
2022 | 9 | 29 | 16 | 50.4526
2022 | 9 | 29 | 17 | 60.438
2022 | 9 | 29 | 18 | 63.646
2022 | 9 | 29 | 19 | 65.1306
2022 | 9 | 29 | 20 | 63.7773
2022 | 9 | 29 | 21 | 59.6781
2022 | 9 | 29 | 22 | 54.6977
2022 | 9 | 29 | 23 | 49.8281
2022 | 9 | 30 | 0 | 46.7569
2022 | 9 | 30 | 1 | 44.3365
2022 | 9 | 30 | 2 | 43.6172
2022 | 9 | 30 | 3 | 43.4383
2022 | 9 | 30 | 4 | 43.7966
2022 | 9 | 30 | 5 | 45.9285
2022 | 9 | 30 | 6 | 50.6006
2022 | 9 | 30 | 7 | 56.4316
2022 | 9 | 30 | 8 | 53.0554
2022 | 9 | 30 | 9 | 44.5641
2022 | 9 | 30 | 10 | 41.6848
2022 | 9 | 30 | 11 | 40.4279
2022 | 9 | 30 | 12 | 41.7142
2022 | 9 | 30 | 13 | 42.367
2022 | 9 | 30 | 14 | 41.027
2022 | 9 | 30 | 15 | 41.6012
2022 | 9 | 30 | 16 | 44.199
2022 | 9 | 30 | 17 | 52.6846
2022 | 9 | 30 | 18 | 63.5395
2022 | 9 | 30 | 19 | 63.8998
2022 | 9 | 30 | 20 | 61.7824
2022 | 9 | 30 | 21 | 57.786
2022 | 9 | 30 | 22 | 53.7311
2022 | 9 | 30 | 23 | 49.4803
2022 | 10 | 1 | 0 | 44.5095
2022 | 10 | 1 | 1 | 43.251
2022 | 10 | 1 | 2 | 42.3002
2022 | 10 | 1 | 3 | 41.9189
2022 | 10 | 1 | 4 | 41.8411
2022 | 10 | 1 | 5 | 42.8387
2022 | 10 | 1 | 6 | 45.131
2022 | 10 | 1 | 7 | 49.5481
2022 | 10 | 1 | 8 | 53.1896
2022 | 10 | 1 | 9 | 52.4393
2022 | 10 | 1 | 10 | 50.3334
2022 | 10 | 1 | 11 | 49.0331
2022 | 10 | 1 | 12 | 47.352
2022 | 10 | 1 | 13 | 44.2525
2022 | 10 | 1 | 14 | 41.3446
2022 | 10 | 1 | 15 | 42.2935
2022 | 10 | 1 | 16 | 45.8647
2022 | 10 | 1 | 17 | 53.0575
2022 | 10 | 1 | 18 | 54.4537
2022 | 10 | 1 | 19 | 52.3994
2022 | 10 | 1 | 20 | 49.6339
2022 | 10 | 1 | 21 | 46.2056
2022 | 10 | 1 | 22 | 43.6544
2022 | 10 | 1 | 23 | 41.1944
2022 | 10 | 2 | 0 | 39.5544
2022 | 10 | 2 | 1 | 39.8673
2022 | 10 | 2 | 2 | 38.9326
2022 | 10 | 2 | 3 | 38.5997
2022 | 10 | 2 | 4 | 38.5803
2022 | 10 | 2 | 5 | 39.2555
2022 | 10 | 2 | 6 | 40.3562
2022 | 10 | 2 | 7 | 44.9982
2022 | 10 | 2 | 8 | 49.1882
2022 | 10 | 2 | 9 | 46.0173
2022 | 10 | 2 | 10 | 40.7976
2022 | 10 | 2 | 11 | 36.0665
2022 | 10 | 2 | 12 | 35.5256
2022 | 10 | 2 | 13 | 35.3749
2022 | 10 | 2 | 14 | 36.5705
2022 | 10 | 2 | 15 | 39.3395
2022 | 10 | 2 | 16 | 42.0224
2022 | 10 | 2 | 17 | 52.1161
2022 | 10 | 2 | 18 | 58.8075
2022 | 10 | 2 | 19 | 58.6166
2022 | 10 | 2 | 20 | 55.7854
2022 | 10 | 2 | 21 | 51.5014
2022 | 10 | 2 | 22 | 47.2837
2022 | 10 | 2 | 23 | 43.5896
2022 | 10 | 3 | 0 | 41.1018
2022 | 10 | 3 | 1 | 38.5561
2022 | 10 | 3 | 2 | 38.3049
2022 | 10 | 3 | 3 | 38.4693
2022 | 10 | 3 | 4 | 39.018
2022 | 10 | 3 | 5 | 41.144
2022 | 10 | 3 | 6 | 44.4968
2022 | 10 | 3 | 7 | 50.2429
2022 | 10 | 3 | 8 | 49.6669
2022 | 10 | 3 | 9 | 43.4873
2022 | 10 | 3 | 10 | 40.8382
2022 | 10 | 3 | 11 | 40.2397
2022 | 10 | 3 | 12 | 39.6347
2022 | 10 | 3 | 13 | 40.5488
2022 | 10 | 3 | 14 | 39.8804
2022 | 10 | 3 | 15 | 40.8081
2022 | 10 | 3 | 16 | 41.5425
2022 | 10 | 3 | 17 | 49.2041
2022 | 10 | 3 | 18 | 57.3825
2022 | 10 | 3 | 19 | 59.1648
2022 | 10 | 3 | 20 | 57.0913
2022 | 10 | 3 | 21 | 53.3409
2022 | 10 | 3 | 22 | 49.2035
2022 | 10 | 3 | 23 | 44.9536
2022 | 10 | 4 | 0 | 41.7665
2022 | 10 | 4 | 1 | 39.4047
2022 | 10 | 4 | 2 | 38.9342
2022 | 10 | 4 | 3 | 39.0027
2022 | 10 | 4 | 4 | 39.3894
2022 | 10 | 4 | 5 | 41.3846
2022 | 10 | 4 | 6 | 45.7342
2022 | 10 | 4 | 7 | 50.9929
2022 | 10 | 4 | 8 | 48.8391
2022 | 10 | 4 | 9 | 41.8911
2022 | 10 | 4 | 10 | 37.97
2022 | 10 | 4 | 11 | 36.085
2022 | 10 | 4 | 12 | 38.8696
2022 | 10 | 4 | 13 | 38.6503
2022 | 10 | 4 | 14 | 37.9545
2022 | 10 | 4 | 15 | 39.0199
2022 | 10 | 4 | 16 | 41.4244
2022 | 10 | 4 | 17 | 48.0687
2022 | 10 | 4 | 18 | 58.6091
2022 | 10 | 4 | 19 | 58.5628
2022 | 10 | 4 | 20 | 56.0358
2022 | 10 | 4 | 21 | 52.1819
2022 | 10 | 4 | 22 | 47.6847
2022 | 10 | 4 | 23 | 43.4369
2022 | 10 | 5 | 0 | 41.8401
2022 | 10 | 5 | 1 | 39.6577
2022 | 10 | 5 | 2 | 39.0863
2022 | 10 | 5 | 3 | 39.0512
2022 | 10 | 5 | 4 | 39.4543
2022 | 10 | 5 | 5 | 41.5031
2022 | 10 | 5 | 6 | 45.0248
2022 | 10 | 5 | 7 | 49.6789
2022 | 10 | 5 | 8 | 46.5438
2022 | 10 | 5 | 9 | 40.3555
2022 | 10 | 5 | 10 | 41.0666
2022 | 10 | 5 | 11 | 42.3781
2022 | 10 | 5 | 12 | 43.4454
2022 | 10 | 5 | 13 | 43.9165
2022 | 10 | 5 | 14 | 43.8424
2022 | 10 | 5 | 15 | 43.052
2022 | 10 | 5 | 16 | 39.6305
2022 | 10 | 5 | 17 | 44.1445
2022 | 10 | 5 | 18 | 52.1366
2022 | 10 | 5 | 19 | 54.0578
2022 | 10 | 5 | 20 | 52.6224
2022 | 10 | 5 | 21 | 49.4086
2022 | 10 | 5 | 22 | 45.3977
2022 | 10 | 5 | 23 | 41.3658
2022 | 10 | 6 | 0 | 39.5166
2022 | 10 | 6 | 1 | 37.8714
2022 | 10 | 6 | 2 | 37.1486
2022 | 10 | 6 | 3 | 36.849
2022 | 10 | 6 | 4 | 37.0984
2022 | 10 | 6 | 5 | 38.9328
2022 | 10 | 6 | 6 | 43.0049
2022 | 10 | 6 | 7 | 49.312
2022 | 10 | 6 | 8 | 50.2323
2022 | 10 | 6 | 9 | 45.7149
2022 | 10 | 6 | 10 | 43.8978
2022 | 10 | 6 | 11 | 42.0773
2022 | 10 | 6 | 12 | 41.17
2022 | 10 | 6 | 13 | 41.179
2022 | 10 | 6 | 14 | 42.5817
2022 | 10 | 6 | 15 | 42.8786
2022 | 10 | 6 | 16 | 43.1407
2022 | 10 | 6 | 17 | 49.9505
2022 | 10 | 6 | 18 | 59.0945
2022 | 10 | 6 | 19 | 59.5291
2022 | 10 | 6 | 20 | 56.77
2022 | 10 | 6 | 21 | 53.1245
2022 | 10 | 6 | 22 | 49.0461
2022 | 10 | 6 | 23 | 45.1169
2022 | 10 | 7 | 0 | 41.8595
2022 | 10 | 7 | 1 | 41.5998
2022 | 10 | 7 | 2 | 41.1484
2022 | 10 | 7 | 3 | 41.2541
2022 | 10 | 7 | 4 | 41.9063
2022 | 10 | 7 | 5 | 44.0493
2022 | 10 | 7 | 6 | 48.0639
2022 | 10 | 7 | 7 | 54.0011
2022 | 10 | 7 | 8 | 53.145
2022 | 10 | 7 | 9 | 47.0579
2022 | 10 | 7 | 10 | 42.3154
2022 | 10 | 7 | 11 | 40
2022 | 10 | 7 | 12 | 39.428
2022 | 10 | 7 | 13 | 40.6149
2022 | 10 | 7 | 14 | 40.2479
2022 | 10 | 7 | 15 | 41.4355
2022 | 10 | 7 | 16 | 43.7246
2022 | 10 | 7 | 17 | 51.8959
2022 | 10 | 7 | 18 | 58.4038
2022 | 10 | 7 | 19 | 61.1681
2022 | 10 | 7 | 20 | 59.6244
2022 | 10 | 7 | 21 | 56.5916
2022 | 10 | 7 | 22 | 52.9235
2022 | 10 | 7 | 23 | 48.5558
2022 | 10 | 8 | 0 | 46.2709
2022 | 10 | 8 | 1 | 44.3575
2022 | 10 | 8 | 2 | 43.5802
2022 | 10 | 8 | 3 | 43.1013
2022 | 10 | 8 | 4 | 43.1655
2022 | 10 | 8 | 5 | 44.1355
2022 | 10 | 8 | 6 | 46.7729
2022 | 10 | 8 | 7 | 50.5037
2022 | 10 | 8 | 8 | 48.4453
2022 | 10 | 8 | 9 | 40.2334
2022 | 10 | 8 | 10 | 37.3876
2022 | 10 | 8 | 11 | 35.469
2022 | 10 | 8 | 12 | 36.4755
2022 | 10 | 8 | 13 | 36.2746
2022 | 10 | 8 | 14 | 34.6798
2022 | 10 | 8 | 15 | 35.2532
2022 | 10 | 8 | 16 | 38.811
2022 | 10 | 8 | 17 | 47.579
2022 | 10 | 8 | 18 | 56.3884
2022 | 10 | 8 | 19 | 58.7265
2022 | 10 | 8 | 20 | 56.2108
2022 | 10 | 8 | 21 | 52.565
2022 | 10 | 8 | 22 | 48.8886
2022 | 10 | 8 | 23 | 45.3372
2022 | 10 | 9 | 0 | 42.9414
2022 | 10 | 9 | 1 | 42.6767
2022 | 10 | 9 | 2 | 41.9832
2022 | 10 | 9 | 3 | 41.5386
2022 | 10 | 9 | 4 | 41.7223
2022 | 10 | 9 | 5 | 42.7331
2022 | 10 | 9 | 6 | 44.9557
2022 | 10 | 9 | 7 | 47.8124
2022 | 10 | 9 | 8 | 45.4412
2022 | 10 | 9 | 9 | 37.7645
2022 | 10 | 9 | 10 | 35.4277
2022 | 10 | 9 | 11 | 34.272
2022 | 10 | 9 | 12 | 35.0479
2022 | 10 | 9 | 13 | 35.6597
2022 | 10 | 9 | 14 | 35.1562
2022 | 10 | 9 | 15 | 34.9222
2022 | 10 | 9 | 16 | 37.772
2022 | 10 | 9 | 17 | 45.4237
2022 | 10 | 9 | 18 | 58.3475
2022 | 10 | 9 | 19 | 58.8427
2022 | 10 | 9 | 20 | 55.7319
2022 | 10 | 9 | 21 | 51.9436
2022 | 10 | 9 | 22 | 47.8202
2022 | 10 | 9 | 23 | 44.0586
2022 | 10 | 10 | 0 | 41.3259
2022 | 10 | 10 | 1 | 43.557
2022 | 10 | 10 | 2 | 42.7151
2022 | 10 | 10 | 3 | 42.3926
2022 | 10 | 10 | 4 | 42.6696
2022 | 10 | 10 | 5 | 43.5428
2022 | 10 | 10 | 6 | 44.9451
2022 | 10 | 10 | 7 | 48.1426
2022 | 10 | 10 | 8 | 48.1667
2022 | 10 | 10 | 9 | 41.4636
2022 | 10 | 10 | 10 | 37.8235
2022 | 10 | 10 | 11 | 36.5513
2022 | 10 | 10 | 12 | 34.6855
2022 | 10 | 10 | 13 | 35.7233
2022 | 10 | 10 | 14 | 36.4421
2022 | 10 | 10 | 15 | 37.5362
2022 | 10 | 10 | 16 | 37.26
2022 | 10 | 10 | 17 | 46.327
2022 | 10 | 10 | 18 | 55.2293
2022 | 10 | 10 | 19 | 56.1423
2022 | 10 | 10 | 20 | 53.3039
2022 | 10 | 10 | 21 | 49.8798
2022 | 10 | 10 | 22 | 45.7415
2022 | 10 | 10 | 23 | 42.6128
2022 | 10 | 11 | 0 | 40.6892
2022 | 10 | 11 | 1 | 39.979
2022 | 10 | 11 | 2 | 39.3714
2022 | 10 | 11 | 3 | 39.3107
2022 | 10 | 11 | 4 | 39.7127
2022 | 10 | 11 | 5 | 41.6896
2022 | 10 | 11 | 6 | 45.6084
2022 | 10 | 11 | 7 | 52.1286
2022 | 10 | 11 | 8 | 52.933
2022 | 10 | 11 | 9 | 46.7255
2022 | 10 | 11 | 10 | 42.8693
2022 | 10 | 11 | 11 | 41.1511
2022 | 10 | 11 | 12 | 43.6917
2022 | 10 | 11 | 13 | 43.4903
2022 | 10 | 11 | 14 | 43.288
2022 | 10 | 11 | 15 | 44.382
2022 | 10 | 11 | 16 | 46.9441
2022 | 10 | 11 | 17 | 53.9098
2022 | 10 | 11 | 18 | 59.6349
2022 | 10 | 11 | 19 | 59.6665
2022 | 10 | 11 | 20 | 57.1985
2022 | 10 | 11 | 21 | 53.5581
2022 | 10 | 11 | 22 | 49.4914
2022 | 10 | 11 | 23 | 45.5835
2022 | 10 | 12 | 0 | 42.1308
2022 | 10 | 12 | 1 | 39.013
2022 | 10 | 12 | 2 | 38.2935
2022 | 10 | 12 | 3 | 38.1148
2022 | 10 | 12 | 4 | 38.4549
2022 | 10 | 12 | 5 | 40.3677
2022 | 10 | 12 | 6 | 44.4956
2022 | 10 | 12 | 7 | 50.8593
2022 | 10 | 12 | 8 | 52.8729
2022 | 10 | 12 | 9 | 49.0492
2022 | 10 | 12 | 10 | 45.0215
2022 | 10 | 12 | 11 | 42.7794
2022 | 10 | 12 | 12 | 41.6785
2022 | 10 | 12 | 13 | 42.1706
2022 | 10 | 12 | 14 | 42.4013
2022 | 10 | 12 | 15 | 43.4552
2022 | 10 | 12 | 16 | 46.4597
2022 | 10 | 12 | 17 | 55.5084
2022 | 10 | 12 | 18 | 60.2477
2022 | 10 | 12 | 19 | 59.6607
2022 | 10 | 12 | 20 | 57.0703
2022 | 10 | 12 | 21 | 53.4124
2022 | 10 | 12 | 22 | 49.0239
2022 | 10 | 12 | 23 | 44.8777
2022 | 10 | 13 | 0 | 42.8098
2022 | 10 | 13 | 1 | 40.1662
2022 | 10 | 13 | 2 | 39.4596
2022 | 10 | 13 | 3 | 39.3943
2022 | 10 | 13 | 4 | 39.781
2022 | 10 | 13 | 5 | 41.948
2022 | 10 | 13 | 6 | 46.1406
2022 | 10 | 13 | 7 | 52.1806
2022 | 10 | 13 | 8 | 53.6939
2022 | 10 | 13 | 9 | 50.11
2022 | 10 | 13 | 10 | 46.7334
2022 | 10 | 13 | 11 | 44.2231
2022 | 10 | 13 | 12 | 42.7717
2022 | 10 | 13 | 13 | 43.2436
2022 | 10 | 13 | 14 | 43.1686
2022 | 10 | 13 | 15 | 44.4818
2022 | 10 | 13 | 16 | 47.6393
2022 | 10 | 13 | 17 | 56.3146
2022 | 10 | 13 | 18 | 61.2252
2022 | 10 | 13 | 19 | 60.4497
2022 | 10 | 13 | 20 | 57.9204
2022 | 10 | 13 | 21 | 54.4062
2022 | 10 | 13 | 22 | 50.2116
2022 | 10 | 13 | 23 | 45.8597
2022 | 10 | 14 | 0 | 43.3927
2022 | 10 | 14 | 1 | 41.1569
2022 | 10 | 14 | 2 | 40.4724
2022 | 10 | 14 | 3 | 40.3576
2022 | 10 | 14 | 4 | 40.7321
2022 | 10 | 14 | 5 | 42.8195
2022 | 10 | 14 | 6 | 47.1548
2022 | 10 | 14 | 7 | 53.7823
2022 | 10 | 14 | 8 | 56.9392
2022 | 10 | 14 | 9 | 53.7767
2022 | 10 | 14 | 10 | 49.0898
2022 | 10 | 14 | 11 | 45.1145
2022 | 10 | 14 | 12 | 43.7867
2022 | 10 | 14 | 13 | 43.4053
2022 | 10 | 14 | 14 | 42.856
2022 | 10 | 14 | 15 | 43.9636
2022 | 10 | 14 | 16 | 49.089
2022 | 10 | 14 | 17 | 57.7892
2022 | 10 | 14 | 18 | 61.6802
2022 | 10 | 14 | 19 | 61.2143
2022 | 10 | 14 | 20 | 58.6424
2022 | 10 | 14 | 21 | 55.3966
2022 | 10 | 14 | 22 | 51.5057
2022 | 10 | 14 | 23 | 47.4272
2022 | 10 | 15 | 0 | 44.4994
2022 | 10 | 15 | 1 | 43.6891
2022 | 10 | 15 | 2 | 43.0272
2022 | 10 | 15 | 3 | 42.7998
2022 | 10 | 15 | 4 | 43.0151
2022 | 10 | 15 | 5 | 44.3075
2022 | 10 | 15 | 6 | 46.3245
2022 | 10 | 15 | 7 | 50.9182
2022 | 10 | 15 | 8 | 53.3228
2022 | 10 | 15 | 9 | 50.3792
2022 | 10 | 15 | 10 | 47.1034
2022 | 10 | 15 | 11 | 44.4258
2022 | 10 | 15 | 12 | 42.4636
2022 | 10 | 15 | 13 | 41.2439
2022 | 10 | 15 | 14 | 40.7958
2022 | 10 | 15 | 15 | 42.4023
2022 | 10 | 15 | 16 | 47.6366
2022 | 10 | 15 | 17 | 57.4834
2022 | 10 | 15 | 18 | 59.2553
2022 | 10 | 15 | 19 | 59.393
2022 | 10 | 15 | 20 | 56.2936
2022 | 10 | 15 | 21 | 52.8315
2022 | 10 | 15 | 22 | 49.3808
2022 | 10 | 15 | 23 | 46.1428
2022 | 10 | 16 | 0 | 44.1053
2022 | 10 | 16 | 1 | 41.2666
2022 | 10 | 16 | 2 | 40.3928
2022 | 10 | 16 | 3 | 39.9961
2022 | 10 | 16 | 4 | 39.9808
2022 | 10 | 16 | 5 | 40.9171
2022 | 10 | 16 | 6 | 42.5595
2022 | 10 | 16 | 7 | 45.8419
2022 | 10 | 16 | 8 | 46.841
2022 | 10 | 16 | 9 | 42.3265
2022 | 10 | 16 | 10 | 38.7142
2022 | 10 | 16 | 11 | 37.0026
2022 | 10 | 16 | 12 | 38.9877
2022 | 10 | 16 | 13 | 39.1528
2022 | 10 | 16 | 14 | 38.9823
2022 | 10 | 16 | 15 | 40.353
2022 | 10 | 16 | 16 | 45.4384
2022 | 10 | 16 | 17 | 55.0419
2022 | 10 | 16 | 18 | 55.8953
2022 | 10 | 16 | 19 | 54.5663
2022 | 10 | 16 | 20 | 51.3259
2022 | 10 | 16 | 21 | 47.4932
2022 | 10 | 16 | 22 | 43.3433
2022 | 10 | 16 | 23 | 39.8374
2022 | 10 | 17 | 0 | 38.0127
2022 | 10 | 17 | 1 | 37.1599
2022 | 10 | 17 | 2 | 36.7614
2022 | 10 | 17 | 3 | 36.775
2022 | 10 | 17 | 4 | 37.2406
2022 | 10 | 17 | 5 | 39.3805
2022 | 10 | 17 | 6 | 43.5312
2022 | 10 | 17 | 7 | 48.9275
2022 | 10 | 17 | 8 | 47.3347
2022 | 10 | 17 | 9 | 40.5639
2022 | 10 | 17 | 10 | 40.1936
2022 | 10 | 17 | 11 | 41.2579
2022 | 10 | 17 | 12 | 40.015
2022 | 10 | 17 | 13 | 40.4771
2022 | 10 | 17 | 14 | 41.5398
2022 | 10 | 17 | 15 | 41.1634
2022 | 10 | 17 | 16 | 40.5354
2022 | 10 | 17 | 17 | 46.411
2022 | 10 | 17 | 18 | 57.1342
2022 | 10 | 17 | 19 | 57.7444
2022 | 10 | 17 | 20 | 55.307
2022 | 10 | 17 | 21 | 51.7732
2022 | 10 | 17 | 22 | 47.541
2022 | 10 | 17 | 23 | 43.585
2022 | 10 | 18 | 0 | 40.811
2022 | 10 | 18 | 1 | 39.531
2022 | 10 | 18 | 2 | 39.0445
2022 | 10 | 18 | 3 | 39.0828
2022 | 10 | 18 | 4 | 39.5886
2022 | 10 | 18 | 5 | 41.5905
2022 | 10 | 18 | 6 | 45.6263
2022 | 10 | 18 | 7 | 51.6874
2022 | 10 | 18 | 8 | 51.3881
2022 | 10 | 18 | 9 | 44.8844
2022 | 10 | 18 | 10 | 40.7413
2022 | 10 | 18 | 11 | 38.8008
2022 | 10 | 18 | 12 | 37.1291
2022 | 10 | 18 | 13 | 37.1747
2022 | 10 | 18 | 14 | 36.9832
2022 | 10 | 18 | 15 | 38.0654
2022 | 10 | 18 | 16 | 41.798
2022 | 10 | 18 | 17 | 49.2672
2022 | 10 | 18 | 18 | 58.3235
2022 | 10 | 18 | 19 | 60.2261
2022 | 10 | 18 | 20 | 58.5255
2022 | 10 | 18 | 21 | 55.4818
2022 | 10 | 18 | 22 | 51.5122
2022 | 10 | 18 | 23 | 47.6732
2022 | 10 | 19 | 0 | 44.6994
2022 | 10 | 19 | 1 | 43.5809
2022 | 10 | 19 | 2 | 43.1566
2022 | 10 | 19 | 3 | 43.3302
2022 | 10 | 19 | 4 | 43.9538
2022 | 10 | 19 | 5 | 46.1705
2022 | 10 | 19 | 6 | 50.5928
2022 | 10 | 19 | 7 | 55.6083
2022 | 10 | 19 | 8 | 52.9905
2022 | 10 | 19 | 9 | 44.9075
2022 | 10 | 19 | 10 | 41.4393
2022 | 10 | 19 | 11 | 40.3559
2022 | 10 | 19 | 12 | 40.2349
2022 | 10 | 19 | 13 | 41.3736
2022 | 10 | 19 | 14 | 40.6195
2022 | 10 | 19 | 15 | 40.8162
2022 | 10 | 19 | 16 | 42.4401
2022 | 10 | 19 | 17 | 50.0155
2022 | 10 | 19 | 18 | 60.7484
2022 | 10 | 19 | 19 | 60.8341
2022 | 10 | 19 | 20 | 58.7453
2022 | 10 | 19 | 21 | 55.3766
2022 | 10 | 19 | 22 | 51.0724
2022 | 10 | 19 | 23 | 46.6356
2022 | 10 | 20 | 0 | 45.0227
2022 | 10 | 20 | 1 | 41.1299
2022 | 10 | 20 | 2 | 40.4707
2022 | 10 | 20 | 3 | 40.2678
2022 | 10 | 20 | 4 | 40.4415
2022 | 10 | 20 | 5 | 42.3145
2022 | 10 | 20 | 6 | 46.9909
2022 | 10 | 20 | 7 | 52.726
2022 | 10 | 20 | 8 | 54.4886
2022 | 10 | 20 | 9 | 50.2065
2022 | 10 | 20 | 10 | 47.1335
2022 | 10 | 20 | 11 | 44.7837
2022 | 10 | 20 | 12 | 46.0196
2022 | 10 | 20 | 13 | 45.5146
2022 | 10 | 20 | 14 | 44.3836
2022 | 10 | 20 | 15 | 44.3755
2022 | 10 | 20 | 16 | 48.3861
2022 | 10 | 20 | 17 | 56.2073
2022 | 10 | 20 | 18 | 57.5662
2022 | 10 | 20 | 19 | 57.2862
2022 | 10 | 20 | 20 | 55.1004
2022 | 10 | 20 | 21 | 51.7184
2022 | 10 | 20 | 22 | 47.443
2022 | 10 | 20 | 23 | 43.1524
2022 | 10 | 21 | 0 | 39.7174
2022 | 10 | 21 | 1 | 38.723
2022 | 10 | 21 | 2 | 38.0262
2022 | 10 | 21 | 3 | 37.8182
2022 | 10 | 21 | 4 | 38.0899
2022 | 10 | 21 | 5 | 39.9998
2022 | 10 | 21 | 6 | 44.9269
2022 | 10 | 21 | 7 | 51.463
2022 | 10 | 21 | 8 | 53.8061
2022 | 10 | 21 | 9 | 48.5414
2022 | 10 | 21 | 10 | 43.0488
2022 | 10 | 21 | 11 | 40.2527
2022 | 10 | 21 | 12 | 39.3848
2022 | 10 | 21 | 13 | 39.612
2022 | 10 | 21 | 14 | 39.1501
2022 | 10 | 21 | 15 | 39.5425
2022 | 10 | 21 | 16 | 44.4506
2022 | 10 | 21 | 17 | 53.9002
2022 | 10 | 21 | 18 | 53.8564
2022 | 10 | 21 | 19 | 55.0561
2022 | 10 | 21 | 20 | 52.6284
2022 | 10 | 21 | 21 | 50.003
2022 | 10 | 21 | 22 | 46.573
2022 | 10 | 21 | 23 | 42.9027
2022 | 10 | 22 | 0 | 40.2595
2022 | 10 | 22 | 1 | 38.8521
2022 | 10 | 22 | 2 | 38.0686
2022 | 10 | 22 | 3 | 37.6922
2022 | 10 | 22 | 4 | 37.6942
2022 | 10 | 22 | 5 | 38.6567
2022 | 10 | 22 | 6 | 40.3566
2022 | 10 | 22 | 7 | 44.9543
2022 | 10 | 22 | 8 | 47.1932
2022 | 10 | 22 | 9 | 41.0115
2022 | 10 | 22 | 10 | 35.8705
2022 | 10 | 22 | 11 | 33.3694
2022 | 10 | 22 | 12 | 34.8344
2022 | 10 | 22 | 13 | 34.7269
2022 | 10 | 22 | 14 | 33.5666
2022 | 10 | 22 | 15 | 35.0465
2022 | 10 | 22 | 16 | 40.7731
2022 | 10 | 22 | 17 | 51.534
2022 | 10 | 22 | 18 | 56.4116
2022 | 10 | 22 | 19 | 54.4638
2022 | 10 | 22 | 20 | 51.1706
2022 | 10 | 22 | 21 | 47.5264
2022 | 10 | 22 | 22 | 44.182
2022 | 10 | 22 | 23 | 41.0904
2022 | 10 | 23 | 0 | 38.3681
2022 | 10 | 23 | 1 | 36.2945
2022 | 10 | 23 | 2 | 35.4013
2022 | 10 | 23 | 3 | 34.9096
2022 | 10 | 23 | 4 | 35.013
2022 | 10 | 23 | 5 | 35.9305
2022 | 10 | 23 | 6 | 38.1748
2022 | 10 | 23 | 7 | 42.4629
2022 | 10 | 23 | 8 | 46.7524
2022 | 10 | 23 | 9 | 43.566
2022 | 10 | 23 | 10 | 39.8165
2022 | 10 | 23 | 11 | 36.9748
2022 | 10 | 23 | 12 | 36.5488
2022 | 10 | 23 | 13 | 36.4953
2022 | 10 | 23 | 14 | 36.7482
2022 | 10 | 23 | 15 | 37.8258
2022 | 10 | 23 | 16 | 44.6944
2022 | 10 | 23 | 17 | 55.741
2022 | 10 | 23 | 18 | 58.5213
2022 | 10 | 23 | 19 | 56.253
2022 | 10 | 23 | 20 | 52.6729
2022 | 10 | 23 | 21 | 48.8654
2022 | 10 | 23 | 22 | 44.7414
2022 | 10 | 23 | 23 | 41.1685
2022 | 10 | 24 | 0 | 39.424
2022 | 10 | 24 | 1 | 37.0679
2022 | 10 | 24 | 2 | 36.6443
2022 | 10 | 24 | 3 | 36.6327
2022 | 10 | 24 | 4 | 37.0231
2022 | 10 | 24 | 5 | 39.1137
2022 | 10 | 24 | 6 | 43.3341
2022 | 10 | 24 | 7 | 49.5249
2022 | 10 | 24 | 8 | 51.9462
2022 | 10 | 24 | 9 | 47.4437
2022 | 10 | 24 | 10 | 44.2627
2022 | 10 | 24 | 11 | 42.6904
2022 | 10 | 24 | 12 | 41.8072
2022 | 10 | 24 | 13 | 41.8305
2022 | 10 | 24 | 14 | 41.5166
2022 | 10 | 24 | 15 | 42.5338
2022 | 10 | 24 | 16 | 47.3651
2022 | 10 | 24 | 17 | 56.3968
2022 | 10 | 24 | 18 | 59.0283
2022 | 10 | 24 | 19 | 57.4104
2022 | 10 | 24 | 20 | 54.3829
2022 | 10 | 24 | 21 | 50.6718
2022 | 10 | 24 | 22 | 46.2507
2022 | 10 | 24 | 23 | 42.2254
2022 | 10 | 25 | 0 | 40.7468
2022 | 10 | 25 | 1 | 38.3173
2022 | 10 | 25 | 2 | 37.5949
2022 | 10 | 25 | 3 | 37.5235
2022 | 10 | 25 | 4 | 37.8668
2022 | 10 | 25 | 5 | 39.9206
2022 | 10 | 25 | 6 | 44.4924
2022 | 10 | 25 | 7 | 51.1326
2022 | 10 | 25 | 8 | 54.1042
2022 | 10 | 25 | 9 | 49.5465
2022 | 10 | 25 | 10 | 44.6388
2022 | 10 | 25 | 11 | 41.9965
2022 | 10 | 25 | 12 | 41.7377
2022 | 10 | 25 | 13 | 41.6656
2022 | 10 | 25 | 14 | 41.8473
2022 | 10 | 25 | 15 | 43.4495
2022 | 10 | 25 | 16 | 49.0382
2022 | 10 | 25 | 17 | 58.2925
2022 | 10 | 25 | 18 | 58.1206
2022 | 10 | 25 | 19 | 57.0118
2022 | 10 | 25 | 20 | 54.2861
2022 | 10 | 25 | 21 | 50.8941
2022 | 10 | 25 | 22 | 46.5846
2022 | 10 | 25 | 23 | 42.5156
2022 | 10 | 26 | 0 | 41.7802
2022 | 10 | 26 | 1 | 39.4669
2022 | 10 | 26 | 2 | 38.7567
2022 | 10 | 26 | 3 | 38.6145
2022 | 10 | 26 | 4 | 38.9351
2022 | 10 | 26 | 5 | 40.918
2022 | 10 | 26 | 6 | 45.6801
2022 | 10 | 26 | 7 | 51.7304
2022 | 10 | 26 | 8 | 53.2571
2022 | 10 | 26 | 9 | 47.315
2022 | 10 | 26 | 10 | 42.5421
2022 | 10 | 26 | 11 | 40.7814
2022 | 10 | 26 | 12 | 41.9008
2022 | 10 | 26 | 13 | 41.9987
2022 | 10 | 26 | 14 | 41.9372
2022 | 10 | 26 | 15 | 42.4131
2022 | 10 | 26 | 16 | 46.8931
2022 | 10 | 26 | 17 | 56.1521
2022 | 10 | 26 | 18 | 57.4536
2022 | 10 | 26 | 19 | 57.2078
2022 | 10 | 26 | 20 | 54.9802
2022 | 10 | 26 | 21 | 51.8749
2022 | 10 | 26 | 22 | 47.6593
2022 | 10 | 26 | 23 | 43.6113
2022 | 10 | 27 | 0 | 41.4156
2022 | 10 | 27 | 1 | 39.5274
2022 | 10 | 27 | 2 | 38.7974
2022 | 10 | 27 | 3 | 38.6566
2022 | 10 | 27 | 4 | 38.9554
2022 | 10 | 27 | 5 | 41.0227
2022 | 10 | 27 | 6 | 45.2122
2022 | 10 | 27 | 7 | 51.447
2022 | 10 | 27 | 8 | 53.7382
2022 | 10 | 27 | 9 | 48.8992
2022 | 10 | 27 | 10 | 44.6073
2022 | 10 | 27 | 11 | 42.3458
2022 | 10 | 27 | 12 | 42.438
2022 | 10 | 27 | 13 | 42.586
2022 | 10 | 27 | 14 | 42.8377
2022 | 10 | 27 | 15 | 43.9763
2022 | 10 | 27 | 16 | 49.2467
2022 | 10 | 27 | 17 | 59.0683
2022 | 10 | 27 | 18 | 58.4547
2022 | 10 | 27 | 19 | 57.4636
2022 | 10 | 27 | 20 | 54.8848
2022 | 10 | 27 | 21 | 51.7715
2022 | 10 | 27 | 22 | 47.6905
2022 | 10 | 27 | 23 | 43.5962
2022 | 10 | 28 | 0 | 41.5357
2022 | 10 | 28 | 1 | 40.3232
2022 | 10 | 28 | 2 | 39.6333
2022 | 10 | 28 | 3 | 39.5173
2022 | 10 | 28 | 4 | 39.8702
2022 | 10 | 28 | 5 | 41.9282
2022 | 10 | 28 | 6 | 44.7951
2022 | 10 | 28 | 7 | 51.3964
2022 | 10 | 28 | 8 | 54.5706
2022 | 10 | 28 | 9 | 50.1598
2022 | 10 | 28 | 10 | 44.9139
2022 | 10 | 28 | 11 | 42.2033
2022 | 10 | 28 | 12 | 42.5607
2022 | 10 | 28 | 13 | 42.4433
2022 | 10 | 28 | 14 | 42.0034
2022 | 10 | 28 | 15 | 42.9183
2022 | 10 | 28 | 16 | 49.3554
2022 | 10 | 28 | 17 | 59.2603
2022 | 10 | 28 | 18 | 58.3617
2022 | 10 | 28 | 19 | 57.3877
2022 | 10 | 28 | 20 | 54.6981
2022 | 10 | 28 | 21 | 51.7658
2022 | 10 | 28 | 22 | 48.0653
2022 | 10 | 28 | 23 | 44.1087
2022 | 10 | 29 | 0 | 41.6779
2022 | 10 | 29 | 1 | 39.8085
2022 | 10 | 29 | 2 | 39.0582
2022 | 10 | 29 | 3 | 38.7402
2022 | 10 | 29 | 4 | 38.8332
2022 | 10 | 29 | 5 | 39.9352
2022 | 10 | 29 | 6 | 42.2136
2022 | 10 | 29 | 7 | 46.305
2022 | 10 | 29 | 8 | 47.9115
2022 | 10 | 29 | 9 | 42.5429
2022 | 10 | 29 | 10 | 38.2484
2022 | 10 | 29 | 11 | 36.5932
2022 | 10 | 29 | 12 | 33.7911
2022 | 10 | 29 | 13 | 33.3525
2022 | 10 | 29 | 14 | 32.1084
2022 | 10 | 29 | 15 | 32.1263
2022 | 10 | 29 | 16 | 36.8024
2022 | 10 | 29 | 17 | 45.6381
2022 | 10 | 29 | 18 | 52.9425
2022 | 10 | 29 | 19 | 52.8556
2022 | 10 | 29 | 20 | 49.9128
2022 | 10 | 29 | 21 | 46.8511
2022 | 10 | 29 | 22 | 43.5862
2022 | 10 | 29 | 23 | 40.4644
2022 | 10 | 30 | 0 | 38.8561
2022 | 10 | 30 | 1 | 37.7265
2022 | 10 | 30 | 2 | 36.9774
2022 | 10 | 30 | 3 | 36.6782
2022 | 10 | 30 | 4 | 36.7803
2022 | 10 | 30 | 5 | 37.7424
2022 | 10 | 30 | 6 | 39.7113
2022 | 10 | 30 | 7 | 42.459
2022 | 10 | 30 | 8 | 41.9177
2022 | 10 | 30 | 9 | 35.0758
2022 | 10 | 30 | 10 | 31.2513
2022 | 10 | 30 | 11 | 30.6208
2022 | 10 | 30 | 12 | 31.6363
2022 | 10 | 30 | 13 | 31.7366
2022 | 10 | 30 | 14 | 31.2354
2022 | 10 | 30 | 15 | 31.3506
2022 | 10 | 30 | 16 | 36.3811
2022 | 10 | 30 | 17 | 45.6882
2022 | 10 | 30 | 18 | 51.224
2022 | 10 | 30 | 19 | 50.6955
2022 | 10 | 30 | 20 | 48.0343
2022 | 10 | 30 | 21 | 44.839
2022 | 10 | 30 | 22 | 40.9917
2022 | 10 | 30 | 23 | 37.5694
2022 | 10 | 31 | 0 | 36.6483
2022 | 10 | 31 | 1 | 35.7053
2022 | 10 | 31 | 2 | 35.2852
2022 | 10 | 31 | 3 | 35.2839
2022 | 10 | 31 | 4 | 35.6915
2022 | 10 | 31 | 5 | 37.7976
2022 | 10 | 31 | 6 | 42.4993
2022 | 10 | 31 | 7 | 48.9278
2022 | 10 | 31 | 8 | 52.1247
2022 | 10 | 31 | 9 | 47.1485
2022 | 10 | 31 | 10 | 43.2218
2022 | 10 | 31 | 11 | 41.7033
2022 | 10 | 31 | 12 | 41.7459
2022 | 10 | 31 | 13 | 41.4798
2022 | 10 | 31 | 14 | 40.7256
2022 | 10 | 31 | 15 | 41.2326
2022 | 10 | 31 | 16 | 46.1203
2022 | 10 | 31 | 17 | 54.9824
2022 | 10 | 31 | 18 | 55.6157
2022 | 10 | 31 | 19 | 55.4782
2022 | 10 | 31 | 20 | 53.0318
2022 | 10 | 31 | 21 | 49.7811
2022 | 10 | 31 | 22 | 45.704
2022 | 10 | 31 | 23 | 41.8248
2022 | 11 | 1 | 0 | 39.0533
2022 | 11 | 1 | 1 | 35.7364
2022 | 11 | 1 | 2 | 35.1946
2022 | 11 | 1 | 3 | 35.0968
2022 | 11 | 1 | 4 | 35.4978
2022 | 11 | 1 | 5 | 37.5624
2022 | 11 | 1 | 6 | 42.7055
2022 | 11 | 1 | 7 | 48.9227
2022 | 11 | 1 | 8 | 51.6088
2022 | 11 | 1 | 9 | 47.1913
2022 | 11 | 1 | 10 | 43.1736
2022 | 11 | 1 | 11 | 41.1638
2022 | 11 | 1 | 12 | 40.0664
2022 | 11 | 1 | 13 | 40.5815
2022 | 11 | 1 | 14 | 40.4575
2022 | 11 | 1 | 15 | 41.9357
2022 | 11 | 1 | 16 | 47.8781
2022 | 11 | 1 | 17 | 55.6855
2022 | 11 | 1 | 18 | 56.4776
2022 | 11 | 1 | 19 | 56.5268
2022 | 11 | 1 | 20 | 54.4591
2022 | 11 | 1 | 21 | 51.233
2022 | 11 | 1 | 22 | 47.2004
2022 | 11 | 1 | 23 | 43.1859
2022 | 11 | 2 | 0 | 40.6413
2022 | 11 | 2 | 1 | 40.4002
2022 | 11 | 2 | 2 | 39.9564
2022 | 11 | 2 | 3 | 39.9219
2022 | 11 | 2 | 4 | 40.3684
2022 | 11 | 2 | 5 | 42.482
2022 | 11 | 2 | 6 | 47.2368
2022 | 11 | 2 | 7 | 51.8389
2022 | 11 | 2 | 8 | 49.7862
2022 | 11 | 2 | 9 | 41.7112
2022 | 11 | 2 | 10 | 38.577
2022 | 11 | 2 | 11 | 38.3442
2022 | 11 | 2 | 12 | 39.4161
2022 | 11 | 2 | 13 | 40.5671
2022 | 11 | 2 | 14 | 39.7985
2022 | 11 | 2 | 15 | 39.6451
2022 | 11 | 2 | 16 | 42.608
2022 | 11 | 2 | 17 | 49.1588
2022 | 11 | 2 | 18 | 59.5378
2022 | 11 | 2 | 19 | 57.8151
2022 | 11 | 2 | 20 | 55.255
2022 | 11 | 2 | 21 | 51.6993
2022 | 11 | 2 | 22 | 47.4308
2022 | 11 | 2 | 23 | 43.1177
2022 | 11 | 3 | 0 | 40.7389
2022 | 11 | 3 | 1 | 39.0758
2022 | 11 | 3 | 2 | 38.2939
2022 | 11 | 3 | 3 | 37.9263
2022 | 11 | 3 | 4 | 38.0276
2022 | 11 | 3 | 5 | 39.9854
2022 | 11 | 3 | 6 | 44.3312
2022 | 11 | 3 | 7 | 49.7908
2022 | 11 | 3 | 8 | 51.9486
2022 | 11 | 3 | 9 | 47.6809
2022 | 11 | 3 | 10 | 44.346
2022 | 11 | 3 | 11 | 42.4337
2022 | 11 | 3 | 12 | 44.1335
2022 | 11 | 3 | 13 | 44.3717
2022 | 11 | 3 | 14 | 44.0085
2022 | 11 | 3 | 15 | 45.0583
2022 | 11 | 3 | 16 | 51.2503
2022 | 11 | 3 | 17 | 59.4356
2022 | 11 | 3 | 18 | 60.2619
2022 | 11 | 3 | 19 | 57.6574
2022 | 11 | 3 | 20 | 54.7315
2022 | 11 | 3 | 21 | 51.2514
2022 | 11 | 3 | 22 | 47.1236
2022 | 11 | 3 | 23 | 42.9732
2022 | 11 | 4 | 0 | 40.1622
2022 | 11 | 4 | 1 | 40.2523
2022 | 11 | 4 | 2 | 39.6654
2022 | 11 | 4 | 3 | 39.5923
2022 | 11 | 4 | 4 | 40.1195
2022 | 11 | 4 | 5 | 42.4194
2022 | 11 | 4 | 6 | 46.6525
2022 | 11 | 4 | 7 | 52.8775
2022 | 11 | 4 | 8 | 56.0608
2022 | 11 | 4 | 9 | 52.34
2022 | 11 | 4 | 10 | 47.9969
2022 | 11 | 4 | 11 | 44.7694
2022 | 11 | 4 | 12 | 43.6179
2022 | 11 | 4 | 13 | 43.7133
2022 | 11 | 4 | 14 | 43.2855
2022 | 11 | 4 | 15 | 44.7253
2022 | 11 | 4 | 16 | 51.5245
2022 | 11 | 4 | 17 | 59.9861
2022 | 11 | 4 | 18 | 61.8162
2022 | 11 | 4 | 19 | 61.3397
2022 | 11 | 4 | 20 | 59.1813
2022 | 11 | 4 | 21 | 56.3625
2022 | 11 | 4 | 22 | 52.7782
2022 | 11 | 4 | 23 | 48.6758
2022 | 11 | 5 | 0 | 45.9289
2022 | 11 | 5 | 1 | 45.6959
2022 | 11 | 5 | 2 | 45.1177
2022 | 11 | 5 | 3 | 44.8558
2022 | 11 | 5 | 4 | 45.015
2022 | 11 | 5 | 5 | 46.3648
2022 | 11 | 5 | 6 | 49.0888
2022 | 11 | 5 | 7 | 52.7524
2022 | 11 | 5 | 8 | 54.1709
2022 | 11 | 5 | 9 | 50.2538
2022 | 11 | 5 | 10 | 48.5572
2022 | 11 | 5 | 11 | 46.2141
2022 | 11 | 5 | 12 | 46.4582
2022 | 11 | 5 | 13 | 45.0797
2022 | 11 | 5 | 14 | 44.3986
2022 | 11 | 5 | 15 | 45.991
2022 | 11 | 5 | 16 | 53.2951
2022 | 11 | 5 | 17 | 61.5227
2022 | 11 | 5 | 18 | 63.6465
2022 | 11 | 5 | 19 | 60.7824
2022 | 11 | 5 | 20 | 56.759
2022 | 11 | 5 | 21 | 52.8898
2022 | 11 | 5 | 22 | 49.1638
2022 | 11 | 5 | 23 | 45.779
2022 | 11 | 6 | 0 | 44.7131
2022 | 11 | 6 | 1 | 44.2125
2022 | 11 | 6 | 2 | 42.88
2022 | 11 | 6 | 3 | 42.2814
2022 | 11 | 6 | 4 | 42.1952
2022 | 11 | 6 | 5 | 42.2785
2022 | 11 | 6 | 6 | 42.9588
2022 | 11 | 6 | 7 | 45.0904
2022 | 11 | 6 | 8 | 48.9907
2022 | 11 | 6 | 9 | 48.0454
2022 | 11 | 6 | 10 | 45.6094
2022 | 11 | 6 | 11 | 44.2034
2022 | 11 | 6 | 12 | 41.8519
2022 | 11 | 6 | 13 | 41.6689
2022 | 11 | 6 | 14 | 41.8499
2022 | 11 | 6 | 15 | 42.2285
2022 | 11 | 6 | 16 | 47.3132
2022 | 11 | 6 | 17 | 56.6166
2022 | 11 | 6 | 18 | 64.412
2022 | 11 | 6 | 19 | 62.2101
2022 | 11 | 6 | 20 | 59.684
2022 | 11 | 6 | 21 | 56.8316
2022 | 11 | 6 | 22 | 53.7676
2022 | 11 | 6 | 23 | 50.4605
2022 | 11 | 7 | 0 | 46.6193
2022 | 11 | 7 | 1 | 45.008
2022 | 11 | 7 | 2 | 44.041
2022 | 11 | 7 | 3 | 43.7379
2022 | 11 | 7 | 4 | 43.9404
2022 | 11 | 7 | 5 | 44.7416
2022 | 11 | 7 | 6 | 47.8732
2022 | 11 | 7 | 7 | 52.7184
2022 | 11 | 7 | 8 | 56.958
2022 | 11 | 7 | 9 | 53.3254
2022 | 11 | 7 | 10 | 49.3558
2022 | 11 | 7 | 11 | 48.044
2022 | 11 | 7 | 12 | 47.17
2022 | 11 | 7 | 13 | 48.111
2022 | 11 | 7 | 14 | 47.9164
2022 | 11 | 7 | 15 | 47.8271
2022 | 11 | 7 | 16 | 50.3041
2022 | 11 | 7 | 17 | 57.5779
2022 | 11 | 7 | 18 | 65.5029
2022 | 11 | 7 | 19 | 63.5322
2022 | 11 | 7 | 20 | 61.748
2022 | 11 | 7 | 21 | 58.9077
2022 | 11 | 7 | 22 | 55.5423
2022 | 11 | 7 | 23 | 51.6238
2022 | 11 | 8 | 0 | 48.447
2022 | 11 | 8 | 1 | 44.7875
2022 | 11 | 8 | 2 | 43.3798
2022 | 11 | 8 | 3 | 42.8587
2022 | 11 | 8 | 4 | 42.8433
2022 | 11 | 8 | 5 | 43.4716
2022 | 11 | 8 | 6 | 47.6429
2022 | 11 | 8 | 7 | 52.3813
2022 | 11 | 8 | 8 | 55.6211
2022 | 11 | 8 | 9 | 50.9694
2022 | 11 | 8 | 10 | 45.8224
2022 | 11 | 8 | 11 | 44.304
2022 | 11 | 8 | 12 | 44.9535
2022 | 11 | 8 | 13 | 45.6496
2022 | 11 | 8 | 14 | 45.7014
2022 | 11 | 8 | 15 | 45.6594
2022 | 11 | 8 | 16 | 48.3232
2022 | 11 | 8 | 17 | 54.5955
2022 | 11 | 8 | 18 | 63.2325
2022 | 11 | 8 | 19 | 61.0057
2022 | 11 | 8 | 20 | 59.2811
2022 | 11 | 8 | 21 | 56.5899
2022 | 11 | 8 | 22 | 53.3537
2022 | 11 | 8 | 23 | 49.4626
2022 | 11 | 9 | 0 | 46.6043
2022 | 11 | 9 | 1 | 42.4272
2022 | 11 | 9 | 2 | 40.9663
2022 | 11 | 9 | 3 | 40.3712
2022 | 11 | 9 | 4 | 40.3353
2022 | 11 | 9 | 5 | 40.9663
2022 | 11 | 9 | 6 | 43.9414
2022 | 11 | 9 | 7 | 48.8978
2022 | 11 | 9 | 8 | 54.3393
2022 | 11 | 9 | 9 | 52.6732
2022 | 11 | 9 | 10 | 48.285
2022 | 11 | 9 | 11 | 46.4369
2022 | 11 | 9 | 12 | 45.5789
2022 | 11 | 9 | 13 | 46.149
2022 | 11 | 9 | 14 | 46.6423
2022 | 11 | 9 | 15 | 46.1456
2022 | 11 | 9 | 16 | 48.9602
2022 | 11 | 9 | 17 | 56.3778
2022 | 11 | 9 | 18 | 61.5033
2022 | 11 | 9 | 19 | 59.3688
2022 | 11 | 9 | 20 | 57.81
2022 | 11 | 9 | 21 | 55.2826
2022 | 11 | 9 | 22 | 52.0086
2022 | 11 | 9 | 23 | 48.1089
2022 | 11 | 10 | 0 | 44.9448
2022 | 11 | 10 | 1 | 41.414
2022 | 11 | 10 | 2 | 39.9317
2022 | 11 | 10 | 3 | 39.36
2022 | 11 | 10 | 4 | 39.3583
2022 | 11 | 10 | 5 | 40.1266
2022 | 11 | 10 | 6 | 43.0343
2022 | 11 | 10 | 7 | 48.1712
2022 | 11 | 10 | 8 | 54.0149
2022 | 11 | 10 | 9 | 52.9599
2022 | 11 | 10 | 10 | 48.8158
2022 | 11 | 10 | 11 | 46.6379
2022 | 11 | 10 | 12 | 44.5723
2022 | 11 | 10 | 13 | 44.9796
2022 | 11 | 10 | 14 | 45.6052
2022 | 11 | 10 | 15 | 45.7031
2022 | 11 | 10 | 16 | 48.9014
2022 | 11 | 10 | 17 | 56.6785
2022 | 11 | 10 | 18 | 59.269
2022 | 11 | 10 | 19 | 57.7789
2022 | 11 | 10 | 20 | 56.4425
2022 | 11 | 10 | 21 | 54.1233
2022 | 11 | 10 | 22 | 51.0883
2022 | 11 | 10 | 23 | 47.1105
2022 | 11 | 11 | 0 | 45.3423
2022 | 11 | 11 | 1 | 41.2146
2022 | 11 | 11 | 2 | 39.5474
2022 | 11 | 11 | 3 | 38.7033
2022 | 11 | 11 | 4 | 38.4469
2022 | 11 | 11 | 5 | 38.9875
2022 | 11 | 11 | 6 | 41.4651
2022 | 11 | 11 | 7 | 46.7858
2022 | 11 | 11 | 8 | 52.5947
2022 | 11 | 11 | 9 | 49.9204
2022 | 11 | 11 | 10 | 45.3707
2022 | 11 | 11 | 11 | 43.3189
2022 | 11 | 11 | 12 | 43.6008
2022 | 11 | 11 | 13 | 43.826
2022 | 11 | 11 | 14 | 43.5342
2022 | 11 | 11 | 15 | 42.2141
2022 | 11 | 11 | 16 | 44.6153
2022 | 11 | 11 | 17 | 50.7463
2022 | 11 | 11 | 18 | 56.3278
2022 | 11 | 11 | 19 | 54.802
2022 | 11 | 11 | 20 | 53.2081
2022 | 11 | 11 | 21 | 50.8789
2022 | 11 | 11 | 22 | 48.4868
2022 | 11 | 11 | 23 | 44.83
2022 | 11 | 12 | 0 | 40.1076
2022 | 11 | 12 | 1 | 36.2655
2022 | 11 | 12 | 2 | 34.8163
2022 | 11 | 12 | 3 | 34.1471
2022 | 11 | 12 | 4 | 34.019
2022 | 11 | 12 | 5 | 33.905
2022 | 11 | 12 | 6 | 34.6176
2022 | 11 | 12 | 7 | 38.4396
2022 | 11 | 12 | 8 | 46.3659
2022 | 11 | 12 | 9 | 47.89
2022 | 11 | 12 | 10 | 43.7814
2022 | 11 | 12 | 11 | 40.6698
2022 | 11 | 12 | 12 | 38.0566
2022 | 11 | 12 | 13 | 37.6864
2022 | 11 | 12 | 14 | 39.6942
2022 | 11 | 12 | 15 | 40.9702
2022 | 11 | 12 | 16 | 44.9931
2022 | 11 | 12 | 17 | 53.404
2022 | 11 | 12 | 18 | 58.4252
2022 | 11 | 12 | 19 | 55.2054
2022 | 11 | 12 | 20 | 52.4315
2022 | 11 | 12 | 21 | 49.6005
2022 | 11 | 12 | 22 | 47.1735
2022 | 11 | 12 | 23 | 44.1492
2022 | 11 | 13 | 0 | 42.2827
2022 | 11 | 13 | 1 | 39.2384
2022 | 11 | 13 | 2 | 37.6892
2022 | 11 | 13 | 3 | 36.9672
2022 | 11 | 13 | 4 | 36.7624
2022 | 11 | 13 | 5 | 36.5348
2022 | 11 | 13 | 6 | 37.5069
2022 | 11 | 13 | 7 | 40.1617
2022 | 11 | 13 | 8 | 46.4096
2022 | 11 | 13 | 9 | 45.8727
2022 | 11 | 13 | 10 | 42.0879
2022 | 11 | 13 | 11 | 39.6744
2022 | 11 | 13 | 12 | 38.723
2022 | 11 | 13 | 13 | 38.5163
2022 | 11 | 13 | 14 | 38.2758
2022 | 11 | 13 | 15 | 39.4664
2022 | 11 | 13 | 16 | 45.1729
2022 | 11 | 13 | 17 | 55.3364
2022 | 11 | 13 | 18 | 59.256
2022 | 11 | 13 | 19 | 56.6736
2022 | 11 | 13 | 20 | 54.7005
2022 | 11 | 13 | 21 | 51.8079
2022 | 11 | 13 | 22 | 48.7264
2022 | 11 | 13 | 23 | 45.3463
2022 | 11 | 14 | 0 | 43.2131
2022 | 11 | 14 | 1 | 39.5693
2022 | 11 | 14 | 2 | 38.5606
2022 | 11 | 14 | 3 | 38.2814
2022 | 11 | 14 | 4 | 38.4891
2022 | 11 | 14 | 5 | 39.3422
2022 | 11 | 14 | 6 | 42.4558
2022 | 11 | 14 | 7 | 47.4762
2022 | 11 | 14 | 8 | 54.1073
2022 | 11 | 14 | 9 | 53.1249
2022 | 11 | 14 | 10 | 48.9712
2022 | 11 | 14 | 11 | 46.3932
2022 | 11 | 14 | 12 | 44.6829
2022 | 11 | 14 | 13 | 44.4908
2022 | 11 | 14 | 14 | 44.2024
2022 | 11 | 14 | 15 | 44.6163
2022 | 11 | 14 | 16 | 48.6485
2022 | 11 | 14 | 17 | 56.7156
2022 | 11 | 14 | 18 | 61.5474
2022 | 11 | 14 | 19 | 60.3608
2022 | 11 | 14 | 20 | 59.0582
2022 | 11 | 14 | 21 | 56.5336
2022 | 11 | 14 | 22 | 53.2223
2022 | 11 | 14 | 23 | 49.2221
2022 | 11 | 15 | 0 | 46.0126
2022 | 11 | 15 | 1 | 46.0713
2022 | 11 | 15 | 2 | 44.8052
2022 | 11 | 15 | 3 | 44.4661
2022 | 11 | 15 | 4 | 44.6591
2022 | 11 | 15 | 5 | 45.422
2022 | 11 | 15 | 6 | 48.7493
2022 | 11 | 15 | 7 | 53.7871
2022 | 11 | 15 | 8 | 58.3822
2022 | 11 | 15 | 9 | 54.7262
2022 | 11 | 15 | 10 | 49.2039
2022 | 11 | 15 | 11 | 46.6032
2022 | 11 | 15 | 12 | 48.4393
2022 | 11 | 15 | 13 | 48.1674
2022 | 11 | 15 | 14 | 48.3767
2022 | 11 | 15 | 15 | 49.6506
2022 | 11 | 15 | 16 | 54.1273
2022 | 11 | 15 | 17 | 61.8349
2022 | 11 | 15 | 18 | 66.4731
2022 | 11 | 15 | 19 | 64.5167
2022 | 11 | 15 | 20 | 63.0993
2022 | 11 | 15 | 21 | 60.5998
2022 | 11 | 15 | 22 | 57.507
2022 | 11 | 15 | 23 | 53.528
2022 | 11 | 16 | 0 | 49.3382
2022 | 11 | 16 | 1 | 48.3523
2022 | 11 | 16 | 2 | 47.1261
2022 | 11 | 16 | 3 | 46.7735
2022 | 11 | 16 | 4 | 47.0036
2022 | 11 | 16 | 5 | 47.7582
2022 | 11 | 16 | 6 | 50.2446
2022 | 11 | 16 | 7 | 55.0118
2022 | 11 | 16 | 8 | 59.8561
2022 | 11 | 16 | 9 | 57.1934
2022 | 11 | 16 | 10 | 52.3012
2022 | 11 | 16 | 11 | 49.4907
2022 | 11 | 16 | 12 | 49.1645
2022 | 11 | 16 | 13 | 48.9518
2022 | 11 | 16 | 14 | 49.1079
2022 | 11 | 16 | 15 | 49.4264
2022 | 11 | 16 | 16 | 52.7991
2022 | 11 | 16 | 17 | 60.55
2022 | 11 | 16 | 18 | 67.4405
2022 | 11 | 16 | 19 | 65.3675
2022 | 11 | 16 | 20 | 64.0734
2022 | 11 | 16 | 21 | 61.6707
2022 | 11 | 16 | 22 | 58.3853
2022 | 11 | 16 | 23 | 54.2633
2022 | 11 | 17 | 0 | 51.3992
2022 | 11 | 17 | 1 | 50.0825
2022 | 11 | 17 | 2 | 48.7806
2022 | 11 | 17 | 3 | 48.3657
2022 | 11 | 17 | 4 | 48.5436
2022 | 11 | 17 | 5 | 49.3127
2022 | 11 | 17 | 6 | 52.193
2022 | 11 | 17 | 7 | 56.8456
2022 | 11 | 17 | 8 | 61.2124
2022 | 11 | 17 | 9 | 58.4779
2022 | 11 | 17 | 10 | 53.8259
2022 | 11 | 17 | 11 | 50.9984
2022 | 11 | 17 | 12 | 50.1598
2022 | 11 | 17 | 13 | 49.6199
2022 | 11 | 17 | 14 | 49.9149
2022 | 11 | 17 | 15 | 50.4903
2022 | 11 | 17 | 16 | 53.7094
2022 | 11 | 17 | 17 | 61.1201
2022 | 11 | 17 | 18 | 68.2038
2022 | 11 | 17 | 19 | 66.5632
2022 | 11 | 17 | 20 | 65.4783
2022 | 11 | 17 | 21 | 63.2853
2022 | 11 | 17 | 22 | 60.2689
2022 | 11 | 17 | 23 | 56.0973
2022 | 11 | 18 | 0 | 53.0996
2022 | 11 | 18 | 1 | 51.579
2022 | 11 | 18 | 2 | 50.3394
2022 | 11 | 18 | 3 | 49.9357
2022 | 11 | 18 | 4 | 50.1183
2022 | 11 | 18 | 5 | 50.7955
2022 | 11 | 18 | 6 | 52.8472
2022 | 11 | 18 | 7 | 57.6483
2022 | 11 | 18 | 8 | 62.1564
2022 | 11 | 18 | 9 | 58.9396
2022 | 11 | 18 | 10 | 53.121
2022 | 11 | 18 | 11 | 50.1684
2022 | 11 | 18 | 12 | 50.8198
2022 | 11 | 18 | 13 | 50.1132
2022 | 11 | 18 | 14 | 49.4952
2022 | 11 | 18 | 15 | 49.7796
2022 | 11 | 18 | 16 | 53.853
2022 | 11 | 18 | 17 | 61.2459
2022 | 11 | 18 | 18 | 66.2168
2022 | 11 | 18 | 19 | 65.933
2022 | 11 | 18 | 20 | 65.2789
2022 | 11 | 18 | 21 | 63.5304
2022 | 11 | 18 | 22 | 61.0639
2022 | 11 | 18 | 23 | 57.0597
2022 | 11 | 19 | 0 | 52.0146
2022 | 11 | 19 | 1 | 50.5313
2022 | 11 | 19 | 2 | 49.335
2022 | 11 | 19 | 3 | 48.7599
2022 | 11 | 19 | 4 | 48.7157
2022 | 11 | 19 | 5 | 48.9773
2022 | 11 | 19 | 6 | 49.8456
2022 | 11 | 19 | 7 | 52.3883
2022 | 11 | 19 | 8 | 55.3285
2022 | 11 | 19 | 9 | 53.8213
2022 | 11 | 19 | 10 | 51.0952
2022 | 11 | 19 | 11 | 49.3385
2022 | 11 | 19 | 12 | 49.7787
2022 | 11 | 19 | 13 | 48.433
2022 | 11 | 19 | 14 | 47.567
2022 | 11 | 19 | 15 | 48.3951
2022 | 11 | 19 | 16 | 52.976
2022 | 11 | 19 | 17 | 60.1593
2022 | 11 | 19 | 18 | 67.721
2022 | 11 | 19 | 19 | 65.8181
2022 | 11 | 19 | 20 | 63.0304
2022 | 11 | 19 | 21 | 60.3693
2022 | 11 | 19 | 22 | 57.7746
2022 | 11 | 19 | 23 | 54.5725
2022 | 11 | 20 | 0 | 50.7776
2022 | 11 | 20 | 1 | 47.773
2022 | 11 | 20 | 2 | 46.3447
2022 | 11 | 20 | 3 | 45.6106
2022 | 11 | 20 | 4 | 45.3607
2022 | 11 | 20 | 5 | 45.2601
2022 | 11 | 20 | 6 | 45.3762
2022 | 11 | 20 | 7 | 46.8679
2022 | 11 | 20 | 8 | 49.3685
2022 | 11 | 20 | 9 | 47.5013
2022 | 11 | 20 | 10 | 44.8385
2022 | 11 | 20 | 11 | 43.5953
2022 | 11 | 20 | 12 | 44.2001
2022 | 11 | 20 | 13 | 44.2262
2022 | 11 | 20 | 14 | 43.4712
2022 | 11 | 20 | 15 | 43.7748
2022 | 11 | 20 | 16 | 47.2782
2022 | 11 | 20 | 17 | 53.8933
2022 | 11 | 20 | 18 | 61.1581
2022 | 11 | 20 | 19 | 59.9636
2022 | 11 | 20 | 20 | 57.9541
2022 | 11 | 20 | 21 | 55.3448
2022 | 11 | 20 | 22 | 52.2695
2022 | 11 | 20 | 23 | 48.797
2022 | 11 | 21 | 0 | 45.5408
2022 | 11 | 21 | 1 | 44.0929
2022 | 11 | 21 | 2 | 43.0021
2022 | 11 | 21 | 3 | 42.6587
2022 | 11 | 21 | 4 | 42.7975
2022 | 11 | 21 | 5 | 43.4894
2022 | 11 | 21 | 6 | 45.8127
2022 | 11 | 21 | 7 | 49.9721
2022 | 11 | 21 | 8 | 53.1992
2022 | 11 | 21 | 9 | 49.7952
2022 | 11 | 21 | 10 | 46.2496
2022 | 11 | 21 | 11 | 45.5235
2022 | 11 | 21 | 12 | 46.9999
2022 | 11 | 21 | 13 | 46.1412
2022 | 11 | 21 | 14 | 46.1523
2022 | 11 | 21 | 15 | 46.5618
2022 | 11 | 21 | 16 | 49.9375
2022 | 11 | 21 | 17 | 56.7406
2022 | 11 | 21 | 18 | 63.8507
2022 | 11 | 21 | 19 | 61.3528
2022 | 11 | 21 | 20 | 59.7826
2022 | 11 | 21 | 21 | 57.2358
2022 | 11 | 21 | 22 | 53.9873
2022 | 11 | 21 | 23 | 50.0088
2022 | 11 | 22 | 0 | 47.5676
2022 | 11 | 22 | 1 | 43.9707
2022 | 11 | 22 | 2 | 42.4122
2022 | 11 | 22 | 3 | 41.8401
2022 | 11 | 22 | 4 | 41.819
2022 | 11 | 22 | 5 | 42.3777
2022 | 11 | 22 | 6 | 46.0489
2022 | 11 | 22 | 7 | 50.9211
2022 | 11 | 22 | 8 | 55.8842
2022 | 11 | 22 | 9 | 53.5574
2022 | 11 | 22 | 10 | 48.6633
2022 | 11 | 22 | 11 | 46.7619
2022 | 11 | 22 | 12 | 47.6462
2022 | 11 | 22 | 13 | 46.164
2022 | 11 | 22 | 14 | 45.8935
2022 | 11 | 22 | 15 | 46.8796
2022 | 11 | 22 | 16 | 51.4794
2022 | 11 | 22 | 17 | 58.3932
2022 | 11 | 22 | 18 | 63.2197
2022 | 11 | 22 | 19 | 60.7058
2022 | 11 | 22 | 20 | 59.3251
2022 | 11 | 22 | 21 | 56.9077
2022 | 11 | 22 | 22 | 53.8711
2022 | 11 | 22 | 23 | 49.9319
2022 | 11 | 23 | 0 | 47.5232
2022 | 11 | 23 | 1 | 43.9388
2022 | 11 | 23 | 2 | 42.4344
2022 | 11 | 23 | 3 | 41.8847
2022 | 11 | 23 | 4 | 41.9313
2022 | 11 | 23 | 5 | 42.5353
2022 | 11 | 23 | 6 | 45.4256
2022 | 11 | 23 | 7 | 50.44
2022 | 11 | 23 | 8 | 57.0013
2022 | 11 | 23 | 9 | 56.5932
2022 | 11 | 23 | 10 | 52.1468
2022 | 11 | 23 | 11 | 49.4573
2022 | 11 | 23 | 12 | 49.1995
2022 | 11 | 23 | 13 | 48.1683
2022 | 11 | 23 | 14 | 47.9836
2022 | 11 | 23 | 15 | 48.8725
2022 | 11 | 23 | 16 | 53.7271
2022 | 11 | 23 | 17 | 62.2518
2022 | 11 | 23 | 18 | 65.2042
2022 | 11 | 23 | 19 | 62.5729
2022 | 11 | 23 | 20 | 61.1874
2022 | 11 | 23 | 21 | 58.8389
2022 | 11 | 23 | 22 | 55.6886
2022 | 11 | 23 | 23 | 51.6411
2022 | 11 | 24 | 0 | 48.0712
2022 | 11 | 24 | 1 | 46.7568
2022 | 11 | 24 | 2 | 45.3658
2022 | 11 | 24 | 3 | 44.9338
2022 | 11 | 24 | 4 | 45.0881
2022 | 11 | 24 | 5 | 45.8365
2022 | 11 | 24 | 6 | 49.1257
2022 | 11 | 24 | 7 | 53.5976
2022 | 11 | 24 | 8 | 57.5355
2022 | 11 | 24 | 9 | 54.4544
2022 | 11 | 24 | 10 | 49.8703
2022 | 11 | 24 | 11 | 47.4307
2022 | 11 | 24 | 12 | 48.9427
2022 | 11 | 24 | 13 | 47.78
2022 | 11 | 24 | 14 | 47.7646
2022 | 11 | 24 | 15 | 48.9803
2022 | 11 | 24 | 16 | 53.4916
2022 | 11 | 24 | 17 | 61.5796
2022 | 11 | 24 | 18 | 68.3552
2022 | 11 | 24 | 19 | 65.6601
2022 | 11 | 24 | 20 | 64.2623
2022 | 11 | 24 | 21 | 62.0176
2022 | 11 | 24 | 22 | 59.0806
2022 | 11 | 24 | 23 | 54.9472
2022 | 11 | 25 | 0 | 50.9889
2022 | 11 | 25 | 1 | 48.4786
2022 | 11 | 25 | 2 | 46.8555
2022 | 11 | 25 | 3 | 46.1474
2022 | 11 | 25 | 4 | 46.079
2022 | 11 | 25 | 5 | 46.575
2022 | 11 | 25 | 6 | 48.7539
2022 | 11 | 25 | 7 | 53.7585
2022 | 11 | 25 | 8 | 60.0263
2022 | 11 | 25 | 9 | 59.8198
2022 | 11 | 25 | 10 | 55.5145
2022 | 11 | 25 | 11 | 52.2603
2022 | 11 | 25 | 12 | 49.4944
2022 | 11 | 25 | 13 | 48.2238
2022 | 11 | 25 | 14 | 47.4916
2022 | 11 | 25 | 15 | 48.0856
2022 | 11 | 25 | 16 | 52.9005
2022 | 11 | 25 | 17 | 60.3463
2022 | 11 | 25 | 18 | 66.4527
2022 | 11 | 25 | 19 | 63.6828
2022 | 11 | 25 | 20 | 62.1069
2022 | 11 | 25 | 21 | 59.9184
2022 | 11 | 25 | 22 | 57.3251
2022 | 11 | 25 | 23 | 53.303
2022 | 11 | 26 | 0 | 49.8638
2022 | 11 | 26 | 1 | 46.1
2022 | 11 | 26 | 2 | 44.5091
2022 | 11 | 26 | 3 | 43.6534
2022 | 11 | 26 | 4 | 43.383
2022 | 11 | 26 | 5 | 43.3649
2022 | 11 | 26 | 6 | 43.6745
2022 | 11 | 26 | 7 | 46.7784
2022 | 11 | 26 | 8 | 53.1919
2022 | 11 | 26 | 9 | 55.3302
2022 | 11 | 26 | 10 | 52.7206
2022 | 11 | 26 | 11 | 50.4558
2022 | 11 | 26 | 12 | 45.8724
2022 | 11 | 26 | 13 | 44.0208
2022 | 11 | 26 | 14 | 42.6627
2022 | 11 | 26 | 15 | 43.6362
2022 | 11 | 26 | 16 | 48.8525
2022 | 11 | 26 | 17 | 56.6864
2022 | 11 | 26 | 18 | 60.9413
2022 | 11 | 26 | 19 | 59.9102
2022 | 11 | 26 | 20 | 57.7932
2022 | 11 | 26 | 21 | 55.5143
2022 | 11 | 26 | 22 | 53.2247
2022 | 11 | 26 | 23 | 50.0466
2022 | 11 | 27 | 0 | 47.7016
2022 | 11 | 27 | 1 | 45.265
2022 | 11 | 27 | 2 | 43.7675
2022 | 11 | 27 | 3 | 43.0153
2022 | 11 | 27 | 4 | 42.8146
2022 | 11 | 27 | 5 | 42.6689
2022 | 11 | 27 | 6 | 42.0901
2022 | 11 | 27 | 7 | 44.4707
2022 | 11 | 27 | 8 | 50.8398
2022 | 11 | 27 | 9 | 53.1028
2022 | 11 | 27 | 10 | 51.0591
2022 | 11 | 27 | 11 | 48.5925
2022 | 11 | 27 | 12 | 47.7814
2022 | 11 | 27 | 13 | 46.5155
2022 | 11 | 27 | 14 | 46.326
2022 | 11 | 27 | 15 | 47.8515
2022 | 11 | 27 | 16 | 53.9209
2022 | 11 | 27 | 17 | 62.5429
2022 | 11 | 27 | 18 | 65.9318
2022 | 11 | 27 | 19 | 62.4417
2022 | 11 | 27 | 20 | 59.7681
2022 | 11 | 27 | 21 | 56.929
2022 | 11 | 27 | 22 | 53.8725
2022 | 11 | 27 | 23 | 50.3982
2022 | 11 | 28 | 0 | 46.5159
2022 | 11 | 28 | 1 | 46.5594
2022 | 11 | 28 | 2 | 45.6272
2022 | 11 | 28 | 3 | 45.528
2022 | 11 | 28 | 4 | 45.9733
2022 | 11 | 28 | 5 | 46.8687
2022 | 11 | 28 | 6 | 47.9825
2022 | 11 | 28 | 7 | 53.2657
2022 | 11 | 28 | 8 | 60.6705
2022 | 11 | 28 | 9 | 60.9077
2022 | 11 | 28 | 10 | 56.9744
2022 | 11 | 28 | 11 | 53.9104
2022 | 11 | 28 | 12 | 52.0894
2022 | 11 | 28 | 13 | 50.2278
2022 | 11 | 28 | 14 | 50.2612
2022 | 11 | 28 | 15 | 52.1385
2022 | 11 | 28 | 16 | 57.4915
2022 | 11 | 28 | 17 | 66.1918
2022 | 11 | 28 | 18 | 70.4288
2022 | 11 | 28 | 19 | 67.7198
2022 | 11 | 28 | 20 | 66.2475
2022 | 11 | 28 | 21 | 63.7746
2022 | 11 | 28 | 22 | 60.5084
2022 | 11 | 28 | 23 | 56.344
2022 | 11 | 29 | 0 | 54.1924
2022 | 11 | 29 | 1 | 51.3844
2022 | 11 | 29 | 2 | 49.8789
2022 | 11 | 29 | 3 | 49.3132
2022 | 11 | 29 | 4 | 49.3094
2022 | 11 | 29 | 5 | 49.7073
2022 | 11 | 29 | 6 | 52.429
2022 | 11 | 29 | 7 | 57.0786
2022 | 11 | 29 | 8 | 62.0353
2022 | 11 | 29 | 9 | 61.0239
2022 | 11 | 29 | 10 | 57.4465
2022 | 11 | 29 | 11 | 54.744
2022 | 11 | 29 | 12 | 51.8278
2022 | 11 | 29 | 13 | 49.7968
2022 | 11 | 29 | 14 | 48.8481
2022 | 11 | 29 | 15 | 49.9941
2022 | 11 | 29 | 16 | 54.1539
2022 | 11 | 29 | 17 | 60.6044
2022 | 11 | 29 | 18 | 69.2288
2022 | 11 | 29 | 19 | 66.3506
2022 | 11 | 29 | 20 | 64.9948
2022 | 11 | 29 | 21 | 62.4995
2022 | 11 | 29 | 22 | 59.4337
2022 | 11 | 29 | 23 | 55.28
2022 | 11 | 30 | 0 | 52.5578
2022 | 11 | 30 | 1 | 50.3493
2022 | 11 | 30 | 2 | 48.8652
2022 | 11 | 30 | 3 | 48.3306
2022 | 11 | 30 | 4 | 48.3612
2022 | 11 | 30 | 5 | 48.8402
2022 | 11 | 30 | 6 | 50.8138
2022 | 11 | 30 | 7 | 55.6725
2022 | 11 | 30 | 8 | 62.3946
2022 | 11 | 30 | 9 | 62.4125
2022 | 11 | 30 | 10 | 57.9531
2022 | 11 | 30 | 11 | 54.5428
2022 | 11 | 30 | 12 | 53.8201
2022 | 11 | 30 | 13 | 52.4119
2022 | 11 | 30 | 14 | 52.2946
2022 | 11 | 30 | 15 | 53.5088
2022 | 11 | 30 | 16 | 58.3607
2022 | 11 | 30 | 17 | 66.9928
2022 | 11 | 30 | 18 | 71.6001
2022 | 11 | 30 | 19 | 69.1101
2022 | 11 | 30 | 20 | 67.9521
2022 | 11 | 30 | 21 | 65.8295
2022 | 11 | 30 | 22 | 62.7523
2022 | 11 | 30 | 23 | 58.6049
2022 | 12 | 1 | 0 | 52.9168
2022 | 12 | 1 | 1 | 51.4642
2022 | 12 | 1 | 2 | 50.1713
2022 | 12 | 1 | 3 | 49.8671
2022 | 12 | 1 | 4 | 50.1473
2022 | 12 | 1 | 5 | 51.1827
2022 | 12 | 1 | 6 | 53.1133
2022 | 12 | 1 | 7 | 57.593
2022 | 12 | 1 | 8 | 62.4071
2022 | 12 | 1 | 9 | 61.4173
2022 | 12 | 1 | 10 | 58.049
2022 | 12 | 1 | 11 | 54.7463
2022 | 12 | 1 | 12 | 52.468
2022 | 12 | 1 | 13 | 52.4223
2022 | 12 | 1 | 14 | 52.8913
2022 | 12 | 1 | 15 | 52.9095
2022 | 12 | 1 | 16 | 54.7083
2022 | 12 | 1 | 17 | 60.0752
2022 | 12 | 1 | 18 | 67.3174
2022 | 12 | 1 | 19 | 67.3827
2022 | 12 | 1 | 20 | 67.3714
2022 | 12 | 1 | 21 | 65.795
2022 | 12 | 1 | 22 | 63.0341
2022 | 12 | 1 | 23 | 58.7906
2022 | 12 | 2 | 0 | 55.6208
2022 | 12 | 2 | 1 | 51.3947
2022 | 12 | 2 | 2 | 49.8206
2022 | 12 | 2 | 3 | 49.1663
2022 | 12 | 2 | 4 | 49.1343
2022 | 12 | 2 | 5 | 49.8076
2022 | 12 | 2 | 6 | 52.0869
2022 | 12 | 2 | 7 | 56.9432
2022 | 12 | 2 | 8 | 63.3928
2022 | 12 | 2 | 9 | 64.1736
2022 | 12 | 2 | 10 | 60.6235
2022 | 12 | 2 | 11 | 57.145
2022 | 12 | 2 | 12 | 55.1998
2022 | 12 | 2 | 13 | 54.9224
2022 | 12 | 2 | 14 | 54.7997
2022 | 12 | 2 | 15 | 54.5666
2022 | 12 | 2 | 16 | 57.4832
2022 | 12 | 2 | 17 | 63.05
2022 | 12 | 2 | 18 | 67.2757
2022 | 12 | 2 | 19 | 65.4862
2022 | 12 | 2 | 20 | 64.5588
2022 | 12 | 2 | 21 | 62.6399
2022 | 12 | 2 | 22 | 60.1074
2022 | 12 | 2 | 23 | 55.9842
2022 | 12 | 3 | 0 | 51.3904
2022 | 12 | 3 | 1 | 46.6222
2022 | 12 | 3 | 2 | 44.9364
2022 | 12 | 3 | 3 | 44.0027
2022 | 12 | 3 | 4 | 43.6498
2022 | 12 | 3 | 5 | 43.883
2022 | 12 | 3 | 6 | 44.7516
2022 | 12 | 3 | 7 | 47.4341
2022 | 12 | 3 | 8 | 52.9281
2022 | 12 | 3 | 9 | 55.6153
2022 | 12 | 3 | 10 | 54.2509
2022 | 12 | 3 | 11 | 52.1282
2022 | 12 | 3 | 12 | 50.5141
2022 | 12 | 3 | 13 | 50.3531
2022 | 12 | 3 | 14 | 50.0002
2022 | 12 | 3 | 15 | 50.3502
2022 | 12 | 3 | 16 | 53.7348
2022 | 12 | 3 | 17 | 59.5985
2022 | 12 | 3 | 18 | 61.4173
2022 | 12 | 3 | 19 | 59.892
2022 | 12 | 3 | 20 | 57.5618
2022 | 12 | 3 | 21 | 55.1541
2022 | 12 | 3 | 22 | 52.6876
2022 | 12 | 3 | 23 | 49.4078
2022 | 12 | 4 | 0 | 46.8845
2022 | 12 | 4 | 1 | 43.0652
2022 | 12 | 4 | 2 | 41.3554
2022 | 12 | 4 | 3 | 40.4185
2022 | 12 | 4 | 4 | 40.0766
2022 | 12 | 4 | 5 | 40.0716
2022 | 12 | 4 | 6 | 40.4317
2022 | 12 | 4 | 7 | 42.4015
2022 | 12 | 4 | 8 | 47.9012
2022 | 12 | 4 | 9 | 50.6604
2022 | 12 | 4 | 10 | 49.8189
2022 | 12 | 4 | 11 | 47.6319
2022 | 12 | 4 | 12 | 48.2932
2022 | 12 | 4 | 13 | 49.3433
2022 | 12 | 4 | 14 | 49.9297
2022 | 12 | 4 | 15 | 50.3178
2022 | 12 | 4 | 16 | 53.5607
2022 | 12 | 4 | 17 | 59.5633
2022 | 12 | 4 | 18 | 62.4303
2022 | 12 | 4 | 19 | 59.0754
2022 | 12 | 4 | 20 | 56.5063
2022 | 12 | 4 | 21 | 53.6752
2022 | 12 | 4 | 22 | 50.554
2022 | 12 | 4 | 23 | 46.9985
2022 | 12 | 5 | 0 | 44.0132
2022 | 12 | 5 | 1 | 40.5151
2022 | 12 | 5 | 2 | 38.9963
2022 | 12 | 5 | 3 | 38.3516
2022 | 12 | 5 | 4 | 38.2251
2022 | 12 | 5 | 5 | 38.9475
2022 | 12 | 5 | 6 | 41.1168
2022 | 12 | 5 | 7 | 45.7891
2022 | 12 | 5 | 8 | 52.2651
2022 | 12 | 5 | 9 | 53.1995
2022 | 12 | 5 | 10 | 51.4089
2022 | 12 | 5 | 11 | 50.0944
2022 | 12 | 5 | 12 | 48.7753
2022 | 12 | 5 | 13 | 48.7715
2022 | 12 | 5 | 14 | 48.9369
2022 | 12 | 5 | 15 | 49.0327
2022 | 12 | 5 | 16 | 51.8216
2022 | 12 | 5 | 17 | 57.7393
2022 | 12 | 5 | 18 | 63.349
2022 | 12 | 5 | 19 | 60.8156
2022 | 12 | 5 | 20 | 59.4316
2022 | 12 | 5 | 21 | 57.0551
2022 | 12 | 5 | 22 | 54.1515
2022 | 12 | 5 | 23 | 50.3282
2022 | 12 | 6 | 0 | 44.7765
2022 | 12 | 6 | 1 | 41.778
2022 | 12 | 6 | 2 | 40.2069
2022 | 12 | 6 | 3 | 39.8062
2022 | 12 | 6 | 4 | 39.9754
2022 | 12 | 6 | 5 | 40.9833
2022 | 12 | 6 | 6 | 43.7695
2022 | 12 | 6 | 7 | 48.9879
2022 | 12 | 6 | 8 | 55.8102
2022 | 12 | 6 | 9 | 56.392
2022 | 12 | 6 | 10 | 52.8293
2022 | 12 | 6 | 11 | 49.4953
2022 | 12 | 6 | 12 | 48.9287
2022 | 12 | 6 | 13 | 48.5963
2022 | 12 | 6 | 14 | 49.3317
2022 | 12 | 6 | 15 | 50.6477
2022 | 12 | 6 | 16 | 55.0256
2022 | 12 | 6 | 17 | 61.5698
2022 | 12 | 6 | 18 | 63.729
2022 | 12 | 6 | 19 | 62.3396
2022 | 12 | 6 | 20 | 61.592
2022 | 12 | 6 | 21 | 59.6261
2022 | 12 | 6 | 22 | 56.7497
2022 | 12 | 6 | 23 | 52.7051
2022 | 12 | 7 | 0 | 50.1054
2022 | 12 | 7 | 1 | 46.4466
2022 | 12 | 7 | 2 | 44.8799
2022 | 12 | 7 | 3 | 44.2946
2022 | 12 | 7 | 4 | 44.297
2022 | 12 | 7 | 5 | 44.9941
2022 | 12 | 7 | 6 | 46.7003
2022 | 12 | 7 | 7 | 51.2618
2022 | 12 | 7 | 8 | 57.0373
2022 | 12 | 7 | 9 | 57.2972
2022 | 12 | 7 | 10 | 54.5632
2022 | 12 | 7 | 11 | 52.1132
2022 | 12 | 7 | 12 | 52.1804
2022 | 12 | 7 | 13 | 51.8956
2022 | 12 | 7 | 14 | 51.9367
2022 | 12 | 7 | 15 | 52.0824
2022 | 12 | 7 | 16 | 55.0712
2022 | 12 | 7 | 17 | 61.5896
2022 | 12 | 7 | 18 | 66.0567
2022 | 12 | 7 | 19 | 63.3806
2022 | 12 | 7 | 20 | 62.2133
2022 | 12 | 7 | 21 | 59.8918
2022 | 12 | 7 | 22 | 56.865
2022 | 12 | 7 | 23 | 52.7323
2022 | 12 | 8 | 0 | 48.6356
2022 | 12 | 8 | 1 | 45.9029
2022 | 12 | 8 | 2 | 44.2953
2022 | 12 | 8 | 3 | 43.7363
2022 | 12 | 8 | 4 | 43.7232
2022 | 12 | 8 | 5 | 44.5427
2022 | 12 | 8 | 6 | 46.8268
2022 | 12 | 8 | 7 | 51.5315
2022 | 12 | 8 | 8 | 57.8948
2022 | 12 | 8 | 9 | 58.8594
2022 | 12 | 8 | 10 | 56.1039
2022 | 12 | 8 | 11 | 52.7331
2022 | 12 | 8 | 12 | 50.8437
2022 | 12 | 8 | 13 | 51.1755
2022 | 12 | 8 | 14 | 52.1237
2022 | 12 | 8 | 15 | 52.8224
2022 | 12 | 8 | 16 | 55.5221
2022 | 12 | 8 | 17 | 62.6723
2022 | 12 | 8 | 18 | 62.864
2022 | 12 | 8 | 19 | 61.9122
2022 | 12 | 8 | 20 | 61.3688
2022 | 12 | 8 | 21 | 59.5989
2022 | 12 | 8 | 22 | 56.7789
2022 | 12 | 8 | 23 | 52.4761
2022 | 12 | 9 | 0 | 49.5043
2022 | 12 | 9 | 1 | 46.9372
2022 | 12 | 9 | 2 | 45.2844
2022 | 12 | 9 | 3 | 44.6294
2022 | 12 | 9 | 4 | 44.5546
2022 | 12 | 9 | 5 | 45.2229
2022 | 12 | 9 | 6 | 46.8391
2022 | 12 | 9 | 7 | 51.5881
2022 | 12 | 9 | 8 | 57.6829
2022 | 12 | 9 | 9 | 58.2939
2022 | 12 | 9 | 10 | 54.7909
2022 | 12 | 9 | 11 | 51.946
2022 | 12 | 9 | 12 | 52.3439
2022 | 12 | 9 | 13 | 51.9614
2022 | 12 | 9 | 14 | 51.8044
2022 | 12 | 9 | 15 | 51.9482
2022 | 12 | 9 | 16 | 55.7394
2022 | 12 | 9 | 17 | 62.1883
2022 | 12 | 9 | 18 | 66.7321
2022 | 12 | 9 | 19 | 63.9411
2022 | 12 | 9 | 20 | 62.613
2022 | 12 | 9 | 21 | 60.6544
2022 | 12 | 9 | 22 | 58.2039
2022 | 12 | 9 | 23 | 54.1919
2022 | 12 | 10 | 0 | 48.3712
2022 | 12 | 10 | 1 | 44.0339
2022 | 12 | 10 | 2 | 42.2543
2022 | 12 | 10 | 3 | 41.3113
2022 | 12 | 10 | 4 | 40.9325
2022 | 12 | 10 | 5 | 40.9669
2022 | 12 | 10 | 6 | 41.4935
2022 | 12 | 10 | 7 | 44.3085
2022 | 12 | 10 | 8 | 50.5382
2022 | 12 | 10 | 9 | 53.4523
2022 | 12 | 10 | 10 | 52.0471
2022 | 12 | 10 | 11 | 49.8199
2022 | 12 | 10 | 12 | 48.8927
2022 | 12 | 10 | 13 | 48.3257
2022 | 12 | 10 | 14 | 48.0642
2022 | 12 | 10 | 15 | 48.6229
2022 | 12 | 10 | 16 | 52.6195
2022 | 12 | 10 | 17 | 59.3726
2022 | 12 | 10 | 18 | 62.1877
2022 | 12 | 10 | 19 | 58.8872
2022 | 12 | 10 | 20 | 56.1455
2022 | 12 | 10 | 21 | 53.5488
2022 | 12 | 10 | 22 | 51.0941
2022 | 12 | 10 | 23 | 47.8142
2022 | 12 | 11 | 0 | 45.5052
2022 | 12 | 11 | 1 | 42.2091
2022 | 12 | 11 | 2 | 40.4925
2022 | 12 | 11 | 3 | 39.6381
2022 | 12 | 11 | 4 | 39.353
2022 | 12 | 11 | 5 | 39.2946
2022 | 12 | 11 | 6 | 39.6843
2022 | 12 | 11 | 7 | 41.8124
2022 | 12 | 11 | 8 | 47.9356
2022 | 12 | 11 | 9 | 50.7742
2022 | 12 | 11 | 10 | 49.6304
2022 | 12 | 11 | 11 | 47.4622
2022 | 12 | 11 | 12 | 47.5676
2022 | 12 | 11 | 13 | 47.4376
2022 | 12 | 11 | 14 | 47.8074
2022 | 12 | 11 | 15 | 48.6088
2022 | 12 | 11 | 16 | 52.9867
2022 | 12 | 11 | 17 | 60.5015
2022 | 12 | 11 | 18 | 62.0234
2022 | 12 | 11 | 19 | 58.6218
2022 | 12 | 11 | 20 | 56.2612
2022 | 12 | 11 | 21 | 53.5899
2022 | 12 | 11 | 22 | 50.5528
2022 | 12 | 11 | 23 | 46.9219
2022 | 12 | 12 | 0 | 45.4153
2022 | 12 | 12 | 1 | 42.6984
2022 | 12 | 12 | 2 | 41.4393
2022 | 12 | 12 | 3 | 41.0849
2022 | 12 | 12 | 4 | 41.236
2022 | 12 | 12 | 5 | 42.0764
2022 | 12 | 12 | 6 | 44.3256
2022 | 12 | 12 | 7 | 49.1358
2022 | 12 | 12 | 8 | 55.7122
2022 | 12 | 12 | 9 | 56.4876
2022 | 12 | 12 | 10 | 54.096
2022 | 12 | 12 | 11 | 52.0978
2022 | 12 | 12 | 12 | 51.2011
2022 | 12 | 12 | 13 | 50.7528
2022 | 12 | 12 | 14 | 51.0225
2022 | 12 | 12 | 15 | 51.7061
2022 | 12 | 12 | 16 | 54.7373
2022 | 12 | 12 | 17 | 61.523
2022 | 12 | 12 | 18 | 65.976
2022 | 12 | 12 | 19 | 63.3229
2022 | 12 | 12 | 20 | 61.9911
2022 | 12 | 12 | 21 | 59.5998
2022 | 12 | 12 | 22 | 56.4725
2022 | 12 | 12 | 23 | 52.3247
2022 | 12 | 13 | 0 | 48.94
2022 | 12 | 13 | 1 | 46.7702
2022 | 12 | 13 | 2 | 45.2812
2022 | 12 | 13 | 3 | 44.8569
2022 | 12 | 13 | 4 | 44.9128
2022 | 12 | 13 | 5 | 45.6101
2022 | 12 | 13 | 6 | 47.4865
2022 | 12 | 13 | 7 | 52.2704
2022 | 12 | 13 | 8 | 58.0285
2022 | 12 | 13 | 9 | 58.0466
2022 | 12 | 13 | 10 | 54.7502
2022 | 12 | 13 | 11 | 52.0544
2022 | 12 | 13 | 12 | 51.7343
2022 | 12 | 13 | 13 | 51.2509
2022 | 12 | 13 | 14 | 51.1963
2022 | 12 | 13 | 15 | 52.137
2022 | 12 | 13 | 16 | 55.4836
2022 | 12 | 13 | 17 | 61.7443
2022 | 12 | 13 | 18 | 66.1969
2022 | 12 | 13 | 19 | 63.9688
2022 | 12 | 13 | 20 | 62.9676
2022 | 12 | 13 | 21 | 60.7984
2022 | 12 | 13 | 22 | 57.8597
2022 | 12 | 13 | 23 | 53.6873
2022 | 12 | 14 | 0 | 49.6505
2022 | 12 | 14 | 1 | 46.7062
2022 | 12 | 14 | 2 | 45.0402
2022 | 12 | 14 | 3 | 44.4042
2022 | 12 | 14 | 4 | 44.3048
2022 | 12 | 14 | 5 | 44.8688
2022 | 12 | 14 | 6 | 47.2763
2022 | 12 | 14 | 7 | 51.8738
2022 | 12 | 14 | 8 | 58.1658
2022 | 12 | 14 | 9 | 59.0727
2022 | 12 | 14 | 10 | 56.2337
2022 | 12 | 14 | 11 | 53.5491
2022 | 12 | 14 | 12 | 52.491
2022 | 12 | 14 | 13 | 52.4005
2022 | 12 | 14 | 14 | 52.4252
2022 | 12 | 14 | 15 | 52.5081
2022 | 12 | 14 | 16 | 55.0827
2022 | 12 | 14 | 17 | 61.9902
2022 | 12 | 14 | 18 | 64.9565
2022 | 12 | 14 | 19 | 62.5233
2022 | 12 | 14 | 20 | 61.4929
2022 | 12 | 14 | 21 | 59.3538
2022 | 12 | 14 | 22 | 56.2142
2022 | 12 | 14 | 23 | 51.9332
2022 | 12 | 15 | 0 | 49.2754
2022 | 12 | 15 | 1 | 45.8045
2022 | 12 | 15 | 2 | 44.1121
2022 | 12 | 15 | 3 | 43.4857
2022 | 12 | 15 | 4 | 43.3811
2022 | 12 | 15 | 5 | 44.0276
2022 | 12 | 15 | 6 | 46.955
2022 | 12 | 15 | 7 | 51.396
2022 | 12 | 15 | 8 | 56.924
2022 | 12 | 15 | 9 | 57.7722
2022 | 12 | 15 | 10 | 55.4235
2022 | 12 | 15 | 11 | 52.9271
2022 | 12 | 15 | 12 | 52.0423
2022 | 12 | 15 | 13 | 51.741
2022 | 12 | 15 | 14 | 52.1221
2022 | 12 | 15 | 15 | 52.5474
2022 | 12 | 15 | 16 | 55.3522
2022 | 12 | 15 | 17 | 62.0299
2022 | 12 | 15 | 18 | 66.963
2022 | 12 | 15 | 19 | 64.583
2022 | 12 | 15 | 20 | 63.5725
2022 | 12 | 15 | 21 | 61.6382
2022 | 12 | 15 | 22 | 58.8399
2022 | 12 | 15 | 23 | 54.6237
2022 | 12 | 16 | 0 | 49.2741
2022 | 12 | 16 | 1 | 46.4951
2022 | 12 | 16 | 2 | 44.6959
2022 | 12 | 16 | 3 | 43.9485
2022 | 12 | 16 | 4 | 43.7671
2022 | 12 | 16 | 5 | 44.3027
2022 | 12 | 16 | 6 | 46.1257
2022 | 12 | 16 | 7 | 51.0153
2022 | 12 | 16 | 8 | 57.7344
2022 | 12 | 16 | 9 | 59.2326
2022 | 12 | 16 | 10 | 56.0865
2022 | 12 | 16 | 11 | 53.2194
2022 | 12 | 16 | 12 | 52.1925
2022 | 12 | 16 | 13 | 51.677
2022 | 12 | 16 | 14 | 51.2401
2022 | 12 | 16 | 15 | 51.3728
2022 | 12 | 16 | 16 | 55.1627
2022 | 12 | 16 | 17 | 61.9885
2022 | 12 | 16 | 18 | 67.2906
2022 | 12 | 16 | 19 | 64.2328
2022 | 12 | 16 | 20 | 62.7984
2022 | 12 | 16 | 21 | 60.8525
2022 | 12 | 16 | 22 | 58.4176
2022 | 12 | 16 | 23 | 54.3811
2022 | 12 | 17 | 0 | 48.7813
2022 | 12 | 17 | 1 | 44.3134
2022 | 12 | 17 | 2 | 42.5131
2022 | 12 | 17 | 3 | 41.5808
2022 | 12 | 17 | 4 | 41.1753
2022 | 12 | 17 | 5 | 41.0835
2022 | 12 | 17 | 6 | 41.2048
2022 | 12 | 17 | 7 | 44.0871
2022 | 12 | 17 | 8 | 50.519
2022 | 12 | 17 | 9 | 53.7081
2022 | 12 | 17 | 10 | 52.3882
2022 | 12 | 17 | 11 | 50.284
2022 | 12 | 17 | 12 | 49.1408
2022 | 12 | 17 | 13 | 48.4196
2022 | 12 | 17 | 14 | 47.8967
2022 | 12 | 17 | 15 | 48.4723
2022 | 12 | 17 | 16 | 52.5151
2022 | 12 | 17 | 17 | 59.7473
2022 | 12 | 17 | 18 | 62.7712
2022 | 12 | 17 | 19 | 59.2154
2022 | 12 | 17 | 20 | 56.4104
2022 | 12 | 17 | 21 | 53.823
2022 | 12 | 17 | 22 | 51.3632
2022 | 12 | 17 | 23 | 48.0151
2022 | 12 | 18 | 0 | 46.1522
2022 | 12 | 18 | 1 | 42.2559
2022 | 12 | 18 | 2 | 40.5312
2022 | 12 | 18 | 3 | 39.701
2022 | 12 | 18 | 4 | 39.3832
2022 | 12 | 18 | 5 | 39.2054
2022 | 12 | 18 | 6 | 39.4418
2022 | 12 | 18 | 7 | 41.4739
2022 | 12 | 18 | 8 | 47.2654
2022 | 12 | 18 | 9 | 50.013
2022 | 12 | 18 | 10 | 48.964
2022 | 12 | 18 | 11 | 47.152
2022 | 12 | 18 | 12 | 44.494
2022 | 12 | 18 | 13 | 44.4641
2022 | 12 | 18 | 14 | 44.2101
2022 | 12 | 18 | 15 | 44.3909
2022 | 12 | 18 | 16 | 47.4457
2022 | 12 | 18 | 17 | 54.6361
2022 | 12 | 18 | 18 | 61.7745
2022 | 12 | 18 | 19 | 58.2791
2022 | 12 | 18 | 20 | 55.906
2022 | 12 | 18 | 21 | 53.2475
2022 | 12 | 18 | 22 | 50.1806
2022 | 12 | 18 | 23 | 46.4757
2022 | 12 | 19 | 0 | 45.1884
2022 | 12 | 19 | 1 | 42.3064
2022 | 12 | 19 | 2 | 40.9286
2022 | 12 | 19 | 3 | 40.4732
2022 | 12 | 19 | 4 | 40.4837
2022 | 12 | 19 | 5 | 41.1456
2022 | 12 | 19 | 6 | 43.577
2022 | 12 | 19 | 7 | 48.2396
2022 | 12 | 19 | 8 | 54.4153
2022 | 12 | 19 | 9 | 55.3732
2022 | 12 | 19 | 10 | 53.54
2022 | 12 | 19 | 11 | 52.0098
2022 | 12 | 19 | 12 | 51.2828
2022 | 12 | 19 | 13 | 50.9514
2022 | 12 | 19 | 14 | 50.7764
2022 | 12 | 19 | 15 | 51.4014
2022 | 12 | 19 | 16 | 54.456
2022 | 12 | 19 | 17 | 61.5512
2022 | 12 | 19 | 18 | 64.9037
2022 | 12 | 19 | 19 | 63.2294
2022 | 12 | 19 | 20 | 62.2465
2022 | 12 | 19 | 21 | 60.0938
2022 | 12 | 19 | 22 | 57.1666
2022 | 12 | 19 | 23 | 53.0675
2022 | 12 | 20 | 0 | 47.9087
2022 | 12 | 20 | 1 | 44.8924
2022 | 12 | 20 | 2 | 43.1774
2022 | 12 | 20 | 3 | 42.5769
2022 | 12 | 20 | 4 | 42.4316
2022 | 12 | 20 | 5 | 42.9409
2022 | 12 | 20 | 6 | 45.0027
2022 | 12 | 20 | 7 | 49.826
2022 | 12 | 20 | 8 | 55.8813
2022 | 12 | 20 | 9 | 56.7096
2022 | 12 | 20 | 10 | 53.9011
2022 | 12 | 20 | 11 | 51.6438
2022 | 12 | 20 | 12 | 50.3742
2022 | 12 | 20 | 13 | 49.9044
2022 | 12 | 20 | 14 | 49.9352
2022 | 12 | 20 | 15 | 50.5561
2022 | 12 | 20 | 16 | 53.4492
2022 | 12 | 20 | 17 | 59.9074
2022 | 12 | 20 | 18 | 63.8052
2022 | 12 | 20 | 19 | 60.9556
2022 | 12 | 20 | 20 | 59.6359
2022 | 12 | 20 | 21 | 57.3435
2022 | 12 | 20 | 22 | 54.2932
2022 | 12 | 20 | 23 | 50.0667
2022 | 12 | 21 | 0 | 48.1285
2022 | 12 | 21 | 1 | 44.5235
2022 | 12 | 21 | 2 | 42.7517
2022 | 12 | 21 | 3 | 42.0513
2022 | 12 | 21 | 4 | 41.8366
2022 | 12 | 21 | 5 | 42.2747
2022 | 12 | 21 | 6 | 44.2478
2022 | 12 | 21 | 7 | 48.8393
2022 | 12 | 21 | 8 | 55.093
2022 | 12 | 21 | 9 | 56.3574
2022 | 12 | 21 | 10 | 53.9639
2022 | 12 | 21 | 11 | 51.8619
2022 | 12 | 21 | 12 | 51.6805
2022 | 12 | 21 | 13 | 51.5787
2022 | 12 | 21 | 14 | 51.3756
2022 | 12 | 21 | 15 | 51.5116
2022 | 12 | 21 | 16 | 54.5532
2022 | 12 | 21 | 17 | 62.0881
2022 | 12 | 21 | 18 | 66.5294
2022 | 12 | 21 | 19 | 63.2698
2022 | 12 | 21 | 20 | 61.8546
2022 | 12 | 21 | 21 | 59.6467
2022 | 12 | 21 | 22 | 56.6249
2022 | 12 | 21 | 23 | 52.4787
2022 | 12 | 22 | 0 | 47.2611
2022 | 12 | 22 | 1 | 44.6963
2022 | 12 | 22 | 2 | 43.0928
2022 | 12 | 22 | 3 | 42.6397
2022 | 12 | 22 | 4 | 42.7003
2022 | 12 | 22 | 5 | 43.4744
2022 | 12 | 22 | 6 | 45.7841
2022 | 12 | 22 | 7 | 50.6074
2022 | 12 | 22 | 8 | 56.9253
2022 | 12 | 22 | 9 | 58.2452
2022 | 12 | 22 | 10 | 55.4461
2022 | 12 | 22 | 11 | 52.5657
2022 | 12 | 22 | 12 | 51.2412
2022 | 12 | 22 | 13 | 50.9971
2022 | 12 | 22 | 14 | 51.1077
2022 | 12 | 22 | 15 | 51.956
2022 | 12 | 22 | 16 | 55.2421
2022 | 12 | 22 | 17 | 63.1045
2022 | 12 | 22 | 18 | 66.998
2022 | 12 | 22 | 19 | 65.558
2022 | 12 | 22 | 20 | 64.8843
2022 | 12 | 22 | 21 | 63.1879
2022 | 12 | 22 | 22 | 60.4368
2022 | 12 | 22 | 23 | 56.1434
2022 | 12 | 23 | 0 | 51.685
2022 | 12 | 23 | 1 | 49.897
2022 | 12 | 23 | 2 | 48.3861
2022 | 12 | 23 | 3 | 47.9576
2022 | 12 | 23 | 4 | 48.1069
2022 | 12 | 23 | 5 | 48.7928
2022 | 12 | 23 | 6 | 52.5591
2022 | 12 | 23 | 7 | 57.2874
2022 | 12 | 23 | 8 | 62.0933
2022 | 12 | 23 | 9 | 60.6526
2022 | 12 | 23 | 10 | 56.3144
2022 | 12 | 23 | 11 | 53.202
2022 | 12 | 23 | 12 | 53.9012
2022 | 12 | 23 | 13 | 53.3016
2022 | 12 | 23 | 14 | 52.3141
2022 | 12 | 23 | 15 | 52.7037
2022 | 12 | 23 | 16 | 56.0266
2022 | 12 | 23 | 17 | 63.4891
2022 | 12 | 23 | 18 | 71.3932
2022 | 12 | 23 | 19 | 69.6025
2022 | 12 | 23 | 20 | 68.7051
2022 | 12 | 23 | 21 | 66.9667
2022 | 12 | 23 | 22 | 64.4846
2022 | 12 | 23 | 23 | 60.1802
2022 | 12 | 24 | 0 | 55.1062
2022 | 12 | 24 | 1 | 54.0541
2022 | 12 | 24 | 2 | 52.28
2022 | 12 | 24 | 3 | 51.5817
2022 | 12 | 24 | 4 | 51.0102
2022 | 12 | 24 | 5 | 51.1785
2022 | 12 | 24 | 6 | 51.6168
2022 | 12 | 24 | 7 | 54.261
2022 | 12 | 24 | 8 | 58.8833
2022 | 12 | 24 | 9 | 60.4282
2022 | 12 | 24 | 10 | 60.0119
2022 | 12 | 24 | 11 | 57.862
2022 | 12 | 24 | 12 | 56.5516
2022 | 12 | 24 | 13 | 54.0366
2022 | 12 | 24 | 14 | 54.3925
2022 | 12 | 24 | 15 | 54.7014
2022 | 12 | 24 | 16 | 57.9181
2022 | 12 | 24 | 17 | 64.5913
2022 | 12 | 24 | 18 | 68.33
2022 | 12 | 24 | 19 | 64.6148
2022 | 12 | 24 | 20 | 61.3225
2022 | 12 | 24 | 21 | 59.131
2022 | 12 | 24 | 22 | 57.5541
2022 | 12 | 24 | 23 | 55.3282
2022 | 12 | 25 | 0 | 52.8537
2022 | 12 | 25 | 1 | 46.9927
2022 | 12 | 25 | 2 | 44.9158
2022 | 12 | 25 | 3 | 44.0145
2022 | 12 | 25 | 4 | 43.8815
2022 | 12 | 25 | 5 | 44.2336
2022 | 12 | 25 | 6 | 43.3346
2022 | 12 | 25 | 7 | 45.54
2022 | 12 | 25 | 8 | 49.5154
2022 | 12 | 25 | 9 | 52.0873
2022 | 12 | 25 | 10 | 46.5317
2022 | 12 | 25 | 11 | 42.1644
2022 | 12 | 25 | 12 | 45.7535
2022 | 12 | 25 | 13 | 45.4411
2022 | 12 | 25 | 14 | 45.7594
2022 | 12 | 25 | 15 | 43.1767
2022 | 12 | 25 | 16 | 51.5496
2022 | 12 | 25 | 17 | 63.2614
2022 | 12 | 25 | 18 | 66.0127
2022 | 12 | 25 | 19 | 61.8829
2022 | 12 | 25 | 20 | 59.8031
2022 | 12 | 25 | 21 | 58.4166
2022 | 12 | 25 | 22 | 56.6437
2022 | 12 | 25 | 23 | 54.3875
2022 | 12 | 26 | 0 | 51.6257
2022 | 12 | 26 | 1 | 49.7484
2022 | 12 | 26 | 2 | 48.7625
2022 | 12 | 26 | 3 | 48.0868
2022 | 12 | 26 | 4 | 47.8348
2022 | 12 | 26 | 5 | 47.838
2022 | 12 | 26 | 6 | 48.3033
2022 | 12 | 26 | 7 | 49.0554
2022 | 12 | 26 | 8 | 52.3328
2022 | 12 | 26 | 9 | 55.9766
2022 | 12 | 26 | 10 | 61.1258
2022 | 12 | 26 | 11 | 64.5928
2022 | 12 | 26 | 12 | 62.3834
2022 | 12 | 26 | 13 | 62.559
2022 | 12 | 26 | 14 | 61.6625
2022 | 12 | 26 | 15 | 63.2732
2022 | 12 | 26 | 16 | 61.3818
2022 | 12 | 26 | 17 | 61.3581
2022 | 12 | 26 | 18 | 64.84
2022 | 12 | 26 | 19 | 60.6422
2022 | 12 | 26 | 20 | 57.2063
2022 | 12 | 26 | 21 | 54.2281
2022 | 12 | 26 | 22 | 51.1233
2022 | 12 | 26 | 23 | 47.952
2022 | 12 | 27 | 0 | 46.3585
2022 | 12 | 27 | 1 | 43.1241
2022 | 12 | 27 | 2 | 41.2482
2022 | 12 | 27 | 3 | 40.17
2022 | 12 | 27 | 4 | 39.6011
2022 | 12 | 27 | 5 | 39.4391
2022 | 12 | 27 | 6 | 40.9563
2022 | 12 | 27 | 7 | 43.493
2022 | 12 | 27 | 8 | 47.8443
2022 | 12 | 27 | 9 | 51.4893
2022 | 12 | 27 | 10 | 53.5258
2022 | 12 | 27 | 11 | 54.49
2022 | 12 | 27 | 12 | 54.5451
2022 | 12 | 27 | 13 | 54.0038
2022 | 12 | 27 | 14 | 54.4292
2022 | 12 | 27 | 15 | 54.5437
2022 | 12 | 27 | 16 | 55.8787
2022 | 12 | 27 | 17 | 59.6569
2022 | 12 | 27 | 18 | 64.4661
2022 | 12 | 27 | 19 | 61.4146
2022 | 12 | 27 | 20 | 59.4178
2022 | 12 | 27 | 21 | 57.0933
2022 | 12 | 27 | 22 | 54.4501
2022 | 12 | 27 | 23 | 50.7752
2022 | 12 | 28 | 0 | 47.2845
2022 | 12 | 28 | 1 | 45.5719
2022 | 12 | 28 | 2 | 43.8899
2022 | 12 | 28 | 3 | 43.1574
2022 | 12 | 28 | 4 | 43.0752
2022 | 12 | 28 | 5 | 43.4197
2022 | 12 | 28 | 6 | 44.4686
2022 | 12 | 28 | 7 | 48.1632
2022 | 12 | 28 | 8 | 53.8281
2022 | 12 | 28 | 9 | 56.6121
2022 | 12 | 28 | 10 | 55.1451
2022 | 12 | 28 | 11 | 53.4451
2022 | 12 | 28 | 12 | 53.1832
2022 | 12 | 28 | 13 | 52.1844
2022 | 12 | 28 | 14 | 50.7743
2022 | 12 | 28 | 15 | 52.9302
2022 | 12 | 28 | 16 | 56.6915
2022 | 12 | 28 | 17 | 63.3481
2022 | 12 | 28 | 18 | 69.9479
2022 | 12 | 28 | 19 | 67.5309
2022 | 12 | 28 | 20 | 66.1691
2022 | 12 | 28 | 21 | 64.1329
2022 | 12 | 28 | 22 | 61.3232
2022 | 12 | 28 | 23 | 57.7526
2022 | 12 | 29 | 0 | 50.7429
2022 | 12 | 29 | 1 | 48.5116
2022 | 12 | 29 | 2 | 47.2207
2022 | 12 | 29 | 3 | 46.9132
2022 | 12 | 29 | 4 | 47.2607
2022 | 12 | 29 | 5 | 48.0106
2022 | 12 | 29 | 6 | 48.3057
2022 | 12 | 29 | 7 | 52.284
2022 | 12 | 29 | 8 | 58.0061
2022 | 12 | 29 | 9 | 60.6343
2022 | 12 | 29 | 10 | 58.5145
2022 | 12 | 29 | 11 | 55.6086
2022 | 12 | 29 | 12 | 54.5113
2022 | 12 | 29 | 13 | 53.4434
2022 | 12 | 29 | 14 | 52.56
2022 | 12 | 29 | 15 | 55.7066
2022 | 12 | 29 | 16 | 59.6241
2022 | 12 | 29 | 17 | 67.1142
2022 | 12 | 29 | 18 | 71.7237
2022 | 12 | 29 | 19 | 70.8637
2022 | 12 | 29 | 20 | 70.1078
2022 | 12 | 29 | 21 | 68.4206
2022 | 12 | 29 | 22 | 65.7048
2022 | 12 | 29 | 23 | 61.7981
2022 | 12 | 30 | 0 | 56.8613
2022 | 12 | 30 | 1 | 53.7405
2022 | 12 | 30 | 2 | 52.2743
2022 | 12 | 30 | 3 | 51.6384
2022 | 12 | 30 | 4 | 51.6816
2022 | 12 | 30 | 5 | 51.9845
2022 | 12 | 30 | 6 | 53.0603
2022 | 12 | 30 | 7 | 56.8989
2022 | 12 | 30 | 8 | 62.1195
2022 | 12 | 30 | 9 | 64.1884
2022 | 12 | 30 | 10 | 61.8733
2022 | 12 | 30 | 11 | 59.1328
2022 | 12 | 30 | 12 | 57.627
2022 | 12 | 30 | 13 | 56.4985
2022 | 12 | 30 | 14 | 54.6157
2022 | 12 | 30 | 15 | 56.7126
2022 | 12 | 30 | 16 | 59.9201
2022 | 12 | 30 | 17 | 66.4228
2022 | 12 | 30 | 18 | 71.0895
2022 | 12 | 30 | 19 | 68.2299
2022 | 12 | 30 | 20 | 66.5132
2022 | 12 | 30 | 21 | 64.2881
2022 | 12 | 30 | 22 | 61.5419
2022 | 12 | 30 | 23 | 57.5365
2022 | 12 | 31 | 0 | 55.1306
2022 | 12 | 31 | 1 | 49.2235
2022 | 12 | 31 | 2 | 47.2163
2022 | 12 | 31 | 3 | 45.91
2022 | 12 | 31 | 4 | 45.3267
2022 | 12 | 31 | 5 | 45.2473
2022 | 12 | 31 | 6 | 46.4367
2022 | 12 | 31 | 7 | 48.6137
2022 | 12 | 31 | 8 | 52.9682
2022 | 12 | 31 | 9 | 56.9559
2022 | 12 | 31 | 10 | 57.5579
2022 | 12 | 31 | 11 | 59.0359
2022 | 12 | 31 | 12 | 57.9165
2022 | 12 | 31 | 13 | 55.4786
2022 | 12 | 31 | 14 | 53.1588
2022 | 12 | 31 | 15 | 53.4953
2022 | 12 | 31 | 16 | 56.1539
2022 | 12 | 31 | 17 | 61.056
2022 | 12 | 31 | 18 | 65.398
2022 | 12 | 31 | 19 | 61.2154
2022 | 12 | 31 | 20 | 56.6877
2022 | 12 | 31 | 21 | 53.1282
2022 | 12 | 31 | 22 | 51.1117
2022 | 12 | 31 | 23 | 49.5136
2023 | 1 | 1 | 0 | 48.8198
2023 | 1 | 1 | 1 | 42.2464
2023 | 1 | 1 | 2 | 40.0617
2023 | 1 | 1 | 3 | 38.1698
2023 | 1 | 1 | 4 | 37.0995
2023 | 1 | 1 | 5 | 36.3636
2023 | 1 | 1 | 6 | 35.9897
2023 | 1 | 1 | 7 | 36.5296
2023 | 1 | 1 | 8 | 38.4562
2023 | 1 | 1 | 9 | 40.5435
2023 | 1 | 1 | 10 | 46.0351
2023 | 1 | 1 | 11 | 49.9797
2023 | 1 | 1 | 12 | 51.6699
2023 | 1 | 1 | 13 | 45.6351
2023 | 1 | 1 | 14 | 43.1057
2023 | 1 | 1 | 15 | 44.572
2023 | 1 | 1 | 16 | 49.8632
2023 | 1 | 1 | 17 | 57.0006
2023 | 1 | 1 | 18 | 63.3051
2023 | 1 | 1 | 19 | 58.4866
2023 | 1 | 1 | 20 | 55.0606
2023 | 1 | 1 | 21 | 52.024
2023 | 1 | 1 | 22 | 49.5222
2023 | 1 | 1 | 23 | 46.8982
2023 | 1 | 2 | 0 | 42.9064
2023 | 1 | 2 | 1 | 41.6464
2023 | 1 | 2 | 2 | 40.4332
2023 | 1 | 2 | 3 | 40.0004
2023 | 1 | 2 | 4 | 40.0235
2023 | 1 | 2 | 5 | 40.4481
2023 | 1 | 2 | 6 | 40.638
2023 | 1 | 2 | 7 | 43.3885
2023 | 1 | 2 | 8 | 49.7331
2023 | 1 | 2 | 9 | 52.5579
2023 | 1 | 2 | 10 | 46.9616
2023 | 1 | 2 | 11 | 41.4154
2023 | 1 | 2 | 12 | 39.2865
2023 | 1 | 2 | 13 | 43.7201
2023 | 1 | 2 | 14 | 45.8624
2023 | 1 | 2 | 15 | 45.9087
2023 | 1 | 2 | 16 | 50.8128
2023 | 1 | 2 | 17 | 59.3313
2023 | 1 | 2 | 18 | 64.4528
2023 | 1 | 2 | 19 | 61.3481
2023 | 1 | 2 | 20 | 58.5572
2023 | 1 | 2 | 21 | 55.8426
2023 | 1 | 2 | 22 | 52.9119
2023 | 1 | 2 | 23 | 49.7275
2023 | 1 | 3 | 0 | 46.5708
2023 | 1 | 3 | 1 | 43.6433
2023 | 1 | 3 | 2 | 42.1695
2023 | 1 | 3 | 3 | 41.7662
2023 | 1 | 3 | 4 | 41.9317
2023 | 1 | 3 | 5 | 42.4422
2023 | 1 | 3 | 6 | 44.5254
2023 | 1 | 3 | 7 | 48.7076
2023 | 1 | 3 | 8 | 54.4411
2023 | 1 | 3 | 9 | 55.9183
2023 | 1 | 3 | 10 | 53.607
2023 | 1 | 3 | 11 | 50.7398
2023 | 1 | 3 | 12 | 48.8711
2023 | 1 | 3 | 13 | 48.6854
2023 | 1 | 3 | 14 | 48.4995
2023 | 1 | 3 | 15 | 50.107
2023 | 1 | 3 | 16 | 53.5945
2023 | 1 | 3 | 17 | 59.5546
2023 | 1 | 3 | 18 | 62.4101
2023 | 1 | 3 | 19 | 60.1114
2023 | 1 | 3 | 20 | 58.4852
2023 | 1 | 3 | 21 | 56.1963
2023 | 1 | 3 | 22 | 53.3936
2023 | 1 | 3 | 23 | 49.7772
2023 | 1 | 4 | 0 | 48.0142
2023 | 1 | 4 | 1 | 45.5645
2023 | 1 | 4 | 2 | 44.0703
2023 | 1 | 4 | 3 | 43.5799
2023 | 1 | 4 | 4 | 43.6994
2023 | 1 | 4 | 5 | 44.1307
2023 | 1 | 4 | 6 | 46.4367
2023 | 1 | 4 | 7 | 50.243
2023 | 1 | 4 | 8 | 55.3803
2023 | 1 | 4 | 9 | 56.1378
2023 | 1 | 4 | 10 | 53.8341
2023 | 1 | 4 | 11 | 51.1781
2023 | 1 | 4 | 12 | 50.1003
2023 | 1 | 4 | 13 | 50.4423
2023 | 1 | 4 | 14 | 49.8423
2023 | 1 | 4 | 15 | 50.6559
2023 | 1 | 4 | 16 | 53.3766
2023 | 1 | 4 | 17 | 59.9758
2023 | 1 | 4 | 18 | 62.4932
2023 | 1 | 4 | 19 | 60.7796
2023 | 1 | 4 | 20 | 59.4548
2023 | 1 | 4 | 21 | 57.3429
2023 | 1 | 4 | 22 | 54.4751
2023 | 1 | 4 | 23 | 50.7785
2023 | 1 | 5 | 0 | 48.9433
2023 | 1 | 5 | 1 | 46.3059
2023 | 1 | 5 | 2 | 44.7786
2023 | 1 | 5 | 3 | 44.2699
2023 | 1 | 5 | 4 | 44.3485
2023 | 1 | 5 | 5 | 44.8146
2023 | 1 | 5 | 6 | 46.5887
2023 | 1 | 5 | 7 | 50.5091
2023 | 1 | 5 | 8 | 56.1258
2023 | 1 | 5 | 9 | 58.1139
2023 | 1 | 5 | 10 | 56.4209
2023 | 1 | 5 | 11 | 53.4876
2023 | 1 | 5 | 12 | 51.8449
2023 | 1 | 5 | 13 | 52.0673
2023 | 1 | 5 | 14 | 51.9259
2023 | 1 | 5 | 15 | 53.2968
2023 | 1 | 5 | 16 | 56.6083
2023 | 1 | 5 | 17 | 63.4106
2023 | 1 | 5 | 18 | 67.6985
2023 | 1 | 5 | 19 | 65.0401
2023 | 1 | 5 | 20 | 63.3123
2023 | 1 | 5 | 21 | 61.1933
2023 | 1 | 5 | 22 | 58.5913
2023 | 1 | 5 | 23 | 54.9637
2023 | 1 | 6 | 0 | 49.5914
2023 | 1 | 6 | 1 | 50.1624
2023 | 1 | 6 | 2 | 48.9514
2023 | 1 | 6 | 3 | 48.8021
2023 | 1 | 6 | 4 | 49.3189
2023 | 1 | 6 | 5 | 50.106
2023 | 1 | 6 | 6 | 52.2244
2023 | 1 | 6 | 7 | 56.4672
2023 | 1 | 6 | 8 | 61.5912
2023 | 1 | 6 | 9 | 61.6132
2023 | 1 | 6 | 10 | 57.9819
2023 | 1 | 6 | 11 | 53.6837
2023 | 1 | 6 | 12 | 51.5105
2023 | 1 | 6 | 13 | 51.6808
2023 | 1 | 6 | 14 | 50.6575
2023 | 1 | 6 | 15 | 51.9472
2023 | 1 | 6 | 16 | 55.6278
2023 | 1 | 6 | 17 | 62.5217
2023 | 1 | 6 | 18 | 70.1497
2023 | 1 | 6 | 19 | 69.5661
2023 | 1 | 6 | 20 | 68.6033
2023 | 1 | 6 | 21 | 67.0813
2023 | 1 | 6 | 22 | 64.8413
2023 | 1 | 6 | 23 | 61.159
2023 | 1 | 7 | 0 | 57.3582
2023 | 1 | 7 | 1 | 55.1235
2023 | 1 | 7 | 2 | 53.9307
2023 | 1 | 7 | 3 | 53.5441
2023 | 1 | 7 | 4 | 53.4704
2023 | 1 | 7 | 5 | 53.7791
2023 | 1 | 7 | 6 | 54.6141
2023 | 1 | 7 | 7 | 56.8974
2023 | 1 | 7 | 8 | 59.5794
2023 | 1 | 7 | 9 | 60.2479
2023 | 1 | 7 | 10 | 60.2087
2023 | 1 | 7 | 11 | 58.0335
2023 | 1 | 7 | 12 | 56.5688
2023 | 1 | 7 | 13 | 55.1517
2023 | 1 | 7 | 14 | 53.9038
2023 | 1 | 7 | 15 | 54.4254
2023 | 1 | 7 | 16 | 57.6261
2023 | 1 | 7 | 17 | 63.7047
2023 | 1 | 7 | 18 | 73.3389
2023 | 1 | 7 | 19 | 70.0306
2023 | 1 | 7 | 20 | 66.3874
2023 | 1 | 7 | 21 | 63.4512
2023 | 1 | 7 | 22 | 60.6787
2023 | 1 | 7 | 23 | 57.6085
2023 | 1 | 8 | 0 | 54.287
2023 | 1 | 8 | 1 | 50.0492
2023 | 1 | 8 | 2 | 48.4433
2023 | 1 | 8 | 3 | 47.6412
2023 | 1 | 8 | 4 | 47.2515
2023 | 1 | 8 | 5 | 47.2376
2023 | 1 | 8 | 6 | 46.8096
2023 | 1 | 8 | 7 | 48.5345
2023 | 1 | 8 | 8 | 53.3361
2023 | 1 | 8 | 9 | 56.8653
2023 | 1 | 8 | 10 | 56.5502
2023 | 1 | 8 | 11 | 54.914
2023 | 1 | 8 | 12 | 51.7763
2023 | 1 | 8 | 13 | 51.3878
2023 | 1 | 8 | 14 | 50.3613
2023 | 1 | 8 | 15 | 50.9571
2023 | 1 | 8 | 16 | 54.7079
2023 | 1 | 8 | 17 | 61.5328
2023 | 1 | 8 | 18 | 62.7676
2023 | 1 | 8 | 19 | 61.2272
2023 | 1 | 8 | 20 | 58.7368
2023 | 1 | 8 | 21 | 56.2055
2023 | 1 | 8 | 22 | 53.2407
2023 | 1 | 8 | 23 | 50.0007
2023 | 1 | 9 | 0 | 48.3881
2023 | 1 | 9 | 1 | 46.0295
2023 | 1 | 9 | 2 | 44.8463
2023 | 1 | 9 | 3 | 44.4617
2023 | 1 | 9 | 4 | 44.4762
2023 | 1 | 9 | 5 | 44.9344
2023 | 1 | 9 | 6 | 46.4282
2023 | 1 | 9 | 7 | 50.9557
2023 | 1 | 9 | 8 | 57.1667
2023 | 1 | 9 | 9 | 58.5457
2023 | 1 | 9 | 10 | 56.5227
2023 | 1 | 9 | 11 | 55.0875
2023 | 1 | 9 | 12 | 53.7545
2023 | 1 | 9 | 13 | 53.3015
2023 | 1 | 9 | 14 | 53.0075
2023 | 1 | 9 | 15 | 52.9181
2023 | 1 | 9 | 16 | 55.1673
2023 | 1 | 9 | 17 | 61.2092
2023 | 1 | 9 | 18 | 64.9107
2023 | 1 | 9 | 19 | 62.2198
2023 | 1 | 9 | 20 | 60.54
2023 | 1 | 9 | 21 | 58.1846
2023 | 1 | 9 | 22 | 55.239
2023 | 1 | 9 | 23 | 51.6056
2023 | 1 | 10 | 0 | 48.2743
2023 | 1 | 10 | 1 | 43.7344
2023 | 1 | 10 | 2 | 42.0961
2023 | 1 | 10 | 3 | 41.4931
2023 | 1 | 10 | 4 | 41.3271
2023 | 1 | 10 | 5 | 41.6784
2023 | 1 | 10 | 6 | 43.7233
2023 | 1 | 10 | 7 | 48.3678
2023 | 1 | 10 | 8 | 54.0386
2023 | 1 | 10 | 9 | 55.026
2023 | 1 | 10 | 10 | 52.2478
2023 | 1 | 10 | 11 | 50.707
2023 | 1 | 10 | 12 | 50.0981
2023 | 1 | 10 | 13 | 49.3025
2023 | 1 | 10 | 14 | 48.8531
2023 | 1 | 10 | 15 | 48.9011
2023 | 1 | 10 | 16 | 51.7444
2023 | 1 | 10 | 17 | 57.1604
2023 | 1 | 10 | 18 | 60.7587
2023 | 1 | 10 | 19 | 58.1876
2023 | 1 | 10 | 20 | 56.6452
2023 | 1 | 10 | 21 | 54.4066
2023 | 1 | 10 | 22 | 51.6879
2023 | 1 | 10 | 23 | 48.1479
2023 | 1 | 11 | 0 | 45.7062
2023 | 1 | 11 | 1 | 41.2915
2023 | 1 | 11 | 2 | 39.598
2023 | 1 | 11 | 3 | 38.8575
2023 | 1 | 11 | 4 | 38.5189
2023 | 1 | 11 | 5 | 38.8231
2023 | 1 | 11 | 6 | 40.6334
2023 | 1 | 11 | 7 | 45.3104
2023 | 1 | 11 | 8 | 51.0662
2023 | 1 | 11 | 9 | 49.7386
2023 | 1 | 11 | 10 | 45.9944
2023 | 1 | 11 | 11 | 44.1003
2023 | 1 | 11 | 12 | 46.0905
2023 | 1 | 11 | 13 | 46.0106
2023 | 1 | 11 | 14 | 44.4998
2023 | 1 | 11 | 15 | 43.5308
2023 | 1 | 11 | 16 | 46.0213
2023 | 1 | 11 | 17 | 52.549
2023 | 1 | 11 | 18 | 55.6574
2023 | 1 | 11 | 19 | 53.9493
2023 | 1 | 11 | 20 | 52.7673
2023 | 1 | 11 | 21 | 50.7262
2023 | 1 | 11 | 22 | 48.2396
2023 | 1 | 11 | 23 | 44.7876
2023 | 1 | 12 | 0 | 40.4233
2023 | 1 | 12 | 1 | 36.5749
2023 | 1 | 12 | 2 | 34.8862
2023 | 1 | 12 | 3 | 34.2179
2023 | 1 | 12 | 4 | 33.986
2023 | 1 | 12 | 5 | 34.5142
2023 | 1 | 12 | 6 | 36.4767
2023 | 1 | 12 | 7 | 41.3171
2023 | 1 | 12 | 8 | 47.1062
2023 | 1 | 12 | 9 | 46.0657
2023 | 1 | 12 | 10 | 42.6045
2023 | 1 | 12 | 11 | 40.5949
2023 | 1 | 12 | 12 | 42.3413
2023 | 1 | 12 | 13 | 42.3738
2023 | 1 | 12 | 14 | 41.8593
2023 | 1 | 12 | 15 | 41.4665
2023 | 1 | 12 | 16 | 44.0819
2023 | 1 | 12 | 17 | 50.9682
2023 | 1 | 12 | 18 | 54.0091
2023 | 1 | 12 | 19 | 52.6948
2023 | 1 | 12 | 20 | 51.3007
2023 | 1 | 12 | 21 | 49.4722
2023 | 1 | 12 | 22 | 47.2522
2023 | 1 | 12 | 23 | 43.8951
2023 | 1 | 13 | 0 | 39.8748
2023 | 1 | 13 | 1 | 36.4603
2023 | 1 | 13 | 2 | 34.8664
2023 | 1 | 13 | 3 | 34.3426
2023 | 1 | 13 | 4 | 34.3795
2023 | 1 | 13 | 5 | 35.0164
2023 | 1 | 13 | 6 | 37.7706
2023 | 1 | 13 | 7 | 43.0263
2023 | 1 | 13 | 8 | 50.3837
2023 | 1 | 13 | 9 | 52.0782
2023 | 1 | 13 | 10 | 48.6212
2023 | 1 | 13 | 11 | 45.6095
2023 | 1 | 13 | 12 | 43.9312
2023 | 1 | 13 | 13 | 43.9894
2023 | 1 | 13 | 14 | 43.1205
2023 | 1 | 13 | 15 | 43.7132
2023 | 1 | 13 | 16 | 48.5359
2023 | 1 | 13 | 17 | 56.6171
2023 | 1 | 13 | 18 | 58.3485
2023 | 1 | 13 | 19 | 57.6514
2023 | 1 | 13 | 20 | 56.4791
2023 | 1 | 13 | 21 | 54.8578
2023 | 1 | 13 | 22 | 52.964
2023 | 1 | 13 | 23 | 49.5677
2023 | 1 | 14 | 0 | 43.0673
2023 | 1 | 14 | 1 | 41.4069
2023 | 1 | 14 | 2 | 39.8871
2023 | 1 | 14 | 3 | 39.2681
2023 | 1 | 14 | 4 | 39.0506
2023 | 1 | 14 | 5 | 38.8594
2023 | 1 | 14 | 6 | 37.6337
2023 | 1 | 14 | 7 | 40.5398
2023 | 1 | 14 | 8 | 46.447
2023 | 1 | 14 | 9 | 47.2139
2023 | 1 | 14 | 10 | 44.775
2023 | 1 | 14 | 11 | 42.6942
2023 | 1 | 14 | 12 | 41.4138
2023 | 1 | 14 | 13 | 40.0249
2023 | 1 | 14 | 14 | 39.0646
2023 | 1 | 14 | 15 | 39.5322
2023 | 1 | 14 | 16 | 44.1136
2023 | 1 | 14 | 17 | 52.7028
2023 | 1 | 14 | 18 | 61.3425
2023 | 1 | 14 | 19 | 57.6544
2023 | 1 | 14 | 20 | 54.5341
2023 | 1 | 14 | 21 | 51.838
2023 | 1 | 14 | 22 | 49.6905
2023 | 1 | 14 | 23 | 46.8977
2023 | 1 | 15 | 0 | 43.1568
2023 | 1 | 15 | 1 | 40.413
2023 | 1 | 15 | 2 | 38.5906
2023 | 1 | 15 | 3 | 37.6868
2023 | 1 | 15 | 4 | 37.2783
2023 | 1 | 15 | 5 | 36.8977
2023 | 1 | 15 | 6 | 36.1862
2023 | 1 | 15 | 7 | 38.3434
2023 | 1 | 15 | 8 | 44.5461
2023 | 1 | 15 | 9 | 45.9216
2023 | 1 | 15 | 10 | 43.789
2023 | 1 | 15 | 11 | 41.9937
2023 | 1 | 15 | 12 | 43.1037
2023 | 1 | 15 | 13 | 42.5519
2023 | 1 | 15 | 14 | 42.0688
2023 | 1 | 15 | 15 | 42.6885
2023 | 1 | 15 | 16 | 48.424
2023 | 1 | 15 | 17 | 57.3145
2023 | 1 | 15 | 18 | 61.519
2023 | 1 | 15 | 19 | 57.5904
2023 | 1 | 15 | 20 | 54.4638
2023 | 1 | 15 | 21 | 51.6822
2023 | 1 | 15 | 22 | 49.0344
2023 | 1 | 15 | 23 | 45.9882
2023 | 1 | 16 | 0 | 41.8226
2023 | 1 | 16 | 1 | 40.1041
2023 | 1 | 16 | 2 | 38.9321
2023 | 1 | 16 | 3 | 38.6688
2023 | 1 | 16 | 4 | 38.8321
2023 | 1 | 16 | 5 | 39.5612
2023 | 1 | 16 | 6 | 40.8657
2023 | 1 | 16 | 7 | 45.7114
2023 | 1 | 16 | 8 | 52.1884
2023 | 1 | 16 | 9 | 52.6761
2023 | 1 | 16 | 10 | 49.8609
2023 | 1 | 16 | 11 | 47.7864
2023 | 1 | 16 | 12 | 46.096
2023 | 1 | 16 | 13 | 46.1066
2023 | 1 | 16 | 14 | 46.1936
2023 | 1 | 16 | 15 | 46.7757
2023 | 1 | 16 | 16 | 49.4248
2023 | 1 | 16 | 17 | 56.5712
2023 | 1 | 16 | 18 | 60.3532
2023 | 1 | 16 | 19 | 58.3945
2023 | 1 | 16 | 20 | 56.66
2023 | 1 | 16 | 21 | 54.2946
2023 | 1 | 16 | 22 | 51.384
2023 | 1 | 16 | 23 | 47.6977
2023 | 1 | 17 | 0 | 46.3721
2023 | 1 | 17 | 1 | 43.5129
2023 | 1 | 17 | 2 | 42.1513
2023 | 1 | 17 | 3 | 41.8336
2023 | 1 | 17 | 4 | 41.9236
2023 | 1 | 17 | 5 | 42.4888
2023 | 1 | 17 | 6 | 43.9333
2023 | 1 | 17 | 7 | 48.7287
2023 | 1 | 17 | 8 | 54.2899
2023 | 1 | 17 | 9 | 54.1619
2023 | 1 | 17 | 10 | 50.602
2023 | 1 | 17 | 11 | 48.1455
2023 | 1 | 17 | 12 | 48.1202
2023 | 1 | 17 | 13 | 47.5294
2023 | 1 | 17 | 14 | 47.2234
2023 | 1 | 17 | 15 | 48.0771
2023 | 1 | 17 | 16 | 51.5005
2023 | 1 | 17 | 17 | 57.8762
2023 | 1 | 17 | 18 | 63.4096
2023 | 1 | 17 | 19 | 60.846
2023 | 1 | 17 | 20 | 59.0581
2023 | 1 | 17 | 21 | 56.6954
2023 | 1 | 17 | 22 | 53.9799
2023 | 1 | 17 | 23 | 50.3572
2023 | 1 | 18 | 0 | 46.129
2023 | 1 | 18 | 1 | 43.1877
2023 | 1 | 18 | 2 | 41.693
2023 | 1 | 18 | 3 | 41.2237
2023 | 1 | 18 | 4 | 41.2282
2023 | 1 | 18 | 5 | 41.745
2023 | 1 | 18 | 6 | 43.9581
2023 | 1 | 18 | 7 | 48.6189
2023 | 1 | 18 | 8 | 54.7159
2023 | 1 | 18 | 9 | 55.144
2023 | 1 | 18 | 10 | 51.6038
2023 | 1 | 18 | 11 | 48.8444
2023 | 1 | 18 | 12 | 48.1771
2023 | 1 | 18 | 13 | 48.1804
2023 | 1 | 18 | 14 | 48.0831
2023 | 1 | 18 | 15 | 48.2659
2023 | 1 | 18 | 16 | 50.8376
2023 | 1 | 18 | 17 | 58.1759
2023 | 1 | 18 | 18 | 63.0675
2023 | 1 | 18 | 19 | 60.6541
2023 | 1 | 18 | 20 | 58.9441
2023 | 1 | 18 | 21 | 56.6869
2023 | 1 | 18 | 22 | 53.798
2023 | 1 | 18 | 23 | 50.0492
2023 | 1 | 19 | 0 | 46.4136
2023 | 1 | 19 | 1 | 44.1104
2023 | 1 | 19 | 2 | 42.6763
2023 | 1 | 19 | 3 | 42.3054
2023 | 1 | 19 | 4 | 42.4204
2023 | 1 | 19 | 5 | 43.1071
2023 | 1 | 19 | 6 | 45.6272
2023 | 1 | 19 | 7 | 50.4397
2023 | 1 | 19 | 8 | 56.7617
2023 | 1 | 19 | 9 | 57.6496
2023 | 1 | 19 | 10 | 54.1476
2023 | 1 | 19 | 11 | 50.8289
2023 | 1 | 19 | 12 | 48.8155
2023 | 1 | 19 | 13 | 48.4532
2023 | 1 | 19 | 14 | 48.7788
2023 | 1 | 19 | 15 | 49.4228
2023 | 1 | 19 | 16 | 52.1143
2023 | 1 | 19 | 17 | 59.3311
2023 | 1 | 19 | 18 | 65.5066
2023 | 1 | 19 | 19 | 63.2967
2023 | 1 | 19 | 20 | 61.6854
2023 | 1 | 19 | 21 | 59.6064
2023 | 1 | 19 | 22 | 56.9166
2023 | 1 | 19 | 23 | 53.0933
2023 | 1 | 20 | 0 | 49.1366
2023 | 1 | 20 | 1 | 47.177
2023 | 1 | 20 | 2 | 45.7216
2023 | 1 | 20 | 3 | 45.268
2023 | 1 | 20 | 4 | 45.335
2023 | 1 | 20 | 5 | 45.8883
2023 | 1 | 20 | 6 | 48.5005
2023 | 1 | 20 | 7 | 53.1589
2023 | 1 | 20 | 8 | 58.159
2023 | 1 | 20 | 9 | 56.7645
2023 | 1 | 20 | 10 | 51.8636
2023 | 1 | 20 | 11 | 48.7606
2023 | 1 | 20 | 12 | 49.64
2023 | 1 | 20 | 13 | 49.0739
2023 | 1 | 20 | 14 | 48.5468
2023 | 1 | 20 | 15 | 48.6676
2023 | 1 | 20 | 16 | 51.6614
2023 | 1 | 20 | 17 | 58.3914
2023 | 1 | 20 | 18 | 63.5669
2023 | 1 | 20 | 19 | 61.839
2023 | 1 | 20 | 20 | 60.2656
2023 | 1 | 20 | 21 | 58.3108
2023 | 1 | 20 | 22 | 55.9409
2023 | 1 | 20 | 23 | 52.1669
2023 | 1 | 21 | 0 | 49.5081
2023 | 1 | 21 | 1 | 45.0736
2023 | 1 | 21 | 2 | 43.4436
2023 | 1 | 21 | 3 | 42.665
2023 | 1 | 21 | 4 | 42.3014
2023 | 1 | 21 | 5 | 42.2316
2023 | 1 | 21 | 6 | 42.7537
2023 | 1 | 21 | 7 | 45.5356
2023 | 1 | 21 | 8 | 51.3282
2023 | 1 | 21 | 9 | 53.7811
2023 | 1 | 21 | 10 | 51.7184
2023 | 1 | 21 | 11 | 49.3251
2023 | 1 | 21 | 12 | 46.9171
2023 | 1 | 21 | 13 | 46.0033
2023 | 1 | 21 | 14 | 45.1696
2023 | 1 | 21 | 15 | 45.6201
2023 | 1 | 21 | 16 | 49.0765
2023 | 1 | 21 | 17 | 55.7679
2023 | 1 | 21 | 18 | 62.317
2023 | 1 | 21 | 19 | 59.406
2023 | 1 | 21 | 20 | 56.0183
2023 | 1 | 21 | 21 | 53.3166
2023 | 1 | 21 | 22 | 50.9603
2023 | 1 | 21 | 23 | 48.0741
2023 | 1 | 22 | 0 | 44.9125
2023 | 1 | 22 | 1 | 44.4736
2023 | 1 | 22 | 2 | 43.1576
2023 | 1 | 22 | 3 | 42.6143
2023 | 1 | 22 | 4 | 42.6115
2023 | 1 | 22 | 5 | 42.7509
2023 | 1 | 22 | 6 | 43.5011
2023 | 1 | 22 | 7 | 45.9424
2023 | 1 | 22 | 8 | 51.8485
2023 | 1 | 22 | 9 | 54.414
2023 | 1 | 22 | 10 | 52.8246
2023 | 1 | 22 | 11 | 49.9011
2023 | 1 | 22 | 12 | 47.9691
2023 | 1 | 22 | 13 | 47.3697
2023 | 1 | 22 | 14 | 47.1254
2023 | 1 | 22 | 15 | 48.3281
2023 | 1 | 22 | 16 | 52.8975
2023 | 1 | 22 | 17 | 60.8164
2023 | 1 | 22 | 18 | 65.2989
2023 | 1 | 22 | 19 | 63.6849
2023 | 1 | 22 | 20 | 61.0802
2023 | 1 | 22 | 21 | 58.6147
2023 | 1 | 22 | 22 | 55.8919
2023 | 1 | 22 | 23 | 52.6983
2023 | 1 | 23 | 0 | 50.1411
2023 | 1 | 23 | 1 | 48.397
2023 | 1 | 23 | 2 | 47.4573
2023 | 1 | 23 | 3 | 47.3725
2023 | 1 | 23 | 4 | 47.7483
2023 | 1 | 23 | 5 | 48.511
2023 | 1 | 23 | 6 | 50.5415
2023 | 1 | 23 | 7 | 55.486
2023 | 1 | 23 | 8 | 61.8709
2023 | 1 | 23 | 9 | 61.1924
2023 | 1 | 23 | 10 | 57.288
2023 | 1 | 23 | 11 | 54.1348
2023 | 1 | 23 | 12 | 52.4983
2023 | 1 | 23 | 13 | 51.7214
2023 | 1 | 23 | 14 | 50.9823
2023 | 1 | 23 | 15 | 51.8625
2023 | 1 | 23 | 16 | 54.789
2023 | 1 | 23 | 17 | 61.5388
2023 | 1 | 23 | 18 | 68.7581
2023 | 1 | 23 | 19 | 68.7483
2023 | 1 | 23 | 20 | 67.8281
2023 | 1 | 23 | 21 | 65.8188
2023 | 1 | 23 | 22 | 63.1809
2023 | 1 | 23 | 23 | 59.5005
2023 | 1 | 24 | 0 | 54.1405
2023 | 1 | 24 | 1 | 54.8368
2023 | 1 | 24 | 2 | 53.8193
2023 | 1 | 24 | 3 | 53.8293
2023 | 1 | 24 | 4 | 54.264
2023 | 1 | 24 | 5 | 55.0372
2023 | 1 | 24 | 6 | 56.3357
2023 | 1 | 24 | 7 | 61.3198
2023 | 1 | 24 | 8 | 66.8731
2023 | 1 | 24 | 9 | 64.7809
2023 | 1 | 24 | 10 | 59.3654
2023 | 1 | 24 | 11 | 54.6894
2023 | 1 | 24 | 12 | 54.6493
2023 | 1 | 24 | 13 | 54.0764
2023 | 1 | 24 | 14 | 53.7361
2023 | 1 | 24 | 15 | 55.3357
2023 | 1 | 24 | 16 | 58.9204
2023 | 1 | 24 | 17 | 65.6901
2023 | 1 | 24 | 18 | 73.513
2023 | 1 | 24 | 19 | 72.7063
2023 | 1 | 24 | 20 | 71.6103
2023 | 1 | 24 | 21 | 69.6155
2023 | 1 | 24 | 22 | 66.8959
2023 | 1 | 24 | 23 | 63.0427
2023 | 1 | 25 | 0 | 58.3084
2023 | 1 | 25 | 1 | 57.0562
2023 | 1 | 25 | 2 | 55.9138
2023 | 1 | 25 | 3 | 55.6836
2023 | 1 | 25 | 4 | 55.91
2023 | 1 | 25 | 5 | 56.4223
2023 | 1 | 25 | 6 | 57.895
2023 | 1 | 25 | 7 | 62.4797
2023 | 1 | 25 | 8 | 68.023
2023 | 1 | 25 | 9 | 66.4799
2023 | 1 | 25 | 10 | 61.5065
2023 | 1 | 25 | 11 | 57.3902
2023 | 1 | 25 | 12 | 56.659
2023 | 1 | 25 | 13 | 56.1292
2023 | 1 | 25 | 14 | 55.5813
2023 | 1 | 25 | 15 | 55.7923
2023 | 1 | 25 | 16 | 57.8268
2023 | 1 | 25 | 17 | 64.2956
2023 | 1 | 25 | 18 | 71.0623
2023 | 1 | 25 | 19 | 69.6932
2023 | 1 | 25 | 20 | 68.465
2023 | 1 | 25 | 21 | 66.3301
2023 | 1 | 25 | 22 | 63.2945
2023 | 1 | 25 | 23 | 59.2749
2023 | 1 | 26 | 0 | 57.1157
2023 | 1 | 26 | 1 | 53.0131
2023 | 1 | 26 | 2 | 51.6032
2023 | 1 | 26 | 3 | 51.1398
2023 | 1 | 26 | 4 | 51.1015
2023 | 1 | 26 | 5 | 51.5133
2023 | 1 | 26 | 6 | 53.5389
2023 | 1 | 26 | 7 | 58.136
2023 | 1 | 26 | 8 | 64.4416
2023 | 1 | 26 | 9 | 65.2973
2023 | 1 | 26 | 10 | 61.4143
2023 | 1 | 26 | 11 | 57.6127
2023 | 1 | 26 | 12 | 55.2705
2023 | 1 | 26 | 13 | 54.6855
2023 | 1 | 26 | 14 | 54.9034
2023 | 1 | 26 | 15 | 55.1705
2023 | 1 | 26 | 16 | 57.1641
2023 | 1 | 26 | 17 | 63.2361
2023 | 1 | 26 | 18 | 69
2023 | 1 | 26 | 19 | 68.2416
2023 | 1 | 26 | 20 | 67.1923
2023 | 1 | 26 | 21 | 65.3907
2023 | 1 | 26 | 22 | 62.7909
2023 | 1 | 26 | 23 | 58.9299
2023 | 1 | 27 | 0 | 52.5882
2023 | 1 | 27 | 1 | 51.8135
2023 | 1 | 27 | 2 | 50.4995
2023 | 1 | 27 | 3 | 50.2117
2023 | 1 | 27 | 4 | 50.4288
2023 | 1 | 27 | 5 | 51.0972
2023 | 1 | 27 | 6 | 52.7117
2023 | 1 | 27 | 7 | 57.8471
2023 | 1 | 27 | 8 | 64.8957
2023 | 1 | 27 | 9 | 65.4712
2023 | 1 | 27 | 10 | 60.1318
2023 | 1 | 27 | 11 | 55.4261
2023 | 1 | 27 | 12 | 52.1302
2023 | 1 | 27 | 13 | 51.2917
2023 | 1 | 27 | 14 | 50.8622
2023 | 1 | 27 | 15 | 50.9604
2023 | 1 | 27 | 16 | 53.9565
2023 | 1 | 27 | 17 | 59.9191
2023 | 1 | 27 | 18 | 69.6181
2023 | 1 | 27 | 19 | 68.5289
2023 | 1 | 27 | 20 | 67.2238
2023 | 1 | 27 | 21 | 65.557
2023 | 1 | 27 | 22 | 63.1779
2023 | 1 | 27 | 23 | 59.406
2023 | 1 | 28 | 0 | 55.559
2023 | 1 | 28 | 1 | 51.5757
2023 | 1 | 28 | 2 | 50.3524
2023 | 1 | 28 | 3 | 49.8682
2023 | 1 | 28 | 4 | 49.8073
2023 | 1 | 28 | 5 | 50.1211
2023 | 1 | 28 | 6 | 51.814
2023 | 1 | 28 | 7 | 54.6205
2023 | 1 | 28 | 8 | 58.8971
2023 | 1 | 28 | 9 | 60.5671
2023 | 1 | 28 | 10 | 59.2421
2023 | 1 | 28 | 11 | 55.7004
2023 | 1 | 28 | 12 | 51.5181
2023 | 1 | 28 | 13 | 51.0369
2023 | 1 | 28 | 14 | 50.1754
2023 | 1 | 28 | 15 | 50.4131
2023 | 1 | 28 | 16 | 51.9368
2023 | 1 | 28 | 17 | 56.5833
2023 | 1 | 28 | 18 | 69.8126
2023 | 1 | 28 | 19 | 68.8084
2023 | 1 | 28 | 20 | 65.584
2023 | 1 | 28 | 21 | 62.958
2023 | 1 | 28 | 22 | 60.3783
2023 | 1 | 28 | 23 | 57.3106
2023 | 1 | 29 | 0 | 53.1951
2023 | 1 | 29 | 1 | 50.9143
2023 | 1 | 29 | 2 | 49.6681
2023 | 1 | 29 | 3 | 49.2053
2023 | 1 | 29 | 4 | 49.1583
2023 | 1 | 29 | 5 | 49.4221
2023 | 1 | 29 | 6 | 50.1724
2023 | 1 | 29 | 7 | 52.1641
2023 | 1 | 29 | 8 | 56.1754
2023 | 1 | 29 | 9 | 56.6572
2023 | 1 | 29 | 10 | 54.2586
2023 | 1 | 29 | 11 | 51.3677
2023 | 1 | 29 | 12 | 50.6812
2023 | 1 | 29 | 13 | 49.937
2023 | 1 | 29 | 14 | 49.3859
2023 | 1 | 29 | 15 | 50.4559
2023 | 1 | 29 | 16 | 54.1645
2023 | 1 | 29 | 17 | 61.0221
2023 | 1 | 29 | 18 | 68.6865
2023 | 1 | 29 | 19 | 67.6495
2023 | 1 | 29 | 20 | 64.854
2023 | 1 | 29 | 21 | 62.2641
2023 | 1 | 29 | 22 | 59.2422
2023 | 1 | 29 | 23 | 55.9217
2023 | 1 | 30 | 0 | 52.9709
2023 | 1 | 30 | 1 | 49.9577
2023 | 1 | 30 | 2 | 48.8793
2023 | 1 | 30 | 3 | 48.6222
2023 | 1 | 30 | 4 | 48.79
2023 | 1 | 30 | 5 | 49.3668
2023 | 1 | 30 | 6 | 51.5491
2023 | 1 | 30 | 7 | 56.3536
2023 | 1 | 30 | 8 | 62.8976
2023 | 1 | 30 | 9 | 62.7575
2023 | 1 | 30 | 10 | 58.6447
2023 | 1 | 30 | 11 | 55.437
2023 | 1 | 30 | 12 | 52.6025
2023 | 1 | 30 | 13 | 51.8191
2023 | 1 | 30 | 14 | 51.8552
2023 | 1 | 30 | 15 | 52.0644
2023 | 1 | 30 | 16 | 53.6283
2023 | 1 | 30 | 17 | 59.2857
2023 | 1 | 30 | 18 | 66.7681
2023 | 1 | 30 | 19 | 65.4082
2023 | 1 | 30 | 20 | 63.8224
2023 | 1 | 30 | 21 | 61.4335
2023 | 1 | 30 | 22 | 58.333
2023 | 1 | 30 | 23 | 54.4344
2023 | 1 | 31 | 0 | 53.2099
2023 | 1 | 31 | 1 | 49.5033
2023 | 1 | 31 | 2 | 48.1258
2023 | 1 | 31 | 3 | 47.7765
2023 | 1 | 31 | 4 | 47.8241
2023 | 1 | 31 | 5 | 48.3113
2023 | 1 | 31 | 6 | 50.575
2023 | 1 | 31 | 7 | 55.4562
2023 | 1 | 31 | 8 | 61.5906
2023 | 1 | 31 | 9 | 61.2708
2023 | 1 | 31 | 10 | 56.2617
2023 | 1 | 31 | 11 | 52.5785
2023 | 1 | 31 | 12 | 50.6408
2023 | 1 | 31 | 13 | 49.7172
2023 | 1 | 31 | 14 | 50.0131
2023 | 1 | 31 | 15 | 50.4341
2023 | 1 | 31 | 16 | 52.5354
2023 | 1 | 31 | 17 | 57.6624
2023 | 1 | 31 | 18 | 64.3344
2023 | 1 | 31 | 19 | 63.5039
2023 | 1 | 31 | 20 | 62.2084
2023 | 1 | 31 | 21 | 60.1006
2023 | 1 | 31 | 22 | 57.2208
2023 | 1 | 31 | 23 | 53.392
2023 | 2 | 1 | 0 | 51.1323
2023 | 2 | 1 | 1 | 47.8103
2023 | 2 | 1 | 2 | 46.4843
2023 | 2 | 1 | 3 | 46.1151
2023 | 2 | 1 | 4 | 46.2109
2023 | 2 | 1 | 5 | 46.5971
2023 | 2 | 1 | 6 | 48.1063
2023 | 2 | 1 | 7 | 52.5688
2023 | 2 | 1 | 8 | 58.1861
2023 | 2 | 1 | 9 | 57.7434
2023 | 2 | 1 | 10 | 54.4864
2023 | 2 | 1 | 11 | 52.7859
2023 | 2 | 1 | 12 | 52.3662
2023 | 2 | 1 | 13 | 51.4931
2023 | 2 | 1 | 14 | 51.0667
2023 | 2 | 1 | 15 | 50.5071
2023 | 2 | 1 | 16 | 51.7541
2023 | 2 | 1 | 17 | 57.0957
2023 | 2 | 1 | 18 | 62.3034
2023 | 2 | 1 | 19 | 62.2371
2023 | 2 | 1 | 20 | 61.3914
2023 | 2 | 1 | 21 | 59.4372
2023 | 2 | 1 | 22 | 56.6811
2023 | 2 | 1 | 23 | 53.0554
2023 | 2 | 2 | 0 | 49.5008
2023 | 2 | 2 | 1 | 45.3457
2023 | 2 | 2 | 2 | 43.7088
2023 | 2 | 2 | 3 | 43.037
2023 | 2 | 2 | 4 | 42.828
2023 | 2 | 2 | 5 | 43.0861
2023 | 2 | 2 | 6 | 44.8153
2023 | 2 | 2 | 7 | 49.1432
2023 | 2 | 2 | 8 | 54.5143
2023 | 2 | 2 | 9 | 54.6283
2023 | 2 | 2 | 10 | 52.3777
2023 | 2 | 2 | 11 | 51.2447
2023 | 2 | 2 | 12 | 49.9901
2023 | 2 | 2 | 13 | 49.2784
2023 | 2 | 2 | 14 | 48.8924
2023 | 2 | 2 | 15 | 48.4128
2023 | 2 | 2 | 16 | 49.5632
2023 | 2 | 2 | 17 | 54.7119
2023 | 2 | 2 | 18 | 59.2128
2023 | 2 | 2 | 19 | 58.1304
2023 | 2 | 2 | 20 | 56.7305
2023 | 2 | 2 | 21 | 54.5775
2023 | 2 | 2 | 22 | 52.0049
2023 | 2 | 2 | 23 | 48.4323
2023 | 2 | 3 | 0 | 45.452
2023 | 2 | 3 | 1 | 44.186
2023 | 2 | 3 | 2 | 42.8545
2023 | 2 | 3 | 3 | 42.6537
2023 | 2 | 3 | 4 | 43.0348
2023 | 2 | 3 | 5 | 43.8754
2023 | 2 | 3 | 6 | 46.6001
2023 | 2 | 3 | 7 | 52.1708
2023 | 2 | 3 | 8 | 60.4431
2023 | 2 | 3 | 9 | 61.7867
2023 | 2 | 3 | 10 | 57.7497
2023 | 2 | 3 | 11 | 53.4171
2023 | 2 | 3 | 12 | 50.8686
2023 | 2 | 3 | 13 | 50.015
2023 | 2 | 3 | 14 | 49.8571
2023 | 2 | 3 | 15 | 50.7892
2023 | 2 | 3 | 16 | 55.0025
2023 | 2 | 3 | 17 | 62.2125
2023 | 2 | 3 | 18 | 68.5289
2023 | 2 | 3 | 19 | 67.9583
2023 | 2 | 3 | 20 | 66.6239
2023 | 2 | 3 | 21 | 64.9308
2023 | 2 | 3 | 22 | 62.7514
2023 | 2 | 3 | 23 | 59.2659
2023 | 2 | 4 | 0 | 53.3663
2023 | 2 | 4 | 1 | 51.8275
2023 | 2 | 4 | 2 | 50.5541
2023 | 2 | 4 | 3 | 50.1392
2023 | 2 | 4 | 4 | 50.0641
2023 | 2 | 4 | 5 | 50.1641
2023 | 2 | 4 | 6 | 51.3127
2023 | 2 | 4 | 7 | 53.9086
2023 | 2 | 4 | 8 | 57.5296
2023 | 2 | 4 | 9 | 56.5366
2023 | 2 | 4 | 10 | 55.5509
2023 | 2 | 4 | 11 | 53.2441
2023 | 2 | 4 | 12 | 50.7731
2023 | 2 | 4 | 13 | 49.5084
2023 | 2 | 4 | 14 | 48.3012
2023 | 2 | 4 | 15 | 48.2406
2023 | 2 | 4 | 16 | 49.5765
2023 | 2 | 4 | 17 | 54.4045
2023 | 2 | 4 | 18 | 64.2049
2023 | 2 | 4 | 19 | 64.3397
2023 | 2 | 4 | 20 | 61.6879
2023 | 2 | 4 | 21 | 59.0954
2023 | 2 | 4 | 22 | 56.6049
2023 | 2 | 4 | 23 | 53.6827
2023 | 2 | 5 | 0 | 52.1965
2023 | 2 | 5 | 1 | 46.0747
2023 | 2 | 5 | 2 | 44.399
2023 | 2 | 5 | 3 | 43.6154
2023 | 2 | 5 | 4 | 43.2229
2023 | 2 | 5 | 5 | 43.0301
2023 | 2 | 5 | 6 | 42.9111
2023 | 2 | 5 | 7 | 44.8152
2023 | 2 | 5 | 8 | 50.5387
2023 | 2 | 5 | 9 | 52.7669
2023 | 2 | 5 | 10 | 51.4545
2023 | 2 | 5 | 11 | 50.1227
2023 | 2 | 5 | 12 | 48.0513
2023 | 2 | 5 | 13 | 46.7713
2023 | 2 | 5 | 14 | 45.961
2023 | 2 | 5 | 15 | 46.7201
2023 | 2 | 5 | 16 | 50.7506
2023 | 2 | 5 | 17 | 57.8637
2023 | 2 | 5 | 18 | 60.3275
2023 | 2 | 5 | 19 | 58.5
2023 | 2 | 5 | 20 | 55.5652
2023 | 2 | 5 | 21 | 52.7261
2023 | 2 | 5 | 22 | 49.7683
2023 | 2 | 5 | 23 | 46.683
2023 | 2 | 6 | 0 | 45.0794
2023 | 2 | 6 | 1 | 43.9528
2023 | 2 | 6 | 2 | 42.8119
2023 | 2 | 6 | 3 | 42.5433
2023 | 2 | 6 | 4 | 42.7147
2023 | 2 | 6 | 5 | 43.2901
2023 | 2 | 6 | 6 | 45.267
2023 | 2 | 6 | 7 | 50.16
2023 | 2 | 6 | 8 | 57.1731
2023 | 2 | 6 | 9 | 57.4628
2023 | 2 | 6 | 10 | 54.5203
2023 | 2 | 6 | 11 | 52.6817
2023 | 2 | 6 | 12 | 50.4944
2023 | 2 | 6 | 13 | 49.7319
2023 | 2 | 6 | 14 | 49.8145
2023 | 2 | 6 | 15 | 49.9011
2023 | 2 | 6 | 16 | 51.3488
2023 | 2 | 6 | 17 | 56.9569
2023 | 2 | 6 | 18 | 63.9037
2023 | 2 | 6 | 19 | 63.125
2023 | 2 | 6 | 20 | 61.5803
2023 | 2 | 6 | 21 | 59.2418
2023 | 2 | 6 | 22 | 56.3491
2023 | 2 | 6 | 23 | 52.8098
2023 | 2 | 7 | 0 | 49.5227
2023 | 2 | 7 | 1 | 45.3874
2023 | 2 | 7 | 2 | 43.9826
2023 | 2 | 7 | 3 | 43.6047
2023 | 2 | 7 | 4 | 43.6882
2023 | 2 | 7 | 5 | 44.1417
2023 | 2 | 7 | 6 | 46.4729
2023 | 2 | 7 | 7 | 51.4132
2023 | 2 | 7 | 8 | 57.6432
2023 | 2 | 7 | 9 | 57.3352
2023 | 2 | 7 | 10 | 53.6912
2023 | 2 | 7 | 11 | 51.5758
2023 | 2 | 7 | 12 | 50.8317
2023 | 2 | 7 | 13 | 49.5522
2023 | 2 | 7 | 14 | 49.209
2023 | 2 | 7 | 15 | 49.5532
2023 | 2 | 7 | 16 | 51.7999
2023 | 2 | 7 | 17 | 56.7436
2023 | 2 | 7 | 18 | 61.2857
2023 | 2 | 7 | 19 | 60.6482
2023 | 2 | 7 | 20 | 59.3162
2023 | 2 | 7 | 21 | 57.0162
2023 | 2 | 7 | 22 | 54.2645
2023 | 2 | 7 | 23 | 50.7166
2023 | 2 | 8 | 0 | 48.4336
2023 | 2 | 8 | 1 | 44.234
2023 | 2 | 8 | 2 | 42.7943
2023 | 2 | 8 | 3 | 42.3316
2023 | 2 | 8 | 4 | 42.3439
2023 | 2 | 8 | 5 | 42.7542
2023 | 2 | 8 | 6 | 45.3689
2023 | 2 | 8 | 7 | 49.9481
2023 | 2 | 8 | 8 | 55.8838
2023 | 2 | 8 | 9 | 55.4287
2023 | 2 | 8 | 10 | 52.1886
2023 | 2 | 8 | 11 | 50.0321
2023 | 2 | 8 | 12 | 48.9797
2023 | 2 | 8 | 13 | 48.5943
2023 | 2 | 8 | 14 | 48.3829
2023 | 2 | 8 | 15 | 48.0515
2023 | 2 | 8 | 16 | 49.4308
2023 | 2 | 8 | 17 | 55.2595
2023 | 2 | 8 | 18 | 61.5423
2023 | 2 | 8 | 19 | 60.6938
2023 | 2 | 8 | 20 | 59.2183
2023 | 2 | 8 | 21 | 56.948
2023 | 2 | 8 | 22 | 54.1165
2023 | 2 | 8 | 23 | 50.5354
2023 | 2 | 9 | 0 | 46.1971
2023 | 2 | 9 | 1 | 43.011
2023 | 2 | 9 | 2 | 41.5057
2023 | 2 | 9 | 3 | 41.0133
2023 | 2 | 9 | 4 | 40.9936
2023 | 2 | 9 | 5 | 41.5096
2023 | 2 | 9 | 6 | 43.5702
2023 | 2 | 9 | 7 | 48.2136
2023 | 2 | 9 | 8 | 54.0894
2023 | 2 | 9 | 9 | 53.5888
2023 | 2 | 9 | 10 | 50.052
2023 | 2 | 9 | 11 | 48.0597
2023 | 2 | 9 | 12 | 47.2918
2023 | 2 | 9 | 13 | 46.9181
2023 | 2 | 9 | 14 | 47.0458
2023 | 2 | 9 | 15 | 47.018
2023 | 2 | 9 | 16 | 48.4207
2023 | 2 | 9 | 17 | 54.2653
2023 | 2 | 9 | 18 | 60.3597
2023 | 2 | 9 | 19 | 59.6889
2023 | 2 | 9 | 20 | 58.2078
2023 | 2 | 9 | 21 | 56.0748
2023 | 2 | 9 | 22 | 53.4803
2023 | 2 | 9 | 23 | 49.9096
2023 | 2 | 10 | 0 | 45.8212
2023 | 2 | 10 | 1 | 43.1702
2023 | 2 | 10 | 2 | 41.729
2023 | 2 | 10 | 3 | 41.3268
2023 | 2 | 10 | 4 | 41.4726
2023 | 2 | 10 | 5 | 42.1144
2023 | 2 | 10 | 6 | 44.4818
2023 | 2 | 10 | 7 | 49.6694
2023 | 2 | 10 | 8 | 56.6576
2023 | 2 | 10 | 9 | 56.5465
2023 | 2 | 10 | 10 | 52.1002
2023 | 2 | 10 | 11 | 48.9063
2023 | 2 | 10 | 12 | 47.3786
2023 | 2 | 10 | 13 | 46.7075
2023 | 2 | 10 | 14 | 46.5142
2023 | 2 | 10 | 15 | 46.5508
2023 | 2 | 10 | 16 | 49.1689
2023 | 2 | 10 | 17 | 55.338
2023 | 2 | 10 | 18 | 61.7391
2023 | 2 | 10 | 19 | 61.1959
2023 | 2 | 10 | 20 | 59.6155
2023 | 2 | 10 | 21 | 57.6375
2023 | 2 | 10 | 22 | 55.3614
2023 | 2 | 10 | 23 | 51.874
2023 | 2 | 11 | 0 | 47.8574
2023 | 2 | 11 | 1 | 46.8259
2023 | 2 | 11 | 2 | 45.5417
2023 | 2 | 11 | 3 | 45.0708
2023 | 2 | 11 | 4 | 45.0815
2023 | 2 | 11 | 5 | 45.2861
2023 | 2 | 11 | 6 | 46.2885
2023 | 2 | 11 | 7 | 49.3242
2023 | 2 | 11 | 8 | 54.5953
2023 | 2 | 11 | 9 | 55.0413
2023 | 2 | 11 | 10 | 53.3935
2023 | 2 | 11 | 11 | 50.7925
2023 | 2 | 11 | 12 | 46.6549
2023 | 2 | 11 | 13 | 45.1424
2023 | 2 | 11 | 14 | 44.5506
2023 | 2 | 11 | 15 | 44.7762
2023 | 2 | 11 | 16 | 46.9851
2023 | 2 | 11 | 17 | 52.7994
2023 | 2 | 11 | 18 | 61.3706
2023 | 2 | 11 | 19 | 61.9754
2023 | 2 | 11 | 20 | 59.4148
2023 | 2 | 11 | 21 | 56.9882
2023 | 2 | 11 | 22 | 54.7454
2023 | 2 | 11 | 23 | 51.9354
2023 | 2 | 12 | 0 | 51.0686
2023 | 2 | 12 | 1 | 45.2334
2023 | 2 | 12 | 2 | 43.7259
2023 | 2 | 12 | 3 | 43.109
2023 | 2 | 12 | 4 | 42.8687
2023 | 2 | 12 | 5 | 42.7698
2023 | 2 | 12 | 6 | 43.2916
2023 | 2 | 12 | 7 | 45.2658
2023 | 2 | 12 | 8 | 50.3943
2023 | 2 | 12 | 9 | 51.175
2023 | 2 | 12 | 10 | 49.4197
2023 | 2 | 12 | 11 | 47.4605
2023 | 2 | 12 | 12 | 45.1893
2023 | 2 | 12 | 13 | 44.3329
2023 | 2 | 12 | 14 | 44.357
2023 | 2 | 12 | 15 | 44.5711
2023 | 2 | 12 | 16 | 47.0424
2023 | 2 | 12 | 17 | 52.8623
2023 | 2 | 12 | 18 | 58.9392
2023 | 2 | 12 | 19 | 58.2906
2023 | 2 | 12 | 20 | 55.6125
2023 | 2 | 12 | 21 | 52.8031
2023 | 2 | 12 | 22 | 49.789
2023 | 2 | 12 | 23 | 46.6682
2023 | 2 | 13 | 0 | 45.186
2023 | 2 | 13 | 1 | 43.1132
2023 | 2 | 13 | 2 | 41.9829
2023 | 2 | 13 | 3 | 41.6838
2023 | 2 | 13 | 4 | 41.8068
2023 | 2 | 13 | 5 | 42.3929
2023 | 2 | 13 | 6 | 44.6601
2023 | 2 | 13 | 7 | 49.4816
2023 | 2 | 13 | 8 | 56.0618
2023 | 2 | 13 | 9 | 55.3344
2023 | 2 | 13 | 10 | 51.9828
2023 | 2 | 13 | 11 | 49.9581
2023 | 2 | 13 | 12 | 47.5454
2023 | 2 | 13 | 13 | 47.3515
2023 | 2 | 13 | 14 | 47.7239
2023 | 2 | 13 | 15 | 47.6359
2023 | 2 | 13 | 16 | 48.3686
2023 | 2 | 13 | 17 | 53.7682
2023 | 2 | 13 | 18 | 62.1298
2023 | 2 | 13 | 19 | 61.8677
2023 | 2 | 13 | 20 | 60.2166
2023 | 2 | 13 | 21 | 57.7848
2023 | 2 | 13 | 22 | 54.9151
2023 | 2 | 13 | 23 | 51.4177
2023 | 2 | 14 | 0 | 46.917
2023 | 2 | 14 | 1 | 47.527
2023 | 2 | 14 | 2 | 46.484
2023 | 2 | 14 | 3 | 46.5713
2023 | 2 | 14 | 4 | 47.1762
2023 | 2 | 14 | 5 | 48.1836
2023 | 2 | 14 | 6 | 51.2301
2023 | 2 | 14 | 7 | 56.7845
2023 | 2 | 14 | 8 | 63.9903
2023 | 2 | 14 | 9 | 62.7498
2023 | 2 | 14 | 10 | 57.5213
2023 | 2 | 14 | 11 | 52.8518
2023 | 2 | 14 | 12 | 52.1168
2023 | 2 | 14 | 13 | 50.9821
2023 | 2 | 14 | 14 | 51.5084
2023 | 2 | 14 | 15 | 53.1637
2023 | 2 | 14 | 16 | 56.9947
2023 | 2 | 14 | 17 | 63.0379
2023 | 2 | 14 | 18 | 71.6152
2023 | 2 | 14 | 19 | 73.0199
2023 | 2 | 14 | 20 | 72.2971
2023 | 2 | 14 | 21 | 70.5116
2023 | 2 | 14 | 22 | 68.0368
2023 | 2 | 14 | 23 | 64.5934
2023 | 2 | 15 | 0 | 57.1661
2023 | 2 | 15 | 1 | 57.4401
2023 | 2 | 15 | 2 | 56.5209
2023 | 2 | 15 | 3 | 56.4737
2023 | 2 | 15 | 4 | 56.9572
2023 | 2 | 15 | 5 | 57.6508
2023 | 2 | 15 | 6 | 57.6695
2023 | 2 | 15 | 7 | 62.5101
2023 | 2 | 15 | 8 | 68.4225
2023 | 2 | 15 | 9 | 66.4798
2023 | 2 | 15 | 10 | 62.0871
2023 | 2 | 15 | 11 | 58.0208
2023 | 2 | 15 | 12 | 57.3671
2023 | 2 | 15 | 13 | 56.3271
2023 | 2 | 15 | 14 | 56.1185
2023 | 2 | 15 | 15 | 56.493
2023 | 2 | 15 | 16 | 58.5017
2023 | 2 | 15 | 17 | 64.1425
2023 | 2 | 15 | 18 | 69.9077
2023 | 2 | 15 | 19 | 71.2656
2023 | 2 | 15 | 20 | 70.5986
2023 | 2 | 15 | 21 | 68.52
2023 | 2 | 15 | 22 | 65.7527
2023 | 2 | 15 | 23 | 62.0098
2023 | 2 | 16 | 0 | 58.6632
2023 | 2 | 16 | 1 | 55.0993
2023 | 2 | 16 | 2 | 53.9236
2023 | 2 | 16 | 3 | 53.6661
2023 | 2 | 16 | 4 | 53.8937
2023 | 2 | 16 | 5 | 54.5053
2023 | 2 | 16 | 6 | 56.8238
2023 | 2 | 16 | 7 | 61.5628
2023 | 2 | 16 | 8 | 67.7034
2023 | 2 | 16 | 9 | 66.7265
2023 | 2 | 16 | 10 | 62.3975
2023 | 2 | 16 | 11 | 58.0157
2023 | 2 | 16 | 12 | 55.2934
2023 | 2 | 16 | 13 | 55.1127
2023 | 2 | 16 | 14 | 56.0307
2023 | 2 | 16 | 15 | 56.3965
2023 | 2 | 16 | 16 | 57.1053
2023 | 2 | 16 | 17 | 62.6748
2023 | 2 | 16 | 18 | 69.9873
2023 | 2 | 16 | 19 | 69.9303
2023 | 2 | 16 | 20 | 68.5882
2023 | 2 | 16 | 21 | 66.4033
2023 | 2 | 16 | 22 | 63.4858
2023 | 2 | 16 | 23 | 59.5328
2023 | 2 | 17 | 0 | 56.0652
2023 | 2 | 17 | 1 | 54.0716
2023 | 2 | 17 | 2 | 52.7346
2023 | 2 | 17 | 3 | 52.3104
2023 | 2 | 17 | 4 | 52.4158
2023 | 2 | 17 | 5 | 52.8931
2023 | 2 | 17 | 6 | 55.4261
2023 | 2 | 17 | 7 | 60.3162
2023 | 2 | 17 | 8 | 66.7155
2023 | 2 | 17 | 9 | 66.0673
2023 | 2 | 17 | 10 | 61.3384
2023 | 2 | 17 | 11 | 57.2741
2023 | 2 | 17 | 12 | 52.5617
2023 | 2 | 17 | 13 | 51.871
2023 | 2 | 17 | 14 | 51.5921
2023 | 2 | 17 | 15 | 50.7396
2023 | 2 | 17 | 16 | 51.4037
2023 | 2 | 17 | 17 | 55.3499
2023 | 2 | 17 | 18 | 63.1218
2023 | 2 | 17 | 19 | 65.5075
2023 | 2 | 17 | 20 | 65.0132
2023 | 2 | 17 | 21 | 63.4768
2023 | 2 | 17 | 22 | 61.2
2023 | 2 | 17 | 23 | 57.5503
2023 | 2 | 18 | 0 | 54.3536
2023 | 2 | 18 | 1 | 49.8061
2023 | 2 | 18 | 2 | 48.5307
2023 | 2 | 18 | 3 | 47.8889
2023 | 2 | 18 | 4 | 47.7608
2023 | 2 | 18 | 5 | 48.0413
2023 | 2 | 18 | 6 | 48.7118
2023 | 2 | 18 | 7 | 51.5592
2023 | 2 | 18 | 8 | 56.2413
2023 | 2 | 18 | 9 | 57.5351
2023 | 2 | 18 | 10 | 55.9259
2023 | 2 | 18 | 11 | 53.1731
2023 | 2 | 18 | 12 | 51.2561
2023 | 2 | 18 | 13 | 51.407
2023 | 2 | 18 | 14 | 51.2014
2023 | 2 | 18 | 15 | 51.2044
2023 | 2 | 18 | 16 | 52.033
2023 | 2 | 18 | 17 | 55.4873
2023 | 2 | 18 | 18 | 62.2667
2023 | 2 | 18 | 19 | 62.9947
2023 | 2 | 18 | 20 | 59.8994
2023 | 2 | 18 | 21 | 57.1778
2023 | 2 | 18 | 22 | 54.6177
2023 | 2 | 18 | 23 | 51.7584
2023 | 2 | 19 | 0 | 49.9414
2023 | 2 | 19 | 1 | 47.3355
2023 | 2 | 19 | 2 | 46.2128
2023 | 2 | 19 | 3 | 45.752
2023 | 2 | 19 | 4 | 45.8573
2023 | 2 | 19 | 5 | 46.1955
2023 | 2 | 19 | 6 | 47.2224
2023 | 2 | 19 | 7 | 49.5684
2023 | 2 | 19 | 8 | 54.3176
2023 | 2 | 19 | 9 | 55.1696
2023 | 2 | 19 | 10 | 53.6137
2023 | 2 | 19 | 11 | 50.6631
2023 | 2 | 19 | 12 | 48.4319
2023 | 2 | 19 | 13 | 48.6014
2023 | 2 | 19 | 14 | 49.1596
2023 | 2 | 19 | 15 | 49.4831
2023 | 2 | 19 | 16 | 50.9935
2023 | 2 | 19 | 17 | 55.5949
2023 | 2 | 19 | 18 | 65.0156
2023 | 2 | 19 | 19 | 65.6497
2023 | 2 | 19 | 20 | 62.8964
2023 | 2 | 19 | 21 | 60.1412
2023 | 2 | 19 | 22 | 57.1348
2023 | 2 | 19 | 23 | 54.0272
2023 | 2 | 20 | 0 | 51.8151
2023 | 2 | 20 | 1 | 50.995
2023 | 2 | 20 | 2 | 49.8639
2023 | 2 | 20 | 3 | 49.3959
2023 | 2 | 20 | 4 | 49.5029
2023 | 2 | 20 | 5 | 49.9765
2023 | 2 | 20 | 6 | 51.9435
2023 | 2 | 20 | 7 | 54.2437
2023 | 2 | 20 | 8 | 57.7589
2023 | 2 | 20 | 9 | 54.0544
2023 | 2 | 20 | 10 | 47.0304
2023 | 2 | 20 | 11 | 43.5121
2023 | 2 | 20 | 12 | 42.9167
2023 | 2 | 20 | 13 | 43.9512
2023 | 2 | 20 | 14 | 43.1269
2023 | 2 | 20 | 15 | 42.4913
2023 | 2 | 20 | 16 | 41.8605
2023 | 2 | 20 | 17 | 48.0465
2023 | 2 | 20 | 18 | 60.2771
2023 | 2 | 20 | 19 | 62.7806
2023 | 2 | 20 | 20 | 61.9
2023 | 2 | 20 | 21 | 59.7094
2023 | 2 | 20 | 22 | 56.8812
2023 | 2 | 20 | 23 | 53.3874
2023 | 2 | 21 | 0 | 51.1366
2023 | 2 | 21 | 1 | 50.8817
2023 | 2 | 21 | 2 | 49.7136
2023 | 2 | 21 | 3 | 49.441
2023 | 2 | 21 | 4 | 49.5488
2023 | 2 | 21 | 5 | 50.032
2023 | 2 | 21 | 6 | 51.2106
2023 | 2 | 21 | 7 | 55.8909
2023 | 2 | 21 | 8 | 60.8729
2023 | 2 | 21 | 9 | 57.5909
2023 | 2 | 21 | 10 | 52.3084
2023 | 2 | 21 | 11 | 49.6128
2023 | 2 | 21 | 12 | 50.8951
2023 | 2 | 21 | 13 | 50.6031
2023 | 2 | 21 | 14 | 50.9735
2023 | 2 | 21 | 15 | 50.965
2023 | 2 | 21 | 16 | 52.004
2023 | 2 | 21 | 17 | 56.2193
2023 | 2 | 21 | 18 | 61.5185
2023 | 2 | 21 | 19 | 61.7018
2023 | 2 | 21 | 20 | 60.41
2023 | 2 | 21 | 21 | 58.0146
2023 | 2 | 21 | 22 | 55.1396
2023 | 2 | 21 | 23 | 51.5326
2023 | 2 | 22 | 0 | 48.7514
2023 | 2 | 22 | 1 | 46.1951
2023 | 2 | 22 | 2 | 44.8114
2023 | 2 | 22 | 3 | 44.4161
2023 | 2 | 22 | 4 | 44.4935
2023 | 2 | 22 | 5 | 45.0845
2023 | 2 | 22 | 6 | 47.1503
2023 | 2 | 22 | 7 | 52.112
2023 | 2 | 22 | 8 | 59.2197
2023 | 2 | 22 | 9 | 58.6954
2023 | 2 | 22 | 10 | 54.3576
2023 | 2 | 22 | 11 | 50.7941
2023 | 2 | 22 | 12 | 48.2856
2023 | 2 | 22 | 13 | 48.5246
2023 | 2 | 22 | 14 | 49.2762
2023 | 2 | 22 | 15 | 48.7471
2023 | 2 | 22 | 16 | 49.8388
2023 | 2 | 22 | 17 | 54.8694
2023 | 2 | 22 | 18 | 61.3851
2023 | 2 | 22 | 19 | 61.7686
2023 | 2 | 22 | 20 | 60.6594
2023 | 2 | 22 | 21 | 58.572
2023 | 2 | 22 | 22 | 55.6708
2023 | 2 | 22 | 23 | 52.1271
2023 | 2 | 23 | 0 | 48.9909
2023 | 2 | 23 | 1 | 48.7645
2023 | 2 | 23 | 2 | 47.7066
2023 | 2 | 23 | 3 | 47.6908
2023 | 2 | 23 | 4 | 48.2048
2023 | 2 | 23 | 5 | 49.242
2023 | 2 | 23 | 6 | 50.5113
2023 | 2 | 23 | 7 | 55.52
2023 | 2 | 23 | 8 | 61.4085
2023 | 2 | 23 | 9 | 59.3819
2023 | 2 | 23 | 10 | 54.593
2023 | 2 | 23 | 11 | 50.5819
2023 | 2 | 23 | 12 | 50.236
2023 | 2 | 23 | 13 | 49.7382
2023 | 2 | 23 | 14 | 50.8119
2023 | 2 | 23 | 15 | 51.2845
2023 | 2 | 23 | 16 | 53.4516
2023 | 2 | 23 | 17 | 58.6201
2023 | 2 | 23 | 18 | 66.0807
2023 | 2 | 23 | 19 | 67.3405
2023 | 2 | 23 | 20 | 66.68
2023 | 2 | 23 | 21 | 64.8494
2023 | 2 | 23 | 22 | 62.2399
2023 | 2 | 23 | 23 | 58.6346
2023 | 2 | 24 | 0 | 55.9325
2023 | 2 | 24 | 1 | 53.1314
2023 | 2 | 24 | 2 | 52.0104
2023 | 2 | 24 | 3 | 51.8127
2023 | 2 | 24 | 4 | 52.1897
2023 | 2 | 24 | 5 | 52.9538
2023 | 2 | 24 | 6 | 54.7623
2023 | 2 | 24 | 7 | 59.793
2023 | 2 | 24 | 8 | 65.4937
2023 | 2 | 24 | 9 | 63.0175
2023 | 2 | 24 | 10 | 57.8119
2023 | 2 | 24 | 11 | 53.4505
2023 | 2 | 24 | 12 | 51.0897
2023 | 2 | 24 | 13 | 50.8513
2023 | 2 | 24 | 14 | 50.8881
2023 | 2 | 24 | 15 | 50.4622
2023 | 2 | 24 | 16 | 51.5983
2023 | 2 | 24 | 17 | 55.9382
2023 | 2 | 24 | 18 | 63.6476
2023 | 2 | 24 | 19 | 66.6297
2023 | 2 | 24 | 20 | 66.4817
2023 | 2 | 24 | 21 | 64.8725
2023 | 2 | 24 | 22 | 62.7202
2023 | 2 | 24 | 23 | 59.1374
2023 | 2 | 25 | 0 | 55.3323
2023 | 2 | 25 | 1 | 51.9237
2023 | 2 | 25 | 2 | 50.8251
2023 | 2 | 25 | 3 | 50.4708
2023 | 2 | 25 | 4 | 50.5142
2023 | 2 | 25 | 5 | 51.0009
2023 | 2 | 25 | 6 | 52.0041
2023 | 2 | 25 | 7 | 54.6037
2023 | 2 | 25 | 8 | 58.192
2023 | 2 | 25 | 9 | 57.4475
2023 | 2 | 25 | 10 | 55.3889
2023 | 2 | 25 | 11 | 52.9001
2023 | 2 | 25 | 12 | 50.2726
2023 | 2 | 25 | 13 | 49.1207
2023 | 2 | 25 | 14 | 48.9491
2023 | 2 | 25 | 15 | 49.1191
2023 | 2 | 25 | 16 | 51.1024
2023 | 2 | 25 | 17 | 55.7005
2023 | 2 | 25 | 18 | 62.5473
2023 | 2 | 25 | 19 | 63.7239
2023 | 2 | 25 | 20 | 61.2003
2023 | 2 | 25 | 21 | 58.6126
2023 | 2 | 25 | 22 | 56.0195
2023 | 2 | 25 | 23 | 53.122
2023 | 2 | 26 | 0 | 52.4337
2023 | 2 | 26 | 1 | 49.0541
2023 | 2 | 26 | 2 | 47.8609
2023 | 2 | 26 | 3 | 47.3779
2023 | 2 | 26 | 4 | 47.3494
2023 | 2 | 26 | 5 | 47.6205
2023 | 2 | 26 | 6 | 48.0324
2023 | 2 | 26 | 7 | 49.9926
2023 | 2 | 26 | 8 | 54.0532
2023 | 2 | 26 | 9 | 55.1672
2023 | 2 | 26 | 10 | 54.2673
2023 | 2 | 26 | 11 | 51.6384
2023 | 2 | 26 | 12 | 47.6074
2023 | 2 | 26 | 13 | 48.4671
2023 | 2 | 26 | 14 | 49.0135
2023 | 2 | 26 | 15 | 48.6077
2023 | 2 | 26 | 16 | 48.8061
2023 | 2 | 26 | 17 | 51.8687
2023 | 2 | 26 | 18 | 60.149
2023 | 2 | 26 | 19 | 62.4328
2023 | 2 | 26 | 20 | 60.666
2023 | 2 | 26 | 21 | 58.1271
2023 | 2 | 26 | 22 | 55.0916
2023 | 2 | 26 | 23 | 51.9684
2023 | 2 | 27 | 0 | 49.6171
2023 | 2 | 27 | 1 | 49.2944
2023 | 2 | 27 | 2 | 48.5759
2023 | 2 | 27 | 3 | 48.6409
2023 | 2 | 27 | 4 | 49.1276
2023 | 2 | 27 | 5 | 49.9978
2023 | 2 | 27 | 6 | 51.3939
2023 | 2 | 27 | 7 | 55.786
2023 | 2 | 27 | 8 | 59.8341
2023 | 2 | 27 | 9 | 56.4995
2023 | 2 | 27 | 10 | 52.8544
2023 | 2 | 27 | 11 | 50.5603
2023 | 2 | 27 | 12 | 48.6168
2023 | 2 | 27 | 13 | 48.9816
2023 | 2 | 27 | 14 | 49.6806
2023 | 2 | 27 | 15 | 48.8308
2023 | 2 | 27 | 16 | 47.8486
2023 | 2 | 27 | 17 | 50.8648
2023 | 2 | 27 | 18 | 63.4753
2023 | 2 | 27 | 19 | 65.7955
2023 | 2 | 27 | 20 | 65.5529
2023 | 2 | 27 | 21 | 63.5074
2023 | 2 | 27 | 22 | 60.6688
2023 | 2 | 27 | 23 | 57.136
2023 | 2 | 28 | 0 | 53.4876
2023 | 2 | 28 | 1 | 51.2175
2023 | 2 | 28 | 2 | 50.2055
2023 | 2 | 28 | 3 | 50.1391
2023 | 2 | 28 | 4 | 50.4885
2023 | 2 | 28 | 5 | 51.197
2023 | 2 | 28 | 6 | 53.3727
2023 | 2 | 28 | 7 | 57.5799
2023 | 2 | 28 | 8 | 60.0344
2023 | 2 | 28 | 9 | 55.1916
2023 | 2 | 28 | 10 | 50.9089
2023 | 2 | 28 | 11 | 48.437
2023 | 2 | 28 | 12 | 47.8689
2023 | 2 | 28 | 13 | 48.2523
2023 | 2 | 28 | 14 | 48.3442
2023 | 2 | 28 | 15 | 47.577
2023 | 2 | 28 | 16 | 46.8949
2023 | 2 | 28 | 17 | 49.0657
2023 | 2 | 28 | 18 | 59.279
2023 | 2 | 28 | 19 | 62.9727
2023 | 2 | 28 | 20 | 63.4425
2023 | 2 | 28 | 21 | 61.7115
2023 | 2 | 28 | 22 | 59.1333
2023 | 2 | 28 | 23 | 55.6151
2023 | 3 | 1 | 0 | 52.3631
2023 | 3 | 1 | 1 | 49.5076
2023 | 3 | 1 | 2 | 48.4448
2023 | 3 | 1 | 3 | 48.2913
2023 | 3 | 1 | 4 | 48.5035
2023 | 3 | 1 | 5 | 48.9606
2023 | 3 | 1 | 6 | 50.9935
2023 | 3 | 1 | 7 | 55.5878
2023 | 3 | 1 | 8 | 59.3768
2023 | 3 | 1 | 9 | 53.4631
2023 | 3 | 1 | 10 | 46.5149
2023 | 3 | 1 | 11 | 44.2013
2023 | 3 | 1 | 12 | 48.7021
2023 | 3 | 1 | 13 | 48.3552
2023 | 3 | 1 | 14 | 48.1387
2023 | 3 | 1 | 15 | 47.4233
2023 | 3 | 1 | 16 | 49.2904
2023 | 3 | 1 | 17 | 55.6196
2023 | 3 | 1 | 18 | 60.8528
2023 | 3 | 1 | 19 | 61.8048
2023 | 3 | 1 | 20 | 61.0396
2023 | 3 | 1 | 21 | 58.948
2023 | 3 | 1 | 22 | 56.0832
2023 | 3 | 1 | 23 | 52.4767
2023 | 3 | 2 | 0 | 49.303
2023 | 3 | 2 | 1 | 47.1278
2023 | 3 | 2 | 2 | 45.8482
2023 | 3 | 2 | 3 | 45.5482
2023 | 3 | 2 | 4 | 45.6589
2023 | 3 | 2 | 5 | 46.1749
2023 | 3 | 2 | 6 | 48.2168
2023 | 3 | 2 | 7 | 53.1763
2023 | 3 | 2 | 8 | 58.5164
2023 | 3 | 2 | 9 | 55.5503
2023 | 3 | 2 | 10 | 49.8538
2023 | 3 | 2 | 11 | 47.0646
2023 | 3 | 2 | 12 | 47.1284
2023 | 3 | 2 | 13 | 46.7602
2023 | 3 | 2 | 14 | 46.9129
2023 | 3 | 2 | 15 | 46.4302
2023 | 3 | 2 | 16 | 48.2036
2023 | 3 | 2 | 17 | 54.2012
2023 | 3 | 2 | 18 | 62.1117
2023 | 3 | 2 | 19 | 62.8918
2023 | 3 | 2 | 20 | 62.0733
2023 | 3 | 2 | 21 | 60.0832
2023 | 3 | 2 | 22 | 57.5271
2023 | 3 | 2 | 23 | 54.0025
2023 | 3 | 3 | 0 | 49.1296
2023 | 3 | 3 | 1 | 50.5299
2023 | 3 | 3 | 2 | 49.5582
2023 | 3 | 3 | 3 | 49.6429
2023 | 3 | 3 | 4 | 50.2582
2023 | 3 | 3 | 5 | 51.1951
2023 | 3 | 3 | 6 | 53.267
2023 | 3 | 3 | 7 | 58.7726
2023 | 3 | 3 | 8 | 64.5234
2023 | 3 | 3 | 9 | 61.1044
2023 | 3 | 3 | 10 | 54.3684
2023 | 3 | 3 | 11 | 49.4556
2023 | 3 | 3 | 12 | 47.8761
2023 | 3 | 3 | 13 | 47.3024
2023 | 3 | 3 | 14 | 47.2625
2023 | 3 | 3 | 15 | 47.2081
2023 | 3 | 3 | 16 | 50.2478
2023 | 3 | 3 | 17 | 56.4131
2023 | 3 | 3 | 18 | 66.2915
2023 | 3 | 3 | 19 | 69.0539
2023 | 3 | 3 | 20 | 68.893
2023 | 3 | 3 | 21 | 67.4178
2023 | 3 | 3 | 22 | 65.2285
2023 | 3 | 3 | 23 | 61.6833
2023 | 3 | 4 | 0 | 58.1218
2023 | 3 | 4 | 1 | 57.478
2023 | 3 | 4 | 2 | 56.6413
2023 | 3 | 4 | 3 | 56.5881
2023 | 3 | 4 | 4 | 56.7804
2023 | 3 | 4 | 5 | 57.2356
2023 | 3 | 4 | 6 | 58.5443
2023 | 3 | 4 | 7 | 61.2977
2023 | 3 | 4 | 8 | 63.1641
2023 | 3 | 4 | 9 | 59.4897
2023 | 3 | 4 | 10 | 56.965
2023 | 3 | 4 | 11 | 53.9356
2023 | 3 | 4 | 12 | 51.3455
2023 | 3 | 4 | 13 | 49.865
2023 | 3 | 4 | 14 | 48.8187
2023 | 3 | 4 | 15 | 48.536
2023 | 3 | 4 | 16 | 50.2416
2023 | 3 | 4 | 17 | 55.0966
2023 | 3 | 4 | 18 | 65.2231
2023 | 3 | 4 | 19 | 69.0102
2023 | 3 | 4 | 20 | 67.4157
2023 | 3 | 4 | 21 | 65.1443
2023 | 3 | 4 | 22 | 62.6462
2023 | 3 | 4 | 23 | 59.7363
2023 | 3 | 5 | 0 | 57.5483
2023 | 3 | 5 | 1 | 51.9942
2023 | 3 | 5 | 2 | 50.7161
2023 | 3 | 5 | 3 | 50.2368
2023 | 3 | 5 | 4 | 50.0094
2023 | 3 | 5 | 5 | 50.0407
2023 | 3 | 5 | 6 | 50.0989
2023 | 3 | 5 | 7 | 51.8828
2023 | 3 | 5 | 8 | 54.8313
2023 | 3 | 5 | 9 | 53.3311
2023 | 3 | 5 | 10 | 50.2937
2023 | 3 | 5 | 11 | 48.6054
2023 | 3 | 5 | 12 | 48.9739
2023 | 3 | 5 | 13 | 48.5305
2023 | 3 | 5 | 14 | 47.9446
2023 | 3 | 5 | 15 | 47.9633
2023 | 3 | 5 | 16 | 51.0372
2023 | 3 | 5 | 17 | 56.7049
2023 | 3 | 5 | 18 | 61.2827
2023 | 3 | 5 | 19 | 61.8345
2023 | 3 | 5 | 20 | 59.5796
2023 | 3 | 5 | 21 | 56.7405
2023 | 3 | 5 | 22 | 53.5386
2023 | 3 | 5 | 23 | 50.4075
2023 | 3 | 6 | 0 | 47.9053
2023 | 3 | 6 | 1 | 49.283
2023 | 3 | 6 | 2 | 48.385
2023 | 3 | 6 | 3 | 48.3042
2023 | 3 | 6 | 4 | 48.5858
2023 | 3 | 6 | 5 | 49.1741
2023 | 3 | 6 | 6 | 51.0188
2023 | 3 | 6 | 7 | 56.0521
2023 | 3 | 6 | 8 | 61.7824
2023 | 3 | 6 | 9 | 59.2551
2023 | 3 | 6 | 10 | 54.6651
2023 | 3 | 6 | 11 | 51.9472
2023 | 3 | 6 | 12 | 49.5811
2023 | 3 | 6 | 13 | 49.7715
2023 | 3 | 6 | 14 | 49.7963
2023 | 3 | 6 | 15 | 49.0611
2023 | 3 | 6 | 16 | 49.9489
2023 | 3 | 6 | 17 | 54.6505
2023 | 3 | 6 | 18 | 61.5338
2023 | 3 | 6 | 19 | 64.9042
2023 | 3 | 6 | 20 | 65.1359
2023 | 3 | 6 | 21 | 63.3449
2023 | 3 | 6 | 22 | 60.6615
2023 | 3 | 6 | 23 | 57.2293
2023 | 3 | 7 | 0 | 53.0667
2023 | 3 | 7 | 1 | 49.6119
2023 | 3 | 7 | 2 | 48.46
2023 | 3 | 7 | 3 | 48.3006
2023 | 3 | 7 | 4 | 48.5433
2023 | 3 | 7 | 5 | 49.0549
2023 | 3 | 7 | 6 | 51.8863
2023 | 3 | 7 | 7 | 56.5205
2023 | 3 | 7 | 8 | 59.3739
2023 | 3 | 7 | 9 | 54.3111
2023 | 3 | 7 | 10 | 48.8852
2023 | 3 | 7 | 11 | 46.8185
2023 | 3 | 7 | 12 | 48.8626
2023 | 3 | 7 | 13 | 48.2869
2023 | 3 | 7 | 14 | 48.0773
2023 | 3 | 7 | 15 | 47.378
2023 | 3 | 7 | 16 | 48.6581
2023 | 3 | 7 | 17 | 52.2924
2023 | 3 | 7 | 18 | 62.0481
2023 | 3 | 7 | 19 | 63.5722
2023 | 3 | 7 | 20 | 63.411
2023 | 3 | 7 | 21 | 61.318
2023 | 3 | 7 | 22 | 58.6383
2023 | 3 | 7 | 23 | 55.2022
2023 | 3 | 8 | 0 | 52.0412
2023 | 3 | 8 | 1 | 47.1391
2023 | 3 | 8 | 2 | 45.7422
2023 | 3 | 8 | 3 | 45.2381
2023 | 3 | 8 | 4 | 45.1268
2023 | 3 | 8 | 5 | 45.36
2023 | 3 | 8 | 6 | 47.2116
2023 | 3 | 8 | 7 | 51.6435
2023 | 3 | 8 | 8 | 55.2309
2023 | 3 | 8 | 9 | 51.0247
2023 | 3 | 8 | 10 | 46.1866
2023 | 3 | 8 | 11 | 44.7454
2023 | 3 | 8 | 12 | 46.5966
2023 | 3 | 8 | 13 | 47.2457
2023 | 3 | 8 | 14 | 46.9102
2023 | 3 | 8 | 15 | 45.2697
2023 | 3 | 8 | 16 | 45.5044
2023 | 3 | 8 | 17 | 50.1205
2023 | 3 | 8 | 18 | 57.9812
2023 | 3 | 8 | 19 | 58.6683
2023 | 3 | 8 | 20 | 58.1266
2023 | 3 | 8 | 21 | 55.8443
2023 | 3 | 8 | 22 | 53.1012
2023 | 3 | 8 | 23 | 49.7146
2023 | 3 | 9 | 0 | 45.0772
2023 | 3 | 9 | 1 | 44.4828
2023 | 3 | 9 | 2 | 43.3747
2023 | 3 | 9 | 3 | 43.3699
2023 | 3 | 9 | 4 | 43.8135
2023 | 3 | 9 | 5 | 44.7634
2023 | 3 | 9 | 6 | 46.8588
2023 | 3 | 9 | 7 | 51.6623
2023 | 3 | 9 | 8 | 55.4481
2023 | 3 | 9 | 9 | 51.9993
2023 | 3 | 9 | 10 | 47.4672
2023 | 3 | 9 | 11 | 44.1383
2023 | 3 | 9 | 12 | 42.5678
2023 | 3 | 9 | 13 | 43.2992
2023 | 3 | 9 | 14 | 44.5357
2023 | 3 | 9 | 15 | 43.9999
2023 | 3 | 9 | 16 | 44.7684
2023 | 3 | 9 | 17 | 49.8274
2023 | 3 | 9 | 18 | 60.4216
2023 | 3 | 9 | 19 | 62.7816
2023 | 3 | 9 | 20 | 62.8095
2023 | 3 | 9 | 21 | 61.0838
2023 | 3 | 9 | 22 | 58.4708
2023 | 3 | 9 | 23 | 54.9211
2023 | 3 | 10 | 0 | 52.5963
2023 | 3 | 10 | 1 | 50.0212
2023 | 3 | 10 | 2 | 48.8147
2023 | 3 | 10 | 3 | 48.5381
2023 | 3 | 10 | 4 | 48.7857
2023 | 3 | 10 | 5 | 49.3455
2023 | 3 | 10 | 6 | 50.847
2023 | 3 | 10 | 7 | 56.1787
2023 | 3 | 10 | 8 | 61.5993
2023 | 3 | 10 | 9 | 58.9189
2023 | 3 | 10 | 10 | 53.7898
2023 | 3 | 10 | 11 | 50.3634
2023 | 3 | 10 | 12 | 48.04
2023 | 3 | 10 | 13 | 48.186
2023 | 3 | 10 | 14 | 47.093
2023 | 3 | 10 | 15 | 46.0104
2023 | 3 | 10 | 16 | 47.5492
2023 | 3 | 10 | 17 | 52.1537
2023 | 3 | 10 | 18 | 56.1146
2023 | 3 | 10 | 19 | 60.6347
2023 | 3 | 10 | 20 | 61.4993
2023 | 3 | 10 | 21 | 60.018
2023 | 3 | 10 | 22 | 58.0838
2023 | 3 | 10 | 23 | 54.7056
2023 | 3 | 11 | 0 | 51.4994
2023 | 3 | 11 | 1 | 46.2251
2023 | 3 | 11 | 2 | 44.8971
2023 | 3 | 11 | 3 | 44.3901
2023 | 3 | 11 | 4 | 44.2233
2023 | 3 | 11 | 5 | 44.2414
2023 | 3 | 11 | 6 | 44.5714
2023 | 3 | 11 | 7 | 47.2382
2023 | 3 | 11 | 8 | 50.5624
2023 | 3 | 11 | 9 | 48.7293
2023 | 3 | 11 | 10 | 45.7266
2023 | 3 | 11 | 11 | 44.0863
2023 | 3 | 11 | 12 | 42.72
2023 | 3 | 11 | 13 | 42.6105
2023 | 3 | 11 | 14 | 41.8043
2023 | 3 | 11 | 15 | 41.2135
2023 | 3 | 11 | 16 | 43.3184
2023 | 3 | 11 | 17 | 48.8485
2023 | 3 | 11 | 18 | 54.4383
2023 | 3 | 11 | 19 | 55.6884
2023 | 3 | 11 | 20 | 54.0504
2023 | 3 | 11 | 21 | 51.5332
2023 | 3 | 11 | 22 | 49.2682
2023 | 3 | 11 | 23 | 46.6026
2023 | 3 | 12 | 0 | 44.8691
2023 | 3 | 12 | 1 | 42.9626
2023 | 3 | 12 | 2 | 42.6426
2023 | 3 | 12 | 3 | 42.6002
2023 | 3 | 12 | 4 | 43.0235
2023 | 3 | 12 | 5 | 44.4143
2023 | 3 | 12 | 6 | 47.0206
2023 | 3 | 12 | 7 | 49.8818
2023 | 3 | 12 | 8 | 50.4192
2023 | 3 | 12 | 9 | 47.4989
2023 | 3 | 12 | 10 | 46.4552
2023 | 3 | 12 | 11 | 44.3572
2023 | 3 | 12 | 12 | 44.6948
2023 | 3 | 12 | 13 | 44.5153
2023 | 3 | 12 | 14 | 44.1786
2023 | 3 | 12 | 15 | 45.0946
2023 | 3 | 12 | 16 | 49.28
2023 | 3 | 12 | 17 | 54.4492
2023 | 3 | 12 | 18 | 59.6203
2023 | 3 | 12 | 19 | 60.1623
2023 | 3 | 12 | 20 | 57.7516
2023 | 3 | 12 | 21 | 54.2439
2023 | 3 | 12 | 22 | 50.4332
2023 | 3 | 12 | 23 | 47.1532
2023 | 3 | 13 | 0 | 45.575
2023 | 3 | 13 | 1 | 46.3677
2023 | 3 | 13 | 2 | 46.2999
2023 | 3 | 13 | 3 | 46.6499
2023 | 3 | 13 | 4 | 47.4346
2023 | 3 | 13 | 5 | 49.4985
2023 | 3 | 13 | 6 | 53.5143
2023 | 3 | 13 | 7 | 59.4251
2023 | 3 | 13 | 8 | 62.4894
2023 | 3 | 13 | 9 | 58.4721
2023 | 3 | 13 | 10 | 55.7974
2023 | 3 | 13 | 11 | 52.6456
2023 | 3 | 13 | 12 | 51.4079
2023 | 3 | 13 | 13 | 50.748
2023 | 3 | 13 | 14 | 50.0753
2023 | 3 | 13 | 15 | 51.2536
2023 | 3 | 13 | 16 | 55.2336
2023 | 3 | 13 | 17 | 60.1747
2023 | 3 | 13 | 18 | 65.7652
2023 | 3 | 13 | 19 | 67.1621
2023 | 3 | 13 | 20 | 66.2021
2023 | 3 | 13 | 21 | 63.0568
2023 | 3 | 13 | 22 | 59.3208
2023 | 3 | 13 | 23 | 55.6145
2023 | 3 | 14 | 0 | 51.7295
2023 | 3 | 14 | 1 | 51.4713
2023 | 3 | 14 | 2 | 51.2168
2023 | 3 | 14 | 3 | 51.5247
2023 | 3 | 14 | 4 | 52.2344
2023 | 3 | 14 | 5 | 54.1739
2023 | 3 | 14 | 6 | 58.9913
2023 | 3 | 14 | 7 | 64.112
2023 | 3 | 14 | 8 | 63.1235
2023 | 3 | 14 | 9 | 54.9647
2023 | 3 | 14 | 10 | 50.9151
2023 | 3 | 14 | 11 | 47.8821
2023 | 3 | 14 | 12 | 49.9685
2023 | 3 | 14 | 13 | 49.7364
2023 | 3 | 14 | 14 | 49.197
2023 | 3 | 14 | 15 | 50.1301
2023 | 3 | 14 | 16 | 52.9775
2023 | 3 | 14 | 17 | 56.3394
2023 | 3 | 14 | 18 | 59.3936
2023 | 3 | 14 | 19 | 64.2993
2023 | 3 | 14 | 20 | 64.7862
2023 | 3 | 14 | 21 | 62.3287
2023 | 3 | 14 | 22 | 58.8361
2023 | 3 | 14 | 23 | 54.9722
2023 | 3 | 15 | 0 | 53.1218
2023 | 3 | 15 | 1 | 52.8482
2023 | 3 | 15 | 2 | 52.7026
2023 | 3 | 15 | 3 | 53.0024
2023 | 3 | 15 | 4 | 53.6842
2023 | 3 | 15 | 5 | 55.5322
2023 | 3 | 15 | 6 | 59.8089
2023 | 3 | 15 | 7 | 64.2976
2023 | 3 | 15 | 8 | 62.0985
2023 | 3 | 15 | 9 | 53.4413
2023 | 3 | 15 | 10 | 49.8811
2023 | 3 | 15 | 11 | 47.5919
2023 | 3 | 15 | 12 | 47.8089
2023 | 3 | 15 | 13 | 48.2729
2023 | 3 | 15 | 14 | 47.3978
2023 | 3 | 15 | 15 | 46.5919
2023 | 3 | 15 | 16 | 46.7025
2023 | 3 | 15 | 17 | 49.3632
2023 | 3 | 15 | 18 | 58.4614
2023 | 3 | 15 | 19 | 63.2786
2023 | 3 | 15 | 20 | 63.8985
2023 | 3 | 15 | 21 | 61.4948
2023 | 3 | 15 | 22 | 57.837
2023 | 3 | 15 | 23 | 53.8984
2023 | 3 | 16 | 0 | 51.4037
2023 | 3 | 16 | 1 | 51.7093
2023 | 3 | 16 | 2 | 51.4386
2023 | 3 | 16 | 3 | 51.6445
2023 | 3 | 16 | 4 | 52.2231
2023 | 3 | 16 | 5 | 54.0976
2023 | 3 | 16 | 6 | 58.5026
2023 | 3 | 16 | 7 | 62.9697
2023 | 3 | 16 | 8 | 60.6736
2023 | 3 | 16 | 9 | 52.563
2023 | 3 | 16 | 10 | 49.5506
2023 | 3 | 16 | 11 | 47.4814
2023 | 3 | 16 | 12 | 49.4366
2023 | 3 | 16 | 13 | 49.6904
2023 | 3 | 16 | 14 | 49.3663
2023 | 3 | 16 | 15 | 49.1477
2023 | 3 | 16 | 16 | 50.283
2023 | 3 | 16 | 17 | 53.0236
2023 | 3 | 16 | 18 | 62.8832
2023 | 3 | 16 | 19 | 64.5007
2023 | 3 | 16 | 20 | 64.0126
2023 | 3 | 16 | 21 | 61.1876
2023 | 3 | 16 | 22 | 57.5153
2023 | 3 | 16 | 23 | 53.5934
2023 | 3 | 17 | 0 | 50.5622
2023 | 3 | 17 | 1 | 49.6955
2023 | 3 | 17 | 2 | 49.1983
2023 | 3 | 17 | 3 | 49.2243
2023 | 3 | 17 | 4 | 49.715
2023 | 3 | 17 | 5 | 51.5323
2023 | 3 | 17 | 6 | 55.5636
2023 | 3 | 17 | 7 | 60.9928
2023 | 3 | 17 | 8 | 62.1208
2023 | 3 | 17 | 9 | 57.605
2023 | 3 | 17 | 10 | 54.6668
2023 | 3 | 17 | 11 | 51.3281
2023 | 3 | 17 | 12 | 45.7058
2023 | 3 | 17 | 13 | 46.1027
2023 | 3 | 17 | 14 | 44.7119
2023 | 3 | 17 | 15 | 43.7234
2023 | 3 | 17 | 16 | 44.805
2023 | 3 | 17 | 17 | 46.8971
2023 | 3 | 17 | 18 | 56.0225
2023 | 3 | 17 | 19 | 60.7489
2023 | 3 | 17 | 20 | 61.2723
2023 | 3 | 17 | 21 | 59.1259
2023 | 3 | 17 | 22 | 56.0895
2023 | 3 | 17 | 23 | 52.3883
2023 | 3 | 18 | 0 | 49.9843
2023 | 3 | 18 | 1 | 46.7485
2023 | 3 | 18 | 2 | 46.363
2023 | 3 | 18 | 3 | 46.2458
2023 | 3 | 18 | 4 | 46.5362
2023 | 3 | 18 | 5 | 47.9555
2023 | 3 | 18 | 6 | 50.4841
2023 | 3 | 18 | 7 | 54.0082
2023 | 3 | 18 | 8 | 54.4173
2023 | 3 | 18 | 9 | 51.9139
2023 | 3 | 18 | 10 | 51.5848
2023 | 3 | 18 | 11 | 49.0731
2023 | 3 | 18 | 12 | 48.8612
2023 | 3 | 18 | 13 | 49.395
2023 | 3 | 18 | 14 | 48.6079
2023 | 3 | 18 | 15 | 49.065
2023 | 3 | 18 | 16 | 51.804
2023 | 3 | 18 | 17 | 55.0649
2023 | 3 | 18 | 18 | 56.7925
2023 | 3 | 18 | 19 | 58.0565
2023 | 3 | 18 | 20 | 55.8473
2023 | 3 | 18 | 21 | 52.3289
2023 | 3 | 18 | 22 | 48.8671
2023 | 3 | 18 | 23 | 45.798
2023 | 3 | 19 | 0 | 45.6816
2023 | 3 | 19 | 1 | 43.2183
2023 | 3 | 19 | 2 | 42.7471
2023 | 3 | 19 | 3 | 42.6015
2023 | 3 | 19 | 4 | 42.8193
2023 | 3 | 19 | 5 | 43.978
2023 | 3 | 19 | 6 | 45.4921
2023 | 3 | 19 | 7 | 47.7175
2023 | 3 | 19 | 8 | 46.3985
2023 | 3 | 19 | 9 | 42.2277
2023 | 3 | 19 | 10 | 41.7688
2023 | 3 | 19 | 11 | 40.4021
2023 | 3 | 19 | 12 | 39.3
2023 | 3 | 19 | 13 | 40.955
2023 | 3 | 19 | 14 | 40.4926
2023 | 3 | 19 | 15 | 39.9319
2023 | 3 | 19 | 16 | 40.8536
2023 | 3 | 19 | 17 | 42.9498
2023 | 3 | 19 | 18 | 51.0109
2023 | 3 | 19 | 19 | 52.6656
2023 | 3 | 19 | 20 | 51.1282
2023 | 3 | 19 | 21 | 47.6154
2023 | 3 | 19 | 22 | 43.7157
2023 | 3 | 19 | 23 | 40.4259
2023 | 3 | 20 | 0 | 40.6841
2023 | 3 | 20 | 1 | 41.0596
2023 | 3 | 20 | 2 | 40.9757
2023 | 3 | 20 | 3 | 41.3151
2023 | 3 | 20 | 4 | 42.0183
2023 | 3 | 20 | 5 | 44.1045
2023 | 3 | 20 | 6 | 48.7401
2023 | 3 | 20 | 7 | 53.7712
2023 | 3 | 20 | 8 | 53.0304
2023 | 3 | 20 | 9 | 45.7431
2023 | 3 | 20 | 10 | 43.2385
2023 | 3 | 20 | 11 | 42.0811
2023 | 3 | 20 | 12 | 42.1237
2023 | 3 | 20 | 13 | 43.1214
2023 | 3 | 20 | 14 | 42.7316
2023 | 3 | 20 | 15 | 42.3969
2023 | 3 | 20 | 16 | 43.128
2023 | 3 | 20 | 17 | 45.6777
2023 | 3 | 20 | 18 | 55.0434
2023 | 3 | 20 | 19 | 58.3731
2023 | 3 | 20 | 20 | 58.339
2023 | 3 | 20 | 21 | 55.4425
2023 | 3 | 20 | 22 | 51.7486
2023 | 3 | 20 | 23 | 48.1292
2023 | 3 | 21 | 0 | 45.5617
2023 | 3 | 21 | 1 | 45.4658
2023 | 3 | 21 | 2 | 45.1997
2023 | 3 | 21 | 3 | 45.5388
2023 | 3 | 21 | 4 | 46.2869
2023 | 3 | 21 | 5 | 48.3597
2023 | 3 | 21 | 6 | 52.8184
2023 | 3 | 21 | 7 | 58.1384
2023 | 3 | 21 | 8 | 57.6044
2023 | 3 | 21 | 9 | 51.3227
2023 | 3 | 21 | 10 | 49.0442
2023 | 3 | 21 | 11 | 46.3308
2023 | 3 | 21 | 12 | 43.9428
2023 | 3 | 21 | 13 | 44.6583
2023 | 3 | 21 | 14 | 43.9107
2023 | 3 | 21 | 15 | 44.1279
2023 | 3 | 21 | 16 | 45.6976
2023 | 3 | 21 | 17 | 47.6517
2023 | 3 | 21 | 18 | 55.8431
2023 | 3 | 21 | 19 | 60.5918
2023 | 3 | 21 | 20 | 61.3956
2023 | 3 | 21 | 21 | 58.8691
2023 | 3 | 21 | 22 | 55.4694
2023 | 3 | 21 | 23 | 51.82
2023 | 3 | 22 | 0 | 49.0334
2023 | 3 | 22 | 1 | 48.7662
2023 | 3 | 22 | 2 | 48.6268
2023 | 3 | 22 | 3 | 48.9817
2023 | 3 | 22 | 4 | 49.7554
2023 | 3 | 22 | 5 | 51.7786
2023 | 3 | 22 | 6 | 56.2042
2023 | 3 | 22 | 7 | 60.7557
2023 | 3 | 22 | 8 | 58.0497
2023 | 3 | 22 | 9 | 49.397
2023 | 3 | 22 | 10 | 46.7789
2023 | 3 | 22 | 11 | 44.6039
2023 | 3 | 22 | 12 | 45.8354
2023 | 3 | 22 | 13 | 47.1114
2023 | 3 | 22 | 14 | 46.7829
2023 | 3 | 22 | 15 | 46.1712
2023 | 3 | 22 | 16 | 46.2782
2023 | 3 | 22 | 17 | 48.86
2023 | 3 | 22 | 18 | 58.7923
2023 | 3 | 22 | 19 | 61.0286
2023 | 3 | 22 | 20 | 60.9958
2023 | 3 | 22 | 21 | 57.9569
2023 | 3 | 22 | 22 | 53.9906
2023 | 3 | 22 | 23 | 50.0249
2023 | 3 | 23 | 0 | 49.7291
2023 | 3 | 23 | 1 | 47.8208
2023 | 3 | 23 | 2 | 47.294
2023 | 3 | 23 | 3 | 47.2565
2023 | 3 | 23 | 4 | 47.6345
2023 | 3 | 23 | 5 | 49.4227
2023 | 3 | 23 | 6 | 53.5617
2023 | 3 | 23 | 7 | 58.7923
2023 | 3 | 23 | 8 | 59.3964
2023 | 3 | 23 | 9 | 54.6723
2023 | 3 | 23 | 10 | 52.7243
2023 | 3 | 23 | 11 | 50.1489
2023 | 3 | 23 | 12 | 49.0226
2023 | 3 | 23 | 13 | 50.3739
2023 | 3 | 23 | 14 | 50.4316
2023 | 3 | 23 | 15 | 50.2474
2023 | 3 | 23 | 16 | 50.9446
2023 | 3 | 23 | 17 | 53.9505
2023 | 3 | 23 | 18 | 58.1074
2023 | 3 | 23 | 19 | 59.0622
2023 | 3 | 23 | 20 | 58.6358
2023 | 3 | 23 | 21 | 55.4725
2023 | 3 | 23 | 22 | 51.6871
2023 | 3 | 23 | 23 | 47.7628
2023 | 3 | 24 | 0 | 46.4962
2023 | 3 | 24 | 1 | 44.1322
2023 | 3 | 24 | 2 | 43.5583
2023 | 3 | 24 | 3 | 43.5368
2023 | 3 | 24 | 4 | 43.972
2023 | 3 | 24 | 5 | 45.8534
2023 | 3 | 24 | 6 | 50.0843
2023 | 3 | 24 | 7 | 55.7224
2023 | 3 | 24 | 8 | 57.0419
2023 | 3 | 24 | 9 | 52.4535
2023 | 3 | 24 | 10 | 49.1519
2023 | 3 | 24 | 11 | 46.3594
2023 | 3 | 24 | 12 | 46.9153
2023 | 3 | 24 | 13 | 48.2722
2023 | 3 | 24 | 14 | 48.0642
2023 | 3 | 24 | 15 | 47.724
2023 | 3 | 24 | 16 | 49.6865
2023 | 3 | 24 | 17 | 52.8239
2023 | 3 | 24 | 18 | 57.6813
2023 | 3 | 24 | 19 | 58.7904
2023 | 3 | 24 | 20 | 58.3234
2023 | 3 | 24 | 21 | 55.461
2023 | 3 | 24 | 22 | 52.1098
2023 | 3 | 24 | 23 | 48.447
2023 | 3 | 25 | 0 | 45.1861
2023 | 3 | 25 | 1 | 45.3613
2023 | 3 | 25 | 2 | 45.0885
2023 | 3 | 25 | 3 | 45.087
2023 | 3 | 25 | 4 | 45.5623
2023 | 3 | 25 | 5 | 47.0724
2023 | 3 | 25 | 6 | 49.2046
2023 | 3 | 25 | 7 | 52.6822
2023 | 3 | 25 | 8 | 52.0819
2023 | 3 | 25 | 9 | 48.532
2023 | 3 | 25 | 10 | 48.8284
2023 | 3 | 25 | 11 | 46.3671
2023 | 3 | 25 | 12 | 46.7989
2023 | 3 | 25 | 13 | 48.113
2023 | 3 | 25 | 14 | 47.7787
2023 | 3 | 25 | 15 | 48.02
2023 | 3 | 25 | 16 | 50.243
2023 | 3 | 25 | 17 | 52.7906
2023 | 3 | 25 | 18 | 61.5701
2023 | 3 | 25 | 19 | 62.7679
2023 | 3 | 25 | 20 | 61.0321
2023 | 3 | 25 | 21 | 57.5922
2023 | 3 | 25 | 22 | 54.4765
2023 | 3 | 25 | 23 | 51.6805
2023 | 3 | 26 | 0 | 47.457
2023 | 3 | 26 | 1 | 46.8498
2023 | 3 | 26 | 2 | 46.6358
2023 | 3 | 26 | 3 | 46.803
2023 | 3 | 26 | 4 | 47.3306
2023 | 3 | 26 | 5 | 48.8166
2023 | 3 | 26 | 6 | 49.9923
2023 | 3 | 26 | 7 | 52.0225
2023 | 3 | 26 | 8 | 49.2694
2023 | 3 | 26 | 9 | 44.6204
2023 | 3 | 26 | 10 | 45.9536
2023 | 3 | 26 | 11 | 44.1622
2023 | 3 | 26 | 12 | 42.6381
2023 | 3 | 26 | 13 | 43.6034
2023 | 3 | 26 | 14 | 43.6563
2023 | 3 | 26 | 15 | 43.4513
2023 | 3 | 26 | 16 | 45.0703
2023 | 3 | 26 | 17 | 47.5585
2023 | 3 | 26 | 18 | 56.8943
2023 | 3 | 26 | 19 | 59.4476
2023 | 3 | 26 | 20 | 58.5447
2023 | 3 | 26 | 21 | 55.2171
2023 | 3 | 26 | 22 | 51.3552
2023 | 3 | 26 | 23 | 48.0932
2023 | 3 | 27 | 0 | 48.3616
2023 | 3 | 27 | 1 | 46.9766
2023 | 3 | 27 | 2 | 47.1375
2023 | 3 | 27 | 3 | 47.6755
2023 | 3 | 27 | 4 | 48.5762
2023 | 3 | 27 | 5 | 50.7964
2023 | 3 | 27 | 6 | 55.7041
2023 | 3 | 27 | 7 | 60.1232
2023 | 3 | 27 | 8 | 57.5194
2023 | 3 | 27 | 9 | 50.083
2023 | 3 | 27 | 10 | 49.4084
2023 | 3 | 27 | 11 | 47.5983
2023 | 3 | 27 | 12 | 46.832
2023 | 3 | 27 | 13 | 48.3307
2023 | 3 | 27 | 14 | 48.1615
2023 | 3 | 27 | 15 | 47.7963
2023 | 3 | 27 | 16 | 47.7359
2023 | 3 | 27 | 17 | 49.4484
2023 | 3 | 27 | 18 | 56.8473
2023 | 3 | 27 | 19 | 61.9896
2023 | 3 | 27 | 20 | 63.0622
2023 | 3 | 27 | 21 | 60.4791
2023 | 3 | 27 | 22 | 56.7318
2023 | 3 | 27 | 23 | 52.9087
2023 | 3 | 28 | 0 | 50.5951
2023 | 3 | 28 | 1 | 50.8945
2023 | 3 | 28 | 2 | 50.7851
2023 | 3 | 28 | 3 | 51.2129
2023 | 3 | 28 | 4 | 51.9662
2023 | 3 | 28 | 5 | 54.0198
2023 | 3 | 28 | 6 | 58.1515
2023 | 3 | 28 | 7 | 62.5334
2023 | 3 | 28 | 8 | 59.5629
2023 | 3 | 28 | 9 | 52.1287
2023 | 3 | 28 | 10 | 50.509
2023 | 3 | 28 | 11 | 48.2593
2023 | 3 | 28 | 12 | 47.6994
2023 | 3 | 28 | 13 | 48.8301
2023 | 3 | 28 | 14 | 48.7018
2023 | 3 | 28 | 15 | 48.1528
2023 | 3 | 28 | 16 | 48.0013
2023 | 3 | 28 | 17 | 48.5101
2023 | 3 | 28 | 18 | 56.8041
2023 | 3 | 28 | 19 | 61.1752
2023 | 3 | 28 | 20 | 62.2159
2023 | 3 | 28 | 21 | 59.6939
2023 | 3 | 28 | 22 | 55.9096
2023 | 3 | 28 | 23 | 52.0082
2023 | 3 | 29 | 0 | 51.0055
2023 | 3 | 29 | 1 | 49.8398
2023 | 3 | 29 | 2 | 49.5891
2023 | 3 | 29 | 3 | 49.8733
2023 | 3 | 29 | 4 | 50.549
2023 | 3 | 29 | 5 | 52.5696
2023 | 3 | 29 | 6 | 57.8476
2023 | 3 | 29 | 7 | 62.0012
2023 | 3 | 29 | 8 | 59.5891
2023 | 3 | 29 | 9 | 53.3597
2023 | 3 | 29 | 10 | 52.2127
2023 | 3 | 29 | 11 | 49.8905
2023 | 3 | 29 | 12 | 47.7739
2023 | 3 | 29 | 13 | 49.1249
2023 | 3 | 29 | 14 | 49.077
2023 | 3 | 29 | 15 | 47.5361
2023 | 3 | 29 | 16 | 46.4573
2023 | 3 | 29 | 17 | 47.2156
2023 | 3 | 29 | 18 | 55.6081
2023 | 3 | 29 | 19 | 61.1024
2023 | 3 | 29 | 20 | 62.701
2023 | 3 | 29 | 21 | 60.5852
2023 | 3 | 29 | 22 | 56.768
2023 | 3 | 29 | 23 | 52.8267
2023 | 3 | 30 | 0 | 51.245
2023 | 3 | 30 | 1 | 49.5059
2023 | 3 | 30 | 2 | 49.2318
2023 | 3 | 30 | 3 | 49.4514
2023 | 3 | 30 | 4 | 49.9898
2023 | 3 | 30 | 5 | 51.9628
2023 | 3 | 30 | 6 | 55.3216
2023 | 3 | 30 | 7 | 59.7834
2023 | 3 | 30 | 8 | 59.1193
2023 | 3 | 30 | 9 | 55.0344
2023 | 3 | 30 | 10 | 54.193
2023 | 3 | 30 | 11 | 52.0206
2023 | 3 | 30 | 12 | 53.8056
2023 | 3 | 30 | 13 | 54.5921
2023 | 3 | 30 | 14 | 54.9483
2023 | 3 | 30 | 15 | 54.5698
2023 | 3 | 30 | 16 | 56.0732
2023 | 3 | 30 | 17 | 58.1769
2023 | 3 | 30 | 18 | 61.1132
2023 | 3 | 30 | 19 | 61.3579
2023 | 3 | 30 | 20 | 61.2032
2023 | 3 | 30 | 21 | 58.3421
2023 | 3 | 30 | 22 | 54.3623
2023 | 3 | 30 | 23 | 50.3874
2023 | 3 | 31 | 0 | 47.8337
2023 | 3 | 31 | 1 | 46.3593
2023 | 3 | 31 | 2 | 45.909
2023 | 3 | 31 | 3 | 46.0198
2023 | 3 | 31 | 4 | 46.4986
2023 | 3 | 31 | 5 | 48.4981
2023 | 3 | 31 | 6 | 52.9722
2023 | 3 | 31 | 7 | 57.4757
2023 | 3 | 31 | 8 | 56.4819
2023 | 3 | 31 | 9 | 51.5507
2023 | 3 | 31 | 10 | 49.8145
2023 | 3 | 31 | 11 | 47.5234
2023 | 3 | 31 | 12 | 45.045
2023 | 3 | 31 | 13 | 46.3462
2023 | 3 | 31 | 14 | 45.8204
2023 | 3 | 31 | 15 | 44.046
2023 | 3 | 31 | 16 | 44.1705
2023 | 3 | 31 | 17 | 44.6024
2023 | 3 | 31 | 18 | 50.9234
2023 | 3 | 31 | 19 | 55.5184
2023 | 3 | 31 | 20 | 56.6764
2023 | 3 | 31 | 21 | 54.7795
2023 | 3 | 31 | 22 | 51.4516
2023 | 3 | 31 | 23 | 47.6839
2023 | 4 | 1 | 0 | 46.3878
2023 | 4 | 1 | 1 | 45.9279
2023 | 4 | 1 | 2 | 45.6254
2023 | 4 | 1 | 3 | 45.4816
2023 | 4 | 1 | 4 | 45.8873
2023 | 4 | 1 | 5 | 47.2658
2023 | 4 | 1 | 6 | 49.0014
2023 | 4 | 1 | 7 | 51.3843
2023 | 4 | 1 | 8 | 50.2856
2023 | 4 | 1 | 9 | 47.3597
2023 | 4 | 1 | 10 | 45.511
2023 | 4 | 1 | 11 | 43.9579
2023 | 4 | 1 | 12 | 42.3973
2023 | 4 | 1 | 13 | 43.4938
2023 | 4 | 1 | 14 | 42.6727
2023 | 4 | 1 | 15 | 43.419
2023 | 4 | 1 | 16 | 44.6807
2023 | 4 | 1 | 17 | 46.022
2023 | 4 | 1 | 18 | 54.9397
2023 | 4 | 1 | 19 | 56.106
2023 | 4 | 1 | 20 | 55.2337
2023 | 4 | 1 | 21 | 51.4909
2023 | 4 | 1 | 22 | 48.1216
2023 | 4 | 1 | 23 | 45.2356
2023 | 4 | 2 | 0 | 44.7287
2023 | 4 | 2 | 1 | 44.1636
2023 | 4 | 2 | 2 | 43.8199
2023 | 4 | 2 | 3 | 43.7315
2023 | 4 | 2 | 4 | 44.1991
2023 | 4 | 2 | 5 | 45.5511
2023 | 4 | 2 | 6 | 47.9383
2023 | 4 | 2 | 7 | 49.6232
2023 | 4 | 2 | 8 | 48.8051
2023 | 4 | 2 | 9 | 46.3491
2023 | 4 | 2 | 10 | 45.047
2023 | 4 | 2 | 11 | 43.3803
2023 | 4 | 2 | 12 | 40.539
2023 | 4 | 2 | 13 | 41.4662
2023 | 4 | 2 | 14 | 41.0124
2023 | 4 | 2 | 15 | 42.0935
2023 | 4 | 2 | 16 | 44.4522
2023 | 4 | 2 | 17 | 46.8652
2023 | 4 | 2 | 18 | 54.7179
2023 | 4 | 2 | 19 | 58.1998
2023 | 4 | 2 | 20 | 58.651
2023 | 4 | 2 | 21 | 55.4278
2023 | 4 | 2 | 22 | 51.8715
2023 | 4 | 2 | 23 | 48.8192
2023 | 4 | 3 | 0 | 45.9502
2023 | 4 | 3 | 1 | 46.5154
2023 | 4 | 3 | 2 | 46.7145
2023 | 4 | 3 | 3 | 47.1851
2023 | 4 | 3 | 4 | 48.1203
2023 | 4 | 3 | 5 | 50.3207
2023 | 4 | 3 | 6 | 54.5494
2023 | 4 | 3 | 7 | 58.0467
2023 | 4 | 3 | 8 | 54.8297
2023 | 4 | 3 | 9 | 47.0489
2023 | 4 | 3 | 10 | 43.8104
2023 | 4 | 3 | 11 | 43.1048
2023 | 4 | 3 | 12 | 42.0118
2023 | 4 | 3 | 13 | 43.0199
2023 | 4 | 3 | 14 | 41.9865
2023 | 4 | 3 | 15 | 42.4204
2023 | 4 | 3 | 16 | 42.3181
2023 | 4 | 3 | 17 | 43.4894
2023 | 4 | 3 | 18 | 52.3391
2023 | 4 | 3 | 19 | 57.8081
2023 | 4 | 3 | 20 | 59.8879
2023 | 4 | 3 | 21 | 57.1591
2023 | 4 | 3 | 22 | 53.4236
2023 | 4 | 3 | 23 | 49.6986
2023 | 4 | 4 | 0 | 49.2228
2023 | 4 | 4 | 1 | 48.964
2023 | 4 | 4 | 2 | 48.7715
2023 | 4 | 4 | 3 | 49.0152
2023 | 4 | 4 | 4 | 49.6852
2023 | 4 | 4 | 5 | 51.631
2023 | 4 | 4 | 6 | 56.2527
2023 | 4 | 4 | 7 | 59.7518
2023 | 4 | 4 | 8 | 56.6726
2023 | 4 | 4 | 9 | 49.7833
2023 | 4 | 4 | 10 | 46.3991
2023 | 4 | 4 | 11 | 44.9477
2023 | 4 | 4 | 12 | 46.199
2023 | 4 | 4 | 13 | 46.8878
2023 | 4 | 4 | 14 | 46.2322
2023 | 4 | 4 | 15 | 47.2736
2023 | 4 | 4 | 16 | 48.8975
2023 | 4 | 4 | 17 | 49.8975
2023 | 4 | 4 | 18 | 56.3087
2023 | 4 | 4 | 19 | 58.9454
2023 | 4 | 4 | 20 | 60.1536
2023 | 4 | 4 | 21 | 57.1035
2023 | 4 | 4 | 22 | 53.2515
2023 | 4 | 4 | 23 | 49.5097
2023 | 4 | 5 | 0 | 47.6381
2023 | 4 | 5 | 1 | 45.5483
2023 | 4 | 5 | 2 | 45.0093
2023 | 4 | 5 | 3 | 44.9007
2023 | 4 | 5 | 4 | 45.2622
2023 | 4 | 5 | 5 | 47.0174
2023 | 4 | 5 | 6 | 50.7998
2023 | 4 | 5 | 7 | 55.0189
2023 | 4 | 5 | 8 | 56.4068
2023 | 4 | 5 | 9 | 53.3826
2023 | 4 | 5 | 10 | 49.2126
2023 | 4 | 5 | 11 | 47.5103
2023 | 4 | 5 | 12 | 46.8758
2023 | 4 | 5 | 13 | 47.8097
2023 | 4 | 5 | 14 | 47.3867
2023 | 4 | 5 | 15 | 47.5981
2023 | 4 | 5 | 16 | 48.9199
2023 | 4 | 5 | 17 | 51.2417
2023 | 4 | 5 | 18 | 54.8749
2023 | 4 | 5 | 19 | 54.9746
2023 | 4 | 5 | 20 | 55.542
2023 | 4 | 5 | 21 | 52.2942
2023 | 4 | 5 | 22 | 48.107
2023 | 4 | 5 | 23 | 44.2798
2023 | 4 | 6 | 0 | 43.9381
2023 | 4 | 6 | 1 | 41.8043
2023 | 4 | 6 | 2 | 41.2391
2023 | 4 | 6 | 3 | 41.2
2023 | 4 | 6 | 4 | 41.6306
2023 | 4 | 6 | 5 | 43.6289
2023 | 4 | 6 | 6 | 47.9959
2023 | 4 | 6 | 7 | 52.0053
2023 | 4 | 6 | 8 | 52.6324
2023 | 4 | 6 | 9 | 50.2571
2023 | 4 | 6 | 10 | 47.3643
2023 | 4 | 6 | 11 | 45.7091
2023 | 4 | 6 | 12 | 46.1435
2023 | 4 | 6 | 13 | 46.8881
2023 | 4 | 6 | 14 | 46.7001
2023 | 4 | 6 | 15 | 47.7896
2023 | 4 | 6 | 16 | 50.9085
2023 | 4 | 6 | 17 | 53.42
2023 | 4 | 6 | 18 | 59.0299
2023 | 4 | 6 | 19 | 59.2677
2023 | 4 | 6 | 20 | 59.8693
2023 | 4 | 6 | 21 | 56.9807
2023 | 4 | 6 | 22 | 53.3111
2023 | 4 | 6 | 23 | 49.7527
2023 | 4 | 7 | 0 | 43.5596
2023 | 4 | 7 | 1 | 43.3218
2023 | 4 | 7 | 2 | 43.044
2023 | 4 | 7 | 3 | 43.0975
2023 | 4 | 7 | 4 | 43.5944
2023 | 4 | 7 | 5 | 44.8881
2023 | 4 | 7 | 6 | 47.0145
2023 | 4 | 7 | 7 | 47.8123
2023 | 4 | 7 | 8 | 44.0471
2023 | 4 | 7 | 9 | 37.3733
2023 | 4 | 7 | 10 | 33.1851
2023 | 4 | 7 | 11 | 34.4233
2023 | 4 | 7 | 12 | 34.4955
2023 | 4 | 7 | 13 | 33.2663
2023 | 4 | 7 | 14 | 31.4793
2023 | 4 | 7 | 15 | 32.777
2023 | 4 | 7 | 16 | 33.7514
2023 | 4 | 7 | 17 | 36.2211
2023 | 4 | 7 | 18 | 46.2163
2023 | 4 | 7 | 19 | 52.3162
2023 | 4 | 7 | 20 | 54.8694
2023 | 4 | 7 | 21 | 52.7241
2023 | 4 | 7 | 22 | 50.2817
2023 | 4 | 7 | 23 | 47.2249
2023 | 4 | 8 | 0 | 46.2226
2023 | 4 | 8 | 1 | 45.1529
2023 | 4 | 8 | 2 | 44.7312
2023 | 4 | 8 | 3 | 44.6792
2023 | 4 | 8 | 4 | 44.9595
2023 | 4 | 8 | 5 | 46.2951
2023 | 4 | 8 | 6 | 49.5871
2023 | 4 | 8 | 7 | 50.3748
2023 | 4 | 8 | 8 | 45.9338
2023 | 4 | 8 | 9 | 40.889
2023 | 4 | 8 | 10 | 40.1454
2023 | 4 | 8 | 11 | 39.6536
2023 | 4 | 8 | 12 | 39.6877
2023 | 4 | 8 | 13 | 39.8758
2023 | 4 | 8 | 14 | 38.6628
2023 | 4 | 8 | 15 | 38.7376
2023 | 4 | 8 | 16 | 40.1296
2023 | 4 | 8 | 17 | 40.9214
2023 | 4 | 8 | 18 | 47.2012
2023 | 4 | 8 | 19 | 51.0737
2023 | 4 | 8 | 20 | 51.6081
2023 | 4 | 8 | 21 | 48.8221
2023 | 4 | 8 | 22 | 45.5548
2023 | 4 | 8 | 23 | 42.6532
2023 | 4 | 9 | 0 | 41.6407
2023 | 4 | 9 | 1 | 39.3335
2023 | 4 | 9 | 2 | 38.9005
2023 | 4 | 9 | 3 | 38.693
2023 | 4 | 9 | 4 | 38.9026
2023 | 4 | 9 | 5 | 39.7413
2023 | 4 | 9 | 6 | 42.0031
2023 | 4 | 9 | 7 | 43.9968
2023 | 4 | 9 | 8 | 44.7915
2023 | 4 | 9 | 9 | 46.6994
2023 | 4 | 9 | 10 | 45.0571
2023 | 4 | 9 | 11 | 44.2874
2023 | 4 | 9 | 12 | 42.514
2023 | 4 | 9 | 13 | 42.6386
2023 | 4 | 9 | 14 | 42.566
2023 | 4 | 9 | 15 | 42.9933
2023 | 4 | 9 | 16 | 44.7646
2023 | 4 | 9 | 17 | 46.3691
2023 | 4 | 9 | 18 | 47.8668
2023 | 4 | 9 | 19 | 47.8712
2023 | 4 | 9 | 20 | 48.7472
2023 | 4 | 9 | 21 | 46.4546
2023 | 4 | 9 | 22 | 43.3003
2023 | 4 | 9 | 23 | 40.7426
2023 | 4 | 10 | 0 | 39.0172
2023 | 4 | 10 | 1 | 39.6335
2023 | 4 | 10 | 2 | 39.5621
2023 | 4 | 10 | 3 | 39.694
2023 | 4 | 10 | 4 | 40.3052
2023 | 4 | 10 | 5 | 41.7555
2023 | 4 | 10 | 6 | 45.0327
2023 | 4 | 10 | 7 | 47.2145
2023 | 4 | 10 | 8 | 43.2905
2023 | 4 | 10 | 9 | 35.2146
2023 | 4 | 10 | 10 | 34.5091
2023 | 4 | 10 | 11 | 34.6692
2023 | 4 | 10 | 12 | 39.3047
2023 | 4 | 10 | 13 | 40.4368
2023 | 4 | 10 | 14 | 41.6548
2023 | 4 | 10 | 15 | 40.8028
2023 | 4 | 10 | 16 | 38.3753
2023 | 4 | 10 | 17 | 35.6771
2023 | 4 | 10 | 18 | 44.4018
2023 | 4 | 10 | 19 | 50.6696
2023 | 4 | 10 | 20 | 52.908
2023 | 4 | 10 | 21 | 50.5285
2023 | 4 | 10 | 22 | 46.5881
2023 | 4 | 10 | 23 | 42.8842
2023 | 4 | 11 | 0 | 41.798
2023 | 4 | 11 | 1 | 40.905
2023 | 4 | 11 | 2 | 40.6133
2023 | 4 | 11 | 3 | 40.843
2023 | 4 | 11 | 4 | 41.4483
2023 | 4 | 11 | 5 | 43.551
2023 | 4 | 11 | 6 | 47.7738
2023 | 4 | 11 | 7 | 50.4412
2023 | 4 | 11 | 8 | 46.0587
2023 | 4 | 11 | 9 | 39.9441
2023 | 4 | 11 | 10 | 37.6551
2023 | 4 | 11 | 11 | 37.5378
2023 | 4 | 11 | 12 | 39.116
2023 | 4 | 11 | 13 | 40.0391
2023 | 4 | 11 | 14 | 39.3858
2023 | 4 | 11 | 15 | 39.6459
2023 | 4 | 11 | 16 | 40.3097
2023 | 4 | 11 | 17 | 40.0422
2023 | 4 | 11 | 18 | 46.7333
2023 | 4 | 11 | 19 | 51.8298
2023 | 4 | 11 | 20 | 53.9251
2023 | 4 | 11 | 21 | 51.8591
2023 | 4 | 11 | 22 | 48.3635
2023 | 4 | 11 | 23 | 44.8451
2023 | 4 | 12 | 0 | 41.2618
2023 | 4 | 12 | 1 | 40.5324
2023 | 4 | 12 | 2 | 40.1834
2023 | 4 | 12 | 3 | 40.2992
2023 | 4 | 12 | 4 | 40.8427
2023 | 4 | 12 | 5 | 42.8906
2023 | 4 | 12 | 6 | 46.6981
2023 | 4 | 12 | 7 | 49.2962
2023 | 4 | 12 | 8 | 45.8969
2023 | 4 | 12 | 9 | 40.9257
2023 | 4 | 12 | 10 | 38.9928
2023 | 4 | 12 | 11 | 38.8496
2023 | 4 | 12 | 12 | 39.8664
2023 | 4 | 12 | 13 | 40.9596
2023 | 4 | 12 | 14 | 40.2521
2023 | 4 | 12 | 15 | 39.8047
2023 | 4 | 12 | 16 | 40.0019
2023 | 4 | 12 | 17 | 40.4093
2023 | 4 | 12 | 18 | 44.3802
2023 | 4 | 12 | 19 | 49.0984
2023 | 4 | 12 | 20 | 51.1649
2023 | 4 | 12 | 21 | 49.1267
2023 | 4 | 12 | 22 | 45.451
2023 | 4 | 12 | 23 | 41.8121
2023 | 4 | 13 | 0 | 40.1511
2023 | 4 | 13 | 1 | 37.8901
2023 | 4 | 13 | 2 | 37.3923
2023 | 4 | 13 | 3 | 37.4053
2023 | 4 | 13 | 4 | 37.8522
2023 | 4 | 13 | 5 | 39.9319
2023 | 4 | 13 | 6 | 44.273
2023 | 4 | 13 | 7 | 46.8453
2023 | 4 | 13 | 8 | 43.6862
2023 | 4 | 13 | 9 | 40.1583
2023 | 4 | 13 | 10 | 39.1183
2023 | 4 | 13 | 11 | 38.8623
2023 | 4 | 13 | 12 | 37.7193
2023 | 4 | 13 | 13 | 38.9512
2023 | 4 | 13 | 14 | 38.7108
2023 | 4 | 13 | 15 | 38.5057
2023 | 4 | 13 | 16 | 38.3361
2023 | 4 | 13 | 17 | 38.6162
2023 | 4 | 13 | 18 | 46.1284
2023 | 4 | 13 | 19 | 48.2574
2023 | 4 | 13 | 20 | 49.4601
2023 | 4 | 13 | 21 | 47.1844
2023 | 4 | 13 | 22 | 43.505
2023 | 4 | 13 | 23 | 39.7359
2023 | 4 | 14 | 0 | 38.3943
2023 | 4 | 14 | 1 | 36.7305
2023 | 4 | 14 | 2 | 36.1281
2023 | 4 | 14 | 3 | 36.0459
2023 | 4 | 14 | 4 | 36.4537
2023 | 4 | 14 | 5 | 38.4997
2023 | 4 | 14 | 6 | 42.2496
2023 | 4 | 14 | 7 | 45.6491
2023 | 4 | 14 | 8 | 45.1877
2023 | 4 | 14 | 9 | 43.1283
2023 | 4 | 14 | 10 | 40.4711
2023 | 4 | 14 | 11 | 39.397
2023 | 4 | 14 | 12 | 38.6998
2023 | 4 | 14 | 13 | 39.7904
2023 | 4 | 14 | 14 | 38.8823
2023 | 4 | 14 | 15 | 38.7943
2023 | 4 | 14 | 16 | 40.3702
2023 | 4 | 14 | 17 | 41.1557
2023 | 4 | 14 | 18 | 51.3132
2023 | 4 | 14 | 19 | 51.3066
2023 | 4 | 14 | 20 | 51.6217
2023 | 4 | 14 | 21 | 49.2434
2023 | 4 | 14 | 22 | 45.9408
2023 | 4 | 14 | 23 | 42.43
2023 | 4 | 15 | 0 | 37.257
2023 | 4 | 15 | 1 | 37.6963
2023 | 4 | 15 | 2 | 37.2707
2023 | 4 | 15 | 3 | 37.1862
2023 | 4 | 15 | 4 | 37.6167
2023 | 4 | 15 | 5 | 39.0041
2023 | 4 | 15 | 6 | 41.5207
2023 | 4 | 15 | 7 | 42.9519
2023 | 4 | 15 | 8 | 42.1406
2023 | 4 | 15 | 9 | 40.0194
2023 | 4 | 15 | 10 | 38.1761
2023 | 4 | 15 | 11 | 37.176
2023 | 4 | 15 | 12 | 35.3726
2023 | 4 | 15 | 13 | 35.4371
2023 | 4 | 15 | 14 | 34.7843
2023 | 4 | 15 | 15 | 34.8502
2023 | 4 | 15 | 16 | 36.3573
2023 | 4 | 15 | 17 | 37.543
2023 | 4 | 15 | 18 | 48.1992
2023 | 4 | 15 | 19 | 48.3355
2023 | 4 | 15 | 20 | 47.9015
2023 | 4 | 15 | 21 | 45.1889
2023 | 4 | 15 | 22 | 42.0082
2023 | 4 | 15 | 23 | 39.1098
2023 | 4 | 16 | 0 | 39.8368
2023 | 4 | 16 | 1 | 38.4872
2023 | 4 | 16 | 2 | 37.8838
2023 | 4 | 16 | 3 | 37.7473
2023 | 4 | 16 | 4 | 38.0462
2023 | 4 | 16 | 5 | 39.2544
2023 | 4 | 16 | 6 | 40.5838
2023 | 4 | 16 | 7 | 42.0237
2023 | 4 | 16 | 8 | 44.8891
2023 | 4 | 16 | 9 | 46.5847
2023 | 4 | 16 | 10 | 45.2704
2023 | 4 | 16 | 11 | 43.0046
2023 | 4 | 16 | 12 | 41.3985
2023 | 4 | 16 | 13 | 41.4163
2023 | 4 | 16 | 14 | 41.4387
2023 | 4 | 16 | 15 | 42.7113
2023 | 4 | 16 | 16 | 46.618
2023 | 4 | 16 | 17 | 50.0379
2023 | 4 | 16 | 18 | 52.4284
2023 | 4 | 16 | 19 | 50.6568
2023 | 4 | 16 | 20 | 49.9746
2023 | 4 | 16 | 21 | 46.8963
2023 | 4 | 16 | 22 | 42.9237
2023 | 4 | 16 | 23 | 39.6733
2023 | 4 | 17 | 0 | 39.456
2023 | 4 | 17 | 1 | 37.221
2023 | 4 | 17 | 2 | 37.0338
2023 | 4 | 17 | 3 | 37.2104
2023 | 4 | 17 | 4 | 37.8196
2023 | 4 | 17 | 5 | 39.998
2023 | 4 | 17 | 6 | 43.7578
2023 | 4 | 17 | 7 | 47.2748
2023 | 4 | 17 | 8 | 48.4558
2023 | 4 | 17 | 9 | 47.8104
2023 | 4 | 17 | 10 | 46.065
2023 | 4 | 17 | 11 | 44.9856
2023 | 4 | 17 | 12 | 44.4425
2023 | 4 | 17 | 13 | 45.409
2023 | 4 | 17 | 14 | 45.4369
2023 | 4 | 17 | 15 | 46.335
2023 | 4 | 17 | 16 | 47.5035
2023 | 4 | 17 | 17 | 49.1415
2023 | 4 | 17 | 18 | 53.6532
2023 | 4 | 17 | 19 | 52.5891
2023 | 4 | 17 | 20 | 52.5036
2023 | 4 | 17 | 21 | 49.5742
2023 | 4 | 17 | 22 | 45.3492
2023 | 4 | 17 | 23 | 41.5049
2023 | 4 | 18 | 0 | 40.2383
2023 | 4 | 18 | 1 | 40.114
2023 | 4 | 18 | 2 | 39.7188
2023 | 4 | 18 | 3 | 39.9204
2023 | 4 | 18 | 4 | 40.5799
2023 | 4 | 18 | 5 | 42.8012
2023 | 4 | 18 | 6 | 48.476
2023 | 4 | 18 | 7 | 50.9549
2023 | 4 | 18 | 8 | 47.5646
2023 | 4 | 18 | 9 | 44.4413
2023 | 4 | 18 | 10 | 43.6374
2023 | 4 | 18 | 11 | 42.3805
2023 | 4 | 18 | 12 | 42.9985
2023 | 4 | 18 | 13 | 43.5632
2023 | 4 | 18 | 14 | 43.7324
2023 | 4 | 18 | 15 | 44.5602
2023 | 4 | 18 | 16 | 45.7011
2023 | 4 | 18 | 17 | 45.2718
2023 | 4 | 18 | 18 | 47.1355
2023 | 4 | 18 | 19 | 52.9349
2023 | 4 | 18 | 20 | 55.2619
2023 | 4 | 18 | 21 | 53.7457
2023 | 4 | 18 | 22 | 50.2591
2023 | 4 | 18 | 23 | 46.5954
2023 | 4 | 19 | 0 | 43.7944
2023 | 4 | 19 | 1 | 42.5288
2023 | 4 | 19 | 2 | 42.1538
2023 | 4 | 19 | 3 | 42.2533
2023 | 4 | 19 | 4 | 42.8348
2023 | 4 | 19 | 5 | 44.9114
2023 | 4 | 19 | 6 | 50.3364
2023 | 4 | 19 | 7 | 52.1338
2023 | 4 | 19 | 8 | 47.4852
2023 | 4 | 19 | 9 | 43.5815
2023 | 4 | 19 | 10 | 43.2724
2023 | 4 | 19 | 11 | 42.7764
2023 | 4 | 19 | 12 | 43.0398
2023 | 4 | 19 | 13 | 43.9398
2023 | 4 | 19 | 14 | 43.2682
2023 | 4 | 19 | 15 | 42.7327
2023 | 4 | 19 | 16 | 42.1055
2023 | 4 | 19 | 17 | 41.3389
2023 | 4 | 19 | 18 | 46.0825
2023 | 4 | 19 | 19 | 52.3697
2023 | 4 | 19 | 20 | 54.9901
2023 | 4 | 19 | 21 | 53.6431
2023 | 4 | 19 | 22 | 50.1436
2023 | 4 | 19 | 23 | 46.4362
2023 | 4 | 20 | 0 | 42.93
2023 | 4 | 20 | 1 | 42.4597
2023 | 4 | 20 | 2 | 42.1772
2023 | 4 | 20 | 3 | 42.372
2023 | 4 | 20 | 4 | 42.9795
2023 | 4 | 20 | 5 | 45.1691
2023 | 4 | 20 | 6 | 49.4068
2023 | 4 | 20 | 7 | 50.8985
2023 | 4 | 20 | 8 | 45.2592
2023 | 4 | 20 | 9 | 41.1287
2023 | 4 | 20 | 10 | 41.1278
2023 | 4 | 20 | 11 | 40.8376
2023 | 4 | 20 | 12 | 40.5428
2023 | 4 | 20 | 13 | 41.7621
2023 | 4 | 20 | 14 | 41.5287
2023 | 4 | 20 | 15 | 41.0713
2023 | 4 | 20 | 16 | 39.6918
2023 | 4 | 20 | 17 | 38.5969
2023 | 4 | 20 | 18 | 42.723
2023 | 4 | 20 | 19 | 49.8232
2023 | 4 | 20 | 20 | 52.6378
2023 | 4 | 20 | 21 | 51.5929
2023 | 4 | 20 | 22 | 48.2672
2023 | 4 | 20 | 23 | 44.4593
2023 | 4 | 21 | 0 | 42.0186
2023 | 4 | 21 | 1 | 40.5123
2023 | 4 | 21 | 2 | 40.0181
2023 | 4 | 21 | 3 | 39.9686
2023 | 4 | 21 | 4 | 40.3617
2023 | 4 | 21 | 5 | 42.3412
2023 | 4 | 21 | 6 | 46.3765
2023 | 4 | 21 | 7 | 48.0185
2023 | 4 | 21 | 8 | 43.1249
2023 | 4 | 21 | 9 | 40.1487
2023 | 4 | 21 | 10 | 40.1005
2023 | 4 | 21 | 11 | 40.1157
2023 | 4 | 21 | 12 | 39.924
2023 | 4 | 21 | 13 | 40.9325
2023 | 4 | 21 | 14 | 39.7139
2023 | 4 | 21 | 15 | 38.6533
2023 | 4 | 21 | 16 | 38.1606
2023 | 4 | 21 | 17 | 36.4925
2023 | 4 | 21 | 18 | 39.4838
2023 | 4 | 21 | 19 | 45.9298
2023 | 4 | 21 | 20 | 48.3733
2023 | 4 | 21 | 21 | 47.3933
2023 | 4 | 21 | 22 | 44.4633
2023 | 4 | 21 | 23 | 40.8922
2023 | 4 | 22 | 0 | 37.661
2023 | 4 | 22 | 1 | 35.3619
2023 | 4 | 22 | 2 | 34.7378
2023 | 4 | 22 | 3 | 34.3977
2023 | 4 | 22 | 4 | 34.6205
2023 | 4 | 22 | 5 | 35.8001
2023 | 4 | 22 | 6 | 38.0219
2023 | 4 | 22 | 7 | 37.8305
2023 | 4 | 22 | 8 | 34.8523
2023 | 4 | 22 | 9 | 35.1806
2023 | 4 | 22 | 10 | 37.0586
2023 | 4 | 22 | 11 | 39.894
2023 | 4 | 22 | 12 | 39.5936
2023 | 4 | 22 | 13 | 39.7452
2023 | 4 | 22 | 14 | 37.7768
2023 | 4 | 22 | 15 | 37.2245
2023 | 4 | 22 | 16 | 37.7434
2023 | 4 | 22 | 17 | 39.0968
2023 | 4 | 22 | 18 | 41.0789
2023 | 4 | 22 | 19 | 43.4297
2023 | 4 | 22 | 20 | 43.4603
2023 | 4 | 22 | 21 | 41.4736
2023 | 4 | 22 | 22 | 38.4052
2023 | 4 | 22 | 23 | 35.3824
2023 | 4 | 23 | 0 | 33.2638
2023 | 4 | 23 | 1 | 32.0276
2023 | 4 | 23 | 2 | 31.4002
2023 | 4 | 23 | 3 | 31.2143
2023 | 4 | 23 | 4 | 31.4857
2023 | 4 | 23 | 5 | 32.4165
2023 | 4 | 23 | 6 | 34.1677
2023 | 4 | 23 | 7 | 33.1617
2023 | 4 | 23 | 8 | 30.4499
2023 | 4 | 23 | 9 | 31.4576
2023 | 4 | 23 | 10 | 34.08
2023 | 4 | 23 | 11 | 36.7277
2023 | 4 | 23 | 12 | 36.2287
2023 | 4 | 23 | 13 | 36.8003
2023 | 4 | 23 | 14 | 37.045
2023 | 4 | 23 | 15 | 36.8348
2023 | 4 | 23 | 16 | 35.8633
2023 | 4 | 23 | 17 | 36.6718
2023 | 4 | 23 | 18 | 39.9244
2023 | 4 | 23 | 19 | 42.1376
2023 | 4 | 23 | 20 | 42.6578
2023 | 4 | 23 | 21 | 40.4989
2023 | 4 | 23 | 22 | 36.6953
2023 | 4 | 23 | 23 | 33.2782
2023 | 4 | 24 | 0 | 31.7925
2023 | 4 | 24 | 1 | 29.7742
2023 | 4 | 24 | 2 | 29.5948
2023 | 4 | 24 | 3 | 29.7247
2023 | 4 | 24 | 4 | 30.3653
2023 | 4 | 24 | 5 | 32.504
2023 | 4 | 24 | 6 | 36.5837
2023 | 4 | 24 | 7 | 37.979
2023 | 4 | 24 | 8 | 33.6886
2023 | 4 | 24 | 9 | 33.2784
2023 | 4 | 24 | 10 | 37.7863
2023 | 4 | 24 | 11 | 41.69
2023 | 4 | 24 | 12 | 40.5648
2023 | 4 | 24 | 13 | 41.8398
2023 | 4 | 24 | 14 | 42.6619
2023 | 4 | 24 | 15 | 41.8215
2023 | 4 | 24 | 16 | 39.1164
2023 | 4 | 24 | 17 | 37.7275
2023 | 4 | 24 | 18 | 42.0832
2023 | 4 | 24 | 19 | 45.4828
2023 | 4 | 24 | 20 | 46.5462
2023 | 4 | 24 | 21 | 44.5014
2023 | 4 | 24 | 22 | 40.4647
2023 | 4 | 24 | 23 | 36.4207
2023 | 4 | 25 | 0 | 33.9101
2023 | 4 | 25 | 1 | 31.0183
2023 | 4 | 25 | 2 | 30.5601
2023 | 4 | 25 | 3 | 30.5682
2023 | 4 | 25 | 4 | 31.0291
2023 | 4 | 25 | 5 | 32.9831
2023 | 4 | 25 | 6 | 36.7762
2023 | 4 | 25 | 7 | 38.6799
2023 | 4 | 25 | 8 | 36.3285
2023 | 4 | 25 | 9 | 36.6335
2023 | 4 | 25 | 10 | 38.6164
2023 | 4 | 25 | 11 | 40.2865
2023 | 4 | 25 | 12 | 40.9044
2023 | 4 | 25 | 13 | 41.7727
2023 | 4 | 25 | 14 | 41.8406
2023 | 4 | 25 | 15 | 41.3435
2023 | 4 | 25 | 16 | 40.4758
2023 | 4 | 25 | 17 | 39.1443
2023 | 4 | 25 | 18 | 41.1538
2023 | 4 | 25 | 19 | 44.4057
2023 | 4 | 25 | 20 | 45.6999
2023 | 4 | 25 | 21 | 43.8722
2023 | 4 | 25 | 22 | 39.8299
2023 | 4 | 25 | 23 | 35.6516
2023 | 4 | 26 | 0 | 33.8265
2023 | 4 | 26 | 1 | 30.8064
2023 | 4 | 26 | 2 | 30.3438
2023 | 4 | 26 | 3 | 30.3269
2023 | 4 | 26 | 4 | 30.7925
2023 | 4 | 26 | 5 | 32.7562
2023 | 4 | 26 | 6 | 36.6184
2023 | 4 | 26 | 7 | 38.0529
2023 | 4 | 26 | 8 | 35.7807
2023 | 4 | 26 | 9 | 37.0406
2023 | 4 | 26 | 10 | 39.9467
2023 | 4 | 26 | 11 | 41.7944
2023 | 4 | 26 | 12 | 42.3642
2023 | 4 | 26 | 13 | 43.5646
2023 | 4 | 26 | 14 | 43.4443
2023 | 4 | 26 | 15 | 41.8579
2023 | 4 | 26 | 16 | 39.7197
2023 | 4 | 26 | 17 | 38.2154
2023 | 4 | 26 | 18 | 38.2558
2023 | 4 | 26 | 19 | 42.5308
2023 | 4 | 26 | 20 | 44.1222
2023 | 4 | 26 | 21 | 42.6244
2023 | 4 | 26 | 22 | 38.5014
2023 | 4 | 26 | 23 | 34.2255
2023 | 4 | 27 | 0 | 32.8779
2023 | 4 | 27 | 1 | 29.9089
2023 | 4 | 27 | 2 | 29.4772
2023 | 4 | 27 | 3 | 29.4883
2023 | 4 | 27 | 4 | 29.9396
2023 | 4 | 27 | 5 | 31.9609
2023 | 4 | 27 | 6 | 36.4063
2023 | 4 | 27 | 7 | 37.4061
2023 | 4 | 27 | 8 | 34.0167
2023 | 4 | 27 | 9 | 35.4281
2023 | 4 | 27 | 10 | 38.7029
2023 | 4 | 27 | 11 | 40.8516
2023 | 4 | 27 | 12 | 40.8507
2023 | 4 | 27 | 13 | 41.7773
2023 | 4 | 27 | 14 | 41.7774
2023 | 4 | 27 | 15 | 40.6984
2023 | 4 | 27 | 16 | 39.395
2023 | 4 | 27 | 17 | 38.4149
2023 | 4 | 27 | 18 | 39.5842
2023 | 4 | 27 | 19 | 43.5367
2023 | 4 | 27 | 20 | 45.0265
2023 | 4 | 27 | 21 | 43.7181
2023 | 4 | 27 | 22 | 39.7905
2023 | 4 | 27 | 23 | 35.5214
2023 | 4 | 28 | 0 | 33.0426
2023 | 4 | 28 | 1 | 31.327
2023 | 4 | 28 | 2 | 30.7394
2023 | 4 | 28 | 3 | 30.6215
2023 | 4 | 28 | 4 | 30.9671
2023 | 4 | 28 | 5 | 32.9553
2023 | 4 | 28 | 6 | 37.3778
2023 | 4 | 28 | 7 | 39.4931
2023 | 4 | 28 | 8 | 39.6449
2023 | 4 | 28 | 9 | 42.482
2023 | 4 | 28 | 10 | 43.1767
2023 | 4 | 28 | 11 | 42.9555
2023 | 4 | 28 | 12 | 41.5673
2023 | 4 | 28 | 13 | 42.4691
2023 | 4 | 28 | 14 | 41.5245
2023 | 4 | 28 | 15 | 40.2714
2023 | 4 | 28 | 16 | 39.9633
2023 | 4 | 28 | 17 | 39.033
2023 | 4 | 28 | 18 | 36.7795
2023 | 4 | 28 | 19 | 41.6812
2023 | 4 | 28 | 20 | 43.0014
2023 | 4 | 28 | 21 | 42.1501
2023 | 4 | 28 | 22 | 38.9194
2023 | 4 | 28 | 23 | 34.9943
2023 | 4 | 29 | 0 | 32.3581
2023 | 4 | 29 | 1 | 33.4216
2023 | 4 | 29 | 2 | 32.7652
2023 | 4 | 29 | 3 | 32.44
2023 | 4 | 29 | 4 | 32.6253
2023 | 4 | 29 | 5 | 33.6144
2023 | 4 | 29 | 6 | 35.6724
2023 | 4 | 29 | 7 | 36.0651
2023 | 4 | 29 | 8 | 35.1052
2023 | 4 | 29 | 9 | 35.5701
2023 | 4 | 29 | 10 | 36.5694
2023 | 4 | 29 | 11 | 36.4494
2023 | 4 | 29 | 12 | 34.9724
2023 | 4 | 29 | 13 | 35.8374
2023 | 4 | 29 | 14 | 35.9822
2023 | 4 | 29 | 15 | 36.3591
2023 | 4 | 29 | 16 | 37.36
2023 | 4 | 29 | 17 | 38.9789
2023 | 4 | 29 | 18 | 40.5393
2023 | 4 | 29 | 19 | 43.6415
2023 | 4 | 29 | 20 | 44.2689
2023 | 4 | 29 | 21 | 42.6512
2023 | 4 | 29 | 22 | 39.2626
2023 | 4 | 29 | 23 | 35.7003
2023 | 4 | 30 | 0 | 33.8459
2023 | 4 | 30 | 1 | 34.9344
2023 | 4 | 30 | 2 | 34.1489
2023 | 4 | 30 | 3 | 33.7366
2023 | 4 | 30 | 4 | 33.9143
2023 | 4 | 30 | 5 | 34.9242
2023 | 4 | 30 | 6 | 37.0072
2023 | 4 | 30 | 7 | 37.7233
2023 | 4 | 30 | 8 | 41.0077
2023 | 4 | 30 | 9 | 43.1639
2023 | 4 | 30 | 10 | 41.1652
2023 | 4 | 30 | 11 | 39.105
2023 | 4 | 30 | 12 | 40.5362
2023 | 4 | 30 | 13 | 41.2613
2023 | 4 | 30 | 14 | 39.218
2023 | 4 | 30 | 15 | 39.7469
2023 | 4 | 30 | 16 | 44.1947
2023 | 4 | 30 | 17 | 48.1887
2023 | 4 | 30 | 18 | 46.9486
2023 | 4 | 30 | 19 | 46.5058
2023 | 4 | 30 | 20 | 46.5437
2023 | 4 | 30 | 21 | 44.3477
2023 | 4 | 30 | 22 | 40.2333
2023 | 4 | 30 | 23 | 36.3532
2023 | 5 | 1 | 0 | 34.4394
2023 | 5 | 1 | 1 | 34.9344
2023 | 5 | 1 | 2 | 34.7458
2023 | 5 | 1 | 3 | 34.962
2023 | 5 | 1 | 4 | 35.5487
2023 | 5 | 1 | 5 | 38.3416
2023 | 5 | 1 | 6 | 42.4526
2023 | 5 | 1 | 7 | 45.2095
2023 | 5 | 1 | 8 | 46.3828
2023 | 5 | 1 | 9 | 49.6283
2023 | 5 | 1 | 10 | 51.5345
2023 | 5 | 1 | 11 | 51.3815
2023 | 5 | 1 | 12 | 51.4937
2023 | 5 | 1 | 13 | 51.4121
2023 | 5 | 1 | 14 | 52.3202
2023 | 5 | 1 | 15 | 51.8629
2023 | 5 | 1 | 16 | 51.6826
2023 | 5 | 1 | 17 | 50.2223
2023 | 5 | 1 | 18 | 50.4174
2023 | 5 | 1 | 19 | 52.2881
2023 | 5 | 1 | 20 | 53.269
2023 | 5 | 1 | 21 | 51.6717
2023 | 5 | 1 | 22 | 46.5225
2023 | 5 | 1 | 23 | 41.8015
2023 | 5 | 2 | 0 | 39.2441
2023 | 5 | 2 | 1 | 40.911
2023 | 5 | 2 | 2 | 40.5165
2023 | 5 | 2 | 3 | 40.6876
2023 | 5 | 2 | 4 | 41.2772
2023 | 5 | 2 | 5 | 43.9734
2023 | 5 | 2 | 6 | 48.2725
2023 | 5 | 2 | 7 | 50.3854
2023 | 5 | 2 | 8 | 46.4795
2023 | 5 | 2 | 9 | 46.273
2023 | 5 | 2 | 10 | 47.8503
2023 | 5 | 2 | 11 | 49.0015
2023 | 5 | 2 | 12 | 47.0272
2023 | 5 | 2 | 13 | 47.8952
2023 | 5 | 2 | 14 | 49.1444
2023 | 5 | 2 | 15 | 49.8022
2023 | 5 | 2 | 16 | 49.9561
2023 | 5 | 2 | 17 | 49.8574
2023 | 5 | 2 | 18 | 55.4316
2023 | 5 | 2 | 19 | 58.0185
2023 | 5 | 2 | 20 | 59.6356
2023 | 5 | 2 | 21 | 58.2946
2023 | 5 | 2 | 22 | 53.2464
2023 | 5 | 2 | 23 | 48.1657
2023 | 5 | 3 | 0 | 43.7854
2023 | 5 | 3 | 1 | 45.9274
2023 | 5 | 3 | 2 | 45.4511
2023 | 5 | 3 | 3 | 45.7667
2023 | 5 | 3 | 4 | 46.6169
2023 | 5 | 3 | 5 | 49.7806
2023 | 5 | 3 | 6 | 52.8221
2023 | 5 | 3 | 7 | 56.6058
2023 | 5 | 3 | 8 | 60.0805
2023 | 5 | 3 | 9 | 64.9897
2023 | 5 | 3 | 10 | 63.7288
2023 | 5 | 3 | 11 | 60.1283
2023 | 5 | 3 | 12 | 59.0828
2023 | 5 | 3 | 13 | 60.2882
2023 | 5 | 3 | 14 | 61.1235
2023 | 5 | 3 | 15 | 62.152
2023 | 5 | 3 | 16 | 63.4501
2023 | 5 | 3 | 17 | 64.2164
2023 | 5 | 3 | 18 | 64.5582
2023 | 5 | 3 | 19 | 65.3166
2023 | 5 | 3 | 20 | 66.937
2023 | 5 | 3 | 21 | 65.4779
2023 | 5 | 3 | 22 | 60.0824
2023 | 5 | 3 | 23 | 54.5269
2023 | 5 | 4 | 0 | 51.5223
2023 | 5 | 4 | 1 | 50.2904
2023 | 5 | 4 | 2 | 50.0568
2023 | 5 | 4 | 3 | 50.4315
2023 | 5 | 4 | 4 | 51.2167
2023 | 5 | 4 | 5 | 54.2606
2023 | 5 | 4 | 6 | 58.9544
2023 | 5 | 4 | 7 | 60.1028
2023 | 5 | 4 | 8 | 54.5353
2023 | 5 | 4 | 9 | 54.0114
2023 | 5 | 4 | 10 | 56.0332
2023 | 5 | 4 | 11 | 53.7189
2023 | 5 | 4 | 12 | 57.9322
2023 | 5 | 4 | 13 | 57.7259
2023 | 5 | 4 | 14 | 58.507
2023 | 5 | 4 | 15 | 58.7086
2023 | 5 | 4 | 16 | 59.617
2023 | 5 | 4 | 17 | 57.4866
2023 | 5 | 4 | 18 | 53.4205
2023 | 5 | 4 | 19 | 62.4945
2023 | 5 | 4 | 20 | 66.6072
2023 | 5 | 4 | 21 | 66.5637
2023 | 5 | 4 | 22 | 61.9451
2023 | 5 | 4 | 23 | 56.6861
2023 | 5 | 5 | 0 | 52.2037
2023 | 5 | 5 | 1 | 52.923
2023 | 5 | 5 | 2 | 52.5436
2023 | 5 | 5 | 3 | 52.7571
2023 | 5 | 5 | 4 | 53.4662
2023 | 5 | 5 | 5 | 56.3438
2023 | 5 | 5 | 6 | 60.9493
2023 | 5 | 5 | 7 | 62.7107
2023 | 5 | 5 | 8 | 57.5228
2023 | 5 | 5 | 9 | 55.8039
2023 | 5 | 5 | 10 | 55.9611
2023 | 5 | 5 | 11 | 53.7191
2023 | 5 | 5 | 12 | 57.4255
2023 | 5 | 5 | 13 | 58.1738
2023 | 5 | 5 | 14 | 58.7237
2023 | 5 | 5 | 15 | 58.6875
2023 | 5 | 5 | 16 | 58.7747
2023 | 5 | 5 | 17 | 56.862
2023 | 5 | 5 | 18 | 54.0394
2023 | 5 | 5 | 19 | 61.6081
2023 | 5 | 5 | 20 | 64.9499
2023 | 5 | 5 | 21 | 64.8198
2023 | 5 | 5 | 22 | 60.5564
2023 | 5 | 5 | 23 | 55.3642
2023 | 5 | 6 | 0 | 51.4324
2023 | 5 | 6 | 1 | 50.2285
2023 | 5 | 6 | 2 | 49.6966
2023 | 5 | 6 | 3 | 49.5787
2023 | 5 | 6 | 4 | 49.9411
2023 | 5 | 6 | 5 | 51.8574
2023 | 5 | 6 | 6 | 54.7547
2023 | 5 | 6 | 7 | 53.6556
2023 | 5 | 6 | 8 | 47.4139
2023 | 5 | 6 | 9 | 47.9075
2023 | 5 | 6 | 10 | 50.9775
2023 | 5 | 6 | 11 | 50.2021
2023 | 5 | 6 | 12 | 55.4058
2023 | 5 | 6 | 13 | 55.1003
2023 | 5 | 6 | 14 | 55.3761
2023 | 5 | 6 | 15 | 55.9281
2023 | 5 | 6 | 16 | 57.3194
2023 | 5 | 6 | 17 | 56.0787
2023 | 5 | 6 | 18 | 63.8819
2023 | 5 | 6 | 19 | 62.1727
2023 | 5 | 6 | 20 | 61.4642
2023 | 5 | 6 | 21 | 59.4701
2023 | 5 | 6 | 22 | 54.8747
2023 | 5 | 6 | 23 | 50.6011
2023 | 5 | 7 | 0 | 48.0289
2023 | 5 | 7 | 1 | 45.6096
2023 | 5 | 7 | 2 | 44.7284
2023 | 5 | 7 | 3 | 44.3591
2023 | 5 | 7 | 4 | 44.5304
2023 | 5 | 7 | 5 | 46.0678
2023 | 5 | 7 | 6 | 47.1511
2023 | 5 | 7 | 7 | 47.6827
2023 | 5 | 7 | 8 | 51.0637
2023 | 5 | 7 | 9 | 57.203
2023 | 5 | 7 | 10 | 57.0317
2023 | 5 | 7 | 11 | 53.899
2023 | 5 | 7 | 12 | 54.2792
2023 | 5 | 7 | 13 | 55.3168
2023 | 5 | 7 | 14 | 56.0488
2023 | 5 | 7 | 15 | 57.1284
2023 | 5 | 7 | 16 | 59.3194
2023 | 5 | 7 | 17 | 59.77
2023 | 5 | 7 | 18 | 63.0869
2023 | 5 | 7 | 19 | 59.7204
2023 | 5 | 7 | 20 | 59.0618
2023 | 5 | 7 | 21 | 56.765
2023 | 5 | 7 | 22 | 51.4538
2023 | 5 | 7 | 23 | 46.8216
2023 | 5 | 8 | 0 | 44.7883
2023 | 5 | 8 | 1 | 43.7022
2023 | 5 | 8 | 2 | 43.4004
2023 | 5 | 8 | 3 | 43.5918
2023 | 5 | 8 | 4 | 44.179
2023 | 5 | 8 | 5 | 47.051
2023 | 5 | 8 | 6 | 51.5745
2023 | 5 | 8 | 7 | 55.5759
2023 | 5 | 8 | 8 | 59.1287
2023 | 5 | 8 | 9 | 61.682
2023 | 5 | 8 | 10 | 59.7698
2023 | 5 | 8 | 11 | 57.2144
2023 | 5 | 8 | 12 | 56.5312
2023 | 5 | 8 | 13 | 57.0286
2023 | 5 | 8 | 14 | 56.6291
2023 | 5 | 8 | 15 | 57.3223
2023 | 5 | 8 | 16 | 58.3643
2023 | 5 | 8 | 17 | 58.4755
2023 | 5 | 8 | 18 | 63.3104
2023 | 5 | 8 | 19 | 61.6924
2023 | 5 | 8 | 20 | 62.4295
2023 | 5 | 8 | 21 | 60.6111
2023 | 5 | 8 | 22 | 55.3281
2023 | 5 | 8 | 23 | 50.0728
2023 | 5 | 9 | 0 | 46.4044
2023 | 5 | 9 | 1 | 44.3735
2023 | 5 | 9 | 2 | 43.7536
2023 | 5 | 9 | 3 | 43.9057
2023 | 5 | 9 | 4 | 44.5668
2023 | 5 | 9 | 5 | 47.36
2023 | 5 | 9 | 6 | 52.4617
2023 | 5 | 9 | 7 | 55.7109
2023 | 5 | 9 | 8 | 55.5748
2023 | 5 | 9 | 9 | 57.2183
2023 | 5 | 9 | 10 | 56.5366
2023 | 5 | 9 | 11 | 53.7395
2023 | 5 | 9 | 12 | 48.5497
2023 | 5 | 9 | 13 | 49.3585
2023 | 5 | 9 | 14 | 49.582
2023 | 5 | 9 | 15 | 49.8678
2023 | 5 | 9 | 16 | 48.9857
2023 | 5 | 9 | 17 | 45.5301
2023 | 5 | 9 | 18 | 46.5557
2023 | 5 | 9 | 19 | 56.521
2023 | 5 | 9 | 20 | 60.7804
2023 | 5 | 9 | 21 | 60.9215
2023 | 5 | 9 | 22 | 56.5626
2023 | 5 | 9 | 23 | 51.565
2023 | 5 | 10 | 0 | 49.4573
2023 | 5 | 10 | 1 | 47.4139
2023 | 5 | 10 | 2 | 46.8616
2023 | 5 | 10 | 3 | 46.9289
2023 | 5 | 10 | 4 | 47.4928
2023 | 5 | 10 | 5 | 50.1392
2023 | 5 | 10 | 6 | 54.3313
2023 | 5 | 10 | 7 | 55.6897
2023 | 5 | 10 | 8 | 50.3301
2023 | 5 | 10 | 9 | 49.5714
2023 | 5 | 10 | 10 | 52.614
2023 | 5 | 10 | 11 | 54.3078
2023 | 5 | 10 | 12 | 52.386
2023 | 5 | 10 | 13 | 53.8335
2023 | 5 | 10 | 14 | 53.9099
2023 | 5 | 10 | 15 | 53.3369
2023 | 5 | 10 | 16 | 50.9536
2023 | 5 | 10 | 17 | 49.9838
2023 | 5 | 10 | 18 | 54.4864
2023 | 5 | 10 | 19 | 59.5117
2023 | 5 | 10 | 20 | 61.9526
2023 | 5 | 10 | 21 | 61.4079
2023 | 5 | 10 | 22 | 56.5923
2023 | 5 | 10 | 23 | 51.1609
2023 | 5 | 11 | 0 | 46.1653
2023 | 5 | 11 | 1 | 45.1547
2023 | 5 | 11 | 2 | 44.6794
2023 | 5 | 11 | 3 | 44.901
2023 | 5 | 11 | 4 | 45.5935
2023 | 5 | 11 | 5 | 48.4678
2023 | 5 | 11 | 6 | 52.4524
2023 | 5 | 11 | 7 | 53.8313
2023 | 5 | 11 | 8 | 48.2796
2023 | 5 | 11 | 9 | 47.2051
2023 | 5 | 11 | 10 | 48.4938
2023 | 5 | 11 | 11 | 46.8793
2023 | 5 | 11 | 12 | 49.6896
2023 | 5 | 11 | 13 | 50.6367
2023 | 5 | 11 | 14 | 52.2293
2023 | 5 | 11 | 15 | 52.3349
2023 | 5 | 11 | 16 | 51.3583
2023 | 5 | 11 | 17 | 49.2175
2023 | 5 | 11 | 18 | 43.4582
2023 | 5 | 11 | 19 | 54.2216
2023 | 5 | 11 | 20 | 58.7556
2023 | 5 | 11 | 21 | 59.3132
2023 | 5 | 11 | 22 | 55.0423
2023 | 5 | 11 | 23 | 49.8053
2023 | 5 | 12 | 0 | 48.7999
2023 | 5 | 12 | 1 | 47.0577
2023 | 5 | 12 | 2 | 46.3106
2023 | 5 | 12 | 3 | 46.2195
2023 | 5 | 12 | 4 | 46.6563
2023 | 5 | 12 | 5 | 49.2642
2023 | 5 | 12 | 6 | 53.3046
2023 | 5 | 12 | 7 | 57.018
2023 | 5 | 12 | 8 | 58.7267
2023 | 5 | 12 | 9 | 59.6665
2023 | 5 | 12 | 10 | 56.7726
2023 | 5 | 12 | 11 | 53.9127
2023 | 5 | 12 | 12 | 56.3507
2023 | 5 | 12 | 13 | 57.0024
2023 | 5 | 12 | 14 | 55.1291
2023 | 5 | 12 | 15 | 55.4175
2023 | 5 | 12 | 16 | 57.3372
2023 | 5 | 12 | 17 | 57.5215
2023 | 5 | 12 | 18 | 60.5207
2023 | 5 | 12 | 19 | 59.4188
2023 | 5 | 12 | 20 | 60.5212
2023 | 5 | 12 | 21 | 59.3478
2023 | 5 | 12 | 22 | 54.926
2023 | 5 | 12 | 23 | 49.4897
2023 | 5 | 13 | 0 | 45.2335
2023 | 5 | 13 | 1 | 44.3692
2023 | 5 | 13 | 2 | 43.5555
2023 | 5 | 13 | 3 | 43.2514
2023 | 5 | 13 | 4 | 43.5555
2023 | 5 | 13 | 5 | 45.09
2023 | 5 | 13 | 6 | 45.1997
2023 | 5 | 13 | 7 | 46.6562
2023 | 5 | 13 | 8 | 50.1139
2023 | 5 | 13 | 9 | 55.1461
2023 | 5 | 13 | 10 | 54.4276
2023 | 5 | 13 | 11 | 50.9255
2023 | 5 | 13 | 12 | 45.3399
2023 | 5 | 13 | 13 | 45.339
2023 | 5 | 13 | 14 | 45.6743
2023 | 5 | 13 | 15 | 45.8956
2023 | 5 | 13 | 16 | 46.535
2023 | 5 | 13 | 17 | 45.4946
2023 | 5 | 13 | 18 | 44.8421
2023 | 5 | 13 | 19 | 52.3489
2023 | 5 | 13 | 20 | 54.7858
2023 | 5 | 13 | 21 | 54.6526
2023 | 5 | 13 | 22 | 51.2953
2023 | 5 | 13 | 23 | 47.2526
2023 | 5 | 14 | 0 | 46.2144
2023 | 5 | 14 | 1 | 44.3315
2023 | 5 | 14 | 2 | 43.5671
2023 | 5 | 14 | 3 | 43.3892
2023 | 5 | 14 | 4 | 43.6889
2023 | 5 | 14 | 5 | 45.0194
2023 | 5 | 14 | 6 | 46.7075
2023 | 5 | 14 | 7 | 44.9534
2023 | 5 | 14 | 8 | 40.2384
2023 | 5 | 14 | 9 | 40.6251
2023 | 5 | 14 | 10 | 43.337
2023 | 5 | 14 | 11 | 41.8116
2023 | 5 | 14 | 12 | 41.4826
2023 | 5 | 14 | 13 | 42.6883
2023 | 5 | 14 | 14 | 42.5488
2023 | 5 | 14 | 15 | 42.4831
2023 | 5 | 14 | 16 | 42.2204
2023 | 5 | 14 | 17 | 40.8413
2023 | 5 | 14 | 18 | 45.8885
2023 | 5 | 14 | 19 | 51.6564
2023 | 5 | 14 | 20 | 54.2626
2023 | 5 | 14 | 21 | 53.7749
2023 | 5 | 14 | 22 | 49.5461
2023 | 5 | 14 | 23 | 45.0872
2023 | 5 | 15 | 0 | 43.6578
2023 | 5 | 15 | 1 | 42.6188
2023 | 5 | 15 | 2 | 42.2924
2023 | 5 | 15 | 3 | 42.4597
2023 | 5 | 15 | 4 | 43.053
2023 | 5 | 15 | 5 | 45.7731
2023 | 5 | 15 | 6 | 50.0103
2023 | 5 | 15 | 7 | 51.9813
2023 | 5 | 15 | 8 | 48.1471
2023 | 5 | 15 | 9 | 46.5703
2023 | 5 | 15 | 10 | 49.5437
2023 | 5 | 15 | 11 | 50.9121
2023 | 5 | 15 | 12 | 49.5737
2023 | 5 | 15 | 13 | 50.9643
2023 | 5 | 15 | 14 | 51.0941
2023 | 5 | 15 | 15 | 51.1779
2023 | 5 | 15 | 16 | 48.9147
2023 | 5 | 15 | 17 | 47.8868
2023 | 5 | 15 | 18 | 50.0064
2023 | 5 | 15 | 19 | 56.5774
2023 | 5 | 15 | 20 | 59.1999
2023 | 5 | 15 | 21 | 58.8409
2023 | 5 | 15 | 22 | 53.9514
2023 | 5 | 15 | 23 | 48.4513
2023 | 5 | 16 | 0 | 45.844
2023 | 5 | 16 | 1 | 44.3961
2023 | 5 | 16 | 2 | 43.8459
2023 | 5 | 16 | 3 | 44.0067
2023 | 5 | 16 | 4 | 44.6213
2023 | 5 | 16 | 5 | 47.2043
2023 | 5 | 16 | 6 | 52.0339
2023 | 5 | 16 | 7 | 54.8608
2023 | 5 | 16 | 8 | 52.8902
2023 | 5 | 16 | 9 | 52.0702
2023 | 5 | 16 | 10 | 51.9467
2023 | 5 | 16 | 11 | 50.9174
2023 | 5 | 16 | 12 | 51.3675
2023 | 5 | 16 | 13 | 52.1275
2023 | 5 | 16 | 14 | 51.8124
2023 | 5 | 16 | 15 | 53.3716
2023 | 5 | 16 | 16 | 55.1946
2023 | 5 | 16 | 17 | 55.8152
2023 | 5 | 16 | 18 | 61.1592
2023 | 5 | 16 | 19 | 60.4903
2023 | 5 | 16 | 20 | 61.6519
2023 | 5 | 16 | 21 | 60.4622
2023 | 5 | 16 | 22 | 55.6521
2023 | 5 | 16 | 23 | 50.3018
2023 | 5 | 17 | 0 | 46.4361
2023 | 5 | 17 | 1 | 45.2076
2023 | 5 | 17 | 2 | 44.4941
2023 | 5 | 17 | 3 | 44.4908
2023 | 5 | 17 | 4 | 44.9879
2023 | 5 | 17 | 5 | 47.5475
2023 | 5 | 17 | 6 | 52.0675
2023 | 5 | 17 | 7 | 55.4805
2023 | 5 | 17 | 8 | 57.5762
2023 | 5 | 17 | 9 | 59.558
2023 | 5 | 17 | 10 | 57.3941
2023 | 5 | 17 | 11 | 54.3144
2023 | 5 | 17 | 12 | 54.926
2023 | 5 | 17 | 13 | 56.1953
2023 | 5 | 17 | 14 | 54.8755
2023 | 5 | 17 | 15 | 55.3575
2023 | 5 | 17 | 16 | 56.0508
2023 | 5 | 17 | 17 | 56.6511
2023 | 5 | 17 | 18 | 55.3917
2023 | 5 | 17 | 19 | 57.9731
2023 | 5 | 17 | 20 | 60.0179
2023 | 5 | 17 | 21 | 59.4359
2023 | 5 | 17 | 22 | 54.6527
2023 | 5 | 17 | 23 | 49.1168
2023 | 5 | 18 | 0 | 46.0036
2023 | 5 | 18 | 1 | 43.9511
2023 | 5 | 18 | 2 | 43.2355
2023 | 5 | 18 | 3 | 43.1715
2023 | 5 | 18 | 4 | 43.6911
2023 | 5 | 18 | 5 | 46.2126
2023 | 5 | 18 | 6 | 49.6803
2023 | 5 | 18 | 7 | 50.741
2023 | 5 | 18 | 8 | 44.3731
2023 | 5 | 18 | 9 | 43.2894
2023 | 5 | 18 | 10 | 48.1567
2023 | 5 | 18 | 11 | 50.4801
2023 | 5 | 18 | 12 | 52.5956
2023 | 5 | 18 | 13 | 53.7906
2023 | 5 | 18 | 14 | 54.1501
2023 | 5 | 18 | 15 | 53.7601
2023 | 5 | 18 | 16 | 50.8421
2023 | 5 | 18 | 17 | 48.6674
2023 | 5 | 18 | 18 | 49.291
2023 | 5 | 18 | 19 | 55.7143
2023 | 5 | 18 | 20 | 58.4536
2023 | 5 | 18 | 21 | 58.4889
2023 | 5 | 18 | 22 | 53.8949
2023 | 5 | 18 | 23 | 48.2605
2023 | 5 | 19 | 0 | 46.3856
2023 | 5 | 19 | 1 | 42.7965
2023 | 5 | 19 | 2 | 42.0518
2023 | 5 | 19 | 3 | 41.9112
2023 | 5 | 19 | 4 | 42.4023
2023 | 5 | 19 | 5 | 44.75
2023 | 5 | 19 | 6 | 49.2701
2023 | 5 | 19 | 7 | 51.9127
2023 | 5 | 19 | 8 | 50.4715
2023 | 5 | 19 | 9 | 51.1765
2023 | 5 | 19 | 10 | 51.2537
2023 | 5 | 19 | 11 | 50.4631
2023 | 5 | 19 | 12 | 52.6525
2023 | 5 | 19 | 13 | 53.6873
2023 | 5 | 19 | 14 | 52.6601
2023 | 5 | 19 | 15 | 52.8676
2023 | 5 | 19 | 16 | 54.0433
2023 | 5 | 19 | 17 | 54.1873
2023 | 5 | 19 | 18 | 59.0525
2023 | 5 | 19 | 19 | 58.2186
2023 | 5 | 19 | 20 | 59.096
2023 | 5 | 19 | 21 | 58.2208
2023 | 5 | 19 | 22 | 53.9916
2023 | 5 | 19 | 23 | 48.6364
2023 | 5 | 20 | 0 | 44.5136
2023 | 5 | 20 | 1 | 43.2432
2023 | 5 | 20 | 2 | 42.372
2023 | 5 | 20 | 3 | 42.0497
2023 | 5 | 20 | 4 | 42.1858
2023 | 5 | 20 | 5 | 43.2912
2023 | 5 | 20 | 6 | 44.6538
2023 | 5 | 20 | 7 | 44.9412
2023 | 5 | 20 | 8 | 43.7542
2023 | 5 | 20 | 9 | 43.9194
2023 | 5 | 20 | 10 | 44.5869
2023 | 5 | 20 | 11 | 43.183
2023 | 5 | 20 | 12 | 39.0567
2023 | 5 | 20 | 13 | 39.912
2023 | 5 | 20 | 14 | 39.5264
2023 | 5 | 20 | 15 | 40.6937
2023 | 5 | 20 | 16 | 40.2756
2023 | 5 | 20 | 17 | 41.6711
2023 | 5 | 20 | 18 | 46.0891
2023 | 5 | 20 | 19 | 51.5746
2023 | 5 | 20 | 20 | 53.5272
2023 | 5 | 20 | 21 | 53.4092
2023 | 5 | 20 | 22 | 49.8558
2023 | 5 | 20 | 23 | 45.4367
2023 | 5 | 21 | 0 | 43.3027
2023 | 5 | 21 | 1 | 42.684
2023 | 5 | 21 | 2 | 41.6295
2023 | 5 | 21 | 3 | 41.0417
2023 | 5 | 21 | 4 | 41.1186
2023 | 5 | 21 | 5 | 42.0797
2023 | 5 | 21 | 6 | 43.6645
2023 | 5 | 21 | 7 | 43.7064
2023 | 5 | 21 | 8 | 45.287
2023 | 5 | 21 | 9 | 46.8994
2023 | 5 | 21 | 10 | 46.271
2023 | 5 | 21 | 11 | 43.9295
2023 | 5 | 21 | 12 | 43.8123
2023 | 5 | 21 | 13 | 45.05
2023 | 5 | 21 | 14 | 43.3228
2023 | 5 | 21 | 15 | 43.7724
2023 | 5 | 21 | 16 | 46.7107
2023 | 5 | 21 | 17 | 49.4548
2023 | 5 | 21 | 18 | 48.9048
2023 | 5 | 21 | 19 | 53.4078
2023 | 5 | 21 | 20 | 55.2121
2023 | 5 | 21 | 21 | 54.7794
2023 | 5 | 21 | 22 | 50.4742
2023 | 5 | 21 | 23 | 45.4839
2023 | 5 | 22 | 0 | 42.3959
2023 | 5 | 22 | 1 | 44.5926
2023 | 5 | 22 | 2 | 43.2795
2023 | 5 | 22 | 3 | 42.9482
2023 | 5 | 22 | 4 | 42.9587
2023 | 5 | 22 | 5 | 43.9278
2023 | 5 | 22 | 6 | 43.8404
2023 | 5 | 22 | 7 | 45.1293
2023 | 5 | 22 | 8 | 52.4232
2023 | 5 | 22 | 9 | 55.4824
2023 | 5 | 22 | 10 | 53.141
2023 | 5 | 22 | 11 | 49.6359
2023 | 5 | 22 | 12 | 46.3574
2023 | 5 | 22 | 13 | 46.8114
2023 | 5 | 22 | 14 | 49.2017
2023 | 5 | 22 | 15 | 48.8563
2023 | 5 | 22 | 16 | 47.5049
2023 | 5 | 22 | 17 | 46.4183
2023 | 5 | 22 | 18 | 51.6973
2023 | 5 | 22 | 19 | 55.0283
2023 | 5 | 22 | 20 | 56.3123
2023 | 5 | 22 | 21 | 55.7952
2023 | 5 | 22 | 22 | 51.1857
2023 | 5 | 22 | 23 | 46.6834
2023 | 5 | 23 | 0 | 44.9288
2023 | 5 | 23 | 1 | 44.5981
2023 | 5 | 23 | 2 | 44.025
2023 | 5 | 23 | 3 | 44.235
2023 | 5 | 23 | 4 | 44.9722
2023 | 5 | 23 | 5 | 47.5016
2023 | 5 | 23 | 6 | 50.0763
2023 | 5 | 23 | 7 | 53.7412
2023 | 5 | 23 | 8 | 55.4316
2023 | 5 | 23 | 9 | 57.0527
2023 | 5 | 23 | 10 | 54.2893
2023 | 5 | 23 | 11 | 50.6882
2023 | 5 | 23 | 12 | 54.4511
2023 | 5 | 23 | 13 | 55.4331
2023 | 5 | 23 | 14 | 55.4329
2023 | 5 | 23 | 15 | 57.743
2023 | 5 | 23 | 16 | 59.5874
2023 | 5 | 23 | 17 | 59.7344
2023 | 5 | 23 | 18 | 59.8427
2023 | 5 | 23 | 19 | 62.1665
2023 | 5 | 23 | 20 | 64.1146
2023 | 5 | 23 | 21 | 63.649
2023 | 5 | 23 | 22 | 59.2922
2023 | 5 | 23 | 23 | 54.0818
2023 | 5 | 24 | 0 | 49.2462
2023 | 5 | 24 | 1 | 48.5895
2023 | 5 | 24 | 2 | 47.93
2023 | 5 | 24 | 3 | 48.0153
2023 | 5 | 24 | 4 | 48.6806
2023 | 5 | 24 | 5 | 51.147
2023 | 5 | 24 | 6 | 54.6494
2023 | 5 | 24 | 7 | 56.7611
2023 | 5 | 24 | 8 | 54.8132
2023 | 5 | 24 | 9 | 56.0265
2023 | 5 | 24 | 10 | 56.9465
2023 | 5 | 24 | 11 | 53.8557
2023 | 5 | 24 | 12 | 54.8365
2023 | 5 | 24 | 13 | 56.3036
2023 | 5 | 24 | 14 | 55.8297
2023 | 5 | 24 | 15 | 56.5314
2023 | 5 | 24 | 16 | 56.3363
2023 | 5 | 24 | 17 | 55.1654
2023 | 5 | 24 | 18 | 50.3912
2023 | 5 | 24 | 19 | 58.6656
2023 | 5 | 24 | 20 | 62.6281
2023 | 5 | 24 | 21 | 63.1252
2023 | 5 | 24 | 22 | 59.0345
2023 | 5 | 24 | 23 | 53.683
2023 | 5 | 25 | 0 | 51.0069
2023 | 5 | 25 | 1 | 47.7113
2023 | 5 | 25 | 2 | 47.0249
2023 | 5 | 25 | 3 | 47.0202
2023 | 5 | 25 | 4 | 47.5054
2023 | 5 | 25 | 5 | 49.8599
2023 | 5 | 25 | 6 | 54.2005
2023 | 5 | 25 | 7 | 54.8357
2023 | 5 | 25 | 8 | 47.9168
2023 | 5 | 25 | 9 | 46.7655
2023 | 5 | 25 | 10 | 49.6485
2023 | 5 | 25 | 11 | 47.9606
2023 | 5 | 25 | 12 | 49.7722
2023 | 5 | 25 | 13 | 51.1818
2023 | 5 | 25 | 14 | 50.8774
2023 | 5 | 25 | 15 | 50.8322
2023 | 5 | 25 | 16 | 48.9997
2023 | 5 | 25 | 17 | 46.0116
2023 | 5 | 25 | 18 | 49.7461
2023 | 5 | 25 | 19 | 56.9832
2023 | 5 | 25 | 20 | 60.3966
2023 | 5 | 25 | 21 | 60.8628
2023 | 5 | 25 | 22 | 56.9111
2023 | 5 | 25 | 23 | 51.6159
2023 | 5 | 26 | 0 | 47.5773
2023 | 5 | 26 | 1 | 47.1856
2023 | 5 | 26 | 2 | 46.344
2023 | 5 | 26 | 3 | 46.2994
2023 | 5 | 26 | 4 | 46.9057
2023 | 5 | 26 | 5 | 49.388
2023 | 5 | 26 | 6 | 53.3432
2023 | 5 | 26 | 7 | 56.5509
2023 | 5 | 26 | 8 | 57.1981
2023 | 5 | 26 | 9 | 58.8799
2023 | 5 | 26 | 10 | 56.9417
2023 | 5 | 26 | 11 | 52.6803
2023 | 5 | 26 | 12 | 54.977
2023 | 5 | 26 | 13 | 56.0934
2023 | 5 | 26 | 14 | 55.5876
2023 | 5 | 26 | 15 | 56.8333
2023 | 5 | 26 | 16 | 58.3106
2023 | 5 | 26 | 17 | 58.303
2023 | 5 | 26 | 18 | 62.0193
2023 | 5 | 26 | 19 | 61.9396
2023 | 5 | 26 | 20 | 63.0875
2023 | 5 | 26 | 21 | 62.7705
2023 | 5 | 26 | 22 | 58.7092
2023 | 5 | 26 | 23 | 53.3432
2023 | 5 | 27 | 0 | 51.3375
2023 | 5 | 27 | 1 | 47.4702
2023 | 5 | 27 | 2 | 46.415
2023 | 5 | 27 | 3 | 45.9738
2023 | 5 | 27 | 4 | 46.0633
2023 | 5 | 27 | 5 | 47.1618
2023 | 5 | 27 | 6 | 48.5973
2023 | 5 | 27 | 7 | 48.8924
2023 | 5 | 27 | 8 | 49.1503
2023 | 5 | 27 | 9 | 52.5274
2023 | 5 | 27 | 10 | 53.3981
2023 | 5 | 27 | 11 | 49.8755
2023 | 5 | 27 | 12 | 49.3253
2023 | 5 | 27 | 13 | 50.1403
2023 | 5 | 27 | 14 | 49.0964
2023 | 5 | 27 | 15 | 49.7803
2023 | 5 | 27 | 16 | 50.4282
2023 | 5 | 27 | 17 | 48.9766
2023 | 5 | 27 | 18 | 50.7137
2023 | 5 | 27 | 19 | 55.1306
2023 | 5 | 27 | 20 | 56.8292
2023 | 5 | 27 | 21 | 56.7548
2023 | 5 | 27 | 22 | 53.6044
2023 | 5 | 27 | 23 | 49.4918
2023 | 5 | 28 | 0 | 45.0317
2023 | 5 | 28 | 1 | 43.7202
2023 | 5 | 28 | 2 | 42.7884
2023 | 5 | 28 | 3 | 42.3928
2023 | 5 | 28 | 4 | 42.6238
2023 | 5 | 28 | 5 | 43.6284
2023 | 5 | 28 | 6 | 44.1754
2023 | 5 | 28 | 7 | 43.1726
2023 | 5 | 28 | 8 | 41.4223
2023 | 5 | 28 | 9 | 41.5932
2023 | 5 | 28 | 10 | 42.3034
2023 | 5 | 28 | 11 | 42.5969
2023 | 5 | 28 | 12 | 43.4794
2023 | 5 | 28 | 13 | 44.2256
2023 | 5 | 28 | 14 | 42.581
2023 | 5 | 28 | 15 | 43.2838
2023 | 5 | 28 | 16 | 44.5783
2023 | 5 | 28 | 17 | 46.7531
2023 | 5 | 28 | 18 | 47.8666
2023 | 5 | 28 | 19 | 52.0767
2023 | 5 | 28 | 20 | 53.6881
2023 | 5 | 28 | 21 | 53.7137
2023 | 5 | 28 | 22 | 49.8943
2023 | 5 | 28 | 23 | 45.2428
2023 | 5 | 29 | 0 | 42.9879
2023 | 5 | 29 | 1 | 42.4159
2023 | 5 | 29 | 2 | 42.0688
2023 | 5 | 29 | 3 | 42.1956
2023 | 5 | 29 | 4 | 42.8897
2023 | 5 | 29 | 5 | 45.2718
2023 | 5 | 29 | 6 | 48.5904
2023 | 5 | 29 | 7 | 49.8695
2023 | 5 | 29 | 8 | 43.4918
2023 | 5 | 29 | 9 | 40.3481
2023 | 5 | 29 | 10 | 44.6525
2023 | 5 | 29 | 11 | 47.6951
2023 | 5 | 29 | 12 | 46.7013
2023 | 5 | 29 | 13 | 48.2905
2023 | 5 | 29 | 14 | 48.4501
2023 | 5 | 29 | 15 | 48.3926
2023 | 5 | 29 | 16 | 44.5994
2023 | 5 | 29 | 17 | 42.6935
2023 | 5 | 29 | 18 | 47.4792
2023 | 5 | 29 | 19 | 55.6089
2023 | 5 | 29 | 20 | 58.543
2023 | 5 | 29 | 21 | 58.9825
2023 | 5 | 29 | 22 | 54.7425
2023 | 5 | 29 | 23 | 49.3745
2023 | 5 | 30 | 0 | 47.1945
2023 | 5 | 30 | 1 | 43.2343
2023 | 5 | 30 | 2 | 42.4817
2023 | 5 | 30 | 3 | 42.4543
2023 | 5 | 30 | 4 | 43.043
2023 | 5 | 30 | 5 | 45.2709
2023 | 5 | 30 | 6 | 49.5281
2023 | 5 | 30 | 7 | 50.4891
2023 | 5 | 30 | 8 | 43.4785
2023 | 5 | 30 | 9 | 42.4589
2023 | 5 | 30 | 10 | 47.5991
2023 | 5 | 30 | 11 | 50.3902
2023 | 5 | 30 | 12 | 50.0462
2023 | 5 | 30 | 13 | 51.5554
2023 | 5 | 30 | 14 | 51.7959
2023 | 5 | 30 | 15 | 51.7855
2023 | 5 | 30 | 16 | 47.8804
2023 | 5 | 30 | 17 | 44.3544
2023 | 5 | 30 | 18 | 50.6737
2023 | 5 | 30 | 19 | 55.7762
2023 | 5 | 30 | 20 | 58.1183
2023 | 5 | 30 | 21 | 58.0608
2023 | 5 | 30 | 22 | 53.7617
2023 | 5 | 30 | 23 | 48.2563
2023 | 5 | 31 | 0 | 45.8615
2023 | 5 | 31 | 1 | 43.4559
2023 | 5 | 31 | 2 | 42.5206
2023 | 5 | 31 | 3 | 42.3
2023 | 5 | 31 | 4 | 42.7223
2023 | 5 | 31 | 5 | 44.6922
2023 | 5 | 31 | 6 | 48.3524
2023 | 5 | 31 | 7 | 51.0354
2023 | 5 | 31 | 8 | 52.0011
2023 | 5 | 31 | 9 | 54.0419
2023 | 5 | 31 | 10 | 55.8044
2023 | 5 | 31 | 11 | 55.3151
2023 | 5 | 31 | 12 | 58.4656
2023 | 5 | 31 | 13 | 59.4977
2023 | 5 | 31 | 14 | 58.674
2023 | 5 | 31 | 15 | 57.7332
2023 | 5 | 31 | 16 | 56.2962
2023 | 5 | 31 | 17 | 53.6956
2023 | 5 | 31 | 18 | 55.4877
2023 | 5 | 31 | 19 | 59.7424
2023 | 5 | 31 | 20 | 61.3696
2023 | 5 | 31 | 21 | 61.1219
2023 | 5 | 31 | 22 | 56.4557
2023 | 5 | 31 | 23 | 50.4736
2023 | 6 | 1 | 0 | 47.8334
2023 | 6 | 1 | 1 | 50.0534
2023 | 6 | 1 | 2 | 48.977
2023 | 6 | 1 | 3 | 48.6704
2023 | 6 | 1 | 4 | 49.06
2023 | 6 | 1 | 5 | 51.2239
2023 | 6 | 1 | 6 | 54.3528
2023 | 6 | 1 | 7 | 56.6652
2023 | 6 | 1 | 8 | 53.5301
2023 | 6 | 1 | 9 | 52.6007
2023 | 6 | 1 | 10 | 52.4869
2023 | 6 | 1 | 11 | 48.8118
2023 | 6 | 1 | 12 | 44.1175
2023 | 6 | 1 | 13 | 45.8611
2023 | 6 | 1 | 14 | 46.4642
2023 | 6 | 1 | 15 | 46.4988
2023 | 6 | 1 | 16 | 46.2912
2023 | 6 | 1 | 17 | 46.2956
2023 | 6 | 1 | 18 | 53.7856
2023 | 6 | 1 | 19 | 64.3369
2023 | 6 | 1 | 20 | 68.1582
2023 | 6 | 1 | 21 | 69.0404
2023 | 6 | 1 | 22 | 65.8897
2023 | 6 | 1 | 23 | 60.6143
2023 | 6 | 2 | 0 | 55.536
2023 | 6 | 2 | 1 | 53.5381
2023 | 6 | 2 | 2 | 52.5827
2023 | 6 | 2 | 3 | 52.4742
2023 | 6 | 2 | 4 | 52.8529
2023 | 6 | 2 | 5 | 54.818
2023 | 6 | 2 | 6 | 58.1391
2023 | 6 | 2 | 7 | 57.9911
2023 | 6 | 2 | 8 | 47.2216
2023 | 6 | 2 | 9 | 40.9859
2023 | 6 | 2 | 10 | 42.7441
2023 | 6 | 2 | 11 | 41.8015
2023 | 6 | 2 | 12 | 42.8147
2023 | 6 | 2 | 13 | 45.1766
2023 | 6 | 2 | 14 | 42.9407
2023 | 6 | 2 | 15 | 40.9742
2023 | 6 | 2 | 16 | 39.0057
2023 | 6 | 2 | 17 | 36.4854
2023 | 6 | 2 | 18 | 41.54
2023 | 6 | 2 | 19 | 55.4937
2023 | 6 | 2 | 20 | 60.6829
2023 | 6 | 2 | 21 | 62.2364
2023 | 6 | 2 | 22 | 59.655
2023 | 6 | 2 | 23 | 54.288
2023 | 6 | 3 | 0 | 51.3166
2023 | 6 | 3 | 1 | 49.9094
2023 | 6 | 3 | 2 | 48.5592
2023 | 6 | 3 | 3 | 47.5274
2023 | 6 | 3 | 4 | 47.5711
2023 | 6 | 3 | 5 | 48.3262
2023 | 6 | 3 | 6 | 49.2423
2023 | 6 | 3 | 7 | 48.2891
2023 | 6 | 3 | 8 | 41.4076
2023 | 6 | 3 | 9 | 37.2282
2023 | 6 | 3 | 10 | 42.0826
2023 | 6 | 3 | 11 | 46.4379
2023 | 6 | 3 | 12 | 45.3863
2023 | 6 | 3 | 13 | 45.8157
2023 | 6 | 3 | 14 | 43.7367
2023 | 6 | 3 | 15 | 42.3773
2023 | 6 | 3 | 16 | 41.7052
2023 | 6 | 3 | 17 | 43.2534
2023 | 6 | 3 | 18 | 49.8884
2023 | 6 | 3 | 19 | 58.3932
2023 | 6 | 3 | 20 | 59.2453
2023 | 6 | 3 | 21 | 59.624
2023 | 6 | 3 | 22 | 56.8804
2023 | 6 | 3 | 23 | 52.3095
2023 | 6 | 4 | 0 | 49.2186
2023 | 6 | 4 | 1 | 45.4052
2023 | 6 | 4 | 2 | 44.3806
2023 | 6 | 4 | 3 | 44.0846
2023 | 6 | 4 | 4 | 44.2818
2023 | 6 | 4 | 5 | 44.9544
2023 | 6 | 4 | 6 | 45.8632
2023 | 6 | 4 | 7 | 45.8195
2023 | 6 | 4 | 8 | 46.3953
2023 | 6 | 4 | 9 | 47.2208
2023 | 6 | 4 | 10 | 47.0756
2023 | 6 | 4 | 11 | 44.4123
2023 | 6 | 4 | 12 | 46.3245
2023 | 6 | 4 | 13 | 46.9249
2023 | 6 | 4 | 14 | 47.2489
2023 | 6 | 4 | 15 | 48.9724
2023 | 6 | 4 | 16 | 51.5945
2023 | 6 | 4 | 17 | 55.0021
2023 | 6 | 4 | 18 | 63.1564
2023 | 6 | 4 | 19 | 60.6861
2023 | 6 | 4 | 20 | 60.5623
2023 | 6 | 4 | 21 | 59.0922
2023 | 6 | 4 | 22 | 55.0127
2023 | 6 | 4 | 23 | 50.1381
2023 | 6 | 5 | 0 | 46.8001
2023 | 6 | 5 | 1 | 45.3093
2023 | 6 | 5 | 2 | 44.7149
2023 | 6 | 5 | 3 | 44.7231
2023 | 6 | 5 | 4 | 45.296
2023 | 6 | 5 | 5 | 47.5116
2023 | 6 | 5 | 6 | 50.7907
2023 | 6 | 5 | 7 | 53.51
2023 | 6 | 5 | 8 | 51.7463
2023 | 6 | 5 | 9 | 50.0505
2023 | 6 | 5 | 10 | 53.3364
2023 | 6 | 5 | 11 | 54.1366
2023 | 6 | 5 | 12 | 56.1459
2023 | 6 | 5 | 13 | 57.4129
2023 | 6 | 5 | 14 | 56.9177
2023 | 6 | 5 | 15 | 56.0166
2023 | 6 | 5 | 16 | 53.9137
2023 | 6 | 5 | 17 | 51.2986
2023 | 6 | 5 | 18 | 56.3078
2023 | 6 | 5 | 19 | 59.7141
2023 | 6 | 5 | 20 | 61.0106
2023 | 6 | 5 | 21 | 60.7262
2023 | 6 | 5 | 22 | 57.1508
2023 | 6 | 5 | 23 | 51.8383
2023 | 6 | 6 | 0 | 49.7062
2023 | 6 | 6 | 1 | 45.8112
2023 | 6 | 6 | 2 | 44.8244
2023 | 6 | 6 | 3 | 44.5159
2023 | 6 | 6 | 4 | 44.7992
2023 | 6 | 6 | 5 | 46.6853
2023 | 6 | 6 | 6 | 49.6349
2023 | 6 | 6 | 7 | 53.8795
2023 | 6 | 6 | 8 | 56.0065
2023 | 6 | 6 | 9 | 53.8089
2023 | 6 | 6 | 10 | 49.9525
2023 | 6 | 6 | 11 | 46.1042
2023 | 6 | 6 | 12 | 48.7255
2023 | 6 | 6 | 13 | 49.2212
2023 | 6 | 6 | 14 | 49.4381
2023 | 6 | 6 | 15 | 49.8801
2023 | 6 | 6 | 16 | 51.8063
2023 | 6 | 6 | 17 | 53.0365
2023 | 6 | 6 | 18 | 52.8375
2023 | 6 | 6 | 19 | 60.2408
2023 | 6 | 6 | 20 | 62.5262
2023 | 6 | 6 | 21 | 62.5971
2023 | 6 | 6 | 22 | 58.4801
2023 | 6 | 6 | 23 | 52.8704
2023 | 6 | 7 | 0 | 49.6429
2023 | 6 | 7 | 1 | 48.7824
2023 | 6 | 7 | 2 | 47.701
2023 | 6 | 7 | 3 | 47.528
2023 | 6 | 7 | 4 | 47.8904
2023 | 6 | 7 | 5 | 49.784
2023 | 6 | 7 | 6 | 51.9411
2023 | 6 | 7 | 7 | 52.8042
2023 | 6 | 7 | 8 | 45.58
2023 | 6 | 7 | 9 | 41.7291
2023 | 6 | 7 | 10 | 46.9738
2023 | 6 | 7 | 11 | 50.3908
2023 | 6 | 7 | 12 | 53.1889
2023 | 6 | 7 | 13 | 55.4814
2023 | 6 | 7 | 14 | 55.1157
2023 | 6 | 7 | 15 | 53.3019
2023 | 6 | 7 | 16 | 48.6456
2023 | 6 | 7 | 17 | 47.6033
2023 | 6 | 7 | 18 | 54.5545
2023 | 6 | 7 | 19 | 61.6043
2023 | 6 | 7 | 20 | 63.3041
2023 | 6 | 7 | 21 | 63.2153
2023 | 6 | 7 | 22 | 59.2241
2023 | 6 | 7 | 23 | 53.2689
2023 | 6 | 8 | 0 | 51.0752
2023 | 6 | 8 | 1 | 45.6268
2023 | 6 | 8 | 2 | 44.4419
2023 | 6 | 8 | 3 | 43.8598
2023 | 6 | 8 | 4 | 43.9319
2023 | 6 | 8 | 5 | 45.8212
2023 | 6 | 8 | 6 | 49.2797
2023 | 6 | 8 | 7 | 53.0892
2023 | 6 | 8 | 8 | 56.6381
2023 | 6 | 8 | 9 | 58.3468
2023 | 6 | 8 | 10 | 55.9426
2023 | 6 | 8 | 11 | 51.5894
2023 | 6 | 8 | 12 | 54.1356
2023 | 6 | 8 | 13 | 54.4185
2023 | 6 | 8 | 14 | 53.9469
2023 | 6 | 8 | 15 | 53.727
2023 | 6 | 8 | 16 | 55.4875
2023 | 6 | 8 | 17 | 56.7762
2023 | 6 | 8 | 18 | 62.6961
2023 | 6 | 8 | 19 | 63.6369
2023 | 6 | 8 | 20 | 64.4738
2023 | 6 | 8 | 21 | 63.7008
2023 | 6 | 8 | 22 | 59.3859
2023 | 6 | 8 | 23 | 53.559
2023 | 6 | 9 | 0 | 49.7741
2023 | 6 | 9 | 1 | 46.373
2023 | 6 | 9 | 2 | 45.1737
2023 | 6 | 9 | 3 | 44.7537
2023 | 6 | 9 | 4 | 44.9992
2023 | 6 | 9 | 5 | 46.8497
2023 | 6 | 9 | 6 | 50.1093
2023 | 6 | 9 | 7 | 53.3778
2023 | 6 | 9 | 8 | 53.9004
2023 | 6 | 9 | 9 | 53.7697
2023 | 6 | 9 | 10 | 53.2505
2023 | 6 | 9 | 11 | 50.6845
2023 | 6 | 9 | 12 | 52.3154
2023 | 6 | 9 | 13 | 53.9822
2023 | 6 | 9 | 14 | 53.1443
2023 | 6 | 9 | 15 | 52.0367
2023 | 6 | 9 | 16 | 51.9492
2023 | 6 | 9 | 17 | 51.7013
2023 | 6 | 9 | 18 | 60.4123
2023 | 6 | 9 | 19 | 61.1358
2023 | 6 | 9 | 20 | 62.1738
2023 | 6 | 9 | 21 | 61.4126
2023 | 6 | 9 | 22 | 57.5632
2023 | 6 | 9 | 23 | 51.6768
2023 | 6 | 10 | 0 | 48.3515
2023 | 6 | 10 | 1 | 44.1243
2023 | 6 | 10 | 2 | 42.4988
2023 | 6 | 10 | 3 | 41.4683
2023 | 6 | 10 | 4 | 41.2344
2023 | 6 | 10 | 5 | 41.5792
2023 | 6 | 10 | 6 | 43.341
2023 | 6 | 10 | 7 | 44.6236
2023 | 6 | 10 | 8 | 47.5227
2023 | 6 | 10 | 9 | 48.8822
2023 | 6 | 10 | 10 | 48.5532
2023 | 6 | 10 | 11 | 46.8851
2023 | 6 | 10 | 12 | 48.4805
2023 | 6 | 10 | 13 | 47.7414
2023 | 6 | 10 | 14 | 45.8149
2023 | 6 | 10 | 15 | 46.6891
2023 | 6 | 10 | 16 | 48.9322
2023 | 6 | 10 | 17 | 52.1803
2023 | 6 | 10 | 18 | 61.0778
2023 | 6 | 10 | 19 | 59.9282
2023 | 6 | 10 | 20 | 59.5405
2023 | 6 | 10 | 21 | 57.8886
2023 | 6 | 10 | 22 | 54.1385
2023 | 6 | 10 | 23 | 49.1867
2023 | 6 | 11 | 0 | 46.1295
2023 | 6 | 11 | 1 | 48.5086
2023 | 6 | 11 | 2 | 46.6671
2023 | 6 | 11 | 3 | 45.7054
2023 | 6 | 11 | 4 | 45.441
2023 | 6 | 11 | 5 | 45.4601
2023 | 6 | 11 | 6 | 45.6166
2023 | 6 | 11 | 7 | 46.0751
2023 | 6 | 11 | 8 | 45.7994
2023 | 6 | 11 | 9 | 45.4209
2023 | 6 | 11 | 10 | 47.2905
2023 | 6 | 11 | 11 | 48.8193
2023 | 6 | 11 | 12 | 48.4976
2023 | 6 | 11 | 13 | 48.4706
2023 | 6 | 11 | 14 | 52.1002
2023 | 6 | 11 | 15 | 56.5127
2023 | 6 | 11 | 16 | 61.5698
2023 | 6 | 11 | 17 | 69.8112
2023 | 6 | 11 | 18 | 81.2879
2023 | 6 | 11 | 19 | 84.4223
2023 | 6 | 11 | 20 | 83.1275
2023 | 6 | 11 | 21 | 80.8945
2023 | 6 | 11 | 22 | 74.6784
2023 | 6 | 11 | 23 | 66.7849
2023 | 6 | 12 | 0 | 61.2558
2023 | 6 | 12 | 1 | 57.3086
2023 | 6 | 12 | 2 | 55.4663
2023 | 6 | 12 | 3 | 54.5041
2023 | 6 | 12 | 4 | 54.2013
2023 | 6 | 12 | 5 | 55.9207
2023 | 6 | 12 | 6 | 59.9246
2023 | 6 | 12 | 7 | 63.6355
2023 | 6 | 12 | 8 | 61.3941
2023 | 6 | 12 | 9 | 58.2213
2023 | 6 | 12 | 10 | 58.5299
2023 | 6 | 12 | 11 | 58.9792
2023 | 6 | 12 | 12 | 58.0849
2023 | 6 | 12 | 13 | 58.9266
2023 | 6 | 12 | 14 | 59.2447
2023 | 6 | 12 | 15 | 59.3336
2023 | 6 | 12 | 16 | 62.5099
2023 | 6 | 12 | 17 | 69.4786
2023 | 6 | 12 | 18 | 77.28
2023 | 6 | 12 | 19 | 84.3692
2023 | 6 | 12 | 20 | 83.6677
2023 | 6 | 12 | 21 | 81.6603
2023 | 6 | 12 | 22 | 75.7788
2023 | 6 | 12 | 23 | 67.9458
2023 | 6 | 13 | 0 | 61.7401
2023 | 6 | 13 | 1 | 60.8094
2023 | 6 | 13 | 2 | 58.5735
2023 | 6 | 13 | 3 | 57.6733
2023 | 6 | 13 | 4 | 57.2921
2023 | 6 | 13 | 5 | 58.4932
2023 | 6 | 13 | 6 | 61.8238
2023 | 6 | 13 | 7 | 64.8339
2023 | 6 | 13 | 8 | 61.9126
2023 | 6 | 13 | 9 | 58.7193
2023 | 6 | 13 | 10 | 57.5395
2023 | 6 | 13 | 11 | 57.4638
2023 | 6 | 13 | 12 | 56.7705
2023 | 6 | 13 | 13 | 58.5574
2023 | 6 | 13 | 14 | 59.4456
2023 | 6 | 13 | 15 | 60.2433
2023 | 6 | 13 | 16 | 64.5629
2023 | 6 | 13 | 17 | 71.929
2023 | 6 | 13 | 18 | 81.8371
2023 | 6 | 13 | 19 | 84.9232
2023 | 6 | 13 | 20 | 84.5723
2023 | 6 | 13 | 21 | 82.6477
2023 | 6 | 13 | 22 | 76.7832
2023 | 6 | 13 | 23 | 69.0945
2023 | 6 | 14 | 0 | 61.7116
2023 | 6 | 14 | 1 | 62.9512
2023 | 6 | 14 | 2 | 60.677
2023 | 6 | 14 | 3 | 59.3819
2023 | 6 | 14 | 4 | 58.9768
2023 | 6 | 14 | 5 | 60.0666
2023 | 6 | 14 | 6 | 63.5993
2023 | 6 | 14 | 7 | 66.7975
2023 | 6 | 14 | 8 | 64.2988
2023 | 6 | 14 | 9 | 61.6832
2023 | 6 | 14 | 10 | 61.0906
2023 | 6 | 14 | 11 | 61.3798
2023 | 6 | 14 | 12 | 64.7388
2023 | 6 | 14 | 13 | 66.1057
2023 | 6 | 14 | 14 | 66.5988
2023 | 6 | 14 | 15 | 66.8551
2023 | 6 | 14 | 16 | 70.0111
2023 | 6 | 14 | 17 | 75.5287
2023 | 6 | 14 | 18 | 88.0293
2023 | 6 | 14 | 19 | 89.9104
2023 | 6 | 14 | 20 | 89.1159
2023 | 6 | 14 | 21 | 87.0915
2023 | 6 | 14 | 22 | 81.0268
2023 | 6 | 14 | 23 | 72.7789
2023 | 6 | 15 | 0 | 64.1576
2023 | 6 | 15 | 1 | 56.8355
2023 | 6 | 15 | 2 | 54.86
2023 | 6 | 15 | 3 | 53.7638
2023 | 6 | 15 | 4 | 53.5126
2023 | 6 | 15 | 5 | 54.9639
2023 | 6 | 15 | 6 | 58.2132
2023 | 6 | 15 | 7 | 61.2595
2023 | 6 | 15 | 8 | 62.2773
2023 | 6 | 15 | 9 | 63.0119
2023 | 6 | 15 | 10 | 61.7482
2023 | 6 | 15 | 11 | 59.7846
2023 | 6 | 15 | 12 | 61.2739
2023 | 6 | 15 | 13 | 61.9846
2023 | 6 | 15 | 14 | 62.4362
2023 | 6 | 15 | 15 | 62.0965
2023 | 6 | 15 | 16 | 63.4131
2023 | 6 | 15 | 17 | 63.5683
2023 | 6 | 15 | 18 | 67.6897
2023 | 6 | 15 | 19 | 70.6103
2023 | 6 | 15 | 20 | 70.3348
2023 | 6 | 15 | 21 | 69.1482
2023 | 6 | 15 | 22 | 64.8284
2023 | 6 | 15 | 23 | 58.5798
2023 | 6 | 16 | 0 | 55.86
2023 | 6 | 16 | 1 | 52.9656
2023 | 6 | 16 | 2 | 51.3042
2023 | 6 | 16 | 3 | 50.5053
2023 | 6 | 16 | 4 | 50.4258
2023 | 6 | 16 | 5 | 51.7666
2023 | 6 | 16 | 6 | 54.6376
2023 | 6 | 16 | 7 | 56.878
2023 | 6 | 16 | 8 | 54.0171
2023 | 6 | 16 | 9 | 53.4304
2023 | 6 | 16 | 10 | 55.4583
2023 | 6 | 16 | 11 | 55.6912
2023 | 6 | 16 | 12 | 55.4254
2023 | 6 | 16 | 13 | 57.2553
2023 | 6 | 16 | 14 | 56.8266
2023 | 6 | 16 | 15 | 55.5149
2023 | 6 | 16 | 16 | 53.7353
2023 | 6 | 16 | 17 | 54.4717
2023 | 6 | 16 | 18 | 61.79
2023 | 6 | 16 | 19 | 69.5196
2023 | 6 | 16 | 20 | 69.7466
2023 | 6 | 16 | 21 | 69.0405
2023 | 6 | 16 | 22 | 64.8332
2023 | 6 | 16 | 23 | 58.2104
2023 | 6 | 17 | 0 | 53.6336
2023 | 6 | 17 | 1 | 49.4914
2023 | 6 | 17 | 2 | 47.6682
2023 | 6 | 17 | 3 | 46.4739
2023 | 6 | 17 | 4 | 46.098
2023 | 6 | 17 | 5 | 46.447
2023 | 6 | 17 | 6 | 47.515
2023 | 6 | 17 | 7 | 49.2293
2023 | 6 | 17 | 8 | 50.8445
2023 | 6 | 17 | 9 | 50.5736
2023 | 6 | 17 | 10 | 48.2092
2023 | 6 | 17 | 11 | 46.5935
2023 | 6 | 17 | 12 | 43.3849
2023 | 6 | 17 | 13 | 44.1887
2023 | 6 | 17 | 14 | 43.6963
2023 | 6 | 17 | 15 | 45.328
2023 | 6 | 17 | 16 | 43.2915
2023 | 6 | 17 | 17 | 45.7717
2023 | 6 | 17 | 18 | 53.4837
2023 | 6 | 17 | 19 | 60.0395
2023 | 6 | 17 | 20 | 60.9877
2023 | 6 | 17 | 21 | 60.6216
2023 | 6 | 17 | 22 | 57.3333
2023 | 6 | 17 | 23 | 52.512
2023 | 6 | 18 | 0 | 49.7937
2023 | 6 | 18 | 1 | 46.6728
2023 | 6 | 18 | 2 | 44.9891
2023 | 6 | 18 | 3 | 43.994
2023 | 6 | 18 | 4 | 43.7276
2023 | 6 | 18 | 5 | 43.9594
2023 | 6 | 18 | 6 | 43.8892
2023 | 6 | 18 | 7 | 43.6802
2023 | 6 | 18 | 8 | 44.1629
2023 | 6 | 18 | 9 | 43.6174
2023 | 6 | 18 | 10 | 44.8598
2023 | 6 | 18 | 11 | 47.1686
2023 | 6 | 18 | 12 | 46.0656
2023 | 6 | 18 | 13 | 46.2003
2023 | 6 | 18 | 14 | 46.7357
2023 | 6 | 18 | 15 | 48.8102
2023 | 6 | 18 | 16 | 51.7879
2023 | 6 | 18 | 17 | 58.3583
2023 | 6 | 18 | 18 | 69.3233
2023 | 6 | 18 | 19 | 72.0033
2023 | 6 | 18 | 20 | 72.1783
2023 | 6 | 18 | 21 | 70.8743
2023 | 6 | 18 | 22 | 65.8991
2023 | 6 | 18 | 23 | 59.1807
2023 | 6 | 19 | 0 | 51.4378
2023 | 6 | 19 | 1 | 47.601
2023 | 6 | 19 | 2 | 46.5351
2023 | 6 | 19 | 3 | 46.0078
2023 | 6 | 19 | 4 | 46.0821
2023 | 6 | 19 | 5 | 47.968
2023 | 6 | 19 | 6 | 51.2243
2023 | 6 | 19 | 7 | 54.2148
2023 | 6 | 19 | 8 | 54.7894
2023 | 6 | 19 | 9 | 54.7189
2023 | 6 | 19 | 10 | 56.3622
2023 | 6 | 19 | 11 | 56.3185
2023 | 6 | 19 | 12 | 56.2733
2023 | 6 | 19 | 13 | 56.994
2023 | 6 | 19 | 14 | 56.5021
2023 | 6 | 19 | 15 | 55.7411
2023 | 6 | 19 | 16 | 57.3643
2023 | 6 | 19 | 17 | 60.2785
2023 | 6 | 19 | 18 | 65.4704
2023 | 6 | 19 | 19 | 74.3188
2023 | 6 | 19 | 20 | 74.5
2023 | 6 | 19 | 21 | 73.1522
2023 | 6 | 19 | 22 | 67.7223
2023 | 6 | 19 | 23 | 60.4793
2023 | 6 | 20 | 0 | 52.3561
2023 | 6 | 20 | 1 | 49.4136
2023 | 6 | 20 | 2 | 47.9794
2023 | 6 | 20 | 3 | 47.5006
2023 | 6 | 20 | 4 | 47.6372
2023 | 6 | 20 | 5 | 49.2557
2023 | 6 | 20 | 6 | 51.8014
2023 | 6 | 20 | 7 | 52.9876
2023 | 6 | 20 | 8 | 47.0813
2023 | 6 | 20 | 9 | 43.4649
2023 | 6 | 20 | 10 | 46.3121
2023 | 6 | 20 | 11 | 49.2577
2023 | 6 | 20 | 12 | 52.1764
2023 | 6 | 20 | 13 | 53.6543
2023 | 6 | 20 | 14 | 53.6467
2023 | 6 | 20 | 15 | 52.9363
2023 | 6 | 20 | 16 | 52.472
2023 | 6 | 20 | 17 | 53.3118
2023 | 6 | 20 | 18 | 61.9024
2023 | 6 | 20 | 19 | 62.6295
2023 | 6 | 20 | 20 | 63.6049
2023 | 6 | 20 | 21 | 62.9356
2023 | 6 | 20 | 22 | 58.9041
2023 | 6 | 20 | 23 | 53.2772
2023 | 6 | 21 | 0 | 51.9411
2023 | 6 | 21 | 1 | 46.9191
2023 | 6 | 21 | 2 | 45.7612
2023 | 6 | 21 | 3 | 45.2885
2023 | 6 | 21 | 4 | 45.4365
2023 | 6 | 21 | 5 | 47.1027
2023 | 6 | 21 | 6 | 49.7322
2023 | 6 | 21 | 7 | 50.9647
2023 | 6 | 21 | 8 | 47.2706
2023 | 6 | 21 | 9 | 46.0862
2023 | 6 | 21 | 10 | 49.3821
2023 | 6 | 21 | 11 | 51.0779
2023 | 6 | 21 | 12 | 53.6501
2023 | 6 | 21 | 13 | 55.2206
2023 | 6 | 21 | 14 | 54.8906
2023 | 6 | 21 | 15 | 52.9067
2023 | 6 | 21 | 16 | 49.6515
2023 | 6 | 21 | 17 | 48.4742
2023 | 6 | 21 | 18 | 55.1162
2023 | 6 | 21 | 19 | 62.9643
2023 | 6 | 21 | 20 | 64.3393
2023 | 6 | 21 | 21 | 64.1082
2023 | 6 | 21 | 22 | 59.8344
2023 | 6 | 21 | 23 | 53.6867
2023 | 6 | 22 | 0 | 47.7674
2023 | 6 | 22 | 1 | 47.7373
2023 | 6 | 22 | 2 | 46.7167
2023 | 6 | 22 | 3 | 46.3059
2023 | 6 | 22 | 4 | 46.5318
2023 | 6 | 22 | 5 | 48.3401
2023 | 6 | 22 | 6 | 50.0502
2023 | 6 | 22 | 7 | 52.6413
2023 | 6 | 22 | 8 | 51.5666
2023 | 6 | 22 | 9 | 49.8797
2023 | 6 | 22 | 10 | 49.3434
2023 | 6 | 22 | 11 | 47.6274
2023 | 6 | 22 | 12 | 49.6637
2023 | 6 | 22 | 13 | 51.2216
2023 | 6 | 22 | 14 | 51.0254
2023 | 6 | 22 | 15 | 50.9604
2023 | 6 | 22 | 16 | 51.7431
2023 | 6 | 22 | 17 | 53.8868
2023 | 6 | 22 | 18 | 57.5887
2023 | 6 | 22 | 19 | 63.5075
2023 | 6 | 22 | 20 | 65.4644
2023 | 6 | 22 | 21 | 65.6059
2023 | 6 | 22 | 22 | 61.748
2023 | 6 | 22 | 23 | 55.8436
2023 | 6 | 23 | 0 | 51.6504
2023 | 6 | 23 | 1 | 47.5399
2023 | 6 | 23 | 2 | 46.4543
2023 | 6 | 23 | 3 | 46.0626
2023 | 6 | 23 | 4 | 46.2672
2023 | 6 | 23 | 5 | 48.2298
2023 | 6 | 23 | 6 | 50.6699
2023 | 6 | 23 | 7 | 53.1397
2023 | 6 | 23 | 8 | 51.6657
2023 | 6 | 23 | 9 | 50.0863
2023 | 6 | 23 | 10 | 49.4496
2023 | 6 | 23 | 11 | 47.9034
2023 | 6 | 23 | 12 | 51.8783
2023 | 6 | 23 | 13 | 53.0921
2023 | 6 | 23 | 14 | 51.0147
2023 | 6 | 23 | 15 | 50.0652
2023 | 6 | 23 | 16 | 51.1058
2023 | 6 | 23 | 17 | 51.7056
2023 | 6 | 23 | 18 | 58.8918
2023 | 6 | 23 | 19 | 60.8002
2023 | 6 | 23 | 20 | 61.8987
2023 | 6 | 23 | 21 | 61.6612
2023 | 6 | 23 | 22 | 58.1291
2023 | 6 | 23 | 23 | 52.3915
2023 | 6 | 24 | 0 | 48.7367
2023 | 6 | 24 | 1 | 46.9098
2023 | 6 | 24 | 2 | 45.575
2023 | 6 | 24 | 3 | 44.7014
2023 | 6 | 24 | 4 | 44.6671
2023 | 6 | 24 | 5 | 45.2193
2023 | 6 | 24 | 6 | 45.7448
2023 | 6 | 24 | 7 | 47.2386
2023 | 6 | 24 | 8 | 49.1162
2023 | 6 | 24 | 9 | 47.8873
2023 | 6 | 24 | 10 | 46.8929
2023 | 6 | 24 | 11 | 44.4846
2023 | 6 | 24 | 12 | 46.6099
2023 | 6 | 24 | 13 | 46.7031
2023 | 6 | 24 | 14 | 45.1878
2023 | 6 | 24 | 15 | 45.3222
2023 | 6 | 24 | 16 | 48.3952
2023 | 6 | 24 | 17 | 51.8263
2023 | 6 | 24 | 18 | 58.2257
2023 | 6 | 24 | 19 | 60.4791
2023 | 6 | 24 | 20 | 60.5752
2023 | 6 | 24 | 21 | 59.7371
2023 | 6 | 24 | 22 | 56.4645
2023 | 6 | 24 | 23 | 51.6963
2023 | 6 | 25 | 0 | 47.6812
2023 | 6 | 25 | 1 | 43.5862
2023 | 6 | 25 | 2 | 42.2264
2023 | 6 | 25 | 3 | 41.5643
2023 | 6 | 25 | 4 | 41.4677
2023 | 6 | 25 | 5 | 41.9052
2023 | 6 | 25 | 6 | 41.0189
2023 | 6 | 25 | 7 | 39.8649
2023 | 6 | 25 | 8 | 39.7261
2023 | 6 | 25 | 9 | 39.4642
2023 | 6 | 25 | 10 | 40.4225
2023 | 6 | 25 | 11 | 42.0457
2023 | 6 | 25 | 12 | 45.5433
2023 | 6 | 25 | 13 | 44.8716
2023 | 6 | 25 | 14 | 42.4969
2023 | 6 | 25 | 15 | 42.079
2023 | 6 | 25 | 16 | 43.5044
2023 | 6 | 25 | 17 | 46.7765
2023 | 6 | 25 | 18 | 51.9459
2023 | 6 | 25 | 19 | 57.3319
2023 | 6 | 25 | 20 | 57.9215
2023 | 6 | 25 | 21 | 57.0929
2023 | 6 | 25 | 22 | 53.09
2023 | 6 | 25 | 23 | 47.8883
2023 | 6 | 26 | 0 | 42.5206
2023 | 6 | 26 | 1 | 41.0035
2023 | 6 | 26 | 2 | 40.4251
2023 | 6 | 26 | 3 | 40.3331
2023 | 6 | 26 | 4 | 40.8575
2023 | 6 | 26 | 5 | 42.8479
2023 | 6 | 26 | 6 | 45.2272
2023 | 6 | 26 | 7 | 46.2814
2023 | 6 | 26 | 8 | 41.5743
2023 | 6 | 26 | 9 | 38.9764
2023 | 6 | 26 | 10 | 44.8871
2023 | 6 | 26 | 11 | 48.7992
2023 | 6 | 26 | 12 | 51.5059
2023 | 6 | 26 | 13 | 52.7866
2023 | 6 | 26 | 14 | 52.6828
2023 | 6 | 26 | 15 | 51.4423
2023 | 6 | 26 | 16 | 49.5012
2023 | 6 | 26 | 17 | 48.8519
2023 | 6 | 26 | 18 | 59.7988
2023 | 6 | 26 | 19 | 62.7336
2023 | 6 | 26 | 20 | 63.9712
2023 | 6 | 26 | 21 | 63.342
2023 | 6 | 26 | 22 | 58.8489
2023 | 6 | 26 | 23 | 52.8703
2023 | 6 | 27 | 0 | 48.6406
2023 | 6 | 27 | 1 | 44.8219
2023 | 6 | 27 | 2 | 43.8446
2023 | 6 | 27 | 3 | 43.6232
2023 | 6 | 27 | 4 | 43.983
2023 | 6 | 27 | 5 | 45.8897
2023 | 6 | 27 | 6 | 48.8198
2023 | 6 | 27 | 7 | 50.0578
2023 | 6 | 27 | 8 | 45.482
2023 | 6 | 27 | 9 | 43.6206
2023 | 6 | 27 | 10 | 48.5269
2023 | 6 | 27 | 11 | 50.9185
2023 | 6 | 27 | 12 | 51.1137
2023 | 6 | 27 | 13 | 52.6779
2023 | 6 | 27 | 14 | 52.3957
2023 | 6 | 27 | 15 | 51.3062
2023 | 6 | 27 | 16 | 48.8318
2023 | 6 | 27 | 17 | 47.6565
2023 | 6 | 27 | 18 | 60.3755
2023 | 6 | 27 | 19 | 61.1513
2023 | 6 | 27 | 20 | 62.6001
2023 | 6 | 27 | 21 | 61.9819
2023 | 6 | 27 | 22 | 57.7558
2023 | 6 | 27 | 23 | 51.7956
2023 | 6 | 28 | 0 | 48.1297
2023 | 6 | 28 | 1 | 43.5751
2023 | 6 | 28 | 2 | 42.6331
2023 | 6 | 28 | 3 | 42.3607
2023 | 6 | 28 | 4 | 42.6281
2023 | 6 | 28 | 5 | 44.453
2023 | 6 | 28 | 6 | 46.9004
2023 | 6 | 28 | 7 | 48.116
2023 | 6 | 28 | 8 | 45.6191
2023 | 6 | 28 | 9 | 45.1313
2023 | 6 | 28 | 10 | 48.3817
2023 | 6 | 28 | 11 | 49.5828
2023 | 6 | 28 | 12 | 51.9641
2023 | 6 | 28 | 13 | 53.3934
2023 | 6 | 28 | 14 | 52.5338
2023 | 6 | 28 | 15 | 50.1853
2023 | 6 | 28 | 16 | 48.2065
2023 | 6 | 28 | 17 | 47.4016
2023 | 6 | 28 | 18 | 54.2547
2023 | 6 | 28 | 19 | 61.1798
2023 | 6 | 28 | 20 | 62.9266
2023 | 6 | 28 | 21 | 62.7107
2023 | 6 | 28 | 22 | 58.222
2023 | 6 | 28 | 23 | 51.9743
2023 | 6 | 29 | 0 | 45.9577
2023 | 6 | 29 | 1 | 45.0405
2023 | 6 | 29 | 2 | 43.9611
2023 | 6 | 29 | 3 | 43.644
2023 | 6 | 29 | 4 | 43.897
2023 | 6 | 29 | 5 | 45.7422
2023 | 6 | 29 | 6 | 48.9379
2023 | 6 | 29 | 7 | 50.2596
2023 | 6 | 29 | 8 | 46.9041
2023 | 6 | 29 | 9 | 46.9719
2023 | 6 | 29 | 10 | 52.1227
2023 | 6 | 29 | 11 | 53.0753
2023 | 6 | 29 | 12 | 52.3363
2023 | 6 | 29 | 13 | 53.6893
2023 | 6 | 29 | 14 | 53.3437
2023 | 6 | 29 | 15 | 51.6253
2023 | 6 | 29 | 16 | 48.7938
2023 | 6 | 29 | 17 | 47.956
2023 | 6 | 29 | 18 | 58.3906
2023 | 6 | 29 | 19 | 66.0822
2023 | 6 | 29 | 20 | 67.495
2023 | 6 | 29 | 21 | 67.0504
2023 | 6 | 29 | 22 | 62.3066
2023 | 6 | 29 | 23 | 55.4575
2023 | 6 | 30 | 0 | 49.9917
2023 | 6 | 30 | 1 | 48.7556
2023 | 6 | 30 | 2 | 47.3575
2023 | 6 | 30 | 3 | 46.7184
2023 | 6 | 30 | 4 | 46.8256
2023 | 6 | 30 | 5 | 48.4244
2023 | 6 | 30 | 6 | 51.2964
2023 | 6 | 30 | 7 | 52.8845
2023 | 6 | 30 | 8 | 48.1598
2023 | 6 | 30 | 9 | 45.8976
2023 | 6 | 30 | 10 | 49.4165
2023 | 6 | 30 | 11 | 51.665
2023 | 6 | 30 | 12 | 54.3212
2023 | 6 | 30 | 13 | 55.6133
2023 | 6 | 30 | 14 | 54.4753
2023 | 6 | 30 | 15 | 52.8313
2023 | 6 | 30 | 16 | 53.2215
2023 | 6 | 30 | 17 | 55.3533
2023 | 6 | 30 | 18 | 61.7648
2023 | 6 | 30 | 19 | 68.8533
2023 | 6 | 30 | 20 | 69.7953
2023 | 6 | 30 | 21 | 69.5673
2023 | 6 | 30 | 22 | 65.4111
2023 | 6 | 30 | 23 | 58.632
2023 | 7 | 1 | 0 | 53.6639
2023 | 7 | 1 | 1 | 53.0604
2023 | 7 | 1 | 2 | 50.4509
2023 | 7 | 1 | 3 | 48.8634
2023 | 7 | 1 | 4 | 48.0623
2023 | 7 | 1 | 5 | 47.888
2023 | 7 | 1 | 6 | 48.6916
2023 | 7 | 1 | 7 | 49.8561
2023 | 7 | 1 | 8 | 54.3236
2023 | 7 | 1 | 9 | 56.3119
2023 | 7 | 1 | 10 | 53.2447
2023 | 7 | 1 | 11 | 54.3363
2023 | 7 | 1 | 12 | 53.3468
2023 | 7 | 1 | 13 | 51.3243
2023 | 7 | 1 | 14 | 51.7537
2023 | 7 | 1 | 15 | 53.4919
2023 | 7 | 1 | 16 | 60.2884
2023 | 7 | 1 | 17 | 69.4903
2023 | 7 | 1 | 18 | 83.9399
2023 | 7 | 1 | 19 | 83.1038
2023 | 7 | 1 | 20 | 77.8208
2023 | 7 | 1 | 21 | 78.4076
2023 | 7 | 1 | 22 | 74.2072
2023 | 7 | 1 | 23 | 69.0019
2023 | 7 | 2 | 0 | 60.2757
2023 | 7 | 2 | 1 | 50.8857
2023 | 7 | 2 | 2 | 47.8583
2023 | 7 | 2 | 3 | 45.5935
2023 | 7 | 2 | 4 | 44.1
2023 | 7 | 2 | 5 | 42.4727
2023 | 7 | 2 | 6 | 41.49
2023 | 7 | 2 | 7 | 42.7882
2023 | 7 | 2 | 8 | 47.8842
2023 | 7 | 2 | 9 | 49.9838
2023 | 7 | 2 | 10 | 46.3678
2023 | 7 | 2 | 11 | 42.2697
2023 | 7 | 2 | 12 | 39.5518
2023 | 7 | 2 | 13 | 42.3323
2023 | 7 | 2 | 14 | 38.2647
2023 | 7 | 2 | 15 | 36.173
2023 | 7 | 2 | 16 | 40.818
2023 | 7 | 2 | 17 | 55.0911
2023 | 7 | 2 | 18 | 70.6561
2023 | 7 | 2 | 19 | 78.0766
2023 | 7 | 2 | 20 | 78.0151
2023 | 7 | 2 | 21 | 74.0192
2023 | 7 | 2 | 22 | 67.2679
2023 | 7 | 2 | 23 | 58.6732
2023 | 7 | 3 | 0 | 49.9924
2023 | 7 | 3 | 1 | 49.5842
2023 | 7 | 3 | 2 | 47.7776
2023 | 7 | 3 | 3 | 46.7582
2023 | 7 | 3 | 4 | 46.6028
2023 | 7 | 3 | 5 | 47.6756
2023 | 7 | 3 | 6 | 51.056
2023 | 7 | 3 | 7 | 55.3749
2023 | 7 | 3 | 8 | 60.2284
2023 | 7 | 3 | 9 | 57.9318
2023 | 7 | 3 | 10 | 53.4282
2023 | 7 | 3 | 11 | 50.4521
2023 | 7 | 3 | 12 | 51.0726
2023 | 7 | 3 | 13 | 51.7433
2023 | 7 | 3 | 14 | 51.5741
2023 | 7 | 3 | 15 | 52.0639
2023 | 7 | 3 | 16 | 57.5155
2023 | 7 | 3 | 17 | 64.9748
2023 | 7 | 3 | 18 | 73.4831
2023 | 7 | 3 | 19 | 77.7976
2023 | 7 | 3 | 20 | 77.6739
2023 | 7 | 3 | 21 | 75.9996
2023 | 7 | 3 | 22 | 70.4944
2023 | 7 | 3 | 23 | 62.7867
2023 | 7 | 4 | 0 | 56.3386
2023 | 7 | 4 | 1 | 49.8582
2023 | 7 | 4 | 2 | 47.86
2023 | 7 | 4 | 3 | 46.7658
2023 | 7 | 4 | 4 | 46.5883
2023 | 7 | 4 | 5 | 47.6338
2023 | 7 | 4 | 6 | 50.4993
2023 | 7 | 4 | 7 | 53.2104
2023 | 7 | 4 | 8 | 53.0041
2023 | 7 | 4 | 9 | 49.1585
2023 | 7 | 4 | 10 | 48.148
2023 | 7 | 4 | 11 | 47.5471
2023 | 7 | 4 | 12 | 50.001
2023 | 7 | 4 | 13 | 50.3921
2023 | 7 | 4 | 14 | 50.1879
2023 | 7 | 4 | 15 | 50.552
2023 | 7 | 4 | 16 | 53.9804
2023 | 7 | 4 | 17 | 58.1598
2023 | 7 | 4 | 18 | 65.0699
2023 | 7 | 4 | 19 | 72.4144
2023 | 7 | 4 | 20 | 72.9304
2023 | 7 | 4 | 21 | 71.8159
2023 | 7 | 4 | 22 | 66.8292
2023 | 7 | 4 | 23 | 59.3677
2023 | 7 | 5 | 0 | 53.8513
2023 | 7 | 5 | 1 | 45.4249
2023 | 7 | 5 | 2 | 43.7901
2023 | 7 | 5 | 3 | 42.9
2023 | 7 | 5 | 4 | 42.91
2023 | 7 | 5 | 5 | 44.0169
2023 | 7 | 5 | 6 | 46.5533
2023 | 7 | 5 | 7 | 49.3156
2023 | 7 | 5 | 8 | 51.6533
2023 | 7 | 5 | 9 | 49.7608
2023 | 7 | 5 | 10 | 48.1218
2023 | 7 | 5 | 11 | 46.162
2023 | 7 | 5 | 12 | 48.8747
2023 | 7 | 5 | 13 | 49.5556
2023 | 7 | 5 | 14 | 48.9864
2023 | 7 | 5 | 15 | 47.8511
2023 | 7 | 5 | 16 | 48.2723
2023 | 7 | 5 | 17 | 50.083
2023 | 7 | 5 | 18 | 57.2276
2023 | 7 | 5 | 19 | 65.6293
2023 | 7 | 5 | 20 | 66.7341
2023 | 7 | 5 | 21 | 66.1414
2023 | 7 | 5 | 22 | 61.441
2023 | 7 | 5 | 23 | 54.441
2023 | 7 | 6 | 0 | 49.9997
2023 | 7 | 6 | 1 | 43.7098
2023 | 7 | 6 | 2 | 42.216
2023 | 7 | 6 | 3 | 41.4366
2023 | 7 | 6 | 4 | 41.5068
2023 | 7 | 6 | 5 | 42.8395
2023 | 7 | 6 | 6 | 45.2587
2023 | 7 | 6 | 7 | 46.3957
2023 | 7 | 6 | 8 | 42.099
2023 | 7 | 6 | 9 | 37.3159
2023 | 7 | 6 | 10 | 40.7194
2023 | 7 | 6 | 11 | 43.0136
2023 | 7 | 6 | 12 | 44.7224
2023 | 7 | 6 | 13 | 45.9572
2023 | 7 | 6 | 14 | 46.1198
2023 | 7 | 6 | 15 | 45.2433
2023 | 7 | 6 | 16 | 42.3954
2023 | 7 | 6 | 17 | 45.5466
2023 | 7 | 6 | 18 | 60.9479
2023 | 7 | 6 | 19 | 69.1089
2023 | 7 | 6 | 20 | 70.4625
2023 | 7 | 6 | 21 | 69.98
2023 | 7 | 6 | 22 | 65.1109
2023 | 7 | 6 | 23 | 57.44
2023 | 7 | 7 | 0 | 50.4161
2023 | 7 | 7 | 1 | 48.9862
2023 | 7 | 7 | 2 | 47.2622
2023 | 7 | 7 | 3 | 46.3702
2023 | 7 | 7 | 4 | 46.36
2023 | 7 | 7 | 5 | 47.7224
2023 | 7 | 7 | 6 | 51.0397
2023 | 7 | 7 | 7 | 53.4592
2023 | 7 | 7 | 8 | 50.0143
2023 | 7 | 7 | 9 | 46.2897
2023 | 7 | 7 | 10 | 48.4281
2023 | 7 | 7 | 11 | 48.5565
2023 | 7 | 7 | 12 | 52.8487
2023 | 7 | 7 | 13 | 53.4663
2023 | 7 | 7 | 14 | 51.76
2023 | 7 | 7 | 15 | 50.8699
2023 | 7 | 7 | 16 | 53.418
2023 | 7 | 7 | 17 | 57.8995
2023 | 7 | 7 | 18 | 67.8058
2023 | 7 | 7 | 19 | 67.6019
2023 | 7 | 7 | 20 | 67.6132
2023 | 7 | 7 | 21 | 67.3006
2023 | 7 | 7 | 22 | 63.1351
2023 | 7 | 7 | 23 | 56.5778
2023 | 7 | 8 | 0 | 55.3972
2023 | 7 | 8 | 1 | 46.6772
2023 | 7 | 8 | 2 | 44.4621
2023 | 7 | 8 | 3 | 43.0262
2023 | 7 | 8 | 4 | 42.3071
2023 | 7 | 8 | 5 | 42.2056
2023 | 7 | 8 | 6 | 43.1669
2023 | 7 | 8 | 7 | 44.1882
2023 | 7 | 8 | 8 | 47.3554
2023 | 7 | 8 | 9 | 47.6717
2023 | 7 | 8 | 10 | 47.1474
2023 | 7 | 8 | 11 | 42.7727
2023 | 7 | 8 | 12 | 42.2623
2023 | 7 | 8 | 13 | 41.8255
2023 | 7 | 8 | 14 | 38.6862
2023 | 7 | 8 | 15 | 37.4261
2023 | 7 | 8 | 16 | 37.6499
2023 | 7 | 8 | 17 | 42.7225
2023 | 7 | 8 | 18 | 52.611
2023 | 7 | 8 | 19 | 61.8244
2023 | 7 | 8 | 20 | 61.1527
2023 | 7 | 8 | 21 | 60.2113
2023 | 7 | 8 | 22 | 55.9505
2023 | 7 | 8 | 23 | 50.2232
2023 | 7 | 9 | 0 | 43.6371
2023 | 7 | 9 | 1 | 42.3292
2023 | 7 | 9 | 2 | 40.4236
2023 | 7 | 9 | 3 | 39.3196
2023 | 7 | 9 | 4 | 39
2023 | 7 | 9 | 5 | 39.0125
2023 | 7 | 9 | 6 | 37.7113
2023 | 7 | 9 | 7 | 36.4112
2023 | 7 | 9 | 8 | 35.2626
2023 | 7 | 9 | 9 | 31.2093
2023 | 7 | 9 | 10 | 31.494
2023 | 7 | 9 | 11 | 34.045
2023 | 7 | 9 | 12 | 36.4141
2023 | 7 | 9 | 13 | 36.0631
2023 | 7 | 9 | 14 | 35.4827
2023 | 7 | 9 | 15 | 34.9013
2023 | 7 | 9 | 16 | 33.9869
2023 | 7 | 9 | 17 | 41.0983
2023 | 7 | 9 | 18 | 55.4293
2023 | 7 | 9 | 19 | 63.7132
2023 | 7 | 9 | 20 | 64.1281
2023 | 7 | 9 | 21 | 62.6664
2023 | 7 | 9 | 22 | 57.1491
2023 | 7 | 9 | 23 | 50.2629
2023 | 7 | 10 | 0 | 43.4476
2023 | 7 | 10 | 1 | 40.7143
2023 | 7 | 10 | 2 | 39.8062
2023 | 7 | 10 | 3 | 39.3846
2023 | 7 | 10 | 4 | 39.7491
2023 | 7 | 10 | 5 | 41.4677
2023 | 7 | 10 | 6 | 43.4227
2023 | 7 | 10 | 7 | 44.4222
2023 | 7 | 10 | 8 | 39.3752
2023 | 7 | 10 | 9 | 35.0268
2023 | 7 | 10 | 10 | 40.3086
2023 | 7 | 10 | 11 | 43.8807
2023 | 7 | 10 | 12 | 46.1491
2023 | 7 | 10 | 13 | 47.7273
2023 | 7 | 10 | 14 | 47.0604
2023 | 7 | 10 | 15 | 46.0122
2023 | 7 | 10 | 16 | 41.684
2023 | 7 | 10 | 17 | 44.6837
2023 | 7 | 10 | 18 | 60.0672
2023 | 7 | 10 | 19 | 70.3522
2023 | 7 | 10 | 20 | 70.6485
2023 | 7 | 10 | 21 | 69.6009
2023 | 7 | 10 | 22 | 63.7896
2023 | 7 | 10 | 23 | 56.1208
2023 | 7 | 11 | 0 | 49.5923
2023 | 7 | 11 | 1 | 45.7618
2023 | 7 | 11 | 2 | 44.267
2023 | 7 | 11 | 3 | 43.6378
2023 | 7 | 11 | 4 | 43.8232
2023 | 7 | 11 | 5 | 45.3202
2023 | 7 | 11 | 6 | 47.7048
2023 | 7 | 11 | 7 | 49.3276
2023 | 7 | 11 | 8 | 44.1439
2023 | 7 | 11 | 9 | 38.7145
2023 | 7 | 11 | 10 | 41.2035
2023 | 7 | 11 | 11 | 43.2768
2023 | 7 | 11 | 12 | 46.6725
2023 | 7 | 11 | 13 | 47.9885
2023 | 7 | 11 | 14 | 47.4701
2023 | 7 | 11 | 15 | 47.1283
2023 | 7 | 11 | 16 | 46.1187
2023 | 7 | 11 | 17 | 51.2718
2023 | 7 | 11 | 18 | 64.5558
2023 | 7 | 11 | 19 | 74.1349
2023 | 7 | 11 | 20 | 74.4862
2023 | 7 | 11 | 21 | 73.4154
2023 | 7 | 11 | 22 | 67.4246
2023 | 7 | 11 | 23 | 59.4471
2023 | 7 | 12 | 0 | 53.7886
2023 | 7 | 12 | 1 | 52.5275
2023 | 7 | 12 | 2 | 50.5728
2023 | 7 | 12 | 3 | 49.6257
2023 | 7 | 12 | 4 | 49.5339
2023 | 7 | 12 | 5 | 50.8028
2023 | 7 | 12 | 6 | 53.4926
2023 | 7 | 12 | 7 | 55.9028
2023 | 7 | 12 | 8 | 51.9422
2023 | 7 | 12 | 9 | 46.4853
2023 | 7 | 12 | 10 | 47.16
2023 | 7 | 12 | 11 | 47.9835
2023 | 7 | 12 | 12 | 53.307
2023 | 7 | 12 | 13 | 54.5634
2023 | 7 | 12 | 14 | 53.9576
2023 | 7 | 12 | 15 | 53.6412
2023 | 7 | 12 | 16 | 57.4016
2023 | 7 | 12 | 17 | 66.1178
2023 | 7 | 12 | 18 | 77.8437
2023 | 7 | 12 | 19 | 79.4168
2023 | 7 | 12 | 20 | 79.0496
2023 | 7 | 12 | 21 | 77.578
2023 | 7 | 12 | 22 | 71.4055
2023 | 7 | 12 | 23 | 63.4705
2023 | 7 | 13 | 0 | 60.3231
2023 | 7 | 13 | 1 | 57.0615
2023 | 7 | 13 | 2 | 54.7385
2023 | 7 | 13 | 3 | 53.5022
2023 | 7 | 13 | 4 | 53.1724
2023 | 7 | 13 | 5 | 54.464
2023 | 7 | 13 | 6 | 58.3612
2023 | 7 | 13 | 7 | 62.4171
2023 | 7 | 13 | 8 | 63.0955
2023 | 7 | 13 | 9 | 60.0705
2023 | 7 | 13 | 10 | 57.0593
2023 | 7 | 13 | 11 | 54.0316
2023 | 7 | 13 | 12 | 57.281
2023 | 7 | 13 | 13 | 57.7295
2023 | 7 | 13 | 14 | 57.554
2023 | 7 | 13 | 15 | 58.1746
2023 | 7 | 13 | 16 | 64.6607
2023 | 7 | 13 | 17 | 73.3256
2023 | 7 | 13 | 18 | 83.5657
2023 | 7 | 13 | 19 | 85.9369
2023 | 7 | 13 | 20 | 85.3438
2023 | 7 | 13 | 21 | 83.9432
2023 | 7 | 13 | 22 | 77.9008
2023 | 7 | 13 | 23 | 69.5501
2023 | 7 | 14 | 0 | 62.3475
2023 | 7 | 14 | 1 | 56.9443
2023 | 7 | 14 | 2 | 54.5626
2023 | 7 | 14 | 3 | 53.2389
2023 | 7 | 14 | 4 | 52.8028
2023 | 7 | 14 | 5 | 53.9938
2023 | 7 | 14 | 6 | 57.1051
2023 | 7 | 14 | 7 | 61.1487
2023 | 7 | 14 | 8 | 63.117
2023 | 7 | 14 | 9 | 60.8843
2023 | 7 | 14 | 10 | 56.192
2023 | 7 | 14 | 11 | 52.5247
2023 | 7 | 14 | 12 | 53.371
2023 | 7 | 14 | 13 | 54.0645
2023 | 7 | 14 | 14 | 53.7352
2023 | 7 | 14 | 15 | 53.41
2023 | 7 | 14 | 16 | 56.4192
2023 | 7 | 14 | 17 | 62.5439
2023 | 7 | 14 | 18 | 68.1837
2023 | 7 | 14 | 19 | 76.128
2023 | 7 | 14 | 20 | 75.1554
2023 | 7 | 14 | 21 | 73.9988
2023 | 7 | 14 | 22 | 68.9953
2023 | 7 | 14 | 23 | 61.7633
2023 | 7 | 15 | 0 | 56.9564
2023 | 7 | 15 | 1 | 53.3858
2023 | 7 | 15 | 2 | 50.8893
2023 | 7 | 15 | 3 | 49.2395
2023 | 7 | 15 | 4 | 48.5079
2023 | 7 | 15 | 5 | 48.5983
2023 | 7 | 15 | 6 | 49.4668
2023 | 7 | 15 | 7 | 50.5814
2023 | 7 | 15 | 8 | 49.5878
2023 | 7 | 15 | 9 | 46.8995
2023 | 7 | 15 | 10 | 45.2736
2023 | 7 | 15 | 11 | 45.9036
2023 | 7 | 15 | 12 | 45.3942
2023 | 7 | 15 | 13 | 45.1771
2023 | 7 | 15 | 14 | 44.3017
2023 | 7 | 15 | 15 | 44.5031
2023 | 7 | 15 | 16 | 43.313
2023 | 7 | 15 | 17 | 50.8414
2023 | 7 | 15 | 18 | 64.9701
2023 | 7 | 15 | 19 | 71.9329
2023 | 7 | 15 | 20 | 70.9524
2023 | 7 | 15 | 21 | 69.4974
2023 | 7 | 15 | 22 | 64.6466
2023 | 7 | 15 | 23 | 58.0738
2023 | 7 | 16 | 0 | 52.1976
2023 | 7 | 16 | 1 | 47.776
2023 | 7 | 16 | 2 | 45.7127
2023 | 7 | 16 | 3 | 44.4115
2023 | 7 | 16 | 4 | 43.9356
2023 | 7 | 16 | 5 | 44.1205
2023 | 7 | 16 | 6 | 44.384
2023 | 7 | 16 | 7 | 45.3026
2023 | 7 | 16 | 8 | 48.9346
2023 | 7 | 16 | 9 | 48.3666
2023 | 7 | 16 | 10 | 45.3562
2023 | 7 | 16 | 11 | 44.3203
2023 | 7 | 16 | 12 | 43.2411
2023 | 7 | 16 | 13 | 43.4081
2023 | 7 | 16 | 14 | 43.1677
2023 | 7 | 16 | 15 | 45.2893
2023 | 7 | 16 | 16 | 47.2935
2023 | 7 | 16 | 17 | 55.1536
2023 | 7 | 16 | 18 | 65.1639
2023 | 7 | 16 | 19 | 71.6553
2023 | 7 | 16 | 20 | 71.3025
2023 | 7 | 16 | 21 | 69.7969
2023 | 7 | 16 | 22 | 64.2047
2023 | 7 | 16 | 23 | 57.2216
2023 | 7 | 17 | 0 | 48.7537
2023 | 7 | 17 | 1 | 47.2176
2023 | 7 | 17 | 2 | 45.9351
2023 | 7 | 17 | 3 | 45.2603
2023 | 7 | 17 | 4 | 45.3846
2023 | 7 | 17 | 5 | 46.985
2023 | 7 | 17 | 6 | 50.0019
2023 | 7 | 17 | 7 | 53.2743
2023 | 7 | 17 | 8 | 54.7785
2023 | 7 | 17 | 9 | 53.5644
2023 | 7 | 17 | 10 | 54.6245
2023 | 7 | 17 | 11 | 53.7437
2023 | 7 | 17 | 12 | 54.5958
2023 | 7 | 17 | 13 | 55.6868
2023 | 7 | 17 | 14 | 54.8596
2023 | 7 | 17 | 15 | 54.949
2023 | 7 | 17 | 16 | 58.841
2023 | 7 | 17 | 17 | 66.1937
2023 | 7 | 17 | 18 | 76.2432
2023 | 7 | 17 | 19 | 75.6188
2023 | 7 | 17 | 20 | 75.0627
2023 | 7 | 17 | 21 | 73.4651
2023 | 7 | 17 | 22 | 67.7584
2023 | 7 | 17 | 23 | 60.4687
2023 | 7 | 18 | 0 | 55.5173
2023 | 7 | 18 | 1 | 51.1641
2023 | 7 | 18 | 2 | 49.3364
2023 | 7 | 18 | 3 | 48.4538
2023 | 7 | 18 | 4 | 48.3207
2023 | 7 | 18 | 5 | 49.8967
2023 | 7 | 18 | 6 | 52.9204
2023 | 7 | 18 | 7 | 55.8395
2023 | 7 | 18 | 8 | 55.18
2023 | 7 | 18 | 9 | 52.6463
2023 | 7 | 18 | 10 | 52.9108
2023 | 7 | 18 | 11 | 51.7985
2023 | 7 | 18 | 12 | 51.4989
2023 | 7 | 18 | 13 | 51.8342
2023 | 7 | 18 | 14 | 51.8872
2023 | 7 | 18 | 15 | 51.8446
2023 | 7 | 18 | 16 | 52.1519
2023 | 7 | 18 | 17 | 56.1247
2023 | 7 | 18 | 18 | 66.3583
2023 | 7 | 18 | 19 | 68.8301
2023 | 7 | 18 | 20 | 68.4276
2023 | 7 | 18 | 21 | 67.1953
2023 | 7 | 18 | 22 | 62.2365
2023 | 7 | 18 | 23 | 55.82
2023 | 7 | 19 | 0 | 54.6928
2023 | 7 | 19 | 1 | 48.4009
2023 | 7 | 19 | 2 | 46.7775
2023 | 7 | 19 | 3 | 46.052
2023 | 7 | 19 | 4 | 45.9893
2023 | 7 | 19 | 5 | 47.5723
2023 | 7 | 19 | 6 | 50.7611
2023 | 7 | 19 | 7 | 53.2524
2023 | 7 | 19 | 8 | 52.4677
2023 | 7 | 19 | 9 | 50.6993
2023 | 7 | 19 | 10 | 51.1037
2023 | 7 | 19 | 11 | 49.4823
2023 | 7 | 19 | 12 | 53.1595
2023 | 7 | 19 | 13 | 53.373
2023 | 7 | 19 | 14 | 52.9259
2023 | 7 | 19 | 15 | 51.5574
2023 | 7 | 19 | 16 | 52.3882
2023 | 7 | 19 | 17 | 53.0807
2023 | 7 | 19 | 18 | 58.9465
2023 | 7 | 19 | 19 | 65.6856
2023 | 7 | 19 | 20 | 65.845
2023 | 7 | 19 | 21 | 64.8105
2023 | 7 | 19 | 22 | 59.5412
2023 | 7 | 19 | 23 | 53.0553
2023 | 7 | 20 | 0 | 49.4899
2023 | 7 | 20 | 1 | 47.663
2023 | 7 | 20 | 2 | 46.1172
2023 | 7 | 20 | 3 | 45.3925
2023 | 7 | 20 | 4 | 45.4986
2023 | 7 | 20 | 5 | 47.1142
2023 | 7 | 20 | 6 | 49.3576
2023 | 7 | 20 | 7 | 50.6301
2023 | 7 | 20 | 8 | 45.4713
2023 | 7 | 20 | 9 | 41.6523
2023 | 7 | 20 | 10 | 45.3039
2023 | 7 | 20 | 11 | 47.4489
2023 | 7 | 20 | 12 | 49.6799
2023 | 7 | 20 | 13 | 51.23
2023 | 7 | 20 | 14 | 51.6302
2023 | 7 | 20 | 15 | 50.8729
2023 | 7 | 20 | 16 | 48.7944
2023 | 7 | 20 | 17 | 53.4506
2023 | 7 | 20 | 18 | 64.9686
2023 | 7 | 20 | 19 | 73.2627
2023 | 7 | 20 | 20 | 73.5115
2023 | 7 | 20 | 21 | 72.5247
2023 | 7 | 20 | 22 | 66.8967
2023 | 7 | 20 | 23 | 59.3638
2023 | 7 | 21 | 0 | 53.5867
2023 | 7 | 21 | 1 | 52.6738
2023 | 7 | 21 | 2 | 50.8034
2023 | 7 | 21 | 3 | 49.7591
2023 | 7 | 21 | 4 | 49.6231
2023 | 7 | 21 | 5 | 51.0883
2023 | 7 | 21 | 6 | 54.3096
2023 | 7 | 21 | 7 | 57.2187
2023 | 7 | 21 | 8 | 55.1444
2023 | 7 | 21 | 9 | 52.1406
2023 | 7 | 21 | 10 | 53.5767
2023 | 7 | 21 | 11 | 53.6285
2023 | 7 | 21 | 12 | 53.7593
2023 | 7 | 21 | 13 | 55.1114
2023 | 7 | 21 | 14 | 54.3863
2023 | 7 | 21 | 15 | 53.9767
2023 | 7 | 21 | 16 | 58.0362
2023 | 7 | 21 | 17 | 68.1718
2023 | 7 | 21 | 18 | 78.2205
2023 | 7 | 21 | 19 | 85.7681
2023 | 7 | 21 | 20 | 85.2601
2023 | 7 | 21 | 21 | 83.7835
2023 | 7 | 21 | 22 | 77.5247
2023 | 7 | 21 | 23 | 68.7321
2023 | 7 | 22 | 0 | 58.4923
2023 | 7 | 22 | 1 | 54.0266
2023 | 7 | 22 | 2 | 51.4013
2023 | 7 | 22 | 3 | 49.607
2023 | 7 | 22 | 4 | 48.7269
2023 | 7 | 22 | 5 | 48.608
2023 | 7 | 22 | 6 | 49.8255
2023 | 7 | 22 | 7 | 51.4821
2023 | 7 | 22 | 8 | 52.2733
2023 | 7 | 22 | 9 | 51.7074
2023 | 7 | 22 | 10 | 51.7725
2023 | 7 | 22 | 11 | 49.5446
2023 | 7 | 22 | 12 | 49.3206
2023 | 7 | 22 | 13 | 49.5597
2023 | 7 | 22 | 14 | 50.129
2023 | 7 | 22 | 15 | 51.4402
2023 | 7 | 22 | 16 | 56.6868
2023 | 7 | 22 | 17 | 68.3276
2023 | 7 | 22 | 18 | 80.2993
2023 | 7 | 22 | 19 | 83.3014
2023 | 7 | 22 | 20 | 81.0436
2023 | 7 | 22 | 21 | 78.9743
2023 | 7 | 22 | 22 | 73.192
2023 | 7 | 22 | 23 | 65.8887
2023 | 7 | 23 | 0 | 57.9018
2023 | 7 | 23 | 1 | 55.5421
2023 | 7 | 23 | 2 | 52.7487
2023 | 7 | 23 | 3 | 50.9101
2023 | 7 | 23 | 4 | 49.9922
2023 | 7 | 23 | 5 | 49.79
2023 | 7 | 23 | 6 | 50.5836
2023 | 7 | 23 | 7 | 53.0691
2023 | 7 | 23 | 8 | 59.1522
2023 | 7 | 23 | 9 | 61.0303
2023 | 7 | 23 | 10 | 56.7168
2023 | 7 | 23 | 11 | 51.8255
2023 | 7 | 23 | 12 | 53.8786
2023 | 7 | 23 | 13 | 53.513
2023 | 7 | 23 | 14 | 54.8893
2023 | 7 | 23 | 15 | 55.7693
2023 | 7 | 23 | 16 | 64.6397
2023 | 7 | 23 | 17 | 75.5227
2023 | 7 | 23 | 18 | 83.9706
2023 | 7 | 23 | 19 | 83.4385
2023 | 7 | 23 | 20 | 81.471
2023 | 7 | 23 | 21 | 78.8309
2023 | 7 | 23 | 22 | 72.2288
2023 | 7 | 23 | 23 | 64.5304
2023 | 7 | 24 | 0 | 58.8813
2023 | 7 | 24 | 1 | 55.3055
2023 | 7 | 24 | 2 | 53.3843
2023 | 7 | 24 | 3 | 52.2699
2023 | 7 | 24 | 4 | 52.0534
2023 | 7 | 24 | 5 | 53.5037
2023 | 7 | 24 | 6 | 56.487
2023 | 7 | 24 | 7 | 59.6229
2023 | 7 | 24 | 8 | 58.0659
2023 | 7 | 24 | 9 | 53.8274
2023 | 7 | 24 | 10 | 53.4299
2023 | 7 | 24 | 11 | 54.3148
2023 | 7 | 24 | 12 | 55.3099
2023 | 7 | 24 | 13 | 56.5534
2023 | 7 | 24 | 14 | 57.0607
2023 | 7 | 24 | 15 | 57.6721
2023 | 7 | 24 | 16 | 62.0226
2023 | 7 | 24 | 17 | 72.3574
2023 | 7 | 24 | 18 | 83.8529
2023 | 7 | 24 | 19 | 89.2293
2023 | 7 | 24 | 20 | 88.1924
2023 | 7 | 24 | 21 | 85.8615
2023 | 7 | 24 | 22 | 79.106
2023 | 7 | 24 | 23 | 70.66
2023 | 7 | 25 | 0 | 60.1166
2023 | 7 | 25 | 1 | 53.5682
2023 | 7 | 25 | 2 | 51.6347
2023 | 7 | 25 | 3 | 50.5986
2023 | 7 | 25 | 4 | 50.4115
2023 | 7 | 25 | 5 | 51.8795
2023 | 7 | 25 | 6 | 54.948
2023 | 7 | 25 | 7 | 58.8926
2023 | 7 | 25 | 8 | 61.4769
2023 | 7 | 25 | 9 | 60.0281
2023 | 7 | 25 | 10 | 56.6197
2023 | 7 | 25 | 11 | 53.651
2023 | 7 | 25 | 12 | 55.0394
2023 | 7 | 25 | 13 | 55.7393
2023 | 7 | 25 | 14 | 55.9949
2023 | 7 | 25 | 15 | 56.4679
2023 | 7 | 25 | 16 | 61.0532
2023 | 7 | 25 | 17 | 67.0319
2023 | 7 | 25 | 18 | 73.1664
2023 | 7 | 25 | 19 | 74.0404
2023 | 7 | 25 | 20 | 73.5487
2023 | 7 | 25 | 21 | 71.7987
2023 | 7 | 25 | 22 | 66.4351
2023 | 7 | 25 | 23 | 59.7108
2023 | 7 | 26 | 0 | 54.1175
2023 | 7 | 26 | 1 | 51.5539
2023 | 7 | 26 | 2 | 49.8726
2023 | 7 | 26 | 3 | 48.9587
2023 | 7 | 26 | 4 | 48.9168
2023 | 7 | 26 | 5 | 50.3598
2023 | 7 | 26 | 6 | 53.049
2023 | 7 | 26 | 7 | 56.057
2023 | 7 | 26 | 8 | 56.8211
2023 | 7 | 26 | 9 | 54.9729
2023 | 7 | 26 | 10 | 54.3923
2023 | 7 | 26 | 11 | 53.2464
2023 | 7 | 26 | 12 | 53.6201
2023 | 7 | 26 | 13 | 55.2538
2023 | 7 | 26 | 14 | 55.4013
2023 | 7 | 26 | 15 | 54.7625
2023 | 7 | 26 | 16 | 56.3233
2023 | 7 | 26 | 17 | 63.5851
2023 | 7 | 26 | 18 | 73.6783
2023 | 7 | 26 | 19 | 79.596
2023 | 7 | 26 | 20 | 79.2691
2023 | 7 | 26 | 21 | 77.2869
2023 | 7 | 26 | 22 | 70.8699
2023 | 7 | 26 | 23 | 63.0216
2023 | 7 | 27 | 0 | 54.5694
2023 | 7 | 27 | 1 | 50.3531
2023 | 7 | 27 | 2 | 48.7004
2023 | 7 | 27 | 3 | 47.7654
2023 | 7 | 27 | 4 | 47.7229
2023 | 7 | 27 | 5 | 49.4461
2023 | 7 | 27 | 6 | 52.7483
2023 | 7 | 27 | 7 | 55.6498
2023 | 7 | 27 | 8 | 55.3216
2023 | 7 | 27 | 9 | 53.3045
2023 | 7 | 27 | 10 | 54.0792
2023 | 7 | 27 | 11 | 53.1887
2023 | 7 | 27 | 12 | 53.1043
2023 | 7 | 27 | 13 | 54.0983
2023 | 7 | 27 | 14 | 54.3755
2023 | 7 | 27 | 15 | 53.9263
2023 | 7 | 27 | 16 | 55.5011
2023 | 7 | 27 | 17 | 61.7388
2023 | 7 | 27 | 18 | 72.8365
2023 | 7 | 27 | 19 | 74.4156
2023 | 7 | 27 | 20 | 74.3622
2023 | 7 | 27 | 21 | 72.8424
2023 | 7 | 27 | 22 | 67.4055
2023 | 7 | 27 | 23 | 60.2782
2023 | 7 | 28 | 0 | 54.0101
2023 | 7 | 28 | 1 | 47.854
2023 | 7 | 28 | 2 | 46.2906
2023 | 7 | 28 | 3 | 45.4847
2023 | 7 | 28 | 4 | 45.4184
2023 | 7 | 28 | 5 | 47.1419
2023 | 7 | 28 | 6 | 49.965
2023 | 7 | 28 | 7 | 53.422
2023 | 7 | 28 | 8 | 55.3429
2023 | 7 | 28 | 9 | 54.1358
2023 | 7 | 28 | 10 | 52.3762
2023 | 7 | 28 | 11 | 49.6856
2023 | 7 | 28 | 12 | 51.3419
2023 | 7 | 28 | 13 | 51.6053
2023 | 7 | 28 | 14 | 50.7811
2023 | 7 | 28 | 15 | 49.2595
2023 | 7 | 28 | 16 | 51.427
2023 | 7 | 28 | 17 | 53.651
2023 | 7 | 28 | 18 | 59.7226
2023 | 7 | 28 | 19 | 63.5625
2023 | 7 | 28 | 20 | 63.6756
2023 | 7 | 28 | 21 | 62.5615
2023 | 7 | 28 | 22 | 58.1207
2023 | 7 | 28 | 23 | 52.1011
2023 | 7 | 29 | 0 | 48.4345
2023 | 7 | 29 | 1 | 47.0064
2023 | 7 | 29 | 2 | 45.081
2023 | 7 | 29 | 3 | 43.8731
2023 | 7 | 29 | 4 | 43.4193
2023 | 7 | 29 | 5 | 43.8089
2023 | 7 | 29 | 6 | 44.4786
2023 | 7 | 29 | 7 | 46.4188
2023 | 7 | 29 | 8 | 49.7992
2023 | 7 | 29 | 9 | 48.3091
2023 | 7 | 29 | 10 | 46.2413
2023 | 7 | 29 | 11 | 45.0057
2023 | 7 | 29 | 12 | 42.8802
2023 | 7 | 29 | 13 | 41.8204
2023 | 7 | 29 | 14 | 41.1921
2023 | 7 | 29 | 15 | 42.2271
2023 | 7 | 29 | 16 | 44.8107
2023 | 7 | 29 | 17 | 52.2916
2023 | 7 | 29 | 18 | 64.2194
2023 | 7 | 29 | 19 | 71.9912
2023 | 7 | 29 | 20 | 71.3535
2023 | 7 | 29 | 21 | 69.149
2023 | 7 | 29 | 22 | 63.7445
2023 | 7 | 29 | 23 | 57.1109
2023 | 7 | 30 | 0 | 48.7487
2023 | 7 | 30 | 1 | 47.1171
2023 | 7 | 30 | 2 | 45.0301
2023 | 7 | 30 | 3 | 43.7334
2023 | 7 | 30 | 4 | 43.2784
2023 | 7 | 30 | 5 | 43.3683
2023 | 7 | 30 | 6 | 43.4492
2023 | 7 | 30 | 7 | 43.7708
2023 | 7 | 30 | 8 | 42.1167
2023 | 7 | 30 | 9 | 37.5401
2023 | 7 | 30 | 10 | 37.9654
2023 | 7 | 30 | 11 | 39.2932
2023 | 7 | 30 | 12 | 40.5089
2023 | 7 | 30 | 13 | 40.8315
2023 | 7 | 30 | 14 | 42.1632
2023 | 7 | 30 | 15 | 44.3981
2023 | 7 | 30 | 16 | 46.9964
2023 | 7 | 30 | 17 | 56.6508
2023 | 7 | 30 | 18 | 69.6893
2023 | 7 | 30 | 19 | 75.0361
2023 | 7 | 30 | 20 | 74.0485
2023 | 7 | 30 | 21 | 71.556
2023 | 7 | 30 | 22 | 65.4572
2023 | 7 | 30 | 23 | 58.5317
2023 | 7 | 31 | 0 | 53.409
2023 | 7 | 31 | 1 | 48.748
2023 | 7 | 31 | 2 | 47.336
2023 | 7 | 31 | 3 | 46.6381
2023 | 7 | 31 | 4 | 46.6587
2023 | 7 | 31 | 5 | 48.4716
2023 | 7 | 31 | 6 | 51.9604
2023 | 7 | 31 | 7 | 56.8818
2023 | 7 | 31 | 8 | 60.8217
2023 | 7 | 31 | 9 | 58.7683
2023 | 7 | 31 | 10 | 55.6734
2023 | 7 | 31 | 11 | 52.5272
2023 | 7 | 31 | 12 | 51.5563
2023 | 7 | 31 | 13 | 52.0977
2023 | 7 | 31 | 14 | 52.1646
2023 | 7 | 31 | 15 | 51.8134
2023 | 7 | 31 | 16 | 54.9938
2023 | 7 | 31 | 17 | 61.6458
2023 | 7 | 31 | 18 | 70.3989
2023 | 7 | 31 | 19 | 78.0727
2023 | 7 | 31 | 20 | 77.5513
2023 | 7 | 31 | 21 | 75.0223
2023 | 7 | 31 | 22 | 68.6311
2023 | 7 | 31 | 23 | 61.1767
2023 | 8 | 1 | 0 | 55.7581
2023 | 8 | 1 | 1 | 49.4127
2023 | 8 | 1 | 2 | 47.5629
2023 | 8 | 1 | 3 | 46.9188
2023 | 8 | 1 | 4 | 46.8664
2023 | 8 | 1 | 5 | 48.2507
2023 | 8 | 1 | 6 | 50.921
2023 | 8 | 1 | 7 | 53.7535
2023 | 8 | 1 | 8 | 51.6358
2023 | 8 | 1 | 9 | 49.6578
2023 | 8 | 1 | 10 | 50.0618
2023 | 8 | 1 | 11 | 49.3545
2023 | 8 | 1 | 12 | 53.6001
2023 | 8 | 1 | 13 | 54.1902
2023 | 8 | 1 | 14 | 53.6485
2023 | 8 | 1 | 15 | 53.6585
2023 | 8 | 1 | 16 | 55.4374
2023 | 8 | 1 | 17 | 59.0858
2023 | 8 | 1 | 18 | 67.4154
2023 | 8 | 1 | 19 | 70.909
2023 | 8 | 1 | 20 | 71.2019
2023 | 8 | 1 | 21 | 69.8025
2023 | 8 | 1 | 22 | 64.0058
2023 | 8 | 1 | 23 | 57.2362
2023 | 8 | 2 | 0 | 52.9388
2023 | 8 | 2 | 1 | 50.3799
2023 | 8 | 2 | 2 | 48.5799
2023 | 8 | 2 | 3 | 47.8641
2023 | 8 | 2 | 4 | 47.8429
2023 | 8 | 2 | 5 | 49.0794
2023 | 8 | 2 | 6 | 51.3544
2023 | 8 | 2 | 7 | 53.529
2023 | 8 | 2 | 8 | 50.6057
2023 | 8 | 2 | 9 | 48.4164
2023 | 8 | 2 | 10 | 50.5358
2023 | 8 | 2 | 11 | 51.2335
2023 | 8 | 2 | 12 | 54.9758
2023 | 8 | 2 | 13 | 56.618
2023 | 8 | 2 | 14 | 56.0821
2023 | 8 | 2 | 15 | 55.5551
2023 | 8 | 2 | 16 | 56.8605
2023 | 8 | 2 | 17 | 63.6432
2023 | 8 | 2 | 18 | 69.5418
2023 | 8 | 2 | 19 | 75.7871
2023 | 8 | 2 | 20 | 75.6041
2023 | 8 | 2 | 21 | 73.7762
2023 | 8 | 2 | 22 | 67.2732
2023 | 8 | 2 | 23 | 59.8619
2023 | 8 | 3 | 0 | 55.281
2023 | 8 | 3 | 1 | 50.7257
2023 | 8 | 3 | 2 | 48.8433
2023 | 8 | 3 | 3 | 48.0199
2023 | 8 | 3 | 4 | 47.9364
2023 | 8 | 3 | 5 | 49.4092
2023 | 8 | 3 | 6 | 51.8719
2023 | 8 | 3 | 7 | 54.016
2023 | 8 | 3 | 8 | 50.0965
2023 | 8 | 3 | 9 | 47.6005
2023 | 8 | 3 | 10 | 50.2444
2023 | 8 | 3 | 11 | 51.2649
2023 | 8 | 3 | 12 | 52.6035
2023 | 8 | 3 | 13 | 54.302
2023 | 8 | 3 | 14 | 54.3733
2023 | 8 | 3 | 15 | 54.1168
2023 | 8 | 3 | 16 | 54.1446
2023 | 8 | 3 | 17 | 62.0478
2023 | 8 | 3 | 18 | 72.0786
2023 | 8 | 3 | 19 | 78.7335
2023 | 8 | 3 | 20 | 78.5679
2023 | 8 | 3 | 21 | 76.645
2023 | 8 | 3 | 22 | 70.0291
2023 | 8 | 3 | 23 | 62.1215
2023 | 8 | 4 | 0 | 55.3978
2023 | 8 | 4 | 1 | 51.5804
2023 | 8 | 4 | 2 | 49.6288
2023 | 8 | 4 | 3 | 48.7613
2023 | 8 | 4 | 4 | 48.6127
2023 | 8 | 4 | 5 | 49.8835
2023 | 8 | 4 | 6 | 52.9707
2023 | 8 | 4 | 7 | 57.1339
2023 | 8 | 4 | 8 | 60.0601
2023 | 8 | 4 | 9 | 60.5651
2023 | 8 | 4 | 10 | 58.3012
2023 | 8 | 4 | 11 | 54.7108
2023 | 8 | 4 | 12 | 55.3802
2023 | 8 | 4 | 13 | 56.5
2023 | 8 | 4 | 14 | 55.3934
2023 | 8 | 4 | 15 | 54.9487
2023 | 8 | 4 | 16 | 59.2314
2023 | 8 | 4 | 17 | 66.5988
2023 | 8 | 4 | 18 | 73.2862
2023 | 8 | 4 | 19 | 75.4835
2023 | 8 | 4 | 20 | 75.0568
2023 | 8 | 4 | 21 | 73.2842
2023 | 8 | 4 | 22 | 67.4766
2023 | 8 | 4 | 23 | 60.3059
2023 | 8 | 5 | 0 | 54.8583
2023 | 8 | 5 | 1 | 51.8268
2023 | 8 | 5 | 2 | 49.3377
2023 | 8 | 5 | 3 | 47.8586
2023 | 8 | 5 | 4 | 47.148
2023 | 8 | 5 | 5 | 47.0655
2023 | 8 | 5 | 6 | 48.0103
2023 | 8 | 5 | 7 | 50.3027
2023 | 8 | 5 | 8 | 52.5905
2023 | 8 | 5 | 9 | 53.1414
2023 | 8 | 5 | 10 | 51.6403
2023 | 8 | 5 | 11 | 49.2284
2023 | 8 | 5 | 12 | 50.0739
2023 | 8 | 5 | 13 | 49.8786
2023 | 8 | 5 | 14 | 49.1291
2023 | 8 | 5 | 15 | 50.5229
2023 | 8 | 5 | 16 | 54.0657
2023 | 8 | 5 | 17 | 62.6669
2023 | 8 | 5 | 18 | 70.1216
2023 | 8 | 5 | 19 | 74.7476
2023 | 8 | 5 | 20 | 73.1595
2023 | 8 | 5 | 21 | 70.8234
2023 | 8 | 5 | 22 | 65.1821
2023 | 8 | 5 | 23 | 58.8504
2023 | 8 | 6 | 0 | 54.4482
2023 | 8 | 6 | 1 | 50.2449
2023 | 8 | 6 | 2 | 47.779
2023 | 8 | 6 | 3 | 46.3888
2023 | 8 | 6 | 4 | 45.7382
2023 | 8 | 6 | 5 | 45.5583
2023 | 8 | 6 | 6 | 45.7589
2023 | 8 | 6 | 7 | 47.3103
2023 | 8 | 6 | 8 | 49.1689
2023 | 8 | 6 | 9 | 48.6508
2023 | 8 | 6 | 10 | 46.3209
2023 | 8 | 6 | 11 | 44.616
2023 | 8 | 6 | 12 | 46.3926
2023 | 8 | 6 | 13 | 46.9007
2023 | 8 | 6 | 14 | 47.2609
2023 | 8 | 6 | 15 | 48.3434
2023 | 8 | 6 | 16 | 51.6116
2023 | 8 | 6 | 17 | 62.0589
2023 | 8 | 6 | 18 | 71.1996
2023 | 8 | 6 | 19 | 75.2621
2023 | 8 | 6 | 20 | 74.2892
2023 | 8 | 6 | 21 | 71.6336
2023 | 8 | 6 | 22 | 65.1003
2023 | 8 | 6 | 23 | 58.1642
2023 | 8 | 7 | 0 | 53.365
2023 | 8 | 7 | 1 | 50.4501
2023 | 8 | 7 | 2 | 48.1934
2023 | 8 | 7 | 3 | 46.8004
2023 | 8 | 7 | 4 | 46.375
2023 | 8 | 7 | 5 | 46.7996
2023 | 8 | 7 | 6 | 47.6113
2023 | 8 | 7 | 7 | 49.381
2023 | 8 | 7 | 8 | 51.3208
2023 | 8 | 7 | 9 | 51.4215
2023 | 8 | 7 | 10 | 51.0939
2023 | 8 | 7 | 11 | 52.8787
2023 | 8 | 7 | 12 | 46.0201
2023 | 8 | 7 | 13 | 46.905
2023 | 8 | 7 | 14 | 49.7339
2023 | 8 | 7 | 15 | 50.6301
2023 | 8 | 7 | 16 | 54.7981
2023 | 8 | 7 | 17 | 60.6416
2023 | 8 | 7 | 18 | 66.4947
2023 | 8 | 7 | 19 | 71.5328
2023 | 8 | 7 | 20 | 71.4059
2023 | 8 | 7 | 21 | 68.6425
2023 | 8 | 7 | 22 | 61.9508
2023 | 8 | 7 | 23 | 55.5039
2023 | 8 | 8 | 0 | 51.7115
2023 | 8 | 8 | 1 | 50.0246
2023 | 8 | 8 | 2 | 48.2881
2023 | 8 | 8 | 3 | 47.6963
2023 | 8 | 8 | 4 | 47.6525
2023 | 8 | 8 | 5 | 49.0905
2023 | 8 | 8 | 6 | 52.0226
2023 | 8 | 8 | 7 | 55.1231
2023 | 8 | 8 | 8 | 52.3555
2023 | 8 | 8 | 9 | 49.7078
2023 | 8 | 8 | 10 | 51.5197
2023 | 8 | 8 | 11 | 51.29
2023 | 8 | 8 | 12 | 51.8161
2023 | 8 | 8 | 13 | 53.0023
2023 | 8 | 8 | 14 | 52.9132
2023 | 8 | 8 | 15 | 52.93
2023 | 8 | 8 | 16 | 53.0249
2023 | 8 | 8 | 17 | 58.0935
2023 | 8 | 8 | 18 | 67.8641
2023 | 8 | 8 | 19 | 74.2941
2023 | 8 | 8 | 20 | 74.225
2023 | 8 | 8 | 21 | 71.9055
2023 | 8 | 8 | 22 | 65.5214
2023 | 8 | 8 | 23 | 58.4256
2023 | 8 | 9 | 0 | 53.9564
2023 | 8 | 9 | 1 | 50.3
2023 | 8 | 9 | 2 | 48.5507
2023 | 8 | 9 | 3 | 47.8293
2023 | 8 | 9 | 4 | 47.8074
2023 | 8 | 9 | 5 | 49.1923
2023 | 8 | 9 | 6 | 51.4527
2023 | 8 | 9 | 7 | 53.7635
2023 | 8 | 9 | 8 | 49.4666
2023 | 8 | 9 | 9 | 45.4138
2023 | 8 | 9 | 10 | 47.731
2023 | 8 | 9 | 11 | 49.3711
2023 | 8 | 9 | 12 | 52.2763
2023 | 8 | 9 | 13 | 54.1084
2023 | 8 | 9 | 14 | 53.8765
2023 | 8 | 9 | 15 | 53.092
2023 | 8 | 9 | 16 | 53.6785
2023 | 8 | 9 | 17 | 61.5549
2023 | 8 | 9 | 18 | 72.9026
2023 | 8 | 9 | 19 | 78.1412
2023 | 8 | 9 | 20 | 78.3627
2023 | 8 | 9 | 21 | 76.0996
2023 | 8 | 9 | 22 | 69.3077
2023 | 8 | 9 | 23 | 61.6766
2023 | 8 | 10 | 0 | 55.1324
2023 | 8 | 10 | 1 | 51.1516
2023 | 8 | 10 | 2 | 49.3132
2023 | 8 | 10 | 3 | 48.5465
2023 | 8 | 10 | 4 | 48.4899
2023 | 8 | 10 | 5 | 49.9756
2023 | 8 | 10 | 6 | 53.0777
2023 | 8 | 10 | 7 | 55.8942
2023 | 8 | 10 | 8 | 52.9164
2023 | 8 | 10 | 9 | 49.786
2023 | 8 | 10 | 10 | 51.6242
2023 | 8 | 10 | 11 | 51.9986
2023 | 8 | 10 | 12 | 55.0181
2023 | 8 | 10 | 13 | 56.1835
2023 | 8 | 10 | 14 | 55.9876
2023 | 8 | 10 | 15 | 55.9184
2023 | 8 | 10 | 16 | 59.9325
2023 | 8 | 10 | 17 | 67.8827
2023 | 8 | 10 | 18 | 78.759
2023 | 8 | 10 | 19 | 77.7359
2023 | 8 | 10 | 20 | 77.7855
2023 | 8 | 10 | 21 | 75.4698
2023 | 8 | 10 | 22 | 69.1375
2023 | 8 | 10 | 23 | 61.8781
2023 | 8 | 11 | 0 | 56.6835
2023 | 8 | 11 | 1 | 52.8307
2023 | 8 | 11 | 2 | 50.8117
2023 | 8 | 11 | 3 | 49.9051
2023 | 8 | 11 | 4 | 49.6842
2023 | 8 | 11 | 5 | 51.0686
2023 | 8 | 11 | 6 | 54.2094
2023 | 8 | 11 | 7 | 58.0009
2023 | 8 | 11 | 8 | 55.8942
2023 | 8 | 11 | 9 | 52.3907
2023 | 8 | 11 | 10 | 51.6885
2023 | 8 | 11 | 11 | 50.7583
2023 | 8 | 11 | 12 | 52.2812
2023 | 8 | 11 | 13 | 53.402
2023 | 8 | 11 | 14 | 52.8716
2023 | 8 | 11 | 15 | 52.0954
2023 | 8 | 11 | 16 | 54.061
2023 | 8 | 11 | 17 | 61.1209
2023 | 8 | 11 | 18 | 70.3772
2023 | 8 | 11 | 19 | 75.7668
2023 | 8 | 11 | 20 | 75.6991
2023 | 8 | 11 | 21 | 73.7094
2023 | 8 | 11 | 22 | 67.9849
2023 | 8 | 11 | 23 | 60.9661
2023 | 8 | 12 | 0 | 55.5053
2023 | 8 | 12 | 1 | 49.0511
2023 | 8 | 12 | 2 | 46.833
2023 | 8 | 12 | 3 | 45.5214
2023 | 8 | 12 | 4 | 44.8788
2023 | 8 | 12 | 5 | 44.9874
2023 | 8 | 12 | 6 | 45.7785
2023 | 8 | 12 | 7 | 47.2347
2023 | 8 | 12 | 8 | 48.6351
2023 | 8 | 12 | 9 | 47.6909
2023 | 8 | 12 | 10 | 47.0686
2023 | 8 | 12 | 11 | 46.1687
2023 | 8 | 12 | 12 | 45.0988
2023 | 8 | 12 | 13 | 44.8911
2023 | 8 | 12 | 14 | 43.0776
2023 | 8 | 12 | 15 | 42.6879
2023 | 8 | 12 | 16 | 44.5227
2023 | 8 | 12 | 17 | 53.1777
2023 | 8 | 12 | 18 | 61.1746
2023 | 8 | 12 | 19 | 62.9802
2023 | 8 | 12 | 20 | 62.4008
2023 | 8 | 12 | 21 | 60.0886
2023 | 8 | 12 | 22 | 55.4316
2023 | 8 | 12 | 23 | 50.5446
2023 | 8 | 13 | 0 | 46.9203
2023 | 8 | 13 | 1 | 44.8225
2023 | 8 | 13 | 2 | 42.9264
2023 | 8 | 13 | 3 | 41.9728
2023 | 8 | 13 | 4 | 41.5467
2023 | 8 | 13 | 5 | 41.7713
2023 | 8 | 13 | 6 | 42.275
2023 | 8 | 13 | 7 | 43.374
2023 | 8 | 13 | 8 | 46.1592
2023 | 8 | 13 | 9 | 45.4069
2023 | 8 | 13 | 10 | 44.4624
2023 | 8 | 13 | 11 | 43.5322
2023 | 8 | 13 | 12 | 42.842
2023 | 8 | 13 | 13 | 42.0816
2023 | 8 | 13 | 14 | 41.3981
2023 | 8 | 13 | 15 | 41.9342
2023 | 8 | 13 | 16 | 42.8025
2023 | 8 | 13 | 17 | 47.8071
2023 | 8 | 13 | 18 | 57.6428
2023 | 8 | 13 | 19 | 60.9084
2023 | 8 | 13 | 20 | 60.9445
2023 | 8 | 13 | 21 | 58.2136
2023 | 8 | 13 | 22 | 52.671
2023 | 8 | 13 | 23 | 47.358
2023 | 8 | 14 | 0 | 44.2207
2023 | 8 | 14 | 1 | 40.8519
2023 | 8 | 14 | 2 | 40.0532
2023 | 8 | 14 | 3 | 39.8405
2023 | 8 | 14 | 4 | 40.2408
2023 | 8 | 14 | 5 | 42.1042
2023 | 8 | 14 | 6 | 44.4072
2023 | 8 | 14 | 7 | 48.3615
2023 | 8 | 14 | 8 | 49.3762
2023 | 8 | 14 | 9 | 47.0165
2023 | 8 | 14 | 10 | 46.6779
2023 | 8 | 14 | 11 | 45.4039
2023 | 8 | 14 | 12 | 50.5864
2023 | 8 | 14 | 13 | 51.5701
2023 | 8 | 14 | 14 | 50.4828
2023 | 8 | 14 | 15 | 50.5054
2023 | 8 | 14 | 16 | 52.4915
2023 | 8 | 14 | 17 | 57.7252
2023 | 8 | 14 | 18 | 66.9007
2023 | 8 | 14 | 19 | 67.4489
2023 | 8 | 14 | 20 | 67.6058
2023 | 8 | 14 | 21 | 64.7093
2023 | 8 | 14 | 22 | 58.6127
2023 | 8 | 14 | 23 | 52.5165
2023 | 8 | 15 | 0 | 48.4237
2023 | 8 | 15 | 1 | 43.0907
2023 | 8 | 15 | 2 | 42.0369
2023 | 8 | 15 | 3 | 41.8842
2023 | 8 | 15 | 4 | 42.2096
2023 | 8 | 15 | 5 | 44.0954
2023 | 8 | 15 | 6 | 47.9591
2023 | 8 | 15 | 7 | 52.1584
2023 | 8 | 15 | 8 | 53.6871
2023 | 8 | 15 | 9 | 52.5378
2023 | 8 | 15 | 10 | 50.8657
2023 | 8 | 15 | 11 | 47.3038
2023 | 8 | 15 | 12 | 48.1631
2023 | 8 | 15 | 13 | 48.9442
2023 | 8 | 15 | 14 | 47.6598
2023 | 8 | 15 | 15 | 48.0051
2023 | 8 | 15 | 16 | 51.185
2023 | 8 | 15 | 17 | 56.1237
2023 | 8 | 15 | 18 | 61.8226
2023 | 8 | 15 | 19 | 65.2132
2023 | 8 | 15 | 20 | 66.5027
2023 | 8 | 15 | 21 | 64.2831
2023 | 8 | 15 | 22 | 58.4233
2023 | 8 | 15 | 23 | 52.3348
2023 | 8 | 16 | 0 | 48.1934
2023 | 8 | 16 | 1 | 44.9939
2023 | 8 | 16 | 2 | 43.8155
2023 | 8 | 16 | 3 | 43.5958
2023 | 8 | 16 | 4 | 43.8118
2023 | 8 | 16 | 5 | 45.6873
2023 | 8 | 16 | 6 | 48.4602
2023 | 8 | 16 | 7 | 51.964
2023 | 8 | 16 | 8 | 50.6834
2023 | 8 | 16 | 9 | 47.599
2023 | 8 | 16 | 10 | 48.8112
2023 | 8 | 16 | 11 | 47.6677
2023 | 8 | 16 | 12 | 49.8581
2023 | 8 | 16 | 13 | 50.9001
2023 | 8 | 16 | 14 | 50.0015
2023 | 8 | 16 | 15 | 48.256
2023 | 8 | 16 | 16 | 48.157
2023 | 8 | 16 | 17 | 52.5323
2023 | 8 | 16 | 18 | 59.6018
2023 | 8 | 16 | 19 | 64.7911
2023 | 8 | 16 | 20 | 65.8054
2023 | 8 | 16 | 21 | 63.7087
2023 | 8 | 16 | 22 | 57.7953
2023 | 8 | 16 | 23 | 51.7005
2023 | 8 | 17 | 0 | 49.4172
2023 | 8 | 17 | 1 | 45.4178
2023 | 8 | 17 | 2 | 44.066
2023 | 8 | 17 | 3 | 43.6732
2023 | 8 | 17 | 4 | 43.7898
2023 | 8 | 17 | 5 | 45.6701
2023 | 8 | 17 | 6 | 48.6046
2023 | 8 | 17 | 7 | 51.5888
2023 | 8 | 17 | 8 | 47.891
2023 | 8 | 17 | 9 | 43.337
2023 | 8 | 17 | 10 | 45.8024
2023 | 8 | 17 | 11 | 46.3614
2023 | 8 | 17 | 12 | 47.9992
2023 | 8 | 17 | 13 | 48.9515
2023 | 8 | 17 | 14 | 49.0335
2023 | 8 | 17 | 15 | 48.02
2023 | 8 | 17 | 16 | 49.1166
2023 | 8 | 17 | 17 | 55.207
2023 | 8 | 17 | 18 | 64.0457
2023 | 8 | 17 | 19 | 69.7253
2023 | 8 | 17 | 20 | 70.6091
2023 | 8 | 17 | 21 | 68.3881
2023 | 8 | 17 | 22 | 62.3133
2023 | 8 | 17 | 23 | 55.7911
2023 | 8 | 18 | 0 | 50.7166
2023 | 8 | 18 | 1 | 45.4251
2023 | 8 | 18 | 2 | 44.0187
2023 | 8 | 18 | 3 | 43.5647
2023 | 8 | 18 | 4 | 43.7326
2023 | 8 | 18 | 5 | 45.5043
2023 | 8 | 18 | 6 | 48.3164
2023 | 8 | 18 | 7 | 51.991
2023 | 8 | 18 | 8 | 51.5495
2023 | 8 | 18 | 9 | 48.5216
2023 | 8 | 18 | 10 | 48.0698
2023 | 8 | 18 | 11 | 46.8264
2023 | 8 | 18 | 12 | 46.3164
2023 | 8 | 18 | 13 | 47.9168
2023 | 8 | 18 | 14 | 47.1349
2023 | 8 | 18 | 15 | 45.4114
2023 | 8 | 18 | 16 | 46.3885
2023 | 8 | 18 | 17 | 51.441
2023 | 8 | 18 | 18 | 59.8863
2023 | 8 | 18 | 19 | 65.2742
2023 | 8 | 18 | 20 | 66.4527
2023 | 8 | 18 | 21 | 64.5056
2023 | 8 | 18 | 22 | 59.2283
2023 | 8 | 18 | 23 | 53.0916
2023 | 8 | 19 | 0 | 48.1158
2023 | 8 | 19 | 1 | 44.0587
2023 | 8 | 19 | 2 | 42.2323
2023 | 8 | 19 | 3 | 41.2532
2023 | 8 | 19 | 4 | 40.9382
2023 | 8 | 19 | 5 | 41.1961
2023 | 8 | 19 | 6 | 41.549
2023 | 8 | 19 | 7 | 42.7485
2023 | 8 | 19 | 8 | 40.8322
2023 | 8 | 19 | 9 | 35.5972
2023 | 8 | 19 | 10 | 35.9164
2023 | 8 | 19 | 11 | 37.9112
2023 | 8 | 19 | 12 | 39.2883
2023 | 8 | 19 | 13 | 38.7893
2023 | 8 | 19 | 14 | 37.9082
2023 | 8 | 19 | 15 | 38.3166
2023 | 8 | 19 | 16 | 40.0353
2023 | 8 | 19 | 17 | 49.0419
2023 | 8 | 19 | 18 | 61.9747
2023 | 8 | 19 | 19 | 65.1145
2023 | 8 | 19 | 20 | 65.2254
2023 | 8 | 19 | 21 | 62.4059
2023 | 8 | 19 | 22 | 57.2295
2023 | 8 | 19 | 23 | 51.9185
2023 | 8 | 20 | 0 | 46.8947
2023 | 8 | 20 | 1 | 42.2741
2023 | 8 | 20 | 2 | 40.4588
2023 | 8 | 20 | 3 | 39.5198
2023 | 8 | 20 | 4 | 39.2142
2023 | 8 | 20 | 5 | 39.3267
2023 | 8 | 20 | 6 | 39.7755
2023 | 8 | 20 | 7 | 40.9418
2023 | 8 | 20 | 8 | 41.2372
2023 | 8 | 20 | 9 | 37.0923
2023 | 8 | 20 | 10 | 36.0218
2023 | 8 | 20 | 11 | 35.5686
2023 | 8 | 20 | 12 | 38.0315
2023 | 8 | 20 | 13 | 38.2214
2023 | 8 | 20 | 14 | 37.6253
2023 | 8 | 20 | 15 | 38.1271
2023 | 8 | 20 | 16 | 40.8138
2023 | 8 | 20 | 17 | 49.5625
2023 | 8 | 20 | 18 | 60.3021
2023 | 8 | 20 | 19 | 60.5591
2023 | 8 | 20 | 20 | 60.5529
2023 | 8 | 20 | 21 | 57.2233
2023 | 8 | 20 | 22 | 51.5083
2023 | 8 | 20 | 23 | 46.4873
2023 | 8 | 21 | 0 | 45.098
2023 | 8 | 21 | 1 | 42.0555
2023 | 8 | 21 | 2 | 41.1471
2023 | 8 | 21 | 3 | 40.9961
2023 | 8 | 21 | 4 | 41.33
2023 | 8 | 21 | 5 | 43.235
2023 | 8 | 21 | 6 | 46.506
2023 | 8 | 21 | 7 | 49.8869
2023 | 8 | 21 | 8 | 46.9134
2023 | 8 | 21 | 9 | 42.0021
2023 | 8 | 21 | 10 | 44.5282
2023 | 8 | 21 | 11 | 46.0802
2023 | 8 | 21 | 12 | 47.8761
2023 | 8 | 21 | 13 | 48.9465
2023 | 8 | 21 | 14 | 48.5818
2023 | 8 | 21 | 15 | 47.4687
2023 | 8 | 21 | 16 | 48.0532
2023 | 8 | 21 | 17 | 53.0416
2023 | 8 | 21 | 18 | 63.0792
2023 | 8 | 21 | 19 | 69.2751
2023 | 8 | 21 | 20 | 69.7108
2023 | 8 | 21 | 21 | 66.5125
2023 | 8 | 21 | 22 | 60.0034
2023 | 8 | 21 | 23 | 53.6477
2023 | 8 | 22 | 0 | 50.6293
2023 | 8 | 22 | 1 | 49.3366
2023 | 8 | 22 | 2 | 47.8211
2023 | 8 | 22 | 3 | 47.3634
2023 | 8 | 22 | 4 | 47.3727
2023 | 8 | 22 | 5 | 49.0992
2023 | 8 | 22 | 6 | 52.3013
2023 | 8 | 22 | 7 | 56.6565
2023 | 8 | 22 | 8 | 55.1391
2023 | 8 | 22 | 9 | 50.2035
2023 | 8 | 22 | 10 | 49.963
2023 | 8 | 22 | 11 | 49.4957
2023 | 8 | 22 | 12 | 50.0337
2023 | 8 | 22 | 13 | 51.074
2023 | 8 | 22 | 14 | 50.9705
2023 | 8 | 22 | 15 | 50.8421
2023 | 8 | 22 | 16 | 54.519
2023 | 8 | 22 | 17 | 62.8501
2023 | 8 | 22 | 18 | 71.7021
2023 | 8 | 22 | 19 | 76.8698
2023 | 8 | 22 | 20 | 77.0972
2023 | 8 | 22 | 21 | 73.6634
2023 | 8 | 22 | 22 | 66.8493
2023 | 8 | 22 | 23 | 59.858
2023 | 8 | 23 | 0 | 54.7834
2023 | 8 | 23 | 1 | 53.5642
2023 | 8 | 23 | 2 | 51.6966
2023 | 8 | 23 | 3 | 50.9449
2023 | 8 | 23 | 4 | 50.7926
2023 | 8 | 23 | 5 | 52.339
2023 | 8 | 23 | 6 | 55.9193
2023 | 8 | 23 | 7 | 60.2465
2023 | 8 | 23 | 8 | 57.5944
2023 | 8 | 23 | 9 | 51.4022
2023 | 8 | 23 | 10 | 50.4534
2023 | 8 | 23 | 11 | 50.2891
2023 | 8 | 23 | 12 | 53.4481
2023 | 8 | 23 | 13 | 54.2895
2023 | 8 | 23 | 14 | 54.2809
2023 | 8 | 23 | 15 | 53.5479
2023 | 8 | 23 | 16 | 58.1474
2023 | 8 | 23 | 17 | 66.9136
2023 | 8 | 23 | 18 | 76.8974
2023 | 8 | 23 | 19 | 76.9389
2023 | 8 | 23 | 20 | 76.9764
2023 | 8 | 23 | 21 | 73.5654
2023 | 8 | 23 | 22 | 67.0345
2023 | 8 | 23 | 23 | 60.5353
2023 | 8 | 24 | 0 | 58.3723
2023 | 8 | 24 | 1 | 50.916
2023 | 8 | 24 | 2 | 49.1891
2023 | 8 | 24 | 3 | 48.4067
2023 | 8 | 24 | 4 | 48.27
2023 | 8 | 24 | 5 | 50.0626
2023 | 8 | 24 | 6 | 52.7926
2023 | 8 | 24 | 7 | 55.7792
2023 | 8 | 24 | 8 | 50.2088
2023 | 8 | 24 | 9 | 42.9662
2023 | 8 | 24 | 10 | 42.5476
2023 | 8 | 24 | 11 | 43.0473
2023 | 8 | 24 | 12 | 43.4719
2023 | 8 | 24 | 13 | 44.8609
2023 | 8 | 24 | 14 | 46.0253
2023 | 8 | 24 | 15 | 45.2877
2023 | 8 | 24 | 16 | 45.2727
2023 | 8 | 24 | 17 | 50.6576
2023 | 8 | 24 | 18 | 59.665
2023 | 8 | 24 | 19 | 66.8485
2023 | 8 | 24 | 20 | 68.3371
2023 | 8 | 24 | 21 | 65.8256
2023 | 8 | 24 | 22 | 60.0482
2023 | 8 | 24 | 23 | 54.2168
2023 | 8 | 25 | 0 | 51.8632
2023 | 8 | 25 | 1 | 46.6911
2023 | 8 | 25 | 2 | 45.4185
2023 | 8 | 25 | 3 | 45.0182
2023 | 8 | 25 | 4 | 45.2785
2023 | 8 | 25 | 5 | 46.9517
2023 | 8 | 25 | 6 | 50.4364
2023 | 8 | 25 | 7 | 52.9948
2023 | 8 | 25 | 8 | 47.1186
2023 | 8 | 25 | 9 | 42.2752
2023 | 8 | 25 | 10 | 44.9129
2023 | 8 | 25 | 11 | 46.1669
2023 | 8 | 25 | 12 | 45.9647
2023 | 8 | 25 | 13 | 47.9302
2023 | 8 | 25 | 14 | 47.7026
2023 | 8 | 25 | 15 | 46.3477
2023 | 8 | 25 | 16 | 46.0988
2023 | 8 | 25 | 17 | 50.4798
2023 | 8 | 25 | 18 | 56.9546
2023 | 8 | 25 | 19 | 64.3539
2023 | 8 | 25 | 20 | 66.0941
2023 | 8 | 25 | 21 | 63.6835
2023 | 8 | 25 | 22 | 58.1268
2023 | 8 | 25 | 23 | 52.1229
2023 | 8 | 26 | 0 | 49.2786
2023 | 8 | 26 | 1 | 46.1035
2023 | 8 | 26 | 2 | 44.4393
2023 | 8 | 26 | 3 | 43.5007
2023 | 8 | 26 | 4 | 43.373
2023 | 8 | 26 | 5 | 43.8643
2023 | 8 | 26 | 6 | 44.5756
2023 | 8 | 26 | 7 | 46.3884
2023 | 8 | 26 | 8 | 43.3814
2023 | 8 | 26 | 9 | 36.5024
2023 | 8 | 26 | 10 | 37.0586
2023 | 8 | 26 | 11 | 39.9252
2023 | 8 | 26 | 12 | 38.4028
2023 | 8 | 26 | 13 | 38.7707
2023 | 8 | 26 | 14 | 38.4778
2023 | 8 | 26 | 15 | 40.9093
2023 | 8 | 26 | 16 | 39.9969
2023 | 8 | 26 | 17 | 48.4136
2023 | 8 | 26 | 18 | 64.7717
2023 | 8 | 26 | 19 | 70.4591
2023 | 8 | 26 | 20 | 69.8142
2023 | 8 | 26 | 21 | 66.3173
2023 | 8 | 26 | 22 | 60.8679
2023 | 8 | 26 | 23 | 55.4639
2023 | 8 | 27 | 0 | 50.9753
2023 | 8 | 27 | 1 | 46.1
2023 | 8 | 27 | 2 | 44.1696
2023 | 8 | 27 | 3 | 43.1925
2023 | 8 | 27 | 4 | 42.8767
2023 | 8 | 27 | 5 | 42.9315
2023 | 8 | 27 | 6 | 43.1542
2023 | 8 | 27 | 7 | 44.7492
2023 | 8 | 27 | 8 | 44.4655
2023 | 8 | 27 | 9 | 39.4403
2023 | 8 | 27 | 10 | 38.7799
2023 | 8 | 27 | 11 | 38.9674
2023 | 8 | 27 | 12 | 39.4738
2023 | 8 | 27 | 13 | 39.9145
2023 | 8 | 27 | 14 | 41.3401
2023 | 8 | 27 | 15 | 44.0722
2023 | 8 | 27 | 16 | 49.3176
2023 | 8 | 27 | 17 | 62.4334
2023 | 8 | 27 | 18 | 76.3543
2023 | 8 | 27 | 19 | 77.017
2023 | 8 | 27 | 20 | 76.2511
2023 | 8 | 27 | 21 | 71.976
2023 | 8 | 27 | 22 | 65.1531
2023 | 8 | 27 | 23 | 58.7184
2023 | 8 | 28 | 0 | 53.8713
2023 | 8 | 28 | 1 | 50.5706
2023 | 8 | 28 | 2 | 49.1066
2023 | 8 | 28 | 3 | 48.4867
2023 | 8 | 28 | 4 | 48.5695
2023 | 8 | 28 | 5 | 50.3379
2023 | 8 | 28 | 6 | 53.9245
2023 | 8 | 28 | 7 | 58.7396
2023 | 8 | 28 | 8 | 56.3442
2023 | 8 | 28 | 9 | 48.522
2023 | 8 | 28 | 10 | 47.0791
2023 | 8 | 28 | 11 | 48.0047
2023 | 8 | 28 | 12 | 49.7882
2023 | 8 | 28 | 13 | 51.177
2023 | 8 | 28 | 14 | 51.4244
2023 | 8 | 28 | 15 | 51.6714
2023 | 8 | 28 | 16 | 55.0367
2023 | 8 | 28 | 17 | 65.1543
2023 | 8 | 28 | 18 | 79.7224
2023 | 8 | 28 | 19 | 83.7148
2023 | 8 | 28 | 20 | 83.3721
2023 | 8 | 28 | 21 | 79.0358
2023 | 8 | 28 | 22 | 71.7852
2023 | 8 | 28 | 23 | 64.4601
2023 | 8 | 29 | 0 | 58.1992
2023 | 8 | 29 | 1 | 54.6752
2023 | 8 | 29 | 2 | 52.7944
2023 | 8 | 29 | 3 | 52.0461
2023 | 8 | 29 | 4 | 51.9268
2023 | 8 | 29 | 5 | 53.4566
2023 | 8 | 29 | 6 | 56.5338
2023 | 8 | 29 | 7 | 61.3523
2023 | 8 | 29 | 8 | 59.74
2023 | 8 | 29 | 9 | 52.5653
2023 | 8 | 29 | 10 | 49.5067
2023 | 8 | 29 | 11 | 48.8739
2023 | 8 | 29 | 12 | 49.6375
2023 | 8 | 29 | 13 | 51.1804
2023 | 8 | 29 | 14 | 51.3818
2023 | 8 | 29 | 15 | 52.1397
2023 | 8 | 29 | 16 | 56.7888
2023 | 8 | 29 | 17 | 67.243
2023 | 8 | 29 | 18 | 72.7983
2023 | 8 | 29 | 19 | 77.5529
2023 | 8 | 29 | 20 | 77.2304
2023 | 8 | 29 | 21 | 73.3022
2023 | 8 | 29 | 22 | 67.0339
2023 | 8 | 29 | 23 | 60.7351
2023 | 8 | 30 | 0 | 57.4028
2023 | 8 | 30 | 1 | 51.5931
2023 | 8 | 30 | 2 | 50.0637
2023 | 8 | 30 | 3 | 49.3069
2023 | 8 | 30 | 4 | 49.365
2023 | 8 | 30 | 5 | 50.9837
2023 | 8 | 30 | 6 | 53.3153
2023 | 8 | 30 | 7 | 57.357
2023 | 8 | 30 | 8 | 53.2676
2023 | 8 | 30 | 9 | 44.2928
2023 | 8 | 30 | 10 | 42.1276
2023 | 8 | 30 | 11 | 42.052
2023 | 8 | 30 | 12 | 43.5877
2023 | 8 | 30 | 13 | 45.7176
2023 | 8 | 30 | 14 | 46.6709
2023 | 8 | 30 | 15 | 46.0627
2023 | 8 | 30 | 16 | 44.5716
2023 | 8 | 30 | 17 | 50.7217
2023 | 8 | 30 | 18 | 61.0499
2023 | 8 | 30 | 19 | 68.4633
2023 | 8 | 30 | 20 | 69.2649
2023 | 8 | 30 | 21 | 66.1417
2023 | 8 | 30 | 22 | 60.411
2023 | 8 | 30 | 23 | 54.8521
2023 | 8 | 31 | 0 | 51.9594
2023 | 8 | 31 | 1 | 47.4275
2023 | 8 | 31 | 2 | 46.3198
2023 | 8 | 31 | 3 | 45.9535
2023 | 8 | 31 | 4 | 46.3294
2023 | 8 | 31 | 5 | 48.1516
2023 | 8 | 31 | 6 | 51.9569
2023 | 8 | 31 | 7 | 54.8462
2023 | 8 | 31 | 8 | 47.9748
2023 | 8 | 31 | 9 | 40.8354
2023 | 8 | 31 | 10 | 43.5591
2023 | 8 | 31 | 11 | 45.1438
2023 | 8 | 31 | 12 | 44.7162
2023 | 8 | 31 | 13 | 47.2326
2023 | 8 | 31 | 14 | 47.6533
2023 | 8 | 31 | 15 | 47.388
2023 | 8 | 31 | 16 | 45.2169
2023 | 8 | 31 | 17 | 50.6484
2023 | 8 | 31 | 18 | 60.3066
2023 | 8 | 31 | 19 | 67.7324
2023 | 8 | 31 | 20 | 69.0786
2023 | 8 | 31 | 21 | 66.0622
2023 | 8 | 31 | 22 | 60.3321
2023 | 8 | 31 | 23 | 54.3349
2023 | 9 | 1 | 0 | 51.3519
2023 | 9 | 1 | 1 | 45.1447
2023 | 9 | 1 | 2 | 44.2773
2023 | 9 | 1 | 3 | 44.0801
2023 | 9 | 1 | 4 | 44.2994
2023 | 9 | 1 | 5 | 46.2532
2023 | 9 | 1 | 6 | 49.7893
2023 | 9 | 1 | 7 | 53.925
2023 | 9 | 1 | 8 | 51.2927
2023 | 9 | 1 | 9 | 48.194
2023 | 9 | 1 | 10 | 50.8677
2023 | 9 | 1 | 11 | 50.8392
2023 | 9 | 1 | 12 | 52.3726
2023 | 9 | 1 | 13 | 53.1672
2023 | 9 | 1 | 14 | 51.5156
2023 | 9 | 1 | 15 | 48.6784
2023 | 9 | 1 | 16 | 48.2764
2023 | 9 | 1 | 17 | 51.3573
2023 | 9 | 1 | 18 | 63.5869
2023 | 9 | 1 | 19 | 64.4988
2023 | 9 | 1 | 20 | 64.8553
2023 | 9 | 1 | 21 | 61.8614
2023 | 9 | 1 | 22 | 57.0545
2023 | 9 | 1 | 23 | 51.6589
2023 | 9 | 2 | 0 | 48.5399
2023 | 9 | 2 | 1 | 43.2275
2023 | 9 | 2 | 2 | 42.0076
2023 | 9 | 2 | 3 | 41.5551
2023 | 9 | 2 | 4 | 41.3323
2023 | 9 | 2 | 5 | 41.8245
2023 | 9 | 2 | 6 | 43.1547
2023 | 9 | 2 | 7 | 45.6773
2023 | 9 | 2 | 8 | 46.4246
2023 | 9 | 2 | 9 | 43.7032
2023 | 9 | 2 | 10 | 43.9166
2023 | 9 | 2 | 11 | 43.3388
2023 | 9 | 2 | 12 | 44.1924
2023 | 9 | 2 | 13 | 43.0183
2023 | 9 | 2 | 14 | 41.034
2023 | 9 | 2 | 15 | 40.482
2023 | 9 | 2 | 16 | 43.4565
2023 | 9 | 2 | 17 | 50.4458
2023 | 9 | 2 | 18 | 62.6537
2023 | 9 | 2 | 19 | 59.6597
2023 | 9 | 2 | 20 | 59.139
2023 | 9 | 2 | 21 | 55.3004
2023 | 9 | 2 | 22 | 50.9975
2023 | 9 | 2 | 23 | 47.1004
2023 | 9 | 3 | 0 | 43.6393
2023 | 9 | 3 | 1 | 44.6561
2023 | 9 | 3 | 2 | 43.2186
2023 | 9 | 3 | 3 | 42.641
2023 | 9 | 3 | 4 | 42.3563
2023 | 9 | 3 | 5 | 42.5742
2023 | 9 | 3 | 6 | 43.4669
2023 | 9 | 3 | 7 | 46.7086
2023 | 9 | 3 | 8 | 51.0558
2023 | 9 | 3 | 9 | 49.5282
2023 | 9 | 3 | 10 | 47.0308
2023 | 9 | 3 | 11 | 44.3056
2023 | 9 | 3 | 12 | 44.3932
2023 | 9 | 3 | 13 | 44.3199
2023 | 9 | 3 | 14 | 44.577
2023 | 9 | 3 | 15 | 46.1141
2023 | 9 | 3 | 16 | 52.9724
2023 | 9 | 3 | 17 | 64.3519
2023 | 9 | 3 | 18 | 74.5606
2023 | 9 | 3 | 19 | 72.4486
2023 | 9 | 3 | 20 | 71.5494
2023 | 9 | 3 | 21 | 66.955
2023 | 9 | 3 | 22 | 60.9149
2023 | 9 | 3 | 23 | 55.3015
2023 | 9 | 4 | 0 | 50.2113
2023 | 9 | 4 | 1 | 49.5349
2023 | 9 | 4 | 2 | 47.7589
2023 | 9 | 4 | 3 | 46.9024
2023 | 9 | 4 | 4 | 46.6733
2023 | 9 | 4 | 5 | 47.3442
2023 | 9 | 4 | 6 | 48.2205
2023 | 9 | 4 | 7 | 50.5457
2023 | 9 | 4 | 8 | 51.0449
2023 | 9 | 4 | 9 | 50.7334
2023 | 9 | 4 | 10 | 46.5683
2023 | 9 | 4 | 11 | 44.4269
2023 | 9 | 4 | 12 | 45.0088
2023 | 9 | 4 | 13 | 46.0892
2023 | 9 | 4 | 14 | 45.6386
2023 | 9 | 4 | 15 | 48.0356
2023 | 9 | 4 | 16 | 45.5625
2023 | 9 | 4 | 17 | 53.6724
2023 | 9 | 4 | 18 | 65.9202
2023 | 9 | 4 | 19 | 68.5542
2023 | 9 | 4 | 20 | 67.3855
2023 | 9 | 4 | 21 | 61.2463
2023 | 9 | 4 | 22 | 54.6029
2023 | 9 | 4 | 23 | 49.3752
2023 | 9 | 5 | 0 | 47.4792
2023 | 9 | 5 | 1 | 50.1595
2023 | 9 | 5 | 2 | 48.9436
2023 | 9 | 5 | 3 | 48.7739
2023 | 9 | 5 | 4 | 48.9331
2023 | 9 | 5 | 5 | 50.5962
2023 | 9 | 5 | 6 | 54.1272
2023 | 9 | 5 | 7 | 58.8761
2023 | 9 | 5 | 8 | 55.0531
2023 | 9 | 5 | 9 | 48.8367
2023 | 9 | 5 | 10 | 48.6578
2023 | 9 | 5 | 11 | 48.9449
2023 | 9 | 5 | 12 | 50.8129
2023 | 9 | 5 | 13 | 52.6234
2023 | 9 | 5 | 14 | 52.1024
2023 | 9 | 5 | 15 | 51.3022
2023 | 9 | 5 | 16 | 53.3744
2023 | 9 | 5 | 17 | 61.2124
2023 | 9 | 5 | 18 | 73.941
2023 | 9 | 5 | 19 | 77.7868
2023 | 9 | 5 | 20 | 77.4486
2023 | 9 | 5 | 21 | 72.8535
2023 | 9 | 5 | 22 | 66.2556
2023 | 9 | 5 | 23 | 59.6716
2023 | 9 | 6 | 0 | 55.4723
2023 | 9 | 6 | 1 | 52.2602
2023 | 9 | 6 | 2 | 50.964
2023 | 9 | 6 | 3 | 50.5072
2023 | 9 | 6 | 4 | 50.5886
2023 | 9 | 6 | 5 | 52.2301
2023 | 9 | 6 | 6 | 55.6662
2023 | 9 | 6 | 7 | 60.2206
2023 | 9 | 6 | 8 | 55.4823
2023 | 9 | 6 | 9 | 48.5124
2023 | 9 | 6 | 10 | 48.8486
2023 | 9 | 6 | 11 | 50.0921
2023 | 9 | 6 | 12 | 52.1646
2023 | 9 | 6 | 13 | 54.4781
2023 | 9 | 6 | 14 | 54.1569
2023 | 9 | 6 | 15 | 52.6621
2023 | 9 | 6 | 16 | 52.0273
2023 | 9 | 6 | 17 | 61.0641
2023 | 9 | 6 | 18 | 76.476
2023 | 9 | 6 | 19 | 80.8811
2023 | 9 | 6 | 20 | 80.0692
2023 | 9 | 6 | 21 | 75.1572
2023 | 9 | 6 | 22 | 68.2311
2023 | 9 | 6 | 23 | 61.2623
2023 | 9 | 7 | 0 | 56.7638
2023 | 9 | 7 | 1 | 52.6343
2023 | 9 | 7 | 2 | 51.273
2023 | 9 | 7 | 3 | 50.8277
2023 | 9 | 7 | 4 | 50.9087
2023 | 9 | 7 | 5 | 52.6358
2023 | 9 | 7 | 6 | 56.2818
2023 | 9 | 7 | 7 | 60.8981
2023 | 9 | 7 | 8 | 55.8573
2023 | 9 | 7 | 9 | 48.8171
2023 | 9 | 7 | 10 | 49.0462
2023 | 9 | 7 | 11 | 50.003
2023 | 9 | 7 | 12 | 51.5705
2023 | 9 | 7 | 13 | 53.7815
2023 | 9 | 7 | 14 | 53.8182
2023 | 9 | 7 | 15 | 52.9142
2023 | 9 | 7 | 16 | 52.6205
2023 | 9 | 7 | 17 | 61.592
2023 | 9 | 7 | 18 | 76.8201
2023 | 9 | 7 | 19 | 81.3791
2023 | 9 | 7 | 20 | 80.5091
2023 | 9 | 7 | 21 | 75.6365
2023 | 9 | 7 | 22 | 68.9753
2023 | 9 | 7 | 23 | 62.0406
2023 | 9 | 8 | 0 | 57.6956
2023 | 9 | 8 | 1 | 55.9924
2023 | 9 | 8 | 2 | 54.4055
2023 | 9 | 8 | 3 | 53.746
2023 | 9 | 8 | 4 | 53.6728
2023 | 9 | 8 | 5 | 55.1843
2023 | 9 | 8 | 6 | 58.9411
2023 | 9 | 8 | 7 | 64.382
2023 | 9 | 8 | 8 | 59.8127
2023 | 9 | 8 | 9 | 52.1096
2023 | 9 | 8 | 10 | 50.7887
2023 | 9 | 8 | 11 | 51.2266
2023 | 9 | 8 | 12 | 53.4257
2023 | 9 | 8 | 13 | 55.7211
2023 | 9 | 8 | 14 | 54.8239
2023 | 9 | 8 | 15 | 54.0201
2023 | 9 | 8 | 16 | 56.7882
2023 | 9 | 8 | 17 | 68.1775
2023 | 9 | 8 | 18 | 80.4303
2023 | 9 | 8 | 19 | 78.7799
2023 | 9 | 8 | 20 | 77.5588
2023 | 9 | 8 | 21 | 73.0994
2023 | 9 | 8 | 22 | 67.7285
2023 | 9 | 8 | 23 | 61.7239
2023 | 9 | 9 | 0 | 59.9541
2023 | 9 | 9 | 1 | 54.7026
2023 | 9 | 9 | 2 | 52.7384
2023 | 9 | 9 | 3 | 51.5476
2023 | 9 | 9 | 4 | 50.8502
2023 | 9 | 9 | 5 | 51.051
2023 | 9 | 9 | 6 | 52.9227
2023 | 9 | 9 | 7 | 57.0318
2023 | 9 | 9 | 8 | 57.0661
2023 | 9 | 9 | 9 | 52.7471
2023 | 9 | 9 | 10 | 50.3473
2023 | 9 | 9 | 11 | 48.5198
2023 | 9 | 9 | 12 | 49.0996
2023 | 9 | 9 | 13 | 49.8625
2023 | 9 | 9 | 14 | 48.0696
2023 | 9 | 9 | 15 | 48.3675
2023 | 9 | 9 | 16 | 52.5071
2023 | 9 | 9 | 17 | 64.6548
2023 | 9 | 9 | 18 | 76.5589
2023 | 9 | 9 | 19 | 74.7175
2023 | 9 | 9 | 20 | 72.6073
2023 | 9 | 9 | 21 | 67.6759
2023 | 9 | 9 | 22 | 62.6898
2023 | 9 | 9 | 23 | 57.8295
2023 | 9 | 10 | 0 | 53.0115
2023 | 9 | 10 | 1 | 52.5573
2023 | 9 | 10 | 2 | 50.7501
2023 | 9 | 10 | 3 | 49.7356
2023 | 9 | 10 | 4 | 49.2105
2023 | 9 | 10 | 5 | 49.4141
2023 | 9 | 10 | 6 | 52.1876
2023 | 9 | 10 | 7 | 56.7448
2023 | 9 | 10 | 8 | 60.3908
2023 | 9 | 10 | 9 | 57.8542
2023 | 9 | 10 | 10 | 53.9948
2023 | 9 | 10 | 11 | 50.4544
2023 | 9 | 10 | 12 | 52.0375
2023 | 9 | 10 | 13 | 51.5378
2023 | 9 | 10 | 14 | 50.9749
2023 | 9 | 10 | 15 | 51.9128
2023 | 9 | 10 | 16 | 57.8715
2023 | 9 | 10 | 17 | 66.1262
2023 | 9 | 10 | 18 | 75.8331
2023 | 9 | 10 | 19 | 72.5704
2023 | 9 | 10 | 20 | 70.9255
2023 | 9 | 10 | 21 | 65.7626
2023 | 9 | 10 | 22 | 60.3593
2023 | 9 | 10 | 23 | 55.3867
2023 | 9 | 11 | 0 | 52.6696
2023 | 9 | 11 | 1 | 48.2033
2023 | 9 | 11 | 2 | 47.3297
2023 | 9 | 11 | 3 | 46.9422
2023 | 9 | 11 | 4 | 47.1274
2023 | 9 | 11 | 5 | 49.046
2023 | 9 | 11 | 6 | 53.6777
2023 | 9 | 11 | 7 | 59.901
2023 | 9 | 11 | 8 | 60.1796
2023 | 9 | 11 | 9 | 55.7678
2023 | 9 | 11 | 10 | 53.8721
2023 | 9 | 11 | 11 | 51.6675
2023 | 9 | 11 | 12 | 52.1149
2023 | 9 | 11 | 13 | 53.6882
2023 | 9 | 11 | 14 | 52.8116
2023 | 9 | 11 | 15 | 52.699
2023 | 9 | 11 | 16 | 53.3689
2023 | 9 | 11 | 17 | 59.8996
2023 | 9 | 11 | 18 | 65.9114
2023 | 9 | 11 | 19 | 70.1796
2023 | 9 | 11 | 20 | 69.4488
2023 | 9 | 11 | 21 | 64.7986
2023 | 9 | 11 | 22 | 59.3724
2023 | 9 | 11 | 23 | 54.2267
2023 | 9 | 12 | 0 | 52.1193
2023 | 9 | 12 | 1 | 47.93
2023 | 9 | 12 | 2 | 47.1922
2023 | 9 | 12 | 3 | 47.1734
2023 | 9 | 12 | 4 | 47.5901
2023 | 9 | 12 | 5 | 49.4249
2023 | 9 | 12 | 6 | 53.7519
2023 | 9 | 12 | 7 | 60.4865
2023 | 9 | 12 | 8 | 62.1763
2023 | 9 | 12 | 9 | 58.2036
2023 | 9 | 12 | 10 | 54.1479
2023 | 9 | 12 | 11 | 49.6929
2023 | 9 | 12 | 12 | 50.682
2023 | 9 | 12 | 13 | 52.5193
2023 | 9 | 12 | 14 | 50.8246
2023 | 9 | 12 | 15 | 51.2947
2023 | 9 | 12 | 16 | 53.3112
2023 | 9 | 12 | 17 | 59.841
2023 | 9 | 12 | 18 | 67.3765
2023 | 9 | 12 | 19 | 69.8845
2023 | 9 | 12 | 20 | 69.4439
2023 | 9 | 12 | 21 | 64.8217
2023 | 9 | 12 | 22 | 59.3185
2023 | 9 | 12 | 23 | 54.0005
2023 | 9 | 13 | 0 | 51.9108
2023 | 9 | 13 | 1 | 46.7942
2023 | 9 | 13 | 2 | 46.1644
2023 | 9 | 13 | 3 | 46.0886
2023 | 9 | 13 | 4 | 46.4503
2023 | 9 | 13 | 5 | 48.5419
2023 | 9 | 13 | 6 | 52.4636
2023 | 9 | 13 | 7 | 57.8304
2023 | 9 | 13 | 8 | 55.611
2023 | 9 | 13 | 9 | 50.0925
2023 | 9 | 13 | 10 | 50.2549
2023 | 9 | 13 | 11 | 49.166
2023 | 9 | 13 | 12 | 54.4947
2023 | 9 | 13 | 13 | 55.4498
2023 | 9 | 13 | 14 | 53.351
2023 | 9 | 13 | 15 | 51.5635
2023 | 9 | 13 | 16 | 50.1404
2023 | 9 | 13 | 17 | 52.512
2023 | 9 | 13 | 18 | 63.6834
2023 | 9 | 13 | 19 | 62.9457
2023 | 9 | 13 | 20 | 62.9639
2023 | 9 | 13 | 21 | 59.1334
2023 | 9 | 13 | 22 | 54.4964
2023 | 9 | 13 | 23 | 49.8652
2023 | 9 | 14 | 0 | 48.406
2023 | 9 | 14 | 1 | 46.8069
2023 | 9 | 14 | 2 | 46.0741
2023 | 9 | 14 | 3 | 45.9445
2023 | 9 | 14 | 4 | 46.2456
2023 | 9 | 14 | 5 | 48.3258
2023 | 9 | 14 | 6 | 53.2938
2023 | 9 | 14 | 7 | 59.5534
2023 | 9 | 14 | 8 | 59.0394
2023 | 9 | 14 | 9 | 53.4593
2023 | 9 | 14 | 10 | 51.041
2023 | 9 | 14 | 11 | 47.2252
2023 | 9 | 14 | 12 | 48.4261
2023 | 9 | 14 | 13 | 49.6833
2023 | 9 | 14 | 14 | 48.3278
2023 | 9 | 14 | 15 | 48.6609
2023 | 9 | 14 | 16 | 51.6522
2023 | 9 | 14 | 17 | 59.9464
2023 | 9 | 14 | 18 | 66.6252
2023 | 9 | 14 | 19 | 69.6324
2023 | 9 | 14 | 20 | 69.3035
2023 | 9 | 14 | 21 | 65.1436
2023 | 9 | 14 | 22 | 59.8705
2023 | 9 | 14 | 23 | 54.6491
2023 | 9 | 15 | 0 | 51.7729
2023 | 9 | 15 | 1 | 49.5242
2023 | 9 | 15 | 2 | 48.8445
2023 | 9 | 15 | 3 | 48.8248
2023 | 9 | 15 | 4 | 49.2766
2023 | 9 | 15 | 5 | 51.4563
2023 | 9 | 15 | 6 | 55.58
2023 | 9 | 15 | 7 | 60.7141
2023 | 9 | 15 | 8 | 55.6994
2023 | 9 | 15 | 9 | 47.4786
2023 | 9 | 15 | 10 | 45.3635
2023 | 9 | 15 | 11 | 44.2719
2023 | 9 | 15 | 12 | 45.6213
2023 | 9 | 15 | 13 | 47.5847
2023 | 9 | 15 | 14 | 45.131
2023 | 9 | 15 | 15 | 44.6657
2023 | 9 | 15 | 16 | 45.9377
2023 | 9 | 15 | 17 | 53.1478
2023 | 9 | 15 | 18 | 62.3775
2023 | 9 | 15 | 19 | 66.668
2023 | 9 | 15 | 20 | 66.6829
2023 | 9 | 15 | 21 | 62.8609
2023 | 9 | 15 | 22 | 58.1663
2023 | 9 | 15 | 23 | 52.8954
2023 | 9 | 16 | 0 | 50.631
2023 | 9 | 16 | 1 | 48.334
2023 | 9 | 16 | 2 | 47.1615
2023 | 9 | 16 | 3 | 46.3966
2023 | 9 | 16 | 4 | 46.4122
2023 | 9 | 16 | 5 | 47.0648
2023 | 9 | 16 | 6 | 48.9959
2023 | 9 | 16 | 7 | 52.3681
2023 | 9 | 16 | 8 | 49.2577
2023 | 9 | 16 | 9 | 40.7955
2023 | 9 | 16 | 10 | 39.798
2023 | 9 | 16 | 11 | 40.1568
2023 | 9 | 16 | 12 | 43.9515
2023 | 9 | 16 | 13 | 43.7988
2023 | 9 | 16 | 14 | 40.5633
2023 | 9 | 16 | 15 | 40.3617
2023 | 9 | 16 | 16 | 43.9023
2023 | 9 | 16 | 17 | 54.1159
2023 | 9 | 16 | 18 | 63.7324
2023 | 9 | 16 | 19 | 66.4711
2023 | 9 | 16 | 20 | 64.6908
2023 | 9 | 16 | 21 | 59.845
2023 | 9 | 16 | 22 | 55.3121
2023 | 9 | 16 | 23 | 51.0467
2023 | 9 | 17 | 0 | 48.1525
2023 | 9 | 17 | 1 | 47.9831
2023 | 9 | 17 | 2 | 46.7529
2023 | 9 | 17 | 3 | 46.1989
2023 | 9 | 17 | 4 | 46.1599
2023 | 9 | 17 | 5 | 46.6645
2023 | 9 | 17 | 6 | 48.3181
2023 | 9 | 17 | 7 | 52.4008
2023 | 9 | 17 | 8 | 56.4548
2023 | 9 | 17 | 9 | 54.006
2023 | 9 | 17 | 10 | 51.1672
2023 | 9 | 17 | 11 | 48.2689
2023 | 9 | 17 | 12 | 48.9538
2023 | 9 | 17 | 13 | 47.9613
2023 | 9 | 17 | 14 | 47.0951
2023 | 9 | 17 | 15 | 49.2252
2023 | 9 | 17 | 16 | 55.7013
2023 | 9 | 17 | 17 | 65.9313
2023 | 9 | 17 | 18 | 75.5487
2023 | 9 | 17 | 19 | 72.3357
2023 | 9 | 17 | 20 | 70.1364
2023 | 9 | 17 | 21 | 64.9282
2023 | 9 | 17 | 22 | 59.5484
2023 | 9 | 17 | 23 | 54.6624
2023 | 9 | 18 | 0 | 51.4
2023 | 9 | 18 | 1 | 48.829
2023 | 9 | 18 | 2 | 48.1355
2023 | 9 | 18 | 3 | 47.9365
2023 | 9 | 18 | 4 | 48.2756
2023 | 9 | 18 | 5 | 50.4476
2023 | 9 | 18 | 6 | 55.0578
2023 | 9 | 18 | 7 | 61.6788
2023 | 9 | 18 | 8 | 61.6922
2023 | 9 | 18 | 9 | 55.3737
2023 | 9 | 18 | 10 | 53.418
2023 | 9 | 18 | 11 | 52.3328
2023 | 9 | 18 | 12 | 54.2812
2023 | 9 | 18 | 13 | 55.2189
2023 | 9 | 18 | 14 | 54.1073
2023 | 9 | 18 | 15 | 54.4243
2023 | 9 | 18 | 16 | 58.0533
2023 | 9 | 18 | 17 | 66.4731
2023 | 9 | 18 | 18 | 74.2035
2023 | 9 | 18 | 19 | 73.2317
2023 | 9 | 18 | 20 | 71.8581
2023 | 9 | 18 | 21 | 66.9811
2023 | 9 | 18 | 22 | 61.697
2023 | 9 | 18 | 23 | 56.5731
2023 | 9 | 19 | 0 | 52.8794
2023 | 9 | 19 | 1 | 56.7705
2023 | 9 | 19 | 2 | 55.4126
2023 | 9 | 19 | 3 | 55.0663
2023 | 9 | 19 | 4 | 55.0734
2023 | 9 | 19 | 5 | 56.7905
2023 | 9 | 19 | 6 | 61.9922
2023 | 9 | 19 | 7 | 69.8974
2023 | 9 | 19 | 8 | 71.2239
2023 | 9 | 19 | 9 | 65.8634
2023 | 9 | 19 | 10 | 61.3914
2023 | 9 | 19 | 11 | 57.1888
2023 | 9 | 19 | 12 | 59.3417
2023 | 9 | 19 | 13 | 60.031
2023 | 9 | 19 | 14 | 58.7102
2023 | 9 | 19 | 15 | 60.1921
2023 | 9 | 19 | 16 | 67.955
2023 | 9 | 19 | 17 | 78.1398
2023 | 9 | 19 | 18 | 80.8397
2023 | 9 | 19 | 19 | 78.6386
2023 | 9 | 19 | 20 | 76.7776
2023 | 9 | 19 | 21 | 71.8061
2023 | 9 | 19 | 22 | 66.5121
2023 | 9 | 19 | 23 | 61.1779
2023 | 9 | 20 | 0 | 59.8568
2023 | 9 | 20 | 1 | 55.8867
2023 | 9 | 20 | 2 | 54.5355
2023 | 9 | 20 | 3 | 53.7776
2023 | 9 | 20 | 4 | 53.6633
2023 | 9 | 20 | 5 | 55.5499
2023 | 9 | 20 | 6 | 58.2033
2023 | 9 | 20 | 7 | 65.4863
2023 | 9 | 20 | 8 | 67.3967
2023 | 9 | 20 | 9 | 60.1181
2023 | 9 | 20 | 10 | 51.9587
2023 | 9 | 20 | 11 | 47.0003
2023 | 9 | 20 | 12 | 48.4216
2023 | 9 | 20 | 13 | 49.2604
2023 | 9 | 20 | 14 | 48.2269
2023 | 9 | 20 | 15 | 48.763
2023 | 9 | 20 | 16 | 51.2587
2023 | 9 | 20 | 17 | 61.0083
2023 | 9 | 20 | 18 | 68.0191
2023 | 9 | 20 | 19 | 71.6588
2023 | 9 | 20 | 20 | 70.2652
2023 | 9 | 20 | 21 | 65.6532
2023 | 9 | 20 | 22 | 60.4273
2023 | 9 | 20 | 23 | 55.4005
2023 | 9 | 21 | 0 | 53.7794
2023 | 9 | 21 | 1 | 50.9742
2023 | 9 | 21 | 2 | 50.2478
2023 | 9 | 21 | 3 | 50.2974
2023 | 9 | 21 | 4 | 50.7745
2023 | 9 | 21 | 5 | 52.7928
2023 | 9 | 21 | 6 | 57.1211
2023 | 9 | 21 | 7 | 61.5895
2023 | 9 | 21 | 8 | 55.7678
2023 | 9 | 21 | 9 | 48.1839
2023 | 9 | 21 | 10 | 47.1005
2023 | 9 | 21 | 11 | 46.5359
2023 | 9 | 21 | 12 | 48.9024
2023 | 9 | 21 | 13 | 50.7905
2023 | 9 | 21 | 14 | 48.9012
2023 | 9 | 21 | 15 | 49.9731
2023 | 9 | 21 | 16 | 52.3033
2023 | 9 | 21 | 17 | 61.6881
2023 | 9 | 21 | 18 | 66.477
2023 | 9 | 21 | 19 | 70.5266
2023 | 9 | 21 | 20 | 69.7734
2023 | 9 | 21 | 21 | 65.5519
2023 | 9 | 21 | 22 | 60.3964
2023 | 9 | 21 | 23 | 55.1316
2023 | 9 | 22 | 0 | 52.5851
2023 | 9 | 22 | 1 | 49.2969
2023 | 9 | 22 | 2 | 48.5003
2023 | 9 | 22 | 3 | 48.0905
2023 | 9 | 22 | 4 | 48.4092
2023 | 9 | 22 | 5 | 50.5222
2023 | 9 | 22 | 6 | 53.9663
2023 | 9 | 22 | 7 | 59.5597
2023 | 9 | 22 | 8 | 55.6946
2023 | 9 | 22 | 9 | 48.2461
2023 | 9 | 22 | 10 | 48.2972
2023 | 9 | 22 | 11 | 48.007
2023 | 9 | 22 | 12 | 51.5463
2023 | 9 | 22 | 13 | 51.8175
2023 | 9 | 22 | 14 | 50.6434
2023 | 9 | 22 | 15 | 50.0356
2023 | 9 | 22 | 16 | 49.3142
2023 | 9 | 22 | 17 | 55.48
2023 | 9 | 22 | 18 | 65.629
2023 | 9 | 22 | 19 | 68.7715
2023 | 9 | 22 | 20 | 67.0054
2023 | 9 | 22 | 21 | 62.6858
2023 | 9 | 22 | 22 | 58.0154
2023 | 9 | 22 | 23 | 52.9994
2023 | 9 | 23 | 0 | 50.2001
2023 | 9 | 23 | 1 | 47.258
2023 | 9 | 23 | 2 | 46.386
2023 | 9 | 23 | 3 | 46.0815
2023 | 9 | 23 | 4 | 46.2216
2023 | 9 | 23 | 5 | 47.0332
2023 | 9 | 23 | 6 | 48.6333
2023 | 9 | 23 | 7 | 52.9252
2023 | 9 | 23 | 8 | 52.508
2023 | 9 | 23 | 9 | 46.1065
2023 | 9 | 23 | 10 | 42.5057
2023 | 9 | 23 | 11 | 39.6205
2023 | 9 | 23 | 12 | 40.382
2023 | 9 | 23 | 13 | 39.989
2023 | 9 | 23 | 14 | 39.7095
2023 | 9 | 23 | 15 | 42.2771
2023 | 9 | 23 | 16 | 44.829
2023 | 9 | 23 | 17 | 55.2228
2023 | 9 | 23 | 18 | 63.0163
2023 | 9 | 23 | 19 | 65.6864
2023 | 9 | 23 | 20 | 63.7338
2023 | 9 | 23 | 21 | 58.8977
2023 | 9 | 23 | 22 | 54.4704
2023 | 9 | 23 | 23 | 50.4555
2023 | 9 | 24 | 0 | 48.2331
2023 | 9 | 24 | 1 | 45.8553
2023 | 9 | 24 | 2 | 44.7813
2023 | 9 | 24 | 3 | 44.2711
2023 | 9 | 24 | 4 | 44.3002
2023 | 9 | 24 | 5 | 44.9336
2023 | 9 | 24 | 6 | 46.5559
2023 | 9 | 24 | 7 | 48.9944
2023 | 9 | 24 | 8 | 45.5305
2023 | 9 | 24 | 9 | 36.9708
2023 | 9 | 24 | 10 | 34.3252
2023 | 9 | 24 | 11 | 34.3057
2023 | 9 | 24 | 12 | 36.6115
2023 | 9 | 24 | 13 | 36.5797
2023 | 9 | 24 | 14 | 34.1318
2023 | 9 | 24 | 15 | 36.1462
2023 | 9 | 24 | 16 | 39.0411
2023 | 9 | 24 | 17 | 51.5289
2023 | 9 | 24 | 18 | 62.6271
2023 | 9 | 24 | 19 | 64.4678
2023 | 9 | 24 | 20 | 62.7616
2023 | 9 | 24 | 21 | 57.5792
2023 | 9 | 24 | 22 | 52.3995
2023 | 9 | 24 | 23 | 48.0683
2023 | 9 | 25 | 0 | 46.0835
2023 | 9 | 25 | 1 | 44.648
2023 | 9 | 25 | 2 | 44.2606
2023 | 9 | 25 | 3 | 44.3032
2023 | 9 | 25 | 4 | 44.8366
2023 | 9 | 25 | 5 | 47.0744
2023 | 9 | 25 | 6 | 51.5937
2023 | 9 | 25 | 7 | 57.5456
2023 | 9 | 25 | 8 | 56.4374
2023 | 9 | 25 | 9 | 50.5028
2023 | 9 | 25 | 10 | 50.8451
2023 | 9 | 25 | 11 | 50.3381
2023 | 9 | 25 | 12 | 51.7709
2023 | 9 | 25 | 13 | 51.9207
2023 | 9 | 25 | 14 | 50.2278
2023 | 9 | 25 | 15 | 50.2257
2023 | 9 | 25 | 16 | 50.8093
2023 | 9 | 25 | 17 | 58.3133
2023 | 9 | 25 | 18 | 68.5468
2023 | 9 | 25 | 19 | 71.0222
2023 | 9 | 25 | 20 | 69.0789
2023 | 9 | 25 | 21 | 63.9392
2023 | 9 | 25 | 22 | 58.1339
2023 | 9 | 25 | 23 | 52.8648
2023 | 9 | 26 | 0 | 51.5111
2023 | 9 | 26 | 1 | 48.5286
2023 | 9 | 26 | 2 | 47.6909
2023 | 9 | 26 | 3 | 47.4297
2023 | 9 | 26 | 4 | 47.7377
2023 | 9 | 26 | 5 | 49.8816
2023 | 9 | 26 | 6 | 54.7663
2023 | 9 | 26 | 7 | 61.8727
2023 | 9 | 26 | 8 | 61.3202
2023 | 9 | 26 | 9 | 53.6395
2023 | 9 | 26 | 10 | 49.4033
2023 | 9 | 26 | 11 | 46.2285
2023 | 9 | 26 | 12 | 47.0633
2023 | 9 | 26 | 13 | 47.5428
2023 | 9 | 26 | 14 | 46.6789
2023 | 9 | 26 | 15 | 47.8814
2023 | 9 | 26 | 16 | 49.7887
2023 | 9 | 26 | 17 | 57.7525
2023 | 9 | 26 | 18 | 64.5734
2023 | 9 | 26 | 19 | 68.486
2023 | 9 | 26 | 20 | 67.2177
2023 | 9 | 26 | 21 | 62.5401
2023 | 9 | 26 | 22 | 57.2346
2023 | 9 | 26 | 23 | 52.2644
2023 | 9 | 27 | 0 | 50.7644
2023 | 9 | 27 | 1 | 48.3843
2023 | 9 | 27 | 2 | 47.7814
2023 | 9 | 27 | 3 | 47.8233
2023 | 9 | 27 | 4 | 48.3598
2023 | 9 | 27 | 5 | 50.523
2023 | 9 | 27 | 6 | 55.1771
2023 | 9 | 27 | 7 | 60.4836
2023 | 9 | 27 | 8 | 56.3182
2023 | 9 | 27 | 9 | 47.9126
2023 | 9 | 27 | 10 | 45.5477
2023 | 9 | 27 | 11 | 44.6882
2023 | 9 | 27 | 12 | 45.1109
2023 | 9 | 27 | 13 | 47.1336
2023 | 9 | 27 | 14 | 45.6035
2023 | 9 | 27 | 15 | 45.5472
2023 | 9 | 27 | 16 | 45.5367
2023 | 9 | 27 | 17 | 53.9633
2023 | 9 | 27 | 18 | 63.737
2023 | 9 | 27 | 19 | 67.8973
2023 | 9 | 27 | 20 | 67.1487
2023 | 9 | 27 | 21 | 62.7945
2023 | 9 | 27 | 22 | 57.4285
2023 | 9 | 27 | 23 | 52.2213
2023 | 9 | 28 | 0 | 49.9468
2023 | 9 | 28 | 1 | 47.2076
2023 | 9 | 28 | 2 | 46.6095
2023 | 9 | 28 | 3 | 46.5372
2023 | 9 | 28 | 4 | 46.989
2023 | 9 | 28 | 5 | 49.3211
2023 | 9 | 28 | 6 | 54.0157
2023 | 9 | 28 | 7 | 59.1795
2023 | 9 | 28 | 8 | 55.0278
2023 | 9 | 28 | 9 | 47.5314
2023 | 9 | 28 | 10 | 46.6041
2023 | 9 | 28 | 11 | 45.9142
2023 | 9 | 28 | 12 | 47.3574
2023 | 9 | 28 | 13 | 48.1248
2023 | 9 | 28 | 14 | 46.8282
2023 | 9 | 28 | 15 | 46.8337
2023 | 9 | 28 | 16 | 47.1451
2023 | 9 | 28 | 17 | 54.8248
2023 | 9 | 28 | 18 | 64.4928
2023 | 9 | 28 | 19 | 68.0082
2023 | 9 | 28 | 20 | 66.9161
2023 | 9 | 28 | 21 | 62.6669
2023 | 9 | 28 | 22 | 57.4509
2023 | 9 | 28 | 23 | 52.2222
2023 | 9 | 29 | 0 | 49.7759
2023 | 9 | 29 | 1 | 44.4605
2023 | 9 | 29 | 2 | 43.7137
2023 | 9 | 29 | 3 | 43.4993
2023 | 9 | 29 | 4 | 43.8813
2023 | 9 | 29 | 5 | 45.9683
2023 | 9 | 29 | 6 | 49.736
2023 | 9 | 29 | 7 | 54.9513
2023 | 9 | 29 | 8 | 51.1243
2023 | 9 | 29 | 9 | 43.3776
2023 | 9 | 29 | 10 | 42.5816
2023 | 9 | 29 | 11 | 42.9159
2023 | 9 | 29 | 12 | 46.1104
2023 | 9 | 29 | 13 | 46.8362
2023 | 9 | 29 | 14 | 45.2975
2023 | 9 | 29 | 15 | 44.2858
2023 | 9 | 29 | 16 | 42.7445
2023 | 9 | 29 | 17 | 48.87
2023 | 9 | 29 | 18 | 59.3223
2023 | 9 | 29 | 19 | 62.7413
2023 | 9 | 29 | 20 | 61.2175
2023 | 9 | 29 | 21 | 56.9856
2023 | 9 | 29 | 22 | 52.3019
2023 | 9 | 29 | 23 | 47.5149
2023 | 9 | 30 | 0 | 45.9447
2023 | 9 | 30 | 1 | 41.5458
2023 | 9 | 30 | 2 | 40.4354
2023 | 9 | 30 | 3 | 39.9102
2023 | 9 | 30 | 4 | 39.8604
2023 | 9 | 30 | 5 | 40.4402
2023 | 9 | 30 | 6 | 41.6514
2023 | 9 | 30 | 7 | 44.8813
2023 | 9 | 30 | 8 | 44.3237
2023 | 9 | 30 | 9 | 38.9039
2023 | 9 | 30 | 10 | 36.8042
2023 | 9 | 30 | 11 | 37.2561
2023 | 9 | 30 | 12 | 38.1347
2023 | 9 | 30 | 13 | 37.0149
2023 | 9 | 30 | 14 | 35.6579
2023 | 9 | 30 | 15 | 37.0099
2023 | 9 | 30 | 16 | 37.4608
2023 | 9 | 30 | 17 | 47.4801
2023 | 9 | 30 | 18 | 58.1752
2023 | 9 | 30 | 19 | 59.2028
2023 | 9 | 30 | 20 | 56.7752
2023 | 9 | 30 | 21 | 52.0905
2023 | 9 | 30 | 22 | 47.9392
2023 | 9 | 30 | 23 | 44.2566
2023 | 10 | 1 | 0 | 42.7372
2023 | 10 | 1 | 1 | 40.2866
2023 | 10 | 1 | 2 | 39.104
2023 | 10 | 1 | 3 | 38.5178
2023 | 10 | 1 | 4 | 38.4369
2023 | 10 | 1 | 5 | 38.8458
2023 | 10 | 1 | 6 | 40.5072
2023 | 10 | 1 | 7 | 43.3749
2023 | 10 | 1 | 8 | 42.9689
2023 | 10 | 1 | 9 | 38.093
2023 | 10 | 1 | 10 | 36.1989
2023 | 10 | 1 | 11 | 35.9413
2023 | 10 | 1 | 12 | 37.385
2023 | 10 | 1 | 13 | 36.619
2023 | 10 | 1 | 14 | 36.3526
2023 | 10 | 1 | 15 | 38.1188
2023 | 10 | 1 | 16 | 39.6044
2023 | 10 | 1 | 17 | 50.3212
2023 | 10 | 1 | 18 | 60.9163
2023 | 10 | 1 | 19 | 60.9939
2023 | 10 | 1 | 20 | 58.1568
2023 | 10 | 1 | 21 | 53.3152
2023 | 10 | 1 | 22 | 48.711
2023 | 10 | 1 | 23 | 44.7804
2023 | 10 | 2 | 0 | 41.352
2023 | 10 | 2 | 1 | 36.7169
2023 | 10 | 2 | 2 | 36.3293
2023 | 10 | 2 | 3 | 36.2912
2023 | 10 | 2 | 4 | 36.6882
2023 | 10 | 2 | 5 | 38.6286
2023 | 10 | 2 | 6 | 42.8705
2023 | 10 | 2 | 7 | 49.0171
2023 | 10 | 2 | 8 | 51.6177
2023 | 10 | 2 | 9 | 49.0926
2023 | 10 | 2 | 10 | 47.4638
2023 | 10 | 2 | 11 | 45.4959
2023 | 10 | 2 | 12 | 45.765
2023 | 10 | 2 | 13 | 45.8838
2023 | 10 | 2 | 14 | 45.2163
2023 | 10 | 2 | 15 | 45.4966
2023 | 10 | 2 | 16 | 46.4763
2023 | 10 | 2 | 17 | 52.9508
2023 | 10 | 2 | 18 | 59.9774
2023 | 10 | 2 | 19 | 60.9235
2023 | 10 | 2 | 20 | 58.6344
2023 | 10 | 2 | 21 | 54.3069
2023 | 10 | 2 | 22 | 49.599
2023 | 10 | 2 | 23 | 45.1199
2023 | 10 | 3 | 0 | 42.1364
2023 | 10 | 3 | 1 | 37.1894
2023 | 10 | 3 | 2 | 36.5439
2023 | 10 | 3 | 3 | 36.3692
2023 | 10 | 3 | 4 | 36.6318
2023 | 10 | 3 | 5 | 38.3846
2023 | 10 | 3 | 6 | 41.919
2023 | 10 | 3 | 7 | 47.8267
2023 | 10 | 3 | 8 | 49.2096
2023 | 10 | 3 | 9 | 45.2609
2023 | 10 | 3 | 10 | 43.0784
2023 | 10 | 3 | 11 | 41.1387
2023 | 10 | 3 | 12 | 41.2633
2023 | 10 | 3 | 13 | 41.3036
2023 | 10 | 3 | 14 | 41.4972
2023 | 10 | 3 | 15 | 41.5953
2023 | 10 | 3 | 16 | 41.4026
2023 | 10 | 3 | 17 | 46.418
2023 | 10 | 3 | 18 | 56.8868
2023 | 10 | 3 | 19 | 57.9343
2023 | 10 | 3 | 20 | 55.6819
2023 | 10 | 3 | 21 | 51.8574
2023 | 10 | 3 | 22 | 47.7038
2023 | 10 | 3 | 23 | 43.6324
2023 | 10 | 4 | 0 | 40.519
2023 | 10 | 4 | 1 | 38.4295
2023 | 10 | 4 | 2 | 37.8703
2023 | 10 | 4 | 3 | 37.7499
2023 | 10 | 4 | 4 | 38.02
2023 | 10 | 4 | 5 | 39.7966
2023 | 10 | 4 | 6 | 43.926
2023 | 10 | 4 | 7 | 49.9252
2023 | 10 | 4 | 8 | 52.6049
2023 | 10 | 4 | 9 | 49.0855
2023 | 10 | 4 | 10 | 44.6622
2023 | 10 | 4 | 11 | 41.2023
2023 | 10 | 4 | 12 | 41.8734
2023 | 10 | 4 | 13 | 42.245
2023 | 10 | 4 | 14 | 40.76
2023 | 10 | 4 | 15 | 41.3566
2023 | 10 | 4 | 16 | 44.4603
2023 | 10 | 4 | 17 | 52.9871
2023 | 10 | 4 | 18 | 57.1176
2023 | 10 | 4 | 19 | 58.3116
2023 | 10 | 4 | 20 | 56.5724
2023 | 10 | 4 | 21 | 52.9805
2023 | 10 | 4 | 22 | 48.6789
2023 | 10 | 4 | 23 | 44.4014
2023 | 10 | 5 | 0 | 41.0887
2023 | 10 | 5 | 1 | 39.4514
2023 | 10 | 5 | 2 | 38.8112
2023 | 10 | 5 | 3 | 38.7123
2023 | 10 | 5 | 4 | 39.0016
2023 | 10 | 5 | 5 | 40.99
2023 | 10 | 5 | 6 | 44.7848
2023 | 10 | 5 | 7 | 50.6675
2023 | 10 | 5 | 8 | 52.8506
2023 | 10 | 5 | 9 | 49.2522
2023 | 10 | 5 | 10 | 46.0068
2023 | 10 | 5 | 11 | 42.8213
2023 | 10 | 5 | 12 | 42.2553
2023 | 10 | 5 | 13 | 42.5316
2023 | 10 | 5 | 14 | 41.9218
2023 | 10 | 5 | 15 | 42.2185
2023 | 10 | 5 | 16 | 43.4707
2023 | 10 | 5 | 17 | 50.3023
2023 | 10 | 5 | 18 | 55.8979
2023 | 10 | 5 | 19 | 57.3659
2023 | 10 | 5 | 20 | 55.6184
2023 | 10 | 5 | 21 | 52.2104
2023 | 10 | 5 | 22 | 48.1994
2023 | 10 | 5 | 23 | 43.9211
2023 | 10 | 6 | 0 | 41.1748
2023 | 10 | 6 | 1 | 39.193
2023 | 10 | 6 | 2 | 38.6028
2023 | 10 | 6 | 3 | 38.444
2023 | 10 | 6 | 4 | 38.6724
2023 | 10 | 6 | 5 | 40.5038
2023 | 10 | 6 | 6 | 44.6486
2023 | 10 | 6 | 7 | 51.0628
2023 | 10 | 6 | 8 | 54.218
2023 | 10 | 6 | 9 | 49.914
2023 | 10 | 6 | 10 | 43.6164
2023 | 10 | 6 | 11 | 39.3281
2023 | 10 | 6 | 12 | 38.4351
2023 | 10 | 6 | 13 | 38.2942
2023 | 10 | 6 | 14 | 37.03
2023 | 10 | 6 | 15 | 37.6773
2023 | 10 | 6 | 16 | 41.8497
2023 | 10 | 6 | 17 | 50.7644
2023 | 10 | 6 | 18 | 57.0392
2023 | 10 | 6 | 19 | 57.258
2023 | 10 | 6 | 20 | 54.7794
2023 | 10 | 6 | 21 | 51.5752
2023 | 10 | 6 | 22 | 48.0493
2023 | 10 | 6 | 23 | 44.3404
2023 | 10 | 7 | 0 | 40.7312
2023 | 10 | 7 | 1 | 40.0309
2023 | 10 | 7 | 2 | 39.2511
2023 | 10 | 7 | 3 | 38.8689
2023 | 10 | 7 | 4 | 39.0005
2023 | 10 | 7 | 5 | 40.0032
2023 | 10 | 7 | 6 | 42.6262
2023 | 10 | 7 | 7 | 46.7177
2023 | 10 | 7 | 8 | 47.494
2023 | 10 | 7 | 9 | 42.8596
2023 | 10 | 7 | 10 | 39.7321
2023 | 10 | 7 | 11 | 36.9227
2023 | 10 | 7 | 12 | 35.6593
2023 | 10 | 7 | 13 | 35.2304
2023 | 10 | 7 | 14 | 34.5039
2023 | 10 | 7 | 15 | 36.2715
2023 | 10 | 7 | 16 | 40.3927
2023 | 10 | 7 | 17 | 50.0524
2023 | 10 | 7 | 18 | 58.0287
2023 | 10 | 7 | 19 | 57.1976
2023 | 10 | 7 | 20 | 53.9914
2023 | 10 | 7 | 21 | 50.1115
2023 | 10 | 7 | 22 | 46.709
2023 | 10 | 7 | 23 | 43.6245
2023 | 10 | 8 | 0 | 41.6551
2023 | 10 | 8 | 1 | 40.9736
2023 | 10 | 8 | 2 | 40.2218
2023 | 10 | 8 | 3 | 39.8248
2023 | 10 | 8 | 4 | 40.0247
2023 | 10 | 8 | 5 | 40.963
2023 | 10 | 8 | 6 | 43.7192
2023 | 10 | 8 | 7 | 47.0036
2023 | 10 | 8 | 8 | 46.9232
2023 | 10 | 8 | 9 | 40.9523
2023 | 10 | 8 | 10 | 38.4234
2023 | 10 | 8 | 11 | 35.8933
2023 | 10 | 8 | 12 | 37.6453
2023 | 10 | 8 | 13 | 37.9414
2023 | 10 | 8 | 14 | 38.1536
2023 | 10 | 8 | 15 | 39.1641
2023 | 10 | 8 | 16 | 43.5053
2023 | 10 | 8 | 17 | 52.4138
2023 | 10 | 8 | 18 | 59.3132
2023 | 10 | 8 | 19 | 58.8923
2023 | 10 | 8 | 20 | 55.7152
2023 | 10 | 8 | 21 | 51.8145
2023 | 10 | 8 | 22 | 47.8659
2023 | 10 | 8 | 23 | 44.4302
2023 | 10 | 9 | 0 | 41.9859
2023 | 10 | 9 | 1 | 43.9196
2023 | 10 | 9 | 2 | 43.1852
2023 | 10 | 9 | 3 | 42.9747
2023 | 10 | 9 | 4 | 43.3314
2023 | 10 | 9 | 5 | 44.2647
2023 | 10 | 9 | 6 | 44.7435
2023 | 10 | 9 | 7 | 48.2599
2023 | 10 | 9 | 8 | 50.3451
2023 | 10 | 9 | 9 | 45.1779
2023 | 10 | 9 | 10 | 40.2393
2023 | 10 | 9 | 11 | 36.3829
2023 | 10 | 9 | 12 | 35.9353
2023 | 10 | 9 | 13 | 36.7931
2023 | 10 | 9 | 14 | 37.4269
2023 | 10 | 9 | 15 | 39.6118
2023 | 10 | 9 | 16 | 41.8937
2023 | 10 | 9 | 17 | 52.0454
2023 | 10 | 9 | 18 | 57.9807
2023 | 10 | 9 | 19 | 57.1914
2023 | 10 | 9 | 20 | 53.949
2023 | 10 | 9 | 21 | 50.2116
2023 | 10 | 9 | 22 | 46.008
2023 | 10 | 9 | 23 | 42.9549
2023 | 10 | 10 | 0 | 41.9306
2023 | 10 | 10 | 1 | 42.3271
2023 | 10 | 10 | 2 | 41.8183
2023 | 10 | 10 | 3 | 41.8919
2023 | 10 | 10 | 4 | 42.3612
2023 | 10 | 10 | 5 | 44.3971
2023 | 10 | 10 | 6 | 47.7795
2023 | 10 | 10 | 7 | 53.8202
2023 | 10 | 10 | 8 | 54.1262
2023 | 10 | 10 | 9 | 48.1643
2023 | 10 | 10 | 10 | 43.8477
2023 | 10 | 10 | 11 | 41.3967
2023 | 10 | 10 | 12 | 40.542
2023 | 10 | 10 | 13 | 40.759
2023 | 10 | 10 | 14 | 41.0226
2023 | 10 | 10 | 15 | 42.5598
2023 | 10 | 10 | 16 | 44.9924
2023 | 10 | 10 | 17 | 52.0442
2023 | 10 | 10 | 18 | 57.0151
2023 | 10 | 10 | 19 | 58.3869
2023 | 10 | 10 | 20 | 56.4895
2023 | 10 | 10 | 21 | 53.1482
2023 | 10 | 10 | 22 | 49.1758
2023 | 10 | 10 | 23 | 45.3372
2023 | 10 | 11 | 0 | 43.6496
2023 | 10 | 11 | 1 | 42.5602
2023 | 10 | 11 | 2 | 42.04
2023 | 10 | 11 | 3 | 42.0718
2023 | 10 | 11 | 4 | 42.5699
2023 | 10 | 11 | 5 | 44.6283
2023 | 10 | 11 | 6 | 49.7793
2023 | 10 | 11 | 7 | 54.8262
2023 | 10 | 11 | 8 | 52.1284
2023 | 10 | 11 | 9 | 43.8352
2023 | 10 | 11 | 10 | 40.3505
2023 | 10 | 11 | 11 | 38.5995
2023 | 10 | 11 | 12 | 38.4896
2023 | 10 | 11 | 13 | 39.1539
2023 | 10 | 11 | 14 | 38.9675
2023 | 10 | 11 | 15 | 39.3587
2023 | 10 | 11 | 16 | 40.4235
2023 | 10 | 11 | 17 | 47.4885
2023 | 10 | 11 | 18 | 55.2019
2023 | 10 | 11 | 19 | 57.9241
2023 | 10 | 11 | 20 | 56.6738
2023 | 10 | 11 | 21 | 53.7102
2023 | 10 | 11 | 22 | 49.74
2023 | 10 | 11 | 23 | 45.8291
2023 | 10 | 12 | 0 | 44.8157
2023 | 10 | 12 | 1 | 43.5255
2023 | 10 | 12 | 2 | 43.0653
2023 | 10 | 12 | 3 | 43.127
2023 | 10 | 12 | 4 | 43.6183
2023 | 10 | 12 | 5 | 45.7203
2023 | 10 | 12 | 6 | 50.0043
2023 | 10 | 12 | 7 | 54.9611
2023 | 10 | 12 | 8 | 51.9998
2023 | 10 | 12 | 9 | 44.0552
2023 | 10 | 12 | 10 | 41.0923
2023 | 10 | 12 | 11 | 39.4371
2023 | 10 | 12 | 12 | 39.2673
2023 | 10 | 12 | 13 | 39.8357
2023 | 10 | 12 | 14 | 39.8697
2023 | 10 | 12 | 15 | 40.6168
2023 | 10 | 12 | 16 | 41.9927
2023 | 10 | 12 | 17 | 49.0069
2023 | 10 | 12 | 18 | 58.4608
2023 | 10 | 12 | 19 | 59.1814
2023 | 10 | 12 | 20 | 57.1691
2023 | 10 | 12 | 21 | 53.9281
2023 | 10 | 12 | 22 | 50.0095
2023 | 10 | 12 | 23 | 46.0464
2023 | 10 | 13 | 0 | 44.1999
2023 | 10 | 13 | 1 | 42.4791
2023 | 10 | 13 | 2 | 41.7677
2023 | 10 | 13 | 3 | 41.5516
2023 | 10 | 13 | 4 | 41.8246
2023 | 10 | 13 | 5 | 43.7465
2023 | 10 | 13 | 6 | 47.7553
2023 | 10 | 13 | 7 | 54.1032
2023 | 10 | 13 | 8 | 55.9121
2023 | 10 | 13 | 9 | 50.3443
2023 | 10 | 13 | 10 | 45.748
2023 | 10 | 13 | 11 | 42.7535
2023 | 10 | 13 | 12 | 43.5154
2023 | 10 | 13 | 13 | 43.6936
2023 | 10 | 13 | 14 | 42.7202
2023 | 10 | 13 | 15 | 43.1929
2023 | 10 | 13 | 16 | 46.3468
2023 | 10 | 13 | 17 | 54.2111
2023 | 10 | 13 | 18 | 57.7643
2023 | 10 | 13 | 19 | 57.5216
2023 | 10 | 13 | 20 | 55.0781
2023 | 10 | 13 | 21 | 51.779
2023 | 10 | 13 | 22 | 48.2717
2023 | 10 | 13 | 23 | 44.4757
2023 | 10 | 14 | 0 | 41.2648
2023 | 10 | 14 | 1 | 39.9716
2023 | 10 | 14 | 2 | 39.1969
2023 | 10 | 14 | 3 | 38.8326
2023 | 10 | 14 | 4 | 38.9017
2023 | 10 | 14 | 5 | 39.8434
2023 | 10 | 14 | 6 | 41.0013
2023 | 10 | 14 | 7 | 45.0694
2023 | 10 | 14 | 8 | 46.7638
2023 | 10 | 14 | 9 | 42.1552
2023 | 10 | 14 | 10 | 38.5553
2023 | 10 | 14 | 11 | 36.9709
2023 | 10 | 14 | 12 | 32.8802
2023 | 10 | 14 | 13 | 32.5564
2023 | 10 | 14 | 14 | 33.154
2023 | 10 | 14 | 15 | 33.7939
2023 | 10 | 14 | 16 | 34.8228
2023 | 10 | 14 | 17 | 43.1039
2023 | 10 | 14 | 18 | 51.6848
2023 | 10 | 14 | 19 | 52.4269
2023 | 10 | 14 | 20 | 49.4307
2023 | 10 | 14 | 21 | 46.1064
2023 | 10 | 14 | 22 | 43.021
2023 | 10 | 14 | 23 | 40.1967
2023 | 10 | 15 | 0 | 39.6288
2023 | 10 | 15 | 1 | 37.4208
2023 | 10 | 15 | 2 | 36.6929
2023 | 10 | 15 | 3 | 36.4476
2023 | 10 | 15 | 4 | 36.5707
2023 | 10 | 15 | 5 | 37.3531
2023 | 10 | 15 | 6 | 38.5917
2023 | 10 | 15 | 7 | 41.2927
2023 | 10 | 15 | 8 | 40.7457
2023 | 10 | 15 | 9 | 34.5696
2023 | 10 | 15 | 10 | 31.3557
2023 | 10 | 15 | 11 | 30.8492
2023 | 10 | 15 | 12 | 30.7549
2023 | 10 | 15 | 13 | 31.0559
2023 | 10 | 15 | 14 | 31.088
2023 | 10 | 15 | 15 | 32.3517
2023 | 10 | 15 | 16 | 34.8019
2023 | 10 | 15 | 17 | 44.4719
2023 | 10 | 15 | 18 | 51.3007
2023 | 10 | 15 | 19 | 51.3716
2023 | 10 | 15 | 20 | 48.9786
2023 | 10 | 15 | 21 | 45.4156
2023 | 10 | 15 | 22 | 41.5673
2023 | 10 | 15 | 23 | 38.3038
2023 | 10 | 16 | 0 | 37.7158
2023 | 10 | 16 | 1 | 36.088
2023 | 10 | 16 | 2 | 35.8983
2023 | 10 | 16 | 3 | 36.057
2023 | 10 | 16 | 4 | 36.5906
2023 | 10 | 16 | 5 | 38.6741
2023 | 10 | 16 | 6 | 42.7064
2023 | 10 | 16 | 7 | 47.7418
2023 | 10 | 16 | 8 | 46.4652
2023 | 10 | 16 | 9 | 39.5062
2023 | 10 | 16 | 10 | 37.3412
2023 | 10 | 16 | 11 | 37.6398
2023 | 10 | 16 | 12 | 37.6893
2023 | 10 | 16 | 13 | 38.2769
2023 | 10 | 16 | 14 | 37.6599
2023 | 10 | 16 | 15 | 37.975
2023 | 10 | 16 | 16 | 39.9256
2023 | 10 | 16 | 17 | 47.7204
2023 | 10 | 16 | 18 | 52.7192
2023 | 10 | 16 | 19 | 54.3349
2023 | 10 | 16 | 20 | 52.3905
2023 | 10 | 16 | 21 | 49.0855
2023 | 10 | 16 | 22 | 44.9657
2023 | 10 | 16 | 23 | 41.0723
2023 | 10 | 17 | 0 | 39.8119
2023 | 10 | 17 | 1 | 37.9152
2023 | 10 | 17 | 2 | 37.3861
2023 | 10 | 17 | 3 | 37.3931
2023 | 10 | 17 | 4 | 37.8143
2023 | 10 | 17 | 5 | 39.7648
2023 | 10 | 17 | 6 | 43.7799
2023 | 10 | 17 | 7 | 48.8489
2023 | 10 | 17 | 8 | 46.9551
2023 | 10 | 17 | 9 | 39.9206
2023 | 10 | 17 | 10 | 37.9137
2023 | 10 | 17 | 11 | 38.0208
2023 | 10 | 17 | 12 | 39.1747
2023 | 10 | 17 | 13 | 39.4287
2023 | 10 | 17 | 14 | 39.3129
2023 | 10 | 17 | 15 | 39.5367
2023 | 10 | 17 | 16 | 41.0384
2023 | 10 | 17 | 17 | 47.3563
2023 | 10 | 17 | 18 | 53.4614
2023 | 10 | 17 | 19 | 54.5573
2023 | 10 | 17 | 20 | 52.6295
2023 | 10 | 17 | 21 | 49.2852
2023 | 10 | 17 | 22 | 45.186
2023 | 10 | 17 | 23 | 41.2363
2023 | 10 | 18 | 0 | 39.8119
2023 | 10 | 18 | 1 | 36.4825
2023 | 10 | 18 | 2 | 35.9013
2023 | 10 | 18 | 3 | 35.7751
2023 | 10 | 18 | 4 | 36.1485
2023 | 10 | 18 | 5 | 37.9962
2023 | 10 | 18 | 6 | 41.9278
2023 | 10 | 18 | 7 | 47.1501
2023 | 10 | 18 | 8 | 47.8611
2023 | 10 | 18 | 9 | 42.9823
2023 | 10 | 18 | 10 | 41.5688
2023 | 10 | 18 | 11 | 41.2117
2023 | 10 | 18 | 12 | 41.9526
2023 | 10 | 18 | 13 | 42.3534
2023 | 10 | 18 | 14 | 42.4145
2023 | 10 | 18 | 15 | 41.3673
2023 | 10 | 18 | 16 | 41.3556
2023 | 10 | 18 | 17 | 47.1034
2023 | 10 | 18 | 18 | 50.6048
2023 | 10 | 18 | 19 | 51.3339
2023 | 10 | 18 | 20 | 49.5334
2023 | 10 | 18 | 21 | 46.4224
2023 | 10 | 18 | 22 | 42.4782
2023 | 10 | 18 | 23 | 38.8066
2023 | 10 | 19 | 0 | 38.4031
2023 | 10 | 19 | 1 | 36.3269
2023 | 10 | 19 | 2 | 35.7259
2023 | 10 | 19 | 3 | 35.571
2023 | 10 | 19 | 4 | 35.9226
2023 | 10 | 19 | 5 | 37.7811
2023 | 10 | 19 | 6 | 42.0696
2023 | 10 | 19 | 7 | 48.2677
2023 | 10 | 19 | 8 | 50.6661
2023 | 10 | 19 | 9 | 45.4345
2023 | 10 | 19 | 10 | 41.4091
2023 | 10 | 19 | 11 | 39.1237
2023 | 10 | 19 | 12 | 36.0757
2023 | 10 | 19 | 13 | 36.9252
2023 | 10 | 19 | 14 | 38.1203
2023 | 10 | 19 | 15 | 37.8409
2023 | 10 | 19 | 16 | 38.6202
2023 | 10 | 19 | 17 | 46.0247
2023 | 10 | 19 | 18 | 53.6028
2023 | 10 | 19 | 19 | 54.917
2023 | 10 | 19 | 20 | 52.8091
2023 | 10 | 19 | 21 | 49.7797
2023 | 10 | 19 | 22 | 45.9708
2023 | 10 | 19 | 23 | 42.1137
2023 | 10 | 20 | 0 | 39.7203
2023 | 10 | 20 | 1 | 37.8497
2023 | 10 | 20 | 2 | 37.2235
2023 | 10 | 20 | 3 | 37.0956
2023 | 10 | 20 | 4 | 37.3957
2023 | 10 | 20 | 5 | 39.2723
2023 | 10 | 20 | 6 | 43.4375
2023 | 10 | 20 | 7 | 49.1745
2023 | 10 | 20 | 8 | 50.9132
2023 | 10 | 20 | 9 | 45.7362
2023 | 10 | 20 | 10 | 40.4274
2023 | 10 | 20 | 11 | 38.1473
2023 | 10 | 20 | 12 | 38.5523
2023 | 10 | 20 | 13 | 39.1679
2023 | 10 | 20 | 14 | 37.4119
2023 | 10 | 20 | 15 | 37.4418
2023 | 10 | 20 | 16 | 42.1513
2023 | 10 | 20 | 17 | 51.0296
2023 | 10 | 20 | 18 | 55.2394
2023 | 10 | 20 | 19 | 55.0048
2023 | 10 | 20 | 20 | 52.9136
2023 | 10 | 20 | 21 | 49.8081
2023 | 10 | 20 | 22 | 46.257
2023 | 10 | 20 | 23 | 42.1853
2023 | 10 | 21 | 0 | 38.6874
2023 | 10 | 21 | 1 | 37.0407
2023 | 10 | 21 | 2 | 36.0882
2023 | 10 | 21 | 3 | 35.4249
2023 | 10 | 21 | 4 | 35.4195
2023 | 10 | 21 | 5 | 36.2408
2023 | 10 | 21 | 6 | 39.352
2023 | 10 | 21 | 7 | 43.8933
2023 | 10 | 21 | 8 | 46.5601
2023 | 10 | 21 | 9 | 40.4228
2023 | 10 | 21 | 10 | 35.761
2023 | 10 | 21 | 11 | 33.0234
2023 | 10 | 21 | 12 | 34.5606
2023 | 10 | 21 | 13 | 34.7177
2023 | 10 | 21 | 14 | 34.2484
2023 | 10 | 21 | 15 | 34.7995
2023 | 10 | 21 | 16 | 40.6502
2023 | 10 | 21 | 17 | 50.3488
2023 | 10 | 21 | 18 | 54.9928
2023 | 10 | 21 | 19 | 54.7885
2023 | 10 | 21 | 20 | 51.7048
2023 | 10 | 21 | 21 | 48.2914
2023 | 10 | 21 | 22 | 45.0298
2023 | 10 | 21 | 23 | 41.9151
2023 | 10 | 22 | 0 | 38.8296
2023 | 10 | 22 | 1 | 39.509
2023 | 10 | 22 | 2 | 38.9468
2023 | 10 | 22 | 3 | 38.6949
2023 | 10 | 22 | 4 | 39.0158
2023 | 10 | 22 | 5 | 40.0683
2023 | 10 | 22 | 6 | 41.9741
2023 | 10 | 22 | 7 | 45.101
2023 | 10 | 22 | 8 | 44.9862
2023 | 10 | 22 | 9 | 37.6674
2023 | 10 | 22 | 10 | 34.1444
2023 | 10 | 22 | 11 | 32.2834
2023 | 10 | 22 | 12 | 32.9011
2023 | 10 | 22 | 13 | 33.1125
2023 | 10 | 22 | 14 | 32.7493
2023 | 10 | 22 | 15 | 32.8605
2023 | 10 | 22 | 16 | 37.7885
2023 | 10 | 22 | 17 | 47.1312
2023 | 10 | 22 | 18 | 57.5199
2023 | 10 | 22 | 19 | 57.3764
2023 | 10 | 22 | 20 | 54.5874
2023 | 10 | 22 | 21 | 51.2353
2023 | 10 | 22 | 22 | 47.4955
2023 | 10 | 22 | 23 | 44.1579
2023 | 10 | 23 | 0 | 41.5195
2023 | 10 | 23 | 1 | 40.4052
2023 | 10 | 23 | 2 | 40.2718
2023 | 10 | 23 | 3 | 40.4919
2023 | 10 | 23 | 4 | 41.0862
2023 | 10 | 23 | 5 | 43.2205
2023 | 10 | 23 | 6 | 47.2866
2023 | 10 | 23 | 7 | 52.5987
2023 | 10 | 23 | 8 | 52.0456
2023 | 10 | 23 | 9 | 44.5813
2023 | 10 | 23 | 10 | 41.2806
2023 | 10 | 23 | 11 | 39.9016
2023 | 10 | 23 | 12 | 39.0257
2023 | 10 | 23 | 13 | 39.2634
2023 | 10 | 23 | 14 | 38.7581
2023 | 10 | 23 | 15 | 39.2497
2023 | 10 | 23 | 16 | 42.3531
2023 | 10 | 23 | 17 | 50.054
2023 | 10 | 23 | 18 | 56.4566
2023 | 10 | 23 | 19 | 57.4133
2023 | 10 | 23 | 20 | 55.476
2023 | 10 | 23 | 21 | 52.2979
2023 | 10 | 23 | 22 | 48.2347
2023 | 10 | 23 | 23 | 44.3966
2023 | 10 | 24 | 0 | 43.1162
2023 | 10 | 24 | 1 | 42.6924
2023 | 10 | 24 | 2 | 42.2504
2023 | 10 | 24 | 3 | 42.3721
2023 | 10 | 24 | 4 | 42.8655
2023 | 10 | 24 | 5 | 44.9036
2023 | 10 | 24 | 6 | 49.5374
2023 | 10 | 24 | 7 | 54.7928
2023 | 10 | 24 | 8 | 52.9765
2023 | 10 | 24 | 9 | 44.0325
2023 | 10 | 24 | 10 | 39.3717
2023 | 10 | 24 | 11 | 37.6405
2023 | 10 | 24 | 12 | 38.1537
2023 | 10 | 24 | 13 | 38.6178
2023 | 10 | 24 | 14 | 38.2249
2023 | 10 | 24 | 15 | 38.9379
2023 | 10 | 24 | 16 | 42.0518
2023 | 10 | 24 | 17 | 49.3376
2023 | 10 | 24 | 18 | 57.8554
2023 | 10 | 24 | 19 | 58.2521
2023 | 10 | 24 | 20 | 56.2529
2023 | 10 | 24 | 21 | 53.1949
2023 | 10 | 24 | 22 | 49.2203
2023 | 10 | 24 | 23 | 45.3602
2023 | 10 | 25 | 0 | 43.6475
2023 | 10 | 25 | 1 | 41.55
2023 | 10 | 25 | 2 | 40.8803
2023 | 10 | 25 | 3 | 40.7225
2023 | 10 | 25 | 4 | 40.9999
2023 | 10 | 25 | 5 | 42.849
2023 | 10 | 25 | 6 | 46.5862
2023 | 10 | 25 | 7 | 52.4887
2023 | 10 | 25 | 8 | 54.6372
2023 | 10 | 25 | 9 | 49.439
2023 | 10 | 25 | 10 | 44.7759
2023 | 10 | 25 | 11 | 42.6392
2023 | 10 | 25 | 12 | 43.0405
2023 | 10 | 25 | 13 | 43.2406
2023 | 10 | 25 | 14 | 43.1697
2023 | 10 | 25 | 15 | 43.584
2023 | 10 | 25 | 16 | 47.7576
2023 | 10 | 25 | 17 | 56.6775
2023 | 10 | 25 | 18 | 58.7573
2023 | 10 | 25 | 19 | 57.2888
2023 | 10 | 25 | 20 | 54.6615
2023 | 10 | 25 | 21 | 51.3421
2023 | 10 | 25 | 22 | 47.1511
2023 | 10 | 25 | 23 | 43.3056
2023 | 10 | 26 | 0 | 41.5244
2023 | 10 | 26 | 1 | 41.1858
2023 | 10 | 26 | 2 | 40.6038
2023 | 10 | 26 | 3 | 40.6718
2023 | 10 | 26 | 4 | 41.2384
2023 | 10 | 26 | 5 | 43.5002
2023 | 10 | 26 | 6 | 48.2995
2023 | 10 | 26 | 7 | 54.7849
2023 | 10 | 26 | 8 | 58.338
2023 | 10 | 26 | 9 | 54.111
2023 | 10 | 26 | 10 | 49.2274
2023 | 10 | 26 | 11 | 45.3316
2023 | 10 | 26 | 12 | 45.6107
2023 | 10 | 26 | 13 | 45.5868
2023 | 10 | 26 | 14 | 46.1289
2023 | 10 | 26 | 15 | 48.2063
2023 | 10 | 26 | 16 | 54.7788
2023 | 10 | 26 | 17 | 65.2751
2023 | 10 | 26 | 18 | 65.9648
2023 | 10 | 26 | 19 | 64.4124
2023 | 10 | 26 | 20 | 61.8083
2023 | 10 | 26 | 21 | 58.7807
2023 | 10 | 26 | 22 | 54.8364
2023 | 10 | 26 | 23 | 50.9538
2023 | 10 | 27 | 0 | 47.6772
2023 | 10 | 27 | 1 | 45.9934
2023 | 10 | 27 | 2 | 45.4194
2023 | 10 | 27 | 3 | 45.3559
2023 | 10 | 27 | 4 | 45.819
2023 | 10 | 27 | 5 | 47.8065
2023 | 10 | 27 | 6 | 52.3322
2023 | 10 | 27 | 7 | 58.1597
2023 | 10 | 27 | 8 | 59.0864
2023 | 10 | 27 | 9 | 52.901
2023 | 10 | 27 | 10 | 48.3151
2023 | 10 | 27 | 11 | 45.2668
2023 | 10 | 27 | 12 | 41.87
2023 | 10 | 27 | 13 | 41.701
2023 | 10 | 27 | 14 | 40.433
2023 | 10 | 27 | 15 | 40.52
2023 | 10 | 27 | 16 | 44.7358
2023 | 10 | 27 | 17 | 52.4994
2023 | 10 | 27 | 18 | 60.7921
2023 | 10 | 27 | 19 | 60.736
2023 | 10 | 27 | 20 | 58.5832
2023 | 10 | 27 | 21 | 55.7635
2023 | 10 | 27 | 22 | 52.2316
2023 | 10 | 27 | 23 | 48.3736
2023 | 10 | 28 | 0 | 46.9076
2023 | 10 | 28 | 1 | 43.0102
2023 | 10 | 28 | 2 | 42.1556
2023 | 10 | 28 | 3 | 41.7413
2023 | 10 | 28 | 4 | 41.7185
2023 | 10 | 28 | 5 | 42.8486
2023 | 10 | 28 | 6 | 45.0294
2023 | 10 | 28 | 7 | 49.1524
2023 | 10 | 28 | 8 | 52.3336
2023 | 10 | 28 | 9 | 49.4423
2023 | 10 | 28 | 10 | 45.5477
2023 | 10 | 28 | 11 | 43.1655
2023 | 10 | 28 | 12 | 39.6766
2023 | 10 | 28 | 13 | 38.5616
2023 | 10 | 28 | 14 | 37.5521
2023 | 10 | 28 | 15 | 38.3428
2023 | 10 | 28 | 16 | 44.6657
2023 | 10 | 28 | 17 | 54.0005
2023 | 10 | 28 | 18 | 57.4129
2023 | 10 | 28 | 19 | 55.6452
2023 | 10 | 28 | 20 | 51.9554
2023 | 10 | 28 | 21 | 48.5679
2023 | 10 | 28 | 22 | 45.1348
2023 | 10 | 28 | 23 | 42.1479
2023 | 10 | 29 | 0 | 40.8355
2023 | 10 | 29 | 1 | 40.3456
2023 | 10 | 29 | 2 | 39.7354
2023 | 10 | 29 | 3 | 39.4581
2023 | 10 | 29 | 4 | 39.6412
2023 | 10 | 29 | 5 | 40.7414
2023 | 10 | 29 | 6 | 42.5629
2023 | 10 | 29 | 7 | 45.4319
2023 | 10 | 29 | 8 | 45.7608
2023 | 10 | 29 | 9 | 40.5477
2023 | 10 | 29 | 10 | 36.985
2023 | 10 | 29 | 11 | 35.5619
2023 | 10 | 29 | 12 | 39.4678
2023 | 10 | 29 | 13 | 39.635
2023 | 10 | 29 | 14 | 39.6024
2023 | 10 | 29 | 15 | 40.632
2023 | 10 | 29 | 16 | 46.8954
2023 | 10 | 29 | 17 | 56.7464
2023 | 10 | 29 | 18 | 58.8145
2023 | 10 | 29 | 19 | 55.8395
2023 | 10 | 29 | 20 | 52.0814
2023 | 10 | 29 | 21 | 48.4121
2023 | 10 | 29 | 22 | 44.3741
2023 | 10 | 29 | 23 | 41.082
2023 | 10 | 30 | 0 | 39.875
2023 | 10 | 30 | 1 | 38.5695
2023 | 10 | 30 | 2 | 38.1085
2023 | 10 | 30 | 3 | 38.0521
2023 | 10 | 30 | 4 | 38.4049
2023 | 10 | 30 | 5 | 40.3498
2023 | 10 | 30 | 6 | 43.9425
2023 | 10 | 30 | 7 | 50.1594
2023 | 10 | 30 | 8 | 53.6719
2023 | 10 | 30 | 9 | 49.576
2023 | 10 | 30 | 10 | 45.7374
2023 | 10 | 30 | 11 | 44.2447
2023 | 10 | 30 | 12 | 42.9023
2023 | 10 | 30 | 13 | 42.6616
2023 | 10 | 30 | 14 | 42.1703
2023 | 10 | 30 | 15 | 42.9607
2023 | 10 | 30 | 16 | 48.1256
2023 | 10 | 30 | 17 | 56.822
2023 | 10 | 30 | 18 | 58.0705
2023 | 10 | 30 | 19 | 57.3242
2023 | 10 | 30 | 20 | 54.8985
2023 | 10 | 30 | 21 | 51.688
2023 | 10 | 30 | 22 | 47.6838
2023 | 10 | 30 | 23 | 44.0126
2023 | 10 | 31 | 0 | 41.7656
2023 | 10 | 31 | 1 | 39.6785
2023 | 10 | 31 | 2 | 39.056
2023 | 10 | 31 | 3 | 39.0584
2023 | 10 | 31 | 4 | 39.4596
2023 | 10 | 31 | 5 | 41.4587
2023 | 10 | 31 | 6 | 45.1782
2023 | 10 | 31 | 7 | 51.36
2023 | 10 | 31 | 8 | 53.648
2023 | 10 | 31 | 9 | 48.2269
2023 | 10 | 31 | 10 | 43.314
2023 | 10 | 31 | 11 | 40.9737
2023 | 10 | 31 | 12 | 42.2382
2023 | 10 | 31 | 13 | 41.9518
2023 | 10 | 31 | 14 | 41.7974
2023 | 10 | 31 | 15 | 43.3546
2023 | 10 | 31 | 16 | 49.5452
2023 | 10 | 31 | 17 | 58.6154
2023 | 10 | 31 | 18 | 58.0384
2023 | 10 | 31 | 19 | 57.3845
2023 | 10 | 31 | 20 | 55.1081
2023 | 10 | 31 | 21 | 52.0829
2023 | 10 | 31 | 22 | 48.174
2023 | 10 | 31 | 23 | 44.4428
2023 | 11 | 1 | 0 | 42.514
2023 | 11 | 1 | 1 | 40.3704
2023 | 11 | 1 | 2 | 39.9585
2023 | 11 | 1 | 3 | 39.9407
2023 | 11 | 1 | 4 | 40.4221
2023 | 11 | 1 | 5 | 42.5149
2023 | 11 | 1 | 6 | 46.1171
2023 | 11 | 1 | 7 | 51.5676
2023 | 11 | 1 | 8 | 53.2218
2023 | 11 | 1 | 9 | 48.0434
2023 | 11 | 1 | 10 | 44.4997
2023 | 11 | 1 | 11 | 42.5307
2023 | 11 | 1 | 12 | 42.4702
2023 | 11 | 1 | 13 | 43.1576
2023 | 11 | 1 | 14 | 42.9521
2023 | 11 | 1 | 15 | 43.5645
2023 | 11 | 1 | 16 | 48.4148
2023 | 11 | 1 | 17 | 56.1704
2023 | 11 | 1 | 18 | 58.7826
2023 | 11 | 1 | 19 | 57.7973
2023 | 11 | 1 | 20 | 55.5932
2023 | 11 | 1 | 21 | 52.337
2023 | 11 | 1 | 22 | 48.2845
2023 | 11 | 1 | 23 | 44.3518
2023 | 11 | 2 | 0 | 42.63
2023 | 11 | 2 | 1 | 42.5109
2023 | 11 | 2 | 2 | 42.0766
2023 | 11 | 2 | 3 | 42.0689
2023 | 11 | 2 | 4 | 42.5845
2023 | 11 | 2 | 5 | 44.775
2023 | 11 | 2 | 6 | 49.0855
2023 | 11 | 2 | 7 | 54.8202
2023 | 11 | 2 | 8 | 57.5081
2023 | 11 | 2 | 9 | 53.5302
2023 | 11 | 2 | 10 | 50.367
2023 | 11 | 2 | 11 | 47.2279
2023 | 11 | 2 | 12 | 45.4066
2023 | 11 | 2 | 13 | 45.9888
2023 | 11 | 2 | 14 | 45.8619
2023 | 11 | 2 | 15 | 47.4846
2023 | 11 | 2 | 16 | 53.3122
2023 | 11 | 2 | 17 | 61.6772
2023 | 11 | 2 | 18 | 66.2612
2023 | 11 | 2 | 19 | 64.2053
2023 | 11 | 2 | 20 | 61.5769
2023 | 11 | 2 | 21 | 58.2707
2023 | 11 | 2 | 22 | 54.4185
2023 | 11 | 2 | 23 | 50.4536
2023 | 11 | 3 | 0 | 45.7997
2023 | 11 | 3 | 1 | 45.4751
2023 | 11 | 3 | 2 | 44.9398
2023 | 11 | 3 | 3 | 44.7912
2023 | 11 | 3 | 4 | 45.2217
2023 | 11 | 3 | 5 | 47.2562
2023 | 11 | 3 | 6 | 51.75
2023 | 11 | 3 | 7 | 57.3798
2023 | 11 | 3 | 8 | 59.4851
2023 | 11 | 3 | 9 | 55.0782
2023 | 11 | 3 | 10 | 51.5503
2023 | 11 | 3 | 11 | 48.2224
2023 | 11 | 3 | 12 | 46.8642
2023 | 11 | 3 | 13 | 47.0713
2023 | 11 | 3 | 14 | 46.448
2023 | 11 | 3 | 15 | 47.54
2023 | 11 | 3 | 16 | 53.6065
2023 | 11 | 3 | 17 | 61.3185
2023 | 11 | 3 | 18 | 66.1556
2023 | 11 | 3 | 19 | 63.7648
2023 | 11 | 3 | 20 | 60.9412
2023 | 11 | 3 | 21 | 57.6715
2023 | 11 | 3 | 22 | 54.0588
2023 | 11 | 3 | 23 | 50.1148
2023 | 11 | 4 | 0 | 46.7566
2023 | 11 | 4 | 1 | 44.7926
2023 | 11 | 4 | 2 | 44.2265
2023 | 11 | 4 | 3 | 43.8885
2023 | 11 | 4 | 4 | 43.9795
2023 | 11 | 4 | 5 | 45.2679
2023 | 11 | 4 | 6 | 48.1909
2023 | 11 | 4 | 7 | 51.0746
2023 | 11 | 4 | 8 | 50.5725
2023 | 11 | 4 | 9 | 45.1731
2023 | 11 | 4 | 10 | 42.8142
2023 | 11 | 4 | 11 | 41.5745
2023 | 11 | 4 | 12 | 39.8713
2023 | 11 | 4 | 13 | 39.4263
2023 | 11 | 4 | 14 | 37.9042
2023 | 11 | 4 | 15 | 38.3486
2023 | 11 | 4 | 16 | 43.2348
2023 | 11 | 4 | 17 | 49.9385
2023 | 11 | 4 | 18 | 57.8733
2023 | 11 | 4 | 19 | 57.1543
2023 | 11 | 4 | 20 | 53.9973
2023 | 11 | 4 | 21 | 50.6547
2023 | 11 | 4 | 22 | 47.3651
2023 | 11 | 4 | 23 | 44.2811
2023 | 11 | 5 | 0 | 41.8901
2023 | 11 | 5 | 1 | 41.7201
2023 | 11 | 5 | 2 | 40.2355
2023 | 11 | 5 | 3 | 39.3733
2023 | 11 | 5 | 4 | 39.0061
2023 | 11 | 5 | 5 | 38.6848
2023 | 11 | 5 | 6 | 37.9167
2023 | 11 | 5 | 7 | 39.546
2023 | 11 | 5 | 8 | 41.9104
2023 | 11 | 5 | 9 | 37.2588
2023 | 11 | 5 | 10 | 33.6447
2023 | 11 | 5 | 11 | 33.7385
2023 | 11 | 5 | 12 | 33.5475
2023 | 11 | 5 | 13 | 35.7462
2023 | 11 | 5 | 14 | 35.9999
2023 | 11 | 5 | 15 | 34.7195
2023 | 11 | 5 | 16 | 35.8035
2023 | 11 | 5 | 17 | 43.1815
2023 | 11 | 5 | 18 | 52.7781
2023 | 11 | 5 | 19 | 50.9664
2023 | 11 | 5 | 20 | 48.5114
2023 | 11 | 5 | 21 | 45.7343
2023 | 11 | 5 | 22 | 42.9676
2023 | 11 | 5 | 23 | 40.0608
2023 | 11 | 6 | 0 | 38.3339
2023 | 11 | 6 | 1 | 38.6296
2023 | 11 | 6 | 2 | 37.8237
2023 | 11 | 6 | 3 | 37.7548
2023 | 11 | 6 | 4 | 38.1795
2023 | 11 | 6 | 5 | 39.2399
2023 | 11 | 6 | 6 | 41.0971
2023 | 11 | 6 | 7 | 45.9566
2023 | 11 | 6 | 8 | 50.5407
2023 | 11 | 6 | 9 | 47.4626
2023 | 11 | 6 | 10 | 43.4214
2023 | 11 | 6 | 11 | 41.8207
2023 | 11 | 6 | 12 | 39.2433
2023 | 11 | 6 | 13 | 40.3238
2023 | 11 | 6 | 14 | 41.2257
2023 | 11 | 6 | 15 | 40.9317
2023 | 11 | 6 | 16 | 43.0965
2023 | 11 | 6 | 17 | 50.1735
2023 | 11 | 6 | 18 | 59.8455
2023 | 11 | 6 | 19 | 59.8262
2023 | 11 | 6 | 20 | 58.7639
2023 | 11 | 6 | 21 | 56.4908
2023 | 11 | 6 | 22 | 53.4945
2023 | 11 | 6 | 23 | 49.9546
2023 | 11 | 7 | 0 | 47.0202
2023 | 11 | 7 | 1 | 44.9579
2023 | 11 | 7 | 2 | 43.9004
2023 | 11 | 7 | 3 | 43.6891
2023 | 11 | 7 | 4 | 43.9882
2023 | 11 | 7 | 5 | 44.8205
2023 | 11 | 7 | 6 | 47.5588
2023 | 11 | 7 | 7 | 52.0605
2023 | 11 | 7 | 8 | 54.5834
2023 | 11 | 7 | 9 | 49.5006
2023 | 11 | 7 | 10 | 44.914
2023 | 11 | 7 | 11 | 43.2503
2023 | 11 | 7 | 12 | 44.7126
2023 | 11 | 7 | 13 | 45.1422
2023 | 11 | 7 | 14 | 45.1371
2023 | 11 | 7 | 15 | 45.4082
2023 | 11 | 7 | 16 | 48.6839
2023 | 11 | 7 | 17 | 55.1114
2023 | 11 | 7 | 18 | 61.908
2023 | 11 | 7 | 19 | 60.6692
2023 | 11 | 7 | 20 | 59.3862
2023 | 11 | 7 | 21 | 56.8105
2023 | 11 | 7 | 22 | 53.8786
2023 | 11 | 7 | 23 | 50.1971
2023 | 11 | 8 | 0 | 47.4258
2023 | 11 | 8 | 1 | 44.1802
2023 | 11 | 8 | 2 | 42.8288
2023 | 11 | 8 | 3 | 42.2069
2023 | 11 | 8 | 4 | 42.0091
2023 | 11 | 8 | 5 | 42.4914
2023 | 11 | 8 | 6 | 45.1064
2023 | 11 | 8 | 7 | 50.0331
2023 | 11 | 8 | 8 | 55.8091
2023 | 11 | 8 | 9 | 51.9702
2023 | 11 | 8 | 10 | 45.7585
2023 | 11 | 8 | 11 | 42.775
2023 | 11 | 8 | 12 | 42.1582
2023 | 11 | 8 | 13 | 43.5977
2023 | 11 | 8 | 14 | 42.9081
2023 | 11 | 8 | 15 | 42.0537
2023 | 11 | 8 | 16 | 44.5822
2023 | 11 | 8 | 17 | 52.7706
2023 | 11 | 8 | 18 | 56.2959
2023 | 11 | 8 | 19 | 54.8414
2023 | 11 | 8 | 20 | 53.4986
2023 | 11 | 8 | 21 | 51.025
2023 | 11 | 8 | 22 | 48.0315
2023 | 11 | 8 | 23 | 44.3499
2023 | 11 | 9 | 0 | 41.1107
2023 | 11 | 9 | 1 | 39.2912
2023 | 11 | 9 | 2 | 37.9284
2023 | 11 | 9 | 3 | 37.4393
2023 | 11 | 9 | 4 | 37.4365
2023 | 11 | 9 | 5 | 38.2312
2023 | 11 | 9 | 6 | 40.9229
2023 | 11 | 9 | 7 | 45.195
2023 | 11 | 9 | 8 | 48.2405
2023 | 11 | 9 | 9 | 44.1689
2023 | 11 | 9 | 10 | 40.1382
2023 | 11 | 9 | 11 | 39.2319
2023 | 11 | 9 | 12 | 37.7741
2023 | 11 | 9 | 13 | 39.1851
2023 | 11 | 9 | 14 | 40.2244
2023 | 11 | 9 | 15 | 39.2646
2023 | 11 | 9 | 16 | 39.8228
2023 | 11 | 9 | 17 | 46.5961
2023 | 11 | 9 | 18 | 53.6029
2023 | 11 | 9 | 19 | 53.5212
2023 | 11 | 9 | 20 | 52.5117
2023 | 11 | 9 | 21 | 50.5213
2023 | 11 | 9 | 22 | 47.7671
2023 | 11 | 9 | 23 | 44.1237
2023 | 11 | 10 | 0 | 41.856
2023 | 11 | 10 | 1 | 38.4054
2023 | 11 | 10 | 2 | 37.0066
2023 | 11 | 10 | 3 | 36.4006
2023 | 11 | 10 | 4 | 36.3828
2023 | 11 | 10 | 5 | 36.9957
2023 | 11 | 10 | 6 | 39.3673
2023 | 11 | 10 | 7 | 43.6893
2023 | 11 | 10 | 8 | 46.2075
2023 | 11 | 10 | 9 | 41.4651
2023 | 11 | 10 | 10 | 37.0843
2023 | 11 | 10 | 11 | 37.0451
2023 | 11 | 10 | 12 | 37.4335
2023 | 11 | 10 | 13 | 38.0411
2023 | 11 | 10 | 14 | 37.8126
2023 | 11 | 10 | 15 | 36.4611
2023 | 11 | 10 | 16 | 38.2099
2023 | 11 | 10 | 17 | 44.6049
2023 | 11 | 10 | 18 | 51.5561
2023 | 11 | 10 | 19 | 51.5164
2023 | 11 | 10 | 20 | 50.4079
2023 | 11 | 10 | 21 | 48.4505
2023 | 11 | 10 | 22 | 46.1689
2023 | 11 | 10 | 23 | 42.7644
2023 | 11 | 11 | 0 | 40.0805
2023 | 11 | 11 | 1 | 36.8528
2023 | 11 | 11 | 2 | 35.389
2023 | 11 | 11 | 3 | 34.6833
2023 | 11 | 11 | 4 | 34.4363
2023 | 11 | 11 | 5 | 34.1257
2023 | 11 | 11 | 6 | 34.3234
2023 | 11 | 11 | 7 | 36.9067
2023 | 11 | 11 | 8 | 41.109
2023 | 11 | 11 | 9 | 37.6306
2023 | 11 | 11 | 10 | 32.8452
2023 | 11 | 11 | 11 | 32.0271
2023 | 11 | 11 | 12 | 30.9192
2023 | 11 | 11 | 13 | 31.143
2023 | 11 | 11 | 14 | 30.8738
2023 | 11 | 11 | 15 | 30.7873
2023 | 11 | 11 | 16 | 33.6118
2023 | 11 | 11 | 17 | 42.3629
2023 | 11 | 11 | 18 | 49.8794
2023 | 11 | 11 | 19 | 48.3275
2023 | 11 | 11 | 20 | 46.3897
2023 | 11 | 11 | 21 | 43.9202
2023 | 11 | 11 | 22 | 41.8548
2023 | 11 | 11 | 23 | 39.1389
2023 | 11 | 12 | 0 | 37.4039
2023 | 11 | 12 | 1 | 35.8184
2023 | 11 | 12 | 2 | 34.2515
2023 | 11 | 12 | 3 | 33.419
2023 | 11 | 12 | 4 | 33.154
2023 | 11 | 12 | 5 | 32.6874
2023 | 11 | 12 | 6 | 32.8006
2023 | 11 | 12 | 7 | 35.0742
2023 | 11 | 12 | 8 | 40.8566
2023 | 11 | 12 | 9 | 38.0501
2023 | 11 | 12 | 10 | 33.2569
2023 | 11 | 12 | 11 | 31.8067
2023 | 11 | 12 | 12 | 32.8641
2023 | 11 | 12 | 13 | 33.1719
2023 | 11 | 12 | 14 | 32.3767
2023 | 11 | 12 | 15 | 32.1899
2023 | 11 | 12 | 16 | 37.1436
2023 | 11 | 12 | 17 | 46.9855
2023 | 11 | 12 | 18 | 54.6537
2023 | 11 | 12 | 19 | 51.267
2023 | 11 | 12 | 20 | 49.084
2023 | 11 | 12 | 21 | 46.1708
2023 | 11 | 12 | 22 | 43.5413
2023 | 11 | 12 | 23 | 40.4671
2023 | 11 | 13 | 0 | 36.5714
2023 | 11 | 13 | 1 | 34.5897
2023 | 11 | 13 | 2 | 33.5167
2023 | 11 | 13 | 3 | 33.2082
2023 | 11 | 13 | 4 | 33.4293
2023 | 11 | 13 | 5 | 34.3211
2023 | 11 | 13 | 6 | 37.4976
2023 | 11 | 13 | 7 | 42.6477
2023 | 11 | 13 | 8 | 49.387
2023 | 11 | 13 | 9 | 47.7338
2023 | 11 | 13 | 10 | 43.2086
2023 | 11 | 13 | 11 | 41.0718
2023 | 11 | 13 | 12 | 40.48
2023 | 11 | 13 | 13 | 40.8243
2023 | 11 | 13 | 14 | 41.3015
2023 | 11 | 13 | 15 | 42.0105
2023 | 11 | 13 | 16 | 46.4051
2023 | 11 | 13 | 17 | 54.8714
2023 | 11 | 13 | 18 | 58.9223
2023 | 11 | 13 | 19 | 57.1221
2023 | 11 | 13 | 20 | 55.4866
2023 | 11 | 13 | 21 | 52.884
2023 | 11 | 13 | 22 | 49.8305
2023 | 11 | 13 | 23 | 46.2189
2023 | 11 | 14 | 0 | 43.1231
2023 | 11 | 14 | 1 | 41.5949
2023 | 11 | 14 | 2 | 40.2695
2023 | 11 | 14 | 3 | 39.8852
2023 | 11 | 14 | 4 | 40.037
2023 | 11 | 14 | 5 | 40.8162
2023 | 11 | 14 | 6 | 43.7379
2023 | 11 | 14 | 7 | 48.7166
2023 | 11 | 14 | 8 | 54.0395
2023 | 11 | 14 | 9 | 51.3028
2023 | 11 | 14 | 10 | 46.3502
2023 | 11 | 14 | 11 | 43.7304
2023 | 11 | 14 | 12 | 45.0437
2023 | 11 | 14 | 13 | 45.1085
2023 | 11 | 14 | 14 | 45.154
2023 | 11 | 14 | 15 | 46.4668
2023 | 11 | 14 | 16 | 51.4578
2023 | 11 | 14 | 17 | 59.4536
2023 | 11 | 14 | 18 | 61.4513
2023 | 11 | 14 | 19 | 59.2066
2023 | 11 | 14 | 20 | 57.647
2023 | 11 | 14 | 21 | 55.0401
2023 | 11 | 14 | 22 | 52.1231
2023 | 11 | 14 | 23 | 48.3891
2023 | 11 | 15 | 0 | 45.5384
2023 | 11 | 15 | 1 | 43.7921
2023 | 11 | 15 | 2 | 42.557
2023 | 11 | 15 | 3 | 42.1892
2023 | 11 | 15 | 4 | 42.3646
2023 | 11 | 15 | 5 | 43.1106
2023 | 11 | 15 | 6 | 45.0358
2023 | 11 | 15 | 7 | 50.0333
2023 | 11 | 15 | 8 | 56.8115
2023 | 11 | 15 | 9 | 55.7697
2023 | 11 | 15 | 10 | 51.014
2023 | 11 | 15 | 11 | 47.4193
2023 | 11 | 15 | 12 | 47.4194
2023 | 11 | 15 | 13 | 47.5676
2023 | 11 | 15 | 14 | 47.7305
2023 | 11 | 15 | 15 | 48.5833
2023 | 11 | 15 | 16 | 53.5312
2023 | 11 | 15 | 17 | 62.5591
2023 | 11 | 15 | 18 | 65.5135
2023 | 11 | 15 | 19 | 62.7184
2023 | 11 | 15 | 20 | 61.0562
2023 | 11 | 15 | 21 | 58.5458
2023 | 11 | 15 | 22 | 55.4272
2023 | 11 | 15 | 23 | 51.6341
2023 | 11 | 16 | 0 | 47.3523
2023 | 11 | 16 | 1 | 45.8729
2023 | 11 | 16 | 2 | 44.5356
2023 | 11 | 16 | 3 | 44.0545
2023 | 11 | 16 | 4 | 44.1204
2023 | 11 | 16 | 5 | 44.803
2023 | 11 | 16 | 6 | 46.5757
2023 | 11 | 16 | 7 | 51.4339
2023 | 11 | 16 | 8 | 57.5018
2023 | 11 | 16 | 9 | 56.4192
2023 | 11 | 16 | 10 | 52.1793
2023 | 11 | 16 | 11 | 49.1824
2023 | 11 | 16 | 12 | 47.9897
2023 | 11 | 16 | 13 | 47.882
2023 | 11 | 16 | 14 | 48.2688
2023 | 11 | 16 | 15 | 49.0971
2023 | 11 | 16 | 16 | 53.1879
2023 | 11 | 16 | 17 | 61.3599
2023 | 11 | 16 | 18 | 63.9684
2023 | 11 | 16 | 19 | 61.0899
2023 | 11 | 16 | 20 | 59.4195
2023 | 11 | 16 | 21 | 56.9515
2023 | 11 | 16 | 22 | 54.0133
2023 | 11 | 16 | 23 | 50.1401
2023 | 11 | 17 | 0 | 47.5308
2023 | 11 | 17 | 1 | 44.4464
2023 | 11 | 17 | 2 | 42.9658
2023 | 11 | 17 | 3 | 42.3527
2023 | 11 | 17 | 4 | 42.3309
2023 | 11 | 17 | 5 | 42.9245
2023 | 11 | 17 | 6 | 45.2178
2023 | 11 | 17 | 7 | 49.9474
2023 | 11 | 17 | 8 | 55.3435
2023 | 11 | 17 | 9 | 54.0764
2023 | 11 | 17 | 10 | 49.5771
2023 | 11 | 17 | 11 | 46.7277
2023 | 11 | 17 | 12 | 44.9133
2023 | 11 | 17 | 13 | 44.7431
2023 | 11 | 17 | 14 | 44.5281
2023 | 11 | 17 | 15 | 44.5712
2023 | 11 | 17 | 16 | 48.5043
2023 | 11 | 17 | 17 | 55.8975
2023 | 11 | 17 | 18 | 61.335
2023 | 11 | 17 | 19 | 59.1403
2023 | 11 | 17 | 20 | 57.611
2023 | 11 | 17 | 21 | 55.4676
2023 | 11 | 17 | 22 | 52.9714
2023 | 11 | 17 | 23 | 49.2701
2023 | 11 | 18 | 0 | 45.8096
2023 | 11 | 18 | 1 | 41.3935
2023 | 11 | 18 | 2 | 39.6944
2023 | 11 | 18 | 3 | 38.7175
2023 | 11 | 18 | 4 | 38.2968
2023 | 11 | 18 | 5 | 38.0195
2023 | 11 | 18 | 6 | 38.152
2023 | 11 | 18 | 7 | 41.157
2023 | 11 | 18 | 8 | 47.8983
2023 | 11 | 18 | 9 | 48.9481
2023 | 11 | 18 | 10 | 45.5324
2023 | 11 | 18 | 11 | 43.1734
2023 | 11 | 18 | 12 | 41.8159
2023 | 11 | 18 | 13 | 41.6717
2023 | 11 | 18 | 14 | 41.1212
2023 | 11 | 18 | 15 | 41.5704
2023 | 11 | 18 | 16 | 46.1772
2023 | 11 | 18 | 17 | 53.8053
2023 | 11 | 18 | 18 | 56.4975
2023 | 11 | 18 | 19 | 53.3204
2023 | 11 | 18 | 20 | 50.5102
2023 | 11 | 18 | 21 | 47.7488
2023 | 11 | 18 | 22 | 45.4518
2023 | 11 | 18 | 23 | 42.6208
2023 | 11 | 19 | 0 | 40.1212
2023 | 11 | 19 | 1 | 37.8087
2023 | 11 | 19 | 2 | 36.1815
2023 | 11 | 19 | 3 | 35.2601
2023 | 11 | 19 | 4 | 34.9217
2023 | 11 | 19 | 5 | 34.5357
2023 | 11 | 19 | 6 | 34.5408
2023 | 11 | 19 | 7 | 36.8002
2023 | 11 | 19 | 8 | 42.9581
2023 | 11 | 19 | 9 | 41.4932
2023 | 11 | 19 | 10 | 36.628
2023 | 11 | 19 | 11 | 34.8109
2023 | 11 | 19 | 12 | 36.1681
2023 | 11 | 19 | 13 | 36.1305
2023 | 11 | 19 | 14 | 35.1154
2023 | 11 | 19 | 15 | 35.3646
2023 | 11 | 19 | 16 | 40.746
2023 | 11 | 19 | 17 | 49.9772
2023 | 11 | 19 | 18 | 55.4104
2023 | 11 | 19 | 19 | 52.0985
2023 | 11 | 19 | 20 | 49.9053
2023 | 11 | 19 | 21 | 47.1802
2023 | 11 | 19 | 22 | 44.6809
2023 | 11 | 19 | 23 | 41.6449
2023 | 11 | 20 | 0 | 37.7155
2023 | 11 | 20 | 1 | 36.0714
2023 | 11 | 20 | 2 | 34.8849
2023 | 11 | 20 | 3 | 34.5148
2023 | 11 | 20 | 4 | 34.7196
2023 | 11 | 20 | 5 | 35.5538
2023 | 11 | 20 | 6 | 37.9312
2023 | 11 | 20 | 7 | 43.248
2023 | 11 | 20 | 8 | 50.8976
2023 | 11 | 20 | 9 | 50.6878
2023 | 11 | 20 | 10 | 46.6114
2023 | 11 | 20 | 11 | 44.3953
2023 | 11 | 20 | 12 | 43.6552
2023 | 11 | 20 | 13 | 42.9762
2023 | 11 | 20 | 14 | 43.1866
2023 | 11 | 20 | 15 | 44.6247
2023 | 11 | 20 | 16 | 50.1844
2023 | 11 | 20 | 17 | 58.9869
2023 | 11 | 20 | 18 | 66.2178
2023 | 11 | 20 | 19 | 62.6676
2023 | 11 | 20 | 20 | 60.574
2023 | 11 | 20 | 21 | 57.8842
2023 | 11 | 20 | 22 | 55.0152
2023 | 11 | 20 | 23 | 51.5728
2023 | 11 | 21 | 0 | 44.9651
2023 | 11 | 21 | 1 | 43.5858
2023 | 11 | 21 | 2 | 42.1778
2023 | 11 | 21 | 3 | 41.7722
2023 | 11 | 21 | 4 | 41.9502
2023 | 11 | 21 | 5 | 42.715
2023 | 11 | 21 | 6 | 44.863
2023 | 11 | 21 | 7 | 49.9615
2023 | 11 | 21 | 8 | 56.0423
2023 | 11 | 21 | 9 | 54.2649
2023 | 11 | 21 | 10 | 49.4478
2023 | 11 | 21 | 11 | 46.3745
2023 | 11 | 21 | 12 | 46.5173
2023 | 11 | 21 | 13 | 45.7817
2023 | 11 | 21 | 14 | 45.4721
2023 | 11 | 21 | 15 | 47.351
2023 | 11 | 21 | 16 | 53.0457
2023 | 11 | 21 | 17 | 61.2026
2023 | 11 | 21 | 18 | 65.083
2023 | 11 | 21 | 19 | 62.1673
2023 | 11 | 21 | 20 | 60.5474
2023 | 11 | 21 | 21 | 57.9769
2023 | 11 | 21 | 22 | 55.1274
2023 | 11 | 21 | 23 | 51.3617
2023 | 11 | 22 | 0 | 48.832
2023 | 11 | 22 | 1 | 46.3919
2023 | 11 | 22 | 2 | 45.1609
2023 | 11 | 22 | 3 | 44.8156
2023 | 11 | 22 | 4 | 45.0321
2023 | 11 | 22 | 5 | 45.7398
2023 | 11 | 22 | 6 | 47.9029
2023 | 11 | 22 | 7 | 52.5501
2023 | 11 | 22 | 8 | 58.2415
2023 | 11 | 22 | 9 | 56.002
2023 | 11 | 22 | 10 | 50.8903
2023 | 11 | 22 | 11 | 47.4142
2023 | 11 | 22 | 12 | 46.0639
2023 | 11 | 22 | 13 | 45.6879
2023 | 11 | 22 | 14 | 45.1932
2023 | 11 | 22 | 15 | 45.8293
2023 | 11 | 22 | 16 | 49.7272
2023 | 11 | 22 | 17 | 57.9321
2023 | 11 | 22 | 18 | 65.3161
2023 | 11 | 22 | 19 | 63.6027
2023 | 11 | 22 | 20 | 62.5664
2023 | 11 | 22 | 21 | 60.3714
2023 | 11 | 22 | 22 | 57.3933
2023 | 11 | 22 | 23 | 53.4923
2023 | 11 | 23 | 0 | 49.8213
2023 | 11 | 23 | 1 | 50.2619
2023 | 11 | 23 | 2 | 49.0662
2023 | 11 | 23 | 3 | 48.7663
2023 | 11 | 23 | 4 | 49.0324
2023 | 11 | 23 | 5 | 49.804
2023 | 11 | 23 | 6 | 51.414
2023 | 11 | 23 | 7 | 56.1116
2023 | 11 | 23 | 8 | 61.723
2023 | 11 | 23 | 9 | 60.1049
2023 | 11 | 23 | 10 | 55.5118
2023 | 11 | 23 | 11 | 51.7901
2023 | 11 | 23 | 12 | 49.7454
2023 | 11 | 23 | 13 | 48.9732
2023 | 11 | 23 | 14 | 49.0092
2023 | 11 | 23 | 15 | 50.2295
2023 | 11 | 23 | 16 | 54.3136
2023 | 11 | 23 | 17 | 62.3887
2023 | 11 | 23 | 18 | 67.6452
2023 | 11 | 23 | 19 | 66.4166
2023 | 11 | 23 | 20 | 65.6382
2023 | 11 | 23 | 21 | 63.6888
2023 | 11 | 23 | 22 | 60.9595
2023 | 11 | 23 | 23 | 56.9712
2023 | 11 | 24 | 0 | 53.4142
2023 | 11 | 24 | 1 | 52.1477
2023 | 11 | 24 | 2 | 50.8868
2023 | 11 | 24 | 3 | 50.462
2023 | 11 | 24 | 4 | 50.6241
2023 | 11 | 24 | 5 | 51.2009
2023 | 11 | 24 | 6 | 52.7695
2023 | 11 | 24 | 7 | 57.4844
2023 | 11 | 24 | 8 | 62.8809
2023 | 11 | 24 | 9 | 60.6226
2023 | 11 | 24 | 10 | 54.9101
2023 | 11 | 24 | 11 | 51.4325
2023 | 11 | 24 | 12 | 52.455
2023 | 11 | 24 | 13 | 51.1303
2023 | 11 | 24 | 14 | 50.6364
2023 | 11 | 24 | 15 | 51.4462
2023 | 11 | 24 | 16 | 56.3622
2023 | 11 | 24 | 17 | 64.1747
2023 | 11 | 24 | 18 | 67.9946
2023 | 11 | 24 | 19 | 65.0861
2023 | 11 | 24 | 20 | 63.5685
2023 | 11 | 24 | 21 | 61.3848
2023 | 11 | 24 | 22 | 58.7603
2023 | 11 | 24 | 23 | 54.8107
2023 | 11 | 25 | 0 | 52.3491
2023 | 11 | 25 | 1 | 48.6387
2023 | 11 | 25 | 2 | 47.1813
2023 | 11 | 25 | 3 | 46.4034
2023 | 11 | 25 | 4 | 46.1866
2023 | 11 | 25 | 5 | 46.2683
2023 | 11 | 25 | 6 | 47.5564
2023 | 11 | 25 | 7 | 50.407
2023 | 11 | 25 | 8 | 56.2563
2023 | 11 | 25 | 9 | 58.4258
2023 | 11 | 25 | 10 | 56.3742
2023 | 11 | 25 | 11 | 53.6201
2023 | 11 | 25 | 12 | 49.3575
2023 | 11 | 25 | 13 | 47.5866
2023 | 11 | 25 | 14 | 46.4816
2023 | 11 | 25 | 15 | 47.5571
2023 | 11 | 25 | 16 | 52.5967
2023 | 11 | 25 | 17 | 59.8788
2023 | 11 | 25 | 18 | 67.571
2023 | 11 | 25 | 19 | 64.3833
2023 | 11 | 25 | 20 | 61.3
2023 | 11 | 25 | 21 | 58.543
2023 | 11 | 25 | 22 | 56.0216
2023 | 11 | 25 | 23 | 52.9739
2023 | 11 | 26 | 0 | 49.4604
2023 | 11 | 26 | 1 | 49.395
2023 | 11 | 26 | 2 | 48.2331
2023 | 11 | 26 | 3 | 47.7107
2023 | 11 | 26 | 4 | 47.7958
2023 | 11 | 26 | 5 | 48.0095
2023 | 11 | 26 | 6 | 49.3324
2023 | 11 | 26 | 7 | 51.3632
2023 | 11 | 26 | 8 | 55.5275
2023 | 11 | 26 | 9 | 55.6626
2023 | 11 | 26 | 10 | 53.5581
2023 | 11 | 26 | 11 | 50.9955
2023 | 11 | 26 | 12 | 49.0944
2023 | 11 | 26 | 13 | 47.6427
2023 | 11 | 26 | 14 | 47.0602
2023 | 11 | 26 | 15 | 48.38
2023 | 11 | 26 | 16 | 53.3649
2023 | 11 | 26 | 17 | 61.2541
2023 | 11 | 26 | 18 | 70.6932
2023 | 11 | 26 | 19 | 68.7189
2023 | 11 | 26 | 20 | 66.4253
2023 | 11 | 26 | 21 | 63.8674
2023 | 11 | 26 | 22 | 60.9353
2023 | 11 | 26 | 23 | 57.5727
2023 | 11 | 27 | 0 | 53.9099
2023 | 11 | 27 | 1 | 52.4301
2023 | 11 | 27 | 2 | 51.592
2023 | 11 | 27 | 3 | 51.4462
2023 | 11 | 27 | 4 | 51.8273
2023 | 11 | 27 | 5 | 52.4976
2023 | 11 | 27 | 6 | 53.799
2023 | 11 | 27 | 7 | 58.4575
2023 | 11 | 27 | 8 | 64.4177
2023 | 11 | 27 | 9 | 63.0843
2023 | 11 | 27 | 10 | 59.0525
2023 | 11 | 27 | 11 | 56.2578
2023 | 11 | 27 | 12 | 54.4282
2023 | 11 | 27 | 13 | 52.5203
2023 | 11 | 27 | 14 | 51.9629
2023 | 11 | 27 | 15 | 53.113
2023 | 11 | 27 | 16 | 57.2276
2023 | 11 | 27 | 17 | 64.3581
2023 | 11 | 27 | 18 | 70.4061
2023 | 11 | 27 | 19 | 69.2062
2023 | 11 | 27 | 20 | 68.4694
2023 | 11 | 27 | 21 | 66.2662
2023 | 11 | 27 | 22 | 63.3475
2023 | 11 | 27 | 23 | 59.4226
2023 | 11 | 28 | 0 | 55.5323
2023 | 11 | 28 | 1 | 53.2901
2023 | 11 | 28 | 2 | 51.9681
2023 | 11 | 28 | 3 | 51.528
2023 | 11 | 28 | 4 | 51.5806
2023 | 11 | 28 | 5 | 51.9717
2023 | 11 | 28 | 6 | 53.4312
2023 | 11 | 28 | 7 | 58.2686
2023 | 11 | 28 | 8 | 64.7811
2023 | 11 | 28 | 9 | 64.3993
2023 | 11 | 28 | 10 | 59.7491
2023 | 11 | 28 | 11 | 56.2434
2023 | 11 | 28 | 12 | 54.1492
2023 | 11 | 28 | 13 | 52.4818
2023 | 11 | 28 | 14 | 52.0492
2023 | 11 | 28 | 15 | 53.4069
2023 | 11 | 28 | 16 | 57.883
2023 | 11 | 28 | 17 | 64.885
2023 | 11 | 28 | 18 | 68.0481
2023 | 11 | 28 | 19 | 65.8357
2023 | 11 | 28 | 20 | 64.7913
2023 | 11 | 28 | 21 | 62.5355
2023 | 11 | 28 | 22 | 59.5652
2023 | 11 | 28 | 23 | 55.5744
2023 | 11 | 29 | 0 | 52.9473
2023 | 11 | 29 | 1 | 49.8412
2023 | 11 | 29 | 2 | 48.3032
2023 | 11 | 29 | 3 | 47.6444
2023 | 11 | 29 | 4 | 47.5255
2023 | 11 | 29 | 5 | 47.8136
2023 | 11 | 29 | 6 | 49.5976
2023 | 11 | 29 | 7 | 54.1208
2023 | 11 | 29 | 8 | 60.6641
2023 | 11 | 29 | 9 | 60.7798
2023 | 11 | 29 | 10 | 56.4967
2023 | 11 | 29 | 11 | 53.763
2023 | 11 | 29 | 12 | 52.9961
2023 | 11 | 29 | 13 | 51.3962
2023 | 11 | 29 | 14 | 50.9982
2023 | 11 | 29 | 15 | 51.4991
2023 | 11 | 29 | 16 | 55.7765
2023 | 11 | 29 | 17 | 63.2701
2023 | 11 | 29 | 18 | 67.7209
2023 | 11 | 29 | 19 | 64.5158
2023 | 11 | 29 | 20 | 63.1791
2023 | 11 | 29 | 21 | 60.9306
2023 | 11 | 29 | 22 | 57.9157
2023 | 11 | 29 | 23 | 54.0374
2023 | 11 | 30 | 0 | 50.0231
2023 | 11 | 30 | 1 | 46.9681
2023 | 11 | 30 | 2 | 45.3728
2023 | 11 | 30 | 3 | 44.75
2023 | 11 | 30 | 4 | 44.6968
2023 | 11 | 30 | 5 | 45.1868
2023 | 11 | 30 | 6 | 47.0656
2023 | 11 | 30 | 7 | 51.7251
2023 | 11 | 30 | 8 | 58.3071
2023 | 11 | 30 | 9 | 58.8793
2023 | 11 | 30 | 10 | 54.8769
2023 | 11 | 30 | 11 | 52.067
2023 | 11 | 30 | 12 | 50.444
2023 | 11 | 30 | 13 | 48.5379
2023 | 11 | 30 | 14 | 48.4
2023 | 11 | 30 | 15 | 49.4192
2023 | 11 | 30 | 16 | 54.1323
2023 | 11 | 30 | 17 | 61.8442
2023 | 11 | 30 | 18 | 66.5856
2023 | 11 | 30 | 19 | 63.8463
2023 | 11 | 30 | 20 | 62.6774
2023 | 11 | 30 | 21 | 60.6748
2023 | 11 | 30 | 22 | 57.9615
2023 | 11 | 30 | 23 | 54.0948
2023 | 12 | 1 | 0 | 50.6347
2023 | 12 | 1 | 1 | 46.1714
2023 | 12 | 1 | 2 | 44.4962
2023 | 12 | 1 | 3 | 43.8014
2023 | 12 | 1 | 4 | 43.7499
2023 | 12 | 1 | 5 | 44.5053
2023 | 12 | 1 | 6 | 46.452
2023 | 12 | 1 | 7 | 51.354
2023 | 12 | 1 | 8 | 58.3687
2023 | 12 | 1 | 9 | 59.2506
2023 | 12 | 1 | 10 | 55.5987
2023 | 12 | 1 | 11 | 52.0955
2023 | 12 | 1 | 12 | 51.598
2023 | 12 | 1 | 13 | 51.4816
2023 | 12 | 1 | 14 | 51.5038
2023 | 12 | 1 | 15 | 51.6609
2023 | 12 | 1 | 16 | 55.8495
2023 | 12 | 1 | 17 | 62.0913
2023 | 12 | 1 | 18 | 64.5066
2023 | 12 | 1 | 19 | 61.8992
2023 | 12 | 1 | 20 | 60.6205
2023 | 12 | 1 | 21 | 58.6363
2023 | 12 | 1 | 22 | 56.2806
2023 | 12 | 1 | 23 | 52.549
2023 | 12 | 2 | 0 | 49.0097
2023 | 12 | 2 | 1 | 44.5995
2023 | 12 | 2 | 2 | 42.9726
2023 | 12 | 2 | 3 | 42.1433
2023 | 12 | 2 | 4 | 41.9025
2023 | 12 | 2 | 5 | 42.1039
2023 | 12 | 2 | 6 | 42.606
2023 | 12 | 2 | 7 | 45.5961
2023 | 12 | 2 | 8 | 52.5084
2023 | 12 | 2 | 9 | 55.2122
2023 | 12 | 2 | 10 | 53.558
2023 | 12 | 2 | 11 | 50.4913
2023 | 12 | 2 | 12 | 48.8425
2023 | 12 | 2 | 13 | 48.4432
2023 | 12 | 2 | 14 | 48.5134
2023 | 12 | 2 | 15 | 49.2464
2023 | 12 | 2 | 16 | 53.7551
2023 | 12 | 2 | 17 | 60.7303
2023 | 12 | 2 | 18 | 62.8698
2023 | 12 | 2 | 19 | 59.464
2023 | 12 | 2 | 20 | 56.6586
2023 | 12 | 2 | 21 | 54.0008
2023 | 12 | 2 | 22 | 51.6261
2023 | 12 | 2 | 23 | 48.5906
2023 | 12 | 3 | 0 | 47.0336
2023 | 12 | 3 | 1 | 42.672
2023 | 12 | 3 | 2 | 41.025
2023 | 12 | 3 | 3 | 40.2177
2023 | 12 | 3 | 4 | 39.9663
2023 | 12 | 3 | 5 | 40.0023
2023 | 12 | 3 | 6 | 40.7683
2023 | 12 | 3 | 7 | 42.8807
2023 | 12 | 3 | 8 | 49.3561
2023 | 12 | 3 | 9 | 51.9009
2023 | 12 | 3 | 10 | 50.571
2023 | 12 | 3 | 11 | 47.7575
2023 | 12 | 3 | 12 | 47.5204
2023 | 12 | 3 | 13 | 47.7287
2023 | 12 | 3 | 14 | 48.1886
2023 | 12 | 3 | 15 | 49.0994
2023 | 12 | 3 | 16 | 53.9589
2023 | 12 | 3 | 17 | 61.3122
2023 | 12 | 3 | 18 | 62.8209
2023 | 12 | 3 | 19 | 59.6224
2023 | 12 | 3 | 20 | 57.3143
2023 | 12 | 3 | 21 | 54.6544
2023 | 12 | 3 | 22 | 51.806
2023 | 12 | 3 | 23 | 48.5133
2023 | 12 | 4 | 0 | 44.9112
2023 | 12 | 4 | 1 | 43.0956
2023 | 12 | 4 | 2 | 41.8867
2023 | 12 | 4 | 3 | 41.531
2023 | 12 | 4 | 4 | 41.7076
2023 | 12 | 4 | 5 | 42.6286
2023 | 12 | 4 | 6 | 44.5856
2023 | 12 | 4 | 7 | 49.3146
2023 | 12 | 4 | 8 | 56.0938
2023 | 12 | 4 | 9 | 56.3757
2023 | 12 | 4 | 10 | 53.5981
2023 | 12 | 4 | 11 | 51.0432
2023 | 12 | 4 | 12 | 48.975
2023 | 12 | 4 | 13 | 49.2515
2023 | 12 | 4 | 14 | 49.5775
2023 | 12 | 4 | 15 | 50.0321
2023 | 12 | 4 | 16 | 52.6454
2023 | 12 | 4 | 17 | 58.9654
2023 | 12 | 4 | 18 | 61.2219
2023 | 12 | 4 | 19 | 60.6684
2023 | 12 | 4 | 20 | 60.1228
2023 | 12 | 4 | 21 | 58.1058
2023 | 12 | 4 | 22 | 55.2829
2023 | 12 | 4 | 23 | 51.4303
2023 | 12 | 5 | 0 | 48.9232
2023 | 12 | 5 | 1 | 46.4942
2023 | 12 | 5 | 2 | 45.0552
2023 | 12 | 5 | 3 | 44.6293
2023 | 12 | 5 | 4 | 44.713
2023 | 12 | 5 | 5 | 45.4847
2023 | 12 | 5 | 6 | 47.2035
2023 | 12 | 5 | 7 | 51.8371
2023 | 12 | 5 | 8 | 57.524
2023 | 12 | 5 | 9 | 56.9041
2023 | 12 | 5 | 10 | 53.318
2023 | 12 | 5 | 11 | 50.3651
2023 | 12 | 5 | 12 | 51.6319
2023 | 12 | 5 | 13 | 51.381
2023 | 12 | 5 | 14 | 51.7969
2023 | 12 | 5 | 15 | 52.8104
2023 | 12 | 5 | 16 | 56.6986
2023 | 12 | 5 | 17 | 62.7021
2023 | 12 | 5 | 18 | 68.2588
2023 | 12 | 5 | 19 | 65.0585
2023 | 12 | 5 | 20 | 63.6522
2023 | 12 | 5 | 21 | 61.3012
2023 | 12 | 5 | 22 | 58.5114
2023 | 12 | 5 | 23 | 54.7273
2023 | 12 | 6 | 0 | 49.1779
2023 | 12 | 6 | 1 | 46.2209
2023 | 12 | 6 | 2 | 44.6108
2023 | 12 | 6 | 3 | 43.9865
2023 | 12 | 6 | 4 | 43.9296
2023 | 12 | 6 | 5 | 44.5918
2023 | 12 | 6 | 6 | 46.4569
2023 | 12 | 6 | 7 | 51.028
2023 | 12 | 6 | 8 | 57.7413
2023 | 12 | 6 | 9 | 58.4623
2023 | 12 | 6 | 10 | 55.3994
2023 | 12 | 6 | 11 | 52.2288
2023 | 12 | 6 | 12 | 51.33
2023 | 12 | 6 | 13 | 51.5061
2023 | 12 | 6 | 14 | 51.9547
2023 | 12 | 6 | 15 | 52.0998
2023 | 12 | 6 | 16 | 55.049
2023 | 12 | 6 | 17 | 61.6856
2023 | 12 | 6 | 18 | 65.6716
2023 | 12 | 6 | 19 | 62.7374
2023 | 12 | 6 | 20 | 61.4957
2023 | 12 | 6 | 21 | 59.2682
2023 | 12 | 6 | 22 | 56.3242
2023 | 12 | 6 | 23 | 52.4222
2023 | 12 | 7 | 0 | 48.7682
2023 | 12 | 7 | 1 | 46.6298
2023 | 12 | 7 | 2 | 45.0838
2023 | 12 | 7 | 3 | 44.5896
2023 | 12 | 7 | 4 | 44.6807
2023 | 12 | 7 | 5 | 45.5734
2023 | 12 | 7 | 6 | 47.2835
2023 | 12 | 7 | 7 | 51.9971
2023 | 12 | 7 | 8 | 58.7882
2023 | 12 | 7 | 9 | 59.8406
2023 | 12 | 7 | 10 | 56.7821
2023 | 12 | 7 | 11 | 53.0687
2023 | 12 | 7 | 12 | 51.7732
2023 | 12 | 7 | 13 | 51.6837
2023 | 12 | 7 | 14 | 52.527
2023 | 12 | 7 | 15 | 53.3953
2023 | 12 | 7 | 16 | 56.9388
2023 | 12 | 7 | 17 | 63.8952
2023 | 12 | 7 | 18 | 68.2297
2023 | 12 | 7 | 19 | 65.405
2023 | 12 | 7 | 20 | 64.2149
2023 | 12 | 7 | 21 | 62.1739
2023 | 12 | 7 | 22 | 59.4172
2023 | 12 | 7 | 23 | 55.4416
2023 | 12 | 8 | 0 | 52.0681
2023 | 12 | 8 | 1 | 47.6997
2023 | 12 | 8 | 2 | 45.9712
2023 | 12 | 8 | 3 | 45.1982
2023 | 12 | 8 | 4 | 45.0264
2023 | 12 | 8 | 5 | 45.5737
2023 | 12 | 8 | 6 | 47.3086
2023 | 12 | 8 | 7 | 51.9509
2023 | 12 | 8 | 8 | 58.4326
2023 | 12 | 8 | 9 | 59.1703
2023 | 12 | 8 | 10 | 55.8216
2023 | 12 | 8 | 11 | 52.7071
2023 | 12 | 8 | 12 | 51.3706
2023 | 12 | 8 | 13 | 51.1459
2023 | 12 | 8 | 14 | 50.6137
2023 | 12 | 8 | 15 | 50.5397
2023 | 12 | 8 | 16 | 53.9764
2023 | 12 | 8 | 17 | 60.0572
2023 | 12 | 8 | 18 | 64.0699
2023 | 12 | 8 | 19 | 61.2717
2023 | 12 | 8 | 20 | 59.9544
2023 | 12 | 8 | 21 | 57.9275
2023 | 12 | 8 | 22 | 55.5759
2023 | 12 | 8 | 23 | 51.7479
2023 | 12 | 9 | 0 | 48.0558
2023 | 12 | 9 | 1 | 44.5504
2023 | 12 | 9 | 2 | 42.9933
2023 | 12 | 9 | 3 | 42.2062
2023 | 12 | 9 | 4 | 42.037
2023 | 12 | 9 | 5 | 42.2716
2023 | 12 | 9 | 6 | 43.062
2023 | 12 | 9 | 7 | 46.0834
2023 | 12 | 9 | 8 | 53.0689
2023 | 12 | 9 | 9 | 56.3406
2023 | 12 | 9 | 10 | 54.7466
2023 | 12 | 9 | 11 | 51.9289
2023 | 12 | 9 | 12 | 48.9324
2023 | 12 | 9 | 13 | 48.0106
2023 | 12 | 9 | 14 | 47.4592
2023 | 12 | 9 | 15 | 48.397
2023 | 12 | 9 | 16 | 53.2182
2023 | 12 | 9 | 17 | 60.7174
2023 | 12 | 9 | 18 | 66.9603
2023 | 12 | 9 | 19 | 63.3358
2023 | 12 | 9 | 20 | 60.4595
2023 | 12 | 9 | 21 | 57.9321
2023 | 12 | 9 | 22 | 55.7225
2023 | 12 | 9 | 23 | 52.7101
2023 | 12 | 10 | 0 | 48.7904
2023 | 12 | 10 | 1 | 49.0245
2023 | 12 | 10 | 2 | 47.7594
2023 | 12 | 10 | 3 | 47.2883
2023 | 12 | 10 | 4 | 47.3427
2023 | 12 | 10 | 5 | 47.6336
2023 | 12 | 10 | 6 | 47.8616
2023 | 12 | 10 | 7 | 49.751
2023 | 12 | 10 | 8 | 53.9723
2023 | 12 | 10 | 9 | 53.9925
2023 | 12 | 10 | 10 | 52.6047
2023 | 12 | 10 | 11 | 49.8435
2023 | 12 | 10 | 12 | 51.6234
2023 | 12 | 10 | 13 | 51.1375
2023 | 12 | 10 | 14 | 51.2762
2023 | 12 | 10 | 15 | 52.4271
2023 | 12 | 10 | 16 | 57.0419
2023 | 12 | 10 | 17 | 64.3917
2023 | 12 | 10 | 18 | 68.4571
2023 | 12 | 10 | 19 | 66.1485
2023 | 12 | 10 | 20 | 64.0505
2023 | 12 | 10 | 21 | 61.5448
2023 | 12 | 10 | 22 | 58.6063
2023 | 12 | 10 | 23 | 55.1232
2023 | 12 | 11 | 0 | 53.2794
2023 | 12 | 11 | 1 | 49.1489
2023 | 12 | 11 | 2 | 47.9461
2023 | 12 | 11 | 3 | 47.5578
2023 | 12 | 11 | 4 | 47.6942
2023 | 12 | 11 | 5 | 48.4086
2023 | 12 | 11 | 6 | 50.3197
2023 | 12 | 11 | 7 | 54.9785
2023 | 12 | 11 | 8 | 61.8716
2023 | 12 | 11 | 9 | 62.7077
2023 | 12 | 11 | 10 | 60.326
2023 | 12 | 11 | 11 | 57.3655
2023 | 12 | 11 | 12 | 55.8525
2023 | 12 | 11 | 13 | 55.5185
2023 | 12 | 11 | 14 | 55.6204
2023 | 12 | 11 | 15 | 56.4937
2023 | 12 | 11 | 16 | 59.5931
2023 | 12 | 11 | 17 | 66.3206
2023 | 12 | 11 | 18 | 71.1385
2023 | 12 | 11 | 19 | 67.8953
2023 | 12 | 11 | 20 | 66.3982
2023 | 12 | 11 | 21 | 63.8579
2023 | 12 | 11 | 22 | 60.7972
2023 | 12 | 11 | 23 | 56.7805
2023 | 12 | 12 | 0 | 52.9209
2023 | 12 | 12 | 1 | 53.0472
2023 | 12 | 12 | 2 | 51.7725
2023 | 12 | 12 | 3 | 51.5793
2023 | 12 | 12 | 4 | 51.9145
2023 | 12 | 12 | 5 | 52.8089
2023 | 12 | 12 | 6 | 55.32
2023 | 12 | 12 | 7 | 60.2964
2023 | 12 | 12 | 8 | 67.0278
2023 | 12 | 12 | 9 | 66.872
2023 | 12 | 12 | 10 | 62.7231
2023 | 12 | 12 | 11 | 57.8767
2023 | 12 | 12 | 12 | 56.4937
2023 | 12 | 12 | 13 | 55.9902
2023 | 12 | 12 | 14 | 56.4938
2023 | 12 | 12 | 15 | 58.1039
2023 | 12 | 12 | 16 | 62.1355
2023 | 12 | 12 | 17 | 68.7385
2023 | 12 | 12 | 18 | 73.1246
2023 | 12 | 12 | 19 | 71.7024
2023 | 12 | 12 | 20 | 71.1587
2023 | 12 | 12 | 21 | 69.306
2023 | 12 | 12 | 22 | 66.4452
2023 | 12 | 12 | 23 | 62.3371
2023 | 12 | 13 | 0 | 59.0104
2023 | 12 | 13 | 1 | 55.3823
2023 | 12 | 13 | 2 | 53.9288
2023 | 12 | 13 | 3 | 53.3821
2023 | 12 | 13 | 4 | 53.3927
2023 | 12 | 13 | 5 | 53.8487
2023 | 12 | 13 | 6 | 55.8904
2023 | 12 | 13 | 7 | 60.2233
2023 | 12 | 13 | 8 | 66.3758
2023 | 12 | 13 | 9 | 67.3
2023 | 12 | 13 | 10 | 64.5455
2023 | 12 | 13 | 11 | 61.169
2023 | 12 | 13 | 12 | 60.1215
2023 | 12 | 13 | 13 | 59.2798
2023 | 12 | 13 | 14 | 59.0493
2023 | 12 | 13 | 15 | 59.1345
2023 | 12 | 13 | 16 | 61.8463
2023 | 12 | 13 | 17 | 67.8872
2023 | 12 | 13 | 18 | 72.8347
2023 | 12 | 13 | 19 | 69.7688
2023 | 12 | 13 | 20 | 68.7209
2023 | 12 | 13 | 21 | 66.4682
2023 | 12 | 13 | 22 | 63.4059
2023 | 12 | 13 | 23 | 59.2612
2023 | 12 | 14 | 0 | 55.4128
2023 | 12 | 14 | 1 | 51.3059
2023 | 12 | 14 | 2 | 49.5905
2023 | 12 | 14 | 3 | 48.8367
2023 | 12 | 14 | 4 | 48.5637
2023 | 12 | 14 | 5 | 48.9522
2023 | 12 | 14 | 6 | 50.9387
2023 | 12 | 14 | 7 | 55.1291
2023 | 12 | 14 | 8 | 61.0706
2023 | 12 | 14 | 9 | 62.1591
2023 | 12 | 14 | 10 | 59.5175
2023 | 12 | 14 | 11 | 56.7045
2023 | 12 | 14 | 12 | 55.1114
2023 | 12 | 14 | 13 | 54.9905
2023 | 12 | 14 | 14 | 55.4157
2023 | 12 | 14 | 15 | 55.4058
2023 | 12 | 14 | 16 | 57.3088
2023 | 12 | 14 | 17 | 63.4492
2023 | 12 | 14 | 18 | 65.9483
2023 | 12 | 14 | 19 | 63.0541
2023 | 12 | 14 | 20 | 61.9131
2023 | 12 | 14 | 21 | 59.8593
2023 | 12 | 14 | 22 | 56.9419
2023 | 12 | 14 | 23 | 52.7659
2023 | 12 | 15 | 0 | 50.5955
2023 | 12 | 15 | 1 | 48.6602
2023 | 12 | 15 | 2 | 47.1217
2023 | 12 | 15 | 3 | 46.6658
2023 | 12 | 15 | 4 | 46.7913
2023 | 12 | 15 | 5 | 47.5499
2023 | 12 | 15 | 6 | 49.7346
2023 | 12 | 15 | 7 | 54.7068
2023 | 12 | 15 | 8 | 62.1141
2023 | 12 | 15 | 9 | 63.9212
2023 | 12 | 15 | 10 | 60.0139
2023 | 12 | 15 | 11 | 55.934
2023 | 12 | 15 | 12 | 52.4005
2023 | 12 | 15 | 13 | 51.7446
2023 | 12 | 15 | 14 | 51.3909
2023 | 12 | 15 | 15 | 51.4782
2023 | 12 | 15 | 16 | 54.9264
2023 | 12 | 15 | 17 | 61.3034
2023 | 12 | 15 | 18 | 67.1812
2023 | 12 | 15 | 19 | 66.5453
2023 | 12 | 15 | 20 | 66.2575
2023 | 12 | 15 | 21 | 64.9833
2023 | 12 | 15 | 22 | 62.7359
2023 | 12 | 15 | 23 | 58.8065
2023 | 12 | 16 | 0 | 54.6369
2023 | 12 | 16 | 1 | 51.4915
2023 | 12 | 16 | 2 | 50.0904
2023 | 12 | 16 | 3 | 49.4829
2023 | 12 | 16 | 4 | 49.301
2023 | 12 | 16 | 5 | 49.451
2023 | 12 | 16 | 6 | 49.4249
2023 | 12 | 16 | 7 | 52.068
2023 | 12 | 16 | 8 | 57.2744
2023 | 12 | 16 | 9 | 59.719
2023 | 12 | 16 | 10 | 59.2755
2023 | 12 | 16 | 11 | 56.15
2023 | 12 | 16 | 12 | 55.5174
2023 | 12 | 16 | 13 | 54.9003
2023 | 12 | 16 | 14 | 54.6914
2023 | 12 | 16 | 15 | 55.2993
2023 | 12 | 16 | 16 | 58.4887
2023 | 12 | 16 | 17 | 64.2455
2023 | 12 | 16 | 18 | 68.6838
2023 | 12 | 16 | 19 | 65.3626
2023 | 12 | 16 | 20 | 62.3839
2023 | 12 | 16 | 21 | 59.6152
2023 | 12 | 16 | 22 | 56.8856
2023 | 12 | 16 | 23 | 53.5413
2023 | 12 | 17 | 0 | 51.5515
2023 | 12 | 17 | 1 | 47.8657
2023 | 12 | 17 | 2 | 46.3446
2023 | 12 | 17 | 3 | 45.6629
2023 | 12 | 17 | 4 | 45.4702
2023 | 12 | 17 | 5 | 45.5726
2023 | 12 | 17 | 6 | 46.0815
2023 | 12 | 17 | 7 | 48.1183
2023 | 12 | 17 | 8 | 54.2491
2023 | 12 | 17 | 9 | 57.8089
2023 | 12 | 17 | 10 | 57.0176
2023 | 12 | 17 | 11 | 54.5079
2023 | 12 | 17 | 12 | 52.5029
2023 | 12 | 17 | 13 | 51.3201
2023 | 12 | 17 | 14 | 51.1783
2023 | 12 | 17 | 15 | 52.4574
2023 | 12 | 17 | 16 | 57.7091
2023 | 12 | 17 | 17 | 65.7333
2023 | 12 | 17 | 18 | 68.1145
2023 | 12 | 17 | 19 | 65.7565
2023 | 12 | 17 | 20 | 63.6283
2023 | 12 | 17 | 21 | 61.2284
2023 | 12 | 17 | 22 | 58.3605
2023 | 12 | 17 | 23 | 54.8763
2023 | 12 | 18 | 0 | 50.7624
2023 | 12 | 18 | 1 | 49.6234
2023 | 12 | 18 | 2 | 48.5018
2023 | 12 | 18 | 3 | 48.215
2023 | 12 | 18 | 4 | 48.3875
2023 | 12 | 18 | 5 | 49.0455
2023 | 12 | 18 | 6 | 50.5969
2023 | 12 | 18 | 7 | 55.097
2023 | 12 | 18 | 8 | 61.3481
2023 | 12 | 18 | 9 | 61.7853
2023 | 12 | 18 | 10 | 59.1382
2023 | 12 | 18 | 11 | 56.778
2023 | 12 | 18 | 12 | 55.839
2023 | 12 | 18 | 13 | 55.2333
2023 | 12 | 18 | 14 | 54.8862
2023 | 12 | 18 | 15 | 55.4469
2023 | 12 | 18 | 16 | 58.1838
2023 | 12 | 18 | 17 | 64.7309
2023 | 12 | 18 | 18 | 71.2901
2023 | 12 | 18 | 19 | 68.1304
2023 | 12 | 18 | 20 | 66.748
2023 | 12 | 18 | 21 | 64.3488
2023 | 12 | 18 | 22 | 61.2584
2023 | 12 | 18 | 23 | 57.1937
2023 | 12 | 19 | 0 | 53.5919
2023 | 12 | 19 | 1 | 49.8186
2023 | 12 | 19 | 2 | 48.1179
2023 | 12 | 19 | 3 | 47.4327
2023 | 12 | 19 | 4 | 47.1851
2023 | 12 | 19 | 5 | 47.4822
2023 | 12 | 19 | 6 | 49.3677
2023 | 12 | 19 | 7 | 53.8491
2023 | 12 | 19 | 8 | 59.8593
2023 | 12 | 19 | 9 | 60.6823
2023 | 12 | 19 | 10 | 57.8868
2023 | 12 | 19 | 11 | 55.4409
2023 | 12 | 19 | 12 | 55.1049
2023 | 12 | 19 | 13 | 54.4463
2023 | 12 | 19 | 14 | 54.148
2023 | 12 | 19 | 15 | 54.7035
2023 | 12 | 19 | 16 | 57.8618
2023 | 12 | 19 | 17 | 63.8172
2023 | 12 | 19 | 18 | 66.9057
2023 | 12 | 19 | 19 | 63.6341
2023 | 12 | 19 | 20 | 62.2866
2023 | 12 | 19 | 21 | 59.9822
2023 | 12 | 19 | 22 | 57.0802
2023 | 12 | 19 | 23 | 53.0934
2023 | 12 | 20 | 0 | 49.7188
2023 | 12 | 20 | 1 | 46.377
2023 | 12 | 20 | 2 | 44.7014
2023 | 12 | 20 | 3 | 44.0877
2023 | 12 | 20 | 4 | 43.9552
2023 | 12 | 20 | 5 | 44.4264
2023 | 12 | 20 | 6 | 46.1646
2023 | 12 | 20 | 7 | 50.7643
2023 | 12 | 20 | 8 | 57.7839
2023 | 12 | 20 | 9 | 59.478
2023 | 12 | 20 | 10 | 56.606
2023 | 12 | 20 | 11 | 53.777
2023 | 12 | 20 | 12 | 53.8603
2023 | 12 | 20 | 13 | 53.6598
2023 | 12 | 20 | 14 | 53.6431
2023 | 12 | 20 | 15 | 54.0096
2023 | 12 | 20 | 16 | 57.7063
2023 | 12 | 20 | 17 | 65.1886
2023 | 12 | 20 | 18 | 68.9845
2023 | 12 | 20 | 19 | 65.8131
2023 | 12 | 20 | 20 | 64.5407
2023 | 12 | 20 | 21 | 62.509
2023 | 12 | 20 | 22 | 59.6296
2023 | 12 | 20 | 23 | 55.7193
2023 | 12 | 21 | 0 | 49.9323
2023 | 12 | 21 | 1 | 47.7903
2023 | 12 | 21 | 2 | 46.3585
2023 | 12 | 21 | 3 | 46.0591
2023 | 12 | 21 | 4 | 46.3146
2023 | 12 | 21 | 5 | 47.1703
2023 | 12 | 21 | 6 | 49.4952
2023 | 12 | 21 | 7 | 54.3719
2023 | 12 | 21 | 8 | 61.2761
2023 | 12 | 21 | 9 | 62.752
2023 | 12 | 21 | 10 | 59.434
2023 | 12 | 21 | 11 | 55.7461
2023 | 12 | 21 | 12 | 53.2812
2023 | 12 | 21 | 13 | 52.4191
2023 | 12 | 21 | 14 | 52.629
2023 | 12 | 21 | 15 | 53.4584
2023 | 12 | 21 | 16 | 56.669
2023 | 12 | 21 | 17 | 64.0721
2023 | 12 | 21 | 18 | 71.9443
2023 | 12 | 21 | 19 | 68.9342
2023 | 12 | 21 | 20 | 67.804
2023 | 12 | 21 | 21 | 65.8384
2023 | 12 | 21 | 22 | 62.9606
2023 | 12 | 21 | 23 | 58.7562
2023 | 12 | 22 | 0 | 56.3739
2023 | 12 | 22 | 1 | 52.5084
2023 | 12 | 22 | 2 | 50.8725
2023 | 12 | 22 | 3 | 50.1823
2023 | 12 | 22 | 4 | 50.0359
2023 | 12 | 22 | 5 | 50.3662
2023 | 12 | 22 | 6 | 52.6414
2023 | 12 | 22 | 7 | 57.1363
2023 | 12 | 22 | 8 | 62.8347
2023 | 12 | 22 | 9 | 63.157
2023 | 12 | 22 | 10 | 59.9534
2023 | 12 | 22 | 11 | 56.933
2023 | 12 | 22 | 12 | 55.109
2023 | 12 | 22 | 13 | 54.6562
2023 | 12 | 22 | 14 | 53.2229
2023 | 12 | 22 | 15 | 53.1003
2023 | 12 | 22 | 16 | 55.8693
2023 | 12 | 22 | 17 | 62.5089
2023 | 12 | 22 | 18 | 70.9942
2023 | 12 | 22 | 19 | 67.5542
2023 | 12 | 22 | 20 | 66.0183
2023 | 12 | 22 | 21 | 63.8674
2023 | 12 | 22 | 22 | 61.4366
2023 | 12 | 22 | 23 | 57.4023
2023 | 12 | 23 | 0 | 51.8866
2023 | 12 | 23 | 1 | 48.6894
2023 | 12 | 23 | 2 | 47.1542
2023 | 12 | 23 | 3 | 46.4092
2023 | 12 | 23 | 4 | 46.1826
2023 | 12 | 23 | 5 | 46.3568
2023 | 12 | 23 | 6 | 47.1323
2023 | 12 | 23 | 7 | 49.9497
2023 | 12 | 23 | 8 | 56.0898
2023 | 12 | 23 | 9 | 59.5952
2023 | 12 | 23 | 10 | 58.1135
2023 | 12 | 23 | 11 | 56.0578
2023 | 12 | 23 | 12 | 52.771
2023 | 12 | 23 | 13 | 51.0587
2023 | 12 | 23 | 14 | 49.9183
2023 | 12 | 23 | 15 | 50.8662
2023 | 12 | 23 | 16 | 55.4664
2023 | 12 | 23 | 17 | 63.699
2023 | 12 | 23 | 18 | 67.6292
2023 | 12 | 23 | 19 | 65.2
2023 | 12 | 23 | 20 | 62.6088
2023 | 12 | 23 | 21 | 60.3028
2023 | 12 | 23 | 22 | 57.9592
2023 | 12 | 23 | 23 | 54.6948
2023 | 12 | 24 | 0 | 52.3153
2023 | 12 | 24 | 1 | 51.481
2023 | 12 | 24 | 2 | 50.0078
2023 | 12 | 24 | 3 | 49.4611
2023 | 12 | 24 | 4 | 49.1619
2023 | 12 | 24 | 5 | 49.3773
2023 | 12 | 24 | 6 | 49.6619
2023 | 12 | 24 | 7 | 52.0739
2023 | 12 | 24 | 8 | 58.1691
2023 | 12 | 24 | 9 | 62.3147
2023 | 12 | 24 | 10 | 62.8817
2023 | 12 | 24 | 11 | 59.6988
2023 | 12 | 24 | 12 | 60.3555
2023 | 12 | 24 | 13 | 59.2115
2023 | 12 | 24 | 14 | 61.0288
2023 | 12 | 24 | 15 | 61.9141
2023 | 12 | 24 | 16 | 65.3524
2023 | 12 | 24 | 17 | 72.105
2023 | 12 | 24 | 18 | 74.5819
2023 | 12 | 24 | 19 | 69.3213
2023 | 12 | 24 | 20 | 65.6385
2023 | 12 | 24 | 21 | 63.0069
2023 | 12 | 24 | 22 | 60.7741
2023 | 12 | 24 | 23 | 58.3752
2023 | 12 | 25 | 0 | 54.0762
2023 | 12 | 25 | 1 | 51.8964
2023 | 12 | 25 | 2 | 50.7248
2023 | 12 | 25 | 3 | 50.2
2023 | 12 | 25 | 4 | 50.476
2023 | 12 | 25 | 5 | 50.9441
2023 | 12 | 25 | 6 | 53.1409
2023 | 12 | 25 | 7 | 55.5656
2023 | 12 | 25 | 8 | 60.3191
2023 | 12 | 25 | 9 | 62.394
2023 | 12 | 25 | 10 | 61.1222
2023 | 12 | 25 | 11 | 58.428
2023 | 12 | 25 | 12 | 56.4441
2023 | 12 | 25 | 13 | 56.5042
2023 | 12 | 25 | 14 | 57.0701
2023 | 12 | 25 | 15 | 57.3743
2023 | 12 | 25 | 16 | 59.142
2023 | 12 | 25 | 17 | 64.5521
2023 | 12 | 25 | 18 | 73.2782
2023 | 12 | 25 | 19 | 68.6192
2023 | 12 | 25 | 20 | 65.928
2023 | 12 | 25 | 21 | 64.2204
2023 | 12 | 25 | 22 | 62.2804
2023 | 12 | 25 | 23 | 59.7335
2023 | 12 | 26 | 0 | 58.2316
2023 | 12 | 26 | 1 | 54.7329
2023 | 12 | 26 | 2 | 53.1599
2023 | 12 | 26 | 3 | 52.2752
2023 | 12 | 26 | 4 | 52.0323
2023 | 12 | 26 | 5 | 52.0731
2023 | 12 | 26 | 6 | 52.7778
2023 | 12 | 26 | 7 | 54.5278
2023 | 12 | 26 | 8 | 58.2952
2023 | 12 | 26 | 9 | 61.3
2023 | 12 | 26 | 10 | 61.8881
2023 | 12 | 26 | 11 | 61.9257
2023 | 12 | 26 | 12 | 63.0404
2023 | 12 | 26 | 13 | 63.0113
2023 | 12 | 26 | 14 | 61.8082
2023 | 12 | 26 | 15 | 61.1892
2023 | 12 | 26 | 16 | 63.348
2023 | 12 | 26 | 17 | 66.7608
2023 | 12 | 26 | 18 | 74.6789
2023 | 12 | 26 | 19 | 71.0621
2023 | 12 | 26 | 20 | 69.2454
2023 | 12 | 26 | 21 | 66.9399
2023 | 12 | 26 | 22 | 64.7855
2023 | 12 | 26 | 23 | 62.0332
2023 | 12 | 27 | 0 | 55.1708
2023 | 12 | 27 | 1 | 56.7931
2023 | 12 | 27 | 2 | 55.4472
2023 | 12 | 27 | 3 | 54.9772
2023 | 12 | 27 | 4 | 55.1499
2023 | 12 | 27 | 5 | 55.5454
2023 | 12 | 27 | 6 | 57.3653
2023 | 12 | 27 | 7 | 60.7699
2023 | 12 | 27 | 8 | 65.8077
2023 | 12 | 27 | 9 | 66.637
2023 | 12 | 27 | 10 | 63.5347
2023 | 12 | 27 | 11 | 60.1559
2023 | 12 | 27 | 12 | 58.6036
2023 | 12 | 27 | 13 | 57.8708
2023 | 12 | 27 | 14 | 56.4748
2023 | 12 | 27 | 15 | 58.499
2023 | 12 | 27 | 16 | 60.8103
2023 | 12 | 27 | 17 | 66.8878
2023 | 12 | 27 | 18 | 76.2252
2023 | 12 | 27 | 19 | 73.3443
2023 | 12 | 27 | 20 | 72.0233
2023 | 12 | 27 | 21 | 69.9366
2023 | 12 | 27 | 22 | 66.6998
2023 | 12 | 27 | 23 | 62.8054
2023 | 12 | 28 | 0 | 61.169
2023 | 12 | 28 | 1 | 56.9541
2023 | 12 | 28 | 2 | 55.4798
2023 | 12 | 28 | 3 | 54.8297
2023 | 12 | 28 | 4 | 54.8279
2023 | 12 | 28 | 5 | 55.0677
2023 | 12 | 28 | 6 | 56.1312
2023 | 12 | 28 | 7 | 59.5852
2023 | 12 | 28 | 8 | 65.1067
2023 | 12 | 28 | 9 | 67.9631
2023 | 12 | 28 | 10 | 66.1596
2023 | 12 | 28 | 11 | 63.5435
2023 | 12 | 28 | 12 | 62.6076
2023 | 12 | 28 | 13 | 60.8251
2023 | 12 | 28 | 14 | 59.4292
2023 | 12 | 28 | 15 | 61.722
2023 | 12 | 28 | 16 | 64.9262
2023 | 12 | 28 | 17 | 70.6669
2023 | 12 | 28 | 18 | 76.0063
2023 | 12 | 28 | 19 | 72.813
2023 | 12 | 28 | 20 | 71.4027
2023 | 12 | 28 | 21 | 69.2578
2023 | 12 | 28 | 22 | 66.3834
2023 | 12 | 28 | 23 | 62.6007
2023 | 12 | 29 | 0 | 58.919
2023 | 12 | 29 | 1 | 52.5232
2023 | 12 | 29 | 2 | 50.721
2023 | 12 | 29 | 3 | 49.7064
2023 | 12 | 29 | 4 | 49.3001
2023 | 12 | 29 | 5 | 49.216
2023 | 12 | 29 | 6 | 50.1121
2023 | 12 | 29 | 7 | 53.4336
2023 | 12 | 29 | 8 | 58.5502
2023 | 12 | 29 | 9 | 60.8938
2023 | 12 | 29 | 10 | 58.6537
2023 | 12 | 29 | 11 | 56.9467
2023 | 12 | 29 | 12 | 56.2158
2023 | 12 | 29 | 13 | 55.2964
2023 | 12 | 29 | 14 | 53.3388
2023 | 12 | 29 | 15 | 54.5282
2023 | 12 | 29 | 16 | 57.1116
2023 | 12 | 29 | 17 | 62.4487
2023 | 12 | 29 | 18 | 70.7781
2023 | 12 | 29 | 19 | 67.349
2023 | 12 | 29 | 20 | 65.4954
2023 | 12 | 29 | 21 | 63.4435
2023 | 12 | 29 | 22 | 61.1147
2023 | 12 | 29 | 23 | 57.694
2023 | 12 | 30 | 0 | 50.0425
2023 | 12 | 30 | 1 | 48.0929
2023 | 12 | 30 | 2 | 46.694
2023 | 12 | 30 | 3 | 45.9366
2023 | 12 | 30 | 4 | 45.7925
2023 | 12 | 30 | 5 | 45.8864
2023 | 12 | 30 | 6 | 45.7371
2023 | 12 | 30 | 7 | 48.6762
2023 | 12 | 30 | 8 | 54.1194
2023 | 12 | 30 | 9 | 57.71
2023 | 12 | 30 | 10 | 56.8544
2023 | 12 | 30 | 11 | 54.8931
2023 | 12 | 30 | 12 | 52.1722
2023 | 12 | 30 | 13 | 52.5306
2023 | 12 | 30 | 14 | 51.2292
2023 | 12 | 30 | 15 | 51.415
2023 | 12 | 30 | 16 | 53.6094
2023 | 12 | 30 | 17 | 60.488
2023 | 12 | 30 | 18 | 69.6584
2023 | 12 | 30 | 19 | 66.4969
2023 | 12 | 30 | 20 | 63.4124
2023 | 12 | 30 | 21 | 60.8707
2023 | 12 | 30 | 22 | 58.4169
2023 | 12 | 30 | 23 | 55.093
2023 | 12 | 31 | 0 | 53.7186
2023 | 12 | 31 | 1 | 47.0215
2023 | 12 | 31 | 2 | 45.1918
2023 | 12 | 31 | 3 | 44.0623
2023 | 12 | 31 | 4 | 43.6413
2023 | 12 | 31 | 5 | 43.3433
2023 | 12 | 31 | 6 | 43.7472
2023 | 12 | 31 | 7 | 45.5273
2023 | 12 | 31 | 8 | 50.6082
2023 | 12 | 31 | 9 | 54.3098
2023 | 12 | 31 | 10 | 55.4645
2023 | 12 | 31 | 11 | 55.4815
2023 | 12 | 31 | 12 | 57.697
2023 | 12 | 31 | 13 | 57.3148
2023 | 12 | 31 | 14 | 56.2968
2023 | 12 | 31 | 15 | 56.7224
2023 | 12 | 31 | 16 | 58.8238
2023 | 12 | 31 | 17 | 63.2907
2023 | 12 | 31 | 18 | 66.5323
2023 | 12 | 31 | 19 | 61.3678
2023 | 12 | 31 | 20 | 56.9573
2023 | 12 | 31 | 21 | 53.0492
2023 | 12 | 31 | 22 | 50.4494
2023 | 12 | 31 | 23 | 48.6965
2024 | 1 | 1 | 0 | 47.8101
2024 | 1 | 1 | 1 | 57.3751
2024 | 1 | 1 | 2 | 55.8641
2024 | 1 | 1 | 3 | 54.5515
2024 | 1 | 1 | 4 | 53.9699
2024 | 1 | 1 | 5 | 53.6911
2024 | 1 | 1 | 6 | 54.4919
2024 | 1 | 1 | 7 | 55.6951
2024 | 1 | 1 | 8 | 59.0487
2024 | 1 | 1 | 9 | 61.7054
2024 | 1 | 1 | 10 | 61.9447
2024 | 1 | 1 | 11 | 60.086
2024 | 1 | 1 | 12 | 56.0017
2024 | 1 | 1 | 13 | 54.0046
2024 | 1 | 1 | 14 | 53.6439
2024 | 1 | 1 | 15 | 54.1954
2024 | 1 | 1 | 16 | 59.0377
2024 | 1 | 1 | 17 | 66.3782
2024 | 1 | 1 | 18 | 75.2508
2024 | 1 | 1 | 19 | 73.2318
2024 | 1 | 1 | 20 | 71.1255
2024 | 1 | 1 | 21 | 68.6395
2024 | 1 | 1 | 22 | 65.8543
2024 | 1 | 1 | 23 | 62.8289
2024 | 1 | 2 | 0 | 59.0549
2024 | 1 | 2 | 1 | 59.6366
2024 | 1 | 2 | 2 | 58.4353
2024 | 1 | 2 | 3 | 58.1426
2024 | 1 | 2 | 4 | 58.3301
2024 | 1 | 2 | 5 | 58.7718
2024 | 1 | 2 | 6 | 60.4219
2024 | 1 | 2 | 7 | 64.6344
2024 | 1 | 2 | 8 | 69.047
2024 | 1 | 2 | 9 | 67.9348
2024 | 1 | 2 | 10 | 64.4599
2024 | 1 | 2 | 11 | 61.3941
2024 | 1 | 2 | 12 | 60.6346
2024 | 1 | 2 | 13 | 59.3076
2024 | 1 | 2 | 14 | 58.4669
2024 | 1 | 2 | 15 | 58.6958
2024 | 1 | 2 | 16 | 61.1688
2024 | 1 | 2 | 17 | 65.7027
2024 | 1 | 2 | 18 | 72.3703
2024 | 1 | 2 | 19 | 70.9256
2024 | 1 | 2 | 20 | 70.1775
2024 | 1 | 2 | 21 | 68.1778
2024 | 1 | 2 | 22 | 65.5099
2024 | 1 | 2 | 23 | 61.8394
2024 | 1 | 3 | 0 | 58.8618
2024 | 1 | 3 | 1 | 54.9837
2024 | 1 | 3 | 2 | 53.5281
2024 | 1 | 3 | 3 | 53.0069
2024 | 1 | 3 | 4 | 53.0272
2024 | 1 | 3 | 5 | 53.4109
2024 | 1 | 3 | 6 | 55.244
2024 | 1 | 3 | 7 | 59.8185
2024 | 1 | 3 | 8 | 66.9354
2024 | 1 | 3 | 9 | 68.9912
2024 | 1 | 3 | 10 | 66.0766
2024 | 1 | 3 | 11 | 62.4789
2024 | 1 | 3 | 12 | 60.6871
2024 | 1 | 3 | 13 | 59.922
2024 | 1 | 3 | 14 | 59.6615
2024 | 1 | 3 | 15 | 59.7045
2024 | 1 | 3 | 16 | 62.6892
2024 | 1 | 3 | 17 | 69.1271
2024 | 1 | 3 | 18 | 70.7181
2024 | 1 | 3 | 19 | 67.9161
2024 | 1 | 3 | 20 | 66.6172
2024 | 1 | 3 | 21 | 64.4568
2024 | 1 | 3 | 22 | 61.4944
2024 | 1 | 3 | 23 | 57.7378
2024 | 1 | 4 | 0 | 55.9285
2024 | 1 | 4 | 1 | 55.3983
2024 | 1 | 4 | 2 | 54.2712
2024 | 1 | 4 | 3 | 54.1371
2024 | 1 | 4 | 4 | 54.5396
2024 | 1 | 4 | 5 | 55.347
2024 | 1 | 4 | 6 | 57.0638
2024 | 1 | 4 | 7 | 61.4895
2024 | 1 | 4 | 8 | 66.718
2024 | 1 | 4 | 9 | 66.4262
2024 | 1 | 4 | 10 | 62.9606
2024 | 1 | 4 | 11 | 59.2035
2024 | 1 | 4 | 12 | 57.1742
2024 | 1 | 4 | 13 | 56.503
2024 | 1 | 4 | 14 | 55.9164
2024 | 1 | 4 | 15 | 56.3608
2024 | 1 | 4 | 16 | 59.1173
2024 | 1 | 4 | 17 | 65.4521
2024 | 1 | 4 | 18 | 71.3653
2024 | 1 | 4 | 19 | 71.0485
2024 | 1 | 4 | 20 | 70.7109
2024 | 1 | 4 | 21 | 69.203
2024 | 1 | 4 | 22 | 66.7195
2024 | 1 | 4 | 23 | 62.964
2024 | 1 | 5 | 0 | 60.0561
2024 | 1 | 5 | 1 | 57.1064
2024 | 1 | 5 | 2 | 55.909
2024 | 1 | 5 | 3 | 55.5842
2024 | 1 | 5 | 4 | 55.8162
2024 | 1 | 5 | 5 | 56.3216
2024 | 1 | 5 | 6 | 58.3936
2024 | 1 | 5 | 7 | 62.7724
2024 | 1 | 5 | 8 | 67.4551
2024 | 1 | 5 | 9 | 66.3814
2024 | 1 | 5 | 10 | 62.2692
2024 | 1 | 5 | 11 | 59.0038
2024 | 1 | 5 | 12 | 60.1106
2024 | 1 | 5 | 13 | 58.9939
2024 | 1 | 5 | 14 | 58.0025
2024 | 1 | 5 | 15 | 57.9504
2024 | 1 | 5 | 16 | 61.2061
2024 | 1 | 5 | 17 | 67.2934
2024 | 1 | 5 | 18 | 72.3916
2024 | 1 | 5 | 19 | 69.7599
2024 | 1 | 5 | 20 | 68.3134
2024 | 1 | 5 | 21 | 66.2606
2024 | 1 | 5 | 22 | 63.882
2024 | 1 | 5 | 23 | 60.1654
2024 | 1 | 6 | 0 | 56.6019
2024 | 1 | 6 | 1 | 52.81
2024 | 1 | 6 | 2 | 51.4196
2024 | 1 | 6 | 3 | 50.7333
2024 | 1 | 6 | 4 | 50.5262
2024 | 1 | 6 | 5 | 50.7839
2024 | 1 | 6 | 6 | 51.8642
2024 | 1 | 6 | 7 | 54.1995
2024 | 1 | 6 | 8 | 58.198
2024 | 1 | 6 | 9 | 61.2118
2024 | 1 | 6 | 10 | 61.2
2024 | 1 | 6 | 11 | 59.1149
2024 | 1 | 6 | 12 | 55.4575
2024 | 1 | 6 | 13 | 54.7033
2024 | 1 | 6 | 14 | 53.4147
2024 | 1 | 6 | 15 | 53.767
2024 | 1 | 6 | 16 | 56.7161
2024 | 1 | 6 | 17 | 62.4382
2024 | 1 | 6 | 18 | 65.2374
2024 | 1 | 6 | 19 | 64.5674
2024 | 1 | 6 | 20 | 61.8704
2024 | 1 | 6 | 21 | 59.4605
2024 | 1 | 6 | 22 | 57.0612
2024 | 1 | 6 | 23 | 54.1462
2024 | 1 | 7 | 0 | 52.7784
2024 | 1 | 7 | 1 | 48.4736
2024 | 1 | 7 | 2 | 46.992
2024 | 1 | 7 | 3 | 46.2115
2024 | 1 | 7 | 4 | 45.9226
2024 | 1 | 7 | 5 | 45.8705
2024 | 1 | 7 | 6 | 46.138
2024 | 1 | 7 | 7 | 47.8713
2024 | 1 | 7 | 8 | 52.4484
2024 | 1 | 7 | 9 | 56.0194
2024 | 1 | 7 | 10 | 56.0996
2024 | 1 | 7 | 11 | 54.0856
2024 | 1 | 7 | 12 | 54.0693
2024 | 1 | 7 | 13 | 55.0219
2024 | 1 | 7 | 14 | 54.6777
2024 | 1 | 7 | 15 | 55.0931
2024 | 1 | 7 | 16 | 57.9664
2024 | 1 | 7 | 17 | 63.9726
2024 | 1 | 7 | 18 | 66.3139
2024 | 1 | 7 | 19 | 62.6451
2024 | 1 | 7 | 20 | 59.2171
2024 | 1 | 7 | 21 | 56.1206
2024 | 1 | 7 | 22 | 52.9375
2024 | 1 | 7 | 23 | 49.7539
2024 | 1 | 8 | 0 | 47.7566
2024 | 1 | 8 | 1 | 45.9481
2024 | 1 | 8 | 2 | 44.7136
2024 | 1 | 8 | 3 | 44.3268
2024 | 1 | 8 | 4 | 44.397
2024 | 1 | 8 | 5 | 44.9335
2024 | 1 | 8 | 6 | 46.7984
2024 | 1 | 8 | 7 | 51.428
2024 | 1 | 8 | 8 | 58.0629
2024 | 1 | 8 | 9 | 59.6546
2024 | 1 | 8 | 10 | 57.8637
2024 | 1 | 8 | 11 | 55.9008
2024 | 1 | 8 | 12 | 53.8535
2024 | 1 | 8 | 13 | 53.475
2024 | 1 | 8 | 14 | 53.1845
2024 | 1 | 8 | 15 | 53.3576
2024 | 1 | 8 | 16 | 56.2569
2024 | 1 | 8 | 17 | 62.7235
2024 | 1 | 8 | 18 | 69.2559
2024 | 1 | 8 | 19 | 65.9895
2024 | 1 | 8 | 20 | 64.0521
2024 | 1 | 8 | 21 | 61.5782
2024 | 1 | 8 | 22 | 58.7832
2024 | 1 | 8 | 23 | 55.3631
2024 | 1 | 9 | 0 | 50.4356
2024 | 1 | 9 | 1 | 50.4909
2024 | 1 | 9 | 2 | 49.5749
2024 | 1 | 9 | 3 | 49.7848
2024 | 1 | 9 | 4 | 50.5089
2024 | 1 | 9 | 5 | 51.5682
2024 | 1 | 9 | 6 | 54.2405
2024 | 1 | 9 | 7 | 59.1444
2024 | 1 | 9 | 8 | 64.1605
2024 | 1 | 9 | 9 | 62.4763
2024 | 1 | 9 | 10 | 57.6989
2024 | 1 | 9 | 11 | 53.6908
2024 | 1 | 9 | 12 | 52.5823
2024 | 1 | 9 | 13 | 51.8114
2024 | 1 | 9 | 14 | 51.4646
2024 | 1 | 9 | 15 | 52.597
2024 | 1 | 9 | 16 | 55.865
2024 | 1 | 9 | 17 | 62.4491
2024 | 1 | 9 | 18 | 71.9547
2024 | 1 | 9 | 19 | 70.965
2024 | 1 | 9 | 20 | 70.1296
2024 | 1 | 9 | 21 | 68.2313
2024 | 1 | 9 | 22 | 65.4395
2024 | 1 | 9 | 23 | 61.6589
2024 | 1 | 10 | 0 | 60.403
2024 | 1 | 10 | 1 | 56.75
2024 | 1 | 10 | 2 | 55.2888
2024 | 1 | 10 | 3 | 54.6263
2024 | 1 | 10 | 4 | 54.4646
2024 | 1 | 10 | 5 | 54.5406
2024 | 1 | 10 | 6 | 56.1772
2024 | 1 | 10 | 7 | 60.2819
2024 | 1 | 10 | 8 | 65.2894
2024 | 1 | 10 | 9 | 65.2828
2024 | 1 | 10 | 10 | 63.1157
2024 | 1 | 10 | 11 | 60.7393
2024 | 1 | 10 | 12 | 59.8448
2024 | 1 | 10 | 13 | 59.2564
2024 | 1 | 10 | 14 | 57.8939
2024 | 1 | 10 | 15 | 57.4569
2024 | 1 | 10 | 16 | 59.5238
2024 | 1 | 10 | 17 | 65.6227
2024 | 1 | 10 | 18 | 69.5139
2024 | 1 | 10 | 19 | 66.2051
2024 | 1 | 10 | 20 | 64.4627
2024 | 1 | 10 | 21 | 61.8159
2024 | 1 | 10 | 22 | 58.9513
2024 | 1 | 10 | 23 | 55.2188
2024 | 1 | 11 | 0 | 51.7455
2024 | 1 | 11 | 1 | 47.9888
2024 | 1 | 11 | 2 | 46.2698
2024 | 1 | 11 | 3 | 45.5546
2024 | 1 | 11 | 4 | 45.2406
2024 | 1 | 11 | 5 | 45.5437
2024 | 1 | 11 | 6 | 46.7722
2024 | 1 | 11 | 7 | 50.9654
2024 | 1 | 11 | 8 | 56.585
2024 | 1 | 11 | 9 | 57.5122
2024 | 1 | 11 | 10 | 54.7639
2024 | 1 | 11 | 11 | 52.1725
2024 | 1 | 11 | 12 | 49.1943
2024 | 1 | 11 | 13 | 50.026
2024 | 1 | 11 | 14 | 50.6895
2024 | 1 | 11 | 15 | 50.274
2024 | 1 | 11 | 16 | 51.1578
2024 | 1 | 11 | 17 | 57.7769
2024 | 1 | 11 | 18 | 62.2279
2024 | 1 | 11 | 19 | 59.4079
2024 | 1 | 11 | 20 | 57.6015
2024 | 1 | 11 | 21 | 55.4752
2024 | 1 | 11 | 22 | 52.6622
2024 | 1 | 11 | 23 | 48.8852
2024 | 1 | 12 | 0 | 47.5943
2024 | 1 | 12 | 1 | 42.1569
2024 | 1 | 12 | 2 | 40.3886
2024 | 1 | 12 | 3 | 39.6447
2024 | 1 | 12 | 4 | 39.4063
2024 | 1 | 12 | 5 | 39.7412
2024 | 1 | 12 | 6 | 42.2732
2024 | 1 | 12 | 7 | 46.7117
2024 | 1 | 12 | 8 | 52.1031
2024 | 1 | 12 | 9 | 52.7
2024 | 1 | 12 | 10 | 49.3385
2024 | 1 | 12 | 11 | 47.8551
2024 | 1 | 12 | 12 | 47.9346
2024 | 1 | 12 | 13 | 47.2329
2024 | 1 | 12 | 14 | 46.2156
2024 | 1 | 12 | 15 | 45.326
2024 | 1 | 12 | 16 | 48.4524
2024 | 1 | 12 | 17 | 54.2246
2024 | 1 | 12 | 18 | 60.1445
2024 | 1 | 12 | 19 | 57.9553
2024 | 1 | 12 | 20 | 56.3958
2024 | 1 | 12 | 21 | 54.5853
2024 | 1 | 12 | 22 | 52.5623
2024 | 1 | 12 | 23 | 49.3286
2024 | 1 | 13 | 0 | 43.995
2024 | 1 | 13 | 1 | 41.8702
2024 | 1 | 13 | 2 | 40.6115
2024 | 1 | 13 | 3 | 40.085
2024 | 1 | 13 | 4 | 40.1768
2024 | 1 | 13 | 5 | 40.3182
2024 | 1 | 13 | 6 | 41.3224
2024 | 1 | 13 | 7 | 44.8908
2024 | 1 | 13 | 8 | 52.376
2024 | 1 | 13 | 9 | 55.8285
2024 | 1 | 13 | 10 | 54.3372
2024 | 1 | 13 | 11 | 50.998
2024 | 1 | 13 | 12 | 50.3454
2024 | 1 | 13 | 13 | 49.7502
2024 | 1 | 13 | 14 | 49.4518
2024 | 1 | 13 | 15 | 50.6825
2024 | 1 | 13 | 16 | 55.7648
2024 | 1 | 13 | 17 | 64.3234
2024 | 1 | 13 | 18 | 68.2929
2024 | 1 | 13 | 19 | 65.1321
2024 | 1 | 13 | 20 | 61.8226
2024 | 1 | 13 | 21 | 59.2169
2024 | 1 | 13 | 22 | 57.2611
2024 | 1 | 13 | 23 | 54.6407
2024 | 1 | 14 | 0 | 49.3767
2024 | 1 | 14 | 1 | 48.1206
2024 | 1 | 14 | 2 | 46.8655
2024 | 1 | 14 | 3 | 46.5379
2024 | 1 | 14 | 4 | 46.5974
2024 | 1 | 14 | 5 | 46.6805
2024 | 1 | 14 | 6 | 47.3987
2024 | 1 | 14 | 7 | 49.2899
2024 | 1 | 14 | 8 | 53.2999
2024 | 1 | 14 | 9 | 53.18
2024 | 1 | 14 | 10 | 51.9804
2024 | 1 | 14 | 11 | 49.31
2024 | 1 | 14 | 12 | 48.1207
2024 | 1 | 14 | 13 | 46.8474
2024 | 1 | 14 | 14 | 46.5951
2024 | 1 | 14 | 15 | 47.4022
2024 | 1 | 14 | 16 | 51.6992
2024 | 1 | 14 | 17 | 59.8097
2024 | 1 | 14 | 18 | 66.5084
2024 | 1 | 14 | 19 | 64.6003
2024 | 1 | 14 | 20 | 62.0995
2024 | 1 | 14 | 21 | 59.4881
2024 | 1 | 14 | 22 | 56.6408
2024 | 1 | 14 | 23 | 53.467
2024 | 1 | 15 | 0 | 52.4401
2024 | 1 | 15 | 1 | 48.8418
2024 | 1 | 15 | 2 | 47.7747
2024 | 1 | 15 | 3 | 47.5024
2024 | 1 | 15 | 4 | 47.6554
2024 | 1 | 15 | 5 | 48.188
2024 | 1 | 15 | 6 | 50.1473
2024 | 1 | 15 | 7 | 54.6552
2024 | 1 | 15 | 8 | 60.5266
2024 | 1 | 15 | 9 | 60.4346
2024 | 1 | 15 | 10 | 57.9032
2024 | 1 | 15 | 11 | 55.1349
2024 | 1 | 15 | 12 | 50.2612
2024 | 1 | 15 | 13 | 50.6653
2024 | 1 | 15 | 14 | 49.9547
2024 | 1 | 15 | 15 | 50.0878
2024 | 1 | 15 | 16 | 51.1826
2024 | 1 | 15 | 17 | 57.7331
2024 | 1 | 15 | 18 | 66.6066
2024 | 1 | 15 | 19 | 64.6462
2024 | 1 | 15 | 20 | 62.9089
2024 | 1 | 15 | 21 | 60.3642
2024 | 1 | 15 | 22 | 57.4272
2024 | 1 | 15 | 23 | 53.6618
2024 | 1 | 16 | 0 | 50.8614
2024 | 1 | 16 | 1 | 49.3514
2024 | 1 | 16 | 2 | 47.965
2024 | 1 | 16 | 3 | 47.5851
2024 | 1 | 16 | 4 | 47.5788
2024 | 1 | 16 | 5 | 47.9934
2024 | 1 | 16 | 6 | 49.8072
2024 | 1 | 16 | 7 | 54.0721
2024 | 1 | 16 | 8 | 58.3709
2024 | 1 | 16 | 9 | 56.9023
2024 | 1 | 16 | 10 | 53.1818
2024 | 1 | 16 | 11 | 50.6132
2024 | 1 | 16 | 12 | 49.3659
2024 | 1 | 16 | 13 | 49.4072
2024 | 1 | 16 | 14 | 48.9317
2024 | 1 | 16 | 15 | 49.0592
2024 | 1 | 16 | 16 | 50.8599
2024 | 1 | 16 | 17 | 56.4915
2024 | 1 | 16 | 18 | 64.8127
2024 | 1 | 16 | 19 | 62.7817
2024 | 1 | 16 | 20 | 61.2088
2024 | 1 | 16 | 21 | 58.9582
2024 | 1 | 16 | 22 | 56.1911
2024 | 1 | 16 | 23 | 52.5533
2024 | 1 | 17 | 0 | 49.5159
2024 | 1 | 17 | 1 | 46.0281
2024 | 1 | 17 | 2 | 44.4975
2024 | 1 | 17 | 3 | 43.991
2024 | 1 | 17 | 4 | 43.9615
2024 | 1 | 17 | 5 | 44.3899
2024 | 1 | 17 | 6 | 46.538
2024 | 1 | 17 | 7 | 51.0281
2024 | 1 | 17 | 8 | 57.121
2024 | 1 | 17 | 9 | 57.9077
2024 | 1 | 17 | 10 | 54.5499
2024 | 1 | 17 | 11 | 51.9171
2024 | 1 | 17 | 12 | 50.276
2024 | 1 | 17 | 13 | 49.8353
2024 | 1 | 17 | 14 | 49.7141
2024 | 1 | 17 | 15 | 49.3044
2024 | 1 | 17 | 16 | 51.4775
2024 | 1 | 17 | 17 | 57.8375
2024 | 1 | 17 | 18 | 64.3909
2024 | 1 | 17 | 19 | 62.1861
2024 | 1 | 17 | 20 | 60.6624
2024 | 1 | 17 | 21 | 58.5055
2024 | 1 | 17 | 22 | 55.6857
2024 | 1 | 17 | 23 | 52.0845
2024 | 1 | 18 | 0 | 48.9789
2024 | 1 | 18 | 1 | 46.1389
2024 | 1 | 18 | 2 | 44.6717
2024 | 1 | 18 | 3 | 44.2559
2024 | 1 | 18 | 4 | 44.3286
2024 | 1 | 18 | 5 | 44.949
2024 | 1 | 18 | 6 | 46.5824
2024 | 1 | 18 | 7 | 51.3977
2024 | 1 | 18 | 8 | 58.173
2024 | 1 | 18 | 9 | 59.3613
2024 | 1 | 18 | 10 | 55.8965
2024 | 1 | 18 | 11 | 52.6127
2024 | 1 | 18 | 12 | 51.487
2024 | 1 | 18 | 13 | 51.0227
2024 | 1 | 18 | 14 | 50.9273
2024 | 1 | 18 | 15 | 51.6345
2024 | 1 | 18 | 16 | 55.1669
2024 | 1 | 18 | 17 | 62.5987
2024 | 1 | 18 | 18 | 66.8846
2024 | 1 | 18 | 19 | 65.6971
2024 | 1 | 18 | 20 | 64.5035
2024 | 1 | 18 | 21 | 62.6592
2024 | 1 | 18 | 22 | 60.3255
2024 | 1 | 18 | 23 | 56.8112
2024 | 1 | 19 | 0 | 50.3198
2024 | 1 | 19 | 1 | 49.6488
2024 | 1 | 19 | 2 | 48.4546
2024 | 1 | 19 | 3 | 48.2986
2024 | 1 | 19 | 4 | 48.6703
2024 | 1 | 19 | 5 | 49.467
2024 | 1 | 19 | 6 | 50.6758
2024 | 1 | 19 | 7 | 55.375
2024 | 1 | 19 | 8 | 60.4879
2024 | 1 | 19 | 9 | 59.2326
2024 | 1 | 19 | 10 | 54.2986
2024 | 1 | 19 | 11 | 50.3715
2024 | 1 | 19 | 12 | 50.1356
2024 | 1 | 19 | 13 | 49.5759
2024 | 1 | 19 | 14 | 49.239
2024 | 1 | 19 | 15 | 49.615
2024 | 1 | 19 | 16 | 52.9457
2024 | 1 | 19 | 17 | 59.9058
2024 | 1 | 19 | 18 | 67.1354
2024 | 1 | 19 | 19 | 65.831
2024 | 1 | 19 | 20 | 64.3833
2024 | 1 | 19 | 21 | 62.5139
2024 | 1 | 19 | 22 | 60.1705
2024 | 1 | 19 | 23 | 56.4477
2024 | 1 | 20 | 0 | 54.4249
2024 | 1 | 20 | 1 | 50.0729
2024 | 1 | 20 | 2 | 48.335
2024 | 1 | 20 | 3 | 47.5299
2024 | 1 | 20 | 4 | 47.0444
2024 | 1 | 20 | 5 | 46.8765
2024 | 1 | 20 | 6 | 46.5623
2024 | 1 | 20 | 7 | 49.1134
2024 | 1 | 20 | 8 | 54.781
2024 | 1 | 20 | 9 | 57.2394
2024 | 1 | 20 | 10 | 55.7879
2024 | 1 | 20 | 11 | 52.868
2024 | 1 | 20 | 12 | 48.5065
2024 | 1 | 20 | 13 | 47.8658
2024 | 1 | 20 | 14 | 46.4939
2024 | 1 | 20 | 15 | 46.6712
2024 | 1 | 20 | 16 | 49.5886
2024 | 1 | 20 | 17 | 55.7456
2024 | 1 | 20 | 18 | 65.3703
2024 | 1 | 20 | 19 | 62.3481
2024 | 1 | 20 | 20 | 58.8105
2024 | 1 | 20 | 21 | 55.9449
2024 | 1 | 20 | 22 | 53.5222
2024 | 1 | 20 | 23 | 50.7399
2024 | 1 | 21 | 0 | 47.0487
2024 | 1 | 21 | 1 | 44.938
2024 | 1 | 21 | 2 | 43.4235
2024 | 1 | 21 | 3 | 42.6904
2024 | 1 | 21 | 4 | 42.5147
2024 | 1 | 21 | 5 | 42.5233
2024 | 1 | 21 | 6 | 41.8454
2024 | 1 | 21 | 7 | 44.1778
2024 | 1 | 21 | 8 | 50.8671
2024 | 1 | 21 | 9 | 54.2453
2024 | 1 | 21 | 10 | 52.0838
2024 | 1 | 21 | 11 | 49.5001
2024 | 1 | 21 | 12 | 48.0596
2024 | 1 | 21 | 13 | 47.6186
2024 | 1 | 21 | 14 | 47.1036
2024 | 1 | 21 | 15 | 48.4131
2024 | 1 | 21 | 16 | 53.7105
2024 | 1 | 21 | 17 | 62.2362
2024 | 1 | 21 | 18 | 67.7468
2024 | 1 | 21 | 19 | 65.0734
2024 | 1 | 21 | 20 | 62.0247
2024 | 1 | 21 | 21 | 59.4113
2024 | 1 | 21 | 22 | 56.8797
2024 | 1 | 21 | 23 | 53.9741
2024 | 1 | 22 | 0 | 48.8869
2024 | 1 | 22 | 1 | 48.8686
2024 | 1 | 22 | 2 | 47.9937
2024 | 1 | 22 | 3 | 48.0011
2024 | 1 | 22 | 4 | 48.457
2024 | 1 | 22 | 5 | 49.2929
2024 | 1 | 22 | 6 | 49.6688
2024 | 1 | 22 | 7 | 54.3517
2024 | 1 | 22 | 8 | 60.101
2024 | 1 | 22 | 9 | 59.3304
2024 | 1 | 22 | 10 | 55.7414
2024 | 1 | 22 | 11 | 52.8956
2024 | 1 | 22 | 12 | 50.9639
2024 | 1 | 22 | 13 | 50.0215
2024 | 1 | 22 | 14 | 49.6069
2024 | 1 | 22 | 15 | 50.0857
2024 | 1 | 22 | 16 | 52.6635
2024 | 1 | 22 | 17 | 58.9165
2024 | 1 | 22 | 18 | 65.7091
2024 | 1 | 22 | 19 | 65.987
2024 | 1 | 22 | 20 | 65.1399
2024 | 1 | 22 | 21 | 63.1512
2024 | 1 | 22 | 22 | 60.4541
2024 | 1 | 22 | 23 | 56.8314
2024 | 1 | 23 | 0 | 55.5294
2024 | 1 | 23 | 1 | 51.6636
2024 | 1 | 23 | 2 | 50.3695
2024 | 1 | 23 | 3 | 50.0608
2024 | 1 | 23 | 4 | 50.1627
2024 | 1 | 23 | 5 | 50.6225
2024 | 1 | 23 | 6 | 51.8361
2024 | 1 | 23 | 7 | 56.7276
2024 | 1 | 23 | 8 | 63.1365
2024 | 1 | 23 | 9 | 63.1016
2024 | 1 | 23 | 10 | 58.9939
2024 | 1 | 23 | 11 | 55.195
2024 | 1 | 23 | 12 | 54.5536
2024 | 1 | 23 | 13 | 53.8404
2024 | 1 | 23 | 14 | 53.445
2024 | 1 | 23 | 15 | 54.5807
2024 | 1 | 23 | 16 | 58.2419
2024 | 1 | 23 | 17 | 64.8715
2024 | 1 | 23 | 18 | 70.1245
2024 | 1 | 23 | 19 | 69.1781
2024 | 1 | 23 | 20 | 67.9359
2024 | 1 | 23 | 21 | 65.8192
2024 | 1 | 23 | 22 | 63.3926
2024 | 1 | 23 | 23 | 59.8952
2024 | 1 | 24 | 0 | 51.817
2024 | 1 | 24 | 1 | 52.2861
2024 | 1 | 24 | 2 | 51.1909
2024 | 1 | 24 | 3 | 51.1463
2024 | 1 | 24 | 4 | 51.5787
2024 | 1 | 24 | 5 | 52.3906
2024 | 1 | 24 | 6 | 54.0088
2024 | 1 | 24 | 7 | 58.7671
2024 | 1 | 24 | 8 | 64.9491
2024 | 1 | 24 | 9 | 64.2453
2024 | 1 | 24 | 10 | 59.4074
2024 | 1 | 24 | 11 | 54.5135
2024 | 1 | 24 | 12 | 52.9287
2024 | 1 | 24 | 13 | 52.8022
2024 | 1 | 24 | 14 | 53.1557
2024 | 1 | 24 | 15 | 53.8547
2024 | 1 | 24 | 16 | 56.6541
2024 | 1 | 24 | 17 | 64.0973
2024 | 1 | 24 | 18 | 70.9679
2024 | 1 | 24 | 19 | 70.5933
2024 | 1 | 24 | 20 | 69.6071
2024 | 1 | 24 | 21 | 67.7674
2024 | 1 | 24 | 22 | 64.9016
2024 | 1 | 24 | 23 | 61.0629
2024 | 1 | 25 | 0 | 57.921
2024 | 1 | 25 | 1 | 57.3548
2024 | 1 | 25 | 2 | 56.3257
2024 | 1 | 25 | 3 | 56.2614
2024 | 1 | 25 | 4 | 56.6931
2024 | 1 | 25 | 5 | 57.4364
2024 | 1 | 25 | 6 | 59.2665
2024 | 1 | 25 | 7 | 63.7524
2024 | 1 | 25 | 8 | 68.7402
2024 | 1 | 25 | 9 | 67.4429
2024 | 1 | 25 | 10 | 62.9582
2024 | 1 | 25 | 11 | 58.5163
2024 | 1 | 25 | 12 | 56.2887
2024 | 1 | 25 | 13 | 55.2943
2024 | 1 | 25 | 14 | 54.986
2024 | 1 | 25 | 15 | 55.5181
2024 | 1 | 25 | 16 | 57.6175
2024 | 1 | 25 | 17 | 63.8202
2024 | 1 | 25 | 18 | 72.3078
2024 | 1 | 25 | 19 | 73.2408
2024 | 1 | 25 | 20 | 72.8537
2024 | 1 | 25 | 21 | 71.2387
2024 | 1 | 25 | 22 | 68.7722
2024 | 1 | 25 | 23 | 64.9073
2024 | 1 | 26 | 0 | 60.3062
2024 | 1 | 26 | 1 | 59.7749
2024 | 1 | 26 | 2 | 58.7134
2024 | 1 | 26 | 3 | 58.5575
2024 | 1 | 26 | 4 | 58.8739
2024 | 1 | 26 | 5 | 59.4517
2024 | 1 | 26 | 6 | 60.9621
2024 | 1 | 26 | 7 | 65.6139
2024 | 1 | 26 | 8 | 70.8971
2024 | 1 | 26 | 9 | 68.6271
2024 | 1 | 26 | 10 | 62.4263
2024 | 1 | 26 | 11 | 57.5252
2024 | 1 | 26 | 12 | 55.8848
2024 | 1 | 26 | 13 | 55.4804
2024 | 1 | 26 | 14 | 54.5848
2024 | 1 | 26 | 15 | 54.6212
2024 | 1 | 26 | 16 | 56.6049
2024 | 1 | 26 | 17 | 62.8519
2024 | 1 | 26 | 18 | 72.5539
2024 | 1 | 26 | 19 | 72.5816
2024 | 1 | 26 | 20 | 71.7028
2024 | 1 | 26 | 21 | 70.0681
2024 | 1 | 26 | 22 | 67.7802
2024 | 1 | 26 | 23 | 63.9184
2024 | 1 | 27 | 0 | 59.0475
2024 | 1 | 27 | 1 | 58.8195
2024 | 1 | 27 | 2 | 57.9365
2024 | 1 | 27 | 3 | 57.6805
2024 | 1 | 27 | 4 | 57.8712
2024 | 1 | 27 | 5 | 58.5641
2024 | 1 | 27 | 6 | 59.9102
2024 | 1 | 27 | 7 | 62.6212
2024 | 1 | 27 | 8 | 66.1401
2024 | 1 | 27 | 9 | 67.0658
2024 | 1 | 27 | 10 | 65.2806
2024 | 1 | 27 | 11 | 61.731
2024 | 1 | 27 | 12 | 59.1762
2024 | 1 | 27 | 13 | 57.5978
2024 | 1 | 27 | 14 | 56.6473
2024 | 1 | 27 | 15 | 57.7318
2024 | 1 | 27 | 16 | 60.9034
2024 | 1 | 27 | 17 | 66.7208
2024 | 1 | 27 | 18 | 75.9854
2024 | 1 | 27 | 19 | 75.5004
2024 | 1 | 27 | 20 | 72.1708
2024 | 1 | 27 | 21 | 69.5968
2024 | 1 | 27 | 22 | 66.9541
2024 | 1 | 27 | 23 | 63.8607
2024 | 1 | 28 | 0 | 61.4146
2024 | 1 | 28 | 1 | 59.6926
2024 | 1 | 28 | 2 | 58.8298
2024 | 1 | 28 | 3 | 58.6369
2024 | 1 | 28 | 4 | 58.8201
2024 | 1 | 28 | 5 | 59.3837
2024 | 1 | 28 | 6 | 60.1671
2024 | 1 | 28 | 7 | 61.7625
2024 | 1 | 28 | 8 | 63.6923
2024 | 1 | 28 | 9 | 63.5826
2024 | 1 | 28 | 10 | 62.25
2024 | 1 | 28 | 11 | 59.0045
2024 | 1 | 28 | 12 | 58.4082
2024 | 1 | 28 | 13 | 57.749
2024 | 1 | 28 | 14 | 57.4569
2024 | 1 | 28 | 15 | 58.2648
2024 | 1 | 28 | 16 | 60.4248
2024 | 1 | 28 | 17 | 65.4645
2024 | 1 | 28 | 18 | 76.6457
2024 | 1 | 28 | 19 | 76.5701
2024 | 1 | 28 | 20 | 73.6816
2024 | 1 | 28 | 21 | 70.9887
2024 | 1 | 28 | 22 | 67.6738
2024 | 1 | 28 | 23 | 64.2385
2024 | 1 | 29 | 0 | 60.955
2024 | 1 | 29 | 1 | 60.5194
2024 | 1 | 29 | 2 | 59.9011
2024 | 1 | 29 | 3 | 60.033
2024 | 1 | 29 | 4 | 60.5659
2024 | 1 | 29 | 5 | 61.2771
2024 | 1 | 29 | 6 | 63.0178
2024 | 1 | 29 | 7 | 67.5091
2024 | 1 | 29 | 8 | 72.7079
2024 | 1 | 29 | 9 | 70.1626
2024 | 1 | 29 | 10 | 64.8637
2024 | 1 | 29 | 11 | 60.7517
2024 | 1 | 29 | 12 | 59.8787
2024 | 1 | 29 | 13 | 58.9703
2024 | 1 | 29 | 14 | 58.7347
2024 | 1 | 29 | 15 | 59.2022
2024 | 1 | 29 | 16 | 60.7438
2024 | 1 | 29 | 17 | 66.4968
2024 | 1 | 29 | 18 | 76.4614
2024 | 1 | 29 | 19 | 76.7952
2024 | 1 | 29 | 20 | 76.0388
2024 | 1 | 29 | 21 | 74.0553
2024 | 1 | 29 | 22 | 71.1592
2024 | 1 | 29 | 23 | 67.2716
2024 | 1 | 30 | 0 | 62.6973
2024 | 1 | 30 | 1 | 62.1401
2024 | 1 | 30 | 2 | 61.1337
2024 | 1 | 30 | 3 | 61.0741
2024 | 1 | 30 | 4 | 61.4136
2024 | 1 | 30 | 5 | 61.9491
2024 | 1 | 30 | 6 | 62.7401
2024 | 1 | 30 | 7 | 67.8702
2024 | 1 | 30 | 8 | 75.2961
2024 | 1 | 30 | 9 | 75.7558
2024 | 1 | 30 | 10 | 70.4102
2024 | 1 | 30 | 11 | 64.8841
2024 | 1 | 30 | 12 | 62.1314
2024 | 1 | 30 | 13 | 60.7707
2024 | 1 | 30 | 14 | 60.6344
2024 | 1 | 30 | 15 | 61.7102
2024 | 1 | 30 | 16 | 64.9032
2024 | 1 | 30 | 17 | 70.4538
2024 | 1 | 30 | 18 | 75.9411
2024 | 1 | 30 | 19 | 76.1075
2024 | 1 | 30 | 20 | 75.3921
2024 | 1 | 30 | 21 | 73.5223
2024 | 1 | 30 | 22 | 70.7775
2024 | 1 | 30 | 23 | 66.9512
2024 | 1 | 31 | 0 | 62.1685
2024 | 1 | 31 | 1 | 60.2665
2024 | 1 | 31 | 2 | 59.0849
2024 | 1 | 31 | 3 | 58.8182
2024 | 1 | 31 | 4 | 59
2024 | 1 | 31 | 5 | 59.4346
2024 | 1 | 31 | 6 | 60.9071
2024 | 1 | 31 | 7 | 65.4231
2024 | 1 | 31 | 8 | 71.4046
2024 | 1 | 31 | 9 | 70.381
2024 | 1 | 31 | 10 | 64.9369
2024 | 1 | 31 | 11 | 60.4267
2024 | 1 | 31 | 12 | 59.8865
2024 | 1 | 31 | 13 | 58.8756
2024 | 1 | 31 | 14 | 58.8458
2024 | 1 | 31 | 15 | 58.7661
2024 | 1 | 31 | 16 | 60.7107
2024 | 1 | 31 | 17 | 66.5628
2024 | 1 | 31 | 18 | 72.7011
2024 | 1 | 31 | 19 | 72.5177
2024 | 1 | 31 | 20 | 71.7198
2024 | 1 | 31 | 21 | 69.8536
2024 | 1 | 31 | 22 | 66.9509
2024 | 1 | 31 | 23 | 63.0788
2024 | 2 | 1 | 0 | 59.9392
2024 | 2 | 1 | 1 | 54.1445
2024 | 2 | 1 | 2 | 52.6143
2024 | 2 | 1 | 3 | 51.9857
2024 | 2 | 1 | 4 | 51.8073
2024 | 2 | 1 | 5 | 51.9235
2024 | 2 | 1 | 6 | 53.8053
2024 | 2 | 1 | 7 | 58.144
2024 | 2 | 1 | 8 | 64.3888
2024 | 2 | 1 | 9 | 65.3445
2024 | 2 | 1 | 10 | 63.0595
2024 | 2 | 1 | 11 | 60.953
2024 | 2 | 1 | 12 | 59.6031
2024 | 2 | 1 | 13 | 58.4916
2024 | 2 | 1 | 14 | 57.8658
2024 | 2 | 1 | 15 | 57.5745
2024 | 2 | 1 | 16 | 59.3367
2024 | 2 | 1 | 17 | 64.5751
2024 | 2 | 1 | 18 | 68.9523
2024 | 2 | 1 | 19 | 67.3308
2024 | 2 | 1 | 20 | 65.909
2024 | 2 | 1 | 21 | 63.7471
2024 | 2 | 1 | 22 | 61.1911
2024 | 2 | 1 | 23 | 57.6766
2024 | 2 | 2 | 0 | 51.9511
2024 | 2 | 2 | 1 | 47.7107
2024 | 2 | 2 | 2 | 46.0059
2024 | 2 | 2 | 3 | 45.301
2024 | 2 | 2 | 4 | 45.0967
2024 | 2 | 2 | 5 | 45.3117
2024 | 2 | 2 | 6 | 46.5427
2024 | 2 | 2 | 7 | 51.1861
2024 | 2 | 2 | 8 | 57.6931
2024 | 2 | 2 | 9 | 58.3388
2024 | 2 | 2 | 10 | 54.8758
2024 | 2 | 2 | 11 | 52.8968
2024 | 2 | 2 | 12 | 51.908
2024 | 2 | 2 | 13 | 50.9676
2024 | 2 | 2 | 14 | 50.1828
2024 | 2 | 2 | 15 | 49.4068
2024 | 2 | 2 | 16 | 51.6162
2024 | 2 | 2 | 17 | 57.0071
2024 | 2 | 2 | 18 | 61.2589
2024 | 2 | 2 | 19 | 60.0708
2024 | 2 | 2 | 20 | 58.5495
2024 | 2 | 2 | 21 | 56.6341
2024 | 2 | 2 | 22 | 54.4225
2024 | 2 | 2 | 23 | 51.0774
2024 | 2 | 3 | 0 | 48.4106
2024 | 2 | 3 | 1 | 43.4826
2024 | 2 | 3 | 2 | 42.0863
2024 | 2 | 3 | 3 | 41.3746
2024 | 2 | 3 | 4 | 41.2544
2024 | 2 | 3 | 5 | 41.1705
2024 | 2 | 3 | 6 | 41.6646
2024 | 2 | 3 | 7 | 44.5591
2024 | 2 | 3 | 8 | 50.0227
2024 | 2 | 3 | 9 | 51.5619
2024 | 2 | 3 | 10 | 50.3339
2024 | 2 | 3 | 11 | 48.3762
2024 | 2 | 3 | 12 | 48.4728
2024 | 2 | 3 | 13 | 48.8018
2024 | 2 | 3 | 14 | 48.1724
2024 | 2 | 3 | 15 | 48.1654
2024 | 2 | 3 | 16 | 49.7593
2024 | 2 | 3 | 17 | 55.0064
2024 | 2 | 3 | 18 | 60.9724
2024 | 2 | 3 | 19 | 60.1019
2024 | 2 | 3 | 20 | 57.1158
2024 | 2 | 3 | 21 | 54.4676
2024 | 2 | 3 | 22 | 52.3875
2024 | 2 | 3 | 23 | 49.8053
2024 | 2 | 4 | 0 | 46.5969
2024 | 2 | 4 | 1 | 42.1828
2024 | 2 | 4 | 2 | 40.7625
2024 | 2 | 4 | 3 | 40.1871
2024 | 2 | 4 | 4 | 40.0624
2024 | 2 | 4 | 5 | 39.8126
2024 | 2 | 4 | 6 | 39.623
2024 | 2 | 4 | 7 | 41.8515
2024 | 2 | 4 | 8 | 48.0883
2024 | 2 | 4 | 9 | 49.6529
2024 | 2 | 4 | 10 | 48.1901
2024 | 2 | 4 | 11 | 46.1632
2024 | 2 | 4 | 12 | 46.307
2024 | 2 | 4 | 13 | 46.0407
2024 | 2 | 4 | 14 | 45.9917
2024 | 2 | 4 | 15 | 46.4897
2024 | 2 | 4 | 16 | 49.6802
2024 | 2 | 4 | 17 | 56.7278
2024 | 2 | 4 | 18 | 61.9276
2024 | 2 | 4 | 19 | 59.4152
2024 | 2 | 4 | 20 | 56.3677
2024 | 2 | 4 | 21 | 53.3925
2024 | 2 | 4 | 22 | 50.6161
2024 | 2 | 4 | 23 | 47.7076
2024 | 2 | 5 | 0 | 44.168
2024 | 2 | 5 | 1 | 43.0481
2024 | 2 | 5 | 2 | 41.9857
2024 | 2 | 5 | 3 | 41.8217
2024 | 2 | 5 | 4 | 42.1281
2024 | 2 | 5 | 5 | 42.8321
2024 | 2 | 5 | 6 | 44.4752
2024 | 2 | 5 | 7 | 49.4588
2024 | 2 | 5 | 8 | 56.6043
2024 | 2 | 5 | 9 | 56.4777
2024 | 2 | 5 | 10 | 53.5804
2024 | 2 | 5 | 11 | 51.2576
2024 | 2 | 5 | 12 | 49.7557
2024 | 2 | 5 | 13 | 49.3331
2024 | 2 | 5 | 14 | 49.2723
2024 | 2 | 5 | 15 | 50.0459
2024 | 2 | 5 | 16 | 52.4943
2024 | 2 | 5 | 17 | 59.4452
2024 | 2 | 5 | 18 | 67.872
2024 | 2 | 5 | 19 | 66.7102
2024 | 2 | 5 | 20 | 64.8788
2024 | 2 | 5 | 21 | 62.3762
2024 | 2 | 5 | 22 | 59.7124
2024 | 2 | 5 | 23 | 56.3823
2024 | 2 | 6 | 0 | 49.9446
2024 | 2 | 6 | 1 | 51.7833
2024 | 2 | 6 | 2 | 50.9548
2024 | 2 | 6 | 3 | 51.2126
2024 | 2 | 6 | 4 | 51.9646
2024 | 2 | 6 | 5 | 52.9567
2024 | 2 | 6 | 6 | 54.9459
2024 | 2 | 6 | 7 | 59.9043
2024 | 2 | 6 | 8 | 65.0195
2024 | 2 | 6 | 9 | 61.8918
2024 | 2 | 6 | 10 | 57.0203
2024 | 2 | 6 | 11 | 52.8673
2024 | 2 | 6 | 12 | 51.7808
2024 | 2 | 6 | 13 | 51.0131
2024 | 2 | 6 | 14 | 50.6334
2024 | 2 | 6 | 15 | 51.969
2024 | 2 | 6 | 16 | 54.5562
2024 | 2 | 6 | 17 | 60.8417
2024 | 2 | 6 | 18 | 71.6766
2024 | 2 | 6 | 19 | 72.4286
2024 | 2 | 6 | 20 | 71.5877
2024 | 2 | 6 | 21 | 69.5734
2024 | 2 | 6 | 22 | 66.9326
2024 | 2 | 6 | 23 | 63.3167
2024 | 2 | 7 | 0 | 59.7537
2024 | 2 | 7 | 1 | 58.172
2024 | 2 | 7 | 2 | 57.1038
2024 | 2 | 7 | 3 | 56.8654
2024 | 2 | 7 | 4 | 57.1123
2024 | 2 | 7 | 5 | 57.4667
2024 | 2 | 7 | 6 | 59.3935
2024 | 2 | 7 | 7 | 63.4886
2024 | 2 | 7 | 8 | 67.3937
2024 | 2 | 7 | 9 | 63.5703
2024 | 2 | 7 | 10 | 59.2608
2024 | 2 | 7 | 11 | 56.555
2024 | 2 | 7 | 12 | 57.3127
2024 | 2 | 7 | 13 | 56.7371
2024 | 2 | 7 | 14 | 55.6288
2024 | 2 | 7 | 15 | 55.3148
2024 | 2 | 7 | 16 | 55.9958
2024 | 2 | 7 | 17 | 61.5138
2024 | 2 | 7 | 18 | 68.4508
2024 | 2 | 7 | 19 | 68.4585
2024 | 2 | 7 | 20 | 67.4014
2024 | 2 | 7 | 21 | 65.0473
2024 | 2 | 7 | 22 | 62.1535
2024 | 2 | 7 | 23 | 58.3619
2024 | 2 | 8 | 0 | 55.879
2024 | 2 | 8 | 1 | 54.4718
2024 | 2 | 8 | 2 | 53.182
2024 | 2 | 8 | 3 | 52.8578
2024 | 2 | 8 | 4 | 52.9899
2024 | 2 | 8 | 5 | 53.4873
2024 | 2 | 8 | 6 | 55.3777
2024 | 2 | 8 | 7 | 59.8793
2024 | 2 | 8 | 8 | 65.9813
2024 | 2 | 8 | 9 | 65.8118
2024 | 2 | 8 | 10 | 62.48
2024 | 2 | 8 | 11 | 58.5747
2024 | 2 | 8 | 12 | 53.3435
2024 | 2 | 8 | 13 | 53.3455
2024 | 2 | 8 | 14 | 53.838
2024 | 2 | 8 | 15 | 53.6641
2024 | 2 | 8 | 16 | 53.7718
2024 | 2 | 8 | 17 | 59.1352
2024 | 2 | 8 | 18 | 66.3375
2024 | 2 | 8 | 19 | 67.5998
2024 | 2 | 8 | 20 | 66.9127
2024 | 2 | 8 | 21 | 65.1489
2024 | 2 | 8 | 22 | 62.5011
2024 | 2 | 8 | 23 | 58.7206
2024 | 2 | 9 | 0 | 55.7142
2024 | 2 | 9 | 1 | 54.7528
2024 | 2 | 9 | 2 | 53.5939
2024 | 2 | 9 | 3 | 53.3941
2024 | 2 | 9 | 4 | 53.7264
2024 | 2 | 9 | 5 | 54.3099
2024 | 2 | 9 | 6 | 55.8599
2024 | 2 | 9 | 7 | 60.7384
2024 | 2 | 9 | 8 | 67.1068
2024 | 2 | 9 | 9 | 66.4415
2024 | 2 | 9 | 10 | 61.6756
2024 | 2 | 9 | 11 | 57.8635
2024 | 2 | 9 | 12 | 52.8846
2024 | 2 | 9 | 13 | 51.8194
2024 | 2 | 9 | 14 | 50.7022
2024 | 2 | 9 | 15 | 49.8972
2024 | 2 | 9 | 16 | 50.9226
2024 | 2 | 9 | 17 | 55.3143
2024 | 2 | 9 | 18 | 65.8576
2024 | 2 | 9 | 19 | 68.4646
2024 | 2 | 9 | 20 | 68.3015
2024 | 2 | 9 | 21 | 66.9716
2024 | 2 | 9 | 22 | 64.9227
2024 | 2 | 9 | 23 | 61.4209
2024 | 2 | 10 | 0 | 57.2871
2024 | 2 | 10 | 1 | 55.476
2024 | 2 | 10 | 2 | 54.5664
2024 | 2 | 10 | 3 | 54.3089
2024 | 2 | 10 | 4 | 54.4663
2024 | 2 | 10 | 5 | 54.9076
2024 | 2 | 10 | 6 | 55.8019
2024 | 2 | 10 | 7 | 58.1694
2024 | 2 | 10 | 8 | 60.6405
2024 | 2 | 10 | 9 | 59.5174
2024 | 2 | 10 | 10 | 58.3169
2024 | 2 | 10 | 11 | 55.9543
2024 | 2 | 10 | 12 | 54.0867
2024 | 2 | 10 | 13 | 53.229
2024 | 2 | 10 | 14 | 52.1542
2024 | 2 | 10 | 15 | 52.1725
2024 | 2 | 10 | 16 | 53.0393
2024 | 2 | 10 | 17 | 57.1657
2024 | 2 | 10 | 18 | 66.3777
2024 | 2 | 10 | 19 | 68.6378
2024 | 2 | 10 | 20 | 66.1961
2024 | 2 | 10 | 21 | 63.8019
2024 | 2 | 10 | 22 | 61.389
2024 | 2 | 10 | 23 | 58.5419
2024 | 2 | 11 | 0 | 56.1512
2024 | 2 | 11 | 1 | 53.0137
2024 | 2 | 11 | 2 | 51.915
2024 | 2 | 11 | 3 | 51.5356
2024 | 2 | 11 | 4 | 51.5323
2024 | 2 | 11 | 5 | 51.7272
2024 | 2 | 11 | 6 | 51.5418
2024 | 2 | 11 | 7 | 53.1124
2024 | 2 | 11 | 8 | 56.1605
2024 | 2 | 11 | 9 | 55.6955
2024 | 2 | 11 | 10 | 54.1848
2024 | 2 | 11 | 11 | 52.2923
2024 | 2 | 11 | 12 | 53.6892
2024 | 2 | 11 | 13 | 53.0626
2024 | 2 | 11 | 14 | 52.9853
2024 | 2 | 11 | 15 | 53.5576
2024 | 2 | 11 | 16 | 56.0317
2024 | 2 | 11 | 17 | 61.2782
2024 | 2 | 11 | 18 | 67.2173
2024 | 2 | 11 | 19 | 66.9172
2024 | 2 | 11 | 20 | 63.9451
2024 | 2 | 11 | 21 | 61.0344
2024 | 2 | 11 | 22 | 57.8989
2024 | 2 | 11 | 23 | 54.7907
2024 | 2 | 12 | 0 | 51.9467
2024 | 2 | 12 | 1 | 54.3222
2024 | 2 | 12 | 2 | 53.6797
2024 | 2 | 12 | 3 | 53.8755
2024 | 2 | 12 | 4 | 54.5305
2024 | 2 | 12 | 5 | 55.4287
2024 | 2 | 12 | 6 | 56.8821
2024 | 2 | 12 | 7 | 61.5213
2024 | 2 | 12 | 8 | 66.7611
2024 | 2 | 12 | 9 | 63.4947
2024 | 2 | 12 | 10 | 58.7559
2024 | 2 | 12 | 11 | 55.4559
2024 | 2 | 12 | 12 | 53.5524
2024 | 2 | 12 | 13 | 52.8717
2024 | 2 | 12 | 14 | 52.8097
2024 | 2 | 12 | 15 | 53.0127
2024 | 2 | 12 | 16 | 53.7767
2024 | 2 | 12 | 17 | 58.849
2024 | 2 | 12 | 18 | 69.125
2024 | 2 | 12 | 19 | 71.2447
2024 | 2 | 12 | 20 | 70.6919
2024 | 2 | 12 | 21 | 68.7469
2024 | 2 | 12 | 22 | 65.8912
2024 | 2 | 12 | 23 | 62.2244
2024 | 2 | 13 | 0 | 60.9844
2024 | 2 | 13 | 1 | 56.2356
2024 | 2 | 13 | 2 | 54.8949
2024 | 2 | 13 | 3 | 54.4436
2024 | 2 | 13 | 4 | 54.4465
2024 | 2 | 13 | 5 | 54.6754
2024 | 2 | 13 | 6 | 56.4344
2024 | 2 | 13 | 7 | 61.0852
2024 | 2 | 13 | 8 | 66.8888
2024 | 2 | 13 | 9 | 65.6672
2024 | 2 | 13 | 10 | 61.6741
2024 | 2 | 13 | 11 | 58.816
2024 | 2 | 13 | 12 | 57.0682
2024 | 2 | 13 | 13 | 55.8167
2024 | 2 | 13 | 14 | 55.1632
2024 | 2 | 13 | 15 | 55.0784
2024 | 2 | 13 | 16 | 56.4133
2024 | 2 | 13 | 17 | 60.1802
2024 | 2 | 13 | 18 | 67.3041
2024 | 2 | 13 | 19 | 67.1329
2024 | 2 | 13 | 20 | 65.8353
2024 | 2 | 13 | 21 | 63.3852
2024 | 2 | 13 | 22 | 60.6515
2024 | 2 | 13 | 23 | 57.1334
2024 | 2 | 14 | 0 | 53.7974
2024 | 2 | 14 | 1 | 48.8903
2024 | 2 | 14 | 2 | 47.3523
2024 | 2 | 14 | 3 | 46.7535
2024 | 2 | 14 | 4 | 46.5816
2024 | 2 | 14 | 5 | 46.8335
2024 | 2 | 14 | 6 | 48.4007
2024 | 2 | 14 | 7 | 52.9192
2024 | 2 | 14 | 8 | 59.4193
2024 | 2 | 14 | 9 | 58.6848
2024 | 2 | 14 | 10 | 54.3585
2024 | 2 | 14 | 11 | 51.77
2024 | 2 | 14 | 12 | 50.5351
2024 | 2 | 14 | 13 | 50.592
2024 | 2 | 14 | 14 | 50.906
2024 | 2 | 14 | 15 | 50.0197
2024 | 2 | 14 | 16 | 50.4039
2024 | 2 | 14 | 17 | 55.827
2024 | 2 | 14 | 18 | 60.1337
2024 | 2 | 14 | 19 | 59.792
2024 | 2 | 14 | 20 | 58.3483
2024 | 2 | 14 | 21 | 56.109
2024 | 2 | 14 | 22 | 53.1668
2024 | 2 | 14 | 23 | 49.6173
2024 | 2 | 15 | 0 | 47.8207
2024 | 2 | 15 | 1 | 43.4352
2024 | 2 | 15 | 2 | 41.9527
2024 | 2 | 15 | 3 | 41.5197
2024 | 2 | 15 | 4 | 41.5699
2024 | 2 | 15 | 5 | 42.1759
2024 | 2 | 15 | 6 | 44.4276
2024 | 2 | 15 | 7 | 49.219
2024 | 2 | 15 | 8 | 55.7893
2024 | 2 | 15 | 9 | 55.3877
2024 | 2 | 15 | 10 | 51.0434
2024 | 2 | 15 | 11 | 48.5995
2024 | 2 | 15 | 12 | 48.2202
2024 | 2 | 15 | 13 | 47.4286
2024 | 2 | 15 | 14 | 47.8802
2024 | 2 | 15 | 15 | 47.7284
2024 | 2 | 15 | 16 | 49.6099
2024 | 2 | 15 | 17 | 55.0723
2024 | 2 | 15 | 18 | 60.2872
2024 | 2 | 15 | 19 | 60.6464
2024 | 2 | 15 | 20 | 59.4371
2024 | 2 | 15 | 21 | 57.4923
2024 | 2 | 15 | 22 | 54.9941
2024 | 2 | 15 | 23 | 51.629
2024 | 2 | 16 | 0 | 47.9442
2024 | 2 | 16 | 1 | 43.9906
2024 | 2 | 16 | 2 | 42.5162
2024 | 2 | 16 | 3 | 42.0541
2024 | 2 | 16 | 4 | 42.1529
2024 | 2 | 16 | 5 | 42.7651
2024 | 2 | 16 | 6 | 44.7878
2024 | 2 | 16 | 7 | 49.8749
2024 | 2 | 16 | 8 | 56.6372
2024 | 2 | 16 | 9 | 55.7944
2024 | 2 | 16 | 10 | 50.972
2024 | 2 | 16 | 11 | 47.8561
2024 | 2 | 16 | 12 | 46.0852
2024 | 2 | 16 | 13 | 45.3424
2024 | 2 | 16 | 14 | 45.0834
2024 | 2 | 16 | 15 | 44.642
2024 | 2 | 16 | 16 | 46.8757
2024 | 2 | 16 | 17 | 52.2326
2024 | 2 | 16 | 18 | 58.0248
2024 | 2 | 16 | 19 | 58.3774
2024 | 2 | 16 | 20 | 56.9239
2024 | 2 | 16 | 21 | 54.894
2024 | 2 | 16 | 22 | 52.6849
2024 | 2 | 16 | 23 | 49.3467
2024 | 2 | 17 | 0 | 47.5065
2024 | 2 | 17 | 1 | 42.5718
2024 | 2 | 17 | 2 | 41.0661
2024 | 2 | 17 | 3 | 40.4116
2024 | 2 | 17 | 4 | 40.2107
2024 | 2 | 17 | 5 | 40.1577
2024 | 2 | 17 | 6 | 40.7256
2024 | 2 | 17 | 7 | 43.7557
2024 | 2 | 17 | 8 | 50.2914
2024 | 2 | 17 | 9 | 50.7557
2024 | 2 | 17 | 10 | 47.6374
2024 | 2 | 17 | 11 | 44.986
2024 | 2 | 17 | 12 | 43.1791
2024 | 2 | 17 | 13 | 42.4085
2024 | 2 | 17 | 14 | 42.2038
2024 | 2 | 17 | 15 | 42.4168
2024 | 2 | 17 | 16 | 45.2508
2024 | 2 | 17 | 17 | 51.6054
2024 | 2 | 17 | 18 | 59.9581
2024 | 2 | 17 | 19 | 58.8947
2024 | 2 | 17 | 20 | 55.6757
2024 | 2 | 17 | 21 | 52.9054
2024 | 2 | 17 | 22 | 50.8214
2024 | 2 | 17 | 23 | 48.3571
2024 | 2 | 18 | 0 | 43.5827
2024 | 2 | 18 | 1 | 41.2395
2024 | 2 | 18 | 2 | 39.7584
2024 | 2 | 18 | 3 | 39.1256
2024 | 2 | 18 | 4 | 38.973
2024 | 2 | 18 | 5 | 38.8387
2024 | 2 | 18 | 6 | 38.6716
2024 | 2 | 18 | 7 | 41.2398
2024 | 2 | 18 | 8 | 48.7015
2024 | 2 | 18 | 9 | 49.8491
2024 | 2 | 18 | 10 | 46.8388
2024 | 2 | 18 | 11 | 43.8437
2024 | 2 | 18 | 12 | 41.9561
2024 | 2 | 18 | 13 | 41.9453
2024 | 2 | 18 | 14 | 42.0547
2024 | 2 | 18 | 15 | 42.6958
2024 | 2 | 18 | 16 | 46.3679
2024 | 2 | 18 | 17 | 53.5869
2024 | 2 | 18 | 18 | 59.5879
2024 | 2 | 18 | 19 | 60.0652
2024 | 2 | 18 | 20 | 57.8362
2024 | 2 | 18 | 21 | 55.3862
2024 | 2 | 18 | 22 | 53.1087
2024 | 2 | 18 | 23 | 50.5019
2024 | 2 | 19 | 0 | 43.1867
2024 | 2 | 19 | 1 | 44.9094
2024 | 2 | 19 | 2 | 43.7062
2024 | 2 | 19 | 3 | 43.1957
2024 | 2 | 19 | 4 | 43.1828
2024 | 2 | 19 | 5 | 43.6616
2024 | 2 | 19 | 6 | 43.9812
2024 | 2 | 19 | 7 | 45.7172
2024 | 2 | 19 | 8 | 47.3357
2024 | 2 | 19 | 9 | 41.8395
2024 | 2 | 19 | 10 | 35.3455
2024 | 2 | 19 | 11 | 33.121
2024 | 2 | 19 | 12 | 33.3236
2024 | 2 | 19 | 13 | 35.2381
2024 | 2 | 19 | 14 | 34.2387
2024 | 2 | 19 | 15 | 33.2199
2024 | 2 | 19 | 16 | 32.0237
2024 | 2 | 19 | 17 | 38.3716
2024 | 2 | 19 | 18 | 51.8467
2024 | 2 | 19 | 19 | 54.8019
2024 | 2 | 19 | 20 | 53.6962
2024 | 2 | 19 | 21 | 51.4825
2024 | 2 | 19 | 22 | 48.9034
2024 | 2 | 19 | 23 | 45.7363
2024 | 2 | 20 | 0 | 43.9383
2024 | 2 | 20 | 1 | 44.0169
2024 | 2 | 20 | 2 | 42.8996
2024 | 2 | 20 | 3 | 42.8084
2024 | 2 | 20 | 4 | 43.1316
2024 | 2 | 20 | 5 | 43.9288
2024 | 2 | 20 | 6 | 45.9641
2024 | 2 | 20 | 7 | 50.5041
2024 | 2 | 20 | 8 | 54.3921
2024 | 2 | 20 | 9 | 49.6746
2024 | 2 | 20 | 10 | 44.3118
2024 | 2 | 20 | 11 | 41.7084
2024 | 2 | 20 | 12 | 39.2493
2024 | 2 | 20 | 13 | 39.4661
2024 | 2 | 20 | 14 | 39.5575
2024 | 2 | 20 | 15 | 39.0647
2024 | 2 | 20 | 16 | 38.9587
2024 | 2 | 20 | 17 | 42.7381
2024 | 2 | 20 | 18 | 53.961
2024 | 2 | 20 | 19 | 57.3089
2024 | 2 | 20 | 20 | 56.9076
2024 | 2 | 20 | 21 | 55.06
2024 | 2 | 20 | 22 | 52.5727
2024 | 2 | 20 | 23 | 49.1904
2024 | 2 | 21 | 0 | 47.3181
2024 | 2 | 21 | 1 | 45.2584
2024 | 2 | 21 | 2 | 44.1015
2024 | 2 | 21 | 3 | 43.8985
2024 | 2 | 21 | 4 | 44.1614
2024 | 2 | 21 | 5 | 44.871
2024 | 2 | 21 | 6 | 46.13
2024 | 2 | 21 | 7 | 51.0955
2024 | 2 | 21 | 8 | 57.9099
2024 | 2 | 21 | 9 | 56.232
2024 | 2 | 21 | 10 | 51.2836
2024 | 2 | 21 | 11 | 47.7804
2024 | 2 | 21 | 12 | 46.5955
2024 | 2 | 21 | 13 | 46.8294
2024 | 2 | 21 | 14 | 47.4076
2024 | 2 | 21 | 15 | 47.161
2024 | 2 | 21 | 16 | 48.469
2024 | 2 | 21 | 17 | 54.5109
2024 | 2 | 21 | 18 | 59.5833
2024 | 2 | 21 | 19 | 59.7211
2024 | 2 | 21 | 20 | 58.2963
2024 | 2 | 21 | 21 | 55.917
2024 | 2 | 21 | 22 | 53.0088
2024 | 2 | 21 | 23 | 49.4858
2024 | 2 | 22 | 0 | 47.4107
2024 | 2 | 22 | 1 | 45.5475
2024 | 2 | 22 | 2 | 44.2812
2024 | 2 | 22 | 3 | 44.0417
2024 | 2 | 22 | 4 | 44.3082
2024 | 2 | 22 | 5 | 45.1366
2024 | 2 | 22 | 6 | 47.6636
2024 | 2 | 22 | 7 | 52.621
2024 | 2 | 22 | 8 | 59.199
2024 | 2 | 22 | 9 | 57.9288
2024 | 2 | 22 | 10 | 53.4095
2024 | 2 | 22 | 11 | 49.3965
2024 | 2 | 22 | 12 | 48.3542
2024 | 2 | 22 | 13 | 48.6722
2024 | 2 | 22 | 14 | 49.618
2024 | 2 | 22 | 15 | 50.1404
2024 | 2 | 22 | 16 | 52.2023
2024 | 2 | 22 | 17 | 58.4206
2024 | 2 | 22 | 18 | 63.6405
2024 | 2 | 22 | 19 | 64.8568
2024 | 2 | 22 | 20 | 63.8839
2024 | 2 | 22 | 21 | 61.9101
2024 | 2 | 22 | 22 | 59.4265
2024 | 2 | 22 | 23 | 55.9662
2024 | 2 | 23 | 0 | 50.3627
2024 | 2 | 23 | 1 | 50.8351
2024 | 2 | 23 | 2 | 49.8153
2024 | 2 | 23 | 3 | 49.7835
2024 | 2 | 23 | 4 | 50.3074
2024 | 2 | 23 | 5 | 51.2536
2024 | 2 | 23 | 6 | 53.514
2024 | 2 | 23 | 7 | 58.0473
2024 | 2 | 23 | 8 | 61.6939
2024 | 2 | 23 | 9 | 56.7656
2024 | 2 | 23 | 10 | 50.8827
2024 | 2 | 23 | 11 | 46.9101
2024 | 2 | 23 | 12 | 48.7047
2024 | 2 | 23 | 13 | 48.6985
2024 | 2 | 23 | 14 | 49.1872
2024 | 2 | 23 | 15 | 49.0651
2024 | 2 | 23 | 16 | 50.7916
2024 | 2 | 23 | 17 | 55.8459
2024 | 2 | 23 | 18 | 65.0165
2024 | 2 | 23 | 19 | 66.4054
2024 | 2 | 23 | 20 | 65.5017
2024 | 2 | 23 | 21 | 63.6278
2024 | 2 | 23 | 22 | 61.2971
2024 | 2 | 23 | 23 | 57.7558
2024 | 2 | 24 | 0 | 55.4363
2024 | 2 | 24 | 1 | 52.6925
2024 | 2 | 24 | 2 | 51.4919
2024 | 2 | 24 | 3 | 51.1012
2024 | 2 | 24 | 4 | 51.0527
2024 | 2 | 24 | 5 | 51.3485
2024 | 2 | 24 | 6 | 52.4979
2024 | 2 | 24 | 7 | 54.4292
2024 | 2 | 24 | 8 | 56.123
2024 | 2 | 24 | 9 | 53.6649
2024 | 2 | 24 | 10 | 52.4373
2024 | 2 | 24 | 11 | 49.9613
2024 | 2 | 24 | 12 | 49.5361
2024 | 2 | 24 | 13 | 48.8832
2024 | 2 | 24 | 14 | 48.7906
2024 | 2 | 24 | 15 | 48.7484
2024 | 2 | 24 | 16 | 50.5481
2024 | 2 | 24 | 17 | 54.5832
2024 | 2 | 24 | 18 | 59.1207
2024 | 2 | 24 | 19 | 62.7379
2024 | 2 | 24 | 20 | 60.9903
2024 | 2 | 24 | 21 | 58.7393
2024 | 2 | 24 | 22 | 56.4926
2024 | 2 | 24 | 23 | 53.8417
2024 | 2 | 25 | 0 | 51.3098
2024 | 2 | 25 | 1 | 47.2006
2024 | 2 | 25 | 2 | 45.8756
2024 | 2 | 25 | 3 | 45.3039
2024 | 2 | 25 | 4 | 45.1895
2024 | 2 | 25 | 5 | 45.3123
2024 | 2 | 25 | 6 | 45.2318
2024 | 2 | 25 | 7 | 47.1969
2024 | 2 | 25 | 8 | 52.1436
2024 | 2 | 25 | 9 | 52.7543
2024 | 2 | 25 | 10 | 50.6404
2024 | 2 | 25 | 11 | 48.1483
2024 | 2 | 25 | 12 | 45.6231
2024 | 2 | 25 | 13 | 46.2891
2024 | 2 | 25 | 14 | 46.5765
2024 | 2 | 25 | 15 | 46.5366
2024 | 2 | 25 | 16 | 48.2252
2024 | 2 | 25 | 17 | 52.9536
2024 | 2 | 25 | 18 | 57.0887
2024 | 2 | 25 | 19 | 58.9721
2024 | 2 | 25 | 20 | 57.0625
2024 | 2 | 25 | 21 | 54.4942
2024 | 2 | 25 | 22 | 51.6615
2024 | 2 | 25 | 23 | 48.7446
2024 | 2 | 26 | 0 | 47.0693
2024 | 2 | 26 | 1 | 48.9183
2024 | 2 | 26 | 2 | 48.23
2024 | 2 | 26 | 3 | 48.4268
2024 | 2 | 26 | 4 | 49.1066
2024 | 2 | 26 | 5 | 50.1971
2024 | 2 | 26 | 6 | 52.022
2024 | 2 | 26 | 7 | 56.8901
2024 | 2 | 26 | 8 | 62.6184
2024 | 2 | 26 | 9 | 60.2923
2024 | 2 | 26 | 10 | 56.5229
2024 | 2 | 26 | 11 | 52.7873
2024 | 2 | 26 | 12 | 50.7215
2024 | 2 | 26 | 13 | 50.9385
2024 | 2 | 26 | 14 | 51.7263
2024 | 2 | 26 | 15 | 51.9906
2024 | 2 | 26 | 16 | 53.4109
2024 | 2 | 26 | 17 | 57.8096
2024 | 2 | 26 | 18 | 64.3651
2024 | 2 | 26 | 19 | 68.9062
2024 | 2 | 26 | 20 | 69.2821
2024 | 2 | 26 | 21 | 67.6495
2024 | 2 | 26 | 22 | 65.1061
2024 | 2 | 26 | 23 | 61.7639
2024 | 2 | 27 | 0 | 57.7451
2024 | 2 | 27 | 1 | 54.7291
2024 | 2 | 27 | 2 | 53.7321
2024 | 2 | 27 | 3 | 53.653
2024 | 2 | 27 | 4 | 54.0274
2024 | 2 | 27 | 5 | 54.6839
2024 | 2 | 27 | 6 | 57.1009
2024 | 2 | 27 | 7 | 61.0617
2024 | 2 | 27 | 8 | 62.9177
2024 | 2 | 27 | 9 | 57.6626
2024 | 2 | 27 | 10 | 53.9639
2024 | 2 | 27 | 11 | 51.1645
2024 | 2 | 27 | 12 | 51.5233
2024 | 2 | 27 | 13 | 51.5347
2024 | 2 | 27 | 14 | 51.4782
2024 | 2 | 27 | 15 | 51.0936
2024 | 2 | 27 | 16 | 51.3327
2024 | 2 | 27 | 17 | 53.8648
2024 | 2 | 27 | 18 | 61.5513
2024 | 2 | 27 | 19 | 64.9492
2024 | 2 | 27 | 20 | 65.0364
2024 | 2 | 27 | 21 | 63.0057
2024 | 2 | 27 | 22 | 60.3838
2024 | 2 | 27 | 23 | 56.899
2024 | 2 | 28 | 0 | 55.0281
2024 | 2 | 28 | 1 | 51.0543
2024 | 2 | 28 | 2 | 49.7991
2024 | 2 | 28 | 3 | 49.4783
2024 | 2 | 28 | 4 | 49.6329
2024 | 2 | 28 | 5 | 50.1973
2024 | 2 | 28 | 6 | 52.4693
2024 | 2 | 28 | 7 | 56.8036
2024 | 2 | 28 | 8 | 61.7049
2024 | 2 | 28 | 9 | 59.8091
2024 | 2 | 28 | 10 | 56.202
2024 | 2 | 28 | 11 | 52.6175
2024 | 2 | 28 | 12 | 49.9279
2024 | 2 | 28 | 13 | 51.0647
2024 | 2 | 28 | 14 | 52.303
2024 | 2 | 28 | 15 | 51.1946
2024 | 2 | 28 | 16 | 50.3043
2024 | 2 | 28 | 17 | 54.0728
2024 | 2 | 28 | 18 | 61.6784
2024 | 2 | 28 | 19 | 63.8755
2024 | 2 | 28 | 20 | 63.6105
2024 | 2 | 28 | 21 | 61.5906
2024 | 2 | 28 | 22 | 58.7203
2024 | 2 | 28 | 23 | 55.1468
2024 | 2 | 29 | 0 | 51.994
2024 | 2 | 29 | 1 | 51.5875
2024 | 2 | 29 | 2 | 50.5444
2024 | 2 | 29 | 3 | 50.5182
2024 | 2 | 29 | 4 | 51.0099
2024 | 2 | 29 | 5 | 51.9769
2024 | 2 | 29 | 6 | 53.5307
2024 | 2 | 29 | 7 | 58.1691
2024 | 2 | 29 | 8 | 63.365
2024 | 2 | 29 | 9 | 62.3136
2024 | 2 | 29 | 10 | 59.0815
2024 | 2 | 29 | 11 | 54.779
2024 | 2 | 29 | 12 | 51.3012
2024 | 2 | 29 | 13 | 51.765
2024 | 2 | 29 | 14 | 53.3556
2024 | 2 | 29 | 15 | 53.0741
2024 | 2 | 29 | 16 | 53.3527
2024 | 2 | 29 | 17 | 56.9977
2024 | 2 | 29 | 18 | 66.9519
2024 | 2 | 29 | 19 | 69.3958
2024 | 2 | 29 | 20 | 69.2994
2024 | 2 | 29 | 21 | 67.5048
2024 | 2 | 29 | 22 | 64.9128
2024 | 2 | 29 | 23 | 61.4035
2024 | 3 | 1 | 0 | 57.4284
2024 | 3 | 1 | 1 | 55.6652
2024 | 3 | 1 | 2 | 54.6705
2024 | 3 | 1 | 3 | 54.6333
2024 | 3 | 1 | 4 | 55.1225
2024 | 3 | 1 | 5 | 55.7985
2024 | 3 | 1 | 6 | 59.0372
2024 | 3 | 1 | 7 | 63.6542
2024 | 3 | 1 | 8 | 66.7005
2024 | 3 | 1 | 9 | 61.0799
2024 | 3 | 1 | 10 | 54.8814
2024 | 3 | 1 | 11 | 50.8225
2024 | 3 | 1 | 12 | 49.8392
2024 | 3 | 1 | 13 | 49.1194
2024 | 3 | 1 | 14 | 48.0873
2024 | 3 | 1 | 15 | 47.2635
2024 | 3 | 1 | 16 | 49.1413
2024 | 3 | 1 | 17 | 54.2556
2024 | 3 | 1 | 18 | 63.5158
2024 | 3 | 1 | 19 | 69.4065
2024 | 3 | 1 | 20 | 70.2391
2024 | 3 | 1 | 21 | 69.1356
2024 | 3 | 1 | 22 | 67.3071
2024 | 3 | 1 | 23 | 63.9127
2024 | 3 | 2 | 0 | 59.015
2024 | 3 | 2 | 1 | 58.352
2024 | 3 | 2 | 2 | 57.4705
2024 | 3 | 2 | 3 | 57.3174
2024 | 3 | 2 | 4 | 57.4746
2024 | 3 | 2 | 5 | 57.9556
2024 | 3 | 2 | 6 | 57.8683
2024 | 3 | 2 | 7 | 60.8017
2024 | 3 | 2 | 8 | 64.4427
2024 | 3 | 2 | 9 | 63.6769
2024 | 3 | 2 | 10 | 61.6862
2024 | 3 | 2 | 11 | 58.2995
2024 | 3 | 2 | 12 | 53.6406
2024 | 3 | 2 | 13 | 51.9265
2024 | 3 | 2 | 14 | 50.9011
2024 | 3 | 2 | 15 | 51.1019
2024 | 3 | 2 | 16 | 54.2391
2024 | 3 | 2 | 17 | 59.8524
2024 | 3 | 2 | 18 | 66.0552
2024 | 3 | 2 | 19 | 70.4985
2024 | 3 | 2 | 20 | 68.8515
2024 | 3 | 2 | 21 | 66.6919
2024 | 3 | 2 | 22 | 64.4236
2024 | 3 | 2 | 23 | 61.7291
2024 | 3 | 3 | 0 | 58.5649
2024 | 3 | 3 | 1 | 56.5145
2024 | 3 | 3 | 2 | 55.6343
2024 | 3 | 3 | 3 | 55.4287
2024 | 3 | 3 | 4 | 55.5485
2024 | 3 | 3 | 5 | 55.8819
2024 | 3 | 3 | 6 | 56.7601
2024 | 3 | 3 | 7 | 57.9504
2024 | 3 | 3 | 8 | 57.573
2024 | 3 | 3 | 9 | 53.6108
2024 | 3 | 3 | 10 | 51.7318
2024 | 3 | 3 | 11 | 49.9327
2024 | 3 | 3 | 12 | 51.8471
2024 | 3 | 3 | 13 | 51.532
2024 | 3 | 3 | 14 | 51.2803
2024 | 3 | 3 | 15 | 51.1801
2024 | 3 | 3 | 16 | 53.3858
2024 | 3 | 3 | 17 | 58.0663
2024 | 3 | 3 | 18 | 61.29
2024 | 3 | 3 | 19 | 66.9978
2024 | 3 | 3 | 20 | 66.1331
2024 | 3 | 3 | 21 | 64.0406
2024 | 3 | 3 | 22 | 61.2365
2024 | 3 | 3 | 23 | 58.2338
2024 | 3 | 4 | 0 | 55.4795
2024 | 3 | 4 | 1 | 55.309
2024 | 3 | 4 | 2 | 54.6873
2024 | 3 | 4 | 3 | 54.7777
2024 | 3 | 4 | 4 | 55.1938
2024 | 3 | 4 | 5 | 55.7349
2024 | 3 | 4 | 6 | 57.9513
2024 | 3 | 4 | 7 | 61.7271
2024 | 3 | 4 | 8 | 62.7868
2024 | 3 | 4 | 9 | 55.7854
2024 | 3 | 4 | 10 | 51.223
2024 | 3 | 4 | 11 | 49.5882
2024 | 3 | 4 | 12 | 49.4129
2024 | 3 | 4 | 13 | 49.4988
2024 | 3 | 4 | 14 | 48.7995
2024 | 3 | 4 | 15 | 47.2508
2024 | 3 | 4 | 16 | 46.4136
2024 | 3 | 4 | 17 | 49.9241
2024 | 3 | 4 | 18 | 63.2714
2024 | 3 | 4 | 19 | 66.7644
2024 | 3 | 4 | 20 | 67.0064
2024 | 3 | 4 | 21 | 65.0895
2024 | 3 | 4 | 22 | 62.3759
2024 | 3 | 4 | 23 | 58.8948
2024 | 3 | 5 | 0 | 55.5985
2024 | 3 | 5 | 1 | 53.6286
2024 | 3 | 5 | 2 | 52.5821
2024 | 3 | 5 | 3 | 52.476
2024 | 3 | 5 | 4 | 52.7063
2024 | 3 | 5 | 5 | 53.132
2024 | 3 | 5 | 6 | 55.067
2024 | 3 | 5 | 7 | 59.1083
2024 | 3 | 5 | 8 | 60.5953
2024 | 3 | 5 | 9 | 54.9082
2024 | 3 | 5 | 10 | 50.1947
2024 | 3 | 5 | 11 | 48.0697
2024 | 3 | 5 | 12 | 46.2925
2024 | 3 | 5 | 13 | 46.3147
2024 | 3 | 5 | 14 | 45.6925
2024 | 3 | 5 | 15 | 44.1485
2024 | 3 | 5 | 16 | 43.5748
2024 | 3 | 5 | 17 | 46.2156
2024 | 3 | 5 | 18 | 55.705
2024 | 3 | 5 | 19 | 62.0725
2024 | 3 | 5 | 20 | 63.3797
2024 | 3 | 5 | 21 | 62.0583
2024 | 3 | 5 | 22 | 59.7655
2024 | 3 | 5 | 23 | 56.4442
2024 | 3 | 6 | 0 | 53.0772
2024 | 3 | 6 | 1 | 50.6666
2024 | 3 | 6 | 2 | 49.631
2024 | 3 | 6 | 3 | 49.5038
2024 | 3 | 6 | 4 | 49.7406
2024 | 3 | 6 | 5 | 50.1984
2024 | 3 | 6 | 6 | 52.0638
2024 | 3 | 6 | 7 | 55.8043
2024 | 3 | 6 | 8 | 56.846
2024 | 3 | 6 | 9 | 50.6325
2024 | 3 | 6 | 10 | 46.0193
2024 | 3 | 6 | 11 | 44.4049
2024 | 3 | 6 | 12 | 46.1076
2024 | 3 | 6 | 13 | 46.3628
2024 | 3 | 6 | 14 | 46.3928
2024 | 3 | 6 | 15 | 44.4134
2024 | 3 | 6 | 16 | 44.0436
2024 | 3 | 6 | 17 | 47.7468
2024 | 3 | 6 | 18 | 53.7836
2024 | 3 | 6 | 19 | 59.2412
2024 | 3 | 6 | 20 | 60.2927
2024 | 3 | 6 | 21 | 58.854
2024 | 3 | 6 | 22 | 56.3624
2024 | 3 | 6 | 23 | 52.9918
2024 | 3 | 7 | 0 | 50.3077
2024 | 3 | 7 | 1 | 48.2463
2024 | 3 | 7 | 2 | 47.1564
2024 | 3 | 7 | 3 | 47.0066
2024 | 3 | 7 | 4 | 47.2158
2024 | 3 | 7 | 5 | 47.7826
2024 | 3 | 7 | 6 | 49.5759
2024 | 3 | 7 | 7 | 53.2929
2024 | 3 | 7 | 8 | 53.9309
2024 | 3 | 7 | 9 | 47.796
2024 | 3 | 7 | 10 | 43.722
2024 | 3 | 7 | 11 | 42.2696
2024 | 3 | 7 | 12 | 43.5489
2024 | 3 | 7 | 13 | 44.0791
2024 | 3 | 7 | 14 | 44.2786
2024 | 3 | 7 | 15 | 42.699
2024 | 3 | 7 | 16 | 42.3799
2024 | 3 | 7 | 17 | 46.2358
2024 | 3 | 7 | 18 | 54.2911
2024 | 3 | 7 | 19 | 58.0555
2024 | 3 | 7 | 20 | 58.4887
2024 | 3 | 7 | 21 | 56.8135
2024 | 3 | 7 | 22 | 54.4151
2024 | 3 | 7 | 23 | 51.0148
2024 | 3 | 8 | 0 | 48.4995
2024 | 3 | 8 | 1 | 45.8503
2024 | 3 | 8 | 2 | 44.626
2024 | 3 | 8 | 3 | 44.325
2024 | 3 | 8 | 4 | 44.4122
2024 | 3 | 8 | 5 | 44.8738
2024 | 3 | 8 | 6 | 46.6477
2024 | 3 | 8 | 7 | 50.4891
2024 | 3 | 8 | 8 | 50.9867
2024 | 3 | 8 | 9 | 44.2127
2024 | 3 | 8 | 10 | 39.366
2024 | 3 | 8 | 11 | 38.1573
2024 | 3 | 8 | 12 | 40.9208
2024 | 3 | 8 | 13 | 41.8259
2024 | 3 | 8 | 14 | 41.1663
2024 | 3 | 8 | 15 | 39.191
2024 | 3 | 8 | 16 | 39.4825
2024 | 3 | 8 | 17 | 43.4725
2024 | 3 | 8 | 18 | 54.2482
2024 | 3 | 8 | 19 | 56.0976
2024 | 3 | 8 | 20 | 55.8105
2024 | 3 | 8 | 21 | 53.9532
2024 | 3 | 8 | 22 | 51.8793
2024 | 3 | 8 | 23 | 48.6709
2024 | 3 | 9 | 0 | 44.5312
2024 | 3 | 9 | 1 | 43.1989
2024 | 3 | 9 | 2 | 42.1934
2024 | 3 | 9 | 3 | 41.889
2024 | 3 | 9 | 4 | 42.0768
2024 | 3 | 9 | 5 | 42.2179
2024 | 3 | 9 | 6 | 42.3072
2024 | 3 | 9 | 7 | 45.2027
2024 | 3 | 9 | 8 | 48.5472
2024 | 3 | 9 | 9 | 46.5775
2024 | 3 | 9 | 10 | 43.9207
2024 | 3 | 9 | 11 | 41.7293
2024 | 3 | 9 | 12 | 40.8897
2024 | 3 | 9 | 13 | 41.2719
2024 | 3 | 9 | 14 | 41.4557
2024 | 3 | 9 | 15 | 40.7033
2024 | 3 | 9 | 16 | 42.2824
2024 | 3 | 9 | 17 | 47.5418
2024 | 3 | 9 | 18 | 54.302
2024 | 3 | 9 | 19 | 58.5346
2024 | 3 | 9 | 20 | 57.7455
2024 | 3 | 9 | 21 | 55.7638
2024 | 3 | 9 | 22 | 54.1104
2024 | 3 | 9 | 23 | 51.7675
2024 | 3 | 10 | 0 | 47.1096
2024 | 3 | 10 | 1 | 46.4743
2024 | 3 | 10 | 2 | 46.2553
2024 | 3 | 10 | 3 | 46.4303
2024 | 3 | 10 | 4 | 46.9295
2024 | 3 | 10 | 5 | 48.2587
2024 | 3 | 10 | 6 | 50.3431
2024 | 3 | 10 | 7 | 52.1141
2024 | 3 | 10 | 8 | 48.7015
2024 | 3 | 10 | 9 | 41.2488
2024 | 3 | 10 | 10 | 40.7701
2024 | 3 | 10 | 11 | 39.0683
2024 | 3 | 10 | 12 | 38.3464
2024 | 3 | 10 | 13 | 38.034
2024 | 3 | 10 | 14 | 37.2303
2024 | 3 | 10 | 15 | 37.1482
2024 | 3 | 10 | 16 | 39.7049
2024 | 3 | 10 | 17 | 43.7268
2024 | 3 | 10 | 18 | 51.3557
2024 | 3 | 10 | 19 | 57.4826
2024 | 3 | 10 | 20 | 56.934
2024 | 3 | 10 | 21 | 54.2759
2024 | 3 | 10 | 22 | 50.952
2024 | 3 | 10 | 23 | 47.8667
2024 | 3 | 11 | 0 | 47.3512
2024 | 3 | 11 | 1 | 46.6689
2024 | 3 | 11 | 2 | 46.7462
2024 | 3 | 11 | 3 | 47.158
2024 | 3 | 11 | 4 | 47.8918
2024 | 3 | 11 | 5 | 49.8728
2024 | 3 | 11 | 6 | 54.0071
2024 | 3 | 11 | 7 | 58.2289
2024 | 3 | 11 | 8 | 55.3499
2024 | 3 | 11 | 9 | 46.2665
2024 | 3 | 11 | 10 | 44.3859
2024 | 3 | 11 | 11 | 43.048
2024 | 3 | 11 | 12 | 41.8444
2024 | 3 | 11 | 13 | 42.3917
2024 | 3 | 11 | 14 | 41.237
2024 | 3 | 11 | 15 | 40.9472
2024 | 3 | 11 | 16 | 41.6877
2024 | 3 | 11 | 17 | 44.8287
2024 | 3 | 11 | 18 | 50.6841
2024 | 3 | 11 | 19 | 57.7846
2024 | 3 | 11 | 20 | 58.4475
2024 | 3 | 11 | 21 | 56.0607
2024 | 3 | 11 | 22 | 52.6832
2024 | 3 | 11 | 23 | 49.0302
2024 | 3 | 12 | 0 | 47.365
2024 | 3 | 12 | 1 | 47.4333
2024 | 3 | 12 | 2 | 47.0572
2024 | 3 | 12 | 3 | 47.2136
2024 | 3 | 12 | 4 | 47.673
2024 | 3 | 12 | 5 | 49.4255
2024 | 3 | 12 | 6 | 52.9712
2024 | 3 | 12 | 7 | 57.6924
2024 | 3 | 12 | 8 | 56.1223
2024 | 3 | 12 | 9 | 47.7677
2024 | 3 | 12 | 10 | 44.0478
2024 | 3 | 12 | 11 | 42.2942
2024 | 3 | 12 | 12 | 43.6176
2024 | 3 | 12 | 13 | 43.7177
2024 | 3 | 12 | 14 | 43.2777
2024 | 3 | 12 | 15 | 43.2017
2024 | 3 | 12 | 16 | 44.849
2024 | 3 | 12 | 17 | 47.5331
2024 | 3 | 12 | 18 | 53.4202
2024 | 3 | 12 | 19 | 56.4855
2024 | 3 | 12 | 20 | 56.0014
2024 | 3 | 12 | 21 | 53.1151
2024 | 3 | 12 | 22 | 49.4981
2024 | 3 | 12 | 23 | 45.8149
2024 | 3 | 13 | 0 | 45.538
2024 | 3 | 13 | 1 | 43.9654
2024 | 3 | 13 | 2 | 43.3828
2024 | 3 | 13 | 3 | 43.3522
2024 | 3 | 13 | 4 | 43.7127
2024 | 3 | 13 | 5 | 45.4439
2024 | 3 | 13 | 6 | 49.8774
2024 | 3 | 13 | 7 | 54.305
2024 | 3 | 13 | 8 | 52.8384
2024 | 3 | 13 | 9 | 46.1659
2024 | 3 | 13 | 10 | 44.1782
2024 | 3 | 13 | 11 | 42.6241
2024 | 3 | 13 | 12 | 41.6031
2024 | 3 | 13 | 13 | 42.2486
2024 | 3 | 13 | 14 | 41.2829
2024 | 3 | 13 | 15 | 40.3343
2024 | 3 | 13 | 16 | 41.5722
2024 | 3 | 13 | 17 | 44.486
2024 | 3 | 13 | 18 | 53.1304
2024 | 3 | 13 | 19 | 57.8383
2024 | 3 | 13 | 20 | 57.9612
2024 | 3 | 13 | 21 | 55.5065
2024 | 3 | 13 | 22 | 52.1597
2024 | 3 | 13 | 23 | 48.7326
2024 | 3 | 14 | 0 | 44.2819
2024 | 3 | 14 | 1 | 43.873
2024 | 3 | 14 | 2 | 43.3339
2024 | 3 | 14 | 3 | 43.4357
2024 | 3 | 14 | 4 | 43.9902
2024 | 3 | 14 | 5 | 46.0306
2024 | 3 | 14 | 6 | 49.3761
2024 | 3 | 14 | 7 | 55.1106
2024 | 3 | 14 | 8 | 57.6545
2024 | 3 | 14 | 9 | 53.4954
2024 | 3 | 14 | 10 | 50.2729
2024 | 3 | 14 | 11 | 46.9439
2024 | 3 | 14 | 12 | 45.7258
2024 | 3 | 14 | 13 | 45.8353
2024 | 3 | 14 | 14 | 45.7708
2024 | 3 | 14 | 15 | 46.4361
2024 | 3 | 14 | 16 | 49.8211
2024 | 3 | 14 | 17 | 54.7693
2024 | 3 | 14 | 18 | 60.1827
2024 | 3 | 14 | 19 | 61.095
2024 | 3 | 14 | 20 | 60.1576
2024 | 3 | 14 | 21 | 57.2309
2024 | 3 | 14 | 22 | 53.7182
2024 | 3 | 14 | 23 | 50.0698
2024 | 3 | 15 | 0 | 48.4945
2024 | 3 | 15 | 1 | 47.4497
2024 | 3 | 15 | 2 | 47.025
2024 | 3 | 15 | 3 | 47.1918
2024 | 3 | 15 | 4 | 47.885
2024 | 3 | 15 | 5 | 49.9403
2024 | 3 | 15 | 6 | 54.0278
2024 | 3 | 15 | 7 | 59.6824
2024 | 3 | 15 | 8 | 61.1701
2024 | 3 | 15 | 9 | 56.2641
2024 | 3 | 15 | 10 | 53.185
2024 | 3 | 15 | 11 | 49.0813
2024 | 3 | 15 | 12 | 47.033
2024 | 3 | 15 | 13 | 47.082
2024 | 3 | 15 | 14 | 46.4242
2024 | 3 | 15 | 15 | 46.8112
2024 | 3 | 15 | 16 | 50.4619
2024 | 3 | 15 | 17 | 54.7424
2024 | 3 | 15 | 18 | 58.7812
2024 | 3 | 15 | 19 | 61.6935
2024 | 3 | 15 | 20 | 61.2777
2024 | 3 | 15 | 21 | 58.6292
2024 | 3 | 15 | 22 | 55.4715
2024 | 3 | 15 | 23 | 51.8064
2024 | 3 | 16 | 0 | 51.2156
2024 | 3 | 16 | 1 | 49.3168
2024 | 3 | 16 | 2 | 48.8851
2024 | 3 | 16 | 3 | 48.8728
2024 | 3 | 16 | 4 | 49.1816
2024 | 3 | 16 | 5 | 50.6216
2024 | 3 | 16 | 6 | 53.4341
2024 | 3 | 16 | 7 | 56.5159
2024 | 3 | 16 | 8 | 55.8916
2024 | 3 | 16 | 9 | 51.8689
2024 | 3 | 16 | 10 | 51.6513
2024 | 3 | 16 | 11 | 49.1731
2024 | 3 | 16 | 12 | 47.1443
2024 | 3 | 16 | 13 | 46.1232
2024 | 3 | 16 | 14 | 45.1277
2024 | 3 | 16 | 15 | 45.7492
2024 | 3 | 16 | 16 | 49.7674
2024 | 3 | 16 | 17 | 54.1071
2024 | 3 | 16 | 18 | 59.5547
2024 | 3 | 16 | 19 | 61.2338
2024 | 3 | 16 | 20 | 59.0736
2024 | 3 | 16 | 21 | 55.642
2024 | 3 | 16 | 22 | 52.3576
2024 | 3 | 16 | 23 | 49.468
2024 | 3 | 17 | 0 | 48.6385
2024 | 3 | 17 | 1 | 46.9476
2024 | 3 | 17 | 2 | 46.4629
2024 | 3 | 17 | 3 | 46.3507
2024 | 3 | 17 | 4 | 46.625
2024 | 3 | 17 | 5 | 47.9457
2024 | 3 | 17 | 6 | 51.9237
2024 | 3 | 17 | 7 | 53.3967
2024 | 3 | 17 | 8 | 49.3296
2024 | 3 | 17 | 9 | 43.042
2024 | 3 | 17 | 10 | 43.3804
2024 | 3 | 17 | 11 | 42.2686
2024 | 3 | 17 | 12 | 42.2179
2024 | 3 | 17 | 13 | 42.8138
2024 | 3 | 17 | 14 | 41.7186
2024 | 3 | 17 | 15 | 41.7598
2024 | 3 | 17 | 16 | 44.2681
2024 | 3 | 17 | 17 | 47.5956
2024 | 3 | 17 | 18 | 53.8838
2024 | 3 | 17 | 19 | 59.2418
2024 | 3 | 17 | 20 | 58.7221
2024 | 3 | 17 | 21 | 55.8743
2024 | 3 | 17 | 22 | 52.4605
2024 | 3 | 17 | 23 | 49.4275
2024 | 3 | 18 | 0 | 46.6812
2024 | 3 | 18 | 1 | 46.9992
2024 | 3 | 18 | 2 | 47.0437
2024 | 3 | 18 | 3 | 47.4373
2024 | 3 | 18 | 4 | 48.1714
2024 | 3 | 18 | 5 | 50.1676
2024 | 3 | 18 | 6 | 54.4366
2024 | 3 | 18 | 7 | 58.561
2024 | 3 | 18 | 8 | 55.2255
2024 | 3 | 18 | 9 | 46.9683
2024 | 3 | 18 | 10 | 46.0295
2024 | 3 | 18 | 11 | 45.0593
2024 | 3 | 18 | 12 | 47.9967
2024 | 3 | 18 | 13 | 48.5133
2024 | 3 | 18 | 14 | 48.3684
2024 | 3 | 18 | 15 | 48.2412
2024 | 3 | 18 | 16 | 49.5696
2024 | 3 | 18 | 17 | 52.362
2024 | 3 | 18 | 18 | 60.3481
2024 | 3 | 18 | 19 | 62.0735
2024 | 3 | 18 | 20 | 61.4972
2024 | 3 | 18 | 21 | 58.2718
2024 | 3 | 18 | 22 | 54.4346
2024 | 3 | 18 | 23 | 50.7772
2024 | 3 | 19 | 0 | 48.6971
2024 | 3 | 19 | 1 | 46.0106
2024 | 3 | 19 | 2 | 45.4062
2024 | 3 | 19 | 3 | 45.3411
2024 | 3 | 19 | 4 | 45.6315
2024 | 3 | 19 | 5 | 47.274
2024 | 3 | 19 | 6 | 51.9423
2024 | 3 | 19 | 7 | 56.6209
2024 | 3 | 19 | 8 | 54.9086
2024 | 3 | 19 | 9 | 47.8009
2024 | 3 | 19 | 10 | 45.7365
2024 | 3 | 19 | 11 | 44.4074
2024 | 3 | 19 | 12 | 47.4015
2024 | 3 | 19 | 13 | 48.0769
2024 | 3 | 19 | 14 | 47.3183
2024 | 3 | 19 | 15 | 47.3768
2024 | 3 | 19 | 16 | 49.6344
2024 | 3 | 19 | 17 | 52.0468
2024 | 3 | 19 | 18 | 58.479
2024 | 3 | 19 | 19 | 59.937
2024 | 3 | 19 | 20 | 59.3837
2024 | 3 | 19 | 21 | 56.2321
2024 | 3 | 19 | 22 | 52.7611
2024 | 3 | 19 | 23 | 49.3555
2024 | 3 | 20 | 0 | 44.2588
2024 | 3 | 20 | 1 | 44.9454
2024 | 3 | 20 | 2 | 44.688
2024 | 3 | 20 | 3 | 45.1032
2024 | 3 | 20 | 4 | 45.9948
2024 | 3 | 20 | 5 | 48.2684
2024 | 3 | 20 | 6 | 52.6301
2024 | 3 | 20 | 7 | 57.5565
2024 | 3 | 20 | 8 | 56.5987
2024 | 3 | 20 | 9 | 50.4333
2024 | 3 | 20 | 10 | 48.391
2024 | 3 | 20 | 11 | 45.116
2024 | 3 | 20 | 12 | 45.1548
2024 | 3 | 20 | 13 | 46.2585
2024 | 3 | 20 | 14 | 46.6824
2024 | 3 | 20 | 15 | 46.8275
2024 | 3 | 20 | 16 | 48.9261
2024 | 3 | 20 | 17 | 52.5509
2024 | 3 | 20 | 18 | 57.7286
2024 | 3 | 20 | 19 | 63.9979
2024 | 3 | 20 | 20 | 65.1803
2024 | 3 | 20 | 21 | 63.0546
2024 | 3 | 20 | 22 | 59.656
2024 | 3 | 20 | 23 | 56.1015
2024 | 3 | 21 | 0 | 52.8697
2024 | 3 | 21 | 1 | 52.4436
2024 | 3 | 21 | 2 | 52.3731
2024 | 3 | 21 | 3 | 52.7775
2024 | 3 | 21 | 4 | 53.6332
2024 | 3 | 21 | 5 | 55.7253
2024 | 3 | 21 | 6 | 60.4428
2024 | 3 | 21 | 7 | 64.338
2024 | 3 | 21 | 8 | 59.2896
2024 | 3 | 21 | 9 | 50.0516
2024 | 3 | 21 | 10 | 49.3214
2024 | 3 | 21 | 11 | 47.3745
2024 | 3 | 21 | 12 | 47.2936
2024 | 3 | 21 | 13 | 47.9522
2024 | 3 | 21 | 14 | 47.2756
2024 | 3 | 21 | 15 | 46.6788
2024 | 3 | 21 | 16 | 46.6993
2024 | 3 | 21 | 17 | 48.2097
2024 | 3 | 21 | 18 | 53.4059
2024 | 3 | 21 | 19 | 61.5208
2024 | 3 | 21 | 20 | 63.4593
2024 | 3 | 21 | 21 | 61.3834
2024 | 3 | 21 | 22 | 58.2589
2024 | 3 | 21 | 23 | 54.5233
2024 | 3 | 22 | 0 | 53.1639
2024 | 3 | 22 | 1 | 52.1528
2024 | 3 | 22 | 2 | 51.8716
2024 | 3 | 22 | 3 | 52.0168
2024 | 3 | 22 | 4 | 52.5565
2024 | 3 | 22 | 5 | 54.373
2024 | 3 | 22 | 6 | 58.9019
2024 | 3 | 22 | 7 | 62.6983
2024 | 3 | 22 | 8 | 57.5954
2024 | 3 | 22 | 9 | 48.3014
2024 | 3 | 22 | 10 | 47.0327
2024 | 3 | 22 | 11 | 44.9366
2024 | 3 | 22 | 12 | 44.5592
2024 | 3 | 22 | 13 | 46.5637
2024 | 3 | 22 | 14 | 45.8328
2024 | 3 | 22 | 15 | 44.4986
2024 | 3 | 22 | 16 | 43.8502
2024 | 3 | 22 | 17 | 45.2186
2024 | 3 | 22 | 18 | 50.7561
2024 | 3 | 22 | 19 | 58.1007
2024 | 3 | 22 | 20 | 59.4587
2024 | 3 | 22 | 21 | 57.3651
2024 | 3 | 22 | 22 | 54.4189
2024 | 3 | 22 | 23 | 50.7515
2024 | 3 | 23 | 0 | 48.1754
2024 | 3 | 23 | 1 | 46.5302
2024 | 3 | 23 | 2 | 46.1747
2024 | 3 | 23 | 3 | 46.0442
2024 | 3 | 23 | 4 | 46.3495
2024 | 3 | 23 | 5 | 47.7588
2024 | 3 | 23 | 6 | 50.5472
2024 | 3 | 23 | 7 | 52.4159
2024 | 3 | 23 | 8 | 47.0238
2024 | 3 | 23 | 9 | 40.9195
2024 | 3 | 23 | 10 | 42.1109
2024 | 3 | 23 | 11 | 41.5221
2024 | 3 | 23 | 12 | 40.3729
2024 | 3 | 23 | 13 | 42.2651
2024 | 3 | 23 | 14 | 41.1632
2024 | 3 | 23 | 15 | 39.9646
2024 | 3 | 23 | 16 | 39.3268
2024 | 3 | 23 | 17 | 39.7433
2024 | 3 | 23 | 18 | 47.8104
2024 | 3 | 23 | 19 | 55.057
2024 | 3 | 23 | 20 | 55.0839
2024 | 3 | 23 | 21 | 52.4973
2024 | 3 | 23 | 22 | 49.7692
2024 | 3 | 23 | 23 | 47.1051
2024 | 3 | 24 | 0 | 44.4284
2024 | 3 | 24 | 1 | 44.748
2024 | 3 | 24 | 2 | 44.5114
2024 | 3 | 24 | 3 | 44.5285
2024 | 3 | 24 | 4 | 44.9875
2024 | 3 | 24 | 5 | 46.3019
2024 | 3 | 24 | 6 | 48.8506
2024 | 3 | 24 | 7 | 49.8932
2024 | 3 | 24 | 8 | 43.3427
2024 | 3 | 24 | 9 | 35.6383
2024 | 3 | 24 | 10 | 37.2496
2024 | 3 | 24 | 11 | 36.6129
2024 | 3 | 24 | 12 | 37.8771
2024 | 3 | 24 | 13 | 40.7978
2024 | 3 | 24 | 14 | 40.5554
2024 | 3 | 24 | 15 | 39.3183
2024 | 3 | 24 | 16 | 38.2744
2024 | 3 | 24 | 17 | 38.7982
2024 | 3 | 24 | 18 | 46.8776
2024 | 3 | 24 | 19 | 53.8328
2024 | 3 | 24 | 20 | 54.2507
2024 | 3 | 24 | 21 | 51.4752
2024 | 3 | 24 | 22 | 48.1049
2024 | 3 | 24 | 23 | 45.0859
2024 | 3 | 25 | 0 | 44.5464
2024 | 3 | 25 | 1 | 42.8771
2024 | 3 | 25 | 2 | 42.8799
2024 | 3 | 25 | 3 | 43.2575
2024 | 3 | 25 | 4 | 43.9813
2024 | 3 | 25 | 5 | 46.0671
2024 | 3 | 25 | 6 | 51.0129
2024 | 3 | 25 | 7 | 54.8163
2024 | 3 | 25 | 8 | 49.9192
2024 | 3 | 25 | 9 | 40.6736
2024 | 3 | 25 | 10 | 40.5791
2024 | 3 | 25 | 11 | 40.4431
2024 | 3 | 25 | 12 | 42.2451
2024 | 3 | 25 | 13 | 43.9082
2024 | 3 | 25 | 14 | 43.2953
2024 | 3 | 25 | 15 | 42.4
2024 | 3 | 25 | 16 | 42.0834
2024 | 3 | 25 | 17 | 43.5667
2024 | 3 | 25 | 18 | 53.4167
2024 | 3 | 25 | 19 | 56.6851
2024 | 3 | 25 | 20 | 56.8916
2024 | 3 | 25 | 21 | 53.8137
2024 | 3 | 25 | 22 | 50.0657
2024 | 3 | 25 | 23 | 46.5101
2024 | 3 | 26 | 0 | 45.3785
2024 | 3 | 26 | 1 | 44.457
2024 | 3 | 26 | 2 | 44.0516
2024 | 3 | 26 | 3 | 44.28
2024 | 3 | 26 | 4 | 44.8914
2024 | 3 | 26 | 5 | 46.9423
2024 | 3 | 26 | 6 | 50.5632
2024 | 3 | 26 | 7 | 55.7069
2024 | 3 | 26 | 8 | 55.5741
2024 | 3 | 26 | 9 | 50.6758
2024 | 3 | 26 | 10 | 49.2978
2024 | 3 | 26 | 11 | 46.5902
2024 | 3 | 26 | 12 | 44.973
2024 | 3 | 26 | 13 | 46.2912
2024 | 3 | 26 | 14 | 46.5707
2024 | 3 | 26 | 15 | 46.6565
2024 | 3 | 26 | 16 | 48.2376
2024 | 3 | 26 | 17 | 49.9792
2024 | 3 | 26 | 18 | 51.2893
2024 | 3 | 26 | 19 | 57.3859
2024 | 3 | 26 | 20 | 58.7081
2024 | 3 | 26 | 21 | 56.3569
2024 | 3 | 26 | 22 | 52.9995
2024 | 3 | 26 | 23 | 49.4989
2024 | 3 | 27 | 0 | 47.4871
2024 | 3 | 27 | 1 | 46.3886
2024 | 3 | 27 | 2 | 46.1768
2024 | 3 | 27 | 3 | 46.5101
2024 | 3 | 27 | 4 | 47.228
2024 | 3 | 27 | 5 | 49.3216
2024 | 3 | 27 | 6 | 53.3362
2024 | 3 | 27 | 7 | 57.2917
2024 | 3 | 27 | 8 | 53.7273
2024 | 3 | 27 | 9 | 46.3334
2024 | 3 | 27 | 10 | 45.7519
2024 | 3 | 27 | 11 | 43.9696
2024 | 3 | 27 | 12 | 43.2503
2024 | 3 | 27 | 13 | 45.0195
2024 | 3 | 27 | 14 | 44.7414
2024 | 3 | 27 | 15 | 43.4531
2024 | 3 | 27 | 16 | 43.0593
2024 | 3 | 27 | 17 | 44.5005
2024 | 3 | 27 | 18 | 55.2232
2024 | 3 | 27 | 19 | 58.6425
2024 | 3 | 27 | 20 | 59.1599
2024 | 3 | 27 | 21 | 56.4278
2024 | 3 | 27 | 22 | 52.5982
2024 | 3 | 27 | 23 | 48.8847
2024 | 3 | 28 | 0 | 47.935
2024 | 3 | 28 | 1 | 45.439
2024 | 3 | 28 | 2 | 45.0388
2024 | 3 | 28 | 3 | 45.2235
2024 | 3 | 28 | 4 | 45.8111
2024 | 3 | 28 | 5 | 47.9041
2024 | 3 | 28 | 6 | 52.5459
2024 | 3 | 28 | 7 | 57.2097
2024 | 3 | 28 | 8 | 56.7829
2024 | 3 | 28 | 9 | 52.6734
2024 | 3 | 28 | 10 | 51.9462
2024 | 3 | 28 | 11 | 49.229
2024 | 3 | 28 | 12 | 48.4408
2024 | 3 | 28 | 13 | 49.7349
2024 | 3 | 28 | 14 | 50.4298
2024 | 3 | 28 | 15 | 50.1639
2024 | 3 | 28 | 16 | 51.2151
2024 | 3 | 28 | 17 | 53.9098
2024 | 3 | 28 | 18 | 56.4114
2024 | 3 | 28 | 19 | 58.1122
2024 | 3 | 28 | 20 | 58.1481
2024 | 3 | 28 | 21 | 55.2821
2024 | 3 | 28 | 22 | 51.3849
2024 | 3 | 28 | 23 | 47.4702
2024 | 3 | 29 | 0 | 47.7513
2024 | 3 | 29 | 1 | 46.0795
2024 | 3 | 29 | 2 | 45.737
2024 | 3 | 29 | 3 | 45.777
2024 | 3 | 29 | 4 | 46.1424
2024 | 3 | 29 | 5 | 47.2878
2024 | 3 | 29 | 6 | 49.005
2024 | 3 | 29 | 7 | 51.7373
2024 | 3 | 29 | 8 | 52.8399
2024 | 3 | 29 | 9 | 49.4552
2024 | 3 | 29 | 10 | 46.8651
2024 | 3 | 29 | 11 | 45.7475
2024 | 3 | 29 | 12 | 44.7601
2024 | 3 | 29 | 13 | 43.9315
2024 | 3 | 29 | 14 | 43.3905
2024 | 3 | 29 | 15 | 44.4114
2024 | 3 | 29 | 16 | 46.4211
2024 | 3 | 29 | 17 | 50.9757
2024 | 3 | 29 | 18 | 56.0569
2024 | 3 | 29 | 19 | 57.7474
2024 | 3 | 29 | 20 | 57.7967
2024 | 3 | 29 | 21 | 54.8618
2024 | 3 | 29 | 22 | 51.9797
2024 | 3 | 29 | 23 | 48.7512
2024 | 3 | 30 | 0 | 47.369
2024 | 3 | 30 | 1 | 47.1996
2024 | 3 | 30 | 2 | 46.8244
2024 | 3 | 30 | 3 | 46.8403
2024 | 3 | 30 | 4 | 47.1921
2024 | 3 | 30 | 5 | 48.7761
2024 | 3 | 30 | 6 | 52.5598
2024 | 3 | 30 | 7 | 54.608
2024 | 3 | 30 | 8 | 51.4596
2024 | 3 | 30 | 9 | 48.0577
2024 | 3 | 30 | 10 | 50.2472
2024 | 3 | 30 | 11 | 48.4447
2024 | 3 | 30 | 12 | 44.7775
2024 | 3 | 30 | 13 | 45.5029
2024 | 3 | 30 | 14 | 44.819
2024 | 3 | 30 | 15 | 43.7861
2024 | 3 | 30 | 16 | 44.6086
2024 | 3 | 30 | 17 | 45.3952
2024 | 3 | 30 | 18 | 52.3843
2024 | 3 | 30 | 19 | 58.0336
2024 | 3 | 30 | 20 | 57.9799
2024 | 3 | 30 | 21 | 55.5062
2024 | 3 | 30 | 22 | 52.382
2024 | 3 | 30 | 23 | 49.5396
2024 | 3 | 31 | 0 | 47.6869
2024 | 3 | 31 | 1 | 45.6163
2024 | 3 | 31 | 2 | 45.4275
2024 | 3 | 31 | 3 | 45.5163
2024 | 3 | 31 | 4 | 45.839
2024 | 3 | 31 | 5 | 46.8949
2024 | 3 | 31 | 6 | 48.8991
2024 | 3 | 31 | 7 | 50.7213
2024 | 3 | 31 | 8 | 47.2255
2024 | 3 | 31 | 9 | 45.6998
2024 | 3 | 31 | 10 | 47.7897
2024 | 3 | 31 | 11 | 46.8931
2024 | 3 | 31 | 12 | 46.182
2024 | 3 | 31 | 13 | 47.1011
2024 | 3 | 31 | 14 | 47.8652
2024 | 3 | 31 | 15 | 46.2978
2024 | 3 | 31 | 16 | 45.7026
2024 | 3 | 31 | 17 | 45.2903
2024 | 3 | 31 | 18 | 51.8289
2024 | 3 | 31 | 19 | 53.2607
2024 | 3 | 31 | 20 | 53.4473
2024 | 3 | 31 | 21 | 51.2229
2024 | 3 | 31 | 22 | 47.8617
2024 | 3 | 31 | 23 | 45.2139
2024 | 4 | 1 | 0 | 44.8798
2024 | 4 | 1 | 1 | 46.2145
2024 | 4 | 1 | 2 | 46.186
2024 | 4 | 1 | 3 | 46.3396
2024 | 4 | 1 | 4 | 47.0744
2024 | 4 | 1 | 5 | 48.4597
2024 | 4 | 1 | 6 | 50.5479
2024 | 4 | 1 | 7 | 54.488
2024 | 4 | 1 | 8 | 55.1995
2024 | 4 | 1 | 9 | 48.7207
2024 | 4 | 1 | 10 | 45.971
2024 | 4 | 1 | 11 | 43.6815
2024 | 4 | 1 | 12 | 44.9749
2024 | 4 | 1 | 13 | 46.0211
2024 | 4 | 1 | 14 | 47.7489
2024 | 4 | 1 | 15 | 47.9961
2024 | 4 | 1 | 16 | 46.7815
2024 | 4 | 1 | 17 | 46.054
2024 | 4 | 1 | 18 | 51.9852
2024 | 4 | 1 | 19 | 57.8558
2024 | 4 | 1 | 20 | 59.6981
2024 | 4 | 1 | 21 | 56.6376
2024 | 4 | 1 | 22 | 52.6376
2024 | 4 | 1 | 23 | 48.9311
2024 | 4 | 2 | 0 | 49.6374
2024 | 4 | 2 | 1 | 49.2534
2024 | 4 | 2 | 2 | 49.091
2024 | 4 | 2 | 3 | 49.3943
2024 | 4 | 2 | 4 | 50.15
2024 | 4 | 2 | 5 | 52.1686
2024 | 4 | 2 | 6 | 56.2198
2024 | 4 | 2 | 7 | 60.1021
2024 | 4 | 2 | 8 | 57.9436
2024 | 4 | 2 | 9 | 50.3693
2024 | 4 | 2 | 10 | 45.2645
2024 | 4 | 2 | 11 | 43.6383
2024 | 4 | 2 | 12 | 46.2871
2024 | 4 | 2 | 13 | 46.8871
2024 | 4 | 2 | 14 | 46.2913
2024 | 4 | 2 | 15 | 47.4814
2024 | 4 | 2 | 16 | 49.365
2024 | 4 | 2 | 17 | 50.9465
2024 | 4 | 2 | 18 | 53.8228
2024 | 4 | 2 | 19 | 58.8197
2024 | 4 | 2 | 20 | 60.8504
2024 | 4 | 2 | 21 | 58.1884
2024 | 4 | 2 | 22 | 54.6422
2024 | 4 | 2 | 23 | 51.0848
2024 | 4 | 3 | 0 | 49.5544
2024 | 4 | 3 | 1 | 49.1282
2024 | 4 | 3 | 2 | 48.9614
2024 | 4 | 3 | 3 | 49.1912
2024 | 4 | 3 | 4 | 49.8906
2024 | 4 | 3 | 5 | 51.8515
2024 | 4 | 3 | 6 | 55.4923
2024 | 4 | 3 | 7 | 59.152
2024 | 4 | 3 | 8 | 57.5307
2024 | 4 | 3 | 9 | 50.7198
2024 | 4 | 3 | 10 | 45.8418
2024 | 4 | 3 | 11 | 44.3876
2024 | 4 | 3 | 12 | 46.6292
2024 | 4 | 3 | 13 | 47.4917
2024 | 4 | 3 | 14 | 46.9277
2024 | 4 | 3 | 15 | 47.1717
2024 | 4 | 3 | 16 | 48.2139
2024 | 4 | 3 | 17 | 50.236
2024 | 4 | 3 | 18 | 56.1096
2024 | 4 | 3 | 19 | 58.5662
2024 | 4 | 3 | 20 | 59.8725
2024 | 4 | 3 | 21 | 56.8985
2024 | 4 | 3 | 22 | 52.992
2024 | 4 | 3 | 23 | 49.2984
2024 | 4 | 4 | 0 | 47.9551
2024 | 4 | 4 | 1 | 47.1013
2024 | 4 | 4 | 2 | 46.7731
2024 | 4 | 4 | 3 | 46.884
2024 | 4 | 4 | 4 | 47.4486
2024 | 4 | 4 | 5 | 49.4398
2024 | 4 | 4 | 6 | 53.1968
2024 | 4 | 4 | 7 | 56.8155
2024 | 4 | 4 | 8 | 55.6761
2024 | 4 | 4 | 9 | 50.8954
2024 | 4 | 4 | 10 | 47.4416
2024 | 4 | 4 | 11 | 45.8412
2024 | 4 | 4 | 12 | 45.9242
2024 | 4 | 4 | 13 | 46.8659
2024 | 4 | 4 | 14 | 46.6393
2024 | 4 | 4 | 15 | 47.247
2024 | 4 | 4 | 16 | 48.8213
2024 | 4 | 4 | 17 | 50.5005
2024 | 4 | 4 | 18 | 50.9096
2024 | 4 | 4 | 19 | 56.6028
2024 | 4 | 4 | 20 | 58.9109
2024 | 4 | 4 | 21 | 56.6503
2024 | 4 | 4 | 22 | 53.2923
2024 | 4 | 4 | 23 | 49.7255
2024 | 4 | 5 | 0 | 46.2426
2024 | 4 | 5 | 1 | 45.2858
2024 | 4 | 5 | 2 | 44.8169
2024 | 4 | 5 | 3 | 44.7783
2024 | 4 | 5 | 4 | 45.2047
2024 | 4 | 5 | 5 | 47.0813
2024 | 4 | 5 | 6 | 49.8444
2024 | 4 | 5 | 7 | 53.619
2024 | 4 | 5 | 8 | 52.9122
2024 | 4 | 5 | 9 | 48.3451
2024 | 4 | 5 | 10 | 44.2369
2024 | 4 | 5 | 11 | 42.8899
2024 | 4 | 5 | 12 | 44.0498
2024 | 4 | 5 | 13 | 44.832
2024 | 4 | 5 | 14 | 44.0516
2024 | 4 | 5 | 15 | 44.0706
2024 | 4 | 5 | 16 | 46.2544
2024 | 4 | 5 | 17 | 48.0679
2024 | 4 | 5 | 18 | 52.0363
2024 | 4 | 5 | 19 | 52.5983
2024 | 4 | 5 | 20 | 53.152
2024 | 4 | 5 | 21 | 50.2097
2024 | 4 | 5 | 22 | 46.71
2024 | 4 | 5 | 23 | 43.141
2024 | 4 | 6 | 0 | 42.7523
2024 | 4 | 6 | 1 | 40.0263
2024 | 4 | 6 | 2 | 39.521
2024 | 4 | 6 | 3 | 39.2768
2024 | 4 | 6 | 4 | 39.5931
2024 | 4 | 6 | 5 | 40.8947
2024 | 4 | 6 | 6 | 43.3365
2024 | 4 | 6 | 7 | 45.821
2024 | 4 | 6 | 8 | 47.4938
2024 | 4 | 6 | 9 | 46.6558
2024 | 4 | 6 | 10 | 43.931
2024 | 4 | 6 | 11 | 42.1079
2024 | 4 | 6 | 12 | 40.0806
2024 | 4 | 6 | 13 | 40.8791
2024 | 4 | 6 | 14 | 40.3526
2024 | 4 | 6 | 15 | 40.9443
2024 | 4 | 6 | 16 | 43.4883
2024 | 4 | 6 | 17 | 45.7042
2024 | 4 | 6 | 18 | 52.0904
2024 | 4 | 6 | 19 | 51.6032
2024 | 4 | 6 | 20 | 50.7045
2024 | 4 | 6 | 21 | 47.177
2024 | 4 | 6 | 22 | 43.8357
2024 | 4 | 6 | 23 | 41.0625
2024 | 4 | 7 | 0 | 41.0249
2024 | 4 | 7 | 1 | 41.094
2024 | 4 | 7 | 2 | 40.6741
2024 | 4 | 7 | 3 | 40.6063
2024 | 4 | 7 | 4 | 41.0543
2024 | 4 | 7 | 5 | 42.3553
2024 | 4 | 7 | 6 | 44.2568
2024 | 4 | 7 | 7 | 46.1885
2024 | 4 | 7 | 8 | 48.3865
2024 | 4 | 7 | 9 | 48.0136
2024 | 4 | 7 | 10 | 45.9894
2024 | 4 | 7 | 11 | 43.5128
2024 | 4 | 7 | 12 | 43.235
2024 | 4 | 7 | 13 | 43.8398
2024 | 4 | 7 | 14 | 43.8951
2024 | 4 | 7 | 15 | 45.4354
2024 | 4 | 7 | 16 | 49.7603
2024 | 4 | 7 | 17 | 53.9877
2024 | 4 | 7 | 18 | 55.8095
2024 | 4 | 7 | 19 | 54.0265
2024 | 4 | 7 | 20 | 53.1267
2024 | 4 | 7 | 21 | 49.3529
2024 | 4 | 7 | 22 | 45.2318
2024 | 4 | 7 | 23 | 42.0292
2024 | 4 | 8 | 0 | 43.8378
2024 | 4 | 8 | 1 | 41.4383
2024 | 4 | 8 | 2 | 41.3223
2024 | 4 | 8 | 3 | 41.5365
2024 | 4 | 8 | 4 | 42.2032
2024 | 4 | 8 | 5 | 44.3142
2024 | 4 | 8 | 6 | 48.9634
2024 | 4 | 8 | 7 | 52.5274
2024 | 4 | 8 | 8 | 52.1849
2024 | 4 | 8 | 9 | 48.9948
2024 | 4 | 8 | 10 | 47.4575
2024 | 4 | 8 | 11 | 46.2493
2024 | 4 | 8 | 12 | 42.6504
2024 | 4 | 8 | 13 | 43.611
2024 | 4 | 8 | 14 | 43.3483
2024 | 4 | 8 | 15 | 43.7705
2024 | 4 | 8 | 16 | 44.6098
2024 | 4 | 8 | 17 | 45.5801
2024 | 4 | 8 | 18 | 47.6483
2024 | 4 | 8 | 19 | 52.5171
2024 | 4 | 8 | 20 | 54.2321
2024 | 4 | 8 | 21 | 51.5672
2024 | 4 | 8 | 22 | 47.7637
2024 | 4 | 8 | 23 | 44.1641
2024 | 4 | 9 | 0 | 44.0211
2024 | 4 | 9 | 1 | 43.4854
2024 | 4 | 9 | 2 | 43.1852
2024 | 4 | 9 | 3 | 43.3945
2024 | 4 | 9 | 4 | 43.9909
2024 | 4 | 9 | 5 | 46.034
2024 | 4 | 9 | 6 | 50.7173
2024 | 4 | 9 | 7 | 53.7114
2024 | 4 | 9 | 8 | 50.7937
2024 | 4 | 9 | 9 | 45.8193
2024 | 4 | 9 | 10 | 43.8762
2024 | 4 | 9 | 11 | 42.5367
2024 | 4 | 9 | 12 | 45.0987
2024 | 4 | 9 | 13 | 46.0192
2024 | 4 | 9 | 14 | 45.8227
2024 | 4 | 9 | 15 | 47.0686
2024 | 4 | 9 | 16 | 49.4708
2024 | 4 | 9 | 17 | 51.2268
2024 | 4 | 9 | 18 | 55.6251
2024 | 4 | 9 | 19 | 55.2065
2024 | 4 | 9 | 20 | 55.4451
2024 | 4 | 9 | 21 | 52.2768
2024 | 4 | 9 | 22 | 48.2274
2024 | 4 | 9 | 23 | 44.5456
2024 | 4 | 10 | 0 | 43.207
2024 | 4 | 10 | 1 | 42.7901
2024 | 4 | 10 | 2 | 42.3552
2024 | 4 | 10 | 3 | 42.4473
2024 | 4 | 10 | 4 | 43.0417
2024 | 4 | 10 | 5 | 45.1203
2024 | 4 | 10 | 6 | 48.9181
2024 | 4 | 10 | 7 | 52.7529
2024 | 4 | 10 | 8 | 54.0096
2024 | 4 | 10 | 9 | 52.2896
2024 | 4 | 10 | 10 | 49.1847
2024 | 4 | 10 | 11 | 46.9246
2024 | 4 | 10 | 12 | 47.493
2024 | 4 | 10 | 13 | 48.2781
2024 | 4 | 10 | 14 | 48.1132
2024 | 4 | 10 | 15 | 48.9688
2024 | 4 | 10 | 16 | 51.5712
2024 | 4 | 10 | 17 | 54.3749
2024 | 4 | 10 | 18 | 57.4598
2024 | 4 | 10 | 19 | 57.869
2024 | 4 | 10 | 20 | 58.5647
2024 | 4 | 10 | 21 | 55.7943
2024 | 4 | 10 | 22 | 51.8338
2024 | 4 | 10 | 23 | 48.1958
2024 | 4 | 11 | 0 | 45.3574
2024 | 4 | 11 | 1 | 44.0649
2024 | 4 | 11 | 2 | 43.6442
2024 | 4 | 11 | 3 | 43.7284
2024 | 4 | 11 | 4 | 44.2991
2024 | 4 | 11 | 5 | 46.4173
2024 | 4 | 11 | 6 | 50.8955
2024 | 4 | 11 | 7 | 53.6209
2024 | 4 | 11 | 8 | 51.1772
2024 | 4 | 11 | 9 | 48.6184
2024 | 4 | 11 | 10 | 48.3918
2024 | 4 | 11 | 11 | 46.7727
2024 | 4 | 11 | 12 | 42.0432
2024 | 4 | 11 | 13 | 43.084
2024 | 4 | 11 | 14 | 42.5494
2024 | 4 | 11 | 15 | 42.5656
2024 | 4 | 11 | 16 | 42.8721
2024 | 4 | 11 | 17 | 43.0409
2024 | 4 | 11 | 18 | 47.4417
2024 | 4 | 11 | 19 | 54.2997
2024 | 4 | 11 | 20 | 56.9979
2024 | 4 | 11 | 21 | 55.3436
2024 | 4 | 11 | 22 | 52.1234
2024 | 4 | 11 | 23 | 48.5726
2024 | 4 | 12 | 0 | 45.3144
2024 | 4 | 12 | 1 | 43.2754
2024 | 4 | 12 | 2 | 42.874
2024 | 4 | 12 | 3 | 42.9063
2024 | 4 | 12 | 4 | 43.3865
2024 | 4 | 12 | 5 | 45.3729
2024 | 4 | 12 | 6 | 50.0978
2024 | 4 | 12 | 7 | 51.9513
2024 | 4 | 12 | 8 | 45.8635
2024 | 4 | 12 | 9 | 39.521
2024 | 4 | 12 | 10 | 38.19
2024 | 4 | 12 | 11 | 38.0654
2024 | 4 | 12 | 12 | 40.0517
2024 | 4 | 12 | 13 | 41.2879
2024 | 4 | 12 | 14 | 40.2344
2024 | 4 | 12 | 15 | 39.5174
2024 | 4 | 12 | 16 | 39.7388
2024 | 4 | 12 | 17 | 39.5389
2024 | 4 | 12 | 18 | 50.4266
2024 | 4 | 12 | 19 | 52.1001
2024 | 4 | 12 | 20 | 52.9411
2024 | 4 | 12 | 21 | 50.6102
2024 | 4 | 12 | 22 | 47.2721
2024 | 4 | 12 | 23 | 43.7111
2024 | 4 | 13 | 0 | 40.6063
2024 | 4 | 13 | 1 | 38.3901
2024 | 4 | 13 | 2 | 37.6701
2024 | 4 | 13 | 3 | 37.2522
2024 | 4 | 13 | 4 | 37.3638
2024 | 4 | 13 | 5 | 38.4498
2024 | 4 | 13 | 6 | 40.9069
2024 | 4 | 13 | 7 | 42.036
2024 | 4 | 13 | 8 | 42.2164
2024 | 4 | 13 | 9 | 41.7449
2024 | 4 | 13 | 10 | 40.873
2024 | 4 | 13 | 11 | 41.4806
2024 | 4 | 13 | 12 | 38.1213
2024 | 4 | 13 | 13 | 38.4014
2024 | 4 | 13 | 14 | 36.657
2024 | 4 | 13 | 15 | 36.0725
2024 | 4 | 13 | 16 | 37.0071
2024 | 4 | 13 | 17 | 39.2728
2024 | 4 | 13 | 18 | 44.3856
2024 | 4 | 13 | 19 | 45.3539
2024 | 4 | 13 | 20 | 44.8983
2024 | 4 | 13 | 21 | 42.1
2024 | 4 | 13 | 22 | 38.9798
2024 | 4 | 13 | 23 | 36.2077
2024 | 4 | 14 | 0 | 34.8219
2024 | 4 | 14 | 1 | 34.3007
2024 | 4 | 14 | 2 | 33.5913
2024 | 4 | 14 | 3 | 33.2945
2024 | 4 | 14 | 4 | 33.4588
2024 | 4 | 14 | 5 | 34.3435
2024 | 4 | 14 | 6 | 35.5613
2024 | 4 | 14 | 7 | 37.0056
2024 | 4 | 14 | 8 | 40.8916
2024 | 4 | 14 | 9 | 41.9339
2024 | 4 | 14 | 10 | 38.8832
2024 | 4 | 14 | 11 | 37.26
2024 | 4 | 14 | 12 | 38.3091
2024 | 4 | 14 | 13 | 38.7849
2024 | 4 | 14 | 14 | 38.3665
2024 | 4 | 14 | 15 | 38.9304
2024 | 4 | 14 | 16 | 40.9749
2024 | 4 | 14 | 17 | 43.8454
2024 | 4 | 14 | 18 | 43.9965
2024 | 4 | 14 | 19 | 44.7989
2024 | 4 | 14 | 20 | 44.6138
2024 | 4 | 14 | 21 | 41.8035
2024 | 4 | 14 | 22 | 38.2364
2024 | 4 | 14 | 23 | 35.3056
2024 | 4 | 15 | 0 | 34.1906
2024 | 4 | 15 | 1 | 34.535
2024 | 4 | 15 | 2 | 34.4032
2024 | 4 | 15 | 3 | 34.5607
2024 | 4 | 15 | 4 | 35.13
2024 | 4 | 15 | 5 | 37.2494
2024 | 4 | 15 | 6 | 40.1624
2024 | 4 | 15 | 7 | 43.9
2024 | 4 | 15 | 8 | 44.983
2024 | 4 | 15 | 9 | 41.8809
2024 | 4 | 15 | 10 | 38.7686
2024 | 4 | 15 | 11 | 38.295
2024 | 4 | 15 | 12 | 39.2659
2024 | 4 | 15 | 13 | 40.5714
2024 | 4 | 15 | 14 | 39.3821
2024 | 4 | 15 | 15 | 40.0752
2024 | 4 | 15 | 16 | 42.4342
2024 | 4 | 15 | 17 | 45.3968
2024 | 4 | 15 | 18 | 42.7477
2024 | 4 | 15 | 19 | 47.2075
2024 | 4 | 15 | 20 | 48.6282
2024 | 4 | 15 | 21 | 46.4655
2024 | 4 | 15 | 22 | 42.6831
2024 | 4 | 15 | 23 | 38.9334
2024 | 4 | 16 | 0 | 38.0581
2024 | 4 | 16 | 1 | 35.5923
2024 | 4 | 16 | 2 | 35.2631
2024 | 4 | 16 | 3 | 35.5295
2024 | 4 | 16 | 4 | 36.1413
2024 | 4 | 16 | 5 | 38.3619
2024 | 4 | 16 | 6 | 41.551
2024 | 4 | 16 | 7 | 44.5772
2024 | 4 | 16 | 8 | 44.7583
2024 | 4 | 16 | 9 | 44.2469
2024 | 4 | 16 | 10 | 42.3003
2024 | 4 | 16 | 11 | 40.8674
2024 | 4 | 16 | 12 | 42.5493
2024 | 4 | 16 | 13 | 43.4018
2024 | 4 | 16 | 14 | 42.7506
2024 | 4 | 16 | 15 | 43.7021
2024 | 4 | 16 | 16 | 46.222
2024 | 4 | 16 | 17 | 47.6982
2024 | 4 | 16 | 18 | 50.2184
2024 | 4 | 16 | 19 | 49.3851
2024 | 4 | 16 | 20 | 49.5981
2024 | 4 | 16 | 21 | 46.8055
2024 | 4 | 16 | 22 | 42.7677
2024 | 4 | 16 | 23 | 38.9128
2024 | 4 | 17 | 0 | 37.4448
2024 | 4 | 17 | 1 | 37.497
2024 | 4 | 17 | 2 | 37.2086
2024 | 4 | 17 | 3 | 37.4389
2024 | 4 | 17 | 4 | 38.0933
2024 | 4 | 17 | 5 | 40.3136
2024 | 4 | 17 | 6 | 43.4936
2024 | 4 | 17 | 7 | 47.2473
2024 | 4 | 17 | 8 | 50.7114
2024 | 4 | 17 | 9 | 51.8732
2024 | 4 | 17 | 10 | 48.8135
2024 | 4 | 17 | 11 | 45.5602
2024 | 4 | 17 | 12 | 46.8132
2024 | 4 | 17 | 13 | 47.2352
2024 | 4 | 17 | 14 | 46.7723
2024 | 4 | 17 | 15 | 47.761
2024 | 4 | 17 | 16 | 51.4997
2024 | 4 | 17 | 17 | 54.5456
2024 | 4 | 17 | 18 | 58.1617
2024 | 4 | 17 | 19 | 56.1661
2024 | 4 | 17 | 20 | 56.0143
2024 | 4 | 17 | 21 | 53.2743
2024 | 4 | 17 | 22 | 49.0921
2024 | 4 | 17 | 23 | 45.3828
2024 | 4 | 18 | 0 | 41.088
2024 | 4 | 18 | 1 | 42.4282
2024 | 4 | 18 | 2 | 42.1815
2024 | 4 | 18 | 3 | 42.4248
2024 | 4 | 18 | 4 | 43.1141
2024 | 4 | 18 | 5 | 45.3662
2024 | 4 | 18 | 6 | 49.3131
2024 | 4 | 18 | 7 | 51.1091
2024 | 4 | 18 | 8 | 46.4775
2024 | 4 | 18 | 9 | 42.9543
2024 | 4 | 18 | 10 | 43.0264
2024 | 4 | 18 | 11 | 42.098
2024 | 4 | 18 | 12 | 46.8658
2024 | 4 | 18 | 13 | 47.7263
2024 | 4 | 18 | 14 | 47.7787
2024 | 4 | 18 | 15 | 48.8553
2024 | 4 | 18 | 16 | 50.5479
2024 | 4 | 18 | 17 | 52.5169
2024 | 4 | 18 | 18 | 53.9111
2024 | 4 | 18 | 19 | 54.4766
2024 | 4 | 18 | 20 | 55.2848
2024 | 4 | 18 | 21 | 53.104
2024 | 4 | 18 | 22 | 49.3952
2024 | 4 | 18 | 23 | 45.5604
2024 | 4 | 19 | 0 | 42.9229
2024 | 4 | 19 | 1 | 42.2291
2024 | 4 | 19 | 2 | 41.8009
2024 | 4 | 19 | 3 | 41.8391
2024 | 4 | 19 | 4 | 42.3457
2024 | 4 | 19 | 5 | 44.414
2024 | 4 | 19 | 6 | 46.6523
2024 | 4 | 19 | 7 | 50.1017
2024 | 4 | 19 | 8 | 51.6817
2024 | 4 | 19 | 9 | 51.9748
2024 | 4 | 19 | 10 | 49.184
2024 | 4 | 19 | 11 | 46.7967
2024 | 4 | 19 | 12 | 46.8706
2024 | 4 | 19 | 13 | 47.7647
2024 | 4 | 19 | 14 | 47.2722
2024 | 4 | 19 | 15 | 47.7602
2024 | 4 | 19 | 16 | 49.7326
2024 | 4 | 19 | 17 | 51.493
2024 | 4 | 19 | 18 | 53.4276
2024 | 4 | 19 | 19 | 52.2736
2024 | 4 | 19 | 20 | 52.2401
2024 | 4 | 19 | 21 | 49.9122
2024 | 4 | 19 | 22 | 46.3293
2024 | 4 | 19 | 23 | 42.5792
2024 | 4 | 20 | 0 | 40.5789
2024 | 4 | 20 | 1 | 38.7554
2024 | 4 | 20 | 2 | 38.0751
2024 | 4 | 20 | 3 | 37.7452
2024 | 4 | 20 | 4 | 37.915
2024 | 4 | 20 | 5 | 39.1471
2024 | 4 | 20 | 6 | 40.8098
2024 | 4 | 20 | 7 | 42.098
2024 | 4 | 20 | 8 | 43.5285
2024 | 4 | 20 | 9 | 45.306
2024 | 4 | 20 | 10 | 44.1357
2024 | 4 | 20 | 11 | 42.49
2024 | 4 | 20 | 12 | 41.5215
2024 | 4 | 20 | 13 | 42.286
2024 | 4 | 20 | 14 | 41.0563
2024 | 4 | 20 | 15 | 41.6527
2024 | 4 | 20 | 16 | 44.0709
2024 | 4 | 20 | 17 | 45.4572
2024 | 4 | 20 | 18 | 53.8738
2024 | 4 | 20 | 19 | 51.2017
2024 | 4 | 20 | 20 | 49.8049
2024 | 4 | 20 | 21 | 46.9854
2024 | 4 | 20 | 22 | 43.7837
2024 | 4 | 20 | 23 | 41.0399
2024 | 4 | 21 | 0 | 37.3786
2024 | 4 | 21 | 1 | 38.2176
2024 | 4 | 21 | 2 | 37.9212
2024 | 4 | 21 | 3 | 37.9424
2024 | 4 | 21 | 4 | 38.5325
2024 | 4 | 21 | 5 | 40.0055
2024 | 4 | 21 | 6 | 42.4002
2024 | 4 | 21 | 7 | 42.1879
2024 | 4 | 21 | 8 | 39.9769
2024 | 4 | 21 | 9 | 40.8531
2024 | 4 | 21 | 10 | 42.6136
2024 | 4 | 21 | 11 | 41.3199
2024 | 4 | 21 | 12 | 41.3718
2024 | 4 | 21 | 13 | 41.7158
2024 | 4 | 21 | 14 | 42.1156
2024 | 4 | 21 | 15 | 42.9193
2024 | 4 | 21 | 16 | 45.3882
2024 | 4 | 21 | 17 | 46.9877
2024 | 4 | 21 | 18 | 43.352
2024 | 4 | 21 | 19 | 49.362
2024 | 4 | 21 | 20 | 51.046
2024 | 4 | 21 | 21 | 49.569
2024 | 4 | 21 | 22 | 46.3458
2024 | 4 | 21 | 23 | 43.2903
2024 | 4 | 22 | 0 | 42.6433
2024 | 4 | 22 | 1 | 40.236
2024 | 4 | 22 | 2 | 40.2573
2024 | 4 | 22 | 3 | 40.5623
2024 | 4 | 22 | 4 | 41.2715
2024 | 4 | 22 | 5 | 43.4556
2024 | 4 | 22 | 6 | 48.4931
2024 | 4 | 22 | 7 | 49.5593
2024 | 4 | 22 | 8 | 43.3561
2024 | 4 | 22 | 9 | 39.3416
2024 | 4 | 22 | 10 | 41.1532
2024 | 4 | 22 | 11 | 41.9337
2024 | 4 | 22 | 12 | 44.1338
2024 | 4 | 22 | 13 | 44.8256
2024 | 4 | 22 | 14 | 44.1284
2024 | 4 | 22 | 15 | 44.038
2024 | 4 | 22 | 16 | 43.6949
2024 | 4 | 22 | 17 | 42.5217
2024 | 4 | 22 | 18 | 43.929
2024 | 4 | 22 | 19 | 49.7871
2024 | 4 | 22 | 20 | 51.8781
2024 | 4 | 22 | 21 | 50.2696
2024 | 4 | 22 | 22 | 46.733
2024 | 4 | 22 | 23 | 43.1559
2024 | 4 | 23 | 0 | 40.4064
2024 | 4 | 23 | 1 | 39.5432
2024 | 4 | 23 | 2 | 39.108
2024 | 4 | 23 | 3 | 39.2588
2024 | 4 | 23 | 4 | 39.8268
2024 | 4 | 23 | 5 | 41.9907
2024 | 4 | 23 | 6 | 45.8028
2024 | 4 | 23 | 7 | 49.0578
2024 | 4 | 23 | 8 | 50.5049
2024 | 4 | 23 | 9 | 51.4606
2024 | 4 | 23 | 10 | 49.493
2024 | 4 | 23 | 11 | 47.0077
2024 | 4 | 23 | 12 | 48.0451
2024 | 4 | 23 | 13 | 48.9223
2024 | 4 | 23 | 14 | 49.1902
2024 | 4 | 23 | 15 | 50.8022
2024 | 4 | 23 | 16 | 53.1635
2024 | 4 | 23 | 17 | 54.5191
2024 | 4 | 23 | 18 | 55.7014
2024 | 4 | 23 | 19 | 54.2083
2024 | 4 | 23 | 20 | 54.122
2024 | 4 | 23 | 21 | 51.7459
2024 | 4 | 23 | 22 | 47.7033
2024 | 4 | 23 | 23 | 43.9096
2024 | 4 | 24 | 0 | 41.3705
2024 | 4 | 24 | 1 | 40.8173
2024 | 4 | 24 | 2 | 40.3099
2024 | 4 | 24 | 3 | 40.3199
2024 | 4 | 24 | 4 | 40.8168
2024 | 4 | 24 | 5 | 42.8773
2024 | 4 | 24 | 6 | 45.2887
2024 | 4 | 24 | 7 | 48.4503
2024 | 4 | 24 | 8 | 50.6594
2024 | 4 | 24 | 9 | 52.4149
2024 | 4 | 24 | 10 | 50.4528
2024 | 4 | 24 | 11 | 48.495
2024 | 4 | 24 | 12 | 50.3401
2024 | 4 | 24 | 13 | 50.9043
2024 | 4 | 24 | 14 | 50.5011
2024 | 4 | 24 | 15 | 51.2519
2024 | 4 | 24 | 16 | 53.4958
2024 | 4 | 24 | 17 | 55.0633
2024 | 4 | 24 | 18 | 55.1489
2024 | 4 | 24 | 19 | 54.5602
2024 | 4 | 24 | 20 | 54.979
2024 | 4 | 24 | 21 | 52.928
2024 | 4 | 24 | 22 | 49.0616
2024 | 4 | 24 | 23 | 45.3873
2024 | 4 | 25 | 0 | 41.7139
2024 | 4 | 25 | 1 | 40.253
2024 | 4 | 25 | 2 | 39.8534
2024 | 4 | 25 | 3 | 39.9768
2024 | 4 | 25 | 4 | 40.5345
2024 | 4 | 25 | 5 | 42.7519
2024 | 4 | 25 | 6 | 46.8446
2024 | 4 | 25 | 7 | 48.1727
2024 | 4 | 25 | 8 | 43.661
2024 | 4 | 25 | 9 | 41.7976
2024 | 4 | 25 | 10 | 42.8393
2024 | 4 | 25 | 11 | 42.1912
2024 | 4 | 25 | 12 | 46.633
2024 | 4 | 25 | 13 | 47.5035
2024 | 4 | 25 | 14 | 47.4919
2024 | 4 | 25 | 15 | 48.2466
2024 | 4 | 25 | 16 | 49.6961
2024 | 4 | 25 | 17 | 50.2593
2024 | 4 | 25 | 18 | 51.2217
2024 | 4 | 25 | 19 | 50.8943
2024 | 4 | 25 | 20 | 51.3226
2024 | 4 | 25 | 21 | 49.4306
2024 | 4 | 25 | 22 | 45.6353
2024 | 4 | 25 | 23 | 41.7931
2024 | 4 | 26 | 0 | 40.7467
2024 | 4 | 26 | 1 | 38.8554
2024 | 4 | 26 | 2 | 38.4573
2024 | 4 | 26 | 3 | 38.5542
2024 | 4 | 26 | 4 | 39.1115
2024 | 4 | 26 | 5 | 41.2735
2024 | 4 | 26 | 6 | 45.9846
2024 | 4 | 26 | 7 | 47.219
2024 | 4 | 26 | 8 | 41.8818
2024 | 4 | 26 | 9 | 39.0139
2024 | 4 | 26 | 10 | 39.1847
2024 | 4 | 26 | 11 | 38.8225
2024 | 4 | 26 | 12 | 42.69
2024 | 4 | 26 | 13 | 43.4447
2024 | 4 | 26 | 14 | 43
2024 | 4 | 26 | 15 | 42.6826
2024 | 4 | 26 | 16 | 43.3941
2024 | 4 | 26 | 17 | 42.4525
2024 | 4 | 26 | 18 | 37.3246
2024 | 4 | 26 | 19 | 44.79
2024 | 4 | 26 | 20 | 47.4362
2024 | 4 | 26 | 21 | 46.8827
2024 | 4 | 26 | 22 | 44.0463
2024 | 4 | 26 | 23 | 40.5075
2024 | 4 | 27 | 0 | 38.1499
2024 | 4 | 27 | 1 | 37.5643
2024 | 4 | 27 | 2 | 37.1503
2024 | 4 | 27 | 3 | 37.0826
2024 | 4 | 27 | 4 | 37.4685
2024 | 4 | 27 | 5 | 38.8353
2024 | 4 | 27 | 6 | 40.5277
2024 | 4 | 27 | 7 | 40.3797
2024 | 4 | 27 | 8 | 38.0152
2024 | 4 | 27 | 9 | 39.3215
2024 | 4 | 27 | 10 | 40.8587
2024 | 4 | 27 | 11 | 40.0079
2024 | 4 | 27 | 12 | 41.8765
2024 | 4 | 27 | 13 | 41.946
2024 | 4 | 27 | 14 | 41.4316
2024 | 4 | 27 | 15 | 41.9154
2024 | 4 | 27 | 16 | 43.8512
2024 | 4 | 27 | 17 | 44.9643
2024 | 4 | 27 | 18 | 46.5532
2024 | 4 | 27 | 19 | 45.6109
2024 | 4 | 27 | 20 | 44.9232
2024 | 4 | 27 | 21 | 42.7949
2024 | 4 | 27 | 22 | 39.5851
2024 | 4 | 27 | 23 | 36.6275
2024 | 4 | 28 | 0 | 36.6584
2024 | 4 | 28 | 1 | 35.8727
2024 | 4 | 28 | 2 | 35.3521
2024 | 4 | 28 | 3 | 35.2502
2024 | 4 | 28 | 4 | 35.5803
2024 | 4 | 28 | 5 | 36.7668
2024 | 4 | 28 | 6 | 37.0596
2024 | 4 | 28 | 7 | 37.1294
2024 | 4 | 28 | 8 | 38.5328
2024 | 4 | 28 | 9 | 41.9321
2024 | 4 | 28 | 10 | 41.8989
2024 | 4 | 28 | 11 | 40.3218
2024 | 4 | 28 | 12 | 40.495
2024 | 4 | 28 | 13 | 41.0435
2024 | 4 | 28 | 14 | 41.2085
2024 | 4 | 28 | 15 | 41.8237
2024 | 4 | 28 | 16 | 44.0258
2024 | 4 | 28 | 17 | 45.5468
2024 | 4 | 28 | 18 | 40.9497
2024 | 4 | 28 | 19 | 43.6746
2024 | 4 | 28 | 20 | 44.5341
2024 | 4 | 28 | 21 | 42.9655
2024 | 4 | 28 | 22 | 39.5519
2024 | 4 | 28 | 23 | 36.427
2024 | 4 | 29 | 0 | 35.0138
2024 | 4 | 29 | 1 | 37.7366
2024 | 4 | 29 | 2 | 37.7371
2024 | 4 | 29 | 3 | 38.1503
2024 | 4 | 29 | 4 | 38.9891
2024 | 4 | 29 | 5 | 41.4977
2024 | 4 | 29 | 6 | 45.3469
2024 | 4 | 29 | 7 | 46.9035
2024 | 4 | 29 | 8 | 43.3781
2024 | 4 | 29 | 9 | 42.3463
2024 | 4 | 29 | 10 | 43.7401
2024 | 4 | 29 | 11 | 43.4784
2024 | 4 | 29 | 12 | 44.076
2024 | 4 | 29 | 13 | 44.9614
2024 | 4 | 29 | 14 | 45.2479
2024 | 4 | 29 | 15 | 45.4758
2024 | 4 | 29 | 16 | 45.1782
2024 | 4 | 29 | 17 | 44.087
2024 | 4 | 29 | 18 | 45.2219
2024 | 4 | 29 | 19 | 49.6635
2024 | 4 | 29 | 20 | 51.2455
2024 | 4 | 29 | 21 | 49.8258
2024 | 4 | 29 | 22 | 45.9307
2024 | 4 | 29 | 23 | 42.0606
2024 | 4 | 30 | 0 | 41.842
2024 | 4 | 30 | 1 | 41.6821
2024 | 4 | 30 | 2 | 41.1996
2024 | 4 | 30 | 3 | 41.3398
2024 | 4 | 30 | 4 | 41.9599
2024 | 4 | 30 | 5 | 44.2811
2024 | 4 | 30 | 6 | 50.374
2024 | 4 | 30 | 7 | 51.491
2024 | 4 | 30 | 8 | 45.5195
2024 | 4 | 30 | 9 | 43.7487
2024 | 4 | 30 | 10 | 45.7203
2024 | 4 | 30 | 11 | 45.2251
2024 | 4 | 30 | 12 | 45.0672
2024 | 4 | 30 | 13 | 45.9613
2024 | 4 | 30 | 14 | 45.2852
2024 | 4 | 30 | 15 | 45.369
2024 | 4 | 30 | 16 | 44.6734
2024 | 4 | 30 | 17 | 42.471
2024 | 4 | 30 | 18 | 41.0342
2024 | 4 | 30 | 19 | 49.4178
2024 | 4 | 30 | 20 | 52.5967
2024 | 4 | 30 | 21 | 51.9314
2024 | 4 | 30 | 22 | 48.4271
2024 | 4 | 30 | 23 | 44.4579
2024 | 5 | 1 | 0 | 43.1692
2024 | 5 | 1 | 1 | 45.3587
2024 | 5 | 1 | 2 | 45.0712
2024 | 5 | 1 | 3 | 45.3462
2024 | 5 | 1 | 4 | 46.0217
2024 | 5 | 1 | 5 | 48.7154
2024 | 5 | 1 | 6 | 52.5849
2024 | 5 | 1 | 7 | 53.717
2024 | 5 | 1 | 8 | 48.4024
2024 | 5 | 1 | 9 | 47.2771
2024 | 5 | 1 | 10 | 49.0086
2024 | 5 | 1 | 11 | 47.8746
2024 | 5 | 1 | 12 | 51.4407
2024 | 5 | 1 | 13 | 52.2723
2024 | 5 | 1 | 14 | 53.5747
2024 | 5 | 1 | 15 | 53.4324
2024 | 5 | 1 | 16 | 53.0627
2024 | 5 | 1 | 17 | 51.6806
2024 | 5 | 1 | 18 | 51.4101
2024 | 5 | 1 | 19 | 55.4972
2024 | 5 | 1 | 20 | 57.6899
2024 | 5 | 1 | 21 | 56.6808
2024 | 5 | 1 | 22 | 51.9111
2024 | 5 | 1 | 23 | 47.2687
2024 | 5 | 2 | 0 | 45.4998
2024 | 5 | 2 | 1 | 45.1892
2024 | 5 | 2 | 2 | 44.6275
2024 | 5 | 2 | 3 | 44.687
2024 | 5 | 2 | 4 | 45.1895
2024 | 5 | 2 | 5 | 47.9114
2024 | 5 | 2 | 6 | 54.2083
2024 | 5 | 2 | 7 | 54.8115
2024 | 5 | 2 | 8 | 47.0909
2024 | 5 | 2 | 9 | 44.695
2024 | 5 | 2 | 10 | 47.2823
2024 | 5 | 2 | 11 | 47.0244
2024 | 5 | 2 | 12 | 51.8691
2024 | 5 | 2 | 13 | 52.6895
2024 | 5 | 2 | 14 | 53.6502
2024 | 5 | 2 | 15 | 53.5899
2024 | 5 | 2 | 16 | 52.873
2024 | 5 | 2 | 17 | 51.1468
2024 | 5 | 2 | 18 | 58.0065
2024 | 5 | 2 | 19 | 58.881
2024 | 5 | 2 | 20 | 60.1505
2024 | 5 | 2 | 21 | 58.7895
2024 | 5 | 2 | 22 | 53.9964
2024 | 5 | 2 | 23 | 49.1727
2024 | 5 | 3 | 0 | 45.6859
2024 | 5 | 3 | 1 | 45.9097
2024 | 5 | 3 | 2 | 45.2045
2024 | 5 | 3 | 3 | 45.1426
2024 | 5 | 3 | 4 | 45.5594
2024 | 5 | 3 | 5 | 48.343
2024 | 5 | 3 | 6 | 52.9796
2024 | 5 | 3 | 7 | 56.3598
2024 | 5 | 3 | 8 | 57.7165
2024 | 5 | 3 | 9 | 60.0406
2024 | 5 | 3 | 10 | 58.8359
2024 | 5 | 3 | 11 | 56.2699
2024 | 5 | 3 | 12 | 56.705
2024 | 5 | 3 | 13 | 57.1583
2024 | 5 | 3 | 14 | 56.4381
2024 | 5 | 3 | 15 | 56.5374
2024 | 5 | 3 | 16 | 58.635
2024 | 5 | 3 | 17 | 58.9425
2024 | 5 | 3 | 18 | 61.8365
2024 | 5 | 3 | 19 | 59.8606
2024 | 5 | 3 | 20 | 60.4016
2024 | 5 | 3 | 21 | 58.7907
2024 | 5 | 3 | 22 | 54.1662
2024 | 5 | 3 | 23 | 49.1713
2024 | 5 | 4 | 0 | 45.2626
2024 | 5 | 4 | 1 | 43.1684
2024 | 5 | 4 | 2 | 42.223
2024 | 5 | 4 | 3 | 41.8066
2024 | 5 | 4 | 4 | 41.9103
2024 | 5 | 4 | 5 | 43.3629
2024 | 5 | 4 | 6 | 44.827
2024 | 5 | 4 | 7 | 46.44
2024 | 5 | 4 | 8 | 52.604
2024 | 5 | 4 | 9 | 59.2162
2024 | 5 | 4 | 10 | 57.2385
2024 | 5 | 4 | 11 | 54.6499
2024 | 5 | 4 | 12 | 55.0586
2024 | 5 | 4 | 13 | 53.761
2024 | 5 | 4 | 14 | 51.9393
2024 | 5 | 4 | 15 | 52.2936
2024 | 5 | 4 | 16 | 54.9842
2024 | 5 | 4 | 17 | 56.7445
2024 | 5 | 4 | 18 | 60.1466
2024 | 5 | 4 | 19 | 56.5688
2024 | 5 | 4 | 20 | 55.555
2024 | 5 | 4 | 21 | 53.2199
2024 | 5 | 4 | 22 | 49.0101
2024 | 5 | 4 | 23 | 45.1265
2024 | 5 | 5 | 0 | 41.6878
2024 | 5 | 5 | 1 | 40.6698
2024 | 5 | 5 | 2 | 40.0844
2024 | 5 | 5 | 3 | 40.1656
2024 | 5 | 5 | 4 | 40.6403
2024 | 5 | 5 | 5 | 42.2079
2024 | 5 | 5 | 6 | 43.0727
2024 | 5 | 5 | 7 | 44.4621
2024 | 5 | 5 | 8 | 50.5994
2024 | 5 | 5 | 9 | 57.4308
2024 | 5 | 5 | 10 | 55.8437
2024 | 5 | 5 | 11 | 50.594
2024 | 5 | 5 | 12 | 49.5188
2024 | 5 | 5 | 13 | 49.4626
2024 | 5 | 5 | 14 | 52.8111
2024 | 5 | 5 | 15 | 55.8749
2024 | 5 | 5 | 16 | 58.9338
2024 | 5 | 5 | 17 | 61.3997
2024 | 5 | 5 | 18 | 59.9856
2024 | 5 | 5 | 19 | 59.2169
2024 | 5 | 5 | 20 | 59.7691
2024 | 5 | 5 | 21 | 57.8205
2024 | 5 | 5 | 22 | 52.8417
2024 | 5 | 5 | 23 | 48.488
2024 | 5 | 6 | 0 | 47.4784
2024 | 5 | 6 | 1 | 46.6444
2024 | 5 | 6 | 2 | 46.566
2024 | 5 | 6 | 3 | 47.0172
2024 | 5 | 6 | 4 | 47.9284
2024 | 5 | 6 | 5 | 50.9316
2024 | 5 | 6 | 6 | 55.2959
2024 | 5 | 6 | 7 | 57.1875
2024 | 5 | 6 | 8 | 54.9482
2024 | 5 | 6 | 9 | 56.5677
2024 | 5 | 6 | 10 | 58.9737
2024 | 5 | 6 | 11 | 57.2295
2024 | 5 | 6 | 12 | 54.1936
2024 | 5 | 6 | 13 | 55.3849
2024 | 5 | 6 | 14 | 55.2152
2024 | 5 | 6 | 15 | 55.4292
2024 | 5 | 6 | 16 | 54.5392
2024 | 5 | 6 | 17 | 52.1013
2024 | 5 | 6 | 18 | 51.8213
2024 | 5 | 6 | 19 | 61.6299
2024 | 5 | 6 | 20 | 65.7279
2024 | 5 | 6 | 21 | 65.4471
2024 | 5 | 6 | 22 | 61.0974
2024 | 5 | 6 | 23 | 56.0862
2024 | 5 | 7 | 0 | 51.5543
2024 | 5 | 7 | 1 | 50.1876
2024 | 5 | 7 | 2 | 49.9267
2024 | 5 | 7 | 3 | 50.2957
2024 | 5 | 7 | 4 | 51
2024 | 5 | 7 | 5 | 53.7161
2024 | 5 | 7 | 6 | 58.252
2024 | 5 | 7 | 7 | 59.4432
2024 | 5 | 7 | 8 | 54.0823
2024 | 5 | 7 | 9 | 52.5664
2024 | 5 | 7 | 10 | 53.4706
2024 | 5 | 7 | 11 | 50.8926
2024 | 5 | 7 | 12 | 55.642
2024 | 5 | 7 | 13 | 55.7095
2024 | 5 | 7 | 14 | 56.2148
2024 | 5 | 7 | 15 | 56.7093
2024 | 5 | 7 | 16 | 57.6113
2024 | 5 | 7 | 17 | 54.8752
2024 | 5 | 7 | 18 | 49.7916
2024 | 5 | 7 | 19 | 59.3696
2024 | 5 | 7 | 20 | 63.4458
2024 | 5 | 7 | 21 | 63.4123
2024 | 5 | 7 | 22 | 58.9407
2024 | 5 | 7 | 23 | 54.025
2024 | 5 | 8 | 0 | 50.8289
2024 | 5 | 8 | 1 | 50.5562
2024 | 5 | 8 | 2 | 50.0663
2024 | 5 | 8 | 3 | 50.1694
2024 | 5 | 8 | 4 | 50.7266
2024 | 5 | 8 | 5 | 53.2667
2024 | 5 | 8 | 6 | 56.1782
2024 | 5 | 8 | 7 | 58.2656
2024 | 5 | 8 | 8 | 56.5154
2024 | 5 | 8 | 9 | 57.9451
2024 | 5 | 8 | 10 | 58.5861
2024 | 5 | 8 | 11 | 56.3169
2024 | 5 | 8 | 12 | 56.1897
2024 | 5 | 8 | 13 | 57.3559
2024 | 5 | 8 | 14 | 57.6291
2024 | 5 | 8 | 15 | 57.4063
2024 | 5 | 8 | 16 | 56.6417
2024 | 5 | 8 | 17 | 54.9046
2024 | 5 | 8 | 18 | 51.8607
2024 | 5 | 8 | 19 | 59.4189
2024 | 5 | 8 | 20 | 62.9944
2024 | 5 | 8 | 21 | 62.8311
2024 | 5 | 8 | 22 | 58.3785
2024 | 5 | 8 | 23 | 53.4917
2024 | 5 | 9 | 0 | 48.908
2024 | 5 | 9 | 1 | 47.3371
2024 | 5 | 9 | 2 | 46.8263
2024 | 5 | 9 | 3 | 46.9854
2024 | 5 | 9 | 4 | 47.5945
2024 | 5 | 9 | 5 | 50.3174
2024 | 5 | 9 | 6 | 55.4832
2024 | 5 | 9 | 7 | 56.2381
2024 | 5 | 9 | 8 | 49.0276
2024 | 5 | 9 | 9 | 46.9378
2024 | 5 | 9 | 10 | 49.1384
2024 | 5 | 9 | 11 | 48.2641
2024 | 5 | 9 | 12 | 51.3025
2024 | 5 | 9 | 13 | 52.3246
2024 | 5 | 9 | 14 | 53.208
2024 | 5 | 9 | 15 | 52.9965
2024 | 5 | 9 | 16 | 51.5729
2024 | 5 | 9 | 17 | 48.9237
2024 | 5 | 9 | 18 | 55.4848
2024 | 5 | 9 | 19 | 58.4773
2024 | 5 | 9 | 20 | 60.5178
2024 | 5 | 9 | 21 | 59.8009
2024 | 5 | 9 | 22 | 55.1509
2024 | 5 | 9 | 23 | 50.0817
2024 | 5 | 10 | 0 | 48.2496
2024 | 5 | 10 | 1 | 47.01
2024 | 5 | 10 | 2 | 46.279
2024 | 5 | 10 | 3 | 46.1988
2024 | 5 | 10 | 4 | 46.6042
2024 | 5 | 10 | 5 | 49.1918
2024 | 5 | 10 | 6 | 53.4538
2024 | 5 | 10 | 7 | 57.2667
2024 | 5 | 10 | 8 | 60.0944
2024 | 5 | 10 | 9 | 61.8568
2024 | 5 | 10 | 10 | 58.2072
2024 | 5 | 10 | 11 | 54.3935
2024 | 5 | 10 | 12 | 54.6473
2024 | 5 | 10 | 13 | 55.1609
2024 | 5 | 10 | 14 | 53.5581
2024 | 5 | 10 | 15 | 53.9907
2024 | 5 | 10 | 16 | 56.5002
2024 | 5 | 10 | 17 | 57.3298
2024 | 5 | 10 | 18 | 60.2186
2024 | 5 | 10 | 19 | 59.2859
2024 | 5 | 10 | 20 | 60.2795
2024 | 5 | 10 | 21 | 59.2314
2024 | 5 | 10 | 22 | 54.9845
2024 | 5 | 10 | 23 | 49.9538
2024 | 5 | 11 | 0 | 46.1799
2024 | 5 | 11 | 1 | 43.8093
2024 | 5 | 11 | 2 | 42.8699
2024 | 5 | 11 | 3 | 42.4501
2024 | 5 | 11 | 4 | 42.5807
2024 | 5 | 11 | 5 | 43.9602
2024 | 5 | 11 | 6 | 46.1537
2024 | 5 | 11 | 7 | 47.4972
2024 | 5 | 11 | 8 | 52.3553
2024 | 5 | 11 | 9 | 57.5535
2024 | 5 | 11 | 10 | 55.5231
2024 | 5 | 11 | 11 | 52.8278
2024 | 5 | 11 | 12 | 50.5452
2024 | 5 | 11 | 13 | 49.9761
2024 | 5 | 11 | 14 | 47.745
2024 | 5 | 11 | 15 | 47.8945
2024 | 5 | 11 | 16 | 49.7572
2024 | 5 | 11 | 17 | 51.5124
2024 | 5 | 11 | 18 | 50.9788
2024 | 5 | 11 | 19 | 54.1974
2024 | 5 | 11 | 20 | 55.0877
2024 | 5 | 11 | 21 | 54.1512
2024 | 5 | 11 | 22 | 50.3831
2024 | 5 | 11 | 23 | 46.1914
2024 | 5 | 12 | 0 | 42.0568
2024 | 5 | 12 | 1 | 41.5226
2024 | 5 | 12 | 2 | 40.4982
2024 | 5 | 12 | 3 | 40.1299
2024 | 5 | 12 | 4 | 40.2513
2024 | 5 | 12 | 5 | 41.2595
2024 | 5 | 12 | 6 | 41.7603
2024 | 5 | 12 | 7 | 41.4162
2024 | 5 | 12 | 8 | 45.5062
2024 | 5 | 12 | 9 | 51.5497
2024 | 5 | 12 | 10 | 52.4381
2024 | 5 | 12 | 11 | 52.7133
2024 | 5 | 12 | 12 | 51.0171
2024 | 5 | 12 | 13 | 49.973
2024 | 5 | 12 | 14 | 49.7046
2024 | 5 | 12 | 15 | 50.2951
2024 | 5 | 12 | 16 | 49.6734
2024 | 5 | 12 | 17 | 50.6489
2024 | 5 | 12 | 18 | 53.4121
2024 | 5 | 12 | 19 | 52.6508
2024 | 5 | 12 | 20 | 52.3868
2024 | 5 | 12 | 21 | 50.7856
2024 | 5 | 12 | 22 | 46.4496
2024 | 5 | 12 | 23 | 42.2325
2024 | 5 | 13 | 0 | 41.9701
2024 | 5 | 13 | 1 | 45.2433
2024 | 5 | 13 | 2 | 44.4021
2024 | 5 | 13 | 3 | 44.1604
2024 | 5 | 13 | 4 | 44.5553
2024 | 5 | 13 | 5 | 46.7603
2024 | 5 | 13 | 6 | 50.3513
2024 | 5 | 13 | 7 | 54.364
2024 | 5 | 13 | 8 | 56.7364
2024 | 5 | 13 | 9 | 58.2185
2024 | 5 | 13 | 10 | 58.0528
2024 | 5 | 13 | 11 | 58.0668
2024 | 5 | 13 | 12 | 60.4498
2024 | 5 | 13 | 13 | 61.2126
2024 | 5 | 13 | 14 | 61.8985
2024 | 5 | 13 | 15 | 62.1049
2024 | 5 | 13 | 16 | 62.9091
2024 | 5 | 13 | 17 | 63.4934
2024 | 5 | 13 | 18 | 67.0869
2024 | 5 | 13 | 19 | 68.0899
2024 | 5 | 13 | 20 | 67.9839
2024 | 5 | 13 | 21 | 65.8991
2024 | 5 | 13 | 22 | 60.3115
2024 | 5 | 13 | 23 | 54.2953
2024 | 5 | 14 | 0 | 53.2021
2024 | 5 | 14 | 1 | 48.6613
2024 | 5 | 14 | 2 | 47.3108
2024 | 5 | 14 | 3 | 46.8621
2024 | 5 | 14 | 4 | 46.907
2024 | 5 | 14 | 5 | 49.0446
2024 | 5 | 14 | 6 | 53.1922
2024 | 5 | 14 | 7 | 56.5713
2024 | 5 | 14 | 8 | 58.5198
2024 | 5 | 14 | 9 | 61.2524
2024 | 5 | 14 | 10 | 60.5848
2024 | 5 | 14 | 11 | 59.1345
2024 | 5 | 14 | 12 | 59.3597
2024 | 5 | 14 | 13 | 59.9659
2024 | 5 | 14 | 14 | 60.1309
2024 | 5 | 14 | 15 | 60.0969
2024 | 5 | 14 | 16 | 62.1646
2024 | 5 | 14 | 17 | 61.3216
2024 | 5 | 14 | 18 | 65.2308
2024 | 5 | 14 | 19 | 63.1383
2024 | 5 | 14 | 20 | 63.8874
2024 | 5 | 14 | 21 | 62.3302
2024 | 5 | 14 | 22 | 57.3921
2024 | 5 | 14 | 23 | 51.6771
2024 | 5 | 15 | 0 | 47.8739
2024 | 5 | 15 | 1 | 43.1276
2024 | 5 | 15 | 2 | 41.916
2024 | 5 | 15 | 3 | 41.448
2024 | 5 | 15 | 4 | 41.5832
2024 | 5 | 15 | 5 | 43.479
2024 | 5 | 15 | 6 | 48.2103
2024 | 5 | 15 | 7 | 49.2657
2024 | 5 | 15 | 8 | 46.6751
2024 | 5 | 15 | 9 | 49.5742
2024 | 5 | 15 | 10 | 52.5572
2024 | 5 | 15 | 11 | 53.4997
2024 | 5 | 15 | 12 | 51.132
2024 | 5 | 15 | 13 | 52.9181
2024 | 5 | 15 | 14 | 54.14
2024 | 5 | 15 | 15 | 52.2862
2024 | 5 | 15 | 16 | 48.1787
2024 | 5 | 15 | 17 | 45.4373
2024 | 5 | 15 | 18 | 48.5333
2024 | 5 | 15 | 19 | 54.9639
2024 | 5 | 15 | 20 | 57.1538
2024 | 5 | 15 | 21 | 56.5187
2024 | 5 | 15 | 22 | 51.5343
2024 | 5 | 15 | 23 | 46.0679
2024 | 5 | 16 | 0 | 43.8098
2024 | 5 | 16 | 1 | 41.8969
2024 | 5 | 16 | 2 | 41.0759
2024 | 5 | 16 | 3 | 40.808
2024 | 5 | 16 | 4 | 41.153
2024 | 5 | 16 | 5 | 43.2157
2024 | 5 | 16 | 6 | 47.1404
2024 | 5 | 16 | 7 | 47.9975
2024 | 5 | 16 | 8 | 44.698
2024 | 5 | 16 | 9 | 47.7568
2024 | 5 | 16 | 10 | 52.6116
2024 | 5 | 16 | 11 | 53.9804
2024 | 5 | 16 | 12 | 53.5021
2024 | 5 | 16 | 13 | 55.2208
2024 | 5 | 16 | 14 | 55.359
2024 | 5 | 16 | 15 | 54.7873
2024 | 5 | 16 | 16 | 52.5156
2024 | 5 | 16 | 17 | 51.21
2024 | 5 | 16 | 18 | 54.3683
2024 | 5 | 16 | 19 | 58.7275
2024 | 5 | 16 | 20 | 60.7555
2024 | 5 | 16 | 21 | 60.1352
2024 | 5 | 16 | 22 | 55.4438
2024 | 5 | 16 | 23 | 49.6114
2024 | 5 | 17 | 0 | 45.5258
2024 | 5 | 17 | 1 | 41.2775
2024 | 5 | 17 | 2 | 40.5795
2024 | 5 | 17 | 3 | 40.3784
2024 | 5 | 17 | 4 | 40.7704
2024 | 5 | 17 | 5 | 43.0027
2024 | 5 | 17 | 6 | 46.793
2024 | 5 | 17 | 7 | 48.6733
2024 | 5 | 17 | 8 | 48.1102
2024 | 5 | 17 | 9 | 50.8246
2024 | 5 | 17 | 10 | 51.3278
2024 | 5 | 17 | 11 | 50.7794
2024 | 5 | 17 | 12 | 54.1127
2024 | 5 | 17 | 13 | 54.994
2024 | 5 | 17 | 14 | 52.8298
2024 | 5 | 17 | 15 | 52.2845
2024 | 5 | 17 | 16 | 53.3861
2024 | 5 | 17 | 17 | 52.9927
2024 | 5 | 17 | 18 | 58.201
2024 | 5 | 17 | 19 | 56.9768
2024 | 5 | 17 | 20 | 57.7565
2024 | 5 | 17 | 21 | 56.6882
2024 | 5 | 17 | 22 | 52.3959
2024 | 5 | 17 | 23 | 46.8579
2024 | 5 | 18 | 0 | 42.9682
2024 | 5 | 18 | 1 | 42.0003
2024 | 5 | 18 | 2 | 41.1224
2024 | 5 | 18 | 3 | 40.662
2024 | 5 | 18 | 4 | 40.8676
2024 | 5 | 18 | 5 | 41.9047
2024 | 5 | 18 | 6 | 44.7032
2024 | 5 | 18 | 7 | 43.7485
2024 | 5 | 18 | 8 | 38.2028
2024 | 5 | 18 | 9 | 35.1521
2024 | 5 | 18 | 10 | 36.6231
2024 | 5 | 18 | 11 | 34.4292
2024 | 5 | 18 | 12 | 36.5031
2024 | 5 | 18 | 13 | 37.7486
2024 | 5 | 18 | 14 | 37.7483
2024 | 5 | 18 | 15 | 37.1474
2024 | 5 | 18 | 16 | 36.1303
2024 | 5 | 18 | 17 | 34.2349
2024 | 5 | 18 | 18 | 39.4127
2024 | 5 | 18 | 19 | 50.3752
2024 | 5 | 18 | 20 | 53.9993
2024 | 5 | 18 | 21 | 54.3642
2024 | 5 | 18 | 22 | 51.3823
2024 | 5 | 18 | 23 | 47.3657
2024 | 5 | 19 | 0 | 44.1586
2024 | 5 | 19 | 1 | 43.6276
2024 | 5 | 19 | 2 | 42.7502
2024 | 5 | 19 | 3 | 42.324
2024 | 5 | 19 | 4 | 42.5562
2024 | 5 | 19 | 5 | 43.542
2024 | 5 | 19 | 6 | 45.1937
2024 | 5 | 19 | 7 | 42.886
2024 | 5 | 19 | 8 | 35.952
2024 | 5 | 19 | 9 | 32.2504
2024 | 5 | 19 | 10 | 34.3301
2024 | 5 | 19 | 11 | 33.2791
2024 | 5 | 19 | 12 | 37.1691
2024 | 5 | 19 | 13 | 38.9708
2024 | 5 | 19 | 14 | 38.1722
2024 | 5 | 19 | 15 | 37.1619
2024 | 5 | 19 | 16 | 36.8289
2024 | 5 | 19 | 17 | 35.5492
2024 | 5 | 19 | 18 | 43.4502
2024 | 5 | 19 | 19 | 51.3347
2024 | 5 | 19 | 20 | 54.2886
2024 | 5 | 19 | 21 | 54.2031
2024 | 5 | 19 | 22 | 50.4534
2024 | 5 | 19 | 23 | 46.1226
2024 | 5 | 20 | 0 | 43.2352
2024 | 5 | 20 | 1 | 44.0383
2024 | 5 | 20 | 2 | 42.7353
2024 | 5 | 20 | 3 | 42.4427
2024 | 5 | 20 | 4 | 42.4889
2024 | 5 | 20 | 5 | 43.4433
2024 | 5 | 20 | 6 | 44.2516
2024 | 5 | 20 | 7 | 43.3788
2024 | 5 | 20 | 8 | 44.6974
2024 | 5 | 20 | 9 | 47.6477
2024 | 5 | 20 | 10 | 49.2931
2024 | 5 | 20 | 11 | 47.172
2024 | 5 | 20 | 12 | 49.1987
2024 | 5 | 20 | 13 | 49.5793
2024 | 5 | 20 | 14 | 51.7937
2024 | 5 | 20 | 15 | 51.9152
2024 | 5 | 20 | 16 | 51.8676
2024 | 5 | 20 | 17 | 50.5447
2024 | 5 | 20 | 18 | 55.3131
2024 | 5 | 20 | 19 | 54.9969
2024 | 5 | 20 | 20 | 55.7163
2024 | 5 | 20 | 21 | 54.4207
2024 | 5 | 20 | 22 | 49.6515
2024 | 5 | 20 | 23 | 45.3589
2024 | 5 | 21 | 0 | 45.2598
2024 | 5 | 21 | 1 | 45.5291
2024 | 5 | 21 | 2 | 44.947
2024 | 5 | 21 | 3 | 45.0875
2024 | 5 | 21 | 4 | 45.7075
2024 | 5 | 21 | 5 | 48.1149
2024 | 5 | 21 | 6 | 52.1522
2024 | 5 | 21 | 7 | 53.3796
2024 | 5 | 21 | 8 | 46.9253
2024 | 5 | 21 | 9 | 44.1846
2024 | 5 | 21 | 10 | 46.8454
2024 | 5 | 21 | 11 | 48.474
2024 | 5 | 21 | 12 | 48.72
2024 | 5 | 21 | 13 | 50.0494
2024 | 5 | 21 | 14 | 49.7818
2024 | 5 | 21 | 15 | 50.5928
2024 | 5 | 21 | 16 | 49.3117
2024 | 5 | 21 | 17 | 48.2165
2024 | 5 | 21 | 18 | 52.4787
2024 | 5 | 21 | 19 | 57.158
2024 | 5 | 21 | 20 | 59.4549
2024 | 5 | 21 | 21 | 59.2728
2024 | 5 | 21 | 22 | 55.0125
2024 | 5 | 21 | 23 | 49.8114
2024 | 5 | 22 | 0 | 46.748
2024 | 5 | 22 | 1 | 43.9934
2024 | 5 | 22 | 2 | 43.2687
2024 | 5 | 22 | 3 | 43.205
2024 | 5 | 22 | 4 | 43.7171
2024 | 5 | 22 | 5 | 46.0081
2024 | 5 | 22 | 6 | 50.4531
2024 | 5 | 22 | 7 | 51.4629
2024 | 5 | 22 | 8 | 45.8601
2024 | 5 | 22 | 9 | 44.8321
2024 | 5 | 22 | 10 | 48.5576
2024 | 5 | 22 | 11 | 50.3486
2024 | 5 | 22 | 12 | 49.7647
2024 | 5 | 22 | 13 | 51.4843
2024 | 5 | 22 | 14 | 51.8801
2024 | 5 | 22 | 15 | 51.2423
2024 | 5 | 22 | 16 | 47.7451
2024 | 5 | 22 | 17 | 46.1788
2024 | 5 | 22 | 18 | 48.1956
2024 | 5 | 22 | 19 | 55.1459
2024 | 5 | 22 | 20 | 58.0476
2024 | 5 | 22 | 21 | 58.1577
2024 | 5 | 22 | 22 | 53.6481
2024 | 5 | 22 | 23 | 48.238
2024 | 5 | 23 | 0 | 45.6172
2024 | 5 | 23 | 1 | 44.304
2024 | 5 | 23 | 2 | 43.6505
2024 | 5 | 23 | 3 | 43.6902
2024 | 5 | 23 | 4 | 44.3101
2024 | 5 | 23 | 5 | 46.6947
2024 | 5 | 23 | 6 | 51.6561
2024 | 5 | 23 | 7 | 52.3417
2024 | 5 | 23 | 8 | 45.2651
2024 | 5 | 23 | 9 | 43.4316
2024 | 5 | 23 | 10 | 45.9099
2024 | 5 | 23 | 11 | 44.1805
2024 | 5 | 23 | 12 | 43.3916
2024 | 5 | 23 | 13 | 45.4562
2024 | 5 | 23 | 14 | 45.254
2024 | 5 | 23 | 15 | 45.1472
2024 | 5 | 23 | 16 | 42.7209
2024 | 5 | 23 | 17 | 40.2679
2024 | 5 | 23 | 18 | 40.9922
2024 | 5 | 23 | 19 | 54.715
2024 | 5 | 23 | 20 | 60.092
2024 | 5 | 23 | 21 | 61.5577
2024 | 5 | 23 | 22 | 58.3813
2024 | 5 | 23 | 23 | 53.5679
2024 | 5 | 24 | 0 | 48.948
2024 | 5 | 24 | 1 | 46.7962
2024 | 5 | 24 | 2 | 46.065
2024 | 5 | 24 | 3 | 46.0011
2024 | 5 | 24 | 4 | 46.5075
2024 | 5 | 24 | 5 | 48.7862
2024 | 5 | 24 | 6 | 52.366
2024 | 5 | 24 | 7 | 53.0865
2024 | 5 | 24 | 8 | 46.295
2024 | 5 | 24 | 9 | 44.3115
2024 | 5 | 24 | 10 | 47.3151
2024 | 5 | 24 | 11 | 49.0994
2024 | 5 | 24 | 12 | 47.8721
2024 | 5 | 24 | 13 | 49.8952
2024 | 5 | 24 | 14 | 48.5411
2024 | 5 | 24 | 15 | 47.7894
2024 | 5 | 24 | 16 | 45.0102
2024 | 5 | 24 | 17 | 43.3043
2024 | 5 | 24 | 18 | 44.5067
2024 | 5 | 24 | 19 | 52.9817
2024 | 5 | 24 | 20 | 56.1523
2024 | 5 | 24 | 21 | 56.9631
2024 | 5 | 24 | 22 | 53.4668
2024 | 5 | 24 | 23 | 48.0857
2024 | 5 | 25 | 0 | 45.3494
2024 | 5 | 25 | 1 | 42.9602
2024 | 5 | 25 | 2 | 42.0164
2024 | 5 | 25 | 3 | 41.5171
2024 | 5 | 25 | 4 | 41.7482
2024 | 5 | 25 | 5 | 42.7073
2024 | 5 | 25 | 6 | 44.8259
2024 | 5 | 25 | 7 | 43.5646
2024 | 5 | 25 | 8 | 39.4208
2024 | 5 | 25 | 9 | 40.2389
2024 | 5 | 25 | 10 | 44.0879
2024 | 5 | 25 | 11 | 46.3644
2024 | 5 | 25 | 12 | 45.039
2024 | 5 | 25 | 13 | 45.401
2024 | 5 | 25 | 14 | 43.7497
2024 | 5 | 25 | 15 | 43.1975
2024 | 5 | 25 | 16 | 42.5288
2024 | 5 | 25 | 17 | 42.7993
2024 | 5 | 25 | 18 | 42.3485
2024 | 5 | 25 | 19 | 50.8025
2024 | 5 | 25 | 20 | 52.8266
2024 | 5 | 25 | 21 | 53.1823
2024 | 5 | 25 | 22 | 49.9424
2024 | 5 | 25 | 23 | 45.4856
2024 | 5 | 26 | 0 | 42.4469
2024 | 5 | 26 | 1 | 40.2698
2024 | 5 | 26 | 2 | 39.2549
2024 | 5 | 26 | 3 | 38.916
2024 | 5 | 26 | 4 | 39.122
2024 | 5 | 26 | 5 | 39.8571
2024 | 5 | 26 | 6 | 41.6953
2024 | 5 | 26 | 7 | 39.3182
2024 | 5 | 26 | 8 | 35.6036
2024 | 5 | 26 | 9 | 37.7898
2024 | 5 | 26 | 10 | 41.6776
2024 | 5 | 26 | 11 | 44.1396
2024 | 5 | 26 | 12 | 42.5375
2024 | 5 | 26 | 13 | 42.9226
2024 | 5 | 26 | 14 | 42.1297
2024 | 5 | 26 | 15 | 42.4973
2024 | 5 | 26 | 16 | 40.9487
2024 | 5 | 26 | 17 | 41.907
2024 | 5 | 26 | 18 | 44.1106
2024 | 5 | 26 | 19 | 50.0634
2024 | 5 | 26 | 20 | 52.2338
2024 | 5 | 26 | 21 | 52.0501
2024 | 5 | 26 | 22 | 47.9815
2024 | 5 | 26 | 23 | 43.3037
2024 | 5 | 27 | 0 | 40.568
2024 | 5 | 27 | 1 | 37.0348
2024 | 5 | 27 | 2 | 36.6448
2024 | 5 | 27 | 3 | 36.7139
2024 | 5 | 27 | 4 | 37.3934
2024 | 5 | 27 | 5 | 39.6099
2024 | 5 | 27 | 6 | 44.1284
2024 | 5 | 27 | 7 | 46.6767
2024 | 5 | 27 | 8 | 47.3654
2024 | 5 | 27 | 9 | 49.7383
2024 | 5 | 27 | 10 | 51.9894
2024 | 5 | 27 | 11 | 51.7357
2024 | 5 | 27 | 12 | 52.9655
2024 | 5 | 27 | 13 | 54.2152
2024 | 5 | 27 | 14 | 54.0301
2024 | 5 | 27 | 15 | 53.9084
2024 | 5 | 27 | 16 | 52.0137
2024 | 5 | 27 | 17 | 50.0661
2024 | 5 | 27 | 18 | 58.0617
2024 | 5 | 27 | 19 | 57.2735
2024 | 5 | 27 | 20 | 57.852
2024 | 5 | 27 | 21 | 56.5823
2024 | 5 | 27 | 22 | 52.0009
2024 | 5 | 27 | 23 | 46.7989
2024 | 5 | 28 | 0 | 43.2234
2024 | 5 | 28 | 1 | 38.7127
2024 | 5 | 28 | 2 | 38.0903
2024 | 5 | 28 | 3 | 38.1065
2024 | 5 | 28 | 4 | 38.5937
2024 | 5 | 28 | 5 | 40.667
2024 | 5 | 28 | 6 | 44.1073
2024 | 5 | 28 | 7 | 46.1973
2024 | 5 | 28 | 8 | 47.2745
2024 | 5 | 28 | 9 | 49.9837
2024 | 5 | 28 | 10 | 52.0433
2024 | 5 | 28 | 11 | 51.6972
2024 | 5 | 28 | 12 | 53.9222
2024 | 5 | 28 | 13 | 54.7978
2024 | 5 | 28 | 14 | 53.7445
2024 | 5 | 28 | 15 | 53.0005
2024 | 5 | 28 | 16 | 50.795
2024 | 5 | 28 | 17 | 45.7929
2024 | 5 | 28 | 18 | 48.7389
2024 | 5 | 28 | 19 | 54.3473
2024 | 5 | 28 | 20 | 56.1091
2024 | 5 | 28 | 21 | 55.7388
2024 | 5 | 28 | 22 | 51.3443
2024 | 5 | 28 | 23 | 45.7325
2024 | 5 | 29 | 0 | 40.921
2024 | 5 | 29 | 1 | 39.1125
2024 | 5 | 29 | 2 | 38.2441
2024 | 5 | 29 | 3 | 37.9973
2024 | 5 | 29 | 4 | 38.352
2024 | 5 | 29 | 5 | 40.2907
2024 | 5 | 29 | 6 | 44.4653
2024 | 5 | 29 | 7 | 47.5494
2024 | 5 | 29 | 8 | 51.6265
2024 | 5 | 29 | 9 | 55.8233
2024 | 5 | 29 | 10 | 54.3259
2024 | 5 | 29 | 11 | 51.2049
2024 | 5 | 29 | 12 | 53.3501
2024 | 5 | 29 | 13 | 54.8222
2024 | 5 | 29 | 14 | 53.7818
2024 | 5 | 29 | 15 | 52.8695
2024 | 5 | 29 | 16 | 51.5255
2024 | 5 | 29 | 17 | 49.9342
2024 | 5 | 29 | 18 | 49.6022
2024 | 5 | 29 | 19 | 54.5656
2024 | 5 | 29 | 20 | 57.1096
2024 | 5 | 29 | 21 | 56.8917
2024 | 5 | 29 | 22 | 52.268
2024 | 5 | 29 | 23 | 46.5108
2024 | 5 | 30 | 0 | 42.8255
2024 | 5 | 30 | 1 | 39.7467
2024 | 5 | 30 | 2 | 38.9347
2024 | 5 | 30 | 3 | 38.783
2024 | 5 | 30 | 4 | 39.1535
2024 | 5 | 30 | 5 | 41.2109
2024 | 5 | 30 | 6 | 44.5944
2024 | 5 | 30 | 7 | 47.6091
2024 | 5 | 30 | 8 | 51.1543
2024 | 5 | 30 | 9 | 54.193
2024 | 5 | 30 | 10 | 52.3534
2024 | 5 | 30 | 11 | 48.9302
2024 | 5 | 30 | 12 | 50.5852
2024 | 5 | 30 | 13 | 52.0303
2024 | 5 | 30 | 14 | 51.2187
2024 | 5 | 30 | 15 | 50.7651
2024 | 5 | 30 | 16 | 49.8868
2024 | 5 | 30 | 17 | 48.731
2024 | 5 | 30 | 18 | 50.1646
2024 | 5 | 30 | 19 | 53.5766
2024 | 5 | 30 | 20 | 55.702
2024 | 5 | 30 | 21 | 55.6137
2024 | 5 | 30 | 22 | 51.2816
2024 | 5 | 30 | 23 | 45.6474
2024 | 5 | 31 | 0 | 43.9022
2024 | 5 | 31 | 1 | 39.7369
2024 | 5 | 31 | 2 | 38.9341
2024 | 5 | 31 | 3 | 38.7524
2024 | 5 | 31 | 4 | 39.1454
2024 | 5 | 31 | 5 | 41.1659
2024 | 5 | 31 | 6 | 45.0118
2024 | 5 | 31 | 7 | 47.0244
2024 | 5 | 31 | 8 | 47.0573
2024 | 5 | 31 | 9 | 49.1439
2024 | 5 | 31 | 10 | 48.912
2024 | 5 | 31 | 11 | 47.6817
2024 | 5 | 31 | 12 | 52.5921
2024 | 5 | 31 | 13 | 53.508
2024 | 5 | 31 | 14 | 51.2116
2024 | 5 | 31 | 15 | 50.3569
2024 | 5 | 31 | 16 | 50.8799
2024 | 5 | 31 | 17 | 49.453
2024 | 5 | 31 | 18 | 55.9943
2024 | 5 | 31 | 19 | 55.0183
2024 | 5 | 31 | 20 | 56.0817
2024 | 5 | 31 | 21 | 55.394
2024 | 5 | 31 | 22 | 51.2943
2024 | 5 | 31 | 23 | 45.7375
2024 | 6 | 1 | 0 | 41.9497
2024 | 6 | 1 | 1 | 43.8319
2024 | 6 | 1 | 2 | 42.5184
2024 | 6 | 1 | 3 | 41.7255
2024 | 6 | 1 | 4 | 41.5899
2024 | 6 | 1 | 5 | 42.0318
2024 | 6 | 1 | 6 | 41.6277
2024 | 6 | 1 | 7 | 42.4123
2024 | 6 | 1 | 8 | 46.9329
2024 | 6 | 1 | 9 | 48.1969
2024 | 6 | 1 | 10 | 46.5617
2024 | 6 | 1 | 11 | 45.2336
2024 | 6 | 1 | 12 | 47.7826
2024 | 6 | 1 | 13 | 46.7211
2024 | 6 | 1 | 14 | 43.8731
2024 | 6 | 1 | 15 | 43.1027
2024 | 6 | 1 | 16 | 46.1124
2024 | 6 | 1 | 17 | 48.5941
2024 | 6 | 1 | 18 | 54.6767
2024 | 6 | 1 | 19 | 51.7623
2024 | 6 | 1 | 20 | 51.772
2024 | 6 | 1 | 21 | 51.0792
2024 | 6 | 1 | 22 | 48.537
2024 | 6 | 1 | 23 | 44.7725
2024 | 6 | 2 | 0 | 42.2247
2024 | 6 | 2 | 1 | 42.3532
2024 | 6 | 2 | 2 | 40.8393
2024 | 6 | 2 | 3 | 40.0557
2024 | 6 | 2 | 4 | 39.8753
2024 | 6 | 2 | 5 | 40.0514
2024 | 6 | 2 | 6 | 40.0091
2024 | 6 | 2 | 7 | 40.847
2024 | 6 | 2 | 8 | 46.2731
2024 | 6 | 2 | 9 | 48.3968
2024 | 6 | 2 | 10 | 45.5627
2024 | 6 | 2 | 11 | 41.8346
2024 | 6 | 2 | 12 | 45.4262
2024 | 6 | 2 | 13 | 45.1458
2024 | 6 | 2 | 14 | 44.5183
2024 | 6 | 2 | 15 | 45.6801
2024 | 6 | 2 | 16 | 48.4307
2024 | 6 | 2 | 17 | 52.6269
2024 | 6 | 2 | 18 | 58.9702
2024 | 6 | 2 | 19 | 58.2637
2024 | 6 | 2 | 20 | 58.473
2024 | 6 | 2 | 21 | 56.8127
2024 | 6 | 2 | 22 | 52.5879
2024 | 6 | 2 | 23 | 47.653
2024 | 6 | 3 | 0 | 44.7529
2024 | 6 | 3 | 1 | 39.7146
2024 | 6 | 3 | 2 | 39.3479
2024 | 6 | 3 | 3 | 39.4403
2024 | 6 | 3 | 4 | 39.9602
2024 | 6 | 3 | 5 | 42.063
2024 | 6 | 3 | 6 | 44.9211
2024 | 6 | 3 | 7 | 47.014
2024 | 6 | 3 | 8 | 47.6462
2024 | 6 | 3 | 9 | 48.5731
2024 | 6 | 3 | 10 | 51.6495
2024 | 6 | 3 | 11 | 51.5002
2024 | 6 | 3 | 12 | 52.8276
2024 | 6 | 3 | 13 | 53.9416
2024 | 6 | 3 | 14 | 52.9448
2024 | 6 | 3 | 15 | 51.3454
2024 | 6 | 3 | 16 | 50.3926
2024 | 6 | 3 | 17 | 47.3417
2024 | 6 | 3 | 18 | 55.153
2024 | 6 | 3 | 19 | 54.2474
2024 | 6 | 3 | 20 | 55.5903
2024 | 6 | 3 | 21 | 55.1422
2024 | 6 | 3 | 22 | 51.5625
2024 | 6 | 3 | 23 | 46.6524
2024 | 6 | 4 | 0 | 43.6909
2024 | 6 | 4 | 1 | 46.3544
2024 | 6 | 4 | 2 | 45.3351
2024 | 6 | 4 | 3 | 45.0761
2024 | 6 | 4 | 4 | 45.3352
2024 | 6 | 4 | 5 | 46.9953
2024 | 6 | 4 | 6 | 49.7268
2024 | 6 | 4 | 7 | 52.03
2024 | 6 | 4 | 8 | 50.5983
2024 | 6 | 4 | 9 | 49.4434
2024 | 6 | 4 | 10 | 51.3542
2024 | 6 | 4 | 11 | 51.6849
2024 | 6 | 4 | 12 | 53.4723
2024 | 6 | 4 | 13 | 54.8867
2024 | 6 | 4 | 14 | 54.4125
2024 | 6 | 4 | 15 | 53.9385
2024 | 6 | 4 | 16 | 55.1203
2024 | 6 | 4 | 17 | 57.9221
2024 | 6 | 4 | 18 | 67.7591
2024 | 6 | 4 | 19 | 72.2647
2024 | 6 | 4 | 20 | 72.9091
2024 | 6 | 4 | 21 | 71.6741
2024 | 6 | 4 | 22 | 66.3456
2024 | 6 | 4 | 23 | 59.2583
2024 | 6 | 5 | 0 | 52.3546
2024 | 6 | 5 | 1 | 50.3371
2024 | 6 | 5 | 2 | 48.9659
2024 | 6 | 5 | 3 | 48.3459
2024 | 6 | 5 | 4 | 48.361
2024 | 6 | 5 | 5 | 50.033
2024 | 6 | 5 | 6 | 52.8672
2024 | 6 | 5 | 7 | 55.7992
2024 | 6 | 5 | 8 | 55.8261
2024 | 6 | 5 | 9 | 54.4929
2024 | 6 | 5 | 10 | 53.1147
2024 | 6 | 5 | 11 | 52.0649
2024 | 6 | 5 | 12 | 53.4375
2024 | 6 | 5 | 13 | 55.18
2024 | 6 | 5 | 14 | 55.067
2024 | 6 | 5 | 15 | 53.7138
2024 | 6 | 5 | 16 | 53.8475
2024 | 6 | 5 | 17 | 58.0787
2024 | 6 | 5 | 18 | 65.9062
2024 | 6 | 5 | 19 | 72.518
2024 | 6 | 5 | 20 | 73.1894
2024 | 6 | 5 | 21 | 72.1675
2024 | 6 | 5 | 22 | 67.0146
2024 | 6 | 5 | 23 | 60.0048
2024 | 6 | 6 | 0 | 52.2087
2024 | 6 | 6 | 1 | 48.3521
2024 | 6 | 6 | 2 | 47.0106
2024 | 6 | 6 | 3 | 46.5195
2024 | 6 | 6 | 4 | 46.6057
2024 | 6 | 6 | 5 | 48.2799
2024 | 6 | 6 | 6 | 50.9379
2024 | 6 | 6 | 7 | 52.3159
2024 | 6 | 6 | 8 | 49.8526
2024 | 6 | 6 | 9 | 48.8115
2024 | 6 | 6 | 10 | 50.4325
2024 | 6 | 6 | 11 | 50.8809
2024 | 6 | 6 | 12 | 52.5224
2024 | 6 | 6 | 13 | 53.8443
2024 | 6 | 6 | 14 | 54.2445
2024 | 6 | 6 | 15 | 53.0035
2024 | 6 | 6 | 16 | 51.7253
2024 | 6 | 6 | 17 | 51.4638
2024 | 6 | 6 | 18 | 64.1317
2024 | 6 | 6 | 19 | 64.6181
2024 | 6 | 6 | 20 | 65.3782
2024 | 6 | 6 | 21 | 64.4786
2024 | 6 | 6 | 22 | 60.0594
2024 | 6 | 6 | 23 | 54.0436
2024 | 6 | 7 | 0 | 49.781
2024 | 6 | 7 | 1 | 48.8574
2024 | 6 | 7 | 2 | 47.5442
2024 | 6 | 7 | 3 | 46.9329
2024 | 6 | 7 | 4 | 47.0325
2024 | 6 | 7 | 5 | 48.5144
2024 | 6 | 7 | 6 | 51.15
2024 | 6 | 7 | 7 | 53.7329
2024 | 6 | 7 | 8 | 54.3991
2024 | 6 | 7 | 9 | 54.9395
2024 | 6 | 7 | 10 | 54.8378
2024 | 6 | 7 | 11 | 53.5491
2024 | 6 | 7 | 12 | 53.953
2024 | 6 | 7 | 13 | 55.604
2024 | 6 | 7 | 14 | 54.5694
2024 | 6 | 7 | 15 | 53.0443
2024 | 6 | 7 | 16 | 53.2651
2024 | 6 | 7 | 17 | 55.0043
2024 | 6 | 7 | 18 | 65.1581
2024 | 6 | 7 | 19 | 71.8128
2024 | 6 | 7 | 20 | 72.3939
2024 | 6 | 7 | 21 | 71.574
2024 | 6 | 7 | 22 | 66.8731
2024 | 6 | 7 | 23 | 59.7468
2024 | 6 | 8 | 0 | 50.7674
2024 | 6 | 8 | 1 | 50.0975
2024 | 6 | 8 | 2 | 48.2033
2024 | 6 | 8 | 3 | 47.0013
2024 | 6 | 8 | 4 | 46.5831
2024 | 6 | 8 | 5 | 46.7072
2024 | 6 | 8 | 6 | 46.9468
2024 | 6 | 8 | 7 | 48.5316
2024 | 6 | 8 | 8 | 49.9127
2024 | 6 | 8 | 9 | 49.2867
2024 | 6 | 8 | 10 | 47.1471
2024 | 6 | 8 | 11 | 46.789
2024 | 6 | 8 | 12 | 46.8843
2024 | 6 | 8 | 13 | 47.419
2024 | 6 | 8 | 14 | 47.8891
2024 | 6 | 8 | 15 | 49.9614
2024 | 6 | 8 | 16 | 50.2136
2024 | 6 | 8 | 17 | 56.112
2024 | 6 | 8 | 18 | 66.7215
2024 | 6 | 8 | 19 | 75.1709
2024 | 6 | 8 | 20 | 74.1127
2024 | 6 | 8 | 21 | 72.5232
2024 | 6 | 8 | 22 | 67.8211
2024 | 6 | 8 | 23 | 61.3202
2024 | 6 | 9 | 0 | 54.342
2024 | 6 | 9 | 1 | 48.9891
2024 | 6 | 9 | 2 | 46.9116
2024 | 6 | 9 | 3 | 45.6324
2024 | 6 | 9 | 4 | 45.0971
2024 | 6 | 9 | 5 | 44.9456
2024 | 6 | 9 | 6 | 44.5163
2024 | 6 | 9 | 7 | 43.3529
2024 | 6 | 9 | 8 | 39.9735
2024 | 6 | 9 | 9 | 37.7881
2024 | 6 | 9 | 10 | 39.788
2024 | 6 | 9 | 11 | 41.4461
2024 | 6 | 9 | 12 | 43.2353
2024 | 6 | 9 | 13 | 44.7696
2024 | 6 | 9 | 14 | 44.8647
2024 | 6 | 9 | 15 | 44.4968
2024 | 6 | 9 | 16 | 43.3487
2024 | 6 | 9 | 17 | 49.9698
2024 | 6 | 9 | 18 | 59.4962
2024 | 6 | 9 | 19 | 64.1186
2024 | 6 | 9 | 20 | 63.7812
2024 | 6 | 9 | 21 | 62.4719
2024 | 6 | 9 | 22 | 58.1108
2024 | 6 | 9 | 23 | 52.5841
2024 | 6 | 10 | 0 | 49.9748
2024 | 6 | 10 | 1 | 43.8829
2024 | 6 | 10 | 2 | 43.0686
2024 | 6 | 10 | 3 | 42.826
2024 | 6 | 10 | 4 | 43.1268
2024 | 6 | 10 | 5 | 44.8824
2024 | 6 | 10 | 6 | 47.1023
2024 | 6 | 10 | 7 | 48.6161
2024 | 6 | 10 | 8 | 47.4263
2024 | 6 | 10 | 9 | 46.9127
2024 | 6 | 10 | 10 | 49.3036
2024 | 6 | 10 | 11 | 50.6031
2024 | 6 | 10 | 12 | 51.8231
2024 | 6 | 10 | 13 | 53.4283
2024 | 6 | 10 | 14 | 53.0198
2024 | 6 | 10 | 15 | 51.7471
2024 | 6 | 10 | 16 | 50.9085
2024 | 6 | 10 | 17 | 51.1952
2024 | 6 | 10 | 18 | 62.1093
2024 | 6 | 10 | 19 | 61.8669
2024 | 6 | 10 | 20 | 62.5602
2024 | 6 | 10 | 21 | 61.5312
2024 | 6 | 10 | 22 | 57.2042
2024 | 6 | 10 | 23 | 51.591
2024 | 6 | 11 | 0 | 47.4546
2024 | 6 | 11 | 1 | 46.5819
2024 | 6 | 11 | 2 | 45.5584
2024 | 6 | 11 | 3 | 45.2246
2024 | 6 | 11 | 4 | 45.4645
2024 | 6 | 11 | 5 | 47.0898
2024 | 6 | 11 | 6 | 49.7576
2024 | 6 | 11 | 7 | 51.7193
2024 | 6 | 11 | 8 | 50.6548
2024 | 6 | 11 | 9 | 50.5843
2024 | 6 | 11 | 10 | 53.082
2024 | 6 | 11 | 11 | 53.3263
2024 | 6 | 11 | 12 | 55.2841
2024 | 6 | 11 | 13 | 56.6687
2024 | 6 | 11 | 14 | 55.8936
2024 | 6 | 11 | 15 | 55.3385
2024 | 6 | 11 | 16 | 56.7184
2024 | 6 | 11 | 17 | 57.6844
2024 | 6 | 11 | 18 | 65.95
2024 | 6 | 11 | 19 | 64.741
2024 | 6 | 11 | 20 | 65.4588
2024 | 6 | 11 | 21 | 64.5418
2024 | 6 | 11 | 22 | 60.2389
2024 | 6 | 11 | 23 | 54.2855
2024 | 6 | 12 | 0 | 49.7289
2024 | 6 | 12 | 1 | 44.3744
2024 | 6 | 12 | 2 | 43.4468
2024 | 6 | 12 | 3 | 43.06
2024 | 6 | 12 | 4 | 43.2825
2024 | 6 | 12 | 5 | 45.0881
2024 | 6 | 12 | 6 | 47.7616
2024 | 6 | 12 | 7 | 49.9309
2024 | 6 | 12 | 8 | 51.5817
2024 | 6 | 12 | 9 | 53.0471
2024 | 6 | 12 | 10 | 53.72
2024 | 6 | 12 | 11 | 52.2022
2024 | 6 | 12 | 12 | 55.317
2024 | 6 | 12 | 13 | 56.0094
2024 | 6 | 12 | 14 | 54.9999
2024 | 6 | 12 | 15 | 52.8625
2024 | 6 | 12 | 16 | 51.9487
2024 | 6 | 12 | 17 | 49.0031
2024 | 6 | 12 | 18 | 54.2761
2024 | 6 | 12 | 19 | 54.6254
2024 | 6 | 12 | 20 | 55.9505
2024 | 6 | 12 | 21 | 55.8489
2024 | 6 | 12 | 22 | 52.4638
2024 | 6 | 12 | 23 | 47.5708
2024 | 6 | 13 | 0 | 44.8225
2024 | 6 | 13 | 1 | 45.2819
2024 | 6 | 13 | 2 | 44.3188
2024 | 6 | 13 | 3 | 44.0785
2024 | 6 | 13 | 4 | 44.3384
2024 | 6 | 13 | 5 | 46.0848
2024 | 6 | 13 | 6 | 49.0869
2024 | 6 | 13 | 7 | 51.7257
2024 | 6 | 13 | 8 | 53.6634
2024 | 6 | 13 | 9 | 55.5016
2024 | 6 | 13 | 10 | 56.1503
2024 | 6 | 13 | 11 | 53.8547
2024 | 6 | 13 | 12 | 55.4586
2024 | 6 | 13 | 13 | 56.8525
2024 | 6 | 13 | 14 | 56.1717
2024 | 6 | 13 | 15 | 55.0703
2024 | 6 | 13 | 16 | 57.2776
2024 | 6 | 13 | 17 | 58.345
2024 | 6 | 13 | 18 | 63.6511
2024 | 6 | 13 | 19 | 62.0116
2024 | 6 | 13 | 20 | 63.0602
2024 | 6 | 13 | 21 | 62.5953
2024 | 6 | 13 | 22 | 58.6354
2024 | 6 | 13 | 23 | 52.9434
2024 | 6 | 14 | 0 | 49.3092
2024 | 6 | 14 | 1 | 47.6968
2024 | 6 | 14 | 2 | 46.4675
2024 | 6 | 14 | 3 | 45.8792
2024 | 6 | 14 | 4 | 45.9196
2024 | 6 | 14 | 5 | 47.6506
2024 | 6 | 14 | 6 | 50.0329
2024 | 6 | 14 | 7 | 52.8
2024 | 6 | 14 | 8 | 54.4482
2024 | 6 | 14 | 9 | 55.3221
2024 | 6 | 14 | 10 | 54.8331
2024 | 6 | 14 | 11 | 53.0965
2024 | 6 | 14 | 12 | 54.8343
2024 | 6 | 14 | 13 | 55.852
2024 | 6 | 14 | 14 | 54.4215
2024 | 6 | 14 | 15 | 52.729
2024 | 6 | 14 | 16 | 54.9577
2024 | 6 | 14 | 17 | 56.4349
2024 | 6 | 14 | 18 | 59.8936
2024 | 6 | 14 | 19 | 59.8338
2024 | 6 | 14 | 20 | 60.2876
2024 | 6 | 14 | 21 | 59.7845
2024 | 6 | 14 | 22 | 56.367
2024 | 6 | 14 | 23 | 50.9332
2024 | 6 | 15 | 0 | 48.4518
2024 | 6 | 15 | 1 | 47.1689
2024 | 6 | 15 | 2 | 45.3851
2024 | 6 | 15 | 3 | 44.3054
2024 | 6 | 15 | 4 | 43.8792
2024 | 6 | 15 | 5 | 43.9973
2024 | 6 | 15 | 6 | 44.3615
2024 | 6 | 15 | 7 | 45.2072
2024 | 6 | 15 | 8 | 47.4774
2024 | 6 | 15 | 9 | 48.1776
2024 | 6 | 15 | 10 | 47.8915
2024 | 6 | 15 | 11 | 46.7622
2024 | 6 | 15 | 12 | 43.5444
2024 | 6 | 15 | 13 | 43.7888
2024 | 6 | 15 | 14 | 43.407
2024 | 6 | 15 | 15 | 42.8763
2024 | 6 | 15 | 16 | 42.2259
2024 | 6 | 15 | 17 | 48.2864
2024 | 6 | 15 | 18 | 62.803
2024 | 6 | 15 | 19 | 65.4747
2024 | 6 | 15 | 20 | 65.2486
2024 | 6 | 15 | 21 | 63.8627
2024 | 6 | 15 | 22 | 59.7621
2024 | 6 | 15 | 23 | 54.081
2024 | 6 | 16 | 0 | 47.6684
2024 | 6 | 16 | 1 | 45.7325
2024 | 6 | 16 | 2 | 44.0149
2024 | 6 | 16 | 3 | 42.9957
2024 | 6 | 16 | 4 | 42.6162
2024 | 6 | 16 | 5 | 42.6859
2024 | 6 | 16 | 6 | 42.6288
2024 | 6 | 16 | 7 | 43.227
2024 | 6 | 16 | 8 | 47.6132
2024 | 6 | 16 | 9 | 49.1496
2024 | 6 | 16 | 10 | 46.9131
2024 | 6 | 16 | 11 | 44.5271
2024 | 6 | 16 | 12 | 47.8807
2024 | 6 | 16 | 13 | 47.3949
2024 | 6 | 16 | 14 | 46.8907
2024 | 6 | 16 | 15 | 47.1085
2024 | 6 | 16 | 16 | 48.006
2024 | 6 | 16 | 17 | 48.3635
2024 | 6 | 16 | 18 | 57.095
2024 | 6 | 16 | 19 | 59.7681
2024 | 6 | 16 | 20 | 59.5218
2024 | 6 | 16 | 21 | 58.005
2024 | 6 | 16 | 22 | 53.7407
2024 | 6 | 16 | 23 | 48.5623
2024 | 6 | 17 | 0 | 45.7737
2024 | 6 | 17 | 1 | 42.3136
2024 | 6 | 17 | 2 | 41.5809
2024 | 6 | 17 | 3 | 41.3263
2024 | 6 | 17 | 4 | 41.7194
2024 | 6 | 17 | 5 | 43.5264
2024 | 6 | 17 | 6 | 46.683
2024 | 6 | 17 | 7 | 47.3309
2024 | 6 | 17 | 8 | 41.0254
2024 | 6 | 17 | 9 | 39.0133
2024 | 6 | 17 | 10 | 44.8965
2024 | 6 | 17 | 11 | 48.2171
2024 | 6 | 17 | 12 | 50.8883
2024 | 6 | 17 | 13 | 52.3199
2024 | 6 | 17 | 14 | 52.4287
2024 | 6 | 17 | 15 | 51.1688
2024 | 6 | 17 | 16 | 48.909
2024 | 6 | 17 | 17 | 47.8242
2024 | 6 | 17 | 18 | 56.2062
2024 | 6 | 17 | 19 | 60.5957
2024 | 6 | 17 | 20 | 61.9413
2024 | 6 | 17 | 21 | 61.0402
2024 | 6 | 17 | 22 | 56.6109
2024 | 6 | 17 | 23 | 50.9169
2024 | 6 | 18 | 0 | 48.0869
2024 | 6 | 18 | 1 | 43.4056
2024 | 6 | 18 | 2 | 42.4024
2024 | 6 | 18 | 3 | 42.0954
2024 | 6 | 18 | 4 | 42.3718
2024 | 6 | 18 | 5 | 44.073
2024 | 6 | 18 | 6 | 47.2726
2024 | 6 | 18 | 7 | 50.7806
2024 | 6 | 18 | 8 | 54.0801
2024 | 6 | 18 | 9 | 56.0947
2024 | 6 | 18 | 10 | 54.7638
2024 | 6 | 18 | 11 | 51.2441
2024 | 6 | 18 | 12 | 55.0658
2024 | 6 | 18 | 13 | 55.9529
2024 | 6 | 18 | 14 | 54.9067
2024 | 6 | 18 | 15 | 54.7139
2024 | 6 | 18 | 16 | 55.8732
2024 | 6 | 18 | 17 | 55.4638
2024 | 6 | 18 | 18 | 60.9114
2024 | 6 | 18 | 19 | 61.234
2024 | 6 | 18 | 20 | 62.0385
2024 | 6 | 18 | 21 | 60.7673
2024 | 6 | 18 | 22 | 56.2993
2024 | 6 | 18 | 23 | 50.5454
2024 | 6 | 19 | 0 | 48.0868
2024 | 6 | 19 | 1 | 43.5565
2024 | 6 | 19 | 2 | 42.7606
2024 | 6 | 19 | 3 | 42.5961
2024 | 6 | 19 | 4 | 42.8415
2024 | 6 | 19 | 5 | 44.718
2024 | 6 | 19 | 6 | 47.3873
2024 | 6 | 19 | 7 | 48.3157
2024 | 6 | 19 | 8 | 44.2253
2024 | 6 | 19 | 9 | 43.4556
2024 | 6 | 19 | 10 | 48.9653
2024 | 6 | 19 | 11 | 50.4888
2024 | 6 | 19 | 12 | 50.9125
2024 | 6 | 19 | 13 | 52.3701
2024 | 6 | 19 | 14 | 51.7029
2024 | 6 | 19 | 15 | 49.2762
2024 | 6 | 19 | 16 | 44.389
2024 | 6 | 19 | 17 | 42.1993
2024 | 6 | 19 | 18 | 50.5825
2024 | 6 | 19 | 19 | 59.5319
2024 | 6 | 19 | 20 | 60.879
2024 | 6 | 19 | 21 | 60.5072
2024 | 6 | 19 | 22 | 56.176
2024 | 6 | 19 | 23 | 50.2084
2024 | 6 | 20 | 0 | 45.0102
2024 | 6 | 20 | 1 | 43.1901
2024 | 6 | 20 | 2 | 42.2645
2024 | 6 | 20 | 3 | 42.0313
2024 | 6 | 20 | 4 | 42.3632
2024 | 6 | 20 | 5 | 44.2273
2024 | 6 | 20 | 6 | 46.4026
2024 | 6 | 20 | 7 | 46.8891
2024 | 6 | 20 | 8 | 41.0473
2024 | 6 | 20 | 9 | 38.7461
2024 | 6 | 20 | 10 | 43.8465
2024 | 6 | 20 | 11 | 46.7537
2024 | 6 | 20 | 12 | 48.8678
2024 | 6 | 20 | 13 | 50.6144
2024 | 6 | 20 | 14 | 50.4653
2024 | 6 | 20 | 15 | 48.5998
2024 | 6 | 20 | 16 | 44.8318
2024 | 6 | 20 | 17 | 44.9486
2024 | 6 | 20 | 18 | 54.3611
2024 | 6 | 20 | 19 | 63.1955
2024 | 6 | 20 | 20 | 64.6056
2024 | 6 | 20 | 21 | 64.2227
2024 | 6 | 20 | 22 | 59.7082
2024 | 6 | 20 | 23 | 53.2589
2024 | 6 | 21 | 0 | 48.1143
2024 | 6 | 21 | 1 | 47.256
2024 | 6 | 21 | 2 | 46.0274
2024 | 6 | 21 | 3 | 45.5402
2024 | 6 | 21 | 4 | 45.7215
2024 | 6 | 21 | 5 | 47.328
2024 | 6 | 21 | 6 | 49.5018
2024 | 6 | 21 | 7 | 50.887
2024 | 6 | 21 | 8 | 47.4043
2024 | 6 | 21 | 9 | 45.6426
2024 | 6 | 21 | 10 | 48.713
2024 | 6 | 21 | 11 | 50.4517
2024 | 6 | 21 | 12 | 51.9965
2024 | 6 | 21 | 13 | 53.6833
2024 | 6 | 21 | 14 | 52.5473
2024 | 6 | 21 | 15 | 50.8481
2024 | 6 | 21 | 16 | 51.2142
2024 | 6 | 21 | 17 | 54.0435
2024 | 6 | 21 | 18 | 61.5262
2024 | 6 | 21 | 19 | 69.0732
2024 | 6 | 21 | 20 | 69.859
2024 | 6 | 21 | 21 | 69.2645
2024 | 6 | 21 | 22 | 64.7663
2024 | 6 | 21 | 23 | 57.8843
2024 | 6 | 22 | 0 | 51.948
2024 | 6 | 22 | 1 | 46.8649
2024 | 6 | 22 | 2 | 44.9894
2024 | 6 | 22 | 3 | 43.8154
2024 | 6 | 22 | 4 | 43.3669
2024 | 6 | 22 | 5 | 43.3679
2024 | 6 | 22 | 6 | 43.5002
2024 | 6 | 22 | 7 | 43.2914
2024 | 6 | 22 | 8 | 41.8793
2024 | 6 | 22 | 9 | 40.7827
2024 | 6 | 22 | 10 | 42.4669
2024 | 6 | 22 | 11 | 42.6326
2024 | 6 | 22 | 12 | 44.0637
2024 | 6 | 22 | 13 | 44.4016
2024 | 6 | 22 | 14 | 42.9038
2024 | 6 | 22 | 15 | 41.9458
2024 | 6 | 22 | 16 | 40.6454
2024 | 6 | 22 | 17 | 44.4622
2024 | 6 | 22 | 18 | 58.365
2024 | 6 | 22 | 19 | 60.2142
2024 | 6 | 22 | 20 | 59.8343
2024 | 6 | 22 | 21 | 58.6027
2024 | 6 | 22 | 22 | 54.9523
2024 | 6 | 22 | 23 | 50.0219
2024 | 6 | 23 | 0 | 47.0317
2024 | 6 | 23 | 1 | 45.9795
2024 | 6 | 23 | 2 | 44.2298
2024 | 6 | 23 | 3 | 43.2004
2024 | 6 | 23 | 4 | 42.9139
2024 | 6 | 23 | 5 | 42.9307
2024 | 6 | 23 | 6 | 42.5964
2024 | 6 | 23 | 7 | 43.563
2024 | 6 | 23 | 8 | 49.068
2024 | 6 | 23 | 9 | 50.6297
2024 | 6 | 23 | 10 | 47.5034
2024 | 6 | 23 | 11 | 45.5961
2024 | 6 | 23 | 12 | 48.9142
2024 | 6 | 23 | 13 | 48.4349
2024 | 6 | 23 | 14 | 48.9976
2024 | 6 | 23 | 15 | 49.7903
2024 | 6 | 23 | 16 | 55.4009
2024 | 6 | 23 | 17 | 60.4893
2024 | 6 | 23 | 18 | 69.1497
2024 | 6 | 23 | 19 | 65.3388
2024 | 6 | 23 | 20 | 65.0722
2024 | 6 | 23 | 21 | 63.2316
2024 | 6 | 23 | 22 | 58.5333
2024 | 6 | 23 | 23 | 52.7376
2024 | 6 | 24 | 0 | 49.9175
2024 | 6 | 24 | 1 | 53.2077
2024 | 6 | 24 | 2 | 51.8272
2024 | 6 | 24 | 3 | 51.1504
2024 | 6 | 24 | 4 | 51.1857
2024 | 6 | 24 | 5 | 52.6904
2024 | 6 | 24 | 6 | 56.3008
2024 | 6 | 24 | 7 | 60.4754
2024 | 6 | 24 | 8 | 61.4609
2024 | 6 | 24 | 9 | 60.2784
2024 | 6 | 24 | 10 | 59.5056
2024 | 6 | 24 | 11 | 58.4488
2024 | 6 | 24 | 12 | 57.8954
2024 | 6 | 24 | 13 | 59.5359
2024 | 6 | 24 | 14 | 59.6771
2024 | 6 | 24 | 15 | 59.8821
2024 | 6 | 24 | 16 | 61.4959
2024 | 6 | 24 | 17 | 68.17
2024 | 6 | 24 | 18 | 79.6393
2024 | 6 | 24 | 19 | 88.8163
2024 | 6 | 24 | 20 | 88.0228
2024 | 6 | 24 | 21 | 85.726
2024 | 6 | 24 | 22 | 79.1629
2024 | 6 | 24 | 23 | 70.5806
2024 | 6 | 25 | 0 | 61.916
2024 | 6 | 25 | 1 | 54.7046
2024 | 6 | 25 | 2 | 52.832
2024 | 6 | 25 | 3 | 51.9604
2024 | 6 | 25 | 4 | 51.7791
2024 | 6 | 25 | 5 | 53.2898
2024 | 6 | 25 | 6 | 55.9713
2024 | 6 | 25 | 7 | 57.825
2024 | 6 | 25 | 8 | 52.6656
2024 | 6 | 25 | 9 | 48.4305
2024 | 6 | 25 | 10 | 48.951
2024 | 6 | 25 | 11 | 50.7127
2024 | 6 | 25 | 12 | 52.8669
2024 | 6 | 25 | 13 | 53.7615
2024 | 6 | 25 | 14 | 54.3444
2024 | 6 | 25 | 15 | 53.8999
2024 | 6 | 25 | 16 | 52.7866
2024 | 6 | 25 | 17 | 54.3627
2024 | 6 | 25 | 18 | 65.4498
2024 | 6 | 25 | 19 | 74.9283
2024 | 6 | 25 | 20 | 74.9905
2024 | 6 | 25 | 21 | 73.4625
2024 | 6 | 25 | 22 | 68.1648
2024 | 6 | 25 | 23 | 61.0769
2024 | 6 | 26 | 0 | 55.1719
2024 | 6 | 26 | 1 | 49.7164
2024 | 6 | 26 | 2 | 48.3045
2024 | 6 | 26 | 3 | 47.7578
2024 | 6 | 26 | 4 | 47.8882
2024 | 6 | 26 | 5 | 49.2241
2024 | 6 | 26 | 6 | 51.027
2024 | 6 | 26 | 7 | 51.6164
2024 | 6 | 26 | 8 | 46.8737
2024 | 6 | 26 | 9 | 44.3887
2024 | 6 | 26 | 10 | 46.9277
2024 | 6 | 26 | 11 | 49.4111
2024 | 6 | 26 | 12 | 53.8922
2024 | 6 | 26 | 13 | 55.9476
2024 | 6 | 26 | 14 | 55.8088
2024 | 6 | 26 | 15 | 54.3791
2024 | 6 | 26 | 16 | 54.3194
2024 | 6 | 26 | 17 | 55.5762
2024 | 6 | 26 | 18 | 61.2917
2024 | 6 | 26 | 19 | 59.8907
2024 | 6 | 26 | 20 | 60.6129
2024 | 6 | 26 | 21 | 59.9714
2024 | 6 | 26 | 22 | 56.1695
2024 | 6 | 26 | 23 | 51.1102
2024 | 6 | 27 | 0 | 51.2165
2024 | 6 | 27 | 1 | 48.4077
2024 | 6 | 27 | 2 | 47.1827
2024 | 6 | 27 | 3 | 46.526
2024 | 6 | 27 | 4 | 46.6134
2024 | 6 | 27 | 5 | 48.273
2024 | 6 | 27 | 6 | 51.1201
2024 | 6 | 27 | 7 | 53.8628
2024 | 6 | 27 | 8 | 54.3323
2024 | 6 | 27 | 9 | 54.7137
2024 | 6 | 27 | 10 | 55.5566
2024 | 6 | 27 | 11 | 53.3277
2024 | 6 | 27 | 12 | 51.9056
2024 | 6 | 27 | 13 | 53.5549
2024 | 6 | 27 | 14 | 54.2153
2024 | 6 | 27 | 15 | 53.8764
2024 | 6 | 27 | 16 | 52.7069
2024 | 6 | 27 | 17 | 53.9511
2024 | 6 | 27 | 18 | 66.2786
2024 | 6 | 27 | 19 | 65.6968
2024 | 6 | 27 | 20 | 65.4746
2024 | 6 | 27 | 21 | 64.522
2024 | 6 | 27 | 22 | 60.7717
2024 | 6 | 27 | 23 | 55.3353
2024 | 6 | 28 | 0 | 51.5008
2024 | 6 | 28 | 1 | 45.3897
2024 | 6 | 28 | 2 | 44.4421
2024 | 6 | 28 | 3 | 44.1413
2024 | 6 | 28 | 4 | 44.3335
2024 | 6 | 28 | 5 | 46.1896
2024 | 6 | 28 | 6 | 48.8153
2024 | 6 | 28 | 7 | 49.7273
2024 | 6 | 28 | 8 | 44.5841
2024 | 6 | 28 | 9 | 43.2716
2024 | 6 | 28 | 10 | 48.6618
2024 | 6 | 28 | 11 | 50.5098
2024 | 6 | 28 | 12 | 51.085
2024 | 6 | 28 | 13 | 52.4084
2024 | 6 | 28 | 14 | 51.3121
2024 | 6 | 28 | 15 | 48.9013
2024 | 6 | 28 | 16 | 43.506
2024 | 6 | 28 | 17 | 40.2211
2024 | 6 | 28 | 18 | 49.726
2024 | 6 | 28 | 19 | 57.9928
2024 | 6 | 28 | 20 | 59.1192
2024 | 6 | 28 | 21 | 59.0925
2024 | 6 | 28 | 22 | 55.6751
2024 | 6 | 28 | 23 | 49.9695
2024 | 6 | 29 | 0 | 45.0624
2024 | 6 | 29 | 1 | 45.5897
2024 | 6 | 29 | 2 | 44.0371
2024 | 6 | 29 | 3 | 43.1429
2024 | 6 | 29 | 4 | 42.9738
2024 | 6 | 29 | 5 | 43.2177
2024 | 6 | 29 | 6 | 43.0726
2024 | 6 | 29 | 7 | 43.4991
2024 | 6 | 29 | 8 | 43.0597
2024 | 6 | 29 | 9 | 41.8014
2024 | 6 | 29 | 10 | 42.9826
2024 | 6 | 29 | 11 | 44.0579
2024 | 6 | 29 | 12 | 45.5615
2024 | 6 | 29 | 13 | 45.2391
2024 | 6 | 29 | 14 | 45.2586
2024 | 6 | 29 | 15 | 46.1583
2024 | 6 | 29 | 16 | 45.8651
2024 | 6 | 29 | 17 | 48.5396
2024 | 6 | 29 | 18 | 57.7392
2024 | 6 | 29 | 19 | 63.5225
2024 | 6 | 29 | 20 | 62.8916
2024 | 6 | 29 | 21 | 61.6363
2024 | 6 | 29 | 22 | 57.8289
2024 | 6 | 29 | 23 | 52.5405
2024 | 6 | 30 | 0 | 49.8883
2024 | 6 | 30 | 1 | 45.6758
2024 | 6 | 30 | 2 | 43.9438
2024 | 6 | 30 | 3 | 43.028
2024 | 6 | 30 | 4 | 42.596
2024 | 6 | 30 | 5 | 42.6073
2024 | 6 | 30 | 6 | 42.3883
2024 | 6 | 30 | 7 | 43.0142
2024 | 6 | 30 | 8 | 47.5119
2024 | 6 | 30 | 9 | 49.7385
2024 | 6 | 30 | 10 | 48.0667
2024 | 6 | 30 | 11 | 44.7471
2024 | 6 | 30 | 12 | 44.4835
2024 | 6 | 30 | 13 | 44.9007
2024 | 6 | 30 | 14 | 44.7811
2024 | 6 | 30 | 15 | 45.7188
2024 | 6 | 30 | 16 | 48.2777
2024 | 6 | 30 | 17 | 54.1383
2024 | 6 | 30 | 18 | 64.3666
2024 | 6 | 30 | 19 | 67.6687
2024 | 6 | 30 | 20 | 67.518
2024 | 6 | 30 | 21 | 65.9146
2024 | 6 | 30 | 22 | 60.8979
2024 | 6 | 30 | 23 | 54.7079
2024 | 7 | 1 | 0 | 47.3775
2024 | 7 | 1 | 1 | 45.6786
2024 | 7 | 1 | 2 | 43.9418
2024 | 7 | 1 | 3 | 42.9417
2024 | 7 | 1 | 4 | 42.3789
2024 | 7 | 1 | 5 | 42.8483
2024 | 7 | 1 | 6 | 44.1946
2024 | 7 | 1 | 7 | 46.2024
2024 | 7 | 1 | 8 | 50.1165
2024 | 7 | 1 | 9 | 52.5198
2024 | 7 | 1 | 10 | 49.7279
2024 | 7 | 1 | 11 | 52.3892
2024 | 7 | 1 | 12 | 51.3705
2024 | 7 | 1 | 13 | 52.1787
2024 | 7 | 1 | 14 | 47.0384
2024 | 7 | 1 | 15 | 43.9122
2024 | 7 | 1 | 16 | 49.3399
2024 | 7 | 1 | 17 | 55.5394
2024 | 7 | 1 | 18 | 70.672
2024 | 7 | 1 | 19 | 70.0519
2024 | 7 | 1 | 20 | 67.9975
2024 | 7 | 1 | 21 | 66.9341
2024 | 7 | 1 | 22 | 62.3634
2024 | 7 | 1 | 23 | 56.9566
2024 | 7 | 2 | 0 | 50.082
2024 | 7 | 2 | 1 | 44.1288
2024 | 7 | 2 | 2 | 42.592
2024 | 7 | 2 | 3 | 41.8856
2024 | 7 | 2 | 4 | 41.9202
2024 | 7 | 2 | 5 | 43.1552
2024 | 7 | 2 | 6 | 45.1024
2024 | 7 | 2 | 7 | 47.0906
2024 | 7 | 2 | 8 | 45.6527
2024 | 7 | 2 | 9 | 40.7384
2024 | 7 | 2 | 10 | 39.9384
2024 | 7 | 2 | 11 | 40.2773
2024 | 7 | 2 | 12 | 44.7626
2024 | 7 | 2 | 13 | 45.2037
2024 | 7 | 2 | 14 | 44.8528
2024 | 7 | 2 | 15 | 44.4369
2024 | 7 | 2 | 16 | 45.0782
2024 | 7 | 2 | 17 | 47.1741
2024 | 7 | 2 | 18 | 61.5379
2024 | 7 | 2 | 19 | 60.6071
2024 | 7 | 2 | 20 | 61.5793
2024 | 7 | 2 | 21 | 60.7731
2024 | 7 | 2 | 22 | 56.6649
2024 | 7 | 2 | 23 | 50.6372
2024 | 7 | 3 | 0 | 48.7334
2024 | 7 | 3 | 1 | 42.9456
2024 | 7 | 3 | 2 | 41.5351
2024 | 7 | 3 | 3 | 40.7888
2024 | 7 | 3 | 4 | 40.8943
2024 | 7 | 3 | 5 | 42.072
2024 | 7 | 3 | 6 | 44.2632
2024 | 7 | 3 | 7 | 46.7732
2024 | 7 | 3 | 8 | 47.014
2024 | 7 | 3 | 9 | 42.7802
2024 | 7 | 3 | 10 | 40.9934
2024 | 7 | 3 | 11 | 39.3884
2024 | 7 | 3 | 12 | 46.0954
2024 | 7 | 3 | 13 | 46.9639
2024 | 7 | 3 | 14 | 46.3428
2024 | 7 | 3 | 15 | 45.93
2024 | 7 | 3 | 16 | 48.3669
2024 | 7 | 3 | 17 | 52.6412
2024 | 7 | 3 | 18 | 54.0283
2024 | 7 | 3 | 19 | 61.3294
2024 | 7 | 3 | 20 | 63.6453
2024 | 7 | 3 | 21 | 63.5008
2024 | 7 | 3 | 22 | 58.9807
2024 | 7 | 3 | 23 | 52.4602
2024 | 7 | 4 | 0 | 49.0188
2024 | 7 | 4 | 1 | 42.3025
2024 | 7 | 4 | 2 | 41.0784
2024 | 7 | 4 | 3 | 40.4922
2024 | 7 | 4 | 4 | 40.735
2024 | 7 | 4 | 5 | 42.1672
2024 | 7 | 4 | 6 | 44.951
2024 | 7 | 4 | 7 | 47.0899
2024 | 7 | 4 | 8 | 46.0013
2024 | 7 | 4 | 9 | 42.141
2024 | 7 | 4 | 10 | 42.3218
2024 | 7 | 4 | 11 | 40.9905
2024 | 7 | 4 | 12 | 44.5135
2024 | 7 | 4 | 13 | 45.2742
2024 | 7 | 4 | 14 | 44.8466
2024 | 7 | 4 | 15 | 44.7433
2024 | 7 | 4 | 16 | 46.7752
2024 | 7 | 4 | 17 | 50.7541
2024 | 7 | 4 | 18 | 52.2711
2024 | 7 | 4 | 19 | 60.872
2024 | 7 | 4 | 20 | 63.6413
2024 | 7 | 4 | 21 | 63.9478
2024 | 7 | 4 | 22 | 59.7732
2024 | 7 | 4 | 23 | 53.1285
2024 | 7 | 5 | 0 | 49.3137
2024 | 7 | 5 | 1 | 42.97
2024 | 7 | 5 | 2 | 41.5428
2024 | 7 | 5 | 3 | 40.8352
2024 | 7 | 5 | 4 | 40.9579
2024 | 7 | 5 | 5 | 42.2747
2024 | 7 | 5 | 6 | 44.5045
2024 | 7 | 5 | 7 | 46.037
2024 | 7 | 5 | 8 | 42.7278
2024 | 7 | 5 | 9 | 37.3539
2024 | 7 | 5 | 10 | 38.9659
2024 | 7 | 5 | 11 | 40.2241
2024 | 7 | 5 | 12 | 43.5139
2024 | 7 | 5 | 13 | 44.3749
2024 | 7 | 5 | 14 | 43.1757
2024 | 7 | 5 | 15 | 41.7124
2024 | 7 | 5 | 16 | 41.8237
2024 | 7 | 5 | 17 | 45.8938
2024 | 7 | 5 | 18 | 60.3875
2024 | 7 | 5 | 19 | 65.6242
2024 | 7 | 5 | 20 | 66.7715
2024 | 7 | 5 | 21 | 66.2965
2024 | 7 | 5 | 22 | 61.8741
2024 | 7 | 5 | 23 | 54.7069
2024 | 7 | 6 | 0 | 49.3237
2024 | 7 | 6 | 1 | 44.9378
2024 | 7 | 6 | 2 | 43.0218
2024 | 7 | 6 | 3 | 41.8468
2024 | 7 | 6 | 4 | 41.5167
2024 | 7 | 6 | 5 | 41.4824
2024 | 7 | 6 | 6 | 41.2653
2024 | 7 | 6 | 7 | 41.2975
2024 | 7 | 6 | 8 | 41.2815
2024 | 7 | 6 | 9 | 38.8325
2024 | 7 | 6 | 10 | 39.6762
2024 | 7 | 6 | 11 | 39.3427
2024 | 7 | 6 | 12 | 41.8803
2024 | 7 | 6 | 13 | 41.3656
2024 | 7 | 6 | 14 | 40.1576
2024 | 7 | 6 | 15 | 40.8387
2024 | 7 | 6 | 16 | 43.4593
2024 | 7 | 6 | 17 | 50.9155
2024 | 7 | 6 | 18 | 61.9381
2024 | 7 | 6 | 19 | 60.766
2024 | 7 | 6 | 20 | 59.4371
2024 | 7 | 6 | 21 | 58.1388
2024 | 7 | 6 | 22 | 54.2435
2024 | 7 | 6 | 23 | 49.2156
2024 | 7 | 7 | 0 | 48.8288
2024 | 7 | 7 | 1 | 44.5973
2024 | 7 | 7 | 2 | 42.571
2024 | 7 | 7 | 3 | 41.3755
2024 | 7 | 7 | 4 | 40.9568
2024 | 7 | 7 | 5 | 40.7547
2024 | 7 | 7 | 6 | 40.9508
2024 | 7 | 7 | 7 | 41.913
2024 | 7 | 7 | 8 | 47.4447
2024 | 7 | 7 | 9 | 47.7869
2024 | 7 | 7 | 10 | 44.3702
2024 | 7 | 7 | 11 | 40.2432
2024 | 7 | 7 | 12 | 40.4441
2024 | 7 | 7 | 13 | 40.3827
2024 | 7 | 7 | 14 | 40.3537
2024 | 7 | 7 | 15 | 41.5473
2024 | 7 | 7 | 16 | 44.8358
2024 | 7 | 7 | 17 | 53.8337
2024 | 7 | 7 | 18 | 68.4208
2024 | 7 | 7 | 19 | 66.5366
2024 | 7 | 7 | 20 | 65.8154
2024 | 7 | 7 | 21 | 64.1828
2024 | 7 | 7 | 22 | 59.0223
2024 | 7 | 7 | 23 | 52.8196
2024 | 7 | 8 | 0 | 48.5999
2024 | 7 | 8 | 1 | 47.7418
2024 | 7 | 8 | 2 | 46.3513
2024 | 7 | 8 | 3 | 45.6646
2024 | 7 | 8 | 4 | 45.7648
2024 | 7 | 8 | 5 | 47.1971
2024 | 7 | 8 | 6 | 50.5471
2024 | 7 | 8 | 7 | 54.3838
2024 | 7 | 8 | 8 | 55.8266
2024 | 7 | 8 | 9 | 52.8462
2024 | 7 | 8 | 10 | 50.6502
2024 | 7 | 8 | 11 | 48.6117
2024 | 7 | 8 | 12 | 50.809
2024 | 7 | 8 | 13 | 52.0663
2024 | 7 | 8 | 14 | 51.5305
2024 | 7 | 8 | 15 | 51.6193
2024 | 7 | 8 | 16 | 53.956
2024 | 7 | 8 | 17 | 61.3097
2024 | 7 | 8 | 18 | 74.2761
2024 | 7 | 8 | 19 | 77.9704
2024 | 7 | 8 | 20 | 77.0902
2024 | 7 | 8 | 21 | 75.1824
2024 | 7 | 8 | 22 | 69.0518
2024 | 7 | 8 | 23 | 61.4075
2024 | 7 | 9 | 0 | 55.9007
2024 | 7 | 9 | 1 | 50.0215
2024 | 7 | 9 | 2 | 48.2656
2024 | 7 | 9 | 3 | 47.4078
2024 | 7 | 9 | 4 | 47.3181
2024 | 7 | 9 | 5 | 48.7168
2024 | 7 | 9 | 6 | 51.6586
2024 | 7 | 9 | 7 | 55.4662
2024 | 7 | 9 | 8 | 59.0277
2024 | 7 | 9 | 9 | 57.6989
2024 | 7 | 9 | 10 | 53.6037
2024 | 7 | 9 | 11 | 49.402
2024 | 7 | 9 | 12 | 51.4638
2024 | 7 | 9 | 13 | 51.8605
2024 | 7 | 9 | 14 | 51.1727
2024 | 7 | 9 | 15 | 51.2709
2024 | 7 | 9 | 16 | 54.4214
2024 | 7 | 9 | 17 | 58.3849
2024 | 7 | 9 | 18 | 65.0103
2024 | 7 | 9 | 19 | 72.2456
2024 | 7 | 9 | 20 | 72.0899
2024 | 7 | 9 | 21 | 70.975
2024 | 7 | 9 | 22 | 65.6895
2024 | 7 | 9 | 23 | 58.6172
2024 | 7 | 10 | 0 | 51.9751
2024 | 7 | 10 | 1 | 51.3595
2024 | 7 | 10 | 2 | 49.5823
2024 | 7 | 10 | 3 | 48.739
2024 | 7 | 10 | 4 | 48.7027
2024 | 7 | 10 | 5 | 49.8438
2024 | 7 | 10 | 6 | 52.5464
2024 | 7 | 10 | 7 | 55.0205
2024 | 7 | 10 | 8 | 52.8303
2024 | 7 | 10 | 9 | 48.6499
2024 | 7 | 10 | 10 | 48.1218
2024 | 7 | 10 | 11 | 47.4992
2024 | 7 | 10 | 12 | 51.705
2024 | 7 | 10 | 13 | 53.1895
2024 | 7 | 10 | 14 | 52.8101
2024 | 7 | 10 | 15 | 52.2993
2024 | 7 | 10 | 16 | 52.9146
2024 | 7 | 10 | 17 | 58.5451
2024 | 7 | 10 | 18 | 70.1258
2024 | 7 | 10 | 19 | 77.5523
2024 | 7 | 10 | 20 | 77.1095
2024 | 7 | 10 | 21 | 75.6782
2024 | 7 | 10 | 22 | 69.6517
2024 | 7 | 10 | 23 | 61.9359
2024 | 7 | 11 | 0 | 56.1386
2024 | 7 | 11 | 1 | 54.1504
2024 | 7 | 11 | 2 | 52.1294
2024 | 7 | 11 | 3 | 51.0148
2024 | 7 | 11 | 4 | 50.8564
2024 | 7 | 11 | 5 | 52.1279
2024 | 7 | 11 | 6 | 54.6258
2024 | 7 | 11 | 7 | 56.7808
2024 | 7 | 11 | 8 | 52.6956
2024 | 7 | 11 | 9 | 47.5673
2024 | 7 | 11 | 10 | 48.4702
2024 | 7 | 11 | 11 | 49.3111
2024 | 7 | 11 | 12 | 53.0819
2024 | 7 | 11 | 13 | 54.3687
2024 | 7 | 11 | 14 | 54.2413
2024 | 7 | 11 | 15 | 54.4549
2024 | 7 | 11 | 16 | 56.1136
2024 | 7 | 11 | 17 | 64.0643
2024 | 7 | 11 | 18 | 75.977
2024 | 7 | 11 | 19 | 83.7269
2024 | 7 | 11 | 20 | 83.0074
2024 | 7 | 11 | 21 | 81.5432
2024 | 7 | 11 | 22 | 75.4902
2024 | 7 | 11 | 23 | 67.1111
2024 | 7 | 12 | 0 | 59.9898
2024 | 7 | 12 | 1 | 54.0794
2024 | 7 | 12 | 2 | 51.9325
2024 | 7 | 12 | 3 | 50.7487
2024 | 7 | 12 | 4 | 50.5205
2024 | 7 | 12 | 5 | 51.6808
2024 | 7 | 12 | 6 | 54.2381
2024 | 7 | 12 | 7 | 57.0441
2024 | 7 | 12 | 8 | 55.7668
2024 | 7 | 12 | 9 | 51.8584
2024 | 7 | 12 | 10 | 49.9561
2024 | 7 | 12 | 11 | 48.7653
2024 | 7 | 12 | 12 | 52.5897
2024 | 7 | 12 | 13 | 53.4951
2024 | 7 | 12 | 14 | 52.4529
2024 | 7 | 12 | 15 | 52.0346
2024 | 7 | 12 | 16 | 56.5148
2024 | 7 | 12 | 17 | 63.633
2024 | 7 | 12 | 18 | 73.8561
2024 | 7 | 12 | 19 | 72.8605
2024 | 7 | 12 | 20 | 72.0442
2024 | 7 | 12 | 21 | 70.8722
2024 | 7 | 12 | 22 | 66.1651
2024 | 7 | 12 | 23 | 59.4076
2024 | 7 | 13 | 0 | 57.2305
2024 | 7 | 13 | 1 | 51.5234
2024 | 7 | 13 | 2 | 49.2172
2024 | 7 | 13 | 3 | 47.7032
2024 | 7 | 13 | 4 | 46.9816
2024 | 7 | 13 | 5 | 47.0133
2024 | 7 | 13 | 6 | 48.2211
2024 | 7 | 13 | 7 | 50.6105
2024 | 7 | 13 | 8 | 55.9075
2024 | 7 | 13 | 9 | 56.6369
2024 | 7 | 13 | 10 | 52.5612
2024 | 7 | 13 | 11 | 48.2902
2024 | 7 | 13 | 12 | 50.7678
2024 | 7 | 13 | 13 | 49.0452
2024 | 7 | 13 | 14 | 47.3993
2024 | 7 | 13 | 15 | 47.7223
2024 | 7 | 13 | 16 | 50.5937
2024 | 7 | 13 | 17 | 53.5063
2024 | 7 | 13 | 18 | 60.3858
2024 | 7 | 13 | 19 | 64.9082
2024 | 7 | 13 | 20 | 63.522
2024 | 7 | 13 | 21 | 62.2628
2024 | 7 | 13 | 22 | 58.3125
2024 | 7 | 13 | 23 | 52.9746
2024 | 7 | 14 | 0 | 49.9216
2024 | 7 | 14 | 1 | 47.3873
2024 | 7 | 14 | 2 | 45.3141
2024 | 7 | 14 | 3 | 43.9407
2024 | 7 | 14 | 4 | 43.5458
2024 | 7 | 14 | 5 | 43.5115
2024 | 7 | 14 | 6 | 42.8752
2024 | 7 | 14 | 7 | 41.914
2024 | 7 | 14 | 8 | 37.4829
2024 | 7 | 14 | 9 | 31.525
2024 | 7 | 14 | 10 | 32.3157
2024 | 7 | 14 | 11 | 34.2997
2024 | 7 | 14 | 12 | 34.6756
2024 | 7 | 14 | 13 | 35.3824
2024 | 7 | 14 | 14 | 36.3678
2024 | 7 | 14 | 15 | 36.4384
2024 | 7 | 14 | 16 | 34.3524
2024 | 7 | 14 | 17 | 40.2394
2024 | 7 | 14 | 18 | 52.0776
2024 | 7 | 14 | 19 | 59.9819
2024 | 7 | 14 | 20 | 60.9731
2024 | 7 | 14 | 21 | 60.3693
2024 | 7 | 14 | 22 | 55.8149
2024 | 7 | 14 | 23 | 50.263
2024 | 7 | 15 | 0 | 48.071
2024 | 7 | 15 | 1 | 41.3122
2024 | 7 | 15 | 2 | 40.4376
2024 | 7 | 15 | 3 | 40.0995
2024 | 7 | 15 | 4 | 40.4949
2024 | 7 | 15 | 5 | 42.1614
2024 | 7 | 15 | 6 | 44.6352
2024 | 7 | 15 | 7 | 45.9695
2024 | 7 | 15 | 8 | 42.3928
2024 | 7 | 15 | 9 | 39.2552
2024 | 7 | 15 | 10 | 43.9858
2024 | 7 | 15 | 11 | 45.943
2024 | 7 | 15 | 12 | 47.378
2024 | 7 | 15 | 13 | 48.841
2024 | 7 | 15 | 14 | 48.2313
2024 | 7 | 15 | 15 | 47.261
2024 | 7 | 15 | 16 | 44.2217
2024 | 7 | 15 | 17 | 46.5855
2024 | 7 | 15 | 18 | 59.9991
2024 | 7 | 15 | 19 | 64.8276
2024 | 7 | 15 | 20 | 64.9873
2024 | 7 | 15 | 21 | 63.9937
2024 | 7 | 15 | 22 | 58.9695
2024 | 7 | 15 | 23 | 52.5388
2024 | 7 | 16 | 0 | 49.4457
2024 | 7 | 16 | 1 | 45.0043
2024 | 7 | 16 | 2 | 43.683
2024 | 7 | 16 | 3 | 43.1023
2024 | 7 | 16 | 4 | 43.3201
2024 | 7 | 16 | 5 | 44.9187
2024 | 7 | 16 | 6 | 47.0059
2024 | 7 | 16 | 7 | 48.6559
2024 | 7 | 16 | 8 | 44.4678
2024 | 7 | 16 | 9 | 39.8664
2024 | 7 | 16 | 10 | 42.3536
2024 | 7 | 16 | 11 | 44.0197
2024 | 7 | 16 | 12 | 46.8398
2024 | 7 | 16 | 13 | 48.0515
2024 | 7 | 16 | 14 | 47.8064
2024 | 7 | 16 | 15 | 47.3403
2024 | 7 | 16 | 16 | 45.6037
2024 | 7 | 16 | 17 | 50.1173
2024 | 7 | 16 | 18 | 62.4403
2024 | 7 | 16 | 19 | 71.0857
2024 | 7 | 16 | 20 | 71.1348
2024 | 7 | 16 | 21 | 69.8562
2024 | 7 | 16 | 22 | 64.139
2024 | 7 | 16 | 23 | 56.7971
2024 | 7 | 17 | 0 | 51.9304
2024 | 7 | 17 | 1 | 48.1651
2024 | 7 | 17 | 2 | 46.6209
2024 | 7 | 17 | 3 | 45.9378
2024 | 7 | 17 | 4 | 46.006
2024 | 7 | 17 | 5 | 47.5257
2024 | 7 | 17 | 6 | 50.269
2024 | 7 | 17 | 7 | 52.926
2024 | 7 | 17 | 8 | 52.9257
2024 | 7 | 17 | 9 | 50.6935
2024 | 7 | 17 | 10 | 50.8163
2024 | 7 | 17 | 11 | 49.2462
2024 | 7 | 17 | 12 | 49.3638
2024 | 7 | 17 | 13 | 50.7578
2024 | 7 | 17 | 14 | 50.3879
2024 | 7 | 17 | 15 | 49.3204
2024 | 7 | 17 | 16 | 50.1253
2024 | 7 | 17 | 17 | 56.6813
2024 | 7 | 17 | 18 | 67.2464
2024 | 7 | 17 | 19 | 75.5161
2024 | 7 | 17 | 20 | 75.5849
2024 | 7 | 17 | 21 | 74.1945
2024 | 7 | 17 | 22 | 67.9969
2024 | 7 | 17 | 23 | 60.2538
2024 | 7 | 18 | 0 | 53.8969
2024 | 7 | 18 | 1 | 49.9577
2024 | 7 | 18 | 2 | 48.1965
2024 | 7 | 18 | 3 | 47.341
2024 | 7 | 18 | 4 | 47.3403
2024 | 7 | 18 | 5 | 48.874
2024 | 7 | 18 | 6 | 52.1338
2024 | 7 | 18 | 7 | 54.8695
2024 | 7 | 18 | 8 | 54.3341
2024 | 7 | 18 | 9 | 51.9925
2024 | 7 | 18 | 10 | 51.8189
2024 | 7 | 18 | 11 | 50.1328
2024 | 7 | 18 | 12 | 51.6713
2024 | 7 | 18 | 13 | 52.4109
2024 | 7 | 18 | 14 | 52.4017
2024 | 7 | 18 | 15 | 51.9599
2024 | 7 | 18 | 16 | 53.9783
2024 | 7 | 18 | 17 | 59.513
2024 | 7 | 18 | 18 | 68.1501
2024 | 7 | 18 | 19 | 71.7167
2024 | 7 | 18 | 20 | 71.5261
2024 | 7 | 18 | 21 | 70.4224
2024 | 7 | 18 | 22 | 65.2526
2024 | 7 | 18 | 23 | 58.4293
2024 | 7 | 19 | 0 | 55.9205
2024 | 7 | 19 | 1 | 51.7148
2024 | 7 | 19 | 2 | 49.8216
2024 | 7 | 19 | 3 | 48.8423
2024 | 7 | 19 | 4 | 48.7019
2024 | 7 | 19 | 5 | 50.0918
2024 | 7 | 19 | 6 | 52.8129
2024 | 7 | 19 | 7 | 56.1279
2024 | 7 | 19 | 8 | 56.4361
2024 | 7 | 19 | 9 | 53.9626
2024 | 7 | 19 | 10 | 51.7572
2024 | 7 | 19 | 11 | 49.508
2024 | 7 | 19 | 12 | 52.8649
2024 | 7 | 19 | 13 | 53.5112
2024 | 7 | 19 | 14 | 52.7523
2024 | 7 | 19 | 15 | 52.0161
2024 | 7 | 19 | 16 | 55.9005
2024 | 7 | 19 | 17 | 61.4682
2024 | 7 | 19 | 18 | 71.5391
2024 | 7 | 19 | 19 | 77.5867
2024 | 7 | 19 | 20 | 77.219
2024 | 7 | 19 | 21 | 75.913
2024 | 7 | 19 | 22 | 70.3316
2024 | 7 | 19 | 23 | 62.6317
2024 | 7 | 20 | 0 | 54.9215
2024 | 7 | 20 | 1 | 48.3426
2024 | 7 | 20 | 2 | 46.2094
2024 | 7 | 20 | 3 | 44.8111
2024 | 7 | 20 | 4 | 44.2263
2024 | 7 | 20 | 5 | 44.4018
2024 | 7 | 20 | 6 | 45.1184
2024 | 7 | 20 | 7 | 46.9645
2024 | 7 | 20 | 8 | 50.1571
2024 | 7 | 20 | 9 | 49.2902
2024 | 7 | 20 | 10 | 45.4109
2024 | 7 | 20 | 11 | 42.2994
2024 | 7 | 20 | 12 | 46.5428
2024 | 7 | 20 | 13 | 45.4569
2024 | 7 | 20 | 14 | 43.2864
2024 | 7 | 20 | 15 | 42.7539
2024 | 7 | 20 | 16 | 44.6649
2024 | 7 | 20 | 17 | 49.1407
2024 | 7 | 20 | 18 | 57.4759
2024 | 7 | 20 | 19 | 56.2884
2024 | 7 | 20 | 20 | 55.4578
2024 | 7 | 20 | 21 | 54.3231
2024 | 7 | 20 | 22 | 50.9375
2024 | 7 | 20 | 23 | 46.6885
2024 | 7 | 21 | 0 | 46.2124
2024 | 7 | 21 | 1 | 43.0377
2024 | 7 | 21 | 2 | 41.3388
2024 | 7 | 21 | 3 | 40.3529
2024 | 7 | 21 | 4 | 40.0469
2024 | 7 | 21 | 5 | 40.3898
2024 | 7 | 21 | 6 | 40.3194
2024 | 7 | 21 | 7 | 39.6064
2024 | 7 | 21 | 8 | 38.5468
2024 | 7 | 21 | 9 | 35.297
2024 | 7 | 21 | 10 | 35.848
2024 | 7 | 21 | 11 | 37.796
2024 | 7 | 21 | 12 | 37.6172
2024 | 7 | 21 | 13 | 37.3069
2024 | 7 | 21 | 14 | 37.3604
2024 | 7 | 21 | 15 | 37.6982
2024 | 7 | 21 | 16 | 35.4664
2024 | 7 | 21 | 17 | 41.2465
2024 | 7 | 21 | 18 | 53.7242
2024 | 7 | 21 | 19 | 60.5537
2024 | 7 | 21 | 20 | 60.4994
2024 | 7 | 21 | 21 | 58.8794
2024 | 7 | 21 | 22 | 53.8682
2024 | 7 | 21 | 23 | 48.1007
2024 | 7 | 22 | 0 | 42.7265
2024 | 7 | 22 | 1 | 39.7327
2024 | 7 | 22 | 2 | 39.0308
2024 | 7 | 22 | 3 | 38.7043
2024 | 7 | 22 | 4 | 39.1622
2024 | 7 | 22 | 5 | 41.0917
2024 | 7 | 22 | 6 | 44.355
2024 | 7 | 22 | 7 | 45.8011
2024 | 7 | 22 | 8 | 42.0044
2024 | 7 | 22 | 9 | 40.0971
2024 | 7 | 22 | 10 | 44.8315
2024 | 7 | 22 | 11 | 46.3871
2024 | 7 | 22 | 12 | 46.9975
2024 | 7 | 22 | 13 | 47.9873
2024 | 7 | 22 | 14 | 48.2
2024 | 7 | 22 | 15 | 47.1451
2024 | 7 | 22 | 16 | 45.3612
2024 | 7 | 22 | 17 | 47.066
2024 | 7 | 22 | 18 | 53.8921
2024 | 7 | 22 | 19 | 61.2705
2024 | 7 | 22 | 20 | 62.7266
2024 | 7 | 22 | 21 | 61.9965
2024 | 7 | 22 | 22 | 56.8783
2024 | 7 | 22 | 23 | 50.6757
2024 | 7 | 23 | 0 | 47.949
2024 | 7 | 23 | 1 | 43.2549
2024 | 7 | 23 | 2 | 42.1426
2024 | 7 | 23 | 3 | 41.7749
2024 | 7 | 23 | 4 | 42.0881
2024 | 7 | 23 | 5 | 43.8881
2024 | 7 | 23 | 6 | 47.3201
2024 | 7 | 23 | 7 | 50.2384
2024 | 7 | 23 | 8 | 49.8263
2024 | 7 | 23 | 9 | 47.7792
2024 | 7 | 23 | 10 | 48.7147
2024 | 7 | 23 | 11 | 47.2185
2024 | 7 | 23 | 12 | 48.3904
2024 | 7 | 23 | 13 | 49.0008
2024 | 7 | 23 | 14 | 48.6752
2024 | 7 | 23 | 15 | 47.9076
2024 | 7 | 23 | 16 | 47.1555
2024 | 7 | 23 | 17 | 49.3978
2024 | 7 | 23 | 18 | 61.2992
2024 | 7 | 23 | 19 | 63.0777
2024 | 7 | 23 | 20 | 63.6488
2024 | 7 | 23 | 21 | 62.7281
2024 | 7 | 23 | 22 | 57.9641
2024 | 7 | 23 | 23 | 51.9709
2024 | 7 | 24 | 0 | 49.8265
2024 | 7 | 24 | 1 | 46.5817
2024 | 7 | 24 | 2 | 45.2679
2024 | 7 | 24 | 3 | 44.6994
2024 | 7 | 24 | 4 | 44.7307
2024 | 7 | 24 | 5 | 46.5089
2024 | 7 | 24 | 6 | 49.4185
2024 | 7 | 24 | 7 | 53.1347
2024 | 7 | 24 | 8 | 56.3299
2024 | 7 | 24 | 9 | 55.4692
2024 | 7 | 24 | 10 | 53.4502
2024 | 7 | 24 | 11 | 49.8558
2024 | 7 | 24 | 12 | 51.8214
2024 | 7 | 24 | 13 | 52.2741
2024 | 7 | 24 | 14 | 51.7323
2024 | 7 | 24 | 15 | 50.4579
2024 | 7 | 24 | 16 | 53.1841
2024 | 7 | 24 | 17 | 57.8356
2024 | 7 | 24 | 18 | 70.003
2024 | 7 | 24 | 19 | 68.2741
2024 | 7 | 24 | 20 | 68.4138
2024 | 7 | 24 | 21 | 66.9011
2024 | 7 | 24 | 22 | 61.3923
2024 | 7 | 24 | 23 | 54.9054
2024 | 7 | 25 | 0 | 49.9469
2024 | 7 | 25 | 1 | 47.3763
2024 | 7 | 25 | 2 | 45.9098
2024 | 7 | 25 | 3 | 45.2634
2024 | 7 | 25 | 4 | 45.3263
2024 | 7 | 25 | 5 | 47.1097
2024 | 7 | 25 | 6 | 49.9261
2024 | 7 | 25 | 7 | 52.6607
2024 | 7 | 25 | 8 | 52.4968
2024 | 7 | 25 | 9 | 49.7925
2024 | 7 | 25 | 10 | 48.964
2024 | 7 | 25 | 11 | 47.5381
2024 | 7 | 25 | 12 | 49.938
2024 | 7 | 25 | 13 | 50.7249
2024 | 7 | 25 | 14 | 51.0215
2024 | 7 | 25 | 15 | 50.2445
2024 | 7 | 25 | 16 | 51.9128
2024 | 7 | 25 | 17 | 56.4154
2024 | 7 | 25 | 18 | 67.2448
2024 | 7 | 25 | 19 | 67.5138
2024 | 7 | 25 | 20 | 67.4325
2024 | 7 | 25 | 21 | 65.8075
2024 | 7 | 25 | 22 | 60.5634
2024 | 7 | 25 | 23 | 54.2201
2024 | 7 | 26 | 0 | 51.0981
2024 | 7 | 26 | 1 | 46.7827
2024 | 7 | 26 | 2 | 45.3074
2024 | 7 | 26 | 3 | 44.5686
2024 | 7 | 26 | 4 | 44.5991
2024 | 7 | 26 | 5 | 46.2565
2024 | 7 | 26 | 6 | 48.9531
2024 | 7 | 26 | 7 | 52.1961
2024 | 7 | 26 | 8 | 53.9037
2024 | 7 | 26 | 9 | 52.3385
2024 | 7 | 26 | 10 | 50.1797
2024 | 7 | 26 | 11 | 47.5425
2024 | 7 | 26 | 12 | 48.3085
2024 | 7 | 26 | 13 | 49.2806
2024 | 7 | 26 | 14 | 48.6164
2024 | 7 | 26 | 15 | 47.1198
2024 | 7 | 26 | 16 | 48.8551
2024 | 7 | 26 | 17 | 53.3969
2024 | 7 | 26 | 18 | 62.2638
2024 | 7 | 26 | 19 | 67.6671
2024 | 7 | 26 | 20 | 67.8144
2024 | 7 | 26 | 21 | 66.5766
2024 | 7 | 26 | 22 | 61.6126
2024 | 7 | 26 | 23 | 54.9956
2024 | 7 | 27 | 0 | 48.5665
2024 | 7 | 27 | 1 | 46.1498
2024 | 7 | 27 | 2 | 44.2544
2024 | 7 | 27 | 3 | 43.0476
2024 | 7 | 27 | 4 | 42.6887
2024 | 7 | 27 | 5 | 42.9783
2024 | 7 | 27 | 6 | 43.0422
2024 | 7 | 27 | 7 | 44.5248
2024 | 7 | 27 | 8 | 45.7995
2024 | 7 | 27 | 9 | 42.308
2024 | 7 | 27 | 10 | 39.4847
2024 | 7 | 27 | 11 | 39.2578
2024 | 7 | 27 | 12 | 41.6795
2024 | 7 | 27 | 13 | 40.8716
2024 | 7 | 27 | 14 | 40.3516
2024 | 7 | 27 | 15 | 41.1426
2024 | 7 | 27 | 16 | 42.3792
2024 | 7 | 27 | 17 | 49.1861
2024 | 7 | 27 | 18 | 64.208
2024 | 7 | 27 | 19 | 67.3512
2024 | 7 | 27 | 20 | 66.742
2024 | 7 | 27 | 21 | 64.8337
2024 | 7 | 27 | 22 | 60.0941
2024 | 7 | 27 | 23 | 54.2846
2024 | 7 | 28 | 0 | 48.8164
2024 | 7 | 28 | 1 | 45.4325
2024 | 7 | 28 | 2 | 43.4895
2024 | 7 | 28 | 3 | 42.2861
2024 | 7 | 28 | 4 | 41.9428
2024 | 7 | 28 | 5 | 42.0396
2024 | 7 | 28 | 6 | 41.5962
2024 | 7 | 28 | 7 | 41.7557
2024 | 7 | 28 | 8 | 40.8249
2024 | 7 | 28 | 9 | 36.1532
2024 | 7 | 28 | 10 | 35.3222
2024 | 7 | 28 | 11 | 36.4441
2024 | 7 | 28 | 12 | 39.3188
2024 | 7 | 28 | 13 | 39.6293
2024 | 7 | 28 | 14 | 40.7517
2024 | 7 | 28 | 15 | 42.4898
2024 | 7 | 28 | 16 | 44.4568
2024 | 7 | 28 | 17 | 53.5348
2024 | 7 | 28 | 18 | 68.7911
2024 | 7 | 28 | 19 | 72.4048
2024 | 7 | 28 | 20 | 71.2706
2024 | 7 | 28 | 21 | 68.4586
2024 | 7 | 28 | 22 | 62.2638
2024 | 7 | 28 | 23 | 55.5503
2024 | 7 | 29 | 0 | 51.1408
2024 | 7 | 29 | 1 | 47.0643
2024 | 7 | 29 | 2 | 45.7774
2024 | 7 | 29 | 3 | 45.1562
2024 | 7 | 29 | 4 | 45.3194
2024 | 7 | 29 | 5 | 47.0589
2024 | 7 | 29 | 6 | 49.4734
2024 | 7 | 29 | 7 | 52.1558
2024 | 7 | 29 | 8 | 49.0103
2024 | 7 | 29 | 9 | 43.0567
2024 | 7 | 29 | 10 | 43.7847
2024 | 7 | 29 | 11 | 45.6886
2024 | 7 | 29 | 12 | 47.9271
2024 | 7 | 29 | 13 | 49.2337
2024 | 7 | 29 | 14 | 49.651
2024 | 7 | 29 | 15 | 49.1871
2024 | 7 | 29 | 16 | 49.9146
2024 | 7 | 29 | 17 | 57.5258
2024 | 7 | 29 | 18 | 71.8068
2024 | 7 | 29 | 19 | 78.7275
2024 | 7 | 29 | 20 | 78.0717
2024 | 7 | 29 | 21 | 75.3372
2024 | 7 | 29 | 22 | 68.6546
2024 | 7 | 29 | 23 | 61.0102
2024 | 7 | 30 | 0 | 55.7836
2024 | 7 | 30 | 1 | 52.7761
2024 | 7 | 30 | 2 | 50.9367
2024 | 7 | 30 | 3 | 50.0878
2024 | 7 | 30 | 4 | 50.0382
2024 | 7 | 30 | 5 | 51.5108
2024 | 7 | 30 | 6 | 54.0385
2024 | 7 | 30 | 7 | 57.1485
2024 | 7 | 30 | 8 | 53.6626
2024 | 7 | 30 | 9 | 46.922
2024 | 7 | 30 | 10 | 45.6537
2024 | 7 | 30 | 11 | 46.4062
2024 | 7 | 30 | 12 | 49.862
2024 | 7 | 30 | 13 | 50.9618
2024 | 7 | 30 | 14 | 51.4582
2024 | 7 | 30 | 15 | 51.7548
2024 | 7 | 30 | 16 | 55.1595
2024 | 7 | 30 | 17 | 63.7926
2024 | 7 | 30 | 18 | 75.8234
2024 | 7 | 30 | 19 | 80.3862
2024 | 7 | 30 | 20 | 79.7261
2024 | 7 | 30 | 21 | 77.0536
2024 | 7 | 30 | 22 | 70.6313
2024 | 7 | 30 | 23 | 63.1165
2024 | 7 | 31 | 0 | 58.9864
2024 | 7 | 31 | 1 | 56.5725
2024 | 7 | 31 | 2 | 54.5247
2024 | 7 | 31 | 3 | 53.4239
2024 | 7 | 31 | 4 | 53.2212
2024 | 7 | 31 | 5 | 54.5563
2024 | 7 | 31 | 6 | 57.2704
2024 | 7 | 31 | 7 | 60.906
2024 | 7 | 31 | 8 | 59.149
2024 | 7 | 31 | 9 | 52.8974
2024 | 7 | 31 | 10 | 50.1297
2024 | 7 | 31 | 11 | 49.8735
2024 | 7 | 31 | 12 | 53.6183
2024 | 7 | 31 | 13 | 54.9936
2024 | 7 | 31 | 14 | 55.6201
2024 | 7 | 31 | 15 | 55.5441
2024 | 7 | 31 | 16 | 60.0804
2024 | 7 | 31 | 17 | 70.765
2024 | 7 | 31 | 18 | 82.994
2024 | 7 | 31 | 19 | 85.6312
2024 | 7 | 31 | 20 | 84.5874
2024 | 7 | 31 | 21 | 81.6121
2024 | 7 | 31 | 22 | 74.8056
2024 | 7 | 31 | 23 | 66.9385
2024 | 8 | 1 | 0 | 61.7139
2024 | 8 | 1 | 1 | 58.9607
2024 | 8 | 1 | 2 | 56.5138
2024 | 8 | 1 | 3 | 55.3499
2024 | 8 | 1 | 4 | 55.0248
2024 | 8 | 1 | 5 | 56.0811
2024 | 8 | 1 | 6 | 58.9752
2024 | 8 | 1 | 7 | 62.8556
2024 | 8 | 1 | 8 | 62.9014
2024 | 8 | 1 | 9 | 60.8498
2024 | 8 | 1 | 10 | 58.6689
2024 | 8 | 1 | 11 | 56.5637
2024 | 8 | 1 | 12 | 57.8692
2024 | 8 | 1 | 13 | 59.5566
2024 | 8 | 1 | 14 | 60.0213
2024 | 8 | 1 | 15 | 61.1437
2024 | 8 | 1 | 16 | 66.386
2024 | 8 | 1 | 17 | 78.8526
2024 | 8 | 1 | 18 | 88.1022
2024 | 8 | 1 | 19 | 90.4864
2024 | 8 | 1 | 20 | 89.0084
2024 | 8 | 1 | 21 | 86.2545
2024 | 8 | 1 | 22 | 79.079
2024 | 8 | 1 | 23 | 70.6661
2024 | 8 | 2 | 0 | 64.9048
2024 | 8 | 2 | 1 | 59.0323
2024 | 8 | 2 | 2 | 56.5163
2024 | 8 | 2 | 3 | 55.2299
2024 | 8 | 2 | 4 | 54.7484
2024 | 8 | 2 | 5 | 55.7757
2024 | 8 | 2 | 6 | 57.8604
2024 | 8 | 2 | 7 | 61.5
2024 | 8 | 2 | 8 | 61.9754
2024 | 8 | 2 | 9 | 59.9154
2024 | 8 | 2 | 10 | 56.6429
2024 | 8 | 2 | 11 | 54.6016
2024 | 8 | 2 | 12 | 56.5657
2024 | 8 | 2 | 13 | 57.9838
2024 | 8 | 2 | 14 | 57.4802
2024 | 8 | 2 | 15 | 57.7898
2024 | 8 | 2 | 16 | 63.8996
2024 | 8 | 2 | 17 | 74.8628
2024 | 8 | 2 | 18 | 79.9127
2024 | 8 | 2 | 19 | 82.9421
2024 | 8 | 2 | 20 | 81.5005
2024 | 8 | 2 | 21 | 79.1209
2024 | 8 | 2 | 22 | 72.9746
2024 | 8 | 2 | 23 | 65.4436
2024 | 8 | 3 | 0 | 59.2715
2024 | 8 | 3 | 1 | 53.4854
2024 | 8 | 3 | 2 | 50.9647
2024 | 8 | 3 | 3 | 49.4602
2024 | 8 | 3 | 4 | 48.7127
2024 | 8 | 3 | 5 | 48.7304
2024 | 8 | 3 | 6 | 49.3414
2024 | 8 | 3 | 7 | 50.4382
2024 | 8 | 3 | 8 | 49.3666
2024 | 8 | 3 | 9 | 48.0498
2024 | 8 | 3 | 10 | 46.8762
2024 | 8 | 3 | 11 | 47.2063
2024 | 8 | 3 | 12 | 47.8431
2024 | 8 | 3 | 13 | 47.9812
2024 | 8 | 3 | 14 | 46.2093
2024 | 8 | 3 | 15 | 45.6781
2024 | 8 | 3 | 16 | 45.4871
2024 | 8 | 3 | 17 | 53.9935
2024 | 8 | 3 | 18 | 63.6664
2024 | 8 | 3 | 19 | 69.1498
2024 | 8 | 3 | 20 | 68.0104
2024 | 8 | 3 | 21 | 65.6685
2024 | 8 | 3 | 22 | 60.3452
2024 | 8 | 3 | 23 | 54.4741
2024 | 8 | 4 | 0 | 50.1542
2024 | 8 | 4 | 1 | 46.2442
2024 | 8 | 4 | 2 | 44.2883
2024 | 8 | 4 | 3 | 43.209
2024 | 8 | 4 | 4 | 42.9451
2024 | 8 | 4 | 5 | 43.0836
2024 | 8 | 4 | 6 | 43.2181
2024 | 8 | 4 | 7 | 43.0998
2024 | 8 | 4 | 8 | 41.2079
2024 | 8 | 4 | 9 | 38.578
2024 | 8 | 4 | 10 | 38.0515
2024 | 8 | 4 | 11 | 40.2925
2024 | 8 | 4 | 12 | 41.5963
2024 | 8 | 4 | 13 | 41.9855
2024 | 8 | 4 | 14 | 41.839
2024 | 8 | 4 | 15 | 43.6669
2024 | 8 | 4 | 16 | 43.5329
2024 | 8 | 4 | 17 | 51.1365
2024 | 8 | 4 | 18 | 57.9043
2024 | 8 | 4 | 19 | 63.0324
2024 | 8 | 4 | 20 | 63.9002
2024 | 8 | 4 | 21 | 62.1561
2024 | 8 | 4 | 22 | 56.6983
2024 | 8 | 4 | 23 | 51.0495
2024 | 8 | 5 | 0 | 47.4431
2024 | 8 | 5 | 1 | 42.4434
2024 | 8 | 5 | 2 | 40.8533
2024 | 8 | 5 | 3 | 39.8428
2024 | 8 | 5 | 4 | 39.8406
2024 | 8 | 5 | 5 | 40.429
2024 | 8 | 5 | 6 | 40.3371
2024 | 8 | 5 | 7 | 40.3564
2024 | 8 | 5 | 8 | 38.6414
2024 | 8 | 5 | 9 | 37.6384
2024 | 8 | 5 | 10 | 41.2457
2024 | 8 | 5 | 11 | 46.0641
2024 | 8 | 5 | 12 | 41.1708
2024 | 8 | 5 | 13 | 42.7497
2024 | 8 | 5 | 14 | 44.868
2024 | 8 | 5 | 15 | 44.9085
2024 | 8 | 5 | 16 | 45.4588
2024 | 8 | 5 | 17 | 49.9959
2024 | 8 | 5 | 18 | 60.0658
2024 | 8 | 5 | 19 | 63.9246
2024 | 8 | 5 | 20 | 64.5075
2024 | 8 | 5 | 21 | 62.2625
2024 | 8 | 5 | 22 | 56.0123
2024 | 8 | 5 | 23 | 49.9674
2024 | 8 | 6 | 0 | 46.5535
2024 | 8 | 6 | 1 | 43.35
2024 | 8 | 6 | 2 | 42.1739
2024 | 8 | 6 | 3 | 41.8856
2024 | 8 | 6 | 4 | 42.1409
2024 | 8 | 6 | 5 | 43.7485
2024 | 8 | 6 | 6 | 46.3071
2024 | 8 | 6 | 7 | 48.6892
2024 | 8 | 6 | 8 | 47.3349
2024 | 8 | 6 | 9 | 45.6134
2024 | 8 | 6 | 10 | 48.2292
2024 | 8 | 6 | 11 | 48.2521
2024 | 8 | 6 | 12 | 49.8011
2024 | 8 | 6 | 13 | 50.9596
2024 | 8 | 6 | 14 | 49.9271
2024 | 8 | 6 | 15 | 49.519
2024 | 8 | 6 | 16 | 50.9206
2024 | 8 | 6 | 17 | 56.2955
2024 | 8 | 6 | 18 | 65.627
2024 | 8 | 6 | 19 | 69.3055
2024 | 8 | 6 | 20 | 69.7533
2024 | 8 | 6 | 21 | 67.849
2024 | 8 | 6 | 22 | 61.804
2024 | 8 | 6 | 23 | 55.0652
2024 | 8 | 7 | 0 | 49.2548
2024 | 8 | 7 | 1 | 46.8216
2024 | 8 | 7 | 2 | 45.3554
2024 | 8 | 7 | 3 | 44.8613
2024 | 8 | 7 | 4 | 44.9413
2024 | 8 | 7 | 5 | 46.4721
2024 | 8 | 7 | 6 | 49.0443
2024 | 8 | 7 | 7 | 52.1646
2024 | 8 | 7 | 8 | 51.7622
2024 | 8 | 7 | 9 | 49.4449
2024 | 8 | 7 | 10 | 49.1644
2024 | 8 | 7 | 11 | 47.92
2024 | 8 | 7 | 12 | 49.3765
2024 | 8 | 7 | 13 | 51.1846
2024 | 8 | 7 | 14 | 50.5466
2024 | 8 | 7 | 15 | 49.4477
2024 | 8 | 7 | 16 | 51.0489
2024 | 8 | 7 | 17 | 59.5013
2024 | 8 | 7 | 18 | 66.5708
2024 | 8 | 7 | 19 | 71.8293
2024 | 8 | 7 | 20 | 72.1389
2024 | 8 | 7 | 21 | 70.0891
2024 | 8 | 7 | 22 | 63.7403
2024 | 8 | 7 | 23 | 56.8246
2024 | 8 | 8 | 0 | 51.5059
2024 | 8 | 8 | 1 | 47.8804
2024 | 8 | 8 | 2 | 46.2601
2024 | 8 | 8 | 3 | 45.7328
2024 | 8 | 8 | 4 | 45.7457
2024 | 8 | 8 | 5 | 47.3311
2024 | 8 | 8 | 6 | 49.4344
2024 | 8 | 8 | 7 | 51.6308
2024 | 8 | 8 | 8 | 47.7832
2024 | 8 | 8 | 9 | 43.9429
2024 | 8 | 8 | 10 | 45.3655
2024 | 8 | 8 | 11 | 46.0244
2024 | 8 | 8 | 12 | 47.357
2024 | 8 | 8 | 13 | 49.1008
2024 | 8 | 8 | 14 | 49.4885
2024 | 8 | 8 | 15 | 48.7167
2024 | 8 | 8 | 16 | 47.633
2024 | 8 | 8 | 17 | 54.2399
2024 | 8 | 8 | 18 | 66.1685
2024 | 8 | 8 | 19 | 70.5642
2024 | 8 | 8 | 20 | 70.7902
2024 | 8 | 8 | 21 | 68.7213
2024 | 8 | 8 | 22 | 62.7123
2024 | 8 | 8 | 23 | 56.0499
2024 | 8 | 9 | 0 | 52.1284
2024 | 8 | 9 | 1 | 51.1601
2024 | 8 | 9 | 2 | 49.3487
2024 | 8 | 9 | 3 | 48.6152
2024 | 8 | 9 | 4 | 48.5248
2024 | 8 | 9 | 5 | 49.817
2024 | 8 | 9 | 6 | 52.6215
2024 | 8 | 9 | 7 | 56.4267
2024 | 8 | 9 | 8 | 56.0548
2024 | 8 | 9 | 9 | 53.51
2024 | 8 | 9 | 10 | 52.3801
2024 | 8 | 9 | 11 | 50.5701
2024 | 8 | 9 | 12 | 53.337
2024 | 8 | 9 | 13 | 54.5832
2024 | 8 | 9 | 14 | 53.5321
2024 | 8 | 9 | 15 | 52.9939
2024 | 8 | 9 | 16 | 57.4649
2024 | 8 | 9 | 17 | 65.2702
2024 | 8 | 9 | 18 | 74.1325
2024 | 8 | 9 | 19 | 75.745
2024 | 8 | 9 | 20 | 75.4094
2024 | 8 | 9 | 21 | 73.1782
2024 | 8 | 9 | 22 | 67.3263
2024 | 8 | 9 | 23 | 60.3778
2024 | 8 | 10 | 0 | 55.5375
2024 | 8 | 10 | 1 | 48.953
2024 | 8 | 10 | 2 | 46.7163
2024 | 8 | 10 | 3 | 45.3842
2024 | 8 | 10 | 4 | 44.755
2024 | 8 | 10 | 5 | 44.7216
2024 | 8 | 10 | 6 | 45.3239
2024 | 8 | 10 | 7 | 47.3256
2024 | 8 | 10 | 8 | 50.6899
2024 | 8 | 10 | 9 | 50.6149
2024 | 8 | 10 | 10 | 48.3621
2024 | 8 | 10 | 11 | 44.9952
2024 | 8 | 10 | 12 | 45.5561
2024 | 8 | 10 | 13 | 45.6423
2024 | 8 | 10 | 14 | 43.4055
2024 | 8 | 10 | 15 | 43.3357
2024 | 8 | 10 | 16 | 46.1674
2024 | 8 | 10 | 17 | 54.4205
2024 | 8 | 10 | 18 | 63.8482
2024 | 8 | 10 | 19 | 65.9046
2024 | 8 | 10 | 20 | 65.0739
2024 | 8 | 10 | 21 | 62.7596
2024 | 8 | 10 | 22 | 57.8889
2024 | 8 | 10 | 23 | 52.7725
2024 | 8 | 11 | 0 | 48.0899
2024 | 8 | 11 | 1 | 45.7032
2024 | 8 | 11 | 2 | 43.7377
2024 | 8 | 11 | 3 | 42.7098
2024 | 8 | 11 | 4 | 42.3266
2024 | 8 | 11 | 5 | 42.3808
2024 | 8 | 11 | 6 | 41.8466
2024 | 8 | 11 | 7 | 42.1615
2024 | 8 | 11 | 8 | 41.8069
2024 | 8 | 11 | 9 | 38.3343
2024 | 8 | 11 | 10 | 37.5679
2024 | 8 | 11 | 11 | 39.2477
2024 | 8 | 11 | 12 | 39.3642
2024 | 8 | 11 | 13 | 39.9794
2024 | 8 | 11 | 14 | 40.7502
2024 | 8 | 11 | 15 | 41.4565
2024 | 8 | 11 | 16 | 43.2938
2024 | 8 | 11 | 17 | 55.0305
2024 | 8 | 11 | 18 | 68.053
2024 | 8 | 11 | 19 | 71.8438
2024 | 8 | 11 | 20 | 71.3537
2024 | 8 | 11 | 21 | 67.9519
2024 | 8 | 11 | 22 | 61.2269
2024 | 8 | 11 | 23 | 54.5213
2024 | 8 | 12 | 0 | 48.0295
2024 | 8 | 12 | 1 | 46.3208
2024 | 8 | 12 | 2 | 45.1002
2024 | 8 | 12 | 3 | 44.6255
2024 | 8 | 12 | 4 | 44.8072
2024 | 8 | 12 | 5 | 46.4139
2024 | 8 | 12 | 6 | 48.5545
2024 | 8 | 12 | 7 | 51.3076
2024 | 8 | 12 | 8 | 47.9098
2024 | 8 | 12 | 9 | 43.0966
2024 | 8 | 12 | 10 | 45.4293
2024 | 8 | 12 | 11 | 47.7377
2024 | 8 | 12 | 12 | 49.6153
2024 | 8 | 12 | 13 | 51.5149
2024 | 8 | 12 | 14 | 51.2439
2024 | 8 | 12 | 15 | 50.9599
2024 | 8 | 12 | 16 | 51.8303
2024 | 8 | 12 | 17 | 60.7947
2024 | 8 | 12 | 18 | 73.8186
2024 | 8 | 12 | 19 | 78.948
2024 | 8 | 12 | 20 | 78.4639
2024 | 8 | 12 | 21 | 75.2022
2024 | 8 | 12 | 22 | 68.1293
2024 | 8 | 12 | 23 | 60.6349
2024 | 8 | 13 | 0 | 54.368
2024 | 8 | 13 | 1 | 50.279
2024 | 8 | 13 | 2 | 48.5718
2024 | 8 | 13 | 3 | 47.9758
2024 | 8 | 13 | 4 | 47.9784
2024 | 8 | 13 | 5 | 49.4252
2024 | 8 | 13 | 6 | 51.8728
2024 | 8 | 13 | 7 | 55.2265
2024 | 8 | 13 | 8 | 52.7802
2024 | 8 | 13 | 9 | 47.983
2024 | 8 | 13 | 10 | 47.6373
2024 | 8 | 13 | 11 | 47.7219
2024 | 8 | 13 | 12 | 50.6401
2024 | 8 | 13 | 13 | 51.7768
2024 | 8 | 13 | 14 | 51.6662
2024 | 8 | 13 | 15 | 51.7962
2024 | 8 | 13 | 16 | 54.8011
2024 | 8 | 13 | 17 | 62.2683
2024 | 8 | 13 | 18 | 73.2931
2024 | 8 | 13 | 19 | 74.3528
2024 | 8 | 13 | 20 | 74.2101
2024 | 8 | 13 | 21 | 71.3379
2024 | 8 | 13 | 22 | 65.0631
2024 | 8 | 13 | 23 | 58.4603
2024 | 8 | 14 | 0 | 55.6227
2024 | 8 | 14 | 1 | 54.1546
2024 | 8 | 14 | 2 | 52.2449
2024 | 8 | 14 | 3 | 51.447
2024 | 8 | 14 | 4 | 51.3187
2024 | 8 | 14 | 5 | 52.5844
2024 | 8 | 14 | 6 | 55.993
2024 | 8 | 14 | 7 | 60.9662
2024 | 8 | 14 | 8 | 63.4276
2024 | 8 | 14 | 9 | 60.9566
2024 | 8 | 14 | 10 | 57.4669
2024 | 8 | 14 | 11 | 53.9253
2024 | 8 | 14 | 12 | 56.9413
2024 | 8 | 14 | 13 | 58.0522
2024 | 8 | 14 | 14 | 57.7059
2024 | 8 | 14 | 15 | 57.6807
2024 | 8 | 14 | 16 | 64.6178
2024 | 8 | 14 | 17 | 74.1372
2024 | 8 | 14 | 18 | 82.2007
2024 | 8 | 14 | 19 | 81.3415
2024 | 8 | 14 | 20 | 80.7119
2024 | 8 | 14 | 21 | 77.3711
2024 | 8 | 14 | 22 | 70.4529
2024 | 8 | 14 | 23 | 63.2899
2024 | 8 | 15 | 0 | 59.4356
2024 | 8 | 15 | 1 | 55.0558
2024 | 8 | 15 | 2 | 52.9757
2024 | 8 | 15 | 3 | 52.0201
2024 | 8 | 15 | 4 | 51.8044
2024 | 8 | 15 | 5 | 53.2234
2024 | 8 | 15 | 6 | 56.022
2024 | 8 | 15 | 7 | 59.7807
2024 | 8 | 15 | 8 | 57.6364
2024 | 8 | 15 | 9 | 52.566
2024 | 8 | 15 | 10 | 50.7278
2024 | 8 | 15 | 11 | 50.1637
2024 | 8 | 15 | 12 | 51.9333
2024 | 8 | 15 | 13 | 53.3986
2024 | 8 | 15 | 14 | 54.3154
2024 | 8 | 15 | 15 | 54.4034
2024 | 8 | 15 | 16 | 56.7116
2024 | 8 | 15 | 17 | 66.0212
2024 | 8 | 15 | 18 | 76.576
2024 | 8 | 15 | 19 | 81.638
2024 | 8 | 15 | 20 | 80.9015
2024 | 8 | 15 | 21 | 77.5431
2024 | 8 | 15 | 22 | 70.7433
2024 | 8 | 15 | 23 | 63.4053
2024 | 8 | 16 | 0 | 58.7981
2024 | 8 | 16 | 1 | 55.1449
2024 | 8 | 16 | 2 | 53.0542
2024 | 8 | 16 | 3 | 52.1036
2024 | 8 | 16 | 4 | 51.8847
2024 | 8 | 16 | 5 | 53.0863
2024 | 8 | 16 | 6 | 55.6729
2024 | 8 | 16 | 7 | 59.5523
2024 | 8 | 16 | 8 | 57.2863
2024 | 8 | 16 | 9 | 51.9433
2024 | 8 | 16 | 10 | 49.6496
2024 | 8 | 16 | 11 | 49.172
2024 | 8 | 16 | 12 | 51.2394
2024 | 8 | 16 | 13 | 53.0054
2024 | 8 | 16 | 14 | 53.0043
2024 | 8 | 16 | 15 | 52.6623
2024 | 8 | 16 | 16 | 56.2435
2024 | 8 | 16 | 17 | 66.0281
2024 | 8 | 16 | 18 | 78.8282
2024 | 8 | 16 | 19 | 77.8463
2024 | 8 | 16 | 20 | 77.2702
2024 | 8 | 16 | 21 | 74.3218
2024 | 8 | 16 | 22 | 68.4607
2024 | 8 | 16 | 23 | 61.8485
2024 | 8 | 17 | 0 | 58.0489
2024 | 8 | 17 | 1 | 53.3677
2024 | 8 | 17 | 2 | 51.0551
2024 | 8 | 17 | 3 | 49.6377
2024 | 8 | 17 | 4 | 48.9621
2024 | 8 | 17 | 5 | 49.0909
2024 | 8 | 17 | 6 | 50.536
2024 | 8 | 17 | 7 | 53.9567
2024 | 8 | 17 | 8 | 58.2873
2024 | 8 | 17 | 9 | 57.5634
2024 | 8 | 17 | 10 | 53.4376
2024 | 8 | 17 | 11 | 50.4663
2024 | 8 | 17 | 12 | 47.6566
2024 | 8 | 17 | 13 | 47.8319
2024 | 8 | 17 | 14 | 47.5269
2024 | 8 | 17 | 15 | 49.2389
2024 | 8 | 17 | 16 | 53.2799
2024 | 8 | 17 | 17 | 63.8122
2024 | 8 | 17 | 18 | 73.4653
2024 | 8 | 17 | 19 | 76.5049
2024 | 8 | 17 | 20 | 74.8865
2024 | 8 | 17 | 21 | 71.3984
2024 | 8 | 17 | 22 | 65.6334
2024 | 8 | 17 | 23 | 59.7639
2024 | 8 | 18 | 0 | 54.4335
2024 | 8 | 18 | 1 | 49.728
2024 | 8 | 18 | 2 | 47.5064
2024 | 8 | 18 | 3 | 46.2486
2024 | 8 | 18 | 4 | 45.6776
2024 | 8 | 18 | 5 | 45.7069
2024 | 8 | 18 | 6 | 45.8234
2024 | 8 | 18 | 7 | 46.6245
2024 | 8 | 18 | 8 | 44.6329
2024 | 8 | 18 | 9 | 39.7777
2024 | 8 | 18 | 10 | 38.6844
2024 | 8 | 18 | 11 | 39.9237
2024 | 8 | 18 | 12 | 40.7549
2024 | 8 | 18 | 13 | 41.8017
2024 | 8 | 18 | 14 | 42.0377
2024 | 8 | 18 | 15 | 42.5378
2024 | 8 | 18 | 16 | 43.7299
2024 | 8 | 18 | 17 | 54.7868
2024 | 8 | 18 | 18 | 67.5471
2024 | 8 | 18 | 19 | 71.8843
2024 | 8 | 18 | 20 | 71.0512
2024 | 8 | 18 | 21 | 67.2208
2024 | 8 | 18 | 22 | 60.6656
2024 | 8 | 18 | 23 | 54.5469
2024 | 8 | 19 | 0 | 50.3413
2024 | 8 | 19 | 1 | 48.4115
2024 | 8 | 19 | 2 | 47.1117
2024 | 8 | 19 | 3 | 46.6465
2024 | 8 | 19 | 4 | 46.8022
2024 | 8 | 19 | 5 | 48.3303
2024 | 8 | 19 | 6 | 51.5731
2024 | 8 | 19 | 7 | 55.2154
2024 | 8 | 19 | 8 | 52.2998
2024 | 8 | 19 | 9 | 46.9776
2024 | 8 | 19 | 10 | 48.6462
2024 | 8 | 19 | 11 | 49.8852
2024 | 8 | 19 | 12 | 50.5145
2024 | 8 | 19 | 13 | 52.0684
2024 | 8 | 19 | 14 | 52.4625
2024 | 8 | 19 | 15 | 52.3152
2024 | 8 | 19 | 16 | 52.6944
2024 | 8 | 19 | 17 | 59.7538
2024 | 8 | 19 | 18 | 75.2411
2024 | 8 | 19 | 19 | 76.4868
2024 | 8 | 19 | 20 | 75.592
2024 | 8 | 19 | 21 | 71.5873
2024 | 8 | 19 | 22 | 64.769
2024 | 8 | 19 | 23 | 58.1953
2024 | 8 | 20 | 0 | 56.7338
2024 | 8 | 20 | 1 | 51.4561
2024 | 8 | 20 | 2 | 49.7687
2024 | 8 | 20 | 3 | 49.0868
2024 | 8 | 20 | 4 | 49.0304
2024 | 8 | 20 | 5 | 50.5913
2024 | 8 | 20 | 6 | 53.4315
2024 | 8 | 20 | 7 | 58.391
2024 | 8 | 20 | 8 | 58.762
2024 | 8 | 20 | 9 | 53.9649
2024 | 8 | 20 | 10 | 50.3793
2024 | 8 | 20 | 11 | 48.4228
2024 | 8 | 20 | 12 | 53.4192
2024 | 8 | 20 | 13 | 53.8418
2024 | 8 | 20 | 14 | 53.754
2024 | 8 | 20 | 15 | 53.9061
2024 | 8 | 20 | 16 | 58.3292
2024 | 8 | 20 | 17 | 64.1763
2024 | 8 | 20 | 18 | 75.4986
2024 | 8 | 20 | 19 | 73.7901
2024 | 8 | 20 | 20 | 73.601
2024 | 8 | 20 | 21 | 70.1911
2024 | 8 | 20 | 22 | 64.0883
2024 | 8 | 20 | 23 | 57.9197
2024 | 8 | 21 | 0 | 55.1757
2024 | 8 | 21 | 1 | 48.2202
2024 | 8 | 21 | 2 | 46.8031
2024 | 8 | 21 | 3 | 46.3282
2024 | 8 | 21 | 4 | 46.3123
2024 | 8 | 21 | 5 | 47.9529
2024 | 8 | 21 | 6 | 51.1126
2024 | 8 | 21 | 7 | 55.2555
2024 | 8 | 21 | 8 | 57.2976
2024 | 8 | 21 | 9 | 54.9609
2024 | 8 | 21 | 10 | 52.9495
2024 | 8 | 21 | 11 | 50.0167
2024 | 8 | 21 | 12 | 48.8863
2024 | 8 | 21 | 13 | 50.2643
2024 | 8 | 21 | 14 | 50.2189
2024 | 8 | 21 | 15 | 48.8595
2024 | 8 | 21 | 16 | 50.7183
2024 | 8 | 21 | 17 | 56.6464
2024 | 8 | 21 | 18 | 67.9755
2024 | 8 | 21 | 19 | 70.3854
2024 | 8 | 21 | 20 | 70.9109
2024 | 8 | 21 | 21 | 67.767
2024 | 8 | 21 | 22 | 61.4281
2024 | 8 | 21 | 23 | 55.2416
2024 | 8 | 22 | 0 | 48.4817
2024 | 8 | 22 | 1 | 47.1754
2024 | 8 | 22 | 2 | 45.8769
2024 | 8 | 22 | 3 | 45.4556
2024 | 8 | 22 | 4 | 45.5704
2024 | 8 | 22 | 5 | 47.2835
2024 | 8 | 22 | 6 | 49.89
2024 | 8 | 22 | 7 | 52.6596
2024 | 8 | 22 | 8 | 48.5356
2024 | 8 | 22 | 9 | 42.9015
2024 | 8 | 22 | 10 | 44.5409
2024 | 8 | 22 | 11 | 45.998
2024 | 8 | 22 | 12 | 46.8618
2024 | 8 | 22 | 13 | 48.8942
2024 | 8 | 22 | 14 | 49.4423
2024 | 8 | 22 | 15 | 48.5845
2024 | 8 | 22 | 16 | 48.188
2024 | 8 | 22 | 17 | 55.635
2024 | 8 | 22 | 18 | 69.2917
2024 | 8 | 22 | 19 | 74.2017
2024 | 8 | 22 | 20 | 74.5133
2024 | 8 | 22 | 21 | 71.1915
2024 | 8 | 22 | 22 | 64.6376
2024 | 8 | 22 | 23 | 57.8702
2024 | 8 | 23 | 0 | 50.8164
2024 | 8 | 23 | 1 | 48.0311
2024 | 8 | 23 | 2 | 46.5669
2024 | 8 | 23 | 3 | 45.954
2024 | 8 | 23 | 4 | 45.9869
2024 | 8 | 23 | 5 | 47.6497
2024 | 8 | 23 | 6 | 50.3136
2024 | 8 | 23 | 7 | 53.9792
2024 | 8 | 23 | 8 | 51.1641
2024 | 8 | 23 | 9 | 45.5623
2024 | 8 | 23 | 10 | 45.4333
2024 | 8 | 23 | 11 | 45.7049
2024 | 8 | 23 | 12 | 47.916
2024 | 8 | 23 | 13 | 49.1521
2024 | 8 | 23 | 14 | 48.4696
2024 | 8 | 23 | 15 | 47.0048
2024 | 8 | 23 | 16 | 48.4737
2024 | 8 | 23 | 17 | 54.844
2024 | 8 | 23 | 18 | 64.0387
2024 | 8 | 23 | 19 | 68.387
2024 | 8 | 23 | 20 | 68.4641
2024 | 8 | 23 | 21 | 65.4295
2024 | 8 | 23 | 22 | 59.8789
2024 | 8 | 23 | 23 | 53.9179
2024 | 8 | 24 | 0 | 51.2578
2024 | 8 | 24 | 1 | 46.0189
2024 | 8 | 24 | 2 | 44.1369
2024 | 8 | 24 | 3 | 43.0879
2024 | 8 | 24 | 4 | 42.6939
2024 | 8 | 24 | 5 | 42.9057
2024 | 8 | 24 | 6 | 42.8272
2024 | 8 | 24 | 7 | 44.2679
2024 | 8 | 24 | 8 | 42.2975
2024 | 8 | 24 | 9 | 35.8195
2024 | 8 | 24 | 10 | 34.8331
2024 | 8 | 24 | 11 | 36.2238
2024 | 8 | 24 | 12 | 36.9045
2024 | 8 | 24 | 13 | 37.146
2024 | 8 | 24 | 14 | 36.4071
2024 | 8 | 24 | 15 | 36.2053
2024 | 8 | 24 | 16 | 36.0271
2024 | 8 | 24 | 17 | 45.9468
2024 | 8 | 24 | 18 | 61.9345
2024 | 8 | 24 | 19 | 66.2233
2024 | 8 | 24 | 20 | 65.4896
2024 | 8 | 24 | 21 | 61.4668
2024 | 8 | 24 | 22 | 55.7751
2024 | 8 | 24 | 23 | 50.5613
2024 | 8 | 25 | 0 | 47.0335
2024 | 8 | 25 | 1 | 44.318
2024 | 8 | 25 | 2 | 42.5232
2024 | 8 | 25 | 3 | 41.5674
2024 | 8 | 25 | 4 | 41.3274
2024 | 8 | 25 | 5 | 41.4524
2024 | 8 | 25 | 6 | 41.0612
2024 | 8 | 25 | 7 | 41.9014
2024 | 8 | 25 | 8 | 39.9822
2024 | 8 | 25 | 9 | 32.8916
2024 | 8 | 25 | 10 | 31.6879
2024 | 8 | 25 | 11 | 33.8205
2024 | 8 | 25 | 12 | 35.2059
2024 | 8 | 25 | 13 | 35.9789
2024 | 8 | 25 | 14 | 36.8093
2024 | 8 | 25 | 15 | 37.8707
2024 | 8 | 25 | 16 | 38.4755
2024 | 8 | 25 | 17 | 49.405
2024 | 8 | 25 | 18 | 65.4254
2024 | 8 | 25 | 19 | 69.6307
2024 | 8 | 25 | 20 | 69.1528
2024 | 8 | 25 | 21 | 64.8317
2024 | 8 | 25 | 22 | 58.249
2024 | 8 | 25 | 23 | 52.3173
2024 | 8 | 26 | 0 | 48.6072
2024 | 8 | 26 | 1 | 45.5804
2024 | 8 | 26 | 2 | 44.5535
2024 | 8 | 26 | 3 | 44.2171
2024 | 8 | 26 | 4 | 44.4996
2024 | 8 | 26 | 5 | 46.3133
2024 | 8 | 26 | 6 | 49.1957
2024 | 8 | 26 | 7 | 52.9648
2024 | 8 | 26 | 8 | 49.4433
2024 | 8 | 26 | 9 | 42.222
2024 | 8 | 26 | 10 | 43.2507
2024 | 8 | 26 | 11 | 45.171
2024 | 8 | 26 | 12 | 46.648
2024 | 8 | 26 | 13 | 48.5183
2024 | 8 | 26 | 14 | 48.3502
2024 | 8 | 26 | 15 | 47.9718
2024 | 8 | 26 | 16 | 49.2916
2024 | 8 | 26 | 17 | 58.493
2024 | 8 | 26 | 18 | 72.0201
2024 | 8 | 26 | 19 | 77.4123
2024 | 8 | 26 | 20 | 77.0378
2024 | 8 | 26 | 21 | 72.6962
2024 | 8 | 26 | 22 | 65.5469
2024 | 8 | 26 | 23 | 58.6148
2024 | 8 | 27 | 0 | 53.814
2024 | 8 | 27 | 1 | 51.7305
2024 | 8 | 27 | 2 | 50.1145
2024 | 8 | 27 | 3 | 49.5282
2024 | 8 | 27 | 4 | 49.5777
2024 | 8 | 27 | 5 | 51.1463
2024 | 8 | 27 | 6 | 54.1288
2024 | 8 | 27 | 7 | 58.5296
2024 | 8 | 27 | 8 | 54.9564
2024 | 8 | 27 | 9 | 46.7406
2024 | 8 | 27 | 10 | 45.0631
2024 | 8 | 27 | 11 | 45.5547
2024 | 8 | 27 | 12 | 47.7009
2024 | 8 | 27 | 13 | 49.4596
2024 | 8 | 27 | 14 | 49.5828
2024 | 8 | 27 | 15 | 50.0633
2024 | 8 | 27 | 16 | 53.3515
2024 | 8 | 27 | 17 | 64.0026
2024 | 8 | 27 | 18 | 76.5352
2024 | 8 | 27 | 19 | 81.4332
2024 | 8 | 27 | 20 | 80.9487
2024 | 8 | 27 | 21 | 76.5198
2024 | 8 | 27 | 22 | 69.3387
2024 | 8 | 27 | 23 | 62.1853
2024 | 8 | 28 | 0 | 57.4142
2024 | 8 | 28 | 1 | 53.6372
2024 | 8 | 28 | 2 | 51.8828
2024 | 8 | 28 | 3 | 51.1136
2024 | 8 | 28 | 4 | 51.0538
2024 | 8 | 28 | 5 | 52.5659
2024 | 8 | 28 | 6 | 55.1185
2024 | 8 | 28 | 7 | 59.1086
2024 | 8 | 28 | 8 | 55.4164
2024 | 8 | 28 | 9 | 47.1282
2024 | 8 | 28 | 10 | 45.1844
2024 | 8 | 28 | 11 | 45.9143
2024 | 8 | 28 | 12 | 47.9172
2024 | 8 | 28 | 13 | 50.1184
2024 | 8 | 28 | 14 | 50.5205
2024 | 8 | 28 | 15 | 50.1689
2024 | 8 | 28 | 16 | 51.6765
2024 | 8 | 28 | 17 | 62.587
2024 | 8 | 28 | 18 | 75.4614
2024 | 8 | 28 | 19 | 80.1149
2024 | 8 | 28 | 20 | 79.5357
2024 | 8 | 28 | 21 | 75.1397
2024 | 8 | 28 | 22 | 68.0588
2024 | 8 | 28 | 23 | 61.1534
2024 | 8 | 29 | 0 | 56.8619
2024 | 8 | 29 | 1 | 53.3328
2024 | 8 | 29 | 2 | 51.5962
2024 | 8 | 29 | 3 | 50.8302
2024 | 8 | 29 | 4 | 50.841
2024 | 8 | 29 | 5 | 52.379
2024 | 8 | 29 | 6 | 55.642
2024 | 8 | 29 | 7 | 59.6479
2024 | 8 | 29 | 8 | 56.5148
2024 | 8 | 29 | 9 | 49.4586
2024 | 8 | 29 | 10 | 48.4882
2024 | 8 | 29 | 11 | 48.5381
2024 | 8 | 29 | 12 | 48.5735
2024 | 8 | 29 | 13 | 50.6828
2024 | 8 | 29 | 14 | 51.2148
2024 | 8 | 29 | 15 | 51.436
2024 | 8 | 29 | 16 | 53.0204
2024 | 8 | 29 | 17 | 63.0718
2024 | 8 | 29 | 18 | 76.028
2024 | 8 | 29 | 19 | 80.7408
2024 | 8 | 29 | 20 | 80.0946
2024 | 8 | 29 | 21 | 75.7573
2024 | 8 | 29 | 22 | 68.9585
2024 | 8 | 29 | 23 | 62.0326
2024 | 8 | 30 | 0 | 57.4901
2024 | 8 | 30 | 1 | 54.5505
2024 | 8 | 30 | 2 | 52.7383
2024 | 8 | 30 | 3 | 51.8157
2024 | 8 | 30 | 4 | 51.7445
2024 | 8 | 30 | 5 | 53.1681
2024 | 8 | 30 | 6 | 56.2457
2024 | 8 | 30 | 7 | 60.7871
2024 | 8 | 30 | 8 | 57.4172
2024 | 8 | 30 | 9 | 49.4576
2024 | 8 | 30 | 10 | 47.3932
2024 | 8 | 30 | 11 | 47.515
2024 | 8 | 30 | 12 | 49.4813
2024 | 8 | 30 | 13 | 51.4771
2024 | 8 | 30 | 14 | 50.9996
2024 | 8 | 30 | 15 | 50.9388
2024 | 8 | 30 | 16 | 53.5796
2024 | 8 | 30 | 17 | 63.8418
2024 | 8 | 30 | 18 | 76.0498
2024 | 8 | 30 | 19 | 79.7062
2024 | 8 | 30 | 20 | 78.8958
2024 | 8 | 30 | 21 | 74.8433
2024 | 8 | 30 | 22 | 68.778
2024 | 8 | 30 | 23 | 62.1132
2024 | 8 | 31 | 0 | 57.3042
2024 | 8 | 31 | 1 | 54.6183
2024 | 8 | 31 | 2 | 52.3699
2024 | 8 | 31 | 3 | 50.9367
2024 | 8 | 31 | 4 | 50.3675
2024 | 8 | 31 | 5 | 50.4947
2024 | 8 | 31 | 6 | 52.0818
2024 | 8 | 31 | 7 | 55.6702
2024 | 8 | 31 | 8 | 56.1463
2024 | 8 | 31 | 9 | 50.8267
2024 | 8 | 31 | 10 | 48.1528
2024 | 8 | 31 | 11 | 47.1946
2024 | 8 | 31 | 12 | 45.8817
2024 | 8 | 31 | 13 | 46.1971
2024 | 8 | 31 | 14 | 46.3996
2024 | 8 | 31 | 15 | 48.973
2024 | 8 | 31 | 16 | 52.9967
2024 | 8 | 31 | 17 | 64.858
2024 | 8 | 31 | 18 | 77.7085
2024 | 8 | 31 | 19 | 77.1203
2024 | 8 | 31 | 20 | 75.2242
2024 | 8 | 31 | 21 | 70.9529
2024 | 8 | 31 | 22 | 65.7334
2024 | 8 | 31 | 23 | 60.5391
2024 | 9 | 1 | 0 | 57.9893
2024 | 9 | 1 | 1 | 51.243
2024 | 9 | 1 | 2 | 49.3466
2024 | 9 | 1 | 3 | 48.3581
2024 | 9 | 1 | 4 | 47.6482
2024 | 9 | 1 | 5 | 47.7729
2024 | 9 | 1 | 6 | 49.8213
2024 | 9 | 1 | 7 | 53.4862
2024 | 9 | 1 | 8 | 58.3462
2024 | 9 | 1 | 9 | 58.5584
2024 | 9 | 1 | 10 | 55.0636
2024 | 9 | 1 | 11 | 49.6921
2024 | 9 | 1 | 12 | 51.0827
2024 | 9 | 1 | 13 | 50.881
2024 | 9 | 1 | 14 | 49.2277
2024 | 9 | 1 | 15 | 48.2626
2024 | 9 | 1 | 16 | 53.5572
2024 | 9 | 1 | 17 | 60.3616
2024 | 9 | 1 | 18 | 67.4205
2024 | 9 | 1 | 19 | 62.5757
2024 | 9 | 1 | 20 | 61.3034
2024 | 9 | 1 | 21 | 57.1423
2024 | 9 | 1 | 22 | 52.4095
2024 | 9 | 1 | 23 | 48.5371
2024 | 9 | 2 | 0 | 48.0282
2024 | 9 | 2 | 1 | 49.5863
2024 | 9 | 2 | 2 | 48.0077
2024 | 9 | 2 | 3 | 47.3367
2024 | 9 | 2 | 4 | 47.119
2024 | 9 | 2 | 5 | 47.6063
2024 | 9 | 2 | 6 | 48.5765
2024 | 9 | 2 | 7 | 51.9472
2024 | 9 | 2 | 8 | 59.1613
2024 | 9 | 2 | 9 | 63.6247
2024 | 9 | 2 | 10 | 57.3284
2024 | 9 | 2 | 11 | 50.8986
2024 | 9 | 2 | 12 | 52.3131
2024 | 9 | 2 | 13 | 52.8358
2024 | 9 | 2 | 14 | 51.7121
2024 | 9 | 2 | 15 | 54.504
2024 | 9 | 2 | 16 | 56.847
2024 | 9 | 2 | 17 | 62.1607
2024 | 9 | 2 | 18 | 69.604
2024 | 9 | 2 | 19 | 64.0341
2024 | 9 | 2 | 20 | 62.911
2024 | 9 | 2 | 21 | 57.306
2024 | 9 | 2 | 22 | 51.6853
2024 | 9 | 2 | 23 | 47.5967
2024 | 9 | 3 | 0 | 45.3276
2024 | 9 | 3 | 1 | 48.7902
2024 | 9 | 3 | 2 | 47.7954
2024 | 9 | 3 | 3 | 47.5973
2024 | 9 | 3 | 4 | 47.7545
2024 | 9 | 3 | 5 | 49.5277
2024 | 9 | 3 | 6 | 53.0242
2024 | 9 | 3 | 7 | 58.4284
2024 | 9 | 3 | 8 | 58.3157
2024 | 9 | 3 | 9 | 54.7677
2024 | 9 | 3 | 10 | 53.5893
2024 | 9 | 3 | 11 | 51.6666
2024 | 9 | 3 | 12 | 55.683
2024 | 9 | 3 | 13 | 56.5569
2024 | 9 | 3 | 14 | 55.3574
2024 | 9 | 3 | 15 | 54.4657
2024 | 9 | 3 | 16 | 58.1256
2024 | 9 | 3 | 17 | 62.9569
2024 | 9 | 3 | 18 | 71.1302
2024 | 9 | 3 | 19 | 67.8478
2024 | 9 | 3 | 20 | 67.4334
2024 | 9 | 3 | 21 | 63.4561
2024 | 9 | 3 | 22 | 58.3358
2024 | 9 | 3 | 23 | 53.3022
2024 | 9 | 4 | 0 | 52.0655
2024 | 9 | 4 | 1 | 48.4999
2024 | 9 | 4 | 2 | 47.5672
2024 | 9 | 4 | 3 | 47.4221
2024 | 9 | 4 | 4 | 47.5765
2024 | 9 | 4 | 5 | 49.3411
2024 | 9 | 4 | 6 | 53.2474
2024 | 9 | 4 | 7 | 58.3803
2024 | 9 | 4 | 8 | 58.8602
2024 | 9 | 4 | 9 | 55.927
2024 | 9 | 4 | 10 | 55.282
2024 | 9 | 4 | 11 | 52.8723
2024 | 9 | 4 | 12 | 52.5695
2024 | 9 | 4 | 13 | 54.3538
2024 | 9 | 4 | 14 | 53.3871
2024 | 9 | 4 | 15 | 51.5282
2024 | 9 | 4 | 16 | 52.7968
2024 | 9 | 4 | 17 | 59.6443
2024 | 9 | 4 | 18 | 70.8453
2024 | 9 | 4 | 19 | 72.8829
2024 | 9 | 4 | 20 | 72.3772
2024 | 9 | 4 | 21 | 67.9291
2024 | 9 | 4 | 22 | 61.696
2024 | 9 | 4 | 23 | 55.7122
2024 | 9 | 5 | 0 | 51.1911
2024 | 9 | 5 | 1 | 50.1773
2024 | 9 | 5 | 2 | 49.0484
2024 | 9 | 5 | 3 | 48.7655
2024 | 9 | 5 | 4 | 48.9153
2024 | 9 | 5 | 5 | 50.7055
2024 | 9 | 5 | 6 | 54.2297
2024 | 9 | 5 | 7 | 59.0599
2024 | 9 | 5 | 8 | 56.4616
2024 | 9 | 5 | 9 | 51.1524
2024 | 9 | 5 | 10 | 50.7519
2024 | 9 | 5 | 11 | 50.1422
2024 | 9 | 5 | 12 | 53.7121
2024 | 9 | 5 | 13 | 55.2494
2024 | 9 | 5 | 14 | 54.6413
2024 | 9 | 5 | 15 | 53.5605
2024 | 9 | 5 | 16 | 55.8168
2024 | 9 | 5 | 17 | 63.0916
2024 | 9 | 5 | 18 | 73.7693
2024 | 9 | 5 | 19 | 72.2169
2024 | 9 | 5 | 20 | 71.7458
2024 | 9 | 5 | 21 | 67.7054
2024 | 9 | 5 | 22 | 62.3402
2024 | 9 | 5 | 23 | 56.8207
2024 | 9 | 6 | 0 | 55.2408
2024 | 9 | 6 | 1 | 48.4949
2024 | 9 | 6 | 2 | 47.4301
2024 | 9 | 6 | 3 | 47.1028
2024 | 9 | 6 | 4 | 47.1971
2024 | 9 | 6 | 5 | 49.0006
2024 | 9 | 6 | 6 | 52.8874
2024 | 9 | 6 | 7 | 58.2827
2024 | 9 | 6 | 8 | 59.3514
2024 | 9 | 6 | 9 | 56.3089
2024 | 9 | 6 | 10 | 54.046
2024 | 9 | 6 | 11 | 50.994
2024 | 9 | 6 | 12 | 52.3116
2024 | 9 | 6 | 13 | 53.2963
2024 | 9 | 6 | 14 | 51.5616
2024 | 9 | 6 | 15 | 49.5635
2024 | 9 | 6 | 16 | 51.904
2024 | 9 | 6 | 17 | 56.1111
2024 | 9 | 6 | 18 | 64.9511
2024 | 9 | 6 | 19 | 65.612
2024 | 9 | 6 | 20 | 64.7866
2024 | 9 | 6 | 21 | 60.5344
2024 | 9 | 6 | 22 | 55.5572
2024 | 9 | 6 | 23 | 50.5213
2024 | 9 | 7 | 0 | 48.6431
2024 | 9 | 7 | 1 | 47.2234
2024 | 9 | 7 | 2 | 45.9327
2024 | 9 | 7 | 3 | 45.3125
2024 | 9 | 7 | 4 | 45.11
2024 | 9 | 7 | 5 | 45.6411
2024 | 9 | 7 | 6 | 48.2512
2024 | 9 | 7 | 7 | 53.5408
2024 | 9 | 7 | 8 | 58.1084
2024 | 9 | 7 | 9 | 53.5078
2024 | 9 | 7 | 10 | 46.511
2024 | 9 | 7 | 11 | 40.8325
2024 | 9 | 7 | 12 | 42.2125
2024 | 9 | 7 | 13 | 42.8719
2024 | 9 | 7 | 14 | 41.8927
2024 | 9 | 7 | 15 | 43.3772
2024 | 9 | 7 | 16 | 47.9742
2024 | 9 | 7 | 17 | 58.3625
2024 | 9 | 7 | 18 | 70.5346
2024 | 9 | 7 | 19 | 68.5945
2024 | 9 | 7 | 20 | 67.0353
2024 | 9 | 7 | 21 | 61.7544
2024 | 9 | 7 | 22 | 56.8144
2024 | 9 | 7 | 23 | 52.3648
2024 | 9 | 8 | 0 | 48.4235
2024 | 9 | 8 | 1 | 47.0252
2024 | 9 | 8 | 2 | 45.7727
2024 | 9 | 8 | 3 | 45.0864
2024 | 9 | 8 | 4 | 44.9663
2024 | 9 | 8 | 5 | 45.4762
2024 | 9 | 8 | 6 | 47.2396
2024 | 9 | 8 | 7 | 51.3744
2024 | 9 | 8 | 8 | 54.1176
2024 | 9 | 8 | 9 | 47.3904
2024 | 9 | 8 | 10 | 41.506
2024 | 9 | 8 | 11 | 37.3812
2024 | 9 | 8 | 12 | 39.609
2024 | 9 | 8 | 13 | 41.0604
2024 | 9 | 8 | 14 | 38.9101
2024 | 9 | 8 | 15 | 40.5573
2024 | 9 | 8 | 16 | 45.5532
2024 | 9 | 8 | 17 | 56.7873
2024 | 9 | 8 | 18 | 70.9369
2024 | 9 | 8 | 19 | 68.4674
2024 | 9 | 8 | 20 | 66.8736
2024 | 9 | 8 | 21 | 61.6294
2024 | 9 | 8 | 22 | 56.3505
2024 | 9 | 8 | 23 | 51.8554
2024 | 9 | 9 | 0 | 48.7362
2024 | 9 | 9 | 1 | 43.9625
2024 | 9 | 9 | 2 | 43.5799
2024 | 9 | 9 | 3 | 43.6926
2024 | 9 | 9 | 4 | 44.1306
2024 | 9 | 9 | 5 | 46.3117
2024 | 9 | 9 | 6 | 50.8016
2024 | 9 | 9 | 7 | 57.1947
2024 | 9 | 9 | 8 | 58.8347
2024 | 9 | 9 | 9 | 53.8199
2024 | 9 | 9 | 10 | 51.6135
2024 | 9 | 9 | 11 | 47.9463
2024 | 9 | 9 | 12 | 49.7785
2024 | 9 | 9 | 13 | 50.7957
2024 | 9 | 9 | 14 | 49.3804
2024 | 9 | 9 | 15 | 49.0924
2024 | 9 | 9 | 16 | 51.0882
2024 | 9 | 9 | 17 | 57.498
2024 | 9 | 9 | 18 | 70.4418
2024 | 9 | 9 | 19 | 69.843
2024 | 9 | 9 | 20 | 68.7518
2024 | 9 | 9 | 21 | 63.8359
2024 | 9 | 9 | 22 | 58.2445
2024 | 9 | 9 | 23 | 53.317
2024 | 9 | 10 | 0 | 50.1456
2024 | 9 | 10 | 1 | 47.4075
2024 | 9 | 10 | 2 | 46.6908
2024 | 9 | 10 | 3 | 46.6807
2024 | 9 | 10 | 4 | 47.0917
2024 | 9 | 10 | 5 | 49.1184
2024 | 9 | 10 | 6 | 54.0476
2024 | 9 | 10 | 7 | 60.4813
2024 | 9 | 10 | 8 | 60.2578
2024 | 9 | 10 | 9 | 54.7093
2024 | 9 | 10 | 10 | 52.147
2024 | 9 | 10 | 11 | 48.4881
2024 | 9 | 10 | 12 | 49.8688
2024 | 9 | 10 | 13 | 51.2504
2024 | 9 | 10 | 14 | 50.2888
2024 | 9 | 10 | 15 | 50.8105
2024 | 9 | 10 | 16 | 52.8839
2024 | 9 | 10 | 17 | 59.0732
2024 | 9 | 10 | 18 | 68.6083
2024 | 9 | 10 | 19 | 69.4412
2024 | 9 | 10 | 20 | 68.7153
2024 | 9 | 10 | 21 | 64.0269
2024 | 9 | 10 | 22 | 58.7437
2024 | 9 | 10 | 23 | 53.8965
2024 | 9 | 11 | 0 | 51.4543
2024 | 9 | 11 | 1 | 48.5196
2024 | 9 | 11 | 2 | 47.8087
2024 | 9 | 11 | 3 | 47.7267
2024 | 9 | 11 | 4 | 48.1339
2024 | 9 | 11 | 5 | 50.1209
2024 | 9 | 11 | 6 | 53.6978
2024 | 9 | 11 | 7 | 60.3577
2024 | 9 | 11 | 8 | 61.3409
2024 | 9 | 11 | 9 | 55.0881
2024 | 9 | 11 | 10 | 51.4314
2024 | 9 | 11 | 11 | 47.2264
2024 | 9 | 11 | 12 | 49.1036
2024 | 9 | 11 | 13 | 51.1798
2024 | 9 | 11 | 14 | 50.2908
2024 | 9 | 11 | 15 | 49.855
2024 | 9 | 11 | 16 | 50.709
2024 | 9 | 11 | 17 | 57.7794
2024 | 9 | 11 | 18 | 69.0498
2024 | 9 | 11 | 19 | 69.8266
2024 | 9 | 11 | 20 | 69.2031
2024 | 9 | 11 | 21 | 64.5439
2024 | 9 | 11 | 22 | 59.1734
2024 | 9 | 11 | 23 | 54.1566
2024 | 9 | 12 | 0 | 51.7436
2024 | 9 | 12 | 1 | 47.6973
2024 | 9 | 12 | 2 | 46.9893
2024 | 9 | 12 | 3 | 46.9133
2024 | 9 | 12 | 4 | 47.3187
2024 | 9 | 12 | 5 | 49.3939
2024 | 9 | 12 | 6 | 52.7761
2024 | 9 | 12 | 7 | 57.8762
2024 | 9 | 12 | 8 | 53.6872
2024 | 9 | 12 | 9 | 45.83
2024 | 9 | 12 | 10 | 45.8831
2024 | 9 | 12 | 11 | 44.8258
2024 | 9 | 12 | 12 | 45.9628
2024 | 9 | 12 | 13 | 47.9584
2024 | 9 | 12 | 14 | 48.0517
2024 | 9 | 12 | 15 | 47.1691
2024 | 9 | 12 | 16 | 45.6922
2024 | 9 | 12 | 17 | 51.1713
2024 | 9 | 12 | 18 | 63.64
2024 | 9 | 12 | 19 | 67.1977
2024 | 9 | 12 | 20 | 66.8772
2024 | 9 | 12 | 21 | 62.8583
2024 | 9 | 12 | 22 | 57.8738
2024 | 9 | 12 | 23 | 52.9699
2024 | 9 | 13 | 0 | 51.6876
2024 | 9 | 13 | 1 | 48.1325
2024 | 9 | 13 | 2 | 47.4644
2024 | 9 | 13 | 3 | 47.3605
2024 | 9 | 13 | 4 | 47.7575
2024 | 9 | 13 | 5 | 49.7256
2024 | 9 | 13 | 6 | 53.0219
2024 | 9 | 13 | 7 | 58.1707
2024 | 9 | 13 | 8 | 53.3886
2024 | 9 | 13 | 9 | 44.3188
2024 | 9 | 13 | 10 | 42.6352
2024 | 9 | 13 | 11 | 41.5859
2024 | 9 | 13 | 12 | 42.9813
2024 | 9 | 13 | 13 | 44.9276
2024 | 9 | 13 | 14 | 43.7579
2024 | 9 | 13 | 15 | 42.7548
2024 | 9 | 13 | 16 | 42.8417
2024 | 9 | 13 | 17 | 49.2786
2024 | 9 | 13 | 18 | 62.6237
2024 | 9 | 13 | 19 | 65.9186
2024 | 9 | 13 | 20 | 65.4241
2024 | 9 | 13 | 21 | 61.5394
2024 | 9 | 13 | 22 | 56.9535
2024 | 9 | 13 | 23 | 52.1721
2024 | 9 | 14 | 0 | 50.6397
2024 | 9 | 14 | 1 | 47.1192
2024 | 9 | 14 | 2 | 45.9254
2024 | 9 | 14 | 3 | 45.2468
2024 | 9 | 14 | 4 | 45.2121
2024 | 9 | 14 | 5 | 45.7391
2024 | 9 | 14 | 6 | 47.2171
2024 | 9 | 14 | 7 | 50.2489
2024 | 9 | 14 | 8 | 47.6768
2024 | 9 | 14 | 9 | 40.0794
2024 | 9 | 14 | 10 | 38.3141
2024 | 9 | 14 | 11 | 38.6634
2024 | 9 | 14 | 12 | 41.2767
2024 | 9 | 14 | 13 | 41.0792
2024 | 9 | 14 | 14 | 37.7533
2024 | 9 | 14 | 15 | 37.8854
2024 | 9 | 14 | 16 | 39.7674
2024 | 9 | 14 | 17 | 49.6604
2024 | 9 | 14 | 18 | 62.5532
2024 | 9 | 14 | 19 | 64.0615
2024 | 9 | 14 | 20 | 62.3868
2024 | 9 | 14 | 21 | 57.4036
2024 | 9 | 14 | 22 | 52.8974
2024 | 9 | 14 | 23 | 48.9232
2024 | 9 | 15 | 0 | 47.4043
2024 | 9 | 15 | 1 | 44.7089
2024 | 9 | 15 | 2 | 43.6028
2024 | 9 | 15 | 3 | 43.0761
2024 | 9 | 15 | 4 | 43.1392
2024 | 9 | 15 | 5 | 43.5416
2024 | 9 | 15 | 6 | 45.109
2024 | 9 | 15 | 7 | 47.6679
2024 | 9 | 15 | 8 | 46.527
2024 | 9 | 15 | 9 | 40.5492
2024 | 9 | 15 | 10 | 38.9459
2024 | 9 | 15 | 11 | 37.8196
2024 | 9 | 15 | 12 | 40.7584
2024 | 9 | 15 | 13 | 41.2744
2024 | 9 | 15 | 14 | 40.3998
2024 | 9 | 15 | 15 | 41.2101
2024 | 9 | 15 | 16 | 43.6049
2024 | 9 | 15 | 17 | 53.3824
2024 | 9 | 15 | 18 | 66.8149
2024 | 9 | 15 | 19 | 66.4356
2024 | 9 | 15 | 20 | 64.6032
2024 | 9 | 15 | 21 | 59.1645
2024 | 9 | 15 | 22 | 53.8759
2024 | 9 | 15 | 23 | 49.4563
2024 | 9 | 16 | 0 | 46.5678
2024 | 9 | 16 | 1 | 44.2631
2024 | 9 | 16 | 2 | 43.8905
2024 | 9 | 16 | 3 | 43.9566
2024 | 9 | 16 | 4 | 44.4766
2024 | 9 | 16 | 5 | 46.6783
2024 | 9 | 16 | 6 | 51.1753
2024 | 9 | 16 | 7 | 57.9684
2024 | 9 | 16 | 8 | 59.7311
2024 | 9 | 16 | 9 | 54.7051
2024 | 9 | 16 | 10 | 51.7577
2024 | 9 | 16 | 11 | 48.3734
2024 | 9 | 16 | 12 | 48.5135
2024 | 9 | 16 | 13 | 50.036
2024 | 9 | 16 | 14 | 48.865
2024 | 9 | 16 | 15 | 49.2715
2024 | 9 | 16 | 16 | 50.6328
2024 | 9 | 16 | 17 | 58.1027
2024 | 9 | 16 | 18 | 70.9446
2024 | 9 | 16 | 19 | 70.7986
2024 | 9 | 16 | 20 | 69.0683
2024 | 9 | 16 | 21 | 63.8942
2024 | 9 | 16 | 22 | 58.6365
2024 | 9 | 16 | 23 | 53.8682
2024 | 9 | 17 | 0 | 50.1715
2024 | 9 | 17 | 1 | 48.5951
2024 | 9 | 17 | 2 | 48.0875
2024 | 9 | 17 | 3 | 48.2027
2024 | 9 | 17 | 4 | 48.6427
2024 | 9 | 17 | 5 | 50.7572
2024 | 9 | 17 | 6 | 54.4549
2024 | 9 | 17 | 7 | 59.9665
2024 | 9 | 17 | 8 | 56.1788
2024 | 9 | 17 | 9 | 46.7451
2024 | 9 | 17 | 10 | 42.7211
2024 | 9 | 17 | 11 | 40.682
2024 | 9 | 17 | 12 | 42.2786
2024 | 9 | 17 | 13 | 43.8375
2024 | 9 | 17 | 14 | 41.7707
2024 | 9 | 17 | 15 | 42.7677
2024 | 9 | 17 | 16 | 45.1458
2024 | 9 | 17 | 17 | 53.4612
2024 | 9 | 17 | 18 | 64.8854
2024 | 9 | 17 | 19 | 67.7302
2024 | 9 | 17 | 20 | 67.1576
2024 | 9 | 17 | 21 | 62.8445
2024 | 9 | 17 | 22 | 57.7067
2024 | 9 | 17 | 23 | 52.8069
2024 | 9 | 18 | 0 | 51.7226
2024 | 9 | 18 | 1 | 49.7802
2024 | 9 | 18 | 2 | 49.2036
2024 | 9 | 18 | 3 | 49.3277
2024 | 9 | 18 | 4 | 49.8243
2024 | 9 | 18 | 5 | 52.0983
2024 | 9 | 18 | 6 | 55.0456
2024 | 9 | 18 | 7 | 61.2016
2024 | 9 | 18 | 8 | 61.7584
2024 | 9 | 18 | 9 | 56.7682
2024 | 9 | 18 | 10 | 52.0928
2024 | 9 | 18 | 11 | 47.5338
2024 | 9 | 18 | 12 | 49.1153
2024 | 9 | 18 | 13 | 50.4308
2024 | 9 | 18 | 14 | 48.5253
2024 | 9 | 18 | 15 | 49.3497
2024 | 9 | 18 | 16 | 52.3748
2024 | 9 | 18 | 17 | 61.4287
2024 | 9 | 18 | 18 | 68.9383
2024 | 9 | 18 | 19 | 69.1557
2024 | 9 | 18 | 20 | 68.0357
2024 | 9 | 18 | 21 | 63.4071
2024 | 9 | 18 | 22 | 58.0604
2024 | 9 | 18 | 23 | 53.0527
2024 | 9 | 19 | 0 | 51.2961
2024 | 9 | 19 | 1 | 50.2019
2024 | 9 | 19 | 2 | 49.6097
2024 | 9 | 19 | 3 | 49.666
2024 | 9 | 19 | 4 | 50.0912
2024 | 9 | 19 | 5 | 52.4451
2024 | 9 | 19 | 6 | 56.8628
2024 | 9 | 19 | 7 | 63.4019
2024 | 9 | 19 | 8 | 63.0681
2024 | 9 | 19 | 9 | 54.77
2024 | 9 | 19 | 10 | 49.5806
2024 | 9 | 19 | 11 | 44.9301
2024 | 9 | 19 | 12 | 49.7173
2024 | 9 | 19 | 13 | 50.1309
2024 | 9 | 19 | 14 | 47.808
2024 | 9 | 19 | 15 | 49.3321
2024 | 9 | 19 | 16 | 53.9196
2024 | 9 | 19 | 17 | 63.8999
2024 | 9 | 19 | 18 | 69.4421
2024 | 9 | 19 | 19 | 70.1646
2024 | 9 | 19 | 20 | 68.9363
2024 | 9 | 19 | 21 | 64.4902
2024 | 9 | 19 | 22 | 59.3779
2024 | 9 | 19 | 23 | 54.5278
2024 | 9 | 20 | 0 | 51.9446
2024 | 9 | 20 | 1 | 51.1672
2024 | 9 | 20 | 2 | 50.4751
2024 | 9 | 20 | 3 | 50.3869
2024 | 9 | 20 | 4 | 50.8568
2024 | 9 | 20 | 5 | 53.0964
2024 | 9 | 20 | 6 | 57.6855
2024 | 9 | 20 | 7 | 63.8448
2024 | 9 | 20 | 8 | 60.4854
2024 | 9 | 20 | 9 | 51.1219
2024 | 9 | 20 | 10 | 47.5012
2024 | 9 | 20 | 11 | 45.0951
2024 | 9 | 20 | 12 | 46.4369
2024 | 9 | 20 | 13 | 47.5431
2024 | 9 | 20 | 14 | 46.1865
2024 | 9 | 20 | 15 | 46.9876
2024 | 9 | 20 | 16 | 49.0223
2024 | 9 | 20 | 17 | 57.8328
2024 | 9 | 20 | 18 | 71.776
2024 | 9 | 20 | 19 | 71.4602
2024 | 9 | 20 | 20 | 69.2901
2024 | 9 | 20 | 21 | 64.7702
2024 | 9 | 20 | 22 | 60.4778
2024 | 9 | 20 | 23 | 56.1159
2024 | 9 | 21 | 0 | 51.3149
2024 | 9 | 21 | 1 | 49.0497
2024 | 9 | 21 | 2 | 48.0864
2024 | 9 | 21 | 3 | 47.7325
2024 | 9 | 21 | 4 | 47.6733
2024 | 9 | 21 | 5 | 48.6296
2024 | 9 | 21 | 6 | 50.4843
2024 | 9 | 21 | 7 | 54.8578
2024 | 9 | 21 | 8 | 58.9543
2024 | 9 | 21 | 9 | 57.1353
2024 | 9 | 21 | 10 | 53.6176
2024 | 9 | 21 | 11 | 50.5968
2024 | 9 | 21 | 12 | 50.9147
2024 | 9 | 21 | 13 | 48.0914
2024 | 9 | 21 | 14 | 43.7265
2024 | 9 | 21 | 15 | 44.8143
2024 | 9 | 21 | 16 | 50.0636
2024 | 9 | 21 | 17 | 58.1412
2024 | 9 | 21 | 18 | 61.4726
2024 | 9 | 21 | 19 | 57.6058
2024 | 9 | 21 | 20 | 55.2376
2024 | 9 | 21 | 21 | 50.9954
2024 | 9 | 21 | 22 | 48.1232
2024 | 9 | 21 | 23 | 45.7597
2024 | 9 | 22 | 0 | 44.6392
2024 | 9 | 22 | 1 | 47.1559
2024 | 9 | 22 | 2 | 46.1813
2024 | 9 | 22 | 3 | 45.8658
2024 | 9 | 22 | 4 | 45.8788
2024 | 9 | 22 | 5 | 46.5184
2024 | 9 | 22 | 6 | 47.0858
2024 | 9 | 22 | 7 | 51.9371
2024 | 9 | 22 | 8 | 56.7636
2024 | 9 | 22 | 9 | 52.1278
2024 | 9 | 22 | 10 | 44.904
2024 | 9 | 22 | 11 | 37.8468
2024 | 9 | 22 | 12 | 39.3872
2024 | 9 | 22 | 13 | 39.7587
2024 | 9 | 22 | 14 | 39.9934
2024 | 9 | 22 | 15 | 43.3672
2024 | 9 | 22 | 16 | 47.6105
2024 | 9 | 22 | 17 | 59.4412
2024 | 9 | 22 | 18 | 68.9483
2024 | 9 | 22 | 19 | 67.2934
2024 | 9 | 22 | 20 | 64.639
2024 | 9 | 22 | 21 | 59.2101
2024 | 9 | 22 | 22 | 54.3083
2024 | 9 | 22 | 23 | 50.4192
2024 | 9 | 23 | 0 | 48.1721
2024 | 9 | 23 | 1 | 47.5657
2024 | 9 | 23 | 2 | 47.3761
2024 | 9 | 23 | 3 | 47.6426
2024 | 9 | 23 | 4 | 48.3422
2024 | 9 | 23 | 5 | 50.763
2024 | 9 | 23 | 6 | 54.072
2024 | 9 | 23 | 7 | 60.4854
2024 | 9 | 23 | 8 | 59.7367
2024 | 9 | 23 | 9 | 51.3532
2024 | 9 | 23 | 10 | 46.9503
2024 | 9 | 23 | 11 | 44.6273
2024 | 9 | 23 | 12 | 46.0337
2024 | 9 | 23 | 13 | 47.5856
2024 | 9 | 23 | 14 | 45.6023
2024 | 9 | 23 | 15 | 47.0029
2024 | 9 | 23 | 16 | 48.9318
2024 | 9 | 23 | 17 | 58.3755
2024 | 9 | 23 | 18 | 70.0318
2024 | 9 | 23 | 19 | 70.8585
2024 | 9 | 23 | 20 | 68.9163
2024 | 9 | 23 | 21 | 63.8997
2024 | 9 | 23 | 22 | 58.909
2024 | 9 | 23 | 23 | 54.1837
2024 | 9 | 24 | 0 | 50.9205
2024 | 9 | 24 | 1 | 48.6002
2024 | 9 | 24 | 2 | 48.1431
2024 | 9 | 24 | 3 | 48.2922
2024 | 9 | 24 | 4 | 48.7926
2024 | 9 | 24 | 5 | 51.0489
2024 | 9 | 24 | 6 | 55.5367
2024 | 9 | 24 | 7 | 61.3695
2024 | 9 | 24 | 8 | 58.7633
2024 | 9 | 24 | 9 | 49.459
2024 | 9 | 24 | 10 | 43.4615
2024 | 9 | 24 | 11 | 39.5752
2024 | 9 | 24 | 12 | 45.041
2024 | 9 | 24 | 13 | 45.1487
2024 | 9 | 24 | 14 | 43.1016
2024 | 9 | 24 | 15 | 44.7028
2024 | 9 | 24 | 16 | 48.6862
2024 | 9 | 24 | 17 | 56.9734
2024 | 9 | 24 | 18 | 71.5019
2024 | 9 | 24 | 19 | 70.1609
2024 | 9 | 24 | 20 | 67.6461
2024 | 9 | 24 | 21 | 62.5123
2024 | 9 | 24 | 22 | 57.0954
2024 | 9 | 24 | 23 | 52.3694
2024 | 9 | 25 | 0 | 50.9983
2024 | 9 | 25 | 1 | 48.9045
2024 | 9 | 25 | 2 | 48.326
2024 | 9 | 25 | 3 | 48.3506
2024 | 9 | 25 | 4 | 48.8707
2024 | 9 | 25 | 5 | 51.1914
2024 | 9 | 25 | 6 | 54.6835
2024 | 9 | 25 | 7 | 59.7891
2024 | 9 | 25 | 8 | 56.0026
2024 | 9 | 25 | 9 | 47.6121
2024 | 9 | 25 | 10 | 47.1859
2024 | 9 | 25 | 11 | 47.144
2024 | 9 | 25 | 12 | 50.5444
2024 | 9 | 25 | 13 | 51.4824
2024 | 9 | 25 | 14 | 50.183
2024 | 9 | 25 | 15 | 49.5522
2024 | 9 | 25 | 16 | 46.5287
2024 | 9 | 25 | 17 | 52.2537
2024 | 9 | 25 | 18 | 63.7174
2024 | 9 | 25 | 19 | 64.7427
2024 | 9 | 25 | 20 | 63.5409
2024 | 9 | 25 | 21 | 59.1769
2024 | 9 | 25 | 22 | 54.3449
2024 | 9 | 25 | 23 | 49.8785
2024 | 9 | 26 | 0 | 48.2039
2024 | 9 | 26 | 1 | 46.8001
2024 | 9 | 26 | 2 | 46.0454
2024 | 9 | 26 | 3 | 45.7533
2024 | 9 | 26 | 4 | 46.0942
2024 | 9 | 26 | 5 | 48.1663
2024 | 9 | 26 | 6 | 52.3347
2024 | 9 | 26 | 7 | 59.4307
2024 | 9 | 26 | 8 | 60.4704
2024 | 9 | 26 | 9 | 54.091
2024 | 9 | 26 | 10 | 50.6775
2024 | 9 | 26 | 11 | 46.8778
2024 | 9 | 26 | 12 | 47.9099
2024 | 9 | 26 | 13 | 48.3422
2024 | 9 | 26 | 14 | 48.8397
2024 | 9 | 26 | 15 | 49.5198
2024 | 9 | 26 | 16 | 50.85
2024 | 9 | 26 | 17 | 59.2954
2024 | 9 | 26 | 18 | 72.132
2024 | 9 | 26 | 19 | 71.3768
2024 | 9 | 26 | 20 | 68.5866
2024 | 9 | 26 | 21 | 63.6847
2024 | 9 | 26 | 22 | 58.7669
2024 | 9 | 26 | 23 | 54.4275
2024 | 9 | 27 | 0 | 51.059
2024 | 9 | 27 | 1 | 51.2843
2024 | 9 | 27 | 2 | 50.8559
2024 | 9 | 27 | 3 | 51.0515
2024 | 9 | 27 | 4 | 51.8768
2024 | 9 | 27 | 5 | 54.32
2024 | 9 | 27 | 6 | 58.4192
2024 | 9 | 27 | 7 | 65.0703
2024 | 9 | 27 | 8 | 63.9735
2024 | 9 | 27 | 9 | 55.7062
2024 | 9 | 27 | 10 | 48.7743
2024 | 9 | 27 | 11 | 44.3794
2024 | 9 | 27 | 12 | 45.8147
2024 | 9 | 27 | 13 | 47.6637
2024 | 9 | 27 | 14 | 46.0328
2024 | 9 | 27 | 15 | 47.7843
2024 | 9 | 27 | 16 | 51.5522
2024 | 9 | 27 | 17 | 61.6352
2024 | 9 | 27 | 18 | 71.3013
2024 | 9 | 27 | 19 | 73.3481
2024 | 9 | 27 | 20 | 72.0197
2024 | 9 | 27 | 21 | 67.8546
2024 | 9 | 27 | 22 | 63.4303
2024 | 9 | 27 | 23 | 58.5635
2024 | 9 | 28 | 0 | 56.3647
2024 | 9 | 28 | 1 | 54.534
2024 | 9 | 28 | 2 | 53.7079
2024 | 9 | 28 | 3 | 53.1973
2024 | 9 | 28 | 4 | 53.3102
2024 | 9 | 28 | 5 | 54.3396
2024 | 9 | 28 | 6 | 56.7806
2024 | 9 | 28 | 7 | 60.7775
2024 | 9 | 28 | 8 | 58.1912
2024 | 9 | 28 | 9 | 47.3855
2024 | 9 | 28 | 10 | 42.7736
2024 | 9 | 28 | 11 | 38.9092
2024 | 9 | 28 | 12 | 42.2329
2024 | 9 | 28 | 13 | 42.4133
2024 | 9 | 28 | 14 | 39.3032
2024 | 9 | 28 | 15 | 40.3034
2024 | 9 | 28 | 16 | 45.6033
2024 | 9 | 28 | 17 | 56.4391
2024 | 9 | 28 | 18 | 68.9011
2024 | 9 | 28 | 19 | 70.4463
2024 | 9 | 28 | 20 | 67.917
2024 | 9 | 28 | 21 | 62.9984
2024 | 9 | 28 | 22 | 58.5546
2024 | 9 | 28 | 23 | 54.661
2024 | 9 | 29 | 0 | 52.3032
2024 | 9 | 29 | 1 | 50.6356
2024 | 9 | 29 | 2 | 49.9362
2024 | 9 | 29 | 3 | 49.4836
2024 | 9 | 29 | 4 | 49.7311
2024 | 9 | 29 | 5 | 50.771
2024 | 9 | 29 | 6 | 52.6438
2024 | 9 | 29 | 7 | 55.4841
2024 | 9 | 29 | 8 | 52.6275
2024 | 9 | 29 | 9 | 42.8286
2024 | 9 | 29 | 10 | 38.9719
2024 | 9 | 29 | 11 | 36.1303
2024 | 9 | 29 | 12 | 39.0679
2024 | 9 | 29 | 13 | 40.1843
2024 | 9 | 29 | 14 | 38.4509
2024 | 9 | 29 | 15 | 38.4791
2024 | 9 | 29 | 16 | 42.7684
2024 | 9 | 29 | 17 | 51.9224
2024 | 9 | 29 | 18 | 68.7106
2024 | 9 | 29 | 19 | 68.0633
2024 | 9 | 29 | 20 | 64.9341
2024 | 9 | 29 | 21 | 60.0261
2024 | 9 | 29 | 22 | 55.2227
2024 | 9 | 29 | 23 | 51.2245
2024 | 9 | 30 | 0 | 48.5603
2024 | 9 | 30 | 1 | 46.5324
2024 | 9 | 30 | 2 | 46.3377
2024 | 9 | 30 | 3 | 46.507
2024 | 9 | 30 | 4 | 47.1039
2024 | 9 | 30 | 5 | 49.3174
2024 | 9 | 30 | 6 | 53.4408
2024 | 9 | 30 | 7 | 58.8211
2024 | 9 | 30 | 8 | 55.5149
2024 | 9 | 30 | 9 | 45.9682
2024 | 9 | 30 | 10 | 43.6358
2024 | 9 | 30 | 11 | 43.2982
2024 | 9 | 30 | 12 | 43.0551
2024 | 9 | 30 | 13 | 44.0517
2024 | 9 | 30 | 14 | 43.2387
2024 | 9 | 30 | 15 | 43.7822
2024 | 9 | 30 | 16 | 44.025
2024 | 9 | 30 | 17 | 51.5933
2024 | 9 | 30 | 18 | 63.4436
2024 | 9 | 30 | 19 | 64.8385
2024 | 9 | 30 | 20 | 63.1137
2024 | 9 | 30 | 21 | 58.8424
2024 | 9 | 30 | 22 | 54.2031
2024 | 9 | 30 | 23 | 50.1335
2024 | 10 | 1 | 0 | 47.8146
2024 | 10 | 1 | 1 | 46.4632
2024 | 10 | 1 | 2 | 45.9017
2024 | 10 | 1 | 3 | 45.9231
2024 | 10 | 1 | 4 | 46.443
2024 | 10 | 1 | 5 | 48.5453
2024 | 10 | 1 | 6 | 52.3382
2024 | 10 | 1 | 7 | 59.3136
2024 | 10 | 1 | 8 | 60.2455
2024 | 10 | 1 | 9 | 53.4354
2024 | 10 | 1 | 10 | 48.8105
2024 | 10 | 1 | 11 | 46.036
2024 | 10 | 1 | 12 | 48.6413
2024 | 10 | 1 | 13 | 48.5465
2024 | 10 | 1 | 14 | 48.3286
2024 | 10 | 1 | 15 | 50.0079
2024 | 10 | 1 | 16 | 51.7718
2024 | 10 | 1 | 17 | 59.2319
2024 | 10 | 1 | 18 | 67.4554
2024 | 10 | 1 | 19 | 67.2328
2024 | 10 | 1 | 20 | 64.4225
2024 | 10 | 1 | 21 | 60.1798
2024 | 10 | 1 | 22 | 55.8841
2024 | 10 | 1 | 23 | 51.8794
2024 | 10 | 2 | 0 | 48.4442
2024 | 10 | 2 | 1 | 43.6165
2024 | 10 | 2 | 2 | 42.9694
2024 | 10 | 2 | 3 | 42.8695
2024 | 10 | 2 | 4 | 43.3118
2024 | 10 | 2 | 5 | 45.2774
2024 | 10 | 2 | 6 | 49.1615
2024 | 10 | 2 | 7 | 55.6988
2024 | 10 | 2 | 8 | 57.7843
2024 | 10 | 2 | 9 | 53.7019
2024 | 10 | 2 | 10 | 49.1573
2024 | 10 | 2 | 11 | 45.976
2024 | 10 | 2 | 12 | 44.7439
2024 | 10 | 2 | 13 | 45.4424
2024 | 10 | 2 | 14 | 45.7095
2024 | 10 | 2 | 15 | 47.271
2024 | 10 | 2 | 16 | 49.3505
2024 | 10 | 2 | 17 | 58.6134
2024 | 10 | 2 | 18 | 65.4067
2024 | 10 | 2 | 19 | 64.5497
2024 | 10 | 2 | 20 | 61.7289
2024 | 10 | 2 | 21 | 57.6171
2024 | 10 | 2 | 22 | 53.1563
2024 | 10 | 2 | 23 | 49.0742
2024 | 10 | 3 | 0 | 47.2092
2024 | 10 | 3 | 1 | 42.9366
2024 | 10 | 3 | 2 | 42.3294
2024 | 10 | 3 | 3 | 42.3455
2024 | 10 | 3 | 4 | 42.8153
2024 | 10 | 3 | 5 | 44.9501
2024 | 10 | 3 | 6 | 48.7362
2024 | 10 | 3 | 7 | 54.681
2024 | 10 | 3 | 8 | 56.1854
2024 | 10 | 3 | 9 | 52.5101
2024 | 10 | 3 | 10 | 48.7983
2024 | 10 | 3 | 11 | 45.4847
2024 | 10 | 3 | 12 | 43.9577
2024 | 10 | 3 | 13 | 44.6072
2024 | 10 | 3 | 14 | 44.5612
2024 | 10 | 3 | 15 | 46.3137
2024 | 10 | 3 | 16 | 48.4576
2024 | 10 | 3 | 17 | 56.9653
2024 | 10 | 3 | 18 | 63.6446
2024 | 10 | 3 | 19 | 62.6372
2024 | 10 | 3 | 20 | 59.9943
2024 | 10 | 3 | 21 | 56.1959
2024 | 10 | 3 | 22 | 52.1126
2024 | 10 | 3 | 23 | 47.9976
2024 | 10 | 4 | 0 | 45.8162
2024 | 10 | 4 | 1 | 43.9152
2024 | 10 | 4 | 2 | 43.3297
2024 | 10 | 4 | 3 | 43.2971
2024 | 10 | 4 | 4 | 43.7548
2024 | 10 | 4 | 5 | 45.811
2024 | 10 | 4 | 6 | 49.7381
2024 | 10 | 4 | 7 | 56.2631
2024 | 10 | 4 | 8 | 59.3911
2024 | 10 | 4 | 9 | 56.132
2024 | 10 | 4 | 10 | 51.1258
2024 | 10 | 4 | 11 | 46.3653
2024 | 10 | 4 | 12 | 44.9604
2024 | 10 | 4 | 13 | 44.7669
2024 | 10 | 4 | 14 | 44.2524
2024 | 10 | 4 | 15 | 45.8019
2024 | 10 | 4 | 16 | 49.8895
2024 | 10 | 4 | 17 | 58.4219
2024 | 10 | 4 | 18 | 64.094
2024 | 10 | 4 | 19 | 63.3924
2024 | 10 | 4 | 20 | 60.7075
2024 | 10 | 4 | 21 | 57.1742
2024 | 10 | 4 | 22 | 53.3909
2024 | 10 | 4 | 23 | 49.546
2024 | 10 | 5 | 0 | 46.9093
2024 | 10 | 5 | 1 | 46.4078
2024 | 10 | 5 | 2 | 45.8376
2024 | 10 | 5 | 3 | 45.6926
2024 | 10 | 5 | 4 | 45.9864
2024 | 10 | 5 | 5 | 47.2443
2024 | 10 | 5 | 6 | 48.8549
2024 | 10 | 5 | 7 | 53.3689
2024 | 10 | 5 | 8 | 55.8068
2024 | 10 | 5 | 9 | 52.766
2024 | 10 | 5 | 10 | 49.0847
2024 | 10 | 5 | 11 | 45.5847
2024 | 10 | 5 | 12 | 43.5337
2024 | 10 | 5 | 13 | 42.4405
2024 | 10 | 5 | 14 | 41.9973
2024 | 10 | 5 | 15 | 44.0484
2024 | 10 | 5 | 16 | 48.3106
2024 | 10 | 5 | 17 | 58.0192
2024 | 10 | 5 | 18 | 61.6795
2024 | 10 | 5 | 19 | 61.5795
2024 | 10 | 5 | 20 | 58.3705
2024 | 10 | 5 | 21 | 54.6436
2024 | 10 | 5 | 22 | 51.3003
2024 | 10 | 5 | 23 | 48.278
2024 | 10 | 6 | 0 | 46.5157
2024 | 10 | 6 | 1 | 43.9874
2024 | 10 | 6 | 2 | 43.2103
2024 | 10 | 6 | 3 | 42.8977
2024 | 10 | 6 | 4 | 42.9659
2024 | 10 | 6 | 5 | 43.8775
2024 | 10 | 6 | 6 | 45.1328
2024 | 10 | 6 | 7 | 48.3518
2024 | 10 | 6 | 8 | 49.3904
2024 | 10 | 6 | 9 | 44.7947
2024 | 10 | 6 | 10 | 40.806
2024 | 10 | 6 | 11 | 38.274
2024 | 10 | 6 | 12 | 40.1361
2024 | 10 | 6 | 13 | 40.4413
2024 | 10 | 6 | 14 | 40.284
2024 | 10 | 6 | 15 | 42.0906
2024 | 10 | 6 | 16 | 46.2019
2024 | 10 | 6 | 17 | 55.6598
2024 | 10 | 6 | 18 | 58.3418
2024 | 10 | 6 | 19 | 56.7815
2024 | 10 | 6 | 20 | 53.4332
2024 | 10 | 6 | 21 | 49.3357
2024 | 10 | 6 | 22 | 45.3004
2024 | 10 | 6 | 23 | 42.0181
2024 | 10 | 7 | 0 | 40.4713
2024 | 10 | 7 | 1 | 39.9671
2024 | 10 | 7 | 2 | 39.6641
2024 | 10 | 7 | 3 | 39.7583
2024 | 10 | 7 | 4 | 40.306
2024 | 10 | 7 | 5 | 42.414
2024 | 10 | 7 | 6 | 46.1587
2024 | 10 | 7 | 7 | 51.4677
2024 | 10 | 7 | 8 | 49.904
2024 | 10 | 7 | 9 | 43.0807
2024 | 10 | 7 | 10 | 42.3384
2024 | 10 | 7 | 11 | 42.5558
2024 | 10 | 7 | 12 | 41.2347
2024 | 10 | 7 | 13 | 41.8744
2024 | 10 | 7 | 14 | 42.9523
2024 | 10 | 7 | 15 | 43.0359
2024 | 10 | 7 | 16 | 41.4405
2024 | 10 | 7 | 17 | 47.1828
2024 | 10 | 7 | 18 | 59.6035
2024 | 10 | 7 | 19 | 59.9649
2024 | 10 | 7 | 20 | 57.4129
2024 | 10 | 7 | 21 | 53.5952
2024 | 10 | 7 | 22 | 49.4747
2024 | 10 | 7 | 23 | 45.7507
2024 | 10 | 8 | 0 | 43.2661
2024 | 10 | 8 | 1 | 42.3092
2024 | 10 | 8 | 2 | 41.9193
2024 | 10 | 8 | 3 | 42.0378
2024 | 10 | 8 | 4 | 42.6253
2024 | 10 | 8 | 5 | 44.597
2024 | 10 | 8 | 6 | 48.2282
2024 | 10 | 8 | 7 | 54.1939
2024 | 10 | 8 | 8 | 53.9078
2024 | 10 | 8 | 9 | 47.3485
2024 | 10 | 8 | 10 | 42.8794
2024 | 10 | 8 | 11 | 40.1288
2024 | 10 | 8 | 12 | 38.3841
2024 | 10 | 8 | 13 | 38.6124
2024 | 10 | 8 | 14 | 38.4514
2024 | 10 | 8 | 15 | 39.9757
2024 | 10 | 8 | 16 | 42.6877
2024 | 10 | 8 | 17 | 50.004
2024 | 10 | 8 | 18 | 60.7783
2024 | 10 | 8 | 19 | 62.4162
2024 | 10 | 8 | 20 | 60.592
2024 | 10 | 8 | 21 | 57.2584
2024 | 10 | 8 | 22 | 53.3973
2024 | 10 | 8 | 23 | 49.789
2024 | 10 | 9 | 0 | 47.1069
2024 | 10 | 9 | 1 | 46.2821
2024 | 10 | 9 | 2 | 45.956
2024 | 10 | 9 | 3 | 46.2079
2024 | 10 | 9 | 4 | 46.9139
2024 | 10 | 9 | 5 | 49.1031
2024 | 10 | 9 | 6 | 53.1309
2024 | 10 | 9 | 7 | 58.064
2024 | 10 | 9 | 8 | 55.4768
2024 | 10 | 9 | 9 | 47.3542
2024 | 10 | 9 | 10 | 43.5769
2024 | 10 | 9 | 11 | 41.6865
2024 | 10 | 9 | 12 | 41.4878
2024 | 10 | 9 | 13 | 42.8263
2024 | 10 | 9 | 14 | 42.1213
2024 | 10 | 9 | 15 | 42.7594
2024 | 10 | 9 | 16 | 43.3845
2024 | 10 | 9 | 17 | 50.7955
2024 | 10 | 9 | 18 | 63.1549
2024 | 10 | 9 | 19 | 62.9865
2024 | 10 | 9 | 20 | 60.7789
2024 | 10 | 9 | 21 | 57.1196
2024 | 10 | 9 | 22 | 52.9267
2024 | 10 | 9 | 23 | 48.7325
2024 | 10 | 10 | 0 | 47.4
2024 | 10 | 10 | 1 | 43.8611
2024 | 10 | 10 | 2 | 43.3029
2024 | 10 | 10 | 3 | 43.1829
2024 | 10 | 10 | 4 | 43.4445
2024 | 10 | 10 | 5 | 45.2943
2024 | 10 | 10 | 6 | 49.573
2024 | 10 | 10 | 7 | 55.2169
2024 | 10 | 10 | 8 | 56.9566
2024 | 10 | 10 | 9 | 52.5884
2024 | 10 | 10 | 10 | 49.2014
2024 | 10 | 10 | 11 | 46.0603
2024 | 10 | 10 | 12 | 47.2017
2024 | 10 | 10 | 13 | 46.9167
2024 | 10 | 10 | 14 | 45.8394
2024 | 10 | 10 | 15 | 46.2752
2024 | 10 | 10 | 16 | 49.2579
2024 | 10 | 10 | 17 | 56.9117
2024 | 10 | 10 | 18 | 60.0115
2024 | 10 | 10 | 19 | 59.482
2024 | 10 | 10 | 20 | 57.1786
2024 | 10 | 10 | 21 | 53.5061
2024 | 10 | 10 | 22 | 49.3416
2024 | 10 | 10 | 23 | 45.2919
2024 | 10 | 11 | 0 | 42.1596
2024 | 10 | 11 | 1 | 41.4561
2024 | 10 | 11 | 2 | 40.8632
2024 | 10 | 11 | 3 | 40.7379
2024 | 10 | 11 | 4 | 41.0984
2024 | 10 | 11 | 5 | 42.99
2024 | 10 | 11 | 6 | 47.5311
2024 | 10 | 11 | 7 | 53.9665
2024 | 10 | 11 | 8 | 56.2686
2024 | 10 | 11 | 9 | 50.9266
2024 | 10 | 11 | 10 | 45.1746
2024 | 10 | 11 | 11 | 41.6064
2024 | 10 | 11 | 12 | 40.6839
2024 | 10 | 11 | 13 | 41.1525
2024 | 10 | 11 | 14 | 40.7479
2024 | 10 | 11 | 15 | 41.5678
2024 | 10 | 11 | 16 | 45.4332
2024 | 10 | 11 | 17 | 54.6851
2024 | 10 | 11 | 18 | 56.3284
2024 | 10 | 11 | 19 | 57.2489
2024 | 10 | 11 | 20 | 54.7065
2024 | 10 | 11 | 21 | 51.7768
2024 | 10 | 11 | 22 | 48.446
2024 | 10 | 11 | 23 | 45.0137
2024 | 10 | 12 | 0 | 42.6688
2024 | 10 | 12 | 1 | 41.5837
2024 | 10 | 12 | 2 | 40.9051
2024 | 10 | 12 | 3 | 40.6135
2024 | 10 | 12 | 4 | 40.7075
2024 | 10 | 12 | 5 | 41.6633
2024 | 10 | 12 | 6 | 43.0167
2024 | 10 | 12 | 7 | 47.5374
2024 | 10 | 12 | 8 | 49.7365
2024 | 10 | 12 | 9 | 43.4888
2024 | 10 | 12 | 10 | 38.084
2024 | 10 | 12 | 11 | 34.8072
2024 | 10 | 12 | 12 | 36.1891
2024 | 10 | 12 | 13 | 36.3271
2024 | 10 | 12 | 14 | 35.2327
2024 | 10 | 12 | 15 | 37.1267
2024 | 10 | 12 | 16 | 41.8006
2024 | 10 | 12 | 17 | 52.3479
2024 | 10 | 12 | 18 | 58.8523
2024 | 10 | 12 | 19 | 56.6638
2024 | 10 | 12 | 20 | 53.2665
2024 | 10 | 12 | 21 | 49.3305
2024 | 10 | 12 | 22 | 46.0843
2024 | 10 | 12 | 23 | 43.2235
2024 | 10 | 13 | 0 | 40.8004
2024 | 10 | 13 | 1 | 39.0573
2024 | 10 | 13 | 2 | 38.2703
2024 | 10 | 13 | 3 | 37.8648
2024 | 10 | 13 | 4 | 38.0591
2024 | 10 | 13 | 5 | 38.9705
2024 | 10 | 13 | 6 | 40.8616
2024 | 10 | 13 | 7 | 45.0764
2024 | 10 | 13 | 8 | 49.3011
2024 | 10 | 13 | 9 | 46.012
2024 | 10 | 13 | 10 | 41.9818
2024 | 10 | 13 | 11 | 38.3686
2024 | 10 | 13 | 12 | 37.8826
2024 | 10 | 13 | 13 | 38.074
2024 | 10 | 13 | 14 | 38.3754
2024 | 10 | 13 | 15 | 39.872
2024 | 10 | 13 | 16 | 45.674
2024 | 10 | 13 | 17 | 56.5034
2024 | 10 | 13 | 18 | 60.9362
2024 | 10 | 13 | 19 | 58.4311
2024 | 10 | 13 | 20 | 54.7505
2024 | 10 | 13 | 21 | 50.6532
2024 | 10 | 13 | 22 | 46.6368
2024 | 10 | 13 | 23 | 43.3007
2024 | 10 | 14 | 0 | 41.8435
2024 | 10 | 14 | 1 | 42.66
2024 | 10 | 14 | 2 | 41.767
2024 | 10 | 14 | 3 | 41.4209
2024 | 10 | 14 | 4 | 41.6736
2024 | 10 | 14 | 5 | 42.5357
2024 | 10 | 14 | 6 | 43.5163
2024 | 10 | 14 | 7 | 47.6075
2024 | 10 | 14 | 8 | 52.8442
2024 | 10 | 14 | 9 | 49.3151
2024 | 10 | 14 | 10 | 43.3372
2024 | 10 | 14 | 11 | 38.7411
2024 | 10 | 14 | 12 | 37.9111
2024 | 10 | 14 | 13 | 38.6685
2024 | 10 | 14 | 14 | 38.8601
2024 | 10 | 14 | 15 | 41.1524
2024 | 10 | 14 | 16 | 45.2926
2024 | 10 | 14 | 17 | 56.6323
2024 | 10 | 14 | 18 | 60.7629
2024 | 10 | 14 | 19 | 57.5279
2024 | 10 | 14 | 20 | 53.5225
2024 | 10 | 14 | 21 | 49.4779
2024 | 10 | 14 | 22 | 45.1657
2024 | 10 | 14 | 23 | 42.2022
2024 | 10 | 15 | 0 | 41.5886
2024 | 10 | 15 | 1 | 41.0641
2024 | 10 | 15 | 2 | 40.4529
2024 | 10 | 15 | 3 | 40.4636
2024 | 10 | 15 | 4 | 40.9016
2024 | 10 | 15 | 5 | 42.9483
2024 | 10 | 15 | 6 | 47.165
2024 | 10 | 15 | 7 | 53.7054
2024 | 10 | 15 | 8 | 56.5751
2024 | 10 | 15 | 9 | 51.9295
2024 | 10 | 15 | 10 | 46.8243
2024 | 10 | 15 | 11 | 43.4291
2024 | 10 | 15 | 12 | 43.1277
2024 | 10 | 15 | 13 | 43.3724
2024 | 10 | 15 | 14 | 43.6322
2024 | 10 | 15 | 15 | 45.6383
2024 | 10 | 15 | 16 | 50.109
2024 | 10 | 15 | 17 | 59.1244
2024 | 10 | 15 | 18 | 60.5598
2024 | 10 | 15 | 19 | 59.1945
2024 | 10 | 15 | 20 | 56.3609
2024 | 10 | 15 | 21 | 52.6539
2024 | 10 | 15 | 22 | 48.4492
2024 | 10 | 15 | 23 | 44.6307
2024 | 10 | 16 | 0 | 44.1752
2024 | 10 | 16 | 1 | 42.1634
2024 | 10 | 16 | 2 | 41.5596
2024 | 10 | 16 | 3 | 41.499
2024 | 10 | 16 | 4 | 41.9099
2024 | 10 | 16 | 5 | 43.8792
2024 | 10 | 16 | 6 | 48.272
2024 | 10 | 16 | 7 | 54.2277
2024 | 10 | 16 | 8 | 55.7124
2024 | 10 | 16 | 9 | 49.6981
2024 | 10 | 16 | 10 | 44.6821
2024 | 10 | 16 | 11 | 42.1504
2024 | 10 | 16 | 12 | 43.2049
2024 | 10 | 16 | 13 | 43.5763
2024 | 10 | 16 | 14 | 43.579
2024 | 10 | 16 | 15 | 44.4698
2024 | 10 | 16 | 16 | 47.9084
2024 | 10 | 16 | 17 | 56.9618
2024 | 10 | 16 | 18 | 59.8628
2024 | 10 | 16 | 19 | 59.3439
2024 | 10 | 16 | 20 | 56.9993
2024 | 10 | 16 | 21 | 53.591
2024 | 10 | 16 | 22 | 49.4827
2024 | 10 | 16 | 23 | 45.682
2024 | 10 | 17 | 0 | 43.7845
2024 | 10 | 17 | 1 | 42.2232
2024 | 10 | 17 | 2 | 41.5998
2024 | 10 | 17 | 3 | 41.5406
2024 | 10 | 17 | 4 | 41.9301
2024 | 10 | 17 | 5 | 43.9825
2024 | 10 | 17 | 6 | 47.8098
2024 | 10 | 17 | 7 | 53.9478
2024 | 10 | 17 | 8 | 56.1876
2024 | 10 | 17 | 9 | 51.263
2024 | 10 | 17 | 10 | 46.7221
2024 | 10 | 17 | 11 | 43.6957
2024 | 10 | 17 | 12 | 43.7356
2024 | 10 | 17 | 13 | 44.1565
2024 | 10 | 17 | 14 | 44.4685
2024 | 10 | 17 | 15 | 46.0139
2024 | 10 | 17 | 16 | 50.2332
2024 | 10 | 17 | 17 | 59.8424
2024 | 10 | 17 | 18 | 60.8518
2024 | 10 | 17 | 19 | 59.5967
2024 | 10 | 17 | 20 | 56.905
2024 | 10 | 17 | 21 | 53.4888
2024 | 10 | 17 | 22 | 49.5136
2024 | 10 | 17 | 23 | 45.6672
2024 | 10 | 18 | 0 | 43.9031
2024 | 10 | 18 | 1 | 42.9577
2024 | 10 | 18 | 2 | 42.3808
2024 | 10 | 18 | 3 | 42.3475
2024 | 10 | 18 | 4 | 42.7965
2024 | 10 | 18 | 5 | 44.855
2024 | 10 | 18 | 6 | 47.403
2024 | 10 | 18 | 7 | 53.9113
2024 | 10 | 18 | 8 | 57.0153
2024 | 10 | 18 | 9 | 52.479
2024 | 10 | 18 | 10 | 47.0017
2024 | 10 | 18 | 11 | 43.5312
2024 | 10 | 18 | 12 | 43.8471
2024 | 10 | 18 | 13 | 44.074
2024 | 10 | 18 | 14 | 43.7437
2024 | 10 | 18 | 15 | 45.0438
2024 | 10 | 18 | 16 | 50.3949
2024 | 10 | 18 | 17 | 60.053
2024 | 10 | 18 | 18 | 60.6933
2024 | 10 | 18 | 19 | 59.4604
2024 | 10 | 18 | 20 | 56.6589
2024 | 10 | 18 | 21 | 53.4118
2024 | 10 | 18 | 22 | 49.8083
2024 | 10 | 18 | 23 | 46.1077
2024 | 10 | 19 | 0 | 43.9951
2024 | 10 | 19 | 1 | 42.301
2024 | 10 | 19 | 2 | 41.6666
2024 | 10 | 19 | 3 | 41.4342
2024 | 10 | 19 | 4 | 41.6274
2024 | 10 | 19 | 5 | 42.7516
2024 | 10 | 19 | 6 | 44.7344
2024 | 10 | 19 | 7 | 48.7758
2024 | 10 | 19 | 8 | 50.4103
2024 | 10 | 19 | 9 | 44.8596
2024 | 10 | 19 | 10 | 40.2211
2024 | 10 | 19 | 11 | 37.7635
2024 | 10 | 19 | 12 | 34.9615
2024 | 10 | 19 | 13 | 34.8949
2024 | 10 | 19 | 14 | 33.8062
2024 | 10 | 19 | 15 | 34.1775
2024 | 10 | 19 | 16 | 37.878
2024 | 10 | 19 | 17 | 46.4905
2024 | 10 | 19 | 18 | 55.1501
2024 | 10 | 19 | 19 | 54.8031
2024 | 10 | 19 | 20 | 51.7445
2024 | 10 | 19 | 21 | 48.3858
2024 | 10 | 19 | 22 | 45.2132
2024 | 10 | 19 | 23 | 42.3464
2024 | 10 | 20 | 0 | 41.076
2024 | 10 | 20 | 1 | 40.1151
2024 | 10 | 20 | 2 | 39.4745
2024 | 10 | 20 | 3 | 39.2604
2024 | 10 | 20 | 4 | 39.4545
2024 | 10 | 20 | 5 | 40.4321
2024 | 10 | 20 | 6 | 42.0842
2024 | 10 | 20 | 7 | 44.8081
2024 | 10 | 20 | 8 | 44.4643
2024 | 10 | 20 | 9 | 37.3953
2024 | 10 | 20 | 10 | 33.0259
2024 | 10 | 20 | 11 | 31.5159
2024 | 10 | 20 | 12 | 32.4544
2024 | 10 | 20 | 13 | 32.8416
2024 | 10 | 20 | 14 | 32.4823
2024 | 10 | 20 | 15 | 32.9273
2024 | 10 | 20 | 16 | 37.1374
2024 | 10 | 20 | 17 | 46.2801
2024 | 10 | 20 | 18 | 53.2617
2024 | 10 | 20 | 19 | 52.5052
2024 | 10 | 20 | 20 | 49.7148
2024 | 10 | 20 | 21 | 46.2648
2024 | 10 | 20 | 22 | 42.5244
2024 | 10 | 20 | 23 | 39.3574
2024 | 10 | 21 | 0 | 38.7854
2024 | 10 | 21 | 1 | 38.0104
2024 | 10 | 21 | 2 | 37.7065
2024 | 10 | 21 | 3 | 37.7923
2024 | 10 | 21 | 4 | 38.2897
2024 | 10 | 21 | 5 | 40.4008
2024 | 10 | 21 | 6 | 44.7881
2024 | 10 | 21 | 7 | 51.1643
2024 | 10 | 21 | 8 | 54.5245
2024 | 10 | 21 | 9 | 49.2088
2024 | 10 | 21 | 10 | 44.6964
2024 | 10 | 21 | 11 | 42.3632
2024 | 10 | 21 | 12 | 42.4045
2024 | 10 | 21 | 13 | 42.5559
2024 | 10 | 21 | 14 | 41.9736
2024 | 10 | 21 | 15 | 42.7061
2024 | 10 | 21 | 16 | 46.7923
2024 | 10 | 21 | 17 | 55.5622
2024 | 10 | 21 | 18 | 57.5543
2024 | 10 | 21 | 19 | 57.1356
2024 | 10 | 21 | 20 | 54.5211
2024 | 10 | 21 | 21 | 51.0117
2024 | 10 | 21 | 22 | 47.0276
2024 | 10 | 21 | 23 | 43.4156
2024 | 10 | 22 | 0 | 41.0517
2024 | 10 | 22 | 1 | 39.2084
2024 | 10 | 22 | 2 | 38.6549
2024 | 10 | 22 | 3 | 38.6846
2024 | 10 | 22 | 4 | 39.1745
2024 | 10 | 22 | 5 | 41.1842
2024 | 10 | 22 | 6 | 45.5848
2024 | 10 | 22 | 7 | 52.2594
2024 | 10 | 22 | 8 | 55.7428
2024 | 10 | 22 | 9 | 50.8332
2024 | 10 | 22 | 10 | 45.1206
2024 | 10 | 22 | 11 | 41.7585
2024 | 10 | 22 | 12 | 41.1451
2024 | 10 | 22 | 13 | 41.299
2024 | 10 | 22 | 14 | 41.2976
2024 | 10 | 22 | 15 | 43.1571
2024 | 10 | 22 | 16 | 48.9193
2024 | 10 | 22 | 17 | 58.4063
2024 | 10 | 22 | 18 | 59.5783
2024 | 10 | 22 | 19 | 59.5153
2024 | 10 | 22 | 20 | 57.2875
2024 | 10 | 22 | 21 | 54.0967
2024 | 10 | 22 | 22 | 50.1831
2024 | 10 | 22 | 23 | 46.5353
2024 | 10 | 23 | 0 | 44.2741
2024 | 10 | 23 | 1 | 43.7071
2024 | 10 | 23 | 2 | 43.262
2024 | 10 | 23 | 3 | 43.36
2024 | 10 | 23 | 4 | 43.8963
2024 | 10 | 23 | 5 | 45.9578
2024 | 10 | 23 | 6 | 50.0107
2024 | 10 | 23 | 7 | 55.1064
2024 | 10 | 23 | 8 | 53.9204
2024 | 10 | 23 | 9 | 45.3084
2024 | 10 | 23 | 10 | 40.4266
2024 | 10 | 23 | 11 | 38.8737
2024 | 10 | 23 | 12 | 40.4668
2024 | 10 | 23 | 13 | 41.375
2024 | 10 | 23 | 14 | 40.7637
2024 | 10 | 23 | 15 | 40.9122
2024 | 10 | 23 | 16 | 43.7484
2024 | 10 | 23 | 17 | 52.0609
2024 | 10 | 23 | 18 | 62.5557
2024 | 10 | 23 | 19 | 60.694
2024 | 10 | 23 | 20 | 57.9437
2024 | 10 | 23 | 21 | 54.4227
2024 | 10 | 23 | 22 | 50.2592
2024 | 10 | 23 | 23 | 46.3228
2024 | 10 | 24 | 0 | 44.2612
2024 | 10 | 24 | 1 | 42.282
2024 | 10 | 24 | 2 | 41.5075
2024 | 10 | 24 | 3 | 41.2812
2024 | 10 | 24 | 4 | 41.4713
2024 | 10 | 24 | 5 | 43.3694
2024 | 10 | 24 | 6 | 47.0277
2024 | 10 | 24 | 7 | 52.9845
2024 | 10 | 24 | 8 | 56.0224
2024 | 10 | 24 | 9 | 51.0836
2024 | 10 | 24 | 10 | 45.8924
2024 | 10 | 24 | 11 | 42.7132
2024 | 10 | 24 | 12 | 44.971
2024 | 10 | 24 | 13 | 45.0319
2024 | 10 | 24 | 14 | 44.8193
2024 | 10 | 24 | 15 | 46.0656
2024 | 10 | 24 | 16 | 52.1754
2024 | 10 | 24 | 17 | 62.2129
2024 | 10 | 24 | 18 | 63.2062
2024 | 10 | 24 | 19 | 60.4305
2024 | 10 | 24 | 20 | 57.2795
2024 | 10 | 24 | 21 | 53.8487
2024 | 10 | 24 | 22 | 49.8126
2024 | 10 | 24 | 23 | 46.0355
2024 | 10 | 25 | 0 | 43.5778
2024 | 10 | 25 | 1 | 43.3392
2024 | 10 | 25 | 2 | 42.7713
2024 | 10 | 25 | 3 | 42.8436
2024 | 10 | 25 | 4 | 43.4577
2024 | 10 | 25 | 5 | 45.7016
2024 | 10 | 25 | 6 | 49.2822
2024 | 10 | 25 | 7 | 56.0192
2024 | 10 | 25 | 8 | 60.0953
2024 | 10 | 25 | 9 | 55.5792
2024 | 10 | 25 | 10 | 49.3059
2024 | 10 | 25 | 11 | 44.8533
2024 | 10 | 25 | 12 | 44.3444
2024 | 10 | 25 | 13 | 44.3976
2024 | 10 | 25 | 14 | 44.1655
2024 | 10 | 25 | 15 | 45.6962
2024 | 10 | 25 | 16 | 52.4101
2024 | 10 | 25 | 17 | 62.7745
2024 | 10 | 25 | 18 | 64.6671
2024 | 10 | 25 | 19 | 63.9733
2024 | 10 | 25 | 20 | 61.5436
2024 | 10 | 25 | 21 | 58.7609
2024 | 10 | 25 | 22 | 55.2438
2024 | 10 | 25 | 23 | 51.5207
2024 | 10 | 26 | 0 | 49.1689
2024 | 10 | 26 | 1 | 48.6081
2024 | 10 | 26 | 2 | 48.0604
2024 | 10 | 26 | 3 | 47.952
2024 | 10 | 26 | 4 | 48.204
2024 | 10 | 26 | 5 | 49.5129
2024 | 10 | 26 | 6 | 51.6387
2024 | 10 | 26 | 7 | 55.8621
2024 | 10 | 26 | 8 | 58.2064
2024 | 10 | 26 | 9 | 53.4069
2024 | 10 | 26 | 10 | 49.7057
2024 | 10 | 26 | 11 | 46.1805
2024 | 10 | 26 | 12 | 47.1141
2024 | 10 | 26 | 13 | 45.8375
2024 | 10 | 26 | 14 | 45.3821
2024 | 10 | 26 | 15 | 46.9641
2024 | 10 | 26 | 16 | 54.1938
2024 | 10 | 26 | 17 | 64.394
2024 | 10 | 26 | 18 | 66.4296
2024 | 10 | 26 | 19 | 63.329
2024 | 10 | 26 | 20 | 59.0209
2024 | 10 | 26 | 21 | 55.196
2024 | 10 | 26 | 22 | 51.5221
2024 | 10 | 26 | 23 | 48.5141
2024 | 10 | 27 | 0 | 47.8586
2024 | 10 | 27 | 1 | 45.6685
2024 | 10 | 27 | 2 | 45.08
2024 | 10 | 27 | 3 | 44.9168
2024 | 10 | 27 | 4 | 45.1835
2024 | 10 | 27 | 5 | 46.489
2024 | 10 | 27 | 6 | 48.5664
2024 | 10 | 27 | 7 | 51.8408
2024 | 10 | 27 | 8 | 53.946
2024 | 10 | 27 | 9 | 50.4225
2024 | 10 | 27 | 10 | 47.1735
2024 | 10 | 27 | 11 | 44.5652
2024 | 10 | 27 | 12 | 42.3293
2024 | 10 | 27 | 13 | 41.1217
2024 | 10 | 27 | 14 | 40.6397
2024 | 10 | 27 | 15 | 42.121
2024 | 10 | 27 | 16 | 49.5304
2024 | 10 | 27 | 17 | 60.3931
2024 | 10 | 27 | 18 | 65.6503
2024 | 10 | 27 | 19 | 63.5802
2024 | 10 | 27 | 20 | 60.0619
2024 | 10 | 27 | 21 | 56.5573
2024 | 10 | 27 | 22 | 52.621
2024 | 10 | 27 | 23 | 49.4115
2024 | 10 | 28 | 0 | 47.012
2024 | 10 | 28 | 1 | 46.4582
2024 | 10 | 28 | 2 | 46.2355
2024 | 10 | 28 | 3 | 46.3683
2024 | 10 | 28 | 4 | 46.9159
2024 | 10 | 28 | 5 | 48.9165
2024 | 10 | 28 | 6 | 53.4233
2024 | 10 | 28 | 7 | 59.3804
2024 | 10 | 28 | 8 | 61.7952
2024 | 10 | 28 | 9 | 55.5949
2024 | 10 | 28 | 10 | 50.846
2024 | 10 | 28 | 11 | 48.4067
2024 | 10 | 28 | 12 | 47.6856
2024 | 10 | 28 | 13 | 47.6497
2024 | 10 | 28 | 14 | 46.7705
2024 | 10 | 28 | 15 | 47.7303
2024 | 10 | 28 | 16 | 52.5552
2024 | 10 | 28 | 17 | 61.5028
2024 | 10 | 28 | 18 | 66.8347
2024 | 10 | 28 | 19 | 64.9288
2024 | 10 | 28 | 20 | 62.111
2024 | 10 | 28 | 21 | 58.613
2024 | 10 | 28 | 22 | 54.3653
2024 | 10 | 28 | 23 | 50.5462
2024 | 10 | 29 | 0 | 48.8092
2024 | 10 | 29 | 1 | 46.2011
2024 | 10 | 29 | 2 | 45.5527
2024 | 10 | 29 | 3 | 45.4746
2024 | 10 | 29 | 4 | 45.8073
2024 | 10 | 29 | 5 | 47.6379
2024 | 10 | 29 | 6 | 53.2024
2024 | 10 | 29 | 7 | 59.0655
2024 | 10 | 29 | 8 | 60.3923
2024 | 10 | 29 | 9 | 53.1469
2024 | 10 | 29 | 10 | 47.3068
2024 | 10 | 29 | 11 | 44.7764
2024 | 10 | 29 | 12 | 45.6126
2024 | 10 | 29 | 13 | 45.4754
2024 | 10 | 29 | 14 | 44.8574
2024 | 10 | 29 | 15 | 45.7841
2024 | 10 | 29 | 16 | 50.71
2024 | 10 | 29 | 17 | 58.7307
2024 | 10 | 29 | 18 | 64.7087
2024 | 10 | 29 | 19 | 62.5175
2024 | 10 | 29 | 20 | 59.7027
2024 | 10 | 29 | 21 | 56.3128
2024 | 10 | 29 | 22 | 52.1648
2024 | 10 | 29 | 23 | 48.3678
2024 | 10 | 30 | 0 | 46.9425
2024 | 10 | 30 | 1 | 43.8622
2024 | 10 | 30 | 2 | 43.1683
2024 | 10 | 30 | 3 | 43.0196
2024 | 10 | 30 | 4 | 43.3344
2024 | 10 | 30 | 5 | 45.1698
2024 | 10 | 30 | 6 | 49.5774
2024 | 10 | 30 | 7 | 55.6582
2024 | 10 | 30 | 8 | 59.1149
2024 | 10 | 30 | 9 | 54.8048
2024 | 10 | 30 | 10 | 49.7686
2024 | 10 | 30 | 11 | 46.9682
2024 | 10 | 30 | 12 | 46.3597
2024 | 10 | 30 | 13 | 46.1798
2024 | 10 | 30 | 14 | 46.0052
2024 | 10 | 30 | 15 | 46.4428
2024 | 10 | 30 | 16 | 51.4779
2024 | 10 | 30 | 17 | 60.6478
2024 | 10 | 30 | 18 | 63.0544
2024 | 10 | 30 | 19 | 60.9137
2024 | 10 | 30 | 20 | 58.2481
2024 | 10 | 30 | 21 | 55.005
2024 | 10 | 30 | 22 | 50.8094
2024 | 10 | 30 | 23 | 47.0073
2024 | 10 | 31 | 0 | 45.2883
2024 | 10 | 31 | 1 | 42.8382
2024 | 10 | 31 | 2 | 42.116
2024 | 10 | 31 | 3 | 41.9858
2024 | 10 | 31 | 4 | 42.3322
2024 | 10 | 31 | 5 | 44.3021
2024 | 10 | 31 | 6 | 48.6355
2024 | 10 | 31 | 7 | 54.8849
2024 | 10 | 31 | 8 | 58.7588
2024 | 10 | 31 | 9 | 55.0911
2024 | 10 | 31 | 10 | 50.3107
2024 | 10 | 31 | 11 | 47.1707
2024 | 10 | 31 | 12 | 45.3532
2024 | 10 | 31 | 13 | 44.9541
2024 | 10 | 31 | 14 | 44.8972
2024 | 10 | 31 | 15 | 45.9519
2024 | 10 | 31 | 16 | 51.4148
2024 | 10 | 31 | 17 | 60.9242
2024 | 10 | 31 | 18 | 60.8039
2024 | 10 | 31 | 19 | 59.3005
2024 | 10 | 31 | 20 | 56.8697
2024 | 10 | 31 | 21 | 53.8432
2024 | 10 | 31 | 22 | 49.8938
2024 | 10 | 31 | 23 | 46.0155
2024 | 11 | 1 | 0 | 45.6656
2024 | 11 | 1 | 1 | 41.3609
2024 | 11 | 1 | 2 | 40.5993
2024 | 11 | 1 | 3 | 40.1684
2024 | 11 | 1 | 4 | 40.2675
2024 | 11 | 1 | 5 | 42.0806
2024 | 11 | 1 | 6 | 46.4466
2024 | 11 | 1 | 7 | 52.3949
2024 | 11 | 1 | 8 | 55.6295
2024 | 11 | 1 | 9 | 50.3916
2024 | 11 | 1 | 10 | 46.2372
2024 | 11 | 1 | 11 | 43.7936
2024 | 11 | 1 | 12 | 43.8725
2024 | 11 | 1 | 13 | 44.1953
2024 | 11 | 1 | 14 | 43.3183
2024 | 11 | 1 | 15 | 42.7036
2024 | 11 | 1 | 16 | 46.7477
2024 | 11 | 1 | 17 | 52.9243
2024 | 11 | 1 | 18 | 56.642
2024 | 11 | 1 | 19 | 54.9153
2024 | 11 | 1 | 20 | 52.182
2024 | 11 | 1 | 21 | 48.8472
2024 | 11 | 1 | 22 | 45.4877
2024 | 11 | 1 | 23 | 41.8343
2024 | 11 | 2 | 0 | 38.7285
2024 | 11 | 2 | 1 | 36.4007
2024 | 11 | 2 | 2 | 35.8565
2024 | 11 | 2 | 3 | 35.5971
2024 | 11 | 2 | 4 | 35.8288
2024 | 11 | 2 | 5 | 37.0138
2024 | 11 | 2 | 6 | 39.6538
2024 | 11 | 2 | 7 | 44.1277
2024 | 11 | 2 | 8 | 49.4796
2024 | 11 | 2 | 9 | 48.3648
2024 | 11 | 2 | 10 | 44.6226
2024 | 11 | 2 | 11 | 41.0899
2024 | 11 | 2 | 12 | 38.2927
2024 | 11 | 2 | 13 | 38.0443
2024 | 11 | 2 | 14 | 39.4842
2024 | 11 | 2 | 15 | 41.4379
2024 | 11 | 2 | 16 | 47.0991
2024 | 11 | 2 | 17 | 55.4662
2024 | 11 | 2 | 18 | 58.5748
2024 | 11 | 2 | 19 | 55.2091
2024 | 11 | 2 | 20 | 51.3245
2024 | 11 | 2 | 21 | 47.4946
2024 | 11 | 2 | 22 | 44.1054
2024 | 11 | 2 | 23 | 41.088
2024 | 11 | 3 | 0 | 40.8175
2024 | 11 | 3 | 1 | 40.7074
2024 | 11 | 3 | 2 | 39.3627
2024 | 11 | 3 | 3 | 38.7747
2024 | 11 | 3 | 4 | 38.6707
2024 | 11 | 3 | 5 | 38.4929
2024 | 11 | 3 | 6 | 39.4323
2024 | 11 | 3 | 7 | 42.1955
2024 | 11 | 3 | 8 | 48.6224
2024 | 11 | 3 | 9 | 47.0837
2024 | 11 | 3 | 10 | 42.4263
2024 | 11 | 3 | 11 | 39.6185
2024 | 11 | 3 | 12 | 39.1018
2024 | 11 | 3 | 13 | 40.164
2024 | 11 | 3 | 14 | 40.2637
2024 | 11 | 3 | 15 | 40.9764
2024 | 11 | 3 | 16 | 45.9983
2024 | 11 | 3 | 17 | 56.5583
2024 | 11 | 3 | 18 | 60.8608
2024 | 11 | 3 | 19 | 57.7121
2024 | 11 | 3 | 20 | 55.2865
2024 | 11 | 3 | 21 | 52.0909
2024 | 11 | 3 | 22 | 48.9662
2024 | 11 | 3 | 23 | 45.8781
2024 | 11 | 4 | 0 | 44.3677
2024 | 11 | 4 | 1 | 40.9868
2024 | 11 | 4 | 2 | 40.1735
2024 | 11 | 4 | 3 | 40.0199
2024 | 11 | 4 | 4 | 40.3253
2024 | 11 | 4 | 5 | 41.2236
2024 | 11 | 4 | 6 | 44.2833
2024 | 11 | 4 | 7 | 49.3814
2024 | 11 | 4 | 8 | 56.2096
2024 | 11 | 4 | 9 | 54.2382
2024 | 11 | 4 | 10 | 49.212
2024 | 11 | 4 | 11 | 46.2137
2024 | 11 | 4 | 12 | 44.9311
2024 | 11 | 4 | 13 | 45.987
2024 | 11 | 4 | 14 | 46.0556
2024 | 11 | 4 | 15 | 46.0179
2024 | 11 | 4 | 16 | 49.418
2024 | 11 | 4 | 17 | 57.8688
2024 | 11 | 4 | 18 | 63.033
2024 | 11 | 4 | 19 | 61.2805
2024 | 11 | 4 | 20 | 59.5319
2024 | 11 | 4 | 21 | 56.7055
2024 | 11 | 4 | 22 | 53.3611
2024 | 11 | 4 | 23 | 49.6667
2024 | 11 | 5 | 0 | 47.0954
2024 | 11 | 5 | 1 | 47.3619
2024 | 11 | 5 | 2 | 46.2919
2024 | 11 | 5 | 3 | 46.0762
2024 | 11 | 5 | 4 | 46.3689
2024 | 11 | 5 | 5 | 47.1867
2024 | 11 | 5 | 6 | 50.4623
2024 | 11 | 5 | 7 | 55.5759
2024 | 11 | 5 | 8 | 60.4158
2024 | 11 | 5 | 9 | 55.8108
2024 | 11 | 5 | 10 | 49.4283
2024 | 11 | 5 | 11 | 46.3797
2024 | 11 | 5 | 12 | 48.5838
2024 | 11 | 5 | 13 | 49.5401
2024 | 11 | 5 | 14 | 50.1166
2024 | 11 | 5 | 15 | 50.9452
2024 | 11 | 5 | 16 | 54.8164
2024 | 11 | 5 | 17 | 62.8737
2024 | 11 | 5 | 18 | 67.8073
2024 | 11 | 5 | 19 | 65.3119
2024 | 11 | 5 | 20 | 63.4646
2024 | 11 | 5 | 21 | 60.6688
2024 | 11 | 5 | 22 | 57.5476
2024 | 11 | 5 | 23 | 53.8802
2024 | 11 | 6 | 0 | 50.3428
2024 | 11 | 6 | 1 | 49.6624
2024 | 11 | 6 | 2 | 48.6343
2024 | 11 | 6 | 3 | 48.4082
2024 | 11 | 6 | 4 | 48.7358
2024 | 11 | 6 | 5 | 49.5367
2024 | 11 | 6 | 6 | 51.9769
2024 | 11 | 6 | 7 | 56.8248
2024 | 11 | 6 | 8 | 61.8881
2024 | 11 | 6 | 9 | 58.2569
2024 | 11 | 6 | 10 | 52.5013
2024 | 11 | 6 | 11 | 49.2733
2024 | 11 | 6 | 12 | 49.3579
2024 | 11 | 6 | 13 | 50.3935
2024 | 11 | 6 | 14 | 50.9011
2024 | 11 | 6 | 15 | 50.7692
2024 | 11 | 6 | 16 | 53.5178
2024 | 11 | 6 | 17 | 61.6564
2024 | 11 | 6 | 18 | 68.854
2024 | 11 | 6 | 19 | 66.226
2024 | 11 | 6 | 20 | 64.4859
2024 | 11 | 6 | 21 | 61.7799
2024 | 11 | 6 | 22 | 58.4611
2024 | 11 | 6 | 23 | 54.6463
2024 | 11 | 7 | 0 | 52.4162
2024 | 11 | 7 | 1 | 51.3482
2024 | 11 | 7 | 2 | 50.2382
2024 | 11 | 7 | 3 | 49.946
2024 | 11 | 7 | 4 | 50.2197
2024 | 11 | 7 | 5 | 51.0339
2024 | 11 | 7 | 6 | 53.8556
2024 | 11 | 7 | 7 | 58.5807
2024 | 11 | 7 | 8 | 63.1922
2024 | 11 | 7 | 9 | 59.5288
2024 | 11 | 7 | 10 | 54.025
2024 | 11 | 7 | 11 | 50.7666
2024 | 11 | 7 | 12 | 50.3288
2024 | 11 | 7 | 13 | 50.9827
2024 | 11 | 7 | 14 | 51.6148
2024 | 11 | 7 | 15 | 51.7663
2024 | 11 | 7 | 16 | 54.4119
2024 | 11 | 7 | 17 | 62.199
2024 | 11 | 7 | 18 | 69.5646
2024 | 11 | 7 | 19 | 67.3644
2024 | 11 | 7 | 20 | 65.8461
2024 | 11 | 7 | 21 | 63.358
2024 | 11 | 7 | 22 | 60.315
2024 | 11 | 7 | 23 | 56.4523
2024 | 11 | 8 | 0 | 54.0804
2024 | 11 | 8 | 1 | 52.7547
2024 | 11 | 8 | 2 | 51.7084
2024 | 11 | 8 | 3 | 51.426
2024 | 11 | 8 | 4 | 51.7103
2024 | 11 | 8 | 5 | 52.4522
2024 | 11 | 8 | 6 | 54.4726
2024 | 11 | 8 | 7 | 59.3506
2024 | 11 | 8 | 8 | 64.1274
2024 | 11 | 8 | 9 | 59.9636
2024 | 11 | 8 | 10 | 53.284
2024 | 11 | 8 | 11 | 49.8598
2024 | 11 | 8 | 12 | 50.8774
2024 | 11 | 8 | 13 | 51.3836
2024 | 11 | 8 | 14 | 51.1592
2024 | 11 | 8 | 15 | 51.0273
2024 | 11 | 8 | 16 | 54.5319
2024 | 11 | 8 | 17 | 62.24
2024 | 11 | 8 | 18 | 67.4629
2024 | 11 | 8 | 19 | 66.6372
2024 | 11 | 8 | 20 | 65.5586
2024 | 11 | 8 | 21 | 63.5103
2024 | 11 | 8 | 22 | 61.0151
2024 | 11 | 8 | 23 | 57.329
2024 | 11 | 9 | 0 | 52.949
2024 | 11 | 9 | 1 | 51.7199
2024 | 11 | 9 | 2 | 50.7163
2024 | 11 | 9 | 3 | 50.2646
2024 | 11 | 9 | 4 | 50.3248
2024 | 11 | 9 | 5 | 50.6562
2024 | 11 | 9 | 6 | 51.5078
2024 | 11 | 9 | 7 | 54.1548
2024 | 11 | 9 | 8 | 57.383
2024 | 11 | 9 | 9 | 54.9079
2024 | 11 | 9 | 10 | 51.283
2024 | 11 | 9 | 11 | 49.0401
2024 | 11 | 9 | 12 | 49.8491
2024 | 11 | 9 | 13 | 49.7239
2024 | 11 | 9 | 14 | 49.2546
2024 | 11 | 9 | 15 | 49.6597
2024 | 11 | 9 | 16 | 53.6657
2024 | 11 | 9 | 17 | 61.1668
2024 | 11 | 9 | 18 | 68.9488
2024 | 11 | 9 | 19 | 66.5238
2024 | 11 | 9 | 20 | 63.3376
2024 | 11 | 9 | 21 | 60.3878
2024 | 11 | 9 | 22 | 57.7661
2024 | 11 | 9 | 23 | 54.8722
2024 | 11 | 10 | 0 | 51.7271
2024 | 11 | 10 | 1 | 48.9478
2024 | 11 | 10 | 2 | 47.7126
2024 | 11 | 10 | 3 | 47.101
2024 | 11 | 10 | 4 | 46.9598
2024 | 11 | 10 | 5 | 46.9421
2024 | 11 | 10 | 6 | 47.0555
2024 | 11 | 10 | 7 | 48.6626
2024 | 11 | 10 | 8 | 51.4794
2024 | 11 | 10 | 9 | 48.6561
2024 | 11 | 10 | 10 | 45.0892
2024 | 11 | 10 | 11 | 43.3256
2024 | 11 | 10 | 12 | 44.2809
2024 | 11 | 10 | 13 | 45.4901
2024 | 11 | 10 | 14 | 45.1466
2024 | 11 | 10 | 15 | 45.0505
2024 | 11 | 10 | 16 | 48.0241
2024 | 11 | 10 | 17 | 54.9255
2024 | 11 | 10 | 18 | 62.3749
2024 | 11 | 10 | 19 | 60.6672
2024 | 11 | 10 | 20 | 58.2643
2024 | 11 | 10 | 21 | 55.3715
2024 | 11 | 10 | 22 | 52.2823
2024 | 11 | 10 | 23 | 49.1275
2024 | 11 | 11 | 0 | 46.5169
2024 | 11 | 11 | 1 | 45.2894
2024 | 11 | 11 | 2 | 44.3805
2024 | 11 | 11 | 3 | 44.1501
2024 | 11 | 11 | 4 | 44.3908
2024 | 11 | 11 | 5 | 45.1548
2024 | 11 | 11 | 6 | 47.4409
2024 | 11 | 11 | 7 | 51.6733
2024 | 11 | 11 | 8 | 55.2276
2024 | 11 | 11 | 9 | 50.925
2024 | 11 | 11 | 10 | 46.5008
2024 | 11 | 11 | 11 | 45.2343
2024 | 11 | 11 | 12 | 47.0342
2024 | 11 | 11 | 13 | 47.3109
2024 | 11 | 11 | 14 | 47.7115
2024 | 11 | 11 | 15 | 47.7496
2024 | 11 | 11 | 16 | 50.6458
2024 | 11 | 11 | 17 | 57.7174
2024 | 11 | 11 | 18 | 64.9911
2024 | 11 | 11 | 19 | 61.9966
2024 | 11 | 11 | 20 | 60.043
2024 | 11 | 11 | 21 | 57.2226
2024 | 11 | 11 | 22 | 53.9725
2024 | 11 | 11 | 23 | 50.3189
2024 | 11 | 12 | 0 | 48.5035
2024 | 11 | 12 | 1 | 45.1686
2024 | 11 | 12 | 2 | 43.7979
2024 | 11 | 12 | 3 | 43.3415
2024 | 11 | 12 | 4 | 43.4242
2024 | 11 | 12 | 5 | 44.0567
2024 | 11 | 12 | 6 | 47.6741
2024 | 11 | 12 | 7 | 52.6107
2024 | 11 | 12 | 8 | 57.8798
2024 | 11 | 12 | 9 | 54.6412
2024 | 11 | 12 | 10 | 48.885
2024 | 11 | 12 | 11 | 46.4576
2024 | 11 | 12 | 12 | 47.6726
2024 | 11 | 12 | 13 | 47.3335
2024 | 11 | 12 | 14 | 47.4559
2024 | 11 | 12 | 15 | 48.0635
2024 | 11 | 12 | 16 | 52.1688
2024 | 11 | 12 | 17 | 59.3498
2024 | 11 | 12 | 18 | 64.3679
2024 | 11 | 12 | 19 | 61.3575
2024 | 11 | 12 | 20 | 59.591
2024 | 11 | 12 | 21 | 56.8985
2024 | 11 | 12 | 22 | 53.8577
2024 | 11 | 12 | 23 | 50.243
2024 | 11 | 13 | 0 | 48.4596
2024 | 11 | 13 | 1 | 45.0897
2024 | 11 | 13 | 2 | 43.7699
2024 | 11 | 13 | 3 | 43.3326
2024 | 11 | 13 | 4 | 43.4842
2024 | 11 | 13 | 5 | 44.1699
2024 | 11 | 13 | 6 | 47.021
2024 | 11 | 13 | 7 | 52.0962
2024 | 11 | 13 | 8 | 58.9668
2024 | 11 | 13 | 9 | 57.6309
2024 | 11 | 13 | 10 | 52.3123
2024 | 11 | 13 | 11 | 49.0786
2024 | 11 | 13 | 12 | 49.1491
2024 | 11 | 13 | 13 | 49.2347
2024 | 11 | 13 | 14 | 49.4582
2024 | 11 | 13 | 15 | 49.9866
2024 | 11 | 13 | 16 | 54.3756
2024 | 11 | 13 | 17 | 63.1094
2024 | 11 | 13 | 18 | 66.2369
2024 | 11 | 13 | 19 | 63.1281
2024 | 11 | 13 | 20 | 61.3715
2024 | 11 | 13 | 21 | 58.753
2024 | 11 | 13 | 22 | 55.6071
2024 | 11 | 13 | 23 | 51.8915
2024 | 11 | 14 | 0 | 48.9633
2024 | 11 | 14 | 1 | 47.8258
2024 | 11 | 14 | 2 | 46.6155
2024 | 11 | 14 | 3 | 46.2916
2024 | 11 | 14 | 4 | 46.5513
2024 | 11 | 14 | 5 | 47.3885
2024 | 11 | 14 | 6 | 50.6384
2024 | 11 | 14 | 7 | 55.176
2024 | 11 | 14 | 8 | 59.4781
2024 | 11 | 14 | 9 | 55.5091
2024 | 11 | 14 | 10 | 50.0502
2024 | 11 | 14 | 11 | 47.0353
2024 | 11 | 14 | 12 | 48.8377
2024 | 11 | 14 | 13 | 48.7726
2024 | 11 | 14 | 14 | 49.1796
2024 | 11 | 14 | 15 | 50.0477
2024 | 11 | 14 | 16 | 54.1296
2024 | 11 | 14 | 17 | 62.3936
2024 | 11 | 14 | 18 | 69.2582
2024 | 11 | 14 | 19 | 66.104
2024 | 11 | 14 | 20 | 64.3499
2024 | 11 | 14 | 21 | 61.8395
2024 | 11 | 14 | 22 | 58.9117
2024 | 11 | 14 | 23 | 55.1174
2024 | 11 | 15 | 0 | 51.8079
2024 | 11 | 15 | 1 | 49.5507
2024 | 11 | 15 | 2 | 48.1066
2024 | 11 | 15 | 3 | 47.5082
2024 | 11 | 15 | 4 | 47.544
2024 | 11 | 15 | 5 | 48.122
2024 | 11 | 15 | 6 | 50.2628
2024 | 11 | 15 | 7 | 55.3185
2024 | 11 | 15 | 8 | 61.9192
2024 | 11 | 15 | 9 | 60.8211
2024 | 11 | 15 | 10 | 55.6566
2024 | 11 | 15 | 11 | 51.8513
2024 | 11 | 15 | 12 | 49.4282
2024 | 11 | 15 | 13 | 49.2189
2024 | 11 | 15 | 14 | 48.8887
2024 | 11 | 15 | 15 | 49.1555
2024 | 11 | 15 | 16 | 53.5539
2024 | 11 | 15 | 17 | 61.2067
2024 | 11 | 15 | 18 | 67.4267
2024 | 11 | 15 | 19 | 64.1818
2024 | 11 | 15 | 20 | 62.2523
2024 | 11 | 15 | 21 | 59.8025
2024 | 11 | 15 | 22 | 57.2169
2024 | 11 | 15 | 23 | 53.5274
2024 | 11 | 16 | 0 | 50.7187
2024 | 11 | 16 | 1 | 47.1537
2024 | 11 | 16 | 2 | 45.7389
2024 | 11 | 16 | 3 | 44.9918
2024 | 11 | 16 | 4 | 44.8299
2024 | 11 | 16 | 5 | 44.9088
2024 | 11 | 16 | 6 | 45.208
2024 | 11 | 16 | 7 | 48.3845
2024 | 11 | 16 | 8 | 55.1519
2024 | 11 | 16 | 9 | 56.3773
2024 | 11 | 16 | 10 | 52.8833
2024 | 11 | 16 | 11 | 50.0274
2024 | 11 | 16 | 12 | 45.7927
2024 | 11 | 16 | 13 | 44.9887
2024 | 11 | 16 | 14 | 44.0565
2024 | 11 | 16 | 15 | 44.7151
2024 | 11 | 16 | 16 | 49.542
2024 | 11 | 16 | 17 | 57.5396
2024 | 11 | 16 | 18 | 61.8914
2024 | 11 | 16 | 19 | 60.3816
2024 | 11 | 16 | 20 | 57.9322
2024 | 11 | 16 | 21 | 55.399
2024 | 11 | 16 | 22 | 53.1208
2024 | 11 | 16 | 23 | 50.271
2024 | 11 | 17 | 0 | 48.5454
2024 | 11 | 17 | 1 | 46.353
2024 | 11 | 17 | 2 | 45.026
2024 | 11 | 17 | 3 | 44.3794
2024 | 11 | 17 | 4 | 44.2823
2024 | 11 | 17 | 5 | 44.2254
2024 | 11 | 17 | 6 | 43.6346
2024 | 11 | 17 | 7 | 46.0888
2024 | 11 | 17 | 8 | 52.8093
2024 | 11 | 17 | 9 | 54.1893
2024 | 11 | 17 | 10 | 51.2733
2024 | 11 | 17 | 11 | 48.2324
2024 | 11 | 17 | 12 | 47.7239
2024 | 11 | 17 | 13 | 47.4607
2024 | 11 | 17 | 14 | 47.6538
2024 | 11 | 17 | 15 | 48.8705
2024 | 11 | 17 | 16 | 54.5568
2024 | 11 | 17 | 17 | 63.3559
2024 | 11 | 17 | 18 | 66.8687
2024 | 11 | 17 | 19 | 62.9132
2024 | 11 | 17 | 20 | 59.9145
2024 | 11 | 17 | 21 | 56.833
2024 | 11 | 17 | 22 | 53.7999
2024 | 11 | 17 | 23 | 50.6525
2024 | 11 | 18 | 0 | 47.3963
2024 | 11 | 18 | 1 | 47.5842
2024 | 11 | 18 | 2 | 46.8131
2024 | 11 | 18 | 3 | 46.8086
2024 | 11 | 18 | 4 | 47.3514
2024 | 11 | 18 | 5 | 48.3316
2024 | 11 | 18 | 6 | 49.4174
2024 | 11 | 18 | 7 | 54.737
2024 | 11 | 18 | 8 | 62.5034
2024 | 11 | 18 | 9 | 61.8896
2024 | 11 | 18 | 10 | 57.1028
2024 | 11 | 18 | 11 | 53.4439
2024 | 11 | 18 | 12 | 51.9214
2024 | 11 | 18 | 13 | 51.0492
2024 | 11 | 18 | 14 | 51.4788
2024 | 11 | 18 | 15 | 53.0596
2024 | 11 | 18 | 16 | 58.0702
2024 | 11 | 18 | 17 | 66.9083
2024 | 11 | 18 | 18 | 71.2195
2024 | 11 | 18 | 19 | 68.053
2024 | 11 | 18 | 20 | 66.2557
2024 | 11 | 18 | 21 | 63.5416
2024 | 11 | 18 | 22 | 60.3088
2024 | 11 | 18 | 23 | 56.4858
2024 | 11 | 19 | 0 | 54.9414
2024 | 11 | 19 | 1 | 52.3503
2024 | 11 | 19 | 2 | 51.0128
2024 | 11 | 19 | 3 | 50.5475
2024 | 11 | 19 | 4 | 50.6467
2024 | 11 | 19 | 5 | 51.1354
2024 | 11 | 19 | 6 | 53.8096
2024 | 11 | 19 | 7 | 58.5032
2024 | 11 | 19 | 8 | 63.8515
2024 | 11 | 19 | 9 | 62.0044
2024 | 11 | 19 | 10 | 57.5691
2024 | 11 | 19 | 11 | 54.2672
2024 | 11 | 19 | 12 | 51.6631
2024 | 11 | 19 | 13 | 50.6234
2024 | 11 | 19 | 14 | 50.0829
2024 | 11 | 19 | 15 | 50.9414
2024 | 11 | 19 | 16 | 54.7735
2024 | 11 | 19 | 17 | 61.3892
2024 | 11 | 19 | 18 | 70.0342
2024 | 11 | 19 | 19 | 66.7006
2024 | 11 | 19 | 20 | 65.0183
2024 | 11 | 19 | 21 | 62.2821
2024 | 11 | 19 | 22 | 59.2473
2024 | 11 | 19 | 23 | 55.4348
2024 | 11 | 20 | 0 | 53.3268
2024 | 11 | 20 | 1 | 51.3045
2024 | 11 | 20 | 2 | 49.9811
2024 | 11 | 20 | 3 | 49.5419
2024 | 11 | 20 | 4 | 49.6729
2024 | 11 | 20 | 5 | 50.2407
2024 | 11 | 20 | 6 | 52.1683
2024 | 11 | 20 | 7 | 57.0587
2024 | 11 | 20 | 8 | 64.1708
2024 | 11 | 20 | 9 | 63.3791
2024 | 11 | 20 | 10 | 58.0872
2024 | 11 | 20 | 11 | 54.0726
2024 | 11 | 20 | 12 | 53.6187
2024 | 11 | 20 | 13 | 53.1359
2024 | 11 | 20 | 14 | 53.4038
2024 | 11 | 20 | 15 | 54.3594
2024 | 11 | 20 | 16 | 58.9237
2024 | 11 | 20 | 17 | 67.6791
2024 | 11 | 20 | 18 | 72.3331
2024 | 11 | 20 | 19 | 69.3837
2024 | 11 | 20 | 20 | 67.9119
2024 | 11 | 20 | 21 | 65.5547
2024 | 11 | 20 | 22 | 62.5187
2024 | 11 | 20 | 23 | 58.7134
2024 | 11 | 21 | 0 | 53.6661
2024 | 11 | 21 | 1 | 53.3934
2024 | 11 | 21 | 2 | 52.2707
2024 | 11 | 21 | 3 | 52.0394
2024 | 11 | 21 | 4 | 52.3822
2024 | 11 | 21 | 5 | 53.1573
2024 | 11 | 21 | 6 | 54.784
2024 | 11 | 21 | 7 | 59.4154
2024 | 11 | 21 | 8 | 64.9596
2024 | 11 | 21 | 9 | 62.9917
2024 | 11 | 21 | 10 | 57.8562
2024 | 11 | 21 | 11 | 54.1217
2024 | 11 | 21 | 12 | 51.5122
2024 | 11 | 21 | 13 | 50.4131
2024 | 11 | 21 | 14 | 50.1456
2024 | 11 | 21 | 15 | 50.8646
2024 | 11 | 21 | 16 | 54.4872
2024 | 11 | 21 | 17 | 61.8438
2024 | 11 | 21 | 18 | 69.615
2024 | 11 | 21 | 19 | 68.6524
2024 | 11 | 21 | 20 | 68.0895
2024 | 11 | 21 | 21 | 66.2249
2024 | 11 | 21 | 22 | 63.5155
2024 | 11 | 21 | 23 | 59.614
2024 | 11 | 22 | 0 | 56.9191
2024 | 11 | 22 | 1 | 53.2772
2024 | 11 | 22 | 2 | 51.8743
2024 | 11 | 22 | 3 | 51.2943
2024 | 11 | 22 | 4 | 51.3305
2024 | 11 | 22 | 5 | 51.7567
2024 | 11 | 22 | 6 | 53.7327
2024 | 11 | 22 | 7 | 58.7342
2024 | 11 | 22 | 8 | 65.9168
2024 | 11 | 22 | 9 | 65.7053
2024 | 11 | 22 | 10 | 60.3857
2024 | 11 | 22 | 11 | 56.4497
2024 | 11 | 22 | 12 | 54.1529
2024 | 11 | 22 | 13 | 52.8041
2024 | 11 | 22 | 14 | 51.9685
2024 | 11 | 22 | 15 | 52.456
2024 | 11 | 22 | 16 | 57.2147
2024 | 11 | 22 | 17 | 64.7304
2024 | 11 | 22 | 18 | 69.4826
2024 | 11 | 22 | 19 | 66.7054
2024 | 11 | 22 | 20 | 65.2522
2024 | 11 | 22 | 21 | 63.0551
2024 | 11 | 22 | 22 | 60.5786
2024 | 11 | 22 | 23 | 56.8022
2024 | 11 | 23 | 0 | 52.7029
2024 | 11 | 23 | 1 | 48.5398
2024 | 11 | 23 | 2 | 47.0195
2024 | 11 | 23 | 3 | 46.1588
2024 | 11 | 23 | 4 | 45.876
2024 | 11 | 23 | 5 | 45.8662
2024 | 11 | 23 | 6 | 46.4412
2024 | 11 | 23 | 7 | 49.2857
2024 | 11 | 23 | 8 | 55.5444
2024 | 11 | 23 | 9 | 57.2547
2024 | 11 | 23 | 10 | 54.1087
2024 | 11 | 23 | 11 | 51.4981
2024 | 11 | 23 | 12 | 49.5122
2024 | 11 | 23 | 13 | 48.22
2024 | 11 | 23 | 14 | 47.1441
2024 | 11 | 23 | 15 | 48.2374
2024 | 11 | 23 | 16 | 53.5071
2024 | 11 | 23 | 17 | 61.3005
2024 | 11 | 23 | 18 | 63.6523
2024 | 11 | 23 | 19 | 61.1369
2024 | 11 | 23 | 20 | 58.3132
2024 | 11 | 23 | 21 | 55.6442
2024 | 11 | 23 | 22 | 53.2428
2024 | 11 | 23 | 23 | 50.3005
2024 | 11 | 24 | 0 | 48.2366
2024 | 11 | 24 | 1 | 44.9788
2024 | 11 | 24 | 2 | 43.4324
2024 | 11 | 24 | 3 | 42.5656
2024 | 11 | 24 | 4 | 42.2954
2024 | 11 | 24 | 5 | 42.059
2024 | 11 | 24 | 6 | 42.1367
2024 | 11 | 24 | 7 | 44.2754
2024 | 11 | 24 | 8 | 50.5625
2024 | 11 | 24 | 9 | 52.3512
2024 | 11 | 24 | 10 | 49.7173
2024 | 11 | 24 | 11 | 47.0153
2024 | 11 | 24 | 12 | 47.2607
2024 | 11 | 24 | 13 | 47.144
2024 | 11 | 24 | 14 | 47.0123
2024 | 11 | 24 | 15 | 48.1599
2024 | 11 | 24 | 16 | 53.3216
2024 | 11 | 24 | 17 | 61.214
2024 | 11 | 24 | 18 | 64.5617
2024 | 11 | 24 | 19 | 60.2566
2024 | 11 | 24 | 20 | 57.2116
2024 | 11 | 24 | 21 | 54.1301
2024 | 11 | 24 | 22 | 51.0895
2024 | 11 | 24 | 23 | 47.8809
2024 | 11 | 25 | 0 | 45.363
2024 | 11 | 25 | 1 | 42.4598
2024 | 11 | 25 | 2 | 41.1021
2024 | 11 | 25 | 3 | 40.5239
2024 | 11 | 25 | 4 | 40.4665
2024 | 11 | 25 | 5 | 40.9487
2024 | 11 | 25 | 6 | 42.8134
2024 | 11 | 25 | 7 | 47.6216
2024 | 11 | 25 | 8 | 54.873
2024 | 11 | 25 | 9 | 54.8593
2024 | 11 | 25 | 10 | 51.2878
2024 | 11 | 25 | 11 | 49.4478
2024 | 11 | 25 | 12 | 47.7369
2024 | 11 | 25 | 13 | 46.5791
2024 | 11 | 25 | 14 | 46.0317
2024 | 11 | 25 | 15 | 46.8906
2024 | 11 | 25 | 16 | 51.6038
2024 | 11 | 25 | 17 | 59.4123
2024 | 11 | 25 | 18 | 65.4692
2024 | 11 | 25 | 19 | 61.9755
2024 | 11 | 25 | 20 | 60.1012
2024 | 11 | 25 | 21 | 57.4686
2024 | 11 | 25 | 22 | 54.643
2024 | 11 | 25 | 23 | 51.1698
2024 | 11 | 26 | 0 | 46.117
2024 | 11 | 26 | 1 | 43.6841
2024 | 11 | 26 | 2 | 42.2675
2024 | 11 | 26 | 3 | 41.9258
2024 | 11 | 26 | 4 | 42.1583
2024 | 11 | 26 | 5 | 42.9214
2024 | 11 | 26 | 6 | 45.3878
2024 | 11 | 26 | 7 | 50.7257
2024 | 11 | 26 | 8 | 58.3391
2024 | 11 | 26 | 9 | 58.0158
2024 | 11 | 26 | 10 | 52.7086
2024 | 11 | 26 | 11 | 48.86
2024 | 11 | 26 | 12 | 47.8761
2024 | 11 | 26 | 13 | 46.3355
2024 | 11 | 26 | 14 | 46.3381
2024 | 11 | 26 | 15 | 48.432
2024 | 11 | 26 | 16 | 54.7635
2024 | 11 | 26 | 17 | 63.1754
2024 | 11 | 26 | 18 | 65.8011
2024 | 11 | 26 | 19 | 63.4382
2024 | 11 | 26 | 20 | 62.2076
2024 | 11 | 26 | 21 | 59.9915
2024 | 11 | 26 | 22 | 57.2027
2024 | 11 | 26 | 23 | 53.5121
2024 | 11 | 27 | 0 | 51.3653
2024 | 11 | 27 | 1 | 48.2956
2024 | 11 | 27 | 2 | 46.8835
2024 | 11 | 27 | 3 | 46.3592
2024 | 11 | 27 | 4 | 46.4271
2024 | 11 | 27 | 5 | 46.8832
2024 | 11 | 27 | 6 | 48.2828
2024 | 11 | 27 | 7 | 52.9718
2024 | 11 | 27 | 8 | 59.5513
2024 | 11 | 27 | 9 | 58.91
2024 | 11 | 27 | 10 | 54.4213
2024 | 11 | 27 | 11 | 51.4459
2024 | 11 | 27 | 12 | 51.0881
2024 | 11 | 27 | 13 | 49.5944
2024 | 11 | 27 | 14 | 48.9112
2024 | 11 | 27 | 15 | 49.8491
2024 | 11 | 27 | 16 | 54.8085
2024 | 11 | 27 | 17 | 63.195
2024 | 11 | 27 | 18 | 68.1004
2024 | 11 | 27 | 19 | 64.4665
2024 | 11 | 27 | 20 | 62.8213
2024 | 11 | 27 | 21 | 60.254
2024 | 11 | 27 | 22 | 57.3167
2024 | 11 | 27 | 23 | 53.539
2024 | 11 | 28 | 0 | 49.9134
2024 | 11 | 28 | 1 | 47.6802
2024 | 11 | 28 | 2 | 46.216
2024 | 11 | 28 | 3 | 45.7106
2024 | 11 | 28 | 4 | 45.7565
2024 | 11 | 28 | 5 | 46.3299
2024 | 11 | 28 | 6 | 48.2914
2024 | 11 | 28 | 7 | 53.1117
2024 | 11 | 28 | 8 | 60.2558
2024 | 11 | 28 | 9 | 60.3635
2024 | 11 | 28 | 10 | 55.9
2024 | 11 | 28 | 11 | 52.0453
2024 | 11 | 28 | 12 | 49.7302
2024 | 11 | 28 | 13 | 48.7876
2024 | 11 | 28 | 14 | 48.9855
2024 | 11 | 28 | 15 | 50.4891
2024 | 11 | 28 | 16 | 55.2166
2024 | 11 | 28 | 17 | 64.2405
2024 | 11 | 28 | 18 | 64.9228
2024 | 11 | 28 | 19 | 63.0019
2024 | 11 | 28 | 20 | 61.9619
2024 | 11 | 28 | 21 | 59.937
2024 | 11 | 28 | 22 | 57.2062
2024 | 11 | 28 | 23 | 53.2544
2024 | 11 | 29 | 0 | 50.7093
2024 | 11 | 29 | 1 | 48.6786
2024 | 11 | 29 | 2 | 47.1626
2024 | 11 | 29 | 3 | 46.5577
2024 | 11 | 29 | 4 | 46.5405
2024 | 11 | 29 | 5 | 46.9635
2024 | 11 | 29 | 6 | 48.2577
2024 | 11 | 29 | 7 | 53.1119
2024 | 11 | 29 | 8 | 60.0108
2024 | 11 | 29 | 9 | 59.8079
2024 | 11 | 29 | 10 | 54.6207
2024 | 11 | 29 | 11 | 51.2718
2024 | 11 | 29 | 12 | 51.1998
2024 | 11 | 29 | 13 | 49.4932
2024 | 11 | 29 | 14 | 48.5866
2024 | 11 | 29 | 15 | 49.5718
2024 | 11 | 29 | 16 | 55.426
2024 | 11 | 29 | 17 | 63.742
2024 | 11 | 29 | 18 | 68.7002
2024 | 11 | 29 | 19 | 64.9633
2024 | 11 | 29 | 20 | 63.1633
2024 | 11 | 29 | 21 | 60.9629
2024 | 11 | 29 | 22 | 58.6072
2024 | 11 | 29 | 23 | 54.9435
2024 | 11 | 30 | 0 | 49.5748
2024 | 11 | 30 | 1 | 45.8107
2024 | 11 | 30 | 2 | 44.1695
2024 | 11 | 30 | 3 | 43.2802
2024 | 11 | 30 | 4 | 42.9627
2024 | 11 | 30 | 5 | 42.7595
2024 | 11 | 30 | 6 | 42.9775
2024 | 11 | 30 | 7 | 45.9213
2024 | 11 | 30 | 8 | 52.9535
2024 | 11 | 30 | 9 | 55.0256
2024 | 11 | 30 | 10 | 51.9105
2024 | 11 | 30 | 11 | 49.1716
2024 | 11 | 30 | 12 | 47.7908
2024 | 11 | 30 | 13 | 45.902
2024 | 11 | 30 | 14 | 44.8921
2024 | 11 | 30 | 15 | 46.2871
2024 | 11 | 30 | 16 | 52.3443
2024 | 11 | 30 | 17 | 60.9607
2024 | 11 | 30 | 18 | 64.2114
2024 | 11 | 30 | 19 | 59.9712
2024 | 11 | 30 | 20 | 56.7749
2024 | 11 | 30 | 21 | 53.9442
2024 | 11 | 30 | 22 | 51.5842
2024 | 11 | 30 | 23 | 48.6439
2024 | 12 | 1 | 0 | 46.7438
2024 | 12 | 1 | 1 | 42.9178
2024 | 12 | 1 | 2 | 41.3219
2024 | 12 | 1 | 3 | 40.5336
2024 | 12 | 1 | 4 | 40.347
2024 | 12 | 1 | 5 | 40.4118
2024 | 12 | 1 | 6 | 40.7639
2024 | 12 | 1 | 7 | 42.9106
2024 | 12 | 1 | 8 | 49.5639
2024 | 12 | 1 | 9 | 51.758
2024 | 12 | 1 | 10 | 49.8163
2024 | 12 | 1 | 11 | 46.9083
2024 | 12 | 1 | 12 | 47.1332
2024 | 12 | 1 | 13 | 47.5957
2024 | 12 | 1 | 14 | 48.3568
2024 | 12 | 1 | 15 | 49.0801
2024 | 12 | 1 | 16 | 53.5025
2024 | 12 | 1 | 17 | 60.9657
2024 | 12 | 1 | 18 | 62.3449
2024 | 12 | 1 | 19 | 58.5804
2024 | 12 | 1 | 20 | 56.0151
2024 | 12 | 1 | 21 | 53.1699
2024 | 12 | 1 | 22 | 50.2349
2024 | 12 | 1 | 23 | 46.9602
2024 | 12 | 2 | 0 | 45.9906
2024 | 12 | 2 | 1 | 43.3535
2024 | 12 | 2 | 2 | 42.2072
2024 | 12 | 2 | 3 | 41.9098
2024 | 12 | 2 | 4 | 42.1559
2024 | 12 | 2 | 5 | 43.1172
2024 | 12 | 2 | 6 | 45.3109
2024 | 12 | 2 | 7 | 50.1052
2024 | 12 | 2 | 8 | 57.2289
2024 | 12 | 2 | 9 | 57.3925
2024 | 12 | 2 | 10 | 54.2137
2024 | 12 | 2 | 11 | 51.4458
2024 | 12 | 2 | 12 | 50.6645
2024 | 12 | 2 | 13 | 50.7919
2024 | 12 | 2 | 14 | 51.4704
2024 | 12 | 2 | 15 | 52.0942
2024 | 12 | 2 | 16 | 55.2183
2024 | 12 | 2 | 17 | 61.9228
2024 | 12 | 2 | 18 | 66.158
2024 | 12 | 2 | 19 | 63.1504
2024 | 12 | 2 | 20 | 61.616
2024 | 12 | 2 | 21 | 59.053
2024 | 12 | 2 | 22 | 56.0363
2024 | 12 | 2 | 23 | 52.2572
2024 | 12 | 3 | 0 | 49.4346
2024 | 12 | 3 | 1 | 47.3997
2024 | 12 | 3 | 2 | 46.0217
2024 | 12 | 3 | 3 | 45.6535
2024 | 12 | 3 | 4 | 45.8017
2024 | 12 | 3 | 5 | 46.6118
2024 | 12 | 3 | 6 | 48.4249
2024 | 12 | 3 | 7 | 53.1852
2024 | 12 | 3 | 8 | 59.4978
2024 | 12 | 3 | 9 | 58.9445
2024 | 12 | 3 | 10 | 54.8912
2024 | 12 | 3 | 11 | 51.4484
2024 | 12 | 3 | 12 | 51.2367
2024 | 12 | 3 | 13 | 51.2918
2024 | 12 | 3 | 14 | 51.6208
2024 | 12 | 3 | 15 | 52.5114
2024 | 12 | 3 | 16 | 55.9637
2024 | 12 | 3 | 17 | 62.1727
2024 | 12 | 3 | 18 | 66.4239
2024 | 12 | 3 | 19 | 63.8193
2024 | 12 | 3 | 20 | 62.612
2024 | 12 | 3 | 21 | 60.2736
2024 | 12 | 3 | 22 | 57.4458
2024 | 12 | 3 | 23 | 53.6373
2024 | 12 | 4 | 0 | 50.1585
2024 | 12 | 4 | 1 | 47.3133
2024 | 12 | 4 | 2 | 45.7534
2024 | 12 | 4 | 3 | 45.1714
2024 | 12 | 4 | 4 | 45.164
2024 | 12 | 4 | 5 | 45.8413
2024 | 12 | 4 | 6 | 48.1714
2024 | 12 | 4 | 7 | 52.7378
2024 | 12 | 4 | 8 | 59.5977
2024 | 12 | 4 | 9 | 59.9611
2024 | 12 | 4 | 10 | 56.3742
2024 | 12 | 4 | 11 | 52.9288
2024 | 12 | 4 | 12 | 51.9719
2024 | 12 | 4 | 13 | 52.3567
2024 | 12 | 4 | 14 | 52.7511
2024 | 12 | 4 | 15 | 52.8241
2024 | 12 | 4 | 16 | 55.5626
2024 | 12 | 4 | 17 | 62.3951
2024 | 12 | 4 | 18 | 65.1553
2024 | 12 | 4 | 19 | 62.3489
2024 | 12 | 4 | 20 | 61.1277
2024 | 12 | 4 | 21 | 58.8299
2024 | 12 | 4 | 22 | 55.8138
2024 | 12 | 4 | 23 | 51.899
2024 | 12 | 5 | 0 | 49.7727
2024 | 12 | 5 | 1 | 46.3993
2024 | 12 | 5 | 2 | 44.8063
2024 | 12 | 5 | 3 | 44.2292
2024 | 12 | 5 | 4 | 44.2144
2024 | 12 | 5 | 5 | 44.9721
2024 | 12 | 5 | 6 | 47.8082
2024 | 12 | 5 | 7 | 52.2103
2024 | 12 | 5 | 8 | 58.3354
2024 | 12 | 5 | 9 | 58.6796
2024 | 12 | 5 | 10 | 55.5916
2024 | 12 | 5 | 11 | 52.3184
2024 | 12 | 5 | 12 | 51.5164
2024 | 12 | 5 | 13 | 51.6346
2024 | 12 | 5 | 14 | 52.3683
2024 | 12 | 5 | 15 | 52.8092
2024 | 12 | 5 | 16 | 55.8237
2024 | 12 | 5 | 17 | 62.4137
2024 | 12 | 5 | 18 | 67.0938
2024 | 12 | 5 | 19 | 64.3407
2024 | 12 | 5 | 20 | 63.1543
2024 | 12 | 5 | 21 | 61.0697
2024 | 12 | 5 | 22 | 58.4008
2024 | 12 | 5 | 23 | 54.5509
2024 | 12 | 6 | 0 | 49.756
2024 | 12 | 6 | 1 | 47.034
2024 | 12 | 6 | 2 | 45.333
2024 | 12 | 6 | 3 | 44.6334
2024 | 12 | 6 | 4 | 44.5446
2024 | 12 | 6 | 5 | 45.2015
2024 | 12 | 6 | 6 | 46.9515
2024 | 12 | 6 | 7 | 51.795
2024 | 12 | 6 | 8 | 59.1194
2024 | 12 | 6 | 9 | 60.1131
2024 | 12 | 6 | 10 | 56.2329
2024 | 12 | 6 | 11 | 52.5657
2024 | 12 | 6 | 12 | 51.607
2024 | 12 | 6 | 13 | 51.4928
2024 | 12 | 6 | 14 | 51.4348
2024 | 12 | 6 | 15 | 51.6034
2024 | 12 | 6 | 16 | 55.623
2024 | 12 | 6 | 17 | 62.321
2024 | 12 | 6 | 18 | 67.3262
2024 | 12 | 6 | 19 | 63.9211
2024 | 12 | 6 | 20 | 62.3307
2024 | 12 | 6 | 21 | 60.2403
2024 | 12 | 6 | 22 | 57.9377
2024 | 12 | 6 | 23 | 54.2715
2024 | 12 | 7 | 0 | 49.2317
2024 | 12 | 7 | 1 | 44.8314
2024 | 12 | 7 | 2 | 43.127
2024 | 12 | 7 | 3 | 42.2417
2024 | 12 | 7 | 4 | 41.9335
2024 | 12 | 7 | 5 | 41.9793
2024 | 12 | 7 | 6 | 42.0533
2024 | 12 | 7 | 7 | 44.9122
2024 | 12 | 7 | 8 | 51.9757
2024 | 12 | 7 | 9 | 54.647
2024 | 12 | 7 | 10 | 52.5664
2024 | 12 | 7 | 11 | 49.6247
2024 | 12 | 7 | 12 | 48.5349
2024 | 12 | 7 | 13 | 48.1966
2024 | 12 | 7 | 14 | 48.0701
2024 | 12 | 7 | 15 | 48.693
2024 | 12 | 7 | 16 | 52.9943
2024 | 12 | 7 | 17 | 60.0553
2024 | 12 | 7 | 18 | 62.7708
2024 | 12 | 7 | 19 | 58.8913
2024 | 12 | 7 | 20 | 55.9617
2024 | 12 | 7 | 21 | 53.2435
2024 | 12 | 7 | 22 | 50.9237
2024 | 12 | 7 | 23 | 47.9436
2024 | 12 | 8 | 0 | 46.5972
2024 | 12 | 8 | 1 | 42.8476
2024 | 12 | 8 | 2 | 41.2085
2024 | 12 | 8 | 3 | 40.4206
2024 | 12 | 8 | 4 | 40.191
2024 | 12 | 8 | 5 | 40.1323
2024 | 12 | 8 | 6 | 40.2952
2024 | 12 | 8 | 7 | 42.2983
2024 | 12 | 8 | 8 | 48.7235
2024 | 12 | 8 | 9 | 51.0213
2024 | 12 | 8 | 10 | 49.2464
2024 | 12 | 8 | 11 | 46.622
2024 | 12 | 8 | 12 | 44.0359
2024 | 12 | 8 | 13 | 44.3052
2024 | 12 | 8 | 14 | 44.386
2024 | 12 | 8 | 15 | 44.6447
2024 | 12 | 8 | 16 | 48.0035
2024 | 12 | 8 | 17 | 55.0693
2024 | 12 | 8 | 18 | 61.8818
2024 | 12 | 8 | 19 | 58.0284
2024 | 12 | 8 | 20 | 55.5265
2024 | 12 | 8 | 21 | 52.7481
2024 | 12 | 8 | 22 | 49.834
2024 | 12 | 8 | 23 | 46.4912
2024 | 12 | 9 | 0 | 45.6894
2024 | 12 | 9 | 1 | 42.8499
2024 | 12 | 9 | 2 | 41.5511
2024 | 12 | 9 | 3 | 41.1306
2024 | 12 | 9 | 4 | 41.227
2024 | 12 | 9 | 5 | 42.0064
2024 | 12 | 9 | 6 | 44.3423
2024 | 12 | 9 | 7 | 48.942
2024 | 12 | 9 | 8 | 55.7696
2024 | 12 | 9 | 9 | 56.307
2024 | 12 | 9 | 10 | 53.7529
2024 | 12 | 9 | 11 | 51.379
2024 | 12 | 9 | 12 | 50.6839
2024 | 12 | 9 | 13 | 50.6346
2024 | 12 | 9 | 14 | 50.8099
2024 | 12 | 9 | 15 | 51.5241
2024 | 12 | 9 | 16 | 54.9147
2024 | 12 | 9 | 17 | 61.848
2024 | 12 | 9 | 18 | 64.8815
2024 | 12 | 9 | 19 | 62.8445
2024 | 12 | 9 | 20 | 61.7304
2024 | 12 | 9 | 21 | 59.4575
2024 | 12 | 9 | 22 | 56.6887
2024 | 12 | 9 | 23 | 52.9627
2024 | 12 | 10 | 0 | 48.3389
2024 | 12 | 10 | 1 | 45.4286
2024 | 12 | 10 | 2 | 43.7921
2024 | 12 | 10 | 3 | 43.2264
2024 | 12 | 10 | 4 | 43.165
2024 | 12 | 10 | 5 | 43.7839
2024 | 12 | 10 | 6 | 45.7423
2024 | 12 | 10 | 7 | 50.4927
2024 | 12 | 10 | 8 | 57.1984
2024 | 12 | 10 | 9 | 57.6391
2024 | 12 | 10 | 10 | 54.1408
2024 | 12 | 10 | 11 | 51.0629
2024 | 12 | 10 | 12 | 49.8319
2024 | 12 | 10 | 13 | 49.6083
2024 | 12 | 10 | 14 | 49.9577
2024 | 12 | 10 | 15 | 50.6808
2024 | 12 | 10 | 16 | 53.9286
2024 | 12 | 10 | 17 | 60.2556
2024 | 12 | 10 | 18 | 63.8442
2024 | 12 | 10 | 19 | 60.6295
2024 | 12 | 10 | 20 | 59.1832
2024 | 12 | 10 | 21 | 56.7774
2024 | 12 | 10 | 22 | 53.8897
2024 | 12 | 10 | 23 | 50.0327
2024 | 12 | 11 | 0 | 48.5782
2024 | 12 | 11 | 1 | 45.0166
2024 | 12 | 11 | 2 | 43.3216
2024 | 12 | 11 | 3 | 42.6543
2024 | 12 | 11 | 4 | 42.5262
2024 | 12 | 11 | 5 | 43.0835
2024 | 12 | 11 | 6 | 44.9591
2024 | 12 | 11 | 7 | 49.4788
2024 | 12 | 11 | 8 | 56.4034
2024 | 12 | 11 | 9 | 57.2821
2024 | 12 | 11 | 10 | 54.1893
2024 | 12 | 11 | 11 | 51.2369
2024 | 12 | 11 | 12 | 51.0645
2024 | 12 | 11 | 13 | 51.1836
2024 | 12 | 11 | 14 | 51.3182
2024 | 12 | 11 | 15 | 51.5792
2024 | 12 | 11 | 16 | 55.0056
2024 | 12 | 11 | 17 | 62.3578
2024 | 12 | 11 | 18 | 66.4439
2024 | 12 | 11 | 19 | 62.8418
2024 | 12 | 11 | 20 | 61.3158
2024 | 12 | 11 | 21 | 58.9992
2024 | 12 | 11 | 22 | 56.147
2024 | 12 | 11 | 23 | 52.3755
2024 | 12 | 12 | 0 | 47.6839
2024 | 12 | 12 | 1 | 45.2116
2024 | 12 | 12 | 2 | 43.6781
2024 | 12 | 12 | 3 | 43.2534
2024 | 12 | 12 | 4 | 43.3932
2024 | 12 | 12 | 5 | 44.2726
2024 | 12 | 12 | 6 | 46.4682
2024 | 12 | 12 | 7 | 51.209
2024 | 12 | 12 | 8 | 58.194
2024 | 12 | 12 | 9 | 59.159
2024 | 12 | 12 | 10 | 55.6846
2024 | 12 | 12 | 11 | 51.9775
2024 | 12 | 12 | 12 | 50.6761
2024 | 12 | 12 | 13 | 50.617
2024 | 12 | 12 | 14 | 51.0323
2024 | 12 | 12 | 15 | 52.0097
2024 | 12 | 12 | 16 | 55.6944
2024 | 12 | 12 | 17 | 63.3931
2024 | 12 | 12 | 18 | 66.9545
2024 | 12 | 12 | 19 | 65.133
2024 | 12 | 12 | 20 | 64.3399
2024 | 12 | 12 | 21 | 62.5336
2024 | 12 | 12 | 22 | 59.9515
2024 | 12 | 12 | 23 | 56.0295
2024 | 12 | 13 | 0 | 52.0758
2024 | 12 | 13 | 1 | 50.3011
2024 | 12 | 13 | 2 | 48.8568
2024 | 12 | 13 | 3 | 48.4535
2024 | 12 | 13 | 4 | 48.6827
2024 | 12 | 13 | 5 | 49.4837
2024 | 12 | 13 | 6 | 53.1229
2024 | 12 | 13 | 7 | 57.768
2024 | 12 | 13 | 8 | 63.2824
2024 | 12 | 13 | 9 | 61.5279
2024 | 12 | 13 | 10 | 56.5288
2024 | 12 | 13 | 11 | 52.5646
2024 | 12 | 13 | 12 | 53.2458
2024 | 12 | 13 | 13 | 52.8148
2024 | 12 | 13 | 14 | 52.1617
2024 | 12 | 13 | 15 | 52.7029
2024 | 12 | 13 | 16 | 56.4559
2024 | 12 | 13 | 17 | 63.7212
2024 | 12 | 13 | 18 | 71.2049
2024 | 12 | 13 | 19 | 69.0544
2024 | 12 | 13 | 20 | 68.0549
2024 | 12 | 13 | 21 | 66.213
2024 | 12 | 13 | 22 | 63.904
2024 | 12 | 13 | 23 | 59.9772
2024 | 12 | 14 | 0 | 55.4177
2024 | 12 | 14 | 1 | 54.4868
2024 | 12 | 14 | 2 | 52.9985
2024 | 12 | 14 | 3 | 52.3905
2024 | 12 | 14 | 4 | 52.1909
2024 | 12 | 14 | 5 | 52.4348
2024 | 12 | 14 | 6 | 52.8419
2024 | 12 | 14 | 7 | 55.2762
2024 | 12 | 14 | 8 | 60.2859
2024 | 12 | 14 | 9 | 61.302
2024 | 12 | 14 | 10 | 59.8047
2024 | 12 | 14 | 11 | 56.8668
2024 | 12 | 14 | 12 | 55.2256
2024 | 12 | 14 | 13 | 53.3393
2024 | 12 | 14 | 14 | 52.2324
2024 | 12 | 14 | 15 | 53.398
2024 | 12 | 14 | 16 | 58.6024
2024 | 12 | 14 | 17 | 66.3146
2024 | 12 | 14 | 18 | 71.6679
2024 | 12 | 14 | 19 | 68.5302
2024 | 12 | 14 | 20 | 65.6805
2024 | 12 | 14 | 21 | 63.0892
2024 | 12 | 14 | 22 | 60.6241
2024 | 12 | 14 | 23 | 57.4824
2024 | 12 | 15 | 0 | 54.9699
2024 | 12 | 15 | 1 | 52.0933
2024 | 12 | 15 | 2 | 50.6647
2024 | 12 | 15 | 3 | 50.0336
2024 | 12 | 15 | 4 | 49.8478
2024 | 12 | 15 | 5 | 49.9711
2024 | 12 | 15 | 6 | 48.613
2024 | 12 | 15 | 7 | 50.2319
2024 | 12 | 15 | 8 | 55.2786
2024 | 12 | 15 | 9 | 58.1351
2024 | 12 | 15 | 10 | 57.4702
2024 | 12 | 15 | 11 | 55.0437
2024 | 12 | 15 | 12 | 54.3462
2024 | 12 | 15 | 13 | 53.6027
2024 | 12 | 15 | 14 | 53.4405
2024 | 12 | 15 | 15 | 54.5481
2024 | 12 | 15 | 16 | 59.3496
2024 | 12 | 15 | 17 | 66.683
2024 | 12 | 15 | 18 | 71.3559
2024 | 12 | 15 | 19 | 67.4286
2024 | 12 | 15 | 20 | 64.5367
2024 | 12 | 15 | 21 | 61.692
2024 | 12 | 15 | 22 | 58.5795
2024 | 12 | 15 | 23 | 55.1258
2024 | 12 | 16 | 0 | 52.2127
2024 | 12 | 16 | 1 | 49.4126
2024 | 12 | 16 | 2 | 48.0562
2024 | 12 | 16 | 3 | 47.5287
2024 | 12 | 16 | 4 | 47.4573
2024 | 12 | 16 | 5 | 47.9194
2024 | 12 | 16 | 6 | 49.4933
2024 | 12 | 16 | 7 | 53.8313
2024 | 12 | 16 | 8 | 60.3581
2024 | 12 | 16 | 9 | 61.3814
2024 | 12 | 16 | 10 | 59.1824
2024 | 12 | 16 | 11 | 57.1285
2024 | 12 | 16 | 12 | 55.1147
2024 | 12 | 16 | 13 | 54.5883
2024 | 12 | 16 | 14 | 54.5086
2024 | 12 | 16 | 15 | 54.4931
2024 | 12 | 16 | 16 | 56.6883
2024 | 12 | 16 | 17 | 62.6029
2024 | 12 | 16 | 18 | 67.8897
2024 | 12 | 16 | 19 | 64.649
2024 | 12 | 16 | 20 | 63.1876
2024 | 12 | 16 | 21 | 60.7215
2024 | 12 | 16 | 22 | 57.6676
2024 | 12 | 16 | 23 | 53.7446
2024 | 12 | 17 | 0 | 51.6448
2024 | 12 | 17 | 1 | 47.0523
2024 | 12 | 17 | 2 | 45.3706
2024 | 12 | 17 | 3 | 44.7717
2024 | 12 | 17 | 4 | 44.6217
2024 | 12 | 17 | 5 | 45.06
2024 | 12 | 17 | 6 | 47.1901
2024 | 12 | 17 | 7 | 51.7711
2024 | 12 | 17 | 8 | 58.2111
2024 | 12 | 17 | 9 | 59.0891
2024 | 12 | 17 | 10 | 55.7656
2024 | 12 | 17 | 11 | 53.1724
2024 | 12 | 17 | 12 | 53.1291
2024 | 12 | 17 | 13 | 52.4906
2024 | 12 | 17 | 14 | 52.5152
2024 | 12 | 17 | 15 | 53.1068
2024 | 12 | 17 | 16 | 56.5742
2024 | 12 | 17 | 17 | 62.8497
2024 | 12 | 17 | 18 | 67.1912
2024 | 12 | 17 | 19 | 63.7477
2024 | 12 | 17 | 20 | 62.3169
2024 | 12 | 17 | 21 | 60.0449
2024 | 12 | 17 | 22 | 57.2047
2024 | 12 | 17 | 23 | 53.3837
2024 | 12 | 18 | 0 | 49.6447
2024 | 12 | 18 | 1 | 47.3041
2024 | 12 | 18 | 2 | 45.6667
2024 | 12 | 18 | 3 | 45.0985
2024 | 12 | 18 | 4 | 45.0508
2024 | 12 | 18 | 5 | 45.5863
2024 | 12 | 18 | 6 | 46.8053
2024 | 12 | 18 | 7 | 51.4069
2024 | 12 | 18 | 8 | 58.5001
2024 | 12 | 18 | 9 | 59.9612
2024 | 12 | 18 | 10 | 57.0637
2024 | 12 | 18 | 11 | 54.0464
2024 | 12 | 18 | 12 | 53.5793
2024 | 12 | 18 | 13 | 53.1269
2024 | 12 | 18 | 14 | 52.9366
2024 | 12 | 18 | 15 | 53.2806
2024 | 12 | 18 | 16 | 57.1067
2024 | 12 | 18 | 17 | 64.5785
2024 | 12 | 18 | 18 | 70.6409
2024 | 12 | 18 | 19 | 67.6803
2024 | 12 | 18 | 20 | 66.5019
2024 | 12 | 18 | 21 | 64.4626
2024 | 12 | 18 | 22 | 61.785
2024 | 12 | 18 | 23 | 58.0603
2024 | 12 | 19 | 0 | 51.4902
2024 | 12 | 19 | 1 | 50.1604
2024 | 12 | 19 | 2 | 48.9069
2024 | 12 | 19 | 3 | 48.7555
2024 | 12 | 19 | 4 | 49.1341
2024 | 12 | 19 | 5 | 50.0786
2024 | 12 | 19 | 6 | 50.558
2024 | 12 | 19 | 7 | 55.4381
2024 | 12 | 19 | 8 | 62.6105
2024 | 12 | 19 | 9 | 63.9251
2024 | 12 | 19 | 10 | 60.3784
2024 | 12 | 19 | 11 | 56.142
2024 | 12 | 19 | 12 | 54.8334
2024 | 12 | 19 | 13 | 54.2919
2024 | 12 | 19 | 14 | 54.6382
2024 | 12 | 19 | 15 | 55.9776
2024 | 12 | 19 | 16 | 59.99
2024 | 12 | 19 | 17 | 68.2467
2024 | 12 | 19 | 18 | 72.3037
2024 | 12 | 19 | 19 | 70.8987
2024 | 12 | 19 | 20 | 70.3334
2024 | 12 | 19 | 21 | 68.6447
2024 | 12 | 19 | 22 | 66.0671
2024 | 12 | 19 | 23 | 62.0165
2024 | 12 | 20 | 0 | 57.4963
2024 | 12 | 20 | 1 | 55.3738
2024 | 12 | 20 | 2 | 53.938
2024 | 12 | 20 | 3 | 53.4587
2024 | 12 | 20 | 4 | 53.5286
2024 | 12 | 20 | 5 | 54.0122
2024 | 12 | 20 | 6 | 55.2379
2024 | 12 | 20 | 7 | 59.964
2024 | 12 | 20 | 8 | 66.6352
2024 | 12 | 20 | 9 | 67.46
2024 | 12 | 20 | 10 | 63.7585
2024 | 12 | 20 | 11 | 59.714
2024 | 12 | 20 | 12 | 58.0021
2024 | 12 | 20 | 13 | 57.3255
2024 | 12 | 20 | 14 | 56.6262
2024 | 12 | 20 | 15 | 56.9546
2024 | 12 | 20 | 16 | 60.299
2024 | 12 | 20 | 17 | 67.6264
2024 | 12 | 20 | 18 | 71.7728
2024 | 12 | 20 | 19 | 68.3591
2024 | 12 | 20 | 20 | 66.8458
2024 | 12 | 20 | 21 | 64.6358
2024 | 12 | 20 | 22 | 62.0336
2024 | 12 | 20 | 23 | 57.8753
2024 | 12 | 21 | 0 | 55.831
2024 | 12 | 21 | 1 | 51.0999
2024 | 12 | 21 | 2 | 49.431
2024 | 12 | 21 | 3 | 48.6032
2024 | 12 | 21 | 4 | 48.2042
2024 | 12 | 21 | 5 | 48.2253
2024 | 12 | 21 | 6 | 48.9885
2024 | 12 | 21 | 7 | 51.2938
2024 | 12 | 21 | 8 | 56.5473
2024 | 12 | 21 | 9 | 59.6279
2024 | 12 | 21 | 10 | 58.4864
2024 | 12 | 21 | 11 | 56.4969
2024 | 12 | 21 | 12 | 53.5845
2024 | 12 | 21 | 13 | 52.1325
2024 | 12 | 21 | 14 | 51.1365
2024 | 12 | 21 | 15 | 51.6868
2024 | 12 | 21 | 16 | 55.585
2024 | 12 | 21 | 17 | 62.7979
2024 | 12 | 21 | 18 | 68.4566
2024 | 12 | 21 | 19 | 64.6136
2024 | 12 | 21 | 20 | 61.3985
2024 | 12 | 21 | 21 | 58.6618
2024 | 12 | 21 | 22 | 56.0507
2024 | 12 | 21 | 23 | 52.8013
2024 | 12 | 22 | 0 | 50.8893
2024 | 12 | 22 | 1 | 47.013
2024 | 12 | 22 | 2 | 45.2595
2024 | 12 | 22 | 3 | 44.3066
2024 | 12 | 22 | 4 | 43.8274
2024 | 12 | 22 | 5 | 43.5299
2024 | 12 | 22 | 6 | 43.5845
2024 | 12 | 22 | 7 | 45.1932
2024 | 12 | 22 | 8 | 50.4135
2024 | 12 | 22 | 9 | 53.4423
2024 | 12 | 22 | 10 | 52.4283
2024 | 12 | 22 | 11 | 50.526
2024 | 12 | 22 | 12 | 50.7161
2024 | 12 | 22 | 13 | 51.6319
2024 | 12 | 22 | 14 | 51.4037
2024 | 12 | 22 | 15 | 51.5576
2024 | 12 | 22 | 16 | 54.0936
2024 | 12 | 22 | 17 | 60.4549
2024 | 12 | 22 | 18 | 64.1819
2024 | 12 | 22 | 19 | 60.2184
2024 | 12 | 22 | 20 | 57.3453
2024 | 12 | 22 | 21 | 54.4288
2024 | 12 | 22 | 22 | 51.2553
2024 | 12 | 22 | 23 | 47.7345
2024 | 12 | 23 | 0 | 46.1873
2024 | 12 | 23 | 1 | 42.6677
2024 | 12 | 23 | 2 | 41.3411
2024 | 12 | 23 | 3 | 40.8042
2024 | 12 | 23 | 4 | 40.8817
2024 | 12 | 23 | 5 | 41.3743
2024 | 12 | 23 | 6 | 43.3134
2024 | 12 | 23 | 7 | 46.8553
2024 | 12 | 23 | 8 | 52.8845
2024 | 12 | 23 | 9 | 55.1197
2024 | 12 | 23 | 10 | 53.3596
2024 | 12 | 23 | 11 | 51.9931
2024 | 12 | 23 | 12 | 51.1134
2024 | 12 | 23 | 13 | 50.0328
2024 | 12 | 23 | 14 | 49.0602
2024 | 12 | 23 | 15 | 51.3441
2024 | 12 | 23 | 16 | 54.5478
2024 | 12 | 23 | 17 | 60.563
2024 | 12 | 23 | 18 | 67.884
2024 | 12 | 23 | 19 | 64.5326
2024 | 12 | 23 | 20 | 62.6508
2024 | 12 | 23 | 21 | 60.1973
2024 | 12 | 23 | 22 | 57.2688
2024 | 12 | 23 | 23 | 53.9248
2024 | 12 | 24 | 0 | 49.9606
2024 | 12 | 24 | 1 | 47.7692
2024 | 12 | 24 | 2 | 46.1578
2024 | 12 | 24 | 3 | 45.7111
2024 | 12 | 24 | 4 | 45.7213
2024 | 12 | 24 | 5 | 46.3903
2024 | 12 | 24 | 6 | 48.0674
2024 | 12 | 24 | 7 | 52.2153
2024 | 12 | 24 | 8 | 58.7996
2024 | 12 | 24 | 9 | 61.2162
2024 | 12 | 24 | 10 | 58.8878
2024 | 12 | 24 | 11 | 55.5137
2024 | 12 | 24 | 12 | 54.9643
2024 | 12 | 24 | 13 | 52.84
2024 | 12 | 24 | 14 | 53.6678
2024 | 12 | 24 | 15 | 56.3604
2024 | 12 | 24 | 16 | 59.5597
2024 | 12 | 24 | 17 | 64.706
2024 | 12 | 24 | 18 | 69.0748
2024 | 12 | 24 | 19 | 64.8378
2024 | 12 | 24 | 20 | 62.6545
2024 | 12 | 24 | 21 | 60.591
2024 | 12 | 24 | 22 | 58.7615
2024 | 12 | 24 | 23 | 56.5149
2024 | 12 | 25 | 0 | 54.622
2024 | 12 | 25 | 1 | 52.9024
2024 | 12 | 25 | 2 | 51.4259
2024 | 12 | 25 | 3 | 50.7396
2024 | 12 | 25 | 4 | 50.8956
2024 | 12 | 25 | 5 | 51.228
2024 | 12 | 25 | 6 | 52.3076
2024 | 12 | 25 | 7 | 54.7622
2024 | 12 | 25 | 8 | 60.2598
2024 | 12 | 25 | 9 | 63.6691
2024 | 12 | 25 | 10 | 62.4769
2024 | 12 | 25 | 11 | 58.807
2024 | 12 | 25 | 12 | 54.4665
2024 | 12 | 25 | 13 | 54.9333
2024 | 12 | 25 | 14 | 55.3496
2024 | 12 | 25 | 15 | 55.1331
2024 | 12 | 25 | 16 | 56.7273
2024 | 12 | 25 | 17 | 62.648
2024 | 12 | 25 | 18 | 69.1286
2024 | 12 | 25 | 19 | 65.9323
2024 | 12 | 25 | 20 | 63.927
2024 | 12 | 25 | 21 | 62.6316
2024 | 12 | 25 | 22 | 60.9881
2024 | 12 | 25 | 23 | 58.534
2024 | 12 | 26 | 0 | 56.7822
2024 | 12 | 26 | 1 | 52.742
2024 | 12 | 26 | 2 | 51.1737
2024 | 12 | 26 | 3 | 50.2845
2024 | 12 | 26 | 4 | 50.0569
2024 | 12 | 26 | 5 | 50.1967
2024 | 12 | 26 | 6 | 51.335
2024 | 12 | 26 | 7 | 52.7636
2024 | 12 | 26 | 8 | 56.328
2024 | 12 | 26 | 9 | 59.4837
2024 | 12 | 26 | 10 | 60.4628
2024 | 12 | 26 | 11 | 60.3595
2024 | 12 | 26 | 12 | 60.9761
2024 | 12 | 26 | 13 | 61.5492
2024 | 12 | 26 | 14 | 61.158
2024 | 12 | 26 | 15 | 60.1733
2024 | 12 | 26 | 16 | 61.5322
2024 | 12 | 26 | 17 | 66.0624
2024 | 12 | 26 | 18 | 68.3645
2024 | 12 | 26 | 19 | 64.6569
2024 | 12 | 26 | 20 | 62.7215
2024 | 12 | 26 | 21 | 60.4095
2024 | 12 | 26 | 22 | 58.0662
2024 | 12 | 26 | 23 | 55.0387
2024 | 12 | 27 | 0 | 53.721
2024 | 12 | 27 | 1 | 52.4042
2024 | 12 | 27 | 2 | 50.6449
2024 | 12 | 27 | 3 | 49.6964
2024 | 12 | 27 | 4 | 49.3656
2024 | 12 | 27 | 5 | 49.3512
2024 | 12 | 27 | 6 | 51.0432
2024 | 12 | 27 | 7 | 54.3589
2024 | 12 | 27 | 8 | 59.655
2024 | 12 | 27 | 9 | 61.6113
2024 | 12 | 27 | 10 | 58.8032
2024 | 12 | 27 | 11 | 56.6317
2024 | 12 | 27 | 12 | 56.1079
2024 | 12 | 27 | 13 | 55.374
2024 | 12 | 27 | 14 | 53.6964
2024 | 12 | 27 | 15 | 55.0339
2024 | 12 | 27 | 16 | 57.707
2024 | 12 | 27 | 17 | 63.3736
2024 | 12 | 27 | 18 | 66.8518
2024 | 12 | 27 | 19 | 63.6779
2024 | 12 | 27 | 20 | 61.884
2024 | 12 | 27 | 21 | 59.779
2024 | 12 | 27 | 22 | 57.2308
2024 | 12 | 27 | 23 | 53.6701
2024 | 12 | 28 | 0 | 50.8653
2024 | 12 | 28 | 1 | 46.5024
2024 | 12 | 28 | 2 | 44.9238
2024 | 12 | 28 | 3 | 44.0263
2024 | 12 | 28 | 4 | 43.6776
2024 | 12 | 28 | 5 | 43.5128
2024 | 12 | 28 | 6 | 44.1912
2024 | 12 | 28 | 7 | 46.7883
2024 | 12 | 28 | 8 | 52.1272
2024 | 12 | 28 | 9 | 55.4592
2024 | 12 | 28 | 10 | 54.408
2024 | 12 | 28 | 11 | 52.5244
2024 | 12 | 28 | 12 | 52.3192
2024 | 12 | 28 | 13 | 53.1507
2024 | 12 | 28 | 14 | 52.4605
2024 | 12 | 28 | 15 | 52.4001
2024 | 12 | 28 | 16 | 54.3279
2024 | 12 | 28 | 17 | 60.6614
2024 | 12 | 28 | 18 | 65.7904
2024 | 12 | 28 | 19 | 61.9305
2024 | 12 | 28 | 20 | 58.6212
2024 | 12 | 28 | 21 | 55.8323
2024 | 12 | 28 | 22 | 53.286
2024 | 12 | 28 | 23 | 50.0374
2024 | 12 | 29 | 0 | 48.2871
2024 | 12 | 29 | 1 | 44.798
2024 | 12 | 29 | 2 | 43.2089
2024 | 12 | 29 | 3 | 42.4481
2024 | 12 | 29 | 4 | 42.1381
2024 | 12 | 29 | 5 | 41.7596
2024 | 12 | 29 | 6 | 42.0703
2024 | 12 | 29 | 7 | 44.0323
2024 | 12 | 29 | 8 | 49.5841
2024 | 12 | 29 | 9 | 52.3265
2024 | 12 | 29 | 10 | 51.5604
2024 | 12 | 29 | 11 | 49.3621
2024 | 12 | 29 | 12 | 51.0505
2024 | 12 | 29 | 13 | 52.1146
2024 | 12 | 29 | 14 | 52.0823
2024 | 12 | 29 | 15 | 52.4618
2024 | 12 | 29 | 16 | 55.579
2024 | 12 | 29 | 17 | 63.2247
2024 | 12 | 29 | 18 | 68.6133
2024 | 12 | 29 | 19 | 63.7604
2024 | 12 | 29 | 20 | 60.6197
2024 | 12 | 29 | 21 | 57.6064
2024 | 12 | 29 | 22 | 54.5252
2024 | 12 | 29 | 23 | 51.0466
2024 | 12 | 30 | 0 | 47.0487
2024 | 12 | 30 | 1 | 43.5777
2024 | 12 | 30 | 2 | 42.2421
2024 | 12 | 30 | 3 | 41.8206
2024 | 12 | 30 | 4 | 41.7743
2024 | 12 | 30 | 5 | 42.2142
2024 | 12 | 30 | 6 | 44.0456
2024 | 12 | 30 | 7 | 48.6237
2024 | 12 | 30 | 8 | 54.943
2024 | 12 | 30 | 9 | 55.4975
2024 | 12 | 30 | 10 | 52.989
2024 | 12 | 30 | 11 | 51.6943
2024 | 12 | 30 | 12 | 52.141
2024 | 12 | 30 | 13 | 52.2589
2024 | 12 | 30 | 14 | 51.794
2024 | 12 | 30 | 15 | 52.1558
2024 | 12 | 30 | 16 | 54.9326
2024 | 12 | 30 | 17 | 63.0129
2024 | 12 | 30 | 18 | 70.6211
2024 | 12 | 30 | 19 | 66.5768
2024 | 12 | 30 | 20 | 64.5087
2024 | 12 | 30 | 21 | 61.8836
2024 | 12 | 30 | 22 | 58.9405
2024 | 12 | 30 | 23 | 55.1231
2024 | 12 | 31 | 0 | 48.3621
2024 | 12 | 31 | 1 | 46.64
2024 | 12 | 31 | 2 | 44.9009
2024 | 12 | 31 | 3 | 44.1858
2024 | 12 | 31 | 4 | 44.2431
2024 | 12 | 31 | 5 | 44.8714
2024 | 12 | 31 | 6 | 46.8959
2024 | 12 | 31 | 7 | 51.7515
2024 | 12 | 31 | 8 | 58.4764
2024 | 12 | 31 | 9 | 60.0172
2024 | 12 | 31 | 10 | 57.5835
2024 | 12 | 31 | 11 | 56.5482
2024 | 12 | 31 | 12 | 58.2417
2024 | 12 | 31 | 13 | 56.9919
2024 | 12 | 31 | 14 | 55.7853
2024 | 12 | 31 | 15 | 57.379
2024 | 12 | 31 | 16 | 61.1933
2024 | 12 | 31 | 17 | 67.3354
2024 | 12 | 31 | 18 | 71.5324
2024 | 12 | 31 | 19 | 66.8799
2024 | 12 | 31 | 20 | 63.7351
2024 | 12 | 31 | 21 | 60.4782
2024 | 12 | 31 | 22 | 58.2993
2024 | 12 | 31 | 23 | 56.2703
2025 | 1 | 1 | 0 | 54.0307
2025 | 1 | 1 | 1 | 49.4953
2025 | 1 | 1 | 2 | 47.7189
2025 | 1 | 1 | 3 | 46.2949
2025 | 1 | 1 | 4 | 45.5981
2025 | 1 | 1 | 5 | 45.287
2025 | 1 | 1 | 6 | 44.0365
2025 | 1 | 1 | 7 | 45.2865
2025 | 1 | 1 | 8 | 48.7591
2025 | 1 | 1 | 9 | 51.03
2025 | 1 | 1 | 10 | 50.5705
2025 | 1 | 1 | 11 | 48.9641
2025 | 1 | 1 | 12 | 46.2391
2025 | 1 | 1 | 13 | 45.1513
2025 | 1 | 1 | 14 | 44.1907
2025 | 1 | 1 | 15 | 44.5115
2025 | 1 | 1 | 16 | 49.8879
2025 | 1 | 1 | 17 | 58.7801
2025 | 1 | 1 | 18 | 63.6315
2025 | 1 | 1 | 19 | 61.3095
2025 | 1 | 1 | 20 | 59.044
2025 | 1 | 1 | 21 | 56.5179
2025 | 1 | 1 | 22 | 53.9768
2025 | 1 | 1 | 23 | 51.1716
2025 | 1 | 2 | 0 | 48.8045
2025 | 1 | 2 | 1 | 48.4057
2025 | 1 | 2 | 2 | 46.9554
2025 | 1 | 2 | 3 | 46.4496
2025 | 1 | 2 | 4 | 46.4353
2025 | 1 | 2 | 5 | 46.9388
2025 | 1 | 2 | 6 | 48.5675
2025 | 1 | 2 | 7 | 52.9183
2025 | 1 | 2 | 8 | 59.0935
2025 | 1 | 2 | 9 | 59.9975
2025 | 1 | 2 | 10 | 57.4122
2025 | 1 | 2 | 11 | 54.232
2025 | 1 | 2 | 12 | 52.3422
2025 | 1 | 2 | 13 | 52.5005
2025 | 1 | 2 | 14 | 52.3182
2025 | 1 | 2 | 15 | 52.8005
2025 | 1 | 2 | 16 | 55.6938
2025 | 1 | 2 | 17 | 62.9428
2025 | 1 | 2 | 18 | 64.2745
2025 | 1 | 2 | 19 | 62.7469
2025 | 1 | 2 | 20 | 61.6651
2025 | 1 | 2 | 21 | 59.7482
2025 | 1 | 2 | 22 | 57.4557
2025 | 1 | 2 | 23 | 54.0053
2025 | 1 | 3 | 0 | 48.7618
2025 | 1 | 3 | 1 | 47.2728
2025 | 1 | 3 | 2 | 45.8839
2025 | 1 | 3 | 3 | 45.4585
2025 | 1 | 3 | 4 | 45.5356
2025 | 1 | 3 | 5 | 46.0922
2025 | 1 | 3 | 6 | 47.6375
2025 | 1 | 3 | 7 | 51.8423
2025 | 1 | 3 | 8 | 56.2957
2025 | 1 | 3 | 9 | 54.3997
2025 | 1 | 3 | 10 | 49.7484
2025 | 1 | 3 | 11 | 47.2942
2025 | 1 | 3 | 12 | 47.2753
2025 | 1 | 3 | 13 | 47.4734
2025 | 1 | 3 | 14 | 46.3702
2025 | 1 | 3 | 15 | 45.7925
2025 | 1 | 3 | 16 | 48.0521
2025 | 1 | 3 | 17 | 54.3606
2025 | 1 | 3 | 18 | 62.0375
2025 | 1 | 3 | 19 | 60.3561
2025 | 1 | 3 | 20 | 59.0808
2025 | 1 | 3 | 21 | 57.3198
2025 | 1 | 3 | 22 | 55.2582
2025 | 1 | 3 | 23 | 51.9033
2025 | 1 | 4 | 0 | 48.3793
2025 | 1 | 4 | 1 | 45.4708
2025 | 1 | 4 | 2 | 43.9811
2025 | 1 | 4 | 3 | 43.2492
2025 | 1 | 4 | 4 | 43.0013
2025 | 1 | 4 | 5 | 42.9012
2025 | 1 | 4 | 6 | 42.1373
2025 | 1 | 4 | 7 | 44.8576
2025 | 1 | 4 | 8 | 51.0863
2025 | 1 | 4 | 9 | 54.0998
2025 | 1 | 4 | 10 | 53.0322
2025 | 1 | 4 | 11 | 50.3991
2025 | 1 | 4 | 12 | 49.4899
2025 | 1 | 4 | 13 | 49.6296
2025 | 1 | 4 | 14 | 48.8933
2025 | 1 | 4 | 15 | 49.3059
2025 | 1 | 4 | 16 | 52.9598
2025 | 1 | 4 | 17 | 59.8042
2025 | 1 | 4 | 18 | 61.8955
2025 | 1 | 4 | 19 | 57.8326
2025 | 1 | 4 | 20 | 54.2973
2025 | 1 | 4 | 21 | 51.3893
2025 | 1 | 4 | 22 | 49.1447
2025 | 1 | 4 | 23 | 46.5397
2025 | 1 | 5 | 0 | 45.1788
2025 | 1 | 5 | 1 | 41.9708
2025 | 1 | 5 | 2 | 40.4963
2025 | 1 | 5 | 3 | 39.8223
2025 | 1 | 5 | 4 | 39.6913
2025 | 1 | 5 | 5 | 39.5765
2025 | 1 | 5 | 6 | 39.8904
2025 | 1 | 5 | 7 | 42.0346
2025 | 1 | 5 | 8 | 48.3938
2025 | 1 | 5 | 9 | 51.3458
2025 | 1 | 5 | 10 | 50.0903
2025 | 1 | 5 | 11 | 47.7486
2025 | 1 | 5 | 12 | 47.4282
2025 | 1 | 5 | 13 | 47.4514
2025 | 1 | 5 | 14 | 47.2911
2025 | 1 | 5 | 15 | 48.1672
2025 | 1 | 5 | 16 | 53.0048
2025 | 1 | 5 | 17 | 61.4841
2025 | 1 | 5 | 18 | 63.8055
2025 | 1 | 5 | 19 | 59.7892
2025 | 1 | 5 | 20 | 56.7126
2025 | 1 | 5 | 21 | 53.8685
2025 | 1 | 5 | 22 | 51.2408
2025 | 1 | 5 | 23 | 48.3982
2025 | 1 | 6 | 0 | 45.7656
2025 | 1 | 6 | 1 | 43.4151
2025 | 1 | 6 | 2 | 42.2311
2025 | 1 | 6 | 3 | 41.8864
2025 | 1 | 6 | 4 | 42.0157
2025 | 1 | 6 | 5 | 42.6064
2025 | 1 | 6 | 6 | 44.491
2025 | 1 | 6 | 7 | 49.1909
2025 | 1 | 6 | 8 | 56.0541
2025 | 1 | 6 | 9 | 57.0808
2025 | 1 | 6 | 10 | 54.9835
2025 | 1 | 6 | 11 | 52.8676
2025 | 1 | 6 | 12 | 51.3538
2025 | 1 | 6 | 13 | 51.401
2025 | 1 | 6 | 14 | 50.7463
2025 | 1 | 6 | 15 | 51.3087
2025 | 1 | 6 | 16 | 54.7034
2025 | 1 | 6 | 17 | 62.1748
2025 | 1 | 6 | 18 | 67.1691
2025 | 1 | 6 | 19 | 63.476
2025 | 1 | 6 | 20 | 61.2704
2025 | 1 | 6 | 21 | 58.57
2025 | 1 | 6 | 22 | 55.8618
2025 | 1 | 6 | 23 | 52.5707
2025 | 1 | 7 | 0 | 48.1784
2025 | 1 | 7 | 1 | 46.9825
2025 | 1 | 7 | 2 | 45.7083
2025 | 1 | 7 | 3 | 45.5331
2025 | 1 | 7 | 4 | 45.8526
2025 | 1 | 7 | 5 | 46.6069
2025 | 1 | 7 | 6 | 48.4437
2025 | 1 | 7 | 7 | 53.5869
2025 | 1 | 7 | 8 | 60.894
2025 | 1 | 7 | 9 | 61.9654
2025 | 1 | 7 | 10 | 58.2573
2025 | 1 | 7 | 11 | 54.1023
2025 | 1 | 7 | 12 | 53.2122
2025 | 1 | 7 | 13 | 53.0316
2025 | 1 | 7 | 14 | 53.0667
2025 | 1 | 7 | 15 | 54.7203
2025 | 1 | 7 | 16 | 59.4192
2025 | 1 | 7 | 17 | 67.3811
2025 | 1 | 7 | 18 | 71.3542
2025 | 1 | 7 | 19 | 67.8638
2025 | 1 | 7 | 20 | 65.9058
2025 | 1 | 7 | 21 | 63.4724
2025 | 1 | 7 | 22 | 60.7594
2025 | 1 | 7 | 23 | 57.286
2025 | 1 | 8 | 0 | 53.7696
2025 | 1 | 8 | 1 | 53.2725
2025 | 1 | 8 | 2 | 52.1172
2025 | 1 | 8 | 3 | 51.8987
2025 | 1 | 8 | 4 | 52.1985
2025 | 1 | 8 | 5 | 52.7847
2025 | 1 | 8 | 6 | 54.5097
2025 | 1 | 8 | 7 | 58.746
2025 | 1 | 8 | 8 | 63.3322
2025 | 1 | 8 | 9 | 61.1774
2025 | 1 | 8 | 10 | 57.0166
2025 | 1 | 8 | 11 | 53.8814
2025 | 1 | 8 | 12 | 55.2148
2025 | 1 | 8 | 13 | 55.1192
2025 | 1 | 8 | 14 | 54.248
2025 | 1 | 8 | 15 | 54.4853
2025 | 1 | 8 | 16 | 57.1996
2025 | 1 | 8 | 17 | 64.6071
2025 | 1 | 8 | 18 | 73.2865
2025 | 1 | 8 | 19 | 69.7226
2025 | 1 | 8 | 20 | 67.8785
2025 | 1 | 8 | 21 | 65.3929
2025 | 1 | 8 | 22 | 62.5509
2025 | 1 | 8 | 23 | 58.9492
2025 | 1 | 9 | 0 | 55.6606
2025 | 1 | 9 | 1 | 52.4465
2025 | 1 | 9 | 2 | 51.0185
2025 | 1 | 9 | 3 | 50.531
2025 | 1 | 9 | 4 | 50.5231
2025 | 1 | 9 | 5 | 50.9406
2025 | 1 | 9 | 6 | 53.299
2025 | 1 | 9 | 7 | 57.4029
2025 | 1 | 9 | 8 | 62.2925
2025 | 1 | 9 | 9 | 61.8236
2025 | 1 | 9 | 10 | 58.7307
2025 | 1 | 9 | 11 | 55.6333
2025 | 1 | 9 | 12 | 55.3051
2025 | 1 | 9 | 13 | 55.471
2025 | 1 | 9 | 14 | 55.3205
2025 | 1 | 9 | 15 | 55.648
2025 | 1 | 9 | 16 | 57.9596
2025 | 1 | 9 | 17 | 65.0932
2025 | 1 | 9 | 18 | 71.3835
2025 | 1 | 9 | 19 | 68.0409
2025 | 1 | 9 | 20 | 66.164
2025 | 1 | 9 | 21 | 63.8362
2025 | 1 | 9 | 22 | 61.2178
2025 | 1 | 9 | 23 | 57.6024
2025 | 1 | 10 | 0 | 52.8035
2025 | 1 | 10 | 1 | 49.3331
2025 | 1 | 10 | 2 | 47.7773
2025 | 1 | 10 | 3 | 47.1661
2025 | 1 | 10 | 4 | 47.0391
2025 | 1 | 10 | 5 | 47.349
2025 | 1 | 10 | 6 | 49.1657
2025 | 1 | 10 | 7 | 53.5199
2025 | 1 | 10 | 8 | 59.1075
2025 | 1 | 10 | 9 | 59.2527
2025 | 1 | 10 | 10 | 55.3502
2025 | 1 | 10 | 11 | 52.5984
2025 | 1 | 10 | 12 | 50.5733
2025 | 1 | 10 | 13 | 50.6765
2025 | 1 | 10 | 14 | 49.5828
2025 | 1 | 10 | 15 | 48.8185
2025 | 1 | 10 | 16 | 50.9172
2025 | 1 | 10 | 17 | 57.0945
2025 | 1 | 10 | 18 | 63.6831
2025 | 1 | 10 | 19 | 60.9814
2025 | 1 | 10 | 20 | 59.2312
2025 | 1 | 10 | 21 | 57.2015
2025 | 1 | 10 | 22 | 54.9232
2025 | 1 | 10 | 23 | 51.4645
2025 | 1 | 11 | 0 | 48.7986
2025 | 1 | 11 | 1 | 44.9517
2025 | 1 | 11 | 2 | 43.5978
2025 | 1 | 11 | 3 | 42.9159
2025 | 1 | 11 | 4 | 42.7574
2025 | 1 | 11 | 5 | 42.736
2025 | 1 | 11 | 6 | 42.5286
2025 | 1 | 11 | 7 | 45.2435
2025 | 1 | 11 | 8 | 50.9431
2025 | 1 | 11 | 9 | 53.9009
2025 | 1 | 11 | 10 | 52.5272
2025 | 1 | 11 | 11 | 50.1003
2025 | 1 | 11 | 12 | 47.5526
2025 | 1 | 11 | 13 | 48.1501
2025 | 1 | 11 | 14 | 47.2102
2025 | 1 | 11 | 15 | 47.1133
2025 | 1 | 11 | 16 | 49.2076
2025 | 1 | 11 | 17 | 55.1477
2025 | 1 | 11 | 18 | 60.8438
2025 | 1 | 11 | 19 | 58.4039
2025 | 1 | 11 | 20 | 55.276
2025 | 1 | 11 | 21 | 52.6376
2025 | 1 | 11 | 22 | 50.4765
2025 | 1 | 11 | 23 | 47.8143
2025 | 1 | 12 | 0 | 45.9119
2025 | 1 | 12 | 1 | 41.5683
2025 | 1 | 12 | 2 | 39.8763
2025 | 1 | 12 | 3 | 39.03
2025 | 1 | 12 | 4 | 38.64
2025 | 1 | 12 | 5 | 38.2194
2025 | 1 | 12 | 6 | 37.9194
2025 | 1 | 12 | 7 | 39.7666
2025 | 1 | 12 | 8 | 45.5877
2025 | 1 | 12 | 9 | 47.8478
2025 | 1 | 12 | 10 | 46.1638
2025 | 1 | 12 | 11 | 43.9519
2025 | 1 | 12 | 12 | 44.8072
2025 | 1 | 12 | 13 | 45.8567
2025 | 1 | 12 | 14 | 45.646
2025 | 1 | 12 | 15 | 45.8759
2025 | 1 | 12 | 16 | 49.0931
2025 | 1 | 12 | 17 | 56.1269
2025 | 1 | 12 | 18 | 61.9227
2025 | 1 | 12 | 19 | 57.3408
2025 | 1 | 12 | 20 | 53.948
2025 | 1 | 12 | 21 | 50.8903
2025 | 1 | 12 | 22 | 48.1725
2025 | 1 | 12 | 23 | 45.3494
2025 | 1 | 13 | 0 | 41.311
2025 | 1 | 13 | 1 | 40.0203
2025 | 1 | 13 | 2 | 38.8617
2025 | 1 | 13 | 3 | 38.6392
2025 | 1 | 13 | 4 | 38.8609
2025 | 1 | 13 | 5 | 39.6149
2025 | 1 | 13 | 6 | 41.3475
2025 | 1 | 13 | 7 | 46.1885
2025 | 1 | 13 | 8 | 53.2886
2025 | 1 | 13 | 9 | 53.9312
2025 | 1 | 13 | 10 | 50.8444
2025 | 1 | 13 | 11 | 48.3387
2025 | 1 | 13 | 12 | 47.3988
2025 | 1 | 13 | 13 | 47.4456
2025 | 1 | 13 | 14 | 47.5132
2025 | 1 | 13 | 15 | 48.3358
2025 | 1 | 13 | 16 | 51.8497
2025 | 1 | 13 | 17 | 59.7792
2025 | 1 | 13 | 18 | 65.1517
2025 | 1 | 13 | 19 | 62.5251
2025 | 1 | 13 | 20 | 60.5752
2025 | 1 | 13 | 21 | 58.1771
2025 | 1 | 13 | 22 | 55.5395
2025 | 1 | 13 | 23 | 52.2561
2025 | 1 | 14 | 0 | 47.7655
2025 | 1 | 14 | 1 | 46.9417
2025 | 1 | 14 | 2 | 45.7343
2025 | 1 | 14 | 3 | 45.594
2025 | 1 | 14 | 4 | 45.9133
2025 | 1 | 14 | 5 | 46.6303
2025 | 1 | 14 | 6 | 48.0176
2025 | 1 | 14 | 7 | 52.5527
2025 | 1 | 14 | 8 | 57.2387
2025 | 1 | 14 | 9 | 55.4668
2025 | 1 | 14 | 10 | 51.3647
2025 | 1 | 14 | 11 | 48.3582
2025 | 1 | 14 | 12 | 48.4303
2025 | 1 | 14 | 13 | 47.8767
2025 | 1 | 14 | 14 | 47.5362
2025 | 1 | 14 | 15 | 48.3796
2025 | 1 | 14 | 16 | 51.6399
2025 | 1 | 14 | 17 | 58.1273
2025 | 1 | 14 | 18 | 63.918
2025 | 1 | 14 | 19 | 62.8073
2025 | 1 | 14 | 20 | 61.6035
2025 | 1 | 14 | 21 | 59.4609
2025 | 1 | 14 | 22 | 56.9339
2025 | 1 | 14 | 23 | 53.4742
2025 | 1 | 15 | 0 | 51.9421
2025 | 1 | 15 | 1 | 49.067
2025 | 1 | 15 | 2 | 47.7992
2025 | 1 | 15 | 3 | 47.4699
2025 | 1 | 15 | 4 | 47.5915
2025 | 1 | 15 | 5 | 48.0598
2025 | 1 | 15 | 6 | 48.9888
2025 | 1 | 15 | 7 | 53.4222
2025 | 1 | 15 | 8 | 59.3678
2025 | 1 | 15 | 9 | 59.0266
2025 | 1 | 15 | 10 | 55.1163
2025 | 1 | 15 | 11 | 51.904
2025 | 1 | 15 | 12 | 51.2718
2025 | 1 | 15 | 13 | 51.3762
2025 | 1 | 15 | 14 | 51.1585
2025 | 1 | 15 | 15 | 51.2492
2025 | 1 | 15 | 16 | 53.4973
2025 | 1 | 15 | 17 | 61.0031
2025 | 1 | 15 | 18 | 66.9179
2025 | 1 | 15 | 19 | 63.6379
2025 | 1 | 15 | 20 | 61.6464
2025 | 1 | 15 | 21 | 59.1163
2025 | 1 | 15 | 22 | 56.2405
2025 | 1 | 15 | 23 | 52.6152
2025 | 1 | 16 | 0 | 49.5874
2025 | 1 | 16 | 1 | 48.915
2025 | 1 | 16 | 2 | 47.5698
2025 | 1 | 16 | 3 | 47.2806
2025 | 1 | 16 | 4 | 47.4814
2025 | 1 | 16 | 5 | 48.1708
2025 | 1 | 16 | 6 | 50.1048
2025 | 1 | 16 | 7 | 54.9807
2025 | 1 | 16 | 8 | 62.3192
2025 | 1 | 16 | 9 | 63.4372
2025 | 1 | 16 | 10 | 59.3365
2025 | 1 | 16 | 11 | 54.8691
2025 | 1 | 16 | 12 | 52.5332
2025 | 1 | 16 | 13 | 52.4713
2025 | 1 | 16 | 14 | 52.9684
2025 | 1 | 16 | 15 | 53.9175
2025 | 1 | 16 | 16 | 56.9725
2025 | 1 | 16 | 17 | 65.0699
2025 | 1 | 16 | 18 | 68.7352
2025 | 1 | 16 | 19 | 65.764
2025 | 1 | 16 | 20 | 63.91
2025 | 1 | 16 | 21 | 61.6699
2025 | 1 | 16 | 22 | 58.8758
2025 | 1 | 16 | 23 | 55.1068
2025 | 1 | 17 | 0 | 54.009
2025 | 1 | 17 | 1 | 50.6577
2025 | 1 | 17 | 2 | 49.104
2025 | 1 | 17 | 3 | 48.4805
2025 | 1 | 17 | 4 | 48.3614
2025 | 1 | 17 | 5 | 48.6399
2025 | 1 | 17 | 6 | 50.3388
2025 | 1 | 17 | 7 | 55.0862
2025 | 1 | 17 | 8 | 62.0515
2025 | 1 | 17 | 9 | 63.0697
2025 | 1 | 17 | 10 | 59.1226
2025 | 1 | 17 | 11 | 55.5334
2025 | 1 | 17 | 12 | 53.1898
2025 | 1 | 17 | 13 | 52.6821
2025 | 1 | 17 | 14 | 51.5153
2025 | 1 | 17 | 15 | 51.3513
2025 | 1 | 17 | 16 | 54.6351
2025 | 1 | 17 | 17 | 61.2374
2025 | 1 | 17 | 18 | 65.0241
2025 | 1 | 17 | 19 | 62.9541
2025 | 1 | 17 | 20 | 61.3303
2025 | 1 | 17 | 21 | 59.303
2025 | 1 | 17 | 22 | 57.1952
2025 | 1 | 17 | 23 | 53.7839
2025 | 1 | 18 | 0 | 49.511
2025 | 1 | 18 | 1 | 46.9936
2025 | 1 | 18 | 2 | 45.7047
2025 | 1 | 18 | 3 | 45.124
2025 | 1 | 18 | 4 | 45.0456
2025 | 1 | 18 | 5 | 45.1735
2025 | 1 | 18 | 6 | 45.1929
2025 | 1 | 18 | 7 | 47.6634
2025 | 1 | 18 | 8 | 51.9769
2025 | 1 | 18 | 9 | 52.0686
2025 | 1 | 18 | 10 | 48.9586
2025 | 1 | 18 | 11 | 46.929
2025 | 1 | 18 | 12 | 47.695
2025 | 1 | 18 | 13 | 47.012
2025 | 1 | 18 | 14 | 46.1602
2025 | 1 | 18 | 15 | 46.6767
2025 | 1 | 18 | 16 | 50.2442
2025 | 1 | 18 | 17 | 57.4473
2025 | 1 | 18 | 18 | 65.5505
2025 | 1 | 18 | 19 | 62.1267
2025 | 1 | 18 | 20 | 58.4878
2025 | 1 | 18 | 21 | 55.7222
2025 | 1 | 18 | 22 | 53.5356
2025 | 1 | 18 | 23 | 50.8819
2025 | 1 | 19 | 0 | 48.9682
2025 | 1 | 19 | 1 | 45.2874
2025 | 1 | 19 | 2 | 43.6792
2025 | 1 | 19 | 3 | 42.9149
2025 | 1 | 19 | 4 | 42.5668
2025 | 1 | 19 | 5 | 42.2474
2025 | 1 | 19 | 6 | 41.7356
2025 | 1 | 19 | 7 | 43.7124
2025 | 1 | 19 | 8 | 49.8176
2025 | 1 | 19 | 9 | 52.3363
2025 | 1 | 19 | 10 | 50.957
2025 | 1 | 19 | 11 | 47.7623
2025 | 1 | 19 | 12 | 47.2751
2025 | 1 | 19 | 13 | 48.2963
2025 | 1 | 19 | 14 | 47.8416
2025 | 1 | 19 | 15 | 48.4241
2025 | 1 | 19 | 16 | 51.996
2025 | 1 | 19 | 17 | 58.824
2025 | 1 | 19 | 18 | 62.4968
2025 | 1 | 19 | 19 | 59.1356
2025 | 1 | 19 | 20 | 55.9621
2025 | 1 | 19 | 21 | 53.0093
2025 | 1 | 19 | 22 | 50.2115
2025 | 1 | 19 | 23 | 47.2955
2025 | 1 | 20 | 0 | 44.3999
2025 | 1 | 20 | 1 | 42.4179
2025 | 1 | 20 | 2 | 41.3637
2025 | 1 | 20 | 3 | 41.1964
2025 | 1 | 20 | 4 | 41.4041
2025 | 1 | 20 | 5 | 42.0944
2025 | 1 | 20 | 6 | 43.3342
2025 | 1 | 20 | 7 | 47.8288
2025 | 1 | 20 | 8 | 53.6028
2025 | 1 | 20 | 9 | 52.2756
2025 | 1 | 20 | 10 | 48.2885
2025 | 1 | 20 | 11 | 46.0535
2025 | 1 | 20 | 12 | 47.3649
2025 | 1 | 20 | 13 | 47.3772
2025 | 1 | 20 | 14 | 47.4522
2025 | 1 | 20 | 15 | 48.1185
2025 | 1 | 20 | 16 | 51.2206
2025 | 1 | 20 | 17 | 58.6585
2025 | 1 | 20 | 18 | 67.0535
2025 | 1 | 20 | 19 | 64.1244
2025 | 1 | 20 | 20 | 61.919
2025 | 1 | 20 | 21 | 59.4243
2025 | 1 | 20 | 22 | 56.7615
2025 | 1 | 20 | 23 | 53.4801
2025 | 1 | 21 | 0 | 47.3839
2025 | 1 | 21 | 1 | 46.4893
2025 | 1 | 21 | 2 | 45.0417
2025 | 1 | 21 | 3 | 44.7029
2025 | 1 | 21 | 4 | 44.8334
2025 | 1 | 21 | 5 | 45.4477
2025 | 1 | 21 | 6 | 46.2129
2025 | 1 | 21 | 7 | 51.3398
2025 | 1 | 21 | 8 | 58.7051
2025 | 1 | 21 | 9 | 59.3768
2025 | 1 | 21 | 10 | 55.1705
2025 | 1 | 21 | 11 | 51.2403
2025 | 1 | 21 | 12 | 49.5347
2025 | 1 | 21 | 13 | 48.8545
2025 | 1 | 21 | 14 | 48.6499
2025 | 1 | 21 | 15 | 49.8556
2025 | 1 | 21 | 16 | 54.0702
2025 | 1 | 21 | 17 | 61.0661
2025 | 1 | 21 | 18 | 66.7468
2025 | 1 | 21 | 19 | 64.2674
2025 | 1 | 21 | 20 | 62.4106
2025 | 1 | 21 | 21 | 60.0397
2025 | 1 | 21 | 22 | 57.4726
2025 | 1 | 21 | 23 | 54.1107
2025 | 1 | 22 | 0 | 51.7236
2025 | 1 | 22 | 1 | 46.7665
2025 | 1 | 22 | 2 | 45.2877
2025 | 1 | 22 | 3 | 44.7842
2025 | 1 | 22 | 4 | 44.7291
2025 | 1 | 22 | 5 | 45.1137
2025 | 1 | 22 | 6 | 46.6573
2025 | 1 | 22 | 7 | 50.9461
2025 | 1 | 22 | 8 | 56.3582
2025 | 1 | 22 | 9 | 55.1542
2025 | 1 | 22 | 10 | 51.0053
2025 | 1 | 22 | 11 | 48.1567
2025 | 1 | 22 | 12 | 45.812
2025 | 1 | 22 | 13 | 46.189
2025 | 1 | 22 | 14 | 45.2727
2025 | 1 | 22 | 15 | 44.7858
2025 | 1 | 22 | 16 | 46.2049
2025 | 1 | 22 | 17 | 52.7735
2025 | 1 | 22 | 18 | 64.848
2025 | 1 | 22 | 19 | 62.3455
2025 | 1 | 22 | 20 | 60.4589
2025 | 1 | 22 | 21 | 58.0756
2025 | 1 | 22 | 22 | 55.427
2025 | 1 | 22 | 23 | 52.0055
2025 | 1 | 23 | 0 | 47.3373
2025 | 1 | 23 | 1 | 47.548
2025 | 1 | 23 | 2 | 46.257
2025 | 1 | 23 | 3 | 46.0435
2025 | 1 | 23 | 4 | 46.2687
2025 | 1 | 23 | 5 | 47.0493
2025 | 1 | 23 | 6 | 47.4857
2025 | 1 | 23 | 7 | 52.0442
2025 | 1 | 23 | 8 | 57.8463
2025 | 1 | 23 | 9 | 56.9408
2025 | 1 | 23 | 10 | 52.528
2025 | 1 | 23 | 11 | 48.4705
2025 | 1 | 23 | 12 | 44.3656
2025 | 1 | 23 | 13 | 44.7055
2025 | 1 | 23 | 14 | 44.8033
2025 | 1 | 23 | 15 | 45.0728
2025 | 1 | 23 | 16 | 46.8151
2025 | 1 | 23 | 17 | 53.7414
2025 | 1 | 23 | 18 | 63.0583
2025 | 1 | 23 | 19 | 62.7533
2025 | 1 | 23 | 20 | 61.715
2025 | 1 | 23 | 21 | 59.9822
2025 | 1 | 23 | 22 | 57.5608
2025 | 1 | 23 | 23 | 53.9732
2025 | 1 | 24 | 0 | 52.4181
2025 | 1 | 24 | 1 | 47.8103
2025 | 1 | 24 | 2 | 46.354
2025 | 1 | 24 | 3 | 45.8735
2025 | 1 | 24 | 4 | 45.8962
2025 | 1 | 24 | 5 | 46.3586
2025 | 1 | 24 | 6 | 47.9567
2025 | 1 | 24 | 7 | 52.7509
2025 | 1 | 24 | 8 | 59.3679
2025 | 1 | 24 | 9 | 59.564
2025 | 1 | 24 | 10 | 54.9026
2025 | 1 | 24 | 11 | 51.1347
2025 | 1 | 24 | 12 | 50.0611
2025 | 1 | 24 | 13 | 49.4684
2025 | 1 | 24 | 14 | 48.7107
2025 | 1 | 24 | 15 | 48.8371
2025 | 1 | 24 | 16 | 52.3943
2025 | 1 | 24 | 17 | 59.3128
2025 | 1 | 24 | 18 | 65.1183
2025 | 1 | 24 | 19 | 62.5793
2025 | 1 | 24 | 20 | 60.5542
2025 | 1 | 24 | 21 | 58.3536
2025 | 1 | 24 | 22 | 56.149
2025 | 1 | 24 | 23 | 52.7259
2025 | 1 | 25 | 0 | 48.7361
2025 | 1 | 25 | 1 | 46.5026
2025 | 1 | 25 | 2 | 45.1374
2025 | 1 | 25 | 3 | 44.5799
2025 | 1 | 25 | 4 | 44.4761
2025 | 1 | 25 | 5 | 44.5786
2025 | 1 | 25 | 6 | 45.2547
2025 | 1 | 25 | 7 | 47.8014
2025 | 1 | 25 | 8 | 52.4671
2025 | 1 | 25 | 9 | 52.1533
2025 | 1 | 25 | 10 | 48.5525
2025 | 1 | 25 | 11 | 45.9977
2025 | 1 | 25 | 12 | 44.9956
2025 | 1 | 25 | 13 | 43.8271
2025 | 1 | 25 | 14 | 42.9506
2025 | 1 | 25 | 15 | 43.4742
2025 | 1 | 25 | 16 | 47.1075
2025 | 1 | 25 | 17 | 54.5446
2025 | 1 | 25 | 18 | 63.4142
2025 | 1 | 25 | 19 | 61.2338
2025 | 1 | 25 | 20 | 58.0036
2025 | 1 | 25 | 21 | 55.4321
2025 | 1 | 25 | 22 | 53.3179
2025 | 1 | 25 | 23 | 50.6481
2025 | 1 | 26 | 0 | 48.9183
2025 | 1 | 26 | 1 | 47.0623
2025 | 1 | 26 | 2 | 45.7626
2025 | 1 | 26 | 3 | 45.2876
2025 | 1 | 26 | 4 | 45.2001
2025 | 1 | 26 | 5 | 45.1591
2025 | 1 | 26 | 6 | 45.0831
2025 | 1 | 26 | 7 | 46.788
2025 | 1 | 26 | 8 | 50.8291
2025 | 1 | 26 | 9 | 50.0013
2025 | 1 | 26 | 10 | 46.9048
2025 | 1 | 26 | 11 | 44.1481
2025 | 1 | 26 | 12 | 43.2774
2025 | 1 | 26 | 13 | 43.4345
2025 | 1 | 26 | 14 | 43.0023
2025 | 1 | 26 | 15 | 43.1643
2025 | 1 | 26 | 16 | 45.5724
2025 | 1 | 26 | 17 | 52.0871
2025 | 1 | 26 | 18 | 60.9061
2025 | 1 | 26 | 19 | 60.0185
2025 | 1 | 26 | 20 | 57.5797
2025 | 1 | 26 | 21 | 55.0443
2025 | 1 | 26 | 22 | 52.3349
2025 | 1 | 26 | 23 | 49.3211
2025 | 1 | 27 | 0 | 47.8324
2025 | 1 | 27 | 1 | 44.6159
2025 | 1 | 27 | 2 | 43.4661
2025 | 1 | 27 | 3 | 43.162
2025 | 1 | 27 | 4 | 43.2501
2025 | 1 | 27 | 5 | 43.7987
2025 | 1 | 27 | 6 | 45.5063
2025 | 1 | 27 | 7 | 50.168
2025 | 1 | 27 | 8 | 56.876
2025 | 1 | 27 | 9 | 56.4553
2025 | 1 | 27 | 10 | 52.3396
2025 | 1 | 27 | 11 | 49.56
2025 | 1 | 27 | 12 | 48.3455
2025 | 1 | 27 | 13 | 48.232
2025 | 1 | 27 | 14 | 48.2078
2025 | 1 | 27 | 15 | 48.5985
2025 | 1 | 27 | 16 | 50.9648
2025 | 1 | 27 | 17 | 57.7586
2025 | 1 | 27 | 18 | 63.7765
2025 | 1 | 27 | 19 | 61.5504
2025 | 1 | 27 | 20 | 59.458
2025 | 1 | 27 | 21 | 56.8664
2025 | 1 | 27 | 22 | 54.0245
2025 | 1 | 27 | 23 | 50.5592
2025 | 1 | 28 | 0 | 47.7503
2025 | 1 | 28 | 1 | 47.0868
2025 | 1 | 28 | 2 | 45.8294
2025 | 1 | 28 | 3 | 45.7212
2025 | 1 | 28 | 4 | 46.0707
2025 | 1 | 28 | 5 | 46.8846
2025 | 1 | 28 | 6 | 48.7238
2025 | 1 | 28 | 7 | 54.1361
2025 | 1 | 28 | 8 | 62.1797
2025 | 1 | 28 | 9 | 62.5369
2025 | 1 | 28 | 10 | 56.8322
2025 | 1 | 28 | 11 | 51.6723
2025 | 1 | 28 | 12 | 49.6873
2025 | 1 | 28 | 13 | 49.0231
2025 | 1 | 28 | 14 | 49.5735
2025 | 1 | 28 | 15 | 51.107
2025 | 1 | 28 | 16 | 55.1339
2025 | 1 | 28 | 17 | 62.4126
2025 | 1 | 28 | 18 | 69.192
2025 | 1 | 28 | 19 | 67.0898
2025 | 1 | 28 | 20 | 65.2569
2025 | 1 | 28 | 21 | 62.9603
2025 | 1 | 28 | 22 | 60.1761
2025 | 1 | 28 | 23 | 56.6145
2025 | 1 | 29 | 0 | 54.6665
2025 | 1 | 29 | 1 | 52.1942
2025 | 1 | 29 | 2 | 51.0068
2025 | 1 | 29 | 3 | 50.8105
2025 | 1 | 29 | 4 | 51.1352
2025 | 1 | 29 | 5 | 51.7756
2025 | 1 | 29 | 6 | 54.0121
2025 | 1 | 29 | 7 | 58.9871
2025 | 1 | 29 | 8 | 66.47
2025 | 1 | 29 | 9 | 66.7547
2025 | 1 | 29 | 10 | 61.8096
2025 | 1 | 29 | 11 | 56.7219
2025 | 1 | 29 | 12 | 54.5814
2025 | 1 | 29 | 13 | 53.8039
2025 | 1 | 29 | 14 | 53.7384
2025 | 1 | 29 | 15 | 54.4368
2025 | 1 | 29 | 16 | 57.6255
2025 | 1 | 29 | 17 | 65.0073
2025 | 1 | 29 | 18 | 72.0433
2025 | 1 | 29 | 19 | 69.77
2025 | 1 | 29 | 20 | 68.0122
2025 | 1 | 29 | 21 | 65.5939
2025 | 1 | 29 | 22 | 62.6873
2025 | 1 | 29 | 23 | 58.9831
2025 | 1 | 30 | 0 | 56.1024
2025 | 1 | 30 | 1 | 54.7554
2025 | 1 | 30 | 2 | 53.5116
2025 | 1 | 30 | 3 | 53.2517
2025 | 1 | 30 | 4 | 53.4544
2025 | 1 | 30 | 5 | 54.0733
2025 | 1 | 30 | 6 | 56.2903
2025 | 1 | 30 | 7 | 60.9289
2025 | 1 | 30 | 8 | 67.257
2025 | 1 | 30 | 9 | 66.4327
2025 | 1 | 30 | 10 | 61.3306
2025 | 1 | 30 | 11 | 56.136
2025 | 1 | 30 | 12 | 51.5501
2025 | 1 | 30 | 13 | 51.6414
2025 | 1 | 30 | 14 | 51.6233
2025 | 1 | 30 | 15 | 52.0738
2025 | 1 | 30 | 16 | 53.4995
2025 | 1 | 30 | 17 | 60.1734
2025 | 1 | 30 | 18 | 69.5266
2025 | 1 | 30 | 19 | 69.5246
2025 | 1 | 30 | 20 | 68.5436
2025 | 1 | 30 | 21 | 66.6967
2025 | 1 | 30 | 22 | 64.1576
2025 | 1 | 30 | 23 | 60.375
2025 | 1 | 31 | 0 | 56.7116
2025 | 1 | 31 | 1 | 54.4589
2025 | 1 | 31 | 2 | 53.1157
2025 | 1 | 31 | 3 | 52.6866
2025 | 1 | 31 | 4 | 52.7012
2025 | 1 | 31 | 5 | 53.1013
2025 | 1 | 31 | 6 | 53.6579
2025 | 1 | 31 | 7 | 58.4143
2025 | 1 | 31 | 8 | 65.2423
2025 | 1 | 31 | 9 | 65.1159
2025 | 1 | 31 | 10 | 59.5125
2025 | 1 | 31 | 11 | 54.8931
2025 | 1 | 31 | 12 | 51.8932
2025 | 1 | 31 | 13 | 51.586
2025 | 1 | 31 | 14 | 51.068
2025 | 1 | 31 | 15 | 50.7567
2025 | 1 | 31 | 16 | 53.0197
2025 | 1 | 31 | 17 | 58.8818
2025 | 1 | 31 | 18 | 66.1895
2025 | 1 | 31 | 19 | 65.9693
2025 | 1 | 31 | 20 | 64.7572
2025 | 1 | 31 | 21 | 63.0179
2025 | 1 | 31 | 22 | 60.8973
2025 | 1 | 31 | 23 | 57.4013
2025 | 2 | 1 | 0 | 52.4903
2025 | 2 | 1 | 1 | 47.8057
2025 | 2 | 1 | 2 | 46.4585
2025 | 2 | 1 | 3 | 45.7628
2025 | 2 | 1 | 4 | 45.5424
2025 | 2 | 1 | 5 | 45.4437
2025 | 2 | 1 | 6 | 45.305
2025 | 2 | 1 | 7 | 47.3064
2025 | 2 | 1 | 8 | 50.342
2025 | 2 | 1 | 9 | 49.648
2025 | 2 | 1 | 10 | 47.8039
2025 | 2 | 1 | 11 | 46.9084
2025 | 2 | 1 | 12 | 47.2522
2025 | 2 | 1 | 13 | 47.6883
2025 | 2 | 1 | 14 | 46.1859
2025 | 2 | 1 | 15 | 45.5859
2025 | 2 | 1 | 16 | 46.0614
2025 | 2 | 1 | 17 | 50.381
2025 | 2 | 1 | 18 | 56.7723
2025 | 2 | 1 | 19 | 56.8037
2025 | 2 | 1 | 20 | 54.0897
2025 | 2 | 1 | 21 | 51.5469
2025 | 2 | 1 | 22 | 49.4029
2025 | 2 | 1 | 23 | 46.8328
2025 | 2 | 2 | 0 | 45.8844
2025 | 2 | 2 | 1 | 42.7218
2025 | 2 | 2 | 2 | 41.3891
2025 | 2 | 2 | 3 | 40.7625
2025 | 2 | 2 | 4 | 40.6645
2025 | 2 | 2 | 5 | 40.4517
2025 | 2 | 2 | 6 | 40.6165
2025 | 2 | 2 | 7 | 42.324
2025 | 2 | 2 | 8 | 46.6404
2025 | 2 | 2 | 9 | 47.0342
2025 | 2 | 2 | 10 | 45.5104
2025 | 2 | 2 | 11 | 44.1448
2025 | 2 | 2 | 12 | 42.7381
2025 | 2 | 2 | 13 | 43.7963
2025 | 2 | 2 | 14 | 42.9893
2025 | 2 | 2 | 15 | 42.4264
2025 | 2 | 2 | 16 | 42.8897
2025 | 2 | 2 | 17 | 47.9046
2025 | 2 | 2 | 18 | 57.6109
2025 | 2 | 2 | 19 | 57.2702
2025 | 2 | 2 | 20 | 54.8947
2025 | 2 | 2 | 21 | 52.2719
2025 | 2 | 2 | 22 | 49.6933
2025 | 2 | 2 | 23 | 46.8863
2025 | 2 | 3 | 0 | 44.6522
2025 | 2 | 3 | 1 | 41.5447
2025 | 2 | 3 | 2 | 40.3223
2025 | 2 | 3 | 3 | 39.9373
2025 | 2 | 3 | 4 | 39.9809
2025 | 2 | 3 | 5 | 40.3991
2025 | 2 | 3 | 6 | 42.4466
2025 | 2 | 3 | 7 | 46.7209
2025 | 2 | 3 | 8 | 52.142
2025 | 2 | 3 | 9 | 50.9487
2025 | 2 | 3 | 10 | 48.7281
2025 | 2 | 3 | 11 | 47.9856
2025 | 2 | 3 | 12 | 45.0749
2025 | 2 | 3 | 13 | 44.7713
2025 | 2 | 3 | 14 | 43.6945
2025 | 2 | 3 | 15 | 43.0909
2025 | 2 | 3 | 16 | 43.8923
2025 | 2 | 3 | 17 | 48.899
2025 | 2 | 3 | 18 | 58.1797
2025 | 2 | 3 | 19 | 58.0013
2025 | 2 | 3 | 20 | 56.567
2025 | 2 | 3 | 21 | 54.1808
2025 | 2 | 3 | 22 | 51.6764
2025 | 2 | 3 | 23 | 48.5517
2025 | 2 | 4 | 0 | 44.9946
2025 | 2 | 4 | 1 | 42.2288
2025 | 2 | 4 | 2 | 40.7835
2025 | 2 | 4 | 3 | 40.3906
2025 | 2 | 4 | 4 | 40.3969
2025 | 2 | 4 | 5 | 40.836
2025 | 2 | 4 | 6 | 41.374
2025 | 2 | 4 | 7 | 46.0883
2025 | 2 | 4 | 8 | 52.2663
2025 | 2 | 4 | 9 | 51.3831
2025 | 2 | 4 | 10 | 47.8167
2025 | 2 | 4 | 11 | 45.8432
2025 | 2 | 4 | 12 | 43.7009
2025 | 2 | 4 | 13 | 43.554
2025 | 2 | 4 | 14 | 43.1425
2025 | 2 | 4 | 15 | 43.2168
2025 | 2 | 4 | 16 | 44.9648
2025 | 2 | 4 | 17 | 50.4805
2025 | 2 | 4 | 18 | 55.8592
2025 | 2 | 4 | 19 | 55.3284
2025 | 2 | 4 | 20 | 53.8509
2025 | 2 | 4 | 21 | 51.5516
2025 | 2 | 4 | 22 | 49.0469
2025 | 2 | 4 | 23 | 45.8408
2025 | 2 | 5 | 0 | 44.5253
2025 | 2 | 5 | 1 | 41.9349
2025 | 2 | 5 | 2 | 40.7201
2025 | 2 | 5 | 3 | 40.5725
2025 | 2 | 5 | 4 | 40.9242
2025 | 2 | 5 | 5 | 41.647
2025 | 2 | 5 | 6 | 44.9124
2025 | 2 | 5 | 7 | 49.3569
2025 | 2 | 5 | 8 | 54.3715
2025 | 2 | 5 | 9 | 51.4548
2025 | 2 | 5 | 10 | 46.9583
2025 | 2 | 5 | 11 | 44.4883
2025 | 2 | 5 | 12 | 45.6289
2025 | 2 | 5 | 13 | 45.51
2025 | 2 | 5 | 14 | 45.0991
2025 | 2 | 5 | 15 | 45.2358
2025 | 2 | 5 | 16 | 47.4785
2025 | 2 | 5 | 17 | 54.2576
2025 | 2 | 5 | 18 | 60.4195
2025 | 2 | 5 | 19 | 61.4866
2025 | 2 | 5 | 20 | 60.7297
2025 | 2 | 5 | 21 | 58.8875
2025 | 2 | 5 | 22 | 56.444
2025 | 2 | 5 | 23 | 53.1667
2025 | 2 | 6 | 0 | 48.729
2025 | 2 | 6 | 1 | 47.88
2025 | 2 | 6 | 2 | 46.763
2025 | 2 | 6 | 3 | 46.6043
2025 | 2 | 6 | 4 | 46.9217
2025 | 2 | 6 | 5 | 47.5811
2025 | 2 | 6 | 6 | 48.6962
2025 | 2 | 6 | 7 | 53.2486
2025 | 2 | 6 | 8 | 58.8902
2025 | 2 | 6 | 9 | 57.2444
2025 | 2 | 6 | 10 | 53.4131
2025 | 2 | 6 | 11 | 50.5242
2025 | 2 | 6 | 12 | 48.3245
2025 | 2 | 6 | 13 | 47.9273
2025 | 2 | 6 | 14 | 47.6915
2025 | 2 | 6 | 15 | 47.8075
2025 | 2 | 6 | 16 | 49.0451
2025 | 2 | 6 | 17 | 55.196
2025 | 2 | 6 | 18 | 60.833
2025 | 2 | 6 | 19 | 61.5312
2025 | 2 | 6 | 20 | 60.611
2025 | 2 | 6 | 21 | 58.5774
2025 | 2 | 6 | 22 | 56.1744
2025 | 2 | 6 | 23 | 52.6827
2025 | 2 | 7 | 0 | 50.3168
2025 | 2 | 7 | 1 | 47.8603
2025 | 2 | 7 | 2 | 46.4499
2025 | 2 | 7 | 3 | 45.9952
2025 | 2 | 7 | 4 | 46.0448
2025 | 2 | 7 | 5 | 46.4641
2025 | 2 | 7 | 6 | 49.0531
2025 | 2 | 7 | 7 | 53.5652
2025 | 2 | 7 | 8 | 59.023
2025 | 2 | 7 | 9 | 56.9288
2025 | 2 | 7 | 10 | 52.2225
2025 | 2 | 7 | 11 | 49.1256
2025 | 2 | 7 | 12 | 47.7177
2025 | 2 | 7 | 13 | 47.7913
2025 | 2 | 7 | 14 | 47.2597
2025 | 2 | 7 | 15 | 46.8415
2025 | 2 | 7 | 16 | 48.1593
2025 | 2 | 7 | 17 | 54.1192
2025 | 2 | 7 | 18 | 61.5492
2025 | 2 | 7 | 19 | 61.2682
2025 | 2 | 7 | 20 | 59.6945
2025 | 2 | 7 | 21 | 57.6118
2025 | 2 | 7 | 22 | 55.4146
2025 | 2 | 7 | 23 | 52.0262
2025 | 2 | 8 | 0 | 48.4373
2025 | 2 | 8 | 1 | 44.5286
2025 | 2 | 8 | 2 | 42.9256
2025 | 2 | 8 | 3 | 42.1099
2025 | 2 | 8 | 4 | 41.7376
2025 | 2 | 8 | 5 | 41.4935
2025 | 2 | 8 | 6 | 41.2181
2025 | 2 | 8 | 7 | 43.65
2025 | 2 | 8 | 8 | 49.0392
2025 | 2 | 8 | 9 | 49.6904
2025 | 2 | 8 | 10 | 47.3001
2025 | 2 | 8 | 11 | 45.5388
2025 | 2 | 8 | 12 | 45.0273
2025 | 2 | 8 | 13 | 44.967
2025 | 2 | 8 | 14 | 44.0692
2025 | 2 | 8 | 15 | 43.9723
2025 | 2 | 8 | 16 | 46.1609
2025 | 2 | 8 | 17 | 51.6632
2025 | 2 | 8 | 18 | 58.4647
2025 | 2 | 8 | 19 | 56.6159
2025 | 2 | 8 | 20 | 53.2283
2025 | 2 | 8 | 21 | 50.3673
2025 | 2 | 8 | 22 | 48.2608
2025 | 2 | 8 | 23 | 45.8592
2025 | 2 | 9 | 0 | 42.4755
2025 | 2 | 9 | 1 | 42.7401
2025 | 2 | 9 | 2 | 41.6928
2025 | 2 | 9 | 3 | 41.3272
2025 | 2 | 9 | 4 | 41.607
2025 | 2 | 9 | 5 | 41.8195
2025 | 2 | 9 | 6 | 42.5647
2025 | 2 | 9 | 7 | 45.1351
2025 | 2 | 9 | 8 | 51.5251
2025 | 2 | 9 | 9 | 53.1946
2025 | 2 | 9 | 10 | 51.4003
2025 | 2 | 9 | 11 | 48.6121
2025 | 2 | 9 | 12 | 45.7189
2025 | 2 | 9 | 13 | 45.1695
2025 | 2 | 9 | 14 | 45.5259
2025 | 2 | 9 | 15 | 46.1649
2025 | 2 | 9 | 16 | 49.1804
2025 | 2 | 9 | 17 | 56.2622
2025 | 2 | 9 | 18 | 64.9689
2025 | 2 | 9 | 19 | 63.8619
2025 | 2 | 9 | 20 | 60.9657
2025 | 2 | 9 | 21 | 58.2093
2025 | 2 | 9 | 22 | 55.5891
2025 | 2 | 9 | 23 | 52.7646
2025 | 2 | 10 | 0 | 51.5502
2025 | 2 | 10 | 1 | 48.0547
2025 | 2 | 10 | 2 | 47.1023
2025 | 2 | 10 | 3 | 46.9438
2025 | 2 | 10 | 4 | 47.291
2025 | 2 | 10 | 5 | 47.9066
2025 | 2 | 10 | 6 | 49.9135
2025 | 2 | 10 | 7 | 55.0311
2025 | 2 | 10 | 8 | 62.9243
2025 | 2 | 10 | 9 | 62.68
2025 | 2 | 10 | 10 | 59.2251
2025 | 2 | 10 | 11 | 56.2166
2025 | 2 | 10 | 12 | 54.1745
2025 | 2 | 10 | 13 | 53.1435
2025 | 2 | 10 | 14 | 52.5515
2025 | 2 | 10 | 15 | 53.2564
2025 | 2 | 10 | 16 | 55.8737
2025 | 2 | 10 | 17 | 62.3159
2025 | 2 | 10 | 18 | 67.2424
2025 | 2 | 10 | 19 | 66.1306
2025 | 2 | 10 | 20 | 64.2966
2025 | 2 | 10 | 21 | 61.5294
2025 | 2 | 10 | 22 | 58.766
2025 | 2 | 10 | 23 | 55.4221
2025 | 2 | 11 | 0 | 52.4758
2025 | 2 | 11 | 1 | 49.6796
2025 | 2 | 11 | 2 | 48.35
2025 | 2 | 11 | 3 | 48.0142
2025 | 2 | 11 | 4 | 48.1006
2025 | 2 | 11 | 5 | 48.5411
2025 | 2 | 11 | 6 | 49.9314
2025 | 2 | 11 | 7 | 54.7906
2025 | 2 | 11 | 8 | 61.4395
2025 | 2 | 11 | 9 | 60.0968
2025 | 2 | 11 | 10 | 55.3054
2025 | 2 | 11 | 11 | 51.7327
2025 | 2 | 11 | 12 | 50.5985
2025 | 2 | 11 | 13 | 50.5478
2025 | 2 | 11 | 14 | 50.882
2025 | 2 | 11 | 15 | 51.5244
2025 | 2 | 11 | 16 | 53.1939
2025 | 2 | 11 | 17 | 59.2819
2025 | 2 | 11 | 18 | 66.3121
2025 | 2 | 11 | 19 | 64.8834
2025 | 2 | 11 | 20 | 62.9297
2025 | 2 | 11 | 21 | 60.3381
2025 | 2 | 11 | 22 | 57.5811
2025 | 2 | 11 | 23 | 54.1665
2025 | 2 | 12 | 0 | 50.6277
2025 | 2 | 12 | 1 | 51.1059
2025 | 2 | 12 | 2 | 50.0735
2025 | 2 | 12 | 3 | 50.0892
2025 | 2 | 12 | 4 | 50.6438
2025 | 2 | 12 | 5 | 51.5026
2025 | 2 | 12 | 6 | 54.1736
2025 | 2 | 12 | 7 | 59.0442
2025 | 2 | 12 | 8 | 65.5268
2025 | 2 | 12 | 9 | 63.2645
2025 | 2 | 12 | 10 | 57.6632
2025 | 2 | 12 | 11 | 53.1189
2025 | 2 | 12 | 12 | 49.159
2025 | 2 | 12 | 13 | 48.9579
2025 | 2 | 12 | 14 | 48.9965
2025 | 2 | 12 | 15 | 48.8046
2025 | 2 | 12 | 16 | 49.5288
2025 | 2 | 12 | 17 | 55.2533
2025 | 2 | 12 | 18 | 66.2033
2025 | 2 | 12 | 19 | 68.8047
2025 | 2 | 12 | 20 | 68.5734
2025 | 2 | 12 | 21 | 66.9613
2025 | 2 | 12 | 22 | 64.3341
2025 | 2 | 12 | 23 | 60.83
2025 | 2 | 13 | 0 | 58.763
2025 | 2 | 13 | 1 | 56.1692
2025 | 2 | 13 | 2 | 55.0732
2025 | 2 | 13 | 3 | 54.8222
2025 | 2 | 13 | 4 | 55.0459
2025 | 2 | 13 | 5 | 55.5163
2025 | 2 | 13 | 6 | 56.4003
2025 | 2 | 13 | 7 | 60.7856
2025 | 2 | 13 | 8 | 66.2215
2025 | 2 | 13 | 9 | 64.3592
2025 | 2 | 13 | 10 | 60.2569
2025 | 2 | 13 | 11 | 56.9805
2025 | 2 | 13 | 12 | 53.1188
2025 | 2 | 13 | 13 | 52.4662
2025 | 2 | 13 | 14 | 51.7152
2025 | 2 | 13 | 15 | 51.1823
2025 | 2 | 13 | 16 | 51.3813
2025 | 2 | 13 | 17 | 55.8146
2025 | 2 | 13 | 18 | 65.4672
2025 | 2 | 13 | 19 | 67.8502
2025 | 2 | 13 | 20 | 67.476
2025 | 2 | 13 | 21 | 65.6585
2025 | 2 | 13 | 22 | 63.4328
2025 | 2 | 13 | 23 | 60.0314
2025 | 2 | 14 | 0 | 54.5199
2025 | 2 | 14 | 1 | 53.3179
2025 | 2 | 14 | 2 | 52.077
2025 | 2 | 14 | 3 | 51.7575
2025 | 2 | 14 | 4 | 51.8999
2025 | 2 | 14 | 5 | 52.4085
2025 | 2 | 14 | 6 | 53.0253
2025 | 2 | 14 | 7 | 57.7382
2025 | 2 | 14 | 8 | 63.9326
2025 | 2 | 14 | 9 | 61.6474
2025 | 2 | 14 | 10 | 55.7579
2025 | 2 | 14 | 11 | 51.7145
2025 | 2 | 14 | 12 | 50.8171
2025 | 2 | 14 | 13 | 51.0197
2025 | 2 | 14 | 14 | 50.8128
2025 | 2 | 14 | 15 | 50.5359
2025 | 2 | 14 | 16 | 52.1514
2025 | 2 | 14 | 17 | 57.8451
2025 | 2 | 14 | 18 | 63.7692
2025 | 2 | 14 | 19 | 65.6386
2025 | 2 | 14 | 20 | 64.7841
2025 | 2 | 14 | 21 | 63.1685
2025 | 2 | 14 | 22 | 61.1355
2025 | 2 | 14 | 23 | 57.8244
2025 | 2 | 15 | 0 | 52.7696
2025 | 2 | 15 | 1 | 51.6184
2025 | 2 | 15 | 2 | 50.7368
2025 | 2 | 15 | 3 | 50.4355
2025 | 2 | 15 | 4 | 50.6677
2025 | 2 | 15 | 5 | 51.1238
2025 | 2 | 15 | 6 | 51.008
2025 | 2 | 15 | 7 | 53.7011
2025 | 2 | 15 | 8 | 57.5693
2025 | 2 | 15 | 9 | 57.2591
2025 | 2 | 15 | 10 | 55.314
2025 | 2 | 15 | 11 | 52.3975
2025 | 2 | 15 | 12 | 49.4159
2025 | 2 | 15 | 13 | 49.3149
2025 | 2 | 15 | 14 | 48.9054
2025 | 2 | 15 | 15 | 48.6823
2025 | 2 | 15 | 16 | 49.0612
2025 | 2 | 15 | 17 | 53.011
2025 | 2 | 15 | 18 | 63.5939
2025 | 2 | 15 | 19 | 66.3224
2025 | 2 | 15 | 20 | 63.9648
2025 | 2 | 15 | 21 | 61.6582
2025 | 2 | 15 | 22 | 59.5474
2025 | 2 | 15 | 23 | 56.9758
2025 | 2 | 16 | 0 | 54.6763
2025 | 2 | 16 | 1 | 50.4191
2025 | 2 | 16 | 2 | 49.1371
2025 | 2 | 16 | 3 | 48.638
2025 | 2 | 16 | 4 | 48.4765
2025 | 2 | 16 | 5 | 48.4155
2025 | 2 | 16 | 6 | 48.0226
2025 | 2 | 16 | 7 | 49.3462
2025 | 2 | 16 | 8 | 52.0142
2025 | 2 | 16 | 9 | 49.4372
2025 | 2 | 16 | 10 | 46.9549
2025 | 2 | 16 | 11 | 44.679
2025 | 2 | 16 | 12 | 44.7199
2025 | 2 | 16 | 13 | 45.5731
2025 | 2 | 16 | 14 | 45.3006
2025 | 2 | 16 | 15 | 44.7954
2025 | 2 | 16 | 16 | 45.1751
2025 | 2 | 16 | 17 | 49.025
2025 | 2 | 16 | 18 | 59.2947
2025 | 2 | 16 | 19 | 60.3733
2025 | 2 | 16 | 20 | 57.9404
2025 | 2 | 16 | 21 | 55.1876
2025 | 2 | 16 | 22 | 52.3344
2025 | 2 | 16 | 23 | 49.5038
2025 | 2 | 17 | 0 | 47.1435
2025 | 2 | 17 | 1 | 46.5596
2025 | 2 | 17 | 2 | 45.2358
2025 | 2 | 17 | 3 | 44.5935
2025 | 2 | 17 | 4 | 44.4374
2025 | 2 | 17 | 5 | 44.7265
2025 | 2 | 17 | 6 | 44.9585
2025 | 2 | 17 | 7 | 47.2273
2025 | 2 | 17 | 8 | 52.1208
2025 | 2 | 17 | 9 | 50.0533
2025 | 2 | 17 | 10 | 43.2619
2025 | 2 | 17 | 11 | 40.0293
2025 | 2 | 17 | 12 | 40.7167
2025 | 2 | 17 | 13 | 42.347
2025 | 2 | 17 | 14 | 42.2511
2025 | 2 | 17 | 15 | 41.7945
2025 | 2 | 17 | 16 | 41.7134
2025 | 2 | 17 | 17 | 49.4848
2025 | 2 | 17 | 18 | 59.9521
2025 | 2 | 17 | 19 | 58.7404
2025 | 2 | 17 | 20 | 56.2456
2025 | 2 | 17 | 21 | 53.3985
2025 | 2 | 17 | 22 | 50.4597
2025 | 2 | 17 | 23 | 47.2962
2025 | 2 | 18 | 0 | 44.77
2025 | 2 | 18 | 1 | 45.344
2025 | 2 | 18 | 2 | 44.0734
2025 | 2 | 18 | 3 | 43.8707
2025 | 2 | 18 | 4 | 44.1446
2025 | 2 | 18 | 5 | 44.8643
2025 | 2 | 18 | 6 | 47.0286
2025 | 2 | 18 | 7 | 52.2845
2025 | 2 | 18 | 8 | 59.7418
2025 | 2 | 18 | 9 | 58.8359
2025 | 2 | 18 | 10 | 53.7124
2025 | 2 | 18 | 11 | 49.8391
2025 | 2 | 18 | 12 | 47.3868
2025 | 2 | 18 | 13 | 46.6015
2025 | 2 | 18 | 14 | 47.1559
2025 | 2 | 18 | 15 | 47.6285
2025 | 2 | 18 | 16 | 49.9988
2025 | 2 | 18 | 17 | 54.9585
2025 | 2 | 18 | 18 | 62.3755
2025 | 2 | 18 | 19 | 62.8389
2025 | 2 | 18 | 20 | 61.4587
2025 | 2 | 18 | 21 | 59.1941
2025 | 2 | 18 | 22 | 56.6045
2025 | 2 | 18 | 23 | 53.4005
2025 | 2 | 19 | 0 | 50.8841
2025 | 2 | 19 | 1 | 48.3961
2025 | 2 | 19 | 2 | 47.3072
2025 | 2 | 19 | 3 | 47.2008
2025 | 2 | 19 | 4 | 47.6211
2025 | 2 | 19 | 5 | 48.4032
2025 | 2 | 19 | 6 | 50.0706
2025 | 2 | 19 | 7 | 55.0978
2025 | 2 | 19 | 8 | 62.388
2025 | 2 | 19 | 9 | 61.0926
2025 | 2 | 19 | 10 | 55.9071
2025 | 2 | 19 | 11 | 51.529
2025 | 2 | 19 | 12 | 49.8472
2025 | 2 | 19 | 13 | 49.5299
2025 | 2 | 19 | 14 | 50.0709
2025 | 2 | 19 | 15 | 50.2251
2025 | 2 | 19 | 16 | 52.2803
2025 | 2 | 19 | 17 | 58.388
2025 | 2 | 19 | 18 | 66.22
2025 | 2 | 19 | 19 | 66.6498
2025 | 2 | 19 | 20 | 65.3238
2025 | 2 | 19 | 21 | 63.053
2025 | 2 | 19 | 22 | 60.3236
2025 | 2 | 19 | 23 | 56.9631
2025 | 2 | 20 | 0 | 53.1751
2025 | 2 | 20 | 1 | 54.246
2025 | 2 | 20 | 2 | 53.358
2025 | 2 | 20 | 3 | 53.5001
2025 | 2 | 20 | 4 | 54.2123
2025 | 2 | 20 | 5 | 55.3098
2025 | 2 | 20 | 6 | 58.2102
2025 | 2 | 20 | 7 | 62.9415
2025 | 2 | 20 | 8 | 68.3718
2025 | 2 | 20 | 9 | 65.3056
2025 | 2 | 20 | 10 | 60.1745
2025 | 2 | 20 | 11 | 54.5199
2025 | 2 | 20 | 12 | 50.0261
2025 | 2 | 20 | 13 | 50.1344
2025 | 2 | 20 | 14 | 50.7966
2025 | 2 | 20 | 15 | 51.3281
2025 | 2 | 20 | 16 | 52.3212
2025 | 2 | 20 | 17 | 58.0245
2025 | 2 | 20 | 18 | 67.5771
2025 | 2 | 20 | 19 | 71.8474
2025 | 2 | 20 | 20 | 71.9706
2025 | 2 | 20 | 21 | 70.5063
2025 | 2 | 20 | 22 | 68.1013
2025 | 2 | 20 | 23 | 64.4933
2025 | 2 | 21 | 0 | 62.1731
2025 | 2 | 21 | 1 | 59.7216
2025 | 2 | 21 | 2 | 58.6758
2025 | 2 | 21 | 3 | 58.4216
2025 | 2 | 21 | 4 | 58.6836
2025 | 2 | 21 | 5 | 59.1567
2025 | 2 | 21 | 6 | 61.2082
2025 | 2 | 21 | 7 | 65.6871
2025 | 2 | 21 | 8 | 70.6234
2025 | 2 | 21 | 9 | 66.7834
2025 | 2 | 21 | 10 | 60.8868
2025 | 2 | 21 | 11 | 56.5119
2025 | 2 | 21 | 12 | 54.8082
2025 | 2 | 21 | 13 | 54.7071
2025 | 2 | 21 | 14 | 54.1746
2025 | 2 | 21 | 15 | 53.3758
2025 | 2 | 21 | 16 | 53.8744
2025 | 2 | 21 | 17 | 57.9769
2025 | 2 | 21 | 18 | 67.5697
2025 | 2 | 21 | 19 | 69.1973
2025 | 2 | 21 | 20 | 68.287
2025 | 2 | 21 | 21 | 66.2618
2025 | 2 | 21 | 22 | 64.016
2025 | 2 | 21 | 23 | 60.5378
2025 | 2 | 22 | 0 | 56.3202
2025 | 2 | 22 | 1 | 51.2855
2025 | 2 | 22 | 2 | 49.8987
2025 | 2 | 22 | 3 | 49.1803
2025 | 2 | 22 | 4 | 48.938
2025 | 2 | 22 | 5 | 49.1869
2025 | 2 | 22 | 6 | 49.4104
2025 | 2 | 22 | 7 | 52.0272
2025 | 2 | 22 | 8 | 57.4341
2025 | 2 | 22 | 9 | 58.8208
2025 | 2 | 22 | 10 | 56.08
2025 | 2 | 22 | 11 | 53.4399
2025 | 2 | 22 | 12 | 50.749
2025 | 2 | 22 | 13 | 50.7512
2025 | 2 | 22 | 14 | 50.1706
2025 | 2 | 22 | 15 | 50.2626
2025 | 2 | 22 | 16 | 52.1696
2025 | 2 | 22 | 17 | 56.5974
2025 | 2 | 22 | 18 | 60.4249
2025 | 2 | 22 | 19 | 62.6618
2025 | 2 | 22 | 20 | 60.2616
2025 | 2 | 22 | 21 | 57.8842
2025 | 2 | 22 | 22 | 55.7466
2025 | 2 | 22 | 23 | 53.2891
2025 | 2 | 23 | 0 | 49.3511
2025 | 2 | 23 | 1 | 48.6584
2025 | 2 | 23 | 2 | 47.7363
2025 | 2 | 23 | 3 | 47.3645
2025 | 2 | 23 | 4 | 47.6172
2025 | 2 | 23 | 5 | 48.0363
2025 | 2 | 23 | 6 | 48.4713
2025 | 2 | 23 | 7 | 50.6074
2025 | 2 | 23 | 8 | 54.8471
2025 | 2 | 23 | 9 | 55.5758
2025 | 2 | 23 | 10 | 54.0804
2025 | 2 | 23 | 11 | 50.8783
2025 | 2 | 23 | 12 | 50.1477
2025 | 2 | 23 | 13 | 51.5145
2025 | 2 | 23 | 14 | 52.6205
2025 | 2 | 23 | 15 | 52.5786
2025 | 2 | 23 | 16 | 53.1494
2025 | 2 | 23 | 17 | 56.7918
2025 | 2 | 23 | 18 | 64.6093
2025 | 2 | 23 | 19 | 66.4327
2025 | 2 | 23 | 20 | 64.1593
2025 | 2 | 23 | 21 | 61.5061
2025 | 2 | 23 | 22 | 58.6561
2025 | 2 | 23 | 23 | 55.7815
2025 | 2 | 24 | 0 | 53.7867
2025 | 2 | 24 | 1 | 51.1803
2025 | 2 | 24 | 2 | 50.4061
2025 | 2 | 24 | 3 | 50.3526
2025 | 2 | 24 | 4 | 50.7246
2025 | 2 | 24 | 5 | 51.3945
2025 | 2 | 24 | 6 | 52.646
2025 | 2 | 24 | 7 | 56.7524
2025 | 2 | 24 | 8 | 60.4953
2025 | 2 | 24 | 9 | 55.8885
2025 | 2 | 24 | 10 | 51.832
2025 | 2 | 24 | 11 | 49.9341
2025 | 2 | 24 | 12 | 48.8076
2025 | 2 | 24 | 13 | 48.9269
2025 | 2 | 24 | 14 | 48.408
2025 | 2 | 24 | 15 | 47.3819
2025 | 2 | 24 | 16 | 46.9759
2025 | 2 | 24 | 17 | 49.9968
2025 | 2 | 24 | 18 | 64.7952
2025 | 2 | 24 | 19 | 67.3922
2025 | 2 | 24 | 20 | 66.9712
2025 | 2 | 24 | 21 | 64.8465
2025 | 2 | 24 | 22 | 62.4684
2025 | 2 | 24 | 23 | 59.427
2025 | 2 | 25 | 0 | 52.566
2025 | 2 | 25 | 1 | 50.345
2025 | 2 | 25 | 2 | 49.2026
2025 | 2 | 25 | 3 | 49.0256
2025 | 2 | 25 | 4 | 49.2299
2025 | 2 | 25 | 5 | 49.8519
2025 | 2 | 25 | 6 | 50.4565
2025 | 2 | 25 | 7 | 54.7129
2025 | 2 | 25 | 8 | 58.5195
2025 | 2 | 25 | 9 | 54.4311
2025 | 2 | 25 | 10 | 49.9193
2025 | 2 | 25 | 11 | 46.8834
2025 | 2 | 25 | 12 | 44.4373
2025 | 2 | 25 | 13 | 45.4374
2025 | 2 | 25 | 14 | 45.7389
2025 | 2 | 25 | 15 | 45.0057
2025 | 2 | 25 | 16 | 44.4233
2025 | 2 | 25 | 17 | 47.6077
2025 | 2 | 25 | 18 | 59.5825
2025 | 2 | 25 | 19 | 61.1604
2025 | 2 | 25 | 20 | 60.4557
2025 | 2 | 25 | 21 | 58.2866
2025 | 2 | 25 | 22 | 55.6679
2025 | 2 | 25 | 23 | 52.404
2025 | 2 | 26 | 0 | 50.6422
2025 | 2 | 26 | 1 | 49.5232
2025 | 2 | 26 | 2 | 48.6549
2025 | 2 | 26 | 3 | 48.7874
2025 | 2 | 26 | 4 | 49.4126
2025 | 2 | 26 | 5 | 50.3988
2025 | 2 | 26 | 6 | 52.3979
2025 | 2 | 26 | 7 | 56.7057
2025 | 2 | 26 | 8 | 60.5403
2025 | 2 | 26 | 9 | 55.9735
2025 | 2 | 26 | 10 | 50.7509
2025 | 2 | 26 | 11 | 47.0737
2025 | 2 | 26 | 12 | 49.1097
2025 | 2 | 26 | 13 | 49.6249
2025 | 2 | 26 | 14 | 50.5744
2025 | 2 | 26 | 15 | 50.2732
2025 | 2 | 26 | 16 | 51.2231
2025 | 2 | 26 | 17 | 56.1436
2025 | 2 | 26 | 18 | 63.4577
2025 | 2 | 26 | 19 | 66.5365
2025 | 2 | 26 | 20 | 66.616
2025 | 2 | 26 | 21 | 64.9013
2025 | 2 | 26 | 22 | 62.2965
2025 | 2 | 26 | 23 | 58.9744
2025 | 2 | 27 | 0 | 55.6273
2025 | 2 | 27 | 1 | 53.1704
2025 | 2 | 27 | 2 | 52.1731
2025 | 2 | 27 | 3 | 52.1047
2025 | 2 | 27 | 4 | 52.5652
2025 | 2 | 27 | 5 | 53.3814
2025 | 2 | 27 | 6 | 55.6417
2025 | 2 | 27 | 7 | 59.9528
2025 | 2 | 27 | 8 | 64.2422
2025 | 2 | 27 | 9 | 61.692
2025 | 2 | 27 | 10 | 58.0938
2025 | 2 | 27 | 11 | 54.1483
2025 | 2 | 27 | 12 | 51.2097
2025 | 2 | 27 | 13 | 51.5112
2025 | 2 | 27 | 14 | 52.3465
2025 | 2 | 27 | 15 | 51.8347
2025 | 2 | 27 | 16 | 51.5675
2025 | 2 | 27 | 17 | 55.2714
2025 | 2 | 27 | 18 | 64.1405
2025 | 2 | 27 | 19 | 67.1689
2025 | 2 | 27 | 20 | 67.2501
2025 | 2 | 27 | 21 | 65.3788
2025 | 2 | 27 | 22 | 62.926
2025 | 2 | 27 | 23 | 59.459
2025 | 2 | 28 | 0 | 56.2315
2025 | 2 | 28 | 1 | 55.4515
2025 | 2 | 28 | 2 | 54.4608
2025 | 2 | 28 | 3 | 54.3813
2025 | 2 | 28 | 4 | 54.823
2025 | 2 | 28 | 5 | 55.6
2025 | 2 | 28 | 6 | 58.2109
2025 | 2 | 28 | 7 | 62.3843
2025 | 2 | 28 | 8 | 65.4462
2025 | 2 | 28 | 9 | 60.454
2025 | 2 | 28 | 10 | 55.1756
2025 | 2 | 28 | 11 | 50.8661
2025 | 2 | 28 | 12 | 48.1595
2025 | 2 | 28 | 13 | 49.4621
2025 | 2 | 28 | 14 | 49.7273
2025 | 2 | 28 | 15 | 48.4602
2025 | 2 | 28 | 16 | 47.2022
2025 | 2 | 28 | 17 | 50.4935
2025 | 2 | 28 | 18 | 61.9902
2025 | 2 | 28 | 19 | 66.3676
2025 | 2 | 28 | 20 | 66.8052
2025 | 2 | 28 | 21 | 65.3496
2025 | 2 | 28 | 22 | 63.224
2025 | 2 | 28 | 23 | 59.775
2025 | 3 | 1 | 0 | 56.8612
2025 | 3 | 1 | 1 | 55.8668
2025 | 3 | 1 | 2 | 55.0539
2025 | 3 | 1 | 3 | 54.8773
2025 | 3 | 1 | 4 | 55.0466
2025 | 3 | 1 | 5 | 55.4297
2025 | 3 | 1 | 6 | 56.0034
2025 | 3 | 1 | 7 | 58.271
2025 | 3 | 1 | 8 | 59.3938
2025 | 3 | 1 | 9 | 55.166
2025 | 3 | 1 | 10 | 51.8096
2025 | 3 | 1 | 11 | 49.4638
2025 | 3 | 1 | 12 | 48.2787
2025 | 3 | 1 | 13 | 47.688
2025 | 3 | 1 | 14 | 46.3857
2025 | 3 | 1 | 15 | 45.7434
2025 | 3 | 1 | 16 | 46.9663
2025 | 3 | 1 | 17 | 51.4926
2025 | 3 | 1 | 18 | 62.1159
2025 | 3 | 1 | 19 | 66.5474
2025 | 3 | 1 | 20 | 64.8952
2025 | 3 | 1 | 21 | 62.7693
2025 | 3 | 1 | 22 | 60.6581
2025 | 3 | 1 | 23 | 58.1153
2025 | 3 | 2 | 0 | 55.3241
2025 | 3 | 2 | 1 | 54.0118
2025 | 3 | 2 | 2 | 53.1131
2025 | 3 | 2 | 3 | 52.8813
2025 | 3 | 2 | 4 | 52.9834
2025 | 3 | 2 | 5 | 53.164
2025 | 3 | 2 | 6 | 53.4082
2025 | 3 | 2 | 7 | 54.4959
2025 | 3 | 2 | 8 | 54.1705
2025 | 3 | 2 | 9 | 49.3919
2025 | 3 | 2 | 10 | 46.8941
2025 | 3 | 2 | 11 | 45.1023
2025 | 3 | 2 | 12 | 45.3124
2025 | 3 | 2 | 13 | 45.8497
2025 | 3 | 2 | 14 | 45.145
2025 | 3 | 2 | 15 | 44.2591
2025 | 3 | 2 | 16 | 44.8786
2025 | 3 | 2 | 17 | 49.0015
2025 | 3 | 2 | 18 | 59.3995
2025 | 3 | 2 | 19 | 63.633
2025 | 3 | 2 | 20 | 62.3641
2025 | 3 | 2 | 21 | 60.0816
2025 | 3 | 2 | 22 | 57.3553
2025 | 3 | 2 | 23 | 54.5025
2025 | 3 | 3 | 0 | 52.6894
2025 | 3 | 3 | 1 | 51.92
2025 | 3 | 3 | 2 | 51.2328
2025 | 3 | 3 | 3 | 51.2748
2025 | 3 | 3 | 4 | 51.6331
2025 | 3 | 3 | 5 | 52.1575
2025 | 3 | 3 | 6 | 53.2889
2025 | 3 | 3 | 7 | 58.0792
2025 | 3 | 3 | 8 | 62.9857
2025 | 3 | 3 | 9 | 56.8793
2025 | 3 | 3 | 10 | 49.6295
2025 | 3 | 3 | 11 | 47.4392
2025 | 3 | 3 | 12 | 45.4067
2025 | 3 | 3 | 13 | 45.6055
2025 | 3 | 3 | 14 | 44.9382
2025 | 3 | 3 | 15 | 43.3226
2025 | 3 | 3 | 16 | 42.5792
2025 | 3 | 3 | 17 | 46.4335
2025 | 3 | 3 | 18 | 56.5342
2025 | 3 | 3 | 19 | 61.7724
2025 | 3 | 3 | 20 | 62.312
2025 | 3 | 3 | 21 | 60.6102
2025 | 3 | 3 | 22 | 58.1567
2025 | 3 | 3 | 23 | 54.924
2025 | 3 | 4 | 0 | 52.4941
2025 | 3 | 4 | 1 | 49.4985
2025 | 3 | 4 | 2 | 48.3019
2025 | 3 | 4 | 3 | 48.0767
2025 | 3 | 4 | 4 | 48.1916
2025 | 3 | 4 | 5 | 48.5569
2025 | 3 | 4 | 6 | 49.8566
2025 | 3 | 4 | 7 | 54.8701
2025 | 3 | 4 | 8 | 60.4856
2025 | 3 | 4 | 9 | 57.05
2025 | 3 | 4 | 10 | 50.7869
2025 | 3 | 4 | 11 | 47.8797
2025 | 3 | 4 | 12 | 48.1296
2025 | 3 | 4 | 13 | 47.8737
2025 | 3 | 4 | 14 | 47.8181
2025 | 3 | 4 | 15 | 47.2565
2025 | 3 | 4 | 16 | 48.9673
2025 | 3 | 4 | 17 | 53.9811
2025 | 3 | 4 | 18 | 58.3926
2025 | 3 | 4 | 19 | 59.1732
2025 | 3 | 4 | 20 | 58.4514
2025 | 3 | 4 | 21 | 56.1549
2025 | 3 | 4 | 22 | 53.4401
2025 | 3 | 4 | 23 | 50.1379
2025 | 3 | 5 | 0 | 49.6044
2025 | 3 | 5 | 1 | 45.9577
2025 | 3 | 5 | 2 | 44.6902
2025 | 3 | 5 | 3 | 44.3785
2025 | 3 | 5 | 4 | 44.459
2025 | 3 | 5 | 5 | 44.8438
2025 | 3 | 5 | 6 | 46.5467
2025 | 3 | 5 | 7 | 51.374
2025 | 3 | 5 | 8 | 57.0219
2025 | 3 | 5 | 9 | 53.7139
2025 | 3 | 5 | 10 | 47.7639
2025 | 3 | 5 | 11 | 45.1848
2025 | 3 | 5 | 12 | 45.1573
2025 | 3 | 5 | 13 | 45.4785
2025 | 3 | 5 | 14 | 45.4854
2025 | 3 | 5 | 15 | 44.0849
2025 | 3 | 5 | 16 | 45.0491
2025 | 3 | 5 | 17 | 50.513
2025 | 3 | 5 | 18 | 54.4874
2025 | 3 | 5 | 19 | 56.2879
2025 | 3 | 5 | 20 | 55.9278
2025 | 3 | 5 | 21 | 53.846
2025 | 3 | 5 | 22 | 51.1513
2025 | 3 | 5 | 23 | 47.8887
2025 | 3 | 6 | 0 | 46.938
2025 | 3 | 6 | 1 | 43.7052
2025 | 3 | 6 | 2 | 42.3976
2025 | 3 | 6 | 3 | 42.101
2025 | 3 | 6 | 4 | 42.2163
2025 | 3 | 6 | 5 | 42.7708
2025 | 3 | 6 | 6 | 44.9893
2025 | 3 | 6 | 7 | 49.6664
2025 | 3 | 6 | 8 | 54.2985
2025 | 3 | 6 | 9 | 50.705
2025 | 3 | 6 | 10 | 45.4651
2025 | 3 | 6 | 11 | 42.9634
2025 | 3 | 6 | 12 | 42.4966
2025 | 3 | 6 | 13 | 43.0076
2025 | 3 | 6 | 14 | 43.3578
2025 | 3 | 6 | 15 | 42.3859
2025 | 3 | 6 | 16 | 43.4297
2025 | 3 | 6 | 17 | 48.6636
2025 | 3 | 6 | 18 | 56.6762
2025 | 3 | 6 | 19 | 57.8693
2025 | 3 | 6 | 20 | 57.2783
2025 | 3 | 6 | 21 | 55.1973
2025 | 3 | 6 | 22 | 52.7727
2025 | 3 | 6 | 23 | 49.5567
2025 | 3 | 7 | 0 | 46.6811
2025 | 3 | 7 | 1 | 43.6932
2025 | 3 | 7 | 2 | 42.3802
2025 | 3 | 7 | 3 | 42.0544
2025 | 3 | 7 | 4 | 42.1846
2025 | 3 | 7 | 5 | 42.7173
2025 | 3 | 7 | 6 | 44.1434
2025 | 3 | 7 | 7 | 49.4444
2025 | 3 | 7 | 8 | 55.5721
2025 | 3 | 7 | 9 | 52.1513
2025 | 3 | 7 | 10 | 45.3031
2025 | 3 | 7 | 11 | 42.2113
2025 | 3 | 7 | 12 | 42.3537
2025 | 3 | 7 | 13 | 42.994
2025 | 3 | 7 | 14 | 42.6221
2025 | 3 | 7 | 15 | 41.5424
2025 | 3 | 7 | 16 | 43.3045
2025 | 3 | 7 | 17 | 49.3323
2025 | 3 | 7 | 18 | 51.4906
2025 | 3 | 7 | 19 | 54.2452
2025 | 3 | 7 | 20 | 54.0399
2025 | 3 | 7 | 21 | 52.2394
2025 | 3 | 7 | 22 | 50.2025
2025 | 3 | 7 | 23 | 47.0578
2025 | 3 | 8 | 0 | 45.699
2025 | 3 | 8 | 1 | 41.5765
2025 | 3 | 8 | 2 | 39.8938
2025 | 3 | 8 | 3 | 39.0569
2025 | 3 | 8 | 4 | 38.6277
2025 | 3 | 8 | 5 | 38.085
2025 | 3 | 8 | 6 | 37.8448
2025 | 3 | 8 | 7 | 39.7239
2025 | 3 | 8 | 8 | 42.5827
2025 | 3 | 8 | 9 | 38.7318
2025 | 3 | 8 | 10 | 35.7049
2025 | 3 | 8 | 11 | 36.5114
2025 | 3 | 8 | 12 | 38.221
2025 | 3 | 8 | 13 | 38.3784
2025 | 3 | 8 | 14 | 35.7719
2025 | 3 | 8 | 15 | 33.6345
2025 | 3 | 8 | 16 | 34.5442
2025 | 3 | 8 | 17 | 40.6117
2025 | 3 | 8 | 18 | 45.6187
2025 | 3 | 8 | 19 | 47.8572
2025 | 3 | 8 | 20 | 46.3818
2025 | 3 | 8 | 21 | 43.8909
2025 | 3 | 8 | 22 | 42.0461
2025 | 3 | 8 | 23 | 39.7061
2025 | 3 | 9 | 0 | 36.8559
2025 | 3 | 9 | 1 | 33.0742
2025 | 3 | 9 | 2 | 32.4767
2025 | 3 | 9 | 3 | 32.3487
2025 | 3 | 9 | 4 | 32.485
2025 | 3 | 9 | 5 | 33.2599
2025 | 3 | 9 | 6 | 35.4591
2025 | 3 | 9 | 7 | 39.0734
2025 | 3 | 9 | 8 | 43.9359
2025 | 3 | 9 | 9 | 39.8296
2025 | 3 | 9 | 10 | 33.705
2025 | 3 | 9 | 11 | 29.5888
2025 | 3 | 9 | 12 | 29.2472
2025 | 3 | 9 | 13 | 30.0154
2025 | 3 | 9 | 14 | 30.4126
2025 | 3 | 9 | 15 | 31.3399
2025 | 3 | 9 | 16 | 34.6258
2025 | 3 | 9 | 17 | 40.7827
2025 | 3 | 9 | 18 | 44.5588
2025 | 3 | 9 | 19 | 46.4848
2025 | 3 | 9 | 20 | 45.0926
2025 | 3 | 9 | 21 | 42.0122
2025 | 3 | 9 | 22 | 38.8573
2025 | 3 | 9 | 23 | 35.9553
2025 | 3 | 10 | 0 | 34.0999
2025 | 3 | 10 | 1 | 34.8055
2025 | 3 | 10 | 2 | 34.5142
2025 | 3 | 10 | 3 | 34.6956
2025 | 3 | 10 | 4 | 35.1776
2025 | 3 | 10 | 5 | 37.1401
2025 | 3 | 10 | 6 | 41.1926
2025 | 3 | 10 | 7 | 46.4397
2025 | 3 | 10 | 8 | 48.0446
2025 | 3 | 10 | 9 | 41.1496
2025 | 3 | 10 | 10 | 37.2504
2025 | 3 | 10 | 11 | 36.3978
2025 | 3 | 10 | 12 | 36.4256
2025 | 3 | 10 | 13 | 37.0178
2025 | 3 | 10 | 14 | 35.0654
2025 | 3 | 10 | 15 | 34.7068
2025 | 3 | 10 | 16 | 36.8147
2025 | 3 | 10 | 17 | 41.5269
2025 | 3 | 10 | 18 | 46.7309
2025 | 3 | 10 | 19 | 50.201
2025 | 3 | 10 | 20 | 49.7026
2025 | 3 | 10 | 21 | 46.7294
2025 | 3 | 10 | 22 | 43.4288
2025 | 3 | 10 | 23 | 39.849
2025 | 3 | 11 | 0 | 37.0297
2025 | 3 | 11 | 1 | 34.2452
2025 | 3 | 11 | 2 | 33.7142
2025 | 3 | 11 | 3 | 33.7768
2025 | 3 | 11 | 4 | 34.1176
2025 | 3 | 11 | 5 | 35.8925
2025 | 3 | 11 | 6 | 39.1981
2025 | 3 | 11 | 7 | 44.8742
2025 | 3 | 11 | 8 | 48.2746
2025 | 3 | 11 | 9 | 43.5424
2025 | 3 | 11 | 10 | 38.7244
2025 | 3 | 11 | 11 | 35.8716
2025 | 3 | 11 | 12 | 36.9655
2025 | 3 | 11 | 13 | 36.8082
2025 | 3 | 11 | 14 | 35.9855
2025 | 3 | 11 | 15 | 36.4316
2025 | 3 | 11 | 16 | 40.9038
2025 | 3 | 11 | 17 | 46.1717
2025 | 3 | 11 | 18 | 49.7499
2025 | 3 | 11 | 19 | 49.6862
2025 | 3 | 11 | 20 | 47.9777
2025 | 3 | 11 | 21 | 44.6087
2025 | 3 | 11 | 22 | 40.9145
2025 | 3 | 11 | 23 | 37.5158
2025 | 3 | 12 | 0 | 36.9833
2025 | 3 | 12 | 1 | 36.8267
2025 | 3 | 12 | 2 | 36.2711
2025 | 3 | 12 | 3 | 36.3343
2025 | 3 | 12 | 4 | 36.7922
2025 | 3 | 12 | 5 | 38.6888
2025 | 3 | 12 | 6 | 42.3307
2025 | 3 | 12 | 7 | 47.7083
2025 | 3 | 12 | 8 | 49.7348
2025 | 3 | 12 | 9 | 44.0784
2025 | 3 | 12 | 10 | 39.9574
2025 | 3 | 12 | 11 | 37.7139
2025 | 3 | 12 | 12 | 38.0274
2025 | 3 | 12 | 13 | 38.9769
2025 | 3 | 12 | 14 | 38.3595
2025 | 3 | 12 | 15 | 38.3907
2025 | 3 | 12 | 16 | 41.266
2025 | 3 | 12 | 17 | 46.5281
2025 | 3 | 12 | 18 | 50.4692
2025 | 3 | 12 | 19 | 52.6104
2025 | 3 | 12 | 20 | 51.7124
2025 | 3 | 12 | 21 | 48.747
2025 | 3 | 12 | 22 | 45.2928
2025 | 3 | 12 | 23 | 41.8644
2025 | 3 | 13 | 0 | 39.4516
2025 | 3 | 13 | 1 | 40.4957
2025 | 3 | 13 | 2 | 40.1665
2025 | 3 | 13 | 3 | 40.4624
2025 | 3 | 13 | 4 | 41.1604
2025 | 3 | 13 | 5 | 43.3158
2025 | 3 | 13 | 6 | 46.7028
2025 | 3 | 13 | 7 | 52.3312
2025 | 3 | 13 | 8 | 54.6901
2025 | 3 | 13 | 9 | 48.984
2025 | 3 | 13 | 10 | 44.5508
2025 | 3 | 13 | 11 | 40.9681
2025 | 3 | 13 | 12 | 40.9475
2025 | 3 | 13 | 13 | 41.3817
2025 | 3 | 13 | 14 | 41.2673
2025 | 3 | 13 | 15 | 42.0931
2025 | 3 | 13 | 16 | 45.7926
2025 | 3 | 13 | 17 | 51.2663
2025 | 3 | 13 | 18 | 52.0088
2025 | 3 | 13 | 19 | 56.0597
2025 | 3 | 13 | 20 | 55.9522
2025 | 3 | 13 | 21 | 53.4589
2025 | 3 | 13 | 22 | 50.2292
2025 | 3 | 13 | 23 | 46.6986
2025 | 3 | 14 | 0 | 45.4545
2025 | 3 | 14 | 1 | 45.013
2025 | 3 | 14 | 2 | 44.6424
2025 | 3 | 14 | 3 | 44.805
2025 | 3 | 14 | 4 | 45.4318
2025 | 3 | 14 | 5 | 47.3752
2025 | 3 | 14 | 6 | 51.6753
2025 | 3 | 14 | 7 | 56.7869
2025 | 3 | 14 | 8 | 56.9944
2025 | 3 | 14 | 9 | 51.0949
2025 | 3 | 14 | 10 | 48.2581
2025 | 3 | 14 | 11 | 44.8122
2025 | 3 | 14 | 12 | 44.6115
2025 | 3 | 14 | 13 | 45.0356
2025 | 3 | 14 | 14 | 44.2529
2025 | 3 | 14 | 15 | 44.6116
2025 | 3 | 14 | 16 | 48.1553
2025 | 3 | 14 | 17 | 53.0078
2025 | 3 | 14 | 18 | 58.7499
2025 | 3 | 14 | 19 | 60.0516
2025 | 3 | 14 | 20 | 58.9005
2025 | 3 | 14 | 21 | 55.9298
2025 | 3 | 14 | 22 | 52.8303
2025 | 3 | 14 | 23 | 49.3371
2025 | 3 | 15 | 0 | 46.0279
2025 | 3 | 15 | 1 | 46.1495
2025 | 3 | 15 | 2 | 45.6083
2025 | 3 | 15 | 3 | 45.4919
2025 | 3 | 15 | 4 | 45.727
2025 | 3 | 15 | 5 | 47.0129
2025 | 3 | 15 | 6 | 49.223
2025 | 3 | 15 | 7 | 52.3803
2025 | 3 | 15 | 8 | 52.9423
2025 | 3 | 15 | 9 | 49.0935
2025 | 3 | 15 | 10 | 47.8514
2025 | 3 | 15 | 11 | 45.4314
2025 | 3 | 15 | 12 | 40.5819
2025 | 3 | 15 | 13 | 39.8698
2025 | 3 | 15 | 14 | 38.4002
2025 | 3 | 15 | 15 | 38.5437
2025 | 3 | 15 | 16 | 42.0666
2025 | 3 | 15 | 17 | 46.5082
2025 | 3 | 15 | 18 | 51.0096
2025 | 3 | 15 | 19 | 55.8246
2025 | 3 | 15 | 20 | 54.8548
2025 | 3 | 15 | 21 | 52.1287
2025 | 3 | 15 | 22 | 49.4749
2025 | 3 | 15 | 23 | 46.9091
2025 | 3 | 16 | 0 | 45.4973
2025 | 3 | 16 | 1 | 44.255
2025 | 3 | 16 | 2 | 43.7858
2025 | 3 | 16 | 3 | 43.6852
2025 | 3 | 16 | 4 | 43.9239
2025 | 3 | 16 | 5 | 45.0254
2025 | 3 | 16 | 6 | 46.8079
2025 | 3 | 16 | 7 | 48.6672
2025 | 3 | 16 | 8 | 46.5991
2025 | 3 | 16 | 9 | 39.6708
2025 | 3 | 16 | 10 | 37.5128
2025 | 3 | 16 | 11 | 36.2919
2025 | 3 | 16 | 12 | 36.0159
2025 | 3 | 16 | 13 | 37.2825
2025 | 3 | 16 | 14 | 36.2331
2025 | 3 | 16 | 15 | 35.5547
2025 | 3 | 16 | 16 | 36.877
2025 | 3 | 16 | 17 | 39.8539
2025 | 3 | 16 | 18 | 49.5874
2025 | 3 | 16 | 19 | 53.2915
2025 | 3 | 16 | 20 | 52.2928
2025 | 3 | 16 | 21 | 49.1969
2025 | 3 | 16 | 22 | 45.8084
2025 | 3 | 16 | 23 | 42.9141
2025 | 3 | 17 | 0 | 41.8259
2025 | 3 | 17 | 1 | 40.4434
2025 | 3 | 17 | 2 | 40.1203
2025 | 3 | 17 | 3 | 40.204
2025 | 3 | 17 | 4 | 40.6385
2025 | 3 | 17 | 5 | 42.4553
2025 | 3 | 17 | 6 | 46.5344
2025 | 3 | 17 | 7 | 51.6207
2025 | 3 | 17 | 8 | 52.6442
2025 | 3 | 17 | 9 | 46.9883
2025 | 3 | 17 | 10 | 44.7105
2025 | 3 | 17 | 11 | 43.3366
2025 | 3 | 17 | 12 | 43.4524
2025 | 3 | 17 | 13 | 44.2928
2025 | 3 | 17 | 14 | 43.8789
2025 | 3 | 17 | 15 | 43.7615
2025 | 3 | 17 | 16 | 45.745
2025 | 3 | 17 | 17 | 49.3957
2025 | 3 | 17 | 18 | 56.3435
2025 | 3 | 17 | 19 | 56.287
2025 | 3 | 17 | 20 | 54.9238
2025 | 3 | 17 | 21 | 51.422
2025 | 3 | 17 | 22 | 47.6735
2025 | 3 | 17 | 23 | 44.2867
2025 | 3 | 18 | 0 | 42.6559
2025 | 3 | 18 | 1 | 42.6726
2025 | 3 | 18 | 2 | 42.3936
2025 | 3 | 18 | 3 | 42.8084
2025 | 3 | 18 | 4 | 43.6411
2025 | 3 | 18 | 5 | 45.8305
2025 | 3 | 18 | 6 | 50.5041
2025 | 3 | 18 | 7 | 55.9401
2025 | 3 | 18 | 8 | 56.5276
2025 | 3 | 18 | 9 | 50.7543
2025 | 3 | 18 | 10 | 47.9064
2025 | 3 | 18 | 11 | 44.4012
2025 | 3 | 18 | 12 | 43.2276
2025 | 3 | 18 | 13 | 43.795
2025 | 3 | 18 | 14 | 43.8162
2025 | 3 | 18 | 15 | 44.6931
2025 | 3 | 18 | 16 | 47.7913
2025 | 3 | 18 | 17 | 51.3533
2025 | 3 | 18 | 18 | 55.324
2025 | 3 | 18 | 19 | 60.5815
2025 | 3 | 18 | 20 | 61.2355
2025 | 3 | 18 | 21 | 58.8358
2025 | 3 | 18 | 22 | 55.6231
2025 | 3 | 18 | 23 | 52.2758
2025 | 3 | 19 | 0 | 49.6132
2025 | 3 | 19 | 1 | 49.417
2025 | 3 | 19 | 2 | 49.3243
2025 | 3 | 19 | 3 | 49.7135
2025 | 3 | 19 | 4 | 50.5405
2025 | 3 | 19 | 5 | 52.5361
2025 | 3 | 19 | 6 | 56.2284
2025 | 3 | 19 | 7 | 61.0433
2025 | 3 | 19 | 8 | 60.1073
2025 | 3 | 19 | 9 | 52.5586
2025 | 3 | 19 | 10 | 49.6016
2025 | 3 | 19 | 11 | 46.7781
2025 | 3 | 19 | 12 | 48.4904
2025 | 3 | 19 | 13 | 49.1354
2025 | 3 | 19 | 14 | 48.6764
2025 | 3 | 19 | 15 | 48.6233
2025 | 3 | 19 | 16 | 50.4367
2025 | 3 | 19 | 17 | 54.1917
2025 | 3 | 19 | 18 | 57.3131
2025 | 3 | 19 | 19 | 61.2624
2025 | 3 | 19 | 20 | 61.5703
2025 | 3 | 19 | 21 | 58.7213
2025 | 3 | 19 | 22 | 55.1536
2025 | 3 | 19 | 23 | 51.5448
2025 | 3 | 20 | 0 | 50.3655
2025 | 3 | 20 | 1 | 50.7819
2025 | 3 | 20 | 2 | 50.5535
2025 | 3 | 20 | 3 | 50.79
2025 | 3 | 20 | 4 | 51.3844
2025 | 3 | 20 | 5 | 53.2822
2025 | 3 | 20 | 6 | 57.3271
2025 | 3 | 20 | 7 | 61.1744
2025 | 3 | 20 | 8 | 57.1101
2025 | 3 | 20 | 9 | 48.0328
2025 | 3 | 20 | 10 | 46.4821
2025 | 3 | 20 | 11 | 44.314
2025 | 3 | 20 | 12 | 43.9071
2025 | 3 | 20 | 13 | 45.8397
2025 | 3 | 20 | 14 | 45.4035
2025 | 3 | 20 | 15 | 44.7794
2025 | 3 | 20 | 16 | 44.3705
2025 | 3 | 20 | 17 | 46.8726
2025 | 3 | 20 | 18 | 54.9011
2025 | 3 | 20 | 19 | 60.4701
2025 | 3 | 20 | 20 | 61.3099
2025 | 3 | 20 | 21 | 58.9172
2025 | 3 | 20 | 22 | 55.7308
2025 | 3 | 20 | 23 | 52.139
2025 | 3 | 21 | 0 | 48.7012
2025 | 3 | 21 | 1 | 49.8111
2025 | 3 | 21 | 2 | 49.588
2025 | 3 | 21 | 3 | 49.9042
2025 | 3 | 21 | 4 | 50.6654
2025 | 3 | 21 | 5 | 52.713
2025 | 3 | 21 | 6 | 57.3139
2025 | 3 | 21 | 7 | 61.848
2025 | 3 | 21 | 8 | 59.5551
2025 | 3 | 21 | 9 | 51.9519
2025 | 3 | 21 | 10 | 49.5296
2025 | 3 | 21 | 11 | 46.2413
2025 | 3 | 21 | 12 | 45.5033
2025 | 3 | 21 | 13 | 46.7441
2025 | 3 | 21 | 14 | 46.4014
2025 | 3 | 21 | 15 | 45.7883
2025 | 3 | 21 | 16 | 47.0633
2025 | 3 | 21 | 17 | 49.4135
2025 | 3 | 21 | 18 | 54.1384
2025 | 3 | 21 | 19 | 61.1183
2025 | 3 | 21 | 20 | 62.389
2025 | 3 | 21 | 21 | 60.4605
2025 | 3 | 21 | 22 | 57.6443
2025 | 3 | 21 | 23 | 54.2035
2025 | 3 | 22 | 0 | 51.6209
2025 | 3 | 22 | 1 | 50.5442
2025 | 3 | 22 | 2 | 50.3213
2025 | 3 | 22 | 3 | 50.3915
2025 | 3 | 22 | 4 | 50.8161
2025 | 3 | 22 | 5 | 52.2925
2025 | 3 | 22 | 6 | 54.9999
2025 | 3 | 22 | 7 | 57.5051
2025 | 3 | 22 | 8 | 54.4849
2025 | 3 | 22 | 9 | 49.7148
2025 | 3 | 22 | 10 | 51.0427
2025 | 3 | 22 | 11 | 48.6395
2025 | 3 | 22 | 12 | 47.9837
2025 | 3 | 22 | 13 | 48.9722
2025 | 3 | 22 | 14 | 48.471
2025 | 3 | 22 | 15 | 48.2952
2025 | 3 | 22 | 16 | 49.6897
2025 | 3 | 22 | 17 | 51.3933
2025 | 3 | 22 | 18 | 55.666
2025 | 3 | 22 | 19 | 60.2657
2025 | 3 | 22 | 20 | 59.3103
2025 | 3 | 22 | 21 | 56.1945
2025 | 3 | 22 | 22 | 53.1049
2025 | 3 | 22 | 23 | 50.3705
2025 | 3 | 23 | 0 | 49.0096
2025 | 3 | 23 | 1 | 47.3033
2025 | 3 | 23 | 2 | 46.9901
2025 | 3 | 23 | 3 | 47
2025 | 3 | 23 | 4 | 47.356
2025 | 3 | 23 | 5 | 48.6459
2025 | 3 | 23 | 6 | 50.7187
2025 | 3 | 23 | 7 | 51.8762
2025 | 3 | 23 | 8 | 46.9077
2025 | 3 | 23 | 9 | 40.0922
2025 | 3 | 23 | 10 | 40.745
2025 | 3 | 23 | 11 | 39.8545
2025 | 3 | 23 | 12 | 40.959
2025 | 3 | 23 | 13 | 42.61
2025 | 3 | 23 | 14 | 42.2876
2025 | 3 | 23 | 15 | 41.7216
2025 | 3 | 23 | 16 | 42.655
2025 | 3 | 23 | 17 | 44.6665
2025 | 3 | 23 | 18 | 50.0104
2025 | 3 | 23 | 19 | 55.4933
2025 | 3 | 23 | 20 | 55.3287
2025 | 3 | 23 | 21 | 52.3598
2025 | 3 | 23 | 22 | 48.9347
2025 | 3 | 23 | 23 | 46.0169
2025 | 3 | 24 | 0 | 44.9005
2025 | 3 | 24 | 1 | 45.7142
2025 | 3 | 24 | 2 | 45.7719
2025 | 3 | 24 | 3 | 46.2
2025 | 3 | 24 | 4 | 46.9816
2025 | 3 | 24 | 5 | 49.0434
2025 | 3 | 24 | 6 | 53.7266
2025 | 3 | 24 | 7 | 57.6787
2025 | 3 | 24 | 8 | 53.7321
2025 | 3 | 24 | 9 | 45.1336
2025 | 3 | 24 | 10 | 44.7868
2025 | 3 | 24 | 11 | 43.7266
2025 | 3 | 24 | 12 | 45.8097
2025 | 3 | 24 | 13 | 47.2122
2025 | 3 | 24 | 14 | 47.4098
2025 | 3 | 24 | 15 | 46.9484
2025 | 3 | 24 | 16 | 47.3944
2025 | 3 | 24 | 17 | 49.226
2025 | 3 | 24 | 18 | 57.5098
2025 | 3 | 24 | 19 | 60.8333
2025 | 3 | 24 | 20 | 60.9425
2025 | 3 | 24 | 21 | 57.876
2025 | 3 | 24 | 22 | 54.2425
2025 | 3 | 24 | 23 | 50.8455
2025 | 3 | 25 | 0 | 48.6036
2025 | 3 | 25 | 1 | 46.096
2025 | 3 | 25 | 2 | 45.599
2025 | 3 | 25 | 3 | 45.6738
2025 | 3 | 25 | 4 | 46.1338
2025 | 3 | 25 | 5 | 47.9302
2025 | 3 | 25 | 6 | 51.7317
2025 | 3 | 25 | 7 | 57.0774
2025 | 3 | 25 | 8 | 58.0661
2025 | 3 | 25 | 9 | 53.1906
2025 | 3 | 25 | 10 | 50.9092
2025 | 3 | 25 | 11 | 48.2814
2025 | 3 | 25 | 12 | 48.004
2025 | 3 | 25 | 13 | 49.065
2025 | 3 | 25 | 14 | 48.8894
2025 | 3 | 25 | 15 | 48.9559
2025 | 3 | 25 | 16 | 50.7525
2025 | 3 | 25 | 17 | 53.2166
2025 | 3 | 25 | 18 | 55.9302
2025 | 3 | 25 | 19 | 56.5989
2025 | 3 | 25 | 20 | 56.1492
2025 | 3 | 25 | 21 | 52.7723
2025 | 3 | 25 | 22 | 48.9875
2025 | 3 | 25 | 23 | 45.4582
2025 | 3 | 26 | 0 | 46.6741
2025 | 3 | 26 | 1 | 43.2571
2025 | 3 | 26 | 2 | 42.7792
2025 | 3 | 26 | 3 | 42.8739
2025 | 3 | 26 | 4 | 43.3733
2025 | 3 | 26 | 5 | 45.2695
2025 | 3 | 26 | 6 | 49.3241
2025 | 3 | 26 | 7 | 54.3225
2025 | 3 | 26 | 8 | 55.126
2025 | 3 | 26 | 9 | 50.3995
2025 | 3 | 26 | 10 | 48.2303
2025 | 3 | 26 | 11 | 45.6739
2025 | 3 | 26 | 12 | 44.6994
2025 | 3 | 26 | 13 | 46.3986
2025 | 3 | 26 | 14 | 46.7653
2025 | 3 | 26 | 15 | 45.9
2025 | 3 | 26 | 16 | 46.5571
2025 | 3 | 26 | 17 | 49.3028
2025 | 3 | 26 | 18 | 52.1191
2025 | 3 | 26 | 19 | 54.7308
2025 | 3 | 26 | 20 | 54.8972
2025 | 3 | 26 | 21 | 51.9904
2025 | 3 | 26 | 22 | 48.1828
2025 | 3 | 26 | 23 | 44.617
2025 | 3 | 27 | 0 | 45.1811
2025 | 3 | 27 | 1 | 42.0497
2025 | 3 | 27 | 2 | 41.5509
2025 | 3 | 27 | 3 | 41.6414
2025 | 3 | 27 | 4 | 42.1283
2025 | 3 | 27 | 5 | 44.1223
2025 | 3 | 27 | 6 | 48.4749
2025 | 3 | 27 | 7 | 53.313
2025 | 3 | 27 | 8 | 53.6769
2025 | 3 | 27 | 9 | 49.3662
2025 | 3 | 27 | 10 | 47.7702
2025 | 3 | 27 | 11 | 45.5136
2025 | 3 | 27 | 12 | 45.1029
2025 | 3 | 27 | 13 | 46.4696
2025 | 3 | 27 | 14 | 46.935
2025 | 3 | 27 | 15 | 46.4364
2025 | 3 | 27 | 16 | 47.5212
2025 | 3 | 27 | 17 | 50.2328
2025 | 3 | 27 | 18 | 52.9504
2025 | 3 | 27 | 19 | 54.9174
2025 | 3 | 27 | 20 | 54.9135
2025 | 3 | 27 | 21 | 52.0576
2025 | 3 | 27 | 22 | 48.444
2025 | 3 | 27 | 23 | 44.8745
2025 | 3 | 28 | 0 | 44.2391
2025 | 3 | 28 | 1 | 41.8357
2025 | 3 | 28 | 2 | 41.2909
2025 | 3 | 28 | 3 | 41.3326
2025 | 3 | 28 | 4 | 41.7969
2025 | 3 | 28 | 5 | 43.7722
2025 | 3 | 28 | 6 | 47.7017
2025 | 3 | 28 | 7 | 52.8624
2025 | 3 | 28 | 8 | 54.1693
2025 | 3 | 28 | 9 | 50.2788
2025 | 3 | 28 | 10 | 47.8438
2025 | 3 | 28 | 11 | 44.9959
2025 | 3 | 28 | 12 | 45.1725
2025 | 3 | 28 | 13 | 46.6071
2025 | 3 | 28 | 14 | 46.5187
2025 | 3 | 28 | 15 | 45.9369
2025 | 3 | 28 | 16 | 48.2186
2025 | 3 | 28 | 17 | 51.3529
2025 | 3 | 28 | 18 | 54.9149
2025 | 3 | 28 | 19 | 54.5766
2025 | 3 | 28 | 20 | 53.767
2025 | 3 | 28 | 21 | 50.7456
2025 | 3 | 28 | 22 | 47.2719
2025 | 3 | 28 | 23 | 43.7413
2025 | 3 | 29 | 0 | 43.2587
2025 | 3 | 29 | 1 | 40.5705
2025 | 3 | 29 | 2 | 40.0502
2025 | 3 | 29 | 3 | 39.9504
2025 | 3 | 29 | 4 | 40.2314
2025 | 3 | 29 | 5 | 41.533
2025 | 3 | 29 | 6 | 43.6413
2025 | 3 | 29 | 7 | 46.8901
2025 | 3 | 29 | 8 | 48.6499
2025 | 3 | 29 | 9 | 46.7605
2025 | 3 | 29 | 10 | 45.8474
2025 | 3 | 29 | 11 | 43.4441
2025 | 3 | 29 | 12 | 42.6038
2025 | 3 | 29 | 13 | 43.4516
2025 | 3 | 29 | 14 | 43.2952
2025 | 3 | 29 | 15 | 42.9855
2025 | 3 | 29 | 16 | 45.6391
2025 | 3 | 29 | 17 | 49.1836
2025 | 3 | 29 | 18 | 55.3976
2025 | 3 | 29 | 19 | 54.4199
2025 | 3 | 29 | 20 | 52.4119
2025 | 3 | 29 | 21 | 48.9226
2025 | 3 | 29 | 22 | 45.6692
2025 | 3 | 29 | 23 | 42.9991
2025 | 3 | 30 | 0 | 41.4779
2025 | 3 | 30 | 1 | 40.7841
2025 | 3 | 30 | 2 | 40.2694
2025 | 3 | 30 | 3 | 40.2261
2025 | 3 | 30 | 4 | 40.5522
2025 | 3 | 30 | 5 | 41.8126
2025 | 3 | 30 | 6 | 43.2123
2025 | 3 | 30 | 7 | 45.6267
2025 | 3 | 30 | 8 | 47.2396
2025 | 3 | 30 | 9 | 45.9082
2025 | 3 | 30 | 10 | 46.0763
2025 | 3 | 30 | 11 | 43.4772
2025 | 3 | 30 | 12 | 43.4034
2025 | 3 | 30 | 13 | 44.4978
2025 | 3 | 30 | 14 | 44.9679
2025 | 3 | 30 | 15 | 45.145
2025 | 3 | 30 | 16 | 49.0198
2025 | 3 | 30 | 17 | 53.3284
2025 | 3 | 30 | 18 | 57.0091
2025 | 3 | 30 | 19 | 56.2581
2025 | 3 | 30 | 20 | 54.7481
2025 | 3 | 30 | 21 | 51.3139
2025 | 3 | 30 | 22 | 47.5541
2025 | 3 | 30 | 23 | 44.6213
2025 | 3 | 31 | 0 | 42.8564
2025 | 3 | 31 | 1 | 41.8761
2025 | 3 | 31 | 2 | 41.7961
2025 | 3 | 31 | 3 | 42.178
2025 | 3 | 31 | 4 | 42.8813
2025 | 3 | 31 | 5 | 45.1005
2025 | 3 | 31 | 6 | 48.5459
2025 | 3 | 31 | 7 | 52.8414
2025 | 3 | 31 | 8 | 52.2775
2025 | 3 | 31 | 9 | 47.8661
2025 | 3 | 31 | 10 | 48.0662
2025 | 3 | 31 | 11 | 46.3034
2025 | 3 | 31 | 12 | 46.1569
2025 | 3 | 31 | 13 | 47.4895
2025 | 3 | 31 | 14 | 48.0205
2025 | 3 | 31 | 15 | 47.6537
2025 | 3 | 31 | 16 | 49.126
2025 | 3 | 31 | 17 | 51.4107
2025 | 3 | 31 | 18 | 55.7914
2025 | 3 | 31 | 19 | 57.8174
2025 | 3 | 31 | 20 | 57.7677
2025 | 3 | 31 | 21 | 54.8367
2025 | 3 | 31 | 22 | 50.9492
2025 | 3 | 31 | 23 | 47.4655
2025 | 4 | 1 | 0 | 46.3159
2025 | 4 | 1 | 1 | 47.444
2025 | 4 | 1 | 2 | 47.2951
2025 | 4 | 1 | 3 | 47.6418
2025 | 4 | 1 | 4 | 48.4803
2025 | 4 | 1 | 5 | 50.5676
2025 | 4 | 1 | 6 | 55.1269
2025 | 4 | 1 | 7 | 58.5819
2025 | 4 | 1 | 8 | 54.8858
2025 | 4 | 1 | 9 | 46.8966
2025 | 4 | 1 | 10 | 43.351
2025 | 4 | 1 | 11 | 41.4403
2025 | 4 | 1 | 12 | 42.9699
2025 | 4 | 1 | 13 | 43.9903
2025 | 4 | 1 | 14 | 43.5595
2025 | 4 | 1 | 15 | 45.0468
2025 | 4 | 1 | 16 | 47.0405
2025 | 4 | 1 | 17 | 49.057
2025 | 4 | 1 | 18 | 51.6634
2025 | 4 | 1 | 19 | 57.8965
2025 | 4 | 1 | 20 | 60.0794
2025 | 4 | 1 | 21 | 57.4657
2025 | 4 | 1 | 22 | 54.1431
2025 | 4 | 1 | 23 | 50.7628
2025 | 4 | 2 | 0 | 49.6939
2025 | 4 | 2 | 1 | 49.437
2025 | 4 | 2 | 2 | 49.2438
2025 | 4 | 2 | 3 | 49.4423
2025 | 4 | 2 | 4 | 50.1517
2025 | 4 | 2 | 5 | 52.0705
2025 | 4 | 2 | 6 | 55.9566
2025 | 4 | 2 | 7 | 59.5575
2025 | 4 | 2 | 8 | 57.9957
2025 | 4 | 2 | 9 | 51.9139
2025 | 4 | 2 | 10 | 48.201
2025 | 4 | 2 | 11 | 46.0917
2025 | 4 | 2 | 12 | 47.5324
2025 | 4 | 2 | 13 | 48.6331
2025 | 4 | 2 | 14 | 47.9634
2025 | 4 | 2 | 15 | 48.8112
2025 | 4 | 2 | 16 | 50.7633
2025 | 4 | 2 | 17 | 53.6186
2025 | 4 | 2 | 18 | 56.3049
2025 | 4 | 2 | 19 | 59.9525
2025 | 4 | 2 | 20 | 61.4113
2025 | 4 | 2 | 21 | 58.47
2025 | 4 | 2 | 22 | 54.8499
2025 | 4 | 2 | 23 | 51.3811
2025 | 4 | 3 | 0 | 48.7404
2025 | 4 | 3 | 1 | 49.1895
2025 | 4 | 3 | 2 | 48.9469
2025 | 4 | 3 | 3 | 49.1189
2025 | 4 | 3 | 4 | 49.7375
2025 | 4 | 3 | 5 | 51.7003
2025 | 4 | 3 | 6 | 55.8279
2025 | 4 | 3 | 7 | 58.4204
2025 | 4 | 3 | 8 | 53.5266
2025 | 4 | 3 | 9 | 45.8382
2025 | 4 | 3 | 10 | 43.4865
2025 | 4 | 3 | 11 | 42.3341
2025 | 4 | 3 | 12 | 43.521
2025 | 4 | 3 | 13 | 44.8827
2025 | 4 | 3 | 14 | 44.5633
2025 | 4 | 3 | 15 | 44.9345
2025 | 4 | 3 | 16 | 45.6396
2025 | 4 | 3 | 17 | 47.0478
2025 | 4 | 3 | 18 | 49.818
2025 | 4 | 3 | 19 | 56.3461
2025 | 4 | 3 | 20 | 58.7658
2025 | 4 | 3 | 21 | 56.5143
2025 | 4 | 3 | 22 | 53.2826
2025 | 4 | 3 | 23 | 49.8259
2025 | 4 | 4 | 0 | 47.696
2025 | 4 | 4 | 1 | 45.2224
2025 | 4 | 4 | 2 | 44.5668
2025 | 4 | 4 | 3 | 44.3413
2025 | 4 | 4 | 4 | 44.6172
2025 | 4 | 4 | 5 | 46.3203
2025 | 4 | 4 | 6 | 49.9858
2025 | 4 | 4 | 7 | 53.7896
2025 | 4 | 4 | 8 | 53.7097
2025 | 4 | 4 | 9 | 49.8013
2025 | 4 | 4 | 10 | 46.0384
2025 | 4 | 4 | 11 | 44.3995
2025 | 4 | 4 | 12 | 43.6898
2025 | 4 | 4 | 13 | 44.7107
2025 | 4 | 4 | 14 | 43.6032
2025 | 4 | 4 | 15 | 43.5415
2025 | 4 | 4 | 16 | 45.6453
2025 | 4 | 4 | 17 | 47.4322
2025 | 4 | 4 | 18 | 50.4316
2025 | 4 | 4 | 19 | 53.5409
2025 | 4 | 4 | 20 | 54.6959
2025 | 4 | 4 | 21 | 52.076
2025 | 4 | 4 | 22 | 49.0399
2025 | 4 | 4 | 23 | 45.8338
2025 | 4 | 5 | 0 | 42.5496
2025 | 4 | 5 | 1 | 40.0774
2025 | 4 | 5 | 2 | 39.577
2025 | 4 | 5 | 3 | 39.3063
2025 | 4 | 5 | 4 | 39.6374
2025 | 4 | 5 | 5 | 40.9011
2025 | 4 | 5 | 6 | 42.5793
2025 | 4 | 5 | 7 | 45.0592
2025 | 4 | 5 | 8 | 46.7557
2025 | 4 | 5 | 9 | 45.4566
2025 | 4 | 5 | 10 | 42.1959
2025 | 4 | 5 | 11 | 40.3943
2025 | 4 | 5 | 12 | 40.2248
2025 | 4 | 5 | 13 | 41.2854
2025 | 4 | 5 | 14 | 40.6335
2025 | 4 | 5 | 15 | 41.4594
2025 | 4 | 5 | 16 | 44.3391
2025 | 4 | 5 | 17 | 47.5656
2025 | 4 | 5 | 18 | 55.5753
2025 | 4 | 5 | 19 | 53.9547
2025 | 4 | 5 | 20 | 52.6425
2025 | 4 | 5 | 21 | 48.9373
2025 | 4 | 5 | 22 | 45.7803
2025 | 4 | 5 | 23 | 43.2489
2025 | 4 | 6 | 0 | 41.6046
2025 | 4 | 6 | 1 | 42.0558
2025 | 4 | 6 | 2 | 41.7294
2025 | 4 | 6 | 3 | 41.7375
2025 | 4 | 6 | 4 | 42.2604
2025 | 4 | 6 | 5 | 43.5616
2025 | 4 | 6 | 6 | 46.3298
2025 | 4 | 6 | 7 | 47.0308
2025 | 4 | 6 | 8 | 44.5236
2025 | 4 | 6 | 9 | 40.6892
2025 | 4 | 6 | 10 | 40.0775
2025 | 4 | 6 | 11 | 38.5065
2025 | 4 | 6 | 12 | 38.1739
2025 | 4 | 6 | 13 | 39.2359
2025 | 4 | 6 | 14 | 39.1067
2025 | 4 | 6 | 15 | 39.7414
2025 | 4 | 6 | 16 | 42.3248
2025 | 4 | 6 | 17 | 44.7322
2025 | 4 | 6 | 18 | 51.4262
2025 | 4 | 6 | 19 | 55.7228
2025 | 4 | 6 | 20 | 56.6932
2025 | 4 | 6 | 21 | 53.8794
2025 | 4 | 6 | 22 | 50.5635
2025 | 4 | 6 | 23 | 47.8151
2025 | 4 | 7 | 0 | 45.1684
2025 | 4 | 7 | 1 | 44.4094
2025 | 4 | 7 | 2 | 44.6084
2025 | 4 | 7 | 3 | 45.1265
2025 | 4 | 7 | 4 | 46.0812
2025 | 4 | 7 | 5 | 48.3743
2025 | 4 | 7 | 6 | 51.4492
2025 | 4 | 7 | 7 | 55.0269
2025 | 4 | 7 | 8 | 54.4551
2025 | 4 | 7 | 9 | 50.292
2025 | 4 | 7 | 10 | 47.9917
2025 | 4 | 7 | 11 | 46.1707
2025 | 4 | 7 | 12 | 45.6857
2025 | 4 | 7 | 13 | 46.5681
2025 | 4 | 7 | 14 | 46.4328
2025 | 4 | 7 | 15 | 47.6962
2025 | 4 | 7 | 16 | 49.9205
2025 | 4 | 7 | 17 | 52.3517
2025 | 4 | 7 | 18 | 57.1076
2025 | 4 | 7 | 19 | 58.9982
2025 | 4 | 7 | 20 | 59.7832
2025 | 4 | 7 | 21 | 56.617
2025 | 4 | 7 | 22 | 52.6801
2025 | 4 | 7 | 23 | 49.142
2025 | 4 | 8 | 0 | 47.9376
2025 | 4 | 8 | 1 | 47.7267
2025 | 4 | 8 | 2 | 47.4653
2025 | 4 | 8 | 3 | 47.6529
2025 | 4 | 8 | 4 | 48.2321
2025 | 4 | 8 | 5 | 50.1548
2025 | 4 | 8 | 6 | 55.007
2025 | 4 | 8 | 7 | 57.439
2025 | 4 | 8 | 8 | 52.5282
2025 | 4 | 8 | 9 | 45.2217
2025 | 4 | 8 | 10 | 42.9465
2025 | 4 | 8 | 11 | 41.9987
2025 | 4 | 8 | 12 | 45.4818
2025 | 4 | 8 | 13 | 46.413
2025 | 4 | 8 | 14 | 46.1588
2025 | 4 | 8 | 15 | 46.9249
2025 | 4 | 8 | 16 | 48.4315
2025 | 4 | 8 | 17 | 49.1268
2025 | 4 | 8 | 18 | 51.0455
2025 | 4 | 8 | 19 | 55.2088
2025 | 4 | 8 | 20 | 56.8801
2025 | 4 | 8 | 21 | 54.2784
2025 | 4 | 8 | 22 | 50.6733
2025 | 4 | 8 | 23 | 47.1947
2025 | 4 | 9 | 0 | 45.5139
2025 | 4 | 9 | 1 | 44.4058
2025 | 4 | 9 | 2 | 43.9894
2025 | 4 | 9 | 3 | 44.0486
2025 | 4 | 9 | 4 | 44.5531
2025 | 4 | 9 | 5 | 46.4757
2025 | 4 | 9 | 6 | 49.701
2025 | 4 | 9 | 7 | 53.439
2025 | 4 | 9 | 8 | 54.7819
2025 | 4 | 9 | 9 | 52.5346
2025 | 4 | 9 | 10 | 48.8352
2025 | 4 | 9 | 11 | 46.635
2025 | 4 | 9 | 12 | 46.7728
2025 | 4 | 9 | 13 | 47.9135
2025 | 4 | 9 | 14 | 47.8443
2025 | 4 | 9 | 15 | 48.2945
2025 | 4 | 9 | 16 | 50.1778
2025 | 4 | 9 | 17 | 52.7812
2025 | 4 | 9 | 18 | 57.816
2025 | 4 | 9 | 19 | 56.8701
2025 | 4 | 9 | 20 | 57.0363
2025 | 4 | 9 | 21 | 53.9219
2025 | 4 | 9 | 22 | 49.8412
2025 | 4 | 9 | 23 | 46.2703
2025 | 4 | 10 | 0 | 44.374
2025 | 4 | 10 | 1 | 43.2717
2025 | 4 | 10 | 2 | 42.7902
2025 | 4 | 10 | 3 | 42.8147
2025 | 4 | 10 | 4 | 43.3042
2025 | 4 | 10 | 5 | 45.3231
2025 | 4 | 10 | 6 | 48.7266
2025 | 4 | 10 | 7 | 52.06
2025 | 4 | 10 | 8 | 51.8642
2025 | 4 | 10 | 9 | 49.3393
2025 | 4 | 10 | 10 | 46.7896
2025 | 4 | 10 | 11 | 45.2153
2025 | 4 | 10 | 12 | 45.4082
2025 | 4 | 10 | 13 | 46.1422
2025 | 4 | 10 | 14 | 45.8714
2025 | 4 | 10 | 15 | 46.474
2025 | 4 | 10 | 16 | 48.556
2025 | 4 | 10 | 17 | 50.3708
2025 | 4 | 10 | 18 | 52.6229
2025 | 4 | 10 | 19 | 54.6277
2025 | 4 | 10 | 20 | 55.817
2025 | 4 | 10 | 21 | 53.3749
2025 | 4 | 10 | 22 | 49.877
2025 | 4 | 10 | 23 | 46.4336
2025 | 4 | 11 | 0 | 44.2026
2025 | 4 | 11 | 1 | 42.9051
2025 | 4 | 11 | 2 | 42.5538
2025 | 4 | 11 | 3 | 42.7052
2025 | 4 | 11 | 4 | 43.3555
2025 | 4 | 11 | 5 | 45.4904
2025 | 4 | 11 | 6 | 49.6205
2025 | 4 | 11 | 7 | 52.5283
2025 | 4 | 11 | 8 | 49.8127
2025 | 4 | 11 | 9 | 44.3508
2025 | 4 | 11 | 10 | 40.7157
2025 | 4 | 11 | 11 | 39.3369
2025 | 4 | 11 | 12 | 38.8823
2025 | 4 | 11 | 13 | 39.9885
2025 | 4 | 11 | 14 | 38.9679
2025 | 4 | 11 | 15 | 38.4952
2025 | 4 | 11 | 16 | 39.2062
2025 | 4 | 11 | 17 | 39.4787
2025 | 4 | 11 | 18 | 51.5131
2025 | 4 | 11 | 19 | 53.7361
2025 | 4 | 11 | 20 | 54.6754
2025 | 4 | 11 | 21 | 52.3475
2025 | 4 | 11 | 22 | 49.0801
2025 | 4 | 11 | 23 | 45.6706
2025 | 4 | 12 | 0 | 44.165
2025 | 4 | 12 | 1 | 43.8001
2025 | 4 | 12 | 2 | 43.3287
2025 | 4 | 12 | 3 | 43.2153
2025 | 4 | 12 | 4 | 43.5779
2025 | 4 | 12 | 5 | 44.97
2025 | 4 | 12 | 6 | 47.318
2025 | 4 | 12 | 7 | 49.2569
2025 | 4 | 12 | 8 | 50.7159
2025 | 4 | 12 | 9 | 50.5195
2025 | 4 | 12 | 10 | 48.9434
2025 | 4 | 12 | 11 | 46.3797
2025 | 4 | 12 | 12 | 43.0269
2025 | 4 | 12 | 13 | 43.0214
2025 | 4 | 12 | 14 | 42.3346
2025 | 4 | 12 | 15 | 43.1566
2025 | 4 | 12 | 16 | 46.3172
2025 | 4 | 12 | 17 | 48.2208
2025 | 4 | 12 | 18 | 50.0583
2025 | 4 | 12 | 19 | 54.1998
2025 | 4 | 12 | 20 | 54.7613
2025 | 4 | 12 | 21 | 52.3819
2025 | 4 | 12 | 22 | 49.577
2025 | 4 | 12 | 23 | 47.064
2025 | 4 | 13 | 0 | 44.5752
2025 | 4 | 13 | 1 | 43.3566
2025 | 4 | 13 | 2 | 42.9035
2025 | 4 | 13 | 3 | 42.8344
2025 | 4 | 13 | 4 | 43.1836
2025 | 4 | 13 | 5 | 44.4482
2025 | 4 | 13 | 6 | 45.9986
2025 | 4 | 13 | 7 | 45.9299
2025 | 4 | 13 | 8 | 43.2503
2025 | 4 | 13 | 9 | 40.8061
2025 | 4 | 13 | 10 | 40.4178
2025 | 4 | 13 | 11 | 39.4242
2025 | 4 | 13 | 12 | 40.3564
2025 | 4 | 13 | 13 | 40.8565
2025 | 4 | 13 | 14 | 40.5174
2025 | 4 | 13 | 15 | 41.2268
2025 | 4 | 13 | 16 | 44.1283
2025 | 4 | 13 | 17 | 46.1989
2025 | 4 | 13 | 18 | 46.1945
2025 | 4 | 13 | 19 | 50.8936
2025 | 4 | 13 | 20 | 52.0222
2025 | 4 | 13 | 21 | 49.7224
2025 | 4 | 13 | 22 | 46.3481
2025 | 4 | 13 | 23 | 43.4915
2025 | 4 | 14 | 0 | 42.4598
2025 | 4 | 14 | 1 | 41.3802
2025 | 4 | 14 | 2 | 41.3424
2025 | 4 | 14 | 3 | 41.6031
2025 | 4 | 14 | 4 | 42.2358
2025 | 4 | 14 | 5 | 44.3167
2025 | 4 | 14 | 6 | 48.8998
2025 | 4 | 14 | 7 | 50.3325
2025 | 4 | 14 | 8 | 44.1636
2025 | 4 | 14 | 9 | 38.0913
2025 | 4 | 14 | 10 | 38.4443
2025 | 4 | 14 | 11 | 39.1483
2025 | 4 | 14 | 12 | 40.9888
2025 | 4 | 14 | 13 | 42.2635
2025 | 4 | 14 | 14 | 41.6883
2025 | 4 | 14 | 15 | 41.4354
2025 | 4 | 14 | 16 | 41.1287
2025 | 4 | 14 | 17 | 40.793
2025 | 4 | 14 | 18 | 47.7207
2025 | 4 | 14 | 19 | 51.5262
2025 | 4 | 14 | 20 | 52.8716
2025 | 4 | 14 | 21 | 50.507
2025 | 4 | 14 | 22 | 46.8212
2025 | 4 | 14 | 23 | 43.4219
2025 | 4 | 15 | 0 | 41.6638
2025 | 4 | 15 | 1 | 40.9261
2025 | 4 | 15 | 2 | 40.4146
2025 | 4 | 15 | 3 | 40.4128
2025 | 4 | 15 | 4 | 40.7744
2025 | 4 | 15 | 5 | 42.7331
2025 | 4 | 15 | 6 | 45.6328
2025 | 4 | 15 | 7 | 49.85
2025 | 4 | 15 | 8 | 52.1803
2025 | 4 | 15 | 9 | 48.9036
2025 | 4 | 15 | 10 | 44.2063
2025 | 4 | 15 | 11 | 41.7712
2025 | 4 | 15 | 12 | 42.6704
2025 | 4 | 15 | 13 | 43.3609
2025 | 4 | 15 | 14 | 42.9289
2025 | 4 | 15 | 15 | 43.4964
2025 | 4 | 15 | 16 | 45.3997
2025 | 4 | 15 | 17 | 46.8986
2025 | 4 | 15 | 18 | 52.492
2025 | 4 | 15 | 19 | 51.2665
2025 | 4 | 15 | 20 | 51.5672
2025 | 4 | 15 | 21 | 48.6784
2025 | 4 | 15 | 22 | 44.823
2025 | 4 | 15 | 23 | 41.2334
2025 | 4 | 16 | 0 | 39.8386
2025 | 4 | 16 | 1 | 37.538
2025 | 4 | 16 | 2 | 37.0446
2025 | 4 | 16 | 3 | 37.0677
2025 | 4 | 16 | 4 | 37.5742
2025 | 4 | 16 | 5 | 39.594
2025 | 4 | 16 | 6 | 42.8272
2025 | 4 | 16 | 7 | 46.1043
2025 | 4 | 16 | 8 | 47.2042
2025 | 4 | 16 | 9 | 46.6733
2025 | 4 | 16 | 10 | 44.3472
2025 | 4 | 16 | 11 | 42.6627
2025 | 4 | 16 | 12 | 41.36
2025 | 4 | 16 | 13 | 42.3561
2025 | 4 | 16 | 14 | 42.3529
2025 | 4 | 16 | 15 | 42.3918
2025 | 4 | 16 | 16 | 43.7118
2025 | 4 | 16 | 17 | 45.1026
2025 | 4 | 16 | 18 | 40.7515
2025 | 4 | 16 | 19 | 47.3743
2025 | 4 | 16 | 20 | 49.9115
2025 | 4 | 16 | 21 | 48.447
2025 | 4 | 16 | 22 | 45.0946
2025 | 4 | 16 | 23 | 41.7712
2025 | 4 | 17 | 0 | 40.3318
2025 | 4 | 17 | 1 | 37.9465
2025 | 4 | 17 | 2 | 37.4829
2025 | 4 | 17 | 3 | 37.5275
2025 | 4 | 17 | 4 | 38.0284
2025 | 4 | 17 | 5 | 40.1509
2025 | 4 | 17 | 6 | 43.8156
2025 | 4 | 17 | 7 | 45.8045
2025 | 4 | 17 | 8 | 42.2864
2025 | 4 | 17 | 9 | 39.1299
2025 | 4 | 17 | 10 | 39.5736
2025 | 4 | 17 | 11 | 41.0948
2025 | 4 | 17 | 12 | 40.5618
2025 | 4 | 17 | 13 | 41.9381
2025 | 4 | 17 | 14 | 42.0422
2025 | 4 | 17 | 15 | 41.5216
2025 | 4 | 17 | 16 | 39.974
2025 | 4 | 17 | 17 | 40.1925
2025 | 4 | 17 | 18 | 42.7235
2025 | 4 | 17 | 19 | 47.2112
2025 | 4 | 17 | 20 | 48.6847
2025 | 4 | 17 | 21 | 46.9025
2025 | 4 | 17 | 22 | 43.4188
2025 | 4 | 17 | 23 | 39.7057
2025 | 4 | 18 | 0 | 37.8156
2025 | 4 | 18 | 1 | 35.1464
2025 | 4 | 18 | 2 | 34.813
2025 | 4 | 18 | 3 | 34.6943
2025 | 4 | 18 | 4 | 34.9265
2025 | 4 | 18 | 5 | 35.9694
2025 | 4 | 18 | 6 | 37.0414
2025 | 4 | 18 | 7 | 37.1066
2025 | 4 | 18 | 8 | 34.8215
2025 | 4 | 18 | 9 | 31.2828
2025 | 4 | 18 | 10 | 28.5371
2025 | 4 | 18 | 11 | 31.4413
2025 | 4 | 18 | 12 | 32.8632
2025 | 4 | 18 | 13 | 32.1124
2025 | 4 | 18 | 14 | 30.703
2025 | 4 | 18 | 15 | 31.8167
2025 | 4 | 18 | 16 | 32.9566
2025 | 4 | 18 | 17 | 36.6243
2025 | 4 | 18 | 18 | 39.3091
2025 | 4 | 18 | 19 | 43.3859
2025 | 4 | 18 | 20 | 44.6615
2025 | 4 | 18 | 21 | 42.7213
2025 | 4 | 18 | 22 | 40.0668
2025 | 4 | 18 | 23 | 37.0069
2025 | 4 | 19 | 0 | 34.6739
2025 | 4 | 19 | 1 | 35.3182
2025 | 4 | 19 | 2 | 34.7525
2025 | 4 | 19 | 3 | 34.5898
2025 | 4 | 19 | 4 | 34.8211
2025 | 4 | 19 | 5 | 35.8841
2025 | 4 | 19 | 6 | 38.3782
2025 | 4 | 19 | 7 | 38.4047
2025 | 4 | 19 | 8 | 35.8361
2025 | 4 | 19 | 9 | 34.3851
2025 | 4 | 19 | 10 | 34.6612
2025 | 4 | 19 | 11 | 35.9554
2025 | 4 | 19 | 12 | 33.9832
2025 | 4 | 19 | 13 | 34.3905
2025 | 4 | 19 | 14 | 33.0959
2025 | 4 | 19 | 15 | 33.6223
2025 | 4 | 19 | 16 | 35.2458
2025 | 4 | 19 | 17 | 38.5639
2025 | 4 | 19 | 18 | 42.6736
2025 | 4 | 19 | 19 | 44.2721
2025 | 4 | 19 | 20 | 44.5214
2025 | 4 | 19 | 21 | 42.2435
2025 | 4 | 19 | 22 | 39.2535
2025 | 4 | 19 | 23 | 36.44
2025 | 4 | 20 | 0 | 34.0977
2025 | 4 | 20 | 1 | 37.3876
2025 | 4 | 20 | 2 | 36.482
2025 | 4 | 20 | 3 | 35.9261
2025 | 4 | 20 | 4 | 35.9302
2025 | 4 | 20 | 5 | 36.1814
2025 | 4 | 20 | 6 | 37.3682
2025 | 4 | 20 | 7 | 38.788
2025 | 4 | 20 | 8 | 40.0268
2025 | 4 | 20 | 9 | 43.3912
2025 | 4 | 20 | 10 | 44.5218
2025 | 4 | 20 | 11 | 46.9375
2025 | 4 | 20 | 12 | 45.3337
2025 | 4 | 20 | 13 | 44.7214
2025 | 4 | 20 | 14 | 44.9418
2025 | 4 | 20 | 15 | 45.3633
2025 | 4 | 20 | 16 | 47.2399
2025 | 4 | 20 | 17 | 50.3778
2025 | 4 | 20 | 18 | 51.9068
2025 | 4 | 20 | 19 | 53.7806
2025 | 4 | 20 | 20 | 53.6507
2025 | 4 | 20 | 21 | 51.5733
2025 | 4 | 20 | 22 | 47.8871
2025 | 4 | 20 | 23 | 44.1199
2025 | 4 | 21 | 0 | 40.779
2025 | 4 | 21 | 1 | 39.358
2025 | 4 | 21 | 2 | 38.491
2025 | 4 | 21 | 3 | 38.0193
2025 | 4 | 21 | 4 | 38.1824
2025 | 4 | 21 | 5 | 39.3774
2025 | 4 | 21 | 6 | 41.2657
2025 | 4 | 21 | 7 | 44.2313
2025 | 4 | 21 | 8 | 43.2847
2025 | 4 | 21 | 9 | 38.6598
2025 | 4 | 21 | 10 | 38.8907
2025 | 4 | 21 | 11 | 40.1531
2025 | 4 | 21 | 12 | 45.2238
2025 | 4 | 21 | 13 | 46.2078
2025 | 4 | 21 | 14 | 49.3154
2025 | 4 | 21 | 15 | 48.8988
2025 | 4 | 21 | 16 | 47.409
2025 | 4 | 21 | 17 | 48.7835
2025 | 4 | 21 | 18 | 53.6876
2025 | 4 | 21 | 19 | 58.2591
2025 | 4 | 21 | 20 | 57.7341
2025 | 4 | 21 | 21 | 54.4729
2025 | 4 | 21 | 22 | 49.4271
2025 | 4 | 21 | 23 | 44.6367
2025 | 4 | 22 | 0 | 44.1022
2025 | 4 | 22 | 1 | 42.276
2025 | 4 | 22 | 2 | 41.0561
2025 | 4 | 22 | 3 | 40.6886
2025 | 4 | 22 | 4 | 40.8558
2025 | 4 | 22 | 5 | 42.401
2025 | 4 | 22 | 6 | 45.8876
2025 | 4 | 22 | 7 | 48.1662
2025 | 4 | 22 | 8 | 44.6331
2025 | 4 | 22 | 9 | 41.9139
2025 | 4 | 22 | 10 | 41.7433
2025 | 4 | 22 | 11 | 44.286
2025 | 4 | 22 | 12 | 45.8152
2025 | 4 | 22 | 13 | 47.5351
2025 | 4 | 22 | 14 | 48.2222
2025 | 4 | 22 | 15 | 48.4392
2025 | 4 | 22 | 16 | 49.4307
2025 | 4 | 22 | 17 | 52.193
2025 | 4 | 22 | 18 | 55.1294
2025 | 4 | 22 | 19 | 57.638
2025 | 4 | 22 | 20 | 57.1762
2025 | 4 | 22 | 21 | 54.0287
2025 | 4 | 22 | 22 | 49.344
2025 | 4 | 22 | 23 | 44.601
2025 | 4 | 23 | 0 | 43.3274
2025 | 4 | 23 | 1 | 38.7352
2025 | 4 | 23 | 2 | 37.7366
2025 | 4 | 23 | 3 | 37.274
2025 | 4 | 23 | 4 | 37.4158
2025 | 4 | 23 | 5 | 38.9601
2025 | 4 | 23 | 6 | 42.1099
2025 | 4 | 23 | 7 | 43.7497
2025 | 4 | 23 | 8 | 42.5046
2025 | 4 | 23 | 9 | 42.8237
2025 | 4 | 23 | 10 | 43.6848
2025 | 4 | 23 | 11 | 45.592
2025 | 4 | 23 | 12 | 45.6436
2025 | 4 | 23 | 13 | 47.1419
2025 | 4 | 23 | 14 | 47.4121
2025 | 4 | 23 | 15 | 46.1798
2025 | 4 | 23 | 16 | 43.4795
2025 | 4 | 23 | 17 | 44.396
2025 | 4 | 23 | 18 | 49.2183
2025 | 4 | 23 | 19 | 52.4005
2025 | 4 | 23 | 20 | 52.417
2025 | 4 | 23 | 21 | 50.0848
2025 | 4 | 23 | 22 | 45.8969
2025 | 4 | 23 | 23 | 41.4965
2025 | 4 | 24 | 0 | 38.7013
2025 | 4 | 24 | 1 | 34.8727
2025 | 4 | 24 | 2 | 34.1567
2025 | 4 | 24 | 3 | 33.9077
2025 | 4 | 24 | 4 | 34.2116
2025 | 4 | 24 | 5 | 35.9326
2025 | 4 | 24 | 6 | 39.0796
2025 | 4 | 24 | 7 | 40.3005
2025 | 4 | 24 | 8 | 39.5009
2025 | 4 | 24 | 9 | 41.3314
2025 | 4 | 24 | 10 | 43.6908
2025 | 4 | 24 | 11 | 45.4844
2025 | 4 | 24 | 12 | 45.7841
2025 | 4 | 24 | 13 | 47.097
2025 | 4 | 24 | 14 | 46.9317
2025 | 4 | 24 | 15 | 45.7902
2025 | 4 | 24 | 16 | 44.2662
2025 | 4 | 24 | 17 | 44.1373
2025 | 4 | 24 | 18 | 46.848
2025 | 4 | 24 | 19 | 48.6271
2025 | 4 | 24 | 20 | 48.987
2025 | 4 | 24 | 21 | 47.0389
2025 | 4 | 24 | 22 | 43.2394
2025 | 4 | 24 | 23 | 39.0401
2025 | 4 | 25 | 0 | 36.0453
2025 | 4 | 25 | 1 | 33.2428
2025 | 4 | 25 | 2 | 32.5917
2025 | 4 | 25 | 3 | 32.3222
2025 | 4 | 25 | 4 | 32.6169
2025 | 4 | 25 | 5 | 34.3632
2025 | 4 | 25 | 6 | 38.4189
2025 | 4 | 25 | 7 | 40.2242
2025 | 4 | 25 | 8 | 40.0076
2025 | 4 | 25 | 9 | 42.3798
2025 | 4 | 25 | 10 | 43.281
2025 | 4 | 25 | 11 | 43.7242
2025 | 4 | 25 | 12 | 43.4708
2025 | 4 | 25 | 13 | 44.6051
2025 | 4 | 25 | 14 | 43.8719
2025 | 4 | 25 | 15 | 42.5907
2025 | 4 | 25 | 16 | 42.025
2025 | 4 | 25 | 17 | 41.6018
2025 | 4 | 25 | 18 | 43.3246
2025 | 4 | 25 | 19 | 45.0187
2025 | 4 | 25 | 20 | 45.4024
2025 | 4 | 25 | 21 | 43.5894
2025 | 4 | 25 | 22 | 40.1015
2025 | 4 | 25 | 23 | 36.16
2025 | 4 | 26 | 0 | 34.2759
2025 | 4 | 26 | 1 | 31.8446
2025 | 4 | 26 | 2 | 31.0792
2025 | 4 | 26 | 3 | 30.6776
2025 | 4 | 26 | 4 | 30.7947
2025 | 4 | 26 | 5 | 31.653
2025 | 4 | 26 | 6 | 35.0735
2025 | 4 | 26 | 7 | 35.4677
2025 | 4 | 26 | 8 | 34.2677
2025 | 4 | 26 | 9 | 33.6363
2025 | 4 | 26 | 10 | 33.4892
2025 | 4 | 26 | 11 | 31.6846
2025 | 4 | 26 | 12 | 31.1585
2025 | 4 | 26 | 13 | 32.4245
2025 | 4 | 26 | 14 | 33.1225
2025 | 4 | 26 | 15 | 34.0517
2025 | 4 | 26 | 16 | 34.6044
2025 | 4 | 26 | 17 | 34.8332
2025 | 4 | 26 | 18 | 37.2469
2025 | 4 | 26 | 19 | 43.3325
2025 | 4 | 26 | 20 | 45.0365
2025 | 4 | 26 | 21 | 43.6987
2025 | 4 | 26 | 22 | 41.03
2025 | 4 | 26 | 23 | 38.2158
2025 | 4 | 27 | 0 | 34.1891
2025 | 4 | 27 | 1 | 35.1393
2025 | 4 | 27 | 2 | 34.6876
2025 | 4 | 27 | 3 | 34.4588
2025 | 4 | 27 | 4 | 34.8833
2025 | 4 | 27 | 5 | 35.9678
2025 | 4 | 27 | 6 | 37.8091
2025 | 4 | 27 | 7 | 37.301
2025 | 4 | 27 | 8 | 34.872
2025 | 4 | 27 | 9 | 32.4476
2025 | 4 | 27 | 10 | 32.3032
2025 | 4 | 27 | 11 | 31.4424
2025 | 4 | 27 | 12 | 32.4385
2025 | 4 | 27 | 13 | 33.6696
2025 | 4 | 27 | 14 | 32.698
2025 | 4 | 27 | 15 | 32.2198
2025 | 4 | 27 | 16 | 33.7487
2025 | 4 | 27 | 17 | 34.9216
2025 | 4 | 27 | 18 | 38.264
2025 | 4 | 27 | 19 | 45.0456
2025 | 4 | 27 | 20 | 47.0062
2025 | 4 | 27 | 21 | 45.8348
2025 | 4 | 27 | 22 | 42.7186
2025 | 4 | 27 | 23 | 39.6047
2025 | 4 | 28 | 0 | 37.4375
2025 | 4 | 28 | 1 | 35.926
2025 | 4 | 28 | 2 | 36.0255
2025 | 4 | 28 | 3 | 36.4294
2025 | 4 | 28 | 4 | 37.1563
2025 | 4 | 28 | 5 | 39.3953
2025 | 4 | 28 | 6 | 42.787
2025 | 4 | 28 | 7 | 44.3991
2025 | 4 | 28 | 8 | 43.0266
2025 | 4 | 28 | 9 | 43.0076
2025 | 4 | 28 | 10 | 43.2133
2025 | 4 | 28 | 11 | 42.0878
2025 | 4 | 28 | 12 | 42.5042
2025 | 4 | 28 | 13 | 42.8486
2025 | 4 | 28 | 14 | 42.0543
2025 | 4 | 28 | 15 | 41.8087
2025 | 4 | 28 | 16 | 42.3365
2025 | 4 | 28 | 17 | 41.4191
2025 | 4 | 28 | 18 | 43.3083
2025 | 4 | 28 | 19 | 46.549
2025 | 4 | 28 | 20 | 47.8181
2025 | 4 | 28 | 21 | 46.1997
2025 | 4 | 28 | 22 | 42.3554
2025 | 4 | 28 | 23 | 38.7182
2025 | 4 | 29 | 0 | 38.338
2025 | 4 | 29 | 1 | 41.9075
2025 | 4 | 29 | 2 | 41.6142
2025 | 4 | 29 | 3 | 41.8954
2025 | 4 | 29 | 4 | 42.5789
2025 | 4 | 29 | 5 | 44.8799
2025 | 4 | 29 | 6 | 48.1726
2025 | 4 | 29 | 7 | 50.0146
2025 | 4 | 29 | 8 | 47.5247
2025 | 4 | 29 | 9 | 47.6513
2025 | 4 | 29 | 10 | 48.182
2025 | 4 | 29 | 11 | 46.5572
2025 | 4 | 29 | 12 | 48.6281
2025 | 4 | 29 | 13 | 49.4701
2025 | 4 | 29 | 14 | 49.7617
2025 | 4 | 29 | 15 | 50.8442
2025 | 4 | 29 | 16 | 52.117
2025 | 4 | 29 | 17 | 51.9485
2025 | 4 | 29 | 18 | 57.281
2025 | 4 | 29 | 19 | 54.9275
2025 | 4 | 29 | 20 | 54.5818
2025 | 4 | 29 | 21 | 52.2558
2025 | 4 | 29 | 22 | 48.08
2025 | 4 | 29 | 23 | 44.1618
2025 | 4 | 30 | 0 | 42.1298
2025 | 4 | 30 | 1 | 43.1768
2025 | 4 | 30 | 2 | 42.5493
2025 | 4 | 30 | 3 | 42.4988
2025 | 4 | 30 | 4 | 42.9672
2025 | 4 | 30 | 5 | 45.17
2025 | 4 | 30 | 6 | 49.1527
2025 | 4 | 30 | 7 | 51.4213
2025 | 4 | 30 | 8 | 51.3213
2025 | 4 | 30 | 9 | 53.2967
2025 | 4 | 30 | 10 | 53.5912
2025 | 4 | 30 | 11 | 51.7452
2025 | 4 | 30 | 12 | 49.3764
2025 | 4 | 30 | 13 | 50.611
2025 | 4 | 30 | 14 | 50.1708
2025 | 4 | 30 | 15 | 49.8367
2025 | 4 | 30 | 16 | 49.6793
2025 | 4 | 30 | 17 | 49.258
2025 | 4 | 30 | 18 | 45.858
2025 | 4 | 30 | 19 | 50.5497
2025 | 4 | 30 | 20 | 52.4851
2025 | 4 | 30 | 21 | 51.2348
2025 | 4 | 30 | 22 | 47.2892
2025 | 4 | 30 | 23 | 43.2842
2025 | 5 | 1 | 0 | 43.2435
2025 | 5 | 1 | 1 | 43.8819
2025 | 5 | 1 | 2 | 43.4054
2025 | 5 | 1 | 3 | 43.593
2025 | 5 | 1 | 4 | 44.2237
2025 | 5 | 1 | 5 | 47.0768
2025 | 5 | 1 | 6 | 51.2989
2025 | 5 | 1 | 7 | 53.4786
2025 | 5 | 1 | 8 | 51.779
2025 | 5 | 1 | 9 | 52.6702
2025 | 5 | 1 | 10 | 52.6077
2025 | 5 | 1 | 11 | 50.5607
2025 | 5 | 1 | 12 | 50.1506
2025 | 5 | 1 | 13 | 51.02
2025 | 5 | 1 | 14 | 52.4562
2025 | 5 | 1 | 15 | 52.5129
2025 | 5 | 1 | 16 | 52.1452
2025 | 5 | 1 | 17 | 50.5479
2025 | 5 | 1 | 18 | 49.7046
2025 | 5 | 1 | 19 | 56.6853
2025 | 5 | 1 | 20 | 59.6815
2025 | 5 | 1 | 21 | 59.2257
2025 | 5 | 1 | 22 | 54.9713
2025 | 5 | 1 | 23 | 50.5012
2025 | 5 | 2 | 0 | 46.7793
2025 | 5 | 2 | 1 | 46.9926
2025 | 5 | 2 | 2 | 46.3902
2025 | 5 | 2 | 3 | 46.44
2025 | 5 | 2 | 4 | 47.035
2025 | 5 | 2 | 5 | 49.8632
2025 | 5 | 2 | 6 | 53.2247
2025 | 5 | 2 | 7 | 56.8501
2025 | 5 | 2 | 8 | 59.3031
2025 | 5 | 2 | 9 | 62.1233
2025 | 5 | 2 | 10 | 59.5248
2025 | 5 | 2 | 11 | 56.1704
2025 | 5 | 2 | 12 | 56.266
2025 | 5 | 2 | 13 | 56.759
2025 | 5 | 2 | 14 | 56.973
2025 | 5 | 2 | 15 | 57.2513
2025 | 5 | 2 | 16 | 58.8223
2025 | 5 | 2 | 17 | 58.7719
2025 | 5 | 2 | 18 | 57.3727
2025 | 5 | 2 | 19 | 59.2167
2025 | 5 | 2 | 20 | 60.5992
2025 | 5 | 2 | 21 | 59.395
2025 | 5 | 2 | 22 | 54.9394
2025 | 5 | 2 | 23 | 50.1979
2025 | 5 | 3 | 0 | 48.1745
2025 | 5 | 3 | 1 | 49.0732
2025 | 5 | 3 | 2 | 48.119
2025 | 5 | 3 | 3 | 47.6878
2025 | 5 | 3 | 4 | 47.7783
2025 | 5 | 3 | 5 | 49.3655
2025 | 5 | 3 | 6 | 49.7126
2025 | 5 | 3 | 7 | 50.0238
2025 | 5 | 3 | 8 | 51.1288
2025 | 5 | 3 | 9 | 53.7376
2025 | 5 | 3 | 10 | 53.4185
2025 | 5 | 3 | 11 | 53.6102
2025 | 5 | 3 | 12 | 51.4561
2025 | 5 | 3 | 13 | 50.8275
2025 | 5 | 3 | 14 | 49.6226
2025 | 5 | 3 | 15 | 48.9319
2025 | 5 | 3 | 16 | 49.0132
2025 | 5 | 3 | 17 | 50.1293
2025 | 5 | 3 | 18 | 52.3774
2025 | 5 | 3 | 19 | 56.6746
2025 | 5 | 3 | 20 | 57.0212
2025 | 5 | 3 | 21 | 55.9892
2025 | 5 | 3 | 22 | 52.1871
2025 | 5 | 3 | 23 | 48.5102
2025 | 5 | 4 | 0 | 45.1208
2025 | 5 | 4 | 1 | 44.1684
2025 | 5 | 4 | 2 | 43.2142
2025 | 5 | 4 | 3 | 42.9442
2025 | 5 | 4 | 4 | 43.0598
2025 | 5 | 4 | 5 | 44.4029
2025 | 5 | 4 | 6 | 44.3196
2025 | 5 | 4 | 7 | 43.8042
2025 | 5 | 4 | 8 | 47.9219
2025 | 5 | 4 | 9 | 54.6855
2025 | 5 | 4 | 10 | 55.9261
2025 | 5 | 4 | 11 | 56.4452
2025 | 5 | 4 | 12 | 56.8441
2025 | 5 | 4 | 13 | 55.1033
2025 | 5 | 4 | 14 | 54.4447
2025 | 5 | 4 | 15 | 54.5201
2025 | 5 | 4 | 16 | 55.679
2025 | 5 | 4 | 17 | 55.5635
2025 | 5 | 4 | 18 | 56.8478
2025 | 5 | 4 | 19 | 55.9339
2025 | 5 | 4 | 20 | 55.9447
2025 | 5 | 4 | 21 | 54.1492
2025 | 5 | 4 | 22 | 49.5046
2025 | 5 | 4 | 23 | 45.2742
2025 | 5 | 5 | 0 | 43.0576
2025 | 5 | 5 | 1 | 43.4899
2025 | 5 | 5 | 2 | 43.2964
2025 | 5 | 5 | 3 | 43.4744
2025 | 5 | 5 | 4 | 44.158
2025 | 5 | 5 | 5 | 46.9862
2025 | 5 | 5 | 6 | 51.113
2025 | 5 | 5 | 7 | 55.2312
2025 | 5 | 5 | 8 | 58.9826
2025 | 5 | 5 | 9 | 60.7112
2025 | 5 | 5 | 10 | 57.6179
2025 | 5 | 5 | 11 | 54.9894
2025 | 5 | 5 | 12 | 48.6986
2025 | 5 | 5 | 13 | 50.1372
2025 | 5 | 5 | 14 | 51.7971
2025 | 5 | 5 | 15 | 52.3616
2025 | 5 | 5 | 16 | 52.5209
2025 | 5 | 5 | 17 | 54.2056
2025 | 5 | 5 | 18 | 62.4386
2025 | 5 | 5 | 19 | 64.0447
2025 | 5 | 5 | 20 | 64.705
2025 | 5 | 5 | 21 | 63.1562
2025 | 5 | 5 | 22 | 58.2771
2025 | 5 | 5 | 23 | 53.5179
2025 | 5 | 6 | 0 | 48.5189
2025 | 5 | 6 | 1 | 48.4732
2025 | 5 | 6 | 2 | 47.9585
2025 | 5 | 6 | 3 | 48.3888
2025 | 5 | 6 | 4 | 49.26
2025 | 5 | 6 | 5 | 52.322
2025 | 5 | 6 | 6 | 55.7488
2025 | 5 | 6 | 7 | 59.2899
2025 | 5 | 6 | 8 | 62.6497
2025 | 5 | 6 | 9 | 66.9034
2025 | 5 | 6 | 10 | 64.8421
2025 | 5 | 6 | 11 | 60.474
2025 | 5 | 6 | 12 | 57.008
2025 | 5 | 6 | 13 | 58.533
2025 | 5 | 6 | 14 | 58.3279
2025 | 5 | 6 | 15 | 59.5615
2025 | 5 | 6 | 16 | 60.9209
2025 | 5 | 6 | 17 | 59.8886
2025 | 5 | 6 | 18 | 49.6346
2025 | 5 | 6 | 19 | 60.9062
2025 | 5 | 6 | 20 | 65.7102
2025 | 5 | 6 | 21 | 65.7677
2025 | 5 | 6 | 22 | 61.4163
2025 | 5 | 6 | 23 | 56.1944
2025 | 5 | 7 | 0 | 53.8362
2025 | 5 | 7 | 1 | 50.3697
2025 | 5 | 7 | 2 | 50.0012
2025 | 5 | 7 | 3 | 50.1577
2025 | 5 | 7 | 4 | 50.721
2025 | 5 | 7 | 5 | 53.3818
2025 | 5 | 7 | 6 | 56.7138
2025 | 5 | 7 | 7 | 58.9286
2025 | 5 | 7 | 8 | 59.2662
2025 | 5 | 7 | 9 | 61.3402
2025 | 5 | 7 | 10 | 60.4791
2025 | 5 | 7 | 11 | 56.8548
2025 | 5 | 7 | 12 | 60.0642
2025 | 5 | 7 | 13 | 60.0101
2025 | 5 | 7 | 14 | 59.7805
2025 | 5 | 7 | 15 | 59.3421
2025 | 5 | 7 | 16 | 60.626
2025 | 5 | 7 | 17 | 59.5313
2025 | 5 | 7 | 18 | 60.4451
2025 | 5 | 7 | 19 | 61.6244
2025 | 5 | 7 | 20 | 63.0589
2025 | 5 | 7 | 21 | 61.5924
2025 | 5 | 7 | 22 | 56.0894
2025 | 5 | 7 | 23 | 50.808
2025 | 5 | 8 | 0 | 49.8645
2025 | 5 | 8 | 1 | 49.4505
2025 | 5 | 8 | 2 | 48.7569
2025 | 5 | 8 | 3 | 48.791
2025 | 5 | 8 | 4 | 49.3307
2025 | 5 | 8 | 5 | 52.1433
2025 | 5 | 8 | 6 | 55.7657
2025 | 5 | 8 | 7 | 59.0162
2025 | 5 | 8 | 8 | 60.9585
2025 | 5 | 8 | 9 | 64.0648
2025 | 5 | 8 | 10 | 62.7458
2025 | 5 | 8 | 11 | 58.9981
2025 | 5 | 8 | 12 | 57.2217
2025 | 5 | 8 | 13 | 58.6109
2025 | 5 | 8 | 14 | 60.0272
2025 | 5 | 8 | 15 | 60.7193
2025 | 5 | 8 | 16 | 60.6123
2025 | 5 | 8 | 17 | 60.174
2025 | 5 | 8 | 18 | 50.4007
2025 | 5 | 8 | 19 | 59.0431
2025 | 5 | 8 | 20 | 62.8127
2025 | 5 | 8 | 21 | 62.8138
2025 | 5 | 8 | 22 | 58.4365
2025 | 5 | 8 | 23 | 53.355
2025 | 5 | 9 | 0 | 50.9938
2025 | 5 | 9 | 1 | 49.3491
2025 | 5 | 9 | 2 | 48.7102
2025 | 5 | 9 | 3 | 48.7308
2025 | 5 | 9 | 4 | 49.3096
2025 | 5 | 9 | 5 | 52.0339
2025 | 5 | 9 | 6 | 56.013
2025 | 5 | 9 | 7 | 57.8752
2025 | 5 | 9 | 8 | 53.975
2025 | 5 | 9 | 9 | 53.269
2025 | 5 | 9 | 10 | 54.0448
2025 | 5 | 9 | 11 | 54.5926
2025 | 5 | 9 | 12 | 55.4326
2025 | 5 | 9 | 13 | 56.474
2025 | 5 | 9 | 14 | 55.9904
2025 | 5 | 9 | 15 | 55.5061
2025 | 5 | 9 | 16 | 54.9669
2025 | 5 | 9 | 17 | 54.1624
2025 | 5 | 9 | 18 | 59.6985
2025 | 5 | 9 | 19 | 62.2098
2025 | 5 | 9 | 20 | 63.853
2025 | 5 | 9 | 21 | 63.1176
2025 | 5 | 9 | 22 | 58.777
2025 | 5 | 9 | 23 | 53.5868
2025 | 5 | 10 | 0 | 48.674
2025 | 5 | 10 | 1 | 46.0207
2025 | 5 | 10 | 2 | 44.915
2025 | 5 | 10 | 3 | 44.3842
2025 | 5 | 10 | 4 | 44.4792
2025 | 5 | 10 | 5 | 45.7689
2025 | 5 | 10 | 6 | 47.2526
2025 | 5 | 10 | 7 | 47.7838
2025 | 5 | 10 | 8 | 51.7216
2025 | 5 | 10 | 9 | 57.9445
2025 | 5 | 10 | 10 | 57.8532
2025 | 5 | 10 | 11 | 57.2854
2025 | 5 | 10 | 12 | 56.785
2025 | 5 | 10 | 13 | 55.3415
2025 | 5 | 10 | 14 | 52.8507
2025 | 5 | 10 | 15 | 52.6085
2025 | 5 | 10 | 16 | 53.7804
2025 | 5 | 10 | 17 | 55.2493
2025 | 5 | 10 | 18 | 55.9327
2025 | 5 | 10 | 19 | 58.2744
2025 | 5 | 10 | 20 | 58.7636
2025 | 5 | 10 | 21 | 57.2575
2025 | 5 | 10 | 22 | 53.1284
2025 | 5 | 10 | 23 | 48.8157
2025 | 5 | 11 | 0 | 44.3236
2025 | 5 | 11 | 1 | 42.7963
2025 | 5 | 11 | 2 | 41.9225
2025 | 5 | 11 | 3 | 41.7912
2025 | 5 | 11 | 4 | 41.9484
2025 | 5 | 11 | 5 | 43.0571
2025 | 5 | 11 | 6 | 42.755
2025 | 5 | 11 | 7 | 44.2996
2025 | 5 | 11 | 8 | 51.427
2025 | 5 | 11 | 9 | 54.6038
2025 | 5 | 11 | 10 | 50.2239
2025 | 5 | 11 | 11 | 44.5003
2025 | 5 | 11 | 12 | 44.6401
2025 | 5 | 11 | 13 | 45.1808
2025 | 5 | 11 | 14 | 47.8624
2025 | 5 | 11 | 15 | 50.2085
2025 | 5 | 11 | 16 | 51.5498
2025 | 5 | 11 | 17 | 53.9454
2025 | 5 | 11 | 18 | 62.3962
2025 | 5 | 11 | 19 | 58.4282
2025 | 5 | 11 | 20 | 58.4798
2025 | 5 | 11 | 21 | 56.1761
2025 | 5 | 11 | 22 | 51.147
2025 | 5 | 11 | 23 | 46.5669
2025 | 5 | 12 | 0 | 44.3582
2025 | 5 | 12 | 1 | 43.1468
2025 | 5 | 12 | 2 | 42.8763
2025 | 5 | 12 | 3 | 43.155
2025 | 5 | 12 | 4 | 43.8639
2025 | 5 | 12 | 5 | 46.7173
2025 | 5 | 12 | 6 | 50.5034
2025 | 5 | 12 | 7 | 54.4058
2025 | 5 | 12 | 8 | 58.998
2025 | 5 | 12 | 9 | 61.2739
2025 | 5 | 12 | 10 | 58.4488
2025 | 5 | 12 | 11 | 55.3042
2025 | 5 | 12 | 12 | 51.2148
2025 | 5 | 12 | 13 | 53.2476
2025 | 5 | 12 | 14 | 53.4242
2025 | 5 | 12 | 15 | 53.4008
2025 | 5 | 12 | 16 | 51.7185
2025 | 5 | 12 | 17 | 51.3893
2025 | 5 | 12 | 18 | 57.4368
2025 | 5 | 12 | 19 | 60.6354
2025 | 5 | 12 | 20 | 62.1492
2025 | 5 | 12 | 21 | 61.1061
2025 | 5 | 12 | 22 | 56.3871
2025 | 5 | 12 | 23 | 51.1371
2025 | 5 | 13 | 0 | 47.0567
2025 | 5 | 13 | 1 | 44.4635
2025 | 5 | 13 | 2 | 43.8558
2025 | 5 | 13 | 3 | 44.0028
2025 | 5 | 13 | 4 | 44.5682
2025 | 5 | 13 | 5 | 47.1822
2025 | 5 | 13 | 6 | 50.1574
2025 | 5 | 13 | 7 | 54.0768
2025 | 5 | 13 | 8 | 59.5459
2025 | 5 | 13 | 9 | 64.4248
2025 | 5 | 13 | 10 | 61.0241
2025 | 5 | 13 | 11 | 55.8264
2025 | 5 | 13 | 12 | 56.452
2025 | 5 | 13 | 13 | 56.7726
2025 | 5 | 13 | 14 | 56.3757
2025 | 5 | 13 | 15 | 57.6785
2025 | 5 | 13 | 16 | 60.9711
2025 | 5 | 13 | 17 | 60.6491
2025 | 5 | 13 | 18 | 63.5793
2025 | 5 | 13 | 19 | 63.8937
2025 | 5 | 13 | 20 | 65.0448
2025 | 5 | 13 | 21 | 63.757
2025 | 5 | 13 | 22 | 58.7756
2025 | 5 | 13 | 23 | 53.7071
2025 | 5 | 14 | 0 | 49.4599
2025 | 5 | 14 | 1 | 49.0764
2025 | 5 | 14 | 2 | 48.4595
2025 | 5 | 14 | 3 | 48.5705
2025 | 5 | 14 | 4 | 49.1949
2025 | 5 | 14 | 5 | 51.8356
2025 | 5 | 14 | 6 | 55.7521
2025 | 5 | 14 | 7 | 57.877
2025 | 5 | 14 | 8 | 56.3683
2025 | 5 | 14 | 9 | 55.8817
2025 | 5 | 14 | 10 | 54.4879
2025 | 5 | 14 | 11 | 51.7083
2025 | 5 | 14 | 12 | 52.6207
2025 | 5 | 14 | 13 | 54.2151
2025 | 5 | 14 | 14 | 53.8508
2025 | 5 | 14 | 15 | 53.3691
2025 | 5 | 14 | 16 | 52.0876
2025 | 5 | 14 | 17 | 50.4361
2025 | 5 | 14 | 18 | 51.0433
2025 | 5 | 14 | 19 | 57.483
2025 | 5 | 14 | 20 | 60.5921
2025 | 5 | 14 | 21 | 60.2417
2025 | 5 | 14 | 22 | 55.5619
2025 | 5 | 14 | 23 | 50.3404
2025 | 5 | 15 | 0 | 50.7189
2025 | 5 | 15 | 1 | 47.7833
2025 | 5 | 15 | 2 | 47.0512
2025 | 5 | 15 | 3 | 47.0922
2025 | 5 | 15 | 4 | 47.6811
2025 | 5 | 15 | 5 | 50.4068
2025 | 5 | 15 | 6 | 55.2225
2025 | 5 | 15 | 7 | 57.6527
2025 | 5 | 15 | 8 | 57.3356
2025 | 5 | 15 | 9 | 59.8152
2025 | 5 | 15 | 10 | 60.1564
2025 | 5 | 15 | 11 | 56.1974
2025 | 5 | 15 | 12 | 59.2981
2025 | 5 | 15 | 13 | 60.2575
2025 | 5 | 15 | 14 | 60.6793
2025 | 5 | 15 | 15 | 62.2352
2025 | 5 | 15 | 16 | 64.1482
2025 | 5 | 15 | 17 | 65.329
2025 | 5 | 15 | 18 | 70.0077
2025 | 5 | 15 | 19 | 66.509
2025 | 5 | 15 | 20 | 66.6076
2025 | 5 | 15 | 21 | 65.0584
2025 | 5 | 15 | 22 | 60.0052
2025 | 5 | 15 | 23 | 54.6731
2025 | 5 | 16 | 0 | 52.05
2025 | 5 | 16 | 1 | 49.5811
2025 | 5 | 16 | 2 | 48.6863
2025 | 5 | 16 | 3 | 48.5203
2025 | 5 | 16 | 4 | 48.9859
2025 | 5 | 16 | 5 | 51.4909
2025 | 5 | 16 | 6 | 55.0803
2025 | 5 | 16 | 7 | 58.7264
2025 | 5 | 16 | 8 | 61.5344
2025 | 5 | 16 | 9 | 64.2937
2025 | 5 | 16 | 10 | 61.5239
2025 | 5 | 16 | 11 | 57.2435
2025 | 5 | 16 | 12 | 56.8656
2025 | 5 | 16 | 13 | 57.9791
2025 | 5 | 16 | 14 | 57.5385
2025 | 5 | 16 | 15 | 58.0737
2025 | 5 | 16 | 16 | 59.205
2025 | 5 | 16 | 17 | 58.8643
2025 | 5 | 16 | 18 | 56.8258
2025 | 5 | 16 | 19 | 58.8709
2025 | 5 | 16 | 20 | 60.5096
2025 | 5 | 16 | 21 | 59.9027
2025 | 5 | 16 | 22 | 55.7345
2025 | 5 | 16 | 23 | 50.6097
2025 | 5 | 17 | 0 | 50.4697
2025 | 5 | 17 | 1 | 47.9766
2025 | 5 | 17 | 2 | 47.1379
2025 | 5 | 17 | 3 | 46.8205
2025 | 5 | 17 | 4 | 47.0733
2025 | 5 | 17 | 5 | 48.4283
2025 | 5 | 17 | 6 | 50.1744
2025 | 5 | 17 | 7 | 49.9503
2025 | 5 | 17 | 8 | 48.6871
2025 | 5 | 17 | 9 | 49.6257
2025 | 5 | 17 | 10 | 50.3325
2025 | 5 | 17 | 11 | 50.2271
2025 | 5 | 17 | 12 | 51.5238
2025 | 5 | 17 | 13 | 51.4762
2025 | 5 | 17 | 14 | 49.0757
2025 | 5 | 17 | 15 | 49.8131
2025 | 5 | 17 | 16 | 52.5236
2025 | 5 | 17 | 17 | 55.0078
2025 | 5 | 17 | 18 | 55.8211
2025 | 5 | 17 | 19 | 57.6343
2025 | 5 | 17 | 20 | 58.0597
2025 | 5 | 17 | 21 | 57.2504
2025 | 5 | 17 | 22 | 53.7204
2025 | 5 | 17 | 23 | 49.6331
2025 | 5 | 18 | 0 | 45.7011
2025 | 5 | 18 | 1 | 45.7745
2025 | 5 | 18 | 2 | 44.8393
2025 | 5 | 18 | 3 | 44.5106
2025 | 5 | 18 | 4 | 44.711
2025 | 5 | 18 | 5 | 45.8243
2025 | 5 | 18 | 6 | 46.215
2025 | 5 | 18 | 7 | 46.9064
2025 | 5 | 18 | 8 | 52.0122
2025 | 5 | 18 | 9 | 55.2119
2025 | 5 | 18 | 10 | 51.9352
2025 | 5 | 18 | 11 | 47.941
2025 | 5 | 18 | 12 | 49.6514
2025 | 5 | 18 | 13 | 50.313
2025 | 5 | 18 | 14 | 49.3442
2025 | 5 | 18 | 15 | 50.5264
2025 | 5 | 18 | 16 | 53.1595
2025 | 5 | 18 | 17 | 55.8898
2025 | 5 | 18 | 18 | 55.845
2025 | 5 | 18 | 19 | 57.1622
2025 | 5 | 18 | 20 | 58.1135
2025 | 5 | 18 | 21 | 57.0319
2025 | 5 | 18 | 22 | 52.6012
2025 | 5 | 18 | 23 | 47.9627
2025 | 5 | 19 | 0 | 45.309
2025 | 5 | 19 | 1 | 47.2191
2025 | 5 | 19 | 2 | 45.9322
2025 | 5 | 19 | 3 | 45.6653
2025 | 5 | 19 | 4 | 45.7781
2025 | 5 | 19 | 5 | 46.8018
2025 | 5 | 19 | 6 | 48.7672
2025 | 5 | 19 | 7 | 48.5922
2025 | 5 | 19 | 8 | 52.12
2025 | 5 | 19 | 9 | 55.656
2025 | 5 | 19 | 10 | 56.7473
2025 | 5 | 19 | 11 | 55.3682
2025 | 5 | 19 | 12 | 51.8055
2025 | 5 | 19 | 13 | 52.7277
2025 | 5 | 19 | 14 | 54.3582
2025 | 5 | 19 | 15 | 54.4879
2025 | 5 | 19 | 16 | 54.1322
2025 | 5 | 19 | 17 | 53.9287
2025 | 5 | 19 | 18 | 57.9101
2025 | 5 | 19 | 19 | 59.6367
2025 | 5 | 19 | 20 | 60.8033
2025 | 5 | 19 | 21 | 59.5999
2025 | 5 | 19 | 22 | 54.6733
2025 | 5 | 19 | 23 | 49.9794
2025 | 5 | 20 | 0 | 47.5302
2025 | 5 | 20 | 1 | 45.3569
2025 | 5 | 20 | 2 | 44.7216
2025 | 5 | 20 | 3 | 44.8351
2025 | 5 | 20 | 4 | 45.5026
2025 | 5 | 20 | 5 | 47.9647
2025 | 5 | 20 | 6 | 52.0304
2025 | 5 | 20 | 7 | 53.4795
2025 | 5 | 20 | 8 | 48.8071
2025 | 5 | 20 | 9 | 47.9603
2025 | 5 | 20 | 10 | 50.8534
2025 | 5 | 20 | 11 | 52.2535
2025 | 5 | 20 | 12 | 54.3019
2025 | 5 | 20 | 13 | 55.7002
2025 | 5 | 20 | 14 | 55.6408
2025 | 5 | 20 | 15 | 55.6237
2025 | 5 | 20 | 16 | 52.9697
2025 | 5 | 20 | 17 | 50.1291
2025 | 5 | 20 | 18 | 52.693
2025 | 5 | 20 | 19 | 58.3575
2025 | 5 | 20 | 20 | 60.856
2025 | 5 | 20 | 21 | 60.4266
2025 | 5 | 20 | 22 | 55.7371
2025 | 5 | 20 | 23 | 50.1945
2025 | 5 | 21 | 0 | 47.5749
2025 | 5 | 21 | 1 | 44.052
2025 | 5 | 21 | 2 | 43.3201
2025 | 5 | 21 | 3 | 43.2086
2025 | 5 | 21 | 4 | 43.7143
2025 | 5 | 21 | 5 | 45.9739
2025 | 5 | 21 | 6 | 50.351
2025 | 5 | 21 | 7 | 52.2608
2025 | 5 | 21 | 8 | 50.2715
2025 | 5 | 21 | 9 | 50.7735
2025 | 5 | 21 | 10 | 52.864
2025 | 5 | 21 | 11 | 52.8098
2025 | 5 | 21 | 12 | 54.1615
2025 | 5 | 21 | 13 | 55.7351
2025 | 5 | 21 | 14 | 56.0347
2025 | 5 | 21 | 15 | 55.24
2025 | 5 | 21 | 16 | 52.8912
2025 | 5 | 21 | 17 | 51.6543
2025 | 5 | 21 | 18 | 50.6533
2025 | 5 | 21 | 19 | 57.1791
2025 | 5 | 21 | 20 | 59.8031
2025 | 5 | 21 | 21 | 59.6526
2025 | 5 | 21 | 22 | 54.8037
2025 | 5 | 21 | 23 | 49.2926
2025 | 5 | 22 | 0 | 47.2788
2025 | 5 | 22 | 1 | 44.3358
2025 | 5 | 22 | 2 | 43.622
2025 | 5 | 22 | 3 | 43.5697
2025 | 5 | 22 | 4 | 44.1851
2025 | 5 | 22 | 5 | 46.544
2025 | 5 | 22 | 6 | 49.6108
2025 | 5 | 22 | 7 | 51.3422
2025 | 5 | 22 | 8 | 49.063
2025 | 5 | 22 | 9 | 49.9721
2025 | 5 | 22 | 10 | 51.7212
2025 | 5 | 22 | 11 | 52.2284
2025 | 5 | 22 | 12 | 56.8954
2025 | 5 | 22 | 13 | 58.6613
2025 | 5 | 22 | 14 | 58.4195
2025 | 5 | 22 | 15 | 58.0635
2025 | 5 | 22 | 16 | 55.7633
2025 | 5 | 22 | 17 | 53.9287
2025 | 5 | 22 | 18 | 51.5939
2025 | 5 | 22 | 19 | 58.1875
2025 | 5 | 22 | 20 | 60.9989
2025 | 5 | 22 | 21 | 60.9147
2025 | 5 | 22 | 22 | 56.3756
2025 | 5 | 22 | 23 | 50.5574
2025 | 5 | 23 | 0 | 47.8473
2025 | 5 | 23 | 1 | 42.6857
2025 | 5 | 23 | 2 | 41.8809
2025 | 5 | 23 | 3 | 41.6803
2025 | 5 | 23 | 4 | 42.1536
2025 | 5 | 23 | 5 | 44.2947
2025 | 5 | 23 | 6 | 48.3997
2025 | 5 | 23 | 7 | 49.6494
2025 | 5 | 23 | 8 | 46.4509
2025 | 5 | 23 | 9 | 48.1185
2025 | 5 | 23 | 10 | 51.0824
2025 | 5 | 23 | 11 | 51.9351
2025 | 5 | 23 | 12 | 54.5582
2025 | 5 | 23 | 13 | 55.9264
2025 | 5 | 23 | 14 | 54.829
2025 | 5 | 23 | 15 | 53.4238
2025 | 5 | 23 | 16 | 51.6709
2025 | 5 | 23 | 17 | 49.1454
2025 | 5 | 23 | 18 | 51.1239
2025 | 5 | 23 | 19 | 57.0997
2025 | 5 | 23 | 20 | 59.667
2025 | 5 | 23 | 21 | 59.6306
2025 | 5 | 23 | 22 | 55.4101
2025 | 5 | 23 | 23 | 49.6518
2025 | 5 | 24 | 0 | 45.3648
2025 | 5 | 24 | 1 | 41.5643
2025 | 5 | 24 | 2 | 40.5055
2025 | 5 | 24 | 3 | 40.075
2025 | 5 | 24 | 4 | 40.1839
2025 | 5 | 24 | 5 | 40.9804
2025 | 5 | 24 | 6 | 41.8108
2025 | 5 | 24 | 7 | 43.3384
2025 | 5 | 24 | 8 | 48.1272
2025 | 5 | 24 | 9 | 51.7543
2025 | 5 | 24 | 10 | 49.0328
2025 | 5 | 24 | 11 | 43.0713
2025 | 5 | 24 | 12 | 40.9377
2025 | 5 | 24 | 13 | 42.1186
2025 | 5 | 24 | 14 | 43.8096
2025 | 5 | 24 | 15 | 45.4552
2025 | 5 | 24 | 16 | 45.6054
2025 | 5 | 24 | 17 | 45.1516
2025 | 5 | 24 | 18 | 43.2938
2025 | 5 | 24 | 19 | 51.0767
2025 | 5 | 24 | 20 | 54.0565
2025 | 5 | 24 | 21 | 53.9717
2025 | 5 | 24 | 22 | 50.6531
2025 | 5 | 24 | 23 | 46.4529
2025 | 5 | 25 | 0 | 45.2586
2025 | 5 | 25 | 1 | 45.0688
2025 | 5 | 25 | 2 | 44.0758
2025 | 5 | 25 | 3 | 43.5445
2025 | 5 | 25 | 4 | 43.7419
2025 | 5 | 25 | 5 | 44.5509
2025 | 5 | 25 | 6 | 45.9043
2025 | 5 | 25 | 7 | 43.9117
2025 | 5 | 25 | 8 | 38.6164
2025 | 5 | 25 | 9 | 34.4352
2025 | 5 | 25 | 10 | 34.6991
2025 | 5 | 25 | 11 | 32.7555
2025 | 5 | 25 | 12 | 36.9352
2025 | 5 | 25 | 13 | 39.2514
2025 | 5 | 25 | 14 | 37.3373
2025 | 5 | 25 | 15 | 36.8006
2025 | 5 | 25 | 16 | 37.3127
2025 | 5 | 25 | 17 | 37.4095
2025 | 5 | 25 | 18 | 40.9147
2025 | 5 | 25 | 19 | 51.5153
2025 | 5 | 25 | 20 | 55.6065
2025 | 5 | 25 | 21 | 56.0085
2025 | 5 | 25 | 22 | 52.4711
2025 | 5 | 25 | 23 | 48.0499
2025 | 5 | 26 | 0 | 45.4388
2025 | 5 | 26 | 1 | 42.1282
2025 | 5 | 26 | 2 | 41.8418
2025 | 5 | 26 | 3 | 42.042
2025 | 5 | 26 | 4 | 42.7322
2025 | 5 | 26 | 5 | 45.1742
2025 | 5 | 26 | 6 | 48.7533
2025 | 5 | 26 | 7 | 49.8539
2025 | 5 | 26 | 8 | 46.0042
2025 | 5 | 26 | 9 | 45.3561
2025 | 5 | 26 | 10 | 49.355
2025 | 5 | 26 | 11 | 50.9607
2025 | 5 | 26 | 12 | 51.5173
2025 | 5 | 26 | 13 | 52.5473
2025 | 5 | 26 | 14 | 52.3385
2025 | 5 | 26 | 15 | 51.4928
2025 | 5 | 26 | 16 | 48.1853
2025 | 5 | 26 | 17 | 45.5583
2025 | 5 | 26 | 18 | 48.027
2025 | 5 | 26 | 19 | 56.1299
2025 | 5 | 26 | 20 | 58.9494
2025 | 5 | 26 | 21 | 59.0631
2025 | 5 | 26 | 22 | 54.3534
2025 | 5 | 26 | 23 | 48.8859
2025 | 5 | 27 | 0 | 46.9256
2025 | 5 | 27 | 1 | 43.7947
2025 | 5 | 27 | 2 | 43.0706
2025 | 5 | 27 | 3 | 43.0872
2025 | 5 | 27 | 4 | 43.6654
2025 | 5 | 27 | 5 | 45.8837
2025 | 5 | 27 | 6 | 48.5893
2025 | 5 | 27 | 7 | 49.9933
2025 | 5 | 27 | 8 | 45.7301
2025 | 5 | 27 | 9 | 44.0122
2025 | 5 | 27 | 10 | 47.816
2025 | 5 | 27 | 11 | 50.4021
2025 | 5 | 27 | 12 | 54.4387
2025 | 5 | 27 | 13 | 55.6353
2025 | 5 | 27 | 14 | 55.7659
2025 | 5 | 27 | 15 | 55.2713
2025 | 5 | 27 | 16 | 49.4404
2025 | 5 | 27 | 17 | 44.8489
2025 | 5 | 27 | 18 | 51.145
2025 | 5 | 27 | 19 | 58.4325
2025 | 5 | 27 | 20 | 60.0641
2025 | 5 | 27 | 21 | 59.7528
2025 | 5 | 27 | 22 | 55.3387
2025 | 5 | 27 | 23 | 49.8582
2025 | 5 | 28 | 0 | 46.7599
2025 | 5 | 28 | 1 | 49.1804
2025 | 5 | 28 | 2 | 48.0906
2025 | 5 | 28 | 3 | 47.8068
2025 | 5 | 28 | 4 | 48.2118
2025 | 5 | 28 | 5 | 50.0551
2025 | 5 | 28 | 6 | 53.4986
2025 | 5 | 28 | 7 | 57.0462
2025 | 5 | 28 | 8 | 59.1386
2025 | 5 | 28 | 9 | 60.457
2025 | 5 | 28 | 10 | 59.7335
2025 | 5 | 28 | 11 | 58.3403
2025 | 5 | 28 | 12 | 60.2026
2025 | 5 | 28 | 13 | 62.5721
2025 | 5 | 28 | 14 | 62.2819
2025 | 5 | 28 | 15 | 61.8964
2025 | 5 | 28 | 16 | 60.7187
2025 | 5 | 28 | 17 | 62.2135
2025 | 5 | 28 | 18 | 64.1752
2025 | 5 | 28 | 19 | 69.7112
2025 | 5 | 28 | 20 | 70.8439
2025 | 5 | 28 | 21 | 70.2025
2025 | 5 | 28 | 22 | 65.1836
2025 | 5 | 28 | 23 | 58.6402
2025 | 5 | 29 | 0 | 55.0425
2025 | 5 | 29 | 1 | 47.5424
2025 | 5 | 29 | 2 | 46.3359
2025 | 5 | 29 | 3 | 45.8921
2025 | 5 | 29 | 4 | 46.0041
2025 | 5 | 29 | 5 | 48.1962
2025 | 5 | 29 | 6 | 52.5081
2025 | 5 | 29 | 7 | 54.5575
2025 | 5 | 29 | 8 | 54.4732
2025 | 5 | 29 | 9 | 56.7201
2025 | 5 | 29 | 10 | 58.2471
2025 | 5 | 29 | 11 | 57.5291
2025 | 5 | 29 | 12 | 58.1552
2025 | 5 | 29 | 13 | 58.8424
2025 | 5 | 29 | 14 | 58.5697
2025 | 5 | 29 | 15 | 57.3385
2025 | 5 | 29 | 16 | 52.8703
2025 | 5 | 29 | 17 | 47.7128
2025 | 5 | 29 | 18 | 53.5346
2025 | 5 | 29 | 19 | 55.8158
2025 | 5 | 29 | 20 | 57.2046
2025 | 5 | 29 | 21 | 57.1276
2025 | 5 | 29 | 22 | 53.5698
2025 | 5 | 29 | 23 | 48.5121
2025 | 5 | 30 | 0 | 46.2813
2025 | 5 | 30 | 1 | 45.3225
2025 | 5 | 30 | 2 | 44.2696
2025 | 5 | 30 | 3 | 44.0552
2025 | 5 | 30 | 4 | 44.4168
2025 | 5 | 30 | 5 | 46.2565
2025 | 5 | 30 | 6 | 49.7237
2025 | 5 | 30 | 7 | 52.7447
2025 | 5 | 30 | 8 | 56.8742
2025 | 5 | 30 | 9 | 61.3625
2025 | 5 | 30 | 10 | 56.4432
2025 | 5 | 30 | 11 | 50.9336
2025 | 5 | 30 | 12 | 46.4397
2025 | 5 | 30 | 13 | 48.664
2025 | 5 | 30 | 14 | 47.1872
2025 | 5 | 30 | 15 | 46.6341
2025 | 5 | 30 | 16 | 47.343
2025 | 5 | 30 | 17 | 46.079
2025 | 5 | 30 | 18 | 44.4031
2025 | 5 | 30 | 19 | 55.3993
2025 | 5 | 30 | 20 | 59.7867
2025 | 5 | 30 | 21 | 60.8795
2025 | 5 | 30 | 22 | 57.5908
2025 | 5 | 30 | 23 | 52.4956
2025 | 5 | 31 | 0 | 48.8769
2025 | 5 | 31 | 1 | 48.7808
2025 | 5 | 31 | 2 | 47.4887
2025 | 5 | 31 | 3 | 46.5829
2025 | 5 | 31 | 4 | 46.5609
2025 | 5 | 31 | 5 | 47.3777
2025 | 5 | 31 | 6 | 48.7976
2025 | 5 | 31 | 7 | 48.2803
2025 | 5 | 31 | 8 | 44.5121
2025 | 5 | 31 | 9 | 41.3525
2025 | 5 | 31 | 10 | 41.6763
2025 | 5 | 31 | 11 | 44.151
2025 | 5 | 31 | 12 | 45.4644
2025 | 5 | 31 | 13 | 46.668
2025 | 5 | 31 | 14 | 42.9325
2025 | 5 | 31 | 15 | 44.1029
2025 | 5 | 31 | 16 | 44.5651
2025 | 5 | 31 | 17 | 47.093
2025 | 5 | 31 | 18 | 57.7681
2025 | 5 | 31 | 19 | 59.4901
2025 | 5 | 31 | 20 | 59.9818
2025 | 5 | 31 | 21 | 59.2247
2025 | 5 | 31 | 22 | 55.7307
2025 | 5 | 31 | 23 | 51.1297
2025 | 6 | 1 | 0 | 47.2353
2025 | 6 | 1 | 1 | 48.9481
2025 | 6 | 1 | 2 | 47.6217
2025 | 6 | 1 | 3 | 46.7478
2025 | 6 | 1 | 4 | 46.7459
2025 | 6 | 1 | 5 | 47.2596
2025 | 6 | 1 | 6 | 46.9896
2025 | 6 | 1 | 7 | 47.0426
2025 | 6 | 1 | 8 | 50.5587
2025 | 6 | 1 | 9 | 51.5632
2025 | 6 | 1 | 10 | 51.6877
2025 | 6 | 1 | 11 | 50.8168
2025 | 6 | 1 | 12 | 52.8937
2025 | 6 | 1 | 13 | 52.5296
2025 | 6 | 1 | 14 | 50.179
2025 | 6 | 1 | 15 | 48.8515
2025 | 6 | 1 | 16 | 50.329
2025 | 6 | 1 | 17 | 51.0558
2025 | 6 | 1 | 18 | 59.2225
2025 | 6 | 1 | 19 | 62.2575
2025 | 6 | 1 | 20 | 62.1089
2025 | 6 | 1 | 21 | 61.5225
2025 | 6 | 1 | 22 | 58.0308
2025 | 6 | 1 | 23 | 53.1454
2025 | 6 | 2 | 0 | 47.3162
2025 | 6 | 2 | 1 | 44.8934
2025 | 6 | 2 | 2 | 44.371
2025 | 6 | 2 | 3 | 44.3424
2025 | 6 | 2 | 4 | 44.921
2025 | 6 | 2 | 5 | 47.0388
2025 | 6 | 2 | 6 | 50.1996
2025 | 6 | 2 | 7 | 52.1674
2025 | 6 | 2 | 8 | 48.0122
2025 | 6 | 2 | 9 | 44.6752
2025 | 6 | 2 | 10 | 49.1555
2025 | 6 | 2 | 11 | 51.3718
2025 | 6 | 2 | 12 | 51.3069
2025 | 6 | 2 | 13 | 53.01
2025 | 6 | 2 | 14 | 53.9163
2025 | 6 | 2 | 15 | 52.6859
2025 | 6 | 2 | 16 | 46.3744
2025 | 6 | 2 | 17 | 44.3003
2025 | 6 | 2 | 18 | 57.465
2025 | 6 | 2 | 19 | 65.5919
2025 | 6 | 2 | 20 | 66.4649
2025 | 6 | 2 | 21 | 65.6377
2025 | 6 | 2 | 22 | 61.1833
2025 | 6 | 2 | 23 | 55.3852
2025 | 6 | 3 | 0 | 50.3922
2025 | 6 | 3 | 1 | 47.9618
2025 | 6 | 3 | 2 | 47.0248
2025 | 6 | 3 | 3 | 46.8717
2025 | 6 | 3 | 4 | 47.3161
2025 | 6 | 3 | 5 | 49.2509
2025 | 6 | 3 | 6 | 52.8304
2025 | 6 | 3 | 7 | 56.6953
2025 | 6 | 3 | 8 | 58.9908
2025 | 6 | 3 | 9 | 58.326
2025 | 6 | 3 | 10 | 55.5473
2025 | 6 | 3 | 11 | 51.7231
2025 | 6 | 3 | 12 | 53.2286
2025 | 6 | 3 | 13 | 55.0223
2025 | 6 | 3 | 14 | 54.5377
2025 | 6 | 3 | 15 | 54.9648
2025 | 6 | 3 | 16 | 56.07
2025 | 6 | 3 | 17 | 57.0875
2025 | 6 | 3 | 18 | 65.085
2025 | 6 | 3 | 19 | 65.7755
2025 | 6 | 3 | 20 | 66.8369
2025 | 6 | 3 | 21 | 65.6164
2025 | 6 | 3 | 22 | 61.2419
2025 | 6 | 3 | 23 | 55.4132
2025 | 6 | 4 | 0 | 52.1671
2025 | 6 | 4 | 1 | 49.1985
2025 | 6 | 4 | 2 | 48.2671
2025 | 6 | 4 | 3 | 48.066
2025 | 6 | 4 | 4 | 48.4039
2025 | 6 | 4 | 5 | 50.3062
2025 | 6 | 4 | 6 | 52.968
2025 | 6 | 4 | 7 | 54.7213
2025 | 6 | 4 | 8 | 53.6574
2025 | 6 | 4 | 9 | 53.2904
2025 | 6 | 4 | 10 | 55.9773
2025 | 6 | 4 | 11 | 55.6662
2025 | 6 | 4 | 12 | 58.0892
2025 | 6 | 4 | 13 | 59.4484
2025 | 6 | 4 | 14 | 58.2728
2025 | 6 | 4 | 15 | 56.2444
2025 | 6 | 4 | 16 | 54.5536
2025 | 6 | 4 | 17 | 53.7165
2025 | 6 | 4 | 18 | 59.0049
2025 | 6 | 4 | 19 | 65.3336
2025 | 6 | 4 | 20 | 66.2689
2025 | 6 | 4 | 21 | 65.6059
2025 | 6 | 4 | 22 | 61.1222
2025 | 6 | 4 | 23 | 55.0261
2025 | 6 | 5 | 0 | 51.9627
2025 | 6 | 5 | 1 | 48.4073
2025 | 6 | 5 | 2 | 47.3229
2025 | 6 | 5 | 3 | 46.8806
2025 | 6 | 5 | 4 | 47.1271
2025 | 6 | 5 | 5 | 49.0416
2025 | 6 | 5 | 6 | 51.1922
2025 | 6 | 5 | 7 | 54.9902
2025 | 6 | 5 | 8 | 58.4293
2025 | 6 | 5 | 9 | 58.3117
2025 | 6 | 5 | 10 | 55.42
2025 | 6 | 5 | 11 | 50.9676
2025 | 6 | 5 | 12 | 54.0897
2025 | 6 | 5 | 13 | 54.7323
2025 | 6 | 5 | 14 | 55.1903
2025 | 6 | 5 | 15 | 54.3974
2025 | 6 | 5 | 16 | 54.992
2025 | 6 | 5 | 17 | 55.7814
2025 | 6 | 5 | 18 | 63.5898
2025 | 6 | 5 | 19 | 65.0969
2025 | 6 | 5 | 20 | 65.7258
2025 | 6 | 5 | 21 | 64.9882
2025 | 6 | 5 | 22 | 60.8425
2025 | 6 | 5 | 23 | 55.3525
2025 | 6 | 6 | 0 | 52.2944
2025 | 6 | 6 | 1 | 48.6665
2025 | 6 | 6 | 2 | 47.6077
2025 | 6 | 6 | 3 | 47.3958
2025 | 6 | 6 | 4 | 47.7056
2025 | 6 | 6 | 5 | 49.564
2025 | 6 | 6 | 6 | 51.7795
2025 | 6 | 6 | 7 | 52.9476
2025 | 6 | 6 | 8 | 47.7324
2025 | 6 | 6 | 9 | 45.31
2025 | 6 | 6 | 10 | 49.1615
2025 | 6 | 6 | 11 | 50.6598
2025 | 6 | 6 | 12 | 51.6864
2025 | 6 | 6 | 13 | 53.8778
2025 | 6 | 6 | 14 | 53.0314
2025 | 6 | 6 | 15 | 50.7145
2025 | 6 | 6 | 16 | 46.6445
2025 | 6 | 6 | 17 | 45.1718
2025 | 6 | 6 | 18 | 54.7281
2025 | 6 | 6 | 19 | 63.8999
2025 | 6 | 6 | 20 | 65.0727
2025 | 6 | 6 | 21 | 64.685
2025 | 6 | 6 | 22 | 60.6602
2025 | 6 | 6 | 23 | 54.4357
2025 | 6 | 7 | 0 | 49.7912
2025 | 6 | 7 | 1 | 46.8213
2025 | 6 | 7 | 2 | 45.3012
2025 | 6 | 7 | 3 | 44.4126
2025 | 6 | 7 | 4 | 44.2854
2025 | 6 | 7 | 5 | 44.5578
2025 | 6 | 7 | 6 | 44.0114
2025 | 6 | 7 | 7 | 43.5702
2025 | 6 | 7 | 8 | 42.4947
2025 | 6 | 7 | 9 | 40.4966
2025 | 6 | 7 | 10 | 41.9254
2025 | 6 | 7 | 11 | 43.7733
2025 | 6 | 7 | 12 | 47.8512
2025 | 6 | 7 | 13 | 47.2437
2025 | 6 | 7 | 14 | 45.6059
2025 | 6 | 7 | 15 | 46.0457
2025 | 6 | 7 | 16 | 45.9263
2025 | 6 | 7 | 17 | 47.2277
2025 | 6 | 7 | 18 | 58.8759
2025 | 6 | 7 | 19 | 57.6876
2025 | 6 | 7 | 20 | 57.5968
2025 | 6 | 7 | 21 | 56.762
2025 | 6 | 7 | 22 | 53.9045
2025 | 6 | 7 | 23 | 49.7678
2025 | 6 | 8 | 0 | 48.9838
2025 | 6 | 8 | 1 | 47.9458
2025 | 6 | 8 | 2 | 46.2928
2025 | 6 | 8 | 3 | 45.4371
2025 | 6 | 8 | 4 | 45.1392
2025 | 6 | 8 | 5 | 45.2034
2025 | 6 | 8 | 6 | 45.3445
2025 | 6 | 8 | 7 | 46.0138
2025 | 6 | 8 | 8 | 50.3363
2025 | 6 | 8 | 9 | 51.9072
2025 | 6 | 8 | 10 | 51.2441
2025 | 6 | 8 | 11 | 48.9399
2025 | 6 | 8 | 12 | 47.7624
2025 | 6 | 8 | 13 | 47.7696
2025 | 6 | 8 | 14 | 49.0696
2025 | 6 | 8 | 15 | 51.2273
2025 | 6 | 8 | 16 | 54.2844
2025 | 6 | 8 | 17 | 59.8694
2025 | 6 | 8 | 18 | 72.0164
2025 | 6 | 8 | 19 | 71.2575
2025 | 6 | 8 | 20 | 70.4023
2025 | 6 | 8 | 21 | 68.2996
2025 | 6 | 8 | 22 | 63.1776
2025 | 6 | 8 | 23 | 57.0609
2025 | 6 | 9 | 0 | 53.1519
2025 | 6 | 9 | 1 | 53.8267
2025 | 6 | 9 | 2 | 52.515
2025 | 6 | 9 | 3 | 51.9604
2025 | 6 | 9 | 4 | 52.0317
2025 | 6 | 9 | 5 | 53.7892
2025 | 6 | 9 | 6 | 56.269
2025 | 6 | 9 | 7 | 58.5517
2025 | 6 | 9 | 8 | 55.7725
2025 | 6 | 9 | 9 | 52.5918
2025 | 6 | 9 | 10 | 54.5151
2025 | 6 | 9 | 11 | 56.4667
2025 | 6 | 9 | 12 | 60.7771
2025 | 6 | 9 | 13 | 61.8108
2025 | 6 | 9 | 14 | 61.1922
2025 | 6 | 9 | 15 | 60.8729
2025 | 6 | 9 | 16 | 65.3456
2025 | 6 | 9 | 17 | 70.4234
2025 | 6 | 9 | 18 | 79.7888
2025 | 6 | 9 | 19 | 81.7094
2025 | 6 | 9 | 20 | 81.2077
2025 | 6 | 9 | 21 | 79.0893
2025 | 6 | 9 | 22 | 73.231
2025 | 6 | 9 | 23 | 65.8093
2025 | 6 | 10 | 0 | 60.7297
2025 | 6 | 10 | 1 | 57.0069
2025 | 6 | 10 | 2 | 55.2104
2025 | 6 | 10 | 3 | 54.5131
2025 | 6 | 10 | 4 | 54.4498
2025 | 6 | 10 | 5 | 55.9495
2025 | 6 | 10 | 6 | 58.1042
2025 | 6 | 10 | 7 | 60.0943
2025 | 6 | 10 | 8 | 55.5176
2025 | 6 | 10 | 9 | 51.1385
2025 | 6 | 10 | 10 | 50.9679
2025 | 6 | 10 | 11 | 52.3791
2025 | 6 | 10 | 12 | 55.1242
2025 | 6 | 10 | 13 | 56.796
2025 | 6 | 10 | 14 | 57.3596
2025 | 6 | 10 | 15 | 57.0879
2025 | 6 | 10 | 16 | 57.0441
2025 | 6 | 10 | 17 | 60.6218
2025 | 6 | 10 | 18 | 70.7168
2025 | 6 | 10 | 19 | 75.0897
2025 | 6 | 10 | 20 | 74.9223
2025 | 6 | 10 | 21 | 73.2534
2025 | 6 | 10 | 22 | 68.1312
2025 | 6 | 10 | 23 | 61.5292
2025 | 6 | 11 | 0 | 59.2973
2025 | 6 | 11 | 1 | 58.1427
2025 | 6 | 11 | 2 | 56.4112
2025 | 6 | 11 | 3 | 55.6322
2025 | 6 | 11 | 4 | 55.6031
2025 | 6 | 11 | 5 | 56.9134
2025 | 6 | 11 | 6 | 59.4162
2025 | 6 | 11 | 7 | 61.5391
2025 | 6 | 11 | 8 | 59.4614
2025 | 6 | 11 | 9 | 57.6017
2025 | 6 | 11 | 10 | 58.5202
2025 | 6 | 11 | 11 | 58.8171
2025 | 6 | 11 | 12 | 57.5639
2025 | 6 | 11 | 13 | 60.445
2025 | 6 | 11 | 14 | 60.8359
2025 | 6 | 11 | 15 | 60.0934
2025 | 6 | 11 | 16 | 60.0264
2025 | 6 | 11 | 17 | 67.0151
2025 | 6 | 11 | 18 | 78.197
2025 | 6 | 11 | 19 | 82.4289
2025 | 6 | 11 | 20 | 82.1542
2025 | 6 | 11 | 21 | 80.3444
2025 | 6 | 11 | 22 | 74.5249
2025 | 6 | 11 | 23 | 66.9995
2025 | 6 | 12 | 0 | 61.4216
2025 | 6 | 12 | 1 | 60.6639
2025 | 6 | 12 | 2 | 58.7781
2025 | 6 | 12 | 3 | 57.7875
2025 | 6 | 12 | 4 | 57.6486
2025 | 6 | 12 | 5 | 59.0825
2025 | 6 | 12 | 6 | 62.0883
2025 | 6 | 12 | 7 | 64.5833
2025 | 6 | 12 | 8 | 62.6555
2025 | 6 | 12 | 9 | 60.8266
2025 | 6 | 12 | 10 | 61.859
2025 | 6 | 12 | 11 | 62.1401
2025 | 6 | 12 | 12 | 64.4469
2025 | 6 | 12 | 13 | 66.1258
2025 | 6 | 12 | 14 | 66.1444
2025 | 6 | 12 | 15 | 66.4232
2025 | 6 | 12 | 16 | 71.1822
2025 | 6 | 12 | 17 | 78.3523
2025 | 6 | 12 | 18 | 81.55
2025 | 6 | 12 | 19 | 84.0034
2025 | 6 | 12 | 20 | 83.1789
2025 | 6 | 12 | 21 | 81.4797
2025 | 6 | 12 | 22 | 76.294
2025 | 6 | 12 | 23 | 68.9817
2025 | 6 | 13 | 0 | 64.7009
2025 | 6 | 13 | 1 | 62.2884
2025 | 6 | 13 | 2 | 60.1588
2025 | 6 | 13 | 3 | 59.0629
2025 | 6 | 13 | 4 | 58.6924
2025 | 6 | 13 | 5 | 60.0605
2025 | 6 | 13 | 6 | 62.9902
2025 | 6 | 13 | 7 | 66.155
2025 | 6 | 13 | 8 | 65.1973
2025 | 6 | 13 | 9 | 63.5911
2025 | 6 | 13 | 10 | 62.5439
2025 | 6 | 13 | 11 | 61.1744
2025 | 6 | 13 | 12 | 62.3098
2025 | 6 | 13 | 13 | 63.3984
2025 | 6 | 13 | 14 | 62.9131
2025 | 6 | 13 | 15 | 62.3257
2025 | 6 | 13 | 16 | 65.9941
2025 | 6 | 13 | 17 | 70.2969
2025 | 6 | 13 | 18 | 77.4124
2025 | 6 | 13 | 19 | 77.2331
2025 | 6 | 13 | 20 | 76.4649
2025 | 6 | 13 | 21 | 75.1762
2025 | 6 | 13 | 22 | 71.0074
2025 | 6 | 13 | 23 | 64.6119
2025 | 6 | 14 | 0 | 61.9792
2025 | 6 | 14 | 1 | 56.7377
2025 | 6 | 14 | 2 | 54.4675
2025 | 6 | 14 | 3 | 52.9196
2025 | 6 | 14 | 4 | 52.2257
2025 | 6 | 14 | 5 | 52.3295
2025 | 6 | 14 | 6 | 52.5266
2025 | 6 | 14 | 7 | 53.8528
2025 | 6 | 14 | 8 | 54.5975
2025 | 6 | 14 | 9 | 52.5984
2025 | 6 | 14 | 10 | 49.1713
2025 | 6 | 14 | 11 | 46.9848
2025 | 6 | 14 | 12 | 45.6477
2025 | 6 | 14 | 13 | 46.8138
2025 | 6 | 14 | 14 | 46.5424
2025 | 6 | 14 | 15 | 44.7289
2025 | 6 | 14 | 16 | 42.0782
2025 | 6 | 14 | 17 | 45.7652
2025 | 6 | 14 | 18 | 54.0614
2025 | 6 | 14 | 19 | 62.9298
2025 | 6 | 14 | 20 | 64.0078
2025 | 6 | 14 | 21 | 63.3497
2025 | 6 | 14 | 22 | 59.7673
2025 | 6 | 14 | 23 | 54.7701
2025 | 6 | 15 | 0 | 51.8854
2025 | 6 | 15 | 1 | 49.6727
2025 | 6 | 15 | 2 | 48.0466
2025 | 6 | 15 | 3 | 47.0561
2025 | 6 | 15 | 4 | 46.9461
2025 | 6 | 15 | 5 | 47.3324
2025 | 6 | 15 | 6 | 47.8446
2025 | 6 | 15 | 7 | 46.7619
2025 | 6 | 15 | 8 | 43.8794
2025 | 6 | 15 | 9 | 41.2227
2025 | 6 | 15 | 10 | 41.3273
2025 | 6 | 15 | 11 | 45.373
2025 | 6 | 15 | 12 | 48.0535
2025 | 6 | 15 | 13 | 48.0751
2025 | 6 | 15 | 14 | 47.413
2025 | 6 | 15 | 15 | 49.0267
2025 | 6 | 15 | 16 | 50.4304
2025 | 6 | 15 | 17 | 55.6511
2025 | 6 | 15 | 18 | 61.8986
2025 | 6 | 15 | 19 | 65.61
2025 | 6 | 15 | 20 | 66.7923
2025 | 6 | 15 | 21 | 65.4001
2025 | 6 | 15 | 22 | 60.9972
2025 | 6 | 15 | 23 | 55.3619
2025 | 6 | 16 | 0 | 50.5272
2025 | 6 | 16 | 1 | 47.4207
2025 | 6 | 16 | 2 | 46.7753
2025 | 6 | 16 | 3 | 46.5096
2025 | 6 | 16 | 4 | 46.8968
2025 | 6 | 16 | 5 | 48.8031
2025 | 6 | 16 | 6 | 51.7488
2025 | 6 | 16 | 7 | 55.0162
2025 | 6 | 16 | 8 | 58.0217
2025 | 6 | 16 | 9 | 59.4876
2025 | 6 | 16 | 10 | 61.2692
2025 | 6 | 16 | 11 | 59.9058
2025 | 6 | 16 | 12 | 60.2417
2025 | 6 | 16 | 13 | 61.2401
2025 | 6 | 16 | 14 | 60.5898
2025 | 6 | 16 | 15 | 59.7804
2025 | 6 | 16 | 16 | 58.6209
2025 | 6 | 16 | 17 | 58.7651
2025 | 6 | 16 | 18 | 66.882
2025 | 6 | 16 | 19 | 73.0044
2025 | 6 | 16 | 20 | 73.0064
2025 | 6 | 16 | 21 | 71.7606
2025 | 6 | 16 | 22 | 66.8462
2025 | 6 | 16 | 23 | 60.2238
2025 | 6 | 17 | 0 | 54.7422
2025 | 6 | 17 | 1 | 51.3798
2025 | 6 | 17 | 2 | 50.137
2025 | 6 | 17 | 3 | 49.722
2025 | 6 | 17 | 4 | 49.8775
2025 | 6 | 17 | 5 | 51.7331
2025 | 6 | 17 | 6 | 54.332
2025 | 6 | 17 | 7 | 56.4891
2025 | 6 | 17 | 8 | 53.2635
2025 | 6 | 17 | 9 | 50.1731
2025 | 6 | 17 | 10 | 51.2951
2025 | 6 | 17 | 11 | 52.1875
2025 | 6 | 17 | 12 | 56.9647
2025 | 6 | 17 | 13 | 57.9006
2025 | 6 | 17 | 14 | 57.3345
2025 | 6 | 17 | 15 | 56.6523
2025 | 6 | 17 | 16 | 58.1517
2025 | 6 | 17 | 17 | 59.2219
2025 | 6 | 17 | 18 | 65.4221
2025 | 6 | 17 | 19 | 65.6271
2025 | 6 | 17 | 20 | 66.3662
2025 | 6 | 17 | 21 | 65.6627
2025 | 6 | 17 | 22 | 61.7359
2025 | 6 | 17 | 23 | 56.1862
2025 | 6 | 18 | 0 | 53.5779
2025 | 6 | 18 | 1 | 49.87
2025 | 6 | 18 | 2 | 48.563
2025 | 6 | 18 | 3 | 48.0448
2025 | 6 | 18 | 4 | 48.1876
2025 | 6 | 18 | 5 | 49.8634
2025 | 6 | 18 | 6 | 51.7734
2025 | 6 | 18 | 7 | 54.9449
2025 | 6 | 18 | 8 | 56.6618
2025 | 6 | 18 | 9 | 55.4442
2025 | 6 | 18 | 10 | 52.7836
2025 | 6 | 18 | 11 | 49.7517
2025 | 6 | 18 | 12 | 54.5615
2025 | 6 | 18 | 13 | 56.1142
2025 | 6 | 18 | 14 | 56.3485
2025 | 6 | 18 | 15 | 55.096
2025 | 6 | 18 | 16 | 55.1193
2025 | 6 | 18 | 17 | 55.9
2025 | 6 | 18 | 18 | 63.7316
2025 | 6 | 18 | 19 | 65.4216
2025 | 6 | 18 | 20 | 66.2621
2025 | 6 | 18 | 21 | 65.218
2025 | 6 | 18 | 22 | 60.7357
2025 | 6 | 18 | 23 | 55.1041
2025 | 6 | 19 | 0 | 52.0777
2025 | 6 | 19 | 1 | 49.3583
2025 | 6 | 19 | 2 | 48.3202
2025 | 6 | 19 | 3 | 47.9697
2025 | 6 | 19 | 4 | 48.2291
2025 | 6 | 19 | 5 | 50.0626
2025 | 6 | 19 | 6 | 52.2751
2025 | 6 | 19 | 7 | 55.8496
2025 | 6 | 19 | 8 | 59.4902
2025 | 6 | 19 | 9 | 60.0915
2025 | 6 | 19 | 10 | 56.912
2025 | 6 | 19 | 11 | 52.2521
2025 | 6 | 19 | 12 | 54.833
2025 | 6 | 19 | 13 | 56.516
2025 | 6 | 19 | 14 | 55.7269
2025 | 6 | 19 | 15 | 55.677
2025 | 6 | 19 | 16 | 57.1892
2025 | 6 | 19 | 17 | 59.471
2025 | 6 | 19 | 18 | 67.613
2025 | 6 | 19 | 19 | 67.04
2025 | 6 | 19 | 20 | 67.5286
2025 | 6 | 19 | 21 | 66.521
2025 | 6 | 19 | 22 | 62.2924
2025 | 6 | 19 | 23 | 56.4869
2025 | 6 | 20 | 0 | 53.6477
2025 | 6 | 20 | 1 | 50.06
2025 | 6 | 20 | 2 | 49.0055
2025 | 6 | 20 | 3 | 48.6254
2025 | 6 | 20 | 4 | 48.8876
2025 | 6 | 20 | 5 | 50.7956
2025 | 6 | 20 | 6 | 52.8811
2025 | 6 | 20 | 7 | 54.2967
2025 | 6 | 20 | 8 | 50.2922
2025 | 6 | 20 | 9 | 47.93
2025 | 6 | 20 | 10 | 50.9046
2025 | 6 | 20 | 11 | 52.4129
2025 | 6 | 20 | 12 | 55.2184
2025 | 6 | 20 | 13 | 56.9453
2025 | 6 | 20 | 14 | 55.5816
2025 | 6 | 20 | 15 | 53.5001
2025 | 6 | 20 | 16 | 50.6833
2025 | 6 | 20 | 17 | 51.2705
2025 | 6 | 20 | 18 | 60.9085
2025 | 6 | 20 | 19 | 70.185
2025 | 6 | 20 | 20 | 71.0373
2025 | 6 | 20 | 21 | 70.5353
2025 | 6 | 20 | 22 | 66.1382
2025 | 6 | 20 | 23 | 59.21
2025 | 6 | 21 | 0 | 51.5752
2025 | 6 | 21 | 1 | 51.1898
2025 | 6 | 21 | 2 | 49.4197
2025 | 6 | 21 | 3 | 48.383
2025 | 6 | 21 | 4 | 48.1021
2025 | 6 | 21 | 5 | 48.241
2025 | 6 | 21 | 6 | 48.4355
2025 | 6 | 21 | 7 | 49.9899
2025 | 6 | 21 | 8 | 52.7887
2025 | 6 | 21 | 9 | 53.4631
2025 | 6 | 21 | 10 | 52.4535
2025 | 6 | 21 | 11 | 50.0433
2025 | 6 | 21 | 12 | 52.5695
2025 | 6 | 21 | 13 | 52.1064
2025 | 6 | 21 | 14 | 52.2882
2025 | 6 | 21 | 15 | 52.7513
2025 | 6 | 21 | 16 | 54.4484
2025 | 6 | 21 | 17 | 57.2005
2025 | 6 | 21 | 18 | 66.5855
2025 | 6 | 21 | 19 | 66.0032
2025 | 6 | 21 | 20 | 64.9374
2025 | 6 | 21 | 21 | 63.8303
2025 | 6 | 21 | 22 | 60.521
2025 | 6 | 21 | 23 | 55.7728
2025 | 6 | 22 | 0 | 54.9038
2025 | 6 | 22 | 1 | 48.77
2025 | 6 | 22 | 2 | 46.9357
2025 | 6 | 22 | 3 | 45.9858
2025 | 6 | 22 | 4 | 45.5256
2025 | 6 | 22 | 5 | 45.5356
2025 | 6 | 22 | 6 | 45.0036
2025 | 6 | 22 | 7 | 45.1122
2025 | 6 | 22 | 8 | 49.4285
2025 | 6 | 22 | 9 | 51.4164
2025 | 6 | 22 | 10 | 48.5748
2025 | 6 | 22 | 11 | 45.1341
2025 | 6 | 22 | 12 | 47.4848
2025 | 6 | 22 | 13 | 47.4599
2025 | 6 | 22 | 14 | 46.1753
2025 | 6 | 22 | 15 | 45.6443
2025 | 6 | 22 | 16 | 46.6647
2025 | 6 | 22 | 17 | 50.7627
2025 | 6 | 22 | 18 | 57.2189
2025 | 6 | 22 | 19 | 61.2153
2025 | 6 | 22 | 20 | 61.0739
2025 | 6 | 22 | 21 | 59.4522
2025 | 6 | 22 | 22 | 55.0255
2025 | 6 | 22 | 23 | 49.8541
2025 | 6 | 23 | 0 | 46.6969
2025 | 6 | 23 | 1 | 46.1706
2025 | 6 | 23 | 2 | 45.5475
2025 | 6 | 23 | 3 | 45.462
2025 | 6 | 23 | 4 | 45.9395
2025 | 6 | 23 | 5 | 47.807
2025 | 6 | 23 | 6 | 51.0934
2025 | 6 | 23 | 7 | 52.8391
2025 | 6 | 23 | 8 | 50.4844
2025 | 6 | 23 | 9 | 49.2279
2025 | 6 | 23 | 10 | 50.6227
2025 | 6 | 23 | 11 | 50.5756
2025 | 6 | 23 | 12 | 50.3684
2025 | 6 | 23 | 13 | 52.3315
2025 | 6 | 23 | 14 | 51.8499
2025 | 6 | 23 | 15 | 51.4519
2025 | 6 | 23 | 16 | 51.4907
2025 | 6 | 23 | 17 | 53.0166
2025 | 6 | 23 | 18 | 58.3268
2025 | 6 | 23 | 19 | 65.0174
2025 | 6 | 23 | 20 | 66.9766
2025 | 6 | 23 | 21 | 66.5165
2025 | 6 | 23 | 22 | 62.1382
2025 | 6 | 23 | 23 | 56.3494
2025 | 6 | 24 | 0 | 52.2758
2025 | 6 | 24 | 1 | 49.9027
2025 | 6 | 24 | 2 | 49.0017
2025 | 6 | 24 | 3 | 48.8655
2025 | 6 | 24 | 4 | 49.1924
2025 | 6 | 24 | 5 | 51.1649
2025 | 6 | 24 | 6 | 53.4684
2025 | 6 | 24 | 7 | 56.5721
2025 | 6 | 24 | 8 | 59.3881
2025 | 6 | 24 | 9 | 60.7744
2025 | 6 | 24 | 10 | 60.552
2025 | 6 | 24 | 11 | 57.6798
2025 | 6 | 24 | 12 | 60.675
2025 | 6 | 24 | 13 | 61.525
2025 | 6 | 24 | 14 | 60.0686
2025 | 6 | 24 | 15 | 59.2221
2025 | 6 | 24 | 16 | 60.0019
2025 | 6 | 24 | 17 | 57.9981
2025 | 6 | 24 | 18 | 61.006
2025 | 6 | 24 | 19 | 62.3045
2025 | 6 | 24 | 20 | 63.1389
2025 | 6 | 24 | 21 | 62.5425
2025 | 6 | 24 | 22 | 58.7877
2025 | 6 | 24 | 23 | 53.3472
2025 | 6 | 25 | 0 | 51.2567
2025 | 6 | 25 | 1 | 47.6454
2025 | 6 | 25 | 2 | 46.6886
2025 | 6 | 25 | 3 | 46.3375
2025 | 6 | 25 | 4 | 46.5224
2025 | 6 | 25 | 5 | 48.3868
2025 | 6 | 25 | 6 | 50.4608
2025 | 6 | 25 | 7 | 52.9919
2025 | 6 | 25 | 8 | 54.1771
2025 | 6 | 25 | 9 | 53.9352
2025 | 6 | 25 | 10 | 53.4955
2025 | 6 | 25 | 11 | 51.9372
2025 | 6 | 25 | 12 | 57.0578
2025 | 6 | 25 | 13 | 57.6319
2025 | 6 | 25 | 14 | 57.0802
2025 | 6 | 25 | 15 | 55.122
2025 | 6 | 25 | 16 | 54.7544
2025 | 6 | 25 | 17 | 53.8583
2025 | 6 | 25 | 18 | 63.9281
2025 | 6 | 25 | 19 | 64.1298
2025 | 6 | 25 | 20 | 64.7317
2025 | 6 | 25 | 21 | 63.7526
2025 | 6 | 25 | 22 | 59.0967
2025 | 6 | 25 | 23 | 53.3508
2025 | 6 | 26 | 0 | 49.2206
2025 | 6 | 26 | 1 | 48.3092
2025 | 6 | 26 | 2 | 47.3413
2025 | 6 | 26 | 3 | 47.1559
2025 | 6 | 26 | 4 | 47.5105
2025 | 6 | 26 | 5 | 49.4905
2025 | 6 | 26 | 6 | 52.8271
2025 | 6 | 26 | 7 | 55.3487
2025 | 6 | 26 | 8 | 55.9963
2025 | 6 | 26 | 9 | 56.9525
2025 | 6 | 26 | 10 | 58.3589
2025 | 6 | 26 | 11 | 56.1753
2025 | 6 | 26 | 12 | 55.0091
2025 | 6 | 26 | 13 | 56.7751
2025 | 6 | 26 | 14 | 56.7057
2025 | 6 | 26 | 15 | 55.1768
2025 | 6 | 26 | 16 | 52.4428
2025 | 6 | 26 | 17 | 50.5122
2025 | 6 | 26 | 18 | 55.7502
2025 | 6 | 26 | 19 | 64.4745
2025 | 6 | 26 | 20 | 65.7525
2025 | 6 | 26 | 21 | 65.4098
2025 | 6 | 26 | 22 | 61.3518
2025 | 6 | 26 | 23 | 55.3476
2025 | 6 | 27 | 0 | 50.3688
2025 | 6 | 27 | 1 | 50.6241
2025 | 6 | 27 | 2 | 49.3677
2025 | 6 | 27 | 3 | 48.8913
2025 | 6 | 27 | 4 | 49.045
2025 | 6 | 27 | 5 | 50.7358
2025 | 6 | 27 | 6 | 52.8106
2025 | 6 | 27 | 7 | 54.1451
2025 | 6 | 27 | 8 | 49.6457
2025 | 6 | 27 | 9 | 47.4232
2025 | 6 | 27 | 10 | 51.0667
2025 | 6 | 27 | 11 | 52.8593
2025 | 6 | 27 | 12 | 54.239
2025 | 6 | 27 | 13 | 56.19
2025 | 6 | 27 | 14 | 55.1885
2025 | 6 | 27 | 15 | 53.3147
2025 | 6 | 27 | 16 | 52.09
2025 | 6 | 27 | 17 | 54.4197
2025 | 6 | 27 | 18 | 62.8949
2025 | 6 | 27 | 19 | 71.6912
2025 | 6 | 27 | 20 | 72.3215
2025 | 6 | 27 | 21 | 71.6482
2025 | 6 | 27 | 22 | 67.0896
2025 | 6 | 27 | 23 | 60.1242
2025 | 6 | 28 | 0 | 54.296
2025 | 6 | 28 | 1 | 52.7059
2025 | 6 | 28 | 2 | 50.6962
2025 | 6 | 28 | 3 | 49.4822
2025 | 6 | 28 | 4 | 49.0055
2025 | 6 | 28 | 5 | 49.0098
2025 | 6 | 28 | 6 | 49.1803
2025 | 6 | 28 | 7 | 49.5744
2025 | 6 | 28 | 8 | 49.5813
2025 | 6 | 28 | 9 | 49.3525
2025 | 6 | 28 | 10 | 51.4516
2025 | 6 | 28 | 11 | 51.385
2025 | 6 | 28 | 12 | 50.7845
2025 | 6 | 28 | 13 | 50.8591
2025 | 6 | 28 | 14 | 50.8446
2025 | 6 | 28 | 15 | 52.1404
2025 | 6 | 28 | 16 | 54.8935
2025 | 6 | 28 | 17 | 61.0376
2025 | 6 | 28 | 18 | 69.2227
2025 | 6 | 28 | 19 | 73.4102
2025 | 6 | 28 | 20 | 72.0758
2025 | 6 | 28 | 21 | 70.4614
2025 | 6 | 28 | 22 | 66.2007
2025 | 6 | 28 | 23 | 60.3784
2025 | 6 | 29 | 0 | 57.4089
2025 | 6 | 29 | 1 | 58.9041
2025 | 6 | 29 | 2 | 56.4366
2025 | 6 | 29 | 3 | 54.9406
2025 | 6 | 29 | 4 | 54.1814
2025 | 6 | 29 | 5 | 53.8744
2025 | 6 | 29 | 6 | 55.0451
2025 | 6 | 29 | 7 | 57.8486
2025 | 6 | 29 | 8 | 62.3704
2025 | 6 | 29 | 9 | 64.2406
2025 | 6 | 29 | 10 | 61.3475
2025 | 6 | 29 | 11 | 56.7432
2025 | 6 | 29 | 12 | 55.8643
2025 | 6 | 29 | 13 | 56.7324
2025 | 6 | 29 | 14 | 60.5079
2025 | 6 | 29 | 15 | 63.6552
2025 | 6 | 29 | 16 | 69.6032
2025 | 6 | 29 | 17 | 79.2391
2025 | 6 | 29 | 18 | 88.9758
2025 | 6 | 29 | 19 | 91.5262
2025 | 6 | 29 | 20 | 89.173
2025 | 6 | 29 | 21 | 86.7305
2025 | 6 | 29 | 22 | 80.618
2025 | 6 | 29 | 23 | 72.8586
2025 | 6 | 30 | 0 | 67.671
2025 | 6 | 30 | 1 | 53.2142
2025 | 6 | 30 | 2 | 51.5507
2025 | 6 | 30 | 3 | 50.6185
2025 | 6 | 30 | 4 | 50.3609
2025 | 6 | 30 | 5 | 51.9699
2025 | 6 | 30 | 6 | 54.4958
2025 | 6 | 30 | 7 | 57.0354
2025 | 6 | 30 | 8 | 58.2466
2025 | 6 | 30 | 9 | 55.976
2025 | 6 | 30 | 10 | 53.7249
2025 | 6 | 30 | 11 | 53.5352
2025 | 6 | 30 | 12 | 50.8073
2025 | 6 | 30 | 13 | 51.5503
2025 | 6 | 30 | 14 | 52.6265
2025 | 6 | 30 | 15 | 51.5133
2025 | 6 | 30 | 16 | 49.7449
2025 | 6 | 30 | 17 | 50.7168
2025 | 6 | 30 | 18 | 61.0195
2025 | 6 | 30 | 19 | 66.4942
2025 | 6 | 30 | 20 | 67.2521
2025 | 6 | 30 | 21 | 66.0757
2025 | 6 | 30 | 22 | 62.3058
2025 | 6 | 30 | 23 | 56.5779
2025 | 7 | 1 | 0 | 51.9489
2025 | 7 | 1 | 1 | 52.3553
2025 | 7 | 1 | 2 | 50.2359
2025 | 7 | 1 | 3 | 49.1738
2025 | 7 | 1 | 4 | 48.5353
2025 | 7 | 1 | 5 | 48.5305
2025 | 7 | 1 | 6 | 49.0673
2025 | 7 | 1 | 7 | 50.0562
2025 | 7 | 1 | 8 | 49.3028
2025 | 7 | 1 | 9 | 49.2679
2025 | 7 | 1 | 10 | 46.8531
2025 | 7 | 1 | 11 | 50.0265
2025 | 7 | 1 | 12 | 47.2314
2025 | 7 | 1 | 13 | 49.6454
2025 | 7 | 1 | 14 | 45.7866
2025 | 7 | 1 | 15 | 43.4119
2025 | 7 | 1 | 16 | 45.7846
2025 | 7 | 1 | 17 | 51.7093
2025 | 7 | 1 | 18 | 66.0051
2025 | 7 | 1 | 19 | 68.8351
2025 | 7 | 1 | 20 | 67.4469
2025 | 7 | 1 | 21 | 66.9775
2025 | 7 | 1 | 22 | 62.8642
2025 | 7 | 1 | 23 | 58.0862
2025 | 7 | 2 | 0 | 53.8647
2025 | 7 | 2 | 1 | 48.2934
2025 | 7 | 2 | 2 | 46.9231
2025 | 7 | 2 | 3 | 46.0125
2025 | 7 | 2 | 4 | 46.1582
2025 | 7 | 2 | 5 | 47.4924
2025 | 7 | 2 | 6 | 49.9394
2025 | 7 | 2 | 7 | 51.6972
2025 | 7 | 2 | 8 | 49.95
2025 | 7 | 2 | 9 | 46.5859
2025 | 7 | 2 | 10 | 48.6683
2025 | 7 | 2 | 11 | 48.591
2025 | 7 | 2 | 12 | 49.0902
2025 | 7 | 2 | 13 | 50.5231
2025 | 7 | 2 | 14 | 50.2628
2025 | 7 | 2 | 15 | 49.3576
2025 | 7 | 2 | 16 | 47.6981
2025 | 7 | 2 | 17 | 50.9427
2025 | 7 | 2 | 18 | 61.3037
2025 | 7 | 2 | 19 | 67.7617
2025 | 7 | 2 | 20 | 69.6119
2025 | 7 | 2 | 21 | 69.2561
2025 | 7 | 2 | 22 | 64.7532
2025 | 7 | 2 | 23 | 57.7992
2025 | 7 | 3 | 0 | 53.9385
2025 | 7 | 3 | 1 | 46.2975
2025 | 7 | 3 | 2 | 44.9362
2025 | 7 | 3 | 3 | 44.3189
2025 | 7 | 3 | 4 | 44.4491
2025 | 7 | 3 | 5 | 45.9068
2025 | 7 | 3 | 6 | 48.854
2025 | 7 | 3 | 7 | 51.424
2025 | 7 | 3 | 8 | 51.3961
2025 | 7 | 3 | 9 | 47.2854
2025 | 7 | 3 | 10 | 47.2229
2025 | 7 | 3 | 11 | 46.037
2025 | 7 | 3 | 12 | 51.9949
2025 | 7 | 3 | 13 | 52.2818
2025 | 7 | 3 | 14 | 51.4239
2025 | 7 | 3 | 15 | 50.9801
2025 | 7 | 3 | 16 | 55.3647
2025 | 7 | 3 | 17 | 60.2217
2025 | 7 | 3 | 18 | 69.1857
2025 | 7 | 3 | 19 | 65.9712
2025 | 7 | 3 | 20 | 66.6726
2025 | 7 | 3 | 21 | 65.9679
2025 | 7 | 3 | 22 | 61.785
2025 | 7 | 3 | 23 | 55.4966
2025 | 7 | 4 | 0 | 53.8594
2025 | 7 | 4 | 1 | 51.7636
2025 | 7 | 4 | 2 | 49.8886
2025 | 7 | 4 | 3 | 48.8708
2025 | 7 | 4 | 4 | 48.7203
2025 | 7 | 4 | 5 | 49.9642
2025 | 7 | 4 | 6 | 53.3187
2025 | 7 | 4 | 7 | 57.2893
2025 | 7 | 4 | 8 | 59.4822
2025 | 7 | 4 | 9 | 55.3907
2025 | 7 | 4 | 10 | 51.9425
2025 | 7 | 4 | 11 | 48.8783
2025 | 7 | 4 | 12 | 49.4517
2025 | 7 | 4 | 13 | 50.2465
2025 | 7 | 4 | 14 | 49.6327
2025 | 7 | 4 | 15 | 49.0793
2025 | 7 | 4 | 16 | 52.6387
2025 | 7 | 4 | 17 | 59.9863
2025 | 7 | 4 | 18 | 71.594
2025 | 7 | 4 | 19 | 79.2502
2025 | 7 | 4 | 20 | 79.4359
2025 | 7 | 4 | 21 | 78.2624
2025 | 7 | 4 | 22 | 73.0961
2025 | 7 | 4 | 23 | 65.0231
2025 | 7 | 5 | 0 | 56.912
2025 | 7 | 5 | 1 | 52.0067
2025 | 7 | 5 | 2 | 49.6457
2025 | 7 | 5 | 3 | 48.158
2025 | 7 | 5 | 4 | 47.4639
2025 | 7 | 5 | 5 | 47.2756
2025 | 7 | 5 | 6 | 47.7004
2025 | 7 | 5 | 7 | 48.4256
2025 | 7 | 5 | 8 | 49.0064
2025 | 7 | 5 | 9 | 46.6632
2025 | 7 | 5 | 10 | 45.2118
2025 | 7 | 5 | 11 | 42.9186
2025 | 7 | 5 | 12 | 46.1523
2025 | 7 | 5 | 13 | 45.5551
2025 | 7 | 5 | 14 | 43.8819
2025 | 7 | 5 | 15 | 43.3026
2025 | 7 | 5 | 16 | 44.7752
2025 | 7 | 5 | 17 | 52.4547
2025 | 7 | 5 | 18 | 63.3346
2025 | 7 | 5 | 19 | 70.2756
2025 | 7 | 5 | 20 | 68.8586
2025 | 7 | 5 | 21 | 67.3607
2025 | 7 | 5 | 22 | 62.7397
2025 | 7 | 5 | 23 | 56.6857
2025 | 7 | 6 | 0 | 51.5282
2025 | 7 | 6 | 1 | 48.2384
2025 | 7 | 6 | 2 | 46.1588
2025 | 7 | 6 | 3 | 44.8716
2025 | 7 | 6 | 4 | 44.4072
2025 | 7 | 6 | 5 | 44.3305
2025 | 7 | 6 | 6 | 44.1003
2025 | 7 | 6 | 7 | 43.8373
2025 | 7 | 6 | 8 | 45.8649
2025 | 7 | 6 | 9 | 43.6288
2025 | 7 | 6 | 10 | 41.6185
2025 | 7 | 6 | 11 | 40.4778
2025 | 7 | 6 | 12 | 42.9553
2025 | 7 | 6 | 13 | 42.9078
2025 | 7 | 6 | 14 | 41.5668
2025 | 7 | 6 | 15 | 41.2896
2025 | 7 | 6 | 16 | 42.7754
2025 | 7 | 6 | 17 | 50.251
2025 | 7 | 6 | 18 | 61.6384
2025 | 7 | 6 | 19 | 67.0605
2025 | 7 | 6 | 20 | 66.7196
2025 | 7 | 6 | 21 | 65.1698
2025 | 7 | 6 | 22 | 59.968
2025 | 7 | 6 | 23 | 53.6155
2025 | 7 | 7 | 0 | 47.0744
2025 | 7 | 7 | 1 | 43.8881
2025 | 7 | 7 | 2 | 43.0306
2025 | 7 | 7 | 3 | 42.683
2025 | 7 | 7 | 4 | 43.0333
2025 | 7 | 7 | 5 | 44.758
2025 | 7 | 7 | 6 | 47.9907
2025 | 7 | 7 | 7 | 50.2862
2025 | 7 | 7 | 8 | 51.2258
2025 | 7 | 7 | 9 | 50.3867
2025 | 7 | 7 | 10 | 53.0625
2025 | 7 | 7 | 11 | 51.7355
2025 | 7 | 7 | 12 | 51.1207
2025 | 7 | 7 | 13 | 52.2846
2025 | 7 | 7 | 14 | 51.0836
2025 | 7 | 7 | 15 | 50.0863
2025 | 7 | 7 | 16 | 48.2776
2025 | 7 | 7 | 17 | 50.0112
2025 | 7 | 7 | 18 | 62.3216
2025 | 7 | 7 | 19 | 69.1461
2025 | 7 | 7 | 20 | 69.4
2025 | 7 | 7 | 21 | 68.6285
2025 | 7 | 7 | 22 | 63.581
2025 | 7 | 7 | 23 | 56.8441
2025 | 7 | 8 | 0 | 49.8588
2025 | 7 | 8 | 1 | 46.1664
2025 | 7 | 8 | 2 | 44.8816
2025 | 7 | 8 | 3 | 44.3158
2025 | 7 | 8 | 4 | 44.5757
2025 | 7 | 8 | 5 | 46.19
2025 | 7 | 8 | 6 | 49.0792
2025 | 7 | 8 | 7 | 51.1123
2025 | 7 | 8 | 8 | 48.1147
2025 | 7 | 8 | 9 | 44.3752
2025 | 7 | 8 | 10 | 45.997
2025 | 7 | 8 | 11 | 45.156
2025 | 7 | 8 | 12 | 49.1532
2025 | 7 | 8 | 13 | 49.983
2025 | 7 | 8 | 14 | 49.7266
2025 | 7 | 8 | 15 | 49.4356
2025 | 7 | 8 | 16 | 49.3504
2025 | 7 | 8 | 17 | 51.2609
2025 | 7 | 8 | 18 | 60.2249
2025 | 7 | 8 | 19 | 65.9964
2025 | 7 | 8 | 20 | 67.2523
2025 | 7 | 8 | 21 | 66.8145
2025 | 7 | 8 | 22 | 62.0755
2025 | 7 | 8 | 23 | 55.7271
2025 | 7 | 9 | 0 | 51.9331
2025 | 7 | 9 | 1 | 45.9868
2025 | 7 | 9 | 2 | 44.8388
2025 | 7 | 9 | 3 | 44.4325
2025 | 7 | 9 | 4 | 44.6886
2025 | 7 | 9 | 5 | 46.3331
2025 | 7 | 9 | 6 | 49.3896
2025 | 7 | 9 | 7 | 52.2349
2025 | 7 | 9 | 8 | 55.1851
2025 | 7 | 9 | 9 | 55.0265
2025 | 7 | 9 | 10 | 54.7934
2025 | 7 | 9 | 11 | 50.9155
2025 | 7 | 9 | 12 | 54.0881
2025 | 7 | 9 | 13 | 54.8381
2025 | 7 | 9 | 14 | 53.103
2025 | 7 | 9 | 15 | 51.5765
2025 | 7 | 9 | 16 | 53.2622
2025 | 7 | 9 | 17 | 54.9066
2025 | 7 | 9 | 18 | 65.2733
2025 | 7 | 9 | 19 | 63.0532
2025 | 7 | 9 | 20 | 63.6861
2025 | 7 | 9 | 21 | 63.216
2025 | 7 | 9 | 22 | 58.66
2025 | 7 | 9 | 23 | 52.7038
2025 | 7 | 10 | 0 | 50.2
2025 | 7 | 10 | 1 | 50.7877
2025 | 7 | 10 | 2 | 49.2649
2025 | 7 | 10 | 3 | 48.579
2025 | 7 | 10 | 4 | 48.6548
2025 | 7 | 10 | 5 | 50.2453
2025 | 7 | 10 | 6 | 53.4512
2025 | 7 | 10 | 7 | 57.5091
2025 | 7 | 10 | 8 | 62.1052
2025 | 7 | 10 | 9 | 61.7495
2025 | 7 | 10 | 10 | 58.889
2025 | 7 | 10 | 11 | 53.8079
2025 | 7 | 10 | 12 | 56.9272
2025 | 7 | 10 | 13 | 57.6486
2025 | 7 | 10 | 14 | 56.5777
2025 | 7 | 10 | 15 | 56.4519
2025 | 7 | 10 | 16 | 61.8206
2025 | 7 | 10 | 17 | 68.1789
2025 | 7 | 10 | 18 | 76.5445
2025 | 7 | 10 | 19 | 77.118
2025 | 7 | 10 | 20 | 77.0491
2025 | 7 | 10 | 21 | 76.1225
2025 | 7 | 10 | 22 | 70.7663
2025 | 7 | 10 | 23 | 63.386
2025 | 7 | 11 | 0 | 57.4362
2025 | 7 | 11 | 1 | 53.4402
2025 | 7 | 11 | 2 | 51.5098
2025 | 7 | 11 | 3 | 50.5232
2025 | 7 | 11 | 4 | 50.3931
2025 | 7 | 11 | 5 | 51.8606
2025 | 7 | 11 | 6 | 54.7176
2025 | 7 | 11 | 7 | 57.9324
2025 | 7 | 11 | 8 | 57.9608
2025 | 7 | 11 | 9 | 54.5166
2025 | 7 | 11 | 10 | 51.944
2025 | 7 | 11 | 11 | 49.191
2025 | 7 | 11 | 12 | 52.4322
2025 | 7 | 11 | 13 | 53.0267
2025 | 7 | 11 | 14 | 51.8322
2025 | 7 | 11 | 15 | 50.7098
2025 | 7 | 11 | 16 | 52.5118
2025 | 7 | 11 | 17 | 56.619
2025 | 7 | 11 | 18 | 67.3428
2025 | 7 | 11 | 19 | 74.4218
2025 | 7 | 11 | 20 | 74.0906
2025 | 7 | 11 | 21 | 73.1855
2025 | 7 | 11 | 22 | 68.1843
2025 | 7 | 11 | 23 | 60.925
2025 | 7 | 12 | 0 | 55.838
2025 | 7 | 12 | 1 | 55.063
2025 | 7 | 12 | 2 | 52.6334
2025 | 7 | 12 | 3 | 51.0864
2025 | 7 | 12 | 4 | 50.4368
2025 | 7 | 12 | 5 | 50.3083
2025 | 7 | 12 | 6 | 50.7381
2025 | 7 | 12 | 7 | 53.0161
2025 | 7 | 12 | 8 | 56.1136
2025 | 7 | 12 | 9 | 54.1966
2025 | 7 | 12 | 10 | 50.6379
2025 | 7 | 12 | 11 | 48.4501
2025 | 7 | 12 | 12 | 49.3395
2025 | 7 | 12 | 13 | 48.8322
2025 | 7 | 12 | 14 | 49.8557
2025 | 7 | 12 | 15 | 51.6904
2025 | 7 | 12 | 16 | 56.7758
2025 | 7 | 12 | 17 | 68.1629
2025 | 7 | 12 | 18 | 79.3144
2025 | 7 | 12 | 19 | 83.3262
2025 | 7 | 12 | 20 | 81.4607
2025 | 7 | 12 | 21 | 79.6726
2025 | 7 | 12 | 22 | 74.3852
2025 | 7 | 12 | 23 | 67.1343
2025 | 7 | 13 | 0 | 60.3823
2025 | 7 | 13 | 1 | 57.4819
2025 | 7 | 13 | 2 | 54.7282
2025 | 7 | 13 | 3 | 52.9192
2025 | 7 | 13 | 4 | 52.0903
2025 | 7 | 13 | 5 | 51.6895
2025 | 7 | 13 | 6 | 52.3593
2025 | 7 | 13 | 7 | 53.6907
2025 | 7 | 13 | 8 | 55.0672
2025 | 7 | 13 | 9 | 53.3117
2025 | 7 | 13 | 10 | 50.774
2025 | 7 | 13 | 11 | 47.5305
2025 | 7 | 13 | 12 | 50.3389
2025 | 7 | 13 | 13 | 51.4328
2025 | 7 | 13 | 14 | 52.2257
2025 | 7 | 13 | 15 | 54.7086
2025 | 7 | 13 | 16 | 59.3458
2025 | 7 | 13 | 17 | 70.0883
2025 | 7 | 13 | 18 | 82.9107
2025 | 7 | 13 | 19 | 81.1296
2025 | 7 | 13 | 20 | 78.851
2025 | 7 | 13 | 21 | 76.9859
2025 | 7 | 13 | 22 | 71.5179
2025 | 7 | 13 | 23 | 64.8481
2025 | 7 | 14 | 0 | 62.3086
2025 | 7 | 14 | 1 | 58.2092
2025 | 7 | 14 | 2 | 56.2398
2025 | 7 | 14 | 3 | 55.2278
2025 | 7 | 14 | 4 | 55.0414
2025 | 7 | 14 | 5 | 56.3233
2025 | 7 | 14 | 6 | 59.2665
2025 | 7 | 14 | 7 | 62.7535
2025 | 7 | 14 | 8 | 62.6432
2025 | 7 | 14 | 9 | 58.1688
2025 | 7 | 14 | 10 | 56.0064
2025 | 7 | 14 | 11 | 54.934
2025 | 7 | 14 | 12 | 55.9235
2025 | 7 | 14 | 13 | 57.6409
2025 | 7 | 14 | 14 | 57.7218
2025 | 7 | 14 | 15 | 58.5659
2025 | 7 | 14 | 16 | 63.6108
2025 | 7 | 14 | 17 | 75.1521
2025 | 7 | 14 | 18 | 86.5299
2025 | 7 | 14 | 19 | 87.4457
2025 | 7 | 14 | 20 | 85.9648
2025 | 7 | 14 | 21 | 83.8013
2025 | 7 | 14 | 22 | 77.6353
2025 | 7 | 14 | 23 | 69.9198
2025 | 7 | 15 | 0 | 64.1321
2025 | 7 | 15 | 1 | 58.9896
2025 | 7 | 15 | 2 | 56.836
2025 | 7 | 15 | 3 | 55.7018
2025 | 7 | 15 | 4 | 55.4368
2025 | 7 | 15 | 5 | 56.7225
2025 | 7 | 15 | 6 | 59.4496
2025 | 7 | 15 | 7 | 63.8986
2025 | 7 | 15 | 8 | 68.3751
2025 | 7 | 15 | 9 | 66.8984
2025 | 7 | 15 | 10 | 61.2563
2025 | 7 | 15 | 11 | 56.3656
2025 | 7 | 15 | 12 | 58.6808
2025 | 7 | 15 | 13 | 59.3016
2025 | 7 | 15 | 14 | 59.1139
2025 | 7 | 15 | 15 | 59.9556
2025 | 7 | 15 | 16 | 64.9947
2025 | 7 | 15 | 17 | 71.229
2025 | 7 | 15 | 18 | 79.5182
2025 | 7 | 15 | 19 | 82.8316
2025 | 7 | 15 | 20 | 81.5501
2025 | 7 | 15 | 21 | 79.4696
2025 | 7 | 15 | 22 | 73.5325
2025 | 7 | 15 | 23 | 66.0146
2025 | 7 | 16 | 0 | 59.7615
2025 | 7 | 16 | 1 | 55.1694
2025 | 7 | 16 | 2 | 53.2981
2025 | 7 | 16 | 3 | 52.333
2025 | 7 | 16 | 4 | 52.2759
2025 | 7 | 16 | 5 | 53.5666
2025 | 7 | 16 | 6 | 55.6995
2025 | 7 | 16 | 7 | 57.8812
2025 | 7 | 16 | 8 | 56.3623
2025 | 7 | 16 | 9 | 52.938
2025 | 7 | 16 | 10 | 52.5994
2025 | 7 | 16 | 11 | 51.9197
2025 | 7 | 16 | 12 | 54.13
2025 | 7 | 16 | 13 | 56.047
2025 | 7 | 16 | 14 | 56.0348
2025 | 7 | 16 | 15 | 55.3258
2025 | 7 | 16 | 16 | 55.4277
2025 | 7 | 16 | 17 | 61.8725
2025 | 7 | 16 | 18 | 70.4861
2025 | 7 | 16 | 19 | 77.3124
2025 | 7 | 16 | 20 | 76.6867
2025 | 7 | 16 | 21 | 75.1522
2025 | 7 | 16 | 22 | 69.3792
2025 | 7 | 16 | 23 | 62.137
2025 | 7 | 17 | 0 | 57.589
2025 | 7 | 17 | 1 | 50.3056
2025 | 7 | 17 | 2 | 48.8497
2025 | 7 | 17 | 3 | 48.1147
2025 | 7 | 17 | 4 | 48.1764
2025 | 7 | 17 | 5 | 49.8674
2025 | 7 | 17 | 6 | 52.6248
2025 | 7 | 17 | 7 | 55.23
2025 | 7 | 17 | 8 | 56.9754
2025 | 7 | 17 | 9 | 56.8265
2025 | 7 | 17 | 10 | 57.0899
2025 | 7 | 17 | 11 | 54.2546
2025 | 7 | 17 | 12 | 54.5368
2025 | 7 | 17 | 13 | 55.7867
2025 | 7 | 17 | 14 | 55.3813
2025 | 7 | 17 | 15 | 54.6549
2025 | 7 | 17 | 16 | 55.1801
2025 | 7 | 17 | 17 | 59.0171
2025 | 7 | 17 | 18 | 69.4195
2025 | 7 | 17 | 19 | 69.4463
2025 | 7 | 17 | 20 | 69.5249
2025 | 7 | 17 | 21 | 68.7325
2025 | 7 | 17 | 22 | 64.0825
2025 | 7 | 17 | 23 | 57.676
2025 | 7 | 18 | 0 | 52.0789
2025 | 7 | 18 | 1 | 50.2489
2025 | 7 | 18 | 2 | 48.7876
2025 | 7 | 18 | 3 | 48.0685
2025 | 7 | 18 | 4 | 48.1187
2025 | 7 | 18 | 5 | 49.7157
2025 | 7 | 18 | 6 | 52.5347
2025 | 7 | 18 | 7 | 55.5608
2025 | 7 | 18 | 8 | 57.5148
2025 | 7 | 18 | 9 | 57.1215
2025 | 7 | 18 | 10 | 57.1443
2025 | 7 | 18 | 11 | 54.2018
2025 | 7 | 18 | 12 | 53.9881
2025 | 7 | 18 | 13 | 55.1979
2025 | 7 | 18 | 14 | 53.8555
2025 | 7 | 18 | 15 | 52.6905
2025 | 7 | 18 | 16 | 54.7985
2025 | 7 | 18 | 17 | 59.9974
2025 | 7 | 18 | 18 | 69.2778
2025 | 7 | 18 | 19 | 73.545
2025 | 7 | 18 | 20 | 73.3002
2025 | 7 | 18 | 21 | 72.3061
2025 | 7 | 18 | 22 | 67.278
2025 | 7 | 18 | 23 | 60.1674
2025 | 7 | 19 | 0 | 53.2444
2025 | 7 | 19 | 1 | 50.4857
2025 | 7 | 19 | 2 | 48.3148
2025 | 7 | 19 | 3 | 46.9246
2025 | 7 | 19 | 4 | 46.4608
2025 | 7 | 19 | 5 | 46.5054
2025 | 7 | 19 | 6 | 46.3155
2025 | 7 | 19 | 7 | 47.4971
2025 | 7 | 19 | 8 | 48.5796
2025 | 7 | 19 | 9 | 45.7879
2025 | 7 | 19 | 10 | 43.8535
2025 | 7 | 19 | 11 | 42.4525
2025 | 7 | 19 | 12 | 44.5338
2025 | 7 | 19 | 13 | 44.6034
2025 | 7 | 19 | 14 | 44.0287
2025 | 7 | 19 | 15 | 45.4468
2025 | 7 | 19 | 16 | 47.0802
2025 | 7 | 19 | 17 | 55.9864
2025 | 7 | 19 | 18 | 68.236
2025 | 7 | 19 | 19 | 72.459
2025 | 7 | 19 | 20 | 70.9094
2025 | 7 | 19 | 21 | 69.2223
2025 | 7 | 19 | 22 | 64.4279
2025 | 7 | 19 | 23 | 58.437
2025 | 7 | 20 | 0 | 54.9979
2025 | 7 | 20 | 1 | 49.4723
2025 | 7 | 20 | 2 | 47.2496
2025 | 7 | 20 | 3 | 45.8873
2025 | 7 | 20 | 4 | 45.4007
2025 | 7 | 20 | 5 | 45.3084
2025 | 7 | 20 | 6 | 44.6283
2025 | 7 | 20 | 7 | 44.5809
2025 | 7 | 20 | 8 | 44.9055
2025 | 7 | 20 | 9 | 41.8725
2025 | 7 | 20 | 10 | 40.7506
2025 | 7 | 20 | 11 | 40.0758
2025 | 7 | 20 | 12 | 43.6149
2025 | 7 | 20 | 13 | 43.9358
2025 | 7 | 20 | 14 | 44.4442
2025 | 7 | 20 | 15 | 44.8215
2025 | 7 | 20 | 16 | 47.3651
2025 | 7 | 20 | 17 | 57.2374
2025 | 7 | 20 | 18 | 70.8605
2025 | 7 | 20 | 19 | 76.4272
2025 | 7 | 20 | 20 | 75.167
2025 | 7 | 20 | 21 | 72.6546
2025 | 7 | 20 | 22 | 66.2074
2025 | 7 | 20 | 23 | 58.9525
2025 | 7 | 21 | 0 | 53.2544
2025 | 7 | 21 | 1 | 50.3262
2025 | 7 | 21 | 2 | 48.9676
2025 | 7 | 21 | 3 | 48.3576
2025 | 7 | 21 | 4 | 48.5198
2025 | 7 | 21 | 5 | 50.2437
2025 | 7 | 21 | 6 | 52.8627
2025 | 7 | 21 | 7 | 55.7352
2025 | 7 | 21 | 8 | 54.2964
2025 | 7 | 21 | 9 | 50.4997
2025 | 7 | 21 | 10 | 51.1027
2025 | 7 | 21 | 11 | 51.2534
2025 | 7 | 21 | 12 | 51.7693
2025 | 7 | 21 | 13 | 53.4324
2025 | 7 | 21 | 14 | 53.8711
2025 | 7 | 21 | 15 | 53.546
2025 | 7 | 21 | 16 | 53.4511
2025 | 7 | 21 | 17 | 61.0225
2025 | 7 | 21 | 18 | 76.3906
2025 | 7 | 21 | 19 | 82.1234
2025 | 7 | 21 | 20 | 81.0994
2025 | 7 | 21 | 21 | 78.6087
2025 | 7 | 21 | 22 | 71.7994
2025 | 7 | 21 | 23 | 63.8997
2025 | 7 | 22 | 0 | 58.6188
2025 | 7 | 22 | 1 | 56.0437
2025 | 7 | 22 | 2 | 54.1404
2025 | 7 | 22 | 3 | 53.2632
2025 | 7 | 22 | 4 | 53.2054
2025 | 7 | 22 | 5 | 54.7249
2025 | 7 | 22 | 6 | 57.1444
2025 | 7 | 22 | 7 | 60.2538
2025 | 7 | 22 | 8 | 58.2418
2025 | 7 | 22 | 9 | 53.6133
2025 | 7 | 22 | 10 | 52.6372
2025 | 7 | 22 | 11 | 52.1961
2025 | 7 | 22 | 12 | 55.4516
2025 | 7 | 22 | 13 | 56.5807
2025 | 7 | 22 | 14 | 56.859
2025 | 7 | 22 | 15 | 57.3452
2025 | 7 | 22 | 16 | 60.8911
2025 | 7 | 22 | 17 | 69.4451
2025 | 7 | 22 | 18 | 81.826
2025 | 7 | 22 | 19 | 85.5886
2025 | 7 | 22 | 20 | 84.718
2025 | 7 | 22 | 21 | 82.4851
2025 | 7 | 22 | 22 | 75.9039
2025 | 7 | 22 | 23 | 67.8637
2025 | 7 | 23 | 0 | 62.0197
2025 | 7 | 23 | 1 | 58.1719
2025 | 7 | 23 | 2 | 56.0988
2025 | 7 | 23 | 3 | 55.02
2025 | 7 | 23 | 4 | 54.8631
2025 | 7 | 23 | 5 | 56.2789
2025 | 7 | 23 | 6 | 58.8385
2025 | 7 | 23 | 7 | 62.0603
2025 | 7 | 23 | 8 | 61.6545
2025 | 7 | 23 | 9 | 57.7425
2025 | 7 | 23 | 10 | 55.6741
2025 | 7 | 23 | 11 | 54.2821
2025 | 7 | 23 | 12 | 55.2781
2025 | 7 | 23 | 13 | 56.9936
2025 | 7 | 23 | 14 | 57.6206
2025 | 7 | 23 | 15 | 57.2749
2025 | 7 | 23 | 16 | 59.6453
2025 | 7 | 23 | 17 | 69.8099
2025 | 7 | 23 | 18 | 81.8697
2025 | 7 | 23 | 19 | 87.6584
2025 | 7 | 23 | 20 | 86.5296
2025 | 7 | 23 | 21 | 84.0283
2025 | 7 | 23 | 22 | 77.0317
2025 | 7 | 23 | 23 | 68.748
2025 | 7 | 24 | 0 | 62.8622
2025 | 7 | 24 | 1 | 60.4521
2025 | 7 | 24 | 2 | 58.2089
2025 | 7 | 24 | 3 | 57.0464
2025 | 7 | 24 | 4 | 56.8271
2025 | 7 | 24 | 5 | 58.2292
2025 | 7 | 24 | 6 | 60.667
2025 | 7 | 24 | 7 | 63.669
2025 | 7 | 24 | 8 | 62.1203
2025 | 7 | 24 | 9 | 57.6736
2025 | 7 | 24 | 10 | 56.3245
2025 | 7 | 24 | 11 | 55.6713
2025 | 7 | 24 | 12 | 56.2223
2025 | 7 | 24 | 13 | 57.9548
2025 | 7 | 24 | 14 | 59.0997
2025 | 7 | 24 | 15 | 59.5885
2025 | 7 | 24 | 16 | 62.7187
2025 | 7 | 24 | 17 | 73.898
2025 | 7 | 24 | 18 | 86.3214
2025 | 7 | 24 | 19 | 90.2051
2025 | 7 | 24 | 20 | 88.9527
2025 | 7 | 24 | 21 | 86.608
2025 | 7 | 24 | 22 | 80.0547
2025 | 7 | 24 | 23 | 71.8258
2025 | 7 | 25 | 0 | 66.1788
2025 | 7 | 25 | 1 | 59.9524
2025 | 7 | 25 | 2 | 57.6916
2025 | 7 | 25 | 3 | 56.372
2025 | 7 | 25 | 4 | 56.0585
2025 | 7 | 25 | 5 | 57.4474
2025 | 7 | 25 | 6 | 60.3799
2025 | 7 | 25 | 7 | 64.2029
2025 | 7 | 25 | 8 | 64.4089
2025 | 7 | 25 | 9 | 60.448
2025 | 7 | 25 | 10 | 56.6508
2025 | 7 | 25 | 11 | 54.4716
2025 | 7 | 25 | 12 | 59.7187
2025 | 7 | 25 | 13 | 60.226
2025 | 7 | 25 | 14 | 59.8427
2025 | 7 | 25 | 15 | 59.6505
2025 | 7 | 25 | 16 | 66.4677
2025 | 7 | 25 | 17 | 74.1409
2025 | 7 | 25 | 18 | 81.7714
2025 | 7 | 25 | 19 | 78.2618
2025 | 7 | 25 | 20 | 76.9184
2025 | 7 | 25 | 21 | 75.0039
2025 | 7 | 25 | 22 | 70.1047
2025 | 7 | 25 | 23 | 63.5757
2025 | 7 | 26 | 0 | 61.1616
2025 | 7 | 26 | 1 | 55.9429
2025 | 7 | 26 | 2 | 53.5114
2025 | 7 | 26 | 3 | 51.7897
2025 | 7 | 26 | 4 | 51.0655
2025 | 7 | 26 | 5 | 51.2649
2025 | 7 | 26 | 6 | 50.9649
2025 | 7 | 26 | 7 | 52.3019
2025 | 7 | 26 | 8 | 51.6455
2025 | 7 | 26 | 9 | 46.7756
2025 | 7 | 26 | 10 | 43.6399
2025 | 7 | 26 | 11 | 42.5747
2025 | 7 | 26 | 12 | 42.5448
2025 | 7 | 26 | 13 | 42.7799
2025 | 7 | 26 | 14 | 42.6128
2025 | 7 | 26 | 15 | 41.5856
2025 | 7 | 26 | 16 | 40.6446
2025 | 7 | 26 | 17 | 47.6312
2025 | 7 | 26 | 18 | 57.4203
2025 | 7 | 26 | 19 | 65.7356
2025 | 7 | 26 | 20 | 65.9996
2025 | 7 | 26 | 21 | 64.6145
2025 | 7 | 26 | 22 | 60.162
2025 | 7 | 26 | 23 | 54.8703
2025 | 7 | 27 | 0 | 52.9415
2025 | 7 | 27 | 1 | 49.2381
2025 | 7 | 27 | 2 | 47.3888
2025 | 7 | 27 | 3 | 46.2947
2025 | 7 | 27 | 4 | 46.0627
2025 | 7 | 27 | 5 | 46.5034
2025 | 7 | 27 | 6 | 45.9949
2025 | 7 | 27 | 7 | 45.538
2025 | 7 | 27 | 8 | 43.0316
2025 | 7 | 27 | 9 | 37.1049
2025 | 7 | 27 | 10 | 36.8675
2025 | 7 | 27 | 11 | 41.0411
2025 | 7 | 27 | 12 | 40.6944
2025 | 7 | 27 | 13 | 40.6446
2025 | 7 | 27 | 14 | 41.2129
2025 | 7 | 27 | 15 | 43.1594
2025 | 7 | 27 | 16 | 42.5025
2025 | 7 | 27 | 17 | 51.0816
2025 | 7 | 27 | 18 | 65.537
2025 | 7 | 27 | 19 | 71.6127
2025 | 7 | 27 | 20 | 71.0545
2025 | 7 | 27 | 21 | 68.6243
2025 | 7 | 27 | 22 | 62.9271
2025 | 7 | 27 | 23 | 56.5019
2025 | 7 | 28 | 0 | 52.4311
2025 | 7 | 28 | 1 | 49.0648
2025 | 7 | 28 | 2 | 47.9328
2025 | 7 | 28 | 3 | 47.3211
2025 | 7 | 28 | 4 | 47.5679
2025 | 7 | 28 | 5 | 49.4203
2025 | 7 | 28 | 6 | 52.0446
2025 | 7 | 28 | 7 | 54.7699
2025 | 7 | 28 | 8 | 51.7145
2025 | 7 | 28 | 9 | 46.273
2025 | 7 | 28 | 10 | 48.9877
2025 | 7 | 28 | 11 | 50.9304
2025 | 7 | 28 | 12 | 53.0176
2025 | 7 | 28 | 13 | 54.2341
2025 | 7 | 28 | 14 | 54.2623
2025 | 7 | 28 | 15 | 53.8939
2025 | 7 | 28 | 16 | 54.4658
2025 | 7 | 28 | 17 | 62.2455
2025 | 7 | 28 | 18 | 75.0578
2025 | 7 | 28 | 19 | 82.3549
2025 | 7 | 28 | 20 | 81.4972
2025 | 7 | 28 | 21 | 78.9478
2025 | 7 | 28 | 22 | 72.3764
2025 | 7 | 28 | 23 | 64.6289
2025 | 7 | 29 | 0 | 59.2385
2025 | 7 | 29 | 1 | 54.75
2025 | 7 | 29 | 2 | 52.953
2025 | 7 | 29 | 3 | 52.1562
2025 | 7 | 29 | 4 | 52.1818
2025 | 7 | 29 | 5 | 53.8447
2025 | 7 | 29 | 6 | 56.4929
2025 | 7 | 29 | 7 | 59.3919
2025 | 7 | 29 | 8 | 55.1877
2025 | 7 | 29 | 9 | 47.7117
2025 | 7 | 29 | 10 | 46.9821
2025 | 7 | 29 | 11 | 48.0322
2025 | 7 | 29 | 12 | 52.8474
2025 | 7 | 29 | 13 | 53.7882
2025 | 7 | 29 | 14 | 53.9659
2025 | 7 | 29 | 15 | 54.1274
2025 | 7 | 29 | 16 | 58.2658
2025 | 7 | 29 | 17 | 66.492
2025 | 7 | 29 | 18 | 78.375
2025 | 7 | 29 | 19 | 82.5338
2025 | 7 | 29 | 20 | 82.225
2025 | 7 | 29 | 21 | 79.8813
2025 | 7 | 29 | 22 | 73.6127
2025 | 7 | 29 | 23 | 66.0691
2025 | 7 | 30 | 0 | 60.8691
2025 | 7 | 30 | 1 | 56.4679
2025 | 7 | 30 | 2 | 54.566
2025 | 7 | 30 | 3 | 53.6228
2025 | 7 | 30 | 4 | 53.5342
2025 | 7 | 30 | 5 | 55.037
2025 | 7 | 30 | 6 | 57.8769
2025 | 7 | 30 | 7 | 61.5802
2025 | 7 | 30 | 8 | 61.4381
2025 | 7 | 30 | 9 | 56.1346
2025 | 7 | 30 | 10 | 52.5176
2025 | 7 | 30 | 11 | 50.8392
2025 | 7 | 30 | 12 | 56.3852
2025 | 7 | 30 | 13 | 57.2855
2025 | 7 | 30 | 14 | 57.3767
2025 | 7 | 30 | 15 | 56.7942
2025 | 7 | 30 | 16 | 62.0132
2025 | 7 | 30 | 17 | 69.9335
2025 | 7 | 30 | 18 | 80.1463
2025 | 7 | 30 | 19 | 79.7485
2025 | 7 | 30 | 20 | 79.2953
2025 | 7 | 30 | 21 | 77.007
2025 | 7 | 30 | 22 | 71.0677
2025 | 7 | 30 | 23 | 64.1895
2025 | 7 | 31 | 0 | 60.6138
2025 | 7 | 31 | 1 | 56.69
2025 | 7 | 31 | 2 | 54.8422
2025 | 7 | 31 | 3 | 53.9178
2025 | 7 | 31 | 4 | 53.7403
2025 | 7 | 31 | 5 | 55.4251
2025 | 7 | 31 | 6 | 58.1247
2025 | 7 | 31 | 7 | 61.8909
2025 | 7 | 31 | 8 | 63.6439
2025 | 7 | 31 | 9 | 60.4993
2025 | 7 | 31 | 10 | 57.6713
2025 | 7 | 31 | 11 | 54.8953
2025 | 7 | 31 | 12 | 56.3811
2025 | 7 | 31 | 13 | 57.2151
2025 | 7 | 31 | 14 | 57.5358
2025 | 7 | 31 | 15 | 57.3674
2025 | 7 | 31 | 16 | 62.0176
2025 | 7 | 31 | 17 | 69.3711
2025 | 7 | 31 | 18 | 76.0126
2025 | 7 | 31 | 19 | 77.1191
2025 | 7 | 31 | 20 | 76.5866
2025 | 7 | 31 | 21 | 74.5778
2025 | 7 | 31 | 22 | 69.3668
2025 | 7 | 31 | 23 | 62.9009
2025 | 8 | 1 | 0 | 58.5833
2025 | 8 | 1 | 1 | 51.1074
2025 | 8 | 1 | 2 | 49.3888
2025 | 8 | 1 | 3 | 48.6882
2025 | 8 | 1 | 4 | 48.5844
2025 | 8 | 1 | 5 | 50.0585
2025 | 8 | 1 | 6 | 53.0016
2025 | 8 | 1 | 7 | 56.2517
2025 | 8 | 1 | 8 | 58.9987
2025 | 8 | 1 | 9 | 60.8306
2025 | 8 | 1 | 10 | 60.4544
2025 | 8 | 1 | 11 | 56.2184
2025 | 8 | 1 | 12 | 55.2891
2025 | 8 | 1 | 13 | 56.2663
2025 | 8 | 1 | 14 | 55.0831
2025 | 8 | 1 | 15 | 53.8384
2025 | 8 | 1 | 16 | 54.2422
2025 | 8 | 1 | 17 | 56.616
2025 | 8 | 1 | 18 | 64.3061
2025 | 8 | 1 | 19 | 62.4677
2025 | 8 | 1 | 20 | 62.2664
2025 | 8 | 1 | 21 | 61.1962
2025 | 8 | 1 | 22 | 56.9159
2025 | 8 | 1 | 23 | 51.6382
2025 | 8 | 2 | 0 | 49.6913
2025 | 8 | 2 | 1 | 47.5985
2025 | 8 | 2 | 2 | 45.7301
2025 | 8 | 2 | 3 | 44.7589
2025 | 8 | 2 | 4 | 44.4574
2025 | 8 | 2 | 5 | 44.7075
2025 | 8 | 2 | 6 | 44.6502
2025 | 8 | 2 | 7 | 45.975
2025 | 8 | 2 | 8 | 49.6714
2025 | 8 | 2 | 9 | 49.7538
2025 | 8 | 2 | 10 | 47.6939
2025 | 8 | 2 | 11 | 46.7424
2025 | 8 | 2 | 12 | 46.3035
2025 | 8 | 2 | 13 | 45.606
2025 | 8 | 2 | 14 | 43.9853
2025 | 8 | 2 | 15 | 45.1637
2025 | 8 | 2 | 16 | 46.0272
2025 | 8 | 2 | 17 | 52.8351
2025 | 8 | 2 | 18 | 63.4009
2025 | 8 | 2 | 19 | 65.3162
2025 | 8 | 2 | 20 | 64.6572
2025 | 8 | 2 | 21 | 62.5522
2025 | 8 | 2 | 22 | 57.613
2025 | 8 | 2 | 23 | 52.2602
2025 | 8 | 3 | 0 | 48.0302
2025 | 8 | 3 | 1 | 45.1423
2025 | 8 | 3 | 2 | 43.2529
2025 | 8 | 3 | 3 | 42.3296
2025 | 8 | 3 | 4 | 42.1068
2025 | 8 | 3 | 5 | 42.0903
2025 | 8 | 3 | 6 | 41.2209
2025 | 8 | 3 | 7 | 41.121
2025 | 8 | 3 | 8 | 41.4589
2025 | 8 | 3 | 9 | 39.2559
2025 | 8 | 3 | 10 | 39.1058
2025 | 8 | 3 | 11 | 39.2523
2025 | 8 | 3 | 12 | 42.4488
2025 | 8 | 3 | 13 | 42.9119
2025 | 8 | 3 | 14 | 42.2075
2025 | 8 | 3 | 15 | 44.2959
2025 | 8 | 3 | 16 | 45.2572
2025 | 8 | 3 | 17 | 52.8091
2025 | 8 | 3 | 18 | 63.8344
2025 | 8 | 3 | 19 | 67.3422
2025 | 8 | 3 | 20 | 66.8089
2025 | 8 | 3 | 21 | 64.542
2025 | 8 | 3 | 22 | 58.6968
2025 | 8 | 3 | 23 | 52.8008
2025 | 8 | 4 | 0 | 49.8397
2025 | 8 | 4 | 1 | 48.2847
2025 | 8 | 4 | 2 | 46.3288
2025 | 8 | 4 | 3 | 45.2103
2025 | 8 | 4 | 4 | 45.1243
2025 | 8 | 4 | 5 | 45.629
2025 | 8 | 4 | 6 | 45.8507
2025 | 8 | 4 | 7 | 46.5118
2025 | 8 | 4 | 8 | 45.1491
2025 | 8 | 4 | 9 | 43.0424
2025 | 8 | 4 | 10 | 44.5734
2025 | 8 | 4 | 11 | 48.5645
2025 | 8 | 4 | 12 | 44.4471
2025 | 8 | 4 | 13 | 45.9584
2025 | 8 | 4 | 14 | 48.4653
2025 | 8 | 4 | 15 | 48.9916
2025 | 8 | 4 | 16 | 52.5516
2025 | 8 | 4 | 17 | 60.1011
2025 | 8 | 4 | 18 | 70.4588
2025 | 8 | 4 | 19 | 75.8463
2025 | 8 | 4 | 20 | 75.9481
2025 | 8 | 4 | 21 | 73.1068
2025 | 8 | 4 | 22 | 65.7095
2025 | 8 | 4 | 23 | 58.603
2025 | 8 | 5 | 0 | 54.9711
2025 | 8 | 5 | 1 | 50.6389
2025 | 8 | 5 | 2 | 49.0128
2025 | 8 | 5 | 3 | 48.4926
2025 | 8 | 5 | 4 | 48.5869
2025 | 8 | 5 | 5 | 50.1372
2025 | 8 | 5 | 6 | 52.5263
2025 | 8 | 5 | 7 | 54.958
2025 | 8 | 5 | 8 | 51.6665
2025 | 8 | 5 | 9 | 47.6182
2025 | 8 | 5 | 10 | 48.6659
2025 | 8 | 5 | 11 | 49.2546
2025 | 8 | 5 | 12 | 52.8109
2025 | 8 | 5 | 13 | 54.0858
2025 | 8 | 5 | 14 | 53.7541
2025 | 8 | 5 | 15 | 53.6871
2025 | 8 | 5 | 16 | 55.0665
2025 | 8 | 5 | 17 | 61.782
2025 | 8 | 5 | 18 | 74.69
2025 | 8 | 5 | 19 | 78.3963
2025 | 8 | 5 | 20 | 78.0949
2025 | 8 | 5 | 21 | 75.484
2025 | 8 | 5 | 22 | 68.6244
2025 | 8 | 5 | 23 | 61.221
2025 | 8 | 6 | 0 | 55.7573
2025 | 8 | 6 | 1 | 52.182
2025 | 8 | 6 | 2 | 50.4463
2025 | 8 | 6 | 3 | 49.83
2025 | 8 | 6 | 4 | 49.8748
2025 | 8 | 6 | 5 | 51.2848
2025 | 8 | 6 | 6 | 53.3697
2025 | 8 | 6 | 7 | 55.7569
2025 | 8 | 6 | 8 | 53.3673
2025 | 8 | 6 | 9 | 49.894
2025 | 8 | 6 | 10 | 50.3213
2025 | 8 | 6 | 11 | 50.3101
2025 | 8 | 6 | 12 | 54.8077
2025 | 8 | 6 | 13 | 56.4322
2025 | 8 | 6 | 14 | 55.9484
2025 | 8 | 6 | 15 | 55.0559
2025 | 8 | 6 | 16 | 57.1889
2025 | 8 | 6 | 17 | 64.4678
2025 | 8 | 6 | 18 | 75.2891
2025 | 8 | 6 | 19 | 76.851
2025 | 8 | 6 | 20 | 76.9526
2025 | 8 | 6 | 21 | 74.7998
2025 | 8 | 6 | 22 | 68.3317
2025 | 8 | 6 | 23 | 61.3445
2025 | 8 | 7 | 0 | 56.6743
2025 | 8 | 7 | 1 | 50.9404
2025 | 8 | 7 | 2 | 49.296
2025 | 8 | 7 | 3 | 48.7013
2025 | 8 | 7 | 4 | 48.7619
2025 | 8 | 7 | 5 | 50.3552
2025 | 8 | 7 | 6 | 52.6002
2025 | 8 | 7 | 7 | 54.9102
2025 | 8 | 7 | 8 | 52.9809
2025 | 8 | 7 | 9 | 50.6488
2025 | 8 | 7 | 10 | 51.93
2025 | 8 | 7 | 11 | 51.4756
2025 | 8 | 7 | 12 | 54.052
2025 | 8 | 7 | 13 | 55.6183
2025 | 8 | 7 | 14 | 55.3844
2025 | 8 | 7 | 15 | 54.7768
2025 | 8 | 7 | 16 | 56.2087
2025 | 8 | 7 | 17 | 62.4761
2025 | 8 | 7 | 18 | 75.2045
2025 | 8 | 7 | 19 | 73.7006
2025 | 8 | 7 | 20 | 73.9062
2025 | 8 | 7 | 21 | 71.9054
2025 | 8 | 7 | 22 | 66.0125
2025 | 8 | 7 | 23 | 59.3797
2025 | 8 | 8 | 0 | 54.5793
2025 | 8 | 8 | 1 | 48.8638
2025 | 8 | 8 | 2 | 47.3944
2025 | 8 | 8 | 3 | 46.8266
2025 | 8 | 8 | 4 | 46.924
2025 | 8 | 8 | 5 | 48.4669
2025 | 8 | 8 | 6 | 51.2707
2025 | 8 | 8 | 7 | 55.4314
2025 | 8 | 8 | 8 | 60.0737
2025 | 8 | 8 | 9 | 61.0079
2025 | 8 | 8 | 10 | 58.1156
2025 | 8 | 8 | 11 | 53.4141
2025 | 8 | 8 | 12 | 54.3933
2025 | 8 | 8 | 13 | 55.7068
2025 | 8 | 8 | 14 | 54.3123
2025 | 8 | 8 | 15 | 53.0822
2025 | 8 | 8 | 16 | 56.1027
2025 | 8 | 8 | 17 | 61.1628
2025 | 8 | 8 | 18 | 67.4101
2025 | 8 | 8 | 19 | 68.9418
2025 | 8 | 8 | 20 | 68.8077
2025 | 8 | 8 | 21 | 66.7957
2025 | 8 | 8 | 22 | 61.3846
2025 | 8 | 8 | 23 | 55.1644
2025 | 8 | 9 | 0 | 50.5988
2025 | 8 | 9 | 1 | 47.1743
2025 | 8 | 9 | 2 | 45.2936
2025 | 8 | 9 | 3 | 44.281
2025 | 8 | 9 | 4 | 43.946
2025 | 8 | 9 | 5 | 44.1291
2025 | 8 | 9 | 6 | 44.3425
2025 | 8 | 9 | 7 | 45.4075
2025 | 8 | 9 | 8 | 46.5793
2025 | 8 | 9 | 9 | 44.4238
2025 | 8 | 9 | 10 | 43.6838
2025 | 8 | 9 | 11 | 43.1542
2025 | 8 | 9 | 12 | 43.7693
2025 | 8 | 9 | 13 | 43.5671
2025 | 8 | 9 | 14 | 41.7793
2025 | 8 | 9 | 15 | 42.4385
2025 | 8 | 9 | 16 | 43.289
2025 | 8 | 9 | 17 | 50.9844
2025 | 8 | 9 | 18 | 62.3202
2025 | 8 | 9 | 19 | 65.2252
2025 | 8 | 9 | 20 | 64.4203
2025 | 8 | 9 | 21 | 61.7387
2025 | 8 | 9 | 22 | 56.6021
2025 | 8 | 9 | 23 | 51.4691
2025 | 8 | 10 | 0 | 47.7859
2025 | 8 | 10 | 1 | 47.1869
2025 | 8 | 10 | 2 | 45.2366
2025 | 8 | 10 | 3 | 44.2747
2025 | 8 | 10 | 4 | 43.9935
2025 | 8 | 10 | 5 | 43.9724
2025 | 8 | 10 | 6 | 43.8364
2025 | 8 | 10 | 7 | 44.9172
2025 | 8 | 10 | 8 | 46.3842
2025 | 8 | 10 | 9 | 43.7312
2025 | 8 | 10 | 10 | 42.7425
2025 | 8 | 10 | 11 | 42.2143
2025 | 8 | 10 | 12 | 46.2748
2025 | 8 | 10 | 13 | 45.919
2025 | 8 | 10 | 14 | 46.8129
2025 | 8 | 10 | 15 | 49.381
2025 | 8 | 10 | 16 | 54.7193
2025 | 8 | 10 | 17 | 63.4522
2025 | 8 | 10 | 18 | 77.4093
2025 | 8 | 10 | 19 | 74.2088
2025 | 8 | 10 | 20 | 73.4886
2025 | 8 | 10 | 21 | 70.4806
2025 | 8 | 10 | 22 | 64.2557
2025 | 8 | 10 | 23 | 58.0424
2025 | 8 | 11 | 0 | 54.3426
2025 | 8 | 11 | 1 | 49.83
2025 | 8 | 11 | 2 | 48.5276
2025 | 8 | 11 | 3 | 48.048
2025 | 8 | 11 | 4 | 48.1602
2025 | 8 | 11 | 5 | 49.931
2025 | 8 | 11 | 6 | 52.7097
2025 | 8 | 11 | 7 | 55.9997
2025 | 8 | 11 | 8 | 55.6724
2025 | 8 | 11 | 9 | 52.3847
2025 | 8 | 11 | 10 | 53.4887
2025 | 8 | 11 | 11 | 53.664
2025 | 8 | 11 | 12 | 53.2361
2025 | 8 | 11 | 13 | 54.7557
2025 | 8 | 11 | 14 | 54.2962
2025 | 8 | 11 | 15 | 54.0331
2025 | 8 | 11 | 16 | 56.9987
2025 | 8 | 11 | 17 | 66.8962
2025 | 8 | 11 | 18 | 77.3093
2025 | 8 | 11 | 19 | 82.3872
2025 | 8 | 11 | 20 | 81.6835
2025 | 8 | 11 | 21 | 78.3382
2025 | 8 | 11 | 22 | 71.1331
2025 | 8 | 11 | 23 | 63.6269
2025 | 8 | 12 | 0 | 56.6218
2025 | 8 | 12 | 1 | 57.0717
2025 | 8 | 12 | 2 | 55.048
2025 | 8 | 12 | 3 | 54.343
2025 | 8 | 12 | 4 | 54.257
2025 | 8 | 12 | 5 | 55.5869
2025 | 8 | 12 | 6 | 58.1423
2025 | 8 | 12 | 7 | 61.7805
2025 | 8 | 12 | 8 | 58.6604
2025 | 8 | 12 | 9 | 52.4808
2025 | 8 | 12 | 10 | 50.9929
2025 | 8 | 12 | 11 | 51.0878
2025 | 8 | 12 | 12 | 55.7344
2025 | 8 | 12 | 13 | 57.1405
2025 | 8 | 12 | 14 | 57.117
2025 | 8 | 12 | 15 | 57.8867
2025 | 8 | 12 | 16 | 64.0469
2025 | 8 | 12 | 17 | 74.9566
2025 | 8 | 12 | 18 | 84.3894
2025 | 8 | 12 | 19 | 87.3706
2025 | 8 | 12 | 20 | 86.3544
2025 | 8 | 12 | 21 | 82.6145
2025 | 8 | 12 | 22 | 75.1139
2025 | 8 | 12 | 23 | 67.3791
2025 | 8 | 13 | 0 | 63.3439
2025 | 8 | 13 | 1 | 58.8801
2025 | 8 | 13 | 2 | 56.738
2025 | 8 | 13 | 3 | 55.7587
2025 | 8 | 13 | 4 | 55.5346
2025 | 8 | 13 | 5 | 56.8691
2025 | 8 | 13 | 6 | 59.4302
2025 | 8 | 13 | 7 | 63.3867
2025 | 8 | 13 | 8 | 63.5205
2025 | 8 | 13 | 9 | 59.5437
2025 | 8 | 13 | 10 | 56.8753
2025 | 8 | 13 | 11 | 55.1398
2025 | 8 | 13 | 12 | 58.2875
2025 | 8 | 13 | 13 | 59.6732
2025 | 8 | 13 | 14 | 59.5402
2025 | 8 | 13 | 15 | 59.3188
2025 | 8 | 13 | 16 | 64.948
2025 | 8 | 13 | 17 | 75.2451
2025 | 8 | 13 | 18 | 84.1757
2025 | 8 | 13 | 19 | 83.2821
2025 | 8 | 13 | 20 | 82.546
2025 | 8 | 13 | 21 | 79.2833
2025 | 8 | 13 | 22 | 72.5275
2025 | 8 | 13 | 23 | 65.5175
2025 | 8 | 14 | 0 | 61.6398
2025 | 8 | 14 | 1 | 53.8901
2025 | 8 | 14 | 2 | 52.0693
2025 | 8 | 14 | 3 | 51.2689
2025 | 8 | 14 | 4 | 51.1537
2025 | 8 | 14 | 5 | 52.733
2025 | 8 | 14 | 6 | 55.4378
2025 | 8 | 14 | 7 | 59.8869
2025 | 8 | 14 | 8 | 62.5208
2025 | 8 | 14 | 9 | 60.0941
2025 | 8 | 14 | 10 | 55.6005
2025 | 8 | 14 | 11 | 50.6421
2025 | 8 | 14 | 12 | 50.2816
2025 | 8 | 14 | 13 | 51.7802
2025 | 8 | 14 | 14 | 52.3542
2025 | 8 | 14 | 15 | 52.6637
2025 | 8 | 14 | 16 | 54.9139
2025 | 8 | 14 | 17 | 61.9237
2025 | 8 | 14 | 18 | 68.2296
2025 | 8 | 14 | 19 | 72.0066
2025 | 8 | 14 | 20 | 72.5551
2025 | 8 | 14 | 21 | 70.2225
2025 | 8 | 14 | 22 | 64.5839
2025 | 8 | 14 | 23 | 58.6858
2025 | 8 | 15 | 0 | 54.9749
2025 | 8 | 15 | 1 | 50.1447
2025 | 8 | 15 | 2 | 48.7704
2025 | 8 | 15 | 3 | 48.2697
2025 | 8 | 15 | 4 | 48.4802
2025 | 8 | 15 | 5 | 50.0707
2025 | 8 | 15 | 6 | 53.2389
2025 | 8 | 15 | 7 | 56.4746
2025 | 8 | 15 | 8 | 55.3225
2025 | 8 | 15 | 9 | 53.3161
2025 | 8 | 15 | 10 | 54.9539
2025 | 8 | 15 | 11 | 52.7838
2025 | 8 | 15 | 12 | 52.3311
2025 | 8 | 15 | 13 | 54.0227
2025 | 8 | 15 | 14 | 53.3264
2025 | 8 | 15 | 15 | 52.6824
2025 | 8 | 15 | 16 | 54.4173
2025 | 8 | 15 | 17 | 59.9951
2025 | 8 | 15 | 18 | 71.4789
2025 | 8 | 15 | 19 | 71.0495
2025 | 8 | 15 | 20 | 70.7367
2025 | 8 | 15 | 21 | 67.9478
2025 | 8 | 15 | 22 | 62.5693
2025 | 8 | 15 | 23 | 56.6888
2025 | 8 | 16 | 0 | 52.6162
2025 | 8 | 16 | 1 | 47.3137
2025 | 8 | 16 | 2 | 45.7419
2025 | 8 | 16 | 3 | 44.9204
2025 | 8 | 16 | 4 | 44.7565
2025 | 8 | 16 | 5 | 45.2437
2025 | 8 | 16 | 6 | 46.0568
2025 | 8 | 16 | 7 | 47.5861
2025 | 8 | 16 | 8 | 49.1847
2025 | 8 | 16 | 9 | 46.778
2025 | 8 | 16 | 10 | 47.4666
2025 | 8 | 16 | 11 | 47.1896
2025 | 8 | 16 | 12 | 45.1996
2025 | 8 | 16 | 13 | 44.5784
2025 | 8 | 16 | 14 | 42.9268
2025 | 8 | 16 | 15 | 44.7011
2025 | 8 | 16 | 16 | 46.1334
2025 | 8 | 16 | 17 | 51.7101
2025 | 8 | 16 | 18 | 62.5736
2025 | 8 | 16 | 19 | 64.4944
2025 | 8 | 16 | 20 | 63.775
2025 | 8 | 16 | 21 | 61.2329
2025 | 8 | 16 | 22 | 56.7935
2025 | 8 | 16 | 23 | 52.4487
2025 | 8 | 17 | 0 | 48.9441
2025 | 8 | 17 | 1 | 44.8709
2025 | 8 | 17 | 2 | 43.1917
2025 | 8 | 17 | 3 | 42.489
2025 | 8 | 17 | 4 | 42.2129
2025 | 8 | 17 | 5 | 42.3707
2025 | 8 | 17 | 6 | 42.5865
2025 | 8 | 17 | 7 | 43.9465
2025 | 8 | 17 | 8 | 48.2769
2025 | 8 | 17 | 9 | 47.2374
2025 | 8 | 17 | 10 | 45.5726
2025 | 8 | 17 | 11 | 42.4742
2025 | 8 | 17 | 12 | 43.5164
2025 | 8 | 17 | 13 | 42.8717
2025 | 8 | 17 | 14 | 42.6322
2025 | 8 | 17 | 15 | 44.0776
2025 | 8 | 17 | 16 | 49.449
2025 | 8 | 17 | 17 | 57.9408
2025 | 8 | 17 | 18 | 67.3456
2025 | 8 | 17 | 19 | 63.5437
2025 | 8 | 17 | 20 | 63.23
2025 | 8 | 17 | 21 | 60.0598
2025 | 8 | 17 | 22 | 54.6438
2025 | 8 | 17 | 23 | 49.9549
2025 | 8 | 18 | 0 | 47.6405
2025 | 8 | 18 | 1 | 47.1276
2025 | 8 | 18 | 2 | 46.0804
2025 | 8 | 18 | 3 | 45.8685
2025 | 8 | 18 | 4 | 46.162
2025 | 8 | 18 | 5 | 48.0665
2025 | 8 | 18 | 6 | 51.1174
2025 | 8 | 18 | 7 | 55.341
2025 | 8 | 18 | 8 | 54.9461
2025 | 8 | 18 | 9 | 50.2627
2025 | 8 | 18 | 10 | 49.7606
2025 | 8 | 18 | 11 | 49.2007
2025 | 8 | 18 | 12 | 50.0621
2025 | 8 | 18 | 13 | 51.6233
2025 | 8 | 18 | 14 | 51.7798
2025 | 8 | 18 | 15 | 51.0637
2025 | 8 | 18 | 16 | 51.5386
2025 | 8 | 18 | 17 | 58.4106
2025 | 8 | 18 | 18 | 71.8844
2025 | 8 | 18 | 19 | 76.3326
2025 | 8 | 18 | 20 | 76.0632
2025 | 8 | 18 | 21 | 72.3557
2025 | 8 | 18 | 22 | 65.3931
2025 | 8 | 18 | 23 | 58.6916
2025 | 8 | 19 | 0 | 55.1725
2025 | 8 | 19 | 1 | 51.9257
2025 | 8 | 19 | 2 | 50.328
2025 | 8 | 19 | 3 | 49.849
2025 | 8 | 19 | 4 | 49.9397
2025 | 8 | 19 | 5 | 51.6057
2025 | 8 | 19 | 6 | 54.4085
2025 | 8 | 19 | 7 | 58.1528
2025 | 8 | 19 | 8 | 56.743
2025 | 8 | 19 | 9 | 51.7061
2025 | 8 | 19 | 10 | 51.0811
2025 | 8 | 19 | 11 | 50.398
2025 | 8 | 19 | 12 | 51.9688
2025 | 8 | 19 | 13 | 53.0395
2025 | 8 | 19 | 14 | 52.8873
2025 | 8 | 19 | 15 | 52.6625
2025 | 8 | 19 | 16 | 56.3839
2025 | 8 | 19 | 17 | 63.8894
2025 | 8 | 19 | 18 | 75.2174
2025 | 8 | 19 | 19 | 78.1029
2025 | 8 | 19 | 20 | 78.0063
2025 | 8 | 19 | 21 | 74.3532
2025 | 8 | 19 | 22 | 67.4672
2025 | 8 | 19 | 23 | 60.679
2025 | 8 | 20 | 0 | 57.2441
2025 | 8 | 20 | 1 | 55.0905
2025 | 8 | 20 | 2 | 53.3231
2025 | 8 | 20 | 3 | 52.6595
2025 | 8 | 20 | 4 | 52.665
2025 | 8 | 20 | 5 | 54.1464
2025 | 8 | 20 | 6 | 56.6431
2025 | 8 | 20 | 7 | 60.1243
2025 | 8 | 20 | 8 | 57.1581
2025 | 8 | 20 | 9 | 50.7025
2025 | 8 | 20 | 10 | 50.111
2025 | 8 | 20 | 11 | 50.6197
2025 | 8 | 20 | 12 | 53.0976
2025 | 8 | 20 | 13 | 55.1469
2025 | 8 | 20 | 14 | 55.4013
2025 | 8 | 20 | 15 | 54.7057
2025 | 8 | 20 | 16 | 57.977
2025 | 8 | 20 | 17 | 68.8642
2025 | 8 | 20 | 18 | 80.6443
2025 | 8 | 20 | 19 | 83.2368
2025 | 8 | 20 | 20 | 82.6189
2025 | 8 | 20 | 21 | 78.4809
2025 | 8 | 20 | 22 | 70.984
2025 | 8 | 20 | 23 | 63.7444
2025 | 8 | 21 | 0 | 60.776
2025 | 8 | 21 | 1 | 59.4583
2025 | 8 | 21 | 2 | 57.3755
2025 | 8 | 21 | 3 | 56.4608
2025 | 8 | 21 | 4 | 56.3098
2025 | 8 | 21 | 5 | 57.7959
2025 | 8 | 21 | 6 | 60.9358
2025 | 8 | 21 | 7 | 65.6378
2025 | 8 | 21 | 8 | 64.3028
2025 | 8 | 21 | 9 | 58.1181
2025 | 8 | 21 | 10 | 55.4144
2025 | 8 | 21 | 11 | 54.339
2025 | 8 | 21 | 12 | 57.1651
2025 | 8 | 21 | 13 | 58.7563
2025 | 8 | 21 | 14 | 59.2863
2025 | 8 | 21 | 15 | 59.7111
2025 | 8 | 21 | 16 | 66.285
2025 | 8 | 21 | 17 | 79.2362
2025 | 8 | 21 | 18 | 88.7824
2025 | 8 | 21 | 19 | 91.0582
2025 | 8 | 21 | 20 | 90.073
2025 | 8 | 21 | 21 | 85.8723
2025 | 8 | 21 | 22 | 78.4344
2025 | 8 | 21 | 23 | 70.6774
2025 | 8 | 22 | 0 | 66.0738
2025 | 8 | 22 | 1 | 62.1644
2025 | 8 | 22 | 2 | 59.832
2025 | 8 | 22 | 3 | 58.6968
2025 | 8 | 22 | 4 | 58.2984
2025 | 8 | 22 | 5 | 59.6765
2025 | 8 | 22 | 6 | 63.4382
2025 | 8 | 22 | 7 | 69.1507
2025 | 8 | 22 | 8 | 69.2278
2025 | 8 | 22 | 9 | 63.1188
2025 | 8 | 22 | 10 | 57.7343
2025 | 8 | 22 | 11 | 54.8998
2025 | 8 | 22 | 12 | 54.1901
2025 | 8 | 22 | 13 | 55.9201
2025 | 8 | 22 | 14 | 56.4876
2025 | 8 | 22 | 15 | 56.3689
2025 | 8 | 22 | 16 | 61.1394
2025 | 8 | 22 | 17 | 73.956
2025 | 8 | 22 | 18 | 88.3426
2025 | 8 | 22 | 19 | 91.2697
2025 | 8 | 22 | 20 | 89.9998
2025 | 8 | 22 | 21 | 85.7306
2025 | 8 | 22 | 22 | 78.6049
2025 | 8 | 22 | 23 | 70.9115
2025 | 8 | 23 | 0 | 63.7661
2025 | 8 | 23 | 1 | 60.6397
2025 | 8 | 23 | 2 | 58.0076
2025 | 8 | 23 | 3 | 56.3915
2025 | 8 | 23 | 4 | 55.4918
2025 | 8 | 23 | 5 | 55.5784
2025 | 8 | 23 | 6 | 56.6895
2025 | 8 | 23 | 7 | 60.5071
2025 | 8 | 23 | 8 | 63.061
2025 | 8 | 23 | 9 | 59.8748
2025 | 8 | 23 | 10 | 54.8249
2025 | 8 | 23 | 11 | 52.474
2025 | 8 | 23 | 12 | 53.5279
2025 | 8 | 23 | 13 | 53.5943
2025 | 8 | 23 | 14 | 53.7686
2025 | 8 | 23 | 15 | 54.7037
2025 | 8 | 23 | 16 | 62.552
2025 | 8 | 23 | 17 | 76.3251
2025 | 8 | 23 | 18 | 86.8988
2025 | 8 | 23 | 19 | 85.1005
2025 | 8 | 23 | 20 | 82.9147
2025 | 8 | 23 | 21 | 78.2763
2025 | 8 | 23 | 22 | 71.8448
2025 | 8 | 23 | 23 | 65.6599
2025 | 8 | 24 | 0 | 60.3698
2025 | 8 | 24 | 1 | 55.3351
2025 | 8 | 24 | 2 | 52.947
2025 | 8 | 24 | 3 | 51.5704
2025 | 8 | 24 | 4 | 50.8875
2025 | 8 | 24 | 5 | 51.0078
2025 | 8 | 24 | 6 | 51.0661
2025 | 8 | 24 | 7 | 52.3256
2025 | 8 | 24 | 8 | 50.7045
2025 | 8 | 24 | 9 | 44.8785
2025 | 8 | 24 | 10 | 41.9971
2025 | 8 | 24 | 11 | 42.4891
2025 | 8 | 24 | 12 | 43.9729
2025 | 8 | 24 | 13 | 45.0879
2025 | 8 | 24 | 14 | 44.3015
2025 | 8 | 24 | 15 | 43.9568
2025 | 8 | 24 | 16 | 44.3102
2025 | 8 | 24 | 17 | 54.6681
2025 | 8 | 24 | 18 | 66.7969
2025 | 8 | 24 | 19 | 70.0031
2025 | 8 | 24 | 20 | 69.2296
2025 | 8 | 24 | 21 | 65.0263
2025 | 8 | 24 | 22 | 58.9311
2025 | 8 | 24 | 23 | 53.7221
2025 | 8 | 25 | 0 | 51.829
2025 | 8 | 25 | 1 | 47.4394
2025 | 8 | 25 | 2 | 46.5064
2025 | 8 | 25 | 3 | 46.2752
2025 | 8 | 25 | 4 | 46.6557
2025 | 8 | 25 | 5 | 48.4116
2025 | 8 | 25 | 6 | 50.672
2025 | 8 | 25 | 7 | 53.796
2025 | 8 | 25 | 8 | 50.1068
2025 | 8 | 25 | 9 | 43.6168
2025 | 8 | 25 | 10 | 45.67
2025 | 8 | 25 | 11 | 47.9454
2025 | 8 | 25 | 12 | 48.5501
2025 | 8 | 25 | 13 | 51.1319
2025 | 8 | 25 | 14 | 51.4072
2025 | 8 | 25 | 15 | 50.8004
2025 | 8 | 25 | 16 | 49.2006
2025 | 8 | 25 | 17 | 56.4643
2025 | 8 | 25 | 18 | 68.9558
2025 | 8 | 25 | 19 | 74.2644
2025 | 8 | 25 | 20 | 73.895
2025 | 8 | 25 | 21 | 69.7971
2025 | 8 | 25 | 22 | 63.21
2025 | 8 | 25 | 23 | 57.0737
2025 | 8 | 26 | 0 | 54.1994
2025 | 8 | 26 | 1 | 50.3191
2025 | 8 | 26 | 2 | 49.0756
2025 | 8 | 26 | 3 | 48.6396
2025 | 8 | 26 | 4 | 48.8742
2025 | 8 | 26 | 5 | 50.6891
2025 | 8 | 26 | 6 | 53.2706
2025 | 8 | 26 | 7 | 57.0167
2025 | 8 | 26 | 8 | 53.2288
2025 | 8 | 26 | 9 | 46.0304
2025 | 8 | 26 | 10 | 46.8182
2025 | 8 | 26 | 11 | 48.0229
2025 | 8 | 26 | 12 | 49.9014
2025 | 8 | 26 | 13 | 51.6352
2025 | 8 | 26 | 14 | 51.657
2025 | 8 | 26 | 15 | 51.4385
2025 | 8 | 26 | 16 | 50.381
2025 | 8 | 26 | 17 | 57.1211
2025 | 8 | 26 | 18 | 72.1064
2025 | 8 | 26 | 19 | 76.1463
2025 | 8 | 26 | 20 | 76.0818
2025 | 8 | 26 | 21 | 72.2088
2025 | 8 | 26 | 22 | 65.784
2025 | 8 | 26 | 23 | 59.3551
2025 | 8 | 27 | 0 | 55.307
2025 | 8 | 27 | 1 | 52.9377
2025 | 8 | 27 | 2 | 51.4899
2025 | 8 | 27 | 3 | 50.9536
2025 | 8 | 27 | 4 | 51.099
2025 | 8 | 27 | 5 | 52.7713
2025 | 8 | 27 | 6 | 56.0329
2025 | 8 | 27 | 7 | 60.9002
2025 | 8 | 27 | 8 | 61.5631
2025 | 8 | 27 | 9 | 55.9992
2025 | 8 | 27 | 10 | 53.4166
2025 | 8 | 27 | 11 | 51.4273
2025 | 8 | 27 | 12 | 53.6628
2025 | 8 | 27 | 13 | 55.3615
2025 | 8 | 27 | 14 | 54.7557
2025 | 8 | 27 | 15 | 54.1592
2025 | 8 | 27 | 16 | 58.6498
2025 | 8 | 27 | 17 | 68.7225
2025 | 8 | 27 | 18 | 78.9534
2025 | 8 | 27 | 19 | 82.1177
2025 | 8 | 27 | 20 | 81.8703
2025 | 8 | 27 | 21 | 77.6365
2025 | 8 | 27 | 22 | 70.4688
2025 | 8 | 27 | 23 | 63.4797
2025 | 8 | 28 | 0 | 58.4763
2025 | 8 | 28 | 1 | 54.4609
2025 | 8 | 28 | 2 | 52.8213
2025 | 8 | 28 | 3 | 52.1372
2025 | 8 | 28 | 4 | 52.1567
2025 | 8 | 28 | 5 | 53.9697
2025 | 8 | 28 | 6 | 57.5908
2025 | 8 | 28 | 7 | 62.1648
2025 | 8 | 28 | 8 | 59.7038
2025 | 8 | 28 | 9 | 52.1502
2025 | 8 | 28 | 10 | 49.6462
2025 | 8 | 28 | 11 | 48.7196
2025 | 8 | 28 | 12 | 51.9579
2025 | 8 | 28 | 13 | 53.2552
2025 | 8 | 28 | 14 | 53.5867
2025 | 8 | 28 | 15 | 53.3601
2025 | 8 | 28 | 16 | 55.0342
2025 | 8 | 28 | 17 | 62.79
2025 | 8 | 28 | 18 | 73.5518
2025 | 8 | 28 | 19 | 77.5108
2025 | 8 | 28 | 20 | 77.1228
2025 | 8 | 28 | 21 | 73.1953
2025 | 8 | 28 | 22 | 67.0118
2025 | 8 | 28 | 23 | 60.8189
2025 | 8 | 29 | 0 | 57.6406
2025 | 8 | 29 | 1 | 52.889
2025 | 8 | 29 | 2 | 51.4518
2025 | 8 | 29 | 3 | 50.8388
2025 | 8 | 29 | 4 | 50.9704
2025 | 8 | 29 | 5 | 52.6816
2025 | 8 | 29 | 6 | 55.5348
2025 | 8 | 29 | 7 | 59.5818
2025 | 8 | 29 | 8 | 55.9445
2025 | 8 | 29 | 9 | 47.2748
2025 | 8 | 29 | 10 | 43.5623
2025 | 8 | 29 | 11 | 42.236
2025 | 8 | 29 | 12 | 42.837
2025 | 8 | 29 | 13 | 44.9749
2025 | 8 | 29 | 14 | 44.6613
2025 | 8 | 29 | 15 | 44.0827
2025 | 8 | 29 | 16 | 44.9954
2025 | 8 | 29 | 17 | 51.9861
2025 | 8 | 29 | 18 | 63.3998
2025 | 8 | 29 | 19 | 69.2349
2025 | 8 | 29 | 20 | 69.9256
2025 | 8 | 29 | 21 | 66.7622
2025 | 8 | 29 | 22 | 61.4233
2025 | 8 | 29 | 23 | 55.9124
2025 | 8 | 30 | 0 | 53.3528
2025 | 8 | 30 | 1 | 51.3026
2025 | 8 | 30 | 2 | 49.596
2025 | 8 | 30 | 3 | 48.5212
2025 | 8 | 30 | 4 | 48.3415
2025 | 8 | 30 | 5 | 48.9026
2025 | 8 | 30 | 6 | 49.4847
2025 | 8 | 30 | 7 | 51.7929
2025 | 8 | 30 | 8 | 51.5768
2025 | 8 | 30 | 9 | 43.946
2025 | 8 | 30 | 10 | 41.4143
2025 | 8 | 30 | 11 | 43.8003
2025 | 8 | 30 | 12 | 45.0982
2025 | 8 | 30 | 13 | 44.3151
2025 | 8 | 30 | 14 | 41.4708
2025 | 8 | 30 | 15 | 42.9551
2025 | 8 | 30 | 16 | 47.409
2025 | 8 | 30 | 17 | 57.783
2025 | 8 | 30 | 18 | 70.9025
2025 | 8 | 30 | 19 | 69.6791
2025 | 8 | 30 | 20 | 68.874
2025 | 8 | 30 | 21 | 64.7469
2025 | 8 | 30 | 22 | 59.8999
2025 | 8 | 30 | 23 | 55.2821
2025 | 8 | 31 | 0 | 51.6801
2025 | 8 | 31 | 1 | 50.7131
2025 | 8 | 31 | 2 | 49.006
2025 | 8 | 31 | 3 | 48.0209
2025 | 8 | 31 | 4 | 47.8542
2025 | 8 | 31 | 5 | 48.0917
2025 | 8 | 31 | 6 | 48.5944
2025 | 8 | 31 | 7 | 51.3263
2025 | 8 | 31 | 8 | 54.1406
2025 | 8 | 31 | 9 | 49.1808
2025 | 8 | 31 | 10 | 46.6929
2025 | 8 | 31 | 11 | 44.77
2025 | 8 | 31 | 12 | 44.3733
2025 | 8 | 31 | 13 | 45.479
2025 | 8 | 31 | 14 | 46.562
2025 | 8 | 31 | 15 | 49.9508
2025 | 8 | 31 | 16 | 54.6638
2025 | 8 | 31 | 17 | 66.0095
2025 | 8 | 31 | 18 | 79.1808
2025 | 8 | 31 | 19 | 80.6608
2025 | 8 | 31 | 20 | 79.1329
2025 | 8 | 31 | 21 | 74.5364
2025 | 8 | 31 | 22 | 68.1604
2025 | 8 | 31 | 23 | 62.229
2025 | 9 | 1 | 0 | 55.7022
2025 | 9 | 1 | 1 | 54.2865
2025 | 9 | 1 | 2 | 52.4755
2025 | 9 | 1 | 3 | 51.6439
2025 | 9 | 1 | 4 | 51.4682
2025 | 9 | 1 | 5 | 52.1098
2025 | 9 | 1 | 6 | 52.7515
2025 | 9 | 1 | 7 | 56.0406
2025 | 9 | 1 | 8 | 62.0163
2025 | 9 | 1 | 9 | 63.8553
2025 | 9 | 1 | 10 | 56.1654
2025 | 9 | 1 | 11 | 50.968
2025 | 9 | 1 | 12 | 53.9104
2025 | 9 | 1 | 13 | 54.6633
2025 | 9 | 1 | 14 | 53.838
2025 | 9 | 1 | 15 | 56.8829
2025 | 9 | 1 | 16 | 60.4692
2025 | 9 | 1 | 17 | 68.8327
2025 | 9 | 1 | 18 | 77.8681
2025 | 9 | 1 | 19 | 72.792
2025 | 9 | 1 | 20 | 71.4587
2025 | 9 | 1 | 21 | 65.2306
2025 | 9 | 1 | 22 | 58.8338
2025 | 9 | 1 | 23 | 53.9774
2025 | 9 | 2 | 0 | 51.1811
2025 | 9 | 2 | 1 | 50.8663
2025 | 9 | 2 | 2 | 49.8205
2025 | 9 | 2 | 3 | 49.7593
2025 | 9 | 2 | 4 | 49.8994
2025 | 9 | 2 | 5 | 51.7606
2025 | 9 | 2 | 6 | 55.9311
2025 | 9 | 2 | 7 | 61.5652
2025 | 9 | 2 | 8 | 63.7264
2025 | 9 | 2 | 9 | 61.4391
2025 | 9 | 2 | 10 | 58.7822
2025 | 9 | 2 | 11 | 54.6832
2025 | 9 | 2 | 12 | 54.514
2025 | 9 | 2 | 13 | 55.2973
2025 | 9 | 2 | 14 | 54.7192
2025 | 9 | 2 | 15 | 53.2123
2025 | 9 | 2 | 16 | 54.2223
2025 | 9 | 2 | 17 | 56.8138
2025 | 9 | 2 | 18 | 66.2215
2025 | 9 | 2 | 19 | 68.4712
2025 | 9 | 2 | 20 | 67.935
2025 | 9 | 2 | 21 | 63.6299
2025 | 9 | 2 | 22 | 58.0882
2025 | 9 | 2 | 23 | 53.1079
2025 | 9 | 3 | 0 | 51.8351
2025 | 9 | 3 | 1 | 51.5419
2025 | 9 | 3 | 2 | 50.7789
2025 | 9 | 3 | 3 | 50.7665
2025 | 9 | 3 | 4 | 51.1037
2025 | 9 | 3 | 5 | 52.9102
2025 | 9 | 3 | 6 | 56.177
2025 | 9 | 3 | 7 | 60.6788
2025 | 9 | 3 | 8 | 57.832
2025 | 9 | 3 | 9 | 51.6994
2025 | 9 | 3 | 10 | 49.9359
2025 | 9 | 3 | 11 | 48.1104
2025 | 9 | 3 | 12 | 47.9446
2025 | 9 | 3 | 13 | 50.4523
2025 | 9 | 3 | 14 | 49.9581
2025 | 9 | 3 | 15 | 48.6317
2025 | 9 | 3 | 16 | 49.6445
2025 | 9 | 3 | 17 | 57.1249
2025 | 9 | 3 | 18 | 70.065
2025 | 9 | 3 | 19 | 72.2217
2025 | 9 | 3 | 20 | 72.3691
2025 | 9 | 3 | 21 | 68.402
2025 | 9 | 3 | 22 | 62.5712
2025 | 9 | 3 | 23 | 57.1153
2025 | 9 | 4 | 0 | 55.1491
2025 | 9 | 4 | 1 | 51.295
2025 | 9 | 4 | 2 | 50.5096
2025 | 9 | 4 | 3 | 50.5247
2025 | 9 | 4 | 4 | 50.8981
2025 | 9 | 4 | 5 | 53.0989
2025 | 9 | 4 | 6 | 57.067
2025 | 9 | 4 | 7 | 62.3335
2025 | 9 | 4 | 8 | 62.2267
2025 | 9 | 4 | 9 | 58.8254
2025 | 9 | 4 | 10 | 58.1122
2025 | 9 | 4 | 11 | 54.5087
2025 | 9 | 4 | 12 | 58.1868
2025 | 9 | 4 | 13 | 59.5865
2025 | 9 | 4 | 14 | 57.4179
2025 | 9 | 4 | 15 | 56.8255
2025 | 9 | 4 | 16 | 59.7789
2025 | 9 | 4 | 17 | 66.3648
2025 | 9 | 4 | 18 | 71.4735
2025 | 9 | 4 | 19 | 72.6639
2025 | 9 | 4 | 20 | 72.7389
2025 | 9 | 4 | 21 | 68.6168
2025 | 9 | 4 | 22 | 63.0248
2025 | 9 | 4 | 23 | 57.3282
2025 | 9 | 5 | 0 | 54.5557
2025 | 9 | 5 | 1 | 52.2641
2025 | 9 | 5 | 2 | 51.3028
2025 | 9 | 5 | 3 | 51.1262
2025 | 9 | 5 | 4 | 51.2807
2025 | 9 | 5 | 5 | 53.1522
2025 | 9 | 5 | 6 | 57.1829
2025 | 9 | 5 | 7 | 63.4292
2025 | 9 | 5 | 8 | 64.8566
2025 | 9 | 5 | 9 | 60.9044
2025 | 9 | 5 | 10 | 58.8892
2025 | 9 | 5 | 11 | 55.1495
2025 | 9 | 5 | 12 | 58.1144
2025 | 9 | 5 | 13 | 58.8691
2025 | 9 | 5 | 14 | 57.0146
2025 | 9 | 5 | 15 | 55.5755
2025 | 9 | 5 | 16 | 61.221
2025 | 9 | 5 | 17 | 69.3152
2025 | 9 | 5 | 18 | 79.0439
2025 | 9 | 5 | 19 | 79.1728
2025 | 9 | 5 | 20 | 77.9695
2025 | 9 | 5 | 21 | 73.334
2025 | 9 | 5 | 22 | 67.2683
2025 | 9 | 5 | 23 | 61.1289
2025 | 9 | 6 | 0 | 56.2872
2025 | 9 | 6 | 1 | 51.8372
2025 | 9 | 6 | 2 | 50.1806
2025 | 9 | 6 | 3 | 49.4117
2025 | 9 | 6 | 4 | 49.0088
2025 | 9 | 6 | 5 | 49.2601
2025 | 9 | 6 | 6 | 51.2384
2025 | 9 | 6 | 7 | 55.245
2025 | 9 | 6 | 8 | 58.171
2025 | 9 | 6 | 9 | 56.138
2025 | 9 | 6 | 10 | 52.3241
2025 | 9 | 6 | 11 | 46.5363
2025 | 9 | 6 | 12 | 46.8426
2025 | 9 | 6 | 13 | 46.8901
2025 | 9 | 6 | 14 | 44.4879
2025 | 9 | 6 | 15 | 44.4344
2025 | 9 | 6 | 16 | 47.5425
2025 | 9 | 6 | 17 | 57.8565
2025 | 9 | 6 | 18 | 67.5127
2025 | 9 | 6 | 19 | 67.4563
2025 | 9 | 6 | 20 | 65.8073
2025 | 9 | 6 | 21 | 60.7214
2025 | 9 | 6 | 22 | 55.7622
2025 | 9 | 6 | 23 | 51.7465
2025 | 9 | 7 | 0 | 50.7855
2025 | 9 | 7 | 1 | 49.4975
2025 | 9 | 7 | 2 | 48.0557
2025 | 9 | 7 | 3 | 47.4638
2025 | 9 | 7 | 4 | 47.3113
2025 | 9 | 7 | 5 | 47.597
2025 | 9 | 7 | 6 | 48.2503
2025 | 9 | 7 | 7 | 51.1539
2025 | 9 | 7 | 8 | 51.8903
2025 | 9 | 7 | 9 | 45.9969
2025 | 9 | 7 | 10 | 42.4708
2025 | 9 | 7 | 11 | 42.6214
2025 | 9 | 7 | 12 | 44.7508
2025 | 9 | 7 | 13 | 44.5844
2025 | 9 | 7 | 14 | 44.8414
2025 | 9 | 7 | 15 | 45.6457
2025 | 9 | 7 | 16 | 49.1414
2025 | 9 | 7 | 17 | 61.172
2025 | 9 | 7 | 18 | 76.2645
2025 | 9 | 7 | 19 | 73.8546
2025 | 9 | 7 | 20 | 72.5584
2025 | 9 | 7 | 21 | 67.0224
2025 | 9 | 7 | 22 | 61.029
2025 | 9 | 7 | 23 | 55.711
2025 | 9 | 8 | 0 | 53.4269
2025 | 9 | 8 | 1 | 51.6658
2025 | 9 | 8 | 2 | 50.8952
2025 | 9 | 8 | 3 | 50.6723
2025 | 9 | 8 | 4 | 50.9503
2025 | 9 | 8 | 5 | 52.9315
2025 | 9 | 8 | 6 | 56.6406
2025 | 9 | 8 | 7 | 62.5982
2025 | 9 | 8 | 8 | 61.1909
2025 | 9 | 8 | 9 | 54.2964
2025 | 9 | 8 | 10 | 52.9514
2025 | 9 | 8 | 11 | 52.6365
2025 | 9 | 8 | 12 | 56.3064
2025 | 9 | 8 | 13 | 57.88
2025 | 9 | 8 | 14 | 57.036
2025 | 9 | 8 | 15 | 56.4
2025 | 9 | 8 | 16 | 57.5957
2025 | 9 | 8 | 17 | 65.7751
2025 | 9 | 8 | 18 | 79.4494
2025 | 9 | 8 | 19 | 80.7895
2025 | 9 | 8 | 20 | 79.0387
2025 | 9 | 8 | 21 | 73.4705
2025 | 9 | 8 | 22 | 67.0385
2025 | 9 | 8 | 23 | 60.9767
2025 | 9 | 9 | 0 | 58.6072
2025 | 9 | 9 | 1 | 55.1215
2025 | 9 | 9 | 2 | 53.9476
2025 | 9 | 9 | 3 | 53.7337
2025 | 9 | 9 | 4 | 53.8922
2025 | 9 | 9 | 5 | 55.6901
2025 | 9 | 9 | 6 | 60.6046
2025 | 9 | 9 | 7 | 67.5873
2025 | 9 | 9 | 8 | 69.3151
2025 | 9 | 9 | 9 | 64.4486
2025 | 9 | 9 | 10 | 60.0832
2025 | 9 | 9 | 11 | 55.4659
2025 | 9 | 9 | 12 | 57.9419
2025 | 9 | 9 | 13 | 58.9497
2025 | 9 | 9 | 14 | 57.6425
2025 | 9 | 9 | 15 | 57.4704
2025 | 9 | 9 | 16 | 62.2117
2025 | 9 | 9 | 17 | 68.2452
2025 | 9 | 9 | 18 | 77.7803
2025 | 9 | 9 | 19 | 75.2324
2025 | 9 | 9 | 20 | 74.3498
2025 | 9 | 9 | 21 | 69.573
2025 | 9 | 9 | 22 | 64.2531
2025 | 9 | 9 | 23 | 59.1854
2025 | 9 | 10 | 0 | 57.634
2025 | 9 | 10 | 1 | 56.0582
2025 | 9 | 10 | 2 | 55.0273
2025 | 9 | 10 | 3 | 54.6987
2025 | 9 | 10 | 4 | 54.8289
2025 | 9 | 10 | 5 | 56.6453
2025 | 9 | 10 | 6 | 59.8199
2025 | 9 | 10 | 7 | 66.6641
2025 | 9 | 10 | 8 | 68.3447
2025 | 9 | 10 | 9 | 60.708
2025 | 9 | 10 | 10 | 53.3075
2025 | 9 | 10 | 11 | 47.6208
2025 | 9 | 10 | 12 | 47.9941
2025 | 9 | 10 | 13 | 50.3569
2025 | 9 | 10 | 14 | 49.1765
2025 | 9 | 10 | 15 | 49.2964
2025 | 9 | 10 | 16 | 52.4147
2025 | 9 | 10 | 17 | 62.4937
2025 | 9 | 10 | 18 | 78.3008
2025 | 9 | 10 | 19 | 76.9844
2025 | 9 | 10 | 20 | 75.5487
2025 | 9 | 10 | 21 | 70.4264
2025 | 9 | 10 | 22 | 64.9091
2025 | 9 | 10 | 23 | 59.8602
2025 | 9 | 11 | 0 | 57.0639
2025 | 9 | 11 | 1 | 53.7204
2025 | 9 | 11 | 2 | 52.9172
2025 | 9 | 11 | 3 | 52.9753
2025 | 9 | 11 | 4 | 53.442
2025 | 9 | 11 | 5 | 55.6307
2025 | 9 | 11 | 6 | 60.0811
2025 | 9 | 11 | 7 | 65.9662
2025 | 9 | 11 | 8 | 65.9674
2025 | 9 | 11 | 9 | 61.4919
2025 | 9 | 11 | 10 | 57.8229
2025 | 9 | 11 | 11 | 52.6432
2025 | 9 | 11 | 12 | 47.9228
2025 | 9 | 11 | 13 | 50.7556
2025 | 9 | 11 | 14 | 48.8421
2025 | 9 | 11 | 15 | 49.1221
2025 | 9 | 11 | 16 | 50.639
2025 | 9 | 11 | 17 | 58.0016
2025 | 9 | 11 | 18 | 73.4231
2025 | 9 | 11 | 19 | 76.5353
2025 | 9 | 11 | 20 | 76.77
2025 | 9 | 11 | 21 | 72.6404
2025 | 9 | 11 | 22 | 67.6998
2025 | 9 | 11 | 23 | 62.5399
2025 | 9 | 12 | 0 | 57.697
2025 | 9 | 12 | 1 | 56.2713
2025 | 9 | 12 | 2 | 55.683
2025 | 9 | 12 | 3 | 55.7517
2025 | 9 | 12 | 4 | 56.2921
2025 | 9 | 12 | 5 | 58.6439
2025 | 9 | 12 | 6 | 62.3484
2025 | 9 | 12 | 7 | 68.3529
2025 | 9 | 12 | 8 | 66.8615
2025 | 9 | 12 | 9 | 60.2802
2025 | 9 | 12 | 10 | 56.3933
2025 | 9 | 12 | 11 | 50.5077
2025 | 9 | 12 | 12 | 50.3471
2025 | 9 | 12 | 13 | 51.5551
2025 | 9 | 12 | 14 | 48.9341
2025 | 9 | 12 | 15 | 49.2172
2025 | 9 | 12 | 16 | 52.8468
2025 | 9 | 12 | 17 | 60.5809
2025 | 9 | 12 | 18 | 72.2383
2025 | 9 | 12 | 19 | 75.7221
2025 | 9 | 12 | 20 | 75.7187
2025 | 9 | 12 | 21 | 71.8793
2025 | 9 | 12 | 22 | 67.3592
2025 | 9 | 12 | 23 | 62.5503
2025 | 9 | 13 | 0 | 58.9755
2025 | 9 | 13 | 1 | 57.6781
2025 | 9 | 13 | 2 | 56.8361
2025 | 9 | 13 | 3 | 56.5549
2025 | 9 | 13 | 4 | 56.7087
2025 | 9 | 13 | 5 | 57.7508
2025 | 9 | 13 | 6 | 59.4118
2025 | 9 | 13 | 7 | 63.0085
2025 | 9 | 13 | 8 | 60.2779
2025 | 9 | 13 | 9 | 51.4115
2025 | 9 | 13 | 10 | 48.017
2025 | 9 | 13 | 11 | 45.2315
2025 | 9 | 13 | 12 | 44.2002
2025 | 9 | 13 | 13 | 45.4187
2025 | 9 | 13 | 14 | 42.9547
2025 | 9 | 13 | 15 | 43.5682
2025 | 9 | 13 | 16 | 46.7763
2025 | 9 | 13 | 17 | 56.8177
2025 | 9 | 13 | 18 | 70.7528
2025 | 9 | 13 | 19 | 71.2451
2025 | 9 | 13 | 20 | 69.166
2025 | 9 | 13 | 21 | 64.3378
2025 | 9 | 13 | 22 | 60.0695
2025 | 9 | 13 | 23 | 56.296
2025 | 9 | 14 | 0 | 53.6127
2025 | 9 | 14 | 1 | 52.543
2025 | 9 | 14 | 2 | 51.7461
2025 | 9 | 14 | 3 | 51.5319
2025 | 9 | 14 | 4 | 51.8039
2025 | 9 | 14 | 5 | 52.8369
2025 | 9 | 14 | 6 | 54.9879
2025 | 9 | 14 | 7 | 59.055
2025 | 9 | 14 | 8 | 61.4014
2025 | 9 | 14 | 9 | 55.6041
2025 | 9 | 14 | 10 | 49.213
2025 | 9 | 14 | 11 | 43.9754
2025 | 9 | 14 | 12 | 45.975
2025 | 9 | 14 | 13 | 46.9306
2025 | 9 | 14 | 14 | 44.2095
2025 | 9 | 14 | 15 | 46.2203
2025 | 9 | 14 | 16 | 52.8793
2025 | 9 | 14 | 17 | 65.6005
2025 | 9 | 14 | 18 | 74.3097
2025 | 9 | 14 | 19 | 71.722
2025 | 9 | 14 | 20 | 69.4595
2025 | 9 | 14 | 21 | 64.0565
2025 | 9 | 14 | 22 | 59.0471
2025 | 9 | 14 | 23 | 54.9353
2025 | 9 | 15 | 0 | 52.1802
2025 | 9 | 15 | 1 | 52.3182
2025 | 9 | 15 | 2 | 52.0961
2025 | 9 | 15 | 3 | 52.3705
2025 | 9 | 15 | 4 | 53.1032
2025 | 9 | 15 | 5 | 55.569
2025 | 9 | 15 | 6 | 59.2371
2025 | 9 | 15 | 7 | 65.9294
2025 | 9 | 15 | 8 | 64.1684
2025 | 9 | 15 | 9 | 54.0991
2025 | 9 | 15 | 10 | 50.3485
2025 | 9 | 15 | 11 | 47.9967
2025 | 9 | 15 | 12 | 51.9741
2025 | 9 | 15 | 13 | 53.3163
2025 | 9 | 15 | 14 | 51.5394
2025 | 9 | 15 | 15 | 53.0316
2025 | 9 | 15 | 16 | 56.0513
2025 | 9 | 15 | 17 | 65.462
2025 | 9 | 15 | 18 | 74.0027
2025 | 9 | 15 | 19 | 74.9017
2025 | 9 | 15 | 20 | 73.5849
2025 | 9 | 15 | 21 | 68.5304
2025 | 9 | 15 | 22 | 63.1837
2025 | 9 | 15 | 23 | 58.4839
2025 | 9 | 16 | 0 | 56.6314
2025 | 9 | 16 | 1 | 53.1373
2025 | 9 | 16 | 2 | 52.5049
2025 | 9 | 16 | 3 | 52.6126
2025 | 9 | 16 | 4 | 53.1867
2025 | 9 | 16 | 5 | 55.4949
2025 | 9 | 16 | 6 | 59.9633
2025 | 9 | 16 | 7 | 66.9145
2025 | 9 | 16 | 8 | 65.7701
2025 | 9 | 16 | 9 | 56.7384
2025 | 9 | 16 | 10 | 51.7488
2025 | 9 | 16 | 11 | 48.1166
2025 | 9 | 16 | 12 | 52.9433
2025 | 9 | 16 | 13 | 54.1195
2025 | 9 | 16 | 14 | 52.6382
2025 | 9 | 16 | 15 | 54.4802
2025 | 9 | 16 | 16 | 58.0325
2025 | 9 | 16 | 17 | 66.8125
2025 | 9 | 16 | 18 | 77.4496
2025 | 9 | 16 | 19 | 76.2533
2025 | 9 | 16 | 20 | 74.4223
2025 | 9 | 16 | 21 | 69.09
2025 | 9 | 16 | 22 | 63.808
2025 | 9 | 16 | 23 | 59.051
2025 | 9 | 17 | 0 | 55.4159
2025 | 9 | 17 | 1 | 53.2335
2025 | 9 | 17 | 2 | 52.5473
2025 | 9 | 17 | 3 | 52.5066
2025 | 9 | 17 | 4 | 52.9771
2025 | 9 | 17 | 5 | 55.1938
2025 | 9 | 17 | 6 | 59.4165
2025 | 9 | 17 | 7 | 66.0664
2025 | 9 | 17 | 8 | 65.0408
2025 | 9 | 17 | 9 | 56.1176
2025 | 9 | 17 | 10 | 51.4995
2025 | 9 | 17 | 11 | 47.9089
2025 | 9 | 17 | 12 | 49.6192
2025 | 9 | 17 | 13 | 51.497
2025 | 9 | 17 | 14 | 50.6755
2025 | 9 | 17 | 15 | 51.1743
2025 | 9 | 17 | 16 | 52.5281
2025 | 9 | 17 | 17 | 61.8741
2025 | 9 | 17 | 18 | 72.2984
2025 | 9 | 17 | 19 | 73.7709
2025 | 9 | 17 | 20 | 72.5683
2025 | 9 | 17 | 21 | 67.7632
2025 | 9 | 17 | 22 | 62.382
2025 | 9 | 17 | 23 | 57.5152
2025 | 9 | 18 | 0 | 55.3273
2025 | 9 | 18 | 1 | 53.8613
2025 | 9 | 18 | 2 | 53.3184
2025 | 9 | 18 | 3 | 53.506
2025 | 9 | 18 | 4 | 54.1945
2025 | 9 | 18 | 5 | 56.6867
2025 | 9 | 18 | 6 | 60.2788
2025 | 9 | 18 | 7 | 67.3939
2025 | 9 | 18 | 8 | 68.8555
2025 | 9 | 18 | 9 | 63.4341
2025 | 9 | 18 | 10 | 57.8737
2025 | 9 | 18 | 11 | 52.0279
2025 | 9 | 18 | 12 | 52.4177
2025 | 9 | 18 | 13 | 54.015
2025 | 9 | 18 | 14 | 53.2048
2025 | 9 | 18 | 15 | 55.5499
2025 | 9 | 18 | 16 | 59.8219
2025 | 9 | 18 | 17 | 70.5398
2025 | 9 | 18 | 18 | 79.5829
2025 | 9 | 18 | 19 | 79.728
2025 | 9 | 18 | 20 | 78.2671
2025 | 9 | 18 | 21 | 73.513
2025 | 9 | 18 | 22 | 68.3823
2025 | 9 | 18 | 23 | 63.4464
2025 | 9 | 19 | 0 | 59.0642
2025 | 9 | 19 | 1 | 56.89
2025 | 9 | 19 | 2 | 56.1195
2025 | 9 | 19 | 3 | 56.0277
2025 | 9 | 19 | 4 | 56.4245
2025 | 9 | 19 | 5 | 58.6752
2025 | 9 | 19 | 6 | 62.4223
2025 | 9 | 19 | 7 | 68.8141
2025 | 9 | 19 | 8 | 67.718
2025 | 9 | 19 | 9 | 60.2016
2025 | 9 | 19 | 10 | 54.7418
2025 | 9 | 19 | 11 | 49.8643
2025 | 9 | 19 | 12 | 52.4266
2025 | 9 | 19 | 13 | 53.7019
2025 | 9 | 19 | 14 | 50.8638
2025 | 9 | 19 | 15 | 51.9284
2025 | 9 | 19 | 16 | 56.0043
2025 | 9 | 19 | 17 | 65.2926
2025 | 9 | 19 | 18 | 73.5295
2025 | 9 | 19 | 19 | 74.7569
2025 | 9 | 19 | 20 | 73.4986
2025 | 9 | 19 | 21 | 69.0197
2025 | 9 | 19 | 22 | 64.5023
2025 | 9 | 19 | 23 | 59.7544
2025 | 9 | 20 | 0 | 55.4199
2025 | 9 | 20 | 1 | 54.7007
2025 | 9 | 20 | 2 | 53.576
2025 | 9 | 20 | 3 | 52.8321
2025 | 9 | 20 | 4 | 52.8758
2025 | 9 | 20 | 5 | 53.8618
2025 | 9 | 20 | 6 | 54.9621
2025 | 9 | 20 | 7 | 60.0008
2025 | 9 | 20 | 8 | 62.6549
2025 | 9 | 20 | 9 | 55.9845
2025 | 9 | 20 | 10 | 50.3747
2025 | 9 | 20 | 11 | 47.195
2025 | 9 | 20 | 12 | 48.1934
2025 | 9 | 20 | 13 | 47.3718
2025 | 9 | 20 | 14 | 43.5195
2025 | 9 | 20 | 15 | 43.8581
2025 | 9 | 20 | 16 | 48.7624
2025 | 9 | 20 | 17 | 60.924
2025 | 9 | 20 | 18 | 75.0367
2025 | 9 | 20 | 19 | 73.0053
2025 | 9 | 20 | 20 | 69.2684
2025 | 9 | 20 | 21 | 63.6705
2025 | 9 | 20 | 22 | 59.4452
2025 | 9 | 20 | 23 | 55.7509
2025 | 9 | 21 | 0 | 52.5796
2025 | 9 | 21 | 1 | 50.7951
2025 | 9 | 21 | 2 | 49.7786
2025 | 9 | 21 | 3 | 49.4282
2025 | 9 | 21 | 4 | 49.5652
2025 | 9 | 21 | 5 | 50.325
2025 | 9 | 21 | 6 | 51.5754
2025 | 9 | 21 | 7 | 55.2258
2025 | 9 | 21 | 8 | 57.6349
2025 | 9 | 21 | 9 | 53.4866
2025 | 9 | 21 | 10 | 48.9631
2025 | 9 | 21 | 11 | 45.415
2025 | 9 | 21 | 12 | 44.9083
2025 | 9 | 21 | 13 | 44.8921
2025 | 9 | 21 | 14 | 44.1494
2025 | 9 | 21 | 15 | 45.7341
2025 | 9 | 21 | 16 | 47.3795
2025 | 9 | 21 | 17 | 58.0361
2025 | 9 | 21 | 18 | 68.8961
2025 | 9 | 21 | 19 | 69.0217
2025 | 9 | 21 | 20 | 66.3358
2025 | 9 | 21 | 21 | 60.8954
2025 | 9 | 21 | 22 | 55.8504
2025 | 9 | 21 | 23 | 51.9346
2025 | 9 | 22 | 0 | 50.6525
2025 | 9 | 22 | 1 | 47.998
2025 | 9 | 22 | 2 | 47.7981
2025 | 9 | 22 | 3 | 48.0017
2025 | 9 | 22 | 4 | 48.7977
2025 | 9 | 22 | 5 | 51.1994
2025 | 9 | 22 | 6 | 56.2013
2025 | 9 | 22 | 7 | 63.3423
2025 | 9 | 22 | 8 | 63.9964
2025 | 9 | 22 | 9 | 57.1663
2025 | 9 | 22 | 10 | 54.0093
2025 | 9 | 22 | 11 | 51.1314
2025 | 9 | 22 | 12 | 47.6127
2025 | 9 | 22 | 13 | 49.6364
2025 | 9 | 22 | 14 | 49.3092
2025 | 9 | 22 | 15 | 49.782
2025 | 9 | 22 | 16 | 47.9324
2025 | 9 | 22 | 17 | 55.4998
2025 | 9 | 22 | 18 | 69.0289
2025 | 9 | 22 | 19 | 72.1661
2025 | 9 | 22 | 20 | 70.5353
2025 | 9 | 22 | 21 | 65.3797
2025 | 9 | 22 | 22 | 59.9879
2025 | 9 | 22 | 23 | 55.1475
2025 | 9 | 23 | 0 | 53.3424
2025 | 9 | 23 | 1 | 49.5799
2025 | 9 | 23 | 2 | 48.9856
2025 | 9 | 23 | 3 | 49.0165
2025 | 9 | 23 | 4 | 49.5843
2025 | 9 | 23 | 5 | 51.8015
2025 | 9 | 23 | 6 | 56.1246
2025 | 9 | 23 | 7 | 62.4656
2025 | 9 | 23 | 8 | 61.0247
2025 | 9 | 23 | 9 | 53.9685
2025 | 9 | 23 | 10 | 51.1217
2025 | 9 | 23 | 11 | 48.754
2025 | 9 | 23 | 12 | 51.1218
2025 | 9 | 23 | 13 | 52.006
2025 | 9 | 23 | 14 | 50.8359
2025 | 9 | 23 | 15 | 51.4469
2025 | 9 | 23 | 16 | 51.9371
2025 | 9 | 23 | 17 | 58.7586
2025 | 9 | 23 | 18 | 74.2808
2025 | 9 | 23 | 19 | 74.4577
2025 | 9 | 23 | 20 | 72.2932
2025 | 9 | 23 | 21 | 66.8003
2025 | 9 | 23 | 22 | 61.3973
2025 | 9 | 23 | 23 | 56.4588
2025 | 9 | 24 | 0 | 52.6155
2025 | 9 | 24 | 1 | 50.401
2025 | 9 | 24 | 2 | 49.7003
2025 | 9 | 24 | 3 | 49.5253
2025 | 9 | 24 | 4 | 49.8814
2025 | 9 | 24 | 5 | 52.0006
2025 | 9 | 24 | 6 | 55.9513
2025 | 9 | 24 | 7 | 63.4416
2025 | 9 | 24 | 8 | 67.0875
2025 | 9 | 24 | 9 | 61.6801
2025 | 9 | 24 | 10 | 55.3715
2025 | 9 | 24 | 11 | 49.6433
2025 | 9 | 24 | 12 | 53.642
2025 | 9 | 24 | 13 | 54.3637
2025 | 9 | 24 | 14 | 52.029
2025 | 9 | 24 | 15 | 52.7057
2025 | 9 | 24 | 16 | 56.3977
2025 | 9 | 24 | 17 | 66.4882
2025 | 9 | 24 | 18 | 74.9957
2025 | 9 | 24 | 19 | 74.7918
2025 | 9 | 24 | 20 | 72.6359
2025 | 9 | 24 | 21 | 67.2766
2025 | 9 | 24 | 22 | 61.6978
2025 | 9 | 24 | 23 | 56.7075
2025 | 9 | 25 | 0 | 53.2875
2025 | 9 | 25 | 1 | 52.6561
2025 | 9 | 25 | 2 | 52.049
2025 | 9 | 25 | 3 | 52.0391
2025 | 9 | 25 | 4 | 52.4603
2025 | 9 | 25 | 5 | 54.8295
2025 | 9 | 25 | 6 | 58.8806
2025 | 9 | 25 | 7 | 66.4848
2025 | 9 | 25 | 8 | 69.7785
2025 | 9 | 25 | 9 | 62.9286
2025 | 9 | 25 | 10 | 54.7249
2025 | 9 | 25 | 11 | 48.03
2025 | 9 | 25 | 12 | 47.716
2025 | 9 | 25 | 13 | 48.9396
2025 | 9 | 25 | 14 | 46.7551
2025 | 9 | 25 | 15 | 48.4201
2025 | 9 | 25 | 16 | 52.8644
2025 | 9 | 25 | 17 | 64.655
2025 | 9 | 25 | 18 | 72.2786
2025 | 9 | 25 | 19 | 73.5824
2025 | 9 | 25 | 20 | 71.7872
2025 | 9 | 25 | 21 | 67.1871
2025 | 9 | 25 | 22 | 62.246
2025 | 9 | 25 | 23 | 57.3831
2025 | 9 | 26 | 0 | 54.9337
2025 | 9 | 26 | 1 | 54.1575
2025 | 9 | 26 | 2 | 53.6238
2025 | 9 | 26 | 3 | 53.7348
2025 | 9 | 26 | 4 | 54.2911
2025 | 9 | 26 | 5 | 56.7541
2025 | 9 | 26 | 6 | 59.9498
2025 | 9 | 26 | 7 | 66.1468
2025 | 9 | 26 | 8 | 64.8131
2025 | 9 | 26 | 9 | 56.5033
2025 | 9 | 26 | 10 | 49.9127
2025 | 9 | 26 | 11 | 45.1433
2025 | 9 | 26 | 12 | 51.2103
2025 | 9 | 26 | 13 | 51.8442
2025 | 9 | 26 | 14 | 49.0557
2025 | 9 | 26 | 15 | 50.3031
2025 | 9 | 26 | 16 | 55.6418
2025 | 9 | 26 | 17 | 65.9056
2025 | 9 | 26 | 18 | 74.5337
2025 | 9 | 26 | 19 | 74.6083
2025 | 9 | 26 | 20 | 72.5242
2025 | 9 | 26 | 21 | 67.8653
2025 | 9 | 26 | 22 | 63.1778
2025 | 9 | 26 | 23 | 58.4024
2025 | 9 | 27 | 0 | 54.0703
2025 | 9 | 27 | 1 | 54.8645
2025 | 9 | 27 | 2 | 53.9233
2025 | 9 | 27 | 3 | 53.3524
2025 | 9 | 27 | 4 | 53.5249
2025 | 9 | 27 | 5 | 54.6244
2025 | 9 | 27 | 6 | 56.4108
2025 | 9 | 27 | 7 | 61.1628
2025 | 9 | 27 | 8 | 61.3153
2025 | 9 | 27 | 9 | 52.3734
2025 | 9 | 27 | 10 | 46.7461
2025 | 9 | 27 | 11 | 42.2034
2025 | 9 | 27 | 12 | 44.4784
2025 | 9 | 27 | 13 | 45.2005
2025 | 9 | 27 | 14 | 42.8835
2025 | 9 | 27 | 15 | 43.7589
2025 | 9 | 27 | 16 | 48.8635
2025 | 9 | 27 | 17 | 59.7029
2025 | 9 | 27 | 18 | 69.1936
2025 | 9 | 27 | 19 | 70.6116
2025 | 9 | 27 | 20 | 67.7274
2025 | 9 | 27 | 21 | 62.8089
2025 | 9 | 27 | 22 | 58.7242
2025 | 9 | 27 | 23 | 55.0845
2025 | 9 | 28 | 0 | 53.6886
2025 | 9 | 28 | 1 | 52.1327
2025 | 9 | 28 | 2 | 51.2451
2025 | 9 | 28 | 3 | 50.8563
2025 | 9 | 28 | 4 | 51.0942
2025 | 9 | 28 | 5 | 52.0912
2025 | 9 | 28 | 6 | 53.3741
2025 | 9 | 28 | 7 | 56.1748
2025 | 9 | 28 | 8 | 54.6514
2025 | 9 | 28 | 9 | 46.824
2025 | 9 | 28 | 10 | 43.0584
2025 | 9 | 28 | 11 | 41.9936
2025 | 9 | 28 | 12 | 45.2766
2025 | 9 | 28 | 13 | 45.0782
2025 | 9 | 28 | 14 | 42.0926
2025 | 9 | 28 | 15 | 43.5654
2025 | 9 | 28 | 16 | 49.6687
2025 | 9 | 28 | 17 | 63.2679
2025 | 9 | 28 | 18 | 73.8207
2025 | 9 | 28 | 19 | 71.452
2025 | 9 | 28 | 20 | 68.0726
2025 | 9 | 28 | 21 | 62.4793
2025 | 9 | 28 | 22 | 57.6183
2025 | 9 | 28 | 23 | 53.7359
2025 | 9 | 29 | 0 | 50.2526
2025 | 9 | 29 | 1 | 47.8453
2025 | 9 | 29 | 2 | 47.5458
2025 | 9 | 29 | 3 | 47.5994
2025 | 9 | 29 | 4 | 48.1724
2025 | 9 | 29 | 5 | 50.5254
2025 | 9 | 29 | 6 | 53.9689
2025 | 9 | 29 | 7 | 61.9431
2025 | 9 | 29 | 8 | 65.4139
2025 | 9 | 29 | 9 | 57.2197
2025 | 9 | 29 | 10 | 50.7762
2025 | 9 | 29 | 11 | 46.083
2025 | 9 | 29 | 12 | 44.7555
2025 | 9 | 29 | 13 | 45.936
2025 | 9 | 29 | 14 | 45.6519
2025 | 9 | 29 | 15 | 46.741
2025 | 9 | 29 | 16 | 48.0837
2025 | 9 | 29 | 17 | 57.4575
2025 | 9 | 29 | 18 | 69.7498
2025 | 9 | 29 | 19 | 70.4148
2025 | 9 | 29 | 20 | 68.1061
2025 | 9 | 29 | 21 | 63.1303
2025 | 9 | 29 | 22 | 58.0724
2025 | 9 | 29 | 23 | 53.8064
2025 | 9 | 30 | 0 | 52.254
2025 | 9 | 30 | 1 | 47.7585
2025 | 9 | 30 | 2 | 47.1895
2025 | 9 | 30 | 3 | 47.1884
2025 | 9 | 30 | 4 | 47.7299
2025 | 9 | 30 | 5 | 49.8607
2025 | 9 | 30 | 6 | 52.6847
2025 | 9 | 30 | 7 | 58.4342
2025 | 9 | 30 | 8 | 55.0458
2025 | 9 | 30 | 9 | 45.0389
2025 | 9 | 30 | 10 | 42.3167
2025 | 9 | 30 | 11 | 41.4533
2025 | 9 | 30 | 12 | 43.9205
2025 | 9 | 30 | 13 | 45.1882
2025 | 9 | 30 | 14 | 45.029
2025 | 9 | 30 | 15 | 45.8922
2025 | 9 | 30 | 16 | 46.563
2025 | 9 | 30 | 17 | 53.8587
2025 | 9 | 30 | 18 | 63.6684
2025 | 9 | 30 | 19 | 64.9523
2025 | 9 | 30 | 20 | 63.0419
2025 | 9 | 30 | 21 | 58.5363
2025 | 9 | 30 | 22 | 53.926
2025 | 9 | 30 | 23 | 49.7798
2025 | 10 | 1 | 0 | 49.3816
2025 | 10 | 1 | 1 | 48.5115
2025 | 10 | 1 | 2 | 47.7947
2025 | 10 | 1 | 3 | 47.7385
2025 | 10 | 1 | 4 | 48.0309
2025 | 10 | 1 | 5 | 49.9951
2025 | 10 | 1 | 6 | 54.5031
2025 | 10 | 1 | 7 | 61.1667
2025 | 10 | 1 | 8 | 61.3183
2025 | 10 | 1 | 9 | 56.0821
2025 | 10 | 1 | 10 | 54.4483
2025 | 10 | 1 | 11 | 52.0929
2025 | 10 | 1 | 12 | 52.913
2025 | 10 | 1 | 13 | 52.9943
2025 | 10 | 1 | 14 | 52.9177
2025 | 10 | 1 | 15 | 52.8822
2025 | 10 | 1 | 16 | 52.4176
2025 | 10 | 1 | 17 | 58.333
2025 | 10 | 1 | 18 | 64.694
2025 | 10 | 1 | 19 | 65.551
2025 | 10 | 1 | 20 | 62.9047
2025 | 10 | 1 | 21 | 58.7343
2025 | 10 | 1 | 22 | 54.258
2025 | 10 | 1 | 23 | 50.094
2025 | 10 | 2 | 0 | 50.2172
2025 | 10 | 2 | 1 | 44.0243
2025 | 10 | 2 | 2 | 43.2421
2025 | 10 | 2 | 3 | 43.0053
2025 | 10 | 2 | 4 | 43.2727
2025 | 10 | 2 | 5 | 45.2383
2025 | 10 | 2 | 6 | 49.0285
2025 | 10 | 2 | 7 | 54.9836
2025 | 10 | 2 | 8 | 56.2668
2025 | 10 | 2 | 9 | 51.9439
2025 | 10 | 2 | 10 | 48.7624
2025 | 10 | 2 | 11 | 46.5911
2025 | 10 | 2 | 12 | 48.0831
2025 | 10 | 2 | 13 | 48.0074
2025 | 10 | 2 | 14 | 48.1491
2025 | 10 | 2 | 15 | 48.072
2025 | 10 | 2 | 16 | 48.5093
2025 | 10 | 2 | 17 | 53.5897
2025 | 10 | 2 | 18 | 57.3591
2025 | 10 | 2 | 19 | 56.2758
2025 | 10 | 2 | 20 | 54.373
2025 | 10 | 2 | 21 | 51.1445
2025 | 10 | 2 | 22 | 47.9353
2025 | 10 | 2 | 23 | 44.6634
2025 | 10 | 3 | 0 | 44.731
2025 | 10 | 3 | 1 | 41.0903
2025 | 10 | 3 | 2 | 40.3741
2025 | 10 | 3 | 3 | 40.2384
2025 | 10 | 3 | 4 | 40.5934
2025 | 10 | 3 | 5 | 42.286
2025 | 10 | 3 | 6 | 45.835
2025 | 10 | 3 | 7 | 52.0752
2025 | 10 | 3 | 8 | 55.763
2025 | 10 | 3 | 9 | 53.5384
2025 | 10 | 3 | 10 | 47.7166
2025 | 10 | 3 | 11 | 43.3797
2025 | 10 | 3 | 12 | 40.3318
2025 | 10 | 3 | 13 | 41.2539
2025 | 10 | 3 | 14 | 40.9553
2025 | 10 | 3 | 15 | 42.092
2025 | 10 | 3 | 16 | 45.4353
2025 | 10 | 3 | 17 | 54.2765
2025 | 10 | 3 | 18 | 61.7485
2025 | 10 | 3 | 19 | 61.0497
2025 | 10 | 3 | 20 | 58.2097
2025 | 10 | 3 | 21 | 54.4467
2025 | 10 | 3 | 22 | 50.6533
2025 | 10 | 3 | 23 | 46.8017
2025 | 10 | 4 | 0 | 44.8154
2025 | 10 | 4 | 1 | 43.7199
2025 | 10 | 4 | 2 | 42.818
2025 | 10 | 4 | 3 | 42.2037
2025 | 10 | 4 | 4 | 42.2741
2025 | 10 | 4 | 5 | 43.1883
2025 | 10 | 4 | 6 | 44.8891
2025 | 10 | 4 | 7 | 50.1104
2025 | 10 | 4 | 8 | 54.2133
2025 | 10 | 4 | 9 | 49.8504
2025 | 10 | 4 | 10 | 44.5781
2025 | 10 | 4 | 11 | 40.9354
2025 | 10 | 4 | 12 | 39.6221
2025 | 10 | 4 | 13 | 39.6859
2025 | 10 | 4 | 14 | 38.3912
2025 | 10 | 4 | 15 | 40.9211
2025 | 10 | 4 | 16 | 45.6842
2025 | 10 | 4 | 17 | 56.6948
2025 | 10 | 4 | 18 | 63.9886
2025 | 10 | 4 | 19 | 61.9191
2025 | 10 | 4 | 20 | 57.9397
2025 | 10 | 4 | 21 | 53.6171
2025 | 10 | 4 | 22 | 50.0564
2025 | 10 | 4 | 23 | 46.9385
2025 | 10 | 5 | 0 | 45.6326
2025 | 10 | 5 | 1 | 43.238
2025 | 10 | 5 | 2 | 42.3766
2025 | 10 | 5 | 3 | 41.807
2025 | 10 | 5 | 4 | 41.9318
2025 | 10 | 5 | 5 | 42.7488
2025 | 10 | 5 | 6 | 43.768
2025 | 10 | 5 | 7 | 48.0511
2025 | 10 | 5 | 8 | 52.154
2025 | 10 | 5 | 9 | 48.5421
2025 | 10 | 5 | 10 | 44.7175
2025 | 10 | 5 | 11 | 40.8641
2025 | 10 | 5 | 12 | 40.6708
2025 | 10 | 5 | 13 | 41.4214
2025 | 10 | 5 | 14 | 41.6026
2025 | 10 | 5 | 15 | 42.6147
2025 | 10 | 5 | 16 | 47.2628
2025 | 10 | 5 | 17 | 56.6936
2025 | 10 | 5 | 18 | 61.9082
2025 | 10 | 5 | 19 | 60.1642
2025 | 10 | 5 | 20 | 56.2185
2025 | 10 | 5 | 21 | 51.924
2025 | 10 | 5 | 22 | 47.8808
2025 | 10 | 5 | 23 | 44.5083
2025 | 10 | 6 | 0 | 43.3447
2025 | 10 | 6 | 1 | 41.0167
2025 | 10 | 6 | 2 | 40.7351
2025 | 10 | 6 | 3 | 40.8722
2025 | 10 | 6 | 4 | 41.4384
2025 | 10 | 6 | 5 | 43.5377
2025 | 10 | 6 | 6 | 48.1444
2025 | 10 | 6 | 7 | 53.9879
2025 | 10 | 6 | 8 | 54.8814
2025 | 10 | 6 | 9 | 49.5846
2025 | 10 | 6 | 10 | 46.3605
2025 | 10 | 6 | 11 | 43.9027
2025 | 10 | 6 | 12 | 42.0326
2025 | 10 | 6 | 13 | 42.6564
2025 | 10 | 6 | 14 | 42.8675
2025 | 10 | 6 | 15 | 44.455
2025 | 10 | 6 | 16 | 46.3657
2025 | 10 | 6 | 17 | 54.4534
2025 | 10 | 6 | 18 | 60.8113
2025 | 10 | 6 | 19 | 60.4134
2025 | 10 | 6 | 20 | 57.6377
2025 | 10 | 6 | 21 | 53.6714
2025 | 10 | 6 | 22 | 49.4413
2025 | 10 | 6 | 23 | 45.7328
2025 | 10 | 7 | 0 | 45.2162
2025 | 10 | 7 | 1 | 43.1614
2025 | 10 | 7 | 2 | 42.6071
2025 | 10 | 7 | 3 | 42.6509
2025 | 10 | 7 | 4 | 43.1328
2025 | 10 | 7 | 5 | 45.1253
2025 | 10 | 7 | 6 | 49.8735
2025 | 10 | 7 | 7 | 55.6854
2025 | 10 | 7 | 8 | 55.8228
2025 | 10 | 7 | 9 | 50.4018
2025 | 10 | 7 | 10 | 46.8579
2025 | 10 | 7 | 11 | 43.8723
2025 | 10 | 7 | 12 | 43.6758
2025 | 10 | 7 | 13 | 43.8023
2025 | 10 | 7 | 14 | 43.9956
2025 | 10 | 7 | 15 | 45.9972
2025 | 10 | 7 | 16 | 49.0258
2025 | 10 | 7 | 17 | 56.9546
2025 | 10 | 7 | 18 | 63.2759
2025 | 10 | 7 | 19 | 61.7477
2025 | 10 | 7 | 20 | 58.8245
2025 | 10 | 7 | 21 | 54.8608
2025 | 10 | 7 | 22 | 50.7533
2025 | 10 | 7 | 23 | 47.0732
2025 | 10 | 8 | 0 | 45.5003
2025 | 10 | 8 | 1 | 45.1643
2025 | 10 | 8 | 2 | 44.6216
2025 | 10 | 8 | 3 | 44.5747
2025 | 10 | 8 | 4 | 44.9295
2025 | 10 | 8 | 5 | 46.8696
2025 | 10 | 8 | 6 | 50.8707
2025 | 10 | 8 | 7 | 57.0395
2025 | 10 | 8 | 8 | 58.7081
2025 | 10 | 8 | 9 | 52.0111
2025 | 10 | 8 | 10 | 46.7457
2025 | 10 | 8 | 11 | 43.0934
2025 | 10 | 8 | 12 | 43.6479
2025 | 10 | 8 | 13 | 44.2443
2025 | 10 | 8 | 14 | 43.0896
2025 | 10 | 8 | 15 | 44.3357
2025 | 10 | 8 | 16 | 47.7599
2025 | 10 | 8 | 17 | 57.3669
2025 | 10 | 8 | 18 | 59.7195
2025 | 10 | 8 | 19 | 59.82
2025 | 10 | 8 | 20 | 57.6553
2025 | 10 | 8 | 21 | 54.1006
2025 | 10 | 8 | 22 | 50.1227
2025 | 10 | 8 | 23 | 46.3954
2025 | 10 | 9 | 0 | 44.45
2025 | 10 | 9 | 1 | 43.4156
2025 | 10 | 9 | 2 | 42.9332
2025 | 10 | 9 | 3 | 42.9789
2025 | 10 | 9 | 4 | 43.4434
2025 | 10 | 9 | 5 | 45.5069
2025 | 10 | 9 | 6 | 49.0499
2025 | 10 | 9 | 7 | 54.4627
2025 | 10 | 9 | 8 | 53.5292
2025 | 10 | 9 | 9 | 45.8686
2025 | 10 | 9 | 10 | 41.4282
2025 | 10 | 9 | 11 | 39.6139
2025 | 10 | 9 | 12 | 39.1977
2025 | 10 | 9 | 13 | 40.0224
2025 | 10 | 9 | 14 | 40.1707
2025 | 10 | 9 | 15 | 41.2505
2025 | 10 | 9 | 16 | 42.835
2025 | 10 | 9 | 17 | 51.6163
2025 | 10 | 9 | 18 | 58.148
2025 | 10 | 9 | 19 | 58.8631
2025 | 10 | 9 | 20 | 56.6756
2025 | 10 | 9 | 21 | 53.451
2025 | 10 | 9 | 22 | 49.7608
2025 | 10 | 9 | 23 | 46.1123
2025 | 10 | 10 | 0 | 44.4707
2025 | 10 | 10 | 1 | 43.9533
2025 | 10 | 10 | 2 | 43.35
2025 | 10 | 10 | 3 | 43.243
2025 | 10 | 10 | 4 | 43.5866
2025 | 10 | 10 | 5 | 45.5426
2025 | 10 | 10 | 6 | 48.5271
2025 | 10 | 10 | 7 | 54.6699
2025 | 10 | 10 | 8 | 54.9889
2025 | 10 | 10 | 9 | 46.1238
2025 | 10 | 10 | 10 | 40.0404
2025 | 10 | 10 | 11 | 37.385
2025 | 10 | 10 | 12 | 38.0737
2025 | 10 | 10 | 13 | 38.7036
2025 | 10 | 10 | 14 | 38.1154
2025 | 10 | 10 | 15 | 38.9052
2025 | 10 | 10 | 16 | 41.8293
2025 | 10 | 10 | 17 | 50.9493
2025 | 10 | 10 | 18 | 56.1844
2025 | 10 | 10 | 19 | 56.9169
2025 | 10 | 10 | 20 | 54.6288
2025 | 10 | 10 | 21 | 51.5395
2025 | 10 | 10 | 22 | 48.2364
2025 | 10 | 10 | 23 | 44.7368
2025 | 10 | 11 | 0 | 43.6231
2025 | 10 | 11 | 1 | 42.1774
2025 | 10 | 11 | 2 | 41.564
2025 | 10 | 11 | 3 | 41.3445
2025 | 10 | 11 | 4 | 41.5828
2025 | 10 | 11 | 5 | 42.6558
2025 | 10 | 11 | 6 | 44.8462
2025 | 10 | 11 | 7 | 48.3113
2025 | 10 | 11 | 8 | 47.7269
2025 | 10 | 11 | 9 | 41.0767
2025 | 10 | 11 | 10 | 37.2519
2025 | 10 | 11 | 11 | 35.0016
2025 | 10 | 11 | 12 | 33.5777
2025 | 10 | 11 | 13 | 33.6173
2025 | 10 | 11 | 14 | 32.5049
2025 | 10 | 11 | 15 | 33.236
2025 | 10 | 11 | 16 | 36.2794
2025 | 10 | 11 | 17 | 45.0056
2025 | 10 | 11 | 18 | 56.2928
2025 | 10 | 11 | 19 | 55.8612
2025 | 10 | 11 | 20 | 52.7262
2025 | 10 | 11 | 21 | 49.1354
2025 | 10 | 11 | 22 | 46.0669
2025 | 10 | 11 | 23 | 43.3297
2025 | 10 | 12 | 0 | 41.7526
2025 | 10 | 12 | 1 | 40.9044
2025 | 10 | 12 | 2 | 39.8772
2025 | 10 | 12 | 3 | 39.2917
2025 | 10 | 12 | 4 | 39.2972
2025 | 10 | 12 | 5 | 39.9892
2025 | 10 | 12 | 6 | 40.9076
2025 | 10 | 12 | 7 | 44.0272
2025 | 10 | 12 | 8 | 47.0076
2025 | 10 | 12 | 9 | 43.0724
2025 | 10 | 12 | 10 | 39.8008
2025 | 10 | 12 | 11 | 39.3082
2025 | 10 | 12 | 12 | 38.9232
2025 | 10 | 12 | 13 | 37.7221
2025 | 10 | 12 | 14 | 35.7328
2025 | 10 | 12 | 15 | 35.5688
2025 | 10 | 12 | 16 | 39.0468
2025 | 10 | 12 | 17 | 49.4027
2025 | 10 | 12 | 18 | 57.7856
2025 | 10 | 12 | 19 | 55.7003
2025 | 10 | 12 | 20 | 52.0225
2025 | 10 | 12 | 21 | 47.872
2025 | 10 | 12 | 22 | 44.1897
2025 | 10 | 12 | 23 | 41.2132
2025 | 10 | 13 | 0 | 38.9971
2025 | 10 | 13 | 1 | 40.8971
2025 | 10 | 13 | 2 | 40.1067
2025 | 10 | 13 | 3 | 39.7168
2025 | 10 | 13 | 4 | 39.9429
2025 | 10 | 13 | 5 | 40.6511
2025 | 10 | 13 | 6 | 41.2403
2025 | 10 | 13 | 7 | 46.4261
2025 | 10 | 13 | 8 | 54.0388
2025 | 10 | 13 | 9 | 48.7083
2025 | 10 | 13 | 10 | 39.3855
2025 | 10 | 13 | 11 | 33.2443
2025 | 10 | 13 | 12 | 31.2274
2025 | 10 | 13 | 13 | 32.4488
2025 | 10 | 13 | 14 | 33.4706
2025 | 10 | 13 | 15 | 35.6578
2025 | 10 | 13 | 16 | 39.5112
2025 | 10 | 13 | 17 | 52.1714
2025 | 10 | 13 | 18 | 60.0702
2025 | 10 | 13 | 19 | 57.7206
2025 | 10 | 13 | 20 | 53.7166
2025 | 10 | 13 | 21 | 49.9406
2025 | 10 | 13 | 22 | 46.1013
2025 | 10 | 13 | 23 | 43.6549
2025 | 10 | 14 | 0 | 41.679
2025 | 10 | 14 | 1 | 44.2794
2025 | 10 | 14 | 2 | 43.8712
2025 | 10 | 14 | 3 | 44.166
2025 | 10 | 14 | 4 | 44.9118
2025 | 10 | 14 | 5 | 47.1887
2025 | 10 | 14 | 6 | 50.5803
2025 | 10 | 14 | 7 | 56.3175
2025 | 10 | 14 | 8 | 56.8866
2025 | 10 | 14 | 9 | 51.2899
2025 | 10 | 14 | 10 | 47.3104
2025 | 10 | 14 | 11 | 44.1994
2025 | 10 | 14 | 12 | 41.1745
2025 | 10 | 14 | 13 | 42.3611
2025 | 10 | 14 | 14 | 41.7071
2025 | 10 | 14 | 15 | 43.4425
2025 | 10 | 14 | 16 | 46.4671
2025 | 10 | 14 | 17 | 54.4264
2025 | 10 | 14 | 18 | 60.7677
2025 | 10 | 14 | 19 | 62.2267
2025 | 10 | 14 | 20 | 60.6036
2025 | 10 | 14 | 21 | 57.3811
2025 | 10 | 14 | 22 | 53.6484
2025 | 10 | 14 | 23 | 49.733
2025 | 10 | 15 | 0 | 48.8475
2025 | 10 | 15 | 1 | 45.6146
2025 | 10 | 15 | 2 | 45.3255
2025 | 10 | 15 | 3 | 45.4618
2025 | 10 | 15 | 4 | 45.9412
2025 | 10 | 15 | 5 | 47.8474
2025 | 10 | 15 | 6 | 51.2631
2025 | 10 | 15 | 7 | 56.2458
2025 | 10 | 15 | 8 | 56.4439
2025 | 10 | 15 | 9 | 50.1586
2025 | 10 | 15 | 10 | 45.767
2025 | 10 | 15 | 11 | 42.3973
2025 | 10 | 15 | 12 | 42.8556
2025 | 10 | 15 | 13 | 42.7752
2025 | 10 | 15 | 14 | 41.3782
2025 | 10 | 15 | 15 | 41.4182
2025 | 10 | 15 | 16 | 44.8085
2025 | 10 | 15 | 17 | 52.6417
2025 | 10 | 15 | 18 | 60.8375
2025 | 10 | 15 | 19 | 61.3452
2025 | 10 | 15 | 20 | 59.4323
2025 | 10 | 15 | 21 | 56.1597
2025 | 10 | 15 | 22 | 52.0665
2025 | 10 | 15 | 23 | 48.3207
2025 | 10 | 16 | 0 | 45.3854
2025 | 10 | 16 | 1 | 45.3319
2025 | 10 | 16 | 2 | 44.8022
2025 | 10 | 16 | 3 | 44.7464
2025 | 10 | 16 | 4 | 45.0819
2025 | 10 | 16 | 5 | 46.9908
2025 | 10 | 16 | 6 | 50.7605
2025 | 10 | 16 | 7 | 55.6077
2025 | 10 | 16 | 8 | 53.6298
2025 | 10 | 16 | 9 | 45.3994
2025 | 10 | 16 | 10 | 42.2366
2025 | 10 | 16 | 11 | 41.2836
2025 | 10 | 16 | 12 | 40.6068
2025 | 10 | 16 | 13 | 41.6166
2025 | 10 | 16 | 14 | 41.9519
2025 | 10 | 16 | 15 | 42.3508
2025 | 10 | 16 | 16 | 43.7389
2025 | 10 | 16 | 17 | 52.1615
2025 | 10 | 16 | 18 | 61.337
2025 | 10 | 16 | 19 | 60.3186
2025 | 10 | 16 | 20 | 57.7325
2025 | 10 | 16 | 21 | 54.339
2025 | 10 | 16 | 22 | 50.5898
2025 | 10 | 16 | 23 | 46.8913
2025 | 10 | 17 | 0 | 43.4932
2025 | 10 | 17 | 1 | 41.9193
2025 | 10 | 17 | 2 | 41.2551
2025 | 10 | 17 | 3 | 41.1403
2025 | 10 | 17 | 4 | 41.5382
2025 | 10 | 17 | 5 | 43.4982
2025 | 10 | 17 | 6 | 47.5937
2025 | 10 | 17 | 7 | 53.8191
2025 | 10 | 17 | 8 | 56.4397
2025 | 10 | 17 | 9 | 51.9532
2025 | 10 | 17 | 10 | 46.7026
2025 | 10 | 17 | 11 | 43.1684
2025 | 10 | 17 | 12 | 40.327
2025 | 10 | 17 | 13 | 40.6848
2025 | 10 | 17 | 14 | 40.6075
2025 | 10 | 17 | 15 | 41.1407
2025 | 10 | 17 | 16 | 44.9859
2025 | 10 | 17 | 17 | 53.249
2025 | 10 | 17 | 18 | 59.551
2025 | 10 | 17 | 19 | 59.7321
2025 | 10 | 17 | 20 | 57.4447
2025 | 10 | 17 | 21 | 54.4936
2025 | 10 | 17 | 22 | 51.0924
2025 | 10 | 17 | 23 | 47.6017
2025 | 10 | 18 | 0 | 44.7831
2025 | 10 | 18 | 1 | 43.4185
2025 | 10 | 18 | 2 | 42.8005
2025 | 10 | 18 | 3 | 42.5734
2025 | 10 | 18 | 4 | 42.791
2025 | 10 | 18 | 5 | 43.9039
2025 | 10 | 18 | 6 | 45.618
2025 | 10 | 18 | 7 | 49.5755
2025 | 10 | 18 | 8 | 51.4211
2025 | 10 | 18 | 9 | 47.6764
2025 | 10 | 18 | 10 | 44.7853
2025 | 10 | 18 | 11 | 41.4478
2025 | 10 | 18 | 12 | 38.9885
2025 | 10 | 18 | 13 | 38.833
2025 | 10 | 18 | 14 | 38.3464
2025 | 10 | 18 | 15 | 39.4335
2025 | 10 | 18 | 16 | 44.0329
2025 | 10 | 18 | 17 | 53.1835
2025 | 10 | 18 | 18 | 57.8243
2025 | 10 | 18 | 19 | 57.3549
2025 | 10 | 18 | 20 | 54.235
2025 | 10 | 18 | 21 | 50.7539
2025 | 10 | 18 | 22 | 47.5806
2025 | 10 | 18 | 23 | 44.8157
2025 | 10 | 19 | 0 | 43.5386
2025 | 10 | 19 | 1 | 41.5318
2025 | 10 | 19 | 2 | 40.8123
2025 | 10 | 19 | 3 | 40.5114
2025 | 10 | 19 | 4 | 40.6765
2025 | 10 | 19 | 5 | 41.6217
2025 | 10 | 19 | 6 | 42.6579
2025 | 10 | 19 | 7 | 45.9471
2025 | 10 | 19 | 8 | 48.1605
2025 | 10 | 19 | 9 | 43.6428
2025 | 10 | 19 | 10 | 39.781
2025 | 10 | 19 | 11 | 37.1073
2025 | 10 | 19 | 12 | 36.8777
2025 | 10 | 19 | 13 | 36.9476
2025 | 10 | 19 | 14 | 37.0825
2025 | 10 | 19 | 15 | 37.9353
2025 | 10 | 19 | 16 | 43.3433
2025 | 10 | 19 | 17 | 53.2628
2025 | 10 | 19 | 18 | 58.9387
2025 | 10 | 19 | 19 | 56.1526
2025 | 10 | 19 | 20 | 52.4156
2025 | 10 | 19 | 21 | 48.4823
2025 | 10 | 19 | 22 | 44.5614
2025 | 10 | 19 | 23 | 41.4412
2025 | 10 | 20 | 0 | 40.9689
2025 | 10 | 20 | 1 | 40.9535
2025 | 10 | 20 | 2 | 40.7861
2025 | 10 | 20 | 3 | 41.0446
2025 | 10 | 20 | 4 | 41.7232
2025 | 10 | 20 | 5 | 43.931
2025 | 10 | 20 | 6 | 47.7501
2025 | 10 | 20 | 7 | 53.8935
2025 | 10 | 20 | 8 | 56.6143
2025 | 10 | 20 | 9 | 51.2617
2025 | 10 | 20 | 10 | 46.8926
2025 | 10 | 20 | 11 | 44.0303
2025 | 10 | 20 | 12 | 43.2058
2025 | 10 | 20 | 13 | 43.5604
2025 | 10 | 20 | 14 | 43.7541
2025 | 10 | 20 | 15 | 45.3517
2025 | 10 | 20 | 16 | 49.9212
2025 | 10 | 20 | 17 | 59.2882
2025 | 10 | 20 | 18 | 63.1444
2025 | 10 | 20 | 19 | 62.3165
2025 | 10 | 20 | 20 | 59.6112
2025 | 10 | 20 | 21 | 56.074
2025 | 10 | 20 | 22 | 52.0166
2025 | 10 | 20 | 23 | 48.429
2025 | 10 | 21 | 0 | 46.2588
2025 | 10 | 21 | 1 | 45.7438
2025 | 10 | 21 | 2 | 45.3557
2025 | 10 | 21 | 3 | 45.5613
2025 | 10 | 21 | 4 | 46.2209
2025 | 10 | 21 | 5 | 48.339
2025 | 10 | 21 | 6 | 53.2661
2025 | 10 | 21 | 7 | 59.1675
2025 | 10 | 21 | 8 | 60.054
2025 | 10 | 21 | 9 | 53.1451
2025 | 10 | 21 | 10 | 48.1224
2025 | 10 | 21 | 11 | 44.6453
2025 | 10 | 21 | 12 | 42.8762
2025 | 10 | 21 | 13 | 43.0303
2025 | 10 | 21 | 14 | 42.4418
2025 | 10 | 21 | 15 | 43.876
2025 | 10 | 21 | 16 | 47.9915
2025 | 10 | 21 | 17 | 56.1828
2025 | 10 | 21 | 18 | 63.0745
2025 | 10 | 21 | 19 | 63.7062
2025 | 10 | 21 | 20 | 61.8105
2025 | 10 | 21 | 21 | 58.6818
2025 | 10 | 21 | 22 | 54.8651
2025 | 10 | 21 | 23 | 51.2157
2025 | 10 | 22 | 0 | 49.369
2025 | 10 | 22 | 1 | 47.9775
2025 | 10 | 22 | 2 | 47.55
2025 | 10 | 22 | 3 | 47.5658
2025 | 10 | 22 | 4 | 47.998
2025 | 10 | 22 | 5 | 49.8403
2025 | 10 | 22 | 6 | 53.4752
2025 | 10 | 22 | 7 | 58.5936
2025 | 10 | 22 | 8 | 58.225
2025 | 10 | 22 | 9 | 50.6564
2025 | 10 | 22 | 10 | 46.2386
2025 | 10 | 22 | 11 | 43.8129
2025 | 10 | 22 | 12 | 45.5943
2025 | 10 | 22 | 13 | 46.0872
2025 | 10 | 22 | 14 | 45.7773
2025 | 10 | 22 | 15 | 46.2697
2025 | 10 | 22 | 16 | 49.9342
2025 | 10 | 22 | 17 | 58.5631
2025 | 10 | 22 | 18 | 64.6566
2025 | 10 | 22 | 19 | 62.5932
2025 | 10 | 22 | 20 | 59.699
2025 | 10 | 22 | 21 | 56.1058
2025 | 10 | 22 | 22 | 51.9444
2025 | 10 | 22 | 23 | 48.2161
2025 | 10 | 23 | 0 | 45.8972
2025 | 10 | 23 | 1 | 45.4015
2025 | 10 | 23 | 2 | 44.8366
2025 | 10 | 23 | 3 | 44.8701
2025 | 10 | 23 | 4 | 45.3745
2025 | 10 | 23 | 5 | 47.4772
2025 | 10 | 23 | 6 | 51.5923
2025 | 10 | 23 | 7 | 57.9412
2025 | 10 | 23 | 8 | 61.9468
2025 | 10 | 23 | 9 | 57.9592
2025 | 10 | 23 | 10 | 52.672
2025 | 10 | 23 | 11 | 48.3227
2025 | 10 | 23 | 12 | 47.5315
2025 | 10 | 23 | 13 | 47.8356
2025 | 10 | 23 | 14 | 48.3508
2025 | 10 | 23 | 15 | 50.1736
2025 | 10 | 23 | 16 | 55.7931
2025 | 10 | 23 | 17 | 66.145
2025 | 10 | 23 | 18 | 67.8087
2025 | 10 | 23 | 19 | 66.078
2025 | 10 | 23 | 20 | 63.3712
2025 | 10 | 23 | 21 | 60.199
2025 | 10 | 23 | 22 | 56.3053
2025 | 10 | 23 | 23 | 52.5775
2025 | 10 | 24 | 0 | 49.3534
2025 | 10 | 24 | 1 | 48.0056
2025 | 10 | 24 | 2 | 47.4676
2025 | 10 | 24 | 3 | 47.4413
2025 | 10 | 24 | 4 | 47.9343
2025 | 10 | 24 | 5 | 49.8936
2025 | 10 | 24 | 6 | 54.8194
2025 | 10 | 24 | 7 | 60.2798
2025 | 10 | 24 | 8 | 60.224
2025 | 10 | 24 | 9 | 52.5135
2025 | 10 | 24 | 10 | 47.0857
2025 | 10 | 24 | 11 | 44.1079
2025 | 10 | 24 | 12 | 44.0359
2025 | 10 | 24 | 13 | 43.9039
2025 | 10 | 24 | 14 | 42.8071
2025 | 10 | 24 | 15 | 42.9966
2025 | 10 | 24 | 16 | 47.2415
2025 | 10 | 24 | 17 | 55.26
2025 | 10 | 24 | 18 | 61.6388
2025 | 10 | 24 | 19 | 62.1295
2025 | 10 | 24 | 20 | 60.1994
2025 | 10 | 24 | 21 | 57.4531
2025 | 10 | 24 | 22 | 54.0844
2025 | 10 | 24 | 23 | 50.4683
2025 | 10 | 25 | 0 | 48.988
2025 | 10 | 25 | 1 | 45.8348
2025 | 10 | 25 | 2 | 45.1482
2025 | 10 | 25 | 3 | 44.8441
2025 | 10 | 25 | 4 | 44.8928
2025 | 10 | 25 | 5 | 45.9758
2025 | 10 | 25 | 6 | 47.5083
2025 | 10 | 25 | 7 | 50.8071
2025 | 10 | 25 | 8 | 51.1164
2025 | 10 | 25 | 9 | 45.2186
2025 | 10 | 25 | 10 | 41.176
2025 | 10 | 25 | 11 | 39.1277
2025 | 10 | 25 | 12 | 38.356
2025 | 10 | 25 | 13 | 38.3457
2025 | 10 | 25 | 14 | 37.0199
2025 | 10 | 25 | 15 | 37.3021
2025 | 10 | 25 | 16 | 41.8768
2025 | 10 | 25 | 17 | 50.2413
2025 | 10 | 25 | 18 | 57.5243
2025 | 10 | 25 | 19 | 56.0482
2025 | 10 | 25 | 20 | 52.4025
2025 | 10 | 25 | 21 | 48.9048
2025 | 10 | 25 | 22 | 45.6006
2025 | 10 | 25 | 23 | 42.8484
2025 | 10 | 26 | 0 | 41.2676
2025 | 10 | 26 | 1 | 41.2629
2025 | 10 | 26 | 2 | 40.7762
2025 | 10 | 26 | 3 | 40.5941
2025 | 10 | 26 | 4 | 40.9186
2025 | 10 | 26 | 5 | 42.0849
2025 | 10 | 26 | 6 | 43.8392
2025 | 10 | 26 | 7 | 46.8652
2025 | 10 | 26 | 8 | 47.9727
2025 | 10 | 26 | 9 | 42.6326
2025 | 10 | 26 | 10 | 38.3144
2025 | 10 | 26 | 11 | 36.2399
2025 | 10 | 26 | 12 | 36.087
2025 | 10 | 26 | 13 | 36.5508
2025 | 10 | 26 | 14 | 36.1186
2025 | 10 | 26 | 15 | 36.711
2025 | 10 | 26 | 16 | 41.8394
2025 | 10 | 26 | 17 | 51.3534
2025 | 10 | 26 | 18 | 56.9943
2025 | 10 | 26 | 19 | 56.0812
2025 | 10 | 26 | 20 | 53.0314
2025 | 10 | 26 | 21 | 49.6941
2025 | 10 | 26 | 22 | 46.0027
2025 | 10 | 26 | 23 | 42.9451
2025 | 10 | 27 | 0 | 42.6198
2025 | 10 | 27 | 1 | 41.7014
2025 | 10 | 27 | 2 | 41.4858
2025 | 10 | 27 | 3 | 41.6271
2025 | 10 | 27 | 4 | 42.1533
2025 | 10 | 27 | 5 | 44.1563
2025 | 10 | 27 | 6 | 47.8814
2025 | 10 | 27 | 7 | 53.245
2025 | 10 | 27 | 8 | 53.7942
2025 | 10 | 27 | 9 | 46.4047
2025 | 10 | 27 | 10 | 42.2773
2025 | 10 | 27 | 11 | 41.0706
2025 | 10 | 27 | 12 | 39.5346
2025 | 10 | 27 | 13 | 39.6547
2025 | 10 | 27 | 14 | 38.59
2025 | 10 | 27 | 15 | 38.6475
2025 | 10 | 27 | 16 | 42.1066
2025 | 10 | 27 | 17 | 49.9202
2025 | 10 | 27 | 18 | 57.5997
2025 | 10 | 27 | 19 | 57.8202
2025 | 10 | 27 | 20 | 55.6919
2025 | 10 | 27 | 21 | 52.5318
2025 | 10 | 27 | 22 | 48.6895
2025 | 10 | 27 | 23 | 45.1991
2025 | 10 | 28 | 0 | 43.7823
2025 | 10 | 28 | 1 | 41.3013
2025 | 10 | 28 | 2 | 40.6952
2025 | 10 | 28 | 3 | 40.6386
2025 | 10 | 28 | 4 | 40.9831
2025 | 10 | 28 | 5 | 42.858
2025 | 10 | 28 | 6 | 46.695
2025 | 10 | 28 | 7 | 52.8628
2025 | 10 | 28 | 8 | 55.5149
2025 | 10 | 28 | 9 | 48.9059
2025 | 10 | 28 | 10 | 43.8545
2025 | 10 | 28 | 11 | 41.2917
2025 | 10 | 28 | 12 | 40.8376
2025 | 10 | 28 | 13 | 41.0113
2025 | 10 | 28 | 14 | 41.2127
2025 | 10 | 28 | 15 | 41.5355
2025 | 10 | 28 | 16 | 45.2264
2025 | 10 | 28 | 17 | 53.1222
2025 | 10 | 28 | 18 | 54.9253
2025 | 10 | 28 | 19 | 54.8662
2025 | 10 | 28 | 20 | 52.3272
2025 | 10 | 28 | 21 | 49.2436
2025 | 10 | 28 | 22 | 45.5338
2025 | 10 | 28 | 23 | 42.1489
2025 | 10 | 29 | 0 | 41.3168
2025 | 10 | 29 | 1 | 38.1883
2025 | 10 | 29 | 2 | 37.5056
2025 | 10 | 29 | 3 | 37.2974
2025 | 10 | 29 | 4 | 37.5907
2025 | 10 | 29 | 5 | 39.3541
2025 | 10 | 29 | 6 | 43.3447
2025 | 10 | 29 | 7 | 48.7768
2025 | 10 | 29 | 8 | 49.9082
2025 | 10 | 29 | 9 | 43.594
2025 | 10 | 29 | 10 | 40.1773
2025 | 10 | 29 | 11 | 39.4674
2025 | 10 | 29 | 12 | 39.5991
2025 | 10 | 29 | 13 | 40.0555
2025 | 10 | 29 | 14 | 40.9035
2025 | 10 | 29 | 15 | 39.9701
2025 | 10 | 29 | 16 | 41.7139
2025 | 10 | 29 | 17 | 49.2565
2025 | 10 | 29 | 18 | 56.0348
2025 | 10 | 29 | 19 | 55.4255
2025 | 10 | 29 | 20 | 52.8232
2025 | 10 | 29 | 21 | 49.6366
2025 | 10 | 29 | 22 | 45.7148
2025 | 10 | 29 | 23 | 42.2709
2025 | 10 | 30 | 0 | 40.4818
2025 | 10 | 30 | 1 | 38.4996
2025 | 10 | 30 | 2 | 37.8708
2025 | 10 | 30 | 3 | 37.7872
2025 | 10 | 30 | 4 | 38.1959
2025 | 10 | 30 | 5 | 40.1063
2025 | 10 | 30 | 6 | 43.8879
2025 | 10 | 30 | 7 | 50.0933
2025 | 10 | 30 | 8 | 54.1333
2025 | 10 | 30 | 9 | 50.248
2025 | 10 | 30 | 10 | 44.8084
2025 | 10 | 30 | 11 | 41.9112
2025 | 10 | 30 | 12 | 41.975
2025 | 10 | 30 | 13 | 42.4749
2025 | 10 | 30 | 14 | 42.7164
2025 | 10 | 30 | 15 | 44.0512
2025 | 10 | 30 | 16 | 50.1487
2025 | 10 | 30 | 17 | 60.8991
2025 | 10 | 30 | 18 | 61.1805
2025 | 10 | 30 | 19 | 58.7239
2025 | 10 | 30 | 20 | 55.7329
2025 | 10 | 30 | 21 | 52.3923
2025 | 10 | 30 | 22 | 48.4747
2025 | 10 | 30 | 23 | 44.7169
2025 | 10 | 31 | 0 | 43.4596
2025 | 10 | 31 | 1 | 41.4644
2025 | 10 | 31 | 2 | 40.8342
2025 | 10 | 31 | 3 | 40.8295
2025 | 10 | 31 | 4 | 41.3037
2025 | 10 | 31 | 5 | 43.3572
2025 | 10 | 31 | 6 | 47.5306
2025 | 10 | 31 | 7 | 53.7647
2025 | 10 | 31 | 8 | 58.672
2025 | 10 | 31 | 9 | 55.7571
2025 | 10 | 31 | 10 | 50.0975
2025 | 10 | 31 | 11 | 45.931
2025 | 10 | 31 | 12 | 45.4359
2025 | 10 | 31 | 13 | 45.3983
2025 | 10 | 31 | 14 | 44.1465
2025 | 10 | 31 | 15 | 45.1901
2025 | 10 | 31 | 16 | 52.3702
2025 | 10 | 31 | 17 | 62.6882
2025 | 10 | 31 | 18 | 64.452
2025 | 10 | 31 | 19 | 61.7698
2025 | 10 | 31 | 20 | 58.783
2025 | 10 | 31 | 21 | 55.6101
2025 | 10 | 31 | 22 | 52.0501
2025 | 10 | 31 | 23 | 48.2395
2025 | 11 | 1 | 0 | 44.9127
2025 | 11 | 1 | 1 | 43.8696
2025 | 11 | 1 | 2 | 43.1944
2025 | 11 | 1 | 3 | 42.6757
2025 | 11 | 1 | 4 | 42.7956
2025 | 11 | 1 | 5 | 43.9331
2025 | 11 | 1 | 6 | 46.9068
2025 | 11 | 1 | 7 | 51.163
2025 | 11 | 1 | 8 | 55.6322
2025 | 11 | 1 | 9 | 52.411
2025 | 11 | 1 | 10 | 49.8738
2025 | 11 | 1 | 11 | 46.4567
2025 | 11 | 1 | 12 | 44.0882
2025 | 11 | 1 | 13 | 43.8633
2025 | 11 | 1 | 14 | 42.9082
2025 | 11 | 1 | 15 | 43.4003
2025 | 11 | 1 | 16 | 51.0385
2025 | 11 | 1 | 17 | 59.968
2025 | 11 | 1 | 18 | 61.2972
2025 | 11 | 1 | 19 | 59.4682
2025 | 11 | 1 | 20 | 55.5366
2025 | 11 | 1 | 21 | 51.8109
2025 | 11 | 1 | 22 | 48.4575
2025 | 11 | 1 | 23 | 45.4078
2025 | 11 | 2 | 0 | 44.1095
2025 | 11 | 2 | 1 | 43.6172
2025 | 11 | 2 | 2 | 42.3682
2025 | 11 | 2 | 3 | 41.8087
2025 | 11 | 2 | 4 | 41.7447
2025 | 11 | 2 | 5 | 41.6925
2025 | 11 | 2 | 6 | 41.8759
2025 | 11 | 2 | 7 | 44.4959
2025 | 11 | 2 | 8 | 51.0749
2025 | 11 | 2 | 9 | 50.5542
2025 | 11 | 2 | 10 | 46.3094
2025 | 11 | 2 | 11 | 43.7309
2025 | 11 | 2 | 12 | 42.7598
2025 | 11 | 2 | 13 | 43.6141
2025 | 11 | 2 | 14 | 44.2767
2025 | 11 | 2 | 15 | 44.6416
2025 | 11 | 2 | 16 | 49.7874
2025 | 11 | 2 | 17 | 59.8173
2025 | 11 | 2 | 18 | 63.6497
2025 | 11 | 2 | 19 | 60.0624
2025 | 11 | 2 | 20 | 57.0129
2025 | 11 | 2 | 21 | 53.8136
2025 | 11 | 2 | 22 | 50.8241
2025 | 11 | 2 | 23 | 47.9297
2025 | 11 | 3 | 0 | 45.1887
2025 | 11 | 3 | 1 | 45.6813
2025 | 11 | 3 | 2 | 44.9873
2025 | 11 | 3 | 3 | 44.9624
2025 | 11 | 3 | 4 | 45.4338
2025 | 11 | 3 | 5 | 46.4144
2025 | 11 | 3 | 6 | 48.7938
2025 | 11 | 3 | 7 | 53.5767
2025 | 11 | 3 | 8 | 58.1403
2025 | 11 | 3 | 9 | 53.5957
2025 | 11 | 3 | 10 | 48.5069
2025 | 11 | 3 | 11 | 46.1919
2025 | 11 | 3 | 12 | 44.8226
2025 | 11 | 3 | 13 | 46.3392
2025 | 11 | 3 | 14 | 46.8488
2025 | 11 | 3 | 15 | 46.626
2025 | 11 | 3 | 16 | 48.6075
2025 | 11 | 3 | 17 | 56.2632
2025 | 11 | 3 | 18 | 64.6376
2025 | 11 | 3 | 19 | 63.3507
2025 | 11 | 3 | 20 | 61.7411
2025 | 11 | 3 | 21 | 58.9892
2025 | 11 | 3 | 22 | 55.8127
2025 | 11 | 3 | 23 | 52.2679
2025 | 11 | 4 | 0 | 51.4921
2025 | 11 | 4 | 1 | 49.0285
2025 | 11 | 4 | 2 | 47.9471
2025 | 11 | 4 | 3 | 47.6515
2025 | 11 | 4 | 4 | 47.8316
2025 | 11 | 4 | 5 | 48.4783
2025 | 11 | 4 | 6 | 50.6188
2025 | 11 | 4 | 7 | 55.499
2025 | 11 | 4 | 8 | 60.3027
2025 | 11 | 4 | 9 | 56.4213
2025 | 11 | 4 | 10 | 50.9306
2025 | 11 | 4 | 11 | 48.174
2025 | 11 | 4 | 12 | 49.2209
2025 | 11 | 4 | 13 | 50.1624
2025 | 11 | 4 | 14 | 50.571
2025 | 11 | 4 | 15 | 50.8975
2025 | 11 | 4 | 16 | 54.3574
2025 | 11 | 4 | 17 | 61.8658
2025 | 11 | 4 | 18 | 66.4794
2025 | 11 | 4 | 19 | 63.1215
2025 | 11 | 4 | 20 | 60.9072
2025 | 11 | 4 | 21 | 57.8506
2025 | 11 | 4 | 22 | 54.6999
2025 | 11 | 4 | 23 | 51.1753
2025 | 11 | 5 | 0 | 49.2609
2025 | 11 | 5 | 1 | 46.3311
2025 | 11 | 5 | 2 | 45.1006
2025 | 11 | 5 | 3 | 44.6765
2025 | 11 | 5 | 4 | 44.7754
2025 | 11 | 5 | 5 | 45.4091
2025 | 11 | 5 | 6 | 47.8385
2025 | 11 | 5 | 7 | 52.4295
2025 | 11 | 5 | 8 | 57.5084
2025 | 11 | 5 | 9 | 54.7626
2025 | 11 | 5 | 10 | 49.8119
2025 | 11 | 5 | 11 | 47.072
2025 | 11 | 5 | 12 | 45.5014
2025 | 11 | 5 | 13 | 47.039
2025 | 11 | 5 | 14 | 47.7052
2025 | 11 | 5 | 15 | 46.9674
2025 | 11 | 5 | 16 | 48.9441
2025 | 11 | 5 | 17 | 56.6521
2025 | 11 | 5 | 18 | 65.6117
2025 | 11 | 5 | 19 | 62.8415
2025 | 11 | 5 | 20 | 60.9213
2025 | 11 | 5 | 21 | 58.2052
2025 | 11 | 5 | 22 | 55.0522
2025 | 11 | 5 | 23 | 51.5239
2025 | 11 | 6 | 0 | 48.1559
2025 | 11 | 6 | 1 | 48.4782
2025 | 11 | 6 | 2 | 47.4057
2025 | 11 | 6 | 3 | 47.1841
2025 | 11 | 6 | 4 | 47.5073
2025 | 11 | 6 | 5 | 48.4201
2025 | 11 | 6 | 6 | 49.1254
2025 | 11 | 6 | 7 | 53.9934
2025 | 11 | 6 | 8 | 59.5459
2025 | 11 | 6 | 9 | 57.1893
2025 | 11 | 6 | 10 | 52.1747
2025 | 11 | 6 | 11 | 48.8139
2025 | 11 | 6 | 12 | 49.6971
2025 | 11 | 6 | 13 | 50.4157
2025 | 11 | 6 | 14 | 51.2843
2025 | 11 | 6 | 15 | 51.9505
2025 | 11 | 6 | 16 | 56.2717
2025 | 11 | 6 | 17 | 65.0431
2025 | 11 | 6 | 18 | 71.1599
2025 | 11 | 6 | 19 | 68.4565
2025 | 11 | 6 | 20 | 66.6751
2025 | 11 | 6 | 21 | 64.2051
2025 | 11 | 6 | 22 | 61.4632
2025 | 11 | 6 | 23 | 58.0241
2025 | 11 | 7 | 0 | 52.6629
2025 | 11 | 7 | 1 | 50.326
2025 | 11 | 7 | 2 | 49.1975
2025 | 11 | 7 | 3 | 48.8463
2025 | 11 | 7 | 4 | 49.0833
2025 | 11 | 7 | 5 | 49.8188
2025 | 11 | 7 | 6 | 51.4034
2025 | 11 | 7 | 7 | 56.2313
2025 | 11 | 7 | 8 | 61.3115
2025 | 11 | 7 | 9 | 58.2447
2025 | 11 | 7 | 10 | 52.9038
2025 | 11 | 7 | 11 | 49.3556
2025 | 11 | 7 | 12 | 49.1806
2025 | 11 | 7 | 13 | 49.8927
2025 | 11 | 7 | 14 | 49.4907
2025 | 11 | 7 | 15 | 49.5346
2025 | 11 | 7 | 16 | 53.8311
2025 | 11 | 7 | 17 | 61.9161
2025 | 11 | 7 | 18 | 68.98
2025 | 11 | 7 | 19 | 65.877
2025 | 11 | 7 | 20 | 63.7823
2025 | 11 | 7 | 21 | 61.2077
2025 | 11 | 7 | 22 | 58.6762
2025 | 11 | 7 | 23 | 55.2344
2025 | 11 | 8 | 0 | 51.2724
2025 | 11 | 8 | 1 | 49.7095
2025 | 11 | 8 | 2 | 48.571
2025 | 11 | 8 | 3 | 48.056
2025 | 11 | 8 | 4 | 48.0552
2025 | 11 | 8 | 5 | 48.266
2025 | 11 | 8 | 6 | 47.8362
2025 | 11 | 8 | 7 | 50.8207
2025 | 11 | 8 | 8 | 56.2688
2025 | 11 | 8 | 9 | 55.5141
2025 | 11 | 8 | 10 | 51.8938
2025 | 11 | 8 | 11 | 49.0515
2025 | 11 | 8 | 12 | 47.8924
2025 | 11 | 8 | 13 | 47.4982
2025 | 11 | 8 | 14 | 47.2134
2025 | 11 | 8 | 15 | 47.9306
2025 | 11 | 8 | 16 | 53.2994
2025 | 11 | 8 | 17 | 62.252
2025 | 11 | 8 | 18 | 65.6025
2025 | 11 | 8 | 19 | 63.3783
2025 | 11 | 8 | 20 | 60.4535
2025 | 11 | 8 | 21 | 57.643
2025 | 11 | 8 | 22 | 55.3019
2025 | 11 | 8 | 23 | 52.6417
2025 | 11 | 9 | 0 | 50.4568
2025 | 11 | 9 | 1 | 47.4705
2025 | 11 | 9 | 2 | 46.1927
2025 | 11 | 9 | 3 | 45.5739
2025 | 11 | 9 | 4 | 45.4337
2025 | 11 | 9 | 5 | 45.3495
2025 | 11 | 9 | 6 | 45.5694
2025 | 11 | 9 | 7 | 47.0388
2025 | 11 | 9 | 8 | 49.7992
2025 | 11 | 9 | 9 | 46.8044
2025 | 11 | 9 | 10 | 43.4761
2025 | 11 | 9 | 11 | 41.6084
2025 | 11 | 9 | 12 | 42.867
2025 | 11 | 9 | 13 | 43.9432
2025 | 11 | 9 | 14 | 43.9249
2025 | 11 | 9 | 15 | 43.9295
2025 | 11 | 9 | 16 | 47.5817
2025 | 11 | 9 | 17 | 55.0651
2025 | 11 | 9 | 18 | 62.7858
2025 | 11 | 9 | 19 | 60.3545
2025 | 11 | 9 | 20 | 57.7489
2025 | 11 | 9 | 21 | 54.7736
2025 | 11 | 9 | 22 | 51.835
2025 | 11 | 9 | 23 | 48.8889
2025 | 11 | 10 | 0 | 46.0942
2025 | 11 | 10 | 1 | 43.963
2025 | 11 | 10 | 2 | 42.9031
2025 | 11 | 10 | 3 | 42.4416
2025 | 11 | 10 | 4 | 42.4344
2025 | 11 | 10 | 5 | 42.9773
2025 | 11 | 10 | 6 | 43.9746
2025 | 11 | 10 | 7 | 47.8383
2025 | 11 | 10 | 8 | 50.0747
2025 | 11 | 10 | 9 | 43.9664
2025 | 11 | 10 | 10 | 40.6848
2025 | 11 | 10 | 11 | 41.2916
2025 | 11 | 10 | 12 | 40.655
2025 | 11 | 10 | 13 | 41.779
2025 | 11 | 10 | 14 | 42.3322
2025 | 11 | 10 | 15 | 41.0342
2025 | 11 | 10 | 16 | 40.9043
2025 | 11 | 10 | 17 | 46.9681
2025 | 11 | 10 | 18 | 56.4549
2025 | 11 | 10 | 19 | 55.6407
2025 | 11 | 10 | 20 | 53.9352
2025 | 11 | 10 | 21 | 51.5331
2025 | 11 | 10 | 22 | 48.9176
2025 | 11 | 10 | 23 | 45.8598
2025 | 11 | 11 | 0 | 43.8841
2025 | 11 | 11 | 1 | 41.4058
2025 | 11 | 11 | 2 | 40.1078
2025 | 11 | 11 | 3 | 39.6559
2025 | 11 | 11 | 4 | 39.6824
2025 | 11 | 11 | 5 | 40.2855
2025 | 11 | 11 | 6 | 41.1018
2025 | 11 | 11 | 7 | 46.021
2025 | 11 | 11 | 8 | 50.5294
2025 | 11 | 11 | 9 | 44.7215
2025 | 11 | 11 | 10 | 38.3569
2025 | 11 | 11 | 11 | 36.7226
2025 | 11 | 11 | 12 | 39.7106
2025 | 11 | 11 | 13 | 40.0801
2025 | 11 | 11 | 14 | 40.3862
2025 | 11 | 11 | 15 | 40.5379
2025 | 11 | 11 | 16 | 44.609
2025 | 11 | 11 | 17 | 52.4697
2025 | 11 | 11 | 18 | 60.1471
2025 | 11 | 11 | 19 | 57.4972
2025 | 11 | 11 | 20 | 55.6473
2025 | 11 | 11 | 21 | 53.1692
2025 | 11 | 11 | 22 | 50.6577
2025 | 11 | 11 | 23 | 47.5819
2025 | 11 | 12 | 0 | 44.2036
2025 | 11 | 12 | 1 | 42.6515
2025 | 11 | 12 | 2 | 41.4877
2025 | 11 | 12 | 3 | 41.2776
2025 | 11 | 12 | 4 | 41.6946
2025 | 11 | 12 | 5 | 42.664
2025 | 11 | 12 | 6 | 45.5067
2025 | 11 | 12 | 7 | 50.2194
2025 | 11 | 12 | 8 | 55.1983
2025 | 11 | 12 | 9 | 51.1794
2025 | 11 | 12 | 10 | 45.0909
2025 | 11 | 12 | 11 | 42.1987
2025 | 11 | 12 | 12 | 42.8481
2025 | 11 | 12 | 13 | 43.4984
2025 | 11 | 12 | 14 | 43.2203
2025 | 11 | 12 | 15 | 43.5657
2025 | 11 | 12 | 16 | 47.456
2025 | 11 | 12 | 17 | 56.0645
2025 | 11 | 12 | 18 | 63.5616
2025 | 11 | 12 | 19 | 62.7053
2025 | 11 | 12 | 20 | 61.7918
2025 | 11 | 12 | 21 | 59.6258
2025 | 11 | 12 | 22 | 56.8721
2025 | 11 | 12 | 23 | 53.3632
2025 | 11 | 13 | 0 | 50.8204
2025 | 11 | 13 | 1 | 48.4673
2025 | 11 | 13 | 2 | 47.443
2025 | 11 | 13 | 3 | 47.2179
2025 | 11 | 13 | 4 | 47.522
2025 | 11 | 13 | 5 | 48.3271
2025 | 11 | 13 | 6 | 50.3608
2025 | 11 | 13 | 7 | 54.5571
2025 | 11 | 13 | 8 | 58.3645
2025 | 11 | 13 | 9 | 54.0085
2025 | 11 | 13 | 10 | 48.8047
2025 | 11 | 13 | 11 | 45.8391
2025 | 11 | 13 | 12 | 46.0127
2025 | 11 | 13 | 13 | 46.2644
2025 | 11 | 13 | 14 | 45.9658
2025 | 11 | 13 | 15 | 46.2031
2025 | 11 | 13 | 16 | 49.3518
2025 | 11 | 13 | 17 | 57.1163
2025 | 11 | 13 | 18 | 63.1904
2025 | 11 | 13 | 19 | 62.0985
2025 | 11 | 13 | 20 | 61.0767
2025 | 11 | 13 | 21 | 58.7708
2025 | 11 | 13 | 22 | 56.057
2025 | 11 | 13 | 23 | 52.3345
2025 | 11 | 14 | 0 | 49.965
2025 | 11 | 14 | 1 | 48.8777
2025 | 11 | 14 | 2 | 47.649
2025 | 11 | 14 | 3 | 47.2323
2025 | 11 | 14 | 4 | 47.3666
2025 | 11 | 14 | 5 | 48.0043
2025 | 11 | 14 | 6 | 49.7701
2025 | 11 | 14 | 7 | 54.643
2025 | 11 | 14 | 8 | 60.8751
2025 | 11 | 14 | 9 | 58.461
2025 | 11 | 14 | 10 | 52.172
2025 | 11 | 14 | 11 | 48.1476
2025 | 11 | 14 | 12 | 45.8365
2025 | 11 | 14 | 13 | 46.4047
2025 | 11 | 14 | 14 | 46.2375
2025 | 11 | 14 | 15 | 46.1859
2025 | 11 | 14 | 16 | 49.4995
2025 | 11 | 14 | 17 | 57.499
2025 | 11 | 14 | 18 | 63.6369
2025 | 11 | 14 | 19 | 61.5255
2025 | 11 | 14 | 20 | 59.9134
2025 | 11 | 14 | 21 | 57.6386
2025 | 11 | 14 | 22 | 55.0693
2025 | 11 | 14 | 23 | 51.4007
2025 | 11 | 15 | 0 | 49.2409
2025 | 11 | 15 | 1 | 47.2634
2025 | 11 | 15 | 2 | 45.9782
2025 | 11 | 15 | 3 | 45.3177
2025 | 11 | 15 | 4 | 45.1704
2025 | 11 | 15 | 5 | 45.1718
2025 | 11 | 15 | 6 | 44.847
2025 | 11 | 15 | 7 | 47.5614
2025 | 11 | 15 | 8 | 52.953
2025 | 11 | 15 | 9 | 52.3049
2025 | 11 | 15 | 10 | 48.2483
2025 | 11 | 15 | 11 | 45.796
2025 | 11 | 15 | 12 | 44.34
2025 | 11 | 15 | 13 | 44.2089
2025 | 11 | 15 | 14 | 43.402
2025 | 11 | 15 | 15 | 43.6482
2025 | 11 | 15 | 16 | 47.5931
2025 | 11 | 15 | 17 | 55.0795
2025 | 11 | 15 | 18 | 60.5241
2025 | 11 | 15 | 19 | 58.7096
2025 | 11 | 15 | 20 | 56.1416
2025 | 11 | 15 | 21 | 53.5044
2025 | 11 | 15 | 22 | 51.2787
2025 | 11 | 15 | 23 | 48.5963
2025 | 11 | 16 | 0 | 45.7407
2025 | 11 | 16 | 1 | 44.4165
2025 | 11 | 16 | 2 | 43.146
2025 | 11 | 16 | 3 | 42.5163
2025 | 11 | 16 | 4 | 42.4424
2025 | 11 | 16 | 5 | 42.3313
2025 | 11 | 16 | 6 | 41.1039
2025 | 11 | 16 | 7 | 43.2871
2025 | 11 | 16 | 8 | 49.3685
2025 | 11 | 16 | 9 | 49.6815
2025 | 11 | 16 | 10 | 46.1266
2025 | 11 | 16 | 11 | 43.5281
2025 | 11 | 16 | 12 | 43.9202
2025 | 11 | 16 | 13 | 44.1736
2025 | 11 | 16 | 14 | 44.4836
2025 | 11 | 16 | 15 | 45.2707
2025 | 11 | 16 | 16 | 50.3331
2025 | 11 | 16 | 17 | 58.8149
2025 | 11 | 16 | 18 | 64.4838
2025 | 11 | 16 | 19 | 59.903
2025 | 11 | 16 | 20 | 56.7118
2025 | 11 | 16 | 21 | 53.5273
2025 | 11 | 16 | 22 | 50.5936
2025 | 11 | 16 | 23 | 47.625
2025 | 11 | 17 | 0 | 44.9194
2025 | 11 | 17 | 1 | 41.6015
2025 | 11 | 17 | 2 | 40.3653
2025 | 11 | 17 | 3 | 39.835
2025 | 11 | 17 | 4 | 39.8073
2025 | 11 | 17 | 5 | 40.3299
2025 | 11 | 17 | 6 | 42.1832
2025 | 11 | 17 | 7 | 46.9007
2025 | 11 | 17 | 8 | 53.5952
2025 | 11 | 17 | 9 | 52.4137
2025 | 11 | 17 | 10 | 48.401
2025 | 11 | 17 | 11 | 46.8069
2025 | 11 | 17 | 12 | 45.6682
2025 | 11 | 17 | 13 | 45.3971
2025 | 11 | 17 | 14 | 45.2515
2025 | 11 | 17 | 15 | 45.5598
2025 | 11 | 17 | 16 | 49.3386
2025 | 11 | 17 | 17 | 56.9769
2025 | 11 | 17 | 18 | 60.4694
2025 | 11 | 17 | 19 | 57.0976
2025 | 11 | 17 | 20 | 55.0381
2025 | 11 | 17 | 21 | 52.1545
2025 | 11 | 17 | 22 | 49.1795
2025 | 11 | 17 | 23 | 45.7739
2025 | 11 | 18 | 0 | 43.9956
2025 | 11 | 18 | 1 | 42.341
2025 | 11 | 18 | 2 | 41.1265
2025 | 11 | 18 | 3 | 40.8862
2025 | 11 | 18 | 4 | 41.1332
2025 | 11 | 18 | 5 | 41.9285
2025 | 11 | 18 | 6 | 44.0044
2025 | 11 | 18 | 7 | 48.5105
2025 | 11 | 18 | 8 | 52.7247
2025 | 11 | 18 | 9 | 48.5082
2025 | 11 | 18 | 10 | 42.6777
2025 | 11 | 18 | 11 | 40.2587
2025 | 11 | 18 | 12 | 43.2589
2025 | 11 | 18 | 13 | 42.9972
2025 | 11 | 18 | 14 | 43.2072
2025 | 11 | 18 | 15 | 44.4269
2025 | 11 | 18 | 16 | 49.337
2025 | 11 | 18 | 17 | 57.2451
2025 | 11 | 18 | 18 | 63.8428
2025 | 11 | 18 | 19 | 60.857
2025 | 11 | 18 | 20 | 59.112
2025 | 11 | 18 | 21 | 56.6136
2025 | 11 | 18 | 22 | 53.8267
2025 | 11 | 18 | 23 | 50.4079
2025 | 11 | 19 | 0 | 47.0429
2025 | 11 | 19 | 1 | 45.5065
2025 | 11 | 19 | 2 | 44.215
2025 | 11 | 19 | 3 | 43.8331
2025 | 11 | 19 | 4 | 44.0648
2025 | 11 | 19 | 5 | 44.7696
2025 | 11 | 19 | 6 | 46.5031
2025 | 11 | 19 | 7 | 51.5296
2025 | 11 | 19 | 8 | 58.8639
2025 | 11 | 19 | 9 | 57.9605
2025 | 11 | 19 | 10 | 52.7971
2025 | 11 | 19 | 11 | 49.1973
2025 | 11 | 19 | 12 | 48.6179
2025 | 11 | 19 | 13 | 47.9414
2025 | 11 | 19 | 14 | 47.8961
2025 | 11 | 19 | 15 | 48.8359
2025 | 11 | 19 | 16 | 53.9876
2025 | 11 | 19 | 17 | 62.8073
2025 | 11 | 19 | 18 | 65.4966
2025 | 11 | 19 | 19 | 62.3758
2025 | 11 | 19 | 20 | 60.7294
2025 | 11 | 19 | 21 | 58.1526
2025 | 11 | 19 | 22 | 55.1886
2025 | 11 | 19 | 23 | 51.584
2025 | 11 | 20 | 0 | 50.1711
2025 | 11 | 20 | 1 | 47.3088
2025 | 11 | 20 | 2 | 45.9235
2025 | 11 | 20 | 3 | 45.4176
2025 | 11 | 20 | 4 | 45.4785
2025 | 11 | 20 | 5 | 46.0866
2025 | 11 | 20 | 6 | 48.8435
2025 | 11 | 20 | 7 | 53.2865
2025 | 11 | 20 | 8 | 58.7075
2025 | 11 | 20 | 9 | 56.58
2025 | 11 | 20 | 10 | 52.1109
2025 | 11 | 20 | 11 | 48.7682
2025 | 11 | 20 | 12 | 48.7964
2025 | 11 | 20 | 13 | 48.5592
2025 | 11 | 20 | 14 | 48.7177
2025 | 11 | 20 | 15 | 49.8984
2025 | 11 | 20 | 16 | 54.5235
2025 | 11 | 20 | 17 | 63.1679
2025 | 11 | 20 | 18 | 65.2982
2025 | 11 | 20 | 19 | 62.5345
2025 | 11 | 20 | 20 | 60.9681
2025 | 11 | 20 | 21 | 58.5516
2025 | 11 | 20 | 22 | 55.8386
2025 | 11 | 20 | 23 | 52.1547
2025 | 11 | 21 | 0 | 49.1303
2025 | 11 | 21 | 1 | 47.7814
2025 | 11 | 21 | 2 | 46.4271
2025 | 11 | 21 | 3 | 45.9625
2025 | 11 | 21 | 4 | 46.0846
2025 | 11 | 21 | 5 | 46.7085
2025 | 11 | 21 | 6 | 49.4245
2025 | 11 | 21 | 7 | 53.81
2025 | 11 | 21 | 8 | 58.216
2025 | 11 | 21 | 9 | 54.1153
2025 | 11 | 21 | 10 | 47.7664
2025 | 11 | 21 | 11 | 44.6074
2025 | 11 | 21 | 12 | 45.0354
2025 | 11 | 21 | 13 | 44.8107
2025 | 11 | 21 | 14 | 44.1452
2025 | 11 | 21 | 15 | 44.3674
2025 | 11 | 21 | 16 | 48.2931
2025 | 11 | 21 | 17 | 55.9933
2025 | 11 | 21 | 18 | 65.5138
2025 | 11 | 21 | 19 | 63.0478
2025 | 11 | 21 | 20 | 61.4983
2025 | 11 | 21 | 21 | 59.3827
2025 | 11 | 21 | 22 | 57.0372
2025 | 11 | 21 | 23 | 53.4929
2025 | 11 | 22 | 0 | 49.7582
2025 | 11 | 22 | 1 | 45.6063
2025 | 11 | 22 | 2 | 43.6368
2025 | 11 | 22 | 3 | 42.4236
2025 | 11 | 22 | 4 | 41.7304
2025 | 11 | 22 | 5 | 41.1616
2025 | 11 | 22 | 6 | 40.8139
2025 | 11 | 22 | 7 | 43.3486
2025 | 11 | 22 | 8 | 50.6688
2025 | 11 | 22 | 9 | 51.008
2025 | 11 | 22 | 10 | 46.8582
2025 | 11 | 22 | 11 | 44.8462
2025 | 11 | 22 | 12 | 43.8253
2025 | 11 | 22 | 13 | 42.6731
2025 | 11 | 22 | 14 | 40.0815
2025 | 11 | 22 | 15 | 39.582
2025 | 11 | 22 | 16 | 43.9215
2025 | 11 | 22 | 17 | 51.6962
2025 | 11 | 22 | 18 | 57.6132
2025 | 11 | 22 | 19 | 53.8704
2025 | 11 | 22 | 20 | 50.8206
2025 | 11 | 22 | 21 | 47.8195
2025 | 11 | 22 | 22 | 45.7085
2025 | 11 | 22 | 23 | 43.1189
2025 | 11 | 23 | 0 | 39.4765
2025 | 11 | 23 | 1 | 37.5453
2025 | 11 | 23 | 2 | 36.0193
2025 | 11 | 23 | 3 | 35.22
2025 | 11 | 23 | 4 | 34.9323
2025 | 11 | 23 | 5 | 34.4628
2025 | 11 | 23 | 6 | 33.3196
2025 | 11 | 23 | 7 | 36.1922
2025 | 11 | 23 | 8 | 44.4396
2025 | 11 | 23 | 9 | 43.1015
2025 | 11 | 23 | 10 | 36.6999
2025 | 11 | 23 | 11 | 32.7874
2025 | 11 | 23 | 12 | 32.8423
2025 | 11 | 23 | 13 | 32.9855
2025 | 11 | 23 | 14 | 34.2947
2025 | 11 | 23 | 15 | 35.5616
2025 | 11 | 23 | 16 | 39.9484
2025 | 11 | 23 | 17 | 48.8841
2025 | 11 | 23 | 18 | 56.4768
2025 | 11 | 23 | 19 | 52.8679
2025 | 11 | 23 | 20 | 50.478
2025 | 11 | 23 | 21 | 47.8828
2025 | 11 | 23 | 22 | 45.7188
2025 | 11 | 23 | 23 | 43.0885
2025 | 11 | 24 | 0 | 39.9471
2025 | 11 | 24 | 1 | 39.8259
2025 | 11 | 24 | 2 | 38.793
2025 | 11 | 24 | 3 | 38.6715
2025 | 11 | 24 | 4 | 39.1378
2025 | 11 | 24 | 5 | 40.1209
2025 | 11 | 24 | 6 | 42.1632
2025 | 11 | 24 | 7 | 47.0848
2025 | 11 | 24 | 8 | 54.282
2025 | 11 | 24 | 9 | 53.6693
2025 | 11 | 24 | 10 | 49.3386
2025 | 11 | 24 | 11 | 46.8744
2025 | 11 | 24 | 12 | 45.7268
2025 | 11 | 24 | 13 | 44.8729
2025 | 11 | 24 | 14 | 44.3955
2025 | 11 | 24 | 15 | 45.9747
2025 | 11 | 24 | 16 | 51.4148
2025 | 11 | 24 | 17 | 60.1241
2025 | 11 | 24 | 18 | 64.6855
2025 | 11 | 24 | 19 | 63.0797
2025 | 11 | 24 | 20 | 61.9829
2025 | 11 | 24 | 21 | 59.6639
2025 | 11 | 24 | 22 | 57.0438
2025 | 11 | 24 | 23 | 53.4758
2025 | 11 | 25 | 0 | 50.1174
2025 | 11 | 25 | 1 | 46.9883
2025 | 11 | 25 | 2 | 45.7677
2025 | 11 | 25 | 3 | 45.423
2025 | 11 | 25 | 4 | 45.5384
2025 | 11 | 25 | 5 | 46.0505
2025 | 11 | 25 | 6 | 47.7027
2025 | 11 | 25 | 7 | 52.0011
2025 | 11 | 25 | 8 | 57.1903
2025 | 11 | 25 | 9 | 54.2158
2025 | 11 | 25 | 10 | 48.794
2025 | 11 | 25 | 11 | 45.5894
2025 | 11 | 25 | 12 | 46.2274
2025 | 11 | 25 | 13 | 44.9162
2025 | 11 | 25 | 14 | 43.2123
2025 | 11 | 25 | 15 | 44.2236
2025 | 11 | 25 | 16 | 49.4955
2025 | 11 | 25 | 17 | 56.9211
2025 | 11 | 25 | 18 | 65.3112
2025 | 11 | 25 | 19 | 62.95
2025 | 11 | 25 | 20 | 61.669
2025 | 11 | 25 | 21 | 59.2308
2025 | 11 | 25 | 22 | 56.5761
2025 | 11 | 25 | 23 | 53.0355
2025 | 11 | 26 | 0 | 48.1806
2025 | 11 | 26 | 1 | 47.2286
2025 | 11 | 26 | 2 | 45.7936
2025 | 11 | 26 | 3 | 45.2552
2025 | 11 | 26 | 4 | 45.238
2025 | 11 | 26 | 5 | 45.6826
2025 | 11 | 26 | 6 | 47.6703
2025 | 11 | 26 | 7 | 51.8472
2025 | 11 | 26 | 8 | 57.0652
2025 | 11 | 26 | 9 | 54.2682
2025 | 11 | 26 | 10 | 49.0684
2025 | 11 | 26 | 11 | 45.9891
2025 | 11 | 26 | 12 | 47.6906
2025 | 11 | 26 | 13 | 47.3702
2025 | 11 | 26 | 14 | 47.2553
2025 | 11 | 26 | 15 | 48.1226
2025 | 11 | 26 | 16 | 52.5581
2025 | 11 | 26 | 17 | 61.4656
2025 | 11 | 26 | 18 | 64.587
2025 | 11 | 26 | 19 | 61.684
2025 | 11 | 26 | 20 | 60.1747
2025 | 11 | 26 | 21 | 57.8086
2025 | 11 | 26 | 22 | 54.9145
2025 | 11 | 26 | 23 | 51.2299
2025 | 11 | 27 | 0 | 48.2369
2025 | 11 | 27 | 1 | 46.9672
2025 | 11 | 27 | 2 | 45.5863
2025 | 11 | 27 | 3 | 45.1784
2025 | 11 | 27 | 4 | 45.3367
2025 | 11 | 27 | 5 | 45.9996
2025 | 11 | 27 | 6 | 49.1772
2025 | 11 | 27 | 7 | 53.4062
2025 | 11 | 27 | 8 | 58.1272
2025 | 11 | 27 | 9 | 55.2748
2025 | 11 | 27 | 10 | 50.1786
2025 | 11 | 27 | 11 | 47.1225
2025 | 11 | 27 | 12 | 46.137
2025 | 11 | 27 | 13 | 45.2038
2025 | 11 | 27 | 14 | 44.6438
2025 | 11 | 27 | 15 | 45.5263
2025 | 11 | 27 | 16 | 49.5282
2025 | 11 | 27 | 17 | 57.4961
2025 | 11 | 27 | 18 | 66.2551
2025 | 11 | 27 | 19 | 64.4943
2025 | 11 | 27 | 20 | 63.569
2025 | 11 | 27 | 21 | 61.655
2025 | 11 | 27 | 22 | 59.1453
2025 | 11 | 27 | 23 | 55.4927
2025 | 11 | 28 | 0 | 51.7078
2025 | 11 | 28 | 1 | 49.2166
2025 | 11 | 28 | 2 | 47.6981
2025 | 11 | 28 | 3 | 47.0771
2025 | 11 | 28 | 4 | 47.0715
2025 | 11 | 28 | 5 | 47.4903
2025 | 11 | 28 | 6 | 49.0717
2025 | 11 | 28 | 7 | 54.1343
2025 | 11 | 28 | 8 | 62.1043
2025 | 11 | 28 | 9 | 62.5414
2025 | 11 | 28 | 10 | 57.5356
2025 | 11 | 28 | 11 | 53.4764
2025 | 11 | 28 | 12 | 52.6992
2025 | 11 | 28 | 13 | 51.1182
2025 | 11 | 28 | 14 | 49.9895
2025 | 11 | 28 | 15 | 51.3334
2025 | 11 | 28 | 16 | 58.09
2025 | 11 | 28 | 17 | 66.9293
2025 | 11 | 28 | 18 | 69.861
2025 | 11 | 28 | 19 | 65.756
2025 | 11 | 28 | 20 | 63.7703
2025 | 11 | 28 | 21 | 61.4294
2025 | 11 | 28 | 22 | 59.1621
2025 | 11 | 28 | 23 | 55.675
2025 | 11 | 29 | 0 | 50.3679
2025 | 11 | 29 | 1 | 47.3053
2025 | 11 | 29 | 2 | 45.8397
2025 | 11 | 29 | 3 | 45.1094
2025 | 11 | 29 | 4 | 44.9554
2025 | 11 | 29 | 5 | 44.9203
2025 | 11 | 29 | 6 | 45.2761
2025 | 11 | 29 | 7 | 48.408
2025 | 11 | 29 | 8 | 56.1901
2025 | 11 | 29 | 9 | 58.545
2025 | 11 | 29 | 10 | 55.306
2025 | 11 | 29 | 11 | 51.9691
2025 | 11 | 29 | 12 | 49.8213
2025 | 11 | 29 | 13 | 47.328
2025 | 11 | 29 | 14 | 46.2832
2025 | 11 | 29 | 15 | 48.2468
2025 | 11 | 29 | 16 | 55.7046
2025 | 11 | 29 | 17 | 65.4304
2025 | 11 | 29 | 18 | 68.8525
2025 | 11 | 29 | 19 | 64.9156
2025 | 11 | 29 | 20 | 61.809
2025 | 11 | 29 | 21 | 59.1194
2025 | 11 | 29 | 22 | 57.015
2025 | 11 | 29 | 23 | 54.3095
2025 | 11 | 30 | 0 | 49.8012
2025 | 11 | 30 | 1 | 49.7819
2025 | 11 | 30 | 2 | 48.451
2025 | 11 | 30 | 3 | 47.8688
2025 | 11 | 30 | 4 | 47.8306
2025 | 11 | 30 | 5 | 47.7708
2025 | 11 | 30 | 6 | 46.5555
2025 | 11 | 30 | 7 | 48.807
2025 | 11 | 30 | 8 | 55.5315
2025 | 11 | 30 | 9 | 57.4401
2025 | 11 | 30 | 10 | 55.0686
2025 | 11 | 30 | 11 | 51.6344
2025 | 11 | 30 | 12 | 50.8527
2025 | 11 | 30 | 13 | 48.961
2025 | 11 | 30 | 14 | 48.5783
2025 | 11 | 30 | 15 | 50.6604
2025 | 11 | 30 | 16 | 57.8608
2025 | 11 | 30 | 17 | 67.4393
2025 | 11 | 30 | 18 | 69.9536
2025 | 11 | 30 | 19 | 65.8494
2025 | 11 | 30 | 20 | 62.9607
2025 | 11 | 30 | 21 | 60.0451
2025 | 11 | 30 | 22 | 57.1274
2025 | 11 | 30 | 23 | 53.9567
2025 | 12 | 1 | 0 | 52.7141
2025 | 12 | 1 | 1 | 47.9556
2025 | 12 | 1 | 2 | 46.7607
2025 | 12 | 1 | 3 | 46.3261
2025 | 12 | 1 | 4 | 46.4139
2025 | 12 | 1 | 5 | 47.1548
2025 | 12 | 1 | 6 | 48.6104
2025 | 12 | 1 | 7 | 53.116
2025 | 12 | 1 | 8 | 60.1015
2025 | 12 | 1 | 9 | 60.2985
2025 | 12 | 1 | 10 | 57.6273
2025 | 12 | 1 | 11 | 54.7044
2025 | 12 | 1 | 12 | 52.8744
2025 | 12 | 1 | 13 | 53.2597
2025 | 12 | 1 | 14 | 53.6429
2025 | 12 | 1 | 15 | 53.9471
2025 | 12 | 1 | 16 | 56.6481
2025 | 12 | 1 | 17 | 62.8326
2025 | 12 | 1 | 18 | 67.0733
2025 | 12 | 1 | 19 | 64.0463
2025 | 12 | 1 | 20 | 62.4973
2025 | 12 | 1 | 21 | 59.8719
2025 | 12 | 1 | 22 | 56.9835
2025 | 12 | 1 | 23 | 53.3685
2025 | 12 | 2 | 0 | 50.1472
2025 | 12 | 2 | 1 | 47.3458
2025 | 12 | 2 | 2 | 45.9212
2025 | 12 | 2 | 3 | 45.5324
2025 | 12 | 2 | 4 | 45.6579
2025 | 12 | 2 | 5 | 46.4699
2025 | 12 | 2 | 6 | 49.8167
2025 | 12 | 2 | 7 | 53.9725
2025 | 12 | 2 | 8 | 58.264
2025 | 12 | 2 | 9 | 55.3093
2025 | 12 | 2 | 10 | 50.7299
2025 | 12 | 2 | 11 | 47.6229
2025 | 12 | 2 | 12 | 49.5148
2025 | 12 | 2 | 13 | 49.9088
2025 | 12 | 2 | 14 | 50.5115
2025 | 12 | 2 | 15 | 51.0697
2025 | 12 | 2 | 16 | 53.9501
2025 | 12 | 2 | 17 | 59.7246
2025 | 12 | 2 | 18 | 67.5547
2025 | 12 | 2 | 19 | 64.5221
2025 | 12 | 2 | 20 | 63.1221
2025 | 12 | 2 | 21 | 60.7846
2025 | 12 | 2 | 22 | 57.9606
2025 | 12 | 2 | 23 | 54.3091
2025 | 12 | 3 | 0 | 51.2004
2025 | 12 | 3 | 1 | 48.6577
2025 | 12 | 3 | 2 | 47.1936
2025 | 12 | 3 | 3 | 46.6755
2025 | 12 | 3 | 4 | 46.729
2025 | 12 | 3 | 5 | 47.4136
2025 | 12 | 3 | 6 | 48.7125
2025 | 12 | 3 | 7 | 53.0596
2025 | 12 | 3 | 8 | 59.4668
2025 | 12 | 3 | 9 | 59.521
2025 | 12 | 3 | 10 | 56.0599
2025 | 12 | 3 | 11 | 52.831
2025 | 12 | 3 | 12 | 49.9738
2025 | 12 | 3 | 13 | 50.3341
2025 | 12 | 3 | 14 | 50.0281
2025 | 12 | 3 | 15 | 49.5062
2025 | 12 | 3 | 16 | 51.5068
2025 | 12 | 3 | 17 | 57.389
2025 | 12 | 3 | 18 | 63.9862
2025 | 12 | 3 | 19 | 62.6643
2025 | 12 | 3 | 20 | 62.0893
2025 | 12 | 3 | 21 | 60.1152
2025 | 12 | 3 | 22 | 57.4525
2025 | 12 | 3 | 23 | 53.82
2025 | 12 | 4 | 0 | 50.7102
2025 | 12 | 4 | 1 | 47.6393
2025 | 12 | 4 | 2 | 46.2066
2025 | 12 | 4 | 3 | 45.7389
2025 | 12 | 4 | 4 | 45.7887
2025 | 12 | 4 | 5 | 46.5657
2025 | 12 | 4 | 6 | 48.6741
2025 | 12 | 4 | 7 | 52.4447
2025 | 12 | 4 | 8 | 56.2765
2025 | 12 | 4 | 9 | 53.7409
2025 | 12 | 4 | 10 | 50.0632
2025 | 12 | 4 | 11 | 47.4691
2025 | 12 | 4 | 12 | 48.316
2025 | 12 | 4 | 13 | 48.8988
2025 | 12 | 4 | 14 | 49.2689
2025 | 12 | 4 | 15 | 49.2127
2025 | 12 | 4 | 16 | 51.2149
2025 | 12 | 4 | 17 | 57.2774
2025 | 12 | 4 | 18 | 66.0086
2025 | 12 | 4 | 19 | 63.8562
2025 | 12 | 4 | 20 | 62.8602
2025 | 12 | 4 | 21 | 60.8747
2025 | 12 | 4 | 22 | 58.4026
2025 | 12 | 4 | 23 | 54.7571
2025 | 12 | 5 | 0 | 49.3385
2025 | 12 | 5 | 1 | 47.5866
2025 | 12 | 5 | 2 | 46.062
2025 | 12 | 5 | 3 | 45.5324
2025 | 12 | 5 | 4 | 45.6002
2025 | 12 | 5 | 5 | 46.3767
2025 | 12 | 5 | 6 | 47.9886
2025 | 12 | 5 | 7 | 52.5477
2025 | 12 | 5 | 8 | 58.8364
2025 | 12 | 5 | 9 | 58.3142
2025 | 12 | 5 | 10 | 53.9449
2025 | 12 | 5 | 11 | 50.1801
2025 | 12 | 5 | 12 | 48.598
2025 | 12 | 5 | 13 | 48.9388
2025 | 12 | 5 | 14 | 48.5367
2025 | 12 | 5 | 15 | 48.4463
2025 | 12 | 5 | 16 | 51.7566
2025 | 12 | 5 | 17 | 58.1194
2025 | 12 | 5 | 18 | 63.9137
2025 | 12 | 5 | 19 | 62.3106
2025 | 12 | 5 | 20 | 61.3978
2025 | 12 | 5 | 21 | 59.6364
2025 | 12 | 5 | 22 | 57.4859
2025 | 12 | 5 | 23 | 53.9081
2025 | 12 | 6 | 0 | 50.5263
2025 | 12 | 6 | 1 | 47.484
2025 | 12 | 6 | 2 | 46.0845
2025 | 12 | 6 | 3 | 45.4676
2025 | 12 | 6 | 4 | 45.4098
2025 | 12 | 6 | 5 | 45.6826
2025 | 12 | 6 | 6 | 46.3069
2025 | 12 | 6 | 7 | 49.1304
2025 | 12 | 6 | 8 | 55.679
2025 | 12 | 6 | 9 | 57.8581
2025 | 12 | 6 | 10 | 55.9857
2025 | 12 | 6 | 11 | 52.5793
2025 | 12 | 6 | 12 | 51.6326
2025 | 12 | 6 | 13 | 50.6983
2025 | 12 | 6 | 14 | 50.8413
2025 | 12 | 6 | 15 | 51.758
2025 | 12 | 6 | 16 | 56.4289
2025 | 12 | 6 | 17 | 63.8768
2025 | 12 | 6 | 18 | 68.7322
2025 | 12 | 6 | 19 | 64.5916
2025 | 12 | 6 | 20 | 61.4441
2025 | 12 | 6 | 21 | 58.6396
2025 | 12 | 6 | 22 | 56.2873
2025 | 12 | 6 | 23 | 53.3792
2025 | 12 | 7 | 0 | 50.9423
2025 | 12 | 7 | 1 | 46.1457
2025 | 12 | 7 | 2 | 44.3127
2025 | 12 | 7 | 3 | 43.3977
2025 | 12 | 7 | 4 | 42.9357
2025 | 12 | 7 | 5 | 42.7294
2025 | 12 | 7 | 6 | 43.5268
2025 | 12 | 7 | 7 | 44.8345
2025 | 12 | 7 | 8 | 49.5991
2025 | 12 | 7 | 9 | 49.9836
2025 | 12 | 7 | 10 | 48.1616
2025 | 12 | 7 | 11 | 45.709
2025 | 12 | 7 | 12 | 44.1455
2025 | 12 | 7 | 13 | 44.7356
2025 | 12 | 7 | 14 | 44.3843
2025 | 12 | 7 | 15 | 44.3645
2025 | 12 | 7 | 16 | 47.3981
2025 | 12 | 7 | 17 | 53.5537
2025 | 12 | 7 | 18 | 62.5869
2025 | 12 | 7 | 19 | 58.7508
2025 | 12 | 7 | 20 | 56.1925
2025 | 12 | 7 | 21 | 53.3471
2025 | 12 | 7 | 22 | 50.4924
2025 | 12 | 7 | 23 | 47.3717
2025 | 12 | 8 | 0 | 44.6215
2025 | 12 | 8 | 1 | 44.1896
2025 | 12 | 8 | 2 | 42.9981
2025 | 12 | 8 | 3 | 42.7222
2025 | 12 | 8 | 4 | 42.9507
2025 | 12 | 8 | 5 | 43.8721
2025 | 12 | 8 | 6 | 46.3505
2025 | 12 | 8 | 7 | 50.756
2025 | 12 | 8 | 8 | 56.9272
2025 | 12 | 8 | 9 | 55.9597
2025 | 12 | 8 | 10 | 52.597
2025 | 12 | 8 | 11 | 49.6357
2025 | 12 | 8 | 12 | 49.9459
2025 | 12 | 8 | 13 | 50.2861
2025 | 12 | 8 | 14 | 50.981
2025 | 12 | 8 | 15 | 51.8149
2025 | 12 | 8 | 16 | 55.2024
2025 | 12 | 8 | 17 | 62.3474
2025 | 12 | 8 | 18 | 68.968
2025 | 12 | 8 | 19 | 66.3034
2025 | 12 | 8 | 20 | 64.9262
2025 | 12 | 8 | 21 | 62.6635
2025 | 12 | 8 | 22 | 59.8893
2025 | 12 | 8 | 23 | 56.3026
2025 | 12 | 9 | 0 | 51.5949
2025 | 12 | 9 | 1 | 50.2916
2025 | 12 | 9 | 2 | 49.1
2025 | 12 | 9 | 3 | 48.9545
2025 | 12 | 9 | 4 | 49.3406
2025 | 12 | 9 | 5 | 50.2366
2025 | 12 | 9 | 6 | 52.5928
2025 | 12 | 9 | 7 | 56.9054
2025 | 12 | 9 | 8 | 61.3357
2025 | 12 | 9 | 9 | 58.4618
2025 | 12 | 9 | 10 | 53.6912
2025 | 12 | 9 | 11 | 50.402
2025 | 12 | 9 | 12 | 52.2627
2025 | 12 | 9 | 13 | 51.5732
2025 | 12 | 9 | 14 | 51.3861
2025 | 12 | 9 | 15 | 52.3272
2025 | 12 | 9 | 16 | 55.8431
2025 | 12 | 9 | 17 | 61.8711
2025 | 12 | 9 | 18 | 70.6109
2025 | 12 | 9 | 19 | 67.9184
2025 | 12 | 9 | 20 | 66.8424
2025 | 12 | 9 | 21 | 64.5901
2025 | 12 | 9 | 22 | 61.8337
2025 | 12 | 9 | 23 | 58.0725
2025 | 12 | 10 | 0 | 55.5753
2025 | 12 | 10 | 1 | 51.6561
2025 | 12 | 10 | 2 | 50.0879
2025 | 12 | 10 | 3 | 49.4272
2025 | 12 | 10 | 4 | 49.2997
2025 | 12 | 10 | 5 | 49.6911
2025 | 12 | 10 | 6 | 51.5293
2025 | 12 | 10 | 7 | 55.7827
2025 | 12 | 10 | 8 | 62.3281
2025 | 12 | 10 | 9 | 62.6122
2025 | 12 | 10 | 10 | 59.3246
2025 | 12 | 10 | 11 | 56.001
2025 | 12 | 10 | 12 | 55.5991
2025 | 12 | 10 | 13 | 55.7001
2025 | 12 | 10 | 14 | 55.5701
2025 | 12 | 10 | 15 | 55.6512
2025 | 12 | 10 | 16 | 58.3688
2025 | 12 | 10 | 17 | 65.3547
2025 | 12 | 10 | 18 | 68.9394
2025 | 12 | 10 | 19 | 65.1198
2025 | 12 | 10 | 20 | 63.546
2025 | 12 | 10 | 21 | 61.0218
2025 | 12 | 10 | 22 | 58.093
2025 | 12 | 10 | 23 | 54.2647
2025 | 12 | 11 | 0 | 50.5098
2025 | 12 | 11 | 1 | 48.3284
2025 | 12 | 11 | 2 | 46.8082
2025 | 12 | 11 | 3 | 46.3374
2025 | 12 | 11 | 4 | 46.3782
2025 | 12 | 11 | 5 | 47.1102
2025 | 12 | 11 | 6 | 49.159
2025 | 12 | 11 | 7 | 53.5444
2025 | 12 | 11 | 8 | 60.2623
2025 | 12 | 11 | 9 | 61.2129
2025 | 12 | 11 | 10 | 57.8511
2025 | 12 | 11 | 11 | 53.9
2025 | 12 | 11 | 12 | 52.3789
2025 | 12 | 11 | 13 | 52.5865
2025 | 12 | 11 | 14 | 53.621
2025 | 12 | 11 | 15 | 54.2785
2025 | 12 | 11 | 16 | 57.3038
2025 | 12 | 11 | 17 | 64.4858
2025 | 12 | 11 | 18 | 67.6221
2025 | 12 | 11 | 19 | 65.1407
2025 | 12 | 11 | 20 | 64.0866
2025 | 12 | 11 | 21 | 62.1707
2025 | 12 | 11 | 22 | 59.4781
2025 | 12 | 11 | 23 | 55.5964
2025 | 12 | 12 | 0 | 52.3912
2025 | 12 | 12 | 1 | 49.1637
2025 | 12 | 12 | 2 | 47.5359
2025 | 12 | 12 | 3 | 46.8812
2025 | 12 | 12 | 4 | 46.799
2025 | 12 | 12 | 5 | 47.2961
2025 | 12 | 12 | 6 | 49.0792
2025 | 12 | 12 | 7 | 53.5134
2025 | 12 | 12 | 8 | 59.9186
2025 | 12 | 12 | 9 | 60.614
2025 | 12 | 12 | 10 | 56.9716
2025 | 12 | 12 | 11 | 53.8256
2025 | 12 | 12 | 12 | 53.387
2025 | 12 | 12 | 13 | 52.6679
2025 | 12 | 12 | 14 | 52.139
2025 | 12 | 12 | 15 | 51.9867
2025 | 12 | 12 | 16 | 55.7391
2025 | 12 | 12 | 17 | 61.9066
2025 | 12 | 12 | 18 | 67.4756
2025 | 12 | 12 | 19 | 63.9549
2025 | 12 | 12 | 20 | 62.431
2025 | 12 | 12 | 21 | 60.3373
2025 | 12 | 12 | 22 | 58.0639
2025 | 12 | 12 | 23 | 54.4418
2025 | 12 | 13 | 0 | 50.2495
2025 | 12 | 13 | 1 | 45.2584
2025 | 12 | 13 | 2 | 43.5193
2025 | 12 | 13 | 3 | 42.6057
2025 | 12 | 13 | 4 | 42.2212
2025 | 12 | 13 | 5 | 42.1247
2025 | 12 | 13 | 6 | 42.3378
2025 | 12 | 13 | 7 | 44.9136
2025 | 12 | 13 | 8 | 51.6291
2025 | 12 | 13 | 9 | 54.277
2025 | 12 | 13 | 10 | 52.1623
2025 | 12 | 13 | 11 | 49.4846
2025 | 12 | 13 | 12 | 48.6892
2025 | 12 | 13 | 13 | 48.3388
2025 | 12 | 13 | 14 | 47.8388
2025 | 12 | 13 | 15 | 48.3962
2025 | 12 | 13 | 16 | 52.5472
2025 | 12 | 13 | 17 | 59.8209
2025 | 12 | 13 | 18 | 63.4793
2025 | 12 | 13 | 19 | 59.1513
2025 | 12 | 13 | 20 | 56.0474
2025 | 12 | 13 | 21 | 53.2912
2025 | 12 | 13 | 22 | 51.0355
2025 | 12 | 13 | 23 | 48.1568
2025 | 12 | 14 | 0 | 45.8418
2025 | 12 | 14 | 1 | 44.8209
2025 | 12 | 14 | 2 | 43.3864
2025 | 12 | 14 | 3 | 42.7479
2025 | 12 | 14 | 4 | 42.6947
2025 | 12 | 14 | 5 | 42.7363
2025 | 12 | 14 | 6 | 42.8673
2025 | 12 | 14 | 7 | 44.8296
2025 | 12 | 14 | 8 | 50.7754
2025 | 12 | 14 | 9 | 52.773
2025 | 12 | 14 | 10 | 51.1427
2025 | 12 | 14 | 11 | 48.3664
2025 | 12 | 14 | 12 | 48.1659
2025 | 12 | 14 | 13 | 47.948
2025 | 12 | 14 | 14 | 48.2497
2025 | 12 | 14 | 15 | 49.1153
2025 | 12 | 14 | 16 | 53.5408
2025 | 12 | 14 | 17 | 61.5216
2025 | 12 | 14 | 18 | 66.3456
2025 | 12 | 14 | 19 | 63.4778
2025 | 12 | 14 | 20 | 61.2907
2025 | 12 | 14 | 21 | 58.8062
2025 | 12 | 14 | 22 | 56.2052
2025 | 12 | 14 | 23 | 53.031
2025 | 12 | 15 | 0 | 50.0453
2025 | 12 | 15 | 1 | 47.4138
2025 | 12 | 15 | 2 | 46.3441
2025 | 12 | 15 | 3 | 46.0976
2025 | 12 | 15 | 4 | 46.3163
2025 | 12 | 15 | 5 | 47.0248
2025 | 12 | 15 | 6 | 48.1738
2025 | 12 | 15 | 7 | 52.6386
2025 | 12 | 15 | 8 | 59.366
2025 | 12 | 15 | 9 | 59.954
2025 | 12 | 15 | 10 | 57.6731
2025 | 12 | 15 | 11 | 54.9676
2025 | 12 | 15 | 12 | 52.4345
2025 | 12 | 15 | 13 | 52.1761
2025 | 12 | 15 | 14 | 51.7029
2025 | 12 | 15 | 15 | 52.2647
2025 | 12 | 15 | 16 | 55.2891
2025 | 12 | 15 | 17 | 62.057
2025 | 12 | 15 | 18 | 67.712
2025 | 12 | 15 | 19 | 65.4366
2025 | 12 | 15 | 20 | 64.2664
2025 | 12 | 15 | 21 | 61.9151
2025 | 12 | 15 | 22 | 59.1774
2025 | 12 | 15 | 23 | 55.4804
2025 | 12 | 16 | 0 | 51.1401
2025 | 12 | 16 | 1 | 48.2187
2025 | 12 | 16 | 2 | 46.6545
2025 | 12 | 16 | 3 | 46.0927
2025 | 12 | 16 | 4 | 45.9361
2025 | 12 | 16 | 5 | 46.3268
2025 | 12 | 16 | 6 | 47.0518
2025 | 12 | 16 | 7 | 51.4014
2025 | 12 | 16 | 8 | 57.443
2025 | 12 | 16 | 9 | 57.492
2025 | 12 | 16 | 10 | 54.0913
2025 | 12 | 16 | 11 | 51.413
2025 | 12 | 16 | 12 | 50.9301
2025 | 12 | 16 | 13 | 50.926
2025 | 12 | 16 | 14 | 50.9759
2025 | 12 | 16 | 15 | 51.446
2025 | 12 | 16 | 16 | 54.185
2025 | 12 | 16 | 17 | 60.6626
2025 | 12 | 16 | 18 | 64.426
2025 | 12 | 16 | 19 | 60.6492
2025 | 12 | 16 | 20 | 58.9512
2025 | 12 | 16 | 21 | 56.4368
2025 | 12 | 16 | 22 | 53.5799
2025 | 12 | 16 | 23 | 49.801
2025 | 12 | 17 | 0 | 47.5851
2025 | 12 | 17 | 1 | 43.3453
2025 | 12 | 17 | 2 | 41.5823
2025 | 12 | 17 | 3 | 40.8537
2025 | 12 | 17 | 4 | 40.5872
2025 | 12 | 17 | 5 | 40.9466
2025 | 12 | 17 | 6 | 42.7716
2025 | 12 | 17 | 7 | 46.9009
2025 | 12 | 17 | 8 | 53.0195
2025 | 12 | 17 | 9 | 53.4008
2025 | 12 | 17 | 10 | 50.0442
2025 | 12 | 17 | 11 | 48.056
2025 | 12 | 17 | 12 | 48.9838
2025 | 12 | 17 | 13 | 49.1901
2025 | 12 | 17 | 14 | 49.2123
2025 | 12 | 17 | 15 | 48.9016
2025 | 12 | 17 | 16 | 51.5252
2025 | 12 | 17 | 17 | 58.709
2025 | 12 | 17 | 18 | 62.3284
2025 | 12 | 17 | 19 | 58.6406
2025 | 12 | 17 | 20 | 57.054
2025 | 12 | 17 | 21 | 54.7683
2025 | 12 | 17 | 22 | 51.9111
2025 | 12 | 17 | 23 | 48.2197
2025 | 12 | 18 | 0 | 45.0252
2025 | 12 | 18 | 1 | 43.6637
2025 | 12 | 18 | 2 | 42.1564
2025 | 12 | 18 | 3 | 41.8205
2025 | 12 | 18 | 4 | 42.0326
2025 | 12 | 18 | 5 | 42.9261
2025 | 12 | 18 | 6 | 44.9831
2025 | 12 | 18 | 7 | 49.7365
2025 | 12 | 18 | 8 | 56.9673
2025 | 12 | 18 | 9 | 58.3709
2025 | 12 | 18 | 10 | 54.9509
2025 | 12 | 18 | 11 | 51.2184
2025 | 12 | 18 | 12 | 50.4432
2025 | 12 | 18 | 13 | 49.9877
2025 | 12 | 18 | 14 | 50.5506
2025 | 12 | 18 | 15 | 51.6933
2025 | 12 | 18 | 16 | 55.9715
2025 | 12 | 18 | 17 | 64.2503
2025 | 12 | 18 | 18 | 69.0368
2025 | 12 | 18 | 19 | 65.4743
2025 | 12 | 18 | 20 | 64.0037
2025 | 12 | 18 | 21 | 61.9282
2025 | 12 | 18 | 22 | 59.2317
2025 | 12 | 18 | 23 | 55.3973
2025 | 12 | 19 | 0 | 53.0468
2025 | 12 | 19 | 1 | 51.3113
2025 | 12 | 19 | 2 | 49.9338
2025 | 12 | 19 | 3 | 49.5888
2025 | 12 | 19 | 4 | 49.8528
2025 | 12 | 19 | 5 | 50.5805
2025 | 12 | 19 | 6 | 52.4962
2025 | 12 | 19 | 7 | 57.5036
2025 | 12 | 19 | 8 | 64.9632
2025 | 12 | 19 | 9 | 65.638
2025 | 12 | 19 | 10 | 61.2843
2025 | 12 | 19 | 11 | 56.6701
2025 | 12 | 19 | 12 | 55.6125
2025 | 12 | 19 | 13 | 55.0125
2025 | 12 | 19 | 14 | 53.9976
2025 | 12 | 19 | 15 | 55.0086
2025 | 12 | 19 | 16 | 59.8166
2025 | 12 | 19 | 17 | 68.051
2025 | 12 | 19 | 18 | 72.2305
2025 | 12 | 19 | 19 | 70.1032
2025 | 12 | 19 | 20 | 69.0859
2025 | 12 | 19 | 21 | 67.2179
2025 | 12 | 19 | 22 | 65.0545
2025 | 12 | 19 | 23 | 61.2556
2025 | 12 | 20 | 0 | 56.2108
2025 | 12 | 20 | 1 | 55.4586
2025 | 12 | 20 | 2 | 54.0156
2025 | 12 | 20 | 3 | 53.4845
2025 | 12 | 20 | 4 | 53.2714
2025 | 12 | 20 | 5 | 53.4104
2025 | 12 | 20 | 6 | 51.9771
2025 | 12 | 20 | 7 | 54.495
2025 | 12 | 20 | 8 | 60.5767
2025 | 12 | 20 | 9 | 62.5979
2025 | 12 | 20 | 10 | 60.7266
2025 | 12 | 20 | 11 | 57.8437
2025 | 12 | 20 | 12 | 56.5358
2025 | 12 | 20 | 13 | 54.0916
2025 | 12 | 20 | 14 | 52.9164
2025 | 12 | 20 | 15 | 54.4346
2025 | 12 | 20 | 16 | 60.7498
2025 | 12 | 20 | 17 | 69.8582
2025 | 12 | 20 | 18 | 74.8963
2025 | 12 | 20 | 19 | 70.3199
2025 | 12 | 20 | 20 | 66.9506
2025 | 12 | 20 | 21 | 64.1724
2025 | 12 | 20 | 22 | 61.7512
2025 | 12 | 20 | 23 | 58.7516
2025 | 12 | 21 | 0 | 54.7728
2025 | 12 | 21 | 1 | 54.1118
2025 | 12 | 21 | 2 | 53.0081
2025 | 12 | 21 | 3 | 52.4955
2025 | 12 | 21 | 4 | 52.6481
2025 | 12 | 21 | 5 | 52.935
2025 | 12 | 21 | 6 | 52.2719
2025 | 12 | 21 | 7 | 53.028
2025 | 12 | 21 | 8 | 56.7121
2025 | 12 | 21 | 9 | 58.988
2025 | 12 | 21 | 10 | 58.2651
2025 | 12 | 21 | 11 | 56.0945
2025 | 12 | 21 | 12 | 55.8978
2025 | 12 | 21 | 13 | 54.0368
2025 | 12 | 21 | 14 | 52.3913
2025 | 12 | 21 | 15 | 55.8236
2025 | 12 | 21 | 16 | 61.3264
2025 | 12 | 21 | 17 | 68.8977
2025 | 12 | 21 | 18 | 74.3142
2025 | 12 | 21 | 19 | 72.2084
2025 | 12 | 21 | 20 | 69.5855
2025 | 12 | 21 | 21 | 67.0393
2025 | 12 | 21 | 22 | 64.1806
2025 | 12 | 21 | 23 | 61.2622
2025 | 12 | 22 | 0 | 59.3573
2025 | 12 | 22 | 1 | 56.74
2025 | 12 | 22 | 2 | 55.8165
2025 | 12 | 22 | 3 | 55.5145
2025 | 12 | 22 | 4 | 55.8321
2025 | 12 | 22 | 5 | 56.2743
2025 | 12 | 22 | 6 | 57.2444
2025 | 12 | 22 | 7 | 60.4577
2025 | 12 | 22 | 8 | 65.3318
2025 | 12 | 22 | 9 | 65.1609
2025 | 12 | 22 | 10 | 62.3302
2025 | 12 | 22 | 11 | 60.0123
2025 | 12 | 22 | 12 | 59.0054
2025 | 12 | 22 | 13 | 57.7145
2025 | 12 | 22 | 14 | 55.8202
2025 | 12 | 22 | 15 | 57.9746
2025 | 12 | 22 | 16 | 60.2165
2025 | 12 | 22 | 17 | 65.5453
2025 | 12 | 22 | 18 | 77.4981
2025 | 12 | 22 | 19 | 74.1331
2025 | 12 | 22 | 20 | 72.4283
2025 | 12 | 22 | 21 | 69.8367
2025 | 12 | 22 | 22 | 66.8721
2025 | 12 | 22 | 23 | 63.4151
2025 | 12 | 23 | 0 | 59.6335
2025 | 12 | 23 | 1 | 55.1615
2025 | 12 | 23 | 2 | 53.5203
2025 | 12 | 23 | 3 | 52.708
2025 | 12 | 23 | 4 | 52.4713
2025 | 12 | 23 | 5 | 52.492
2025 | 12 | 23 | 6 | 53.3519
2025 | 12 | 23 | 7 | 56.7567
2025 | 12 | 23 | 8 | 62.7648
2025 | 12 | 23 | 9 | 64.9549
2025 | 12 | 23 | 10 | 62.551
2025 | 12 | 23 | 11 | 59.7727
2025 | 12 | 23 | 12 | 58.0971
2025 | 12 | 23 | 13 | 57.0622
2025 | 12 | 23 | 14 | 55.7718
2025 | 12 | 23 | 15 | 58.0832
2025 | 12 | 23 | 16 | 61.1002
2025 | 12 | 23 | 17 | 66.2694
2025 | 12 | 23 | 18 | 70.576
2025 | 12 | 23 | 19 | 66.7837
2025 | 12 | 23 | 20 | 64.9298
2025 | 12 | 23 | 21 | 62.4069
2025 | 12 | 23 | 22 | 59.5143
2025 | 12 | 23 | 23 | 56.0966
2025 | 12 | 24 | 0 | 53.9241
2025 | 12 | 24 | 1 | 49.0869
2025 | 12 | 24 | 2 | 47.1039
2025 | 12 | 24 | 3 | 46.2903
2025 | 12 | 24 | 4 | 45.6743
2025 | 12 | 24 | 5 | 45.8707
2025 | 12 | 24 | 6 | 47.2952
2025 | 12 | 24 | 7 | 51.5871
2025 | 12 | 24 | 8 | 58.4277
2025 | 12 | 24 | 9 | 59.9121
2025 | 12 | 24 | 10 | 57.216
2025 | 12 | 24 | 11 | 54.9746
2025 | 12 | 24 | 12 | 55.0209
2025 | 12 | 24 | 13 | 54.3576
2025 | 12 | 24 | 14 | 55.8404
2025 | 12 | 24 | 15 | 54.5285
2025 | 12 | 24 | 16 | 55.2801
2025 | 12 | 24 | 17 | 60.9344
2025 | 12 | 24 | 18 | 62.0282
2025 | 12 | 24 | 19 | 57.5031
2025 | 12 | 24 | 20 | 55.5595
2025 | 12 | 24 | 21 | 53.6757
2025 | 12 | 24 | 22 | 51.7477
2025 | 12 | 24 | 23 | 49.1802
2025 | 12 | 25 | 0 | 47.7507
2025 | 12 | 25 | 1 | 43.6513
2025 | 12 | 25 | 2 | 41.9119
2025 | 12 | 25 | 3 | 41.0813
2025 | 12 | 25 | 4 | 41.0488
2025 | 12 | 25 | 5 | 41.4356
2025 | 12 | 25 | 6 | 42.7003
2025 | 12 | 25 | 7 | 45.0941
2025 | 12 | 25 | 8 | 50.7325
2025 | 12 | 25 | 9 | 54.652
2025 | 12 | 25 | 10 | 53.2769
2025 | 12 | 25 | 11 | 50.8834
2025 | 12 | 25 | 12 | 51.9658
2025 | 12 | 25 | 13 | 51.8304
2025 | 12 | 25 | 14 | 53.2845
2025 | 12 | 25 | 15 | 53.6075
2025 | 12 | 25 | 16 | 57.3549
2025 | 12 | 25 | 17 | 63.788
2025 | 12 | 25 | 18 | 66.72
2025 | 12 | 25 | 19 | 61.1691
2025 | 12 | 25 | 20 | 58.2083
2025 | 12 | 25 | 21 | 56.7997
2025 | 12 | 25 | 22 | 55.4311
2025 | 12 | 25 | 23 | 53.4166
2025 | 12 | 26 | 0 | 50.4657
2025 | 12 | 26 | 1 | 48.2375
2025 | 12 | 26 | 2 | 46.9076
2025 | 12 | 26 | 3 | 46.3378
2025 | 12 | 26 | 4 | 46.5204
2025 | 12 | 26 | 5 | 47.0449
2025 | 12 | 26 | 6 | 46.9941
2025 | 12 | 26 | 7 | 49.077
2025 | 12 | 26 | 8 | 53.589
2025 | 12 | 26 | 9 | 55.9223
2025 | 12 | 26 | 10 | 54.9133
2025 | 12 | 26 | 11 | 54.1877
2025 | 12 | 26 | 12 | 55.4187
2025 | 12 | 26 | 13 | 55.3927
2025 | 12 | 26 | 14 | 54.136
2025 | 12 | 26 | 15 | 53.2131
2025 | 12 | 26 | 16 | 56.2917
2025 | 12 | 26 | 17 | 61.3288
2025 | 12 | 26 | 18 | 67.5951
2025 | 12 | 26 | 19 | 64.7625
2025 | 12 | 26 | 20 | 63.0626
2025 | 12 | 26 | 21 | 61.1349
2025 | 12 | 26 | 22 | 59.5177
2025 | 12 | 26 | 23 | 56.9626
2025 | 12 | 27 | 0 | 54.513
2025 | 12 | 27 | 1 | 55.2171
2025 | 12 | 27 | 2 | 53.6256
2025 | 12 | 27 | 3 | 52.9861
2025 | 12 | 27 | 4 | 52.5676
2025 | 12 | 27 | 5 | 52.42
2025 | 12 | 27 | 6 | 51.2629
2025 | 12 | 27 | 7 | 53.593
2025 | 12 | 27 | 8 | 59.355
2025 | 12 | 27 | 9 | 61.9952
2025 | 12 | 27 | 10 | 60.9831
2025 | 12 | 27 | 11 | 58.3112
2025 | 12 | 27 | 12 | 55.6676
2025 | 12 | 27 | 13 | 54.0691
2025 | 12 | 27 | 14 | 52.8018
2025 | 12 | 27 | 15 | 53.5664
2025 | 12 | 27 | 16 | 58.2525
2025 | 12 | 27 | 17 | 66.4254
2025 | 12 | 27 | 18 | 69.3177
2025 | 12 | 27 | 19 | 66.3841
2025 | 12 | 27 | 20 | 63.5782
2025 | 12 | 27 | 21 | 60.9965
2025 | 12 | 27 | 22 | 58.5537
2025 | 12 | 27 | 23 | 55.4656
2025 | 12 | 28 | 0 | 51.8159
2025 | 12 | 28 | 1 | 49.3591
2025 | 12 | 28 | 2 | 47.8216
2025 | 12 | 28 | 3 | 47.0792
2025 | 12 | 28 | 4 | 46.8013
2025 | 12 | 28 | 5 | 46.6835
2025 | 12 | 28 | 6 | 46.5448
2025 | 12 | 28 | 7 | 48.192
2025 | 12 | 28 | 8 | 53.296
2025 | 12 | 28 | 9 | 56.1043
2025 | 12 | 28 | 10 | 54.7327
2025 | 12 | 28 | 11 | 53.0616
2025 | 12 | 28 | 12 | 52.3307
2025 | 12 | 28 | 13 | 51.9794
2025 | 12 | 28 | 14 | 51.3639
2025 | 12 | 28 | 15 | 52.0863
2025 | 12 | 28 | 16 | 56.2543
2025 | 12 | 28 | 17 | 64.7372
2025 | 12 | 28 | 18 | 70.7066
2025 | 12 | 28 | 19 | 66.1686
2025 | 12 | 28 | 20 | 62.9839
2025 | 12 | 28 | 21 | 60.0935
2025 | 12 | 28 | 22 | 57.0464
2025 | 12 | 28 | 23 | 53.6382
2025 | 12 | 29 | 0 | 51.7246
2025 | 12 | 29 | 1 | 51.0839
2025 | 12 | 29 | 2 | 50.0998
2025 | 12 | 29 | 3 | 50.0193
2025 | 12 | 29 | 4 | 50.3561
2025 | 12 | 29 | 5 | 50.9888
2025 | 12 | 29 | 6 | 52.871
2025 | 12 | 29 | 7 | 57.5637
2025 | 12 | 29 | 8 | 64.5316
2025 | 12 | 29 | 9 | 65.5083
2025 | 12 | 29 | 10 | 62.4527
2025 | 12 | 29 | 11 | 59.6315
2025 | 12 | 29 | 12 | 58.1405
2025 | 12 | 29 | 13 | 57.5282
2025 | 12 | 29 | 14 | 56.7563
2025 | 12 | 29 | 15 | 57.3787
2025 | 12 | 29 | 16 | 60.4591
2025 | 12 | 29 | 17 | 68.1499
2025 | 12 | 29 | 18 | 75.25
2025 | 12 | 29 | 19 | 73.0458
2025 | 12 | 29 | 20 | 71.9863
2025 | 12 | 29 | 21 | 69.8309
2025 | 12 | 29 | 22 | 66.9453
2025 | 12 | 29 | 23 | 63.0579
2025 | 12 | 30 | 0 | 58.2048
2025 | 12 | 30 | 1 | 57.9374
2025 | 12 | 30 | 2 | 56.7644
2025 | 12 | 30 | 3 | 56.5904
2025 | 12 | 30 | 4 | 56.788
2025 | 12 | 30 | 5 | 57.202
2025 | 12 | 30 | 6 | 58.4336
2025 | 12 | 30 | 7 | 62.8723
2025 | 12 | 30 | 8 | 67.8991
2025 | 12 | 30 | 9 | 66.2431
2025 | 12 | 30 | 10 | 61.9968
2025 | 12 | 30 | 11 | 58.7396
2025 | 12 | 30 | 12 | 58.7023
2025 | 12 | 30 | 13 | 58.4175
2025 | 12 | 30 | 14 | 57.0625
2025 | 12 | 30 | 15 | 57.7226
2025 | 12 | 30 | 16 | 60.4272
2025 | 12 | 30 | 17 | 67.5627
2025 | 12 | 30 | 18 | 75.5136
2025 | 12 | 30 | 19 | 73.5625
2025 | 12 | 30 | 20 | 72.6839
2025 | 12 | 30 | 21 | 70.5842
2025 | 12 | 30 | 22 | 67.8477
2025 | 12 | 30 | 23 | 63.893
2025 | 12 | 31 | 0 | 59.1372
2025 | 12 | 31 | 1 | 55.7402
2025 | 12 | 31 | 2 | 54.1025
2025 | 12 | 31 | 3 | 53.258
2025 | 12 | 31 | 4 | 53.1398
2025 | 12 | 31 | 5 | 53.3798
2025 | 12 | 31 | 6 | 53.8182
2025 | 12 | 31 | 7 | 57.9118
2025 | 12 | 31 | 8 | 64.077
2025 | 12 | 31 | 9 | 65.4256
2025 | 12 | 31 | 10 | 62.9816
2025 | 12 | 31 | 11 | 62.2852
2025 | 12 | 31 | 12 | 63.2021
2025 | 12 | 31 | 13 | 62.2234
2025 | 12 | 31 | 14 | 60.891
2025 | 12 | 31 | 15 | 60.7222
2025 | 12 | 31 | 16 | 61.8537
2025 | 12 | 31 | 17 | 67.3006
2025 | 12 | 31 | 18 | 71.199
2025 | 12 | 31 | 19 | 66.5072
2025 | 12 | 31 | 20 | 63.5311
2025 | 12 | 31 | 21 | 60.2504
2025 | 12 | 31 | 22 | 57.8152
2025 | 12 | 31 | 23 | 55.6214
2026 | 1 | 1 | 0 | 55.2783
2026 | 1 | 1 | 1 | 59.3461
2026 | 1 | 1 | 2 | 57.5917
2026 | 1 | 1 | 3 | 56.2804
2026 | 1 | 1 | 4 | 55.7786
2026 | 1 | 1 | 5 | 55.6503
2026 | 1 | 1 | 6 | 57.0863
2026 | 1 | 1 | 7 | 58.4578
2026 | 1 | 1 | 8 | 62.2202
2026 | 1 | 1 | 9 | 63.9294
2026 | 1 | 1 | 10 | 62.2375
2026 | 1 | 1 | 11 | 58.7673
2026 | 1 | 1 | 12 | 56.8941
2026 | 1 | 1 | 13 | 55.1009
2026 | 1 | 1 | 14 | 54.7965
2026 | 1 | 1 | 15 | 56.0576
2026 | 1 | 1 | 16 | 62.5643
2026 | 1 | 1 | 17 | 71.8691
2026 | 1 | 1 | 18 | 78.1392
2026 | 1 | 1 | 19 | 75.556
2026 | 1 | 1 | 20 | 73.4027
2026 | 1 | 1 | 21 | 71.1315
2026 | 1 | 1 | 22 | 68.6118
2026 | 1 | 1 | 23 | 65.6304
2026 | 1 | 2 | 0 | 63.0452
2026 | 1 | 2 | 1 | 60.9341
2026 | 1 | 2 | 2 | 59.5485
2026 | 1 | 2 | 3 | 59.0276
2026 | 1 | 2 | 4 | 59.1271
2026 | 1 | 2 | 5 | 59.4655
2026 | 1 | 2 | 6 | 61.5394
2026 | 1 | 2 | 7 | 66.2912
2026 | 1 | 2 | 8 | 73.6139
2026 | 1 | 2 | 9 | 74.8576
2026 | 1 | 2 | 10 | 70.6379
2026 | 1 | 2 | 11 | 66.2784
2026 | 1 | 2 | 12 | 65.2232
2026 | 1 | 2 | 13 | 63.9122
2026 | 1 | 2 | 14 | 62.6603
2026 | 1 | 2 | 15 | 62.7933
2026 | 1 | 2 | 16 | 66.8222
2026 | 1 | 2 | 17 | 73.2725
2026 | 1 | 2 | 18 | 75.9578
2026 | 1 | 2 | 19 | 72.2931
2026 | 1 | 2 | 20 | 70.5282
2026 | 1 | 2 | 21 | 68.2017
2026 | 1 | 2 | 22 | 65.8449
2026 | 1 | 2 | 23 | 62.2694
2026 | 1 | 3 | 0 | 59.2101
2026 | 1 | 3 | 1 | 53.6239
2026 | 1 | 3 | 2 | 52.1377
2026 | 1 | 3 | 3 | 51.3327
2026 | 1 | 3 | 4 | 51.0719
2026 | 1 | 3 | 5 | 51.2848
2026 | 1 | 3 | 6 | 52.4365
2026 | 1 | 3 | 7 | 54.9858
2026 | 1 | 3 | 8 | 60.8627
2026 | 1 | 3 | 9 | 65.053
2026 | 1 | 3 | 10 | 64.1328
2026 | 1 | 3 | 11 | 61.3999
2026 | 1 | 3 | 12 | 58.2231
2026 | 1 | 3 | 13 | 57.7466
2026 | 1 | 3 | 14 | 56.246
2026 | 1 | 3 | 15 | 57.0162
2026 | 1 | 3 | 16 | 60.9725
2026 | 1 | 3 | 17 | 67.4465
2026 | 1 | 3 | 18 | 69.6382
2026 | 1 | 3 | 19 | 66.1538
2026 | 1 | 3 | 20 | 62.3391
2026 | 1 | 3 | 21 | 59.3464
2026 | 1 | 3 | 22 | 56.8119
2026 | 1 | 3 | 23 | 54.0565
2026 | 1 | 4 | 0 | 53.1091
2026 | 1 | 4 | 1 | 52.2232
2026 | 1 | 4 | 2 | 51.099
2026 | 1 | 4 | 3 | 50.5854
2026 | 1 | 4 | 4 | 50.7145
2026 | 1 | 4 | 5 | 51.0472
2026 | 1 | 4 | 6 | 52.0667
2026 | 1 | 4 | 7 | 54.332
2026 | 1 | 4 | 8 | 60.2231
2026 | 1 | 4 | 9 | 64.5285
2026 | 1 | 4 | 10 | 64.4627
2026 | 1 | 4 | 11 | 60.9789
2026 | 1 | 4 | 12 | 60.6483
2026 | 1 | 4 | 13 | 60.9811
2026 | 1 | 4 | 14 | 61.0932
2026 | 1 | 4 | 15 | 62.351
2026 | 1 | 4 | 16 | 66.5255
2026 | 1 | 4 | 17 | 73.5845
2026 | 1 | 4 | 18 | 77.0204
2026 | 1 | 4 | 19 | 72.7792
2026 | 1 | 4 | 20 | 68.9411
2026 | 1 | 4 | 21 | 65.6854
2026 | 1 | 4 | 22 | 62.5335
2026 | 1 | 4 | 23 | 59.4598
2026 | 1 | 5 | 0 | 57.4167
2026 | 1 | 5 | 1 | 54.7202
2026 | 1 | 5 | 2 | 53.7126
2026 | 1 | 5 | 3 | 53.5093
2026 | 1 | 5 | 4 | 53.8443
2026 | 1 | 5 | 5 | 54.4479
2026 | 1 | 5 | 6 | 56.4652
2026 | 1 | 5 | 7 | 61.4163
2026 | 1 | 5 | 8 | 69.4537
2026 | 1 | 5 | 9 | 71.1122
2026 | 1 | 5 | 10 | 68.2714
2026 | 1 | 5 | 11 | 64.7122
2026 | 1 | 5 | 12 | 62.081
2026 | 1 | 5 | 13 | 61.1507
2026 | 1 | 5 | 14 | 60.5973
2026 | 1 | 5 | 15 | 61.2854
2026 | 1 | 5 | 16 | 64.8311
2026 | 1 | 5 | 17 | 71.8921
2026 | 1 | 5 | 18 | 77.0373
2026 | 1 | 5 | 19 | 73.1436
2026 | 1 | 5 | 20 | 71.1131
2026 | 1 | 5 | 21 | 68.3289
2026 | 1 | 5 | 22 | 65.3928
2026 | 1 | 5 | 23 | 61.8709
2026 | 1 | 6 | 0 | 59.2254
2026 | 1 | 6 | 1 | 54.7808
2026 | 1 | 6 | 2 | 53.1701
2026 | 1 | 6 | 3 | 52.4996
2026 | 1 | 6 | 4 | 52.2626
2026 | 1 | 6 | 5 | 52.3775
2026 | 1 | 6 | 6 | 53.5569
2026 | 1 | 6 | 7 | 58.0786
2026 | 1 | 6 | 8 | 64.5649
2026 | 1 | 6 | 9 | 65.2419
2026 | 1 | 6 | 10 | 61.9425
2026 | 1 | 6 | 11 | 59.1451
2026 | 1 | 6 | 12 | 58.2025
2026 | 1 | 6 | 13 | 58.0713
2026 | 1 | 6 | 14 | 57.4281
2026 | 1 | 6 | 15 | 57.6112
2026 | 1 | 6 | 16 | 60.3867
2026 | 1 | 6 | 17 | 66.7114
2026 | 1 | 6 | 18 | 70.0783
2026 | 1 | 6 | 19 | 65.888
2026 | 1 | 6 | 20 | 63.7054
2026 | 1 | 6 | 21 | 60.9611
2026 | 1 | 6 | 22 | 58.197
2026 | 1 | 6 | 23 | 54.77
2026 | 1 | 7 | 0 | 51.764
2026 | 1 | 7 | 1 | 49.6704
2026 | 1 | 7 | 2 | 48.2864
2026 | 1 | 7 | 3 | 47.9918
2026 | 1 | 7 | 4 | 48.2165
2026 | 1 | 7 | 5 | 48.871
2026 | 1 | 7 | 6 | 51.277
2026 | 1 | 7 | 7 | 56.0244
2026 | 1 | 7 | 8 | 63.1075
2026 | 1 | 7 | 9 | 63.5731
2026 | 1 | 7 | 10 | 59.2919
2026 | 1 | 7 | 11 | 55.4434
2026 | 1 | 7 | 12 | 54.0071
2026 | 1 | 7 | 13 | 54.3093
2026 | 1 | 7 | 14 | 54.0384
2026 | 1 | 7 | 15 | 54.1435
2026 | 1 | 7 | 16 | 57.2204
2026 | 1 | 7 | 17 | 65.1614
2026 | 1 | 7 | 18 | 72.3073
2026 | 1 | 7 | 19 | 68.9926
2026 | 1 | 7 | 20 | 67.2629
2026 | 1 | 7 | 21 | 65.053
2026 | 1 | 7 | 22 | 62.1777
2026 | 1 | 7 | 23 | 58.6854
2026 | 1 | 8 | 0 | 56.1079
2026 | 1 | 8 | 1 | 52.9173
2026 | 1 | 8 | 2 | 51.4715
2026 | 1 | 8 | 3 | 50.9988
2026 | 1 | 8 | 4 | 51.067
2026 | 1 | 8 | 5 | 51.5358
2026 | 1 | 8 | 6 | 53.6356
2026 | 1 | 8 | 7 | 57.9665
2026 | 1 | 8 | 8 | 63.3898
2026 | 1 | 8 | 9 | 63.0819
2026 | 1 | 8 | 10 | 60.0556
2026 | 1 | 8 | 11 | 57.3198
2026 | 1 | 8 | 12 | 56.4218
2026 | 1 | 8 | 13 | 55.898
2026 | 1 | 8 | 14 | 54.5037
2026 | 1 | 8 | 15 | 54.5882
2026 | 1 | 8 | 16 | 57.7056
2026 | 1 | 8 | 17 | 64.6481
2026 | 1 | 8 | 18 | 68.0822
2026 | 1 | 8 | 19 | 66.4895
2026 | 1 | 8 | 20 | 65.4589
2026 | 1 | 8 | 21 | 63.4217
2026 | 1 | 8 | 22 | 61.1038
2026 | 1 | 8 | 23 | 57.674
2026 | 1 | 9 | 0 | 54.6834
2026 | 1 | 9 | 1 | 51.1467
2026 | 1 | 9 | 2 | 49.7129
2026 | 1 | 9 | 3 | 49.2344
2026 | 1 | 9 | 4 | 49.2288
2026 | 1 | 9 | 5 | 49.6494
2026 | 1 | 9 | 6 | 51.2053
2026 | 1 | 9 | 7 | 55.3654
2026 | 1 | 9 | 8 | 59.5783
2026 | 1 | 9 | 9 | 56.7846
2026 | 1 | 9 | 10 | 51.8039
2026 | 1 | 9 | 11 | 49.1128
2026 | 1 | 9 | 12 | 50.542
2026 | 1 | 9 | 13 | 51.1355
2026 | 1 | 9 | 14 | 50.0035
2026 | 1 | 9 | 15 | 49.5345
2026 | 1 | 9 | 16 | 51.9758
2026 | 1 | 9 | 17 | 59.1878
2026 | 1 | 9 | 18 | 66.1226
2026 | 1 | 9 | 19 | 63.6304
2026 | 1 | 9 | 20 | 61.8561
2026 | 1 | 9 | 21 | 59.783
2026 | 1 | 9 | 22 | 57.641
2026 | 1 | 9 | 23 | 54.2544
2026 | 1 | 10 | 0 | 50.1481
2026 | 1 | 10 | 1 | 46.1826
2026 | 1 | 10 | 2 | 44.5929
2026 | 1 | 10 | 3 | 43.7718
2026 | 1 | 10 | 4 | 43.4797
2026 | 1 | 10 | 5 | 43.3249
2026 | 1 | 10 | 6 | 43.0276
2026 | 1 | 10 | 7 | 45.7731
2026 | 1 | 10 | 8 | 52.251
2026 | 1 | 10 | 9 | 55.1633
2026 | 1 | 10 | 10 | 53.3012
2026 | 1 | 10 | 11 | 50.6896
2026 | 1 | 10 | 12 | 50.621
2026 | 1 | 10 | 13 | 50.9165
2026 | 1 | 10 | 14 | 49.9987
2026 | 1 | 10 | 15 | 50.5102
2026 | 1 | 10 | 16 | 54.4926
2026 | 1 | 10 | 17 | 62.1199
2026 | 1 | 10 | 18 | 66.4576
2026 | 1 | 10 | 19 | 61.9584
2026 | 1 | 10 | 20 | 58.0804
2026 | 1 | 10 | 21 | 55.0665
2026 | 1 | 10 | 22 | 52.9325
2026 | 1 | 10 | 23 | 50.4437
2026 | 1 | 11 | 0 | 46.7866
2026 | 1 | 11 | 1 | 46.588
2026 | 1 | 11 | 2 | 45.431
2026 | 1 | 11 | 3 | 45.0274
2026 | 1 | 11 | 4 | 45.143
2026 | 1 | 11 | 5 | 45.167
2026 | 1 | 11 | 6 | 43.6731
2026 | 1 | 11 | 7 | 45.8061
2026 | 1 | 11 | 8 | 51.6241
2026 | 1 | 11 | 9 | 53.4524
2026 | 1 | 11 | 10 | 51.7194
2026 | 1 | 11 | 11 | 48.9266
2026 | 1 | 11 | 12 | 49.1719
2026 | 1 | 11 | 13 | 49.2687
2026 | 1 | 11 | 14 | 49.228
2026 | 1 | 11 | 15 | 50.0469
2026 | 1 | 11 | 16 | 54.3791
2026 | 1 | 11 | 17 | 63.0198
2026 | 1 | 11 | 18 | 65.9601
2026 | 1 | 11 | 19 | 63.5053
2026 | 1 | 11 | 20 | 60.8213
2026 | 1 | 11 | 21 | 58.1525
2026 | 1 | 11 | 22 | 55.5973
2026 | 1 | 11 | 23 | 52.7213
2026 | 1 | 12 | 0 | 50.6696
2026 | 1 | 12 | 1 | 48.3682
2026 | 1 | 12 | 2 | 47.5048
2026 | 1 | 12 | 3 | 47.4712
2026 | 1 | 12 | 4 | 47.8774
2026 | 1 | 12 | 5 | 48.6016
2026 | 1 | 12 | 6 | 49.188
2026 | 1 | 12 | 7 | 54.1165
2026 | 1 | 12 | 8 | 61.5958
2026 | 1 | 12 | 9 | 62.2401
2026 | 1 | 12 | 10 | 58.9944
2026 | 1 | 12 | 11 | 55.927
2026 | 1 | 12 | 12 | 52.3099
2026 | 1 | 12 | 13 | 52.3137
2026 | 1 | 12 | 14 | 51.2008
2026 | 1 | 12 | 15 | 51.7608
2026 | 1 | 12 | 16 | 54.6038
2026 | 1 | 12 | 17 | 62.2107
2026 | 1 | 12 | 18 | 67.5046
2026 | 1 | 12 | 19 | 66.0824
2026 | 1 | 12 | 20 | 64.6954
2026 | 1 | 12 | 21 | 62.3008
2026 | 1 | 12 | 22 | 59.6539
2026 | 1 | 12 | 23 | 56.2076
2026 | 1 | 13 | 0 | 52.6721
2026 | 1 | 13 | 1 | 50.7481
2026 | 1 | 13 | 2 | 49.3421
2026 | 1 | 13 | 3 | 48.949
2026 | 1 | 13 | 4 | 48.9685
2026 | 1 | 13 | 5 | 49.3609
2026 | 1 | 13 | 6 | 50.7483
2026 | 1 | 13 | 7 | 55.5385
2026 | 1 | 13 | 8 | 62.2693
2026 | 1 | 13 | 9 | 62.3806
2026 | 1 | 13 | 10 | 58.4738
2026 | 1 | 13 | 11 | 54.8975
2026 | 1 | 13 | 12 | 53.4379
2026 | 1 | 13 | 13 | 53.5042
2026 | 1 | 13 | 14 | 53.0273
2026 | 1 | 13 | 15 | 53.83
2026 | 1 | 13 | 16 | 57.1117
2026 | 1 | 13 | 17 | 64.4097
2026 | 1 | 13 | 18 | 67.0399
2026 | 1 | 13 | 19 | 65.2942
2026 | 1 | 13 | 20 | 63.8487
2026 | 1 | 13 | 21 | 61.5599
2026 | 1 | 13 | 22 | 59.0712
2026 | 1 | 13 | 23 | 55.6688
2026 | 1 | 14 | 0 | 50.8511
2026 | 1 | 14 | 1 | 49.549
2026 | 1 | 14 | 2 | 48.2629
2026 | 1 | 14 | 3 | 47.981
2026 | 1 | 14 | 4 | 48.1337
2026 | 1 | 14 | 5 | 48.6683
2026 | 1 | 14 | 6 | 49.9929
2026 | 1 | 14 | 7 | 54.1758
2026 | 1 | 14 | 8 | 58.9549
2026 | 1 | 14 | 9 | 56.446
2026 | 1 | 14 | 10 | 51.3343
2026 | 1 | 14 | 11 | 48.6621
2026 | 1 | 14 | 12 | 48.9086
2026 | 1 | 14 | 13 | 49.4394
2026 | 1 | 14 | 14 | 48.7642
2026 | 1 | 14 | 15 | 48.2035
2026 | 1 | 14 | 16 | 49.6502
2026 | 1 | 14 | 17 | 56.7789
2026 | 1 | 14 | 18 | 66.0941
2026 | 1 | 14 | 19 | 64.2577
2026 | 1 | 14 | 20 | 62.8657
2026 | 1 | 14 | 21 | 60.7322
2026 | 1 | 14 | 22 | 58.0234
2026 | 1 | 14 | 23 | 54.5369
2026 | 1 | 15 | 0 | 51.3889
2026 | 1 | 15 | 1 | 49.2302
2026 | 1 | 15 | 2 | 47.7562
2026 | 1 | 15 | 3 | 47.2993
2026 | 1 | 15 | 4 | 47.3047
2026 | 1 | 15 | 5 | 47.7914
2026 | 1 | 15 | 6 | 48.4236
2026 | 1 | 15 | 7 | 53.039
2026 | 1 | 15 | 8 | 59.8298
2026 | 1 | 15 | 9 | 60.6685
2026 | 1 | 15 | 10 | 57.1737
2026 | 1 | 15 | 11 | 53.9909
2026 | 1 | 15 | 12 | 52.8942
2026 | 1 | 15 | 13 | 52.5736
2026 | 1 | 15 | 14 | 52.3166
2026 | 1 | 15 | 15 | 52.6758
2026 | 1 | 15 | 16 | 55.9371
2026 | 1 | 15 | 17 | 63.5786
2026 | 1 | 15 | 18 | 66.7039
2026 | 1 | 15 | 19 | 63.3173
2026 | 1 | 15 | 20 | 61.2901
2026 | 1 | 15 | 21 | 58.8752
2026 | 1 | 15 | 22 | 56.2799
2026 | 1 | 15 | 23 | 52.783
2026 | 1 | 16 | 0 | 50.7835
2026 | 1 | 16 | 1 | 47.0338
2026 | 1 | 16 | 2 | 45.4778
2026 | 1 | 16 | 3 | 44.9885
2026 | 1 | 16 | 4 | 45.0302
2026 | 1 | 16 | 5 | 45.5649
2026 | 1 | 16 | 6 | 47.5025
2026 | 1 | 16 | 7 | 52.5322
2026 | 1 | 16 | 8 | 60.0745
2026 | 1 | 16 | 9 | 60.863
2026 | 1 | 16 | 10 | 56.0447
2026 | 1 | 16 | 11 | 51.9985
2026 | 1 | 16 | 12 | 51.0875
2026 | 1 | 16 | 13 | 50.9684
2026 | 1 | 16 | 14 | 50.4581
2026 | 1 | 16 | 15 | 50.8163
2026 | 1 | 16 | 16 | 54.9661
2026 | 1 | 16 | 17 | 63.074
2026 | 1 | 16 | 18 | 66.7634
2026 | 1 | 16 | 19 | 63.8231
2026 | 1 | 16 | 20 | 61.7582
2026 | 1 | 16 | 21 | 59.5985
2026 | 1 | 16 | 22 | 57.3883
2026 | 1 | 16 | 23 | 53.9952
2026 | 1 | 17 | 0 | 50.4847
2026 | 1 | 17 | 1 | 47.4181
2026 | 1 | 17 | 2 | 45.8418
2026 | 1 | 17 | 3 | 45.1285
2026 | 1 | 17 | 4 | 44.8756
2026 | 1 | 17 | 5 | 44.7428
2026 | 1 | 17 | 6 | 44.7356
2026 | 1 | 17 | 7 | 47.7247
2026 | 1 | 17 | 8 | 54.9838
2026 | 1 | 17 | 9 | 57.726
2026 | 1 | 17 | 10 | 55.575
2026 | 1 | 17 | 11 | 52.024
2026 | 1 | 17 | 12 | 50.0172
2026 | 1 | 17 | 13 | 49.6384
2026 | 1 | 17 | 14 | 48.7239
2026 | 1 | 17 | 15 | 49.4949
2026 | 1 | 17 | 16 | 54.0005
2026 | 1 | 17 | 17 | 62.0512
2026 | 1 | 17 | 18 | 68.2972
2026 | 1 | 17 | 19 | 63.922
2026 | 1 | 17 | 20 | 60.0278
2026 | 1 | 17 | 21 | 57.0073
2026 | 1 | 17 | 22 | 54.843
2026 | 1 | 17 | 23 | 52.3185
2026 | 1 | 18 | 0 | 48.4767
2026 | 1 | 18 | 1 | 47.6036
2026 | 1 | 18 | 2 | 46.3158
2026 | 1 | 18 | 3 | 45.8681
2026 | 1 | 18 | 4 | 45.9545
2026 | 1 | 18 | 5 | 46.0576
2026 | 1 | 18 | 6 | 45.8396
2026 | 1 | 18 | 7 | 48.3648
2026 | 1 | 18 | 8 | 55.6848
2026 | 1 | 18 | 9 | 58.6398
2026 | 1 | 18 | 10 | 56.5468
2026 | 1 | 18 | 11 | 52.8847
2026 | 1 | 18 | 12 | 51.415
2026 | 1 | 18 | 13 | 50.3468
2026 | 1 | 18 | 14 | 50.2542
2026 | 1 | 18 | 15 | 51.9067
2026 | 1 | 18 | 16 | 58.0415
2026 | 1 | 18 | 17 | 67.898
2026 | 1 | 18 | 18 | 73.5198
2026 | 1 | 18 | 19 | 69.196
2026 | 1 | 18 | 20 | 65.6087
2026 | 1 | 18 | 21 | 62.5956
2026 | 1 | 18 | 22 | 59.8704
2026 | 1 | 18 | 23 | 56.9679
2026 | 1 | 19 | 0 | 54.0774
2026 | 1 | 19 | 1 | 52.9901
2026 | 1 | 19 | 2 | 52.1367
2026 | 1 | 19 | 3 | 52.128
2026 | 1 | 19 | 4 | 52.5843
2026 | 1 | 19 | 5 | 53.33
2026 | 1 | 19 | 6 | 54.9181
2026 | 1 | 19 | 7 | 59.4926
2026 | 1 | 19 | 8 | 65.039
2026 | 1 | 19 | 9 | 62.3814
2026 | 1 | 19 | 10 | 57.6593
2026 | 1 | 19 | 11 | 54.3564
2026 | 1 | 19 | 12 | 54.7126
2026 | 1 | 19 | 13 | 54.344
2026 | 1 | 19 | 14 | 53.5755
2026 | 1 | 19 | 15 | 54.383
2026 | 1 | 19 | 16 | 57.2155
2026 | 1 | 19 | 17 | 64.7507
2026 | 1 | 19 | 18 | 76.0255
2026 | 1 | 19 | 19 | 72.5322
2026 | 1 | 19 | 20 | 70.2399
2026 | 1 | 19 | 21 | 67.4038
2026 | 1 | 19 | 22 | 64.4993
2026 | 1 | 19 | 23 | 60.9487
2026 | 1 | 20 | 0 | 57.8331
2026 | 1 | 20 | 1 | 54.644
2026 | 1 | 20 | 2 | 53.2454
2026 | 1 | 20 | 3 | 52.8604
2026 | 1 | 20 | 4 | 52.9044
2026 | 1 | 20 | 5 | 53.2837
2026 | 1 | 20 | 6 | 55.3866
2026 | 1 | 20 | 7 | 59.9541
2026 | 1 | 20 | 8 | 65.6802
2026 | 1 | 20 | 9 | 64.2825
2026 | 1 | 20 | 10 | 59.4465
2026 | 1 | 20 | 11 | 55.5
2026 | 1 | 20 | 12 | 55.3678
2026 | 1 | 20 | 13 | 55.1926
2026 | 1 | 20 | 14 | 54.9393
2026 | 1 | 20 | 15 | 55.7589
2026 | 1 | 20 | 16 | 58.641
2026 | 1 | 20 | 17 | 65.4714
2026 | 1 | 20 | 18 | 73.4987
2026 | 1 | 20 | 19 | 70.2515
2026 | 1 | 20 | 20 | 68.1055
2026 | 1 | 20 | 21 | 65.4574
2026 | 1 | 20 | 22 | 62.6915
2026 | 1 | 20 | 23 | 59.1527
2026 | 1 | 21 | 0 | 54.83
2026 | 1 | 21 | 1 | 51.5285
2026 | 1 | 21 | 2 | 50.0533
2026 | 1 | 21 | 3 | 49.572
2026 | 1 | 21 | 4 | 49.5234
2026 | 1 | 21 | 5 | 49.8477
2026 | 1 | 21 | 6 | 51.3965
2026 | 1 | 21 | 7 | 55.7518
2026 | 1 | 21 | 8 | 61.9483
2026 | 1 | 21 | 9 | 61.4832
2026 | 1 | 21 | 10 | 56.8064
2026 | 1 | 21 | 11 | 53.473
2026 | 1 | 21 | 12 | 51.4297
2026 | 1 | 21 | 13 | 51.6101
2026 | 1 | 21 | 14 | 51.0553
2026 | 1 | 21 | 15 | 50.4588
2026 | 1 | 21 | 16 | 51.9033
2026 | 1 | 21 | 17 | 58.6628
2026 | 1 | 21 | 18 | 67.2045
2026 | 1 | 21 | 19 | 64.6013
2026 | 1 | 21 | 20 | 62.8089
2026 | 1 | 21 | 21 | 60.456
2026 | 1 | 21 | 22 | 57.5713
2026 | 1 | 21 | 23 | 53.9932
2026 | 1 | 22 | 0 | 51.7411
2026 | 1 | 22 | 1 | 48.8272
2026 | 1 | 22 | 2 | 47.4067
2026 | 1 | 22 | 3 | 47.0356
2026 | 1 | 22 | 4 | 47.1042
2026 | 1 | 22 | 5 | 47.6586
2026 | 1 | 22 | 6 | 48.7014
2026 | 1 | 22 | 7 | 53.3602
2026 | 1 | 22 | 8 | 60.257
2026 | 1 | 22 | 9 | 60.8979
2026 | 1 | 22 | 10 | 56.5483
2026 | 1 | 22 | 11 | 53.0019
2026 | 1 | 22 | 12 | 49.6968
2026 | 1 | 22 | 13 | 49.4036
2026 | 1 | 22 | 14 | 49.2362
2026 | 1 | 22 | 15 | 49.1527
2026 | 1 | 22 | 16 | 51.2898
2026 | 1 | 22 | 17 | 58.0313
2026 | 1 | 22 | 18 | 65.1803
2026 | 1 | 22 | 19 | 63.5573
2026 | 1 | 22 | 20 | 62.1262
2026 | 1 | 22 | 21 | 60.0968
2026 | 1 | 22 | 22 | 57.585
2026 | 1 | 22 | 23 | 54.0666
2026 | 1 | 23 | 0 | 51.4952
2026 | 1 | 23 | 1 | 46.7642
2026 | 1 | 23 | 2 | 45.0503
2026 | 1 | 23 | 3 | 44.3494
2026 | 1 | 23 | 4 | 44.1449
2026 | 1 | 23 | 5 | 44.4514
2026 | 1 | 23 | 6 | 45.9695
2026 | 1 | 23 | 7 | 50.7368
2026 | 1 | 23 | 8 | 57.6181
2026 | 1 | 23 | 9 | 57.6955
2026 | 1 | 23 | 10 | 52.6479
2026 | 1 | 23 | 11 | 49.5223
2026 | 1 | 23 | 12 | 49.1944
2026 | 1 | 23 | 13 | 48.8628
2026 | 1 | 23 | 14 | 47.9963
2026 | 1 | 23 | 15 | 47.6585
2026 | 1 | 23 | 16 | 51.0153
2026 | 1 | 23 | 17 | 58.0187
2026 | 1 | 23 | 18 | 64.9192
2026 | 1 | 23 | 19 | 61.6573
2026 | 1 | 23 | 20 | 59.3074
2026 | 1 | 23 | 21 | 56.9821
2026 | 1 | 23 | 22 | 54.8615
2026 | 1 | 23 | 23 | 51.6249
2026 | 1 | 24 | 0 | 46.6965
2026 | 1 | 24 | 1 | 43.8676
2026 | 1 | 24 | 2 | 42.4195
2026 | 1 | 24 | 3 | 41.7705
2026 | 1 | 24 | 4 | 41.6822
2026 | 1 | 24 | 5 | 41.666
2026 | 1 | 24 | 6 | 41.5788
2026 | 1 | 24 | 7 | 44.8062
2026 | 1 | 24 | 8 | 52.4247
2026 | 1 | 24 | 9 | 54.6018
2026 | 1 | 24 | 10 | 51.0778
2026 | 1 | 24 | 11 | 47.5566
2026 | 1 | 24 | 12 | 46.1194
2026 | 1 | 24 | 13 | 45.525
2026 | 1 | 24 | 14 | 45.053
2026 | 1 | 24 | 15 | 45.9402
2026 | 1 | 24 | 16 | 50.5854
2026 | 1 | 24 | 17 | 59.3042
2026 | 1 | 24 | 18 | 65.8661
2026 | 1 | 24 | 19 | 62.7203
2026 | 1 | 24 | 20 | 59.2302
2026 | 1 | 24 | 21 | 56.5395
2026 | 1 | 24 | 22 | 54.6822
2026 | 1 | 24 | 23 | 52.2324
2026 | 1 | 25 | 0 | 48.2391
2026 | 1 | 25 | 1 | 48.1768
2026 | 1 | 25 | 2 | 46.9639
2026 | 1 | 25 | 3 | 46.6267
2026 | 1 | 25 | 4 | 46.7265
2026 | 1 | 25 | 5 | 46.7515
2026 | 1 | 25 | 6 | 45.9205
2026 | 1 | 25 | 7 | 47.9191
2026 | 1 | 25 | 8 | 52.9171
2026 | 1 | 25 | 9 | 52.5593
2026 | 1 | 25 | 10 | 49.8303
2026 | 1 | 25 | 11 | 46.2851
2026 | 1 | 25 | 12 | 45.9351
2026 | 1 | 25 | 13 | 45.4707
2026 | 1 | 25 | 14 | 45.7963
2026 | 1 | 25 | 15 | 46.4991
2026 | 1 | 25 | 16 | 50.3788
2026 | 1 | 25 | 17 | 58.3809
2026 | 1 | 25 | 18 | 66.4054
2026 | 1 | 25 | 19 | 64.391
2026 | 1 | 25 | 20 | 61.5655
2026 | 1 | 25 | 21 | 58.8021
2026 | 1 | 25 | 22 | 56.1043
2026 | 1 | 25 | 23 | 53.1485
2026 | 1 | 26 | 0 | 52.3036
2026 | 1 | 26 | 1 | 48.5747
2026 | 1 | 26 | 2 | 47.6266
2026 | 1 | 26 | 3 | 47.5133
2026 | 1 | 26 | 4 | 47.8047
2026 | 1 | 26 | 5 | 48.4736
2026 | 1 | 26 | 6 | 49.2923
2026 | 1 | 26 | 7 | 54.1095
2026 | 1 | 26 | 8 | 61.0785
2026 | 1 | 26 | 9 | 60.1277
2026 | 1 | 26 | 10 | 55.5402
2026 | 1 | 26 | 11 | 52.0713
2026 | 1 | 26 | 12 | 50.3937
2026 | 1 | 26 | 13 | 50.3914
2026 | 1 | 26 | 14 | 50.4305
2026 | 1 | 26 | 15 | 51.0335
2026 | 1 | 26 | 16 | 53.3061
2026 | 1 | 26 | 17 | 60.8356
2026 | 1 | 26 | 18 | 69.259
2026 | 1 | 26 | 19 | 66.1547
2026 | 1 | 26 | 20 | 63.7084
2026 | 1 | 26 | 21 | 60.8054
2026 | 1 | 26 | 22 | 57.8537
2026 | 1 | 26 | 23 | 54.3002
2026 | 1 | 27 | 0 | 51.5083
2026 | 1 | 27 | 1 | 50.9456
2026 | 1 | 27 | 2 | 49.6482
2026 | 1 | 27 | 3 | 49.4744
2026 | 1 | 27 | 4 | 49.747
2026 | 1 | 27 | 5 | 50.4399
2026 | 1 | 27 | 6 | 52.1425
2026 | 1 | 27 | 7 | 57.5353
2026 | 1 | 27 | 8 | 65.8001
2026 | 1 | 27 | 9 | 65.9082
2026 | 1 | 27 | 10 | 59.9336
2026 | 1 | 27 | 11 | 54.5076
2026 | 1 | 27 | 12 | 52.2983
2026 | 1 | 27 | 13 | 52.0115
2026 | 1 | 27 | 14 | 52.5302
2026 | 1 | 27 | 15 | 53.9477
2026 | 1 | 27 | 16 | 57.5294
2026 | 1 | 27 | 17 | 65.2665
2026 | 1 | 27 | 18 | 70.6027
2026 | 1 | 27 | 19 | 67.8172
2026 | 1 | 27 | 20 | 65.6927
2026 | 1 | 27 | 21 | 63.1185
2026 | 1 | 27 | 22 | 60.1626
2026 | 1 | 27 | 23 | 56.4822
2026 | 1 | 28 | 0 | 56.005
2026 | 1 | 28 | 1 | 52.766
2026 | 1 | 28 | 2 | 51.3163
2026 | 1 | 28 | 3 | 50.8313
2026 | 1 | 28 | 4 | 50.8112
2026 | 1 | 28 | 5 | 51.153
2026 | 1 | 28 | 6 | 52.6442
2026 | 1 | 28 | 7 | 57.4439
2026 | 1 | 28 | 8 | 65.0705
2026 | 1 | 28 | 9 | 65.3426
2026 | 1 | 28 | 10 | 60.5229
2026 | 1 | 28 | 11 | 56.2566
2026 | 1 | 28 | 12 | 53.8857
2026 | 1 | 28 | 13 | 53.6304
2026 | 1 | 28 | 14 | 53.1487
2026 | 1 | 28 | 15 | 53.1035
2026 | 1 | 28 | 16 | 55.6803
2026 | 1 | 28 | 17 | 62.7591
2026 | 1 | 28 | 18 | 68.3389
2026 | 1 | 28 | 19 | 66.47
2026 | 1 | 28 | 20 | 64.805
2026 | 1 | 28 | 21 | 62.4287
2026 | 1 | 28 | 22 | 59.7053
2026 | 1 | 28 | 23 | 56.2021
2026 | 1 | 29 | 0 | 52.3603
2026 | 1 | 29 | 1 | 51.1759
2026 | 1 | 29 | 2 | 49.8905
2026 | 1 | 29 | 3 | 49.6712
2026 | 1 | 29 | 4 | 49.8739
2026 | 1 | 29 | 5 | 50.5898
2026 | 1 | 29 | 6 | 51.806
2026 | 1 | 29 | 7 | 56.285
2026 | 1 | 29 | 8 | 61.7217
2026 | 1 | 29 | 9 | 59.048
2026 | 1 | 29 | 10 | 52.8416
2026 | 1 | 29 | 11 | 48.6958
2026 | 1 | 29 | 12 | 49.4383
2026 | 1 | 29 | 13 | 49.4958
2026 | 1 | 29 | 14 | 50.1589
2026 | 1 | 29 | 15 | 50.6041
2026 | 1 | 29 | 16 | 52.8677
2026 | 1 | 29 | 17 | 60.2024
2026 | 1 | 29 | 18 | 70.3472
2026 | 1 | 29 | 19 | 67.6702
2026 | 1 | 29 | 20 | 65.5841
2026 | 1 | 29 | 21 | 63.285
2026 | 1 | 29 | 22 | 60.5648
2026 | 1 | 29 | 23 | 56.9401
2026 | 1 | 30 | 0 | 54.4159
2026 | 1 | 30 | 1 | 50.5279
2026 | 1 | 30 | 2 | 48.9073
2026 | 1 | 30 | 3 | 48.2758
2026 | 1 | 30 | 4 | 48.138
2026 | 1 | 30 | 5 | 48.4819
2026 | 1 | 30 | 6 | 49.7151
2026 | 1 | 30 | 7 | 54.6866
2026 | 1 | 30 | 8 | 62.2427
2026 | 1 | 30 | 9 | 62.4137
2026 | 1 | 30 | 10 | 57.1409
2026 | 1 | 30 | 11 | 52.9233
2026 | 1 | 30 | 12 | 51.1246
2026 | 1 | 30 | 13 | 50.7231
2026 | 1 | 30 | 14 | 49.5707
2026 | 1 | 30 | 15 | 49.5121
2026 | 1 | 30 | 16 | 53.2882
2026 | 1 | 30 | 17 | 60.2006
2026 | 1 | 30 | 18 | 65.0363
2026 | 1 | 30 | 19 | 63.0633
2026 | 1 | 30 | 20 | 61.1004
2026 | 1 | 30 | 21 | 58.9293
2026 | 1 | 30 | 22 | 56.8312
2026 | 1 | 30 | 23 | 53.5315
2026 | 1 | 31 | 0 | 49.733
2026 | 1 | 31 | 1 | 45.6462
2026 | 1 | 31 | 2 | 44.2865
2026 | 1 | 31 | 3 | 43.6965
2026 | 1 | 31 | 4 | 43.5979
2026 | 1 | 31 | 5 | 43.623
2026 | 1 | 31 | 6 | 43.1196
2026 | 1 | 31 | 7 | 45.9724
2026 | 1 | 31 | 8 | 52.0981
2026 | 1 | 31 | 9 | 52.2085
2026 | 1 | 31 | 10 | 47.6232
2026 | 1 | 31 | 11 | 44.3769
2026 | 1 | 31 | 12 | 45.3819
2026 | 1 | 31 | 13 | 45.0457
2026 | 1 | 31 | 14 | 44.5966
2026 | 1 | 31 | 15 | 45.3526
2026 | 1 | 31 | 16 | 49.5549
2026 | 1 | 31 | 17 | 57.505
2026 | 1 | 31 | 18 | 66.9625
2026 | 1 | 31 | 19 | 63.677
2026 | 1 | 31 | 20 | 59.8873
2026 | 1 | 31 | 21 | 57.0615
2026 | 1 | 31 | 22 | 55.1187
2026 | 1 | 31 | 23 | 52.6895
2026 | 2 | 1 | 0 | 47.1692
2026 | 2 | 1 | 1 | 46.4255
2026 | 2 | 1 | 2 | 44.9767
2026 | 2 | 1 | 3 | 44.378
2026 | 2 | 1 | 4 | 44.3141
2026 | 2 | 1 | 5 | 44.0913
2026 | 2 | 1 | 6 | 42.7407
2026 | 2 | 1 | 7 | 45.1288
2026 | 2 | 1 | 8 | 52.3462
2026 | 2 | 1 | 9 | 54.5077
2026 | 2 | 1 | 10 | 53.2583
2026 | 2 | 1 | 11 | 50.4028
2026 | 2 | 1 | 12 | 49.5586
2026 | 2 | 1 | 13 | 49.3398
2026 | 2 | 1 | 14 | 49.2169
2026 | 2 | 1 | 15 | 50.0013
2026 | 2 | 1 | 16 | 53.9379
2026 | 2 | 1 | 17 | 61.7448
2026 | 2 | 1 | 18 | 67.154
2026 | 2 | 1 | 19 | 64.0489
2026 | 2 | 1 | 20 | 60.7326
2026 | 2 | 1 | 21 | 57.6186
2026 | 2 | 1 | 22 | 54.9491
2026 | 2 | 1 | 23 | 52.2275
2026 | 2 | 2 | 0 | 50.6353
2026 | 2 | 2 | 1 | 45.4181
2026 | 2 | 2 | 2 | 44.2501
2026 | 2 | 2 | 3 | 43.9226
2026 | 2 | 2 | 4 | 44.0361
2026 | 2 | 2 | 5 | 44.4744
2026 | 2 | 2 | 6 | 46.0425
2026 | 2 | 2 | 7 | 50.5006
2026 | 2 | 2 | 8 | 56.4544
2026 | 2 | 2 | 9 | 54.6542
2026 | 2 | 2 | 10 | 51.6342
2026 | 2 | 2 | 11 | 50.278
2026 | 2 | 2 | 12 | 47.7795
2026 | 2 | 2 | 13 | 47.8313
2026 | 2 | 2 | 14 | 46.6209
2026 | 2 | 2 | 15 | 46.3347
2026 | 2 | 2 | 16 | 47.2517
2026 | 2 | 2 | 17 | 53.3686
2026 | 2 | 2 | 18 | 65.6063
2026 | 2 | 2 | 19 | 63.5591
2026 | 2 | 2 | 20 | 61.3946
2026 | 2 | 2 | 21 | 58.5646
2026 | 2 | 2 | 22 | 55.9114
2026 | 2 | 2 | 23 | 52.7312
2026 | 2 | 3 | 0 | 48.3607
2026 | 2 | 3 | 1 | 48.6954
2026 | 2 | 3 | 2 | 47.4576
2026 | 2 | 3 | 3 | 47.3277
2026 | 2 | 3 | 4 | 47.6353
2026 | 2 | 3 | 5 | 48.2929
2026 | 2 | 3 | 6 | 48.6026
2026 | 2 | 3 | 7 | 53.4671
2026 | 2 | 3 | 8 | 59.6782
2026 | 2 | 3 | 9 | 57.7095
2026 | 2 | 3 | 10 | 53.2329
2026 | 2 | 3 | 11 | 49.9666
2026 | 2 | 3 | 12 | 46.8925
2026 | 2 | 3 | 13 | 46.8621
2026 | 2 | 3 | 14 | 46.4802
2026 | 2 | 3 | 15 | 46.8788
2026 | 2 | 3 | 16 | 48.5871
2026 | 2 | 3 | 17 | 54.6375
2026 | 2 | 3 | 18 | 63.177
2026 | 2 | 3 | 19 | 63.3941
2026 | 2 | 3 | 20 | 62.2809
2026 | 2 | 3 | 21 | 60.1403
2026 | 2 | 3 | 22 | 57.6281
2026 | 2 | 3 | 23 | 54.3081
2026 | 2 | 4 | 0 | 53.4852
2026 | 2 | 4 | 1 | 49.0476
2026 | 2 | 4 | 2 | 47.6948
2026 | 2 | 4 | 3 | 47.3214
2026 | 2 | 4 | 4 | 47.4506
2026 | 2 | 4 | 5 | 47.8367
2026 | 2 | 4 | 6 | 49.3425
2026 | 2 | 4 | 7 | 53.9796
2026 | 2 | 4 | 8 | 60.7814
2026 | 2 | 4 | 9 | 60.2459
2026 | 2 | 4 | 10 | 56.5048
2026 | 2 | 4 | 11 | 53.7942
2026 | 2 | 4 | 12 | 53.6661
2026 | 2 | 4 | 13 | 53.0978
2026 | 2 | 4 | 14 | 52.5044
2026 | 2 | 4 | 15 | 52.4616
2026 | 2 | 4 | 16 | 54.8154
2026 | 2 | 4 | 17 | 61.7693
2026 | 2 | 4 | 18 | 66.9093
2026 | 2 | 4 | 19 | 64.8172
2026 | 2 | 4 | 20 | 62.9138
2026 | 2 | 4 | 21 | 60.2817
2026 | 2 | 4 | 22 | 57.524
2026 | 2 | 4 | 23 | 54.1726
2026 | 2 | 5 | 0 | 50.728
2026 | 2 | 5 | 1 | 49.3684
2026 | 2 | 5 | 2 | 48.07
2026 | 2 | 5 | 3 | 47.8131
2026 | 2 | 5 | 4 | 48.0403
2026 | 2 | 5 | 5 | 48.6645
2026 | 2 | 5 | 6 | 50.821
2026 | 2 | 5 | 7 | 55.1547
2026 | 2 | 5 | 8 | 60.0834
2026 | 2 | 5 | 9 | 56.9976
2026 | 2 | 5 | 10 | 52.2449
2026 | 2 | 5 | 11 | 49.403
2026 | 2 | 5 | 12 | 49.7627
2026 | 2 | 5 | 13 | 49.8145
2026 | 2 | 5 | 14 | 49.8972
2026 | 2 | 5 | 15 | 50.026
2026 | 2 | 5 | 16 | 51.2979
2026 | 2 | 5 | 17 | 58.0321
2026 | 2 | 5 | 18 | 66.227
2026 | 2 | 5 | 19 | 65.1953
2026 | 2 | 5 | 20 | 63.5994
2026 | 2 | 5 | 21 | 61.3228
2026 | 2 | 5 | 22 | 58.7259
2026 | 2 | 5 | 23 | 55.2297
2026 | 2 | 6 | 0 | 53.0864
2026 | 2 | 6 | 1 | 51.2884
2026 | 2 | 6 | 2 | 49.9729
2026 | 2 | 6 | 3 | 49.6206
2026 | 2 | 6 | 4 | 49.7762
2026 | 2 | 6 | 5 | 50.2285
2026 | 2 | 6 | 6 | 51.9157
2026 | 2 | 6 | 7 | 56.4131
2026 | 2 | 6 | 8 | 61.5185
2026 | 2 | 6 | 9 | 58.1267
2026 | 2 | 6 | 10 | 52.5639
2026 | 2 | 6 | 11 | 49.8163
2026 | 2 | 6 | 12 | 49.109
2026 | 2 | 6 | 13 | 48.8172
2026 | 2 | 6 | 14 | 47.5062
2026 | 2 | 6 | 15 | 46.6961
2026 | 2 | 6 | 16 | 47.9159
2026 | 2 | 6 | 17 | 53.5787
2026 | 2 | 6 | 18 | 61.4423
2026 | 2 | 6 | 19 | 62.1911
2026 | 2 | 6 | 20 | 61.1599
2026 | 2 | 6 | 21 | 59.2787
2026 | 2 | 6 | 22 | 57.2314
2026 | 2 | 6 | 23 | 53.9118
2026 | 2 | 7 | 0 | 51.6817
2026 | 2 | 7 | 1 | 46.8634
2026 | 2 | 7 | 2 | 45.3261
2026 | 2 | 7 | 3 | 44.6032
2026 | 2 | 7 | 4 | 44.3399
2026 | 2 | 7 | 5 | 44.1663
2026 | 2 | 7 | 6 | 44.2604
2026 | 2 | 7 | 7 | 47.0136
2026 | 2 | 7 | 8 | 53.5216
2026 | 2 | 7 | 9 | 54.6722
2026 | 2 | 7 | 10 | 51.9001
2026 | 2 | 7 | 11 | 49.598
2026 | 2 | 7 | 12 | 48.9135
2026 | 2 | 7 | 13 | 48.3351
2026 | 2 | 7 | 14 | 47.4367
2026 | 2 | 7 | 15 | 47.726
2026 | 2 | 7 | 16 | 50.7686
2026 | 2 | 7 | 17 | 57.4106
2026 | 2 | 7 | 18 | 61.8926
2026 | 2 | 7 | 19 | 59.6235
2026 | 2 | 7 | 20 | 56.0219
2026 | 2 | 7 | 21 | 53.001
2026 | 2 | 7 | 22 | 50.7701
2026 | 2 | 7 | 23 | 48.2952
2026 | 2 | 8 | 0 | 46.3546
2026 | 2 | 8 | 1 | 46.6613
2026 | 2 | 8 | 2 | 45.5046
2026 | 2 | 8 | 3 | 45.0959
2026 | 2 | 8 | 4 | 45.2936
2026 | 2 | 8 | 5 | 45.438
2026 | 2 | 8 | 6 | 45.5312
2026 | 2 | 8 | 7 | 48.1973
2026 | 2 | 8 | 8 | 55.4954
2026 | 2 | 8 | 9 | 57.4121
2026 | 2 | 8 | 10 | 55.1259
2026 | 2 | 8 | 11 | 51.9706
2026 | 2 | 8 | 12 | 50.7367
2026 | 2 | 8 | 13 | 49.9623
2026 | 2 | 8 | 14 | 50.2284
2026 | 2 | 8 | 15 | 51.3171
2026 | 2 | 8 | 16 | 55.4488
2026 | 2 | 8 | 17 | 63.6133
2026 | 2 | 8 | 18 | 69.5261
2026 | 2 | 8 | 19 | 67.0856
2026 | 2 | 8 | 20 | 63.6739
2026 | 2 | 8 | 21 | 60.5852
2026 | 2 | 8 | 22 | 57.7937
2026 | 2 | 8 | 23 | 54.9635
2026 | 2 | 9 | 0 | 53.9386
2026 | 2 | 9 | 1 | 50.8953
2026 | 2 | 9 | 2 | 50.0454
2026 | 2 | 9 | 3 | 50.0404
2026 | 2 | 9 | 4 | 50.5605
2026 | 2 | 9 | 5 | 51.3015
2026 | 2 | 9 | 6 | 53.632
2026 | 2 | 9 | 7 | 58.8275
2026 | 2 | 9 | 8 | 66.9204
2026 | 2 | 9 | 9 | 66.5219
2026 | 2 | 9 | 10 | 62.6062
2026 | 2 | 9 | 11 | 58.8917
2026 | 2 | 9 | 12 | 56.6026
2026 | 2 | 9 | 13 | 55.622
2026 | 2 | 9 | 14 | 55.4041
2026 | 2 | 9 | 15 | 56.2832
2026 | 2 | 9 | 16 | 58.95
2026 | 2 | 9 | 17 | 65.8085
2026 | 2 | 9 | 18 | 72.8034
2026 | 2 | 9 | 19 | 71.0599
2026 | 2 | 9 | 20 | 69.0258
2026 | 2 | 9 | 21 | 66.1391
2026 | 2 | 9 | 22 | 63.2098
2026 | 2 | 9 | 23 | 59.7601
2026 | 2 | 10 | 0 | 57.2748
2026 | 2 | 10 | 1 | 56.0254
2026 | 2 | 10 | 2 | 54.8502
2026 | 2 | 10 | 3 | 54.6779
2026 | 2 | 10 | 4 | 54.9746
2026 | 2 | 10 | 5 | 55.4961
2026 | 2 | 10 | 6 | 57.6729
2026 | 2 | 10 | 7 | 62.6441
2026 | 2 | 10 | 8 | 69.4045
2026 | 2 | 10 | 9 | 67.4234
2026 | 2 | 10 | 10 | 62.1803
2026 | 2 | 10 | 11 | 57.7023
2026 | 2 | 10 | 12 | 54.1339
2026 | 2 | 10 | 13 | 53.9633
2026 | 2 | 10 | 14 | 53.5513
2026 | 2 | 10 | 15 | 54.0964
2026 | 2 | 10 | 16 | 55.4284
2026 | 2 | 10 | 17 | 61.1492
2026 | 2 | 10 | 18 | 69.6757
2026 | 2 | 10 | 19 | 70.2554
2026 | 2 | 10 | 20 | 69.1998
2026 | 2 | 10 | 21 | 66.9264
2026 | 2 | 10 | 22 | 64.285
2026 | 2 | 10 | 23 | 60.7803
2026 | 2 | 11 | 0 | 57.8283
2026 | 2 | 11 | 1 | 55.7757
2026 | 2 | 11 | 2 | 54.5554
2026 | 2 | 11 | 3 | 54.2399
2026 | 2 | 11 | 4 | 54.3752
2026 | 2 | 11 | 5 | 54.7327
2026 | 2 | 11 | 6 | 55.2215
2026 | 2 | 11 | 7 | 59.8445
2026 | 2 | 11 | 8 | 66.8606
2026 | 2 | 11 | 9 | 65.8949
2026 | 2 | 11 | 10 | 61.1533
2026 | 2 | 11 | 11 | 57.5383
2026 | 2 | 11 | 12 | 55.4457
2026 | 2 | 11 | 13 | 55.3168
2026 | 2 | 11 | 14 | 55.0705
2026 | 2 | 11 | 15 | 54.527
2026 | 2 | 11 | 16 | 55.4962
2026 | 2 | 11 | 17 | 61.284
2026 | 2 | 11 | 18 | 67.8448
2026 | 2 | 11 | 19 | 68.1741
2026 | 2 | 11 | 20 | 67.1045
2026 | 2 | 11 | 21 | 64.9261
2026 | 2 | 11 | 22 | 62.2449
2026 | 2 | 11 | 23 | 58.8391
2026 | 2 | 12 | 0 | 54.4903
2026 | 2 | 12 | 1 | 52.4296
2026 | 2 | 12 | 2 | 51.1149
2026 | 2 | 12 | 3 | 50.7588
2026 | 2 | 12 | 4 | 50.8244
2026 | 2 | 12 | 5 | 51.2778
2026 | 2 | 12 | 6 | 52.4113
2026 | 2 | 12 | 7 | 56.5027
2026 | 2 | 12 | 8 | 60.9746
2026 | 2 | 12 | 9 | 57.3835
2026 | 2 | 12 | 10 | 52.3436
2026 | 2 | 12 | 11 | 49.9781
2026 | 2 | 12 | 12 | 49.5095
2026 | 2 | 12 | 13 | 49.3908
2026 | 2 | 12 | 14 | 49.1599
2026 | 2 | 12 | 15 | 48.3088
2026 | 2 | 12 | 16 | 48.3956
2026 | 2 | 12 | 17 | 53.4391
2026 | 2 | 12 | 18 | 61.4981
2026 | 2 | 12 | 19 | 62.4175
2026 | 2 | 12 | 20 | 61.4687
2026 | 2 | 12 | 21 | 59.5071
2026 | 2 | 12 | 22 | 57.0443
2026 | 2 | 12 | 23 | 53.6558
2026 | 2 | 13 | 0 | 52.0645
2026 | 2 | 13 | 1 | 47.7279
2026 | 2 | 13 | 2 | 46.3006
2026 | 2 | 13 | 3 | 45.8758
2026 | 2 | 13 | 4 | 45.9627
2026 | 2 | 13 | 5 | 46.4671
2026 | 2 | 13 | 6 | 48.3282
2026 | 2 | 13 | 7 | 53.0553
2026 | 2 | 13 | 8 | 59.1675
2026 | 2 | 13 | 9 | 56.9496
2026 | 2 | 13 | 10 | 51.1773
2026 | 2 | 13 | 11 | 48.2547
2026 | 2 | 13 | 12 | 45.2857
2026 | 2 | 13 | 13 | 45.1403
2026 | 2 | 13 | 14 | 44.0898
2026 | 2 | 13 | 15 | 42.832
2026 | 2 | 13 | 16 | 43.5795
2026 | 2 | 13 | 17 | 48.4964
2026 | 2 | 13 | 18 | 59.5053
2026 | 2 | 13 | 19 | 60.6263
2026 | 2 | 13 | 20 | 59.5387
2026 | 2 | 13 | 21 | 57.7257
2026 | 2 | 13 | 22 | 55.7064
2026 | 2 | 13 | 23 | 52.5422
2026 | 2 | 14 | 0 | 49.5099
2026 | 2 | 14 | 1 | 44.8663
2026 | 2 | 14 | 2 | 43.3317
2026 | 2 | 14 | 3 | 42.5994
2026 | 2 | 14 | 4 | 42.3491
2026 | 2 | 14 | 5 | 42.1489
2026 | 2 | 14 | 6 | 42.4081
2026 | 2 | 14 | 7 | 45.1056
2026 | 2 | 14 | 8 | 51.0391
2026 | 2 | 14 | 9 | 50.8821
2026 | 2 | 14 | 10 | 47.9145
2026 | 2 | 14 | 11 | 45.0948
2026 | 2 | 14 | 12 | 42.0843
2026 | 2 | 14 | 13 | 42.7899
2026 | 2 | 14 | 14 | 42.0296
2026 | 2 | 14 | 15 | 41.3923
2026 | 2 | 14 | 16 | 42.3061
2026 | 2 | 14 | 17 | 47.136
2026 | 2 | 14 | 18 | 57.8579
2026 | 2 | 14 | 19 | 57.3678
2026 | 2 | 14 | 20 | 54.2837
2026 | 2 | 14 | 21 | 51.4698
2026 | 2 | 14 | 22 | 49.4465
2026 | 2 | 14 | 23 | 47.1086
2026 | 2 | 15 | 0 | 44.3078
2026 | 2 | 15 | 1 | 41.6891
2026 | 2 | 15 | 2 | 40.1954
2026 | 2 | 15 | 3 | 39.5384
2026 | 2 | 15 | 4 | 39.378
2026 | 2 | 15 | 5 | 39.0846
2026 | 2 | 15 | 6 | 37.3212
2026 | 2 | 15 | 7 | 39.5773
2026 | 2 | 15 | 8 | 46.719
2026 | 2 | 15 | 9 | 46.9798
2026 | 2 | 15 | 10 | 43.2944
2026 | 2 | 15 | 11 | 40.6204
2026 | 2 | 15 | 12 | 38.3888
2026 | 2 | 15 | 13 | 39.1295
2026 | 2 | 15 | 14 | 39.1336
2026 | 2 | 15 | 15 | 38.9559
2026 | 2 | 15 | 16 | 41.1192
2026 | 2 | 15 | 17 | 47.8555
2026 | 2 | 15 | 18 | 55.2618
2026 | 2 | 15 | 19 | 54.0846
2026 | 2 | 15 | 20 | 51.3175
2026 | 2 | 15 | 21 | 48.4334
2026 | 2 | 15 | 22 | 45.9162
2026 | 2 | 15 | 23 | 43.2794
2026 | 2 | 16 | 0 | 42.7096
2026 | 2 | 16 | 1 | 43.3344
2026 | 2 | 16 | 2 | 42.1818
2026 | 2 | 16 | 3 | 41.8313
2026 | 2 | 16 | 4 | 42.05
2026 | 2 | 16 | 5 | 42.7167
2026 | 2 | 16 | 6 | 44.9763
2026 | 2 | 16 | 7 | 47.3682
2026 | 2 | 16 | 8 | 51.5134
2026 | 2 | 16 | 9 | 47.1038
2026 | 2 | 16 | 10 | 39.2504
2026 | 2 | 16 | 11 | 35.6326
2026 | 2 | 16 | 12 | 37.9297
2026 | 2 | 16 | 13 | 39.593
2026 | 2 | 16 | 14 | 38.9272
2026 | 2 | 16 | 15 | 39.1576
2026 | 2 | 16 | 16 | 40.4258
2026 | 2 | 16 | 17 | 49.0842
2026 | 2 | 16 | 18 | 60.057
2026 | 2 | 16 | 19 | 61.113
2026 | 2 | 16 | 20 | 59.4041
2026 | 2 | 16 | 21 | 56.9146
2026 | 2 | 16 | 22 | 54.3092
2026 | 2 | 16 | 23 | 51.2717
2026 | 2 | 17 | 0 | 47.5149
2026 | 2 | 17 | 1 | 49.6592
2026 | 2 | 17 | 2 | 48.6382
2026 | 2 | 17 | 3 | 48.6142
2026 | 2 | 17 | 4 | 49.0435
2026 | 2 | 17 | 5 | 49.7953
2026 | 2 | 17 | 6 | 50.7709
2026 | 2 | 17 | 7 | 55.9043
2026 | 2 | 17 | 8 | 62.4521
2026 | 2 | 17 | 9 | 59.4339
2026 | 2 | 17 | 10 | 53.5618
2026 | 2 | 17 | 11 | 49.6268
2026 | 2 | 17 | 12 | 47.5568
2026 | 2 | 17 | 13 | 47.2708
2026 | 2 | 17 | 14 | 47.3033
2026 | 2 | 17 | 15 | 47.7469
2026 | 2 | 17 | 16 | 49.3084
2026 | 2 | 17 | 17 | 54.8344
2026 | 2 | 17 | 18 | 62.0455
2026 | 2 | 17 | 19 | 63.1837
2026 | 2 | 17 | 20 | 62.0145
2026 | 2 | 17 | 21 | 59.6059
2026 | 2 | 17 | 22 | 57.0268
2026 | 2 | 17 | 23 | 53.6781
2026 | 2 | 18 | 0 | 52.0081
2026 | 2 | 18 | 1 | 49.6691
2026 | 2 | 18 | 2 | 48.4087
2026 | 2 | 18 | 3 | 48.1128
2026 | 2 | 18 | 4 | 48.3028
2026 | 2 | 18 | 5 | 48.8789
2026 | 2 | 18 | 6 | 51.3988
2026 | 2 | 18 | 7 | 56.0298
2026 | 2 | 18 | 8 | 62.134
2026 | 2 | 18 | 9 | 58.9217
2026 | 2 | 18 | 10 | 53.1476
2026 | 2 | 18 | 11 | 49.2567
2026 | 2 | 18 | 12 | 47.8463
2026 | 2 | 18 | 13 | 48.5335
2026 | 2 | 18 | 14 | 48.971
2026 | 2 | 18 | 15 | 48.5466
2026 | 2 | 18 | 16 | 48.9506
2026 | 2 | 18 | 17 | 55.158
2026 | 2 | 18 | 18 | 64.3298
2026 | 2 | 18 | 19 | 64.453
2026 | 2 | 18 | 20 | 62.8355
2026 | 2 | 18 | 21 | 60.3556
2026 | 2 | 18 | 22 | 57.5156
2026 | 2 | 18 | 23 | 54.0826
2026 | 2 | 19 | 0 | 51.0534
2026 | 2 | 19 | 1 | 48.7308
2026 | 2 | 19 | 2 | 47.2821
2026 | 2 | 19 | 3 | 46.7979
2026 | 2 | 19 | 4 | 46.7648
2026 | 2 | 19 | 5 | 47.2607
2026 | 2 | 19 | 6 | 48.5536
2026 | 2 | 19 | 7 | 53.0577
2026 | 2 | 19 | 8 | 59.0774
2026 | 2 | 19 | 9 | 56.8027
2026 | 2 | 19 | 10 | 51.9089
2026 | 2 | 19 | 11 | 48.8096
2026 | 2 | 19 | 12 | 48.055
2026 | 2 | 19 | 13 | 48.3698
2026 | 2 | 19 | 14 | 48.9407
2026 | 2 | 19 | 15 | 48.5517
2026 | 2 | 19 | 16 | 49.5805
2026 | 2 | 19 | 17 | 55.1912
2026 | 2 | 19 | 18 | 63.448
2026 | 2 | 19 | 19 | 62.6158
2026 | 2 | 19 | 20 | 60.6759
2026 | 2 | 19 | 21 | 58.2076
2026 | 2 | 19 | 22 | 55.6647
2026 | 2 | 19 | 23 | 52.4108
2026 | 2 | 20 | 0 | 48.5152
2026 | 2 | 20 | 1 | 46.6474
2026 | 2 | 20 | 2 | 45.4192
2026 | 2 | 20 | 3 | 45.3056
2026 | 2 | 20 | 4 | 45.7736
2026 | 2 | 20 | 5 | 46.7526
2026 | 2 | 20 | 6 | 49.0804
2026 | 2 | 20 | 7 | 54.6472
2026 | 2 | 20 | 8 | 63.0852
2026 | 2 | 20 | 9 | 61.9951
2026 | 2 | 20 | 10 | 55.3501
2026 | 2 | 20 | 11 | 49.9219
2026 | 2 | 20 | 12 | 46.15
2026 | 2 | 20 | 13 | 46.0987
2026 | 2 | 20 | 14 | 46.7443
2026 | 2 | 20 | 15 | 46.6989
2026 | 2 | 20 | 16 | 49.2206
2026 | 2 | 20 | 17 | 55.3965
2026 | 2 | 20 | 18 | 65.6017
2026 | 2 | 20 | 19 | 65.8639
2026 | 2 | 20 | 20 | 64.2795
2026 | 2 | 20 | 21 | 62.2813
2026 | 2 | 20 | 22 | 59.9759
2026 | 2 | 20 | 23 | 56.688
2026 | 2 | 21 | 0 | 54.878
2026 | 2 | 21 | 1 | 52.5264
2026 | 2 | 21 | 2 | 51.2528
2026 | 2 | 21 | 3 | 50.8526
2026 | 2 | 21 | 4 | 50.8379
2026 | 2 | 21 | 5 | 51.0125
2026 | 2 | 21 | 6 | 51.4245
2026 | 2 | 21 | 7 | 54.8831
2026 | 2 | 21 | 8 | 62.7325
2026 | 2 | 21 | 9 | 63.7223
2026 | 2 | 21 | 10 | 60.9925
2026 | 2 | 21 | 11 | 56.0172
2026 | 2 | 21 | 12 | 53.3382
2026 | 2 | 21 | 13 | 52.6766
2026 | 2 | 21 | 14 | 52.9106
2026 | 2 | 21 | 15 | 53.5482
2026 | 2 | 21 | 16 | 56.8287
2026 | 2 | 21 | 17 | 63.0575
2026 | 2 | 21 | 18 | 69.1789
2026 | 2 | 21 | 19 | 67.4946
2026 | 2 | 21 | 20 | 63.7797
2026 | 2 | 21 | 21 | 60.5495
2026 | 2 | 21 | 22 | 57.9904
2026 | 2 | 21 | 23 | 55.432
2026 | 2 | 22 | 0 | 53.4487
2026 | 2 | 22 | 1 | 48.2781
2026 | 2 | 22 | 2 | 46.8014
2026 | 2 | 22 | 3 | 46.2056
2026 | 2 | 22 | 4 | 46.043
2026 | 2 | 22 | 5 | 46.0573
2026 | 2 | 22 | 6 | 45.5832
2026 | 2 | 22 | 7 | 47.7386
2026 | 2 | 22 | 8 | 54.4201
2026 | 2 | 22 | 9 | 54.7849
2026 | 2 | 22 | 10 | 51.0051
2026 | 2 | 22 | 11 | 48.0402
2026 | 2 | 22 | 12 | 46.32
2026 | 2 | 22 | 13 | 45.9104
2026 | 2 | 22 | 14 | 46.1593
2026 | 2 | 22 | 15 | 46.6337
2026 | 2 | 22 | 16 | 50.1648
2026 | 2 | 22 | 17 | 57.4177
2026 | 2 | 22 | 18 | 65.434
2026 | 2 | 22 | 19 | 63.4137
2026 | 2 | 22 | 20 | 60.1301
2026 | 2 | 22 | 21 | 56.9723
2026 | 2 | 22 | 22 | 54.0891
2026 | 2 | 22 | 23 | 51.3685
2026 | 2 | 23 | 0 | 48.8451
2026 | 2 | 23 | 1 | 50.4649
2026 | 2 | 23 | 2 | 49.7957
2026 | 2 | 23 | 3 | 50.0554
2026 | 2 | 23 | 4 | 50.8311
2026 | 2 | 23 | 5 | 51.9738
2026 | 2 | 23 | 6 | 54.763
2026 | 2 | 23 | 7 | 59.9985
2026 | 2 | 23 | 8 | 67.2321
2026 | 2 | 23 | 9 | 64.2132
2026 | 2 | 23 | 10 | 58.3467
2026 | 2 | 23 | 11 | 53.6073
2026 | 2 | 23 | 12 | 48.6509
2026 | 2 | 23 | 13 | 49.0481
2026 | 2 | 23 | 14 | 49.6506
2026 | 2 | 23 | 15 | 49.6405
2026 | 2 | 23 | 16 | 49.9944
2026 | 2 | 23 | 17 | 55.1198
2026 | 2 | 23 | 18 | 68.4305
2026 | 2 | 23 | 19 | 71.1323
2026 | 2 | 23 | 20 | 70.7175
2026 | 2 | 23 | 21 | 68.7022
2026 | 2 | 23 | 22 | 65.9485
2026 | 2 | 23 | 23 | 62.5555
2026 | 2 | 24 | 0 | 60.9457
2026 | 2 | 24 | 1 | 58.2529
2026 | 2 | 24 | 2 | 57.2481
2026 | 2 | 24 | 3 | 57.1314
2026 | 2 | 24 | 4 | 57.4686
2026 | 2 | 24 | 5 | 58.0048
2026 | 2 | 24 | 6 | 58.8319
2026 | 2 | 24 | 7 | 63.6589
2026 | 2 | 24 | 8 | 69.5521
2026 | 2 | 24 | 9 | 66.5919
2026 | 2 | 24 | 10 | 61.3104
2026 | 2 | 24 | 11 | 57.2979
2026 | 2 | 24 | 12 | 53.71
2026 | 2 | 24 | 13 | 53.6231
2026 | 2 | 24 | 14 | 53.1517
2026 | 2 | 24 | 15 | 52.6954
2026 | 2 | 24 | 16 | 52.8964
2026 | 2 | 24 | 17 | 56.209
2026 | 2 | 24 | 18 | 67.3254
2026 | 2 | 24 | 19 | 69.6949
2026 | 2 | 24 | 20 | 69.3637
2026 | 2 | 24 | 21 | 67.1513
2026 | 2 | 24 | 22 | 64.7137
2026 | 2 | 24 | 23 | 61.4448
2026 | 2 | 25 | 0 | 56.631
2026 | 2 | 25 | 1 | 55.4209
2026 | 2 | 25 | 2 | 54.3224
2026 | 2 | 25 | 3 | 54.1676
2026 | 2 | 25 | 4 | 54.4536
2026 | 2 | 25 | 5 | 55.0826
2026 | 2 | 25 | 6 | 55.6626
2026 | 2 | 25 | 7 | 60.3269
2026 | 2 | 25 | 8 | 66.6462
2026 | 2 | 25 | 9 | 63.6082
2026 | 2 | 25 | 10 | 57.6828
2026 | 2 | 25 | 11 | 53.2099
2026 | 2 | 25 | 12 | 52.5429
2026 | 2 | 25 | 13 | 53.8816
2026 | 2 | 25 | 14 | 54.6545
2026 | 2 | 25 | 15 | 54.1049
2026 | 2 | 25 | 16 | 54.4612
2026 | 2 | 25 | 17 | 59.8587
2026 | 2 | 25 | 18 | 67.3076
2026 | 2 | 25 | 19 | 69.0216
2026 | 2 | 25 | 20 | 68.4894
2026 | 2 | 25 | 21 | 66.4658
2026 | 2 | 25 | 22 | 63.7467
2026 | 2 | 25 | 23 | 60.3686
2026 | 2 | 26 | 0 | 55.9299
2026 | 2 | 26 | 1 | 55.1965
2026 | 2 | 26 | 2 | 54.2165
2026 | 2 | 26 | 3 | 54.2397
2026 | 2 | 26 | 4 | 54.7679
2026 | 2 | 26 | 5 | 55.676
2026 | 2 | 26 | 6 | 56.7528
2026 | 2 | 26 | 7 | 61.3596
2026 | 2 | 26 | 8 | 66.7442
2026 | 2 | 26 | 9 | 63.9118
2026 | 2 | 26 | 10 | 58.7349
2026 | 2 | 26 | 11 | 54.4195
2026 | 2 | 26 | 12 | 50.9781
2026 | 2 | 26 | 13 | 51.3493
2026 | 2 | 26 | 14 | 52.0328
2026 | 2 | 26 | 15 | 51.2962
2026 | 2 | 26 | 16 | 51.0082
2026 | 2 | 26 | 17 | 54.949
2026 | 2 | 26 | 18 | 66.962
2026 | 2 | 26 | 19 | 69.9902
2026 | 2 | 26 | 20 | 70.1328
2026 | 2 | 26 | 21 | 68.466
2026 | 2 | 26 | 22 | 66.0499
2026 | 2 | 26 | 23 | 62.6608
2026 | 2 | 27 | 0 | 59.7836
2026 | 2 | 27 | 1 | 56.2186
2026 | 2 | 27 | 2 | 54.9951
2026 | 2 | 27 | 3 | 54.6287
2026 | 2 | 27 | 4 | 54.7616
2026 | 2 | 27 | 5 | 55.223
2026 | 2 | 27 | 6 | 56.6425
2026 | 2 | 27 | 7 | 60.87
2026 | 2 | 27 | 8 | 64.639
2026 | 2 | 27 | 9 | 59.6637
2026 | 2 | 27 | 10 | 54.0923
2026 | 2 | 27 | 11 | 50.9628
2026 | 2 | 27 | 12 | 50.1391
2026 | 2 | 27 | 13 | 50.8937
2026 | 2 | 27 | 14 | 50.2102
2026 | 2 | 27 | 15 | 48.4567
2026 | 2 | 27 | 16 | 47.912
2026 | 2 | 27 | 17 | 50.9993
2026 | 2 | 27 | 18 | 62.4279
2026 | 2 | 27 | 19 | 64.1496
2026 | 2 | 27 | 20 | 63.597
2026 | 2 | 27 | 21 | 61.5743
2026 | 2 | 27 | 22 | 59.4716
2026 | 2 | 27 | 23 | 56.2573
2026 | 2 | 28 | 0 | 53.058
2026 | 2 | 28 | 1 | 46.8031
2026 | 2 | 28 | 2 | 45.4633
2026 | 2 | 28 | 3 | 44.8232
2026 | 2 | 28 | 4 | 44.7238
2026 | 2 | 28 | 5 | 44.8583
2026 | 2 | 28 | 6 | 44.7674
2026 | 2 | 28 | 7 | 47.5464
2026 | 2 | 28 | 8 | 53.2854
2026 | 2 | 28 | 9 | 53.7135
2026 | 2 | 28 | 10 | 50.4491
2026 | 2 | 28 | 11 | 47.7412
2026 | 2 | 28 | 12 | 46.5895
2026 | 2 | 28 | 13 | 47.6813
2026 | 2 | 28 | 14 | 47.8084
2026 | 2 | 28 | 15 | 47.4118
2026 | 2 | 28 | 16 | 48.3989
2026 | 2 | 28 | 17 | 53.2903
2026 | 2 | 28 | 18 | 61.7065
2026 | 2 | 28 | 19 | 60.0829
2026 | 2 | 28 | 20 | 56.8776
2026 | 2 | 28 | 21 | 53.7671
2026 | 2 | 28 | 22 | 51.4395
2026 | 2 | 28 | 23 | 49.0145
2026 | 3 | 1 | 0 | 47.1297
2026 | 3 | 1 | 1 | 46.0946
2026 | 3 | 1 | 2 | 44.9886
2026 | 3 | 1 | 3 | 44.5947
2026 | 3 | 1 | 4 | 44.713
2026 | 3 | 1 | 5 | 44.6673
2026 | 3 | 1 | 6 | 44.7631
2026 | 3 | 1 | 7 | 47.594
2026 | 3 | 1 | 8 | 53.9609
2026 | 3 | 1 | 9 | 52.9756
2026 | 3 | 1 | 10 | 48.6548
2026 | 3 | 1 | 11 | 45.0349
2026 | 3 | 1 | 12 | 44.9272
2026 | 3 | 1 | 13 | 45.6653
2026 | 3 | 1 | 14 | 46.0322
2026 | 3 | 1 | 15 | 45.9294
2026 | 3 | 1 | 16 | 48.7256
2026 | 3 | 1 | 17 | 55.5717
2026 | 3 | 1 | 18 | 63.1781
2026 | 3 | 1 | 19 | 62.8385
2026 | 3 | 1 | 20 | 60.1178
2026 | 3 | 1 | 21 | 57.1204
2026 | 3 | 1 | 22 | 54.3836
2026 | 3 | 1 | 23 | 51.6692
2026 | 3 | 2 | 0 | 49.9764
2026 | 3 | 2 | 1 | 48.4223
2026 | 3 | 2 | 2 | 47.7219
2026 | 3 | 2 | 3 | 47.8868
2026 | 3 | 2 | 4 | 48.4743
2026 | 3 | 2 | 5 | 49.2779
2026 | 3 | 2 | 6 | 50.8138
2026 | 3 | 2 | 7 | 56.3359
2026 | 3 | 2 | 8 | 63.729
2026 | 3 | 2 | 9 | 60.4303
2026 | 3 | 2 | 10 | 54.0846
2026 | 3 | 2 | 11 | 50.3176
2026 | 3 | 2 | 12 | 49.4792
2026 | 3 | 2 | 13 | 49.1269
2026 | 3 | 2 | 14 | 49.0717
2026 | 3 | 2 | 15 | 49.3294
2026 | 3 | 2 | 16 | 52.2609
2026 | 3 | 2 | 17 | 59.4555
2026 | 3 | 2 | 18 | 67.8207
2026 | 3 | 2 | 19 | 68.3102
2026 | 3 | 2 | 20 | 67.0486
2026 | 3 | 2 | 21 | 64.4492
2026 | 3 | 2 | 22 | 61.7138
2026 | 3 | 2 | 23 | 58.4779
2026 | 3 | 3 | 0 | 54.9214
2026 | 3 | 3 | 1 | 57.0819
2026 | 3 | 3 | 2 | 56.3183
2026 | 3 | 3 | 3 | 56.6361
2026 | 3 | 3 | 4 | 57.4246
2026 | 3 | 3 | 5 | 58.3444
2026 | 3 | 3 | 6 | 60.9968
2026 | 3 | 3 | 7 | 66.3237
2026 | 3 | 3 | 8 | 71.5793
2026 | 3 | 3 | 9 | 66.0877
2026 | 3 | 3 | 10 | 58.7348
2026 | 3 | 3 | 11 | 53.0329
2026 | 3 | 3 | 12 | 50.5356
2026 | 3 | 3 | 13 | 50.5138
2026 | 3 | 3 | 14 | 50.3035
2026 | 3 | 3 | 15 | 50.9133
2026 | 3 | 3 | 16 | 53.1395
2026 | 3 | 3 | 17 | 59.4976
2026 | 3 | 3 | 18 | 68.8665
2026 | 3 | 3 | 19 | 73.2811
2026 | 3 | 3 | 20 | 73.6959
2026 | 3 | 3 | 21 | 71.9348
2026 | 3 | 3 | 22 | 69.4423
2026 | 3 | 3 | 23 | 65.9684
2026 | 3 | 4 | 0 | 64.2267
2026 | 3 | 4 | 1 | 62.7617
2026 | 3 | 4 | 2 | 61.8932
2026 | 3 | 4 | 3 | 61.8343
2026 | 3 | 4 | 4 | 62.1921
2026 | 3 | 4 | 5 | 62.5315
2026 | 3 | 4 | 6 | 64.3294
2026 | 3 | 4 | 7 | 68.9279
2026 | 3 | 4 | 8 | 73.4183
2026 | 3 | 4 | 9 | 67.4301
2026 | 3 | 4 | 10 | 60.3072
2026 | 3 | 4 | 11 | 56.1922
2026 | 3 | 4 | 12 | 56.4074
2026 | 3 | 4 | 13 | 56.6216
2026 | 3 | 4 | 14 | 55.8634
2026 | 3 | 4 | 15 | 54.8004
2026 | 3 | 4 | 16 | 55.2957
2026 | 3 | 4 | 17 | 60.9103
2026 | 3 | 4 | 18 | 70.4561
2026 | 3 | 4 | 19 | 72.1297
2026 | 3 | 4 | 20 | 71.7062
2026 | 3 | 4 | 21 | 69.3534
2026 | 3 | 4 | 22 | 66.5547
2026 | 3 | 4 | 23 | 63.0186
2026 | 3 | 5 | 0 | 59.2127
2026 | 3 | 5 | 1 | 58.0991
2026 | 3 | 5 | 2 | 56.874
2026 | 3 | 5 | 3 | 56.5727
2026 | 3 | 5 | 4 | 56.6433
2026 | 3 | 5 | 5 | 56.9781
2026 | 3 | 5 | 6 | 58.0991
2026 | 3 | 5 | 7 | 63.0061
2026 | 3 | 5 | 8 | 69.3439
2026 | 3 | 5 | 9 | 66.3505
2026 | 3 | 5 | 10 | 59.9736
2026 | 3 | 5 | 11 | 55.6589
2026 | 3 | 5 | 12 | 54.4687
2026 | 3 | 5 | 13 | 55.1652
2026 | 3 | 5 | 14 | 55.5977
2026 | 3 | 5 | 15 | 54.923
2026 | 3 | 5 | 16 | 55.9175
2026 | 3 | 5 | 17 | 62.0404
2026 | 3 | 5 | 18 | 66.3625
2026 | 3 | 5 | 19 | 68.8105
2026 | 3 | 5 | 20 | 68.7537
2026 | 3 | 5 | 21 | 66.951
2026 | 3 | 5 | 22 | 64.5366
2026 | 3 | 5 | 23 | 61.1445
2026 | 3 | 6 | 0 | 56.2245
2026 | 3 | 6 | 1 | 54.8307
2026 | 3 | 6 | 2 | 53.7045
2026 | 3 | 6 | 3 | 53.5884
2026 | 3 | 6 | 4 | 53.9611
2026 | 3 | 6 | 5 | 54.5667
2026 | 3 | 6 | 6 | 56.1308
2026 | 3 | 6 | 7 | 61.4192
2026 | 3 | 6 | 8 | 67.768
2026 | 3 | 6 | 9 | 64.6612
2026 | 3 | 6 | 10 | 57.3935
2026 | 3 | 6 | 11 | 52.9399
2026 | 3 | 6 | 12 | 52.1816
2026 | 3 | 6 | 13 | 51.8624
2026 | 3 | 6 | 14 | 51.7187
2026 | 3 | 6 | 15 | 50.6615
2026 | 3 | 6 | 16 | 52.8838
2026 | 3 | 6 | 17 | 58.1743
2026 | 3 | 6 | 18 | 65.6628
2026 | 3 | 6 | 19 | 68.3484
2026 | 3 | 6 | 20 | 68.3522
2026 | 3 | 6 | 21 | 66.7606
2026 | 3 | 6 | 22 | 64.6815
2026 | 3 | 6 | 23 | 61.4803
2026 | 3 | 7 | 0 | 58.3568
2026 | 3 | 7 | 1 | 55.668
2026 | 3 | 7 | 2 | 54.6646
2026 | 3 | 7 | 3 | 54.3657
2026 | 3 | 7 | 4 | 54.3853
2026 | 3 | 7 | 5 | 54.4649
2026 | 3 | 7 | 6 | 54.0554
2026 | 3 | 7 | 7 | 56.4704
2026 | 3 | 7 | 8 | 58.4171
2026 | 3 | 7 | 9 | 53.89
2026 | 3 | 7 | 10 | 50.2226
2026 | 3 | 7 | 11 | 47.3337
2026 | 3 | 7 | 12 | 48.3885
2026 | 3 | 7 | 13 | 49.8094
2026 | 3 | 7 | 14 | 48.8358
2026 | 3 | 7 | 15 | 47.6592
2026 | 3 | 7 | 16 | 47.7431
2026 | 3 | 7 | 17 | 51.1642
2026 | 3 | 7 | 18 | 65.5623
2026 | 3 | 7 | 19 | 67.7294
2026 | 3 | 7 | 20 | 65.6639
2026 | 3 | 7 | 21 | 62.9798
2026 | 3 | 7 | 22 | 60.8364
2026 | 3 | 7 | 23 | 58.5067
2026 | 3 | 8 | 0 | 52.454
2026 | 3 | 8 | 1 | 48.5945
2026 | 3 | 8 | 2 | 48.1561
2026 | 3 | 8 | 3 | 48.0279
2026 | 3 | 8 | 4 | 48.2723
2026 | 3 | 8 | 5 | 49.4622
2026 | 3 | 8 | 6 | 49.9691
2026 | 3 | 8 | 7 | 52.1825
2026 | 3 | 8 | 8 | 51.9479
2026 | 3 | 8 | 9 | 46.5761
2026 | 3 | 8 | 10 | 43.9095
2026 | 3 | 8 | 11 | 41.9075
2026 | 3 | 8 | 12 | 40.8197
2026 | 3 | 8 | 13 | 41.2342
2026 | 3 | 8 | 14 | 39.645
2026 | 3 | 8 | 15 | 39.7519
2026 | 3 | 8 | 16 | 42.9573
2026 | 3 | 8 | 17 | 47.714
2026 | 3 | 8 | 18 | 57.0712
2026 | 3 | 8 | 19 | 58.4329
2026 | 3 | 8 | 20 | 55.9594
2026 | 3 | 8 | 21 | 52.4351
2026 | 3 | 8 | 22 | 48.8102
2026 | 3 | 8 | 23 | 45.8462
2026 | 3 | 9 | 0 | 45.9461
2026 | 3 | 9 | 1 | 48.369
2026 | 3 | 9 | 2 | 48.6104
2026 | 3 | 9 | 3 | 49.3012
2026 | 3 | 9 | 4 | 50.3658
2026 | 3 | 9 | 5 | 52.6461
2026 | 3 | 9 | 6 | 56.5137
2026 | 3 | 9 | 7 | 61.8466
2026 | 3 | 9 | 8 | 62.7685
2026 | 3 | 9 | 9 | 54.5667
2026 | 3 | 9 | 10 | 49.6335
2026 | 3 | 9 | 11 | 46.6169
2026 | 3 | 9 | 12 | 48.9636
2026 | 3 | 9 | 13 | 48.3063
2026 | 3 | 9 | 14 | 47.7369
2026 | 3 | 9 | 15 | 48.7525
2026 | 3 | 9 | 16 | 52.7521
2026 | 3 | 9 | 17 | 58.225
2026 | 3 | 9 | 18 | 63.7526
2026 | 3 | 9 | 19 | 67.3511
2026 | 3 | 9 | 20 | 66.8636
2026 | 3 | 9 | 21 | 64.0959
2026 | 3 | 9 | 22 | 60.5572
2026 | 3 | 9 | 23 | 57.068
2026 | 3 | 10 | 0 | 54.9216
2026 | 3 | 10 | 1 | 54.6633
2026 | 3 | 10 | 2 | 54.5063
2026 | 3 | 10 | 3 | 54.8886
2026 | 3 | 10 | 4 | 55.687
2026 | 3 | 10 | 5 | 57.5968
2026 | 3 | 10 | 6 | 61.5943
2026 | 3 | 10 | 7 | 67.0583
2026 | 3 | 10 | 8 | 68.2917
2026 | 3 | 10 | 9 | 61.7224
2026 | 3 | 10 | 10 | 57.2826
2026 | 3 | 10 | 11 | 53.3309
2026 | 3 | 10 | 12 | 51.791
2026 | 3 | 10 | 13 | 50.8057
2026 | 3 | 10 | 14 | 49.8675
2026 | 3 | 10 | 15 | 50.6198
2026 | 3 | 10 | 16 | 53.8194
2026 | 3 | 10 | 17 | 57.6541
2026 | 3 | 10 | 18 | 63.9463
2026 | 3 | 10 | 19 | 67.5154
2026 | 3 | 10 | 20 | 67.1906
2026 | 3 | 10 | 21 | 64.2786
2026 | 3 | 10 | 22 | 60.8082
2026 | 3 | 10 | 23 | 57.1957
2026 | 3 | 11 | 0 | 55.4922
2026 | 3 | 11 | 1 | 57.0614
2026 | 3 | 11 | 2 | 56.9684
2026 | 3 | 11 | 3 | 57.3698
2026 | 3 | 11 | 4 | 58.1807
2026 | 3 | 11 | 5 | 60.1112
2026 | 3 | 11 | 6 | 64.4864
2026 | 3 | 11 | 7 | 69.3398
2026 | 3 | 11 | 8 | 69.0545
2026 | 3 | 11 | 9 | 60.2749
2026 | 3 | 11 | 10 | 55.1254
2026 | 3 | 11 | 11 | 51.072
2026 | 3 | 11 | 12 | 49.6169
2026 | 3 | 11 | 13 | 50.1111
2026 | 3 | 11 | 14 | 49.2665
2026 | 3 | 11 | 15 | 48.9368
2026 | 3 | 11 | 16 | 49.8957
2026 | 3 | 11 | 17 | 54.2076
2026 | 3 | 11 | 18 | 63.3346
2026 | 3 | 11 | 19 | 68.2632
2026 | 3 | 11 | 20 | 68.528
2026 | 3 | 11 | 21 | 66.0274
2026 | 3 | 11 | 22 | 62.4235
2026 | 3 | 11 | 23 | 58.634
2026 | 3 | 12 | 0 | 57.1377
2026 | 3 | 12 | 1 | 59.3453
2026 | 3 | 12 | 2 | 59.2834
2026 | 3 | 12 | 3 | 59.7012
2026 | 3 | 12 | 4 | 60.5172
2026 | 3 | 12 | 5 | 62.489
2026 | 3 | 12 | 6 | 66.2737
2026 | 3 | 12 | 7 | 70.9865
2026 | 3 | 12 | 8 | 70.1445
2026 | 3 | 12 | 9 | 61.8197
2026 | 3 | 12 | 10 | 57.4839
2026 | 3 | 12 | 11 | 53.6857
2026 | 3 | 12 | 12 | 52.0947
2026 | 3 | 12 | 13 | 52.069
2026 | 3 | 12 | 14 | 51.154
2026 | 3 | 12 | 15 | 51.0009
2026 | 3 | 12 | 16 | 52.263
2026 | 3 | 12 | 17 | 55.7598
2026 | 3 | 12 | 18 | 65.738
2026 | 3 | 12 | 19 | 70.4358
2026 | 3 | 12 | 20 | 70.7855
2026 | 3 | 12 | 21 | 68.404
2026 | 3 | 12 | 22 | 65.0767
2026 | 3 | 12 | 23 | 61.3375
2026 | 3 | 13 | 0 | 58.7963
2026 | 3 | 13 | 1 | 59.2937
2026 | 3 | 13 | 2 | 59.087
2026 | 3 | 13 | 3 | 59.3223
2026 | 3 | 13 | 4 | 59.9774
2026 | 3 | 13 | 5 | 61.7611
2026 | 3 | 13 | 6 | 65.5194
2026 | 3 | 13 | 7 | 70.0458
2026 | 3 | 13 | 8 | 68.3134
2026 | 3 | 13 | 9 | 59.5458
2026 | 3 | 13 | 10 | 55.2321
2026 | 3 | 13 | 11 | 51.8276
2026 | 3 | 13 | 12 | 50.6411
2026 | 3 | 13 | 13 | 50.6875
2026 | 3 | 13 | 14 | 49.0476
2026 | 3 | 13 | 15 | 48.0383
2026 | 3 | 13 | 16 | 49.3284
2026 | 3 | 13 | 17 | 51.9522
2026 | 3 | 13 | 18 | 61.6798
2026 | 3 | 13 | 19 | 66.5191
2026 | 3 | 13 | 20 | 66.8417
2026 | 3 | 13 | 21 | 64.5805
2026 | 3 | 13 | 22 | 61.6016
2026 | 3 | 13 | 23 | 58.0023
2026 | 3 | 14 | 0 | 56.1947
2026 | 3 | 14 | 1 | 53.7965
2026 | 3 | 14 | 2 | 53.5641
2026 | 3 | 14 | 3 | 53.5303
2026 | 3 | 14 | 4 | 53.8698
2026 | 3 | 14 | 5 | 55.3648
2026 | 3 | 14 | 6 | 57.3268
2026 | 3 | 14 | 7 | 60.611
2026 | 3 | 14 | 8 | 60.4575
2026 | 3 | 14 | 9 | 54.8739
2026 | 3 | 14 | 10 | 51.501
2026 | 3 | 14 | 11 | 49.0239
2026 | 3 | 14 | 12 | 46.9612
2026 | 3 | 14 | 13 | 47.7858
2026 | 3 | 14 | 14 | 46.0695
2026 | 3 | 14 | 15 | 45.4934
2026 | 3 | 14 | 16 | 46.3197
2026 | 3 | 14 | 17 | 48.0256
2026 | 3 | 14 | 18 | 56.2278
2026 | 3 | 14 | 19 | 61.1092
2026 | 3 | 14 | 20 | 59.483
2026 | 3 | 14 | 21 | 56.355
2026 | 3 | 14 | 22 | 53.2055
2026 | 3 | 14 | 23 | 50.4381
2026 | 3 | 15 | 0 | 50.1627
2026 | 3 | 15 | 1 | 47.7483
2026 | 3 | 15 | 2 | 47.3038
2026 | 3 | 15 | 3 | 47.1239
2026 | 3 | 15 | 4 | 47.3762
2026 | 3 | 15 | 5 | 48.5808
2026 | 3 | 15 | 6 | 50.1676
2026 | 3 | 15 | 7 | 52.8412
2026 | 3 | 15 | 8 | 53.8509
2026 | 3 | 15 | 9 | 50.8495
2026 | 3 | 15 | 10 | 49.1618
2026 | 3 | 15 | 11 | 46.4655
2026 | 3 | 15 | 12 | 47.2739
2026 | 3 | 15 | 13 | 48.8961
2026 | 3 | 15 | 14 | 48.5382
2026 | 3 | 15 | 15 | 48.7509
2026 | 3 | 15 | 16 | 51.214
2026 | 3 | 15 | 17 | 54.959
2026 | 3 | 15 | 18 | 58.3549
2026 | 3 | 15 | 19 | 58.2219
2026 | 3 | 15 | 20 | 55.5462
2026 | 3 | 15 | 21 | 51.5281
2026 | 3 | 15 | 22 | 47.4501
2026 | 3 | 15 | 23 | 44.2958
2026 | 3 | 16 | 0 | 45.9067
2026 | 3 | 16 | 1 | 44.5191
2026 | 3 | 16 | 2 | 44.3199
2026 | 3 | 16 | 3 | 44.5227
2026 | 3 | 16 | 4 | 45.0886
2026 | 3 | 16 | 5 | 46.9731
2026 | 3 | 16 | 6 | 50.8611
2026 | 3 | 16 | 7 | 56.4061
2026 | 3 | 16 | 8 | 59.0021
2026 | 3 | 16 | 9 | 53.9382
2026 | 3 | 16 | 10 | 50.6461
2026 | 3 | 16 | 11 | 48.4956
2026 | 3 | 16 | 12 | 47.2078
2026 | 3 | 16 | 13 | 47.5313
2026 | 3 | 16 | 14 | 47.1018
2026 | 3 | 16 | 15 | 46.9417
2026 | 3 | 16 | 16 | 49.0493
2026 | 3 | 16 | 17 | 52.8276
2026 | 3 | 16 | 18 | 56.415
2026 | 3 | 16 | 19 | 58.0409
2026 | 3 | 16 | 20 | 57.1532
2026 | 3 | 16 | 21 | 53.8002
2026 | 3 | 16 | 22 | 49.9921
2026 | 3 | 16 | 23 | 46.5261
2026 | 3 | 17 | 0 | 47.0176
2026 | 3 | 17 | 1 | 44.769
2026 | 3 | 17 | 2 | 44.2637
2026 | 3 | 17 | 3 | 44.3818
2026 | 3 | 17 | 4 | 44.8879
2026 | 3 | 17 | 5 | 46.7513
2026 | 3 | 17 | 6 | 51.0322
2026 | 3 | 17 | 7 | 56.5459
2026 | 3 | 17 | 8 | 57.9204
2026 | 3 | 17 | 9 | 52.1245
2026 | 3 | 17 | 10 | 48.415
2026 | 3 | 17 | 11 | 45.6839
2026 | 3 | 17 | 12 | 45.1689
2026 | 3 | 17 | 13 | 45.6155
2026 | 3 | 17 | 14 | 45.3013
2026 | 3 | 17 | 15 | 45.5168
2026 | 3 | 17 | 16 | 48.1222
2026 | 3 | 17 | 17 | 51.2301
2026 | 3 | 17 | 18 | 58.1792
2026 | 3 | 17 | 19 | 59.1889
2026 | 3 | 17 | 20 | 58.2474
2026 | 3 | 17 | 21 | 54.9106
2026 | 3 | 17 | 22 | 51.2878
2026 | 3 | 17 | 23 | 47.8934
2026 | 3 | 18 | 0 | 46.7393
2026 | 3 | 18 | 1 | 44.8115
2026 | 3 | 18 | 2 | 44.3578
2026 | 3 | 18 | 3 | 44.4763
2026 | 3 | 18 | 4 | 45.0297
2026 | 3 | 18 | 5 | 46.9316
2026 | 3 | 18 | 6 | 50.4162
2026 | 3 | 18 | 7 | 56.1016
2026 | 3 | 18 | 8 | 58.7546
2026 | 3 | 18 | 9 | 53.4345
2026 | 3 | 18 | 10 | 49.0893
2026 | 3 | 18 | 11 | 46.0242
2026 | 3 | 18 | 12 | 45.9813
2026 | 3 | 18 | 13 | 47.0119
2026 | 3 | 18 | 14 | 46.6351
2026 | 3 | 18 | 15 | 46.4338
2026 | 3 | 18 | 16 | 48.5542
2026 | 3 | 18 | 17 | 53.3788
2026 | 3 | 18 | 18 | 54.4493
2026 | 3 | 18 | 19 | 57.0369
2026 | 3 | 18 | 20 | 56.7152
2026 | 3 | 18 | 21 | 53.6508
2026 | 3 | 18 | 22 | 49.9567
2026 | 3 | 18 | 23 | 46.4401
2026 | 3 | 19 | 0 | 46.7289
2026 | 3 | 19 | 1 | 43.919
2026 | 3 | 19 | 2 | 43.295
2026 | 3 | 19 | 3 | 43.1679
2026 | 3 | 19 | 4 | 43.4515
2026 | 3 | 19 | 5 | 45.1955
2026 | 3 | 19 | 6 | 49.029
2026 | 3 | 19 | 7 | 53.4102
2026 | 3 | 19 | 8 | 51.2233
2026 | 3 | 19 | 9 | 43.2313
2026 | 3 | 19 | 10 | 42.9284
2026 | 3 | 19 | 11 | 42.8693
2026 | 3 | 19 | 12 | 44.7968
2026 | 3 | 19 | 13 | 46.1204
2026 | 3 | 19 | 14 | 45.7091
2026 | 3 | 19 | 15 | 44.3156
2026 | 3 | 19 | 16 | 43.7458
2026 | 3 | 19 | 17 | 46.1182
2026 | 3 | 19 | 18 | 50.038
2026 | 3 | 19 | 19 | 53.3471
2026 | 3 | 19 | 20 | 53.0948
2026 | 3 | 19 | 21 | 50.0364
2026 | 3 | 19 | 22 | 46.6162
2026 | 3 | 19 | 23 | 43.0479
2026 | 3 | 20 | 0 | 41.2075
2026 | 3 | 20 | 1 | 38.5303
2026 | 3 | 20 | 2 | 37.9497
2026 | 3 | 20 | 3 | 37.8832
2026 | 3 | 20 | 4 | 38.21
2026 | 3 | 20 | 5 | 39.9975
2026 | 3 | 20 | 6 | 44.7996
2026 | 3 | 20 | 7 | 51.0569
2026 | 3 | 20 | 8 | 54.6219
2026 | 3 | 20 | 9 | 48.2974
2026 | 3 | 20 | 10 | 41.5447
2026 | 3 | 20 | 11 | 37.4533
2026 | 3 | 20 | 12 | 37.2007
2026 | 3 | 20 | 13 | 38.9394
2026 | 3 | 20 | 14 | 38.0229
2026 | 3 | 20 | 15 | 37.3176
2026 | 3 | 20 | 16 | 40.114
2026 | 3 | 20 | 17 | 45.3831
2026 | 3 | 20 | 18 | 49.6603
2026 | 3 | 20 | 19 | 52.1536
2026 | 3 | 20 | 20 | 51.6356
2026 | 3 | 20 | 21 | 48.8558
2026 | 3 | 20 | 22 | 45.7839
2026 | 3 | 20 | 23 | 42.4676
2026 | 3 | 21 | 0 | 40.1489
2026 | 3 | 21 | 1 | 38.362
2026 | 3 | 21 | 2 | 37.6578
2026 | 3 | 21 | 3 | 37.3853
2026 | 3 | 21 | 4 | 37.4726
2026 | 3 | 21 | 5 | 38.3374
2026 | 3 | 21 | 6 | 40.7409
2026 | 3 | 21 | 7 | 44.4505
2026 | 3 | 21 | 8 | 46.825
2026 | 3 | 21 | 9 | 40.7955
2026 | 3 | 21 | 10 | 36.1099
2026 | 3 | 21 | 11 | 33.3903
2026 | 3 | 21 | 12 | 34.3222
2026 | 3 | 21 | 13 | 35.7856
2026 | 3 | 21 | 14 | 33.3816
2026 | 3 | 21 | 15 | 33.2606
2026 | 3 | 21 | 16 | 36.0321
2026 | 3 | 21 | 17 | 42.158
2026 | 3 | 21 | 18 | 48.6091
2026 | 3 | 21 | 19 | 49.6027
2026 | 3 | 21 | 20 | 48.3802
2026 | 3 | 21 | 21 | 44.7508
2026 | 3 | 21 | 22 | 41.8459
2026 | 3 | 21 | 23 | 39.2008
2026 | 3 | 22 | 0 | 37.2195
2026 | 3 | 22 | 1 | 36.1526
2026 | 3 | 22 | 2 | 35.4667
2026 | 3 | 22 | 3 | 35.1749
2026 | 3 | 22 | 4 | 35.4152
2026 | 3 | 22 | 5 | 36.1734
2026 | 3 | 22 | 6 | 37.0373
2026 | 3 | 22 | 7 | 40.4319
2026 | 3 | 22 | 8 | 43.839
2026 | 3 | 22 | 9 | 39.0932
2026 | 3 | 22 | 10 | 36.1276
2026 | 3 | 22 | 11 | 33.1959
2026 | 3 | 22 | 12 | 34.314
2026 | 3 | 22 | 13 | 36.3916
2026 | 3 | 22 | 14 | 37.0828
2026 | 3 | 22 | 15 | 36.5307
2026 | 3 | 22 | 16 | 39.7282
2026 | 3 | 22 | 17 | 45.0932
2026 | 3 | 22 | 18 | 51.4691
2026 | 3 | 22 | 19 | 50.2963
2026 | 3 | 22 | 20 | 48.2149
2026 | 3 | 22 | 21 | 44.2078
2026 | 3 | 22 | 22 | 40.5873
2026 | 3 | 22 | 23 | 37.6047
2026 | 3 | 23 | 0 | 37.4248
2026 | 3 | 23 | 1 | 36.51
2026 | 3 | 23 | 2 | 36.3319
2026 | 3 | 23 | 3 | 36.64
2026 | 3 | 23 | 4 | 37.3331
2026 | 3 | 23 | 5 | 39.5066
2026 | 3 | 23 | 6 | 43.406
2026 | 3 | 23 | 7 | 48.9562
2026 | 3 | 23 | 8 | 50.6187
2026 | 3 | 23 | 9 | 44.7522
2026 | 3 | 23 | 10 | 42.0616
2026 | 3 | 23 | 11 | 40.2773
2026 | 3 | 23 | 12 | 39.9907
2026 | 3 | 23 | 13 | 42.1684
2026 | 3 | 23 | 14 | 42.0242
2026 | 3 | 23 | 15 | 42.1437
2026 | 3 | 23 | 16 | 43.8523
2026 | 3 | 23 | 17 | 47.8702
2026 | 3 | 23 | 18 | 53.7312
2026 | 3 | 23 | 19 | 55.3038
2026 | 3 | 23 | 20 | 54.5434
2026 | 3 | 23 | 21 | 50.9855
2026 | 3 | 23 | 22 | 47.3224
2026 | 3 | 23 | 23 | 43.9774
2026 | 3 | 24 | 0 | 41.9845
2026 | 3 | 24 | 1 | 42.8062
2026 | 3 | 24 | 2 | 42.5909
2026 | 3 | 24 | 3 | 43.0364
2026 | 3 | 24 | 4 | 43.8758
2026 | 3 | 24 | 5 | 46.1122
2026 | 3 | 24 | 6 | 49.601
2026 | 3 | 24 | 7 | 55.5299
2026 | 3 | 24 | 8 | 57.3988
2026 | 3 | 24 | 9 | 51.0413
2026 | 3 | 24 | 10 | 46.8383
2026 | 3 | 24 | 11 | 43.0105
2026 | 3 | 24 | 12 | 43.5992
2026 | 3 | 24 | 13 | 45.134
2026 | 3 | 24 | 14 | 45.2517
2026 | 3 | 24 | 15 | 46.1201
2026 | 3 | 24 | 16 | 49.1557
2026 | 3 | 24 | 17 | 52.9909
2026 | 3 | 24 | 18 | 54.7897
2026 | 3 | 24 | 19 | 58.3256
2026 | 3 | 24 | 20 | 58.5578
2026 | 3 | 24 | 21 | 55.5159
2026 | 3 | 24 | 22 | 51.9952
2026 | 3 | 24 | 23 | 48.5658
2026 | 3 | 25 | 0 | 48.1055
2026 | 3 | 25 | 1 | 47.3852
2026 | 3 | 25 | 2 | 47.1865
2026 | 3 | 25 | 3 | 47.5296
2026 | 3 | 25 | 4 | 48.3258
2026 | 3 | 25 | 5 | 50.4199
2026 | 3 | 25 | 6 | 54.8427
2026 | 3 | 25 | 7 | 59.7359
2026 | 3 | 25 | 8 | 59.2184
2026 | 3 | 25 | 9 | 53.1934
2026 | 3 | 25 | 10 | 51.718
2026 | 3 | 25 | 11 | 48.3052
2026 | 3 | 25 | 12 | 48.5211
2026 | 3 | 25 | 13 | 50.4217
2026 | 3 | 25 | 14 | 50.5661
2026 | 3 | 25 | 15 | 50.6338
2026 | 3 | 25 | 16 | 52.3446
2026 | 3 | 25 | 17 | 56.418
2026 | 3 | 25 | 18 | 63.3196
2026 | 3 | 25 | 19 | 63.9266
2026 | 3 | 25 | 20 | 63.2824
2026 | 3 | 25 | 21 | 59.7581
2026 | 3 | 25 | 22 | 55.8771
2026 | 3 | 25 | 23 | 52.2837
2026 | 3 | 26 | 0 | 49.5677
2026 | 3 | 26 | 1 | 50.0723
2026 | 3 | 26 | 2 | 49.7505
2026 | 3 | 26 | 3 | 49.9848
2026 | 3 | 26 | 4 | 50.6373
2026 | 3 | 26 | 5 | 52.7134
2026 | 3 | 26 | 6 | 56.6473
2026 | 3 | 26 | 7 | 61.4731
2026 | 3 | 26 | 8 | 61.1658
2026 | 3 | 26 | 9 | 55.5799
2026 | 3 | 26 | 10 | 54.0666
2026 | 3 | 26 | 11 | 50.4656
2026 | 3 | 26 | 12 | 46.6331
2026 | 3 | 26 | 13 | 48.8347
2026 | 3 | 26 | 14 | 49.0672
2026 | 3 | 26 | 15 | 48.6423
2026 | 3 | 26 | 16 | 48.7855
2026 | 3 | 26 | 17 | 51.4538
2026 | 3 | 26 | 18 | 56.8327
2026 | 3 | 26 | 19 | 61.6863
2026 | 3 | 26 | 20 | 62.5718
2026 | 3 | 26 | 21 | 60.003
2026 | 3 | 26 | 22 | 56.6151
2026 | 3 | 26 | 23 | 52.9961
2026 | 3 | 27 | 0 | 51.2058
2026 | 3 | 27 | 1 | 49.8576
2026 | 3 | 27 | 2 | 49.4896
2026 | 3 | 27 | 3 | 49.6192
2026 | 3 | 27 | 4 | 50.1384
2026 | 3 | 27 | 5 | 52.0458
2026 | 3 | 27 | 6 | 55.786
2026 | 3 | 27 | 7 | 60.255
2026 | 3 | 27 | 8 | 58.2696
2026 | 3 | 27 | 9 | 50.0886
2026 | 3 | 27 | 10 | 46.7188
2026 | 3 | 27 | 11 | 44.4654
2026 | 3 | 27 | 12 | 43.718
2026 | 3 | 27 | 13 | 45.7414
2026 | 3 | 27 | 14 | 44.8964
2026 | 3 | 27 | 15 | 43.0633
2026 | 3 | 27 | 16 | 42.5727
2026 | 3 | 27 | 17 | 43.7554
2026 | 3 | 27 | 18 | 53.9722
2026 | 3 | 27 | 19 | 57.9246
2026 | 3 | 27 | 20 | 58.3951
2026 | 3 | 27 | 21 | 55.8608
2026 | 3 | 27 | 22 | 52.7357
2026 | 3 | 27 | 23 | 49.3035
2026 | 3 | 28 | 0 | 47.4826
2026 | 3 | 28 | 1 | 43.1398
2026 | 3 | 28 | 2 | 42.5025
2026 | 3 | 28 | 3 | 42.2235
2026 | 3 | 28 | 4 | 42.3736
2026 | 3 | 28 | 5 | 43.5856
2026 | 3 | 28 | 6 | 45.9584
2026 | 3 | 28 | 7 | 48.9742
2026 | 3 | 28 | 8 | 49.8242
2026 | 3 | 28 | 9 | 47.2624
2026 | 3 | 28 | 10 | 46.3704
2026 | 3 | 28 | 11 | 44.0734
2026 | 3 | 28 | 12 | 44.3578
2026 | 3 | 28 | 13 | 46.2987
2026 | 3 | 28 | 14 | 45.8953
2026 | 3 | 28 | 15 | 45.3899
2026 | 3 | 28 | 16 | 47.3838
2026 | 3 | 28 | 17 | 50.0172
2026 | 3 | 28 | 18 | 56.8016
2026 | 3 | 28 | 19 | 55.03
2026 | 3 | 28 | 20 | 52.5326
2026 | 3 | 28 | 21 | 48.6492
2026 | 3 | 28 | 22 | 45.2718
2026 | 3 | 28 | 23 | 42.6238
2026 | 3 | 29 | 0 | 41.721
2026 | 3 | 29 | 1 | 42.9786
2026 | 3 | 29 | 2 | 42.8481
2026 | 3 | 29 | 3 | 43.0442
2026 | 3 | 29 | 4 | 43.755
2026 | 3 | 29 | 5 | 45.334
2026 | 3 | 29 | 6 | 48.031
2026 | 3 | 29 | 7 | 50.5023
2026 | 3 | 29 | 8 | 50.7684
2026 | 3 | 29 | 9 | 48.4039
2026 | 3 | 29 | 10 | 49.0881
2026 | 3 | 29 | 11 | 46.1209
2026 | 3 | 29 | 12 | 44.9307
2026 | 3 | 29 | 13 | 46.2715
2026 | 3 | 29 | 14 | 46.9591
2026 | 3 | 29 | 15 | 47.0422
2026 | 3 | 29 | 16 | 50.1137
2026 | 3 | 29 | 17 | 53.9872
2026 | 3 | 29 | 18 | 58.3645
2026 | 3 | 29 | 19 | 61.4973
2026 | 3 | 29 | 20 | 61.0015
2026 | 3 | 29 | 21 | 58.0185
2026 | 3 | 29 | 22 | 54.5581
2026 | 3 | 29 | 23 | 51.6783
2026 | 3 | 30 | 0 | 49.6615
2026 | 3 | 30 | 1 | 48.1416
2026 | 3 | 30 | 2 | 48.4148
2026 | 3 | 30 | 3 | 49.0803
2026 | 3 | 30 | 4 | 50.0959
2026 | 3 | 30 | 5 | 52.4305
2026 | 3 | 30 | 6 | 56.0957
2026 | 3 | 30 | 7 | 60.7485
2026 | 3 | 30 | 8 | 60.4257
2026 | 3 | 30 | 9 | 54.5824
2026 | 3 | 30 | 10 | 53.3131
2026 | 3 | 30 | 11 | 50.888
2026 | 3 | 30 | 12 | 51.7013
2026 | 3 | 30 | 13 | 52.5731
2026 | 3 | 30 | 14 | 52.7334
2026 | 3 | 30 | 15 | 52.6172
2026 | 3 | 30 | 16 | 54.2756
2026 | 3 | 30 | 17 | 56.8242
2026 | 3 | 30 | 18 | 60.4981
2026 | 3 | 30 | 19 | 63.2069
2026 | 3 | 30 | 20 | 63.4237
2026 | 3 | 30 | 21 | 60.3193
2026 | 3 | 30 | 22 | 56.3662
2026 | 3 | 30 | 23 | 52.751
2026 | 3 | 31 | 0 | 51.865
2026 | 3 | 31 | 1 | 51.841
2026 | 3 | 31 | 2 | 51.7007
2026 | 3 | 31 | 3 | 52.1117
2026 | 3 | 31 | 4 | 52.7781
2026 | 3 | 31 | 5 | 54.8197
2026 | 3 | 31 | 6 | 58.648
2026 | 3 | 31 | 7 | 62.3715
2026 | 3 | 31 | 8 | 58.8866
2026 | 3 | 31 | 9 | 51.3802
2026 | 3 | 31 | 10 | 50.4038
2026 | 3 | 31 | 11 | 47.9762
2026 | 3 | 31 | 12 | 47.7715
2026 | 3 | 31 | 13 | 49.6772
2026 | 3 | 31 | 14 | 49.6311
2026 | 3 | 31 | 15 | 48.8346
2026 | 3 | 31 | 16 | 48.8742
2026 | 3 | 31 | 17 | 49.7493
2026 | 3 | 31 | 18 | 57.4505
2026 | 3 | 31 | 19 | 61.6976
2026 | 3 | 31 | 20 | 62.5952
2026 | 3 | 31 | 21 | 60.0495
2026 | 3 | 31 | 22 | 56.3692
2026 | 3 | 31 | 23 | 52.7771
2026 | 4 | 1 | 0 | 49.8748
2026 | 4 | 1 | 1 | 53.0993
2026 | 4 | 1 | 2 | 53.023
2026 | 4 | 1 | 3 | 53.3984
2026 | 4 | 1 | 4 | 54.3097
2026 | 4 | 1 | 5 | 56.4059
2026 | 4 | 1 | 6 | 60.943
2026 | 4 | 1 | 7 | 64.5226
2026 | 4 | 1 | 8 | 62.2425
2026 | 4 | 1 | 9 | 54.8426
2026 | 4 | 1 | 10 | 50.5242
2026 | 4 | 1 | 11 | 47.6159
2026 | 4 | 1 | 12 | 47.0595
2026 | 4 | 1 | 13 | 48.4704
2026 | 4 | 1 | 14 | 48.045
2026 | 4 | 1 | 15 | 48.6847
2026 | 4 | 1 | 16 | 49.8429
2026 | 4 | 1 | 17 | 52.2719
2026 | 4 | 1 | 18 | 58.1969
2026 | 4 | 1 | 19 | 64.5287
2026 | 4 | 1 | 20 | 66.8609
2026 | 4 | 1 | 21 | 64.3274
2026 | 4 | 1 | 22 | 60.8253
2026 | 4 | 1 | 23 | 57.375
2026 | 4 | 2 | 0 | 55.0752
2026 | 4 | 2 | 1 | 54.9267
2026 | 4 | 2 | 2 | 54.7649
2026 | 4 | 2 | 3 | 55.0009
2026 | 4 | 2 | 4 | 55.7755
2026 | 4 | 2 | 5 | 57.7724
2026 | 4 | 2 | 6 | 61.8683
2026 | 4 | 2 | 7 | 65.3281
2026 | 4 | 2 | 8 | 63.1252
2026 | 4 | 2 | 9 | 57.1405
2026 | 4 | 2 | 10 | 53.97
2026 | 4 | 2 | 11 | 51.5296
2026 | 4 | 2 | 12 | 50.807
2026 | 4 | 2 | 13 | 51.4125
2026 | 4 | 2 | 14 | 50.7658
2026 | 4 | 2 | 15 | 51.5815
2026 | 4 | 2 | 16 | 53.184
2026 | 4 | 2 | 17 | 55.0575
2026 | 4 | 2 | 18 | 59.83
2026 | 4 | 2 | 19 | 64.3331
2026 | 4 | 2 | 20 | 66.233
2026 | 4 | 2 | 21 | 63.4695
2026 | 4 | 2 | 22 | 60.0801
2026 | 4 | 2 | 23 | 56.5616
2026 | 4 | 3 | 0 | 54.3164
2026 | 4 | 3 | 1 | 53.496
2026 | 4 | 3 | 2 | 53.3191
2026 | 4 | 3 | 3 | 53.2974
2026 | 4 | 3 | 4 | 53.6599
2026 | 4 | 3 | 5 | 54.5701
2026 | 4 | 3 | 6 | 55.4324
2026 | 4 | 3 | 7 | 56.0113
2026 | 4 | 3 | 8 | 52.112
2026 | 4 | 3 | 9 | 44.0265
2026 | 4 | 3 | 10 | 39.0503
2026 | 4 | 3 | 11 | 39.8265
2026 | 4 | 3 | 12 | 40.13
2026 | 4 | 3 | 13 | 39.4503
2026 | 4 | 3 | 14 | 37.7452
2026 | 4 | 3 | 15 | 38.8483
2026 | 4 | 3 | 16 | 39.0805
2026 | 4 | 3 | 17 | 41.8458
2026 | 4 | 3 | 18 | 51.5321
2026 | 4 | 3 | 19 | 56.989
2026 | 4 | 3 | 20 | 59.0223
2026 | 4 | 3 | 21 | 56.2544
2026 | 4 | 3 | 22 | 53.8836
2026 | 4 | 3 | 23 | 51.0504
2026 | 4 | 4 | 0 | 48.7628
2026 | 4 | 4 | 1 | 49.5326
2026 | 4 | 4 | 2 | 49.333
2026 | 4 | 4 | 3 | 49.2863
2026 | 4 | 4 | 4 | 49.7722
2026 | 4 | 4 | 5 | 51.2813
2026 | 4 | 4 | 6 | 54.322
2026 | 4 | 4 | 7 | 55.3963
2026 | 4 | 4 | 8 | 51.2072
2026 | 4 | 4 | 9 | 46.1228
2026 | 4 | 4 | 10 | 44.8384
2026 | 4 | 4 | 11 | 43.6894
2026 | 4 | 4 | 12 | 45.7688
2026 | 4 | 4 | 13 | 46.7308
2026 | 4 | 4 | 14 | 45.9014
2026 | 4 | 4 | 15 | 46.6332
2026 | 4 | 4 | 16 | 48.8384
2026 | 4 | 4 | 17 | 50.4041
2026 | 4 | 4 | 18 | 58.4653
2026 | 4 | 4 | 19 | 60.1784
2026 | 4 | 4 | 20 | 59.422
2026 | 4 | 4 | 21 | 55.8265
2026 | 4 | 4 | 22 | 52.5854
2026 | 4 | 4 | 23 | 50.0163
2026 | 4 | 5 | 0 | 48.2745
2026 | 4 | 5 | 1 | 46.1259
2026 | 4 | 5 | 2 | 45.7188
2026 | 4 | 5 | 3 | 45.4951
2026 | 4 | 5 | 4 | 45.6982
2026 | 4 | 5 | 5 | 46.4095
2026 | 4 | 5 | 6 | 47.3893
2026 | 4 | 5 | 7 | 49.8514
2026 | 4 | 5 | 8 | 51.8106
2026 | 4 | 5 | 9 | 52.9255
2026 | 4 | 5 | 10 | 50.3687
2026 | 4 | 5 | 11 | 48.0504
2026 | 4 | 5 | 12 | 46.9724
2026 | 4 | 5 | 13 | 48.6411
2026 | 4 | 5 | 14 | 48.6813
2026 | 4 | 5 | 15 | 48.9798
2026 | 4 | 5 | 16 | 49.8932
2026 | 4 | 5 | 17 | 51.0575
2026 | 4 | 5 | 18 | 52.9867
2026 | 4 | 5 | 19 | 51.8683
2026 | 4 | 5 | 20 | 52.0994
2026 | 4 | 5 | 21 | 49.019
2026 | 4 | 5 | 22 | 45.6664
2026 | 4 | 5 | 23 | 43.3122
2026 | 4 | 6 | 0 | 43.8822
2026 | 4 | 6 | 1 | 42.5193
2026 | 4 | 6 | 2 | 42.4197
2026 | 4 | 6 | 3 | 42.5803
2026 | 4 | 6 | 4 | 43.2705
2026 | 4 | 6 | 5 | 44.7595
2026 | 4 | 6 | 6 | 46.858
2026 | 4 | 6 | 7 | 50.7281
2026 | 4 | 6 | 8 | 52.9344
2026 | 4 | 6 | 9 | 47.7638
2026 | 4 | 6 | 10 | 44.74
2026 | 4 | 6 | 11 | 42.2686
2026 | 4 | 6 | 12 | 44.4465
2026 | 4 | 6 | 13 | 45.6451
2026 | 4 | 6 | 14 | 47.8143
2026 | 4 | 6 | 15 | 47.9888
2026 | 4 | 6 | 16 | 47.649
2026 | 4 | 6 | 17 | 47.5475
2026 | 4 | 6 | 18 | 51.8179
2026 | 4 | 6 | 19 | 55.27
2026 | 4 | 6 | 20 | 56.3643
2026 | 4 | 6 | 21 | 53.0515
2026 | 4 | 6 | 22 | 48.7819
2026 | 4 | 6 | 23 | 45.2011
2026 | 4 | 7 | 0 | 47.0787
2026 | 4 | 7 | 1 | 44.4206
2026 | 4 | 7 | 2 | 43.9904
2026 | 4 | 7 | 3 | 44.1074
2026 | 4 | 7 | 4 | 44.6785
2026 | 4 | 7 | 5 | 46.6814
2026 | 4 | 7 | 6 | 50.8079
2026 | 4 | 7 | 7 | 55.0126
2026 | 4 | 7 | 8 | 56.2671
2026 | 4 | 7 | 9 | 52.9448
2026 | 4 | 7 | 10 | 48.5316
2026 | 4 | 7 | 11 | 46.3682
2026 | 4 | 7 | 12 | 46.1776
2026 | 4 | 7 | 13 | 46.739
2026 | 4 | 7 | 14 | 46.4758
2026 | 4 | 7 | 15 | 47.5345
2026 | 4 | 7 | 16 | 50.2147
2026 | 4 | 7 | 17 | 52.2188
2026 | 4 | 7 | 18 | 55.1787
2026 | 4 | 7 | 19 | 56.0643
2026 | 4 | 7 | 20 | 56.6735
2026 | 4 | 7 | 21 | 53.393
2026 | 4 | 7 | 22 | 49.4868
2026 | 4 | 7 | 23 | 46.0598
2026 | 4 | 8 | 0 | 45.778
2026 | 4 | 8 | 1 | 44.3177
2026 | 4 | 8 | 2 | 43.8936
2026 | 4 | 8 | 3 | 43.9823
2026 | 4 | 8 | 4 | 44.5662
2026 | 4 | 8 | 5 | 46.5913
2026 | 4 | 8 | 6 | 50.3133
2026 | 4 | 8 | 7 | 54.385
2026 | 4 | 8 | 8 | 56.319
2026 | 4 | 8 | 9 | 53.6547
2026 | 4 | 8 | 10 | 49.3527
2026 | 4 | 8 | 11 | 46.8167
2026 | 4 | 8 | 12 | 47.1522
2026 | 4 | 8 | 13 | 48.2819
2026 | 4 | 8 | 14 | 48.0505
2026 | 4 | 8 | 15 | 48.7824
2026 | 4 | 8 | 16 | 51.3625
2026 | 4 | 8 | 17 | 54.7169
2026 | 4 | 8 | 18 | 58.7222
2026 | 4 | 8 | 19 | 57.2592
2026 | 4 | 8 | 20 | 57.2407
2026 | 4 | 8 | 21 | 53.8066
2026 | 4 | 8 | 22 | 49.6237
2026 | 4 | 8 | 23 | 46.0405
2026 | 4 | 9 | 0 | 45.8111
2026 | 4 | 9 | 1 | 44.2586
2026 | 4 | 9 | 2 | 43.8338
2026 | 4 | 9 | 3 | 43.9417
2026 | 4 | 9 | 4 | 44.5455
2026 | 4 | 9 | 5 | 46.6797
2026 | 4 | 9 | 6 | 50.4305
2026 | 4 | 9 | 7 | 54.4334
2026 | 4 | 9 | 8 | 56.1218
2026 | 4 | 9 | 9 | 53.7746
2026 | 4 | 9 | 10 | 49.6603
2026 | 4 | 9 | 11 | 47.111
2026 | 4 | 9 | 12 | 46.7243
2026 | 4 | 9 | 13 | 47.7175
2026 | 4 | 9 | 14 | 47.7031
2026 | 4 | 9 | 15 | 48.6968
2026 | 4 | 9 | 16 | 51.0028
2026 | 4 | 9 | 17 | 54.0723
2026 | 4 | 9 | 18 | 60.221
2026 | 4 | 9 | 19 | 59.1196
2026 | 4 | 9 | 20 | 59.1562
2026 | 4 | 9 | 21 | 55.9499
2026 | 4 | 9 | 22 | 52.0733
2026 | 4 | 9 | 23 | 48.5072
2026 | 4 | 10 | 0 | 46.3318
2026 | 4 | 10 | 1 | 46.0196
2026 | 4 | 10 | 2 | 45.5308
2026 | 4 | 10 | 3 | 45.5608
2026 | 4 | 10 | 4 | 46.1407
2026 | 4 | 10 | 5 | 48.2261
2026 | 4 | 10 | 6 | 51.512
2026 | 4 | 10 | 7 | 55.6996
2026 | 4 | 10 | 8 | 57.8983
2026 | 4 | 10 | 9 | 56.1316
2026 | 4 | 10 | 10 | 51.9127
2026 | 4 | 10 | 11 | 48.6251
2026 | 4 | 10 | 12 | 48.4007
2026 | 4 | 10 | 13 | 49.2776
2026 | 4 | 10 | 14 | 48.6031
2026 | 4 | 10 | 15 | 49.573
2026 | 4 | 10 | 16 | 53.2312
2026 | 4 | 10 | 17 | 56.3911
2026 | 4 | 10 | 18 | 59.9773
2026 | 4 | 10 | 19 | 59.5126
2026 | 4 | 10 | 20 | 59.6319
2026 | 4 | 10 | 21 | 56.7396
2026 | 4 | 10 | 22 | 53.3258
2026 | 4 | 10 | 23 | 49.9141
2026 | 4 | 11 | 0 | 47.2127
2026 | 4 | 11 | 1 | 46.5685
2026 | 4 | 11 | 2 | 46.1241
2026 | 4 | 11 | 3 | 46.0199
2026 | 4 | 11 | 4 | 46.3995
2026 | 4 | 11 | 5 | 47.8235
2026 | 4 | 11 | 6 | 49.3954
2026 | 4 | 11 | 7 | 50.9419
2026 | 4 | 11 | 8 | 51.0562
2026 | 4 | 11 | 9 | 49.9296
2026 | 4 | 11 | 10 | 48.4622
2026 | 4 | 11 | 11 | 46.2584
2026 | 4 | 11 | 12 | 45.5676
2026 | 4 | 11 | 13 | 45.5852
2026 | 4 | 11 | 14 | 44.8493
2026 | 4 | 11 | 15 | 45.9125
2026 | 4 | 11 | 16 | 49.6148
2026 | 4 | 11 | 17 | 52.4913
2026 | 4 | 11 | 18 | 56.6832
2026 | 4 | 11 | 19 | 57.0444
2026 | 4 | 11 | 20 | 56.2886
2026 | 4 | 11 | 21 | 53.1001
2026 | 4 | 11 | 22 | 49.9028
2026 | 4 | 11 | 23 | 47.3236
2026 | 4 | 12 | 0 | 46.5144
2026 | 4 | 12 | 1 | 46.3309
2026 | 4 | 12 | 2 | 46.1441
2026 | 4 | 12 | 3 | 46.2757
2026 | 4 | 12 | 4 | 46.8808
2026 | 4 | 12 | 5 | 48.3834
2026 | 4 | 12 | 6 | 50.676
2026 | 4 | 12 | 7 | 50.7747
2026 | 4 | 12 | 8 | 47.8585
2026 | 4 | 12 | 9 | 45.032
2026 | 4 | 12 | 10 | 44.7069
2026 | 4 | 12 | 11 | 43.2111
2026 | 4 | 12 | 12 | 44.3647
2026 | 4 | 12 | 13 | 44.6434
2026 | 4 | 12 | 14 | 44.5194
2026 | 4 | 12 | 15 | 45.5833
2026 | 4 | 12 | 16 | 48.9985
2026 | 4 | 12 | 17 | 51.7528
2026 | 4 | 12 | 18 | 53.1401
2026 | 4 | 12 | 19 | 56.8644
2026 | 4 | 12 | 20 | 57.5831
2026 | 4 | 12 | 21 | 54.923
2026 | 4 | 12 | 22 | 51.3399
2026 | 4 | 12 | 23 | 48.4043
2026 | 4 | 13 | 0 | 47.9024
2026 | 4 | 13 | 1 | 47.4279
2026 | 4 | 13 | 2 | 47.569
2026 | 4 | 13 | 3 | 48.0084
2026 | 4 | 13 | 4 | 48.884
2026 | 4 | 13 | 5 | 51.1117
2026 | 4 | 13 | 6 | 54.8305
2026 | 4 | 13 | 7 | 58.0278
2026 | 4 | 13 | 8 | 57.7577
2026 | 4 | 13 | 9 | 54.6832
2026 | 4 | 13 | 10 | 52.5985
2026 | 4 | 13 | 11 | 50.7093
2026 | 4 | 13 | 12 | 51.3639
2026 | 4 | 13 | 13 | 52.0637
2026 | 4 | 13 | 14 | 51.7149
2026 | 4 | 13 | 15 | 52.821
2026 | 4 | 13 | 16 | 54.9249
2026 | 4 | 13 | 17 | 56.8143
2026 | 4 | 13 | 18 | 58.8837
2026 | 4 | 13 | 19 | 61.0103
2026 | 4 | 13 | 20 | 61.972
2026 | 4 | 13 | 21 | 59.1681
2026 | 4 | 13 | 22 | 55.2737
2026 | 4 | 13 | 23 | 51.748
2026 | 4 | 14 | 0 | 49.2222
2026 | 4 | 14 | 1 | 49.7762
2026 | 4 | 14 | 2 | 49.6009
2026 | 4 | 14 | 3 | 49.9048
2026 | 4 | 14 | 4 | 50.5951
2026 | 4 | 14 | 5 | 52.6638
2026 | 4 | 14 | 6 | 56.5075
2026 | 4 | 14 | 7 | 58.8045
2026 | 4 | 14 | 8 | 54.921
2026 | 4 | 14 | 9 | 49.7095
2026 | 4 | 14 | 10 | 47.8297
2026 | 4 | 14 | 11 | 46.2445
2026 | 4 | 14 | 12 | 47.9168
2026 | 4 | 14 | 13 | 48.8109
2026 | 4 | 14 | 14 | 48.5207
2026 | 4 | 14 | 15 | 49.1469
2026 | 4 | 14 | 16 | 50.3293
2026 | 4 | 14 | 17 | 50.3612
2026 | 4 | 14 | 18 | 51.6744
2026 | 4 | 14 | 19 | 56.827
2026 | 4 | 14 | 20 | 58.908
2026 | 4 | 14 | 21 | 56.8411
2026 | 4 | 14 | 22 | 53.2908
2026 | 4 | 14 | 23 | 49.806
2026 | 4 | 15 | 0 | 48.1242
2026 | 4 | 15 | 1 | 45.8109
2026 | 4 | 15 | 2 | 45.2685
2026 | 4 | 15 | 3 | 45.1884
2026 | 4 | 15 | 4 | 45.5634
2026 | 4 | 15 | 5 | 47.4181
2026 | 4 | 15 | 6 | 50.8198
2026 | 4 | 15 | 7 | 53.8997
2026 | 4 | 15 | 8 | 54.6689
2026 | 4 | 15 | 9 | 53.5916
2026 | 4 | 15 | 10 | 51.2603
2026 | 4 | 15 | 11 | 49.4281
2026 | 4 | 15 | 12 | 49.0529
2026 | 4 | 15 | 13 | 50.083
2026 | 4 | 15 | 14 | 49.6125
2026 | 4 | 15 | 15 | 49.5445
2026 | 4 | 15 | 16 | 50.8498
2026 | 4 | 15 | 17 | 52.1895
2026 | 4 | 15 | 18 | 53.8643
2026 | 4 | 15 | 19 | 55.5231
2026 | 4 | 15 | 20 | 56.4995
2026 | 4 | 15 | 21 | 54.0503
2026 | 4 | 15 | 22 | 50.2644
2026 | 4 | 15 | 23 | 46.8444
2026 | 4 | 16 | 0 | 43.8608
2026 | 4 | 16 | 1 | 42.0616
2026 | 4 | 16 | 2 | 41.5516
2026 | 4 | 16 | 3 | 41.6318
2026 | 4 | 16 | 4 | 42.2028
2026 | 4 | 16 | 5 | 44.4136
2026 | 4 | 16 | 6 | 47.6196
2026 | 4 | 16 | 7 | 51.2271
2026 | 4 | 16 | 8 | 53.3198
2026 | 4 | 16 | 9 | 53.1521
2026 | 4 | 16 | 10 | 49.9695
2026 | 4 | 16 | 11 | 47.4687
2026 | 4 | 16 | 12 | 47.4196
2026 | 4 | 16 | 13 | 48.1889
2026 | 4 | 16 | 14 | 48.5297
2026 | 4 | 16 | 15 | 49.4297
2026 | 4 | 16 | 16 | 51.6376
2026 | 4 | 16 | 17 | 54.0814
2026 | 4 | 16 | 18 | 60.3599
2026 | 4 | 16 | 19 | 58.1567
2026 | 4 | 16 | 20 | 57.9257
2026 | 4 | 16 | 21 | 55.1446
2026 | 4 | 16 | 22 | 51.2613
2026 | 4 | 16 | 23 | 47.7099
2026 | 4 | 17 | 0 | 45.5453
2026 | 4 | 17 | 1 | 44.433
2026 | 4 | 17 | 2 | 44.0391
2026 | 4 | 17 | 3 | 44.1965
2026 | 4 | 17 | 4 | 44.9281
2026 | 4 | 17 | 5 | 47.1914
2026 | 4 | 17 | 6 | 51.8452
2026 | 4 | 17 | 7 | 54.6276
2026 | 4 | 17 | 8 | 52.9687
2026 | 4 | 17 | 9 | 50.3223
2026 | 4 | 17 | 10 | 48.1923
2026 | 4 | 17 | 11 | 45.8324
2026 | 4 | 17 | 12 | 45.3542
2026 | 4 | 17 | 13 | 45.9675
2026 | 4 | 17 | 14 | 45.0285
2026 | 4 | 17 | 15 | 45.2177
2026 | 4 | 17 | 16 | 47.2339
2026 | 4 | 17 | 17 | 47.9975
2026 | 4 | 17 | 18 | 52.6588
2026 | 4 | 17 | 19 | 57.1109
2026 | 4 | 17 | 20 | 58.9054
2026 | 4 | 17 | 21 | 57.2899
2026 | 4 | 17 | 22 | 54.345
2026 | 4 | 17 | 23 | 51.0175
2026 | 4 | 18 | 0 | 47.581
2026 | 4 | 18 | 1 | 47.6312
2026 | 4 | 18 | 2 | 47.4384
2026 | 4 | 18 | 3 | 47.608
2026 | 4 | 18 | 4 | 48.1838
2026 | 4 | 18 | 5 | 49.803
2026 | 4 | 18 | 6 | 50.9498
2026 | 4 | 18 | 7 | 52.1579
2026 | 4 | 18 | 8 | 52.5764
2026 | 4 | 18 | 9 | 53.3124
2026 | 4 | 18 | 10 | 52.867
2026 | 4 | 18 | 11 | 50.2898
2026 | 4 | 18 | 12 | 48.9076
2026 | 4 | 18 | 13 | 47.9477
2026 | 4 | 18 | 14 | 47.3637
2026 | 4 | 18 | 15 | 48.7118
2026 | 4 | 18 | 16 | 52.8223
2026 | 4 | 18 | 17 | 55.5465
2026 | 4 | 18 | 18 | 58.4416
2026 | 4 | 18 | 19 | 58.1802
2026 | 4 | 18 | 20 | 57.298
2026 | 4 | 18 | 21 | 54.4856
2026 | 4 | 18 | 22 | 51.1579
2026 | 4 | 18 | 23 | 48.3918
2026 | 4 | 19 | 0 | 47.6615
2026 | 4 | 19 | 1 | 46.034
2026 | 4 | 19 | 2 | 45.5707
2026 | 4 | 19 | 3 | 45.5153
2026 | 4 | 19 | 4 | 45.8213
2026 | 4 | 19 | 5 | 47.1098
2026 | 4 | 19 | 6 | 49.6686
2026 | 4 | 19 | 7 | 48.7263
2026 | 4 | 19 | 8 | 44.6944
2026 | 4 | 19 | 9 | 42.1938
2026 | 4 | 19 | 10 | 42.35
2026 | 4 | 19 | 11 | 41.5004
2026 | 4 | 19 | 12 | 44.9089
2026 | 4 | 19 | 13 | 45.3083
2026 | 4 | 19 | 14 | 44.9639
2026 | 4 | 19 | 15 | 45.7194
2026 | 4 | 19 | 16 | 48.618
2026 | 4 | 19 | 17 | 50.0965
2026 | 4 | 19 | 18 | 50.7976
2026 | 4 | 19 | 19 | 52.7393
2026 | 4 | 19 | 20 | 52.9395
2026 | 4 | 19 | 21 | 50.4122
2026 | 4 | 19 | 22 | 46.6628
2026 | 4 | 19 | 23 | 43.6557
2026 | 4 | 20 | 0 | 42.5941
2026 | 4 | 20 | 1 | 42.5195
2026 | 4 | 20 | 2 | 42.4285
2026 | 4 | 20 | 3 | 42.6976
2026 | 4 | 20 | 4 | 43.3809
2026 | 4 | 20 | 5 | 45.5685
2026 | 4 | 20 | 6 | 48.6741
2026 | 4 | 20 | 7 | 52.0601
2026 | 4 | 20 | 8 | 54.6155
2026 | 4 | 20 | 9 | 55.1734
2026 | 4 | 20 | 10 | 52.9722
2026 | 4 | 20 | 11 | 50.9068
2026 | 4 | 20 | 12 | 50.4555
2026 | 4 | 20 | 13 | 51.3524
2026 | 4 | 20 | 14 | 51.395
2026 | 4 | 20 | 15 | 52.3254
2026 | 4 | 20 | 16 | 53.9978
2026 | 4 | 20 | 17 | 55.7284
2026 | 4 | 20 | 18 | 60.2622
2026 | 4 | 20 | 19 | 57.8842
2026 | 4 | 20 | 20 | 57.4151
2026 | 4 | 20 | 21 | 54.4766
2026 | 4 | 20 | 22 | 50.2553
2026 | 4 | 20 | 23 | 46.6383
2026 | 4 | 21 | 0 | 44.8833
2026 | 4 | 21 | 1 | 43.8815
2026 | 4 | 21 | 2 | 43.4538
2026 | 4 | 21 | 3 | 43.5856
2026 | 4 | 21 | 4 | 44.1533
2026 | 4 | 21 | 5 | 46.2369
2026 | 4 | 21 | 6 | 49.3767
2026 | 4 | 21 | 7 | 52.4683
2026 | 4 | 21 | 8 | 53.3078
2026 | 4 | 21 | 9 | 53.1405
2026 | 4 | 21 | 10 | 50.9288
2026 | 4 | 21 | 11 | 48.8386
2026 | 4 | 21 | 12 | 49.6625
2026 | 4 | 21 | 13 | 50.028
2026 | 4 | 21 | 14 | 49.6087
2026 | 4 | 21 | 15 | 50.6283
2026 | 4 | 21 | 16 | 52.985
2026 | 4 | 21 | 17 | 53.5054
2026 | 4 | 21 | 18 | 54.4043
2026 | 4 | 21 | 19 | 55.0591
2026 | 4 | 21 | 20 | 55.8214
2026 | 4 | 21 | 21 | 53.6045
2026 | 4 | 21 | 22 | 49.8939
2026 | 4 | 21 | 23 | 46.4285
2026 | 4 | 22 | 0 | 44.6616
2026 | 4 | 22 | 1 | 43.5994
2026 | 4 | 22 | 2 | 43.3593
2026 | 4 | 22 | 3 | 43.6492
2026 | 4 | 22 | 4 | 44.4127
2026 | 4 | 22 | 5 | 46.6651
2026 | 4 | 22 | 6 | 50.5739
2026 | 4 | 22 | 7 | 52.7758
2026 | 4 | 22 | 8 | 50.7497
2026 | 4 | 22 | 9 | 47.7468
2026 | 4 | 22 | 10 | 45.3784
2026 | 4 | 22 | 11 | 43.7564
2026 | 4 | 22 | 12 | 43.7756
2026 | 4 | 22 | 13 | 44.9913
2026 | 4 | 22 | 14 | 44.4553
2026 | 4 | 22 | 15 | 44.0702
2026 | 4 | 22 | 16 | 43.7985
2026 | 4 | 22 | 17 | 43.665
2026 | 4 | 22 | 18 | 54.8382
2026 | 4 | 22 | 19 | 55.727
2026 | 4 | 22 | 20 | 56.4684
2026 | 4 | 22 | 21 | 54.3494
2026 | 4 | 22 | 22 | 50.4198
2026 | 4 | 22 | 23 | 46.7957
2026 | 4 | 23 | 0 | 45.6686
2026 | 4 | 23 | 1 | 45.339
2026 | 4 | 23 | 2 | 44.9506
2026 | 4 | 23 | 3 | 45.1145
2026 | 4 | 23 | 4 | 45.8026
2026 | 4 | 23 | 5 | 48.0784
2026 | 4 | 23 | 6 | 52.0241
2026 | 4 | 23 | 7 | 55.1199
2026 | 4 | 23 | 8 | 56.7714
2026 | 4 | 23 | 9 | 57.4765
2026 | 4 | 23 | 10 | 55.5923
2026 | 4 | 23 | 11 | 52.3183
2026 | 4 | 23 | 12 | 49.8088
2026 | 4 | 23 | 13 | 50.5326
2026 | 4 | 23 | 14 | 50.5452
2026 | 4 | 23 | 15 | 51.4107
2026 | 4 | 23 | 16 | 52.9709
2026 | 4 | 23 | 17 | 53.7233
2026 | 4 | 23 | 18 | 53.8208
2026 | 4 | 23 | 19 | 57.6869
2026 | 4 | 23 | 20 | 59.4185
2026 | 4 | 23 | 21 | 57.9462
2026 | 4 | 23 | 22 | 54.5883
2026 | 4 | 23 | 23 | 51.0133
2026 | 4 | 24 | 0 | 47.9899
2026 | 4 | 24 | 1 | 47.1262
2026 | 4 | 24 | 2 | 46.746
2026 | 4 | 24 | 3 | 46.8472
2026 | 4 | 24 | 4 | 47.4585
2026 | 4 | 24 | 5 | 49.5897
2026 | 4 | 24 | 6 | 52.9832
2026 | 4 | 24 | 7 | 55.1082
2026 | 4 | 24 | 8 | 53.0892
2026 | 4 | 24 | 9 | 51.3608
2026 | 4 | 24 | 10 | 49.8265
2026 | 4 | 24 | 11 | 47.5301
2026 | 4 | 24 | 12 | 48.6979
2026 | 4 | 24 | 13 | 49.6127
2026 | 4 | 24 | 14 | 48.9863
2026 | 4 | 24 | 15 | 49.0859
2026 | 4 | 24 | 16 | 50.3175
2026 | 4 | 24 | 17 | 50.5706
2026 | 4 | 24 | 18 | 49.0452
2026 | 4 | 24 | 19 | 53.7897
2026 | 4 | 24 | 20 | 55.6268
2026 | 4 | 24 | 21 | 54.4224
2026 | 4 | 24 | 22 | 51.3977
2026 | 4 | 24 | 23 | 47.8735
2026 | 4 | 25 | 0 | 46.0412
2026 | 4 | 25 | 1 | 43.3304
2026 | 4 | 25 | 2 | 42.8662
2026 | 4 | 25 | 3 | 42.7245
2026 | 4 | 25 | 4 | 43.0104
2026 | 4 | 25 | 5 | 44.362
2026 | 4 | 25 | 6 | 46.9733
2026 | 4 | 25 | 7 | 46.0008
2026 | 4 | 25 | 8 | 40.7858
2026 | 4 | 25 | 9 | 39.272
2026 | 4 | 25 | 10 | 40.6044
2026 | 4 | 25 | 11 | 40.2154
2026 | 4 | 25 | 12 | 42.037
2026 | 4 | 25 | 13 | 42.8268
2026 | 4 | 25 | 14 | 41.6504
2026 | 4 | 25 | 15 | 41.4702
2026 | 4 | 25 | 16 | 42.2129
2026 | 4 | 25 | 17 | 41.6172
2026 | 4 | 25 | 18 | 46.9443
2026 | 4 | 25 | 19 | 48.8038
2026 | 4 | 25 | 20 | 48.6357
2026 | 4 | 25 | 21 | 46.5798
2026 | 4 | 25 | 22 | 43.5352
2026 | 4 | 25 | 23 | 40.8557
2026 | 4 | 26 | 0 | 39.5942
2026 | 4 | 26 | 1 | 39.4496
2026 | 4 | 26 | 2 | 38.7964
2026 | 4 | 26 | 3 | 38.4648
2026 | 4 | 26 | 4 | 38.6179
2026 | 4 | 26 | 5 | 39.7114
2026 | 4 | 26 | 6 | 40.1026
2026 | 4 | 26 | 7 | 41.0331
2026 | 4 | 26 | 8 | 44.9244
2026 | 4 | 26 | 9 | 46.3324
2026 | 4 | 26 | 10 | 43.0544
2026 | 4 | 26 | 11 | 40.4432
2026 | 4 | 26 | 12 | 41.8175
2026 | 4 | 26 | 13 | 43.0341
2026 | 4 | 26 | 14 | 42.0239
2026 | 4 | 26 | 15 | 42.3623
2026 | 4 | 26 | 16 | 44.8602
2026 | 4 | 26 | 17 | 47.5708
2026 | 4 | 26 | 18 | 52.3639
2026 | 4 | 26 | 19 | 48.5635
2026 | 4 | 26 | 20 | 47.4596
2026 | 4 | 26 | 21 | 44.5497
2026 | 4 | 26 | 22 | 40.6814
2026 | 4 | 26 | 23 | 37.4953
2026 | 4 | 27 | 0 | 36.4845
2026 | 4 | 27 | 1 | 35.5367
2026 | 4 | 27 | 2 | 35.3637
2026 | 4 | 27 | 3 | 35.593
2026 | 4 | 27 | 4 | 36.2764
2026 | 4 | 27 | 5 | 38.5528
2026 | 4 | 27 | 6 | 41.6788
2026 | 4 | 27 | 7 | 44.6279
2026 | 4 | 27 | 8 | 46.8918
2026 | 4 | 27 | 9 | 49.0038
2026 | 4 | 27 | 10 | 48.1224
2026 | 4 | 27 | 11 | 46.5949
2026 | 4 | 27 | 12 | 44.6703
2026 | 4 | 27 | 13 | 45.4395
2026 | 4 | 27 | 14 | 45.5271
2026 | 4 | 27 | 15 | 46.0391
2026 | 4 | 27 | 16 | 47.1543
2026 | 4 | 27 | 17 | 47.7008
2026 | 4 | 27 | 18 | 42.7199
2026 | 4 | 27 | 19 | 48.188
2026 | 4 | 27 | 20 | 50.174
2026 | 4 | 27 | 21 | 48.9024
2026 | 4 | 27 | 22 | 45.4412
2026 | 4 | 27 | 23 | 42.0859
2026 | 4 | 28 | 0 | 40.8081
2026 | 4 | 28 | 1 | 38.5232
2026 | 4 | 28 | 2 | 38.1077
2026 | 4 | 28 | 3 | 38.2545
2026 | 4 | 28 | 4 | 38.8306
2026 | 4 | 28 | 5 | 40.9985
2026 | 4 | 28 | 6 | 44.4239
2026 | 4 | 28 | 7 | 46.1875
2026 | 4 | 28 | 8 | 43.5531
2026 | 4 | 28 | 9 | 42.4107
2026 | 4 | 28 | 10 | 43.1251
2026 | 4 | 28 | 11 | 44.2181
2026 | 4 | 28 | 12 | 44.3171
2026 | 4 | 28 | 13 | 45.3798
2026 | 4 | 28 | 14 | 45.2972
2026 | 4 | 28 | 15 | 45.1729
2026 | 4 | 28 | 16 | 43.8255
2026 | 4 | 28 | 17 | 42.7972
2026 | 4 | 28 | 18 | 44.1993
2026 | 4 | 28 | 19 | 47.5119
2026 | 4 | 28 | 20 | 48.5979
2026 | 4 | 28 | 21 | 47.027
2026 | 4 | 28 | 22 | 43.3568
2026 | 4 | 28 | 23 | 39.6238
2026 | 4 | 29 | 0 | 38.2248
2026 | 4 | 29 | 1 | 37.8227
2026 | 4 | 29 | 2 | 37.511
2026 | 4 | 29 | 3 | 37.6703
2026 | 4 | 29 | 4 | 38.2882
2026 | 4 | 29 | 5 | 40.471
2026 | 4 | 29 | 6 | 44.2431
2026 | 4 | 29 | 7 | 46.1382
2026 | 4 | 29 | 8 | 44.6188
2026 | 4 | 29 | 9 | 43.6112
2026 | 4 | 29 | 10 | 42.8624
2026 | 4 | 29 | 11 | 42.9755
2026 | 4 | 29 | 12 | 45.1581
2026 | 4 | 29 | 13 | 46.4678
2026 | 4 | 29 | 14 | 46.1936
2026 | 4 | 29 | 15 | 46.099
2026 | 4 | 29 | 16 | 46.8732
2026 | 4 | 29 | 17 | 48.801
2026 | 4 | 29 | 18 | 46.7718
2026 | 4 | 29 | 19 | 49.8344
2026 | 4 | 29 | 20 | 50.9247
2026 | 4 | 29 | 21 | 49.4508
2026 | 4 | 29 | 22 | 45.3267
2026 | 4 | 29 | 23 | 41.3474
2026 | 4 | 30 | 0 | 39.3238
2026 | 4 | 30 | 1 | 41.085
2026 | 4 | 30 | 2 | 40.6856
2026 | 4 | 30 | 3 | 40.8837
2026 | 4 | 30 | 4 | 41.5668
2026 | 4 | 30 | 5 | 44.0344
2026 | 4 | 30 | 6 | 48.7446
2026 | 4 | 30 | 7 | 49.8425
2026 | 4 | 30 | 8 | 45.4559
2026 | 4 | 30 | 9 | 44.8526
2026 | 4 | 30 | 10 | 47.0163
2026 | 4 | 30 | 11 | 48.4724
2026 | 4 | 30 | 12 | 46.8101
2026 | 4 | 30 | 13 | 48.6241
2026 | 4 | 30 | 14 | 48.3627
2026 | 4 | 30 | 15 | 48.3821
2026 | 4 | 30 | 16 | 47.5254
2026 | 4 | 30 | 17 | 48.4048
2026 | 4 | 30 | 18 | 51.1865
2026 | 4 | 30 | 19 | 53.5448
2026 | 4 | 30 | 20 | 54.6771
2026 | 4 | 30 | 21 | 53.1441
2026 | 4 | 30 | 22 | 49.2473
2026 | 4 | 30 | 23 | 44.9059
2026 | 5 | 1 | 0 | 41.8151
2026 | 5 | 1 | 1 | 48.0193
2026 | 5 | 1 | 2 | 47.0725
2026 | 5 | 1 | 3 | 46.8667
2026 | 5 | 1 | 4 | 47.1953
2026 | 5 | 1 | 5 | 49.5225
2026 | 5 | 1 | 6 | 53.3118
2026 | 5 | 1 | 7 | 56.5051
2026 | 5 | 1 | 8 | 55.7946
2026 | 5 | 1 | 9 | 56.6864
2026 | 5 | 1 | 10 | 58.3734
2026 | 5 | 1 | 11 | 58.1827
2026 | 5 | 1 | 12 | 60.1136
2026 | 5 | 1 | 13 | 60.6814
2026 | 5 | 1 | 14 | 61.0372
2026 | 5 | 1 | 15 | 60.3539
2026 | 5 | 1 | 16 | 61.9297
2026 | 5 | 1 | 17 | 64.0397
2026 | 5 | 1 | 18 | 65.5522
2026 | 5 | 1 | 19 | 69.0477
2026 | 5 | 1 | 20 | 68.7873
2026 | 5 | 1 | 21 | 66.5797
2026 | 5 | 1 | 22 | 60.9745
2026 | 5 | 1 | 23 | 54.8948
2026 | 5 | 2 | 0 | 51.6709
2026 | 5 | 2 | 1 | 51.0931
2026 | 5 | 2 | 2 | 49.3868
2026 | 5 | 2 | 3 | 48.5566
2026 | 5 | 2 | 4 | 48.1396
2026 | 5 | 2 | 5 | 48.926
2026 | 5 | 2 | 6 | 49.6701
2026 | 5 | 2 | 7 | 50.6686
2026 | 5 | 2 | 8 | 52.5747
2026 | 5 | 2 | 9 | 58.724
2026 | 5 | 2 | 10 | 60.0763
2026 | 5 | 2 | 11 | 58.0803
2026 | 5 | 2 | 12 | 57.4901
2026 | 5 | 2 | 13 | 57.181
2026 | 5 | 2 | 14 | 58.8194
2026 | 5 | 2 | 15 | 59.493
2026 | 5 | 2 | 16 | 60.3274
2026 | 5 | 2 | 17 | 64.0137
2026 | 5 | 2 | 18 | 68.5199
2026 | 5 | 2 | 19 | 69.4726
2026 | 5 | 2 | 20 | 67.2933
2026 | 5 | 2 | 21 | 64.4872
2026 | 5 | 2 | 22 | 59.177
2026 | 5 | 2 | 23 | 54.187
2026 | 5 | 3 | 0 | 52.1886
2026 | 5 | 3 | 1 | 50.4571
2026 | 5 | 3 | 2 | 48.5513
2026 | 5 | 3 | 3 | 47.6374
2026 | 5 | 3 | 4 | 47.1416
2026 | 5 | 3 | 5 | 47.7669
2026 | 5 | 3 | 6 | 48.1775
2026 | 5 | 3 | 7 | 47.6056
2026 | 5 | 3 | 8 | 48.2216
2026 | 5 | 3 | 9 | 52.453
2026 | 5 | 3 | 10 | 52.315
2026 | 5 | 3 | 11 | 53.4869
2026 | 5 | 3 | 12 | 55.6803
2026 | 5 | 3 | 13 | 55.0065
2026 | 5 | 3 | 14 | 56.5896
2026 | 5 | 3 | 15 | 56.6624
2026 | 5 | 3 | 16 | 59.5434
2026 | 5 | 3 | 17 | 66.4328
2026 | 5 | 3 | 18 | 70.1941
2026 | 5 | 3 | 19 | 69.7757
2026 | 5 | 3 | 20 | 68.7042
2026 | 5 | 3 | 21 | 65.0176
2026 | 5 | 3 | 22 | 58.3116
2026 | 5 | 3 | 23 | 52.3139
2026 | 5 | 4 | 0 | 50.2045
2026 | 5 | 4 | 1 | 46.767
2026 | 5 | 4 | 2 | 45.918
2026 | 5 | 4 | 3 | 45.5905
2026 | 5 | 4 | 4 | 45.9006
2026 | 5 | 4 | 5 | 48.2081
2026 | 5 | 4 | 6 | 51.2433
2026 | 5 | 4 | 7 | 53.2268
2026 | 5 | 4 | 8 | 53.26
2026 | 5 | 4 | 9 | 55.8233
2026 | 5 | 4 | 10 | 57.9474
2026 | 5 | 4 | 11 | 59.9374
2026 | 5 | 4 | 12 | 59.0113
2026 | 5 | 4 | 13 | 60.4509
2026 | 5 | 4 | 14 | 61.8261
2026 | 5 | 4 | 15 | 60.8477
2026 | 5 | 4 | 16 | 56.8991
2026 | 5 | 4 | 17 | 56.5564
2026 | 5 | 4 | 18 | 64.1329
2026 | 5 | 4 | 19 | 67.5284
2026 | 5 | 4 | 20 | 67.5515
2026 | 5 | 4 | 21 | 65.2328
2026 | 5 | 4 | 22 | 59.5535
2026 | 5 | 4 | 23 | 53.7827
2026 | 5 | 5 | 0 | 49.945
2026 | 5 | 5 | 1 | 45.1395
2026 | 5 | 5 | 2 | 44.3082
2026 | 5 | 5 | 3 | 44.1179
2026 | 5 | 5 | 4 | 44.5052
2026 | 5 | 5 | 5 | 46.7592
2026 | 5 | 5 | 6 | 49.6299
2026 | 5 | 5 | 7 | 51.2997
2026 | 5 | 5 | 8 | 51.6533
2026 | 5 | 5 | 9 | 55.1798
2026 | 5 | 5 | 10 | 57.5474
2026 | 5 | 5 | 11 | 58.5804
2026 | 5 | 5 | 12 | 59.4846
2026 | 5 | 5 | 13 | 60.5975
2026 | 5 | 5 | 14 | 61.0532
2026 | 5 | 5 | 15 | 60.1187
2026 | 5 | 5 | 16 | 58.2689
2026 | 5 | 5 | 17 | 56.2319
2026 | 5 | 5 | 18 | 60.4657
2026 | 5 | 5 | 19 | 62.229
2026 | 5 | 5 | 20 | 62.9441
2026 | 5 | 5 | 21 | 61.1076
2026 | 5 | 5 | 22 | 55.8409
2026 | 5 | 5 | 23 | 50.36
2026 | 5 | 6 | 0 | 46.6994
2026 | 5 | 6 | 1 | 43.2531
2026 | 5 | 6 | 2 | 42.5652
2026 | 5 | 6 | 3 | 42.3797
2026 | 5 | 6 | 4 | 42.791
2026 | 5 | 6 | 5 | 45.1243
2026 | 5 | 6 | 6 | 49.1719
2026 | 5 | 6 | 7 | 51.0436
2026 | 5 | 6 | 8 | 51.7679
2026 | 5 | 6 | 9 | 56.055
2026 | 5 | 6 | 10 | 57.6903
2026 | 5 | 6 | 11 | 57.3455
2026 | 5 | 6 | 12 | 57.4005
2026 | 5 | 6 | 13 | 58.8819
2026 | 5 | 6 | 14 | 59.3923
2026 | 5 | 6 | 15 | 57.9217
2026 | 5 | 6 | 16 | 55.787
2026 | 5 | 6 | 17 | 54.5555
2026 | 5 | 6 | 18 | 57.9315
2026 | 5 | 6 | 19 | 59.6444
2026 | 5 | 6 | 20 | 60.6934
2026 | 5 | 6 | 21 | 58.9983
2026 | 5 | 6 | 22 | 53.5826
2026 | 5 | 6 | 23 | 48.1916
2026 | 5 | 7 | 0 | 45.8113
2026 | 5 | 7 | 1 | 42.8922
2026 | 5 | 7 | 2 | 42.2972
2026 | 5 | 7 | 3 | 42.319
2026 | 5 | 7 | 4 | 42.8152
2026 | 5 | 7 | 5 | 45.4025
2026 | 5 | 7 | 6 | 51.1268
2026 | 5 | 7 | 7 | 52.2792
2026 | 5 | 7 | 8 | 50.179
2026 | 5 | 7 | 9 | 52.8064
2026 | 5 | 7 | 10 | 54.0235
2026 | 5 | 7 | 11 | 51.445
2026 | 5 | 7 | 12 | 50.7286
2026 | 5 | 7 | 13 | 52.3304
2026 | 5 | 7 | 14 | 52.2371
2026 | 5 | 7 | 15 | 51.6568
2026 | 5 | 7 | 16 | 51.6663
2026 | 5 | 7 | 17 | 50.0974
2026 | 5 | 7 | 18 | 51.3738
2026 | 5 | 7 | 19 | 59.5294
2026 | 5 | 7 | 20 | 63.0641
2026 | 5 | 7 | 21 | 62.8613
2026 | 5 | 7 | 22 | 58.6186
2026 | 5 | 7 | 23 | 53.6471
2026 | 5 | 8 | 0 | 47.6016
2026 | 5 | 8 | 1 | 47.9716
2026 | 5 | 8 | 2 | 47.6473
2026 | 5 | 8 | 3 | 48.0086
2026 | 5 | 8 | 4 | 48.8032
2026 | 5 | 8 | 5 | 51.7344
2026 | 5 | 8 | 6 | 55.5739
2026 | 5 | 8 | 7 | 57.1262
2026 | 5 | 8 | 8 | 54.8964
2026 | 5 | 8 | 9 | 55.0051
2026 | 5 | 8 | 10 | 53.5124
2026 | 5 | 8 | 11 | 50.1035
2026 | 5 | 8 | 12 | 50.0541
2026 | 5 | 8 | 13 | 51.1833
2026 | 5 | 8 | 14 | 49.6399
2026 | 5 | 8 | 15 | 48.3471
2026 | 5 | 8 | 16 | 48.1717
2026 | 5 | 8 | 17 | 45.5821
2026 | 5 | 8 | 18 | 48.7555
2026 | 5 | 8 | 19 | 58.4199
2026 | 5 | 8 | 20 | 62.5063
2026 | 5 | 8 | 21 | 62.8386
2026 | 5 | 8 | 22 | 59.0804
2026 | 5 | 8 | 23 | 54.1532
2026 | 5 | 9 | 0 | 50.3188
2026 | 5 | 9 | 1 | 51.7143
2026 | 5 | 9 | 2 | 51.1333
2026 | 5 | 9 | 3 | 50.9062
2026 | 5 | 9 | 4 | 51.3189
2026 | 5 | 9 | 5 | 52.8917
2026 | 5 | 9 | 6 | 53.6668
2026 | 5 | 9 | 7 | 53.9332
2026 | 5 | 9 | 8 | 53.3078
2026 | 5 | 9 | 9 | 53.7184
2026 | 5 | 9 | 10 | 54.0394
2026 | 5 | 9 | 11 | 50.8997
2026 | 5 | 9 | 12 | 50.829
2026 | 5 | 9 | 13 | 51.2017
2026 | 5 | 9 | 14 | 51.1322
2026 | 5 | 9 | 15 | 50.0668
2026 | 5 | 9 | 16 | 51.1853
2026 | 5 | 9 | 17 | 49.7982
2026 | 5 | 9 | 18 | 55.0012
2026 | 5 | 9 | 19 | 58.9976
2026 | 5 | 9 | 20 | 59.6955
2026 | 5 | 9 | 21 | 58.4713
2026 | 5 | 9 | 22 | 54.525
2026 | 5 | 9 | 23 | 50.5105
2026 | 5 | 10 | 0 | 49.6369
2026 | 5 | 10 | 1 | 49.2734
2026 | 5 | 10 | 2 | 48.6725
2026 | 5 | 10 | 3 | 48.6116
2026 | 5 | 10 | 4 | 49.0278
2026 | 5 | 10 | 5 | 50.5756
2026 | 5 | 10 | 6 | 50.7128
2026 | 5 | 10 | 7 | 49.6015
2026 | 5 | 10 | 8 | 48.5506
2026 | 5 | 10 | 9 | 51.2837
2026 | 5 | 10 | 10 | 52.2796
2026 | 5 | 10 | 11 | 49.6946
2026 | 5 | 10 | 12 | 51.7562
2026 | 5 | 10 | 13 | 52.0084
2026 | 5 | 10 | 14 | 52.6001
2026 | 5 | 10 | 15 | 53.7262
2026 | 5 | 10 | 16 | 56.7409
2026 | 5 | 10 | 17 | 58.1544
2026 | 5 | 10 | 18 | 66.9746
2026 | 5 | 10 | 19 | 62.8188
2026 | 5 | 10 | 20 | 61.9114
2026 | 5 | 10 | 21 | 59.6453
2026 | 5 | 10 | 22 | 54.7591
2026 | 5 | 10 | 23 | 50.5659
2026 | 5 | 11 | 0 | 48.3056
2026 | 5 | 11 | 1 | 47.4881
2026 | 5 | 11 | 2 | 47.1304
2026 | 5 | 11 | 3 | 47.2809
2026 | 5 | 11 | 4 | 47.917
2026 | 5 | 11 | 5 | 50.5772
2026 | 5 | 11 | 6 | 54.2373
2026 | 5 | 11 | 7 | 57.0307
2026 | 5 | 11 | 8 | 58.1594
2026 | 5 | 11 | 9 | 60.4324
2026 | 5 | 11 | 10 | 60.7696
2026 | 5 | 11 | 11 | 58.2076
2026 | 5 | 11 | 12 | 54.778
2026 | 5 | 11 | 13 | 56.0153
2026 | 5 | 11 | 14 | 56.1173
2026 | 5 | 11 | 15 | 56.4127
2026 | 5 | 11 | 16 | 55.7583
2026 | 5 | 11 | 17 | 54.3306
2026 | 5 | 11 | 18 | 53.5823
2026 | 5 | 11 | 19 | 58.9333
2026 | 5 | 11 | 20 | 61.3399
2026 | 5 | 11 | 21 | 60.4482
2026 | 5 | 11 | 22 | 55.8231
2026 | 5 | 11 | 23 | 51.1094
2026 | 5 | 12 | 0 | 50.9068
2026 | 5 | 12 | 1 | 47.8573
2026 | 5 | 12 | 2 | 47.3138
2026 | 5 | 12 | 3 | 47.5517
2026 | 5 | 12 | 4 | 48.2597
2026 | 5 | 12 | 5 | 50.9528
2026 | 5 | 12 | 6 | 55.2349
2026 | 5 | 12 | 7 | 57.792
2026 | 5 | 12 | 8 | 56.5245
2026 | 5 | 12 | 9 | 56.2165
2026 | 5 | 12 | 10 | 54.5778
2026 | 5 | 12 | 11 | 51.6647
2026 | 5 | 12 | 12 | 52.4623
2026 | 5 | 12 | 13 | 53.4978
2026 | 5 | 12 | 14 | 53.9949
2026 | 5 | 12 | 15 | 54.7468
2026 | 5 | 12 | 16 | 54.7663
2026 | 5 | 12 | 17 | 52.4925
2026 | 5 | 12 | 18 | 53.0175
2026 | 5 | 12 | 19 | 60.119
2026 | 5 | 12 | 20 | 63.2125
2026 | 5 | 12 | 21 | 62.8881
2026 | 5 | 12 | 22 | 58.6532
2026 | 5 | 12 | 23 | 54.024
2026 | 5 | 13 | 0 | 50.9981
2026 | 5 | 13 | 1 | 48.9025
2026 | 5 | 13 | 2 | 48.3286
2026 | 5 | 13 | 3 | 48.4565
2026 | 5 | 13 | 4 | 49.1364
2026 | 5 | 13 | 5 | 51.7495
2026 | 5 | 13 | 6 | 54.9641
2026 | 5 | 13 | 7 | 58.3207
2026 | 5 | 13 | 8 | 61.0692
2026 | 5 | 13 | 9 | 63.0868
2026 | 5 | 13 | 10 | 60.1312
2026 | 5 | 13 | 11 | 56.3378
2026 | 5 | 13 | 12 | 57.4584
2026 | 5 | 13 | 13 | 58.6027
2026 | 5 | 13 | 14 | 58.6435
2026 | 5 | 13 | 15 | 59.2349
2026 | 5 | 13 | 16 | 59.7784
2026 | 5 | 13 | 17 | 60.2751
2026 | 5 | 13 | 18 | 60.3756
2026 | 5 | 13 | 19 | 61.8359
2026 | 5 | 13 | 20 | 63.3951
2026 | 5 | 13 | 21 | 62.2835
2026 | 5 | 13 | 22 | 57.4606
2026 | 5 | 13 | 23 | 52.542
2026 | 5 | 14 | 0 | 51.286
2026 | 5 | 14 | 1 | 49.827
2026 | 5 | 14 | 2 | 49.1385
2026 | 5 | 14 | 3 | 49.1126
2026 | 5 | 14 | 4 | 49.6138
2026 | 5 | 14 | 5 | 52.1937
2026 | 5 | 14 | 6 | 54.9617
2026 | 5 | 14 | 7 | 57.4064
2026 | 5 | 14 | 8 | 56.398
2026 | 5 | 14 | 9 | 55.6384
2026 | 5 | 14 | 10 | 55.2397
2026 | 5 | 14 | 11 | 53.9982
2026 | 5 | 14 | 12 | 53.8657
2026 | 5 | 14 | 13 | 55.5938
2026 | 5 | 14 | 14 | 56.4462
2026 | 5 | 14 | 15 | 56.075
2026 | 5 | 14 | 16 | 52.6791
2026 | 5 | 14 | 17 | 51.2722
2026 | 5 | 14 | 18 | 54.629
2026 | 5 | 14 | 19 | 60.0198
2026 | 5 | 14 | 20 | 61.8284
2026 | 5 | 14 | 21 | 61.648
2026 | 5 | 14 | 22 | 57.5324
2026 | 5 | 14 | 23 | 52.7274
2026 | 5 | 15 | 0 | 49.5847
2026 | 5 | 15 | 1 | 46.7835
2026 | 5 | 15 | 2 | 46.0041
2026 | 5 | 15 | 3 | 45.9164
2026 | 5 | 15 | 4 | 46.3318
2026 | 5 | 15 | 5 | 48.732
2026 | 5 | 15 | 6 | 51.5992
2026 | 5 | 15 | 7 | 54.6838
2026 | 5 | 15 | 8 | 56.6312
2026 | 5 | 15 | 9 | 58.7308
2026 | 5 | 15 | 10 | 58.9762
2026 | 5 | 15 | 11 | 57.2426
2026 | 5 | 15 | 12 | 59.8097
2026 | 5 | 15 | 13 | 60.4629
2026 | 5 | 15 | 14 | 60.2312
2026 | 5 | 15 | 15 | 58.9427
2026 | 5 | 15 | 16 | 57.2934
2026 | 5 | 15 | 17 | 53.6682
2026 | 5 | 15 | 18 | 56.2187
2026 | 5 | 15 | 19 | 57.279
2026 | 5 | 15 | 20 | 58.1982
2026 | 5 | 15 | 21 | 57.5817
2026 | 5 | 15 | 22 | 53.708
2026 | 5 | 15 | 23 | 48.9482
2026 | 5 | 16 | 0 | 46.8577
2026 | 5 | 16 | 1 | 45.0697
2026 | 5 | 16 | 2 | 44.2742
2026 | 5 | 16 | 3 | 44.183
2026 | 5 | 16 | 4 | 44.3389
2026 | 5 | 16 | 5 | 45.374
2026 | 5 | 16 | 6 | 46.4655
2026 | 5 | 16 | 7 | 48.3736
2026 | 5 | 16 | 8 | 54.0934
2026 | 5 | 16 | 9 | 57.6913
2026 | 5 | 16 | 10 | 53.3198
2026 | 5 | 16 | 11 | 46.0964
2026 | 5 | 16 | 12 | 40.6022
2026 | 5 | 16 | 13 | 42.0034
2026 | 5 | 16 | 14 | 44.7847
2026 | 5 | 16 | 15 | 46.9703
2026 | 5 | 16 | 16 | 46.4409
2026 | 5 | 16 | 17 | 48.1334
2026 | 5 | 16 | 18 | 57.6044
2026 | 5 | 16 | 19 | 57.3686
2026 | 5 | 16 | 20 | 57.3793
2026 | 5 | 16 | 21 | 56.1729
2026 | 5 | 16 | 22 | 52.6613
2026 | 5 | 16 | 23 | 49.0461
2026 | 5 | 17 | 0 | 45.4428
2026 | 5 | 17 | 1 | 45.5595
2026 | 5 | 17 | 2 | 44.6657
2026 | 5 | 17 | 3 | 44.3107
2026 | 5 | 17 | 4 | 44.6378
2026 | 5 | 17 | 5 | 45.8348
2026 | 5 | 17 | 6 | 46.5249
2026 | 5 | 17 | 7 | 47.4476
2026 | 5 | 17 | 8 | 52.7302
2026 | 5 | 17 | 9 | 55.6332
2026 | 5 | 17 | 10 | 52.0585
2026 | 5 | 17 | 11 | 47.5448
2026 | 5 | 17 | 12 | 46.1603
2026 | 5 | 17 | 13 | 46.7319
2026 | 5 | 17 | 14 | 45.7108
2026 | 5 | 17 | 15 | 47.1971
2026 | 5 | 17 | 16 | 51.4045
2026 | 5 | 17 | 17 | 55.6716
2026 | 5 | 17 | 18 | 48.4812
2026 | 5 | 17 | 19 | 56.7243
2026 | 5 | 17 | 20 | 60.2708
2026 | 5 | 17 | 21 | 59.9761
2026 | 5 | 17 | 22 | 56.0955
2026 | 5 | 17 | 23 | 51.8219
2026 | 5 | 18 | 0 | 50.3766
2026 | 5 | 18 | 1 | 50.4375
2026 | 5 | 18 | 2 | 49.4053
2026 | 5 | 18 | 3 | 49.2365
2026 | 5 | 18 | 4 | 49.3434
2026 | 5 | 18 | 5 | 50.2534
2026 | 5 | 18 | 6 | 49.9888
2026 | 5 | 18 | 7 | 49.4692
2026 | 5 | 18 | 8 | 53.9162
2026 | 5 | 18 | 9 | 57.3531
2026 | 5 | 18 | 10 | 56.6819
2026 | 5 | 18 | 11 | 53.0616
2026 | 5 | 18 | 12 | 54.3044
2026 | 5 | 18 | 13 | 53.9062
2026 | 5 | 18 | 14 | 55.5655
2026 | 5 | 18 | 15 | 55.0948
2026 | 5 | 18 | 16 | 55.5233
2026 | 5 | 18 | 17 | 53.5247
2026 | 5 | 18 | 18 | 61.6861
2026 | 5 | 18 | 19 | 59.5071
2026 | 5 | 18 | 20 | 59.5513
2026 | 5 | 18 | 21 | 57.6679
2026 | 5 | 18 | 22 | 52.5489
2026 | 5 | 18 | 23 | 48.275
2026 | 5 | 19 | 0 | 48.9063
2026 | 5 | 19 | 1 | 49.0869
2026 | 5 | 19 | 2 | 48.386
2026 | 5 | 19 | 3 | 48.462
2026 | 5 | 19 | 4 | 49.0227
2026 | 5 | 19 | 5 | 51.4307
2026 | 5 | 19 | 6 | 54.7288
2026 | 5 | 19 | 7 | 58.1316
2026 | 5 | 19 | 8 | 60.5806
2026 | 5 | 19 | 9 | 62.4141
2026 | 5 | 19 | 10 | 59.6142
2026 | 5 | 19 | 11 | 55.2776
2026 | 5 | 19 | 12 | 54.7244
2026 | 5 | 19 | 13 | 56.1549
2026 | 5 | 19 | 14 | 56.5646
2026 | 5 | 19 | 15 | 57.9132
2026 | 5 | 19 | 16 | 58.2612
2026 | 5 | 19 | 17 | 57.2803
2026 | 5 | 19 | 18 | 49.0254
2026 | 5 | 19 | 19 | 57.0808
2026 | 5 | 19 | 20 | 60.6313
2026 | 5 | 19 | 21 | 60.7477
2026 | 5 | 19 | 22 | 56.76
2026 | 5 | 19 | 23 | 51.969
2026 | 5 | 20 | 0 | 50.6019
2026 | 5 | 20 | 1 | 49.0464
2026 | 5 | 20 | 2 | 48.4737
2026 | 5 | 20 | 3 | 48.5769
2026 | 5 | 20 | 4 | 49.2159
2026 | 5 | 20 | 5 | 51.6259
2026 | 5 | 20 | 6 | 55.2977
2026 | 5 | 20 | 7 | 56.7715
2026 | 5 | 20 | 8 | 53.187
2026 | 5 | 20 | 9 | 51.6878
2026 | 5 | 20 | 10 | 52.2125
2026 | 5 | 20 | 11 | 52.4323
2026 | 5 | 20 | 12 | 54.2227
2026 | 5 | 20 | 13 | 55.8505
2026 | 5 | 20 | 14 | 55.269
2026 | 5 | 20 | 15 | 55.0824
2026 | 5 | 20 | 16 | 53.5289
2026 | 5 | 20 | 17 | 53.2969
2026 | 5 | 20 | 18 | 60.1168
2026 | 5 | 20 | 19 | 62.1422
2026 | 5 | 20 | 20 | 63.8807
2026 | 5 | 20 | 21 | 63.2328
2026 | 5 | 20 | 22 | 58.6858
2026 | 5 | 20 | 23 | 53.5533
2026 | 5 | 21 | 0 | 49.5357
2026 | 5 | 21 | 1 | 45.9439
2026 | 5 | 21 | 2 | 45.1227
2026 | 5 | 21 | 3 | 44.9997
2026 | 5 | 21 | 4 | 45.5121
2026 | 5 | 21 | 5 | 47.9071
2026 | 5 | 21 | 6 | 51.9125
2026 | 5 | 21 | 7 | 54.7653
2026 | 5 | 21 | 8 | 56.1949
2026 | 5 | 21 | 9 | 58.5013
2026 | 5 | 21 | 10 | 58.7535
2026 | 5 | 21 | 11 | 56.5397
2026 | 5 | 21 | 12 | 58.2179
2026 | 5 | 21 | 13 | 59.3513
2026 | 5 | 21 | 14 | 59.6235
2026 | 5 | 21 | 15 | 59.4288
2026 | 5 | 21 | 16 | 57.2576
2026 | 5 | 21 | 17 | 55.3493
2026 | 5 | 21 | 18 | 57.3043
2026 | 5 | 21 | 19 | 60.9591
2026 | 5 | 21 | 20 | 62.9452
2026 | 5 | 21 | 21 | 62.3608
2026 | 5 | 21 | 22 | 57.8883
2026 | 5 | 21 | 23 | 52.5189
2026 | 5 | 22 | 0 | 48.5209
2026 | 5 | 22 | 1 | 46.0315
2026 | 5 | 22 | 2 | 45.2109
2026 | 5 | 22 | 3 | 44.9653
2026 | 5 | 22 | 4 | 45.3606
2026 | 5 | 22 | 5 | 47.4957
2026 | 5 | 22 | 6 | 50.2948
2026 | 5 | 22 | 7 | 54.9172
2026 | 5 | 22 | 8 | 60.2102
2026 | 5 | 22 | 9 | 60.1897
2026 | 5 | 22 | 10 | 54.387
2026 | 5 | 22 | 11 | 49.1174
2026 | 5 | 22 | 12 | 50.3468
2026 | 5 | 22 | 13 | 51.9435
2026 | 5 | 22 | 14 | 51.5891
2026 | 5 | 22 | 15 | 51.8903
2026 | 5 | 22 | 16 | 52.9404
2026 | 5 | 22 | 17 | 54.2161
2026 | 5 | 22 | 18 | 62.8471
2026 | 5 | 22 | 19 | 60.6408
2026 | 5 | 22 | 20 | 61.0506
2026 | 5 | 22 | 21 | 59.968
2026 | 5 | 22 | 22 | 55.933
2026 | 5 | 22 | 23 | 50.9119
2026 | 5 | 23 | 0 | 48.2485
2026 | 5 | 23 | 1 | 44.3089
2026 | 5 | 23 | 2 | 43.2058
2026 | 5 | 23 | 3 | 42.7111
2026 | 5 | 23 | 4 | 42.7105
2026 | 5 | 23 | 5 | 43.6003
2026 | 5 | 23 | 6 | 44.8002
2026 | 5 | 23 | 7 | 46.7999
2026 | 5 | 23 | 8 | 53.9425
2026 | 5 | 23 | 9 | 56.2246
2026 | 5 | 23 | 10 | 49.8757
2026 | 5 | 23 | 11 | 44.5156
2026 | 5 | 23 | 12 | 41.5755
2026 | 5 | 23 | 13 | 41.8889
2026 | 5 | 23 | 14 | 40.2937
2026 | 5 | 23 | 15 | 41.6568
2026 | 5 | 23 | 16 | 43.2713
2026 | 5 | 23 | 17 | 47.069
2026 | 5 | 23 | 18 | 54.3556
2026 | 5 | 23 | 19 | 54.8195
2026 | 5 | 23 | 20 | 55.1924
2026 | 5 | 23 | 21 | 54.2598
2026 | 5 | 23 | 22 | 50.9088
2026 | 5 | 23 | 23 | 47.0734
2026 | 5 | 24 | 0 | 44.0569
2026 | 5 | 24 | 1 | 43.9156
2026 | 5 | 24 | 2 | 42.9355
2026 | 5 | 24 | 3 | 42.4307
2026 | 5 | 24 | 4 | 42.703
2026 | 5 | 24 | 5 | 43.536
2026 | 5 | 24 | 6 | 43.1682
2026 | 5 | 24 | 7 | 44.3135
2026 | 5 | 24 | 8 | 50.6372
2026 | 5 | 24 | 9 | 53.9808
2026 | 5 | 24 | 10 | 50.9846
2026 | 5 | 24 | 11 | 45.3851
2026 | 5 | 24 | 12 | 46.8417
2026 | 5 | 24 | 13 | 48.7047
2026 | 5 | 24 | 14 | 49.298
2026 | 5 | 24 | 15 | 50.182
2026 | 5 | 24 | 16 | 53.0524
2026 | 5 | 24 | 17 | 54.6439
2026 | 5 | 24 | 18 | 61.2011
2026 | 5 | 24 | 19 | 60.5489
2026 | 5 | 24 | 20 | 60.6766
2026 | 5 | 24 | 21 | 59.3344
2026 | 5 | 24 | 22 | 55.1432
2026 | 5 | 24 | 23 | 50.7538
2026 | 5 | 25 | 0 | 47.0225
2026 | 5 | 25 | 1 | 45.6084
2026 | 5 | 25 | 2 | 45.3224
2026 | 5 | 25 | 3 | 45.6044
2026 | 5 | 25 | 4 | 46.3727
2026 | 5 | 25 | 5 | 48.8887
2026 | 5 | 25 | 6 | 52.663
2026 | 5 | 25 | 7 | 54.8239
2026 | 5 | 25 | 8 | 54.0556
2026 | 5 | 25 | 9 | 52.9745
2026 | 5 | 25 | 10 | 51.6229
2026 | 5 | 25 | 11 | 49.095
2026 | 5 | 25 | 12 | 49.6249
2026 | 5 | 25 | 13 | 51.3649
2026 | 5 | 25 | 14 | 50.415
2026 | 5 | 25 | 15 | 50.6787
2026 | 5 | 25 | 16 | 49.3281
2026 | 5 | 25 | 17 | 47.6576
2026 | 5 | 25 | 18 | 50.3784
2026 | 5 | 25 | 19 | 56.2742
2026 | 5 | 25 | 20 | 58.9451
2026 | 5 | 25 | 21 | 58.6302
2026 | 5 | 25 | 22 | 54.4149
2026 | 5 | 25 | 23 | 49.4701
2026 | 5 | 26 | 0 | 50.3476
2026 | 5 | 26 | 1 | 47.4478
2026 | 5 | 26 | 2 | 46.7141
2026 | 5 | 26 | 3 | 46.7999
2026 | 5 | 26 | 4 | 47.4097
2026 | 5 | 26 | 5 | 49.7465
2026 | 5 | 26 | 6 | 54.2148
2026 | 5 | 26 | 7 | 56.8189
2026 | 5 | 26 | 8 | 57.0544
2026 | 5 | 26 | 9 | 58.305
2026 | 5 | 26 | 10 | 57.1597
2026 | 5 | 26 | 11 | 52.6385
2026 | 5 | 26 | 12 | 56.828
2026 | 5 | 26 | 13 | 57.823
2026 | 5 | 26 | 14 | 57.295
2026 | 5 | 26 | 15 | 59.4785
2026 | 5 | 26 | 16 | 61.8212
2026 | 5 | 26 | 17 | 62.4272
2026 | 5 | 26 | 18 | 68.2425
2026 | 5 | 26 | 19 | 64.4224
2026 | 5 | 26 | 20 | 64.3764
2026 | 5 | 26 | 21 | 62.9518
2026 | 5 | 26 | 22 | 58.2833
2026 | 5 | 26 | 23 | 53.2515
2026 | 5 | 27 | 0 | 51.6141
2026 | 5 | 27 | 1 | 49.2646
2026 | 5 | 27 | 2 | 48.4465
2026 | 5 | 27 | 3 | 48.3703
2026 | 5 | 27 | 4 | 48.8996
2026 | 5 | 27 | 5 | 51.1089
2026 | 5 | 27 | 6 | 54.4027
2026 | 5 | 27 | 7 | 57.6247
2026 | 5 | 27 | 8 | 60.5968
2026 | 5 | 27 | 9 | 62.5168
2026 | 5 | 27 | 10 | 59.6048
2026 | 5 | 27 | 11 | 55.1247
2026 | 5 | 27 | 12 | 55.6971
2026 | 5 | 27 | 13 | 57.3802
2026 | 5 | 27 | 14 | 56.8756
2026 | 5 | 27 | 15 | 57.6764
2026 | 5 | 27 | 16 | 57.7758
2026 | 5 | 27 | 17 | 58.0007
2026 | 5 | 27 | 18 | 57.3492
2026 | 5 | 27 | 19 | 58.9171
2026 | 5 | 27 | 20 | 60.6447
2026 | 5 | 27 | 21 | 60.0978
2026 | 5 | 27 | 22 | 55.6995
2026 | 5 | 27 | 23 | 50.6351
2026 | 5 | 28 | 0 | 51.2712
2026 | 5 | 28 | 1 | 49.0293
2026 | 5 | 28 | 2 | 48.3678
2026 | 5 | 28 | 3 | 48.4301
2026 | 5 | 28 | 4 | 49.0319
2026 | 5 | 28 | 5 | 51.397
2026 | 5 | 28 | 6 | 55.499
2026 | 5 | 28 | 7 | 57.2812
2026 | 5 | 28 | 8 | 54.2418
2026 | 5 | 28 | 9 | 52.2518
2026 | 5 | 28 | 10 | 52.5721
2026 | 5 | 28 | 11 | 51.4982
2026 | 5 | 28 | 12 | 54.3601
2026 | 5 | 28 | 13 | 56.0582
2026 | 5 | 28 | 14 | 55.0273
2026 | 5 | 28 | 15 | 56.0294
2026 | 5 | 28 | 16 | 56.0903
2026 | 5 | 28 | 17 | 56.9981
2026 | 5 | 28 | 18 | 58.4394
2026 | 5 | 28 | 19 | 61.2464
2026 | 5 | 28 | 20 | 63.029
2026 | 5 | 28 | 21 | 62.9644
2026 | 5 | 28 | 22 | 59.0038
2026 | 5 | 28 | 23 | 53.8345
2026 | 5 | 29 | 0 | 49.9744
2026 | 5 | 29 | 1 | 48.3299
2026 | 5 | 29 | 2 | 47.4661
2026 | 5 | 29 | 3 | 47.2838
2026 | 5 | 29 | 4 | 47.7154
2026 | 5 | 29 | 5 | 49.9009
2026 | 5 | 29 | 6 | 53.1477
2026 | 5 | 29 | 7 | 57.0974
2026 | 5 | 29 | 8 | 60.9352
2026 | 5 | 29 | 9 | 61.1687
2026 | 5 | 29 | 10 | 56.2524
2026 | 5 | 29 | 11 | 51.367
2026 | 5 | 29 | 12 | 53.7407
2026 | 5 | 29 | 13 | 55.0925
2026 | 5 | 29 | 14 | 53.3544
2026 | 5 | 29 | 15 | 53.8317
2026 | 5 | 29 | 16 | 54.9972
2026 | 5 | 29 | 17 | 55.6731
2026 | 5 | 29 | 18 | 56.0238
2026 | 5 | 29 | 19 | 58.8376
2026 | 5 | 29 | 20 | 60.5554
2026 | 5 | 29 | 21 | 60.5414
2026 | 5 | 29 | 22 | 56.8912
2026 | 5 | 29 | 23 | 51.7881
2026 | 5 | 30 | 0 | 48.8727
2026 | 5 | 30 | 1 | 45.9226
2026 | 5 | 30 | 2 | 44.9901
2026 | 5 | 30 | 3 | 44.6848
2026 | 5 | 30 | 4 | 44.8688
2026 | 5 | 30 | 5 | 45.8452
2026 | 5 | 30 | 6 | 48.4665
2026 | 5 | 30 | 7 | 48.8231
2026 | 5 | 30 | 8 | 51.1192
2026 | 5 | 30 | 9 | 54.3568
2026 | 5 | 30 | 10 | 53.2482
2026 | 5 | 30 | 11 | 50.0619
2026 | 5 | 30 | 12 | 47.8813
2026 | 5 | 30 | 13 | 48.1927
2026 | 5 | 30 | 14 | 46.0978
2026 | 5 | 30 | 15 | 47.695
2026 | 5 | 30 | 16 | 49.9253
2026 | 5 | 30 | 17 | 52.6527
2026 | 5 | 30 | 18 | 52.2862
2026 | 5 | 30 | 19 | 54.9282
2026 | 5 | 30 | 20 | 56.0176
2026 | 5 | 30 | 21 | 55.5705
2026 | 5 | 30 | 22 | 52.261
2026 | 5 | 30 | 23 | 48.0789
2026 | 5 | 31 | 0 | 45.3059
2026 | 5 | 31 | 1 | 43.7605
2026 | 5 | 31 | 2 | 42.6817
2026 | 5 | 31 | 3 | 42.2255
2026 | 5 | 31 | 4 | 42.4302
2026 | 5 | 31 | 5 | 43.0976
2026 | 5 | 31 | 6 | 43.8409
2026 | 5 | 31 | 7 | 41.821
2026 | 5 | 31 | 8 | 39.7698
2026 | 5 | 31 | 9 | 40.5418
2026 | 5 | 31 | 10 | 42.0938
2026 | 5 | 31 | 11 | 43.7243
2026 | 5 | 31 | 12 | 45.7334
2026 | 5 | 31 | 13 | 46.1708
2026 | 5 | 31 | 14 | 44.0277
2026 | 5 | 31 | 15 | 44.1807
2026 | 5 | 31 | 16 | 44.351
2026 | 5 | 31 | 17 | 46.6502
2026 | 5 | 31 | 18 | 50.5801
2026 | 5 | 31 | 19 | 53.692
2026 | 5 | 31 | 20 | 55.0271
2026 | 5 | 31 | 21 | 54.364
2026 | 5 | 31 | 22 | 50.2781
2026 | 5 | 31 | 23 | 45.6931
2026 | 6 | 1 | 0 | 43.4809
2026 | 6 | 1 | 1 | 45.5744
2026 | 6 | 1 | 2 | 45.0668
2026 | 6 | 1 | 3 | 45.0479
2026 | 6 | 1 | 4 | 45.6255
2026 | 6 | 1 | 5 | 47.7033
2026 | 6 | 1 | 6 | 51.2879
2026 | 6 | 1 | 7 | 53.3917
2026 | 6 | 1 | 8 | 50.3544
2026 | 6 | 1 | 9 | 47.2034
2026 | 6 | 1 | 10 | 49.6627
2026 | 6 | 1 | 11 | 49.8998
2026 | 6 | 1 | 12 | 50.4287
2026 | 6 | 1 | 13 | 52.023
2026 | 6 | 1 | 14 | 52.5481
2026 | 6 | 1 | 15 | 52.2401
2026 | 6 | 1 | 16 | 51.1207
2026 | 6 | 1 | 17 | 51.9679
2026 | 6 | 1 | 18 | 55.7415
2026 | 6 | 1 | 19 | 61.6841
2026 | 6 | 1 | 20 | 63.2933
2026 | 6 | 1 | 21 | 62.8508
2026 | 6 | 1 | 22 | 58.6806
2026 | 6 | 1 | 23 | 53.4773
2026 | 6 | 2 | 0 | 51.9715
2026 | 6 | 2 | 1 | 48.9303
2026 | 6 | 2 | 2 | 48.1195
2026 | 6 | 2 | 3 | 48.0401
2026 | 6 | 2 | 4 | 48.6042
2026 | 6 | 2 | 5 | 50.5579
2026 | 6 | 2 | 6 | 52.6854
2026 | 6 | 2 | 7 | 54.7701
2026 | 6 | 2 | 8 | 51.2759
2026 | 6 | 2 | 9 | 48.0445
2026 | 6 | 2 | 10 | 48.7721
2026 | 6 | 2 | 11 | 48.7842
2026 | 6 | 2 | 12 | 53.9941
2026 | 6 | 2 | 13 | 55.6069
2026 | 6 | 2 | 14 | 55.3602
2026 | 6 | 2 | 15 | 55.3792
2026 | 6 | 2 | 16 | 54.9339
2026 | 6 | 2 | 17 | 54.7132
2026 | 6 | 2 | 18 | 56.1043
2026 | 6 | 2 | 19 | 62.1118
2026 | 6 | 2 | 20 | 64.1127
2026 | 6 | 2 | 21 | 63.7232
2026 | 6 | 2 | 22 | 59.7082
2026 | 6 | 2 | 23 | 54.2384
2026 | 6 | 3 | 0 | 52.4303
2026 | 6 | 3 | 1 | 47.3666
2026 | 6 | 3 | 2 | 46.5462
2026 | 6 | 3 | 3 | 46.3652
2026 | 6 | 3 | 4 | 46.8315
2026 | 6 | 3 | 5 | 48.6744
2026 | 6 | 3 | 6 | 51.8453
2026 | 6 | 3 | 7 | 52.891
2026 | 6 | 3 | 8 | 48.1743
2026 | 6 | 3 | 9 | 46.1106
2026 | 6 | 3 | 10 | 49.333
2026 | 6 | 3 | 11 | 50.0603
2026 | 6 | 3 | 12 | 53.0294
2026 | 6 | 3 | 13 | 54.7755
2026 | 6 | 3 | 14 | 54.5937
2026 | 6 | 3 | 15 | 53.1921
2026 | 6 | 3 | 16 | 51.8226
2026 | 6 | 3 | 17 | 52.0365
2026 | 6 | 3 | 18 | 57.6847
2026 | 6 | 3 | 19 | 63.0526
2026 | 6 | 3 | 20 | 65.0759
2026 | 6 | 3 | 21 | 64.6646
2026 | 6 | 3 | 22 | 60.346
2026 | 6 | 3 | 23 | 54.7036
2026 | 6 | 4 | 0 | 51.1843
2026 | 6 | 4 | 1 | 48.0211
2026 | 6 | 4 | 2 | 47.146
2026 | 6 | 4 | 3 | 47.0018
2026 | 6 | 4 | 4 | 47.4273
2026 | 6 | 4 | 5 | 49.4219
2026 | 6 | 4 | 6 | 52.1358
2026 | 6 | 4 | 7 | 54.8456
2026 | 6 | 4 | 8 | 55.8901
2026 | 6 | 4 | 9 | 56.6734
2026 | 6 | 4 | 10 | 54.7649
2026 | 6 | 4 | 11 | 50.1587
2026 | 6 | 4 | 12 | 47.9896
2026 | 6 | 4 | 13 | 49.797
2026 | 6 | 4 | 14 | 50.0561
2026 | 6 | 4 | 15 | 50.0497
2026 | 6 | 4 | 16 | 51.1893
2026 | 6 | 4 | 17 | 52.3515
2026 | 6 | 4 | 18 | 51.6636
2026 | 6 | 4 | 19 | 60.0975
2026 | 6 | 4 | 20 | 63.3489
2026 | 6 | 4 | 21 | 63.8106
2026 | 6 | 4 | 22 | 60.4444
2026 | 6 | 4 | 23 | 55.3148
2026 | 6 | 5 | 0 | 53.6943
2026 | 6 | 5 | 1 | 52.9929
2026 | 6 | 5 | 2 | 52.1947
2026 | 6 | 5 | 3 | 52.1772
2026 | 6 | 5 | 4 | 52.6603
2026 | 6 | 5 | 5 | 54.8119
2026 | 6 | 5 | 6 | 58.0172
2026 | 6 | 5 | 7 | 58.4917
2026 | 6 | 5 | 8 | 50.8284
2026 | 6 | 5 | 9 | 45.124
2026 | 6 | 5 | 10 | 45.1263
2026 | 6 | 5 | 11 | 42.5195
2026 | 6 | 5 | 12 | 44.7486
2026 | 6 | 5 | 13 | 46.8282
2026 | 6 | 5 | 14 | 44.4928
2026 | 6 | 5 | 15 | 42.9944
2026 | 6 | 5 | 16 | 42.7861
2026 | 6 | 5 | 17 | 41.6738
2026 | 6 | 5 | 18 | 46.2005
2026 | 6 | 5 | 19 | 57.9895
2026 | 6 | 5 | 20 | 62.3555
2026 | 6 | 5 | 21 | 63.6138
2026 | 6 | 5 | 22 | 61.1322
2026 | 6 | 5 | 23 | 56.2022
2026 | 6 | 6 | 0 | 53.0341
2026 | 6 | 6 | 1 | 52.2088
2026 | 6 | 6 | 2 | 50.9595
2026 | 6 | 6 | 3 | 50.1041
2026 | 6 | 6 | 4 | 50.2096
2026 | 6 | 6 | 5 | 50.8489
2026 | 6 | 6 | 6 | 50.9002
2026 | 6 | 6 | 7 | 50.0584
2026 | 6 | 6 | 8 | 45.7784
2026 | 6 | 6 | 9 | 42.0227
2026 | 6 | 6 | 10 | 44.9024
2026 | 6 | 6 | 11 | 46.936
2026 | 6 | 6 | 12 | 46.5426
2026 | 6 | 6 | 13 | 46.9293
2026 | 6 | 6 | 14 | 45.0103
2026 | 6 | 6 | 15 | 42.955
2026 | 6 | 6 | 16 | 43.3
2026 | 6 | 6 | 17 | 46.0157
2026 | 6 | 6 | 18 | 52.2537
2026 | 6 | 6 | 19 | 59.485
2026 | 6 | 6 | 20 | 60.1553
2026 | 6 | 6 | 21 | 60.0388
2026 | 6 | 6 | 22 | 57.1846
2026 | 6 | 6 | 23 | 52.8538
2026 | 6 | 7 | 0 | 50.5824
2026 | 6 | 7 | 1 | 47.6454
2026 | 6 | 7 | 2 | 46.4146
2026 | 6 | 7 | 3 | 46.0035
2026 | 6 | 7 | 4 | 46.0908
2026 | 6 | 7 | 5 | 46.5894
2026 | 6 | 7 | 6 | 45.078
2026 | 6 | 7 | 7 | 42.7561
2026 | 6 | 7 | 8 | 39.7109
2026 | 6 | 7 | 9 | 38.466
2026 | 6 | 7 | 10 | 41.6015
2026 | 6 | 7 | 11 | 44.6174
2026 | 6 | 7 | 12 | 46.8105
2026 | 6 | 7 | 13 | 46.2818
2026 | 6 | 7 | 14 | 45.3561
2026 | 6 | 7 | 15 | 45.1968
2026 | 6 | 7 | 16 | 43.0301
2026 | 6 | 7 | 17 | 45.2595
2026 | 6 | 7 | 18 | 54.6168
2026 | 6 | 7 | 19 | 59.365
2026 | 6 | 7 | 20 | 59.4325
2026 | 6 | 7 | 21 | 58.5511
2026 | 6 | 7 | 22 | 54.9431
2026 | 6 | 7 | 23 | 50.3753
2026 | 6 | 8 | 0 | 47.3937
2026 | 6 | 8 | 1 | 50.4956
2026 | 6 | 8 | 2 | 49.6899
2026 | 6 | 8 | 3 | 49.5365
2026 | 6 | 8 | 4 | 50.0267
2026 | 6 | 8 | 5 | 51.8487
2026 | 6 | 8 | 6 | 54.556
2026 | 6 | 8 | 7 | 58.3002
2026 | 6 | 8 | 8 | 59.2117
2026 | 6 | 8 | 9 | 57.1912
2026 | 6 | 8 | 10 | 57.2381
2026 | 6 | 8 | 11 | 56.4072
2026 | 6 | 8 | 12 | 57.1394
2026 | 6 | 8 | 13 | 59.3452
2026 | 6 | 8 | 14 | 59.6768
2026 | 6 | 8 | 15 | 59.6618
2026 | 6 | 8 | 16 | 59.8987
2026 | 6 | 8 | 17 | 63.4541
2026 | 6 | 8 | 18 | 69.4257
2026 | 6 | 8 | 19 | 74.3819
2026 | 6 | 8 | 20 | 74.4634
2026 | 6 | 8 | 21 | 73.2676
2026 | 6 | 8 | 22 | 68.7124
2026 | 6 | 8 | 23 | 62.5461
2026 | 6 | 9 | 0 | 59.3368
2026 | 6 | 9 | 1 | 51.9891
2026 | 6 | 9 | 2 | 50.7389
2026 | 6 | 9 | 3 | 50.3044
2026 | 6 | 9 | 4 | 50.3855
2026 | 6 | 9 | 5 | 52.2999
2026 | 6 | 9 | 6 | 55.6742
2026 | 6 | 9 | 7 | 58.1015
2026 | 6 | 9 | 8 | 56.7188
2026 | 6 | 9 | 9 | 55.0673
2026 | 6 | 9 | 10 | 55.8556
2026 | 6 | 9 | 11 | 54.8671
2026 | 6 | 9 | 12 | 55.8829
2026 | 6 | 9 | 13 | 56.3042
2026 | 6 | 9 | 14 | 56.3408
2026 | 6 | 9 | 15 | 55.4162
2026 | 6 | 9 | 16 | 53.0233
2026 | 6 | 9 | 17 | 49.583
2026 | 6 | 9 | 18 | 58.3787
2026 | 6 | 9 | 19 | 60.1537
2026 | 6 | 9 | 20 | 60.7066
2026 | 6 | 9 | 21 | 60.1007
2026 | 6 | 9 | 22 | 56.8665
2026 | 6 | 9 | 23 | 52.1785
2026 | 6 | 10 | 0 | 50.7128
2026 | 6 | 10 | 1 | 49.8854
2026 | 6 | 10 | 2 | 48.8553
2026 | 6 | 10 | 3 | 48.6825
2026 | 6 | 10 | 4 | 49.0466
2026 | 6 | 10 | 5 | 50.6911
2026 | 6 | 10 | 6 | 53.2609
2026 | 6 | 10 | 7 | 56.0636
2026 | 6 | 10 | 8 | 58.4861
2026 | 6 | 10 | 9 | 59.3923
2026 | 6 | 10 | 10 | 55.1212
2026 | 6 | 10 | 11 | 49.78
2026 | 6 | 10 | 12 | 45.6004
2026 | 6 | 10 | 13 | 48.0776
2026 | 6 | 10 | 14 | 47.7686
2026 | 6 | 10 | 15 | 47.1324
2026 | 6 | 10 | 16 | 48.3045
2026 | 6 | 10 | 17 | 49.7756
2026 | 6 | 10 | 18 | 51.4047
2026 | 6 | 10 | 19 | 61.6707
2026 | 6 | 10 | 20 | 65.43
2026 | 6 | 10 | 21 | 65.949
2026 | 6 | 10 | 22 | 62.4026
2026 | 6 | 10 | 23 | 57.4384
2026 | 6 | 11 | 0 | 54.4743
2026 | 6 | 11 | 1 | 53.9302
2026 | 6 | 11 | 2 | 53.069
2026 | 6 | 11 | 3 | 52.905
2026 | 6 | 11 | 4 | 53.309
2026 | 6 | 11 | 5 | 55.3594
2026 | 6 | 11 | 6 | 57.8436
2026 | 6 | 11 | 7 | 58.279
2026 | 6 | 11 | 8 | 51.6997
2026 | 6 | 11 | 9 | 48.1526
2026 | 6 | 11 | 10 | 51.5344
2026 | 6 | 11 | 11 | 52.3734
2026 | 6 | 11 | 12 | 53.6426
2026 | 6 | 11 | 13 | 55.7064
2026 | 6 | 11 | 14 | 54.3602
2026 | 6 | 11 | 15 | 53.9268
2026 | 6 | 11 | 16 | 52.8084
2026 | 6 | 11 | 17 | 54.0324
2026 | 6 | 11 | 18 | 64.7702
2026 | 6 | 11 | 19 | 66.8191
2026 | 6 | 11 | 20 | 67.9336
2026 | 6 | 11 | 21 | 67.4472
2026 | 6 | 11 | 22 | 63.7428
2026 | 6 | 11 | 23 | 58.0663
2026 | 6 | 12 | 0 | 54.0934
2026 | 6 | 12 | 1 | 48.4003
2026 | 6 | 12 | 2 | 47.5374
2026 | 6 | 12 | 3 | 47.2735
2026 | 6 | 12 | 4 | 47.5165
2026 | 6 | 12 | 5 | 49.4778
2026 | 6 | 12 | 6 | 52.1718
2026 | 6 | 12 | 7 | 55.2838
2026 | 6 | 12 | 8 | 58.2098
2026 | 6 | 12 | 9 | 59.0555
2026 | 6 | 12 | 10 | 58.4538
2026 | 6 | 12 | 11 | 54.4947
2026 | 6 | 12 | 12 | 57.7534
2026 | 6 | 12 | 13 | 57.6414
2026 | 6 | 12 | 14 | 56.2931
2026 | 6 | 12 | 15 | 54.3891
2026 | 6 | 12 | 16 | 54.5594
2026 | 6 | 12 | 17 | 52.0762
2026 | 6 | 12 | 18 | 58.366
2026 | 6 | 12 | 19 | 61.4052
2026 | 6 | 12 | 20 | 62.1506
2026 | 6 | 12 | 21 | 62.1513
2026 | 6 | 12 | 22 | 58.8067
2026 | 6 | 12 | 23 | 53.651
2026 | 6 | 13 | 0 | 48.2878
2026 | 6 | 13 | 1 | 47.6859
2026 | 6 | 13 | 2 | 46.4296
2026 | 6 | 13 | 3 | 46.0104
2026 | 6 | 13 | 4 | 45.9715
2026 | 6 | 13 | 5 | 46.4693
2026 | 6 | 13 | 6 | 46.5513
2026 | 6 | 13 | 7 | 45.8823
2026 | 6 | 13 | 8 | 44.8111
2026 | 6 | 13 | 9 | 45.1644
2026 | 6 | 13 | 10 | 47.2174
2026 | 6 | 13 | 11 | 47.595
2026 | 6 | 13 | 12 | 46.2435
2026 | 6 | 13 | 13 | 45.4537
2026 | 6 | 13 | 14 | 44.8534
2026 | 6 | 13 | 15 | 45.1624
2026 | 6 | 13 | 16 | 41.2933
2026 | 6 | 13 | 17 | 42.7528
2026 | 6 | 13 | 18 | 54.7962
2026 | 6 | 13 | 19 | 60.5102
2026 | 6 | 13 | 20 | 60.3645
2026 | 6 | 13 | 21 | 59.3465
2026 | 6 | 13 | 22 | 56.025
2026 | 6 | 13 | 23 | 51.5242
2026 | 6 | 14 | 0 | 46.8974
2026 | 6 | 14 | 1 | 44.5721
2026 | 6 | 14 | 2 | 43.2122
2026 | 6 | 14 | 3 | 42.6861
2026 | 6 | 14 | 4 | 42.5909
2026 | 6 | 14 | 5 | 42.8397
2026 | 6 | 14 | 6 | 43.102
2026 | 6 | 14 | 7 | 43.9706
2026 | 6 | 14 | 8 | 49.3921
2026 | 6 | 14 | 9 | 49.8117
2026 | 6 | 14 | 10 | 45.0223
2026 | 6 | 14 | 11 | 40.0343
2026 | 6 | 14 | 12 | 41.9741
2026 | 6 | 14 | 13 | 42.2306
2026 | 6 | 14 | 14 | 42.4226
2026 | 6 | 14 | 15 | 44.725
2026 | 6 | 14 | 16 | 47.8307
2026 | 6 | 14 | 17 | 53.7807
2026 | 6 | 14 | 18 | 62.7996
2026 | 6 | 14 | 19 | 60.4609
2026 | 6 | 14 | 20 | 60.7651
2026 | 6 | 14 | 21 | 58.7847
2026 | 6 | 14 | 22 | 54.4354
2026 | 6 | 14 | 23 | 49.5961
2026 | 6 | 15 | 0 | 47.0408
2026 | 6 | 15 | 1 | 45.5804
2026 | 6 | 15 | 2 | 45.0672
2026 | 6 | 15 | 3 | 45.0963
2026 | 6 | 15 | 4 | 45.6015
2026 | 6 | 15 | 5 | 47.6294
2026 | 6 | 15 | 6 | 50.2321
2026 | 6 | 15 | 7 | 52.0892
2026 | 6 | 15 | 8 | 51.6891
2026 | 6 | 15 | 9 | 51.2384
2026 | 6 | 15 | 10 | 54.4031
2026 | 6 | 15 | 11 | 54.6631
2026 | 6 | 15 | 12 | 56.2125
2026 | 6 | 15 | 13 | 57.4646
2026 | 6 | 15 | 14 | 56.3134
2026 | 6 | 15 | 15 | 54.899
2026 | 6 | 15 | 16 | 53.4737
2026 | 6 | 15 | 17 | 52.6561
2026 | 6 | 15 | 18 | 58.8737
2026 | 6 | 15 | 19 | 64.6332
2026 | 6 | 15 | 20 | 65.0715
2026 | 6 | 15 | 21 | 64.0287
2026 | 6 | 15 | 22 | 59.6672
2026 | 6 | 15 | 23 | 53.9387
2026 | 6 | 16 | 0 | 51.2109
2026 | 6 | 16 | 1 | 47.9022
2026 | 6 | 16 | 2 | 46.9088
2026 | 6 | 16 | 3 | 46.5775
2026 | 6 | 16 | 4 | 46.8707
2026 | 6 | 16 | 5 | 48.6617
2026 | 6 | 16 | 6 | 50.5824
2026 | 6 | 16 | 7 | 54.5875
2026 | 6 | 16 | 8 | 58.4256
2026 | 6 | 16 | 9 | 57.6798
2026 | 6 | 16 | 10 | 53.9293
2026 | 6 | 16 | 11 | 49.321
2026 | 6 | 16 | 12 | 53.047
2026 | 6 | 16 | 13 | 53.4589
2026 | 6 | 16 | 14 | 53.5932
2026 | 6 | 16 | 15 | 53.3047
2026 | 6 | 16 | 16 | 54.7026
2026 | 6 | 16 | 17 | 54.9856
2026 | 6 | 16 | 18 | 62.7168
2026 | 6 | 16 | 19 | 63.7629
2026 | 6 | 16 | 20 | 64.1225
2026 | 6 | 16 | 21 | 63.0447
2026 | 6 | 16 | 22 | 58.9057
2026 | 6 | 16 | 23 | 53.7954
2026 | 6 | 17 | 0 | 51.4795
2026 | 6 | 17 | 1 | 48.2228
2026 | 6 | 17 | 2 | 47.3245
2026 | 6 | 17 | 3 | 47.2559
2026 | 6 | 17 | 4 | 47.6499
2026 | 6 | 17 | 5 | 49.4607
2026 | 6 | 17 | 6 | 51.4664
2026 | 6 | 17 | 7 | 52.3248
2026 | 6 | 17 | 8 | 47.3835
2026 | 6 | 17 | 9 | 44.7493
2026 | 6 | 17 | 10 | 48.8384
2026 | 6 | 17 | 11 | 50.3832
2026 | 6 | 17 | 12 | 51.8716
2026 | 6 | 17 | 13 | 54.3509
2026 | 6 | 17 | 14 | 54.0415
2026 | 6 | 17 | 15 | 51.8876
2026 | 6 | 17 | 16 | 47.2257
2026 | 6 | 17 | 17 | 46.4002
2026 | 6 | 17 | 18 | 56.0067
2026 | 6 | 17 | 19 | 64.5166
2026 | 6 | 17 | 20 | 65.6818
2026 | 6 | 17 | 21 | 64.9273
2026 | 6 | 17 | 22 | 60.3311
2026 | 6 | 17 | 23 | 54.263
2026 | 6 | 18 | 0 | 50.2545
2026 | 6 | 18 | 1 | 46.3625
2026 | 6 | 18 | 2 | 45.4753
2026 | 6 | 18 | 3 | 45.2003
2026 | 6 | 18 | 4 | 45.5713
2026 | 6 | 18 | 5 | 47.4399
2026 | 6 | 18 | 6 | 49.4377
2026 | 6 | 18 | 7 | 50.3948
2026 | 6 | 18 | 8 | 47.2693
2026 | 6 | 18 | 9 | 45.8923
2026 | 6 | 18 | 10 | 49.4792
2026 | 6 | 18 | 11 | 50.7123
2026 | 6 | 18 | 12 | 55.9054
2026 | 6 | 18 | 13 | 56.8376
2026 | 6 | 18 | 14 | 56.1726
2026 | 6 | 18 | 15 | 54.4814
2026 | 6 | 18 | 16 | 52.9073
2026 | 6 | 18 | 17 | 51.1258
2026 | 6 | 18 | 18 | 60.4303
2026 | 6 | 18 | 19 | 59.826
2026 | 6 | 18 | 20 | 60.7614
2026 | 6 | 18 | 21 | 60.4277
2026 | 6 | 18 | 22 | 56.9154
2026 | 6 | 18 | 23 | 51.8134
2026 | 6 | 19 | 0 | 51.003
2026 | 6 | 19 | 1 | 51.8464
2026 | 6 | 19 | 2 | 50.6327
2026 | 6 | 19 | 3 | 50.2074
2026 | 6 | 19 | 4 | 50.3472
2026 | 6 | 19 | 5 | 51.9905
2026 | 6 | 19 | 6 | 55.0715
2026 | 6 | 19 | 7 | 58.2474
2026 | 6 | 19 | 8 | 59.6595
2026 | 6 | 19 | 9 | 59.9252
2026 | 6 | 19 | 10 | 59.7951
2026 | 6 | 19 | 11 | 57.2252
2026 | 6 | 19 | 12 | 57.2119
2026 | 6 | 19 | 13 | 58.7736
2026 | 6 | 19 | 14 | 57.6684
2026 | 6 | 19 | 15 | 56.3452
2026 | 6 | 19 | 16 | 58.008
2026 | 6 | 19 | 17 | 60.5583
2026 | 6 | 19 | 18 | 70.0971
2026 | 6 | 19 | 19 | 71.7735
2026 | 6 | 19 | 20 | 71.7153
2026 | 6 | 19 | 21 | 70.5111
2026 | 6 | 19 | 22 | 66.0521
2026 | 6 | 19 | 23 | 59.5919
2026 | 6 | 20 | 0 | 55.2555
2026 | 6 | 20 | 1 | 54.8762
2026 | 6 | 20 | 2 | 52.7205
2026 | 6 | 20 | 3 | 51.3693
2026 | 6 | 20 | 4 | 50.7513
2026 | 6 | 20 | 5 | 50.6024
2026 | 6 | 20 | 6 | 50.3849
2026 | 6 | 20 | 7 | 50.9002
2026 | 6 | 20 | 8 | 50.7419
2026 | 6 | 20 | 9 | 50.0942
2026 | 6 | 20 | 10 | 51.1112
2026 | 6 | 20 | 11 | 50.2131
2026 | 6 | 20 | 12 | 53.9209
2026 | 6 | 20 | 13 | 54.2119
2026 | 6 | 20 | 14 | 53.9785
2026 | 6 | 20 | 15 | 55.1659
2026 | 6 | 20 | 16 | 60.9243
2026 | 6 | 20 | 17 | 68.0979
2026 | 6 | 20 | 18 | 78.4172
2026 | 6 | 20 | 19 | 78.2426
2026 | 6 | 20 | 20 | 76.2021
2026 | 6 | 20 | 21 | 74.0084
2026 | 6 | 20 | 22 | 69.2328
2026 | 6 | 20 | 23 | 63.1078
2026 | 6 | 21 | 0 | 58.7648
2026 | 6 | 21 | 1 | 54.7228
2026 | 6 | 21 | 2 | 52.4185
2026 | 6 | 21 | 3 | 50.994
2026 | 6 | 21 | 4 | 50.3387
2026 | 6 | 21 | 5 | 50.0534
2026 | 6 | 21 | 6 | 49.0719
2026 | 6 | 21 | 7 | 48.1846
2026 | 6 | 21 | 8 | 46.1119
2026 | 6 | 21 | 9 | 43.9957
2026 | 6 | 21 | 10 | 44.1668
2026 | 6 | 21 | 11 | 44.7447
2026 | 6 | 21 | 12 | 48.72
2026 | 6 | 21 | 13 | 50.088
2026 | 6 | 21 | 14 | 50.4767
2026 | 6 | 21 | 15 | 49.3841
2026 | 6 | 21 | 16 | 50.3691
2026 | 6 | 21 | 17 | 58.3592
2026 | 6 | 21 | 18 | 69.4207
2026 | 6 | 21 | 19 | 71.8968
2026 | 6 | 21 | 20 | 70.5928
2026 | 6 | 21 | 21 | 68.2655
2026 | 6 | 21 | 22 | 63.0943
2026 | 6 | 21 | 23 | 57.0438
2026 | 6 | 22 | 0 | 54.8472
2026 | 6 | 22 | 1 | 54.3276
2026 | 6 | 22 | 2 | 53.0319
2026 | 6 | 22 | 3 | 52.4959
2026 | 6 | 22 | 4 | 52.6422
2026 | 6 | 22 | 5 | 54.091
2026 | 6 | 22 | 6 | 56.5383
2026 | 6 | 22 | 7 | 58.7569
2026 | 6 | 22 | 8 | 57.3652
2026 | 6 | 22 | 9 | 55.4547
2026 | 6 | 22 | 10 | 56.89
2026 | 6 | 22 | 11 | 57.7445
2026 | 6 | 22 | 12 | 55.6989
2026 | 6 | 22 | 13 | 58.4393
2026 | 6 | 22 | 14 | 58.82
2026 | 6 | 22 | 15 | 58.6633
2026 | 6 | 22 | 16 | 58.8259
2026 | 6 | 22 | 17 | 65.6618
2026 | 6 | 22 | 18 | 77.6431
2026 | 6 | 22 | 19 | 81.352
2026 | 6 | 22 | 20 | 80.6069
2026 | 6 | 22 | 21 | 78.4426
2026 | 6 | 22 | 22 | 72.7747
2026 | 6 | 22 | 23 | 65.6484
2026 | 6 | 23 | 0 | 60.4615
2026 | 6 | 23 | 1 | 59.8888
2026 | 6 | 23 | 2 | 58.1117
2026 | 6 | 23 | 3 | 57.2442
2026 | 6 | 23 | 4 | 57.1604
2026 | 6 | 23 | 5 | 58.4814
2026 | 6 | 23 | 6 | 61.2385
2026 | 6 | 23 | 7 | 63.9692
2026 | 6 | 23 | 8 | 62.5588
2026 | 6 | 23 | 9 | 60.1393
2026 | 6 | 23 | 10 | 60.2264
2026 | 6 | 23 | 11 | 60.2475
2026 | 6 | 23 | 12 | 63.1761
2026 | 6 | 23 | 13 | 64.6015
2026 | 6 | 23 | 14 | 64.306
2026 | 6 | 23 | 15 | 65.0655
2026 | 6 | 23 | 16 | 70.5363
2026 | 6 | 23 | 17 | 77.0595
2026 | 6 | 23 | 18 | 80.2815
2026 | 6 | 23 | 19 | 82.253
2026 | 6 | 23 | 20 | 81.1912
2026 | 6 | 23 | 21 | 79.173
2026 | 6 | 23 | 22 | 74.0169
2026 | 6 | 23 | 23 | 67.1244
2026 | 6 | 24 | 0 | 63.6127
2026 | 6 | 24 | 1 | 61.5448
2026 | 6 | 24 | 2 | 59.5991
2026 | 6 | 24 | 3 | 58.666
2026 | 6 | 24 | 4 | 58.3947
2026 | 6 | 24 | 5 | 59.7261
2026 | 6 | 24 | 6 | 62.4302
2026 | 6 | 24 | 7 | 65.2413
2026 | 6 | 24 | 8 | 64.4637
2026 | 6 | 24 | 9 | 62.6277
2026 | 6 | 24 | 10 | 61.926
2026 | 6 | 24 | 11 | 60.6663
2026 | 6 | 24 | 12 | 62.261
2026 | 6 | 24 | 13 | 63.6618
2026 | 6 | 24 | 14 | 63.7056
2026 | 6 | 24 | 15 | 63.2431
2026 | 6 | 24 | 16 | 66.1492
2026 | 6 | 24 | 17 | 70.9719
2026 | 6 | 24 | 18 | 78.1914
2026 | 6 | 24 | 19 | 77.5562
2026 | 6 | 24 | 20 | 76.8232
2026 | 6 | 24 | 21 | 75.1874
2026 | 6 | 24 | 22 | 70.4505
2026 | 6 | 24 | 23 | 64.2149
2026 | 6 | 25 | 0 | 62.1741
2026 | 6 | 25 | 1 | 55.3027
2026 | 6 | 25 | 2 | 53.6488
2026 | 6 | 25 | 3 | 52.8056
2026 | 6 | 25 | 4 | 52.7257
2026 | 6 | 25 | 5 | 54.2819
2026 | 6 | 25 | 6 | 56.5288
2026 | 6 | 25 | 7 | 59.1017
2026 | 6 | 25 | 8 | 58.836
2026 | 6 | 25 | 9 | 56.8959
2026 | 6 | 25 | 10 | 54.68
2026 | 6 | 25 | 11 | 52.1576
2026 | 6 | 25 | 12 | 49.6116
2026 | 6 | 25 | 13 | 51.7569
2026 | 6 | 25 | 14 | 53.6948
2026 | 6 | 25 | 15 | 52.6537
2026 | 6 | 25 | 16 | 49.4023
2026 | 6 | 25 | 17 | 49.828
2026 | 6 | 25 | 18 | 57.0809
2026 | 6 | 25 | 19 | 65.0674
2026 | 6 | 25 | 20 | 66.7609
2026 | 6 | 25 | 21 | 66.6385
2026 | 6 | 25 | 22 | 62.8429
2026 | 6 | 25 | 23 | 57.3452
2026 | 6 | 26 | 0 | 54.8239
2026 | 6 | 26 | 1 | 50.4046
2026 | 6 | 26 | 2 | 49.269
2026 | 6 | 26 | 3 | 48.8109
2026 | 6 | 26 | 4 | 49.11
2026 | 6 | 26 | 5 | 50.6177
2026 | 6 | 26 | 6 | 53.4222
2026 | 6 | 26 | 7 | 54.4035
2026 | 6 | 26 | 8 | 50.177
2026 | 6 | 26 | 9 | 49.5753
2026 | 6 | 26 | 10 | 52.7006
2026 | 6 | 26 | 11 | 53.2903
2026 | 6 | 26 | 12 | 56.6688
2026 | 6 | 26 | 13 | 58.7034
2026 | 6 | 26 | 14 | 57.6634
2026 | 6 | 26 | 15 | 56.6622
2026 | 6 | 26 | 16 | 56.4892
2026 | 6 | 26 | 17 | 57.1177
2026 | 6 | 26 | 18 | 60.9283
2026 | 6 | 26 | 19 | 65.0598
2026 | 6 | 26 | 20 | 66.2372
2026 | 6 | 26 | 21 | 65.7369
2026 | 6 | 26 | 22 | 62.0849
2026 | 6 | 26 | 23 | 56.3994
2026 | 6 | 27 | 0 | 52.1633
2026 | 6 | 27 | 1 | 50.4116
2026 | 6 | 27 | 2 | 48.9337
2026 | 6 | 27 | 3 | 48.0379
2026 | 6 | 27 | 4 | 47.9035
2026 | 6 | 27 | 5 | 48.3027
2026 | 6 | 27 | 6 | 48.8289
2026 | 6 | 27 | 7 | 50.6164
2026 | 6 | 27 | 8 | 55.4694
2026 | 6 | 27 | 9 | 56.7718
2026 | 6 | 27 | 10 | 54.9071
2026 | 6 | 27 | 11 | 53.0732
2026 | 6 | 27 | 12 | 50.3598
2026 | 6 | 27 | 13 | 50.2034
2026 | 6 | 27 | 14 | 50.0769
2026 | 6 | 27 | 15 | 53.2407
2026 | 6 | 27 | 16 | 53.3801
2026 | 6 | 27 | 17 | 55.4485
2026 | 6 | 27 | 18 | 65.7234
2026 | 6 | 27 | 19 | 70.5741
2026 | 6 | 27 | 20 | 69.5694
2026 | 6 | 27 | 21 | 68.4951
2026 | 6 | 27 | 22 | 64.9486
2026 | 6 | 27 | 23 | 59.7655
2026 | 6 | 28 | 0 | 54.7175
2026 | 6 | 28 | 1 | 48.7903
2026 | 6 | 28 | 2 | 47.015
2026 | 6 | 28 | 3 | 46.0294
2026 | 6 | 28 | 4 | 45.6348
2026 | 6 | 28 | 5 | 45.5567
2026 | 6 | 28 | 6 | 44.8489
2026 | 6 | 28 | 7 | 43.8488
2026 | 6 | 28 | 8 | 43.1668
2026 | 6 | 28 | 9 | 42.0517
2026 | 6 | 28 | 10 | 42.8587
2026 | 6 | 28 | 11 | 42.3735
2026 | 6 | 28 | 12 | 47.592
2026 | 6 | 28 | 13 | 48.2632
2026 | 6 | 28 | 14 | 47.4724
2026 | 6 | 28 | 15 | 47.7617
2026 | 6 | 28 | 16 | 50.7573
2026 | 6 | 28 | 17 | 56.4715
2026 | 6 | 28 | 18 | 63.9063
2026 | 6 | 28 | 19 | 61.7382
2026 | 6 | 28 | 20 | 61.2577
2026 | 6 | 28 | 21 | 59.9807
2026 | 6 | 28 | 22 | 56.1939
2026 | 6 | 28 | 23 | 51.6068
2026 | 6 | 29 | 0 | 49.6592
2026 | 6 | 29 | 1 | 44.531
2026 | 6 | 29 | 2 | 43.5662
2026 | 6 | 29 | 3 | 43.1752
2026 | 6 | 29 | 4 | 43.4188
2026 | 6 | 29 | 5 | 44.9771
2026 | 6 | 29 | 6 | 46.9068
2026 | 6 | 29 | 7 | 50.2564
2026 | 6 | 29 | 8 | 53.5442
2026 | 6 | 29 | 9 | 51.25
2026 | 6 | 29 | 10 | 48.2618
2026 | 6 | 29 | 11 | 46.2291
2026 | 6 | 29 | 12 | 49.8293
2026 | 6 | 29 | 13 | 50.9746
2026 | 6 | 29 | 14 | 51.5283
2026 | 6 | 29 | 15 | 51.0046
2026 | 6 | 29 | 16 | 52.7232
2026 | 6 | 29 | 17 | 54.1328
2026 | 6 | 29 | 18 | 63.6306
2026 | 6 | 29 | 19 | 64.7748
2026 | 6 | 29 | 20 | 65.7351
2026 | 6 | 29 | 21 | 64.1232
2026 | 6 | 29 | 22 | 59.9014
2026 | 6 | 29 | 23 | 54.2849
2026 | 6 | 30 | 0 | 51.0359
2026 | 6 | 30 | 1 | 47.126
2026 | 6 | 30 | 2 | 46.0939
2026 | 6 | 30 | 3 | 45.7423
2026 | 6 | 30 | 4 | 45.9772
2026 | 6 | 30 | 5 | 47.441
2026 | 6 | 30 | 6 | 49.4843
2026 | 6 | 30 | 7 | 53.3764
2026 | 6 | 30 | 8 | 58.3801
2026 | 6 | 30 | 9 | 57.3257
2026 | 6 | 30 | 10 | 52.3705
2026 | 6 | 30 | 11 | 47.9275
2026 | 6 | 30 | 12 | 50.8406
2026 | 6 | 30 | 13 | 51.9741
2026 | 6 | 30 | 14 | 51.215
2026 | 6 | 30 | 15 | 51.7847
2026 | 6 | 30 | 16 | 55.5478
2026 | 6 | 30 | 17 | 57.9353
2026 | 6 | 30 | 18 | 66.7857
2026 | 6 | 30 | 19 | 65.7187
2026 | 6 | 30 | 20 | 66.5558
2026 | 6 | 30 | 21 | 65.0176
2026 | 6 | 30 | 22 | 60.9359
2026 | 6 | 30 | 23 | 55.1747
2026 | 7 | 1 | 0 | 52.5155
2026 | 7 | 1 | 1 | 49.9821
2026 | 7 | 1 | 2 | 48.2712
2026 | 7 | 1 | 3 | 47.3445
2026 | 7 | 1 | 4 | 46.8322
2026 | 7 | 1 | 5 | 47.3915
2026 | 7 | 1 | 6 | 47.6546
2026 | 7 | 1 | 7 | 47.8898
2026 | 7 | 1 | 8 | 46.2266
2026 | 7 | 1 | 9 | 45.6807
2026 | 7 | 1 | 10 | 46.168
2026 | 7 | 1 | 11 | 51.5191
2026 | 7 | 1 | 12 | 51.5309
2026 | 7 | 1 | 13 | 53.3443
2026 | 7 | 1 | 14 | 47.8859
2026 | 7 | 1 | 15 | 43.6773
2026 | 7 | 1 | 16 | 43.3891
2026 | 7 | 1 | 17 | 49.7845
2026 | 7 | 1 | 18 | 67.4803
2026 | 7 | 1 | 19 | 74.0527
2026 | 7 | 1 | 20 | 72.339
2026 | 7 | 1 | 21 | 71.6602
2026 | 7 | 1 | 22 | 66.8881
2026 | 7 | 1 | 23 | 60.8825
2026 | 7 | 2 | 0 | 50.9568
2026 | 7 | 2 | 1 | 48.2922
2026 | 7 | 2 | 2 | 46.6857
2026 | 7 | 2 | 3 | 45.8871
2026 | 7 | 2 | 4 | 45.9272
2026 | 7 | 2 | 5 | 47.2086
2026 | 7 | 2 | 6 | 50.3624
2026 | 7 | 2 | 7 | 54.1022
2026 | 7 | 2 | 8 | 56.6268
2026 | 7 | 2 | 9 | 52.7714
2026 | 7 | 2 | 10 | 49.3584
2026 | 7 | 2 | 11 | 45.8024
2026 | 7 | 2 | 12 | 50.4366
2026 | 7 | 2 | 13 | 50.4814
2026 | 7 | 2 | 14 | 50.5066
2026 | 7 | 2 | 15 | 50.3179
2026 | 7 | 2 | 16 | 53.8946
2026 | 7 | 2 | 17 | 58.9108
2026 | 7 | 2 | 18 | 69.6427
2026 | 7 | 2 | 19 | 69.6536
2026 | 7 | 2 | 20 | 70.0009
2026 | 7 | 2 | 21 | 69.1315
2026 | 7 | 2 | 22 | 64.7493
2026 | 7 | 2 | 23 | 58.3466
2026 | 7 | 3 | 0 | 56.8997
2026 | 7 | 3 | 1 | 48.682
2026 | 7 | 3 | 2 | 47.0188
2026 | 7 | 3 | 3 | 46.1823
2026 | 7 | 3 | 4 | 46.1664
2026 | 7 | 3 | 5 | 47.4961
2026 | 7 | 3 | 6 | 50.015
2026 | 7 | 3 | 7 | 53.7617
2026 | 7 | 3 | 8 | 58.2013
2026 | 7 | 3 | 9 | 55.5445
2026 | 7 | 3 | 10 | 50.2546
2026 | 7 | 3 | 11 | 45.7784
2026 | 7 | 3 | 12 | 46.9244
2026 | 7 | 3 | 13 | 47.7375
2026 | 7 | 3 | 14 | 47.0335
2026 | 7 | 3 | 15 | 45.8503
2026 | 7 | 3 | 16 | 47.3749
2026 | 7 | 3 | 17 | 49.9616
2026 | 7 | 3 | 18 | 59.3629
2026 | 7 | 3 | 19 | 65.0353
2026 | 7 | 3 | 20 | 65.5974
2026 | 7 | 3 | 21 | 64.8148
2026 | 7 | 3 | 22 | 60.9048
2026 | 7 | 3 | 23 | 54.5404
2026 | 7 | 4 | 0 | 50.2767
2026 | 7 | 4 | 1 | 48.1265
2026 | 7 | 4 | 2 | 46.4114
2026 | 7 | 4 | 3 | 45.3603
2026 | 7 | 4 | 4 | 45.1555
2026 | 7 | 4 | 5 | 45.3039
2026 | 7 | 4 | 6 | 46.0385
2026 | 7 | 4 | 7 | 47.0218
2026 | 7 | 4 | 8 | 47.9344
2026 | 7 | 4 | 9 | 43.843
2026 | 7 | 4 | 10 | 40.6493
2026 | 7 | 4 | 11 | 37.5946
2026 | 7 | 4 | 12 | 38.4388
2026 | 7 | 4 | 13 | 38.7715
2026 | 7 | 4 | 14 | 38.6912
2026 | 7 | 4 | 15 | 39.7131
2026 | 7 | 4 | 16 | 41.7365
2026 | 7 | 4 | 17 | 48.9975
2026 | 7 | 4 | 18 | 58.1256
2026 | 7 | 4 | 19 | 63.5942
2026 | 7 | 4 | 20 | 64.2485
2026 | 7 | 4 | 21 | 63.3988
2026 | 7 | 4 | 22 | 59.4301
2026 | 7 | 4 | 23 | 54.0847
2026 | 7 | 5 | 0 | 49.9573
2026 | 7 | 5 | 1 | 46.9215
2026 | 7 | 5 | 2 | 45.1637
2026 | 7 | 5 | 3 | 44.0243
2026 | 7 | 5 | 4 | 43.7756
2026 | 7 | 5 | 5 | 43.8841
2026 | 7 | 5 | 6 | 43.4804
2026 | 7 | 5 | 7 | 44.4679
2026 | 7 | 5 | 8 | 50.8318
2026 | 7 | 5 | 9 | 49.6072
2026 | 7 | 5 | 10 | 44.923
2026 | 7 | 5 | 11 | 41.7983
2026 | 7 | 5 | 12 | 44.7007
2026 | 7 | 5 | 13 | 44.1675
2026 | 7 | 5 | 14 | 41.4229
2026 | 7 | 5 | 15 | 42.9511
2026 | 7 | 5 | 16 | 47.6926
2026 | 7 | 5 | 17 | 54.5486
2026 | 7 | 5 | 18 | 62.6281
2026 | 7 | 5 | 19 | 61.6863
2026 | 7 | 5 | 20 | 60.8342
2026 | 7 | 5 | 21 | 59.708
2026 | 7 | 5 | 22 | 55.7118
2026 | 7 | 5 | 23 | 50.7648
2026 | 7 | 6 | 0 | 48.7519
2026 | 7 | 6 | 1 | 42.783
2026 | 7 | 6 | 2 | 41.9735
2026 | 7 | 6 | 3 | 41.6385
2026 | 7 | 6 | 4 | 41.9339
2026 | 7 | 6 | 5 | 43.7317
2026 | 7 | 6 | 6 | 45.8789
2026 | 7 | 6 | 7 | 48.963
2026 | 7 | 6 | 8 | 52.0392
2026 | 7 | 6 | 9 | 50.0878
2026 | 7 | 6 | 10 | 48.5942
2026 | 7 | 6 | 11 | 45.9167
2026 | 7 | 6 | 12 | 50.7114
2026 | 7 | 6 | 13 | 50.8312
2026 | 7 | 6 | 14 | 49.8602
2026 | 7 | 6 | 15 | 49.0041
2026 | 7 | 6 | 16 | 49.9543
2026 | 7 | 6 | 17 | 52.0047
2026 | 7 | 6 | 18 | 65.5219
2026 | 7 | 6 | 19 | 65.1854
2026 | 7 | 6 | 20 | 64.7728
2026 | 7 | 6 | 21 | 63.4595
2026 | 7 | 6 | 22 | 58.423
2026 | 7 | 6 | 23 | 52.528
2026 | 7 | 7 | 0 | 48.734
2026 | 7 | 7 | 1 | 46.5277
2026 | 7 | 7 | 2 | 45.3769
2026 | 7 | 7 | 3 | 45.0794
2026 | 7 | 7 | 4 | 45.418
2026 | 7 | 7 | 5 | 47.0802
2026 | 7 | 7 | 6 | 50.2801
2026 | 7 | 7 | 7 | 53.5031
2026 | 7 | 7 | 8 | 55.8881
2026 | 7 | 7 | 9 | 54.5694
2026 | 7 | 7 | 10 | 53.4217
2026 | 7 | 7 | 11 | 49.3146
2026 | 7 | 7 | 12 | 49.4536
2026 | 7 | 7 | 13 | 50.5998
2026 | 7 | 7 | 14 | 49.7884
2026 | 7 | 7 | 15 | 49.2696
2026 | 7 | 7 | 16 | 48.4938
2026 | 7 | 7 | 17 | 49.0424
2026 | 7 | 7 | 18 | 56.8833
2026 | 7 | 7 | 19 | 64.8837
2026 | 7 | 7 | 20 | 65.3533
2026 | 7 | 7 | 21 | 64.7004
2026 | 7 | 7 | 22 | 60.1405
2026 | 7 | 7 | 23 | 54.0183
2026 | 7 | 8 | 0 | 49.8011
2026 | 7 | 8 | 1 | 48.8588
2026 | 7 | 8 | 2 | 47.4959
2026 | 7 | 8 | 3 | 46.951
2026 | 7 | 8 | 4 | 47.1323
2026 | 7 | 8 | 5 | 48.5863
2026 | 7 | 8 | 6 | 50.5736
2026 | 7 | 8 | 7 | 52.061
2026 | 7 | 8 | 8 | 49.0966
2026 | 7 | 8 | 9 | 45.0348
2026 | 7 | 8 | 10 | 47.3198
2026 | 7 | 8 | 11 | 47.4349
2026 | 7 | 8 | 12 | 49.8754
2026 | 7 | 8 | 13 | 51.7553
2026 | 7 | 8 | 14 | 50.8643
2026 | 7 | 8 | 15 | 49.6333
2026 | 7 | 8 | 16 | 48.8356
2026 | 7 | 8 | 17 | 54.6543
2026 | 7 | 8 | 18 | 65.8271
2026 | 7 | 8 | 19 | 73.8658
2026 | 7 | 8 | 20 | 73.9758
2026 | 7 | 8 | 21 | 72.9804
2026 | 7 | 8 | 22 | 67.3557
2026 | 7 | 8 | 23 | 60.0539
2026 | 7 | 9 | 0 | 54.865
2026 | 7 | 9 | 1 | 52.8639
2026 | 7 | 9 | 2 | 51.1513
2026 | 7 | 9 | 3 | 50.3774
2026 | 7 | 9 | 4 | 50.3952
2026 | 7 | 9 | 5 | 51.8623
2026 | 7 | 9 | 6 | 54.6313
2026 | 7 | 9 | 7 | 56.8041
2026 | 7 | 9 | 8 | 55.2923
2026 | 7 | 9 | 9 | 51.9828
2026 | 7 | 9 | 10 | 53.3275
2026 | 7 | 9 | 11 | 52.0623
2026 | 7 | 9 | 12 | 53.4582
2026 | 7 | 9 | 13 | 54.6068
2026 | 7 | 9 | 14 | 53.952
2026 | 7 | 9 | 15 | 53.7028
2026 | 7 | 9 | 16 | 56.2146
2026 | 7 | 9 | 17 | 63.2514
2026 | 7 | 9 | 18 | 71.6779
2026 | 7 | 9 | 19 | 77.0092
2026 | 7 | 9 | 20 | 76.5299
2026 | 7 | 9 | 21 | 75.4263
2026 | 7 | 9 | 22 | 70.141
2026 | 7 | 9 | 23 | 62.9324
2026 | 7 | 10 | 0 | 59.6921
2026 | 7 | 10 | 1 | 62.7393
2026 | 7 | 10 | 2 | 60.3249
2026 | 7 | 10 | 3 | 59.0854
2026 | 7 | 10 | 4 | 58.7022
2026 | 7 | 10 | 5 | 59.7027
2026 | 7 | 10 | 6 | 63.7056
2026 | 7 | 10 | 7 | 69.2841
2026 | 7 | 10 | 8 | 72.0292
2026 | 7 | 10 | 9 | 68.3613
2026 | 7 | 10 | 10 | 62.2032
2026 | 7 | 10 | 11 | 56.5399
2026 | 7 | 10 | 12 | 58.1683
2026 | 7 | 10 | 13 | 59.3972
2026 | 7 | 10 | 14 | 58.7025
2026 | 7 | 10 | 15 | 59.3943
2026 | 7 | 10 | 16 | 66.2926
2026 | 7 | 10 | 17 | 78.3558
2026 | 7 | 10 | 18 | 87.7566
2026 | 7 | 10 | 19 | 92.5429
2026 | 7 | 10 | 20 | 90.7758
2026 | 7 | 10 | 21 | 89.0165
2026 | 7 | 10 | 22 | 83.1504
2026 | 7 | 10 | 23 | 74.7929
2026 | 7 | 11 | 0 | 69.0933
2026 | 7 | 11 | 1 | 57.6739
2026 | 7 | 11 | 2 | 54.8154
2026 | 7 | 11 | 3 | 52.8421
2026 | 7 | 11 | 4 | 51.7543
2026 | 7 | 11 | 5 | 51.3125
2026 | 7 | 11 | 6 | 51.5239
2026 | 7 | 11 | 7 | 52.1507
2026 | 7 | 11 | 8 | 53.9409
2026 | 7 | 11 | 9 | 53.2616
2026 | 7 | 11 | 10 | 50.6676
2026 | 7 | 11 | 11 | 45.4289
2026 | 7 | 11 | 12 | 47.2906
2026 | 7 | 11 | 13 | 48.3686
2026 | 7 | 11 | 14 | 44.5615
2026 | 7 | 11 | 15 | 41.4267
2026 | 7 | 11 | 16 | 40.6428
2026 | 7 | 11 | 17 | 48.5769
2026 | 7 | 11 | 18 | 59.3017
2026 | 7 | 11 | 19 | 64.5596
2026 | 7 | 11 | 20 | 62.9451
2026 | 7 | 11 | 21 | 61.8423
2026 | 7 | 11 | 22 | 58.1277
2026 | 7 | 11 | 23 | 53.2651
2026 | 7 | 12 | 0 | 49.6857
2026 | 7 | 12 | 1 | 50.4083
2026 | 7 | 12 | 2 | 48.4435
2026 | 7 | 12 | 3 | 47.2231
2026 | 7 | 12 | 4 | 46.9216
2026 | 7 | 12 | 5 | 47.0749
2026 | 7 | 12 | 6 | 46.4995
2026 | 7 | 12 | 7 | 46.8606
2026 | 7 | 12 | 8 | 48.0714
2026 | 7 | 12 | 9 | 43.0394
2026 | 7 | 12 | 10 | 38.3471
2026 | 7 | 12 | 11 | 38.6302
2026 | 7 | 12 | 12 | 39.5599
2026 | 7 | 12 | 13 | 39.4251
2026 | 7 | 12 | 14 | 41.0201
2026 | 7 | 12 | 15 | 41.2547
2026 | 7 | 12 | 16 | 42.4314
2026 | 7 | 12 | 17 | 50.8047
2026 | 7 | 12 | 18 | 61.2895
2026 | 7 | 12 | 19 | 65.0907
2026 | 7 | 12 | 20 | 65.6664
2026 | 7 | 12 | 21 | 64.0708
2026 | 7 | 12 | 22 | 59.0621
2026 | 7 | 12 | 23 | 53.0249
2026 | 7 | 13 | 0 | 50.3981
2026 | 7 | 13 | 1 | 46.3739
2026 | 7 | 13 | 2 | 45.5297
2026 | 7 | 13 | 3 | 44.9842
2026 | 7 | 13 | 4 | 45.3755
2026 | 7 | 13 | 5 | 47.1369
2026 | 7 | 13 | 6 | 49.4774
2026 | 7 | 13 | 7 | 51.2441
2026 | 7 | 13 | 8 | 49.195
2026 | 7 | 13 | 9 | 46.9157
2026 | 7 | 13 | 10 | 50.5056
2026 | 7 | 13 | 11 | 50.6923
2026 | 7 | 13 | 12 | 50.5631
2026 | 7 | 13 | 13 | 52.1374
2026 | 7 | 13 | 14 | 51.6597
2026 | 7 | 13 | 15 | 51.1829
2026 | 7 | 13 | 16 | 48.3777
2026 | 7 | 13 | 17 | 50.9165
2026 | 7 | 13 | 18 | 61.1111
2026 | 7 | 13 | 19 | 67.0715
2026 | 7 | 13 | 20 | 67.7711
2026 | 7 | 13 | 21 | 67.1509
2026 | 7 | 13 | 22 | 62.5724
2026 | 7 | 13 | 23 | 56.3597
2026 | 7 | 14 | 0 | 53.3671
2026 | 7 | 14 | 1 | 47.5089
2026 | 7 | 14 | 2 | 46.3478
2026 | 7 | 14 | 3 | 45.9677
2026 | 7 | 14 | 4 | 46.2221
2026 | 7 | 14 | 5 | 47.8693
2026 | 7 | 14 | 6 | 50.5201
2026 | 7 | 14 | 7 | 53.2329
2026 | 7 | 14 | 8 | 52.6958
2026 | 7 | 14 | 9 | 49.1775
2026 | 7 | 14 | 10 | 49.2411
2026 | 7 | 14 | 11 | 47.5475
2026 | 7 | 14 | 12 | 54.2226
2026 | 7 | 14 | 13 | 54.5218
2026 | 7 | 14 | 14 | 53.1824
2026 | 7 | 14 | 15 | 53.0644
2026 | 7 | 14 | 16 | 56.7778
2026 | 7 | 14 | 17 | 60.4066
2026 | 7 | 14 | 18 | 68.2205
2026 | 7 | 14 | 19 | 64.7218
2026 | 7 | 14 | 20 | 64.5125
2026 | 7 | 14 | 21 | 63.5642
2026 | 7 | 14 | 22 | 59.1707
2026 | 7 | 14 | 23 | 53.6387
2026 | 7 | 15 | 0 | 53.2132
2026 | 7 | 15 | 1 | 52.9047
2026 | 7 | 15 | 2 | 51.3206
2026 | 7 | 15 | 3 | 50.5924
2026 | 7 | 15 | 4 | 50.6132
2026 | 7 | 15 | 5 | 52.1536
2026 | 7 | 15 | 6 | 55.2308
2026 | 7 | 15 | 7 | 58.7455
2026 | 7 | 15 | 8 | 60.0567
2026 | 7 | 15 | 9 | 56.9832
2026 | 7 | 15 | 10 | 55.0423
2026 | 7 | 15 | 11 | 51.8893
2026 | 7 | 15 | 12 | 53.0564
2026 | 7 | 15 | 13 | 54.3746
2026 | 7 | 15 | 14 | 54.1755
2026 | 7 | 15 | 15 | 53.556
2026 | 7 | 15 | 16 | 55.0027
2026 | 7 | 15 | 17 | 62.1778
2026 | 7 | 15 | 18 | 72.6158
2026 | 7 | 15 | 19 | 79.713
2026 | 7 | 15 | 20 | 79.2606
2026 | 7 | 15 | 21 | 77.785
2026 | 7 | 15 | 22 | 71.8147
2026 | 7 | 15 | 23 | 64.3063
2026 | 7 | 16 | 0 | 57.3803
2026 | 7 | 16 | 1 | 52.7
2026 | 7 | 16 | 2 | 50.9908
2026 | 7 | 16 | 3 | 50.2401
2026 | 7 | 16 | 4 | 50.2132
2026 | 7 | 16 | 5 | 51.8461
2026 | 7 | 16 | 6 | 54.7722
2026 | 7 | 16 | 7 | 57.1278
2026 | 7 | 16 | 8 | 55.1055
2026 | 7 | 16 | 9 | 50.9733
2026 | 7 | 16 | 10 | 50.2626
2026 | 7 | 16 | 11 | 48.7877
2026 | 7 | 16 | 12 | 51.2717
2026 | 7 | 16 | 13 | 52.302
2026 | 7 | 16 | 14 | 52.5316
2026 | 7 | 16 | 15 | 51.8943
2026 | 7 | 16 | 16 | 51.7127
2026 | 7 | 16 | 17 | 55.8809
2026 | 7 | 16 | 18 | 65.3278
2026 | 7 | 16 | 19 | 73.1817
2026 | 7 | 16 | 20 | 72.9867
2026 | 7 | 16 | 21 | 71.9617
2026 | 7 | 16 | 22 | 66.9093
2026 | 7 | 16 | 23 | 60.1849
2026 | 7 | 17 | 0 | 54.9553
2026 | 7 | 17 | 1 | 49.325
2026 | 7 | 17 | 2 | 47.8406
2026 | 7 | 17 | 3 | 47.1483
2026 | 7 | 17 | 4 | 47.1904
2026 | 7 | 17 | 5 | 48.7215
2026 | 7 | 17 | 6 | 51.1924
2026 | 7 | 17 | 7 | 53.4611
2026 | 7 | 17 | 8 | 53.9749
2026 | 7 | 17 | 9 | 52.312
2026 | 7 | 17 | 10 | 51.5184
2026 | 7 | 17 | 11 | 49.0665
2026 | 7 | 17 | 12 | 50.4118
2026 | 7 | 17 | 13 | 51.5372
2026 | 7 | 17 | 14 | 50.5079
2026 | 7 | 17 | 15 | 48.9905
2026 | 7 | 17 | 16 | 49.4738
2026 | 7 | 17 | 17 | 52.2934
2026 | 7 | 17 | 18 | 61.4691
2026 | 7 | 17 | 19 | 67.5045
2026 | 7 | 17 | 20 | 67.443
2026 | 7 | 17 | 21 | 66.6623
2026 | 7 | 17 | 22 | 62.1502
2026 | 7 | 17 | 23 | 55.8268
2026 | 7 | 18 | 0 | 49.4689
2026 | 7 | 18 | 1 | 47.4824
2026 | 7 | 18 | 2 | 45.7624
2026 | 7 | 18 | 3 | 44.6973
2026 | 7 | 18 | 4 | 44.4158
2026 | 7 | 18 | 5 | 44.7566
2026 | 7 | 18 | 6 | 45.5673
2026 | 7 | 18 | 7 | 46.4915
2026 | 7 | 18 | 8 | 49.4401
2026 | 7 | 18 | 9 | 48.0567
2026 | 7 | 18 | 10 | 46.773
2026 | 7 | 18 | 11 | 45.5329
2026 | 7 | 18 | 12 | 43.5601
2026 | 7 | 18 | 13 | 42.641
2026 | 7 | 18 | 14 | 41.216
2026 | 7 | 18 | 15 | 42.5024
2026 | 7 | 18 | 16 | 42.8771
2026 | 7 | 18 | 17 | 48.5361
2026 | 7 | 18 | 18 | 61.2683
2026 | 7 | 18 | 19 | 66.8726
2026 | 7 | 18 | 20 | 66.2549
2026 | 7 | 18 | 21 | 65.0012
2026 | 7 | 18 | 22 | 60.8171
2026 | 7 | 18 | 23 | 55.3163
2026 | 7 | 19 | 0 | 48.1977
2026 | 7 | 19 | 1 | 44.9581
2026 | 7 | 19 | 2 | 43.1445
2026 | 7 | 19 | 3 | 42.0197
2026 | 7 | 19 | 4 | 41.7929
2026 | 7 | 19 | 5 | 41.8235
2026 | 7 | 19 | 6 | 41.6215
2026 | 7 | 19 | 7 | 40.993
2026 | 7 | 19 | 8 | 39.9508
2026 | 7 | 19 | 9 | 35.6954
2026 | 7 | 19 | 10 | 35.4783
2026 | 7 | 19 | 11 | 34.9623
2026 | 7 | 19 | 12 | 38.769
2026 | 7 | 19 | 13 | 39.029
2026 | 7 | 19 | 14 | 39.0914
2026 | 7 | 19 | 15 | 40.4768
2026 | 7 | 19 | 16 | 42.0423
2026 | 7 | 19 | 17 | 49.1413
2026 | 7 | 19 | 18 | 59.3608
2026 | 7 | 19 | 19 | 63.3618
2026 | 7 | 19 | 20 | 63.6837
2026 | 7 | 19 | 21 | 62.3236
2026 | 7 | 19 | 22 | 57.5499
2026 | 7 | 19 | 23 | 52.2024
2026 | 7 | 20 | 0 | 48.5746
2026 | 7 | 20 | 1 | 42.3177
2026 | 7 | 20 | 2 | 41.6587
2026 | 7 | 20 | 3 | 41.5304
2026 | 7 | 20 | 4 | 41.9698
2026 | 7 | 20 | 5 | 43.9381
2026 | 7 | 20 | 6 | 46.9725
2026 | 7 | 20 | 7 | 49.9469
2026 | 7 | 20 | 8 | 53.4173
2026 | 7 | 20 | 9 | 53.5933
2026 | 7 | 20 | 10 | 54.3351
2026 | 7 | 20 | 11 | 51.4147
2026 | 7 | 20 | 12 | 53.3203
2026 | 7 | 20 | 13 | 53.764
2026 | 7 | 20 | 14 | 52.5532
2026 | 7 | 20 | 15 | 51.4936
2026 | 7 | 20 | 16 | 53.6384
2026 | 7 | 20 | 17 | 55.294
2026 | 7 | 20 | 18 | 65.5876
2026 | 7 | 20 | 19 | 62.964
2026 | 7 | 20 | 20 | 63.0184
2026 | 7 | 20 | 21 | 61.8169
2026 | 7 | 20 | 22 | 57.1062
2026 | 7 | 20 | 23 | 51.5735
2026 | 7 | 21 | 0 | 49.196
2026 | 7 | 21 | 1 | 50.0912
2026 | 7 | 21 | 2 | 48.7448
2026 | 7 | 21 | 3 | 48.2246
2026 | 7 | 21 | 4 | 48.3669
2026 | 7 | 21 | 5 | 50.0612
2026 | 7 | 21 | 6 | 53.0662
2026 | 7 | 21 | 7 | 57.3817
2026 | 7 | 21 | 8 | 62.2884
2026 | 7 | 21 | 9 | 61.7929
2026 | 7 | 21 | 10 | 58.5675
2026 | 7 | 21 | 11 | 53.6962
2026 | 7 | 21 | 12 | 56.9887
2026 | 7 | 21 | 13 | 57.2348
2026 | 7 | 21 | 14 | 56.4312
2026 | 7 | 21 | 15 | 56.6393
2026 | 7 | 21 | 16 | 63.0126
2026 | 7 | 21 | 17 | 68.7951
2026 | 7 | 21 | 18 | 76.0534
2026 | 7 | 21 | 19 | 76.1605
2026 | 7 | 21 | 20 | 75.7371
2026 | 7 | 21 | 21 | 74.0773
2026 | 7 | 21 | 22 | 68.4362
2026 | 7 | 21 | 23 | 61.5447
2026 | 7 | 22 | 0 | 56.1756
2026 | 7 | 22 | 1 | 52.7354
2026 | 7 | 22 | 2 | 51.0696
2026 | 7 | 22 | 3 | 50.2989
2026 | 7 | 22 | 4 | 50.281
2026 | 7 | 22 | 5 | 51.9571
2026 | 7 | 22 | 6 | 54.6489
2026 | 7 | 22 | 7 | 57.5721
2026 | 7 | 22 | 8 | 57.6882
2026 | 7 | 22 | 9 | 54.5983
2026 | 7 | 22 | 10 | 52.9611
2026 | 7 | 22 | 11 | 50.744
2026 | 7 | 22 | 12 | 53.9136
2026 | 7 | 22 | 13 | 54.5579
2026 | 7 | 22 | 14 | 54.5351
2026 | 7 | 22 | 15 | 53.3742
2026 | 7 | 22 | 16 | 54.7998
2026 | 7 | 22 | 17 | 59.4911
2026 | 7 | 22 | 18 | 69.0945
2026 | 7 | 22 | 19 | 75.5283
2026 | 7 | 22 | 20 | 75.1095
2026 | 7 | 22 | 21 | 73.402
2026 | 7 | 22 | 22 | 67.4931
2026 | 7 | 22 | 23 | 60.4888
2026 | 7 | 23 | 0 | 55.7945
2026 | 7 | 23 | 1 | 56.5454
2026 | 7 | 23 | 2 | 54.6831
2026 | 7 | 23 | 3 | 53.8803
2026 | 7 | 23 | 4 | 53.8041
2026 | 7 | 23 | 5 | 55.2652
2026 | 7 | 23 | 6 | 58.1439
2026 | 7 | 23 | 7 | 61.5284
2026 | 7 | 23 | 8 | 60.9891
2026 | 7 | 23 | 9 | 57.2454
2026 | 7 | 23 | 10 | 55.2932
2026 | 7 | 23 | 11 | 53.1468
2026 | 7 | 23 | 12 | 55.5337
2026 | 7 | 23 | 13 | 57.1053
2026 | 7 | 23 | 14 | 57.6915
2026 | 7 | 23 | 15 | 57.9669
2026 | 7 | 23 | 16 | 62.2575
2026 | 7 | 23 | 17 | 72.1743
2026 | 7 | 23 | 18 | 79.915
2026 | 7 | 23 | 19 | 85.2087
2026 | 7 | 23 | 20 | 84.4807
2026 | 7 | 23 | 21 | 82.7652
2026 | 7 | 23 | 22 | 76.7781
2026 | 7 | 23 | 23 | 69.1451
2026 | 7 | 24 | 0 | 62.6395
2026 | 7 | 24 | 1 | 60.7104
2026 | 7 | 24 | 2 | 58.4711
2026 | 7 | 24 | 3 | 57.1672
2026 | 7 | 24 | 4 | 56.818
2026 | 7 | 24 | 5 | 58.1961
2026 | 7 | 24 | 6 | 61.3188
2026 | 7 | 24 | 7 | 65.3358
2026 | 7 | 24 | 8 | 65.2898
2026 | 7 | 24 | 9 | 60.9673
2026 | 7 | 24 | 10 | 57.4697
2026 | 7 | 24 | 11 | 55.0572
2026 | 7 | 24 | 12 | 57.8507
2026 | 7 | 24 | 13 | 58.5882
2026 | 7 | 24 | 14 | 58.4161
2026 | 7 | 24 | 15 | 58.3291
2026 | 7 | 24 | 16 | 63.3348
2026 | 7 | 24 | 17 | 72.5441
2026 | 7 | 24 | 18 | 82.2415
2026 | 7 | 24 | 19 | 81.6926
2026 | 7 | 24 | 20 | 80.1196
2026 | 7 | 24 | 21 | 78.2419
2026 | 7 | 24 | 22 | 73.2407
2026 | 7 | 24 | 23 | 66.4207
2026 | 7 | 25 | 0 | 62.9398
2026 | 7 | 25 | 1 | 59.8672
2026 | 7 | 25 | 2 | 57.2235
2026 | 7 | 25 | 3 | 55.4494
2026 | 7 | 25 | 4 | 54.5789
2026 | 7 | 25 | 5 | 54.55
2026 | 7 | 25 | 6 | 55.2423
2026 | 7 | 25 | 7 | 57.4116
2026 | 7 | 25 | 8 | 59.6482
2026 | 7 | 25 | 9 | 58.0666
2026 | 7 | 25 | 10 | 54.9881
2026 | 7 | 25 | 11 | 52.8025
2026 | 7 | 25 | 12 | 52.5537
2026 | 7 | 25 | 13 | 52.6605
2026 | 7 | 25 | 14 | 53.6031
2026 | 7 | 25 | 15 | 54.6719
2026 | 7 | 25 | 16 | 60.9352
2026 | 7 | 25 | 17 | 74.2996
2026 | 7 | 25 | 18 | 85.6451
2026 | 7 | 25 | 19 | 85.4446
2026 | 7 | 25 | 20 | 82.7944
2026 | 7 | 25 | 21 | 80.0483
2026 | 7 | 25 | 22 | 74.4668
2026 | 7 | 25 | 23 | 67.698
2026 | 7 | 26 | 0 | 61.6887
2026 | 7 | 26 | 1 | 57.4606
2026 | 7 | 26 | 2 | 54.9191
2026 | 7 | 26 | 3 | 53.2246
2026 | 7 | 26 | 4 | 52.4341
2026 | 7 | 26 | 5 | 52.3892
2026 | 7 | 26 | 6 | 52.6344
2026 | 7 | 26 | 7 | 54.6137
2026 | 7 | 26 | 8 | 60.2751
2026 | 7 | 26 | 9 | 60.1313
2026 | 7 | 26 | 10 | 54.1384
2026 | 7 | 26 | 11 | 49.7235
2026 | 7 | 26 | 12 | 51.7298
2026 | 7 | 26 | 13 | 52.1854
2026 | 7 | 26 | 14 | 52.1409
2026 | 7 | 26 | 15 | 53.0939
2026 | 7 | 26 | 16 | 58.7918
2026 | 7 | 26 | 17 | 68.8434
2026 | 7 | 26 | 18 | 78.1849
2026 | 7 | 26 | 19 | 80.8871
2026 | 7 | 26 | 20 | 78.895
2026 | 7 | 26 | 21 | 75.9798
2026 | 7 | 26 | 22 | 69.7743
2026 | 7 | 26 | 23 | 62.9529
2026 | 7 | 27 | 0 | 56.6483
2026 | 7 | 27 | 1 | 51.6849
2026 | 7 | 27 | 2 | 50.3098
2026 | 7 | 27 | 3 | 49.6234
2026 | 7 | 27 | 4 | 49.7475
2026 | 7 | 27 | 5 | 51.3294
2026 | 7 | 27 | 6 | 53.5338
2026 | 7 | 27 | 7 | 56.0655
2026 | 7 | 27 | 8 | 54.929
2026 | 7 | 27 | 9 | 50.803
2026 | 7 | 27 | 10 | 50.987
2026 | 7 | 27 | 11 | 51.2719
2026 | 7 | 27 | 12 | 52.2326
2026 | 7 | 27 | 13 | 53.9092
2026 | 7 | 27 | 14 | 54.3097
2026 | 7 | 27 | 15 | 54.0572
2026 | 7 | 27 | 16 | 54.8009
2026 | 7 | 27 | 17 | 61.4957
2026 | 7 | 27 | 18 | 70.6805
2026 | 7 | 27 | 19 | 77.2929
2026 | 7 | 27 | 20 | 76.2141
2026 | 7 | 27 | 21 | 73.7797
2026 | 7 | 27 | 22 | 67.9145
2026 | 7 | 27 | 23 | 61.1717
2026 | 7 | 28 | 0 | 56.8173
2026 | 7 | 28 | 1 | 50.104
2026 | 7 | 28 | 2 | 48.8059
2026 | 7 | 28 | 3 | 48.2195
2026 | 7 | 28 | 4 | 48.3356
2026 | 7 | 28 | 5 | 50.0606
2026 | 7 | 28 | 6 | 52.712
2026 | 7 | 28 | 7 | 55.8542
2026 | 7 | 28 | 8 | 57.6897
2026 | 7 | 28 | 9 | 56.0018
2026 | 7 | 28 | 10 | 55.2345
2026 | 7 | 28 | 11 | 52.625
2026 | 7 | 28 | 12 | 53.1741
2026 | 7 | 28 | 13 | 54.0692
2026 | 7 | 28 | 14 | 53.7801
2026 | 7 | 28 | 15 | 53.4232
2026 | 7 | 28 | 16 | 55.2148
2026 | 7 | 28 | 17 | 58.9479
2026 | 7 | 28 | 18 | 69.0233
2026 | 7 | 28 | 19 | 69.0732
2026 | 7 | 28 | 20 | 68.9219
2026 | 7 | 28 | 21 | 67.1918
2026 | 7 | 28 | 22 | 62.3115
2026 | 7 | 28 | 23 | 56.4248
2026 | 7 | 29 | 0 | 51.4468
2026 | 7 | 29 | 1 | 50.2131
2026 | 7 | 29 | 2 | 48.9716
2026 | 7 | 29 | 3 | 48.4313
2026 | 7 | 29 | 4 | 48.5718
2026 | 7 | 29 | 5 | 50.2522
2026 | 7 | 29 | 6 | 52.9973
2026 | 7 | 29 | 7 | 56.0176
2026 | 7 | 29 | 8 | 57.694
2026 | 7 | 29 | 9 | 55.8462
2026 | 7 | 29 | 10 | 55.9464
2026 | 7 | 29 | 11 | 53.5536
2026 | 7 | 29 | 12 | 53.4643
2026 | 7 | 29 | 13 | 54.9136
2026 | 7 | 29 | 14 | 54.4773
2026 | 7 | 29 | 15 | 53.3311
2026 | 7 | 29 | 16 | 55.18
2026 | 7 | 29 | 17 | 61.4207
2026 | 7 | 29 | 18 | 70.7841
2026 | 7 | 29 | 19 | 75.0378
2026 | 7 | 29 | 20 | 74.874
2026 | 7 | 29 | 21 | 72.9181
2026 | 7 | 29 | 22 | 67.1271
2026 | 7 | 29 | 23 | 60.3172
2026 | 7 | 30 | 0 | 53.9251
2026 | 7 | 30 | 1 | 51.6838
2026 | 7 | 30 | 2 | 50.1695
2026 | 7 | 30 | 3 | 49.4412
2026 | 7 | 30 | 4 | 49.5301
2026 | 7 | 30 | 5 | 51.3233
2026 | 7 | 30 | 6 | 53.6408
2026 | 7 | 30 | 7 | 56.5367
2026 | 7 | 30 | 8 | 54.9831
2026 | 7 | 30 | 9 | 50.0563
2026 | 7 | 30 | 10 | 49.1319
2026 | 7 | 30 | 11 | 48.4032
2026 | 7 | 30 | 12 | 51.1374
2026 | 7 | 30 | 13 | 52.4052
2026 | 7 | 30 | 14 | 52.8002
2026 | 7 | 30 | 15 | 52.0536
2026 | 7 | 30 | 16 | 52.8485
2026 | 7 | 30 | 17 | 59.7522
2026 | 7 | 30 | 18 | 69.929
2026 | 7 | 30 | 19 | 75.5102
2026 | 7 | 30 | 20 | 75.2576
2026 | 7 | 30 | 21 | 73.3739
2026 | 7 | 30 | 22 | 67.8919
2026 | 7 | 30 | 23 | 61.1013
2026 | 7 | 31 | 0 | 57.2679
2026 | 7 | 31 | 1 | 52.5669
2026 | 7 | 31 | 2 | 50.8963
2026 | 7 | 31 | 3 | 50.1053
2026 | 7 | 31 | 4 | 50.1036
2026 | 7 | 31 | 5 | 51.7038
2026 | 7 | 31 | 6 | 54.0349
2026 | 7 | 31 | 7 | 56.9914
2026 | 7 | 31 | 8 | 54.9307
2026 | 7 | 31 | 9 | 49.2845
2026 | 7 | 31 | 10 | 47.5082
2026 | 7 | 31 | 11 | 46.72
2026 | 7 | 31 | 12 | 49.4346
2026 | 7 | 31 | 13 | 50.7256
2026 | 7 | 31 | 14 | 50.4486
2026 | 7 | 31 | 15 | 49.1748
2026 | 7 | 31 | 16 | 51.1641
2026 | 7 | 31 | 17 | 57.9272
2026 | 7 | 31 | 18 | 70.033
2026 | 7 | 31 | 19 | 77.6204
2026 | 7 | 31 | 20 | 77.1765
2026 | 7 | 31 | 21 | 74.9939
2026 | 7 | 31 | 22 | 69.2332
2026 | 7 | 31 | 23 | 62.0083
2026 | 8 | 1 | 0 | 56.109
2026 | 8 | 1 | 1 | 51.6543
2026 | 8 | 1 | 2 | 49.4141
2026 | 8 | 1 | 3 | 48.1836
2026 | 8 | 1 | 4 | 47.6864
2026 | 8 | 1 | 5 | 47.5977
2026 | 8 | 1 | 6 | 47.5015
2026 | 8 | 1 | 7 | 48.731
2026 | 8 | 1 | 8 | 49.6226
2026 | 8 | 1 | 9 | 48.6054
2026 | 8 | 1 | 10 | 47.8907
2026 | 8 | 1 | 11 | 46.82
2026 | 8 | 1 | 12 | 46.0423
2026 | 8 | 1 | 13 | 46.6016
2026 | 8 | 1 | 14 | 46.6349
2026 | 8 | 1 | 15 | 48.1162
2026 | 8 | 1 | 16 | 49.1281
2026 | 8 | 1 | 17 | 60.0969
2026 | 8 | 1 | 18 | 75.6288
2026 | 8 | 1 | 19 | 79.0116
2026 | 8 | 1 | 20 | 77.0609
2026 | 8 | 1 | 21 | 74.2056
2026 | 8 | 1 | 22 | 67.9797
2026 | 8 | 1 | 23 | 61.2321
2026 | 8 | 2 | 0 | 55.6037
2026 | 8 | 2 | 1 | 52.2927
2026 | 8 | 2 | 2 | 49.9046
2026 | 8 | 2 | 3 | 48.5963
2026 | 8 | 2 | 4 | 48.0452
2026 | 8 | 2 | 5 | 47.7417
2026 | 8 | 2 | 6 | 47.0293
2026 | 8 | 2 | 7 | 47.4105
2026 | 8 | 2 | 8 | 47.7301
2026 | 8 | 2 | 9 | 46.308
2026 | 8 | 2 | 10 | 45.8045
2026 | 8 | 2 | 11 | 44.9303
2026 | 8 | 2 | 12 | 47.0225
2026 | 8 | 2 | 13 | 48.3102
2026 | 8 | 2 | 14 | 49.2082
2026 | 8 | 2 | 15 | 51.3334
2026 | 8 | 2 | 16 | 55.1128
2026 | 8 | 2 | 17 | 67.527
2026 | 8 | 2 | 18 | 81.3947
2026 | 8 | 2 | 19 | 82.4941
2026 | 8 | 2 | 20 | 80.7918
2026 | 8 | 2 | 21 | 77.898
2026 | 8 | 2 | 22 | 71.0191
2026 | 8 | 2 | 23 | 63.7984
2026 | 8 | 3 | 0 | 57.8278
2026 | 8 | 3 | 1 | 56.223
2026 | 8 | 3 | 2 | 53.6936
2026 | 8 | 3 | 3 | 52.1633
2026 | 8 | 3 | 4 | 51.7756
2026 | 8 | 3 | 5 | 51.9553
2026 | 8 | 3 | 6 | 52.271
2026 | 8 | 3 | 7 | 54.0249
2026 | 8 | 3 | 8 | 55.8163
2026 | 8 | 3 | 9 | 54.3619
2026 | 8 | 3 | 10 | 52.0753
2026 | 8 | 3 | 11 | 53.5607
2026 | 8 | 3 | 12 | 45.7532
2026 | 8 | 3 | 13 | 47.8146
2026 | 8 | 3 | 14 | 51.1852
2026 | 8 | 3 | 15 | 52.6622
2026 | 8 | 3 | 16 | 57.3823
2026 | 8 | 3 | 17 | 69.0385
2026 | 8 | 3 | 18 | 80.5706
2026 | 8 | 3 | 19 | 86.0703
2026 | 8 | 3 | 20 | 85.0079
2026 | 8 | 3 | 21 | 81.4396
2026 | 8 | 3 | 22 | 73.5122
2026 | 8 | 3 | 23 | 65.8069
2026 | 8 | 4 | 0 | 60.8062
2026 | 8 | 4 | 1 | 58.8336
2026 | 8 | 4 | 2 | 56.667
2026 | 8 | 4 | 3 | 55.7917
2026 | 8 | 4 | 4 | 55.6368
2026 | 8 | 4 | 5 | 56.739
2026 | 8 | 4 | 6 | 58.7705
2026 | 8 | 4 | 7 | 61.9255
2026 | 8 | 4 | 8 | 60.6306
2026 | 8 | 4 | 9 | 56.9775
2026 | 8 | 4 | 10 | 55.8404
2026 | 8 | 4 | 11 | 55.0149
2026 | 8 | 4 | 12 | 55.8654
2026 | 8 | 4 | 13 | 57.8248
2026 | 8 | 4 | 14 | 58.1393
2026 | 8 | 4 | 15 | 59.2716
2026 | 8 | 4 | 16 | 62.7545
2026 | 8 | 4 | 17 | 74.0095
2026 | 8 | 4 | 18 | 85.6218
2026 | 8 | 4 | 19 | 88.3731
2026 | 8 | 4 | 20 | 87.0888
2026 | 8 | 4 | 21 | 84.1495
2026 | 8 | 4 | 22 | 77.1768
2026 | 8 | 4 | 23 | 69.4251
2026 | 8 | 5 | 0 | 64.0667
2026 | 8 | 5 | 1 | 58.4122
2026 | 8 | 5 | 2 | 56.2984
2026 | 8 | 5 | 3 | 55.3067
2026 | 8 | 5 | 4 | 55.0986
2026 | 8 | 5 | 5 | 56.2626
2026 | 8 | 5 | 6 | 58.7995
2026 | 8 | 5 | 7 | 62.1825
2026 | 8 | 5 | 8 | 62.288
2026 | 8 | 5 | 9 | 59.4755
2026 | 8 | 5 | 10 | 57.1893
2026 | 8 | 5 | 11 | 55.2048
2026 | 8 | 5 | 12 | 60.4597
2026 | 8 | 5 | 13 | 61.7736
2026 | 8 | 5 | 14 | 61.4256
2026 | 8 | 5 | 15 | 61.517
2026 | 8 | 5 | 16 | 67.1077
2026 | 8 | 5 | 17 | 76.0375
2026 | 8 | 5 | 18 | 83.1284
2026 | 8 | 5 | 19 | 78.6172
2026 | 8 | 5 | 20 | 77.5177
2026 | 8 | 5 | 21 | 74.9801
2026 | 8 | 5 | 22 | 69.0497
2026 | 8 | 5 | 23 | 62.7209
2026 | 8 | 6 | 0 | 60.3831
2026 | 8 | 6 | 1 | 53.5658
2026 | 8 | 6 | 2 | 51.7211
2026 | 8 | 6 | 3 | 50.8575
2026 | 8 | 6 | 4 | 50.7445
2026 | 8 | 6 | 5 | 52.1459
2026 | 8 | 6 | 6 | 53.6916
2026 | 8 | 6 | 7 | 56.153
2026 | 8 | 6 | 8 | 54.1223
2026 | 8 | 6 | 9 | 50.9117
2026 | 8 | 6 | 10 | 50.69
2026 | 8 | 6 | 11 | 48.8489
2026 | 8 | 6 | 12 | 47.7953
2026 | 8 | 6 | 13 | 49.8394
2026 | 8 | 6 | 14 | 51.4115
2026 | 8 | 6 | 15 | 50.7917
2026 | 8 | 6 | 16 | 48.6095
2026 | 8 | 6 | 17 | 52.9133
2026 | 8 | 6 | 18 | 60.8205
2026 | 8 | 6 | 19 | 67.6794
2026 | 8 | 6 | 20 | 68.7219
2026 | 8 | 6 | 21 | 67.5737
2026 | 8 | 6 | 22 | 62.4092
2026 | 8 | 6 | 23 | 56.6401
2026 | 8 | 7 | 0 | 54.6361
2026 | 8 | 7 | 1 | 49.6594
2026 | 8 | 7 | 2 | 48.2533
2026 | 8 | 7 | 3 | 47.8103
2026 | 8 | 7 | 4 | 47.9844
2026 | 8 | 7 | 5 | 49.3819
2026 | 8 | 7 | 6 | 51.0498
2026 | 8 | 7 | 7 | 52.5957
2026 | 8 | 7 | 8 | 48.2012
2026 | 8 | 7 | 9 | 45.1183
2026 | 8 | 7 | 10 | 48.9082
2026 | 8 | 7 | 11 | 49.9736
2026 | 8 | 7 | 12 | 50.75
2026 | 8 | 7 | 13 | 53.1973
2026 | 8 | 7 | 14 | 52.3498
2026 | 8 | 7 | 15 | 51.1151
2026 | 8 | 7 | 16 | 48.7164
2026 | 8 | 7 | 17 | 54.0085
2026 | 8 | 7 | 18 | 64.8864
2026 | 8 | 7 | 19 | 70.9685
2026 | 8 | 7 | 20 | 70.7124
2026 | 8 | 7 | 21 | 68.7932
2026 | 8 | 7 | 22 | 63.3222
2026 | 8 | 7 | 23 | 56.8428
2026 | 8 | 8 | 0 | 52.6826
2026 | 8 | 8 | 1 | 50.5893
2026 | 8 | 8 | 2 | 48.6026
2026 | 8 | 8 | 3 | 47.5362
2026 | 8 | 8 | 4 | 47.2378
2026 | 8 | 8 | 5 | 47.3144
2026 | 8 | 8 | 6 | 47.3312
2026 | 8 | 8 | 7 | 48.4554
2026 | 8 | 8 | 8 | 47.1741
2026 | 8 | 8 | 9 | 43.8367
2026 | 8 | 8 | 10 | 44.7514
2026 | 8 | 8 | 11 | 45.4134
2026 | 8 | 8 | 12 | 44.4951
2026 | 8 | 8 | 13 | 45.2943
2026 | 8 | 8 | 14 | 45.5731
2026 | 8 | 8 | 15 | 49.074
2026 | 8 | 8 | 16 | 50.2661
2026 | 8 | 8 | 17 | 60.3301
2026 | 8 | 8 | 18 | 74.319
2026 | 8 | 8 | 19 | 79.5416
2026 | 8 | 8 | 20 | 77.8011
2026 | 8 | 8 | 21 | 75.1372
2026 | 8 | 8 | 22 | 69.3979
2026 | 8 | 8 | 23 | 63.1506
2026 | 8 | 9 | 0 | 57.8742
2026 | 8 | 9 | 1 | 50.4243
2026 | 8 | 9 | 2 | 48.1255
2026 | 8 | 9 | 3 | 46.8912
2026 | 8 | 9 | 4 | 46.3689
2026 | 8 | 9 | 5 | 46.023
2026 | 8 | 9 | 6 | 45.2859
2026 | 8 | 9 | 7 | 45.1557
2026 | 8 | 9 | 8 | 43.6662
2026 | 8 | 9 | 9 | 40.2994
2026 | 8 | 9 | 10 | 40.7775
2026 | 8 | 9 | 11 | 40.5227
2026 | 8 | 9 | 12 | 44.9839
2026 | 8 | 9 | 13 | 45.9773
2026 | 8 | 9 | 14 | 46.3842
2026 | 8 | 9 | 15 | 47.6033
2026 | 8 | 9 | 16 | 52.5856
2026 | 8 | 9 | 17 | 65.3925
2026 | 8 | 9 | 18 | 77.9288
2026 | 8 | 9 | 19 | 78.7838
2026 | 8 | 9 | 20 | 77.3852
2026 | 8 | 9 | 21 | 74.172
2026 | 8 | 9 | 22 | 67.5075
2026 | 8 | 9 | 23 | 60.8846
2026 | 8 | 10 | 0 | 55.7607
2026 | 8 | 10 | 1 | 51.8246
2026 | 8 | 10 | 2 | 50.3317
2026 | 8 | 10 | 3 | 49.8016
2026 | 8 | 10 | 4 | 49.8991
2026 | 8 | 10 | 5 | 51.3761
2026 | 8 | 10 | 6 | 53.9894
2026 | 8 | 10 | 7 | 57.689
2026 | 8 | 10 | 8 | 57.9274
2026 | 8 | 10 | 9 | 54.0357
2026 | 8 | 10 | 10 | 52.202
2026 | 8 | 10 | 11 | 51.2359
2026 | 8 | 10 | 12 | 55.4248
2026 | 8 | 10 | 13 | 56.6793
2026 | 8 | 10 | 14 | 56.345
2026 | 8 | 10 | 15 | 56.4927
2026 | 8 | 10 | 16 | 61.4686
2026 | 8 | 10 | 17 | 70.0331
2026 | 8 | 10 | 18 | 80.3071
2026 | 8 | 10 | 19 | 78.866
2026 | 8 | 10 | 20 | 78.1296
2026 | 8 | 10 | 21 | 75.158
2026 | 8 | 10 | 22 | 68.854
2026 | 8 | 10 | 23 | 62.4063
2026 | 8 | 11 | 0 | 58.6387
2026 | 8 | 11 | 1 | 55.1373
2026 | 8 | 11 | 2 | 53.3669
2026 | 8 | 11 | 3 | 52.7305
2026 | 8 | 11 | 4 | 52.6184
2026 | 8 | 11 | 5 | 54.0247
2026 | 8 | 11 | 6 | 56.3187
2026 | 8 | 11 | 7 | 60.228
2026 | 8 | 11 | 8 | 62.1544
2026 | 8 | 11 | 9 | 59.835
2026 | 8 | 11 | 10 | 57.3134
2026 | 8 | 11 | 11 | 54.4557
2026 | 8 | 11 | 12 | 56.1666
2026 | 8 | 11 | 13 | 57.217
2026 | 8 | 11 | 14 | 56.7951
2026 | 8 | 11 | 15 | 57.2652
2026 | 8 | 11 | 16 | 62.273
2026 | 8 | 11 | 17 | 69.7931
2026 | 8 | 11 | 18 | 75.6236
2026 | 8 | 11 | 19 | 75.6556
2026 | 8 | 11 | 20 | 75.0628
2026 | 8 | 11 | 21 | 72.4024
2026 | 8 | 11 | 22 | 66.7027
2026 | 8 | 11 | 23 | 60.6836
2026 | 8 | 12 | 0 | 56.5971
2026 | 8 | 12 | 1 | 51.3903
2026 | 8 | 12 | 2 | 49.8925
2026 | 8 | 12 | 3 | 49.3621
2026 | 8 | 12 | 4 | 49.3445
2026 | 8 | 12 | 5 | 50.8782
2026 | 8 | 12 | 6 | 53.812
2026 | 8 | 12 | 7 | 57.2371
2026 | 8 | 12 | 8 | 59.4763
2026 | 8 | 12 | 9 | 58.8396
2026 | 8 | 12 | 10 | 58.1662
2026 | 8 | 12 | 11 | 54.5922
2026 | 8 | 12 | 12 | 53.7817
2026 | 8 | 12 | 13 | 55.0748
2026 | 8 | 12 | 14 | 54.7519
2026 | 8 | 12 | 15 | 53.5281
2026 | 8 | 12 | 16 | 53.8544
2026 | 8 | 12 | 17 | 57.6405
2026 | 8 | 12 | 18 | 65.9445
2026 | 8 | 12 | 19 | 64.5719
2026 | 8 | 12 | 20 | 64.5334
2026 | 8 | 12 | 21 | 62.3159
2026 | 8 | 12 | 22 | 57.2748
2026 | 8 | 12 | 23 | 52.3023
2026 | 8 | 13 | 0 | 50.7871
2026 | 8 | 13 | 1 | 47.6838
2026 | 8 | 13 | 2 | 46.4725
2026 | 8 | 13 | 3 | 46.154
2026 | 8 | 13 | 4 | 46.3775
2026 | 8 | 13 | 5 | 48.0424
2026 | 8 | 13 | 6 | 50.3899
2026 | 8 | 13 | 7 | 53.2682
2026 | 8 | 13 | 8 | 54.0794
2026 | 8 | 13 | 9 | 52.9312
2026 | 8 | 13 | 10 | 53.6152
2026 | 8 | 13 | 11 | 51.497
2026 | 8 | 13 | 12 | 52.0701
2026 | 8 | 13 | 13 | 53.7215
2026 | 8 | 13 | 14 | 53.4811
2026 | 8 | 13 | 15 | 52.5448
2026 | 8 | 13 | 16 | 52.4294
2026 | 8 | 13 | 17 | 56.5669
2026 | 8 | 13 | 18 | 65.3815
2026 | 8 | 13 | 19 | 68.3743
2026 | 8 | 13 | 20 | 68.5467
2026 | 8 | 13 | 21 | 66.2147
2026 | 8 | 13 | 22 | 60.647
2026 | 8 | 13 | 23 | 54.7684
2026 | 8 | 14 | 0 | 50.924
2026 | 8 | 14 | 1 | 47.8388
2026 | 8 | 14 | 2 | 46.5401
2026 | 8 | 14 | 3 | 46.0718
2026 | 8 | 14 | 4 | 46.257
2026 | 8 | 14 | 5 | 47.8923
2026 | 8 | 14 | 6 | 49.8936
2026 | 8 | 14 | 7 | 52.7751
2026 | 8 | 14 | 8 | 51.1391
2026 | 8 | 14 | 9 | 47.6574
2026 | 8 | 14 | 10 | 48.3899
2026 | 8 | 14 | 11 | 47.8973
2026 | 8 | 14 | 12 | 51.2153
2026 | 8 | 14 | 13 | 52.5439
2026 | 8 | 14 | 14 | 51.2944
2026 | 8 | 14 | 15 | 49.6992
2026 | 8 | 14 | 16 | 50.2283
2026 | 8 | 14 | 17 | 54.7755
2026 | 8 | 14 | 18 | 63.6015
2026 | 8 | 14 | 19 | 68.9988
2026 | 8 | 14 | 20 | 69.0258
2026 | 8 | 14 | 21 | 66.715
2026 | 8 | 14 | 22 | 61.2982
2026 | 8 | 14 | 23 | 55.1639
2026 | 8 | 15 | 0 | 51.6639
2026 | 8 | 15 | 1 | 48.4485
2026 | 8 | 15 | 2 | 46.5393
2026 | 8 | 15 | 3 | 45.5287
2026 | 8 | 15 | 4 | 45.2009
2026 | 8 | 15 | 5 | 45.2673
2026 | 8 | 15 | 6 | 45.042
2026 | 8 | 15 | 7 | 46.1964
2026 | 8 | 15 | 8 | 45.1965
2026 | 8 | 15 | 9 | 40.3453
2026 | 8 | 15 | 10 | 40.3482
2026 | 8 | 15 | 11 | 41.0464
2026 | 8 | 15 | 12 | 43.1959
2026 | 8 | 15 | 13 | 43.1124
2026 | 8 | 15 | 14 | 42.9946
2026 | 8 | 15 | 15 | 44.5219
2026 | 8 | 15 | 16 | 47.964
2026 | 8 | 15 | 17 | 58.481
2026 | 8 | 15 | 18 | 71.3228
2026 | 8 | 15 | 19 | 74.663
2026 | 8 | 15 | 20 | 73.3224
2026 | 8 | 15 | 21 | 69.891
2026 | 8 | 15 | 22 | 64.0906
2026 | 8 | 15 | 23 | 58.3032
2026 | 8 | 16 | 0 | 53.8302
2026 | 8 | 16 | 1 | 48.9627
2026 | 8 | 16 | 2 | 46.8578
2026 | 8 | 16 | 3 | 45.6982
2026 | 8 | 16 | 4 | 45.2452
2026 | 8 | 16 | 5 | 45.0484
2026 | 8 | 16 | 6 | 44.4506
2026 | 8 | 16 | 7 | 44.5868
2026 | 8 | 16 | 8 | 43.2216
2026 | 8 | 16 | 9 | 38.3172
2026 | 8 | 16 | 10 | 38.2752
2026 | 8 | 16 | 11 | 38.4336
2026 | 8 | 16 | 12 | 41.8515
2026 | 8 | 16 | 13 | 42.9349
2026 | 8 | 16 | 14 | 43.3709
2026 | 8 | 16 | 15 | 44.0879
2026 | 8 | 16 | 16 | 47.2627
2026 | 8 | 16 | 17 | 59.0066
2026 | 8 | 16 | 18 | 74.1343
2026 | 8 | 16 | 19 | 76.5285
2026 | 8 | 16 | 20 | 75.1814
2026 | 8 | 16 | 21 | 71.1922
2026 | 8 | 16 | 22 | 64.3112
2026 | 8 | 16 | 23 | 57.9468
2026 | 8 | 17 | 0 | 52.815
2026 | 8 | 17 | 1 | 49.3186
2026 | 8 | 17 | 2 | 48.0652
2026 | 8 | 17 | 3 | 47.7042
2026 | 8 | 17 | 4 | 47.9151
2026 | 8 | 17 | 5 | 49.5601
2026 | 8 | 17 | 6 | 51.8244
2026 | 8 | 17 | 7 | 54.8562
2026 | 8 | 17 | 8 | 52.5256
2026 | 8 | 17 | 9 | 46.7611
2026 | 8 | 17 | 10 | 47.0478
2026 | 8 | 17 | 11 | 48.106
2026 | 8 | 17 | 12 | 51.2891
2026 | 8 | 17 | 13 | 52.8068
2026 | 8 | 17 | 14 | 52.6514
2026 | 8 | 17 | 15 | 52.2273
2026 | 8 | 17 | 16 | 55.1771
2026 | 8 | 17 | 17 | 63.1861
2026 | 8 | 17 | 18 | 75.3834
2026 | 8 | 17 | 19 | 77.409
2026 | 8 | 17 | 20 | 77.1806
2026 | 8 | 17 | 21 | 73.8559
2026 | 8 | 17 | 22 | 67.3558
2026 | 8 | 17 | 23 | 60.9324
2026 | 8 | 18 | 0 | 56.4861
2026 | 8 | 18 | 1 | 51.1912
2026 | 8 | 18 | 2 | 49.7014
2026 | 8 | 18 | 3 | 49.2401
2026 | 8 | 18 | 4 | 49.3447
2026 | 8 | 18 | 5 | 50.934
2026 | 8 | 18 | 6 | 53.176
2026 | 8 | 18 | 7 | 56.2841
2026 | 8 | 18 | 8 | 54.2343
2026 | 8 | 18 | 9 | 49.077
2026 | 8 | 18 | 10 | 48.7702
2026 | 8 | 18 | 11 | 48.5988
2026 | 8 | 18 | 12 | 51.3688
2026 | 8 | 18 | 13 | 52.6751
2026 | 8 | 18 | 14 | 52.487
2026 | 8 | 18 | 15 | 52.2491
2026 | 8 | 18 | 16 | 55.1209
2026 | 8 | 18 | 17 | 61.6538
2026 | 8 | 18 | 18 | 74.7016
2026 | 8 | 18 | 19 | 73.7292
2026 | 8 | 18 | 20 | 73.8173
2026 | 8 | 18 | 21 | 70.6545
2026 | 8 | 18 | 22 | 64.5889
2026 | 8 | 18 | 23 | 58.5417
2026 | 8 | 19 | 0 | 54.3606
2026 | 8 | 19 | 1 | 49.2276
2026 | 8 | 19 | 2 | 47.9789
2026 | 8 | 19 | 3 | 47.5811
2026 | 8 | 19 | 4 | 47.7607
2026 | 8 | 19 | 5 | 49.3755
2026 | 8 | 19 | 6 | 52.1856
2026 | 8 | 19 | 7 | 56.5288
2026 | 8 | 19 | 8 | 60.5901
2026 | 8 | 19 | 9 | 58.9927
2026 | 8 | 19 | 10 | 55.8493
2026 | 8 | 19 | 11 | 51.8579
2026 | 8 | 19 | 12 | 52.8776
2026 | 8 | 19 | 13 | 54.4894
2026 | 8 | 19 | 14 | 53.9982
2026 | 8 | 19 | 15 | 52.7765
2026 | 8 | 19 | 16 | 55.7039
2026 | 8 | 19 | 17 | 62.1598
2026 | 8 | 19 | 18 | 69.0354
2026 | 8 | 19 | 19 | 70.9997
2026 | 8 | 19 | 20 | 71.0292
2026 | 8 | 19 | 21 | 67.8363
2026 | 8 | 19 | 22 | 61.6667
2026 | 8 | 19 | 23 | 55.7834
2026 | 8 | 20 | 0 | 51.691
2026 | 8 | 20 | 1 | 47.5594
2026 | 8 | 20 | 2 | 46.3849
2026 | 8 | 20 | 3 | 46.0477
2026 | 8 | 20 | 4 | 46.2645
2026 | 8 | 20 | 5 | 48.118
2026 | 8 | 20 | 6 | 50.8675
2026 | 8 | 20 | 7 | 53.7572
2026 | 8 | 20 | 8 | 52.3114
2026 | 8 | 20 | 9 | 48.5425
2026 | 8 | 20 | 10 | 49.6327
2026 | 8 | 20 | 11 | 48.9447
2026 | 8 | 20 | 12 | 49.769
2026 | 8 | 20 | 13 | 51.2536
2026 | 8 | 20 | 14 | 51.3065
2026 | 8 | 20 | 15 | 50.0842
2026 | 8 | 20 | 16 | 49.9494
2026 | 8 | 20 | 17 | 54.8458
2026 | 8 | 20 | 18 | 64.6182
2026 | 8 | 20 | 19 | 68.7901
2026 | 8 | 20 | 20 | 69.0542
2026 | 8 | 20 | 21 | 66.0896
2026 | 8 | 20 | 22 | 60.2732
2026 | 8 | 20 | 23 | 54.4573
2026 | 8 | 21 | 0 | 50.7228
2026 | 8 | 21 | 1 | 51.0083
2026 | 8 | 21 | 2 | 49.5749
2026 | 8 | 21 | 3 | 49.0972
2026 | 8 | 21 | 4 | 49.2203
2026 | 8 | 21 | 5 | 50.7868
2026 | 8 | 21 | 6 | 53.6752
2026 | 8 | 21 | 7 | 57.6158
2026 | 8 | 21 | 8 | 56.0549
2026 | 8 | 21 | 9 | 50.9284
2026 | 8 | 21 | 10 | 50.332
2026 | 8 | 21 | 11 | 49.3063
2026 | 8 | 21 | 12 | 54.1176
2026 | 8 | 21 | 13 | 55.152
2026 | 8 | 21 | 14 | 54.1097
2026 | 8 | 21 | 15 | 53.0876
2026 | 8 | 21 | 16 | 58.0119
2026 | 8 | 21 | 17 | 64.6024
2026 | 8 | 21 | 18 | 76.0435
2026 | 8 | 21 | 19 | 75.6032
2026 | 8 | 21 | 20 | 75.6321
2026 | 8 | 21 | 21 | 72.6272
2026 | 8 | 21 | 22 | 66.8479
2026 | 8 | 21 | 23 | 60.5779
2026 | 8 | 22 | 0 | 56.5368
2026 | 8 | 22 | 1 | 52.3623
2026 | 8 | 22 | 2 | 50.2455
2026 | 8 | 22 | 3 | 49.0127
2026 | 8 | 22 | 4 | 48.4407
2026 | 8 | 22 | 5 | 48.4679
2026 | 8 | 22 | 6 | 48.8655
2026 | 8 | 22 | 7 | 50.9562
2026 | 8 | 22 | 8 | 52.2173
2026 | 8 | 22 | 9 | 48.4726
2026 | 8 | 22 | 10 | 47.4377
2026 | 8 | 22 | 11 | 45.7373
2026 | 8 | 22 | 12 | 44.3416
2026 | 8 | 22 | 13 | 45.076
2026 | 8 | 22 | 14 | 44.9521
2026 | 8 | 22 | 15 | 46.3576
2026 | 8 | 22 | 16 | 51.3865
2026 | 8 | 22 | 17 | 64.5454
2026 | 8 | 22 | 18 | 76.3728
2026 | 8 | 22 | 19 | 80.5224
2026 | 8 | 22 | 20 | 78.5756
2026 | 8 | 22 | 21 | 74.3355
2026 | 8 | 22 | 22 | 68.0285
2026 | 8 | 22 | 23 | 62.0543
2026 | 8 | 23 | 0 | 55.6287
2026 | 8 | 23 | 1 | 54.4213
2026 | 8 | 23 | 2 | 52.0403
2026 | 8 | 23 | 3 | 50.6944
2026 | 8 | 23 | 4 | 50.0709
2026 | 8 | 23 | 5 | 49.8833
2026 | 8 | 23 | 6 | 49.5139
2026 | 8 | 23 | 7 | 51.0241
2026 | 8 | 23 | 8 | 50.4936
2026 | 8 | 23 | 9 | 44.8952
2026 | 8 | 23 | 10 | 42.9194
2026 | 8 | 23 | 11 | 42.8555
2026 | 8 | 23 | 12 | 46.5578
2026 | 8 | 23 | 13 | 47.278
2026 | 8 | 23 | 14 | 49.2112
2026 | 8 | 23 | 15 | 50.3463
2026 | 8 | 23 | 16 | 57.8692
2026 | 8 | 23 | 17 | 72.6376
2026 | 8 | 23 | 18 | 84.3499
2026 | 8 | 23 | 19 | 85.8028
2026 | 8 | 23 | 20 | 83.7224
2026 | 8 | 23 | 21 | 78.584
2026 | 8 | 23 | 22 | 70.9435
2026 | 8 | 23 | 23 | 63.9987
2026 | 8 | 24 | 0 | 59.9062
2026 | 8 | 24 | 1 | 55.9533
2026 | 8 | 24 | 2 | 54.3121
2026 | 8 | 24 | 3 | 53.591
2026 | 8 | 24 | 4 | 53.55
2026 | 8 | 24 | 5 | 55.1335
2026 | 8 | 24 | 6 | 57.8979
2026 | 8 | 24 | 7 | 62.4858
2026 | 8 | 24 | 8 | 62.5513
2026 | 8 | 24 | 9 | 56.2675
2026 | 8 | 24 | 10 | 53.5553
2026 | 8 | 24 | 11 | 52.9352
2026 | 8 | 24 | 12 | 54.8446
2026 | 8 | 24 | 13 | 56.1625
2026 | 8 | 24 | 14 | 56.3282
2026 | 8 | 24 | 15 | 56.6449
2026 | 8 | 24 | 16 | 62.8852
2026 | 8 | 24 | 17 | 73.885
2026 | 8 | 24 | 18 | 84.0887
2026 | 8 | 24 | 19 | 83.7914
2026 | 8 | 24 | 20 | 82.6781
2026 | 8 | 24 | 21 | 78.2401
2026 | 8 | 24 | 22 | 71.4795
2026 | 8 | 24 | 23 | 65.0476
2026 | 8 | 25 | 0 | 61.3466
2026 | 8 | 25 | 1 | 54.2613
2026 | 8 | 25 | 2 | 52.6088
2026 | 8 | 25 | 3 | 51.9301
2026 | 8 | 25 | 4 | 51.8828
2026 | 8 | 25 | 5 | 53.4557
2026 | 8 | 25 | 6 | 56.2096
2026 | 8 | 25 | 7 | 61.4454
2026 | 8 | 25 | 8 | 63.7226
2026 | 8 | 25 | 9 | 58.3587
2026 | 8 | 25 | 10 | 52.3996
2026 | 8 | 25 | 11 | 47.7958
2026 | 8 | 25 | 12 | 47.8401
2026 | 8 | 25 | 13 | 49.1783
2026 | 8 | 25 | 14 | 49.6662
2026 | 8 | 25 | 15 | 50.514
2026 | 8 | 25 | 16 | 53.89
2026 | 8 | 25 | 17 | 61.2207
2026 | 8 | 25 | 18 | 67.8258
2026 | 8 | 25 | 19 | 72.178
2026 | 8 | 25 | 20 | 72.4829
2026 | 8 | 25 | 21 | 68.9893
2026 | 8 | 25 | 22 | 63.2542
2026 | 8 | 25 | 23 | 57.9446
2026 | 8 | 26 | 0 | 54.7977
2026 | 8 | 26 | 1 | 50.7668
2026 | 8 | 26 | 2 | 49.6213
2026 | 8 | 26 | 3 | 49.2616
2026 | 8 | 26 | 4 | 49.5809
2026 | 8 | 26 | 5 | 51.2244
2026 | 8 | 26 | 6 | 54.4809
2026 | 8 | 26 | 7 | 57.9695
2026 | 8 | 26 | 8 | 56.1644
2026 | 8 | 26 | 9 | 51.49
2026 | 8 | 26 | 10 | 52.739
2026 | 8 | 26 | 11 | 51.1597
2026 | 8 | 26 | 12 | 51.0259
2026 | 8 | 26 | 13 | 53.1695
2026 | 8 | 26 | 14 | 53.1554
2026 | 8 | 26 | 15 | 52.7999
2026 | 8 | 26 | 16 | 54.0068
2026 | 8 | 26 | 17 | 61.0732
2026 | 8 | 26 | 18 | 72.8908
2026 | 8 | 26 | 19 | 73.1789
2026 | 8 | 26 | 20 | 72.8623
2026 | 8 | 26 | 21 | 68.9251
2026 | 8 | 26 | 22 | 62.9298
2026 | 8 | 26 | 23 | 57.4032
2026 | 8 | 27 | 0 | 53.7598
2026 | 8 | 27 | 1 | 47.4303
2026 | 8 | 27 | 2 | 46.5113
2026 | 8 | 27 | 3 | 46.2079
2026 | 8 | 27 | 4 | 46.4905
2026 | 8 | 27 | 5 | 48.4925
2026 | 8 | 27 | 6 | 51.9422
2026 | 8 | 27 | 7 | 55.4169
2026 | 8 | 27 | 8 | 54.5897
2026 | 8 | 27 | 9 | 50.4669
2026 | 8 | 27 | 10 | 52.8722
2026 | 8 | 27 | 11 | 51.7919
2026 | 8 | 27 | 12 | 52.1513
2026 | 8 | 27 | 13 | 52.9319
2026 | 8 | 27 | 14 | 52.3894
2026 | 8 | 27 | 15 | 51.5465
2026 | 8 | 27 | 16 | 51.8938
2026 | 8 | 27 | 17 | 56.1428
2026 | 8 | 27 | 18 | 64.5605
2026 | 8 | 27 | 19 | 67.67
2026 | 8 | 27 | 20 | 67.7956
2026 | 8 | 27 | 21 | 64.7091
2026 | 8 | 27 | 22 | 59.4802
2026 | 8 | 27 | 23 | 54.3065
2026 | 8 | 28 | 0 | 50.6318
2026 | 8 | 28 | 1 | 49.2808
2026 | 8 | 28 | 2 | 48.1428
2026 | 8 | 28 | 3 | 47.7892
2026 | 8 | 28 | 4 | 48.0137
2026 | 8 | 28 | 5 | 49.8851
2026 | 8 | 28 | 6 | 53.4647
2026 | 8 | 28 | 7 | 58.2843
2026 | 8 | 28 | 8 | 59.1868
2026 | 8 | 28 | 9 | 54.3007
2026 | 8 | 28 | 10 | 52.4766
2026 | 8 | 28 | 11 | 49.5858
2026 | 8 | 28 | 12 | 50.9031
2026 | 8 | 28 | 13 | 52.0946
2026 | 8 | 28 | 14 | 50.8947
2026 | 8 | 28 | 15 | 49.8934
2026 | 8 | 28 | 16 | 53.3525
2026 | 8 | 28 | 17 | 58.8308
2026 | 8 | 28 | 18 | 66.8437
2026 | 8 | 28 | 19 | 66.5837
2026 | 8 | 28 | 20 | 66.7965
2026 | 8 | 28 | 21 | 63.785
2026 | 8 | 28 | 22 | 59.1018
2026 | 8 | 28 | 23 | 54.1973
2026 | 8 | 29 | 0 | 51.1827
2026 | 8 | 29 | 1 | 50.3655
2026 | 8 | 29 | 2 | 48.5003
2026 | 8 | 29 | 3 | 47.4586
2026 | 8 | 29 | 4 | 47.1043
2026 | 8 | 29 | 5 | 47.2394
2026 | 8 | 29 | 6 | 47.8869
2026 | 8 | 29 | 7 | 50.988
2026 | 8 | 29 | 8 | 52.4676
2026 | 8 | 29 | 9 | 46.4577
2026 | 8 | 29 | 10 | 42.8251
2026 | 8 | 29 | 11 | 40.7579
2026 | 8 | 29 | 12 | 41.2324
2026 | 8 | 29 | 13 | 41.4096
2026 | 8 | 29 | 14 | 41.3648
2026 | 8 | 29 | 15 | 42.8391
2026 | 8 | 29 | 16 | 45.1329
2026 | 8 | 29 | 17 | 56.4347
2026 | 8 | 29 | 18 | 70.8387
2026 | 8 | 29 | 19 | 74.4279
2026 | 8 | 29 | 20 | 72.6585
2026 | 8 | 29 | 21 | 67.9471
2026 | 8 | 29 | 22 | 62.1861
2026 | 8 | 29 | 23 | 56.9614
2026 | 8 | 30 | 0 | 53.6135
2026 | 8 | 30 | 1 | 51.0252
2026 | 8 | 30 | 2 | 48.9711
2026 | 8 | 30 | 3 | 47.7748
2026 | 8 | 30 | 4 | 47.3835
2026 | 8 | 30 | 5 | 47.2994
2026 | 8 | 30 | 6 | 47.3105
2026 | 8 | 30 | 7 | 48.8631
2026 | 8 | 30 | 8 | 48.9732
2026 | 8 | 30 | 9 | 42.6056
2026 | 8 | 30 | 10 | 40.6669
2026 | 8 | 30 | 11 | 39.6776
2026 | 8 | 30 | 12 | 41.7768
2026 | 8 | 30 | 13 | 42.8357
2026 | 8 | 30 | 14 | 42.9099
2026 | 8 | 30 | 15 | 43.9834
2026 | 8 | 30 | 16 | 48.38
2026 | 8 | 30 | 17 | 61.242
2026 | 8 | 30 | 18 | 74.342
2026 | 8 | 30 | 19 | 76.5128
2026 | 8 | 30 | 20 | 75.0215
2026 | 8 | 30 | 21 | 70.0533
2026 | 8 | 30 | 22 | 63.4671
2026 | 8 | 30 | 23 | 57.6825
2026 | 8 | 31 | 0 | 54.3123
2026 | 8 | 31 | 1 | 52.8983
2026 | 8 | 31 | 2 | 51.634
2026 | 8 | 31 | 3 | 51.1495
2026 | 8 | 31 | 4 | 51.3989
2026 | 8 | 31 | 5 | 53.0478
2026 | 8 | 31 | 6 | 55.9415
2026 | 8 | 31 | 7 | 60.1478
2026 | 8 | 31 | 8 | 56.7537
2026 | 8 | 31 | 9 | 47.6088
2026 | 8 | 31 | 10 | 46.7973
2026 | 8 | 31 | 11 | 48.1493
2026 | 8 | 31 | 12 | 50.0608
2026 | 8 | 31 | 13 | 52.441
2026 | 8 | 31 | 14 | 52.409
2026 | 8 | 31 | 15 | 52.9741
2026 | 8 | 31 | 16 | 55.7538
2026 | 8 | 31 | 17 | 67.5253
2026 | 8 | 31 | 18 | 80.2215
2026 | 8 | 31 | 19 | 83.8592
2026 | 8 | 31 | 20 | 82.4699
2026 | 8 | 31 | 21 | 77.3076
2026 | 8 | 31 | 22 | 70.2103
2026 | 8 | 31 | 23 | 63.5929
2026 | 9 | 1 | 0 | 60.7435
2026 | 9 | 1 | 1 | 60.1828
2026 | 9 | 1 | 2 | 58.5073
2026 | 9 | 1 | 3 | 57.98
2026 | 9 | 1 | 4 | 57.8975
2026 | 9 | 1 | 5 | 59.3383
2026 | 9 | 1 | 6 | 62.8466
2026 | 9 | 1 | 7 | 68.7539
2026 | 9 | 1 | 8 | 67.9177
2026 | 9 | 1 | 9 | 62.0655
2026 | 9 | 1 | 10 | 58.7037
2026 | 9 | 1 | 11 | 56.7965
2026 | 9 | 1 | 12 | 60.3628
2026 | 9 | 1 | 13 | 61.7818
2026 | 9 | 1 | 14 | 61.3891
2026 | 9 | 1 | 15 | 61.5037
2026 | 9 | 1 | 16 | 69.0404
2026 | 9 | 1 | 17 | 81.1027
2026 | 9 | 1 | 18 | 90.5839
2026 | 9 | 1 | 19 | 90.7898
2026 | 9 | 1 | 20 | 88.8876
2026 | 9 | 1 | 21 | 83.5102
2026 | 9 | 1 | 22 | 76.3962
2026 | 9 | 1 | 23 | 69.3874
2026 | 9 | 2 | 0 | 66.318
2026 | 9 | 2 | 1 | 62.9978
2026 | 9 | 2 | 2 | 61.1482
2026 | 9 | 2 | 3 | 60.4314
2026 | 9 | 2 | 4 | 60.155
2026 | 9 | 2 | 5 | 61.5498
2026 | 9 | 2 | 6 | 65.7156
2026 | 9 | 2 | 7 | 72.0507
2026 | 9 | 2 | 8 | 72.2159
2026 | 9 | 2 | 9 | 66.716
2026 | 9 | 2 | 10 | 61.9442
2026 | 9 | 2 | 11 | 58.6144
2026 | 9 | 2 | 12 | 58.6348
2026 | 9 | 2 | 13 | 60.8063
2026 | 9 | 2 | 14 | 61.1904
2026 | 9 | 2 | 15 | 60.5027
2026 | 9 | 2 | 16 | 64.6107
2026 | 9 | 2 | 17 | 77.6775
2026 | 9 | 2 | 18 | 92.0411
2026 | 9 | 2 | 19 | 92.9336
2026 | 9 | 2 | 20 | 90.9737
2026 | 9 | 2 | 21 | 85.532
2026 | 9 | 2 | 22 | 78.2087
2026 | 9 | 2 | 23 | 71.028
2026 | 9 | 3 | 0 | 65.3299
2026 | 9 | 3 | 1 | 62.7377
2026 | 9 | 3 | 2 | 60.9162
2026 | 9 | 3 | 3 | 60.2326
2026 | 9 | 3 | 4 | 59.961
2026 | 9 | 3 | 5 | 61.4366
2026 | 9 | 3 | 6 | 65.1843
2026 | 9 | 3 | 7 | 71.1427
2026 | 9 | 3 | 8 | 71.347
2026 | 9 | 3 | 9 | 66.427
2026 | 9 | 3 | 10 | 62.1263
2026 | 9 | 3 | 11 | 58.9108
2026 | 9 | 3 | 12 | 61.2294
2026 | 9 | 3 | 13 | 62.9597
2026 | 9 | 3 | 14 | 62.9425
2026 | 9 | 3 | 15 | 62.8503
2026 | 9 | 3 | 16 | 69.9942
2026 | 9 | 3 | 17 | 81.9598
2026 | 9 | 3 | 18 | 90.8025
2026 | 9 | 3 | 19 | 87.8155
2026 | 9 | 3 | 20 | 85.8857
2026 | 9 | 3 | 21 | 80.7844
2026 | 9 | 3 | 22 | 74.4773
2026 | 9 | 3 | 23 | 68.1688
2026 | 9 | 4 | 0 | 63.9891
2026 | 9 | 4 | 1 | 57.3629
2026 | 9 | 4 | 2 | 55.8213
2026 | 9 | 4 | 3 | 55.2164
2026 | 9 | 4 | 4 | 55.0727
2026 | 9 | 4 | 5 | 56.6421
2026 | 9 | 4 | 6 | 59.6008
2026 | 9 | 4 | 7 | 64.4053
2026 | 9 | 4 | 8 | 62.3592
2026 | 9 | 4 | 9 | 57.1874
2026 | 9 | 4 | 10 | 55.03
2026 | 9 | 4 | 11 | 53.3693
2026 | 9 | 4 | 12 | 53.9935
2026 | 9 | 4 | 13 | 55.8397
2026 | 9 | 4 | 14 | 55.2742
2026 | 9 | 4 | 15 | 53.4794
2026 | 9 | 4 | 16 | 53.321
2026 | 9 | 4 | 17 | 59.2913
2026 | 9 | 4 | 18 | 70.0779
2026 | 9 | 4 | 19 | 71.5478
2026 | 9 | 4 | 20 | 70.1342
2026 | 9 | 4 | 21 | 65.838
2026 | 9 | 4 | 22 | 61.0431
2026 | 9 | 4 | 23 | 56.1403
2026 | 9 | 5 | 0 | 55.0749
2026 | 9 | 5 | 1 | 53.0431
2026 | 9 | 5 | 2 | 51.5455
2026 | 9 | 5 | 3 | 50.823
2026 | 9 | 5 | 4 | 50.6057
2026 | 9 | 5 | 5 | 51.1444
2026 | 9 | 5 | 6 | 51.8396
2026 | 9 | 5 | 7 | 54.8199
2026 | 9 | 5 | 8 | 53.2881
2026 | 9 | 5 | 9 | 46.6299
2026 | 9 | 5 | 10 | 43.8447
2026 | 9 | 5 | 11 | 46.2381
2026 | 9 | 5 | 12 | 45.4191
2026 | 9 | 5 | 13 | 45.6601
2026 | 9 | 5 | 14 | 44.8139
2026 | 9 | 5 | 15 | 45.9154
2026 | 9 | 5 | 16 | 46.1078
2026 | 9 | 5 | 17 | 56.8173
2026 | 9 | 5 | 18 | 70.5392
2026 | 9 | 5 | 19 | 73.5717
2026 | 9 | 5 | 20 | 71.9157
2026 | 9 | 5 | 21 | 66.8209
2026 | 9 | 5 | 22 | 61.6219
2026 | 9 | 5 | 23 | 56.7673
2026 | 9 | 6 | 0 | 54.1161
2026 | 9 | 6 | 1 | 50.305
2026 | 9 | 6 | 2 | 48.8242
2026 | 9 | 6 | 3 | 48.1279
2026 | 9 | 6 | 4 | 47.94
2026 | 9 | 6 | 5 | 48.1838
2026 | 9 | 6 | 6 | 48.5932
2026 | 9 | 6 | 7 | 50.7701
2026 | 9 | 6 | 8 | 48.7844
2026 | 9 | 6 | 9 | 41.9364
2026 | 9 | 6 | 10 | 40.3878
2026 | 9 | 6 | 11 | 41.13
2026 | 9 | 6 | 12 | 42.0188
2026 | 9 | 6 | 13 | 43.6591
2026 | 9 | 6 | 14 | 43.3923
2026 | 9 | 6 | 15 | 45.7082
2026 | 9 | 6 | 16 | 45.7279
2026 | 9 | 6 | 17 | 56.3423
2026 | 9 | 6 | 18 | 73.8498
2026 | 9 | 6 | 19 | 74.8269
2026 | 9 | 6 | 20 | 73.2243
2026 | 9 | 6 | 21 | 68.2088
2026 | 9 | 6 | 22 | 62.4576
2026 | 9 | 6 | 23 | 57.4107
2026 | 9 | 7 | 0 | 54.6465
2026 | 9 | 7 | 1 | 53.7465
2026 | 9 | 7 | 2 | 52.0981
2026 | 9 | 7 | 3 | 51.3051
2026 | 9 | 7 | 4 | 51.2437
2026 | 9 | 7 | 5 | 51.7199
2026 | 9 | 7 | 6 | 52.336
2026 | 9 | 7 | 7 | 55.6447
2026 | 9 | 7 | 8 | 60.5076
2026 | 9 | 7 | 9 | 60.9159
2026 | 9 | 7 | 10 | 53.8455
2026 | 9 | 7 | 11 | 49.0794
2026 | 9 | 7 | 12 | 51.7389
2026 | 9 | 7 | 13 | 53.1486
2026 | 9 | 7 | 14 | 51.6956
2026 | 9 | 7 | 15 | 55.1319
2026 | 9 | 7 | 16 | 58.2212
2026 | 9 | 7 | 17 | 69.6353
2026 | 9 | 7 | 18 | 78.6596
2026 | 9 | 7 | 19 | 78.2604
2026 | 9 | 7 | 20 | 76.2709
2026 | 9 | 7 | 21 | 69.3888
2026 | 9 | 7 | 22 | 62.4874
2026 | 9 | 7 | 23 | 57.0744
2026 | 9 | 8 | 0 | 53.8314
2026 | 9 | 8 | 1 | 55.4893
2026 | 9 | 8 | 2 | 54.2524
2026 | 9 | 8 | 3 | 53.9312
2026 | 9 | 8 | 4 | 54.0346
2026 | 9 | 8 | 5 | 55.7787
2026 | 9 | 8 | 6 | 59.8165
2026 | 9 | 8 | 7 | 65.6308
2026 | 9 | 8 | 8 | 63.5617
2026 | 9 | 8 | 9 | 56.2264
2026 | 9 | 8 | 10 | 53.0243
2026 | 9 | 8 | 11 | 51.2131
2026 | 9 | 8 | 12 | 55.3561
2026 | 9 | 8 | 13 | 56.6007
2026 | 9 | 8 | 14 | 55.865
2026 | 9 | 8 | 15 | 55.5412
2026 | 9 | 8 | 16 | 57.9709
2026 | 9 | 8 | 17 | 65.0205
2026 | 9 | 8 | 18 | 75.5923
2026 | 9 | 8 | 19 | 77.6061
2026 | 9 | 8 | 20 | 76.1757
2026 | 9 | 8 | 21 | 71.0842
2026 | 9 | 8 | 22 | 65.2984
2026 | 9 | 8 | 23 | 59.8343
2026 | 9 | 9 | 0 | 58.1413
2026 | 9 | 9 | 1 | 54.0192
2026 | 9 | 9 | 2 | 53.0502
2026 | 9 | 9 | 3 | 52.836
2026 | 9 | 9 | 4 | 53.0879
2026 | 9 | 9 | 5 | 54.8071
2026 | 9 | 9 | 6 | 58.1156
2026 | 9 | 9 | 7 | 62.8396
2026 | 9 | 9 | 8 | 59.3043
2026 | 9 | 9 | 9 | 51.2432
2026 | 9 | 9 | 10 | 48.1043
2026 | 9 | 9 | 11 | 46.2356
2026 | 9 | 9 | 12 | 47.6111
2026 | 9 | 9 | 13 | 50.2304
2026 | 9 | 9 | 14 | 49.6958
2026 | 9 | 9 | 15 | 48.6529
2026 | 9 | 9 | 16 | 48.84
2026 | 9 | 9 | 17 | 56.245
2026 | 9 | 9 | 18 | 67.6203
2026 | 9 | 9 | 19 | 71.4368
2026 | 9 | 9 | 20 | 71.3352
2026 | 9 | 9 | 21 | 66.9718
2026 | 9 | 9 | 22 | 61.4368
2026 | 9 | 9 | 23 | 56.4
2026 | 9 | 10 | 0 | 55.1711
2026 | 9 | 10 | 1 | 52.5745
2026 | 9 | 10 | 2 | 51.7927
2026 | 9 | 10 | 3 | 51.7828
2026 | 9 | 10 | 4 | 52.1874
2026 | 9 | 10 | 5 | 54.1375
2026 | 9 | 10 | 6 | 57.4276
2026 | 9 | 10 | 7 | 61.7343
2026 | 9 | 10 | 8 | 58.941
2026 | 9 | 10 | 9 | 53.4031
2026 | 9 | 10 | 10 | 54.829
2026 | 9 | 10 | 11 | 53.9617
2026 | 9 | 10 | 12 | 57.0847
2026 | 9 | 10 | 13 | 59.1969
2026 | 9 | 10 | 14 | 57.5766
2026 | 9 | 10 | 15 | 56.678
2026 | 9 | 10 | 16 | 58.0307
2026 | 9 | 10 | 17 | 63.8271
2026 | 9 | 10 | 18 | 74.4332
2026 | 9 | 10 | 19 | 72.5317
2026 | 9 | 10 | 20 | 71.9653
2026 | 9 | 10 | 21 | 67.582
2026 | 9 | 10 | 22 | 62.5692
2026 | 9 | 10 | 23 | 57.4604
2026 | 9 | 11 | 0 | 55.1845
2026 | 9 | 11 | 1 | 54.1291
2026 | 9 | 11 | 2 | 53.1248
2026 | 9 | 11 | 3 | 52.7058
2026 | 9 | 11 | 4 | 52.8471
2026 | 9 | 11 | 5 | 54.5764
2026 | 9 | 11 | 6 | 58.6055
2026 | 9 | 11 | 7 | 64.9859
2026 | 9 | 11 | 8 | 66.315
2026 | 9 | 11 | 9 | 61.1357
2026 | 9 | 11 | 10 | 58.4676
2026 | 9 | 11 | 11 | 55.1153
2026 | 9 | 11 | 12 | 57.2094
2026 | 9 | 11 | 13 | 58.585
2026 | 9 | 11 | 14 | 56.6502
2026 | 9 | 11 | 15 | 55.9502
2026 | 9 | 11 | 16 | 60.8611
2026 | 9 | 11 | 17 | 70.7668
2026 | 9 | 11 | 18 | 80.8402
2026 | 9 | 11 | 19 | 81.6702
2026 | 9 | 11 | 20 | 79.9841
2026 | 9 | 11 | 21 | 75.0438
2026 | 9 | 11 | 22 | 69.4427
2026 | 9 | 11 | 23 | 63.5079
2026 | 9 | 12 | 0 | 57.4371
2026 | 9 | 12 | 1 | 54.0572
2026 | 9 | 12 | 2 | 52.4134
2026 | 9 | 12 | 3 | 51.5501
2026 | 9 | 12 | 4 | 51.1191
2026 | 9 | 12 | 5 | 51.2974
2026 | 9 | 12 | 6 | 53.0248
2026 | 9 | 12 | 7 | 57.5092
2026 | 9 | 12 | 8 | 61.4439
2026 | 9 | 12 | 9 | 58.313
2026 | 9 | 12 | 10 | 53.3922
2026 | 9 | 12 | 11 | 48.549
2026 | 9 | 12 | 12 | 51.0909
2026 | 9 | 12 | 13 | 50.7843
2026 | 9 | 12 | 14 | 48.5285
2026 | 9 | 12 | 15 | 49.6831
2026 | 9 | 12 | 16 | 56.2679
2026 | 9 | 12 | 17 | 67.9014
2026 | 9 | 12 | 18 | 78.438
2026 | 9 | 12 | 19 | 74.2782
2026 | 9 | 12 | 20 | 71.6294
2026 | 9 | 12 | 21 | 66.095
2026 | 9 | 12 | 22 | 61.2717
2026 | 9 | 12 | 23 | 57.0847
2026 | 9 | 13 | 0 | 54.0601
2026 | 9 | 13 | 1 | 51.3421
2026 | 9 | 13 | 2 | 49.7805
2026 | 9 | 13 | 3 | 48.899
2026 | 9 | 13 | 4 | 48.5479
2026 | 9 | 13 | 5 | 48.6924
2026 | 9 | 13 | 6 | 50.1335
2026 | 9 | 13 | 7 | 53.501
2026 | 9 | 13 | 8 | 56.7425
2026 | 9 | 13 | 9 | 52.4366
2026 | 9 | 13 | 10 | 47.9515
2026 | 9 | 13 | 11 | 44.2486
2026 | 9 | 13 | 12 | 45.9532
2026 | 9 | 13 | 13 | 46.3836
2026 | 9 | 13 | 14 | 44.5508
2026 | 9 | 13 | 15 | 43.683
2026 | 9 | 13 | 16 | 45.2906
2026 | 9 | 13 | 17 | 54.7875
2026 | 9 | 13 | 18 | 64.7292
2026 | 9 | 13 | 19 | 67.0007
2026 | 9 | 13 | 20 | 64.977
2026 | 9 | 13 | 21 | 59.3416
2026 | 9 | 13 | 22 | 54.1335
2026 | 9 | 13 | 23 | 49.9668
2026 | 9 | 14 | 0 | 48.2013
2026 | 9 | 14 | 1 | 49.1847
2026 | 9 | 14 | 2 | 48.9023
2026 | 9 | 14 | 3 | 49.0332
2026 | 9 | 14 | 4 | 49.6145
2026 | 9 | 14 | 5 | 51.5842
2026 | 9 | 14 | 6 | 55.2068
2026 | 9 | 14 | 7 | 60.3279
2026 | 9 | 14 | 8 | 57.2868
2026 | 9 | 14 | 9 | 49.0782
2026 | 9 | 14 | 10 | 47.1692
2026 | 9 | 14 | 11 | 46.1438
2026 | 9 | 14 | 12 | 45.6045
2026 | 9 | 14 | 13 | 48.1867
2026 | 9 | 14 | 14 | 47.2475
2026 | 9 | 14 | 15 | 47.459
2026 | 9 | 14 | 16 | 47.961
2026 | 9 | 14 | 17 | 56.5495
2026 | 9 | 14 | 18 | 69.6137
2026 | 9 | 14 | 19 | 72.7827
2026 | 9 | 14 | 20 | 71.8397
2026 | 9 | 14 | 21 | 67.0117
2026 | 9 | 14 | 22 | 61.6315
2026 | 9 | 14 | 23 | 56.748
2026 | 9 | 15 | 0 | 54.7758
2026 | 9 | 15 | 1 | 51.8511
2026 | 9 | 15 | 2 | 51.2128
2026 | 9 | 15 | 3 | 51.2493
2026 | 9 | 15 | 4 | 51.7351
2026 | 9 | 15 | 5 | 53.8503
2026 | 9 | 15 | 6 | 57.9355
2026 | 9 | 15 | 7 | 63.9067
2026 | 9 | 15 | 8 | 63.5322
2026 | 9 | 15 | 9 | 57.7391
2026 | 9 | 15 | 10 | 55.4303
2026 | 9 | 15 | 11 | 51.8416
2026 | 9 | 15 | 12 | 56.5055
2026 | 9 | 15 | 13 | 57.7218
2026 | 9 | 15 | 14 | 54.8534
2026 | 9 | 15 | 15 | 55.6787
2026 | 9 | 15 | 16 | 58.8168
2026 | 9 | 15 | 17 | 66.0518
2026 | 9 | 15 | 18 | 70.3124
2026 | 9 | 15 | 19 | 72.4343
2026 | 9 | 15 | 20 | 71.604
2026 | 9 | 15 | 21 | 66.7104
2026 | 9 | 15 | 22 | 61.4306
2026 | 9 | 15 | 23 | 56.3249
2026 | 9 | 16 | 0 | 53.9478
2026 | 9 | 16 | 1 | 52.6784
2026 | 9 | 16 | 2 | 51.9346
2026 | 9 | 16 | 3 | 51.824
2026 | 9 | 16 | 4 | 52.1267
2026 | 9 | 16 | 5 | 54.0031
2026 | 9 | 16 | 6 | 58.1298
2026 | 9 | 16 | 7 | 64.4385
2026 | 9 | 16 | 8 | 65.4011
2026 | 9 | 16 | 9 | 59.7184
2026 | 9 | 16 | 10 | 57.4137
2026 | 9 | 16 | 11 | 54.0188
2026 | 9 | 16 | 12 | 57.7483
2026 | 9 | 16 | 13 | 58.7434
2026 | 9 | 16 | 14 | 57.0347
2026 | 9 | 16 | 15 | 56.6355
2026 | 9 | 16 | 16 | 61.0584
2026 | 9 | 16 | 17 | 70.8836
2026 | 9 | 16 | 18 | 79.6345
2026 | 9 | 16 | 19 | 80.5824
2026 | 9 | 16 | 20 | 78.7379
2026 | 9 | 16 | 21 | 73.3712
2026 | 9 | 16 | 22 | 67.0279
2026 | 9 | 16 | 23 | 61.2372
2026 | 9 | 17 | 0 | 56.6725
2026 | 9 | 17 | 1 | 53.1347
2026 | 9 | 17 | 2 | 52.1081
2026 | 9 | 17 | 3 | 51.7245
2026 | 9 | 17 | 4 | 51.9902
2026 | 9 | 17 | 5 | 54.1073
2026 | 9 | 17 | 6 | 58.964
2026 | 9 | 17 | 7 | 65.4895
2026 | 9 | 17 | 8 | 65.77
2026 | 9 | 17 | 9 | 59.9347
2026 | 9 | 17 | 10 | 56.0409
2026 | 9 | 17 | 11 | 51.9526
2026 | 9 | 17 | 12 | 51.9458
2026 | 9 | 17 | 13 | 53.3089
2026 | 9 | 17 | 14 | 53.1919
2026 | 9 | 17 | 15 | 53.4768
2026 | 9 | 17 | 16 | 54.2784
2026 | 9 | 17 | 17 | 62.0914
2026 | 9 | 17 | 18 | 70.3739
2026 | 9 | 17 | 19 | 72.6417
2026 | 9 | 17 | 20 | 71.405
2026 | 9 | 17 | 21 | 66.5072
2026 | 9 | 17 | 22 | 61.3668
2026 | 9 | 17 | 23 | 56.4674
2026 | 9 | 18 | 0 | 54.5079
2026 | 9 | 18 | 1 | 53.1611
2026 | 9 | 18 | 2 | 52.2063
2026 | 9 | 18 | 3 | 52.0513
2026 | 9 | 18 | 4 | 52.4237
2026 | 9 | 18 | 5 | 54.1507
2026 | 9 | 18 | 6 | 57.9448
2026 | 9 | 18 | 7 | 63.6068
2026 | 9 | 18 | 8 | 60.8286
2026 | 9 | 18 | 9 | 53.2445
2026 | 9 | 18 | 10 | 50.7667
2026 | 9 | 18 | 11 | 49.3592
2026 | 9 | 18 | 12 | 52.3472
2026 | 9 | 18 | 13 | 54.606
2026 | 9 | 18 | 14 | 53.0139
2026 | 9 | 18 | 15 | 52.4358
2026 | 9 | 18 | 16 | 53.5748
2026 | 9 | 18 | 17 | 62.3485
2026 | 9 | 18 | 18 | 74.0445
2026 | 9 | 18 | 19 | 75.0845
2026 | 9 | 18 | 20 | 73.5965
2026 | 9 | 18 | 21 | 68.9178
2026 | 9 | 18 | 22 | 63.9646
2026 | 9 | 18 | 23 | 58.747
2026 | 9 | 19 | 0 | 56.3282
2026 | 9 | 19 | 1 | 54.5155
2026 | 9 | 19 | 2 | 52.9182
2026 | 9 | 19 | 3 | 51.9257
2026 | 9 | 19 | 4 | 51.6241
2026 | 9 | 19 | 5 | 51.9118
2026 | 9 | 19 | 6 | 53.3076
2026 | 9 | 19 | 7 | 57.8224
2026 | 9 | 19 | 8 | 58.0543
2026 | 9 | 19 | 9 | 51.5402
2026 | 9 | 19 | 10 | 47.5541
2026 | 9 | 19 | 11 | 45.5166
2026 | 9 | 19 | 12 | 48.0938
2026 | 9 | 19 | 13 | 48.556
2026 | 9 | 19 | 14 | 47.2157
2026 | 9 | 19 | 15 | 50.001
2026 | 9 | 19 | 16 | 52.3771
2026 | 9 | 19 | 17 | 64.084
2026 | 9 | 19 | 18 | 77.2925
2026 | 9 | 19 | 19 | 78.3193
2026 | 9 | 19 | 20 | 74.5717
2026 | 9 | 19 | 21 | 68.8337
2026 | 9 | 19 | 22 | 63.8104
2026 | 9 | 19 | 23 | 59.311
2026 | 9 | 20 | 0 | 57.1427
2026 | 9 | 20 | 1 | 52.7184
2026 | 9 | 20 | 2 | 51.0734
2026 | 9 | 20 | 3 | 50.1255
2026 | 9 | 20 | 4 | 49.7403
2026 | 9 | 20 | 5 | 49.8527
2026 | 9 | 20 | 6 | 51.6483
2026 | 9 | 20 | 7 | 55.96
2026 | 9 | 20 | 8 | 60.5319
2026 | 9 | 20 | 9 | 57.0359
2026 | 9 | 20 | 10 | 51.6317
2026 | 9 | 20 | 11 | 46.6674
2026 | 9 | 20 | 12 | 49.8268
2026 | 9 | 20 | 13 | 49.3533
2026 | 9 | 20 | 14 | 47.9596
2026 | 9 | 20 | 15 | 48.8899
2026 | 9 | 20 | 16 | 55.218
2026 | 9 | 20 | 17 | 67.2127
2026 | 9 | 20 | 18 | 76.2026
2026 | 9 | 20 | 19 | 72.2792
2026 | 9 | 20 | 20 | 69.4673
2026 | 9 | 20 | 21 | 63.796
2026 | 9 | 20 | 22 | 58.6666
2026 | 9 | 20 | 23 | 54.4082
2026 | 9 | 21 | 0 | 52.5127
2026 | 9 | 21 | 1 | 52.2879
2026 | 9 | 21 | 2 | 51.719
2026 | 9 | 21 | 3 | 51.5633
2026 | 9 | 21 | 4 | 51.8851
2026 | 9 | 21 | 5 | 53.9244
2026 | 9 | 21 | 6 | 57.1684
2026 | 9 | 21 | 7 | 64.2582
2026 | 9 | 21 | 8 | 66.7121
2026 | 9 | 21 | 9 | 59.0168
2026 | 9 | 21 | 10 | 51.8226
2026 | 9 | 21 | 11 | 46.9756
2026 | 9 | 21 | 12 | 46.6234
2026 | 9 | 21 | 13 | 48.0621
2026 | 9 | 21 | 14 | 46.5949
2026 | 9 | 21 | 15 | 48.0704
2026 | 9 | 21 | 16 | 51.6814
2026 | 9 | 21 | 17 | 62.8908
2026 | 9 | 21 | 18 | 77.4021
2026 | 9 | 21 | 19 | 76.447
2026 | 9 | 21 | 20 | 73.6918
2026 | 9 | 21 | 21 | 68.0708
2026 | 9 | 21 | 22 | 62.8222
2026 | 9 | 21 | 23 | 58.2511
2026 | 9 | 22 | 0 | 55.3055
2026 | 9 | 22 | 1 | 53.0033
2026 | 9 | 22 | 2 | 52.3249
2026 | 9 | 22 | 3 | 52.4244
2026 | 9 | 22 | 4 | 52.9484
2026 | 9 | 22 | 5 | 55.1075
2026 | 9 | 22 | 6 | 59.3964
2026 | 9 | 22 | 7 | 65.6735
2026 | 9 | 22 | 8 | 66.3957
2026 | 9 | 22 | 9 | 61.3948
2026 | 9 | 22 | 10 | 56.4065
2026 | 9 | 22 | 11 | 51.2342
2026 | 9 | 22 | 12 | 47.3688
2026 | 9 | 22 | 13 | 49.0563
2026 | 9 | 22 | 14 | 46.5703
2026 | 9 | 22 | 15 | 48.1091
2026 | 9 | 22 | 16 | 50.8173
2026 | 9 | 22 | 17 | 58.8856
2026 | 9 | 22 | 18 | 71.972
2026 | 9 | 22 | 19 | 75.2979
2026 | 9 | 22 | 20 | 74.3786
2026 | 9 | 22 | 21 | 69.7905
2026 | 9 | 22 | 22 | 64.9853
2026 | 9 | 22 | 23 | 60.3249
2026 | 9 | 23 | 0 | 55.7729
2026 | 9 | 23 | 1 | 55.5652
2026 | 9 | 23 | 2 | 55.1669
2026 | 9 | 23 | 3 | 55.3141
2026 | 9 | 23 | 4 | 55.9493
2026 | 9 | 23 | 5 | 58.3425
2026 | 9 | 23 | 6 | 61.9236
2026 | 9 | 23 | 7 | 67.7426
2026 | 9 | 23 | 8 | 66.6894
2026 | 9 | 23 | 9 | 59.9945
2026 | 9 | 23 | 10 | 56.0382
2026 | 9 | 23 | 11 | 50.509
2026 | 9 | 23 | 12 | 50.9148
2026 | 9 | 23 | 13 | 51.5659
2026 | 9 | 23 | 14 | 49.2199
2026 | 9 | 23 | 15 | 50.3869
2026 | 9 | 23 | 16 | 53.6632
2026 | 9 | 23 | 17 | 63.1986
2026 | 9 | 23 | 18 | 72.7698
2026 | 9 | 23 | 19 | 76.427
2026 | 9 | 23 | 20 | 75.5486
2026 | 9 | 23 | 21 | 71.2252
2026 | 9 | 23 | 22 | 66.2559
2026 | 9 | 23 | 23 | 61.6992
2026 | 9 | 24 | 0 | 58.2464
2026 | 9 | 24 | 1 | 57.948
2026 | 9 | 24 | 2 | 57.4525
2026 | 9 | 24 | 3 | 57.5265
2026 | 9 | 24 | 4 | 58.0596
2026 | 9 | 24 | 5 | 60.3931
2026 | 9 | 24 | 6 | 64.6473
2026 | 9 | 24 | 7 | 70.2865
2026 | 9 | 24 | 8 | 66.2844
2026 | 9 | 24 | 9 | 55.9158
2026 | 9 | 24 | 10 | 51.8266
2026 | 9 | 24 | 11 | 49.0383
2026 | 9 | 24 | 12 | 49.2315
2026 | 9 | 24 | 13 | 50.433
2026 | 9 | 24 | 14 | 48.6553
2026 | 9 | 24 | 15 | 50.279
2026 | 9 | 24 | 16 | 52.1394
2026 | 9 | 24 | 17 | 62.6139
2026 | 9 | 24 | 18 | 73.2513
2026 | 9 | 24 | 19 | 75.1262
2026 | 9 | 24 | 20 | 73.4669
2026 | 9 | 24 | 21 | 68.8804
2026 | 9 | 24 | 22 | 64.091
2026 | 9 | 24 | 23 | 59.4911
2026 | 9 | 25 | 0 | 56.1288
2026 | 9 | 25 | 1 | 55.0953
2026 | 9 | 25 | 2 | 54.458
2026 | 9 | 25 | 3 | 54.4483
2026 | 9 | 25 | 4 | 54.9642
2026 | 9 | 25 | 5 | 57.3313
2026 | 9 | 25 | 6 | 62.3361
2026 | 9 | 25 | 7 | 69.8002
2026 | 9 | 25 | 8 | 71.4102
2026 | 9 | 25 | 9 | 63.3829
2026 | 9 | 25 | 10 | 55.4141
2026 | 9 | 25 | 11 | 49.2865
2026 | 9 | 25 | 12 | 51.5698
2026 | 9 | 25 | 13 | 52.5151
2026 | 9 | 25 | 14 | 49.7291
2026 | 9 | 25 | 15 | 51.6596
2026 | 9 | 25 | 16 | 57.096
2026 | 9 | 25 | 17 | 68.7983
2026 | 9 | 25 | 18 | 74.8238
2026 | 9 | 25 | 19 | 74.2119
2026 | 9 | 25 | 20 | 71.8679
2026 | 9 | 25 | 21 | 67.0804
2026 | 9 | 25 | 22 | 62.5622
2026 | 9 | 25 | 23 | 58.085
2026 | 9 | 26 | 0 | 54.3961
2026 | 9 | 26 | 1 | 54.4077
2026 | 9 | 26 | 2 | 53.6456
2026 | 9 | 26 | 3 | 53.3311
2026 | 9 | 26 | 4 | 53.5618
2026 | 9 | 26 | 5 | 54.6437
2026 | 9 | 26 | 6 | 55.6643
2026 | 9 | 26 | 7 | 60.0739
2026 | 9 | 26 | 8 | 60.6797
2026 | 9 | 26 | 9 | 53.2413
2026 | 9 | 26 | 10 | 47.888
2026 | 9 | 26 | 11 | 44.3143
2026 | 9 | 26 | 12 | 47.7312
2026 | 9 | 26 | 13 | 47.4759
2026 | 9 | 26 | 14 | 44.364
2026 | 9 | 26 | 15 | 46.4552
2026 | 9 | 26 | 16 | 52.075
2026 | 9 | 26 | 17 | 64.6218
2026 | 9 | 26 | 18 | 70.5956
2026 | 9 | 26 | 19 | 70.0046
2026 | 9 | 26 | 20 | 66.6506
2026 | 9 | 26 | 21 | 61.444
2026 | 9 | 26 | 22 | 57.405
2026 | 9 | 26 | 23 | 54.0767
2026 | 9 | 27 | 0 | 52.2224
2026 | 9 | 27 | 1 | 50.3336
2026 | 9 | 27 | 2 | 49.4158
2026 | 9 | 27 | 3 | 49.0793
2026 | 9 | 27 | 4 | 49.2521
2026 | 9 | 27 | 5 | 50.0932
2026 | 9 | 27 | 6 | 51.3524
2026 | 9 | 27 | 7 | 54.8505
2026 | 9 | 27 | 8 | 56.5927
2026 | 9 | 27 | 9 | 50.2232
2026 | 9 | 27 | 10 | 44.4593
2026 | 9 | 27 | 11 | 41.1366
2026 | 9 | 27 | 12 | 45.4405
2026 | 9 | 27 | 13 | 45.0535
2026 | 9 | 27 | 14 | 42.5477
2026 | 9 | 27 | 15 | 44.9264
2026 | 9 | 27 | 16 | 51.4637
2026 | 9 | 27 | 17 | 65.2217
2026 | 9 | 27 | 18 | 73.962
2026 | 9 | 27 | 19 | 70.7245
2026 | 9 | 27 | 20 | 67.2397
2026 | 9 | 27 | 21 | 61.4896
2026 | 9 | 27 | 22 | 56.6866
2026 | 9 | 27 | 23 | 53.0102
2026 | 9 | 28 | 0 | 49.4576
2026 | 9 | 28 | 1 | 48.6138
2026 | 9 | 28 | 2 | 48.3497
2026 | 9 | 28 | 3 | 48.4796
2026 | 9 | 28 | 4 | 49.1065
2026 | 9 | 28 | 5 | 51.5068
2026 | 9 | 28 | 6 | 55.8165
2026 | 9 | 28 | 7 | 62.5877
2026 | 9 | 28 | 8 | 62.6733
2026 | 9 | 28 | 9 | 53.7933
2026 | 9 | 28 | 10 | 49.43
2026 | 9 | 28 | 11 | 46.7141
2026 | 9 | 28 | 12 | 47.7819
2026 | 9 | 28 | 13 | 49.0373
2026 | 9 | 28 | 14 | 48.0457
2026 | 9 | 28 | 15 | 49.3656
2026 | 9 | 28 | 16 | 51.8169
2026 | 9 | 28 | 17 | 62.0058
2026 | 9 | 28 | 18 | 70.9173
2026 | 9 | 28 | 19 | 72.1101
2026 | 9 | 28 | 20 | 69.8723
2026 | 9 | 28 | 21 | 64.759
2026 | 9 | 28 | 22 | 59.6084
2026 | 9 | 28 | 23 | 55.2039
2026 | 9 | 29 | 0 | 53.1175
2026 | 9 | 29 | 1 | 50.2298
2026 | 9 | 29 | 2 | 49.7867
2026 | 9 | 29 | 3 | 50.0078
2026 | 9 | 29 | 4 | 50.6948
2026 | 9 | 29 | 5 | 53.0213
2026 | 9 | 29 | 6 | 56.4202
2026 | 9 | 29 | 7 | 63.5008
2026 | 9 | 29 | 8 | 65.8001
2026 | 9 | 29 | 9 | 60.0111
2026 | 9 | 29 | 10 | 53.5474
2026 | 9 | 29 | 11 | 48.0395
2026 | 9 | 29 | 12 | 49.2938
2026 | 9 | 29 | 13 | 50.1968
2026 | 9 | 29 | 14 | 48.9818
2026 | 9 | 29 | 15 | 51.7991
2026 | 9 | 29 | 16 | 57.5678
2026 | 9 | 29 | 17 | 68.1249
2026 | 9 | 29 | 18 | 74.436
2026 | 9 | 29 | 19 | 74.2208
2026 | 9 | 29 | 20 | 72.1041
2026 | 9 | 29 | 21 | 67.2975
2026 | 9 | 29 | 22 | 62.4618
2026 | 9 | 29 | 23 | 58.1781
2026 | 9 | 30 | 0 | 54.5541
2026 | 9 | 30 | 1 | 50.9562
2026 | 9 | 30 | 2 | 50.3832
2026 | 9 | 30 | 3 | 50.3782
2026 | 9 | 30 | 4 | 50.8071
2026 | 9 | 30 | 5 | 52.8897
2026 | 9 | 30 | 6 | 56.3356
2026 | 9 | 30 | 7 | 61.9364
2026 | 9 | 30 | 8 | 61.5697
2026 | 9 | 30 | 9 | 54.4275
2026 | 9 | 30 | 10 | 49.4867
2026 | 9 | 30 | 11 | 45.3952
2026 | 9 | 30 | 12 | 48.4266
2026 | 9 | 30 | 13 | 49.6039
2026 | 9 | 30 | 14 | 47.3976
2026 | 9 | 30 | 15 | 48.4903
2026 | 9 | 30 | 16 | 52.5615
2026 | 9 | 30 | 17 | 62.3682
2026 | 9 | 30 | 18 | 67.8082
2026 | 9 | 30 | 19 | 68.4411
2026 | 9 | 30 | 20 | 66.909
2026 | 9 | 30 | 21 | 62.5502
2026 | 9 | 30 | 22 | 57.9159
2026 | 9 | 30 | 23 | 53.7435
2026 | 10 | 1 | 0 | 50.2291
2026 | 10 | 1 | 1 | 49.3153
2026 | 10 | 1 | 2 | 48.6722
2026 | 10 | 1 | 3 | 48.6224
2026 | 10 | 1 | 4 | 49.041
2026 | 10 | 1 | 5 | 51.2787
2026 | 10 | 1 | 6 | 54.8749
2026 | 10 | 1 | 7 | 61.5199
2026 | 10 | 1 | 8 | 63.0357
2026 | 10 | 1 | 9 | 56.5446
2026 | 10 | 1 | 10 | 52.3756
2026 | 10 | 1 | 11 | 48.4043
2026 | 10 | 1 | 12 | 48.6536
2026 | 10 | 1 | 13 | 49.0178
2026 | 10 | 1 | 14 | 49.5129
2026 | 10 | 1 | 15 | 50.5213
2026 | 10 | 1 | 16 | 51.3327
2026 | 10 | 1 | 17 | 59.8081
2026 | 10 | 1 | 18 | 69.9331
2026 | 10 | 1 | 19 | 69.2978
2026 | 10 | 1 | 20 | 66.3839
2026 | 10 | 1 | 21 | 62.065
2026 | 10 | 1 | 22 | 57.6375
2026 | 10 | 1 | 23 | 53.4324
2026 | 10 | 2 | 0 | 50.7107
2026 | 10 | 2 | 1 | 45.7083
2026 | 10 | 2 | 2 | 45.0092
2026 | 10 | 2 | 3 | 44.7881
2026 | 10 | 2 | 4 | 45.1754
2026 | 10 | 2 | 5 | 47.0916
2026 | 10 | 2 | 6 | 51.244
2026 | 10 | 2 | 7 | 57.7586
2026 | 10 | 2 | 8 | 58.9763
2026 | 10 | 2 | 9 | 53.3615
2026 | 10 | 2 | 10 | 49.2455
2026 | 10 | 2 | 11 | 46.4132
2026 | 10 | 2 | 12 | 45.0687
2026 | 10 | 2 | 13 | 45.5379
2026 | 10 | 2 | 14 | 45.9027
2026 | 10 | 2 | 15 | 46.0541
2026 | 10 | 2 | 16 | 45.8458
2026 | 10 | 2 | 17 | 52.8532
2026 | 10 | 2 | 18 | 60.0112
2026 | 10 | 2 | 19 | 62.0978
2026 | 10 | 2 | 20 | 59.5639
2026 | 10 | 2 | 21 | 55.9015
2026 | 10 | 2 | 22 | 52.1976
2026 | 10 | 2 | 23 | 48.5066
2026 | 10 | 3 | 0 | 47.0152
2026 | 10 | 3 | 1 | 41.2887
2026 | 10 | 3 | 2 | 40.4864
2026 | 10 | 3 | 3 | 40.2421
2026 | 10 | 3 | 4 | 40.365
2026 | 10 | 3 | 5 | 41.0904
2026 | 10 | 3 | 6 | 43.2311
2026 | 10 | 3 | 7 | 47.4794
2026 | 10 | 3 | 8 | 51.2958
2026 | 10 | 3 | 9 | 48.4607
2026 | 10 | 3 | 10 | 43.7438
2026 | 10 | 3 | 11 | 40.6105
2026 | 10 | 3 | 12 | 35.6208
2026 | 10 | 3 | 13 | 34.6515
2026 | 10 | 3 | 14 | 34.2869
2026 | 10 | 3 | 15 | 36.0841
2026 | 10 | 3 | 16 | 36.6042
2026 | 10 | 3 | 17 | 46.2179
2026 | 10 | 3 | 18 | 54.9638
2026 | 10 | 3 | 19 | 55.7249
2026 | 10 | 3 | 20 | 52.8806
2026 | 10 | 3 | 21 | 48.8149
2026 | 10 | 3 | 22 | 45.4308
2026 | 10 | 3 | 23 | 42.5794
2026 | 10 | 4 | 0 | 41.456
2026 | 10 | 4 | 1 | 39.6724
2026 | 10 | 4 | 2 | 38.7202
2026 | 10 | 4 | 3 | 38.2419
2026 | 10 | 4 | 4 | 38.3023
2026 | 10 | 4 | 5 | 38.7699
2026 | 10 | 4 | 6 | 39.9915
2026 | 10 | 4 | 7 | 42.955
2026 | 10 | 4 | 8 | 44.6916
2026 | 10 | 4 | 9 | 39.9582
2026 | 10 | 4 | 10 | 36.6096
2026 | 10 | 4 | 11 | 35.4698
2026 | 10 | 4 | 12 | 35.9844
2026 | 10 | 4 | 13 | 35.581
2026 | 10 | 4 | 14 | 35.0284
2026 | 10 | 4 | 15 | 36.1785
2026 | 10 | 4 | 16 | 38.0645
2026 | 10 | 4 | 17 | 48.3432
2026 | 10 | 4 | 18 | 60.1874
2026 | 10 | 4 | 19 | 58.7111
2026 | 10 | 4 | 20 | 55.4465
2026 | 10 | 4 | 21 | 50.7818
2026 | 10 | 4 | 22 | 46.6986
2026 | 10 | 4 | 23 | 43.3958
2026 | 10 | 5 | 0 | 40.4643
2026 | 10 | 5 | 1 | 38.7454
2026 | 10 | 5 | 2 | 38.4704
2026 | 10 | 5 | 3 | 38.5001
2026 | 10 | 5 | 4 | 38.9408
2026 | 10 | 5 | 5 | 40.866
2026 | 10 | 5 | 6 | 44.4482
2026 | 10 | 5 | 7 | 50.8946
2026 | 10 | 5 | 8 | 55.1123
2026 | 10 | 5 | 9 | 51.2292
2026 | 10 | 5 | 10 | 46.9591
2026 | 10 | 5 | 11 | 43.5549
2026 | 10 | 5 | 12 | 44.5259
2026 | 10 | 5 | 13 | 44.8301
2026 | 10 | 5 | 14 | 43.9469
2026 | 10 | 5 | 15 | 44.7246
2026 | 10 | 5 | 16 | 47.429
2026 | 10 | 5 | 17 | 55.6718
2026 | 10 | 5 | 18 | 61.6236
2026 | 10 | 5 | 19 | 61.411
2026 | 10 | 5 | 20 | 58.666
2026 | 10 | 5 | 21 | 54.4116
2026 | 10 | 5 | 22 | 50.1045
2026 | 10 | 5 | 23 | 46.2586
2026 | 10 | 6 | 0 | 43.7409
2026 | 10 | 6 | 1 | 43.0729
2026 | 10 | 6 | 2 | 42.6028
2026 | 10 | 6 | 3 | 42.6627
2026 | 10 | 6 | 4 | 43.0552
2026 | 10 | 6 | 5 | 44.9769
2026 | 10 | 6 | 6 | 48.4906
2026 | 10 | 6 | 7 | 55.1489
2026 | 10 | 6 | 8 | 58.9504
2026 | 10 | 6 | 9 | 53.4756
2026 | 10 | 6 | 10 | 46.5009
2026 | 10 | 6 | 11 | 41.6571
2026 | 10 | 6 | 12 | 40.4035
2026 | 10 | 6 | 13 | 40.9948
2026 | 10 | 6 | 14 | 39.9767
2026 | 10 | 6 | 15 | 41.476
2026 | 10 | 6 | 16 | 45.2614
2026 | 10 | 6 | 17 | 54.4613
2026 | 10 | 6 | 18 | 58.9312
2026 | 10 | 6 | 19 | 59.9239
2026 | 10 | 6 | 20 | 57.6474
2026 | 10 | 6 | 21 | 54.03
2026 | 10 | 6 | 22 | 50.1439
2026 | 10 | 6 | 23 | 46.4204
2026 | 10 | 7 | 0 | 45.0096
2026 | 10 | 7 | 1 | 44.3264
2026 | 10 | 7 | 2 | 43.9721
2026 | 10 | 7 | 3 | 44.159
2026 | 10 | 7 | 4 | 44.6912
2026 | 10 | 7 | 5 | 46.7487
2026 | 10 | 7 | 6 | 49.5972
2026 | 10 | 7 | 7 | 54.6627
2026 | 10 | 7 | 8 | 54.5119
2026 | 10 | 7 | 9 | 48.17
2026 | 10 | 7 | 10 | 43.4996
2026 | 10 | 7 | 11 | 40.4654
2026 | 10 | 7 | 12 | 44.1525
2026 | 10 | 7 | 13 | 44.7242
2026 | 10 | 7 | 14 | 43.9031
2026 | 10 | 7 | 15 | 44.7629
2026 | 10 | 7 | 16 | 48.0395
2026 | 10 | 7 | 17 | 56.9215
2026 | 10 | 7 | 18 | 62.3288
2026 | 10 | 7 | 19 | 62.3139
2026 | 10 | 7 | 20 | 60.0302
2026 | 10 | 7 | 21 | 56.3503
2026 | 10 | 7 | 22 | 52.197
2026 | 10 | 7 | 23 | 48.3478
2026 | 10 | 8 | 0 | 45.3188
2026 | 10 | 8 | 1 | 44.8006
2026 | 10 | 8 | 2 | 44.2467
2026 | 10 | 8 | 3 | 44.2441
2026 | 10 | 8 | 4 | 44.6457
2026 | 10 | 8 | 5 | 46.6953
2026 | 10 | 8 | 6 | 50.6276
2026 | 10 | 8 | 7 | 56.0214
2026 | 10 | 8 | 8 | 56.0541
2026 | 10 | 8 | 9 | 49.3696
2026 | 10 | 8 | 10 | 44.7085
2026 | 10 | 8 | 11 | 41.3446
2026 | 10 | 8 | 12 | 42.2309
2026 | 10 | 8 | 13 | 42.6491
2026 | 10 | 8 | 14 | 42.0775
2026 | 10 | 8 | 15 | 43.1468
2026 | 10 | 8 | 16 | 46.0997
2026 | 10 | 8 | 17 | 54.6138
2026 | 10 | 8 | 18 | 59.0223
2026 | 10 | 8 | 19 | 60.5058
2026 | 10 | 8 | 20 | 58.6337
2026 | 10 | 8 | 21 | 55.3306
2026 | 10 | 8 | 22 | 51.4923
2026 | 10 | 8 | 23 | 47.7763
2026 | 10 | 9 | 0 | 46.6584
2026 | 10 | 9 | 1 | 44.8603
2026 | 10 | 9 | 2 | 44.2865
2026 | 10 | 9 | 3 | 44.2274
2026 | 10 | 9 | 4 | 44.6775
2026 | 10 | 9 | 5 | 46.6878
2026 | 10 | 9 | 6 | 50.4515
2026 | 10 | 9 | 7 | 55.8086
2026 | 10 | 9 | 8 | 54.2664
2026 | 10 | 9 | 9 | 46.5964
2026 | 10 | 9 | 10 | 43.2143
2026 | 10 | 9 | 11 | 41.8144
2026 | 10 | 9 | 12 | 43.2218
2026 | 10 | 9 | 13 | 43.7803
2026 | 10 | 9 | 14 | 43.2273
2026 | 10 | 9 | 15 | 43.7975
2026 | 10 | 9 | 16 | 46.2471
2026 | 10 | 9 | 17 | 54.6878
2026 | 10 | 9 | 18 | 61.257
2026 | 10 | 9 | 19 | 60.9577
2026 | 10 | 9 | 20 | 58.2738
2026 | 10 | 9 | 21 | 54.6782
2026 | 10 | 9 | 22 | 51.1709
2026 | 10 | 9 | 23 | 47.5404
2026 | 10 | 10 | 0 | 44.4472
2026 | 10 | 10 | 1 | 43.7931
2026 | 10 | 10 | 2 | 43.0083
2026 | 10 | 10 | 3 | 42.6763
2026 | 10 | 10 | 4 | 42.7722
2026 | 10 | 10 | 5 | 43.6835
2026 | 10 | 10 | 6 | 44.6232
2026 | 10 | 10 | 7 | 49.6761
2026 | 10 | 10 | 8 | 55.2069
2026 | 10 | 10 | 9 | 51.25
2026 | 10 | 10 | 10 | 45.0736
2026 | 10 | 10 | 11 | 40.724
2026 | 10 | 10 | 12 | 36.9819
2026 | 10 | 10 | 13 | 36.4676
2026 | 10 | 10 | 14 | 36.4616
2026 | 10 | 10 | 15 | 37.5463
2026 | 10 | 10 | 16 | 39.8018
2026 | 10 | 10 | 17 | 49.4671
2026 | 10 | 10 | 18 | 57.8154
2026 | 10 | 10 | 19 | 57.2619
2026 | 10 | 10 | 20 | 53.7993
2026 | 10 | 10 | 21 | 49.9198
2026 | 10 | 10 | 22 | 46.785
2026 | 10 | 10 | 23 | 44.0906
2026 | 10 | 11 | 0 | 42.949
2026 | 10 | 11 | 1 | 41.2287
2026 | 10 | 11 | 2 | 40.373
2026 | 10 | 11 | 3 | 40.0295
2026 | 10 | 11 | 4 | 40.1262
2026 | 10 | 11 | 5 | 40.7914
2026 | 10 | 11 | 6 | 41.0444
2026 | 10 | 11 | 7 | 43.6183
2026 | 10 | 11 | 8 | 43.8572
2026 | 10 | 11 | 9 | 37.6985
2026 | 10 | 11 | 10 | 34.4844
2026 | 10 | 11 | 11 | 34.2956
2026 | 10 | 11 | 12 | 34.6071
2026 | 10 | 11 | 13 | 34.136
2026 | 10 | 11 | 14 | 33.8779
2026 | 10 | 11 | 15 | 35.0918
2026 | 10 | 11 | 16 | 37.7467
2026 | 10 | 11 | 17 | 48.6088
2026 | 10 | 11 | 18 | 55.9788
2026 | 10 | 11 | 19 | 55.0377
2026 | 10 | 11 | 20 | 51.8867
2026 | 10 | 11 | 21 | 47.8184
2026 | 10 | 11 | 22 | 44.0362
2026 | 10 | 11 | 23 | 41.1094
2026 | 10 | 12 | 0 | 41.0837
2026 | 10 | 12 | 1 | 43.813
2026 | 10 | 12 | 2 | 42.8596
2026 | 10 | 12 | 3 | 42.5287
2026 | 10 | 12 | 4 | 42.6705
2026 | 10 | 12 | 5 | 43.382
2026 | 10 | 12 | 6 | 44.8113
2026 | 10 | 12 | 7 | 48.9918
2026 | 10 | 12 | 8 | 53.204
2026 | 10 | 12 | 9 | 49.2536
2026 | 10 | 12 | 10 | 45.3916
2026 | 10 | 12 | 11 | 41.6658
2026 | 10 | 12 | 12 | 42.1782
2026 | 10 | 12 | 13 | 42.6889
2026 | 10 | 12 | 14 | 43.0488
2026 | 10 | 12 | 15 | 43.9236
2026 | 10 | 12 | 16 | 45.3926
2026 | 10 | 12 | 17 | 53.8499
2026 | 10 | 12 | 18 | 58.4024
2026 | 10 | 12 | 19 | 56.9363
2026 | 10 | 12 | 20 | 53.1522
2026 | 10 | 12 | 21 | 49.1605
2026 | 10 | 12 | 22 | 45.0963
2026 | 10 | 12 | 23 | 42.3638
2026 | 10 | 13 | 0 | 43.4599
2026 | 10 | 13 | 1 | 41.5134
2026 | 10 | 13 | 2 | 40.7715
2026 | 10 | 13 | 3 | 40.5831
2026 | 10 | 13 | 4 | 40.8442
2026 | 10 | 13 | 5 | 42.6828
2026 | 10 | 13 | 6 | 46.4068
2026 | 10 | 13 | 7 | 52.3935
2026 | 10 | 13 | 8 | 54.6672
2026 | 10 | 13 | 9 | 49.8226
2026 | 10 | 13 | 10 | 45.7396
2026 | 10 | 13 | 11 | 43.6855
2026 | 10 | 13 | 12 | 46.0006
2026 | 10 | 13 | 13 | 45.7499
2026 | 10 | 13 | 14 | 45.6049
2026 | 10 | 13 | 15 | 45.4989
2026 | 10 | 13 | 16 | 47.944
2026 | 10 | 13 | 17 | 52.9387
2026 | 10 | 13 | 18 | 54.6729
2026 | 10 | 13 | 19 | 52.764
2026 | 10 | 13 | 20 | 50.6371
2026 | 10 | 13 | 21 | 47.4264
2026 | 10 | 13 | 22 | 44.2839
2026 | 10 | 13 | 23 | 41.3959
2026 | 10 | 14 | 0 | 42.1844
2026 | 10 | 14 | 1 | 41.0068
2026 | 10 | 14 | 2 | 40.3464
2026 | 10 | 14 | 3 | 40.279
2026 | 10 | 14 | 4 | 40.6769
2026 | 10 | 14 | 5 | 42.4054
2026 | 10 | 14 | 6 | 46.1105
2026 | 10 | 14 | 7 | 52.2525
2026 | 10 | 14 | 8 | 56.8101
2026 | 10 | 14 | 9 | 54.1788
2026 | 10 | 14 | 10 | 48.2226
2026 | 10 | 14 | 11 | 44.0949
2026 | 10 | 14 | 12 | 41.6758
2026 | 10 | 14 | 13 | 42.8971
2026 | 10 | 14 | 14 | 42.9868
2026 | 10 | 14 | 15 | 43.8175
2026 | 10 | 14 | 16 | 48.0493
2026 | 10 | 14 | 17 | 58.0914
2026 | 10 | 14 | 18 | 63.9748
2026 | 10 | 14 | 19 | 62.3742
2026 | 10 | 14 | 20 | 59.402
2026 | 10 | 14 | 21 | 55.4469
2026 | 10 | 14 | 22 | 51.0557
2026 | 10 | 14 | 23 | 47.1945
2026 | 10 | 15 | 0 | 45.7616
2026 | 10 | 15 | 1 | 44.4696
2026 | 10 | 15 | 2 | 43.8643
2026 | 10 | 15 | 3 | 43.8333
2026 | 10 | 15 | 4 | 44.2555
2026 | 10 | 15 | 5 | 46.3458
2026 | 10 | 15 | 6 | 49.7531
2026 | 10 | 15 | 7 | 55.7011
2026 | 10 | 15 | 8 | 59.9718
2026 | 10 | 15 | 9 | 57.6521
2026 | 10 | 15 | 10 | 53.1394
2026 | 10 | 15 | 11 | 49.0575
2026 | 10 | 15 | 12 | 47.805
2026 | 10 | 15 | 13 | 48.3476
2026 | 10 | 15 | 14 | 47.4664
2026 | 10 | 15 | 15 | 48.7888
2026 | 10 | 15 | 16 | 53.2449
2026 | 10 | 15 | 17 | 63.0036
2026 | 10 | 15 | 18 | 66.2065
2026 | 10 | 15 | 19 | 63.9737
2026 | 10 | 15 | 20 | 60.9289
2026 | 10 | 15 | 21 | 57.1194
2026 | 10 | 15 | 22 | 53.0256
2026 | 10 | 15 | 23 | 48.9212
2026 | 10 | 16 | 0 | 47.3322
2026 | 10 | 16 | 1 | 44.0707
2026 | 10 | 16 | 2 | 43.3698
2026 | 10 | 16 | 3 | 43.1604
2026 | 10 | 16 | 4 | 43.3879
2026 | 10 | 16 | 5 | 45.2429
2026 | 10 | 16 | 6 | 48.7707
2026 | 10 | 16 | 7 | 55.2787
2026 | 10 | 16 | 8 | 60.6011
2026 | 10 | 16 | 9 | 57.6862
2026 | 10 | 16 | 10 | 51.4728
2026 | 10 | 16 | 11 | 46.4432
2026 | 10 | 16 | 12 | 46.4532
2026 | 10 | 16 | 13 | 46.1069
2026 | 10 | 16 | 14 | 44.9897
2026 | 10 | 16 | 15 | 45.8101
2026 | 10 | 16 | 16 | 52.0463
2026 | 10 | 16 | 17 | 61.7171
2026 | 10 | 16 | 18 | 63.2208
2026 | 10 | 16 | 19 | 60.6795
2026 | 10 | 16 | 20 | 57.2994
2026 | 10 | 16 | 21 | 53.6183
2026 | 10 | 16 | 22 | 49.734
2026 | 10 | 16 | 23 | 46.0892
2026 | 10 | 17 | 0 | 44.9108
2026 | 10 | 17 | 1 | 42.8387
2026 | 10 | 17 | 2 | 42.0857
2026 | 10 | 17 | 3 | 41.7371
2026 | 10 | 17 | 4 | 41.9008
2026 | 10 | 17 | 5 | 43.004
2026 | 10 | 17 | 6 | 45.8432
2026 | 10 | 17 | 7 | 49.9947
2026 | 10 | 17 | 8 | 52.7352
2026 | 10 | 17 | 9 | 49.0292
2026 | 10 | 17 | 10 | 44.8858
2026 | 10 | 17 | 11 | 41.7302
2026 | 10 | 17 | 12 | 39.6128
2026 | 10 | 17 | 13 | 39.3396
2026 | 10 | 17 | 14 | 38.7631
2026 | 10 | 17 | 15 | 39.9057
2026 | 10 | 17 | 16 | 45.0461
2026 | 10 | 17 | 17 | 54.9867
2026 | 10 | 17 | 18 | 59.3412
2026 | 10 | 17 | 19 | 57.1801
2026 | 10 | 17 | 20 | 53.1843
2026 | 10 | 17 | 21 | 49.2708
2026 | 10 | 17 | 22 | 45.9401
2026 | 10 | 17 | 23 | 43.1874
2026 | 10 | 18 | 0 | 43.2058
2026 | 10 | 18 | 1 | 41.6377
2026 | 10 | 18 | 2 | 40.9169
2026 | 10 | 18 | 3 | 40.6362
2026 | 10 | 18 | 4 | 40.8487
2026 | 10 | 18 | 5 | 41.8334
2026 | 10 | 18 | 6 | 44.3808
2026 | 10 | 18 | 7 | 47.6034
2026 | 10 | 18 | 8 | 49.5815
2026 | 10 | 18 | 9 | 45.6694
2026 | 10 | 18 | 10 | 42.4714
2026 | 10 | 18 | 11 | 39.3507
2026 | 10 | 18 | 12 | 39.4069
2026 | 10 | 18 | 13 | 39.8052
2026 | 10 | 18 | 14 | 40.1021
2026 | 10 | 18 | 15 | 41.4253
2026 | 10 | 18 | 16 | 46.8857
2026 | 10 | 18 | 17 | 57.3556
2026 | 10 | 18 | 18 | 62.6947
2026 | 10 | 18 | 19 | 58.9775
2026 | 10 | 18 | 20 | 54.882
2026 | 10 | 18 | 21 | 50.6462
2026 | 10 | 18 | 22 | 46.6391
2026 | 10 | 18 | 23 | 43.5821
2026 | 10 | 19 | 0 | 42.5645
2026 | 10 | 19 | 1 | 42.6291
2026 | 10 | 19 | 2 | 42.35
2026 | 10 | 19 | 3 | 42.4443
2026 | 10 | 19 | 4 | 42.9012
2026 | 10 | 19 | 5 | 45.0075
2026 | 10 | 19 | 6 | 49.2661
2026 | 10 | 19 | 7 | 55.6804
2026 | 10 | 19 | 8 | 58.6219
2026 | 10 | 19 | 9 | 51.543
2026 | 10 | 19 | 10 | 46.2378
2026 | 10 | 19 | 11 | 43.1733
2026 | 10 | 19 | 12 | 43.3559
2026 | 10 | 19 | 13 | 43.801
2026 | 10 | 19 | 14 | 42.5457
2026 | 10 | 19 | 15 | 43.8829
2026 | 10 | 19 | 16 | 49.0126
2026 | 10 | 19 | 17 | 59.3955
2026 | 10 | 19 | 18 | 60.8159
2026 | 10 | 19 | 19 | 60.0783
2026 | 10 | 19 | 20 | 57.3927
2026 | 10 | 19 | 21 | 53.6613
2026 | 10 | 19 | 22 | 49.6452
2026 | 10 | 19 | 23 | 46.0738
2026 | 10 | 20 | 0 | 44.4556
2026 | 10 | 20 | 1 | 43.3687
2026 | 10 | 20 | 2 | 42.8888
2026 | 10 | 20 | 3 | 42.9777
2026 | 10 | 20 | 4 | 43.4541
2026 | 10 | 20 | 5 | 45.4971
2026 | 10 | 20 | 6 | 49.1634
2026 | 10 | 20 | 7 | 54.9244
2026 | 10 | 20 | 8 | 55.0037
2026 | 10 | 20 | 9 | 46.4928
2026 | 10 | 20 | 10 | 40.9139
2026 | 10 | 20 | 11 | 39.0914
2026 | 10 | 20 | 12 | 39.5151
2026 | 10 | 20 | 13 | 40.1541
2026 | 10 | 20 | 14 | 40.0118
2026 | 10 | 20 | 15 | 41.1017
2026 | 10 | 20 | 16 | 44.7536
2026 | 10 | 20 | 17 | 53.8436
2026 | 10 | 20 | 18 | 58.698
2026 | 10 | 20 | 19 | 58.5878
2026 | 10 | 20 | 20 | 56.0625
2026 | 10 | 20 | 21 | 52.6807
2026 | 10 | 20 | 22 | 48.8666
2026 | 10 | 20 | 23 | 45.4048
2026 | 10 | 21 | 0 | 44.4358
2026 | 10 | 21 | 1 | 43.967
2026 | 10 | 21 | 2 | 43.4129
2026 | 10 | 21 | 3 | 43.3744
2026 | 10 | 21 | 4 | 43.7514
2026 | 10 | 21 | 5 | 45.7319
2026 | 10 | 21 | 6 | 48.8151
2026 | 10 | 21 | 7 | 54.8545
2026 | 10 | 21 | 8 | 56.0167
2026 | 10 | 21 | 9 | 46.569
2026 | 10 | 21 | 10 | 40.2483
2026 | 10 | 21 | 11 | 37.8124
2026 | 10 | 21 | 12 | 39.1977
2026 | 10 | 21 | 13 | 40.0148
2026 | 10 | 21 | 14 | 39.7658
2026 | 10 | 21 | 15 | 40.2608
2026 | 10 | 21 | 16 | 44.134
2026 | 10 | 21 | 17 | 54.5176
2026 | 10 | 21 | 18 | 58.2583
2026 | 10 | 21 | 19 | 58.1454
2026 | 10 | 21 | 20 | 55.7371
2026 | 10 | 21 | 21 | 52.4991
2026 | 10 | 21 | 22 | 48.6182
2026 | 10 | 21 | 23 | 45.1061
2026 | 10 | 22 | 0 | 44.5591
2026 | 10 | 22 | 1 | 43.1844
2026 | 10 | 22 | 2 | 42.6663
2026 | 10 | 22 | 3 | 42.7254
2026 | 10 | 22 | 4 | 43.2143
2026 | 10 | 22 | 5 | 45.349
2026 | 10 | 22 | 6 | 49.7392
2026 | 10 | 22 | 7 | 54.7546
2026 | 10 | 22 | 8 | 53.3561
2026 | 10 | 22 | 9 | 44.902
2026 | 10 | 22 | 10 | 40.5976
2026 | 10 | 22 | 11 | 38.4324
2026 | 10 | 22 | 12 | 38.0473
2026 | 10 | 22 | 13 | 39.0475
2026 | 10 | 22 | 14 | 38.656
2026 | 10 | 22 | 15 | 39.0494
2026 | 10 | 22 | 16 | 42.0499
2026 | 10 | 22 | 17 | 50.6438
2026 | 10 | 22 | 18 | 59.7273
2026 | 10 | 22 | 19 | 59.6581
2026 | 10 | 22 | 20 | 57.3389
2026 | 10 | 22 | 21 | 54.1647
2026 | 10 | 22 | 22 | 50.4139
2026 | 10 | 22 | 23 | 46.7656
2026 | 10 | 23 | 0 | 45.0253
2026 | 10 | 23 | 1 | 42.2588
2026 | 10 | 23 | 2 | 41.466
2026 | 10 | 23 | 3 | 41.1887
2026 | 10 | 23 | 4 | 41.4663
2026 | 10 | 23 | 5 | 43.369
2026 | 10 | 23 | 6 | 46.8194
2026 | 10 | 23 | 7 | 52.9762
2026 | 10 | 23 | 8 | 55.2655
2026 | 10 | 23 | 9 | 48.8681
2026 | 10 | 23 | 10 | 45.1077
2026 | 10 | 23 | 11 | 42.7968
2026 | 10 | 23 | 12 | 43.2941
2026 | 10 | 23 | 13 | 43.55
2026 | 10 | 23 | 14 | 43.8009
2026 | 10 | 23 | 15 | 42.9089
2026 | 10 | 23 | 16 | 44.8255
2026 | 10 | 23 | 17 | 51.7317
2026 | 10 | 23 | 18 | 58.6835
2026 | 10 | 23 | 19 | 57.5356
2026 | 10 | 23 | 20 | 54.5
2026 | 10 | 23 | 21 | 51.0432
2026 | 10 | 23 | 22 | 47.5606
2026 | 10 | 23 | 23 | 44.0763
2026 | 10 | 24 | 0 | 41.9271
2026 | 10 | 24 | 1 | 40.143
2026 | 10 | 24 | 2 | 39.4709
2026 | 10 | 24 | 3 | 39.326
2026 | 10 | 24 | 4 | 39.4215
2026 | 10 | 24 | 5 | 40.3092
2026 | 10 | 24 | 6 | 41.4178
2026 | 10 | 24 | 7 | 46.9676
2026 | 10 | 24 | 8 | 54.3449
2026 | 10 | 24 | 9 | 50.0356
2026 | 10 | 24 | 10 | 42.1275
2026 | 10 | 24 | 11 | 35.9504
2026 | 10 | 24 | 12 | 32.7295
2026 | 10 | 24 | 13 | 32.5474
2026 | 10 | 24 | 14 | 34.756
2026 | 10 | 24 | 15 | 36.8182
2026 | 10 | 24 | 16 | 41.5476
2026 | 10 | 24 | 17 | 51.9858
2026 | 10 | 24 | 18 | 58.6208
2026 | 10 | 24 | 19 | 56.0568
2026 | 10 | 24 | 20 | 52.2569
2026 | 10 | 24 | 21 | 48.6637
2026 | 10 | 24 | 22 | 45.7226
2026 | 10 | 24 | 23 | 43.2671
2026 | 10 | 25 | 0 | 41.1975
2026 | 10 | 25 | 1 | 41.405
2026 | 10 | 25 | 2 | 40.7668
2026 | 10 | 25 | 3 | 40.6146
2026 | 10 | 25 | 4 | 40.8992
2026 | 10 | 25 | 5 | 41.9434
2026 | 10 | 25 | 6 | 43.4758
2026 | 10 | 25 | 7 | 47.0263
2026 | 10 | 25 | 8 | 50.0863
2026 | 10 | 25 | 9 | 44.942
2026 | 10 | 25 | 10 | 39.8223
2026 | 10 | 25 | 11 | 36.2834
2026 | 10 | 25 | 12 | 34.3925
2026 | 10 | 25 | 13 | 34.0581
2026 | 10 | 25 | 14 | 32.9831
2026 | 10 | 25 | 15 | 35.2035
2026 | 10 | 25 | 16 | 42.7253
2026 | 10 | 25 | 17 | 55.8237
2026 | 10 | 25 | 18 | 61.371
2026 | 10 | 25 | 19 | 59.5254
2026 | 10 | 25 | 20 | 56.7239
2026 | 10 | 25 | 21 | 53.0289
2026 | 10 | 25 | 22 | 49.2104
2026 | 10 | 25 | 23 | 46.1916
2026 | 10 | 26 | 0 | 46.358
2026 | 10 | 26 | 1 | 43.1198
2026 | 10 | 26 | 2 | 43.0987
2026 | 10 | 26 | 3 | 43.3816
2026 | 10 | 26 | 4 | 43.9643
2026 | 10 | 26 | 5 | 46.0301
2026 | 10 | 26 | 6 | 49.6724
2026 | 10 | 26 | 7 | 54.868
2026 | 10 | 26 | 8 | 56.3101
2026 | 10 | 26 | 9 | 49.6573
2026 | 10 | 26 | 10 | 45.2243
2026 | 10 | 26 | 11 | 42.4361
2026 | 10 | 26 | 12 | 42.5055
2026 | 10 | 26 | 13 | 42.2244
2026 | 10 | 26 | 14 | 40.7082
2026 | 10 | 26 | 15 | 40.8181
2026 | 10 | 26 | 16 | 45.9169
2026 | 10 | 26 | 17 | 54.488
2026 | 10 | 26 | 18 | 61.9834
2026 | 10 | 26 | 19 | 61.676
2026 | 10 | 26 | 20 | 59.2491
2026 | 10 | 26 | 21 | 55.8122
2026 | 10 | 26 | 22 | 51.6789
2026 | 10 | 26 | 23 | 48.0838
2026 | 10 | 27 | 0 | 45.4433
2026 | 10 | 27 | 1 | 45.3844
2026 | 10 | 27 | 2 | 44.844
2026 | 10 | 27 | 3 | 44.8281
2026 | 10 | 27 | 4 | 45.1606
2026 | 10 | 27 | 5 | 47.0208
2026 | 10 | 27 | 6 | 50.8629
2026 | 10 | 27 | 7 | 56.0401
2026 | 10 | 27 | 8 | 55.123
2026 | 10 | 27 | 9 | 46.0354
2026 | 10 | 27 | 10 | 41.6476
2026 | 10 | 27 | 11 | 40.6602
2026 | 10 | 27 | 12 | 40.7677
2026 | 10 | 27 | 13 | 41.4618
2026 | 10 | 27 | 14 | 41.4584
2026 | 10 | 27 | 15 | 41.8814
2026 | 10 | 27 | 16 | 45.4076
2026 | 10 | 27 | 17 | 54.1945
2026 | 10 | 27 | 18 | 61.9925
2026 | 10 | 27 | 19 | 60.1307
2026 | 10 | 27 | 20 | 57.1926
2026 | 10 | 27 | 21 | 53.6671
2026 | 10 | 27 | 22 | 49.8005
2026 | 10 | 27 | 23 | 46.2699
2026 | 10 | 28 | 0 | 43.4806
2026 | 10 | 28 | 1 | 41.9862
2026 | 10 | 28 | 2 | 41.3577
2026 | 10 | 28 | 3 | 41.3101
2026 | 10 | 28 | 4 | 41.7324
2026 | 10 | 28 | 5 | 43.6904
2026 | 10 | 28 | 6 | 47.8573
2026 | 10 | 28 | 7 | 53.9726
2026 | 10 | 28 | 8 | 57.5299
2026 | 10 | 28 | 9 | 52.622
2026 | 10 | 28 | 10 | 47.0997
2026 | 10 | 28 | 11 | 43.7334
2026 | 10 | 28 | 12 | 41.4494
2026 | 10 | 28 | 13 | 41.8554
2026 | 10 | 28 | 14 | 42.0658
2026 | 10 | 28 | 15 | 42.3455
2026 | 10 | 28 | 16 | 47.1939
2026 | 10 | 28 | 17 | 56.752
2026 | 10 | 28 | 18 | 61.8226
2026 | 10 | 28 | 19 | 61.1616
2026 | 10 | 28 | 20 | 58.7543
2026 | 10 | 28 | 21 | 55.6775
2026 | 10 | 28 | 22 | 51.703
2026 | 10 | 28 | 23 | 48.1803
2026 | 10 | 29 | 0 | 45.8536
2026 | 10 | 29 | 1 | 44.6855
2026 | 10 | 29 | 2 | 44.1042
2026 | 10 | 29 | 3 | 44.1157
2026 | 10 | 29 | 4 | 44.5921
2026 | 10 | 29 | 5 | 46.6694
2026 | 10 | 29 | 6 | 50.3973
2026 | 10 | 29 | 7 | 55.904
2026 | 10 | 29 | 8 | 57.2528
2026 | 10 | 29 | 9 | 51.9317
2026 | 10 | 29 | 10 | 48.322
2026 | 10 | 29 | 11 | 45.5173
2026 | 10 | 29 | 12 | 43.568
2026 | 10 | 29 | 13 | 43.6777
2026 | 10 | 29 | 14 | 43.5333
2026 | 10 | 29 | 15 | 44.2182
2026 | 10 | 29 | 16 | 49.1732
2026 | 10 | 29 | 17 | 58.3728
2026 | 10 | 29 | 18 | 60.737
2026 | 10 | 29 | 19 | 60.8335
2026 | 10 | 29 | 20 | 58.8092
2026 | 10 | 29 | 21 | 55.885
2026 | 10 | 29 | 22 | 52.255
2026 | 10 | 29 | 23 | 48.5994
2026 | 10 | 30 | 0 | 46.946
2026 | 10 | 30 | 1 | 44.2733
2026 | 10 | 30 | 2 | 43.6121
2026 | 10 | 30 | 3 | 43.4766
2026 | 10 | 30 | 4 | 43.7984
2026 | 10 | 30 | 5 | 45.6988
2026 | 10 | 30 | 6 | 49.1213
2026 | 10 | 30 | 7 | 54.9727
2026 | 10 | 30 | 8 | 57.3114
2026 | 10 | 30 | 9 | 51.482
2026 | 10 | 30 | 10 | 45.8655
2026 | 10 | 30 | 11 | 42.6378
2026 | 10 | 30 | 12 | 42.8124
2026 | 10 | 30 | 13 | 42.9495
2026 | 10 | 30 | 14 | 42.3489
2026 | 10 | 30 | 15 | 42.5826
2026 | 10 | 30 | 16 | 48.2869
2026 | 10 | 30 | 17 | 57.8464
2026 | 10 | 30 | 18 | 61.3588
2026 | 10 | 30 | 19 | 58.8182
2026 | 10 | 30 | 20 | 55.571
2026 | 10 | 30 | 21 | 52.2441
2026 | 10 | 30 | 22 | 48.5863
2026 | 10 | 30 | 23 | 45.0039
2026 | 10 | 31 | 0 | 44.1045
2026 | 10 | 31 | 1 | 43.6391
2026 | 10 | 31 | 2 | 43.0252
2026 | 10 | 31 | 3 | 42.7958
2026 | 10 | 31 | 4 | 43.0695
2026 | 10 | 31 | 5 | 44.2841
2026 | 10 | 31 | 6 | 46.3116
2026 | 10 | 31 | 7 | 50.7127
2026 | 10 | 31 | 8 | 54.8616
2026 | 10 | 31 | 9 | 51.4299
2026 | 10 | 31 | 10 | 46.8385
2026 | 10 | 31 | 11 | 43.5289
2026 | 10 | 31 | 12 | 42.2985
2026 | 10 | 31 | 13 | 41.2482
2026 | 10 | 31 | 14 | 40.5036
2026 | 10 | 31 | 15 | 41.8735
2026 | 10 | 31 | 16 | 49.582
2026 | 10 | 31 | 17 | 60.8347
2026 | 10 | 31 | 18 | 62.9731
2026 | 10 | 31 | 19 | 60.405
2026 | 10 | 31 | 20 | 56.4374
2026 | 10 | 31 | 21 | 52.9101
2026 | 10 | 31 | 22 | 49.772
2026 | 10 | 31 | 23 | 47.1172
2026 | 11 | 1 | 0 | 45.3239
2026 | 11 | 1 | 1 | 45.4652
2026 | 11 | 1 | 2 | 44.351
2026 | 11 | 1 | 3 | 43.9348
2026 | 11 | 1 | 4 | 44.04
2026 | 11 | 1 | 5 | 44.0416
2026 | 11 | 1 | 6 | 45.3077
2026 | 11 | 1 | 7 | 47.4574
2026 | 11 | 1 | 8 | 51.6317
2026 | 11 | 1 | 9 | 48.3476
2026 | 11 | 1 | 10 | 44.596
2026 | 11 | 1 | 11 | 41.9564
2026 | 11 | 1 | 12 | 40.1699
2026 | 11 | 1 | 13 | 41.7461
2026 | 11 | 1 | 14 | 42.1107
2026 | 11 | 1 | 15 | 41.7608
2026 | 11 | 1 | 16 | 45.419
2026 | 11 | 1 | 17 | 54.824
2026 | 11 | 1 | 18 | 64.3417
2026 | 11 | 1 | 19 | 62.381
2026 | 11 | 1 | 20 | 59.8427
2026 | 11 | 1 | 21 | 56.7981
2026 | 11 | 1 | 22 | 53.9275
2026 | 11 | 1 | 23 | 51.0798
2026 | 11 | 2 | 0 | 48.8742
2026 | 11 | 2 | 1 | 46.3397
2026 | 11 | 2 | 2 | 45.5748
2026 | 11 | 2 | 3 | 45.4023
2026 | 11 | 2 | 4 | 45.6773
2026 | 11 | 2 | 5 | 46.4531
2026 | 11 | 2 | 6 | 48.6772
2026 | 11 | 2 | 7 | 52.8732
2026 | 11 | 2 | 8 | 55.6039
2026 | 11 | 2 | 9 | 49.7486
2026 | 11 | 2 | 10 | 45.5459
2026 | 11 | 2 | 11 | 44.2857
2026 | 11 | 2 | 12 | 45.7589
2026 | 11 | 2 | 13 | 47.7984
2026 | 11 | 2 | 14 | 48.2448
2026 | 11 | 2 | 15 | 47.7655
2026 | 11 | 2 | 16 | 49.8091
2026 | 11 | 2 | 17 | 57.6481
2026 | 11 | 2 | 18 | 66.7506
2026 | 11 | 2 | 19 | 63.3026
2026 | 11 | 2 | 20 | 60.6311
2026 | 11 | 2 | 21 | 57.2192
2026 | 11 | 2 | 22 | 53.9412
2026 | 11 | 2 | 23 | 50.5237
2026 | 11 | 3 | 0 | 47.509
2026 | 11 | 3 | 1 | 46.3027
2026 | 11 | 3 | 2 | 45.1173
2026 | 11 | 3 | 3 | 44.8553
2026 | 11 | 3 | 4 | 45.1048
2026 | 11 | 3 | 5 | 45.9471
2026 | 11 | 3 | 6 | 48.4943
2026 | 11 | 3 | 7 | 54.059
2026 | 11 | 3 | 8 | 61.1252
2026 | 11 | 3 | 9 | 58.5965
2026 | 11 | 3 | 10 | 52.3775
2026 | 11 | 3 | 11 | 48.4326
2026 | 11 | 3 | 12 | 48.4309
2026 | 11 | 3 | 13 | 50.0654
2026 | 11 | 3 | 14 | 51.0891
2026 | 11 | 3 | 15 | 51.9987
2026 | 11 | 3 | 16 | 56.5095
2026 | 11 | 3 | 17 | 65.64
2026 | 11 | 3 | 18 | 69.4927
2026 | 11 | 3 | 19 | 66.4256
2026 | 11 | 3 | 20 | 64.1641
2026 | 11 | 3 | 21 | 61.2156
2026 | 11 | 3 | 22 | 58.14
2026 | 11 | 3 | 23 | 54.7422
2026 | 11 | 4 | 0 | 51.0985
2026 | 11 | 4 | 1 | 49.1396
2026 | 11 | 4 | 2 | 48.0248
2026 | 11 | 4 | 3 | 47.7238
2026 | 11 | 4 | 4 | 47.9901
2026 | 11 | 4 | 5 | 48.7382
2026 | 11 | 4 | 6 | 52.1015
2026 | 11 | 4 | 7 | 56.2596
2026 | 11 | 4 | 8 | 58.87
2026 | 11 | 4 | 9 | 52.9351
2026 | 11 | 4 | 10 | 47.6758
2026 | 11 | 4 | 11 | 45.3858
2026 | 11 | 4 | 12 | 45.9185
2026 | 11 | 4 | 13 | 47.4205
2026 | 11 | 4 | 14 | 47.4223
2026 | 11 | 4 | 15 | 46.4506
2026 | 11 | 4 | 16 | 48.3222
2026 | 11 | 4 | 17 | 55.9015
2026 | 11 | 4 | 18 | 64.8275
2026 | 11 | 4 | 19 | 64.0367
2026 | 11 | 4 | 20 | 62.8339
2026 | 11 | 4 | 21 | 60.3126
2026 | 11 | 4 | 22 | 57.3251
2026 | 11 | 4 | 23 | 53.8395
2026 | 11 | 5 | 0 | 51.8287
2026 | 11 | 5 | 1 | 49.0423
2026 | 11 | 5 | 2 | 47.856
2026 | 11 | 5 | 3 | 47.4317
2026 | 11 | 5 | 4 | 47.4825
2026 | 11 | 5 | 5 | 48.1192
2026 | 11 | 5 | 6 | 49.9293
2026 | 11 | 5 | 7 | 53.7898
2026 | 11 | 5 | 8 | 55.8359
2026 | 11 | 5 | 9 | 50.0789
2026 | 11 | 5 | 10 | 45.4424
2026 | 11 | 5 | 11 | 43.7398
2026 | 11 | 5 | 12 | 43.7634
2026 | 11 | 5 | 13 | 45.6728
2026 | 11 | 5 | 14 | 45.8775
2026 | 11 | 5 | 15 | 44.9177
2026 | 11 | 5 | 16 | 46.2107
2026 | 11 | 5 | 17 | 53.4165
2026 | 11 | 5 | 18 | 62.967
2026 | 11 | 5 | 19 | 61.122
2026 | 11 | 5 | 20 | 59.4038
2026 | 11 | 5 | 21 | 56.7587
2026 | 11 | 5 | 22 | 53.9431
2026 | 11 | 5 | 23 | 50.4579
2026 | 11 | 6 | 0 | 47.3836
2026 | 11 | 6 | 1 | 45.6607
2026 | 11 | 6 | 2 | 44.4378
2026 | 11 | 6 | 3 | 44.0705
2026 | 11 | 6 | 4 | 44.2437
2026 | 11 | 6 | 5 | 45.0308
2026 | 11 | 6 | 6 | 47.193
2026 | 11 | 6 | 7 | 51.7242
2026 | 11 | 6 | 8 | 55.4516
2026 | 11 | 6 | 9 | 50.5097
2026 | 11 | 6 | 10 | 44.3412
2026 | 11 | 6 | 11 | 41.7229
2026 | 11 | 6 | 12 | 41.3295
2026 | 11 | 6 | 13 | 43.0072
2026 | 11 | 6 | 14 | 43.046
2026 | 11 | 6 | 15 | 42.0571
2026 | 11 | 6 | 16 | 44.5879
2026 | 11 | 6 | 17 | 52.1878
2026 | 11 | 6 | 18 | 60.1786
2026 | 11 | 6 | 19 | 59.2813
2026 | 11 | 6 | 20 | 57.8112
2026 | 11 | 6 | 21 | 55.6161
2026 | 11 | 6 | 22 | 53.1722
2026 | 11 | 6 | 23 | 49.7953
2026 | 11 | 7 | 0 | 47.7794
2026 | 11 | 7 | 1 | 45.3288
2026 | 11 | 7 | 2 | 44.0305
2026 | 11 | 7 | 3 | 43.3934
2026 | 11 | 7 | 4 | 43.2619
2026 | 11 | 7 | 5 | 43.1043
2026 | 11 | 7 | 6 | 43.2434
2026 | 11 | 7 | 7 | 45.6662
2026 | 11 | 7 | 8 | 49.3825
2026 | 11 | 7 | 9 | 45.9736
2026 | 11 | 7 | 10 | 41.9962
2026 | 11 | 7 | 11 | 39.7003
2026 | 11 | 7 | 12 | 38.213
2026 | 11 | 7 | 13 | 39.8921
2026 | 11 | 7 | 14 | 39.4032
2026 | 11 | 7 | 15 | 38.4128
2026 | 11 | 7 | 16 | 40.5142
2026 | 11 | 7 | 17 | 47.6245
2026 | 11 | 7 | 18 | 58.1476
2026 | 11 | 7 | 19 | 56.2583
2026 | 11 | 7 | 20 | 53.5826
2026 | 11 | 7 | 21 | 50.6958
2026 | 11 | 7 | 22 | 48.4886
2026 | 11 | 7 | 23 | 45.963
2026 | 11 | 8 | 0 | 43.9596
2026 | 11 | 8 | 1 | 41.0696
2026 | 11 | 8 | 2 | 39.4702
2026 | 11 | 8 | 3 | 38.601
2026 | 11 | 8 | 4 | 38.326
2026 | 11 | 8 | 5 | 37.8637
2026 | 11 | 8 | 6 | 37.6132
2026 | 11 | 8 | 7 | 39.6868
2026 | 11 | 8 | 8 | 46.434
2026 | 11 | 8 | 9 | 44.5293
2026 | 11 | 8 | 10 | 39.4326
2026 | 11 | 8 | 11 | 38.1196
2026 | 11 | 8 | 12 | 37.3059
2026 | 11 | 8 | 13 | 37.7564
2026 | 11 | 8 | 14 | 36.8515
2026 | 11 | 8 | 15 | 36.0058
2026 | 11 | 8 | 16 | 40.1596
2026 | 11 | 8 | 17 | 50.3373
2026 | 11 | 8 | 18 | 54.9281
2026 | 11 | 8 | 19 | 52.3374
2026 | 11 | 8 | 20 | 49.5585
2026 | 11 | 8 | 21 | 46.6088
2026 | 11 | 8 | 22 | 44.1161
2026 | 11 | 8 | 23 | 41.5514
2026 | 11 | 9 | 0 | 39.8445
2026 | 11 | 9 | 1 | 36.8649
2026 | 11 | 9 | 2 | 35.7641
2026 | 11 | 9 | 3 | 35.3209
2026 | 11 | 9 | 4 | 35.4464
2026 | 11 | 9 | 5 | 36.1301
2026 | 11 | 9 | 6 | 38.5227
2026 | 11 | 9 | 7 | 42.9309
2026 | 11 | 9 | 8 | 47.1304
2026 | 11 | 9 | 9 | 43.1437
2026 | 11 | 9 | 10 | 40.2924
2026 | 11 | 9 | 11 | 40.4798
2026 | 11 | 9 | 12 | 39.8802
2026 | 11 | 9 | 13 | 41.114
2026 | 11 | 9 | 14 | 42.5963
2026 | 11 | 9 | 15 | 41.2667
2026 | 11 | 9 | 16 | 41.2747
2026 | 11 | 9 | 17 | 47.5528
2026 | 11 | 9 | 18 | 58.0888
2026 | 11 | 9 | 19 | 56.4076
2026 | 11 | 9 | 20 | 54.273
2026 | 11 | 9 | 21 | 51.3086
2026 | 11 | 9 | 22 | 48.3864
2026 | 11 | 9 | 23 | 45.2334
2026 | 11 | 10 | 0 | 42.5447
2026 | 11 | 10 | 1 | 39.6947
2026 | 11 | 10 | 2 | 38.3769
2026 | 11 | 10 | 3 | 37.9593
2026 | 11 | 10 | 4 | 38.1049
2026 | 11 | 10 | 5 | 38.7443
2026 | 11 | 10 | 6 | 40.761
2026 | 11 | 10 | 7 | 46.0905
2026 | 11 | 10 | 8 | 53.1914
2026 | 11 | 10 | 9 | 51.2419
2026 | 11 | 10 | 10 | 45.0461
2026 | 11 | 10 | 11 | 42.2477
2026 | 11 | 10 | 12 | 42.7516
2026 | 11 | 10 | 13 | 43.8715
2026 | 11 | 10 | 14 | 44.4982
2026 | 11 | 10 | 15 | 45.459
2026 | 11 | 10 | 16 | 50.4431
2026 | 11 | 10 | 17 | 59.5747
2026 | 11 | 10 | 18 | 62.7484
2026 | 11 | 10 | 19 | 59.2295
2026 | 11 | 10 | 20 | 56.8905
2026 | 11 | 10 | 21 | 53.8088
2026 | 11 | 10 | 22 | 50.8104
2026 | 11 | 10 | 23 | 47.3576
2026 | 11 | 11 | 0 | 45.5509
2026 | 11 | 11 | 1 | 42.7953
2026 | 11 | 11 | 2 | 41.5332
2026 | 11 | 11 | 3 | 41.2271
2026 | 11 | 11 | 4 | 41.4717
2026 | 11 | 11 | 5 | 42.3192
2026 | 11 | 11 | 6 | 44.756
2026 | 11 | 11 | 7 | 49.6457
2026 | 11 | 11 | 8 | 57.3799
2026 | 11 | 11 | 9 | 56.7257
2026 | 11 | 11 | 10 | 51.3202
2026 | 11 | 11 | 11 | 47.4901
2026 | 11 | 11 | 12 | 47.2661
2026 | 11 | 11 | 13 | 48.2851
2026 | 11 | 11 | 14 | 48.057
2026 | 11 | 11 | 15 | 48.4125
2026 | 11 | 11 | 16 | 53.2858
2026 | 11 | 11 | 17 | 62.8743
2026 | 11 | 11 | 18 | 67.7063
2026 | 11 | 11 | 19 | 63.9296
2026 | 11 | 11 | 20 | 61.8183
2026 | 11 | 11 | 21 | 58.8933
2026 | 11 | 11 | 22 | 55.7925
2026 | 11 | 11 | 23 | 52.0899
2026 | 11 | 12 | 0 | 48.0423
2026 | 11 | 12 | 1 | 46.1053
2026 | 11 | 12 | 2 | 44.7908
2026 | 11 | 12 | 3 | 44.3412
2026 | 11 | 12 | 4 | 44.4141
2026 | 11 | 12 | 5 | 45.1177
2026 | 11 | 12 | 6 | 47.857
2026 | 11 | 12 | 7 | 52.7268
2026 | 11 | 12 | 8 | 60.406
2026 | 11 | 12 | 9 | 59.6544
2026 | 11 | 12 | 10 | 54.6113
2026 | 11 | 12 | 11 | 49.8975
2026 | 11 | 12 | 12 | 48.7647
2026 | 11 | 12 | 13 | 48.8696
2026 | 11 | 12 | 14 | 48.5775
2026 | 11 | 12 | 15 | 49.1843
2026 | 11 | 12 | 16 | 54.759
2026 | 11 | 12 | 17 | 64.0807
2026 | 11 | 12 | 18 | 66.074
2026 | 11 | 12 | 19 | 63.3837
2026 | 11 | 12 | 20 | 61.6657
2026 | 11 | 12 | 21 | 59.095
2026 | 11 | 12 | 22 | 56.1842
2026 | 11 | 12 | 23 | 52.5815
2026 | 11 | 13 | 0 | 49.952
2026 | 11 | 13 | 1 | 48.0931
2026 | 11 | 13 | 2 | 46.7249
2026 | 11 | 13 | 3 | 46.222
2026 | 11 | 13 | 4 | 46.3245
2026 | 11 | 13 | 5 | 46.9813
2026 | 11 | 13 | 6 | 48.9374
2026 | 11 | 13 | 7 | 54.1266
2026 | 11 | 13 | 8 | 61.3308
2026 | 11 | 13 | 9 | 59.7133
2026 | 11 | 13 | 10 | 53.5974
2026 | 11 | 13 | 11 | 49.481
2026 | 11 | 13 | 12 | 48.4221
2026 | 11 | 13 | 13 | 48.9214
2026 | 11 | 13 | 14 | 49.0317
2026 | 11 | 13 | 15 | 49.4173
2026 | 11 | 13 | 16 | 54.1322
2026 | 11 | 13 | 17 | 63.0899
2026 | 11 | 13 | 18 | 66.6291
2026 | 11 | 13 | 19 | 63.7511
2026 | 11 | 13 | 20 | 61.7658
2026 | 11 | 13 | 21 | 59.2861
2026 | 11 | 13 | 22 | 56.8244
2026 | 11 | 13 | 23 | 53.352
2026 | 11 | 14 | 0 | 49.5536
2026 | 11 | 14 | 1 | 49.2903
2026 | 11 | 14 | 2 | 48.0916
2026 | 11 | 14 | 3 | 47.5474
2026 | 11 | 14 | 4 | 47.5933
2026 | 11 | 14 | 5 | 47.7471
2026 | 11 | 14 | 6 | 48.2735
2026 | 11 | 14 | 7 | 51.0553
2026 | 11 | 14 | 8 | 56.065
2026 | 11 | 14 | 9 | 54.3419
2026 | 11 | 14 | 10 | 50.3351
2026 | 11 | 14 | 11 | 47.4253
2026 | 11 | 14 | 12 | 45.3135
2026 | 11 | 14 | 13 | 44.6664
2026 | 11 | 14 | 14 | 44.141
2026 | 11 | 14 | 15 | 44.5638
2026 | 11 | 14 | 16 | 49.1875
2026 | 11 | 14 | 17 | 57.7085
2026 | 11 | 14 | 18 | 65.4693
2026 | 11 | 14 | 19 | 63.018
2026 | 11 | 14 | 20 | 60.1144
2026 | 11 | 14 | 21 | 57.2817
2026 | 11 | 14 | 22 | 54.9969
2026 | 11 | 14 | 23 | 52.3088
2026 | 11 | 15 | 0 | 51.8381
2026 | 11 | 15 | 1 | 48.5982
2026 | 11 | 15 | 2 | 47.1988
2026 | 11 | 15 | 3 | 46.5546
2026 | 11 | 15 | 4 | 46.3938
2026 | 11 | 15 | 5 | 46.214
2026 | 11 | 15 | 6 | 45.9695
2026 | 11 | 15 | 7 | 47.9023
2026 | 11 | 15 | 8 | 53.3642
2026 | 11 | 15 | 9 | 52.3109
2026 | 11 | 15 | 10 | 48.7225
2026 | 11 | 15 | 11 | 45.7542
2026 | 11 | 15 | 12 | 46.6114
2026 | 11 | 15 | 13 | 46.6831
2026 | 11 | 15 | 14 | 46.8736
2026 | 11 | 15 | 15 | 47.7126
2026 | 11 | 15 | 16 | 53.2528
2026 | 11 | 15 | 17 | 62.2404
2026 | 11 | 15 | 18 | 67.118
2026 | 11 | 15 | 19 | 62.1754
2026 | 11 | 15 | 20 | 58.7624
2026 | 11 | 15 | 21 | 55.3263
2026 | 11 | 15 | 22 | 52.1863
2026 | 11 | 15 | 23 | 49.1796
2026 | 11 | 16 | 0 | 47.6419
2026 | 11 | 16 | 1 | 45.2677
2026 | 11 | 16 | 2 | 44.1781
2026 | 11 | 16 | 3 | 43.8352
2026 | 11 | 16 | 4 | 44.0175
2026 | 11 | 16 | 5 | 44.7263
2026 | 11 | 16 | 6 | 47.0148
2026 | 11 | 16 | 7 | 51.6301
2026 | 11 | 16 | 8 | 57.6965
2026 | 11 | 16 | 9 | 55.6633
2026 | 11 | 16 | 10 | 51.3865
2026 | 11 | 16 | 11 | 48.8841
2026 | 11 | 16 | 12 | 46.3198
2026 | 11 | 16 | 13 | 46.5938
2026 | 11 | 16 | 14 | 46.8774
2026 | 11 | 16 | 15 | 47.1768
2026 | 11 | 16 | 16 | 50.3381
2026 | 11 | 16 | 17 | 58.1306
2026 | 11 | 16 | 18 | 67.8914
2026 | 11 | 16 | 19 | 64.6066
2026 | 11 | 16 | 20 | 62.5104
2026 | 11 | 16 | 21 | 59.6177
2026 | 11 | 16 | 22 | 56.5884
2026 | 11 | 16 | 23 | 53.14
2026 | 11 | 17 | 0 | 49.6559
2026 | 11 | 17 | 1 | 50.0487
2026 | 11 | 17 | 2 | 48.8543
2026 | 11 | 17 | 3 | 48.6207
2026 | 11 | 17 | 4 | 48.9312
2026 | 11 | 17 | 5 | 49.715
2026 | 11 | 17 | 6 | 50.0787
2026 | 11 | 17 | 7 | 55.1015
2026 | 11 | 17 | 8 | 61.496
2026 | 11 | 17 | 9 | 59.415
2026 | 11 | 17 | 10 | 53.8857
2026 | 11 | 17 | 11 | 50.106
2026 | 11 | 17 | 12 | 51.2976
2026 | 11 | 17 | 13 | 50.6377
2026 | 11 | 17 | 14 | 50.8579
2026 | 11 | 17 | 15 | 52.5152
2026 | 11 | 17 | 16 | 58.5326
2026 | 11 | 17 | 17 | 67.0566
2026 | 11 | 17 | 18 | 73.1607
2026 | 11 | 17 | 19 | 69.9283
2026 | 11 | 17 | 20 | 68.1402
2026 | 11 | 17 | 21 | 65.5255
2026 | 11 | 17 | 22 | 62.8228
2026 | 11 | 17 | 23 | 59.4805
2026 | 11 | 18 | 0 | 54.2785
2026 | 11 | 18 | 1 | 52.0748
2026 | 11 | 18 | 2 | 50.8778
2026 | 11 | 18 | 3 | 50.5427
2026 | 11 | 18 | 4 | 50.7907
2026 | 11 | 18 | 5 | 51.4344
2026 | 11 | 18 | 6 | 52.7014
2026 | 11 | 18 | 7 | 57.2075
2026 | 11 | 18 | 8 | 62.8329
2026 | 11 | 18 | 9 | 60.345
2026 | 11 | 18 | 10 | 55.5208
2026 | 11 | 18 | 11 | 51.864
2026 | 11 | 18 | 12 | 51.8315
2026 | 11 | 18 | 13 | 51.5989
2026 | 11 | 18 | 14 | 51.1468
2026 | 11 | 18 | 15 | 51.8546
2026 | 11 | 18 | 16 | 56.6083
2026 | 11 | 18 | 17 | 65.3907
2026 | 11 | 18 | 18 | 72.6601
2026 | 11 | 18 | 19 | 68.956
2026 | 11 | 18 | 20 | 67.0552
2026 | 11 | 18 | 21 | 64.3166
2026 | 11 | 18 | 22 | 61.3557
2026 | 11 | 18 | 23 | 57.8036
2026 | 11 | 19 | 0 | 53.9093
2026 | 11 | 19 | 1 | 53.0477
2026 | 11 | 19 | 2 | 51.8255
2026 | 11 | 19 | 3 | 51.499
2026 | 11 | 19 | 4 | 51.7373
2026 | 11 | 19 | 5 | 52.4677
2026 | 11 | 19 | 6 | 53.3147
2026 | 11 | 19 | 7 | 57.9122
2026 | 11 | 19 | 8 | 63.8495
2026 | 11 | 19 | 9 | 61.7865
2026 | 11 | 19 | 10 | 56.7692
2026 | 11 | 19 | 11 | 52.6936
2026 | 11 | 19 | 12 | 52.1178
2026 | 11 | 19 | 13 | 51.8526
2026 | 11 | 19 | 14 | 52.1556
2026 | 11 | 19 | 15 | 53.3471
2026 | 11 | 19 | 16 | 58.0449
2026 | 11 | 19 | 17 | 66.9732
2026 | 11 | 19 | 18 | 70.315
2026 | 11 | 19 | 19 | 68.2665
2026 | 11 | 19 | 20 | 67.0136
2026 | 11 | 19 | 21 | 64.7565
2026 | 11 | 19 | 22 | 62.0887
2026 | 11 | 19 | 23 | 58.4191
2026 | 11 | 20 | 0 | 55.3344
2026 | 11 | 20 | 1 | 52.6589
2026 | 11 | 20 | 2 | 51.2497
2026 | 11 | 20 | 3 | 50.6738
2026 | 11 | 20 | 4 | 50.6781
2026 | 11 | 20 | 5 | 51.1247
2026 | 11 | 20 | 6 | 53.0083
2026 | 11 | 20 | 7 | 57.0928
2026 | 11 | 20 | 8 | 60.8567
2026 | 11 | 20 | 9 | 56.6484
2026 | 11 | 20 | 10 | 51.0819
2026 | 11 | 20 | 11 | 48.2475
2026 | 11 | 20 | 12 | 48.8939
2026 | 11 | 20 | 13 | 48.503
2026 | 11 | 20 | 14 | 47.5076
2026 | 11 | 20 | 15 | 47.3452
2026 | 11 | 20 | 16 | 51.3103
2026 | 11 | 20 | 17 | 58.5781
2026 | 11 | 20 | 18 | 66.1818
2026 | 11 | 20 | 19 | 64.316
2026 | 11 | 20 | 20 | 62.9935
2026 | 11 | 20 | 21 | 60.8695
2026 | 11 | 20 | 22 | 58.6537
2026 | 11 | 20 | 23 | 55.2049
2026 | 11 | 21 | 0 | 51.1928
2026 | 11 | 21 | 1 | 46.5362
2026 | 11 | 21 | 2 | 44.8296
2026 | 11 | 21 | 3 | 43.7879
2026 | 11 | 21 | 4 | 43.3191
2026 | 11 | 21 | 5 | 42.8991
2026 | 11 | 21 | 6 | 41.7945
2026 | 11 | 21 | 7 | 43.5102
2026 | 11 | 21 | 8 | 46.5811
2026 | 11 | 21 | 9 | 43.3154
2026 | 11 | 21 | 10 | 39.752
2026 | 11 | 21 | 11 | 39.6767
2026 | 11 | 21 | 12 | 39.0101
2026 | 11 | 21 | 13 | 39.1147
2026 | 11 | 21 | 14 | 37.8165
2026 | 11 | 21 | 15 | 37.094
2026 | 11 | 21 | 16 | 39.2423
2026 | 11 | 21 | 17 | 46.491
2026 | 11 | 21 | 18 | 55.4867
2026 | 11 | 21 | 19 | 53.3967
2026 | 11 | 21 | 20 | 50.4302
2026 | 11 | 21 | 21 | 47.9015
2026 | 11 | 21 | 22 | 46.1223
2026 | 11 | 21 | 23 | 43.855
2026 | 11 | 22 | 0 | 42.0774
2026 | 11 | 22 | 1 | 40.9542
2026 | 11 | 22 | 2 | 39.473
2026 | 11 | 22 | 3 | 38.6602
2026 | 11 | 22 | 4 | 38.4586
2026 | 11 | 22 | 5 | 37.996
2026 | 11 | 22 | 6 | 36.1694
2026 | 11 | 22 | 7 | 38.2379
2026 | 11 | 22 | 8 | 43.8015
2026 | 11 | 22 | 9 | 40.6577
2026 | 11 | 22 | 10 | 35.3393
2026 | 11 | 22 | 11 | 33.2467
2026 | 11 | 22 | 12 | 36.6524
2026 | 11 | 22 | 13 | 37.2247
2026 | 11 | 22 | 14 | 37.4279
2026 | 11 | 22 | 15 | 38.08
2026 | 11 | 22 | 16 | 42.6976
2026 | 11 | 22 | 17 | 51.8831
2026 | 11 | 22 | 18 | 60.3264
2026 | 11 | 22 | 19 | 55.9949
2026 | 11 | 22 | 20 | 53.2218
2026 | 11 | 22 | 21 | 50.3282
2026 | 11 | 22 | 22 | 48.059
2026 | 11 | 22 | 23 | 45.4177
2026 | 11 | 23 | 0 | 42.1876
2026 | 11 | 23 | 1 | 41.7778
2026 | 11 | 23 | 2 | 40.7718
2026 | 11 | 23 | 3 | 40.6667
2026 | 11 | 23 | 4 | 41.1644
2026 | 11 | 23 | 5 | 42.1651
2026 | 11 | 23 | 6 | 44.8485
2026 | 11 | 23 | 7 | 49.5997
2026 | 11 | 23 | 8 | 55.4239
2026 | 11 | 23 | 9 | 52.0376
2026 | 11 | 23 | 10 | 46.6194
2026 | 11 | 23 | 11 | 44.1311
2026 | 11 | 23 | 12 | 43.9471
2026 | 11 | 23 | 13 | 43.4365
2026 | 11 | 23 | 14 | 42.6504
2026 | 11 | 23 | 15 | 43.9599
2026 | 11 | 23 | 16 | 48.8916
2026 | 11 | 23 | 17 | 57.8439
2026 | 11 | 23 | 18 | 66.3427
2026 | 11 | 23 | 19 | 64.917
2026 | 11 | 23 | 20 | 63.7653
2026 | 11 | 23 | 21 | 61.4025
2026 | 11 | 23 | 22 | 58.7385
2026 | 11 | 23 | 23 | 55.2725
2026 | 11 | 24 | 0 | 52.6223
2026 | 11 | 24 | 1 | 50.2793
2026 | 11 | 24 | 2 | 49.147
2026 | 11 | 24 | 3 | 48.9247
2026 | 11 | 24 | 4 | 49.2062
2026 | 11 | 24 | 5 | 49.8351
2026 | 11 | 24 | 6 | 51.5387
2026 | 11 | 24 | 7 | 55.8805
2026 | 11 | 24 | 8 | 60.3662
2026 | 11 | 24 | 9 | 56.1936
2026 | 11 | 24 | 10 | 50.4926
2026 | 11 | 24 | 11 | 47.2612
2026 | 11 | 24 | 12 | 47.8069
2026 | 11 | 24 | 13 | 46.7732
2026 | 11 | 24 | 14 | 45.7112
2026 | 11 | 24 | 15 | 46.8423
2026 | 11 | 24 | 16 | 51.4924
2026 | 11 | 24 | 17 | 59.1776
2026 | 11 | 24 | 18 | 65.4382
2026 | 11 | 24 | 19 | 63.7721
2026 | 11 | 24 | 20 | 62.6896
2026 | 11 | 24 | 21 | 60.2141
2026 | 11 | 24 | 22 | 57.5028
2026 | 11 | 24 | 23 | 53.8381
2026 | 11 | 25 | 0 | 51.698
2026 | 11 | 25 | 1 | 50.7066
2026 | 11 | 25 | 2 | 49.4306
2026 | 11 | 25 | 3 | 49.0455
2026 | 11 | 25 | 4 | 49.1927
2026 | 11 | 25 | 5 | 49.7304
2026 | 11 | 25 | 6 | 51.2018
2026 | 11 | 25 | 7 | 55.7856
2026 | 11 | 25 | 8 | 62.5102
2026 | 11 | 25 | 9 | 60.5671
2026 | 11 | 25 | 10 | 54.7288
2026 | 11 | 25 | 11 | 50.6529
2026 | 11 | 25 | 12 | 48.4924
2026 | 11 | 25 | 13 | 48.3118
2026 | 11 | 25 | 14 | 48.1233
2026 | 11 | 25 | 15 | 48.6251
2026 | 11 | 25 | 16 | 52.1879
2026 | 11 | 25 | 17 | 60.9685
2026 | 11 | 25 | 18 | 67.3968
2026 | 11 | 25 | 19 | 64.6914
2026 | 11 | 25 | 20 | 63.2249
2026 | 11 | 25 | 21 | 60.7554
2026 | 11 | 25 | 22 | 57.7174
2026 | 11 | 25 | 23 | 53.923
2026 | 11 | 26 | 0 | 51.9077
2026 | 11 | 26 | 1 | 51.1097
2026 | 11 | 26 | 2 | 49.7606
2026 | 11 | 26 | 3 | 49.3054
2026 | 11 | 26 | 4 | 49.3682
2026 | 11 | 26 | 5 | 49.8739
2026 | 11 | 26 | 6 | 50.9039
2026 | 11 | 26 | 7 | 55.2555
2026 | 11 | 26 | 8 | 60.9902
2026 | 11 | 26 | 9 | 59.0084
2026 | 11 | 26 | 10 | 53.7876
2026 | 11 | 26 | 11 | 50.7506
2026 | 11 | 26 | 12 | 49.4315
2026 | 11 | 26 | 13 | 48.6133
2026 | 11 | 26 | 14 | 48.1616
2026 | 11 | 26 | 15 | 48.7306
2026 | 11 | 26 | 16 | 52.4923
2026 | 11 | 26 | 17 | 60.5255
2026 | 11 | 26 | 18 | 65.9945
2026 | 11 | 26 | 19 | 64.3213
2026 | 11 | 26 | 20 | 63.3613
2026 | 11 | 26 | 21 | 61.2946
2026 | 11 | 26 | 22 | 58.7667
2026 | 11 | 26 | 23 | 55.1262
2026 | 11 | 27 | 0 | 51.349
2026 | 11 | 27 | 1 | 49.4906
2026 | 11 | 27 | 2 | 48.038
2026 | 11 | 27 | 3 | 47.4983
2026 | 11 | 27 | 4 | 47.5248
2026 | 11 | 27 | 5 | 47.9929
2026 | 11 | 27 | 6 | 48.3984
2026 | 11 | 27 | 7 | 53.1883
2026 | 11 | 27 | 8 | 60.1997
2026 | 11 | 27 | 9 | 59.3854
2026 | 11 | 27 | 10 | 53.6628
2026 | 11 | 27 | 11 | 50.1523
2026 | 11 | 27 | 12 | 49.8281
2026 | 11 | 27 | 13 | 48.5718
2026 | 11 | 27 | 14 | 47.9365
2026 | 11 | 27 | 15 | 48.5647
2026 | 11 | 27 | 16 | 54.112
2026 | 11 | 27 | 17 | 62.5218
2026 | 11 | 27 | 18 | 68.0871
2026 | 11 | 27 | 19 | 63.9998
2026 | 11 | 27 | 20 | 61.9467
2026 | 11 | 27 | 21 | 59.5795
2026 | 11 | 27 | 22 | 57.2207
2026 | 11 | 27 | 23 | 53.7352
2026 | 11 | 28 | 0 | 49.8977
2026 | 11 | 28 | 1 | 44.8086
2026 | 11 | 28 | 2 | 43.0125
2026 | 11 | 28 | 3 | 41.9981
2026 | 11 | 28 | 4 | 41.5362
2026 | 11 | 28 | 5 | 41.0605
2026 | 11 | 28 | 6 | 40.7704
2026 | 11 | 28 | 7 | 43.5465
2026 | 11 | 28 | 8 | 51.0598
2026 | 11 | 28 | 9 | 52.4221
2026 | 11 | 28 | 10 | 48.5415
2026 | 11 | 28 | 11 | 45.5734
2026 | 11 | 28 | 12 | 44.5
2026 | 11 | 28 | 13 | 43.814
2026 | 11 | 28 | 14 | 42.8559
2026 | 11 | 28 | 15 | 43.6199
2026 | 11 | 28 | 16 | 48.8454
2026 | 11 | 28 | 17 | 57.1529
2026 | 11 | 28 | 18 | 60.6511
2026 | 11 | 28 | 19 | 55.8312
2026 | 11 | 28 | 20 | 52.4682
2026 | 11 | 28 | 21 | 49.4148
2026 | 11 | 28 | 22 | 47.1612
2026 | 11 | 28 | 23 | 44.4719
2026 | 11 | 29 | 0 | 42.9714
2026 | 11 | 29 | 1 | 42.465
2026 | 11 | 29 | 2 | 41.1039
2026 | 11 | 29 | 3 | 40.4652
2026 | 11 | 29 | 4 | 40.4572
2026 | 11 | 29 | 5 | 40.1963
2026 | 11 | 29 | 6 | 39.8604
2026 | 11 | 29 | 7 | 41.5664
2026 | 11 | 29 | 8 | 46.4807
2026 | 11 | 29 | 9 | 44.7702
2026 | 11 | 29 | 10 | 40.4596
2026 | 11 | 29 | 11 | 38.4364
2026 | 11 | 29 | 12 | 41.5705
2026 | 11 | 29 | 13 | 40.6079
2026 | 11 | 29 | 14 | 40.183
2026 | 11 | 29 | 15 | 41.5326
2026 | 11 | 29 | 16 | 47.9685
2026 | 11 | 29 | 17 | 57.9866
2026 | 11 | 29 | 18 | 65.2708
2026 | 11 | 29 | 19 | 60.5307
2026 | 11 | 29 | 20 | 57.6784
2026 | 11 | 29 | 21 | 54.7825
2026 | 11 | 29 | 22 | 52.2637
2026 | 11 | 29 | 23 | 49.3595
2026 | 11 | 30 | 0 | 46.1617
2026 | 11 | 30 | 1 | 44.8302
2026 | 11 | 30 | 2 | 43.7171
2026 | 11 | 30 | 3 | 43.4528
2026 | 11 | 30 | 4 | 43.7648
2026 | 11 | 30 | 5 | 44.4882
2026 | 11 | 30 | 6 | 46.0503
2026 | 11 | 30 | 7 | 51.1556
2026 | 11 | 30 | 8 | 59.3152
2026 | 11 | 30 | 9 | 59.0037
2026 | 11 | 30 | 10 | 54.4955
2026 | 11 | 30 | 11 | 51.3506
2026 | 11 | 30 | 12 | 49.9706
2026 | 11 | 30 | 13 | 48.2968
2026 | 11 | 30 | 14 | 47.7723
2026 | 11 | 30 | 15 | 49.5845
2026 | 11 | 30 | 16 | 55.6307
2026 | 11 | 30 | 17 | 64.8862
2026 | 11 | 30 | 18 | 68.5561
2026 | 11 | 30 | 19 | 64.784
2026 | 11 | 30 | 20 | 62.8183
2026 | 11 | 30 | 21 | 59.9944
2026 | 11 | 30 | 22 | 57.0762
2026 | 11 | 30 | 23 | 53.5026
2026 | 12 | 1 | 0 | 52.0406
2026 | 12 | 1 | 1 | 48.1929
2026 | 12 | 1 | 2 | 46.7014
2026 | 12 | 1 | 3 | 46.2277
2026 | 12 | 1 | 4 | 46.2993
2026 | 12 | 1 | 5 | 47.0691
2026 | 12 | 1 | 6 | 49.7984
2026 | 12 | 1 | 7 | 54.3082
2026 | 12 | 1 | 8 | 60.0414
2026 | 12 | 1 | 9 | 58.2178
2026 | 12 | 1 | 10 | 54.1733
2026 | 12 | 1 | 11 | 50.4505
2026 | 12 | 1 | 12 | 51.5429
2026 | 12 | 1 | 13 | 52.2043
2026 | 12 | 1 | 14 | 52.7699
2026 | 12 | 1 | 15 | 53.7995
2026 | 12 | 1 | 16 | 57.6707
2026 | 12 | 1 | 17 | 64.4827
2026 | 12 | 1 | 18 | 66.2769
2026 | 12 | 1 | 19 | 63.4245
2026 | 12 | 1 | 20 | 61.9511
2026 | 12 | 1 | 21 | 59.3718
2026 | 12 | 1 | 22 | 56.6082
2026 | 12 | 1 | 23 | 52.9737
2026 | 12 | 2 | 0 | 50.3238
2026 | 12 | 2 | 1 | 48.7817
2026 | 12 | 2 | 2 | 47.3815
2026 | 12 | 2 | 3 | 46.9837
2026 | 12 | 2 | 4 | 47.1482
2026 | 12 | 2 | 5 | 47.9863
2026 | 12 | 2 | 6 | 50.6863
2026 | 12 | 2 | 7 | 54.6696
2026 | 12 | 2 | 8 | 59.0792
2026 | 12 | 2 | 9 | 55.5194
2026 | 12 | 2 | 10 | 50.5647
2026 | 12 | 2 | 11 | 47.3313
2026 | 12 | 2 | 12 | 48.6974
2026 | 12 | 2 | 13 | 49.844
2026 | 12 | 2 | 14 | 50.2256
2026 | 12 | 2 | 15 | 49.9474
2026 | 12 | 2 | 16 | 51.8447
2026 | 12 | 2 | 17 | 58.6269
2026 | 12 | 2 | 18 | 68.1885
2026 | 12 | 2 | 19 | 65.5979
2026 | 12 | 2 | 20 | 64.3504
2026 | 12 | 2 | 21 | 62.0586
2026 | 12 | 2 | 22 | 59.1954
2026 | 12 | 2 | 23 | 55.5026
2026 | 12 | 3 | 0 | 52.0056
2026 | 12 | 3 | 1 | 48.1939
2026 | 12 | 3 | 2 | 46.3722
2026 | 12 | 3 | 3 | 45.4598
2026 | 12 | 3 | 4 | 45.0898
2026 | 12 | 3 | 5 | 45.5557
2026 | 12 | 3 | 6 | 47.128
2026 | 12 | 3 | 7 | 51.4453
2026 | 12 | 3 | 8 | 57.6755
2026 | 12 | 3 | 9 | 56.4443
2026 | 12 | 3 | 10 | 53.5918
2026 | 12 | 3 | 11 | 50.8554
2026 | 12 | 3 | 12 | 50.7936
2026 | 12 | 3 | 13 | 51.1928
2026 | 12 | 3 | 14 | 51.5201
2026 | 12 | 3 | 15 | 50.2978
2026 | 12 | 3 | 16 | 51.2582
2026 | 12 | 3 | 17 | 56.1952
2026 | 12 | 3 | 18 | 61.9232
2026 | 12 | 3 | 19 | 59.1835
2026 | 12 | 3 | 20 | 57.8768
2026 | 12 | 3 | 21 | 55.4467
2026 | 12 | 3 | 22 | 53.0266
2026 | 12 | 3 | 23 | 49.4851
2026 | 12 | 4 | 0 | 45.3745
2026 | 12 | 4 | 1 | 41.8963
2026 | 12 | 4 | 2 | 40.1614
2026 | 12 | 4 | 3 | 39.3697
2026 | 12 | 4 | 4 | 39.1321
2026 | 12 | 4 | 5 | 39.7103
2026 | 12 | 4 | 6 | 40.8496
2026 | 12 | 4 | 7 | 46.1928
2026 | 12 | 4 | 8 | 54.1499
2026 | 12 | 4 | 9 | 51.4319
2026 | 12 | 4 | 10 | 44.5435
2026 | 12 | 4 | 11 | 40.2352
2026 | 12 | 4 | 12 | 40.6739
2026 | 12 | 4 | 13 | 41.5672
2026 | 12 | 4 | 14 | 42.1323
2026 | 12 | 4 | 15 | 41.5661
2026 | 12 | 4 | 16 | 45.2301
2026 | 12 | 4 | 17 | 53.0912
2026 | 12 | 4 | 18 | 60.1458
2026 | 12 | 4 | 19 | 57.4611
2026 | 12 | 4 | 20 | 55.7452
2026 | 12 | 4 | 21 | 53.8766
2026 | 12 | 4 | 22 | 52.001
2026 | 12 | 4 | 23 | 48.8877
2026 | 12 | 5 | 0 | 44.8777
2026 | 12 | 5 | 1 | 43.005
2026 | 12 | 5 | 2 | 41.5824
2026 | 12 | 5 | 3 | 40.9728
2026 | 12 | 5 | 4 | 40.9992
2026 | 12 | 5 | 5 | 41.1364
2026 | 12 | 5 | 6 | 41.6357
2026 | 12 | 5 | 7 | 44.8985
2026 | 12 | 5 | 8 | 52.6729
2026 | 12 | 5 | 9 | 53.8448
2026 | 12 | 5 | 10 | 50.5348
2026 | 12 | 5 | 11 | 46.3902
2026 | 12 | 5 | 12 | 46.4613
2026 | 12 | 5 | 13 | 46.2379
2026 | 12 | 5 | 14 | 46.2751
2026 | 12 | 5 | 15 | 47.7762
2026 | 12 | 5 | 16 | 53.0491
2026 | 12 | 5 | 17 | 62.3805
2026 | 12 | 5 | 18 | 66.9028
2026 | 12 | 5 | 19 | 63.4931
2026 | 12 | 5 | 20 | 61.1325
2026 | 12 | 5 | 21 | 58.4608
2026 | 12 | 5 | 22 | 56.4487
2026 | 12 | 5 | 23 | 53.7325
2026 | 12 | 6 | 0 | 50.9543
2026 | 12 | 6 | 1 | 47.9589
2026 | 12 | 6 | 2 | 46.3254
2026 | 12 | 6 | 3 | 45.5803
2026 | 12 | 6 | 4 | 45.3671
2026 | 12 | 6 | 5 | 45.1686
2026 | 12 | 6 | 6 | 44.4993
2026 | 12 | 6 | 7 | 46.1741
2026 | 12 | 6 | 8 | 51.4508
2026 | 12 | 6 | 9 | 49.4675
2026 | 12 | 6 | 10 | 46.9829
2026 | 12 | 6 | 11 | 43.8491
2026 | 12 | 6 | 12 | 44.7472
2026 | 12 | 6 | 13 | 44.9793
2026 | 12 | 6 | 14 | 44.7739
2026 | 12 | 6 | 15 | 44.532
2026 | 12 | 6 | 16 | 49.2974
2026 | 12 | 6 | 17 | 57.0616
2026 | 12 | 6 | 18 | 66.7717
2026 | 12 | 6 | 19 | 63.7292
2026 | 12 | 6 | 20 | 61.3571
2026 | 12 | 6 | 21 | 58.5751
2026 | 12 | 6 | 22 | 55.8826
2026 | 12 | 6 | 23 | 52.7417
2026 | 12 | 7 | 0 | 48.0052
2026 | 12 | 7 | 1 | 45.7513
2026 | 12 | 7 | 2 | 44.5051
2026 | 12 | 7 | 3 | 44.1199
2026 | 12 | 7 | 4 | 44.2144
2026 | 12 | 7 | 5 | 45.0049
2026 | 12 | 7 | 6 | 47.1059
2026 | 12 | 7 | 7 | 51.2548
2026 | 12 | 7 | 8 | 56.8072
2026 | 12 | 7 | 9 | 54.6025
2026 | 12 | 7 | 10 | 50.9632
2026 | 12 | 7 | 11 | 48.2775
2026 | 12 | 7 | 12 | 49.9532
2026 | 12 | 7 | 13 | 50.8637
2026 | 12 | 7 | 14 | 51.409
2026 | 12 | 7 | 15 | 52.0592
2026 | 12 | 7 | 16 | 55.0415
2026 | 12 | 7 | 17 | 62.6492
2026 | 12 | 7 | 18 | 66.388
2026 | 12 | 7 | 19 | 63.3529
2026 | 12 | 7 | 20 | 61.6816
2026 | 12 | 7 | 21 | 59.0781
2026 | 12 | 7 | 22 | 56.171
2026 | 12 | 7 | 23 | 52.4996
2026 | 12 | 8 | 0 | 49.5751
2026 | 12 | 8 | 1 | 48.0336
2026 | 12 | 8 | 2 | 46.5802
2026 | 12 | 8 | 3 | 46.2323
2026 | 12 | 8 | 4 | 46.409
2026 | 12 | 8 | 5 | 47.2219
2026 | 12 | 8 | 6 | 50.4043
2026 | 12 | 8 | 7 | 54.7376
2026 | 12 | 8 | 8 | 59.6241
2026 | 12 | 8 | 9 | 56.8831
2026 | 12 | 8 | 10 | 52.1438
2026 | 12 | 8 | 11 | 48.828
2026 | 12 | 8 | 12 | 48.9785
2026 | 12 | 8 | 13 | 49.2053
2026 | 12 | 8 | 14 | 49.0518
2026 | 12 | 8 | 15 | 49.6198
2026 | 12 | 8 | 16 | 52.5874
2026 | 12 | 8 | 17 | 58.8455
2026 | 12 | 8 | 18 | 67.6227
2026 | 12 | 8 | 19 | 65.7619
2026 | 12 | 8 | 20 | 64.8555
2026 | 12 | 8 | 21 | 62.7364
2026 | 12 | 8 | 22 | 60.1257
2026 | 12 | 8 | 23 | 56.5068
2026 | 12 | 9 | 0 | 53.1108
2026 | 12 | 9 | 1 | 50.3992
2026 | 12 | 9 | 2 | 48.8616
2026 | 12 | 9 | 3 | 48.3252
2026 | 12 | 9 | 4 | 48.3655
2026 | 12 | 9 | 5 | 48.9885
2026 | 12 | 9 | 6 | 50.5488
2026 | 12 | 9 | 7 | 55.2693
2026 | 12 | 9 | 8 | 63.2356
2026 | 12 | 9 | 9 | 64.1722
2026 | 12 | 9 | 10 | 60.5421
2026 | 12 | 9 | 11 | 56.4681
2026 | 12 | 9 | 12 | 56.679
2026 | 12 | 9 | 13 | 56.6915
2026 | 12 | 9 | 14 | 56.6329
2026 | 12 | 9 | 15 | 57.369
2026 | 12 | 9 | 16 | 61.9435
2026 | 12 | 9 | 17 | 69.9977
2026 | 12 | 9 | 18 | 72.9242
2026 | 12 | 9 | 19 | 68.6289
2026 | 12 | 9 | 20 | 66.8568
2026 | 12 | 9 | 21 | 64.2834
2026 | 12 | 9 | 22 | 61.4521
2026 | 12 | 9 | 23 | 57.8077
2026 | 12 | 10 | 0 | 52.7329
2026 | 12 | 10 | 1 | 50.0299
2026 | 12 | 10 | 2 | 48.5128
2026 | 12 | 10 | 3 | 48.0582
2026 | 12 | 10 | 4 | 48.1675
2026 | 12 | 10 | 5 | 48.967
2026 | 12 | 10 | 6 | 50.9129
2026 | 12 | 10 | 7 | 55.6319
2026 | 12 | 10 | 8 | 63.3372
2026 | 12 | 10 | 9 | 64.2728
2026 | 12 | 10 | 10 | 60.489
2026 | 12 | 10 | 11 | 55.9626
2026 | 12 | 10 | 12 | 55.1947
2026 | 12 | 10 | 13 | 55.3961
2026 | 12 | 10 | 14 | 56.117
2026 | 12 | 10 | 15 | 57.2792
2026 | 12 | 10 | 16 | 61.453
2026 | 12 | 10 | 17 | 69.6767
2026 | 12 | 10 | 18 | 73.015
2026 | 12 | 10 | 19 | 69.6429
2026 | 12 | 10 | 20 | 68.194
2026 | 12 | 10 | 21 | 65.981
2026 | 12 | 10 | 22 | 63.3657
2026 | 12 | 10 | 23 | 59.6019
2026 | 12 | 11 | 0 | 54.3586
2026 | 12 | 11 | 1 | 53.7227
2026 | 12 | 11 | 2 | 52.23
2026 | 12 | 11 | 3 | 51.7608
2026 | 12 | 11 | 4 | 51.9003
2026 | 12 | 11 | 5 | 52.6154
2026 | 12 | 11 | 6 | 53.1629
2026 | 12 | 11 | 7 | 58.0124
2026 | 12 | 11 | 8 | 65.6088
2026 | 12 | 11 | 9 | 66.2283
2026 | 12 | 11 | 10 | 61.7183
2026 | 12 | 11 | 11 | 57.0368
2026 | 12 | 11 | 12 | 56.7021
2026 | 12 | 11 | 13 | 56.3771
2026 | 12 | 11 | 14 | 56.0673
2026 | 12 | 11 | 15 | 56.7632
2026 | 12 | 11 | 16 | 61.5528
2026 | 12 | 11 | 17 | 69.345
2026 | 12 | 11 | 18 | 71.5914
2026 | 12 | 11 | 19 | 68.4289
2026 | 12 | 11 | 20 | 66.9869
2026 | 12 | 11 | 21 | 64.8858
2026 | 12 | 11 | 22 | 62.5391
2026 | 12 | 11 | 23 | 58.7898
2026 | 12 | 12 | 0 | 56.5693
2026 | 12 | 12 | 1 | 51.5057
2026 | 12 | 12 | 2 | 49.7794
2026 | 12 | 12 | 3 | 48.925
2026 | 12 | 12 | 4 | 48.5291
2026 | 12 | 12 | 5 | 48.4704
2026 | 12 | 12 | 6 | 48.0611
2026 | 12 | 12 | 7 | 50.5706
2026 | 12 | 12 | 8 | 57.4306
2026 | 12 | 12 | 9 | 60.2429
2026 | 12 | 12 | 10 | 58.5526
2026 | 12 | 12 | 11 | 55.1785
2026 | 12 | 12 | 12 | 53.1805
2026 | 12 | 12 | 13 | 52.68
2026 | 12 | 12 | 14 | 52.0459
2026 | 12 | 12 | 15 | 52.7067
2026 | 12 | 12 | 16 | 57.1762
2026 | 12 | 12 | 17 | 64.3552
2026 | 12 | 12 | 18 | 68.4677
2026 | 12 | 12 | 19 | 64.1297
2026 | 12 | 12 | 20 | 60.8662
2026 | 12 | 12 | 21 | 57.9549
2026 | 12 | 12 | 22 | 55.5788
2026 | 12 | 12 | 23 | 52.6958
2026 | 12 | 13 | 0 | 49.9293
2026 | 12 | 13 | 1 | 47.0938
2026 | 12 | 13 | 2 | 45.5579
2026 | 12 | 13 | 3 | 44.816
2026 | 12 | 13 | 4 | 44.6611
2026 | 12 | 13 | 5 | 44.6575
2026 | 12 | 13 | 6 | 45.9426
2026 | 12 | 13 | 7 | 47.2213
2026 | 12 | 13 | 8 | 51.0851
2026 | 12 | 13 | 9 | 50.6439
2026 | 12 | 13 | 10 | 48.2296
2026 | 12 | 13 | 11 | 46.2079
2026 | 12 | 13 | 12 | 48.5482
2026 | 12 | 13 | 13 | 48.7366
2026 | 12 | 13 | 14 | 48.5554
2026 | 12 | 13 | 15 | 49.1477
2026 | 12 | 13 | 16 | 53.1974
2026 | 12 | 13 | 17 | 60.9023
2026 | 12 | 13 | 18 | 69.3192
2026 | 12 | 13 | 19 | 64.7592
2026 | 12 | 13 | 20 | 61.7832
2026 | 12 | 13 | 21 | 58.8514
2026 | 12 | 13 | 22 | 56.0205
2026 | 12 | 13 | 23 | 52.8478
2026 | 12 | 14 | 0 | 50.2091
2026 | 12 | 14 | 1 | 48.4264
2026 | 12 | 14 | 2 | 47.1962
2026 | 12 | 14 | 3 | 46.8373
2026 | 12 | 14 | 4 | 46.9742
2026 | 12 | 14 | 5 | 47.6493
2026 | 12 | 14 | 6 | 48.7991
2026 | 12 | 14 | 7 | 53.2833
2026 | 12 | 14 | 8 | 60.2553
2026 | 12 | 14 | 9 | 60.6214
2026 | 12 | 14 | 10 | 57.7761
2026 | 12 | 14 | 11 | 55.2235
2026 | 12 | 14 | 12 | 51.686
2026 | 12 | 14 | 13 | 51.5785
2026 | 12 | 14 | 14 | 50.811
2026 | 12 | 14 | 15 | 50.8416
2026 | 12 | 14 | 16 | 53.1732
2026 | 12 | 14 | 17 | 59.6773
2026 | 12 | 14 | 18 | 67.6853
2026 | 12 | 14 | 19 | 65.6846
2026 | 12 | 14 | 20 | 64.6519
2026 | 12 | 14 | 21 | 62.3464
2026 | 12 | 14 | 22 | 59.6359
2026 | 12 | 14 | 23 | 56.0014
2026 | 12 | 15 | 0 | 52.8566
2026 | 12 | 15 | 1 | 49.931
2026 | 12 | 15 | 2 | 48.4705
2026 | 12 | 15 | 3 | 48.0664
2026 | 12 | 15 | 4 | 48.1015
2026 | 12 | 15 | 5 | 48.6696
2026 | 12 | 15 | 6 | 50.51
2026 | 12 | 15 | 7 | 54.5329
2026 | 12 | 15 | 8 | 58.704
2026 | 12 | 15 | 9 | 55.9301
2026 | 12 | 15 | 10 | 51.6559
2026 | 12 | 15 | 11 | 49.1015
2026 | 12 | 15 | 12 | 50.6043
2026 | 12 | 15 | 13 | 50.6712
2026 | 12 | 15 | 14 | 50.3566
2026 | 12 | 15 | 15 | 50.7678
2026 | 12 | 15 | 16 | 53.5318
2026 | 12 | 15 | 17 | 59.8367
2026 | 12 | 15 | 18 | 69.2839
2026 | 12 | 15 | 19 | 66.4309
2026 | 12 | 15 | 20 | 65.1308
2026 | 12 | 15 | 21 | 62.8335
2026 | 12 | 15 | 22 | 60.2204
2026 | 12 | 15 | 23 | 56.5923
2026 | 12 | 16 | 0 | 51.4176
2026 | 12 | 16 | 1 | 49.9801
2026 | 12 | 16 | 2 | 48.4847
2026 | 12 | 16 | 3 | 48.0506
2026 | 12 | 16 | 4 | 48.1341
2026 | 12 | 16 | 5 | 48.7538
2026 | 12 | 16 | 6 | 50.0968
2026 | 12 | 16 | 7 | 54.4623
2026 | 12 | 16 | 8 | 60.8763
2026 | 12 | 16 | 9 | 60.4617
2026 | 12 | 16 | 10 | 56.4979
2026 | 12 | 16 | 11 | 53.0416
2026 | 12 | 16 | 12 | 51.912
2026 | 12 | 16 | 13 | 52.2026
2026 | 12 | 16 | 14 | 51.7573
2026 | 12 | 16 | 15 | 51.8104
2026 | 12 | 16 | 16 | 54.6627
2026 | 12 | 16 | 17 | 62.2162
2026 | 12 | 16 | 18 | 68.822
2026 | 12 | 16 | 19 | 66.4892
2026 | 12 | 16 | 20 | 65.4831
2026 | 12 | 16 | 21 | 63.3946
2026 | 12 | 16 | 22 | 60.6346
2026 | 12 | 16 | 23 | 56.8742
2026 | 12 | 17 | 0 | 53.6746
2026 | 12 | 17 | 1 | 50.801
2026 | 12 | 17 | 2 | 49.3497
2026 | 12 | 17 | 3 | 48.9785
2026 | 12 | 17 | 4 | 49.1458
2026 | 12 | 17 | 5 | 49.874
2026 | 12 | 17 | 6 | 51.8424
2026 | 12 | 17 | 7 | 56.3839
2026 | 12 | 17 | 8 | 63.1815
2026 | 12 | 17 | 9 | 63.6811
2026 | 12 | 17 | 10 | 59.8838
2026 | 12 | 17 | 11 | 55.984
2026 | 12 | 17 | 12 | 55.8086
2026 | 12 | 17 | 13 | 55.4409
2026 | 12 | 17 | 14 | 55.8136
2026 | 12 | 17 | 15 | 56.732
2026 | 12 | 17 | 16 | 60.4128
2026 | 12 | 17 | 17 | 68.554
2026 | 12 | 17 | 18 | 73.8321
2026 | 12 | 17 | 19 | 69.7322
2026 | 12 | 17 | 20 | 68.0611
2026 | 12 | 17 | 21 | 65.6943
2026 | 12 | 17 | 22 | 62.8979
2026 | 12 | 17 | 23 | 58.9625
2026 | 12 | 18 | 0 | 55.7318
2026 | 12 | 18 | 1 | 52.1605
2026 | 12 | 18 | 2 | 50.3733
2026 | 12 | 18 | 3 | 49.5608
2026 | 12 | 18 | 4 | 49.2827
2026 | 12 | 18 | 5 | 49.5441
2026 | 12 | 18 | 6 | 52.1536
2026 | 12 | 18 | 7 | 56.2343
2026 | 12 | 18 | 8 | 61.3522
2026 | 12 | 18 | 9 | 60.0047
2026 | 12 | 18 | 10 | 56.0292
2026 | 12 | 18 | 11 | 53.1822
2026 | 12 | 18 | 12 | 51.4901
2026 | 12 | 18 | 13 | 51.7684
2026 | 12 | 18 | 14 | 50.4107
2026 | 12 | 18 | 15 | 49.6263
2026 | 12 | 18 | 16 | 51.6932
2026 | 12 | 18 | 17 | 58.0713
2026 | 12 | 18 | 18 | 67.6877
2026 | 12 | 18 | 19 | 64.2382
2026 | 12 | 18 | 20 | 62.5702
2026 | 12 | 18 | 21 | 60.3349
2026 | 12 | 18 | 22 | 58.047
2026 | 12 | 18 | 23 | 54.3379
2026 | 12 | 19 | 0 | 50.4759
2026 | 12 | 19 | 1 | 47.8954
2026 | 12 | 19 | 2 | 46.3627
2026 | 12 | 19 | 3 | 45.5983
2026 | 12 | 19 | 4 | 45.4402
2026 | 12 | 19 | 5 | 45.4943
2026 | 12 | 19 | 6 | 46.3167
2026 | 12 | 19 | 7 | 48.8379
2026 | 12 | 19 | 8 | 54.604
2026 | 12 | 19 | 9 | 56.0202
2026 | 12 | 19 | 10 | 53.5777
2026 | 12 | 19 | 11 | 51.0987
2026 | 12 | 19 | 12 | 51.4358
2026 | 12 | 19 | 13 | 50.7182
2026 | 12 | 19 | 14 | 49.9044
2026 | 12 | 19 | 15 | 50.8073
2026 | 12 | 19 | 16 | 55.7628
2026 | 12 | 19 | 17 | 64.3515
2026 | 12 | 19 | 18 | 70.8008
2026 | 12 | 19 | 19 | 66.9029
2026 | 12 | 19 | 20 | 63.8374
2026 | 12 | 19 | 21 | 61.2528
2026 | 12 | 19 | 22 | 59.2599
2026 | 12 | 19 | 23 | 56.465
2026 | 12 | 20 | 0 | 52.1117
2026 | 12 | 20 | 1 | 52.0118
2026 | 12 | 20 | 2 | 50.839
2026 | 12 | 20 | 3 | 50.4785
2026 | 12 | 20 | 4 | 50.5964
2026 | 12 | 20 | 5 | 50.7084
2026 | 12 | 20 | 6 | 51.0148
2026 | 12 | 20 | 7 | 52.5686
2026 | 12 | 20 | 8 | 56.1944
2026 | 12 | 20 | 9 | 55.4011
2026 | 12 | 20 | 10 | 53.7006
2026 | 12 | 20 | 11 | 50.8803
2026 | 12 | 20 | 12 | 53.1793
2026 | 12 | 20 | 13 | 53.0118
2026 | 12 | 20 | 14 | 53.0111
2026 | 12 | 20 | 15 | 53.7285
2026 | 12 | 20 | 16 | 57.4321
2026 | 12 | 20 | 17 | 65.3183
2026 | 12 | 20 | 18 | 75.3469
2026 | 12 | 20 | 19 | 70.8962
2026 | 12 | 20 | 20 | 67.8631
2026 | 12 | 20 | 21 | 64.8456
2026 | 12 | 20 | 22 | 61.7799
2026 | 12 | 20 | 23 | 58.3985
2026 | 12 | 21 | 0 | 56.4449
2026 | 12 | 21 | 1 | 50.606
2026 | 12 | 21 | 2 | 49.3033
2026 | 12 | 21 | 3 | 48.7051
2026 | 12 | 21 | 4 | 48.6963
2026 | 12 | 21 | 5 | 49.0103
2026 | 12 | 21 | 6 | 50.5219
2026 | 12 | 21 | 7 | 54.1764
2026 | 12 | 21 | 8 | 60.6693
2026 | 12 | 21 | 9 | 61.9271
2026 | 12 | 21 | 10 | 59.8007
2026 | 12 | 21 | 11 | 57.5458
2026 | 12 | 21 | 12 | 56.7293
2026 | 12 | 21 | 13 | 56.2008
2026 | 12 | 21 | 14 | 54.9482
2026 | 12 | 21 | 15 | 57.0241
2026 | 12 | 21 | 16 | 60.2478
2026 | 12 | 21 | 17 | 67.1724
2026 | 12 | 21 | 18 | 72.2647
2026 | 12 | 21 | 19 | 67.8309
2026 | 12 | 21 | 20 | 65.5146
2026 | 12 | 21 | 21 | 62.5431
2026 | 12 | 21 | 22 | 59.5682
2026 | 12 | 21 | 23 | 56.1291
2026 | 12 | 22 | 0 | 52.4155
2026 | 12 | 22 | 1 | 49.7383
2026 | 12 | 22 | 2 | 48.2223
2026 | 12 | 22 | 3 | 47.7223
2026 | 12 | 22 | 4 | 47.7883
2026 | 12 | 22 | 5 | 48.2504
2026 | 12 | 22 | 6 | 49.8373
2026 | 12 | 22 | 7 | 53.7583
2026 | 12 | 22 | 8 | 60.2731
2026 | 12 | 22 | 9 | 61.7361
2026 | 12 | 22 | 10 | 58.3271
2026 | 12 | 22 | 11 | 54.7737
2026 | 12 | 22 | 12 | 54.0425
2026 | 12 | 22 | 13 | 53.5695
2026 | 12 | 22 | 14 | 53.2714
2026 | 12 | 22 | 15 | 55.8418
2026 | 12 | 22 | 16 | 59.8122
2026 | 12 | 22 | 17 | 66.5539
2026 | 12 | 22 | 18 | 70.4326
2026 | 12 | 22 | 19 | 67.3742
2026 | 12 | 22 | 20 | 65.7569
2026 | 12 | 22 | 21 | 63.4302
2026 | 12 | 22 | 22 | 60.5995
2026 | 12 | 22 | 23 | 57.1253
2026 | 12 | 23 | 0 | 54.3183
2026 | 12 | 23 | 1 | 50.6749
2026 | 12 | 23 | 2 | 49.1128
2026 | 12 | 23 | 3 | 48.4591
2026 | 12 | 23 | 4 | 48.4328
2026 | 12 | 23 | 5 | 48.7156
2026 | 12 | 23 | 6 | 50.0548
2026 | 12 | 23 | 7 | 53.5668
2026 | 12 | 23 | 8 | 59.4823
2026 | 12 | 23 | 9 | 60.942
2026 | 12 | 23 | 10 | 58.2462
2026 | 12 | 23 | 11 | 55.8061
2026 | 12 | 23 | 12 | 56.0499
2026 | 12 | 23 | 13 | 55.1355
2026 | 12 | 23 | 14 | 53.9236
2026 | 12 | 23 | 15 | 55.3258
2026 | 12 | 23 | 16 | 58.7707
2026 | 12 | 23 | 17 | 65.3869
2026 | 12 | 23 | 18 | 71.9236
2026 | 12 | 23 | 19 | 67.7706
2026 | 12 | 23 | 20 | 65.8786
2026 | 12 | 23 | 21 | 63.3426
2026 | 12 | 23 | 22 | 60.4627
2026 | 12 | 23 | 23 | 57.0585
2026 | 12 | 24 | 0 | 53.1324
2026 | 12 | 24 | 1 | 48.5602
2026 | 12 | 24 | 2 | 46.6395
2026 | 12 | 24 | 3 | 45.8378
2026 | 12 | 24 | 4 | 45.4138
2026 | 12 | 24 | 5 | 45.793
2026 | 12 | 24 | 6 | 47.1897
2026 | 12 | 24 | 7 | 50.9079
2026 | 12 | 24 | 8 | 57.2814
2026 | 12 | 24 | 9 | 59.1334
2026 | 12 | 24 | 10 | 56.8376
2026 | 12 | 24 | 11 | 54.1475
2026 | 12 | 24 | 12 | 54.3414
2026 | 12 | 24 | 13 | 53.4569
2026 | 12 | 24 | 14 | 54.5443
2026 | 12 | 24 | 15 | 55.7854
2026 | 12 | 24 | 16 | 57.615
2026 | 12 | 24 | 17 | 63.7578
2026 | 12 | 24 | 18 | 66.0011
2026 | 12 | 24 | 19 | 60.8504
2026 | 12 | 24 | 20 | 58.2752
2026 | 12 | 24 | 21 | 56.1369
2026 | 12 | 24 | 22 | 54.4767
2026 | 12 | 24 | 23 | 52.2652
2026 | 12 | 25 | 0 | 49.7716
2026 | 12 | 25 | 1 | 47.2884
2026 | 12 | 25 | 2 | 45.5165
2026 | 12 | 25 | 3 | 44.6157
2026 | 12 | 25 | 4 | 44.5543
2026 | 12 | 25 | 5 | 44.8392
2026 | 12 | 25 | 6 | 45.8109
2026 | 12 | 25 | 7 | 48.1507
2026 | 12 | 25 | 8 | 53.2259
2026 | 12 | 25 | 9 | 55.6445
2026 | 12 | 25 | 10 | 53.1574
2026 | 12 | 25 | 11 | 50.2733
2026 | 12 | 25 | 12 | 51.6916
2026 | 12 | 25 | 13 | 52.1367
2026 | 12 | 25 | 14 | 52.92
2026 | 12 | 25 | 15 | 52.7646
2026 | 12 | 25 | 16 | 56.469
2026 | 12 | 25 | 17 | 63.09
2026 | 12 | 25 | 18 | 64.333
2026 | 12 | 25 | 19 | 60.1812
2026 | 12 | 25 | 20 | 57.494
2026 | 12 | 25 | 21 | 56.329
2026 | 12 | 25 | 22 | 55.4057
2026 | 12 | 25 | 23 | 53.4575
2026 | 12 | 26 | 0 | 51.2742
2026 | 12 | 26 | 1 | 50.729
2026 | 12 | 26 | 2 | 49.2935
2026 | 12 | 26 | 3 | 48.7694
2026 | 12 | 26 | 4 | 48.6993
2026 | 12 | 26 | 5 | 48.8393
2026 | 12 | 26 | 6 | 48.0991
2026 | 12 | 26 | 7 | 49.9253
2026 | 12 | 26 | 8 | 55.1678
2026 | 12 | 26 | 9 | 57.4262
2026 | 12 | 26 | 10 | 55.3413
2026 | 12 | 26 | 11 | 53.0876
2026 | 12 | 26 | 12 | 52.7196
2026 | 12 | 26 | 13 | 52.816
2026 | 12 | 26 | 14 | 50.7273
2026 | 12 | 26 | 15 | 49.9191
2026 | 12 | 26 | 16 | 54.5603
2026 | 12 | 26 | 17 | 62.1488
2026 | 12 | 26 | 18 | 67.7398
2026 | 12 | 26 | 19 | 63.8603
2026 | 12 | 26 | 20 | 60.9466
2026 | 12 | 26 | 21 | 58.3245
2026 | 12 | 26 | 22 | 56.3583
2026 | 12 | 26 | 23 | 54.249
2026 | 12 | 27 | 0 | 50.1804
2026 | 12 | 27 | 1 | 47.8488
2026 | 12 | 27 | 2 | 46.0752
2026 | 12 | 27 | 3 | 45.2389
2026 | 12 | 27 | 4 | 44.7521
2026 | 12 | 27 | 5 | 44.2472
2026 | 12 | 27 | 6 | 42.67
2026 | 12 | 27 | 7 | 44.2355
2026 | 12 | 27 | 8 | 50.3779
2026 | 12 | 27 | 9 | 52.6179
2026 | 12 | 27 | 10 | 50.4948
2026 | 12 | 27 | 11 | 48.5753
2026 | 12 | 27 | 12 | 48.4051
2026 | 12 | 27 | 13 | 48.6808
2026 | 12 | 27 | 14 | 48.1227
2026 | 12 | 27 | 15 | 48.3816
2026 | 12 | 27 | 16 | 52.2426
2026 | 12 | 27 | 17 | 60.986
2026 | 12 | 27 | 18 | 65.5923
2026 | 12 | 27 | 19 | 60.1454
2026 | 12 | 27 | 20 | 56.9132
2026 | 12 | 27 | 21 | 53.7981
2026 | 12 | 27 | 22 | 50.7718
2026 | 12 | 27 | 23 | 47.4618
2026 | 12 | 28 | 0 | 45.8095
2026 | 12 | 28 | 1 | 39.6299
2026 | 12 | 28 | 2 | 38.0173
2026 | 12 | 28 | 3 | 37.021
2026 | 12 | 28 | 4 | 36.5084
2026 | 12 | 28 | 5 | 36.3735
2026 | 12 | 28 | 6 | 37.3921
2026 | 12 | 28 | 7 | 39.5821
2026 | 12 | 28 | 8 | 44.7155
2026 | 12 | 28 | 9 | 47.577
2026 | 12 | 28 | 10 | 49.4419
2026 | 12 | 28 | 11 | 50.9664
2026 | 12 | 28 | 12 | 51.5231
2026 | 12 | 28 | 13 | 51.9439
2026 | 12 | 28 | 14 | 52.3362
2026 | 12 | 28 | 15 | 52.0439
2026 | 12 | 28 | 16 | 52.9593
2026 | 12 | 28 | 17 | 58.2117
2026 | 12 | 28 | 18 | 63.4107
2026 | 12 | 28 | 19 | 59.0226
2026 | 12 | 28 | 20 | 56.1761
2026 | 12 | 28 | 21 | 53.3215
2026 | 12 | 28 | 22 | 50.7185
2026 | 12 | 28 | 23 | 47.542
2026 | 12 | 29 | 0 | 45.1369
2026 | 12 | 29 | 1 | 46.0842
2026 | 12 | 29 | 2 | 44.6186
2026 | 12 | 29 | 3 | 44.3977
2026 | 12 | 29 | 4 | 44.6214
2026 | 12 | 29 | 5 | 45.3205
2026 | 12 | 29 | 6 | 47.1852
2026 | 12 | 29 | 7 | 52.317
2026 | 12 | 29 | 8 | 59.7768
2026 | 12 | 29 | 9 | 60.6554
2026 | 12 | 29 | 10 | 56.4969
2026 | 12 | 29 | 11 | 52.9123
2026 | 12 | 29 | 12 | 52.9142
2026 | 12 | 29 | 13 | 52.5098
2026 | 12 | 29 | 14 | 52.5236
2026 | 12 | 29 | 15 | 53.8642
2026 | 12 | 29 | 16 | 58.4705
2026 | 12 | 29 | 17 | 67.2089
2026 | 12 | 29 | 18 | 72.8373
2026 | 12 | 29 | 19 | 68.5281
2026 | 12 | 29 | 20 | 66.5862
2026 | 12 | 29 | 21 | 64.0859
2026 | 12 | 29 | 22 | 61.1397
2026 | 12 | 29 | 23 | 57.3074
2026 | 12 | 30 | 0 | 55.384
2026 | 12 | 30 | 1 | 54.019
2026 | 12 | 30 | 2 | 52.7511
2026 | 12 | 30 | 3 | 52.556
2026 | 12 | 30 | 4 | 52.8672
2026 | 12 | 30 | 5 | 53.458
2026 | 12 | 30 | 6 | 55.2029
2026 | 12 | 30 | 7 | 60.1363
2026 | 12 | 30 | 8 | 67.5531
2026 | 12 | 30 | 9 | 67.942
2026 | 12 | 30 | 10 | 63.8257
2026 | 12 | 30 | 11 | 59.6215
2026 | 12 | 30 | 12 | 59.1963
2026 | 12 | 30 | 13 | 59.154
2026 | 12 | 30 | 14 | 58.2393
2026 | 12 | 30 | 15 | 59.1084
2026 | 12 | 30 | 16 | 62.9864
2026 | 12 | 30 | 17 | 72.5959
2026 | 12 | 30 | 18 | 77.7596
2026 | 12 | 30 | 19 | 74.8977
2026 | 12 | 30 | 20 | 73.6296
2026 | 12 | 30 | 21 | 71.3159
2026 | 12 | 30 | 22 | 68.4373
2026 | 12 | 30 | 23 | 64.4449
2026 | 12 | 31 | 0 | 59.6485
2026 | 12 | 31 | 1 | 58.5937
2026 | 12 | 31 | 2 | 57.0584
2026 | 12 | 31 | 3 | 56.345
2026 | 12 | 31 | 4 | 56.383
2026 | 12 | 31 | 5 | 56.8451
2026 | 12 | 31 | 6 | 56.9735
2026 | 12 | 31 | 7 | 61.211
2026 | 12 | 31 | 8 | 67.2504
2026 | 12 | 31 | 9 | 67.4959
2026 | 12 | 31 | 10 | 64.6682
2026 | 12 | 31 | 11 | 63.123
2026 | 12 | 31 | 12 | 65.363
2026 | 12 | 31 | 13 | 64.7389
2026 | 12 | 31 | 14 | 63.4421
2026 | 12 | 31 | 15 | 64.511
2026 | 12 | 31 | 16 | 66.9181
2026 | 12 | 31 | 17 | 73.808
2026 | 12 | 31 | 18 | 78.3888
2026 | 12 | 31 | 19 | 72.9308
2026 | 12 | 31 | 20 | 69.5023
2026 | 12 | 31 | 21 | 66.0401
2026 | 12 | 31 | 22 | 63.9071
2026 | 12 | 31 | 23 | 61.7626
2027 | 1 | 1 | 0 | 58.5884
2027 | 1 | 1 | 1 | 50.1625
2027 | 1 | 1 | 2 | 47.9238
2027 | 1 | 1 | 3 | 46.1085
2027 | 1 | 1 | 4 | 45.1023
2027 | 1 | 1 | 5 | 44.623
2027 | 1 | 1 | 6 | 44.5234
2027 | 1 | 1 | 7 | 45.8689
2027 | 1 | 1 | 8 | 50.0275
2027 | 1 | 1 | 9 | 52.3766
2027 | 1 | 1 | 10 | 50.6662
2027 | 1 | 1 | 11 | 48.6814
2027 | 1 | 1 | 12 | 47.6586
2027 | 1 | 1 | 13 | 46.3994
2027 | 1 | 1 | 14 | 45.9877
2027 | 1 | 1 | 15 | 46.1484
2027 | 1 | 1 | 16 | 52.6327
2027 | 1 | 1 | 17 | 62.0113
2027 | 1 | 1 | 18 | 67.7299
2027 | 1 | 1 | 19 | 62.4756
2027 | 1 | 1 | 20 | 58.7633
2027 | 1 | 1 | 21 | 55.8529
2027 | 1 | 1 | 22 | 53.6238
2027 | 1 | 1 | 23 | 51.0449
2027 | 1 | 2 | 0 | 49.49
2027 | 1 | 2 | 1 | 50.653
2027 | 1 | 2 | 2 | 49.4014
2027 | 1 | 2 | 3 | 48.8922
2027 | 1 | 2 | 4 | 49.0201
2027 | 1 | 2 | 5 | 49.3319
2027 | 1 | 2 | 6 | 50.789
2027 | 1 | 2 | 7 | 53.7005
2027 | 1 | 2 | 8 | 59.8292
2027 | 1 | 2 | 9 | 61.8574
2027 | 1 | 2 | 10 | 60.4449
2027 | 1 | 2 | 11 | 56.8053
2027 | 1 | 2 | 12 | 52.8359
2027 | 1 | 2 | 13 | 52.0777
2027 | 1 | 2 | 14 | 50.8734
2027 | 1 | 2 | 15 | 51.6315
2027 | 1 | 2 | 16 | 55.8283
2027 | 1 | 2 | 17 | 63.684
2027 | 1 | 2 | 18 | 71.9415
2027 | 1 | 2 | 19 | 68.9438
2027 | 1 | 2 | 20 | 65.6283
2027 | 1 | 2 | 21 | 62.8879
2027 | 1 | 2 | 22 | 60.8453
2027 | 1 | 2 | 23 | 58.3381
2027 | 1 | 3 | 0 | 56.8105
2027 | 1 | 3 | 1 | 52.4233
2027 | 1 | 3 | 2 | 50.8956
2027 | 1 | 3 | 3 | 50.2829
2027 | 1 | 3 | 4 | 50.0579
2027 | 1 | 3 | 5 | 49.91
2027 | 1 | 3 | 6 | 48.9794
2027 | 1 | 3 | 7 | 50.9327
2027 | 1 | 3 | 8 | 57.8566
2027 | 1 | 3 | 9 | 61.0405
2027 | 1 | 3 | 10 | 60.2171
2027 | 1 | 3 | 11 | 56.5234
2027 | 1 | 3 | 12 | 54.7669
2027 | 1 | 3 | 13 | 54.6265
2027 | 1 | 3 | 14 | 54.0646
2027 | 1 | 3 | 15 | 55.142
2027 | 1 | 3 | 16 | 60.4408
2027 | 1 | 3 | 17 | 68.6022
2027 | 1 | 3 | 18 | 71.9428
2027 | 1 | 3 | 19 | 67.1398
2027 | 1 | 3 | 20 | 63.5531
2027 | 1 | 3 | 21 | 60.2738
2027 | 1 | 3 | 22 | 57.3629
2027 | 1 | 3 | 23 | 54.5595
2027 | 1 | 4 | 0 | 51.0039
2027 | 1 | 4 | 1 | 48.6038
2027 | 1 | 4 | 2 | 47.3666
2027 | 1 | 4 | 3 | 46.9688
2027 | 1 | 4 | 4 | 47.0138
2027 | 1 | 4 | 5 | 47.5089
2027 | 1 | 4 | 6 | 48.7745
2027 | 1 | 4 | 7 | 53.3902
2027 | 1 | 4 | 8 | 60.8285
2027 | 1 | 4 | 9 | 61.349
2027 | 1 | 4 | 10 | 58.2862
2027 | 1 | 4 | 11 | 55.5466
2027 | 1 | 4 | 12 | 54.3091
2027 | 1 | 4 | 13 | 54.8372
2027 | 1 | 4 | 14 | 54.621
2027 | 1 | 4 | 15 | 55.0642
2027 | 1 | 4 | 16 | 58.1082
2027 | 1 | 4 | 17 | 66.057
2027 | 1 | 4 | 18 | 67.8895
2027 | 1 | 4 | 19 | 64.7797
2027 | 1 | 4 | 20 | 62.7585
2027 | 1 | 4 | 21 | 60.1159
2027 | 1 | 4 | 22 | 57.3936
2027 | 1 | 4 | 23 | 54.1083
2027 | 1 | 5 | 0 | 50.8457
2027 | 1 | 5 | 1 | 48.3256
2027 | 1 | 5 | 2 | 46.9185
2027 | 1 | 5 | 3 | 46.5746
2027 | 1 | 5 | 4 | 46.6643
2027 | 1 | 5 | 5 | 47.1723
2027 | 1 | 5 | 6 | 47.6425
2027 | 1 | 5 | 7 | 52.4755
2027 | 1 | 5 | 8 | 59.6189
2027 | 1 | 5 | 9 | 60.341
2027 | 1 | 5 | 10 | 56.4397
2027 | 1 | 5 | 11 | 53.4831
2027 | 1 | 5 | 12 | 53.322
2027 | 1 | 5 | 13 | 52.9972
2027 | 1 | 5 | 14 | 52.678
2027 | 1 | 5 | 15 | 53.3004
2027 | 1 | 5 | 16 | 57.3968
2027 | 1 | 5 | 17 | 64.4995
2027 | 1 | 5 | 18 | 67.4588
2027 | 1 | 5 | 19 | 63.4358
2027 | 1 | 5 | 20 | 61.2786
2027 | 1 | 5 | 21 | 58.6469
2027 | 1 | 5 | 22 | 55.9806
2027 | 1 | 5 | 23 | 52.7417
2027 | 1 | 6 | 0 | 50.5457
2027 | 1 | 6 | 1 | 46.9023
2027 | 1 | 6 | 2 | 45.3877
2027 | 1 | 6 | 3 | 44.9241
2027 | 1 | 6 | 4 | 45.0001
2027 | 1 | 6 | 5 | 45.5073
2027 | 1 | 6 | 6 | 47.61
2027 | 1 | 6 | 7 | 52.361
2027 | 1 | 6 | 8 | 59.7852
2027 | 1 | 6 | 9 | 60.6756
2027 | 1 | 6 | 10 | 56.9711
2027 | 1 | 6 | 11 | 53.8194
2027 | 1 | 6 | 12 | 54.1533
2027 | 1 | 6 | 13 | 54.3146
2027 | 1 | 6 | 14 | 53.6475
2027 | 1 | 6 | 15 | 53.9593
2027 | 1 | 6 | 16 | 58.1893
2027 | 1 | 6 | 17 | 66.5873
2027 | 1 | 6 | 18 | 68.9907
2027 | 1 | 6 | 19 | 65.2202
2027 | 1 | 6 | 20 | 63.1842
2027 | 1 | 6 | 21 | 60.6389
2027 | 1 | 6 | 22 | 57.9536
2027 | 1 | 6 | 23 | 54.6813
2027 | 1 | 7 | 0 | 50.9356
2027 | 1 | 7 | 1 | 47.8103
2027 | 1 | 7 | 2 | 46.2669
2027 | 1 | 7 | 3 | 45.7769
2027 | 1 | 7 | 4 | 45.8112
2027 | 1 | 7 | 5 | 46.3663
2027 | 1 | 7 | 6 | 48.2876
2027 | 1 | 7 | 7 | 53.0217
2027 | 1 | 7 | 8 | 60.2178
2027 | 1 | 7 | 9 | 61.1696
2027 | 1 | 7 | 10 | 57.8104
2027 | 1 | 7 | 11 | 54.4014
2027 | 1 | 7 | 12 | 52.8506
2027 | 1 | 7 | 13 | 53.1942
2027 | 1 | 7 | 14 | 52.9974
2027 | 1 | 7 | 15 | 53.5065
2027 | 1 | 7 | 16 | 57.0253
2027 | 1 | 7 | 17 | 65.3471
2027 | 1 | 7 | 18 | 70.6777
2027 | 1 | 7 | 19 | 66.2783
2027 | 1 | 7 | 20 | 63.893
2027 | 1 | 7 | 21 | 61.2726
2027 | 1 | 7 | 22 | 58.7373
2027 | 1 | 7 | 23 | 55.386
2027 | 1 | 8 | 0 | 51.2181
2027 | 1 | 8 | 1 | 49.8452
2027 | 1 | 8 | 2 | 48.3829
2027 | 1 | 8 | 3 | 47.9769
2027 | 1 | 8 | 4 | 48.136
2027 | 1 | 8 | 5 | 48.7592
2027 | 1 | 8 | 6 | 50.7705
2027 | 1 | 8 | 7 | 55.6412
2027 | 1 | 8 | 8 | 62.3122
2027 | 1 | 8 | 9 | 61.4941
2027 | 1 | 8 | 10 | 56.5147
2027 | 1 | 8 | 11 | 52.4735
2027 | 1 | 8 | 12 | 53.479
2027 | 1 | 8 | 13 | 53.7845
2027 | 1 | 8 | 14 | 53.0426
2027 | 1 | 8 | 15 | 53.5908
2027 | 1 | 8 | 16 | 58.2797
2027 | 1 | 8 | 17 | 66.9177
2027 | 1 | 8 | 18 | 72.1602
2027 | 1 | 8 | 19 | 67.8747
2027 | 1 | 8 | 20 | 65.3751
2027 | 1 | 8 | 21 | 62.9341
2027 | 1 | 8 | 22 | 60.7068
2027 | 1 | 8 | 23 | 57.4161
2027 | 1 | 9 | 0 | 53.5655
2027 | 1 | 9 | 1 | 51.1077
2027 | 1 | 9 | 2 | 49.7537
2027 | 1 | 9 | 3 | 49.2313
2027 | 1 | 9 | 4 | 49.1293
2027 | 1 | 9 | 5 | 49.1188
2027 | 1 | 9 | 6 | 47.8779
2027 | 1 | 9 | 7 | 50.6214
2027 | 1 | 9 | 8 | 57.2012
2027 | 1 | 9 | 9 | 59.8066
2027 | 1 | 9 | 10 | 58.2766
2027 | 1 | 9 | 11 | 55.0299
2027 | 1 | 9 | 12 | 53.7229
2027 | 1 | 9 | 13 | 53.0096
2027 | 1 | 9 | 14 | 52.176
2027 | 1 | 9 | 15 | 53.0235
2027 | 1 | 9 | 16 | 58.0772
2027 | 1 | 9 | 17 | 66.5748
2027 | 1 | 9 | 18 | 70.469
2027 | 1 | 9 | 19 | 65.4951
2027 | 1 | 9 | 20 | 61.4216
2027 | 1 | 9 | 21 | 58.2276
2027 | 1 | 9 | 22 | 55.9277
2027 | 1 | 9 | 23 | 53.3984
2027 | 1 | 10 | 0 | 51.1816
2027 | 1 | 10 | 1 | 47.2972
2027 | 1 | 10 | 2 | 45.6885
2027 | 1 | 10 | 3 | 44.9621
2027 | 1 | 10 | 4 | 44.7041
2027 | 1 | 10 | 5 | 44.4624
2027 | 1 | 10 | 6 | 44.3993
2027 | 1 | 10 | 7 | 46.4524
2027 | 1 | 10 | 8 | 53.5689
2027 | 1 | 10 | 9 | 56.4354
2027 | 1 | 10 | 10 | 54.394
2027 | 1 | 10 | 11 | 51.4572
2027 | 1 | 10 | 12 | 50.3904
2027 | 1 | 10 | 13 | 50.4544
2027 | 1 | 10 | 14 | 50.0201
2027 | 1 | 10 | 15 | 50.8607
2027 | 1 | 10 | 16 | 55.9165
2027 | 1 | 10 | 17 | 64.8851
2027 | 1 | 10 | 18 | 69.6907
2027 | 1 | 10 | 19 | 64.5709
2027 | 1 | 10 | 20 | 60.8456
2027 | 1 | 10 | 21 | 57.6108
2027 | 1 | 10 | 22 | 54.8644
2027 | 1 | 10 | 23 | 52.1276
2027 | 1 | 11 | 0 | 48.1653
2027 | 1 | 11 | 1 | 47.9271
2027 | 1 | 11 | 2 | 46.8762
2027 | 1 | 11 | 3 | 46.7339
2027 | 1 | 11 | 4 | 47.0549
2027 | 1 | 11 | 5 | 47.7779
2027 | 1 | 11 | 6 | 49.8341
2027 | 1 | 11 | 7 | 54.3708
2027 | 1 | 11 | 8 | 60.3313
2027 | 1 | 11 | 9 | 58.6056
2027 | 1 | 11 | 10 | 54.4357
2027 | 1 | 11 | 11 | 51.8297
2027 | 1 | 11 | 12 | 53.8747
2027 | 1 | 11 | 13 | 53.8917
2027 | 1 | 11 | 14 | 53.7954
2027 | 1 | 11 | 15 | 54.5385
2027 | 1 | 11 | 16 | 58.0857
2027 | 1 | 11 | 17 | 66.2774
2027 | 1 | 11 | 18 | 71.9024
2027 | 1 | 11 | 19 | 67.8807
2027 | 1 | 11 | 20 | 65.4389
2027 | 1 | 11 | 21 | 62.5987
2027 | 1 | 11 | 22 | 59.7009
2027 | 1 | 11 | 23 | 56.3343
2027 | 1 | 12 | 0 | 54.2485
2027 | 1 | 12 | 1 | 51.2422
2027 | 1 | 12 | 2 | 49.8007
2027 | 1 | 12 | 3 | 49.4291
2027 | 1 | 12 | 4 | 49.5425
2027 | 1 | 12 | 5 | 50.0192
2027 | 1 | 12 | 6 | 52.0492
2027 | 1 | 12 | 7 | 56.9888
2027 | 1 | 12 | 8 | 64.1492
2027 | 1 | 12 | 9 | 64.4286
2027 | 1 | 12 | 10 | 60.3278
2027 | 1 | 12 | 11 | 56.5088
2027 | 1 | 12 | 12 | 55.0806
2027 | 1 | 12 | 13 | 54.8521
2027 | 1 | 12 | 14 | 53.9861
2027 | 1 | 12 | 15 | 54.9428
2027 | 1 | 12 | 16 | 59.0894
2027 | 1 | 12 | 17 | 66.3926
2027 | 1 | 12 | 18 | 70.8869
2027 | 1 | 12 | 19 | 68.6158
2027 | 1 | 12 | 20 | 66.9841
2027 | 1 | 12 | 21 | 64.564
2027 | 1 | 12 | 22 | 62.1089
2027 | 1 | 12 | 23 | 58.8452
2027 | 1 | 13 | 0 | 54.163
2027 | 1 | 13 | 1 | 53.2624
2027 | 1 | 13 | 2 | 52.0475
2027 | 1 | 13 | 3 | 51.8797
2027 | 1 | 13 | 4 | 52.2156
2027 | 1 | 13 | 5 | 52.8747
2027 | 1 | 13 | 6 | 54.0426
2027 | 1 | 13 | 7 | 58.8194
2027 | 1 | 13 | 8 | 65.9588
2027 | 1 | 13 | 9 | 65.6629
2027 | 1 | 13 | 10 | 60.8803
2027 | 1 | 13 | 11 | 56.355
2027 | 1 | 13 | 12 | 54.7524
2027 | 1 | 13 | 13 | 55.1308
2027 | 1 | 13 | 14 | 54.5529
2027 | 1 | 13 | 15 | 55.0255
2027 | 1 | 13 | 16 | 58.2415
2027 | 1 | 13 | 17 | 66.7533
2027 | 1 | 13 | 18 | 73.1822
2027 | 1 | 13 | 19 | 71.2811
2027 | 1 | 13 | 20 | 69.9118
2027 | 1 | 13 | 21 | 67.7447
2027 | 1 | 13 | 22 | 65.0921
2027 | 1 | 13 | 23 | 61.6126
2027 | 1 | 14 | 0 | 57.5102
2027 | 1 | 14 | 1 | 56.861
2027 | 1 | 14 | 2 | 55.7637
2027 | 1 | 14 | 3 | 55.6564
2027 | 1 | 14 | 4 | 56.0293
2027 | 1 | 14 | 5 | 56.704
2027 | 1 | 14 | 6 | 57.794
2027 | 1 | 14 | 7 | 62.1741
2027 | 1 | 14 | 8 | 67.6244
2027 | 1 | 14 | 9 | 66.1803
2027 | 1 | 14 | 10 | 61.6246
2027 | 1 | 14 | 11 | 57.5386
2027 | 1 | 14 | 12 | 57.6685
2027 | 1 | 14 | 13 | 57.3655
2027 | 1 | 14 | 14 | 57.0933
2027 | 1 | 14 | 15 | 57.7418
2027 | 1 | 14 | 16 | 60.7266
2027 | 1 | 14 | 17 | 68.6289
2027 | 1 | 14 | 18 | 73.7228
2027 | 1 | 14 | 19 | 71.5638
2027 | 1 | 14 | 20 | 70.1312
2027 | 1 | 14 | 21 | 67.9168
2027 | 1 | 14 | 22 | 65.3441
2027 | 1 | 14 | 23 | 61.7008
2027 | 1 | 15 | 0 | 58.9969
2027 | 1 | 15 | 1 | 57.2552
2027 | 1 | 15 | 2 | 55.8061
2027 | 1 | 15 | 3 | 55.2899
2027 | 1 | 15 | 4 | 55.2672
2027 | 1 | 15 | 5 | 55.5723
2027 | 1 | 15 | 6 | 56.126
2027 | 1 | 15 | 7 | 60.7019
2027 | 1 | 15 | 8 | 67.2536
2027 | 1 | 15 | 9 | 67.079
2027 | 1 | 15 | 10 | 62.495
2027 | 1 | 15 | 11 | 58.3491
2027 | 1 | 15 | 12 | 57.2502
2027 | 1 | 15 | 13 | 57.2149
2027 | 1 | 15 | 14 | 56.265
2027 | 1 | 15 | 15 | 56.1464
2027 | 1 | 15 | 16 | 59.3961
2027 | 1 | 15 | 17 | 66.8616
2027 | 1 | 15 | 18 | 72.8649
2027 | 1 | 15 | 19 | 69.0132
2027 | 1 | 15 | 20 | 66.663
2027 | 1 | 15 | 21 | 64.208
2027 | 1 | 15 | 22 | 61.9141
2027 | 1 | 15 | 23 | 58.4903
2027 | 1 | 16 | 0 | 54.8156
2027 | 1 | 16 | 1 | 49.7275
2027 | 1 | 16 | 2 | 48.2284
2027 | 1 | 16 | 3 | 47.4602
2027 | 1 | 16 | 4 | 47.2444
2027 | 1 | 16 | 5 | 47.2453
2027 | 1 | 16 | 6 | 47.5462
2027 | 1 | 16 | 7 | 50.3434
2027 | 1 | 16 | 8 | 57.0034
2027 | 1 | 16 | 9 | 60.0442
2027 | 1 | 16 | 10 | 57.5289
2027 | 1 | 16 | 11 | 54.4713
2027 | 1 | 16 | 12 | 53.9957
2027 | 1 | 16 | 13 | 53.9551
2027 | 1 | 16 | 14 | 52.97
2027 | 1 | 16 | 15 | 53.7613
2027 | 1 | 16 | 16 | 58.0274
2027 | 1 | 16 | 17 | 65.7667
2027 | 1 | 16 | 18 | 69.4552
2027 | 1 | 16 | 19 | 65.759
2027 | 1 | 16 | 20 | 61.8616
2027 | 1 | 16 | 21 | 58.8764
2027 | 1 | 16 | 22 | 56.6854
2027 | 1 | 16 | 23 | 54.1603
2027 | 1 | 17 | 0 | 51.023
2027 | 1 | 17 | 1 | 48.814
2027 | 1 | 17 | 2 | 47.2988
2027 | 1 | 17 | 3 | 46.5894
2027 | 1 | 17 | 4 | 46.3892
2027 | 1 | 17 | 5 | 46.1737
2027 | 1 | 17 | 6 | 46.0548
2027 | 1 | 17 | 7 | 47.6649
2027 | 1 | 17 | 8 | 52.2622
2027 | 1 | 17 | 9 | 52.8075
2027 | 1 | 17 | 10 | 50.7073
2027 | 1 | 17 | 11 | 47.8067
2027 | 1 | 17 | 12 | 47.2269
2027 | 1 | 17 | 13 | 48.6779
2027 | 1 | 17 | 14 | 47.9156
2027 | 1 | 17 | 15 | 47.8759
2027 | 1 | 17 | 16 | 50.0571
2027 | 1 | 17 | 17 | 56.666
2027 | 1 | 17 | 18 | 65.6495
2027 | 1 | 17 | 19 | 63.051
2027 | 1 | 17 | 20 | 60.0467
2027 | 1 | 17 | 21 | 57.1248
2027 | 1 | 17 | 22 | 54.4057
2027 | 1 | 17 | 23 | 51.5532
2027 | 1 | 18 | 0 | 50.051
2027 | 1 | 18 | 1 | 46.2029
2027 | 1 | 18 | 2 | 45.0307
2027 | 1 | 18 | 3 | 44.7252
2027 | 1 | 18 | 4 | 44.8147
2027 | 1 | 18 | 5 | 45.3247
2027 | 1 | 18 | 6 | 46.3919
2027 | 1 | 18 | 7 | 50.9034
2027 | 1 | 18 | 8 | 57.3125
2027 | 1 | 18 | 9 | 56.181
2027 | 1 | 18 | 10 | 52.1116
2027 | 1 | 18 | 11 | 49.9929
2027 | 1 | 18 | 12 | 50.1076
2027 | 1 | 18 | 13 | 50.1029
2027 | 1 | 18 | 14 | 49.7991
2027 | 1 | 18 | 15 | 49.9024
2027 | 1 | 18 | 16 | 52.5354
2027 | 1 | 18 | 17 | 59.7968
2027 | 1 | 18 | 18 | 65.9481
2027 | 1 | 18 | 19 | 62.2398
2027 | 1 | 18 | 20 | 59.7336
2027 | 1 | 18 | 21 | 56.8408
2027 | 1 | 18 | 22 | 53.9937
2027 | 1 | 18 | 23 | 50.6802
2027 | 1 | 19 | 0 | 48.903
2027 | 1 | 19 | 1 | 46.4405
2027 | 1 | 19 | 2 | 45.0493
2027 | 1 | 19 | 3 | 44.8239
2027 | 1 | 19 | 4 | 45.0538
2027 | 1 | 19 | 5 | 45.7377
2027 | 1 | 19 | 6 | 47.6518
2027 | 1 | 19 | 7 | 52.7878
2027 | 1 | 19 | 8 | 60.3536
2027 | 1 | 19 | 9 | 60.5473
2027 | 1 | 19 | 10 | 55.5768
2027 | 1 | 19 | 11 | 51.3527
2027 | 1 | 19 | 12 | 50.7058
2027 | 1 | 19 | 13 | 50.4289
2027 | 1 | 19 | 14 | 50.6027
2027 | 1 | 19 | 15 | 51.8646
2027 | 1 | 19 | 16 | 56.2453
2027 | 1 | 19 | 17 | 64.1674
2027 | 1 | 19 | 18 | 70.8472
2027 | 1 | 19 | 19 | 67.409
2027 | 1 | 19 | 20 | 65.1171
2027 | 1 | 19 | 21 | 62.5167
2027 | 1 | 19 | 22 | 59.8628
2027 | 1 | 19 | 23 | 56.5703
2027 | 1 | 20 | 0 | 52.5937
2027 | 1 | 20 | 1 | 50.0419
2027 | 1 | 20 | 2 | 48.5988
2027 | 1 | 20 | 3 | 48.1771
2027 | 1 | 20 | 4 | 48.2473
2027 | 1 | 20 | 5 | 48.6861
2027 | 1 | 20 | 6 | 50.2919
2027 | 1 | 20 | 7 | 54.8386
2027 | 1 | 20 | 8 | 61.3041
2027 | 1 | 20 | 9 | 60.4017
2027 | 1 | 20 | 10 | 55.7971
2027 | 1 | 20 | 11 | 52.2868
2027 | 1 | 20 | 12 | 51.6354
2027 | 1 | 20 | 13 | 51.6752
2027 | 1 | 20 | 14 | 50.7658
2027 | 1 | 20 | 15 | 50.8012
2027 | 1 | 20 | 16 | 53.7491
2027 | 1 | 20 | 17 | 61.5964
2027 | 1 | 20 | 18 | 71.1456
2027 | 1 | 20 | 19 | 67.4388
2027 | 1 | 20 | 20 | 65.1362
2027 | 1 | 20 | 21 | 62.4383
2027 | 1 | 20 | 22 | 59.7407
2027 | 1 | 20 | 23 | 56.3977
2027 | 1 | 21 | 0 | 51.7537
2027 | 1 | 21 | 1 | 49.9944
2027 | 1 | 21 | 2 | 48.5214
2027 | 1 | 21 | 3 | 48.106
2027 | 1 | 21 | 4 | 48.1272
2027 | 1 | 21 | 5 | 48.6747
2027 | 1 | 21 | 6 | 48.613
2027 | 1 | 21 | 7 | 53.1921
2027 | 1 | 21 | 8 | 59.9626
2027 | 1 | 21 | 9 | 60.0234
2027 | 1 | 21 | 10 | 55.855
2027 | 1 | 21 | 11 | 51.8887
2027 | 1 | 21 | 12 | 49.0929
2027 | 1 | 21 | 13 | 49.5863
2027 | 1 | 21 | 14 | 49.7605
2027 | 1 | 21 | 15 | 50.0747
2027 | 1 | 21 | 16 | 52.5282
2027 | 1 | 21 | 17 | 60.3688
2027 | 1 | 21 | 18 | 64.7854
2027 | 1 | 21 | 19 | 63.2774
2027 | 1 | 21 | 20 | 61.6923
2027 | 1 | 21 | 21 | 59.5392
2027 | 1 | 21 | 22 | 57.1021
2027 | 1 | 21 | 23 | 53.6336
2027 | 1 | 22 | 0 | 51.6063
2027 | 1 | 22 | 1 | 48.2067
2027 | 1 | 22 | 2 | 46.6528
2027 | 1 | 22 | 3 | 46.1336
2027 | 1 | 22 | 4 | 46.0891
2027 | 1 | 22 | 5 | 46.5357
2027 | 1 | 22 | 6 | 47.3625
2027 | 1 | 22 | 7 | 52.044
2027 | 1 | 22 | 8 | 58.4291
2027 | 1 | 22 | 9 | 57.2034
2027 | 1 | 22 | 10 | 51.5696
2027 | 1 | 22 | 11 | 48.1072
2027 | 1 | 22 | 12 | 47.0814
2027 | 1 | 22 | 13 | 47.2931
2027 | 1 | 22 | 14 | 46.3405
2027 | 1 | 22 | 15 | 45.8973
2027 | 1 | 22 | 16 | 48.8125
2027 | 1 | 22 | 17 | 55.9521
2027 | 1 | 22 | 18 | 64.071
2027 | 1 | 22 | 19 | 62.2519
2027 | 1 | 22 | 20 | 60.4054
2027 | 1 | 22 | 21 | 58.347
2027 | 1 | 22 | 22 | 56.3732
2027 | 1 | 22 | 23 | 53.1879
2027 | 1 | 23 | 0 | 48.7164
2027 | 1 | 23 | 1 | 45.6852
2027 | 1 | 23 | 2 | 44.1881
2027 | 1 | 23 | 3 | 43.5294
2027 | 1 | 23 | 4 | 43.3441
2027 | 1 | 23 | 5 | 43.1502
2027 | 1 | 23 | 6 | 42.5532
2027 | 1 | 23 | 7 | 45.1763
2027 | 1 | 23 | 8 | 51.0831
2027 | 1 | 23 | 9 | 50.8645
2027 | 1 | 23 | 10 | 46.8163
2027 | 1 | 23 | 11 | 43.8089
2027 | 1 | 23 | 12 | 42.2325
2027 | 1 | 23 | 13 | 42.4098
2027 | 1 | 23 | 14 | 41.3774
2027 | 1 | 23 | 15 | 41.2728
2027 | 1 | 23 | 16 | 43.9955
2027 | 1 | 23 | 17 | 51.5007
2027 | 1 | 23 | 18 | 60.4993
2027 | 1 | 23 | 19 | 58.2616
2027 | 1 | 23 | 20 | 55.1792
2027 | 1 | 23 | 21 | 52.5492
2027 | 1 | 23 | 22 | 50.6937
2027 | 1 | 23 | 23 | 48.2556
2027 | 1 | 24 | 0 | 46.493
2027 | 1 | 24 | 1 | 44.5568
2027 | 1 | 24 | 2 | 43.1335
2027 | 1 | 24 | 3 | 42.6093
2027 | 1 | 24 | 4 | 42.6002
2027 | 1 | 24 | 5 | 42.4698
2027 | 1 | 24 | 6 | 42.3546
2027 | 1 | 24 | 7 | 44.9289
2027 | 1 | 24 | 8 | 52.9763
2027 | 1 | 24 | 9 | 54.9458
2027 | 1 | 24 | 10 | 51.4486
2027 | 1 | 24 | 11 | 47.4283
2027 | 1 | 24 | 12 | 46.0553
2027 | 1 | 24 | 13 | 45.7257
2027 | 1 | 24 | 14 | 45.9178
2027 | 1 | 24 | 15 | 46.994
2027 | 1 | 24 | 16 | 52.0821
2027 | 1 | 24 | 17 | 61.6558
2027 | 1 | 24 | 18 | 68.508
2027 | 1 | 24 | 19 | 64.0117
2027 | 1 | 24 | 20 | 60.3751
2027 | 1 | 24 | 21 | 57.2284
2027 | 1 | 24 | 22 | 54.5427
2027 | 1 | 24 | 23 | 51.7286
2027 | 1 | 25 | 0 | 49.8502
2027 | 1 | 25 | 1 | 47.0675
2027 | 1 | 25 | 2 | 46.0324
2027 | 1 | 25 | 3 | 45.92
2027 | 1 | 25 | 4 | 46.28
2027 | 1 | 25 | 5 | 47.0416
2027 | 1 | 25 | 6 | 49.0572
2027 | 1 | 25 | 7 | 54.272
2027 | 1 | 25 | 8 | 62.6624
2027 | 1 | 25 | 9 | 62.6219
2027 | 1 | 25 | 10 | 57.7868
2027 | 1 | 25 | 11 | 53.6477
2027 | 1 | 25 | 12 | 51.9152
2027 | 1 | 25 | 13 | 51.7474
2027 | 1 | 25 | 14 | 51.6986
2027 | 1 | 25 | 15 | 52.8464
2027 | 1 | 25 | 16 | 56.4613
2027 | 1 | 25 | 17 | 64.9731
2027 | 1 | 25 | 18 | 71.1803
2027 | 1 | 25 | 19 | 68.1992
2027 | 1 | 25 | 20 | 65.7974
2027 | 1 | 25 | 21 | 62.9236
2027 | 1 | 25 | 22 | 60.0723
2027 | 1 | 25 | 23 | 56.6415
2027 | 1 | 26 | 0 | 53.6353
2027 | 1 | 26 | 1 | 52.477
2027 | 1 | 26 | 2 | 51.189
2027 | 1 | 26 | 3 | 51.0119
2027 | 1 | 26 | 4 | 51.2938
2027 | 1 | 26 | 5 | 51.9429
2027 | 1 | 26 | 6 | 53.8816
2027 | 1 | 26 | 7 | 59.3106
2027 | 1 | 26 | 8 | 67.8656
2027 | 1 | 26 | 9 | 67.8916
2027 | 1 | 26 | 10 | 61.9299
2027 | 1 | 26 | 11 | 56.2677
2027 | 1 | 26 | 12 | 54.3787
2027 | 1 | 26 | 13 | 54.1296
2027 | 1 | 26 | 14 | 54.348
2027 | 1 | 26 | 15 | 55.9879
2027 | 1 | 26 | 16 | 60.1167
2027 | 1 | 26 | 17 | 68.378
2027 | 1 | 26 | 18 | 73.0808
2027 | 1 | 26 | 19 | 70.0327
2027 | 1 | 26 | 20 | 67.7465
2027 | 1 | 26 | 21 | 65.0105
2027 | 1 | 26 | 22 | 62.1453
2027 | 1 | 26 | 23 | 58.5683
2027 | 1 | 27 | 0 | 56.6755
2027 | 1 | 27 | 1 | 54.4468
2027 | 1 | 27 | 2 | 53.0522
2027 | 1 | 27 | 3 | 52.6486
2027 | 1 | 27 | 4 | 52.7099
2027 | 1 | 27 | 5 | 53.107
2027 | 1 | 27 | 6 | 54.2889
2027 | 1 | 27 | 7 | 59.1932
2027 | 1 | 27 | 8 | 67.3045
2027 | 1 | 27 | 9 | 67.4141
2027 | 1 | 27 | 10 | 61.9549
2027 | 1 | 27 | 11 | 57.1277
2027 | 1 | 27 | 12 | 56.5553
2027 | 1 | 27 | 13 | 56.6213
2027 | 1 | 27 | 14 | 56.2378
2027 | 1 | 27 | 15 | 56.7991
2027 | 1 | 27 | 16 | 60.4121
2027 | 1 | 27 | 17 | 68.604
2027 | 1 | 27 | 18 | 73.4008
2027 | 1 | 27 | 19 | 71.6029
2027 | 1 | 27 | 20 | 69.8967
2027 | 1 | 27 | 21 | 67.5531
2027 | 1 | 27 | 22 | 64.9706
2027 | 1 | 27 | 23 | 61.5933
2027 | 1 | 28 | 0 | 54.6485
2027 | 1 | 28 | 1 | 54.2871
2027 | 1 | 28 | 2 | 53.1182
2027 | 1 | 28 | 3 | 53.0345
2027 | 1 | 28 | 4 | 53.403
2027 | 1 | 28 | 5 | 54.2014
2027 | 1 | 28 | 6 | 54.8445
2027 | 1 | 28 | 7 | 59.6793
2027 | 1 | 28 | 8 | 66.7936
2027 | 1 | 28 | 9 | 66.138
2027 | 1 | 28 | 10 | 60.2771
2027 | 1 | 28 | 11 | 54.9829
2027 | 1 | 28 | 12 | 51.3637
2027 | 1 | 28 | 13 | 51.284
2027 | 1 | 28 | 14 | 51.8867
2027 | 1 | 28 | 15 | 52.3109
2027 | 1 | 28 | 16 | 54.3531
2027 | 1 | 28 | 17 | 61.6977
2027 | 1 | 28 | 18 | 72.291
2027 | 1 | 28 | 19 | 70.9195
2027 | 1 | 28 | 20 | 69.364
2027 | 1 | 28 | 21 | 67.2706
2027 | 1 | 28 | 22 | 64.6333
2027 | 1 | 28 | 23 | 60.9954
2027 | 1 | 29 | 0 | 58.8266
2027 | 1 | 29 | 1 | 55.1442
2027 | 1 | 29 | 2 | 53.6062
2027 | 1 | 29 | 3 | 53.0394
2027 | 1 | 29 | 4 | 52.9892
2027 | 1 | 29 | 5 | 53.3114
2027 | 1 | 29 | 6 | 54.7509
2027 | 1 | 29 | 7 | 59.7597
2027 | 1 | 29 | 8 | 67.6639
2027 | 1 | 29 | 9 | 67.8786
2027 | 1 | 29 | 10 | 62.1814
2027 | 1 | 29 | 11 | 57.38
2027 | 1 | 29 | 12 | 55.0125
2027 | 1 | 29 | 13 | 54.4597
2027 | 1 | 29 | 14 | 53.3297
2027 | 1 | 29 | 15 | 53.2594
2027 | 1 | 29 | 16 | 56.7813
2027 | 1 | 29 | 17 | 63.7784
2027 | 1 | 29 | 18 | 69.3027
2027 | 1 | 29 | 19 | 67.3739
2027 | 1 | 29 | 20 | 65.4567
2027 | 1 | 29 | 21 | 63.213
2027 | 1 | 29 | 22 | 61.0739
2027 | 1 | 29 | 23 | 57.7192
2027 | 1 | 30 | 0 | 53.9126
2027 | 1 | 30 | 1 | 52.0766
2027 | 1 | 30 | 2 | 51.0912
2027 | 1 | 30 | 3 | 50.8038
2027 | 1 | 30 | 4 | 51.1006
2027 | 1 | 30 | 5 | 51.6379
2027 | 1 | 30 | 6 | 52.9679
2027 | 1 | 30 | 7 | 56.5535
2027 | 1 | 30 | 8 | 64.6349
2027 | 1 | 30 | 9 | 67.9194
2027 | 1 | 30 | 10 | 64.8118
2027 | 1 | 30 | 11 | 59.8205
2027 | 1 | 30 | 12 | 54.8427
2027 | 1 | 30 | 13 | 53.1429
2027 | 1 | 30 | 14 | 52.6092
2027 | 1 | 30 | 15 | 54.3061
2027 | 1 | 30 | 16 | 59.9935
2027 | 1 | 30 | 17 | 68.968
2027 | 1 | 30 | 18 | 75.26
2027 | 1 | 30 | 19 | 74.2164
2027 | 1 | 30 | 20 | 70.8854
2027 | 1 | 30 | 21 | 68.3571
2027 | 1 | 30 | 22 | 66.3641
2027 | 1 | 30 | 23 | 63.7991
2027 | 1 | 31 | 0 | 59.4164
2027 | 1 | 31 | 1 | 57.0375
2027 | 1 | 31 | 2 | 55.7263
2027 | 1 | 31 | 3 | 55.3124
2027 | 1 | 31 | 4 | 55.188
2027 | 1 | 31 | 5 | 55.1821
2027 | 1 | 31 | 6 | 54.1336
2027 | 1 | 31 | 7 | 56.2166
2027 | 1 | 31 | 8 | 62.5166
2027 | 1 | 31 | 9 | 64.2441
2027 | 1 | 31 | 10 | 62.0186
2027 | 1 | 31 | 11 | 56.9386
2027 | 1 | 31 | 12 | 55.5265
2027 | 1 | 31 | 13 | 55.6741
2027 | 1 | 31 | 14 | 55.6005
2027 | 1 | 31 | 15 | 56.6695
2027 | 1 | 31 | 16 | 60.6735
2027 | 1 | 31 | 17 | 67.5031
2027 | 1 | 31 | 18 | 76.6931
2027 | 1 | 31 | 19 | 73.1482
2027 | 1 | 31 | 20 | 69.1579
2027 | 1 | 31 | 21 | 65.7281
2027 | 1 | 31 | 22 | 62.5311
2027 | 1 | 31 | 23 | 59.5595
2027 | 2 | 1 | 0 | 54.9434
2027 | 2 | 1 | 1 | 53.0619
2027 | 2 | 1 | 2 | 52.1313
2027 | 2 | 1 | 3 | 52.0339
2027 | 2 | 1 | 4 | 52.3402
2027 | 2 | 1 | 5 | 52.8585
2027 | 2 | 1 | 6 | 54.0699
2027 | 2 | 1 | 7 | 58.4458
2027 | 2 | 1 | 8 | 64.3348
2027 | 2 | 1 | 9 | 61.6689
2027 | 2 | 1 | 10 | 57.5706
2027 | 2 | 1 | 11 | 55.1243
2027 | 2 | 1 | 12 | 54.8977
2027 | 2 | 1 | 13 | 54.9881
2027 | 2 | 1 | 14 | 54.7585
2027 | 2 | 1 | 15 | 54.8844
2027 | 2 | 1 | 16 | 56.1613
2027 | 2 | 1 | 17 | 62.8276
2027 | 2 | 1 | 18 | 68.4958
2027 | 2 | 1 | 19 | 68.162
2027 | 2 | 1 | 20 | 66.7102
2027 | 2 | 1 | 21 | 64.2583
2027 | 2 | 1 | 22 | 61.4977
2027 | 2 | 1 | 23 | 58.1385
2027 | 2 | 2 | 0 | 55.8327
2027 | 2 | 2 | 1 | 54.2413
2027 | 2 | 2 | 2 | 52.9509
2027 | 2 | 2 | 3 | 52.6679
2027 | 2 | 2 | 4 | 52.7948
2027 | 2 | 2 | 5 | 53.1106
2027 | 2 | 2 | 6 | 54.0898
2027 | 2 | 2 | 7 | 58.3496
2027 | 2 | 2 | 8 | 62.9994
2027 | 2 | 2 | 9 | 59.5743
2027 | 2 | 2 | 10 | 54.8302
2027 | 2 | 2 | 11 | 52.8391
2027 | 2 | 2 | 12 | 56.1655
2027 | 2 | 2 | 13 | 55.1929
2027 | 2 | 2 | 14 | 54.2974
2027 | 2 | 2 | 15 | 54.5426
2027 | 2 | 2 | 16 | 57.1705
2027 | 2 | 2 | 17 | 62.9343
2027 | 2 | 2 | 18 | 68.2439
2027 | 2 | 2 | 19 | 67.2138
2027 | 2 | 2 | 20 | 65.7805
2027 | 2 | 2 | 21 | 63.382
2027 | 2 | 2 | 22 | 60.9144
2027 | 2 | 2 | 23 | 57.7612
2027 | 2 | 3 | 0 | 54.2138
2027 | 2 | 3 | 1 | 50.9424
2027 | 2 | 3 | 2 | 49.5707
2027 | 2 | 3 | 3 | 49.222
2027 | 2 | 3 | 4 | 49.3564
2027 | 2 | 3 | 5 | 49.7509
2027 | 2 | 3 | 6 | 51.013
2027 | 2 | 3 | 7 | 55.2815
2027 | 2 | 3 | 8 | 60.9105
2027 | 2 | 3 | 9 | 58.8626
2027 | 2 | 3 | 10 | 54.542
2027 | 2 | 3 | 11 | 52.1175
2027 | 2 | 3 | 12 | 53.642
2027 | 2 | 3 | 13 | 53.2123
2027 | 2 | 3 | 14 | 52.9317
2027 | 2 | 3 | 15 | 52.5661
2027 | 2 | 3 | 16 | 54.4932
2027 | 2 | 3 | 17 | 61.2701
2027 | 2 | 3 | 18 | 67.0789
2027 | 2 | 3 | 19 | 65.005
2027 | 2 | 3 | 20 | 63.1497
2027 | 2 | 3 | 21 | 60.6007
2027 | 2 | 3 | 22 | 57.7816
2027 | 2 | 3 | 23 | 54.4529
2027 | 2 | 4 | 0 | 53.2632
2027 | 2 | 4 | 1 | 50.8595
2027 | 2 | 4 | 2 | 49.5927
2027 | 2 | 4 | 3 | 49.3651
2027 | 2 | 4 | 4 | 49.6299
2027 | 2 | 4 | 5 | 50.2269
2027 | 2 | 4 | 6 | 51.0444
2027 | 2 | 4 | 7 | 55.8135
2027 | 2 | 4 | 8 | 63.0589
2027 | 2 | 4 | 9 | 63.0265
2027 | 2 | 4 | 10 | 59.2847
2027 | 2 | 4 | 11 | 55.8139
2027 | 2 | 4 | 12 | 54.3106
2027 | 2 | 4 | 13 | 53.7067
2027 | 2 | 4 | 14 | 53.7132
2027 | 2 | 4 | 15 | 54.1419
2027 | 2 | 4 | 16 | 56.8548
2027 | 2 | 4 | 17 | 63.9682
2027 | 2 | 4 | 18 | 67.4832
2027 | 2 | 4 | 19 | 66.8204
2027 | 2 | 4 | 20 | 65.4393
2027 | 2 | 4 | 21 | 63.2316
2027 | 2 | 4 | 22 | 60.8175
2027 | 2 | 4 | 23 | 57.5011
2027 | 2 | 5 | 0 | 54.3689
2027 | 2 | 5 | 1 | 51.3421
2027 | 2 | 5 | 2 | 49.8617
2027 | 2 | 5 | 3 | 49.3626
2027 | 2 | 5 | 4 | 49.3872
2027 | 2 | 5 | 5 | 49.7234
2027 | 2 | 5 | 6 | 50.4243
2027 | 2 | 5 | 7 | 55.1692
2027 | 2 | 5 | 8 | 61.9556
2027 | 2 | 5 | 9 | 60.7794
2027 | 2 | 5 | 10 | 55.8183
2027 | 2 | 5 | 11 | 52.7738
2027 | 2 | 5 | 12 | 53.0874
2027 | 2 | 5 | 13 | 52.6554
2027 | 2 | 5 | 14 | 51.756
2027 | 2 | 5 | 15 | 51.4898
2027 | 2 | 5 | 16 | 54.1828
2027 | 2 | 5 | 17 | 61.0618
2027 | 2 | 5 | 18 | 67.7791
2027 | 2 | 5 | 19 | 65.5091
2027 | 2 | 5 | 20 | 63.2514
2027 | 2 | 5 | 21 | 60.7648
2027 | 2 | 5 | 22 | 58.6215
2027 | 2 | 5 | 23 | 55.4645
2027 | 2 | 6 | 0 | 51.2123
2027 | 2 | 6 | 1 | 52.2092
2027 | 2 | 6 | 2 | 51.1952
2027 | 2 | 6 | 3 | 50.9024
2027 | 2 | 6 | 4 | 51.2398
2027 | 2 | 6 | 5 | 51.6607
2027 | 2 | 6 | 6 | 53.3736
2027 | 2 | 6 | 7 | 56.1203
2027 | 2 | 6 | 8 | 60.5806
2027 | 2 | 6 | 9 | 59.4776
2027 | 2 | 6 | 10 | 57.1994
2027 | 2 | 6 | 11 | 54.4339
2027 | 2 | 6 | 12 | 50.9214
2027 | 2 | 6 | 13 | 49.1119
2027 | 2 | 6 | 14 | 47.9988
2027 | 2 | 6 | 15 | 48.5227
2027 | 2 | 6 | 16 | 51.5789
2027 | 2 | 6 | 17 | 59.1668
2027 | 2 | 6 | 18 | 71.8103
2027 | 2 | 6 | 19 | 71.4777
2027 | 2 | 6 | 20 | 68.3475
2027 | 2 | 6 | 21 | 65.716
2027 | 2 | 6 | 22 | 63.7276
2027 | 2 | 6 | 23 | 61.278
2027 | 2 | 7 | 0 | 60.868
2027 | 2 | 7 | 1 | 54.5897
2027 | 2 | 7 | 2 | 52.8886
2027 | 2 | 7 | 3 | 52.1771
2027 | 2 | 7 | 4 | 51.733
2027 | 2 | 7 | 5 | 51.2997
2027 | 2 | 7 | 6 | 50.4278
2027 | 2 | 7 | 7 | 52.1878
2027 | 2 | 7 | 8 | 58.5222
2027 | 2 | 7 | 9 | 59.5922
2027 | 2 | 7 | 10 | 58.4125
2027 | 2 | 7 | 11 | 54.8327
2027 | 2 | 7 | 12 | 53.6243
2027 | 2 | 7 | 13 | 53.9301
2027 | 2 | 7 | 14 | 53.3105
2027 | 2 | 7 | 15 | 53.7608
2027 | 2 | 7 | 16 | 57.0095
2027 | 2 | 7 | 17 | 63.1636
2027 | 2 | 7 | 18 | 68.3642
2027 | 2 | 7 | 19 | 65.7656
2027 | 2 | 7 | 20 | 62.2513
2027 | 2 | 7 | 21 | 58.8337
2027 | 2 | 7 | 22 | 55.8217
2027 | 2 | 7 | 23 | 53.1184
2027 | 2 | 8 | 0 | 49.2986
2027 | 2 | 8 | 1 | 51.0628
2027 | 2 | 8 | 2 | 50.36
2027 | 2 | 8 | 3 | 50.6181
2027 | 2 | 8 | 4 | 51.3038
2027 | 2 | 8 | 5 | 52.3017
2027 | 2 | 8 | 6 | 53.0274
2027 | 2 | 8 | 7 | 57.6418
2027 | 2 | 8 | 8 | 63.4929
2027 | 2 | 8 | 9 | 60.0363
2027 | 2 | 8 | 10 | 54.7744
2027 | 2 | 8 | 11 | 51.0371
2027 | 2 | 8 | 12 | 50.0026
2027 | 2 | 8 | 13 | 50.4053
2027 | 2 | 8 | 14 | 51.1653
2027 | 2 | 8 | 15 | 51.7374
2027 | 2 | 8 | 16 | 52.9539
2027 | 2 | 8 | 17 | 60.1015
2027 | 2 | 8 | 18 | 71.6371
2027 | 2 | 8 | 19 | 71.6135
2027 | 2 | 8 | 20 | 70.0219
2027 | 2 | 8 | 21 | 67.6636
2027 | 2 | 8 | 22 | 64.7617
2027 | 2 | 8 | 23 | 61.3423
2027 | 2 | 9 | 0 | 60.1312
2027 | 2 | 9 | 1 | 57.1349
2027 | 2 | 9 | 2 | 55.7478
2027 | 2 | 9 | 3 | 55.2945
2027 | 2 | 9 | 4 | 55.3128
2027 | 2 | 9 | 5 | 55.5043
2027 | 2 | 9 | 6 | 56.2174
2027 | 2 | 9 | 7 | 60.7923
2027 | 2 | 9 | 8 | 66.8574
2027 | 2 | 9 | 9 | 65.224
2027 | 2 | 9 | 10 | 61.3708
2027 | 2 | 9 | 11 | 58.6542
2027 | 2 | 9 | 12 | 55.161
2027 | 2 | 9 | 13 | 54.1006
2027 | 2 | 9 | 14 | 52.2317
2027 | 2 | 9 | 15 | 51.8086
2027 | 2 | 9 | 16 | 53.2934
2027 | 2 | 9 | 17 | 57.4853
2027 | 2 | 9 | 18 | 67.4406
2027 | 2 | 9 | 19 | 68.0017
2027 | 2 | 9 | 20 | 66.9722
2027 | 2 | 9 | 21 | 64.5873
2027 | 2 | 9 | 22 | 62.3384
2027 | 2 | 9 | 23 | 59.293
2027 | 2 | 10 | 0 | 54.833
2027 | 2 | 10 | 1 | 50.3064
2027 | 2 | 10 | 2 | 48.9139
2027 | 2 | 10 | 3 | 48.543
2027 | 2 | 10 | 4 | 48.6089
2027 | 2 | 10 | 5 | 49.0294
2027 | 2 | 10 | 6 | 50.0154
2027 | 2 | 10 | 7 | 54.4988
2027 | 2 | 10 | 8 | 61.1071
2027 | 2 | 10 | 9 | 59.3984
2027 | 2 | 10 | 10 | 54.4209
2027 | 2 | 10 | 11 | 51.0408
2027 | 2 | 10 | 12 | 51.2418
2027 | 2 | 10 | 13 | 51.7788
2027 | 2 | 10 | 14 | 52.1036
2027 | 2 | 10 | 15 | 51.8929
2027 | 2 | 10 | 16 | 53.4492
2027 | 2 | 10 | 17 | 60.6341
2027 | 2 | 10 | 18 | 66.7272
2027 | 2 | 10 | 19 | 65.4968
2027 | 2 | 10 | 20 | 63.6014
2027 | 2 | 10 | 21 | 61.1381
2027 | 2 | 10 | 22 | 58.3452
2027 | 2 | 10 | 23 | 55.0511
2027 | 2 | 11 | 0 | 51.5843
2027 | 2 | 11 | 1 | 49.2467
2027 | 2 | 11 | 2 | 47.8104
2027 | 2 | 11 | 3 | 47.4394
2027 | 2 | 11 | 4 | 47.5828
2027 | 2 | 11 | 5 | 48.1613
2027 | 2 | 11 | 6 | 49.5047
2027 | 2 | 11 | 7 | 54.2539
2027 | 2 | 11 | 8 | 61.2822
2027 | 2 | 11 | 9 | 60.5174
2027 | 2 | 11 | 10 | 56.0765
2027 | 2 | 11 | 11 | 52.8156
2027 | 2 | 11 | 12 | 51.7203
2027 | 2 | 11 | 13 | 51.0352
2027 | 2 | 11 | 14 | 51.2209
2027 | 2 | 11 | 15 | 51.2476
2027 | 2 | 11 | 16 | 53.5204
2027 | 2 | 11 | 17 | 59.926
2027 | 2 | 11 | 18 | 65.5054
2027 | 2 | 11 | 19 | 65.1334
2027 | 2 | 11 | 20 | 63.6628
2027 | 2 | 11 | 21 | 61.4378
2027 | 2 | 11 | 22 | 59.0398
2027 | 2 | 11 | 23 | 55.8372
2027 | 2 | 12 | 0 | 53.3529
2027 | 2 | 12 | 1 | 51.4949
2027 | 2 | 12 | 2 | 50.283
2027 | 2 | 12 | 3 | 50.1264
2027 | 2 | 12 | 4 | 50.5456
2027 | 2 | 12 | 5 | 51.3208
2027 | 2 | 12 | 6 | 53.3129
2027 | 2 | 12 | 7 | 58.318
2027 | 2 | 12 | 8 | 64.9587
2027 | 2 | 12 | 9 | 62.481
2027 | 2 | 12 | 10 | 56.7334
2027 | 2 | 12 | 11 | 52.1022
2027 | 2 | 12 | 12 | 49.4102
2027 | 2 | 12 | 13 | 49.2561
2027 | 2 | 12 | 14 | 48.4645
2027 | 2 | 12 | 15 | 48.4184
2027 | 2 | 12 | 16 | 50.9582
2027 | 2 | 12 | 17 | 57.4166
2027 | 2 | 12 | 18 | 67.3213
2027 | 2 | 12 | 19 | 68.8666
2027 | 2 | 12 | 20 | 67.8739
2027 | 2 | 12 | 21 | 66.0834
2027 | 2 | 12 | 22 | 64.2054
2027 | 2 | 12 | 23 | 61.079
2027 | 2 | 13 | 0 | 56.5003
2027 | 2 | 13 | 1 | 54.1891
2027 | 2 | 13 | 2 | 53.0203
2027 | 2 | 13 | 3 | 52.6946
2027 | 2 | 13 | 4 | 52.7166
2027 | 2 | 13 | 5 | 52.8396
2027 | 2 | 13 | 6 | 52.7587
2027 | 2 | 13 | 7 | 55.2766
2027 | 2 | 13 | 8 | 60.0267
2027 | 2 | 13 | 9 | 57.8361
2027 | 2 | 13 | 10 | 54.211
2027 | 2 | 13 | 11 | 51.1729
2027 | 2 | 13 | 12 | 49.291
2027 | 2 | 13 | 13 | 48.1724
2027 | 2 | 13 | 14 | 47.2347
2027 | 2 | 13 | 15 | 47.2539
2027 | 2 | 13 | 16 | 49.4946
2027 | 2 | 13 | 17 | 55.5675
2027 | 2 | 13 | 18 | 64.4348
2027 | 2 | 13 | 19 | 65.2929
2027 | 2 | 13 | 20 | 62.4981
2027 | 2 | 13 | 21 | 59.8192
2027 | 2 | 13 | 22 | 57.673
2027 | 2 | 13 | 23 | 55.2277
2027 | 2 | 14 | 0 | 53.2765
2027 | 2 | 14 | 1 | 48.9721
2027 | 2 | 14 | 2 | 47.5011
2027 | 2 | 14 | 3 | 46.8773
2027 | 2 | 14 | 4 | 46.66
2027 | 2 | 14 | 5 | 46.4796
2027 | 2 | 14 | 6 | 45.7025
2027 | 2 | 14 | 7 | 47.4395
2027 | 2 | 14 | 8 | 53.1513
2027 | 2 | 14 | 9 | 52.7863
2027 | 2 | 14 | 10 | 49.1321
2027 | 2 | 14 | 11 | 46.7306
2027 | 2 | 14 | 12 | 46.7663
2027 | 2 | 14 | 13 | 46.7238
2027 | 2 | 14 | 14 | 46.604
2027 | 2 | 14 | 15 | 46.8289
2027 | 2 | 14 | 16 | 49.7022
2027 | 2 | 14 | 17 | 56.5642
2027 | 2 | 14 | 18 | 61.8435
2027 | 2 | 14 | 19 | 60.1788
2027 | 2 | 14 | 20 | 56.8526
2027 | 2 | 14 | 21 | 53.6509
2027 | 2 | 14 | 22 | 50.764
2027 | 2 | 14 | 23 | 48.038
2027 | 2 | 15 | 0 | 47.0771
2027 | 2 | 15 | 1 | 47.5588
2027 | 2 | 15 | 2 | 46.0885
2027 | 2 | 15 | 3 | 45.338
2027 | 2 | 15 | 4 | 45.1033
2027 | 2 | 15 | 5 | 45.2874
2027 | 2 | 15 | 6 | 45.7201
2027 | 2 | 15 | 7 | 48.1089
2027 | 2 | 15 | 8 | 54.0874
2027 | 2 | 15 | 9 | 52.3213
2027 | 2 | 15 | 10 | 45.0549
2027 | 2 | 15 | 11 | 41.7946
2027 | 2 | 15 | 12 | 42.7236
2027 | 2 | 15 | 13 | 44.2951
2027 | 2 | 15 | 14 | 43.7404
2027 | 2 | 15 | 15 | 43.2307
2027 | 2 | 15 | 16 | 43.8527
2027 | 2 | 15 | 17 | 52.2016
2027 | 2 | 15 | 18 | 60.3077
2027 | 2 | 15 | 19 | 58.9953
2027 | 2 | 15 | 20 | 56.4213
2027 | 2 | 15 | 21 | 53.4305
2027 | 2 | 15 | 22 | 50.5868
2027 | 2 | 15 | 23 | 47.5938
2027 | 2 | 16 | 0 | 45.6688
2027 | 2 | 16 | 1 | 45.7434
2027 | 2 | 16 | 2 | 44.3566
2027 | 2 | 16 | 3 | 44.0884
2027 | 2 | 16 | 4 | 44.2908
2027 | 2 | 16 | 5 | 44.9446
2027 | 2 | 16 | 6 | 46.7449
2027 | 2 | 16 | 7 | 51.9993
2027 | 2 | 16 | 8 | 59.6122
2027 | 2 | 16 | 9 | 57.6857
2027 | 2 | 16 | 10 | 51.6681
2027 | 2 | 16 | 11 | 48.0766
2027 | 2 | 16 | 12 | 47.7508
2027 | 2 | 16 | 13 | 47.3084
2027 | 2 | 16 | 14 | 47.6379
2027 | 2 | 16 | 15 | 48.127
2027 | 2 | 16 | 16 | 50.8717
2027 | 2 | 16 | 17 | 56.9194
2027 | 2 | 16 | 18 | 62.8475
2027 | 2 | 16 | 19 | 62.204
2027 | 2 | 16 | 20 | 60.3194
2027 | 2 | 16 | 21 | 57.7242
2027 | 2 | 16 | 22 | 55.0974
2027 | 2 | 16 | 23 | 51.9999
2027 | 2 | 17 | 0 | 50.749
2027 | 2 | 17 | 1 | 48.8989
2027 | 2 | 17 | 2 | 47.6805
2027 | 2 | 17 | 3 | 47.5395
2027 | 2 | 17 | 4 | 47.9644
2027 | 2 | 17 | 5 | 48.7798
2027 | 2 | 17 | 6 | 50.612
2027 | 2 | 17 | 7 | 55.6277
2027 | 2 | 17 | 8 | 62.9488
2027 | 2 | 17 | 9 | 61.1477
2027 | 2 | 17 | 10 | 55.9009
2027 | 2 | 17 | 11 | 51.3033
2027 | 2 | 17 | 12 | 45.8147
2027 | 2 | 17 | 13 | 46.0517
2027 | 2 | 17 | 14 | 45.9047
2027 | 2 | 17 | 15 | 45.4998
2027 | 2 | 17 | 16 | 46.417
2027 | 2 | 17 | 17 | 52.565
2027 | 2 | 17 | 18 | 65.1776
2027 | 2 | 17 | 19 | 67.1247
2027 | 2 | 17 | 20 | 66.246
2027 | 2 | 17 | 21 | 64.1675
2027 | 2 | 17 | 22 | 61.6862
2027 | 2 | 17 | 23 | 58.494
2027 | 2 | 18 | 0 | 55.4957
2027 | 2 | 18 | 1 | 53.4193
2027 | 2 | 18 | 2 | 52.3497
2027 | 2 | 18 | 3 | 52.2415
2027 | 2 | 18 | 4 | 52.6207
2027 | 2 | 18 | 5 | 53.3748
2027 | 2 | 18 | 6 | 55.378
2027 | 2 | 18 | 7 | 59.5874
2027 | 2 | 18 | 8 | 63.5967
2027 | 2 | 18 | 9 | 58.2141
2027 | 2 | 18 | 10 | 52.4471
2027 | 2 | 18 | 11 | 48.7837
2027 | 2 | 18 | 12 | 46.7041
2027 | 2 | 18 | 13 | 47.1787
2027 | 2 | 18 | 14 | 47.1492
2027 | 2 | 18 | 15 | 46.6311
2027 | 2 | 18 | 16 | 46.2873
2027 | 2 | 18 | 17 | 51.7189
2027 | 2 | 18 | 18 | 63.7563
2027 | 2 | 18 | 19 | 65.9574
2027 | 2 | 18 | 20 | 65.0666
2027 | 2 | 18 | 21 | 62.9532
2027 | 2 | 18 | 22 | 60.5524
2027 | 2 | 18 | 23 | 57.1657
2027 | 2 | 19 | 0 | 54.8473
2027 | 2 | 19 | 1 | 51.3945
2027 | 2 | 19 | 2 | 49.8878
2027 | 2 | 19 | 3 | 49.3163
2027 | 2 | 19 | 4 | 49.2477
2027 | 2 | 19 | 5 | 49.6269
2027 | 2 | 19 | 6 | 51.3138
2027 | 2 | 19 | 7 | 55.9866
2027 | 2 | 19 | 8 | 62.3372
2027 | 2 | 19 | 9 | 59.6678
2027 | 2 | 19 | 10 | 53.7557
2027 | 2 | 19 | 11 | 49.9308
2027 | 2 | 19 | 12 | 45.6768
2027 | 2 | 19 | 13 | 46.4906
2027 | 2 | 19 | 14 | 45.9526
2027 | 2 | 19 | 15 | 44.6282
2027 | 2 | 19 | 16 | 44.6568
2027 | 2 | 19 | 17 | 49.7126
2027 | 2 | 19 | 18 | 60.5733
2027 | 2 | 19 | 19 | 61.2675
2027 | 2 | 19 | 20 | 59.5805
2027 | 2 | 19 | 21 | 57.3308
2027 | 2 | 19 | 22 | 55.1763
2027 | 2 | 19 | 23 | 52.0005
2027 | 2 | 20 | 0 | 49.2861
2027 | 2 | 20 | 1 | 44.2793
2027 | 2 | 20 | 2 | 42.807
2027 | 2 | 20 | 3 | 42.0587
2027 | 2 | 20 | 4 | 41.8603
2027 | 2 | 20 | 5 | 41.7555
2027 | 2 | 20 | 6 | 41.934
2027 | 2 | 20 | 7 | 44.5113
2027 | 2 | 20 | 8 | 50.0585
2027 | 2 | 20 | 9 | 48.3115
2027 | 2 | 20 | 10 | 43.4017
2027 | 2 | 20 | 11 | 40.9007
2027 | 2 | 20 | 12 | 40.8774
2027 | 2 | 20 | 13 | 42.0401
2027 | 2 | 20 | 14 | 41.5741
2027 | 2 | 20 | 15 | 40.8669
2027 | 2 | 20 | 16 | 41.971
2027 | 2 | 20 | 17 | 47.0755
2027 | 2 | 20 | 18 | 55.2923
2027 | 2 | 20 | 19 | 55.9545
2027 | 2 | 20 | 20 | 53.1587
2027 | 2 | 20 | 21 | 50.5259
2027 | 2 | 20 | 22 | 48.6873
2027 | 2 | 20 | 23 | 46.4938
2027 | 2 | 21 | 0 | 43.9536
2027 | 2 | 21 | 1 | 42.9749
2027 | 2 | 21 | 2 | 41.7405
2027 | 2 | 21 | 3 | 41.2699
2027 | 2 | 21 | 4 | 41.3959
2027 | 2 | 21 | 5 | 41.3703
2027 | 2 | 21 | 6 | 40.6603
2027 | 2 | 21 | 7 | 43.3626
2027 | 2 | 21 | 8 | 51.1434
2027 | 2 | 21 | 9 | 51.3093
2027 | 2 | 21 | 10 | 47.2228
2027 | 2 | 21 | 11 | 43.363
2027 | 2 | 21 | 12 | 43.5905
2027 | 2 | 21 | 13 | 44.7619
2027 | 2 | 21 | 14 | 45.7528
2027 | 2 | 21 | 15 | 45.996
2027 | 2 | 21 | 16 | 48.6519
2027 | 2 | 21 | 17 | 55.6607
2027 | 2 | 21 | 18 | 64.4149
2027 | 2 | 21 | 19 | 62.6212
2027 | 2 | 21 | 20 | 59.3779
2027 | 2 | 21 | 21 | 56.2155
2027 | 2 | 21 | 22 | 53.6273
2027 | 2 | 21 | 23 | 51.1029
2027 | 2 | 22 | 0 | 48.0146
2027 | 2 | 22 | 1 | 47.1636
2027 | 2 | 22 | 2 | 46.402
2027 | 2 | 22 | 3 | 46.5559
2027 | 2 | 22 | 4 | 47.2319
2027 | 2 | 22 | 5 | 48.3203
2027 | 2 | 22 | 6 | 49.4124
2027 | 2 | 22 | 7 | 54.756
2027 | 2 | 22 | 8 | 62.6363
2027 | 2 | 22 | 9 | 60.3246
2027 | 2 | 22 | 10 | 55.1296
2027 | 2 | 22 | 11 | 50.8384
2027 | 2 | 22 | 12 | 49.6221
2027 | 2 | 22 | 13 | 49.7905
2027 | 2 | 22 | 14 | 50.4932
2027 | 2 | 22 | 15 | 51.3585
2027 | 2 | 22 | 16 | 54.087
2027 | 2 | 22 | 17 | 60.9422
2027 | 2 | 22 | 18 | 71.4103
2027 | 2 | 22 | 19 | 70.8421
2027 | 2 | 22 | 20 | 68.9053
2027 | 2 | 22 | 21 | 66.0817
2027 | 2 | 22 | 22 | 63.3707
2027 | 2 | 22 | 23 | 60.2712
2027 | 2 | 23 | 0 | 56.1263
2027 | 2 | 23 | 1 | 55.1369
2027 | 2 | 23 | 2 | 54.1624
2027 | 2 | 23 | 3 | 54.1734
2027 | 2 | 23 | 4 | 54.6257
2027 | 2 | 23 | 5 | 55.373
2027 | 2 | 23 | 6 | 56.4276
2027 | 2 | 23 | 7 | 60.8808
2027 | 2 | 23 | 8 | 65.0128
2027 | 2 | 23 | 9 | 59.4247
2027 | 2 | 23 | 10 | 53.6644
2027 | 2 | 23 | 11 | 49.5341
2027 | 2 | 23 | 12 | 51.3172
2027 | 2 | 23 | 13 | 51.7981
2027 | 2 | 23 | 14 | 52.2299
2027 | 2 | 23 | 15 | 52.7783
2027 | 2 | 23 | 16 | 54.531
2027 | 2 | 23 | 17 | 60.0643
2027 | 2 | 23 | 18 | 68.9775
2027 | 2 | 23 | 19 | 69.9547
2027 | 2 | 23 | 20 | 68.7866
2027 | 2 | 23 | 21 | 66.2906
2027 | 2 | 23 | 22 | 63.7709
2027 | 2 | 23 | 23 | 60.558
2027 | 2 | 24 | 0 | 56.1667
2027 | 2 | 24 | 1 | 54.8891
2027 | 2 | 24 | 2 | 53.776
2027 | 2 | 24 | 3 | 53.6153
2027 | 2 | 24 | 4 | 53.9145
2027 | 2 | 24 | 5 | 54.5456
2027 | 2 | 24 | 6 | 55.1144
2027 | 2 | 24 | 7 | 59.5915
2027 | 2 | 24 | 8 | 65.6105
2027 | 2 | 24 | 9 | 63.087
2027 | 2 | 24 | 10 | 58.4211
2027 | 2 | 24 | 11 | 53.819
2027 | 2 | 24 | 12 | 51.4584
2027 | 2 | 24 | 13 | 52.6593
2027 | 2 | 24 | 14 | 53.3198
2027 | 2 | 24 | 15 | 52.7736
2027 | 2 | 24 | 16 | 53.3592
2027 | 2 | 24 | 17 | 59.0718
2027 | 2 | 24 | 18 | 64.1735
2027 | 2 | 24 | 19 | 66.4326
2027 | 2 | 24 | 20 | 65.8544
2027 | 2 | 24 | 21 | 63.7301
2027 | 2 | 24 | 22 | 61.0418
2027 | 2 | 24 | 23 | 57.7103
2027 | 2 | 25 | 0 | 55.3614
2027 | 2 | 25 | 1 | 51.7761
2027 | 2 | 25 | 2 | 50.424
2027 | 2 | 25 | 3 | 50.0505
2027 | 2 | 25 | 4 | 50.1444
2027 | 2 | 25 | 5 | 50.7058
2027 | 2 | 25 | 6 | 52.3603
2027 | 2 | 25 | 7 | 56.8877
2027 | 2 | 25 | 8 | 63.0811
2027 | 2 | 25 | 9 | 61.2068
2027 | 2 | 25 | 10 | 56.768
2027 | 2 | 25 | 11 | 52.9943
2027 | 2 | 25 | 12 | 49.914
2027 | 2 | 25 | 13 | 50.7691
2027 | 2 | 25 | 14 | 51.2986
2027 | 2 | 25 | 15 | 50.483
2027 | 2 | 25 | 16 | 50.6551
2027 | 2 | 25 | 17 | 55.5338
2027 | 2 | 25 | 18 | 65.625
2027 | 2 | 25 | 19 | 65.145
2027 | 2 | 25 | 20 | 63.6819
2027 | 2 | 25 | 21 | 61.2079
2027 | 2 | 25 | 22 | 58.6009
2027 | 2 | 25 | 23 | 55.3547
2027 | 2 | 26 | 0 | 52.3142
2027 | 2 | 26 | 1 | 48.9298
2027 | 2 | 26 | 2 | 47.5482
2027 | 2 | 26 | 3 | 47.217
2027 | 2 | 26 | 4 | 47.4412
2027 | 2 | 26 | 5 | 48.1553
2027 | 2 | 26 | 6 | 50.3962
2027 | 2 | 26 | 7 | 55.5258
2027 | 2 | 26 | 8 | 62.836
2027 | 2 | 26 | 9 | 61.1483
2027 | 2 | 26 | 10 | 55.37
2027 | 2 | 26 | 11 | 50.7718
2027 | 2 | 26 | 12 | 50.1822
2027 | 2 | 26 | 13 | 50.922
2027 | 2 | 26 | 14 | 51.2225
2027 | 2 | 26 | 15 | 50.8911
2027 | 2 | 26 | 16 | 53.4294
2027 | 2 | 26 | 17 | 59.1029
2027 | 2 | 26 | 18 | 66.3739
2027 | 2 | 26 | 19 | 67.3494
2027 | 2 | 26 | 20 | 66.297
2027 | 2 | 26 | 21 | 64.3221
2027 | 2 | 26 | 22 | 62.3653
2027 | 2 | 26 | 23 | 59.421
2027 | 2 | 27 | 0 | 52.8541
2027 | 2 | 27 | 1 | 53.4898
2027 | 2 | 27 | 2 | 52.7485
2027 | 2 | 27 | 3 | 52.7138
2027 | 2 | 27 | 4 | 53.2103
2027 | 2 | 27 | 5 | 53.7943
2027 | 2 | 27 | 6 | 54.3011
2027 | 2 | 27 | 7 | 57.0117
2027 | 2 | 27 | 8 | 60.7768
2027 | 2 | 27 | 9 | 58.8359
2027 | 2 | 27 | 10 | 56.9873
2027 | 2 | 27 | 11 | 52.9366
2027 | 2 | 27 | 12 | 52.9221
2027 | 2 | 27 | 13 | 52.6462
2027 | 2 | 27 | 14 | 53.3218
2027 | 2 | 27 | 15 | 53.8031
2027 | 2 | 27 | 16 | 56.5255
2027 | 2 | 27 | 17 | 62.3735
2027 | 2 | 27 | 18 | 70.5893
2027 | 2 | 27 | 19 | 71.989
2027 | 2 | 27 | 20 | 69.6068
2027 | 2 | 27 | 21 | 66.964
2027 | 2 | 27 | 22 | 64.8988
2027 | 2 | 27 | 23 | 62.5352
2027 | 2 | 28 | 0 | 59.6269
2027 | 2 | 28 | 1 | 55.5653
2027 | 2 | 28 | 2 | 54.3564
2027 | 2 | 28 | 3 | 54.0708
2027 | 2 | 28 | 4 | 54.1113
2027 | 2 | 28 | 5 | 54.2613
2027 | 2 | 28 | 6 | 54.1252
2027 | 2 | 28 | 7 | 55.5915
2027 | 2 | 28 | 8 | 59.1935
2027 | 2 | 28 | 9 | 57.7414
2027 | 2 | 28 | 10 | 56.4897
2027 | 2 | 28 | 11 | 52.7636
2027 | 2 | 28 | 12 | 50.803
2027 | 2 | 28 | 13 | 51.1062
2027 | 2 | 28 | 14 | 51.7965
2027 | 2 | 28 | 15 | 51.845
2027 | 2 | 28 | 16 | 53.9925
2027 | 2 | 28 | 17 | 59.1425
2027 | 2 | 28 | 18 | 69.1658
2027 | 2 | 28 | 19 | 68.3092
2027 | 2 | 28 | 20 | 65.5452
2027 | 2 | 28 | 21 | 62.2385
2027 | 2 | 28 | 22 | 59.0867
2027 | 2 | 28 | 23 | 56.2903
2027 | 3 | 1 | 0 | 55.1203
2027 | 3 | 1 | 1 | 51.718
2027 | 3 | 1 | 2 | 50.81
2027 | 3 | 1 | 3 | 50.7135
2027 | 3 | 1 | 4 | 50.9635
2027 | 3 | 1 | 5 | 51.426
2027 | 3 | 1 | 6 | 53.4282
2027 | 3 | 1 | 7 | 58.2012
2027 | 3 | 1 | 8 | 64.0642
2027 | 3 | 1 | 9 | 59.75
2027 | 3 | 1 | 10 | 53.6985
2027 | 3 | 1 | 11 | 50.4453
2027 | 3 | 1 | 12 | 49.3137
2027 | 3 | 1 | 13 | 49.6736
2027 | 3 | 1 | 14 | 49.8908
2027 | 3 | 1 | 15 | 49.2849
2027 | 3 | 1 | 16 | 50.3687
2027 | 3 | 1 | 17 | 57.2334
2027 | 3 | 1 | 18 | 65.0821
2027 | 3 | 1 | 19 | 65.0476
2027 | 3 | 1 | 20 | 63.4467
2027 | 3 | 1 | 21 | 60.6938
2027 | 3 | 1 | 22 | 57.7338
2027 | 3 | 1 | 23 | 54.3833
2027 | 3 | 2 | 0 | 53.3179
2027 | 3 | 2 | 1 | 52.4772
2027 | 3 | 2 | 2 | 51.286
2027 | 3 | 2 | 3 | 51.1646
2027 | 3 | 2 | 4 | 51.438
2027 | 3 | 2 | 5 | 51.9353
2027 | 3 | 2 | 6 | 54.0216
2027 | 3 | 2 | 7 | 58.9978
2027 | 3 | 2 | 8 | 64.5305
2027 | 3 | 2 | 9 | 60.6059
2027 | 3 | 2 | 10 | 54.2074
2027 | 3 | 2 | 11 | 50.3126
2027 | 3 | 2 | 12 | 49.4834
2027 | 3 | 2 | 13 | 49.013
2027 | 3 | 2 | 14 | 49.0465
2027 | 3 | 2 | 15 | 48.75
2027 | 3 | 2 | 16 | 51.1016
2027 | 3 | 2 | 17 | 56.9858
2027 | 3 | 2 | 18 | 65.0428
2027 | 3 | 2 | 19 | 65.6732
2027 | 3 | 2 | 20 | 64.63
2027 | 3 | 2 | 21 | 62.2342
2027 | 3 | 2 | 22 | 59.5521
2027 | 3 | 2 | 23 | 56.3388
2027 | 3 | 3 | 0 | 55.5911
2027 | 3 | 3 | 1 | 51.3516
2027 | 3 | 3 | 2 | 49.9895
2027 | 3 | 3 | 3 | 49.5715
2027 | 3 | 3 | 4 | 49.5698
2027 | 3 | 3 | 5 | 49.794
2027 | 3 | 3 | 6 | 51.6277
2027 | 3 | 3 | 7 | 56.2488
2027 | 3 | 3 | 8 | 61.6808
2027 | 3 | 3 | 9 | 57.7273
2027 | 3 | 3 | 10 | 51.8512
2027 | 3 | 3 | 11 | 48.9965
2027 | 3 | 3 | 12 | 49.0812
2027 | 3 | 3 | 13 | 49.2054
2027 | 3 | 3 | 14 | 48.5513
2027 | 3 | 3 | 15 | 47.1415
2027 | 3 | 3 | 16 | 48.5953
2027 | 3 | 3 | 17 | 54.892
2027 | 3 | 3 | 18 | 60.7247
2027 | 3 | 3 | 19 | 60.6056
2027 | 3 | 3 | 20 | 59.3953
2027 | 3 | 3 | 21 | 56.8077
2027 | 3 | 3 | 22 | 54.0413
2027 | 3 | 3 | 23 | 50.8344
2027 | 3 | 4 | 0 | 50.0954
2027 | 3 | 4 | 1 | 46.3374
2027 | 3 | 4 | 2 | 44.8986
2027 | 3 | 4 | 3 | 44.4883
2027 | 3 | 4 | 4 | 44.4415
2027 | 3 | 4 | 5 | 44.8355
2027 | 3 | 4 | 6 | 46.7374
2027 | 3 | 4 | 7 | 50.9778
2027 | 3 | 4 | 8 | 54.5571
2027 | 3 | 4 | 9 | 48.8768
2027 | 3 | 4 | 10 | 42.795
2027 | 3 | 4 | 11 | 40.6821
2027 | 3 | 4 | 12 | 43.9586
2027 | 3 | 4 | 13 | 44.7926
2027 | 3 | 4 | 14 | 44.9514
2027 | 3 | 4 | 15 | 43.9874
2027 | 3 | 4 | 16 | 45.5511
2027 | 3 | 4 | 17 | 52.2722
2027 | 3 | 4 | 18 | 62.5417
2027 | 3 | 4 | 19 | 61.7677
2027 | 3 | 4 | 20 | 60.2096
2027 | 3 | 4 | 21 | 57.7669
2027 | 3 | 4 | 22 | 55.3963
2027 | 3 | 4 | 23 | 52.3963
2027 | 3 | 5 | 0 | 46.719
2027 | 3 | 5 | 1 | 48.2803
2027 | 3 | 5 | 2 | 47.1908
2027 | 3 | 5 | 3 | 47.2749
2027 | 3 | 5 | 4 | 47.9099
2027 | 3 | 5 | 5 | 48.9257
2027 | 3 | 5 | 6 | 50.4632
2027 | 3 | 5 | 7 | 56.406
2027 | 3 | 5 | 8 | 64.1529
2027 | 3 | 5 | 9 | 60.519
2027 | 3 | 5 | 10 | 52.4504
2027 | 3 | 5 | 11 | 46.8438
2027 | 3 | 5 | 12 | 47.8339
2027 | 3 | 5 | 13 | 47.9757
2027 | 3 | 5 | 14 | 47.9401
2027 | 3 | 5 | 15 | 48.437
2027 | 3 | 5 | 16 | 53.489
2027 | 3 | 5 | 17 | 61.7445
2027 | 3 | 5 | 18 | 68.341
2027 | 3 | 5 | 19 | 69.9315
2027 | 3 | 5 | 20 | 69.2514
2027 | 3 | 5 | 21 | 67.454
2027 | 3 | 5 | 22 | 65.5589
2027 | 3 | 5 | 23 | 62.5997
2027 | 3 | 6 | 0 | 58.2468
2027 | 3 | 6 | 1 | 56.4169
2027 | 3 | 6 | 2 | 55.2711
2027 | 3 | 6 | 3 | 55.0726
2027 | 3 | 6 | 4 | 55.0677
2027 | 3 | 6 | 5 | 55.0099
2027 | 3 | 6 | 6 | 53.6935
2027 | 3 | 6 | 7 | 56.6158
2027 | 3 | 6 | 8 | 61.3141
2027 | 3 | 6 | 9 | 57.484
2027 | 3 | 6 | 10 | 53.3349
2027 | 3 | 6 | 11 | 49.2551
2027 | 3 | 6 | 12 | 48.1347
2027 | 3 | 6 | 13 | 47.7951
2027 | 3 | 6 | 14 | 47.2117
2027 | 3 | 6 | 15 | 46.7253
2027 | 3 | 6 | 16 | 49.3214
2027 | 3 | 6 | 17 | 55.4623
2027 | 3 | 6 | 18 | 64.1007
2027 | 3 | 6 | 19 | 64.2309
2027 | 3 | 6 | 20 | 61.6202
2027 | 3 | 6 | 21 | 58.5234
2027 | 3 | 6 | 22 | 56.1257
2027 | 3 | 6 | 23 | 53.7146
2027 | 3 | 7 | 0 | 53.3297
2027 | 3 | 7 | 1 | 47.0924
2027 | 3 | 7 | 2 | 45.6153
2027 | 3 | 7 | 3 | 45.0386
2027 | 3 | 7 | 4 | 44.8167
2027 | 3 | 7 | 5 | 44.5532
2027 | 3 | 7 | 6 | 45.504
2027 | 3 | 7 | 7 | 47.1309
2027 | 3 | 7 | 8 | 50.7166
2027 | 3 | 7 | 9 | 46.1019
2027 | 3 | 7 | 10 | 40.1435
2027 | 3 | 7 | 11 | 38.5947
2027 | 3 | 7 | 12 | 38.1411
2027 | 3 | 7 | 13 | 38.4219
2027 | 3 | 7 | 14 | 37.7658
2027 | 3 | 7 | 15 | 36.8362
2027 | 3 | 7 | 16 | 39.1809
2027 | 3 | 7 | 17 | 46.0483
2027 | 3 | 7 | 18 | 53.2265
2027 | 3 | 7 | 19 | 55.5315
2027 | 3 | 7 | 20 | 54.3202
2027 | 3 | 7 | 21 | 51.8326
2027 | 3 | 7 | 22 | 49.4218
2027 | 3 | 7 | 23 | 46.8928
2027 | 3 | 8 | 0 | 45.4655
2027 | 3 | 8 | 1 | 46.072
2027 | 3 | 8 | 2 | 45.1459
2027 | 3 | 8 | 3 | 45.0559
2027 | 3 | 8 | 4 | 45.2978
2027 | 3 | 8 | 5 | 45.8481
2027 | 3 | 8 | 6 | 46.7319
2027 | 3 | 8 | 7 | 51.2959
2027 | 3 | 8 | 8 | 55.7635
2027 | 3 | 8 | 9 | 50.8125
2027 | 3 | 8 | 10 | 45.5267
2027 | 3 | 8 | 11 | 43.909
2027 | 3 | 8 | 12 | 41.9664
2027 | 3 | 8 | 13 | 43.1698
2027 | 3 | 8 | 14 | 42.8235
2027 | 3 | 8 | 15 | 41.0337
2027 | 3 | 8 | 16 | 40.5083
2027 | 3 | 8 | 17 | 44.997
2027 | 3 | 8 | 18 | 57.2637
2027 | 3 | 8 | 19 | 59.4876
2027 | 3 | 8 | 20 | 59.119
2027 | 3 | 8 | 21 | 56.7733
2027 | 3 | 8 | 22 | 54.2436
2027 | 3 | 8 | 23 | 51.2853
2027 | 3 | 9 | 0 | 48.5037
2027 | 3 | 9 | 1 | 47.5033
2027 | 3 | 9 | 2 | 46.3861
2027 | 3 | 9 | 3 | 46.3742
2027 | 3 | 9 | 4 | 46.7571
2027 | 3 | 9 | 5 | 47.4669
2027 | 3 | 9 | 6 | 48.6151
2027 | 3 | 9 | 7 | 53.1601
2027 | 3 | 9 | 8 | 56.155
2027 | 3 | 9 | 9 | 50.5473
2027 | 3 | 9 | 10 | 45.273
2027 | 3 | 9 | 11 | 42.4779
2027 | 3 | 9 | 12 | 43.2611
2027 | 3 | 9 | 13 | 43.9765
2027 | 3 | 9 | 14 | 44.1873
2027 | 3 | 9 | 15 | 43.5399
2027 | 3 | 9 | 16 | 44.8615
2027 | 3 | 9 | 17 | 49.9359
2027 | 3 | 9 | 18 | 61.6385
2027 | 3 | 9 | 19 | 62.4432
2027 | 3 | 9 | 20 | 61.7362
2027 | 3 | 9 | 21 | 59.2535
2027 | 3 | 9 | 22 | 56.7069
2027 | 3 | 9 | 23 | 53.6979
2027 | 3 | 10 | 0 | 52.2158
2027 | 3 | 10 | 1 | 49.2682
2027 | 3 | 10 | 2 | 48.0946
2027 | 3 | 10 | 3 | 47.8899
2027 | 3 | 10 | 4 | 48.104
2027 | 3 | 10 | 5 | 48.5918
2027 | 3 | 10 | 6 | 49.6035
2027 | 3 | 10 | 7 | 53.8057
2027 | 3 | 10 | 8 | 56.5853
2027 | 3 | 10 | 9 | 50.3775
2027 | 3 | 10 | 10 | 45.2029
2027 | 3 | 10 | 11 | 42.8684
2027 | 3 | 10 | 12 | 45.5623
2027 | 3 | 10 | 13 | 46.9193
2027 | 3 | 10 | 14 | 46.6355
2027 | 3 | 10 | 15 | 45.2658
2027 | 3 | 10 | 16 | 45.9813
2027 | 3 | 10 | 17 | 52.003
2027 | 3 | 10 | 18 | 60.8564
2027 | 3 | 10 | 19 | 60.8214
2027 | 3 | 10 | 20 | 59.9168
2027 | 3 | 10 | 21 | 57.2068
2027 | 3 | 10 | 22 | 54.495
2027 | 3 | 10 | 23 | 51.3816
2027 | 3 | 11 | 0 | 49.6532
2027 | 3 | 11 | 1 | 49.1109
2027 | 3 | 11 | 2 | 48.068
2027 | 3 | 11 | 3 | 48.1362
2027 | 3 | 11 | 4 | 48.6658
2027 | 3 | 11 | 5 | 49.6021
2027 | 3 | 11 | 6 | 52.6564
2027 | 3 | 11 | 7 | 56.7996
2027 | 3 | 11 | 8 | 58.5087
2027 | 3 | 11 | 9 | 51.6246
2027 | 3 | 11 | 10 | 46.625
2027 | 3 | 11 | 11 | 42.8942
2027 | 3 | 11 | 12 | 41.3511
2027 | 3 | 11 | 13 | 43.3721
2027 | 3 | 11 | 14 | 43.9113
2027 | 3 | 11 | 15 | 42.9607
2027 | 3 | 11 | 16 | 42.6087
2027 | 3 | 11 | 17 | 48.1828
2027 | 3 | 11 | 18 | 61.0243
2027 | 3 | 11 | 19 | 65.171
2027 | 3 | 11 | 20 | 65.7565
2027 | 3 | 11 | 21 | 64.0321
2027 | 3 | 11 | 22 | 61.7661
2027 | 3 | 11 | 23 | 58.5432
2027 | 3 | 12 | 0 | 56.0431
2027 | 3 | 12 | 1 | 54.2314
2027 | 3 | 12 | 2 | 53.1564
2027 | 3 | 12 | 3 | 52.9908
2027 | 3 | 12 | 4 | 53.286
2027 | 3 | 12 | 5 | 53.7974
2027 | 3 | 12 | 6 | 54.9164
2027 | 3 | 12 | 7 | 58.9847
2027 | 3 | 12 | 8 | 60.6381
2027 | 3 | 12 | 9 | 54.4879
2027 | 3 | 12 | 10 | 49.9254
2027 | 3 | 12 | 11 | 46.9401
2027 | 3 | 12 | 12 | 48.5573
2027 | 3 | 12 | 13 | 49.714
2027 | 3 | 12 | 14 | 49.177
2027 | 3 | 12 | 15 | 47.7104
2027 | 3 | 12 | 16 | 48.7401
2027 | 3 | 12 | 17 | 53.4619
2027 | 3 | 12 | 18 | 64.6824
2027 | 3 | 12 | 19 | 65.3221
2027 | 3 | 12 | 20 | 64.594
2027 | 3 | 12 | 21 | 62.1509
2027 | 3 | 12 | 22 | 60.053
2027 | 3 | 12 | 23 | 56.9995
2027 | 3 | 13 | 0 | 52.6927
2027 | 3 | 13 | 1 | 49.1237
2027 | 3 | 13 | 2 | 47.7301
2027 | 3 | 13 | 3 | 47.1673
2027 | 3 | 13 | 4 | 47.0486
2027 | 3 | 13 | 5 | 46.9809
2027 | 3 | 13 | 6 | 46.1818
2027 | 3 | 13 | 7 | 49.2969
2027 | 3 | 13 | 8 | 55.1119
2027 | 3 | 13 | 9 | 53.4579
2027 | 3 | 13 | 10 | 48.558
2027 | 3 | 13 | 11 | 45.7593
2027 | 3 | 13 | 12 | 45.3394
2027 | 3 | 13 | 13 | 46.0284
2027 | 3 | 13 | 14 | 45.5074
2027 | 3 | 13 | 15 | 45.044
2027 | 3 | 13 | 16 | 47.7739
2027 | 3 | 13 | 17 | 54.4648
2027 | 3 | 13 | 18 | 62.1305
2027 | 3 | 13 | 19 | 61.1998
2027 | 3 | 13 | 20 | 58.7618
2027 | 3 | 13 | 21 | 55.7064
2027 | 3 | 13 | 22 | 53.6305
2027 | 3 | 13 | 23 | 51.4345
2027 | 3 | 14 | 0 | 49.3412
2027 | 3 | 14 | 1 | 46.1955
2027 | 3 | 14 | 2 | 45.7651
2027 | 3 | 14 | 3 | 45.672
2027 | 3 | 14 | 4 | 46.0548
2027 | 3 | 14 | 5 | 47.2689
2027 | 3 | 14 | 6 | 49.4553
2027 | 3 | 14 | 7 | 51.3603
2027 | 3 | 14 | 8 | 49.653
2027 | 3 | 14 | 9 | 44.3608
2027 | 3 | 14 | 10 | 43.7094
2027 | 3 | 14 | 11 | 41.5041
2027 | 3 | 14 | 12 | 41.0635
2027 | 3 | 14 | 13 | 42.1772
2027 | 3 | 14 | 14 | 41.6549
2027 | 3 | 14 | 15 | 41.5202
2027 | 3 | 14 | 16 | 43.9929
2027 | 3 | 14 | 17 | 48.1562
2027 | 3 | 14 | 18 | 57.4728
2027 | 3 | 14 | 19 | 59.7771
2027 | 3 | 14 | 20 | 57.8903
2027 | 3 | 14 | 21 | 54.3565
2027 | 3 | 14 | 22 | 50.839
2027 | 3 | 14 | 23 | 48
2027 | 3 | 15 | 0 | 47.7866
2027 | 3 | 15 | 1 | 46.012
2027 | 3 | 15 | 2 | 45.8477
2027 | 3 | 15 | 3 | 46.0824
2027 | 3 | 15 | 4 | 46.7088
2027 | 3 | 15 | 5 | 48.6504
2027 | 3 | 15 | 6 | 52.0023
2027 | 3 | 15 | 7 | 57.5961
2027 | 3 | 15 | 8 | 60.2209
2027 | 3 | 15 | 9 | 54.5981
2027 | 3 | 15 | 10 | 51.0968
2027 | 3 | 15 | 11 | 48.5855
2027 | 3 | 15 | 12 | 47.7042
2027 | 3 | 15 | 13 | 48.142
2027 | 3 | 15 | 14 | 47.5238
2027 | 3 | 15 | 15 | 47.7424
2027 | 3 | 15 | 16 | 50.3759
2027 | 3 | 15 | 17 | 55.0224
2027 | 3 | 15 | 18 | 61.9422
2027 | 3 | 15 | 19 | 62.6336
2027 | 3 | 15 | 20 | 61.286
2027 | 3 | 15 | 21 | 57.6822
2027 | 3 | 15 | 22 | 54.0076
2027 | 3 | 15 | 23 | 50.6877
2027 | 3 | 16 | 0 | 48.5358
2027 | 3 | 16 | 1 | 48.2035
2027 | 3 | 16 | 2 | 47.9345
2027 | 3 | 16 | 3 | 48.3312
2027 | 3 | 16 | 4 | 49.1394
2027 | 3 | 16 | 5 | 51.2605
2027 | 3 | 16 | 6 | 55.094
2027 | 3 | 16 | 7 | 61.2612
2027 | 3 | 16 | 8 | 64.6682
2027 | 3 | 16 | 9 | 59.2478
2027 | 3 | 16 | 10 | 54.1402
2027 | 3 | 16 | 11 | 49.5218
2027 | 3 | 16 | 12 | 49.9099
2027 | 3 | 16 | 13 | 50.4725
2027 | 3 | 16 | 14 | 50.275
2027 | 3 | 16 | 15 | 51.8368
2027 | 3 | 16 | 16 | 56.3756
2027 | 3 | 16 | 17 | 61.8579
2027 | 3 | 16 | 18 | 65.5248
2027 | 3 | 16 | 19 | 67.726
2027 | 3 | 16 | 20 | 67.0989
2027 | 3 | 16 | 21 | 64.0119
2027 | 3 | 16 | 22 | 60.5875
2027 | 3 | 16 | 23 | 57.2534
2027 | 3 | 17 | 0 | 52.7819
2027 | 3 | 17 | 1 | 54.2938
2027 | 3 | 17 | 2 | 54.1666
2027 | 3 | 17 | 3 | 54.5799
2027 | 3 | 17 | 4 | 55.4598
2027 | 3 | 17 | 5 | 57.518
2027 | 3 | 17 | 6 | 62.1648
2027 | 3 | 17 | 7 | 66.9824
2027 | 3 | 17 | 8 | 66.1021
2027 | 3 | 17 | 9 | 57.5042
2027 | 3 | 17 | 10 | 53.8808
2027 | 3 | 17 | 11 | 50.068
2027 | 3 | 17 | 12 | 53.4974
2027 | 3 | 17 | 13 | 54.1725
2027 | 3 | 17 | 14 | 53.3015
2027 | 3 | 17 | 15 | 53.8975
2027 | 3 | 17 | 16 | 57.3551
2027 | 3 | 17 | 17 | 62.7783
2027 | 3 | 17 | 18 | 66.6516
2027 | 3 | 17 | 19 | 69.5931
2027 | 3 | 17 | 20 | 69.5034
2027 | 3 | 17 | 21 | 66.5398
2027 | 3 | 17 | 22 | 63.0066
2027 | 3 | 17 | 23 | 59.5042
2027 | 3 | 18 | 0 | 56.4934
2027 | 3 | 18 | 1 | 55.6838
2027 | 3 | 18 | 2 | 55.3651
2027 | 3 | 18 | 3 | 55.5391
2027 | 3 | 18 | 4 | 56.1253
2027 | 3 | 18 | 5 | 57.9922
2027 | 3 | 18 | 6 | 61.4519
2027 | 3 | 18 | 7 | 66.6035
2027 | 3 | 18 | 8 | 67.5882
2027 | 3 | 18 | 9 | 61.1527
2027 | 3 | 18 | 10 | 57.6575
2027 | 3 | 18 | 11 | 53.666
2027 | 3 | 18 | 12 | 54.2582
2027 | 3 | 18 | 13 | 55.3481
2027 | 3 | 18 | 14 | 54.9791
2027 | 3 | 18 | 15 | 55.5297
2027 | 3 | 18 | 16 | 58.2775
2027 | 3 | 18 | 17 | 63.0214
2027 | 3 | 18 | 18 | 63.5931
2027 | 3 | 18 | 19 | 66.8206
2027 | 3 | 18 | 20 | 66.7827
2027 | 3 | 18 | 21 | 63.897
2027 | 3 | 18 | 22 | 60.55
2027 | 3 | 18 | 23 | 56.9848
2027 | 3 | 19 | 0 | 53.9516
2027 | 3 | 19 | 1 | 54.6718
2027 | 3 | 19 | 2 | 54.451
2027 | 3 | 19 | 3 | 54.7517
2027 | 3 | 19 | 4 | 55.475
2027 | 3 | 19 | 5 | 57.4606
2027 | 3 | 19 | 6 | 60.9955
2027 | 3 | 19 | 7 | 65.616
2027 | 3 | 19 | 8 | 63.6345
2027 | 3 | 19 | 9 | 54.3024
2027 | 3 | 19 | 10 | 49.8128
2027 | 3 | 19 | 11 | 46.506
2027 | 3 | 19 | 12 | 48.4684
2027 | 3 | 19 | 13 | 49.581
2027 | 3 | 19 | 14 | 49.153
2027 | 3 | 19 | 15 | 48.4315
2027 | 3 | 19 | 16 | 49.9574
2027 | 3 | 19 | 17 | 53.1463
2027 | 3 | 19 | 18 | 63.9408
2027 | 3 | 19 | 19 | 66.7554
2027 | 3 | 19 | 20 | 66.4389
2027 | 3 | 19 | 21 | 63.7085
2027 | 3 | 19 | 22 | 60.6215
2027 | 3 | 19 | 23 | 57.2173
2027 | 3 | 20 | 0 | 54.1394
2027 | 3 | 20 | 1 | 55.1546
2027 | 3 | 20 | 2 | 55.165
2027 | 3 | 20 | 3 | 55.4007
2027 | 3 | 20 | 4 | 56.1011
2027 | 3 | 20 | 5 | 57.8588
2027 | 3 | 20 | 6 | 60.0685
2027 | 3 | 20 | 7 | 63.4542
2027 | 3 | 20 | 8 | 62.9124
2027 | 3 | 20 | 9 | 58.4812
2027 | 3 | 20 | 10 | 57.8635
2027 | 3 | 20 | 11 | 54.2637
2027 | 3 | 20 | 12 | 53.8807
2027 | 3 | 20 | 13 | 54.2221
2027 | 3 | 20 | 14 | 53.81
2027 | 3 | 20 | 15 | 54.3535
2027 | 3 | 20 | 16 | 57.2282
2027 | 3 | 20 | 17 | 60.9185
2027 | 3 | 20 | 18 | 68.6763
2027 | 3 | 20 | 19 | 69.4946
2027 | 3 | 20 | 20 | 66.8421
2027 | 3 | 20 | 21 | 62.9364
2027 | 3 | 20 | 22 | 59.4952
2027 | 3 | 20 | 23 | 56.7254
2027 | 3 | 21 | 0 | 57.5135
2027 | 3 | 21 | 1 | 53.6386
2027 | 3 | 21 | 2 | 53.0933
2027 | 3 | 21 | 3 | 52.9814
2027 | 3 | 21 | 4 | 53.1966
2027 | 3 | 21 | 5 | 54.4272
2027 | 3 | 21 | 6 | 56.1597
2027 | 3 | 21 | 7 | 58.6257
2027 | 3 | 21 | 8 | 59.1733
2027 | 3 | 21 | 9 | 55.9067
2027 | 3 | 21 | 10 | 55.5017
2027 | 3 | 21 | 11 | 52.0518
2027 | 3 | 21 | 12 | 51.6239
2027 | 3 | 21 | 13 | 52.8797
2027 | 3 | 21 | 14 | 52.58
2027 | 3 | 21 | 15 | 53.1065
2027 | 3 | 21 | 16 | 56.3759
2027 | 3 | 21 | 17 | 60.4979
2027 | 3 | 21 | 18 | 67.1242
2027 | 3 | 21 | 19 | 65.6699
2027 | 3 | 21 | 20 | 62.8517
2027 | 3 | 21 | 21 | 58.4594
2027 | 3 | 21 | 22 | 54.2661
2027 | 3 | 21 | 23 | 51.2437
2027 | 3 | 22 | 0 | 50.7338
2027 | 3 | 22 | 1 | 50.0038
2027 | 3 | 22 | 2 | 49.9254
2027 | 3 | 22 | 3 | 50.2473
2027 | 3 | 22 | 4 | 50.9433
2027 | 3 | 22 | 5 | 52.9433
2027 | 3 | 22 | 6 | 57.1058
2027 | 3 | 22 | 7 | 62.0516
2027 | 3 | 22 | 8 | 62.2088
2027 | 3 | 22 | 9 | 55.5463
2027 | 3 | 22 | 10 | 53.318
2027 | 3 | 22 | 11 | 50.5986
2027 | 3 | 22 | 12 | 45.9582
2027 | 3 | 22 | 13 | 47.9553
2027 | 3 | 22 | 14 | 47.4753
2027 | 3 | 22 | 15 | 46.6325
2027 | 3 | 22 | 16 | 46.2073
2027 | 3 | 22 | 17 | 48.5353
2027 | 3 | 22 | 18 | 56.9246
2027 | 3 | 22 | 19 | 62.8515
2027 | 3 | 22 | 20 | 63.6623
2027 | 3 | 22 | 21 | 60.9257
2027 | 3 | 22 | 22 | 57.4411
2027 | 3 | 22 | 23 | 54.077
2027 | 3 | 23 | 0 | 52.6741
2027 | 3 | 23 | 1 | 51.7081
2027 | 3 | 23 | 2 | 51.4864
2027 | 3 | 23 | 3 | 51.8236
2027 | 3 | 23 | 4 | 52.5292
2027 | 3 | 23 | 5 | 54.48
2027 | 3 | 23 | 6 | 58.6697
2027 | 3 | 23 | 7 | 63.2406
2027 | 3 | 23 | 8 | 60.5211
2027 | 3 | 23 | 9 | 50.9657
2027 | 3 | 23 | 10 | 47.5824
2027 | 3 | 23 | 11 | 45.5119
2027 | 3 | 23 | 12 | 45.7315
2027 | 3 | 23 | 13 | 47.0103
2027 | 3 | 23 | 14 | 46.1905
2027 | 3 | 23 | 15 | 45.3538
2027 | 3 | 23 | 16 | 45.4871
2027 | 3 | 23 | 17 | 46.4591
2027 | 3 | 23 | 18 | 56.8306
2027 | 3 | 23 | 19 | 61.5877
2027 | 3 | 23 | 20 | 62.2002
2027 | 3 | 23 | 21 | 59.296
2027 | 3 | 23 | 22 | 55.8692
2027 | 3 | 23 | 23 | 52.5667
2027 | 3 | 24 | 0 | 51.9295
2027 | 3 | 24 | 1 | 48.3879
2027 | 3 | 24 | 2 | 47.8806
2027 | 3 | 24 | 3 | 47.8962
2027 | 3 | 24 | 4 | 48.3454
2027 | 3 | 24 | 5 | 50.1213
2027 | 3 | 24 | 6 | 54.0676
2027 | 3 | 24 | 7 | 59.1559
2027 | 3 | 24 | 8 | 59.8485
2027 | 3 | 24 | 9 | 53.8231
2027 | 3 | 24 | 10 | 50.8825
2027 | 3 | 24 | 11 | 48.3021
2027 | 3 | 24 | 12 | 48.655
2027 | 3 | 24 | 13 | 50.4378
2027 | 3 | 24 | 14 | 50.2085
2027 | 3 | 24 | 15 | 49.3275
2027 | 3 | 24 | 16 | 50.2072
2027 | 3 | 24 | 17 | 53.4699
2027 | 3 | 24 | 18 | 59.5897
2027 | 3 | 24 | 19 | 59.7328
2027 | 3 | 24 | 20 | 58.9395
2027 | 3 | 24 | 21 | 55.3165
2027 | 3 | 24 | 22 | 51.4167
2027 | 3 | 24 | 23 | 47.9607
2027 | 3 | 25 | 0 | 47.8054
2027 | 3 | 25 | 1 | 47.1742
2027 | 3 | 25 | 2 | 46.7958
2027 | 3 | 25 | 3 | 47.0169
2027 | 3 | 25 | 4 | 47.6416
2027 | 3 | 25 | 5 | 49.7315
2027 | 3 | 25 | 6 | 52.463
2027 | 3 | 25 | 7 | 57.5944
2027 | 3 | 25 | 8 | 58.0086
2027 | 3 | 25 | 9 | 51.9512
2027 | 3 | 25 | 10 | 49.232
2027 | 3 | 25 | 11 | 46.2198
2027 | 3 | 25 | 12 | 45.8204
2027 | 3 | 25 | 13 | 47.9296
2027 | 3 | 25 | 14 | 48.0075
2027 | 3 | 25 | 15 | 47.7865
2027 | 3 | 25 | 16 | 49.1799
2027 | 3 | 25 | 17 | 52.7599
2027 | 3 | 25 | 18 | 58.5033
2027 | 3 | 25 | 19 | 60.0765
2027 | 3 | 25 | 20 | 59.7789
2027 | 3 | 25 | 21 | 56.6232
2027 | 3 | 25 | 22 | 53.079
2027 | 3 | 25 | 23 | 49.6438
2027 | 3 | 26 | 0 | 49.2369
2027 | 3 | 26 | 1 | 46.2523
2027 | 3 | 26 | 2 | 45.9607
2027 | 3 | 26 | 3 | 45.9948
2027 | 3 | 26 | 4 | 46.3423
2027 | 3 | 26 | 5 | 47.3692
2027 | 3 | 26 | 6 | 49.0766
2027 | 3 | 26 | 7 | 50.7079
2027 | 3 | 26 | 8 | 46.8129
2027 | 3 | 26 | 9 | 37.0488
2027 | 3 | 26 | 10 | 33.6211
2027 | 3 | 26 | 11 | 34.5636
2027 | 3 | 26 | 12 | 36.93
2027 | 3 | 26 | 13 | 36.7997
2027 | 3 | 26 | 14 | 35.3101
2027 | 3 | 26 | 15 | 35.3084
2027 | 3 | 26 | 16 | 35.6177
2027 | 3 | 26 | 17 | 39.2131
2027 | 3 | 26 | 18 | 52.7972
2027 | 3 | 26 | 19 | 54.5699
2027 | 3 | 26 | 20 | 54.2611
2027 | 3 | 26 | 21 | 50.8546
2027 | 3 | 26 | 22 | 48.3135
2027 | 3 | 26 | 23 | 45.5527
2027 | 3 | 27 | 0 | 44.9596
2027 | 3 | 27 | 1 | 44.333
2027 | 3 | 27 | 2 | 43.9174
2027 | 3 | 27 | 3 | 43.9091
2027 | 3 | 27 | 4 | 44.3393
2027 | 3 | 27 | 5 | 45.7181
2027 | 3 | 27 | 6 | 49.0008
2027 | 3 | 27 | 7 | 52.461
2027 | 3 | 27 | 8 | 54.0783
2027 | 3 | 27 | 9 | 50.6396
2027 | 3 | 27 | 10 | 49.1826
2027 | 3 | 27 | 11 | 46.0812
2027 | 3 | 27 | 12 | 45.2195
2027 | 3 | 27 | 13 | 45.9994
2027 | 3 | 27 | 14 | 45.6735
2027 | 3 | 27 | 15 | 45.8337
2027 | 3 | 27 | 16 | 49.4735
2027 | 3 | 27 | 17 | 54.0241
2027 | 3 | 27 | 18 | 57.7864
2027 | 3 | 27 | 19 | 58.4325
2027 | 3 | 27 | 20 | 56.6983
2027 | 3 | 27 | 21 | 53.1415
2027 | 3 | 27 | 22 | 50.0933
2027 | 3 | 27 | 23 | 47.5739
2027 | 3 | 28 | 0 | 46.4339
2027 | 3 | 28 | 1 | 44.895
2027 | 3 | 28 | 2 | 44.6099
2027 | 3 | 28 | 3 | 44.6739
2027 | 3 | 28 | 4 | 45.0306
2027 | 3 | 28 | 5 | 45.8518
2027 | 3 | 28 | 6 | 47.4157
2027 | 3 | 28 | 7 | 50.844
2027 | 3 | 28 | 8 | 52.8693
2027 | 3 | 28 | 9 | 52.3092
2027 | 3 | 28 | 10 | 51.3183
2027 | 3 | 28 | 11 | 48.448
2027 | 3 | 28 | 12 | 47.5465
2027 | 3 | 28 | 13 | 48.6483
2027 | 3 | 28 | 14 | 49.3686
2027 | 3 | 28 | 15 | 48.8121
2027 | 3 | 28 | 16 | 50.3582
2027 | 3 | 28 | 17 | 53.2829
2027 | 3 | 28 | 18 | 56.5754
2027 | 3 | 28 | 19 | 55.4491
2027 | 3 | 28 | 20 | 54.7831
2027 | 3 | 28 | 21 | 51.8548
2027 | 3 | 28 | 22 | 48.709
2027 | 3 | 28 | 23 | 46.4298
2027 | 3 | 29 | 0 | 45.4494
2027 | 3 | 29 | 1 | 44.6862
2027 | 3 | 29 | 2 | 44.6841
2027 | 3 | 29 | 3 | 45.0144
2027 | 3 | 29 | 4 | 45.7802
2027 | 3 | 29 | 5 | 47.3218
2027 | 3 | 29 | 6 | 50.38
2027 | 3 | 29 | 7 | 54.8766
2027 | 3 | 29 | 8 | 55.7523
2027 | 3 | 29 | 9 | 48.0197
2027 | 3 | 29 | 10 | 47.1043
2027 | 3 | 29 | 11 | 43.8487
2027 | 3 | 29 | 12 | 48.0419
2027 | 3 | 29 | 13 | 50.0854
2027 | 3 | 29 | 14 | 52.5953
2027 | 3 | 29 | 15 | 51.8838
2027 | 3 | 29 | 16 | 51.154
2027 | 3 | 29 | 17 | 51.7194
2027 | 3 | 29 | 18 | 56.355
2027 | 3 | 29 | 19 | 61.2326
2027 | 3 | 29 | 20 | 61.8236
2027 | 3 | 29 | 21 | 58.7912
2027 | 3 | 29 | 22 | 54.832
2027 | 3 | 29 | 23 | 51.3186
2027 | 3 | 30 | 0 | 49.4266
2027 | 3 | 30 | 1 | 49.2584
2027 | 3 | 30 | 2 | 49.0769
2027 | 3 | 30 | 3 | 49.5523
2027 | 3 | 30 | 4 | 50.3683
2027 | 3 | 30 | 5 | 52.5946
2027 | 3 | 30 | 6 | 56.0183
2027 | 3 | 30 | 7 | 60.8907
2027 | 3 | 30 | 8 | 61.1548
2027 | 3 | 30 | 9 | 56.4949
2027 | 3 | 30 | 10 | 54.7988
2027 | 3 | 30 | 11 | 51.0957
2027 | 3 | 30 | 12 | 50.2054
2027 | 3 | 30 | 13 | 51.458
2027 | 3 | 30 | 14 | 52.1476
2027 | 3 | 30 | 15 | 52.2723
2027 | 3 | 30 | 16 | 54.4777
2027 | 3 | 30 | 17 | 56.6891
2027 | 3 | 30 | 18 | 60.9052
2027 | 3 | 30 | 19 | 63.1464
2027 | 3 | 30 | 20 | 63.2107
2027 | 3 | 30 | 21 | 60.1939
2027 | 3 | 30 | 22 | 56.3241
2027 | 3 | 30 | 23 | 52.8073
2027 | 3 | 31 | 0 | 52.3849
2027 | 3 | 31 | 1 | 50.7434
2027 | 3 | 31 | 2 | 50.4797
2027 | 3 | 31 | 3 | 50.7823
2027 | 3 | 31 | 4 | 51.4643
2027 | 3 | 31 | 5 | 53.5321
2027 | 3 | 31 | 6 | 57.2525
2027 | 3 | 31 | 7 | 61.6663
2027 | 3 | 31 | 8 | 61.7265
2027 | 3 | 31 | 9 | 57.3108
2027 | 3 | 31 | 10 | 55.9942
2027 | 3 | 31 | 11 | 52.7641
2027 | 3 | 31 | 12 | 51.7964
2027 | 3 | 31 | 13 | 53.1919
2027 | 3 | 31 | 14 | 53.6234
2027 | 3 | 31 | 15 | 52.5462
2027 | 3 | 31 | 16 | 53.5454
2027 | 3 | 31 | 17 | 55.7541
2027 | 3 | 31 | 18 | 60.8888
2027 | 3 | 31 | 19 | 62.9168
2027 | 3 | 31 | 20 | 63.1035
2027 | 3 | 31 | 21 | 60.1638
2027 | 3 | 31 | 22 | 56.1668
2027 | 3 | 31 | 23 | 52.5675
2027 | 4 | 1 | 0 | 51.5951
2027 | 4 | 1 | 1 | 53.695
2027 | 4 | 1 | 2 | 53.5197
2027 | 4 | 1 | 3 | 53.8009
2027 | 4 | 1 | 4 | 54.6344
2027 | 4 | 1 | 5 | 56.7445
2027 | 4 | 1 | 6 | 61.3907
2027 | 4 | 1 | 7 | 64.8658
2027 | 4 | 1 | 8 | 62.0751
2027 | 4 | 1 | 9 | 54.3121
2027 | 4 | 1 | 10 | 50.1849
2027 | 4 | 1 | 11 | 47.3909
2027 | 4 | 1 | 12 | 44.9757
2027 | 4 | 1 | 13 | 46.6689
2027 | 4 | 1 | 14 | 46.0092
2027 | 4 | 1 | 15 | 46.6635
2027 | 4 | 1 | 16 | 47.1013
2027 | 4 | 1 | 17 | 49.3161
2027 | 4 | 1 | 18 | 59.41
2027 | 4 | 1 | 19 | 64.6755
2027 | 4 | 1 | 20 | 66.6027
2027 | 4 | 1 | 21 | 63.8497
2027 | 4 | 1 | 22 | 60.5446
2027 | 4 | 1 | 23 | 57.1096
2027 | 4 | 2 | 0 | 55.0167
2027 | 4 | 2 | 1 | 54.2502
2027 | 4 | 2 | 2 | 53.9913
2027 | 4 | 2 | 3 | 54.101
2027 | 4 | 2 | 4 | 54.7591
2027 | 4 | 2 | 5 | 56.6309
2027 | 4 | 2 | 6 | 60.2085
2027 | 4 | 2 | 7 | 64.2018
2027 | 4 | 2 | 8 | 63.3015
2027 | 4 | 2 | 9 | 56.2263
2027 | 4 | 2 | 10 | 50.3208
2027 | 4 | 2 | 11 | 47.7472
2027 | 4 | 2 | 12 | 51.2036
2027 | 4 | 2 | 13 | 52.1087
2027 | 4 | 2 | 14 | 50.8956
2027 | 4 | 2 | 15 | 51.6852
2027 | 4 | 2 | 16 | 54.6033
2027 | 4 | 2 | 17 | 57.9249
2027 | 4 | 2 | 18 | 62.1205
2027 | 4 | 2 | 19 | 62.2847
2027 | 4 | 2 | 20 | 62.4219
2027 | 4 | 2 | 21 | 58.903
2027 | 4 | 2 | 22 | 55.4734
2027 | 4 | 2 | 23 | 52.0608
2027 | 4 | 3 | 0 | 51.1031
2027 | 4 | 3 | 1 | 46.9152
2027 | 4 | 3 | 2 | 46.2394
2027 | 4 | 3 | 3 | 45.8331
2027 | 4 | 3 | 4 | 45.9489
2027 | 4 | 3 | 5 | 47.0552
2027 | 4 | 3 | 6 | 49.3305
2027 | 4 | 3 | 7 | 51.4927
2027 | 4 | 3 | 8 | 52.4332
2027 | 4 | 3 | 9 | 49.84
2027 | 4 | 3 | 10 | 46.0246
2027 | 4 | 3 | 11 | 44.0363
2027 | 4 | 3 | 12 | 44.0726
2027 | 4 | 3 | 13 | 45.5821
2027 | 4 | 3 | 14 | 44.2013
2027 | 4 | 3 | 15 | 45.0652
2027 | 4 | 3 | 16 | 47.8201
2027 | 4 | 3 | 17 | 50.9306
2027 | 4 | 3 | 18 | 56.7524
2027 | 4 | 3 | 19 | 54.8679
2027 | 4 | 3 | 20 | 53.1469
2027 | 4 | 3 | 21 | 48.8747
2027 | 4 | 3 | 22 | 45.4433
2027 | 4 | 3 | 23 | 42.9042
2027 | 4 | 4 | 0 | 42.9134
2027 | 4 | 4 | 1 | 41.5911
2027 | 4 | 4 | 2 | 40.9644
2027 | 4 | 4 | 3 | 40.6023
2027 | 4 | 4 | 4 | 40.8398
2027 | 4 | 4 | 5 | 41.8223
2027 | 4 | 4 | 6 | 43.3602
2027 | 4 | 4 | 7 | 45.0656
2027 | 4 | 4 | 8 | 46.9759
2027 | 4 | 4 | 9 | 44.8721
2027 | 4 | 4 | 10 | 41.0693
2027 | 4 | 4 | 11 | 38.9071
2027 | 4 | 4 | 12 | 40.3082
2027 | 4 | 4 | 13 | 42.945
2027 | 4 | 4 | 14 | 42.3761
2027 | 4 | 4 | 15 | 43.4013
2027 | 4 | 4 | 16 | 46.6731
2027 | 4 | 4 | 17 | 50.4557
2027 | 4 | 4 | 18 | 55.1612
2027 | 4 | 4 | 19 | 53.9059
2027 | 4 | 4 | 20 | 52.8894
2027 | 4 | 4 | 21 | 48.7911
2027 | 4 | 4 | 22 | 45.0973
2027 | 4 | 4 | 23 | 42.433
2027 | 4 | 5 | 0 | 40.7848
2027 | 4 | 5 | 1 | 41.3712
2027 | 4 | 5 | 2 | 41.4602
2027 | 4 | 5 | 3 | 41.9437
2027 | 4 | 5 | 4 | 42.878
2027 | 4 | 5 | 5 | 45.2272
2027 | 4 | 5 | 6 | 49.8179
2027 | 4 | 5 | 7 | 52.9204
2027 | 4 | 5 | 8 | 49.5418
2027 | 4 | 5 | 9 | 41.3275
2027 | 4 | 5 | 10 | 37.9227
2027 | 4 | 5 | 11 | 37.5628
2027 | 4 | 5 | 12 | 37.3662
2027 | 4 | 5 | 13 | 38.7088
2027 | 4 | 5 | 14 | 37.9415
2027 | 4 | 5 | 15 | 37.9804
2027 | 4 | 5 | 16 | 38.5795
2027 | 4 | 5 | 17 | 39.958
2027 | 4 | 5 | 18 | 51.6113
2027 | 4 | 5 | 19 | 55.9864
2027 | 4 | 5 | 20 | 57.5339
2027 | 4 | 5 | 21 | 54.5722
2027 | 4 | 5 | 22 | 50.9633
2027 | 4 | 5 | 23 | 47.7941
2027 | 4 | 6 | 0 | 47.0052
2027 | 4 | 6 | 1 | 44.3517
2027 | 4 | 6 | 2 | 43.8823
2027 | 4 | 6 | 3 | 43.9257
2027 | 4 | 6 | 4 | 44.4138
2027 | 4 | 6 | 5 | 46.326
2027 | 4 | 6 | 6 | 51.2451
2027 | 4 | 6 | 7 | 54.4373
2027 | 4 | 6 | 8 | 51.852
2027 | 4 | 6 | 9 | 45.7906
2027 | 4 | 6 | 10 | 43.1903
2027 | 4 | 6 | 11 | 42.0405
2027 | 4 | 6 | 12 | 39.2052
2027 | 4 | 6 | 13 | 40.5545
2027 | 4 | 6 | 14 | 39.3669
2027 | 4 | 6 | 15 | 39.4389
2027 | 4 | 6 | 16 | 40.2966
2027 | 4 | 6 | 17 | 40.9495
2027 | 4 | 6 | 18 | 46.3269
2027 | 4 | 6 | 19 | 51.7416
2027 | 4 | 6 | 20 | 53.7253
2027 | 4 | 6 | 21 | 50.9214
2027 | 4 | 6 | 22 | 47.5297
2027 | 4 | 6 | 23 | 44.3452
2027 | 4 | 7 | 0 | 43.4638
2027 | 4 | 7 | 1 | 43.0002
2027 | 4 | 7 | 2 | 42.6473
2027 | 4 | 7 | 3 | 42.7752
2027 | 4 | 7 | 4 | 43.3207
2027 | 4 | 7 | 5 | 45.3552
2027 | 4 | 7 | 6 | 48.4972
2027 | 4 | 7 | 7 | 52.2538
2027 | 4 | 7 | 8 | 51.9351
2027 | 4 | 7 | 9 | 44.8352
2027 | 4 | 7 | 10 | 39.5724
2027 | 4 | 7 | 11 | 38.2409
2027 | 4 | 7 | 12 | 42.0015
2027 | 4 | 7 | 13 | 43.8679
2027 | 4 | 7 | 14 | 42.8776
2027 | 4 | 7 | 15 | 43.2895
2027 | 4 | 7 | 16 | 46.039
2027 | 4 | 7 | 17 | 50.6033
2027 | 4 | 7 | 18 | 55.0212
2027 | 4 | 7 | 19 | 54.6872
2027 | 4 | 7 | 20 | 55.0415
2027 | 4 | 7 | 21 | 51.6198
2027 | 4 | 7 | 22 | 47.6367
2027 | 4 | 7 | 23 | 44.1267
2027 | 4 | 8 | 0 | 42.2585
2027 | 4 | 8 | 1 | 40.6723
2027 | 4 | 8 | 2 | 40.1249
2027 | 4 | 8 | 3 | 40.1377
2027 | 4 | 8 | 4 | 40.6533
2027 | 4 | 8 | 5 | 42.7585
2027 | 4 | 8 | 6 | 47.0066
2027 | 4 | 8 | 7 | 50.5962
2027 | 4 | 8 | 8 | 50.6708
2027 | 4 | 8 | 9 | 47.358
2027 | 4 | 8 | 10 | 44.2485
2027 | 4 | 8 | 11 | 42.4282
2027 | 4 | 8 | 12 | 42.4355
2027 | 4 | 8 | 13 | 43.6265
2027 | 4 | 8 | 14 | 43.741
2027 | 4 | 8 | 15 | 44.4644
2027 | 4 | 8 | 16 | 46.9409
2027 | 4 | 8 | 17 | 50.0034
2027 | 4 | 8 | 18 | 54.1948
2027 | 4 | 8 | 19 | 53.6906
2027 | 4 | 8 | 20 | 53.7977
2027 | 4 | 8 | 21 | 50.4847
2027 | 4 | 8 | 22 | 46.6475
2027 | 4 | 8 | 23 | 43.2416
2027 | 4 | 9 | 0 | 43.6517
2027 | 4 | 9 | 1 | 40.8611
2027 | 4 | 9 | 2 | 40.2603
2027 | 4 | 9 | 3 | 40.2014
2027 | 4 | 9 | 4 | 40.673
2027 | 4 | 9 | 5 | 42.7183
2027 | 4 | 9 | 6 | 46.8324
2027 | 4 | 9 | 7 | 50.7335
2027 | 4 | 9 | 8 | 51.7266
2027 | 4 | 9 | 9 | 48.5785
2027 | 4 | 9 | 10 | 44.2918
2027 | 4 | 9 | 11 | 42.1596
2027 | 4 | 9 | 12 | 41.5785
2027 | 4 | 9 | 13 | 42.9294
2027 | 4 | 9 | 14 | 42.2533
2027 | 4 | 9 | 15 | 42.4435
2027 | 4 | 9 | 16 | 44.9439
2027 | 4 | 9 | 17 | 47.5914
2027 | 4 | 9 | 18 | 51.1386
2027 | 4 | 9 | 19 | 51.0108
2027 | 4 | 9 | 20 | 51.0691
2027 | 4 | 9 | 21 | 47.9249
2027 | 4 | 9 | 22 | 44.4589
2027 | 4 | 9 | 23 | 41.0893
2027 | 4 | 10 | 0 | 41.4977
2027 | 4 | 10 | 1 | 40.3443
2027 | 4 | 10 | 2 | 39.5118
2027 | 4 | 10 | 3 | 39.0619
2027 | 4 | 10 | 4 | 39.1806
2027 | 4 | 10 | 5 | 40.1341
2027 | 4 | 10 | 6 | 42.5292
2027 | 4 | 10 | 7 | 44.0342
2027 | 4 | 10 | 8 | 46.2996
2027 | 4 | 10 | 9 | 45.354
2027 | 4 | 10 | 10 | 42.9461
2027 | 4 | 10 | 11 | 42.8714
2027 | 4 | 10 | 12 | 41.9636
2027 | 4 | 10 | 13 | 41.2549
2027 | 4 | 10 | 14 | 38.0469
2027 | 4 | 10 | 15 | 37.8451
2027 | 4 | 10 | 16 | 42.1506
2027 | 4 | 10 | 17 | 47.2777
2027 | 4 | 10 | 18 | 49.0733
2027 | 4 | 10 | 19 | 48.3265
2027 | 4 | 10 | 20 | 47.4149
2027 | 4 | 10 | 21 | 43.8736
2027 | 4 | 10 | 22 | 40.7692
2027 | 4 | 10 | 23 | 38.2378
2027 | 4 | 11 | 0 | 37.6275
2027 | 4 | 11 | 1 | 37.8274
2027 | 4 | 11 | 2 | 37.0599
2027 | 4 | 11 | 3 | 36.8247
2027 | 4 | 11 | 4 | 37.0161
2027 | 4 | 11 | 5 | 37.7395
2027 | 4 | 11 | 6 | 38.8835
2027 | 4 | 11 | 7 | 39.3136
2027 | 4 | 11 | 8 | 40.2055
2027 | 4 | 11 | 9 | 39.2674
2027 | 4 | 11 | 10 | 38.2711
2027 | 4 | 11 | 11 | 40.1639
2027 | 4 | 11 | 12 | 40.0567
2027 | 4 | 11 | 13 | 39.8462
2027 | 4 | 11 | 14 | 40.4646
2027 | 4 | 11 | 15 | 41.6672
2027 | 4 | 11 | 16 | 42.8267
2027 | 4 | 11 | 17 | 47.143
2027 | 4 | 11 | 18 | 52.2034
2027 | 4 | 11 | 19 | 53.3078
2027 | 4 | 11 | 20 | 52.3349
2027 | 4 | 11 | 21 | 48.6055
2027 | 4 | 11 | 22 | 44.5173
2027 | 4 | 11 | 23 | 41.106
2027 | 4 | 12 | 0 | 39.6362
2027 | 4 | 12 | 1 | 41.1522
2027 | 4 | 12 | 2 | 40.4979
2027 | 4 | 12 | 3 | 40.3133
2027 | 4 | 12 | 4 | 40.7261
2027 | 4 | 12 | 5 | 42.5851
2027 | 4 | 12 | 6 | 46.4185
2027 | 4 | 12 | 7 | 49.9364
2027 | 4 | 12 | 8 | 48.4536
2027 | 4 | 12 | 9 | 43.8056
2027 | 4 | 12 | 10 | 42.8871
2027 | 4 | 12 | 11 | 45.0873
2027 | 4 | 12 | 12 | 46.9027
2027 | 4 | 12 | 13 | 48.5106
2027 | 4 | 12 | 14 | 48.7649
2027 | 4 | 12 | 15 | 48.6161
2027 | 4 | 12 | 16 | 49.7975
2027 | 4 | 12 | 17 | 53.2896
2027 | 4 | 12 | 18 | 58.3347
2027 | 4 | 12 | 19 | 59.3829
2027 | 4 | 12 | 20 | 58.9483
2027 | 4 | 12 | 21 | 55.2089
2027 | 4 | 12 | 22 | 50.7762
2027 | 4 | 12 | 23 | 46.5722
2027 | 4 | 13 | 0 | 46.2223
2027 | 4 | 13 | 1 | 40.2964
2027 | 4 | 13 | 2 | 39.428
2027 | 4 | 13 | 3 | 39.2381
2027 | 4 | 13 | 4 | 39.4766
2027 | 4 | 13 | 5 | 41.2387
2027 | 4 | 13 | 6 | 44.1638
2027 | 4 | 13 | 7 | 46.4368
2027 | 4 | 13 | 8 | 44.0154
2027 | 4 | 13 | 9 | 40.0782
2027 | 4 | 13 | 10 | 38.7194
2027 | 4 | 13 | 11 | 40.7498
2027 | 4 | 13 | 12 | 42.4049
2027 | 4 | 13 | 13 | 43.8448
2027 | 4 | 13 | 14 | 43.9423
2027 | 4 | 13 | 15 | 43.0907
2027 | 4 | 13 | 16 | 41.6866
2027 | 4 | 13 | 17 | 42.172
2027 | 4 | 13 | 18 | 48.6788
2027 | 4 | 13 | 19 | 51.5514
2027 | 4 | 13 | 20 | 51.7542
2027 | 4 | 13 | 21 | 48.5043
2027 | 4 | 13 | 22 | 44.4561
2027 | 4 | 13 | 23 | 40.6735
2027 | 4 | 14 | 0 | 39.6412
2027 | 4 | 14 | 1 | 37.5042
2027 | 4 | 14 | 2 | 36.8402
2027 | 4 | 14 | 3 | 36.6588
2027 | 4 | 14 | 4 | 36.9964
2027 | 4 | 14 | 5 | 38.6213
2027 | 4 | 14 | 6 | 42.3517
2027 | 4 | 14 | 7 | 45.0707
2027 | 4 | 14 | 8 | 46.1504
2027 | 4 | 14 | 9 | 45.4416
2027 | 4 | 14 | 10 | 43.9921
2027 | 4 | 14 | 11 | 43.4244
2027 | 4 | 14 | 12 | 40.8378
2027 | 4 | 14 | 13 | 42.8805
2027 | 4 | 14 | 14 | 43.7009
2027 | 4 | 14 | 15 | 42.1461
2027 | 4 | 14 | 16 | 40.59
2027 | 4 | 14 | 17 | 41.4434
2027 | 4 | 14 | 18 | 45.1028
2027 | 4 | 14 | 19 | 49.4636
2027 | 4 | 14 | 20 | 50.3219
2027 | 4 | 14 | 21 | 47.7719
2027 | 4 | 14 | 22 | 43.7848
2027 | 4 | 14 | 23 | 40.1356
2027 | 4 | 15 | 0 | 39.014
2027 | 4 | 15 | 1 | 38.5087
2027 | 4 | 15 | 2 | 38.1318
2027 | 4 | 15 | 3 | 38.2084
2027 | 4 | 15 | 4 | 38.8142
2027 | 4 | 15 | 5 | 40.9025
2027 | 4 | 15 | 6 | 45.1683
2027 | 4 | 15 | 7 | 47.3659
2027 | 4 | 15 | 8 | 46.6697
2027 | 4 | 15 | 9 | 46.473
2027 | 4 | 15 | 10 | 45.6315
2027 | 4 | 15 | 11 | 43.4854
2027 | 4 | 15 | 12 | 39.7759
2027 | 4 | 15 | 13 | 41.5802
2027 | 4 | 15 | 14 | 40.8296
2027 | 4 | 15 | 15 | 40.653
2027 | 4 | 15 | 16 | 41.5671
2027 | 4 | 15 | 17 | 42.8969
2027 | 4 | 15 | 18 | 49.3456
2027 | 4 | 15 | 19 | 55.1478
2027 | 4 | 15 | 20 | 57.1867
2027 | 4 | 15 | 21 | 55.3499
2027 | 4 | 15 | 22 | 52.0554
2027 | 4 | 15 | 23 | 48.4318
2027 | 4 | 16 | 0 | 44.5612
2027 | 4 | 16 | 1 | 44.7313
2027 | 4 | 16 | 2 | 44.5426
2027 | 4 | 16 | 3 | 44.8671
2027 | 4 | 16 | 4 | 45.6456
2027 | 4 | 16 | 5 | 47.9541
2027 | 4 | 16 | 6 | 51.5419
2027 | 4 | 16 | 7 | 53.4418
2027 | 4 | 16 | 8 | 51.1814
2027 | 4 | 16 | 9 | 49.2732
2027 | 4 | 16 | 10 | 47.9254
2027 | 4 | 16 | 11 | 45.2673
2027 | 4 | 16 | 12 | 46.1517
2027 | 4 | 16 | 13 | 46.9203
2027 | 4 | 16 | 14 | 45.4756
2027 | 4 | 16 | 15 | 45.1608
2027 | 4 | 16 | 16 | 47.4883
2027 | 4 | 16 | 17 | 48.249
2027 | 4 | 16 | 18 | 55.2084
2027 | 4 | 16 | 19 | 56.0182
2027 | 4 | 16 | 20 | 56.6159
2027 | 4 | 16 | 21 | 54.1281
2027 | 4 | 16 | 22 | 50.5791
2027 | 4 | 16 | 23 | 46.7508
2027 | 4 | 17 | 0 | 46.3364
2027 | 4 | 17 | 1 | 47.8366
2027 | 4 | 17 | 2 | 47.305
2027 | 4 | 17 | 3 | 47.025
2027 | 4 | 17 | 4 | 47.3909
2027 | 4 | 17 | 5 | 48.7516
2027 | 4 | 17 | 6 | 50.1004
2027 | 4 | 17 | 7 | 51.9157
2027 | 4 | 17 | 8 | 54.3594
2027 | 4 | 17 | 9 | 54.9354
2027 | 4 | 17 | 10 | 54.1077
2027 | 4 | 17 | 11 | 50.9002
2027 | 4 | 17 | 12 | 48.2486
2027 | 4 | 17 | 13 | 47.9751
2027 | 4 | 17 | 14 | 47.4628
2027 | 4 | 17 | 15 | 47.4781
2027 | 4 | 17 | 16 | 51.6965
2027 | 4 | 17 | 17 | 53.9431
2027 | 4 | 17 | 18 | 51.0825
2027 | 4 | 17 | 19 | 56.09
2027 | 4 | 17 | 20 | 56.4166
2027 | 4 | 17 | 21 | 54.1433
2027 | 4 | 17 | 22 | 51.1398
2027 | 4 | 17 | 23 | 48.3862
2027 | 4 | 18 | 0 | 47.7009
2027 | 4 | 18 | 1 | 46.6708
2027 | 4 | 18 | 2 | 46.3008
2027 | 4 | 18 | 3 | 46.2936
2027 | 4 | 18 | 4 | 46.6798
2027 | 4 | 18 | 5 | 47.9972
2027 | 4 | 18 | 6 | 50.0401
2027 | 4 | 18 | 7 | 48.6369
2027 | 4 | 18 | 8 | 42.9887
2027 | 4 | 18 | 9 | 39.5348
2027 | 4 | 18 | 10 | 40.351
2027 | 4 | 18 | 11 | 39.8168
2027 | 4 | 18 | 12 | 39.8834
2027 | 4 | 18 | 13 | 40.8896
2027 | 4 | 18 | 14 | 40.1677
2027 | 4 | 18 | 15 | 40.0291
2027 | 4 | 18 | 16 | 41.1042
2027 | 4 | 18 | 17 | 41.6993
2027 | 4 | 18 | 18 | 45.8022
2027 | 4 | 18 | 19 | 51.1929
2027 | 4 | 18 | 20 | 52.4537
2027 | 4 | 18 | 21 | 50.3456
2027 | 4 | 18 | 22 | 46.9294
2027 | 4 | 18 | 23 | 44.1049
2027 | 4 | 19 | 0 | 43.4809
2027 | 4 | 19 | 1 | 43.9321
2027 | 4 | 19 | 2 | 44.0274
2027 | 4 | 19 | 3 | 44.4545
2027 | 4 | 19 | 4 | 45.2643
2027 | 4 | 19 | 5 | 47.5339
2027 | 4 | 19 | 6 | 52.0913
2027 | 4 | 19 | 7 | 53.5048
2027 | 4 | 19 | 8 | 48.4002
2027 | 4 | 19 | 9 | 43.3038
2027 | 4 | 19 | 10 | 43.0725
2027 | 4 | 19 | 11 | 42.9722
2027 | 4 | 19 | 12 | 43.2816
2027 | 4 | 19 | 13 | 44.6197
2027 | 4 | 19 | 14 | 44.0521
2027 | 4 | 19 | 15 | 43.5969
2027 | 4 | 19 | 16 | 42.7486
2027 | 4 | 19 | 17 | 42.0765
2027 | 4 | 19 | 18 | 47.8953
2027 | 4 | 19 | 19 | 54.2821
2027 | 4 | 19 | 20 | 56.5525
2027 | 4 | 19 | 21 | 54.8383
2027 | 4 | 19 | 22 | 51.3545
2027 | 4 | 19 | 23 | 48.0452
2027 | 4 | 20 | 0 | 45.4308
2027 | 4 | 20 | 1 | 44.7956
2027 | 4 | 20 | 2 | 44.4922
2027 | 4 | 20 | 3 | 44.7687
2027 | 4 | 20 | 4 | 45.4949
2027 | 4 | 20 | 5 | 47.7019
2027 | 4 | 20 | 6 | 51.9894
2027 | 4 | 20 | 7 | 54.9268
2027 | 4 | 20 | 8 | 54.9728
2027 | 4 | 20 | 9 | 54.3587
2027 | 4 | 20 | 10 | 52.863
2027 | 4 | 20 | 11 | 50.1679
2027 | 4 | 20 | 12 | 49.3922
2027 | 4 | 20 | 13 | 49.9324
2027 | 4 | 20 | 14 | 49.67
2027 | 4 | 20 | 15 | 50.8135
2027 | 4 | 20 | 16 | 53.2904
2027 | 4 | 20 | 17 | 53.8992
2027 | 4 | 20 | 18 | 49.9653
2027 | 4 | 20 | 19 | 55.3288
2027 | 4 | 20 | 20 | 57.3485
2027 | 4 | 20 | 21 | 55.611
2027 | 4 | 20 | 22 | 52.1707
2027 | 4 | 20 | 23 | 48.8371
2027 | 4 | 21 | 0 | 46.924
2027 | 4 | 21 | 1 | 46.6265
2027 | 4 | 21 | 2 | 46.4048
2027 | 4 | 21 | 3 | 46.6955
2027 | 4 | 21 | 4 | 47.4805
2027 | 4 | 21 | 5 | 49.7145
2027 | 4 | 21 | 6 | 53.4432
2027 | 4 | 21 | 7 | 55.8766
2027 | 4 | 21 | 8 | 55.1223
2027 | 4 | 21 | 9 | 54.0669
2027 | 4 | 21 | 10 | 52.8541
2027 | 4 | 21 | 11 | 50.2129
2027 | 4 | 21 | 12 | 50.8019
2027 | 4 | 21 | 13 | 51.6417
2027 | 4 | 21 | 14 | 51.6465
2027 | 4 | 21 | 15 | 52.1595
2027 | 4 | 21 | 16 | 53.8583
2027 | 4 | 21 | 17 | 55.1875
2027 | 4 | 21 | 18 | 53.6928
2027 | 4 | 21 | 19 | 57.3308
2027 | 4 | 21 | 20 | 59.0131
2027 | 4 | 21 | 21 | 57.1894
2027 | 4 | 21 | 22 | 53.5085
2027 | 4 | 21 | 23 | 49.9853
2027 | 4 | 22 | 0 | 48.1104
2027 | 4 | 22 | 1 | 47.8418
2027 | 4 | 22 | 2 | 47.6378
2027 | 4 | 22 | 3 | 47.9194
2027 | 4 | 22 | 4 | 48.6516
2027 | 4 | 22 | 5 | 50.9046
2027 | 4 | 22 | 6 | 55.191
2027 | 4 | 22 | 7 | 56.6118
2027 | 4 | 22 | 8 | 52.0816
2027 | 4 | 22 | 9 | 48.1558
2027 | 4 | 22 | 10 | 47.3211
2027 | 4 | 22 | 11 | 45.8686
2027 | 4 | 22 | 12 | 49.4917
2027 | 4 | 22 | 13 | 50.515
2027 | 4 | 22 | 14 | 50.5161
2027 | 4 | 22 | 15 | 50.928
2027 | 4 | 22 | 16 | 51.51
2027 | 4 | 22 | 17 | 52.3004
2027 | 4 | 22 | 18 | 59.9792
2027 | 4 | 22 | 19 | 58.2884
2027 | 4 | 22 | 20 | 58.2009
2027 | 4 | 22 | 21 | 55.6298
2027 | 4 | 22 | 22 | 51.6344
2027 | 4 | 22 | 23 | 47.8715
2027 | 4 | 23 | 0 | 47.4111
2027 | 4 | 23 | 1 | 47.2819
2027 | 4 | 23 | 2 | 46.782
2027 | 4 | 23 | 3 | 46.8128
2027 | 4 | 23 | 4 | 47.3898
2027 | 4 | 23 | 5 | 49.5283
2027 | 4 | 23 | 6 | 52.6705
2027 | 4 | 23 | 7 | 56.1442
2027 | 4 | 23 | 8 | 59.2566
2027 | 4 | 23 | 9 | 60.9409
2027 | 4 | 23 | 10 | 58.1326
2027 | 4 | 23 | 11 | 54.1483
2027 | 4 | 23 | 12 | 53.1804
2027 | 4 | 23 | 13 | 53.9329
2027 | 4 | 23 | 14 | 53.487
2027 | 4 | 23 | 15 | 54.3314
2027 | 4 | 23 | 16 | 57.2108
2027 | 4 | 23 | 17 | 59.5248
2027 | 4 | 23 | 18 | 61.7894
2027 | 4 | 23 | 19 | 58.9912
2027 | 4 | 23 | 20 | 58.4193
2027 | 4 | 23 | 21 | 55.9321
2027 | 4 | 23 | 22 | 52.288
2027 | 4 | 23 | 23 | 48.6922
2027 | 4 | 24 | 0 | 47.8076
2027 | 4 | 24 | 1 | 48.1263
2027 | 4 | 24 | 2 | 46.8411
2027 | 4 | 24 | 3 | 46.2957
2027 | 4 | 24 | 4 | 46.1699
2027 | 4 | 24 | 5 | 46.2974
2027 | 4 | 24 | 6 | 45.2715
2027 | 4 | 24 | 7 | 43.9508
2027 | 4 | 24 | 8 | 48.3775
2027 | 4 | 24 | 9 | 53.2617
2027 | 4 | 24 | 10 | 53.3081
2027 | 4 | 24 | 11 | 50.254
2027 | 4 | 24 | 12 | 46.1564
2027 | 4 | 24 | 13 | 46.0031
2027 | 4 | 24 | 14 | 47.6943
2027 | 4 | 24 | 15 | 47.6268
2027 | 4 | 24 | 16 | 49.2116
2027 | 4 | 24 | 17 | 49.2415
2027 | 4 | 24 | 18 | 51.3826
2027 | 4 | 24 | 19 | 52.0535
2027 | 4 | 24 | 20 | 51.2502
2027 | 4 | 24 | 21 | 48.7519
2027 | 4 | 24 | 22 | 45.6108
2027 | 4 | 24 | 23 | 43.5949
2027 | 4 | 25 | 0 | 44.2801
2027 | 4 | 25 | 1 | 42.2395
2027 | 4 | 25 | 2 | 41.6461
2027 | 4 | 25 | 3 | 41.4497
2027 | 4 | 25 | 4 | 41.7187
2027 | 4 | 25 | 5 | 42.897
2027 | 4 | 25 | 6 | 44.1908
2027 | 4 | 25 | 7 | 44.0399
2027 | 4 | 25 | 8 | 44.9039
2027 | 4 | 25 | 9 | 47.3058
2027 | 4 | 25 | 10 | 47.0876
2027 | 4 | 25 | 11 | 44.8391
2027 | 4 | 25 | 12 | 44.619
2027 | 4 | 25 | 13 | 46.0157
2027 | 4 | 25 | 14 | 45.5778
2027 | 4 | 25 | 15 | 46.2145
2027 | 4 | 25 | 16 | 48.5936
2027 | 4 | 25 | 17 | 49.8701
2027 | 4 | 25 | 18 | 49.5327
2027 | 4 | 25 | 19 | 51.5169
2027 | 4 | 25 | 20 | 51.8292
2027 | 4 | 25 | 21 | 49.7073
2027 | 4 | 25 | 22 | 46.2532
2027 | 4 | 25 | 23 | 43.4232
2027 | 4 | 26 | 0 | 40.3244
2027 | 4 | 26 | 1 | 40.79
2027 | 4 | 26 | 2 | 40.8189
2027 | 4 | 26 | 3 | 41.2281
2027 | 4 | 26 | 4 | 42.0363
2027 | 4 | 26 | 5 | 44.3889
2027 | 4 | 26 | 6 | 48.1697
2027 | 4 | 26 | 7 | 49.7121
2027 | 4 | 26 | 8 | 46.7121
2027 | 4 | 26 | 9 | 44.6513
2027 | 4 | 26 | 10 | 44.9124
2027 | 4 | 26 | 11 | 44.2477
2027 | 4 | 26 | 12 | 45.7779
2027 | 4 | 26 | 13 | 46.817
2027 | 4 | 26 | 14 | 46.8376
2027 | 4 | 26 | 15 | 47.028
2027 | 4 | 26 | 16 | 47.227
2027 | 4 | 26 | 17 | 47.1866
2027 | 4 | 26 | 18 | 52.7798
2027 | 4 | 26 | 19 | 52.9436
2027 | 4 | 26 | 20 | 53.2038
2027 | 4 | 26 | 21 | 50.9276
2027 | 4 | 26 | 22 | 46.9194
2027 | 4 | 26 | 23 | 43.3812
2027 | 4 | 27 | 0 | 43.6308
2027 | 4 | 27 | 1 | 42.5275
2027 | 4 | 27 | 2 | 42.064
2027 | 4 | 27 | 3 | 42.2072
2027 | 4 | 27 | 4 | 42.82
2027 | 4 | 27 | 5 | 45.0019
2027 | 4 | 27 | 6 | 48.0583
2027 | 4 | 27 | 7 | 51.2736
2027 | 4 | 27 | 8 | 53.9041
2027 | 4 | 27 | 9 | 55.8204
2027 | 4 | 27 | 10 | 53.7414
2027 | 4 | 27 | 11 | 50.7769
2027 | 4 | 27 | 12 | 50.3722
2027 | 4 | 27 | 13 | 50.7892
2027 | 4 | 27 | 14 | 50.6609
2027 | 4 | 27 | 15 | 51.9295
2027 | 4 | 27 | 16 | 54.2222
2027 | 4 | 27 | 17 | 55.2875
2027 | 4 | 27 | 18 | 58.6011
2027 | 4 | 27 | 19 | 55.8329
2027 | 4 | 27 | 20 | 55.3741
2027 | 4 | 27 | 21 | 52.8397
2027 | 4 | 27 | 22 | 48.878
2027 | 4 | 27 | 23 | 45.3432
2027 | 4 | 28 | 0 | 44.6601
2027 | 4 | 28 | 1 | 44.2429
2027 | 4 | 28 | 2 | 44.0217
2027 | 4 | 28 | 3 | 44.3242
2027 | 4 | 28 | 4 | 45.0864
2027 | 4 | 28 | 5 | 47.358
2027 | 4 | 28 | 6 | 49.8866
2027 | 4 | 28 | 7 | 52.416
2027 | 4 | 28 | 8 | 53.2552
2027 | 4 | 28 | 9 | 53.1364
2027 | 4 | 28 | 10 | 50.915
2027 | 4 | 28 | 11 | 48.1639
2027 | 4 | 28 | 12 | 48.0954
2027 | 4 | 28 | 13 | 49.2784
2027 | 4 | 28 | 14 | 49.1698
2027 | 4 | 28 | 15 | 49.4148
2027 | 4 | 28 | 16 | 50.2847
2027 | 4 | 28 | 17 | 50.8597
2027 | 4 | 28 | 18 | 45.7491
2027 | 4 | 28 | 19 | 52.4357
2027 | 4 | 28 | 20 | 54.9719
2027 | 4 | 28 | 21 | 54.0631
2027 | 4 | 28 | 22 | 50.7364
2027 | 4 | 28 | 23 | 47.3036
2027 | 4 | 29 | 0 | 45.0506
2027 | 4 | 29 | 1 | 44.8645
2027 | 4 | 29 | 2 | 44.5773
2027 | 4 | 29 | 3 | 44.7984
2027 | 4 | 29 | 4 | 45.4554
2027 | 4 | 29 | 5 | 47.7391
2027 | 4 | 29 | 6 | 52.0873
2027 | 4 | 29 | 7 | 52.6906
2027 | 4 | 29 | 8 | 46.7237
2027 | 4 | 29 | 9 | 43.6815
2027 | 4 | 29 | 10 | 44.6082
2027 | 4 | 29 | 11 | 43.9034
2027 | 4 | 29 | 12 | 44.8631
2027 | 4 | 29 | 13 | 46.3079
2027 | 4 | 29 | 14 | 45.8217
2027 | 4 | 29 | 15 | 45.3246
2027 | 4 | 29 | 16 | 44.0842
2027 | 4 | 29 | 17 | 42.9055
2027 | 4 | 29 | 18 | 43.1824
2027 | 4 | 29 | 19 | 50.2802
2027 | 4 | 29 | 20 | 52.9623
2027 | 4 | 29 | 21 | 52.1959
2027 | 4 | 29 | 22 | 48.985
2027 | 4 | 29 | 23 | 45.3845
2027 | 4 | 30 | 0 | 43.6494
2027 | 4 | 30 | 1 | 42.9352
2027 | 4 | 30 | 2 | 42.4464
2027 | 4 | 30 | 3 | 42.4783
2027 | 4 | 30 | 4 | 43.0295
2027 | 4 | 30 | 5 | 45.2359
2027 | 4 | 30 | 6 | 49.5577
2027 | 4 | 30 | 7 | 52.013
2027 | 4 | 30 | 8 | 52.41
2027 | 4 | 30 | 9 | 53.3661
2027 | 4 | 30 | 10 | 52.6805
2027 | 4 | 30 | 11 | 51.0355
2027 | 4 | 30 | 12 | 48.8725
2027 | 4 | 30 | 13 | 50.1313
2027 | 4 | 30 | 14 | 49.528
2027 | 4 | 30 | 15 | 48.9369
2027 | 4 | 30 | 16 | 48.7874
2027 | 4 | 30 | 17 | 49.0897
2027 | 4 | 30 | 18 | 47.2785
2027 | 4 | 30 | 19 | 50.6431
2027 | 4 | 30 | 20 | 51.5244
2027 | 4 | 30 | 21 | 50.3421
2027 | 4 | 30 | 22 | 46.9718
2027 | 4 | 30 | 23 | 43.1815
2027 | 5 | 1 | 0 | 41.002
2027 | 5 | 1 | 1 | 41.5902
2027 | 5 | 1 | 2 | 40.8241
2027 | 5 | 1 | 3 | 40.4915
2027 | 5 | 1 | 4 | 40.6626
2027 | 5 | 1 | 5 | 41.9831
2027 | 5 | 1 | 6 | 42.2543
2027 | 5 | 1 | 7 | 43.0982
2027 | 5 | 1 | 8 | 47.2683
2027 | 5 | 1 | 9 | 51.9031
2027 | 5 | 1 | 10 | 51.1764
2027 | 5 | 1 | 11 | 49.9736
2027 | 5 | 1 | 12 | 50.7502
2027 | 5 | 1 | 13 | 49.651
2027 | 5 | 1 | 14 | 48.9914
2027 | 5 | 1 | 15 | 49.0663
2027 | 5 | 1 | 16 | 50.7743
2027 | 5 | 1 | 17 | 52.567
2027 | 5 | 1 | 18 | 57.1799
2027 | 5 | 1 | 19 | 53.6901
2027 | 5 | 1 | 20 | 52.4086
2027 | 5 | 1 | 21 | 49.9053
2027 | 5 | 1 | 22 | 46.0484
2027 | 5 | 1 | 23 | 42.8566
2027 | 5 | 2 | 0 | 40.2631
2027 | 5 | 2 | 1 | 38.9555
2027 | 5 | 2 | 2 | 38.2479
2027 | 5 | 2 | 3 | 38.1592
2027 | 5 | 2 | 4 | 38.3515
2027 | 5 | 2 | 5 | 39.4634
2027 | 5 | 2 | 6 | 39.3376
2027 | 5 | 2 | 7 | 40.1103
2027 | 5 | 2 | 8 | 46.0495
2027 | 5 | 2 | 9 | 50.1821
2027 | 5 | 2 | 10 | 47.2686
2027 | 5 | 2 | 11 | 43.4306
2027 | 5 | 2 | 12 | 42.8828
2027 | 5 | 2 | 13 | 43.0917
2027 | 5 | 2 | 14 | 45.1049
2027 | 5 | 2 | 15 | 46.5089
2027 | 5 | 2 | 16 | 47.2041
2027 | 5 | 2 | 17 | 49.3306
2027 | 5 | 2 | 18 | 49.8508
2027 | 5 | 2 | 19 | 50.4106
2027 | 5 | 2 | 20 | 50.7558
2027 | 5 | 2 | 21 | 48.9058
2027 | 5 | 2 | 22 | 44.4881
2027 | 5 | 2 | 23 | 40.9722
2027 | 5 | 3 | 0 | 39.7839
2027 | 5 | 3 | 1 | 41.3848
2027 | 5 | 3 | 2 | 41.5396
2027 | 5 | 3 | 3 | 42.1544
2027 | 5 | 3 | 4 | 43.1596
2027 | 5 | 3 | 5 | 46.0856
2027 | 5 | 3 | 6 | 48.8161
2027 | 5 | 3 | 7 | 50.8635
2027 | 5 | 3 | 8 | 50.7571
2027 | 5 | 3 | 9 | 52.6645
2027 | 5 | 3 | 10 | 52.9559
2027 | 5 | 3 | 11 | 50.6427
2027 | 5 | 3 | 12 | 51.625
2027 | 5 | 3 | 13 | 52.8911
2027 | 5 | 3 | 14 | 53.8217
2027 | 5 | 3 | 15 | 54.565
2027 | 5 | 3 | 16 | 55.7792
2027 | 5 | 3 | 17 | 55.9605
2027 | 5 | 3 | 18 | 64.821
2027 | 5 | 3 | 19 | 62.7184
2027 | 5 | 3 | 20 | 62.7675
2027 | 5 | 3 | 21 | 60.4839
2027 | 5 | 3 | 22 | 55.4075
2027 | 5 | 3 | 23 | 50.8154
2027 | 5 | 4 | 0 | 48.5638
2027 | 5 | 4 | 1 | 47.3896
2027 | 5 | 4 | 2 | 46.8883
2027 | 5 | 4 | 3 | 46.9492
2027 | 5 | 4 | 4 | 47.3125
2027 | 5 | 4 | 5 | 49.729
2027 | 5 | 4 | 6 | 51.8631
2027 | 5 | 4 | 7 | 55.1502
2027 | 5 | 4 | 8 | 59.7615
2027 | 5 | 4 | 9 | 63.0839
2027 | 5 | 4 | 10 | 60.2536
2027 | 5 | 4 | 11 | 55.9962
2027 | 5 | 4 | 12 | 55.1833
2027 | 5 | 4 | 13 | 55.4645
2027 | 5 | 4 | 14 | 54.7206
2027 | 5 | 4 | 15 | 54.6892
2027 | 5 | 4 | 16 | 56.0178
2027 | 5 | 4 | 17 | 55.2077
2027 | 5 | 4 | 18 | 57.0208
2027 | 5 | 4 | 19 | 56.0528
2027 | 5 | 4 | 20 | 56.2109
2027 | 5 | 4 | 21 | 54.4885
2027 | 5 | 4 | 22 | 50.0299
2027 | 5 | 4 | 23 | 45.8675
2027 | 5 | 5 | 0 | 44.9873
2027 | 5 | 5 | 1 | 44.8182
2027 | 5 | 5 | 2 | 44.5632
2027 | 5 | 5 | 3 | 44.8733
2027 | 5 | 5 | 4 | 45.5615
2027 | 5 | 5 | 5 | 48.16
2027 | 5 | 5 | 6 | 51.6705
2027 | 5 | 5 | 7 | 53.2648
2027 | 5 | 5 | 8 | 51.4712
2027 | 5 | 5 | 9 | 51.0286
2027 | 5 | 5 | 10 | 50.1875
2027 | 5 | 5 | 11 | 46.7355
2027 | 5 | 5 | 12 | 51.2966
2027 | 5 | 5 | 13 | 52.5331
2027 | 5 | 5 | 14 | 53.2054
2027 | 5 | 5 | 15 | 53.5026
2027 | 5 | 5 | 16 | 55.4371
2027 | 5 | 5 | 17 | 56.014
2027 | 5 | 5 | 18 | 51.6731
2027 | 5 | 5 | 19 | 58.5794
2027 | 5 | 5 | 20 | 61.5707
2027 | 5 | 5 | 21 | 61.2191
2027 | 5 | 5 | 22 | 56.9722
2027 | 5 | 5 | 23 | 52.8477
2027 | 5 | 6 | 0 | 48.1294
2027 | 5 | 6 | 1 | 48.3854
2027 | 5 | 6 | 2 | 48.0622
2027 | 5 | 6 | 3 | 48.3893
2027 | 5 | 6 | 4 | 49.1716
2027 | 5 | 6 | 5 | 51.9227
2027 | 5 | 6 | 6 | 55.9538
2027 | 5 | 6 | 7 | 57.052
2027 | 5 | 6 | 8 | 52.2762
2027 | 5 | 6 | 9 | 50.0947
2027 | 5 | 6 | 10 | 50.2072
2027 | 5 | 6 | 11 | 48.5906
2027 | 5 | 6 | 12 | 51.892
2027 | 5 | 6 | 13 | 52.97
2027 | 5 | 6 | 14 | 53.5322
2027 | 5 | 6 | 15 | 53.6265
2027 | 5 | 6 | 16 | 52.9682
2027 | 5 | 6 | 17 | 51.6468
2027 | 5 | 6 | 18 | 62.1806
2027 | 5 | 6 | 19 | 60.6129
2027 | 5 | 6 | 20 | 61.1704
2027 | 5 | 6 | 21 | 59.4757
2027 | 5 | 6 | 22 | 54.8605
2027 | 5 | 6 | 23 | 50.2109
2027 | 5 | 7 | 0 | 49.7937
2027 | 5 | 7 | 1 | 46.6234
2027 | 5 | 7 | 2 | 46.0325
2027 | 5 | 7 | 3 | 46.0564
2027 | 5 | 7 | 4 | 46.5822
2027 | 5 | 7 | 5 | 49.0727
2027 | 5 | 7 | 6 | 52.4636
2027 | 5 | 7 | 7 | 56.0273
2027 | 5 | 7 | 8 | 60.6679
2027 | 5 | 7 | 9 | 64.4582
2027 | 5 | 7 | 10 | 61.1245
2027 | 5 | 7 | 11 | 55.9898
2027 | 5 | 7 | 12 | 55.7895
2027 | 5 | 7 | 13 | 56.3566
2027 | 5 | 7 | 14 | 56.3652
2027 | 5 | 7 | 15 | 56.9603
2027 | 5 | 7 | 16 | 59.5043
2027 | 5 | 7 | 17 | 60.4342
2027 | 5 | 7 | 18 | 62.4226
2027 | 5 | 7 | 19 | 59.6442
2027 | 5 | 7 | 20 | 59.5411
2027 | 5 | 7 | 21 | 57.8589
2027 | 5 | 7 | 22 | 53.4509
2027 | 5 | 7 | 23 | 48.9795
2027 | 5 | 8 | 0 | 47.951
2027 | 5 | 8 | 1 | 46.6932
2027 | 5 | 8 | 2 | 45.9949
2027 | 5 | 8 | 3 | 45.7773
2027 | 5 | 8 | 4 | 46.067
2027 | 5 | 8 | 5 | 47.6
2027 | 5 | 8 | 6 | 48.3749
2027 | 5 | 8 | 7 | 49.7496
2027 | 5 | 8 | 8 | 54.5383
2027 | 5 | 8 | 9 | 59.6419
2027 | 5 | 8 | 10 | 57.6946
2027 | 5 | 8 | 11 | 53.5413
2027 | 5 | 8 | 12 | 52.9162
2027 | 5 | 8 | 13 | 52.7721
2027 | 5 | 8 | 14 | 52.6938
2027 | 5 | 8 | 15 | 53.9783
2027 | 5 | 8 | 16 | 57.2195
2027 | 5 | 8 | 17 | 59.3293
2027 | 5 | 8 | 18 | 64.3166
2027 | 5 | 8 | 19 | 59.7957
2027 | 5 | 8 | 20 | 58.2508
2027 | 5 | 8 | 21 | 56.0043
2027 | 5 | 8 | 22 | 52.0731
2027 | 5 | 8 | 23 | 48.6651
2027 | 5 | 9 | 0 | 46.7399
2027 | 5 | 9 | 1 | 46.5344
2027 | 5 | 9 | 2 | 45.9012
2027 | 5 | 9 | 3 | 45.7672
2027 | 5 | 9 | 4 | 46.1494
2027 | 5 | 9 | 5 | 47.5874
2027 | 5 | 9 | 6 | 47.3594
2027 | 5 | 9 | 7 | 47.8602
2027 | 5 | 9 | 8 | 52.3412
2027 | 5 | 9 | 9 | 57.5614
2027 | 5 | 9 | 10 | 56.5131
2027 | 5 | 9 | 11 | 52.1296
2027 | 5 | 9 | 12 | 52.1629
2027 | 5 | 9 | 13 | 52.8061
2027 | 5 | 9 | 14 | 53.3799
2027 | 5 | 9 | 15 | 55.0223
2027 | 5 | 9 | 16 | 58.96
2027 | 5 | 9 | 17 | 61.1062
2027 | 5 | 9 | 18 | 58.675
2027 | 5 | 9 | 19 | 58.7709
2027 | 5 | 9 | 20 | 59.146
2027 | 5 | 9 | 21 | 57.6031
2027 | 5 | 9 | 22 | 53.4694
2027 | 5 | 9 | 23 | 49.8245
2027 | 5 | 10 | 0 | 47.7453
2027 | 5 | 10 | 1 | 46.5122
2027 | 5 | 10 | 2 | 46.4403
2027 | 5 | 10 | 3 | 46.7723
2027 | 5 | 10 | 4 | 47.4871
2027 | 5 | 10 | 5 | 50.0197
2027 | 5 | 10 | 6 | 53.6551
2027 | 5 | 10 | 7 | 54.3734
2027 | 5 | 10 | 8 | 48.5317
2027 | 5 | 10 | 9 | 45.2854
2027 | 5 | 10 | 10 | 47.0382
2027 | 5 | 10 | 11 | 46.4464
2027 | 5 | 10 | 12 | 47.0915
2027 | 5 | 10 | 13 | 48.6237
2027 | 5 | 10 | 14 | 48.2901
2027 | 5 | 10 | 15 | 47.7881
2027 | 5 | 10 | 16 | 45.7713
2027 | 5 | 10 | 17 | 43.2507
2027 | 5 | 10 | 18 | 46.7469
2027 | 5 | 10 | 19 | 55.0345
2027 | 5 | 10 | 20 | 58.2194
2027 | 5 | 10 | 21 | 57.8066
2027 | 5 | 10 | 22 | 53.9155
2027 | 5 | 10 | 23 | 49.8469
2027 | 5 | 11 | 0 | 47.3155
2027 | 5 | 11 | 1 | 45.0066
2027 | 5 | 11 | 2 | 44.462
2027 | 5 | 11 | 3 | 44.5924
2027 | 5 | 11 | 4 | 45.1751
2027 | 5 | 11 | 5 | 47.6274
2027 | 5 | 11 | 6 | 50.6124
2027 | 5 | 11 | 7 | 54.0022
2027 | 5 | 11 | 8 | 56.1976
2027 | 5 | 11 | 9 | 56.5643
2027 | 5 | 11 | 10 | 55.2321
2027 | 5 | 11 | 11 | 52.2152
2027 | 5 | 11 | 12 | 51.9146
2027 | 5 | 11 | 13 | 52.8256
2027 | 5 | 11 | 14 | 54.0117
2027 | 5 | 11 | 15 | 54.3839
2027 | 5 | 11 | 16 | 53.6241
2027 | 5 | 11 | 17 | 52.4869
2027 | 5 | 11 | 18 | 61.1743
2027 | 5 | 11 | 19 | 58.9667
2027 | 5 | 11 | 20 | 59.105
2027 | 5 | 11 | 21 | 57.3487
2027 | 5 | 11 | 22 | 52.8842
2027 | 5 | 11 | 23 | 48.5234
2027 | 5 | 12 | 0 | 46.2001
2027 | 5 | 12 | 1 | 44.6314
2027 | 5 | 12 | 2 | 44.1804
2027 | 5 | 12 | 3 | 44.3283
2027 | 5 | 12 | 4 | 45.0395
2027 | 5 | 12 | 5 | 47.4299
2027 | 5 | 12 | 6 | 50.9071
2027 | 5 | 12 | 7 | 53.5412
2027 | 5 | 12 | 8 | 54.4576
2027 | 5 | 12 | 9 | 55.3655
2027 | 5 | 12 | 10 | 53.2237
2027 | 5 | 12 | 11 | 49.5205
2027 | 5 | 12 | 12 | 48.0842
2027 | 5 | 12 | 13 | 49.3594
2027 | 5 | 12 | 14 | 49.9506
2027 | 5 | 12 | 15 | 49.9764
2027 | 5 | 12 | 16 | 49.9219
2027 | 5 | 12 | 17 | 49.3918
2027 | 5 | 12 | 18 | 51.845
2027 | 5 | 12 | 19 | 58.201
2027 | 5 | 12 | 20 | 60.9225
2027 | 5 | 12 | 21 | 60.5543
2027 | 5 | 12 | 22 | 56.4904
2027 | 5 | 12 | 23 | 52.3175
2027 | 5 | 13 | 0 | 50.3063
2027 | 5 | 13 | 1 | 48.9521
2027 | 5 | 13 | 2 | 48.4493
2027 | 5 | 13 | 3 | 48.6852
2027 | 5 | 13 | 4 | 49.465
2027 | 5 | 13 | 5 | 52.0984
2027 | 5 | 13 | 6 | 56.3387
2027 | 5 | 13 | 7 | 58.1749
2027 | 5 | 13 | 8 | 56.812
2027 | 5 | 13 | 9 | 57.7412
2027 | 5 | 13 | 10 | 57.7828
2027 | 5 | 13 | 11 | 54.3182
2027 | 5 | 13 | 12 | 54.8731
2027 | 5 | 13 | 13 | 56.4292
2027 | 5 | 13 | 14 | 56.813
2027 | 5 | 13 | 15 | 57.9008
2027 | 5 | 13 | 16 | 58.0833
2027 | 5 | 13 | 17 | 58.0221
2027 | 5 | 13 | 18 | 61.4711
2027 | 5 | 13 | 19 | 63.366
2027 | 5 | 13 | 20 | 64.9992
2027 | 5 | 13 | 21 | 64.1017
2027 | 5 | 13 | 22 | 60.0659
2027 | 5 | 13 | 23 | 55.3707
2027 | 5 | 14 | 0 | 52.5077
2027 | 5 | 14 | 1 | 51.1124
2027 | 5 | 14 | 2 | 50.7347
2027 | 5 | 14 | 3 | 50.9284
2027 | 5 | 14 | 4 | 51.5895
2027 | 5 | 14 | 5 | 53.9751
2027 | 5 | 14 | 6 | 56.8629
2027 | 5 | 14 | 7 | 58.6027
2027 | 5 | 14 | 8 | 57.3321
2027 | 5 | 14 | 9 | 57.781
2027 | 5 | 14 | 10 | 56.6348
2027 | 5 | 14 | 11 | 52.0561
2027 | 5 | 14 | 12 | 54.5006
2027 | 5 | 14 | 13 | 54.9746
2027 | 5 | 14 | 14 | 54.5947
2027 | 5 | 14 | 15 | 54.6986
2027 | 5 | 14 | 16 | 56.2675
2027 | 5 | 14 | 17 | 55.5107
2027 | 5 | 14 | 18 | 52.0592
2027 | 5 | 14 | 19 | 58.4699
2027 | 5 | 14 | 20 | 61.2673
2027 | 5 | 14 | 21 | 61.2879
2027 | 5 | 14 | 22 | 57.7666
2027 | 5 | 14 | 23 | 53.4083
2027 | 5 | 15 | 0 | 51.3985
2027 | 5 | 15 | 1 | 51.4832
2027 | 5 | 15 | 2 | 50.9766
2027 | 5 | 15 | 3 | 50.911
2027 | 5 | 15 | 4 | 51.3259
2027 | 5 | 15 | 5 | 52.8873
2027 | 5 | 15 | 6 | 53.1397
2027 | 5 | 15 | 7 | 53.3467
2027 | 5 | 15 | 8 | 54.0775
2027 | 5 | 15 | 9 | 57.7909
2027 | 5 | 15 | 10 | 58.2477
2027 | 5 | 15 | 11 | 54.4518
2027 | 5 | 15 | 12 | 52.7994
2027 | 5 | 15 | 13 | 52.5484
2027 | 5 | 15 | 14 | 52.2045
2027 | 5 | 15 | 15 | 53.1927
2027 | 5 | 15 | 16 | 55.2182
2027 | 5 | 15 | 17 | 55.5921
2027 | 5 | 15 | 18 | 56.3404
2027 | 5 | 15 | 19 | 58.8292
2027 | 5 | 15 | 20 | 59.3882
2027 | 5 | 15 | 21 | 58.456
2027 | 5 | 15 | 22 | 55.1283
2027 | 5 | 15 | 23 | 51.7088
2027 | 5 | 16 | 0 | 50.4847
2027 | 5 | 16 | 1 | 49.2038
2027 | 5 | 16 | 2 | 48.6302
2027 | 5 | 16 | 3 | 48.5198
2027 | 5 | 16 | 4 | 48.8655
2027 | 5 | 16 | 5 | 50.1559
2027 | 5 | 16 | 6 | 51.0246
2027 | 5 | 16 | 7 | 48.9807
2027 | 5 | 16 | 8 | 44.6918
2027 | 5 | 16 | 9 | 45.2872
2027 | 5 | 16 | 10 | 47.5634
2027 | 5 | 16 | 11 | 45.2012
2027 | 5 | 16 | 12 | 48.3642
2027 | 5 | 16 | 13 | 49.6378
2027 | 5 | 16 | 14 | 49.95
2027 | 5 | 16 | 15 | 50.4871
2027 | 5 | 16 | 16 | 51.5588
2027 | 5 | 16 | 17 | 50.6536
2027 | 5 | 16 | 18 | 44.8259
2027 | 5 | 16 | 19 | 53.2098
2027 | 5 | 16 | 20 | 55.9562
2027 | 5 | 16 | 21 | 55.779
2027 | 5 | 16 | 22 | 52.2689
2027 | 5 | 16 | 23 | 48.6791
2027 | 5 | 17 | 0 | 46.8037
2027 | 5 | 17 | 1 | 46.192
2027 | 5 | 17 | 2 | 46.0665
2027 | 5 | 17 | 3 | 46.3552
2027 | 5 | 17 | 4 | 47.0442
2027 | 5 | 17 | 5 | 49.3936
2027 | 5 | 17 | 6 | 52.6037
2027 | 5 | 17 | 7 | 53.8605
2027 | 5 | 17 | 8 | 49.786
2027 | 5 | 17 | 9 | 46.9041
2027 | 5 | 17 | 10 | 48.5433
2027 | 5 | 17 | 11 | 49.6985
2027 | 5 | 17 | 12 | 48.5925
2027 | 5 | 17 | 13 | 50.2318
2027 | 5 | 17 | 14 | 50.2215
2027 | 5 | 17 | 15 | 50.324
2027 | 5 | 17 | 16 | 48.3424
2027 | 5 | 17 | 17 | 48.1444
2027 | 5 | 17 | 18 | 51.0495
2027 | 5 | 17 | 19 | 56.4649
2027 | 5 | 17 | 20 | 58.3643
2027 | 5 | 17 | 21 | 58.0738
2027 | 5 | 17 | 22 | 54.0407
2027 | 5 | 17 | 23 | 49.6642
2027 | 5 | 18 | 0 | 47.3482
2027 | 5 | 18 | 1 | 45.029
2027 | 5 | 18 | 2 | 44.4534
2027 | 5 | 18 | 3 | 44.5508
2027 | 5 | 18 | 4 | 45.1614
2027 | 5 | 18 | 5 | 47.4098
2027 | 5 | 18 | 6 | 50.4709
2027 | 5 | 18 | 7 | 51.684
2027 | 5 | 18 | 8 | 46.8519
2027 | 5 | 18 | 9 | 44.9052
2027 | 5 | 18 | 10 | 48.0516
2027 | 5 | 18 | 11 | 49.4943
2027 | 5 | 18 | 12 | 49.6786
2027 | 5 | 18 | 13 | 50.7849
2027 | 5 | 18 | 14 | 51.9718
2027 | 5 | 18 | 15 | 51.7437
2027 | 5 | 18 | 16 | 48.6481
2027 | 5 | 18 | 17 | 45.9522
2027 | 5 | 18 | 18 | 51.4111
2027 | 5 | 18 | 19 | 55.7589
2027 | 5 | 18 | 20 | 57.3722
2027 | 5 | 18 | 21 | 56.9544
2027 | 5 | 18 | 22 | 53.0312
2027 | 5 | 18 | 23 | 48.703
2027 | 5 | 19 | 0 | 46.6265
2027 | 5 | 19 | 1 | 44.0662
2027 | 5 | 19 | 2 | 43.4565
2027 | 5 | 19 | 3 | 43.3738
2027 | 5 | 19 | 4 | 43.8409
2027 | 5 | 19 | 5 | 45.902
2027 | 5 | 19 | 6 | 48.5943
2027 | 5 | 19 | 7 | 52.0226
2027 | 5 | 19 | 8 | 55.5159
2027 | 5 | 19 | 9 | 56.1049
2027 | 5 | 19 | 10 | 52.8592
2027 | 5 | 19 | 11 | 49.1702
2027 | 5 | 19 | 12 | 45.5494
2027 | 5 | 19 | 13 | 47.3368
2027 | 5 | 19 | 14 | 48.4904
2027 | 5 | 19 | 15 | 47.9285
2027 | 5 | 19 | 16 | 45.3142
2027 | 5 | 19 | 17 | 45.1911
2027 | 5 | 19 | 18 | 48.92
2027 | 5 | 19 | 19 | 55.0156
2027 | 5 | 19 | 20 | 57.0073
2027 | 5 | 19 | 21 | 57.0087
2027 | 5 | 19 | 22 | 53.0988
2027 | 5 | 19 | 23 | 48.7796
2027 | 5 | 20 | 0 | 46.5807
2027 | 5 | 20 | 1 | 45.1926
2027 | 5 | 20 | 2 | 44.7967
2027 | 5 | 20 | 3 | 45.1045
2027 | 5 | 20 | 4 | 45.9182
2027 | 5 | 20 | 5 | 48.39
2027 | 5 | 20 | 6 | 53.2845
2027 | 5 | 20 | 7 | 53.74
2027 | 5 | 20 | 8 | 47.4388
2027 | 5 | 20 | 9 | 44.4972
2027 | 5 | 20 | 10 | 45.158
2027 | 5 | 20 | 11 | 43.1539
2027 | 5 | 20 | 12 | 46.9452
2027 | 5 | 20 | 13 | 49.1509
2027 | 5 | 20 | 14 | 49.1679
2027 | 5 | 20 | 15 | 49.6122
2027 | 5 | 20 | 16 | 48.4908
2027 | 5 | 20 | 17 | 47.553
2027 | 5 | 20 | 18 | 59.6942
2027 | 5 | 20 | 19 | 59.281
2027 | 5 | 20 | 20 | 60.2277
2027 | 5 | 20 | 21 | 59.2607
2027 | 5 | 20 | 22 | 55.1617
2027 | 5 | 20 | 23 | 50.3526
2027 | 5 | 21 | 0 | 49.0657
2027 | 5 | 21 | 1 | 47.2375
2027 | 5 | 21 | 2 | 46.5776
2027 | 5 | 21 | 3 | 46.4936
2027 | 5 | 21 | 4 | 46.8354
2027 | 5 | 21 | 5 | 48.9071
2027 | 5 | 21 | 6 | 51.9639
2027 | 5 | 21 | 7 | 54.7477
2027 | 5 | 21 | 8 | 56.9182
2027 | 5 | 21 | 9 | 56.8624
2027 | 5 | 21 | 10 | 53.7173
2027 | 5 | 21 | 11 | 49.5933
2027 | 5 | 21 | 12 | 48.0656
2027 | 5 | 21 | 13 | 49.4459
2027 | 5 | 21 | 14 | 47.5148
2027 | 5 | 21 | 15 | 46.8591
2027 | 5 | 21 | 16 | 46.4724
2027 | 5 | 21 | 17 | 46.2034
2027 | 5 | 21 | 18 | 46.3894
2027 | 5 | 21 | 19 | 52.5377
2027 | 5 | 21 | 20 | 54.8565
2027 | 5 | 21 | 21 | 55.186
2027 | 5 | 21 | 22 | 51.79
2027 | 5 | 21 | 23 | 47.1335
2027 | 5 | 22 | 0 | 44.7238
2027 | 5 | 22 | 1 | 43.4892
2027 | 5 | 22 | 2 | 42.5976
2027 | 5 | 22 | 3 | 42.1107
2027 | 5 | 22 | 4 | 42.3495
2027 | 5 | 22 | 5 | 43.3236
2027 | 5 | 22 | 6 | 43.8857
2027 | 5 | 22 | 7 | 43.7487
2027 | 5 | 22 | 8 | 44.8054
2027 | 5 | 22 | 9 | 46.3329
2027 | 5 | 22 | 10 | 45.4425
2027 | 5 | 22 | 11 | 45.6459
2027 | 5 | 22 | 12 | 47.5662
2027 | 5 | 22 | 13 | 47.1947
2027 | 5 | 22 | 14 | 44.4518
2027 | 5 | 22 | 15 | 44.0874
2027 | 5 | 22 | 16 | 45.5938
2027 | 5 | 22 | 17 | 47.7657
2027 | 5 | 22 | 18 | 51.387
2027 | 5 | 22 | 19 | 52.103
2027 | 5 | 22 | 20 | 52.0638
2027 | 5 | 22 | 21 | 51.0543
2027 | 5 | 22 | 22 | 47.8394
2027 | 5 | 22 | 23 | 44.132
2027 | 5 | 23 | 0 | 42.2684
2027 | 5 | 23 | 1 | 40.5527
2027 | 5 | 23 | 2 | 39.6214
2027 | 5 | 23 | 3 | 39.3471
2027 | 5 | 23 | 4 | 39.5639
2027 | 5 | 23 | 5 | 40.2263
2027 | 5 | 23 | 6 | 39.7013
2027 | 5 | 23 | 7 | 37.8485
2027 | 5 | 23 | 8 | 38.1174
2027 | 5 | 23 | 9 | 40.6862
2027 | 5 | 23 | 10 | 42.5146
2027 | 5 | 23 | 11 | 44.1426
2027 | 5 | 23 | 12 | 45.3525
2027 | 5 | 23 | 13 | 45.5475
2027 | 5 | 23 | 14 | 44.4492
2027 | 5 | 23 | 15 | 44.4377
2027 | 5 | 23 | 16 | 41.2298
2027 | 5 | 23 | 17 | 42.297
2027 | 5 | 23 | 18 | 49.1911
2027 | 5 | 23 | 19 | 54.3191
2027 | 5 | 23 | 20 | 54.4183
2027 | 5 | 23 | 21 | 52.9998
2027 | 5 | 23 | 22 | 48.6021
2027 | 5 | 23 | 23 | 43.9905
2027 | 5 | 24 | 0 | 40.328
2027 | 5 | 24 | 1 | 38.1017
2027 | 5 | 24 | 2 | 37.7997
2027 | 5 | 24 | 3 | 37.9148
2027 | 5 | 24 | 4 | 38.5984
2027 | 5 | 24 | 5 | 40.6635
2027 | 5 | 24 | 6 | 43.2868
2027 | 5 | 24 | 7 | 45.2649
2027 | 5 | 24 | 8 | 45.9978
2027 | 5 | 24 | 9 | 46.8242
2027 | 5 | 24 | 10 | 48.3815
2027 | 5 | 24 | 11 | 49.2232
2027 | 5 | 24 | 12 | 51.8291
2027 | 5 | 24 | 13 | 53.5854
2027 | 5 | 24 | 14 | 53.4236
2027 | 5 | 24 | 15 | 52.7596
2027 | 5 | 24 | 16 | 49.8746
2027 | 5 | 24 | 17 | 47.692
2027 | 5 | 24 | 18 | 55.9761
2027 | 5 | 24 | 19 | 54.071
2027 | 5 | 24 | 20 | 54.9555
2027 | 5 | 24 | 21 | 53.952
2027 | 5 | 24 | 22 | 49.9117
2027 | 5 | 24 | 23 | 45.3324
2027 | 5 | 25 | 0 | 43.9209
2027 | 5 | 25 | 1 | 44.2697
2027 | 5 | 25 | 2 | 43.3851
2027 | 5 | 25 | 3 | 43.2374
2027 | 5 | 25 | 4 | 43.5951
2027 | 5 | 25 | 5 | 45.3593
2027 | 5 | 25 | 6 | 48.3898
2027 | 5 | 25 | 7 | 51.0154
2027 | 5 | 25 | 8 | 52.6082
2027 | 5 | 25 | 9 | 53.9181
2027 | 5 | 25 | 10 | 53.3345
2027 | 5 | 25 | 11 | 52.3134
2027 | 5 | 25 | 12 | 55.0169
2027 | 5 | 25 | 13 | 56.4685
2027 | 5 | 25 | 14 | 55.68
2027 | 5 | 25 | 15 | 55.6467
2027 | 5 | 25 | 16 | 56.0221
2027 | 5 | 25 | 17 | 56.264
2027 | 5 | 25 | 18 | 61.3031
2027 | 5 | 25 | 19 | 64.039
2027 | 5 | 25 | 20 | 64.8887
2027 | 5 | 25 | 21 | 63.9051
2027 | 5 | 25 | 22 | 59.293
2027 | 5 | 25 | 23 | 53.4519
2027 | 5 | 26 | 0 | 48.35
2027 | 5 | 26 | 1 | 44.4785
2027 | 5 | 26 | 2 | 43.4413
2027 | 5 | 26 | 3 | 43.1125
2027 | 5 | 26 | 4 | 43.222
2027 | 5 | 26 | 5 | 45.0216
2027 | 5 | 26 | 6 | 48.5521
2027 | 5 | 26 | 7 | 51.3801
2027 | 5 | 26 | 8 | 56.0758
2027 | 5 | 26 | 9 | 60.2357
2027 | 5 | 26 | 10 | 58.5733
2027 | 5 | 26 | 11 | 54.6964
2027 | 5 | 26 | 12 | 54.5145
2027 | 5 | 26 | 13 | 55.1896
2027 | 5 | 26 | 14 | 54.3636
2027 | 5 | 26 | 15 | 52.7642
2027 | 5 | 26 | 16 | 50.3254
2027 | 5 | 26 | 17 | 46.9427
2027 | 5 | 26 | 18 | 48.9841
2027 | 5 | 26 | 19 | 54.6189
2027 | 5 | 26 | 20 | 55.2963
2027 | 5 | 26 | 21 | 54.5129
2027 | 5 | 26 | 22 | 50.394
2027 | 5 | 26 | 23 | 45.5342
2027 | 5 | 27 | 0 | 43.8557
2027 | 5 | 27 | 1 | 44.3245
2027 | 5 | 27 | 2 | 43.3061
2027 | 5 | 27 | 3 | 43.1196
2027 | 5 | 27 | 4 | 43.3302
2027 | 5 | 27 | 5 | 45.0066
2027 | 5 | 27 | 6 | 48.2874
2027 | 5 | 27 | 7 | 50.4179
2027 | 5 | 27 | 8 | 51.203
2027 | 5 | 27 | 9 | 53.5618
2027 | 5 | 27 | 10 | 53.7744
2027 | 5 | 27 | 11 | 51.9085
2027 | 5 | 27 | 12 | 53.2494
2027 | 5 | 27 | 13 | 54.7808
2027 | 5 | 27 | 14 | 54.5161
2027 | 5 | 27 | 15 | 53.6594
2027 | 5 | 27 | 16 | 50.8219
2027 | 5 | 27 | 17 | 48.7094
2027 | 5 | 27 | 18 | 55.9937
2027 | 5 | 27 | 19 | 57.1064
2027 | 5 | 27 | 20 | 58.0685
2027 | 5 | 27 | 21 | 57.5816
2027 | 5 | 27 | 22 | 53.6973
2027 | 5 | 27 | 23 | 48.6805
2027 | 5 | 28 | 0 | 46.5644
2027 | 5 | 28 | 1 | 45.4281
2027 | 5 | 28 | 2 | 44.519
2027 | 5 | 28 | 3 | 44.0968
2027 | 5 | 28 | 4 | 44.3147
2027 | 5 | 28 | 5 | 46.0142
2027 | 5 | 28 | 6 | 48.264
2027 | 5 | 28 | 7 | 49.3547
2027 | 5 | 28 | 8 | 46.5174
2027 | 5 | 28 | 9 | 45.433
2027 | 5 | 28 | 10 | 45.3295
2027 | 5 | 28 | 11 | 45.1004
2027 | 5 | 28 | 12 | 44.4607
2027 | 5 | 28 | 13 | 46.385
2027 | 5 | 28 | 14 | 45.5062
2027 | 5 | 28 | 15 | 44.8348
2027 | 5 | 28 | 16 | 43.617
2027 | 5 | 28 | 17 | 43.8322
2027 | 5 | 28 | 18 | 48.3435
2027 | 5 | 28 | 19 | 54.3609
2027 | 5 | 28 | 20 | 56.1192
2027 | 5 | 28 | 21 | 56.4933
2027 | 5 | 28 | 22 | 53.3749
2027 | 5 | 28 | 23 | 48.655
2027 | 5 | 29 | 0 | 45.6978
2027 | 5 | 29 | 1 | 43.7202
2027 | 5 | 29 | 2 | 42.771
2027 | 5 | 29 | 3 | 42.2123
2027 | 5 | 29 | 4 | 42.3662
2027 | 5 | 29 | 5 | 43.1452
2027 | 5 | 29 | 6 | 44.9733
2027 | 5 | 29 | 7 | 44.2715
2027 | 5 | 29 | 8 | 40.6641
2027 | 5 | 29 | 9 | 36.8216
2027 | 5 | 29 | 10 | 35.3857
2027 | 5 | 29 | 11 | 33.4226
2027 | 5 | 29 | 12 | 38.1252
2027 | 5 | 29 | 13 | 39.4147
2027 | 5 | 29 | 14 | 38.4582
2027 | 5 | 29 | 15 | 38.7445
2027 | 5 | 29 | 16 | 39.4499
2027 | 5 | 29 | 17 | 40.2042
2027 | 5 | 29 | 18 | 38.1869
2027 | 5 | 29 | 19 | 47.6959
2027 | 5 | 29 | 20 | 50.7854
2027 | 5 | 29 | 21 | 50.9905
2027 | 5 | 29 | 22 | 48.3307
2027 | 5 | 29 | 23 | 44.5854
2027 | 5 | 30 | 0 | 44.3042
2027 | 5 | 30 | 1 | 44.2269
2027 | 5 | 30 | 2 | 43.3606
2027 | 5 | 30 | 3 | 42.8289
2027 | 5 | 30 | 4 | 43.0784
2027 | 5 | 30 | 5 | 43.7971
2027 | 5 | 30 | 6 | 44.0659
2027 | 5 | 30 | 7 | 44.8888
2027 | 5 | 30 | 8 | 49.1998
2027 | 5 | 30 | 9 | 48.8428
2027 | 5 | 30 | 10 | 44.8726
2027 | 5 | 30 | 11 | 40.675
2027 | 5 | 30 | 12 | 44.785
2027 | 5 | 30 | 13 | 46.7943
2027 | 5 | 30 | 14 | 44.592
2027 | 5 | 30 | 15 | 45.6205
2027 | 5 | 30 | 16 | 49.1919
2027 | 5 | 30 | 17 | 52.174
2027 | 5 | 30 | 18 | 58.6716
2027 | 5 | 30 | 19 | 55.8728
2027 | 5 | 30 | 20 | 55.4268
2027 | 5 | 30 | 21 | 54.0666
2027 | 5 | 30 | 22 | 50.2511
2027 | 5 | 30 | 23 | 46.0175
2027 | 5 | 31 | 0 | 43.7372
2027 | 5 | 31 | 1 | 39.114
2027 | 5 | 31 | 2 | 38.9226
2027 | 5 | 31 | 3 | 39.1779
2027 | 5 | 31 | 4 | 39.8605
2027 | 5 | 31 | 5 | 42.123
2027 | 5 | 31 | 6 | 44.8843
2027 | 5 | 31 | 7 | 47.3297
2027 | 5 | 31 | 8 | 50.6975
2027 | 5 | 31 | 9 | 52.6794
2027 | 5 | 31 | 10 | 53.2798
2027 | 5 | 31 | 11 | 51.4859
2027 | 5 | 31 | 12 | 55.5651
2027 | 5 | 31 | 13 | 56.0894
2027 | 5 | 31 | 14 | 54.9148
2027 | 5 | 31 | 15 | 54.2282
2027 | 5 | 31 | 16 | 52.8234
2027 | 5 | 31 | 17 | 47.8687
2027 | 5 | 31 | 18 | 49.0979
2027 | 5 | 31 | 19 | 45.9408
2027 | 5 | 31 | 20 | 46.9581
2027 | 5 | 31 | 21 | 46.6682
2027 | 5 | 31 | 22 | 43.6892
2027 | 5 | 31 | 23 | 40.2854
2027 | 6 | 1 | 0 | 41.2316
2027 | 6 | 1 | 1 | 46.396
2027 | 6 | 1 | 2 | 45.5853
2027 | 6 | 1 | 3 | 45.3795
2027 | 6 | 1 | 4 | 45.7773
2027 | 6 | 1 | 5 | 47.4667
2027 | 6 | 1 | 6 | 49.6215
2027 | 6 | 1 | 7 | 53.1786
2027 | 6 | 1 | 8 | 54.3378
2027 | 6 | 1 | 9 | 51.4339
2027 | 6 | 1 | 10 | 48.8011
2027 | 6 | 1 | 11 | 45.5693
2027 | 6 | 1 | 12 | 50.5399
2027 | 6 | 1 | 13 | 51.5722
2027 | 6 | 1 | 14 | 51.5327
2027 | 6 | 1 | 15 | 52.5427
2027 | 6 | 1 | 16 | 54.858
2027 | 6 | 1 | 17 | 56.915
2027 | 6 | 1 | 18 | 55.2255
2027 | 6 | 1 | 19 | 59.6076
2027 | 6 | 1 | 20 | 60.8267
2027 | 6 | 1 | 21 | 60.3647
2027 | 6 | 1 | 22 | 56.7521
2027 | 6 | 1 | 23 | 52.1642
2027 | 6 | 2 | 0 | 50.6896
2027 | 6 | 2 | 1 | 47.6821
2027 | 6 | 2 | 2 | 46.9787
2027 | 6 | 2 | 3 | 46.9387
2027 | 6 | 2 | 4 | 47.5067
2027 | 6 | 2 | 5 | 49.3422
2027 | 6 | 2 | 6 | 51.8169
2027 | 6 | 2 | 7 | 52.9112
2027 | 6 | 2 | 8 | 48.0703
2027 | 6 | 2 | 9 | 44.423
2027 | 6 | 2 | 10 | 45.9078
2027 | 6 | 2 | 11 | 46.3955
2027 | 6 | 2 | 12 | 46.124
2027 | 6 | 2 | 13 | 49.0333
2027 | 6 | 2 | 14 | 49.003
2027 | 6 | 2 | 15 | 47.9699
2027 | 6 | 2 | 16 | 44.9969
2027 | 6 | 2 | 17 | 45.6301
2027 | 6 | 2 | 18 | 51.7497
2027 | 6 | 2 | 19 | 57.7209
2027 | 6 | 2 | 20 | 59.8029
2027 | 6 | 2 | 21 | 59.6861
2027 | 6 | 2 | 22 | 56.0751
2027 | 6 | 2 | 23 | 51.0171
2027 | 6 | 3 | 0 | 49.5841
2027 | 6 | 3 | 1 | 45.9807
2027 | 6 | 3 | 2 | 45.1059
2027 | 6 | 3 | 3 | 44.9379
2027 | 6 | 3 | 4 | 45.3123
2027 | 6 | 3 | 5 | 47.0772
2027 | 6 | 3 | 6 | 48.85
2027 | 6 | 3 | 7 | 50.2328
2027 | 6 | 3 | 8 | 48.5235
2027 | 6 | 3 | 9 | 46.9944
2027 | 6 | 3 | 10 | 48.947
2027 | 6 | 3 | 11 | 48.642
2027 | 6 | 3 | 12 | 52.5482
2027 | 6 | 3 | 13 | 53.6082
2027 | 6 | 3 | 14 | 53.0481
2027 | 6 | 3 | 15 | 51.7742
2027 | 6 | 3 | 16 | 51.1236
2027 | 6 | 3 | 17 | 51.34
2027 | 6 | 3 | 18 | 59.0009
2027 | 6 | 3 | 19 | 58.9277
2027 | 6 | 3 | 20 | 59.5389
2027 | 6 | 3 | 21 | 59.0134
2027 | 6 | 3 | 22 | 55.5026
2027 | 6 | 3 | 23 | 50.6345
2027 | 6 | 4 | 0 | 50.4747
2027 | 6 | 4 | 1 | 48.3694
2027 | 6 | 4 | 2 | 47.2471
2027 | 6 | 4 | 3 | 46.7707
2027 | 6 | 4 | 4 | 46.9434
2027 | 6 | 4 | 5 | 48.485
2027 | 6 | 4 | 6 | 50.7495
2027 | 6 | 4 | 7 | 52.6489
2027 | 6 | 4 | 8 | 51.1998
2027 | 6 | 4 | 9 | 49.0479
2027 | 6 | 4 | 10 | 50.0426
2027 | 6 | 4 | 11 | 49.8833
2027 | 6 | 4 | 12 | 50.0319
2027 | 6 | 4 | 13 | 51.7247
2027 | 6 | 4 | 14 | 51.3694
2027 | 6 | 4 | 15 | 50.1608
2027 | 6 | 4 | 16 | 50.3876
2027 | 6 | 4 | 17 | 54.2356
2027 | 6 | 4 | 18 | 59.9306
2027 | 6 | 4 | 19 | 66.173
2027 | 6 | 4 | 20 | 66.0298
2027 | 6 | 4 | 21 | 65.0891
2027 | 6 | 4 | 22 | 61.1463
2027 | 6 | 4 | 23 | 55.4699
2027 | 6 | 5 | 0 | 50.9155
2027 | 6 | 5 | 1 | 46.4886
2027 | 6 | 5 | 2 | 44.8096
2027 | 6 | 5 | 3 | 43.8553
2027 | 6 | 5 | 4 | 43.5004
2027 | 6 | 5 | 5 | 43.5474
2027 | 6 | 5 | 6 | 43.6927
2027 | 6 | 5 | 7 | 43.687
2027 | 6 | 5 | 8 | 44.1225
2027 | 6 | 5 | 9 | 43.6193
2027 | 6 | 5 | 10 | 42.3377
2027 | 6 | 5 | 11 | 40.7744
2027 | 6 | 5 | 12 | 42.0367
2027 | 6 | 5 | 13 | 41.9384
2027 | 6 | 5 | 14 | 40.6336
2027 | 6 | 5 | 15 | 39.8168
2027 | 6 | 5 | 16 | 39.3662
2027 | 6 | 5 | 17 | 43.4216
2027 | 6 | 5 | 18 | 54.1449
2027 | 6 | 5 | 19 | 54.3411
2027 | 6 | 5 | 20 | 53.8999
2027 | 6 | 5 | 21 | 52.2649
2027 | 6 | 5 | 22 | 48.9175
2027 | 6 | 5 | 23 | 45.0151
2027 | 6 | 6 | 0 | 44.996
2027 | 6 | 6 | 1 | 48.2489
2027 | 6 | 6 | 2 | 46.6264
2027 | 6 | 6 | 3 | 45.7375
2027 | 6 | 6 | 4 | 45.5526
2027 | 6 | 6 | 5 | 45.5713
2027 | 6 | 6 | 6 | 45.4745
2027 | 6 | 6 | 7 | 46.8897
2027 | 6 | 6 | 8 | 51.1971
2027 | 6 | 6 | 9 | 51.2325
2027 | 6 | 6 | 10 | 48.2482
2027 | 6 | 6 | 11 | 47.0221
2027 | 6 | 6 | 12 | 48.5524
2027 | 6 | 6 | 13 | 48.1558
2027 | 6 | 6 | 14 | 50.8335
2027 | 6 | 6 | 15 | 53.9547
2027 | 6 | 6 | 16 | 58.9977
2027 | 6 | 6 | 17 | 64.9552
2027 | 6 | 6 | 18 | 72.6332
2027 | 6 | 6 | 19 | 72.0893
2027 | 6 | 6 | 20 | 71.0169
2027 | 6 | 6 | 21 | 69.256
2027 | 6 | 6 | 22 | 64.853
2027 | 6 | 6 | 23 | 59.1526
2027 | 6 | 7 | 0 | 57.0271
2027 | 6 | 7 | 1 | 47.2674
2027 | 6 | 7 | 2 | 46.1593
2027 | 6 | 7 | 3 | 45.4853
2027 | 6 | 7 | 4 | 45.5112
2027 | 6 | 7 | 5 | 47.3202
2027 | 6 | 7 | 6 | 49.6671
2027 | 6 | 7 | 7 | 53.2793
2027 | 6 | 7 | 8 | 57.4825
2027 | 6 | 7 | 9 | 57.0643
2027 | 6 | 7 | 10 | 53.1738
2027 | 6 | 7 | 11 | 49.5743
2027 | 6 | 7 | 12 | 53.1731
2027 | 6 | 7 | 13 | 53.5989
2027 | 6 | 7 | 14 | 52.9934
2027 | 6 | 7 | 15 | 52.7153
2027 | 6 | 7 | 16 | 53.6919
2027 | 6 | 7 | 17 | 54.9286
2027 | 6 | 7 | 18 | 63.7549
2027 | 6 | 7 | 19 | 62.2898
2027 | 6 | 7 | 20 | 61.78
2027 | 6 | 7 | 21 | 59.8591
2027 | 6 | 7 | 22 | 55.7992
2027 | 6 | 7 | 23 | 50.8451
2027 | 6 | 8 | 0 | 48.7756
2027 | 6 | 8 | 1 | 44.7978
2027 | 6 | 8 | 2 | 43.9908
2027 | 6 | 8 | 3 | 44.0285
2027 | 6 | 8 | 4 | 44.4527
2027 | 6 | 8 | 5 | 45.8899
2027 | 6 | 8 | 6 | 48.1876
2027 | 6 | 8 | 7 | 49.6414
2027 | 6 | 8 | 8 | 49.4495
2027 | 6 | 8 | 9 | 49.1489
2027 | 6 | 8 | 10 | 49.858
2027 | 6 | 8 | 11 | 48.6573
2027 | 6 | 8 | 12 | 49.1577
2027 | 6 | 8 | 13 | 51.2233
2027 | 6 | 8 | 14 | 50.9313
2027 | 6 | 8 | 15 | 50.0992
2027 | 6 | 8 | 16 | 49.1694
2027 | 6 | 8 | 17 | 48.9208
2027 | 6 | 8 | 18 | 56.3236
2027 | 6 | 8 | 19 | 58.822
2027 | 6 | 8 | 20 | 59.4799
2027 | 6 | 8 | 21 | 58.5811
2027 | 6 | 8 | 22 | 54.7122
2027 | 6 | 8 | 23 | 49.8259
2027 | 6 | 9 | 0 | 46.9951
2027 | 6 | 9 | 1 | 46.8775
2027 | 6 | 9 | 2 | 45.9032
2027 | 6 | 9 | 3 | 45.3398
2027 | 6 | 9 | 4 | 45.497
2027 | 6 | 9 | 5 | 47.0727
2027 | 6 | 9 | 6 | 49.015
2027 | 6 | 9 | 7 | 52.0523
2027 | 6 | 9 | 8 | 55.366
2027 | 6 | 9 | 9 | 56.1112
2027 | 6 | 9 | 10 | 54.7564
2027 | 6 | 9 | 11 | 51.214
2027 | 6 | 9 | 12 | 53.1627
2027 | 6 | 9 | 13 | 54.3849
2027 | 6 | 9 | 14 | 54.02
2027 | 6 | 9 | 15 | 53.2769
2027 | 6 | 9 | 16 | 53.1738
2027 | 6 | 9 | 17 | 54.7991
2027 | 6 | 9 | 18 | 63.1775
2027 | 6 | 9 | 19 | 62.4155
2027 | 6 | 9 | 20 | 62.3866
2027 | 6 | 9 | 21 | 61.0986
2027 | 6 | 9 | 22 | 57.14
2027 | 6 | 9 | 23 | 52.0578
2027 | 6 | 10 | 0 | 49.7551
2027 | 6 | 10 | 1 | 44.5627
2027 | 6 | 10 | 2 | 43.6716
2027 | 6 | 10 | 3 | 43.4741
2027 | 6 | 10 | 4 | 43.8075
2027 | 6 | 10 | 5 | 45.5755
2027 | 6 | 10 | 6 | 48.9109
2027 | 6 | 10 | 7 | 51.4261
2027 | 6 | 10 | 8 | 53.347
2027 | 6 | 10 | 9 | 54.468
2027 | 6 | 10 | 10 | 53.6573
2027 | 6 | 10 | 11 | 50.0496
2027 | 6 | 10 | 12 | 51.6816
2027 | 6 | 10 | 13 | 53.2009
2027 | 6 | 10 | 14 | 52.4701
2027 | 6 | 10 | 15 | 51.9956
2027 | 6 | 10 | 16 | 52.8689
2027 | 6 | 10 | 17 | 54.0333
2027 | 6 | 10 | 18 | 55.5603
2027 | 6 | 10 | 19 | 59.9613
2027 | 6 | 10 | 20 | 61.6537
2027 | 6 | 10 | 21 | 61.2894
2027 | 6 | 10 | 22 | 57.6173
2027 | 6 | 10 | 23 | 52.4165
2027 | 6 | 11 | 0 | 48.3412
2027 | 6 | 11 | 1 | 45.4891
2027 | 6 | 11 | 2 | 44.5522
2027 | 6 | 11 | 3 | 44.1857
2027 | 6 | 11 | 4 | 44.3988
2027 | 6 | 11 | 5 | 46.0609
2027 | 6 | 11 | 6 | 48.3964
2027 | 6 | 11 | 7 | 51.3488
2027 | 6 | 11 | 8 | 53.8623
2027 | 6 | 11 | 9 | 54.0092
2027 | 6 | 11 | 10 | 51.802
2027 | 6 | 11 | 11 | 47.6941
2027 | 6 | 11 | 12 | 48.9134
2027 | 6 | 11 | 13 | 49.9963
2027 | 6 | 11 | 14 | 48.9369
2027 | 6 | 11 | 15 | 47.9721
2027 | 6 | 11 | 16 | 49.6423
2027 | 6 | 11 | 17 | 51.0425
2027 | 6 | 11 | 18 | 57.848
2027 | 6 | 11 | 19 | 58.9175
2027 | 6 | 11 | 20 | 59.3665
2027 | 6 | 11 | 21 | 58.8267
2027 | 6 | 11 | 22 | 55.6369
2027 | 6 | 11 | 23 | 50.9033
2027 | 6 | 12 | 0 | 47.9249
2027 | 6 | 12 | 1 | 45.5701
2027 | 6 | 12 | 2 | 44.2547
2027 | 6 | 12 | 3 | 43.4654
2027 | 6 | 12 | 4 | 43.3579
2027 | 6 | 12 | 5 | 43.6589
2027 | 6 | 12 | 6 | 42.5579
2027 | 6 | 12 | 7 | 43.5211
2027 | 6 | 12 | 8 | 45.6814
2027 | 6 | 12 | 9 | 42.799
2027 | 6 | 12 | 10 | 40.1694
2027 | 6 | 12 | 11 | 38.0753
2027 | 6 | 12 | 12 | 41.2537
2027 | 6 | 12 | 13 | 41.2042
2027 | 6 | 12 | 14 | 40.1525
2027 | 6 | 12 | 15 | 40.3921
2027 | 6 | 12 | 16 | 42.2267
2027 | 6 | 12 | 17 | 46.6002
2027 | 6 | 12 | 18 | 49.77
2027 | 6 | 12 | 19 | 54.7236
2027 | 6 | 12 | 20 | 55.4249
2027 | 6 | 12 | 21 | 54.8222
2027 | 6 | 12 | 22 | 51.9569
2027 | 6 | 12 | 23 | 48.0302
2027 | 6 | 13 | 0 | 46.3502
2027 | 6 | 13 | 1 | 43.1366
2027 | 6 | 13 | 2 | 41.8747
2027 | 6 | 13 | 3 | 41.1944
2027 | 6 | 13 | 4 | 41.2202
2027 | 6 | 13 | 5 | 41.3728
2027 | 6 | 13 | 6 | 41.3354
2027 | 6 | 13 | 7 | 39.5071
2027 | 6 | 13 | 8 | 36.569
2027 | 6 | 13 | 9 | 34.6511
2027 | 6 | 13 | 10 | 37.0335
2027 | 6 | 13 | 11 | 38.481
2027 | 6 | 13 | 12 | 42.3266
2027 | 6 | 13 | 13 | 42.6126
2027 | 6 | 13 | 14 | 41.765
2027 | 6 | 13 | 15 | 41.8701
2027 | 6 | 13 | 16 | 43.515
2027 | 6 | 13 | 17 | 47.6617
2027 | 6 | 13 | 18 | 49.446
2027 | 6 | 13 | 19 | 54.6037
2027 | 6 | 13 | 20 | 55.7931
2027 | 6 | 13 | 21 | 54.985
2027 | 6 | 13 | 22 | 51.3092
2027 | 6 | 13 | 23 | 46.8718
2027 | 6 | 14 | 0 | 44.695
2027 | 6 | 14 | 1 | 41.3184
2027 | 6 | 14 | 2 | 40.869
2027 | 6 | 14 | 3 | 40.8876
2027 | 6 | 14 | 4 | 41.4681
2027 | 6 | 14 | 5 | 43.2722
2027 | 6 | 14 | 6 | 45.1152
2027 | 6 | 14 | 7 | 45.7296
2027 | 6 | 14 | 8 | 40.8158
2027 | 6 | 14 | 9 | 37.1964
2027 | 6 | 14 | 10 | 41.8935
2027 | 6 | 14 | 11 | 45.1701
2027 | 6 | 14 | 12 | 47.1026
2027 | 6 | 14 | 13 | 49.0708
2027 | 6 | 14 | 14 | 49.1236
2027 | 6 | 14 | 15 | 47.78
2027 | 6 | 14 | 16 | 43.4522
2027 | 6 | 14 | 17 | 43.6647
2027 | 6 | 14 | 18 | 55.3119
2027 | 6 | 14 | 19 | 63.2527
2027 | 6 | 14 | 20 | 63.6716
2027 | 6 | 14 | 21 | 62.4625
2027 | 6 | 14 | 22 | 57.8976
2027 | 6 | 14 | 23 | 52.1783
2027 | 6 | 15 | 0 | 48.2975
2027 | 6 | 15 | 1 | 47.7939
2027 | 6 | 15 | 2 | 46.7533
2027 | 6 | 15 | 3 | 46.5011
2027 | 6 | 15 | 4 | 46.8166
2027 | 6 | 15 | 5 | 48.356
2027 | 6 | 15 | 6 | 50.2423
2027 | 6 | 15 | 7 | 51.8974
2027 | 6 | 15 | 8 | 48.1198
2027 | 6 | 15 | 9 | 44.4646
2027 | 6 | 15 | 10 | 46.1817
2027 | 6 | 15 | 11 | 47.4797
2027 | 6 | 15 | 12 | 49.6843
2027 | 6 | 15 | 13 | 51.6455
2027 | 6 | 15 | 14 | 51.7131
2027 | 6 | 15 | 15 | 51.2555
2027 | 6 | 15 | 16 | 49.9097
2027 | 6 | 15 | 17 | 52.8234
2027 | 6 | 15 | 18 | 62.5461
2027 | 6 | 15 | 19 | 70.8099
2027 | 6 | 15 | 20 | 70.9828
2027 | 6 | 15 | 21 | 69.572
2027 | 6 | 15 | 22 | 64.6278
2027 | 6 | 15 | 23 | 58.1533
2027 | 6 | 16 | 0 | 53.533
2027 | 6 | 16 | 1 | 52.0351
2027 | 6 | 16 | 2 | 50.6478
2027 | 6 | 16 | 3 | 50.0669
2027 | 6 | 16 | 4 | 50.1583
2027 | 6 | 16 | 5 | 51.5368
2027 | 6 | 16 | 6 | 53.8933
2027 | 6 | 16 | 7 | 56.686
2027 | 6 | 16 | 8 | 56.3789
2027 | 6 | 16 | 9 | 53.8856
2027 | 6 | 16 | 10 | 51.8497
2027 | 6 | 16 | 11 | 50.5485
2027 | 6 | 16 | 12 | 54.3411
2027 | 6 | 16 | 13 | 56.1459
2027 | 6 | 16 | 14 | 55.7569
2027 | 6 | 16 | 15 | 54.8794
2027 | 6 | 16 | 16 | 57.4047
2027 | 6 | 16 | 17 | 63.0932
2027 | 6 | 16 | 18 | 70.1086
2027 | 6 | 16 | 19 | 71.1384
2027 | 6 | 16 | 20 | 71.093
2027 | 6 | 16 | 21 | 69.8172
2027 | 6 | 16 | 22 | 65.2592
2027 | 6 | 16 | 23 | 59.2635
2027 | 6 | 17 | 0 | 56.445
2027 | 6 | 17 | 1 | 52.5007
2027 | 6 | 17 | 2 | 51.041
2027 | 6 | 17 | 3 | 50.4176
2027 | 6 | 17 | 4 | 50.3918
2027 | 6 | 17 | 5 | 51.8649
2027 | 6 | 17 | 6 | 54.5732
2027 | 6 | 17 | 7 | 57.6589
2027 | 6 | 17 | 8 | 60.5523
2027 | 6 | 17 | 9 | 60.7021
2027 | 6 | 17 | 10 | 57.5175
2027 | 6 | 17 | 11 | 53.9632
2027 | 6 | 17 | 12 | 54.1233
2027 | 6 | 17 | 13 | 55.7189
2027 | 6 | 17 | 14 | 55.8013
2027 | 6 | 17 | 15 | 55.3341
2027 | 6 | 17 | 16 | 58.3534
2027 | 6 | 17 | 17 | 63.2204
2027 | 6 | 17 | 18 | 69.9958
2027 | 6 | 17 | 19 | 72.6039
2027 | 6 | 17 | 20 | 72.5681
2027 | 6 | 17 | 21 | 71.3141
2027 | 6 | 17 | 22 | 66.7766
2027 | 6 | 17 | 23 | 60.5456
2027 | 6 | 18 | 0 | 53.6815
2027 | 6 | 18 | 1 | 57.6965
2027 | 6 | 18 | 2 | 55.8613
2027 | 6 | 18 | 3 | 54.9636
2027 | 6 | 18 | 4 | 54.8436
2027 | 6 | 18 | 5 | 55.8677
2027 | 6 | 18 | 6 | 58.0361
2027 | 6 | 18 | 7 | 60.9997
2027 | 6 | 18 | 8 | 59.7723
2027 | 6 | 18 | 9 | 56.6312
2027 | 6 | 18 | 10 | 54.1553
2027 | 6 | 18 | 11 | 53.3366
2027 | 6 | 18 | 12 | 56.4326
2027 | 6 | 18 | 13 | 58.4025
2027 | 6 | 18 | 14 | 58.2026
2027 | 6 | 18 | 15 | 58.0701
2027 | 6 | 18 | 16 | 61.2964
2027 | 6 | 18 | 17 | 68.3145
2027 | 6 | 18 | 18 | 76.8614
2027 | 6 | 18 | 19 | 79.6233
2027 | 6 | 18 | 20 | 78.3748
2027 | 6 | 18 | 21 | 76.5694
2027 | 6 | 18 | 22 | 71.8501
2027 | 6 | 18 | 23 | 65.1524
2027 | 6 | 19 | 0 | 61.8585
2027 | 6 | 19 | 1 | 53.1956
2027 | 6 | 19 | 2 | 51.1202
2027 | 6 | 19 | 3 | 49.7141
2027 | 6 | 19 | 4 | 49.0183
2027 | 6 | 19 | 5 | 48.9795
2027 | 6 | 19 | 6 | 49.4158
2027 | 6 | 19 | 7 | 50.2755
2027 | 6 | 19 | 8 | 53.1129
2027 | 6 | 19 | 9 | 54.3651
2027 | 6 | 19 | 10 | 51.603
2027 | 6 | 19 | 11 | 47.9528
2027 | 6 | 19 | 12 | 50.116
2027 | 6 | 19 | 13 | 50.9412
2027 | 6 | 19 | 14 | 47.7672
2027 | 6 | 19 | 15 | 46.4454
2027 | 6 | 19 | 16 | 47.6861
2027 | 6 | 19 | 17 | 51.6429
2027 | 6 | 19 | 18 | 61.1317
2027 | 6 | 19 | 19 | 62.0948
2027 | 6 | 19 | 20 | 60.8591
2027 | 6 | 19 | 21 | 59.2239
2027 | 6 | 19 | 22 | 55.7153
2027 | 6 | 19 | 23 | 51.3097
2027 | 6 | 20 | 0 | 46.7652
2027 | 6 | 20 | 1 | 50.656
2027 | 6 | 20 | 2 | 48.975
2027 | 6 | 20 | 3 | 48.0167
2027 | 6 | 20 | 4 | 47.7705
2027 | 6 | 20 | 5 | 47.9231
2027 | 6 | 20 | 6 | 47.7166
2027 | 6 | 20 | 7 | 48.4058
2027 | 6 | 20 | 8 | 50.0832
2027 | 6 | 20 | 9 | 48.5882
2027 | 6 | 20 | 10 | 45.8997
2027 | 6 | 20 | 11 | 47.8073
2027 | 6 | 20 | 12 | 46.399
2027 | 6 | 20 | 13 | 46.7933
2027 | 6 | 20 | 14 | 50.0244
2027 | 6 | 20 | 15 | 52.5363
2027 | 6 | 20 | 16 | 55.2074
2027 | 6 | 20 | 17 | 64.4356
2027 | 6 | 20 | 18 | 74.6492
2027 | 6 | 20 | 19 | 78.9405
2027 | 6 | 20 | 20 | 77.831
2027 | 6 | 20 | 21 | 75.3431
2027 | 6 | 20 | 22 | 69.7995
2027 | 6 | 20 | 23 | 62.8372
2027 | 6 | 21 | 0 | 55.9029
2027 | 6 | 21 | 1 | 55.6591
2027 | 6 | 21 | 2 | 54.2554
2027 | 6 | 21 | 3 | 53.4024
2027 | 6 | 21 | 4 | 53.2881
2027 | 6 | 21 | 5 | 54.7676
2027 | 6 | 21 | 6 | 57.2715
2027 | 6 | 21 | 7 | 60.5225
2027 | 6 | 21 | 8 | 61.8165
2027 | 6 | 21 | 9 | 60.5421
2027 | 6 | 21 | 10 | 60.3215
2027 | 6 | 21 | 11 | 59.6358
2027 | 6 | 21 | 12 | 59.597
2027 | 6 | 21 | 13 | 60.7555
2027 | 6 | 21 | 14 | 60.6237
2027 | 6 | 21 | 15 | 61.001
2027 | 6 | 21 | 16 | 63.8094
2027 | 6 | 21 | 17 | 70.1115
2027 | 6 | 21 | 18 | 79.1926
2027 | 6 | 21 | 19 | 78.3608
2027 | 6 | 21 | 20 | 76.9268
2027 | 6 | 21 | 21 | 74.8963
2027 | 6 | 21 | 22 | 70.2635
2027 | 6 | 21 | 23 | 64.0066
2027 | 6 | 22 | 0 | 59.9141
2027 | 6 | 22 | 1 | 56.4972
2027 | 6 | 22 | 2 | 54.6922
2027 | 6 | 22 | 3 | 53.9752
2027 | 6 | 22 | 4 | 53.8273
2027 | 6 | 22 | 5 | 55.0337
2027 | 6 | 22 | 6 | 57.1437
2027 | 6 | 22 | 7 | 60.6513
2027 | 6 | 22 | 8 | 62.1703
2027 | 6 | 22 | 9 | 60.1486
2027 | 6 | 22 | 10 | 55.1608
2027 | 6 | 22 | 11 | 52.1235
2027 | 6 | 22 | 12 | 56.2122
2027 | 6 | 22 | 13 | 57.1121
2027 | 6 | 22 | 14 | 57.3174
2027 | 6 | 22 | 15 | 57.6354
2027 | 6 | 22 | 16 | 61.7122
2027 | 6 | 22 | 17 | 64.7477
2027 | 6 | 22 | 18 | 69.9249
2027 | 6 | 22 | 19 | 71.298
2027 | 6 | 22 | 20 | 70.669
2027 | 6 | 22 | 21 | 69.0566
2027 | 6 | 22 | 22 | 64.7397
2027 | 6 | 22 | 23 | 59.1759
2027 | 6 | 23 | 0 | 57.6987
2027 | 6 | 23 | 1 | 56.2294
2027 | 6 | 23 | 2 | 54.5632
2027 | 6 | 23 | 3 | 53.7855
2027 | 6 | 23 | 4 | 53.6895
2027 | 6 | 23 | 5 | 54.8151
2027 | 6 | 23 | 6 | 56.7918
2027 | 6 | 23 | 7 | 58.7621
2027 | 6 | 23 | 8 | 56.6849
2027 | 6 | 23 | 9 | 54.2214
2027 | 6 | 23 | 10 | 54.0793
2027 | 6 | 23 | 11 | 53.9339
2027 | 6 | 23 | 12 | 53.6207
2027 | 6 | 23 | 13 | 56.2154
2027 | 6 | 23 | 14 | 56.8481
2027 | 6 | 23 | 15 | 56.2759
2027 | 6 | 23 | 16 | 55.1945
2027 | 6 | 23 | 17 | 60.7816
2027 | 6 | 23 | 18 | 71.1369
2027 | 6 | 23 | 19 | 78.3649
2027 | 6 | 23 | 20 | 77.8168
2027 | 6 | 23 | 21 | 76.0968
2027 | 6 | 23 | 22 | 70.8533
2027 | 6 | 23 | 23 | 64.0068
2027 | 6 | 24 | 0 | 57.438
2027 | 6 | 24 | 1 | 56.366
2027 | 6 | 24 | 2 | 54.6983
2027 | 6 | 24 | 3 | 53.8735
2027 | 6 | 24 | 4 | 53.8048
2027 | 6 | 24 | 5 | 55.0441
2027 | 6 | 24 | 6 | 56.7179
2027 | 6 | 24 | 7 | 58.9119
2027 | 6 | 24 | 8 | 57.0698
2027 | 6 | 24 | 9 | 54.6018
2027 | 6 | 24 | 10 | 54.2398
2027 | 6 | 24 | 11 | 54.252
2027 | 6 | 24 | 12 | 55.7492
2027 | 6 | 24 | 13 | 57.9917
2027 | 6 | 24 | 14 | 58.5525
2027 | 6 | 24 | 15 | 58.5954
2027 | 6 | 24 | 16 | 59.0316
2027 | 6 | 24 | 17 | 65.2485
2027 | 6 | 24 | 18 | 74.0805
2027 | 6 | 24 | 19 | 80.3038
2027 | 6 | 24 | 20 | 79.6315
2027 | 6 | 24 | 21 | 78.0569
2027 | 6 | 24 | 22 | 73.0907
2027 | 6 | 24 | 23 | 66.0942
2027 | 6 | 25 | 0 | 59.873
2027 | 6 | 25 | 1 | 59.367
2027 | 6 | 25 | 2 | 57.4046
2027 | 6 | 25 | 3 | 56.3546
2027 | 6 | 25 | 4 | 56.1331
2027 | 6 | 25 | 5 | 57.1904
2027 | 6 | 25 | 6 | 59.1375
2027 | 6 | 25 | 7 | 62.1362
2027 | 6 | 25 | 8 | 60.6074
2027 | 6 | 25 | 9 | 57.1828
2027 | 6 | 25 | 10 | 54.742
2027 | 6 | 25 | 11 | 54.1879
2027 | 6 | 25 | 12 | 56.2632
2027 | 6 | 25 | 13 | 58.4148
2027 | 6 | 25 | 14 | 58.3102
2027 | 6 | 25 | 15 | 58.2605
2027 | 6 | 25 | 16 | 61.4364
2027 | 6 | 25 | 17 | 70.0313
2027 | 6 | 25 | 18 | 78.113
2027 | 6 | 25 | 19 | 84.658
2027 | 6 | 25 | 20 | 83.3154
2027 | 6 | 25 | 21 | 81.3453
2027 | 6 | 25 | 22 | 76.1553
2027 | 6 | 25 | 23 | 68.7114
2027 | 6 | 26 | 0 | 62.5801
2027 | 6 | 26 | 1 | 61.742
2027 | 6 | 26 | 2 | 59.1679
2027 | 6 | 26 | 3 | 57.4799
2027 | 6 | 26 | 4 | 56.6311
2027 | 6 | 26 | 5 | 56.3781
2027 | 6 | 26 | 6 | 56.6805
2027 | 6 | 26 | 7 | 59.1569
2027 | 6 | 26 | 8 | 61.7208
2027 | 6 | 26 | 9 | 62.5002
2027 | 6 | 26 | 10 | 59.4283
2027 | 6 | 26 | 11 | 56.9348
2027 | 6 | 26 | 12 | 55.4266
2027 | 6 | 26 | 13 | 56.7975
2027 | 6 | 26 | 14 | 58.9205
2027 | 6 | 26 | 15 | 61.7072
2027 | 6 | 26 | 16 | 68.0291
2027 | 6 | 26 | 17 | 80.0821
2027 | 6 | 26 | 18 | 87.5378
2027 | 6 | 26 | 19 | 92.7101
2027 | 6 | 26 | 20 | 89.5223
2027 | 6 | 26 | 21 | 86.8282
2027 | 6 | 26 | 22 | 81.1912
2027 | 6 | 26 | 23 | 73.7807
2027 | 6 | 27 | 0 | 67.4771
2027 | 6 | 27 | 1 | 64.3965
2027 | 6 | 27 | 2 | 61.4833
2027 | 6 | 27 | 3 | 59.556
2027 | 6 | 27 | 4 | 58.5328
2027 | 6 | 27 | 5 | 58.0225
2027 | 6 | 27 | 6 | 58.6442
2027 | 6 | 27 | 7 | 60.0341
2027 | 6 | 27 | 8 | 59.8131
2027 | 6 | 27 | 9 | 59.7388
2027 | 6 | 27 | 10 | 57.6928
2027 | 6 | 27 | 11 | 55.7471
2027 | 6 | 27 | 12 | 56.5481
2027 | 6 | 27 | 13 | 58.7582
2027 | 6 | 27 | 14 | 61.3247
2027 | 6 | 27 | 15 | 63.3211
2027 | 6 | 27 | 16 | 69.3971
2027 | 6 | 27 | 17 | 81.8366
2027 | 6 | 27 | 18 | 90.2519
2027 | 6 | 27 | 19 | 94.2477
2027 | 6 | 27 | 20 | 91.0032
2027 | 6 | 27 | 21 | 87.9532
2027 | 6 | 27 | 22 | 81.5366
2027 | 6 | 27 | 23 | 73.7456
2027 | 6 | 28 | 0 | 68.6046
2027 | 6 | 28 | 1 | 64.7235
2027 | 6 | 28 | 2 | 62.3271
2027 | 6 | 28 | 3 | 60.9452
2027 | 6 | 28 | 4 | 60.4465
2027 | 6 | 28 | 5 | 61.0514
2027 | 6 | 28 | 6 | 63.681
2027 | 6 | 28 | 7 | 67.3177
2027 | 6 | 28 | 8 | 66.8259
2027 | 6 | 28 | 9 | 61.3729
2027 | 6 | 28 | 10 | 57.1987
2027 | 6 | 28 | 11 | 57.4406
2027 | 6 | 28 | 12 | 57.8516
2027 | 6 | 28 | 13 | 59.8811
2027 | 6 | 28 | 14 | 61.2924
2027 | 6 | 28 | 15 | 63.0947
2027 | 6 | 28 | 16 | 70.5402
2027 | 6 | 28 | 17 | 83.5113
2027 | 6 | 28 | 18 | 92.4496
2027 | 6 | 28 | 19 | 93.4063
2027 | 6 | 28 | 20 | 91.2958
2027 | 6 | 28 | 21 | 87.9168
2027 | 6 | 28 | 22 | 82.1179
2027 | 6 | 28 | 23 | 74.4322
2027 | 6 | 29 | 0 | 69.9671
2027 | 6 | 29 | 1 | 64.0784
2027 | 6 | 29 | 2 | 61.6211
2027 | 6 | 29 | 3 | 60.2347
2027 | 6 | 29 | 4 | 59.6868
2027 | 6 | 29 | 5 | 60.3306
2027 | 6 | 29 | 6 | 62.4344
2027 | 6 | 29 | 7 | 65.1583
2027 | 6 | 29 | 8 | 63.3354
2027 | 6 | 29 | 9 | 58.302
2027 | 6 | 29 | 10 | 55.3095
2027 | 6 | 29 | 11 | 55.7608
2027 | 6 | 29 | 12 | 55.1112
2027 | 6 | 29 | 13 | 56.878
2027 | 6 | 29 | 14 | 58.6322
2027 | 6 | 29 | 15 | 60.063
2027 | 6 | 29 | 16 | 62.6012
2027 | 6 | 29 | 17 | 70.5181
2027 | 6 | 29 | 18 | 77.2767
2027 | 6 | 29 | 19 | 83.0246
2027 | 6 | 29 | 20 | 81.5623
2027 | 6 | 29 | 21 | 79.0392
2027 | 6 | 29 | 22 | 74.354
2027 | 6 | 29 | 23 | 67.6272
2027 | 6 | 30 | 0 | 63.9872
2027 | 6 | 30 | 1 | 55.2219
2027 | 6 | 30 | 2 | 53.4236
2027 | 6 | 30 | 3 | 52.4485
2027 | 6 | 30 | 4 | 52.1855
2027 | 6 | 30 | 5 | 53.0872
2027 | 6 | 30 | 6 | 55.009
2027 | 6 | 30 | 7 | 56.8108
2027 | 6 | 30 | 8 | 55.3872
2027 | 6 | 30 | 9 | 52.6086
2027 | 6 | 30 | 10 | 51.8582
2027 | 6 | 30 | 11 | 51.8408
2027 | 6 | 30 | 12 | 50.7031
2027 | 6 | 30 | 13 | 52.822
2027 | 6 | 30 | 14 | 54.0234
2027 | 6 | 30 | 15 | 53.2558
2027 | 6 | 30 | 16 | 50.5757
2027 | 6 | 30 | 17 | 53.0046
2027 | 6 | 30 | 18 | 61.2899
2027 | 6 | 30 | 19 | 66.2466
2027 | 6 | 30 | 20 | 66.0768
2027 | 6 | 30 | 21 | 64.5305
2027 | 6 | 30 | 22 | 60.7916
2027 | 6 | 30 | 23 | 55.3556
2027 | 7 | 1 | 0 | 53.1616
2027 | 7 | 1 | 1 | 52.399
2027 | 7 | 1 | 2 | 50.3962
2027 | 7 | 1 | 3 | 49.2234
2027 | 7 | 1 | 4 | 48.5219
2027 | 7 | 1 | 5 | 48.633
2027 | 7 | 1 | 6 | 49.2522
2027 | 7 | 1 | 7 | 50.3709
2027 | 7 | 1 | 8 | 51.1341
2027 | 7 | 1 | 9 | 52.8475
2027 | 7 | 1 | 10 | 52.3683
2027 | 7 | 1 | 11 | 55.1387
2027 | 7 | 1 | 12 | 51.7151
2027 | 7 | 1 | 13 | 53.8455
2027 | 7 | 1 | 14 | 49.8781
2027 | 7 | 1 | 15 | 47.3392
2027 | 7 | 1 | 16 | 47.8887
2027 | 7 | 1 | 17 | 54.7006
2027 | 7 | 1 | 18 | 68.3789
2027 | 7 | 1 | 19 | 70.4169
2027 | 7 | 1 | 20 | 67.7871
2027 | 7 | 1 | 21 | 67.097
2027 | 7 | 1 | 22 | 63.6218
2027 | 7 | 1 | 23 | 58.864
2027 | 7 | 2 | 0 | 53.2984
2027 | 7 | 2 | 1 | 50.5154
2027 | 7 | 2 | 2 | 48.7893
2027 | 7 | 2 | 3 | 47.7113
2027 | 7 | 2 | 4 | 47.5534
2027 | 7 | 2 | 5 | 48.5051
2027 | 7 | 2 | 6 | 50.8637
2027 | 7 | 2 | 7 | 53.3781
2027 | 7 | 2 | 8 | 52.592
2027 | 7 | 2 | 9 | 47.594
2027 | 7 | 2 | 10 | 46.782
2027 | 7 | 2 | 11 | 46.3568
2027 | 7 | 2 | 12 | 48.1611
2027 | 7 | 2 | 13 | 49.4943
2027 | 7 | 2 | 14 | 48.7912
2027 | 7 | 2 | 15 | 48.6282
2027 | 7 | 2 | 16 | 51.4508
2027 | 7 | 2 | 17 | 59.9896
2027 | 7 | 2 | 18 | 71.6725
2027 | 7 | 2 | 19 | 73.8809
2027 | 7 | 2 | 20 | 73.1616
2027 | 7 | 2 | 21 | 71.7183
2027 | 7 | 2 | 22 | 67.3604
2027 | 7 | 2 | 23 | 60.4213
2027 | 7 | 3 | 0 | 55.2611
2027 | 7 | 3 | 1 | 53.7355
2027 | 7 | 3 | 2 | 51.3261
2027 | 7 | 3 | 3 | 49.7659
2027 | 7 | 3 | 4 | 49.0844
2027 | 7 | 3 | 5 | 48.7375
2027 | 7 | 3 | 6 | 49.1887
2027 | 7 | 3 | 7 | 52.0069
2027 | 7 | 3 | 8 | 57.0197
2027 | 7 | 3 | 9 | 56.4026
2027 | 7 | 3 | 10 | 51.6424
2027 | 7 | 3 | 11 | 46.3112
2027 | 7 | 3 | 12 | 47.324
2027 | 7 | 3 | 13 | 47.5244
2027 | 7 | 3 | 14 | 48.3012
2027 | 7 | 3 | 15 | 50.4801
2027 | 7 | 3 | 16 | 55.7893
2027 | 7 | 3 | 17 | 66.3291
2027 | 7 | 3 | 18 | 78.5279
2027 | 7 | 3 | 19 | 78.549
2027 | 7 | 3 | 20 | 75.9734
2027 | 7 | 3 | 21 | 74.183
2027 | 7 | 3 | 22 | 69.5523
2027 | 7 | 3 | 23 | 63.4045
2027 | 7 | 4 | 0 | 59.9336
2027 | 7 | 4 | 1 | 53.76
2027 | 7 | 4 | 2 | 51.2419
2027 | 7 | 4 | 3 | 49.5778
2027 | 7 | 4 | 4 | 48.7634
2027 | 7 | 4 | 5 | 48.2935
2027 | 7 | 4 | 6 | 48.57
2027 | 7 | 4 | 7 | 50.1925
2027 | 7 | 4 | 8 | 56.2395
2027 | 7 | 4 | 9 | 56.9522
2027 | 7 | 4 | 10 | 51.9365
2027 | 7 | 4 | 11 | 45.7125
2027 | 7 | 4 | 12 | 46.0892
2027 | 7 | 4 | 13 | 47.1972
2027 | 7 | 4 | 14 | 47.1049
2027 | 7 | 4 | 15 | 47.4403
2027 | 7 | 4 | 16 | 52.1341
2027 | 7 | 4 | 17 | 63.2293
2027 | 7 | 4 | 18 | 70.3241
2027 | 7 | 4 | 19 | 74.2917
2027 | 7 | 4 | 20 | 71.9939
2027 | 7 | 4 | 21 | 69.8782
2027 | 7 | 4 | 22 | 64.5879
2027 | 7 | 4 | 23 | 58.3568
2027 | 7 | 5 | 0 | 54.183
2027 | 7 | 5 | 1 | 47.2505
2027 | 7 | 5 | 2 | 45.9418
2027 | 7 | 5 | 3 | 45.3546
2027 | 7 | 5 | 4 | 45.4146
2027 | 7 | 5 | 5 | 46.7528
2027 | 7 | 5 | 6 | 48.7756
2027 | 7 | 5 | 7 | 50.2446
2027 | 7 | 5 | 8 | 47.9555
2027 | 7 | 5 | 9 | 43.9958
2027 | 7 | 5 | 10 | 44.7626
2027 | 7 | 5 | 11 | 44.6821
2027 | 7 | 5 | 12 | 44.5616
2027 | 7 | 5 | 13 | 46.2212
2027 | 7 | 5 | 14 | 46.4116
2027 | 7 | 5 | 15 | 45.7825
2027 | 7 | 5 | 16 | 42.3153
2027 | 7 | 5 | 17 | 45.1196
2027 | 7 | 5 | 18 | 55.738
2027 | 7 | 5 | 19 | 62.5877
2027 | 7 | 5 | 20 | 61.8911
2027 | 7 | 5 | 21 | 60.7325
2027 | 7 | 5 | 22 | 56.4917
2027 | 7 | 5 | 23 | 51.2003
2027 | 7 | 6 | 0 | 48.9288
2027 | 7 | 6 | 1 | 45.7759
2027 | 7 | 6 | 2 | 44.5857
2027 | 7 | 6 | 3 | 44.1421
2027 | 7 | 6 | 4 | 44.3898
2027 | 7 | 6 | 5 | 45.6165
2027 | 7 | 6 | 6 | 47.261
2027 | 7 | 6 | 7 | 48.3826
2027 | 7 | 6 | 8 | 45.2786
2027 | 7 | 6 | 9 | 41.7763
2027 | 7 | 6 | 10 | 44.3736
2027 | 7 | 6 | 11 | 44.6421
2027 | 7 | 6 | 12 | 46.1668
2027 | 7 | 6 | 13 | 47.9017
2027 | 7 | 6 | 14 | 47.5333
2027 | 7 | 6 | 15 | 47.2173
2027 | 7 | 6 | 16 | 43.6631
2027 | 7 | 6 | 17 | 45.4445
2027 | 7 | 6 | 18 | 56.8961
2027 | 7 | 6 | 19 | 64.9874
2027 | 7 | 6 | 20 | 64.6966
2027 | 7 | 6 | 21 | 63.6968
2027 | 7 | 6 | 22 | 59.141
2027 | 7 | 6 | 23 | 53.1362
2027 | 7 | 7 | 0 | 49.725
2027 | 7 | 7 | 1 | 46.6426
2027 | 7 | 7 | 2 | 45.4136
2027 | 7 | 7 | 3 | 44.8105
2027 | 7 | 7 | 4 | 45.0004
2027 | 7 | 7 | 5 | 46.3268
2027 | 7 | 7 | 6 | 47.9154
2027 | 7 | 7 | 7 | 49.8347
2027 | 7 | 7 | 8 | 48.6915
2027 | 7 | 7 | 9 | 45.3399
2027 | 7 | 7 | 10 | 46.0979
2027 | 7 | 7 | 11 | 45.3439
2027 | 7 | 7 | 12 | 47.2696
2027 | 7 | 7 | 13 | 49.2939
2027 | 7 | 7 | 14 | 48.595
2027 | 7 | 7 | 15 | 47.5779
2027 | 7 | 7 | 16 | 45.3289
2027 | 7 | 7 | 17 | 51.1468
2027 | 7 | 7 | 18 | 62.1888
2027 | 7 | 7 | 19 | 70.374
2027 | 7 | 7 | 20 | 70.0328
2027 | 7 | 7 | 21 | 68.9116
2027 | 7 | 7 | 22 | 63.7273
2027 | 7 | 7 | 23 | 56.9251
2027 | 7 | 8 | 0 | 52.1841
2027 | 7 | 8 | 1 | 47.8866
2027 | 7 | 8 | 2 | 46.4235
2027 | 7 | 8 | 3 | 45.787
2027 | 7 | 8 | 4 | 45.8923
2027 | 7 | 8 | 5 | 47.2957
2027 | 7 | 8 | 6 | 49.212
2027 | 7 | 8 | 7 | 51.416
2027 | 7 | 8 | 8 | 50.437
2027 | 7 | 8 | 9 | 46.609
2027 | 7 | 8 | 10 | 45.6212
2027 | 7 | 8 | 11 | 44.0651
2027 | 7 | 8 | 12 | 46.8548
2027 | 7 | 8 | 13 | 48.2724
2027 | 7 | 8 | 14 | 47.9801
2027 | 7 | 8 | 15 | 47.4359
2027 | 7 | 8 | 16 | 47.3169
2027 | 7 | 8 | 17 | 53.1922
2027 | 7 | 8 | 18 | 65.7268
2027 | 7 | 8 | 19 | 73.1791
2027 | 7 | 8 | 20 | 72.8446
2027 | 7 | 8 | 21 | 71.6286
2027 | 7 | 8 | 22 | 66.2917
2027 | 7 | 8 | 23 | 59.2117
2027 | 7 | 9 | 0 | 53.8814
2027 | 7 | 9 | 1 | 52.7536
2027 | 7 | 9 | 2 | 50.8935
2027 | 7 | 9 | 3 | 49.9846
2027 | 7 | 9 | 4 | 49.8932
2027 | 7 | 9 | 5 | 50.9676
2027 | 7 | 9 | 6 | 52.8784
2027 | 7 | 9 | 7 | 55.7147
2027 | 7 | 9 | 8 | 54.7057
2027 | 7 | 9 | 9 | 49.8313
2027 | 7 | 9 | 10 | 46.9907
2027 | 7 | 9 | 11 | 45.2436
2027 | 7 | 9 | 12 | 48.2534
2027 | 7 | 9 | 13 | 49.9541
2027 | 7 | 9 | 14 | 49.2088
2027 | 7 | 9 | 15 | 48.8964
2027 | 7 | 9 | 16 | 51.7948
2027 | 7 | 9 | 17 | 60.9402
2027 | 7 | 9 | 18 | 70.9964
2027 | 7 | 9 | 19 | 77.8816
2027 | 7 | 9 | 20 | 76.8218
2027 | 7 | 9 | 21 | 75.4049
2027 | 7 | 9 | 22 | 70.189
2027 | 7 | 9 | 23 | 62.929
2027 | 7 | 10 | 0 | 58.1376
2027 | 7 | 10 | 1 | 54.705
2027 | 7 | 10 | 2 | 52.2135
2027 | 7 | 10 | 3 | 50.5812
2027 | 7 | 10 | 4 | 49.8381
2027 | 7 | 10 | 5 | 49.4859
2027 | 7 | 10 | 6 | 50.0718
2027 | 7 | 10 | 7 | 52.2052
2027 | 7 | 10 | 8 | 55.3811
2027 | 7 | 10 | 9 | 54.3427
2027 | 7 | 10 | 10 | 51.0734
2027 | 7 | 10 | 11 | 46.7508
2027 | 7 | 10 | 12 | 47.2407
2027 | 7 | 10 | 13 | 47.6206
2027 | 7 | 10 | 14 | 47.6636
2027 | 7 | 10 | 15 | 49.1942
2027 | 7 | 10 | 16 | 53.7756
2027 | 7 | 10 | 17 | 64.3492
2027 | 7 | 10 | 18 | 73.7722
2027 | 7 | 10 | 19 | 78.5263
2027 | 7 | 10 | 20 | 75.8854
2027 | 7 | 10 | 21 | 73.9898
2027 | 7 | 10 | 22 | 69.1623
2027 | 7 | 10 | 23 | 62.8587
2027 | 7 | 11 | 0 | 58.9562
2027 | 7 | 11 | 1 | 55.2631
2027 | 7 | 11 | 2 | 52.6564
2027 | 7 | 11 | 3 | 50.9633
2027 | 7 | 11 | 4 | 50.2235
2027 | 7 | 11 | 5 | 49.7493
2027 | 7 | 11 | 6 | 49.4428
2027 | 7 | 11 | 7 | 50.4085
2027 | 7 | 11 | 8 | 51.6878
2027 | 7 | 11 | 9 | 49.0631
2027 | 7 | 11 | 10 | 45.3826
2027 | 7 | 11 | 11 | 43.142
2027 | 7 | 11 | 12 | 44.8671
2027 | 7 | 11 | 13 | 46.3305
2027 | 7 | 11 | 14 | 47.8024
2027 | 7 | 11 | 15 | 49.2338
2027 | 7 | 11 | 16 | 52.886
2027 | 7 | 11 | 17 | 65.8998
2027 | 7 | 11 | 18 | 78.2083
2027 | 7 | 11 | 19 | 82.714
2027 | 7 | 11 | 20 | 80.1717
2027 | 7 | 11 | 21 | 77.5976
2027 | 7 | 11 | 22 | 71.4578
2027 | 7 | 11 | 23 | 64.1596
2027 | 7 | 12 | 0 | 59.6493
2027 | 7 | 12 | 1 | 59.2456
2027 | 7 | 12 | 2 | 57.1816
2027 | 7 | 12 | 3 | 56.0658
2027 | 7 | 12 | 4 | 55.8043
2027 | 7 | 12 | 5 | 56.7151
2027 | 7 | 12 | 6 | 58.9751
2027 | 7 | 12 | 7 | 62.8194
2027 | 7 | 12 | 8 | 62.9211
2027 | 7 | 12 | 9 | 57.6147
2027 | 7 | 12 | 10 | 54.0297
2027 | 7 | 12 | 11 | 52.4556
2027 | 7 | 12 | 12 | 54.8191
2027 | 7 | 12 | 13 | 56.504
2027 | 7 | 12 | 14 | 56.8531
2027 | 7 | 12 | 15 | 58.35
2027 | 7 | 12 | 16 | 62.9815
2027 | 7 | 12 | 17 | 74.8738
2027 | 7 | 12 | 18 | 86.5074
2027 | 7 | 12 | 19 | 89.141
2027 | 7 | 12 | 20 | 86.5641
2027 | 7 | 12 | 21 | 83.8064
2027 | 7 | 12 | 22 | 77.639
2027 | 7 | 12 | 23 | 70.0471
2027 | 7 | 13 | 0 | 66.4638
2027 | 7 | 13 | 1 | 59.7807
2027 | 7 | 13 | 2 | 57.4946
2027 | 7 | 13 | 3 | 56.2401
2027 | 7 | 13 | 4 | 55.8274
2027 | 7 | 13 | 5 | 56.8189
2027 | 7 | 13 | 6 | 59.3614
2027 | 7 | 13 | 7 | 63.6717
2027 | 7 | 13 | 8 | 67.6407
2027 | 7 | 13 | 9 | 65.078
2027 | 7 | 13 | 10 | 58.6654
2027 | 7 | 13 | 11 | 53.6189
2027 | 7 | 13 | 12 | 54.9097
2027 | 7 | 13 | 13 | 55.8534
2027 | 7 | 13 | 14 | 55.8192
2027 | 7 | 13 | 15 | 57.1718
2027 | 7 | 13 | 16 | 63.699
2027 | 7 | 13 | 17 | 73.0349
2027 | 7 | 13 | 18 | 81.1707
2027 | 7 | 13 | 19 | 81.4432
2027 | 7 | 13 | 20 | 79.7658
2027 | 7 | 13 | 21 | 77.7299
2027 | 7 | 13 | 22 | 72.4711
2027 | 7 | 13 | 23 | 65.645
2027 | 7 | 14 | 0 | 59.6765
2027 | 7 | 14 | 1 | 55.1283
2027 | 7 | 14 | 2 | 53.2341
2027 | 7 | 14 | 3 | 52.2406
2027 | 7 | 14 | 4 | 52.0758
2027 | 7 | 14 | 5 | 53.0266
2027 | 7 | 14 | 6 | 54.9344
2027 | 7 | 14 | 7 | 57.2487
2027 | 7 | 14 | 8 | 58.2038
2027 | 7 | 14 | 9 | 55.4123
2027 | 7 | 14 | 10 | 52.9037
2027 | 7 | 14 | 11 | 50.6668
2027 | 7 | 14 | 12 | 50.5841
2027 | 7 | 14 | 13 | 52.7527
2027 | 7 | 14 | 14 | 52.9643
2027 | 7 | 14 | 15 | 52.8712
2027 | 7 | 14 | 16 | 54.0639
2027 | 7 | 14 | 17 | 62.2786
2027 | 7 | 14 | 18 | 68.691
2027 | 7 | 14 | 19 | 74.6619
2027 | 7 | 14 | 20 | 73.3186
2027 | 7 | 14 | 21 | 71.6008
2027 | 7 | 14 | 22 | 66.4351
2027 | 7 | 14 | 23 | 60.0445
2027 | 7 | 15 | 0 | 55.6177
2027 | 7 | 15 | 1 | 54.0108
2027 | 7 | 15 | 2 | 52.2429
2027 | 7 | 15 | 3 | 51.2859
2027 | 7 | 15 | 4 | 51.1834
2027 | 7 | 15 | 5 | 52.3551
2027 | 7 | 15 | 6 | 54.316
2027 | 7 | 15 | 7 | 56.3846
2027 | 7 | 15 | 8 | 54.2226
2027 | 7 | 15 | 9 | 50.4025
2027 | 7 | 15 | 10 | 50.6946
2027 | 7 | 15 | 11 | 50.1041
2027 | 7 | 15 | 12 | 50.9623
2027 | 7 | 15 | 13 | 52.9867
2027 | 7 | 15 | 14 | 53.4151
2027 | 7 | 15 | 15 | 53.6708
2027 | 7 | 15 | 16 | 53.1886
2027 | 7 | 15 | 17 | 60.8835
2027 | 7 | 15 | 18 | 72.4836
2027 | 7 | 15 | 19 | 79.5845
2027 | 7 | 15 | 20 | 78.2912
2027 | 7 | 15 | 21 | 76.5422
2027 | 7 | 15 | 22 | 71.0595
2027 | 7 | 15 | 23 | 63.7652
2027 | 7 | 16 | 0 | 57.315
2027 | 7 | 16 | 1 | 56.0636
2027 | 7 | 16 | 2 | 54.068
2027 | 7 | 16 | 3 | 52.9362
2027 | 7 | 16 | 4 | 52.7611
2027 | 7 | 16 | 5 | 53.7807
2027 | 7 | 16 | 6 | 55.9236
2027 | 7 | 16 | 7 | 59.8708
2027 | 7 | 16 | 8 | 61.4497
2027 | 7 | 16 | 9 | 57.9105
2027 | 7 | 16 | 10 | 53.2665
2027 | 7 | 16 | 11 | 50.0477
2027 | 7 | 16 | 12 | 55.3148
2027 | 7 | 16 | 13 | 56.5257
2027 | 7 | 16 | 14 | 55.7801
2027 | 7 | 16 | 15 | 56.092
2027 | 7 | 16 | 16 | 61.9418
2027 | 7 | 16 | 17 | 71.0929
2027 | 7 | 16 | 18 | 79.6836
2027 | 7 | 16 | 19 | 79.5935
2027 | 7 | 16 | 20 | 78.083
2027 | 7 | 16 | 21 | 76.5018
2027 | 7 | 16 | 22 | 71.6555
2027 | 7 | 16 | 23 | 64.7778
2027 | 7 | 17 | 0 | 60.9229
2027 | 7 | 17 | 1 | 57.4853
2027 | 7 | 17 | 2 | 54.9368
2027 | 7 | 17 | 3 | 53.2407
2027 | 7 | 17 | 4 | 52.3784
2027 | 7 | 17 | 5 | 52.153
2027 | 7 | 17 | 6 | 53.3675
2027 | 7 | 17 | 7 | 56.574
2027 | 7 | 17 | 8 | 61.1664
2027 | 7 | 17 | 9 | 61.1759
2027 | 7 | 17 | 10 | 56.5579
2027 | 7 | 17 | 11 | 51.1338
2027 | 7 | 17 | 12 | 51.9672
2027 | 7 | 17 | 13 | 52.2026
2027 | 7 | 17 | 14 | 52.9704
2027 | 7 | 17 | 15 | 55.5775
2027 | 7 | 17 | 16 | 63.0168
2027 | 7 | 17 | 17 | 74.4753
2027 | 7 | 17 | 18 | 85.787
2027 | 7 | 17 | 19 | 84.5923
2027 | 7 | 17 | 20 | 81.5393
2027 | 7 | 17 | 21 | 79.327
2027 | 7 | 17 | 22 | 74.1898
2027 | 7 | 17 | 23 | 67.639
2027 | 7 | 18 | 0 | 61.5573
2027 | 7 | 18 | 1 | 53.7113
2027 | 7 | 18 | 2 | 51.2287
2027 | 7 | 18 | 3 | 49.5735
2027 | 7 | 18 | 4 | 48.7139
2027 | 7 | 18 | 5 | 48.4469
2027 | 7 | 18 | 6 | 48.8676
2027 | 7 | 18 | 7 | 49.6609
2027 | 7 | 18 | 8 | 52.6834
2027 | 7 | 18 | 9 | 52.1976
2027 | 7 | 18 | 10 | 48.2689
2027 | 7 | 18 | 11 | 43.7982
2027 | 7 | 18 | 12 | 45.2323
2027 | 7 | 18 | 13 | 46.144
2027 | 7 | 18 | 14 | 45.2415
2027 | 7 | 18 | 15 | 43.8511
2027 | 7 | 18 | 16 | 44.4082
2027 | 7 | 18 | 17 | 52.5603
2027 | 7 | 18 | 18 | 62.192
2027 | 7 | 18 | 19 | 68.322
2027 | 7 | 18 | 20 | 66.4616
2027 | 7 | 18 | 21 | 64.2909
2027 | 7 | 18 | 22 | 59.1637
2027 | 7 | 18 | 23 | 53.4734
2027 | 7 | 19 | 0 | 48.9685
2027 | 7 | 19 | 1 | 45.4239
2027 | 7 | 19 | 2 | 44.3439
2027 | 7 | 19 | 3 | 43.901
2027 | 7 | 19 | 4 | 44.1724
2027 | 7 | 19 | 5 | 45.5356
2027 | 7 | 19 | 6 | 47.1583
2027 | 7 | 19 | 7 | 49.0615
2027 | 7 | 19 | 8 | 49.3028
2027 | 7 | 19 | 9 | 47.174
2027 | 7 | 19 | 10 | 47.3063
2027 | 7 | 19 | 11 | 46.5073
2027 | 7 | 19 | 12 | 46.9323
2027 | 7 | 19 | 13 | 48.8687
2027 | 7 | 19 | 14 | 49.0734
2027 | 7 | 19 | 15 | 48.5685
2027 | 7 | 19 | 16 | 46.8581
2027 | 7 | 19 | 17 | 50.5976
2027 | 7 | 19 | 18 | 62.7071
2027 | 7 | 19 | 19 | 65.6205
2027 | 7 | 19 | 20 | 64.7636
2027 | 7 | 19 | 21 | 62.9798
2027 | 7 | 19 | 22 | 58.046
2027 | 7 | 19 | 23 | 52.3929
2027 | 7 | 20 | 0 | 50.0753
2027 | 7 | 20 | 1 | 46.4559
2027 | 7 | 20 | 2 | 45.3053
2027 | 7 | 20 | 3 | 44.7696
2027 | 7 | 20 | 4 | 45.0074
2027 | 7 | 20 | 5 | 46.4709
2027 | 7 | 20 | 6 | 48.5823
2027 | 7 | 20 | 7 | 51.1941
2027 | 7 | 20 | 8 | 51.6366
2027 | 7 | 20 | 9 | 49.7982
2027 | 7 | 20 | 10 | 50.0393
2027 | 7 | 20 | 11 | 48.2727
2027 | 7 | 20 | 12 | 51.2445
2027 | 7 | 20 | 13 | 52.1408
2027 | 7 | 20 | 14 | 51.6881
2027 | 7 | 20 | 15 | 51.5077
2027 | 7 | 20 | 16 | 50.9608
2027 | 7 | 20 | 17 | 53.2488
2027 | 7 | 20 | 18 | 64.1039
2027 | 7 | 20 | 19 | 66.9508
2027 | 7 | 20 | 20 | 66.6165
2027 | 7 | 20 | 21 | 65.4574
2027 | 7 | 20 | 22 | 60.9258
2027 | 7 | 20 | 23 | 55.0185
2027 | 7 | 21 | 0 | 51.1333
2027 | 7 | 21 | 1 | 49.0615
2027 | 7 | 21 | 2 | 47.7309
2027 | 7 | 21 | 3 | 47.0893
2027 | 7 | 21 | 4 | 47.199
2027 | 7 | 21 | 5 | 48.6387
2027 | 7 | 21 | 6 | 51.2015
2027 | 7 | 21 | 7 | 54.7209
2027 | 7 | 21 | 8 | 58.8098
2027 | 7 | 21 | 9 | 58.1229
2027 | 7 | 21 | 10 | 55.7138
2027 | 7 | 21 | 11 | 51.7245
2027 | 7 | 21 | 12 | 53.8578
2027 | 7 | 21 | 13 | 54.9966
2027 | 7 | 21 | 14 | 54.3001
2027 | 7 | 21 | 15 | 53.8365
2027 | 7 | 21 | 16 | 58.7179
2027 | 7 | 21 | 17 | 66.6024
2027 | 7 | 21 | 18 | 75.0007
2027 | 7 | 21 | 19 | 75.5017
2027 | 7 | 21 | 20 | 74.5013
2027 | 7 | 21 | 21 | 72.3746
2027 | 7 | 21 | 22 | 66.4598
2027 | 7 | 21 | 23 | 59.5519
2027 | 7 | 22 | 0 | 54.6355
2027 | 7 | 22 | 1 | 53.1818
2027 | 7 | 22 | 2 | 51.4025
2027 | 7 | 22 | 3 | 50.5154
2027 | 7 | 22 | 4 | 50.4305
2027 | 7 | 22 | 5 | 51.8928
2027 | 7 | 22 | 6 | 54.4009
2027 | 7 | 22 | 7 | 57.5122
2027 | 7 | 22 | 8 | 57.1171
2027 | 7 | 22 | 9 | 52.902
2027 | 7 | 22 | 10 | 49.9836
2027 | 7 | 22 | 11 | 48.1122
2027 | 7 | 22 | 12 | 52.5499
2027 | 7 | 22 | 13 | 53.4912
2027 | 7 | 22 | 14 | 53.8492
2027 | 7 | 22 | 15 | 53.9887
2027 | 7 | 22 | 16 | 58.6273
2027 | 7 | 22 | 17 | 67.7712
2027 | 7 | 22 | 18 | 77.9073
2027 | 7 | 22 | 19 | 80.332
2027 | 7 | 22 | 20 | 79.342
2027 | 7 | 22 | 21 | 77.4172
2027 | 7 | 22 | 22 | 71.6615
2027 | 7 | 22 | 23 | 64.4779
2027 | 7 | 23 | 0 | 58.467
2027 | 7 | 23 | 1 | 58.6414
2027 | 7 | 23 | 2 | 56.4748
2027 | 7 | 23 | 3 | 55.3543
2027 | 7 | 23 | 4 | 55.0016
2027 | 7 | 23 | 5 | 56.1333
2027 | 7 | 23 | 6 | 59.1944
2027 | 7 | 23 | 7 | 63.3565
2027 | 7 | 23 | 8 | 65.9563
2027 | 7 | 23 | 9 | 63.3837
2027 | 7 | 23 | 10 | 58.8482
2027 | 7 | 23 | 11 | 54.6071
2027 | 7 | 23 | 12 | 54.4411
2027 | 7 | 23 | 13 | 55.3679
2027 | 7 | 23 | 14 | 55.4613
2027 | 7 | 23 | 15 | 55.7608
2027 | 7 | 23 | 16 | 61.7629
2027 | 7 | 23 | 17 | 71.7477
2027 | 7 | 23 | 18 | 80.4506
2027 | 7 | 23 | 19 | 84.8262
2027 | 7 | 23 | 20 | 82.7664
2027 | 7 | 23 | 21 | 80.3192
2027 | 7 | 23 | 22 | 74.4908
2027 | 7 | 23 | 23 | 67.1161
2027 | 7 | 24 | 0 | 61.3602
2027 | 7 | 24 | 1 | 60.0684
2027 | 7 | 24 | 2 | 57.3402
2027 | 7 | 24 | 3 | 55.4782
2027 | 7 | 24 | 4 | 54.5582
2027 | 7 | 24 | 5 | 54.3926
2027 | 7 | 24 | 6 | 55.0691
2027 | 7 | 24 | 7 | 57.3828
2027 | 7 | 24 | 8 | 58.9733
2027 | 7 | 24 | 9 | 57.5442
2027 | 7 | 24 | 10 | 54.217
2027 | 7 | 24 | 11 | 51.535
2027 | 7 | 24 | 12 | 52.8754
2027 | 7 | 24 | 13 | 53.4062
2027 | 7 | 24 | 14 | 54.5288
2027 | 7 | 24 | 15 | 56.4415
2027 | 7 | 24 | 16 | 63.4113
2027 | 7 | 24 | 17 | 76.374
2027 | 7 | 24 | 18 | 86.9705
2027 | 7 | 24 | 19 | 83.5568
2027 | 7 | 24 | 20 | 80.1833
2027 | 7 | 24 | 21 | 77.4742
2027 | 7 | 24 | 22 | 72.3059
2027 | 7 | 24 | 23 | 66.1675
2027 | 7 | 25 | 0 | 63.4449
2027 | 7 | 25 | 1 | 59.1982
2027 | 7 | 25 | 2 | 56.4803
2027 | 7 | 25 | 3 | 54.6859
2027 | 7 | 25 | 4 | 53.7733
2027 | 7 | 25 | 5 | 53.5823
2027 | 7 | 25 | 6 | 54.5009
2027 | 7 | 25 | 7 | 56.343
2027 | 7 | 25 | 8 | 58.191
2027 | 7 | 25 | 9 | 56.8564
2027 | 7 | 25 | 10 | 52.9338
2027 | 7 | 25 | 11 | 49.8875
2027 | 7 | 25 | 12 | 49.6845
2027 | 7 | 25 | 13 | 50.7528
2027 | 7 | 25 | 14 | 52.4066
2027 | 7 | 25 | 15 | 53.5877
2027 | 7 | 25 | 16 | 58.063
2027 | 7 | 25 | 17 | 70.4421
2027 | 7 | 25 | 18 | 80.7168
2027 | 7 | 25 | 19 | 85.7061
2027 | 7 | 25 | 20 | 82.915
2027 | 7 | 25 | 21 | 79.7496
2027 | 7 | 25 | 22 | 73.2577
2027 | 7 | 25 | 23 | 66.0187
2027 | 7 | 26 | 0 | 60.3701
2027 | 7 | 26 | 1 | 58.748
2027 | 7 | 26 | 2 | 56.7934
2027 | 7 | 26 | 3 | 55.6893
2027 | 7 | 26 | 4 | 55.493
2027 | 7 | 26 | 5 | 56.5791
2027 | 7 | 26 | 6 | 58.8994
2027 | 7 | 26 | 7 | 63.2843
2027 | 7 | 26 | 8 | 66.0415
2027 | 7 | 26 | 9 | 62.4618
2027 | 7 | 26 | 10 | 57.8678
2027 | 7 | 26 | 11 | 55.2026
2027 | 7 | 26 | 12 | 54.3561
2027 | 7 | 26 | 13 | 56.32
2027 | 7 | 26 | 14 | 57.3083
2027 | 7 | 26 | 15 | 58.5796
2027 | 7 | 26 | 16 | 63.3146
2027 | 7 | 26 | 17 | 76.0831
2027 | 7 | 26 | 18 | 85.2503
2027 | 7 | 26 | 19 | 89.9965
2027 | 7 | 26 | 20 | 87.4461
2027 | 7 | 26 | 21 | 84.0951
2027 | 7 | 26 | 22 | 77.5275
2027 | 7 | 26 | 23 | 69.9502
2027 | 7 | 27 | 0 | 64.9632
2027 | 7 | 27 | 1 | 63.9169
2027 | 7 | 27 | 2 | 61.5503
2027 | 7 | 27 | 3 | 60.2116
2027 | 7 | 27 | 4 | 59.7792
2027 | 7 | 27 | 5 | 60.7514
2027 | 7 | 27 | 6 | 63.5376
2027 | 7 | 27 | 7 | 67.7622
2027 | 7 | 27 | 8 | 67.1348
2027 | 7 | 27 | 9 | 60.9765
2027 | 7 | 27 | 10 | 56.5894
2027 | 7 | 27 | 11 | 55.0547
2027 | 7 | 27 | 12 | 56.6571
2027 | 7 | 27 | 13 | 58.2562
2027 | 7 | 27 | 14 | 59.4668
2027 | 7 | 27 | 15 | 61.5235
2027 | 7 | 27 | 16 | 67.7795
2027 | 7 | 27 | 17 | 81.7347
2027 | 7 | 27 | 18 | 93.8803
2027 | 7 | 27 | 19 | 93.261
2027 | 7 | 27 | 20 | 90.6195
2027 | 7 | 27 | 21 | 87.2614
2027 | 7 | 27 | 22 | 80.9054
2027 | 7 | 27 | 23 | 73.2981
2027 | 7 | 28 | 0 | 67.2671
2027 | 7 | 28 | 1 | 63.0962
2027 | 7 | 28 | 2 | 60.6974
2027 | 7 | 28 | 3 | 59.3027
2027 | 7 | 28 | 4 | 58.7834
2027 | 7 | 28 | 5 | 59.8463
2027 | 7 | 28 | 6 | 62.7045
2027 | 7 | 28 | 7 | 66.9993
2027 | 7 | 28 | 8 | 69.2795
2027 | 7 | 28 | 9 | 65.2588
2027 | 7 | 28 | 10 | 59.5794
2027 | 7 | 28 | 11 | 55.8039
2027 | 7 | 28 | 12 | 53.8468
2027 | 7 | 28 | 13 | 55.5565
2027 | 7 | 28 | 14 | 56.8602
2027 | 7 | 28 | 15 | 57.4213
2027 | 7 | 28 | 16 | 61.211
2027 | 7 | 28 | 17 | 73.428
2027 | 7 | 28 | 18 | 82.7552
2027 | 7 | 28 | 19 | 88.6546
2027 | 7 | 28 | 20 | 86.4114
2027 | 7 | 28 | 21 | 83.2522
2027 | 7 | 28 | 22 | 76.8477
2027 | 7 | 28 | 23 | 69.4021
2027 | 7 | 29 | 0 | 62.5209
2027 | 7 | 29 | 1 | 58.5123
2027 | 7 | 29 | 2 | 56.3855
2027 | 7 | 29 | 3 | 55.2627
2027 | 7 | 29 | 4 | 54.9886
2027 | 7 | 29 | 5 | 56.1358
2027 | 7 | 29 | 6 | 58.1586
2027 | 7 | 29 | 7 | 60.7002
2027 | 7 | 29 | 8 | 58.0484
2027 | 7 | 29 | 9 | 52.3636
2027 | 7 | 29 | 10 | 50.2904
2027 | 7 | 29 | 11 | 49.7524
2027 | 7 | 29 | 12 | 49.6244
2027 | 7 | 29 | 13 | 51.7834
2027 | 7 | 29 | 14 | 53.4678
2027 | 7 | 29 | 15 | 53.8739
2027 | 7 | 29 | 16 | 54.4325
2027 | 7 | 29 | 17 | 63.9342
2027 | 7 | 29 | 18 | 76.3797
2027 | 7 | 29 | 19 | 82.5707
2027 | 7 | 29 | 20 | 80.9445
2027 | 7 | 29 | 21 | 78.1867
2027 | 7 | 29 | 22 | 72.2819
2027 | 7 | 29 | 23 | 65.2346
2027 | 7 | 30 | 0 | 59.7806
2027 | 7 | 30 | 1 | 57.9112
2027 | 7 | 30 | 2 | 55.8939
2027 | 7 | 30 | 3 | 54.7006
2027 | 7 | 30 | 4 | 54.5029
2027 | 7 | 30 | 5 | 55.5485
2027 | 7 | 30 | 6 | 57.5291
2027 | 7 | 30 | 7 | 61.3888
2027 | 7 | 30 | 8 | 61.8685
2027 | 7 | 30 | 9 | 57.2362
2027 | 7 | 30 | 10 | 53.2015
2027 | 7 | 30 | 11 | 51.1612
2027 | 7 | 30 | 12 | 54.9774
2027 | 7 | 30 | 13 | 56.546
2027 | 7 | 30 | 14 | 56.3933
2027 | 7 | 30 | 15 | 56.682
2027 | 7 | 30 | 16 | 62.3293
2027 | 7 | 30 | 17 | 72.4059
2027 | 7 | 30 | 18 | 81.9644
2027 | 7 | 30 | 19 | 84.3952
2027 | 7 | 30 | 20 | 82.6675
2027 | 7 | 30 | 21 | 80.0427
2027 | 7 | 30 | 22 | 74.4861
2027 | 7 | 30 | 23 | 67.2685
2027 | 7 | 31 | 0 | 61.3716
2027 | 7 | 31 | 1 | 55.6932
2027 | 7 | 31 | 2 | 53.3625
2027 | 7 | 31 | 3 | 51.8169
2027 | 7 | 31 | 4 | 51.1274
2027 | 7 | 31 | 5 | 51.2165
2027 | 7 | 31 | 6 | 51.6856
2027 | 7 | 31 | 7 | 53.9534
2027 | 7 | 31 | 8 | 54.8497
2027 | 7 | 31 | 9 | 51.2303
2027 | 7 | 31 | 10 | 47.2358
2027 | 7 | 31 | 11 | 45.2831
2027 | 7 | 31 | 12 | 45.1286
2027 | 7 | 31 | 13 | 45.7503
2027 | 7 | 31 | 14 | 45.8481
2027 | 7 | 31 | 15 | 47.6713
2027 | 7 | 31 | 16 | 48.9797
2027 | 7 | 31 | 17 | 58.2443
2027 | 7 | 31 | 18 | 68.0177
2027 | 7 | 31 | 19 | 72.8486
2027 | 7 | 31 | 20 | 70.4044
2027 | 7 | 31 | 21 | 67.8919
2027 | 7 | 31 | 22 | 63.451
2027 | 7 | 31 | 23 | 58.3665
2027 | 8 | 1 | 0 | 57.3907
2027 | 8 | 1 | 1 | 48.593
2027 | 8 | 1 | 2 | 46.5377
2027 | 8 | 1 | 3 | 45.3353
2027 | 8 | 1 | 4 | 44.9032
2027 | 8 | 1 | 5 | 44.7071
2027 | 8 | 1 | 6 | 42.4942
2027 | 8 | 1 | 7 | 42.5971
2027 | 8 | 1 | 8 | 42.7276
2027 | 8 | 1 | 9 | 39.1289
2027 | 8 | 1 | 10 | 36.4476
2027 | 8 | 1 | 11 | 35.0015
2027 | 8 | 1 | 12 | 39.2937
2027 | 8 | 1 | 13 | 40.4483
2027 | 8 | 1 | 14 | 40.3676
2027 | 8 | 1 | 15 | 39.8613
2027 | 8 | 1 | 16 | 39.7386
2027 | 8 | 1 | 17 | 47.7223
2027 | 8 | 1 | 18 | 55.5703
2027 | 8 | 1 | 19 | 60.0444
2027 | 8 | 1 | 20 | 60.1735
2027 | 8 | 1 | 21 | 58.5279
2027 | 8 | 1 | 22 | 53.5502
2027 | 8 | 1 | 23 | 48.6865
2027 | 8 | 2 | 0 | 46.7801
2027 | 8 | 2 | 1 | 43.9901
2027 | 8 | 2 | 2 | 42.4349
2027 | 8 | 2 | 3 | 41.5934
2027 | 8 | 2 | 4 | 41.6218
2027 | 8 | 2 | 5 | 42.0195
2027 | 8 | 2 | 6 | 42.1054
2027 | 8 | 2 | 7 | 42.2276
2027 | 8 | 2 | 8 | 41.8888
2027 | 8 | 2 | 9 | 41.9146
2027 | 8 | 2 | 10 | 44.6055
2027 | 8 | 2 | 11 | 46.9887
2027 | 8 | 2 | 12 | 39.5205
2027 | 8 | 2 | 13 | 41.58
2027 | 8 | 2 | 14 | 44.0993
2027 | 8 | 2 | 15 | 44.2944
2027 | 8 | 2 | 16 | 42.6386
2027 | 8 | 2 | 17 | 46.2735
2027 | 8 | 2 | 18 | 56.0438
2027 | 8 | 2 | 19 | 61.6813
2027 | 8 | 2 | 20 | 61.668
2027 | 8 | 2 | 21 | 59.5345
2027 | 8 | 2 | 22 | 53.8181
2027 | 8 | 2 | 23 | 48.5166
2027 | 8 | 3 | 0 | 47.2228
2027 | 8 | 3 | 1 | 43.5907
2027 | 8 | 3 | 2 | 42.5261
2027 | 8 | 3 | 3 | 42.2849
2027 | 8 | 3 | 4 | 42.5389
2027 | 8 | 3 | 5 | 44.0411
2027 | 8 | 3 | 6 | 45.7474
2027 | 8 | 3 | 7 | 47.6494
2027 | 8 | 3 | 8 | 45.5175
2027 | 8 | 3 | 9 | 43.5017
2027 | 8 | 3 | 10 | 46.3862
2027 | 8 | 3 | 11 | 46.1506
2027 | 8 | 3 | 12 | 47.3291
2027 | 8 | 3 | 13 | 48.7472
2027 | 8 | 3 | 14 | 48.2491
2027 | 8 | 3 | 15 | 47.7772
2027 | 8 | 3 | 16 | 45.1487
2027 | 8 | 3 | 17 | 48.8269
2027 | 8 | 3 | 18 | 61.3992
2027 | 8 | 3 | 19 | 66.1714
2027 | 8 | 3 | 20 | 65.9025
2027 | 8 | 3 | 21 | 63.9554
2027 | 8 | 3 | 22 | 58.3433
2027 | 8 | 3 | 23 | 52.2525
2027 | 8 | 4 | 0 | 48.2998
2027 | 8 | 4 | 1 | 45.9799
2027 | 8 | 4 | 2 | 44.7116
2027 | 8 | 4 | 3 | 44.3944
2027 | 8 | 4 | 4 | 44.6127
2027 | 8 | 4 | 5 | 45.9964
2027 | 8 | 4 | 6 | 47.5903
2027 | 8 | 4 | 7 | 49.3726
2027 | 8 | 4 | 8 | 46.6277
2027 | 8 | 4 | 9 | 43.2705
2027 | 8 | 4 | 10 | 44.9384
2027 | 8 | 4 | 11 | 45.1115
2027 | 8 | 4 | 12 | 47.9489
2027 | 8 | 4 | 13 | 49.9279
2027 | 8 | 4 | 14 | 49.5441
2027 | 8 | 4 | 15 | 48.5117
2027 | 8 | 4 | 16 | 47.5412
2027 | 8 | 4 | 17 | 53.8386
2027 | 8 | 4 | 18 | 65.1259
2027 | 8 | 4 | 19 | 69.8837
2027 | 8 | 4 | 20 | 69.6741
2027 | 8 | 4 | 21 | 67.573
2027 | 8 | 4 | 22 | 61.5174
2027 | 8 | 4 | 23 | 55.0988
2027 | 8 | 5 | 0 | 51.6135
2027 | 8 | 5 | 1 | 49.5643
2027 | 8 | 5 | 2 | 47.9635
2027 | 8 | 5 | 3 | 47.4017
2027 | 8 | 5 | 4 | 47.4687
2027 | 8 | 5 | 5 | 48.8108
2027 | 8 | 5 | 6 | 50.9125
2027 | 8 | 5 | 7 | 53.5152
2027 | 8 | 5 | 8 | 51.9507
2027 | 8 | 5 | 9 | 48.6602
2027 | 8 | 5 | 10 | 48.2757
2027 | 8 | 5 | 11 | 47.2075
2027 | 8 | 5 | 12 | 49.3606
2027 | 8 | 5 | 13 | 51.105
2027 | 8 | 5 | 14 | 51.2232
2027 | 8 | 5 | 15 | 51.05
2027 | 8 | 5 | 16 | 51.9346
2027 | 8 | 5 | 17 | 60.3314
2027 | 8 | 5 | 18 | 72.6536
2027 | 8 | 5 | 19 | 77.5642
2027 | 8 | 5 | 20 | 76.8784
2027 | 8 | 5 | 21 | 74.4207
2027 | 8 | 5 | 22 | 68.0272
2027 | 8 | 5 | 23 | 60.9149
2027 | 8 | 6 | 0 | 55.9641
2027 | 8 | 6 | 1 | 55.2508
2027 | 8 | 6 | 2 | 53.2122
2027 | 8 | 6 | 3 | 52.3241
2027 | 8 | 6 | 4 | 52.1392
2027 | 8 | 6 | 5 | 53.1885
2027 | 8 | 6 | 6 | 55.5688
2027 | 8 | 6 | 7 | 58.8282
2027 | 8 | 6 | 8 | 57.3059
2027 | 8 | 6 | 9 | 53.2278
2027 | 8 | 6 | 10 | 51.4195
2027 | 8 | 6 | 11 | 50.0666
2027 | 8 | 6 | 12 | 53.1788
2027 | 8 | 6 | 13 | 54.7096
2027 | 8 | 6 | 14 | 54.1868
2027 | 8 | 6 | 15 | 54.3161
2027 | 8 | 6 | 16 | 59.7574
2027 | 8 | 6 | 17 | 70.6492
2027 | 8 | 6 | 18 | 79.2406
2027 | 8 | 6 | 19 | 80.9722
2027 | 8 | 6 | 20 | 79.5801
2027 | 8 | 6 | 21 | 77.0006
2027 | 8 | 6 | 22 | 71.0536
2027 | 8 | 6 | 23 | 64.121
2027 | 8 | 7 | 0 | 60.0791
2027 | 8 | 7 | 1 | 57.5856
2027 | 8 | 7 | 2 | 54.9119
2027 | 8 | 7 | 3 | 53.284
2027 | 8 | 7 | 4 | 52.4495
2027 | 8 | 7 | 5 | 52.0896
2027 | 8 | 7 | 6 | 52.3509
2027 | 8 | 7 | 7 | 54.8696
2027 | 8 | 7 | 8 | 56.9041
2027 | 8 | 7 | 9 | 56.1809
2027 | 8 | 7 | 10 | 53.3476
2027 | 8 | 7 | 11 | 50.2839
2027 | 8 | 7 | 12 | 51.0349
2027 | 8 | 7 | 13 | 51.9334
2027 | 8 | 7 | 14 | 53.0272
2027 | 8 | 7 | 15 | 54.99
2027 | 8 | 7 | 16 | 60.8992
2027 | 8 | 7 | 17 | 74.5028
2027 | 8 | 7 | 18 | 84.3933
2027 | 8 | 7 | 19 | 85.6764
2027 | 8 | 7 | 20 | 82.6244
2027 | 8 | 7 | 21 | 79.4239
2027 | 8 | 7 | 22 | 73.4116
2027 | 8 | 7 | 23 | 66.8669
2027 | 8 | 8 | 0 | 62.5122
2027 | 8 | 8 | 1 | 59.1426
2027 | 8 | 8 | 2 | 56.3426
2027 | 8 | 8 | 3 | 54.6514
2027 | 8 | 8 | 4 | 53.7272
2027 | 8 | 8 | 5 | 53.2935
2027 | 8 | 8 | 6 | 53.5898
2027 | 8 | 8 | 7 | 55.6234
2027 | 8 | 8 | 8 | 57.2975
2027 | 8 | 8 | 9 | 56.386
2027 | 8 | 8 | 10 | 53.0008
2027 | 8 | 8 | 11 | 50.1906
2027 | 8 | 8 | 12 | 52.7158
2027 | 8 | 8 | 13 | 54.019
2027 | 8 | 8 | 14 | 55.9479
2027 | 8 | 8 | 15 | 57.9867
2027 | 8 | 8 | 16 | 65.3139
2027 | 8 | 8 | 17 | 79.3701
2027 | 8 | 8 | 18 | 90.6927
2027 | 8 | 8 | 19 | 88.1646
2027 | 8 | 8 | 20 | 85.0148
2027 | 8 | 8 | 21 | 81.032
2027 | 8 | 8 | 22 | 73.9448
2027 | 8 | 8 | 23 | 66.8473
2027 | 8 | 9 | 0 | 62.6708
2027 | 8 | 9 | 1 | 58.7521
2027 | 8 | 9 | 2 | 56.7032
2027 | 8 | 9 | 3 | 55.6859
2027 | 8 | 9 | 4 | 55.3929
2027 | 8 | 9 | 5 | 56.4006
2027 | 8 | 9 | 6 | 59.3947
2027 | 8 | 9 | 7 | 63.8911
2027 | 8 | 9 | 8 | 66.8845
2027 | 8 | 9 | 9 | 64.6038
2027 | 8 | 9 | 10 | 60.8889
2027 | 8 | 9 | 11 | 57.6678
2027 | 8 | 9 | 12 | 57.8363
2027 | 8 | 9 | 13 | 59.1793
2027 | 8 | 9 | 14 | 59.4306
2027 | 8 | 9 | 15 | 60.8122
2027 | 8 | 9 | 16 | 67.8836
2027 | 8 | 9 | 17 | 79.2423
2027 | 8 | 9 | 18 | 88.4255
2027 | 8 | 9 | 19 | 84.0557
2027 | 8 | 9 | 20 | 81.8246
2027 | 8 | 9 | 21 | 78.2524
2027 | 8 | 9 | 22 | 72.0878
2027 | 8 | 9 | 23 | 65.7272
2027 | 8 | 10 | 0 | 62.1969
2027 | 8 | 10 | 1 | 60.5352
2027 | 8 | 10 | 2 | 58.2912
2027 | 8 | 10 | 3 | 57.2515
2027 | 8 | 10 | 4 | 56.9238
2027 | 8 | 10 | 5 | 57.7907
2027 | 8 | 10 | 6 | 60.3173
2027 | 8 | 10 | 7 | 64.5475
2027 | 8 | 10 | 8 | 65.4535
2027 | 8 | 10 | 9 | 61.8396
2027 | 8 | 10 | 10 | 57.9618
2027 | 8 | 10 | 11 | 55.2834
2027 | 8 | 10 | 12 | 56.5919
2027 | 8 | 10 | 13 | 58.2685
2027 | 8 | 10 | 14 | 58.7432
2027 | 8 | 10 | 15 | 60.4406
2027 | 8 | 10 | 16 | 66.4767
2027 | 8 | 10 | 17 | 77.9845
2027 | 8 | 10 | 18 | 84.5084
2027 | 8 | 10 | 19 | 86.3816
2027 | 8 | 10 | 20 | 84.2847
2027 | 8 | 10 | 21 | 80.7004
2027 | 8 | 10 | 22 | 74.2356
2027 | 8 | 10 | 23 | 67.3464
2027 | 8 | 11 | 0 | 62.5342
2027 | 8 | 11 | 1 | 61.5761
2027 | 8 | 11 | 2 | 59.3042
2027 | 8 | 11 | 3 | 58.1724
2027 | 8 | 11 | 4 | 57.7733
2027 | 8 | 11 | 5 | 58.6677
2027 | 8 | 11 | 6 | 61.3626
2027 | 8 | 11 | 7 | 66.0018
2027 | 8 | 11 | 8 | 68.0716
2027 | 8 | 11 | 9 | 65.2401
2027 | 8 | 11 | 10 | 61.2438
2027 | 8 | 11 | 11 | 57.5605
2027 | 8 | 11 | 12 | 59.8734
2027 | 8 | 11 | 13 | 61.2821
2027 | 8 | 11 | 14 | 61.3561
2027 | 8 | 11 | 15 | 62.2255
2027 | 8 | 11 | 16 | 68.8586
2027 | 8 | 11 | 17 | 80.0229
2027 | 8 | 11 | 18 | 87.421
2027 | 8 | 11 | 19 | 88.0684
2027 | 8 | 11 | 20 | 86.1193
2027 | 8 | 11 | 21 | 82.59
2027 | 8 | 11 | 22 | 75.944
2027 | 8 | 11 | 23 | 68.8284
2027 | 8 | 12 | 0 | 63.4849
2027 | 8 | 12 | 1 | 60.4613
2027 | 8 | 12 | 2 | 58.1769
2027 | 8 | 12 | 3 | 57.0461
2027 | 8 | 12 | 4 | 56.7081
2027 | 8 | 12 | 5 | 57.7235
2027 | 8 | 12 | 6 | 59.9913
2027 | 8 | 12 | 7 | 63.6435
2027 | 8 | 12 | 8 | 63.8482
2027 | 8 | 12 | 9 | 60.1307
2027 | 8 | 12 | 10 | 57.392
2027 | 8 | 12 | 11 | 55.4491
2027 | 8 | 12 | 12 | 55.981
2027 | 8 | 12 | 13 | 57.7536
2027 | 8 | 12 | 14 | 58.5165
2027 | 8 | 12 | 15 | 59.6035
2027 | 8 | 12 | 16 | 64.9398
2027 | 8 | 12 | 17 | 77.1871
2027 | 8 | 12 | 18 | 83.1083
2027 | 8 | 12 | 19 | 83.9135
2027 | 8 | 12 | 20 | 81.9379
2027 | 8 | 12 | 21 | 78.5445
2027 | 8 | 12 | 22 | 72.4729
2027 | 8 | 12 | 23 | 65.9149
2027 | 8 | 13 | 0 | 63.3725
2027 | 8 | 13 | 1 | 57.2049
2027 | 8 | 13 | 2 | 55.0783
2027 | 8 | 13 | 3 | 54.0329
2027 | 8 | 13 | 4 | 53.7061
2027 | 8 | 13 | 5 | 54.7665
2027 | 8 | 13 | 6 | 57.3033
2027 | 8 | 13 | 7 | 60.8762
2027 | 8 | 13 | 8 | 60.2899
2027 | 8 | 13 | 9 | 56.5681
2027 | 8 | 13 | 10 | 54.0594
2027 | 8 | 13 | 11 | 51.836
2027 | 8 | 13 | 12 | 50.7439
2027 | 8 | 13 | 13 | 52.4743
2027 | 8 | 13 | 14 | 52.7262
2027 | 8 | 13 | 15 | 52.5042
2027 | 8 | 13 | 16 | 53.8497
2027 | 8 | 13 | 17 | 62.1366
2027 | 8 | 13 | 18 | 71.7815
2027 | 8 | 13 | 19 | 75.7263
2027 | 8 | 13 | 20 | 74.1729
2027 | 8 | 13 | 21 | 71.1842
2027 | 8 | 13 | 22 | 65.7814
2027 | 8 | 13 | 23 | 59.7591
2027 | 8 | 14 | 0 | 56.457
2027 | 8 | 14 | 1 | 50.5941
2027 | 8 | 14 | 2 | 48.5946
2027 | 8 | 14 | 3 | 47.4246
2027 | 8 | 14 | 4 | 46.9951
2027 | 8 | 14 | 5 | 47.1943
2027 | 8 | 14 | 6 | 47.288
2027 | 8 | 14 | 7 | 49.2485
2027 | 8 | 14 | 8 | 52.0214
2027 | 8 | 14 | 9 | 49.6413
2027 | 8 | 14 | 10 | 44.726
2027 | 8 | 14 | 11 | 43.6497
2027 | 8 | 14 | 12 | 45.9106
2027 | 8 | 14 | 13 | 45.656
2027 | 8 | 14 | 14 | 43.6528
2027 | 8 | 14 | 15 | 43.9477
2027 | 8 | 14 | 16 | 46.5451
2027 | 8 | 14 | 17 | 54.2817
2027 | 8 | 14 | 18 | 62.9097
2027 | 8 | 14 | 19 | 60.6791
2027 | 8 | 14 | 20 | 59.8827
2027 | 8 | 14 | 21 | 57.2689
2027 | 8 | 14 | 22 | 53.2422
2027 | 8 | 14 | 23 | 49.3678
2027 | 8 | 15 | 0 | 48.2351
2027 | 8 | 15 | 1 | 46.3099
2027 | 8 | 15 | 2 | 44.6469
2027 | 8 | 15 | 3 | 43.8428
2027 | 8 | 15 | 4 | 43.648
2027 | 8 | 15 | 5 | 43.8787
2027 | 8 | 15 | 6 | 43.599
2027 | 8 | 15 | 7 | 44.5075
2027 | 8 | 15 | 8 | 44.7266
2027 | 8 | 15 | 9 | 40.4135
2027 | 8 | 15 | 10 | 38.3035
2027 | 8 | 15 | 11 | 39.5147
2027 | 8 | 15 | 12 | 39.1159
2027 | 8 | 15 | 13 | 39.7914
2027 | 8 | 15 | 14 | 40.4925
2027 | 8 | 15 | 15 | 43.3382
2027 | 8 | 15 | 16 | 44.9288
2027 | 8 | 15 | 17 | 54.7298
2027 | 8 | 15 | 18 | 67.6876
2027 | 8 | 15 | 19 | 70.9115
2027 | 8 | 15 | 20 | 70.2073
2027 | 8 | 15 | 21 | 66.9134
2027 | 8 | 15 | 22 | 60.9775
2027 | 8 | 15 | 23 | 55.2613
2027 | 8 | 16 | 0 | 50.098
2027 | 8 | 16 | 1 | 44.9143
2027 | 8 | 16 | 2 | 43.9765
2027 | 8 | 16 | 3 | 43.6645
2027 | 8 | 16 | 4 | 43.9314
2027 | 8 | 16 | 5 | 45.5828
2027 | 8 | 16 | 6 | 47.8297
2027 | 8 | 16 | 7 | 50.9962
2027 | 8 | 16 | 8 | 50.1333
2027 | 8 | 16 | 9 | 45.8432
2027 | 8 | 16 | 10 | 46.3628
2027 | 8 | 16 | 11 | 46.5569
2027 | 8 | 16 | 12 | 48.4772
2027 | 8 | 16 | 13 | 49.9383
2027 | 8 | 16 | 14 | 49.7248
2027 | 8 | 16 | 15 | 49.2392
2027 | 8 | 16 | 16 | 49.8239
2027 | 8 | 16 | 17 | 56.6728
2027 | 8 | 16 | 18 | 69.3835
2027 | 8 | 16 | 19 | 70.0362
2027 | 8 | 16 | 20 | 69.2121
2027 | 8 | 16 | 21 | 65.8421
2027 | 8 | 16 | 22 | 59.8938
2027 | 8 | 16 | 23 | 54.1575
2027 | 8 | 17 | 0 | 51.7818
2027 | 8 | 17 | 1 | 49.4638
2027 | 8 | 17 | 2 | 48.0551
2027 | 8 | 17 | 3 | 47.6603
2027 | 8 | 17 | 4 | 47.7417
2027 | 8 | 17 | 5 | 49.1669
2027 | 8 | 17 | 6 | 52.0585
2027 | 8 | 17 | 7 | 56.6833
2027 | 8 | 17 | 8 | 60.4063
2027 | 8 | 17 | 9 | 58.1126
2027 | 8 | 17 | 10 | 54.2224
2027 | 8 | 17 | 11 | 49.9582
2027 | 8 | 17 | 12 | 52.3414
2027 | 8 | 17 | 13 | 52.9424
2027 | 8 | 17 | 14 | 52.3793
2027 | 8 | 17 | 15 | 52.636
2027 | 8 | 17 | 16 | 59.0743
2027 | 8 | 17 | 17 | 65.8644
2027 | 8 | 17 | 18 | 72.1414
2027 | 8 | 17 | 19 | 70.769
2027 | 8 | 17 | 20 | 70.3485
2027 | 8 | 17 | 21 | 67.3542
2027 | 8 | 17 | 22 | 61.804
2027 | 8 | 17 | 23 | 56.3597
2027 | 8 | 18 | 0 | 53.8983
2027 | 8 | 18 | 1 | 48.113
2027 | 8 | 18 | 2 | 46.734
2027 | 8 | 18 | 3 | 46.242
2027 | 8 | 18 | 4 | 46.2781
2027 | 8 | 18 | 5 | 47.8008
2027 | 8 | 18 | 6 | 50.3418
2027 | 8 | 18 | 7 | 53.4083
2027 | 8 | 18 | 8 | 52.8512
2027 | 8 | 18 | 9 | 48.7883
2027 | 8 | 18 | 10 | 47.3173
2027 | 8 | 18 | 11 | 45.5906
2027 | 8 | 18 | 12 | 46.0733
2027 | 8 | 18 | 13 | 47.4666
2027 | 8 | 18 | 14 | 47.699
2027 | 8 | 18 | 15 | 46.2319
2027 | 8 | 18 | 16 | 44.7977
2027 | 8 | 18 | 17 | 49.4388
2027 | 8 | 18 | 18 | 63.6983
2027 | 8 | 18 | 19 | 63.9208
2027 | 8 | 18 | 20 | 64.0759
2027 | 8 | 18 | 21 | 61.491
2027 | 8 | 18 | 22 | 56.3221
2027 | 8 | 18 | 23 | 51.3831
2027 | 8 | 19 | 0 | 48.5619
2027 | 8 | 19 | 1 | 47.2797
2027 | 8 | 19 | 2 | 46.0884
2027 | 8 | 19 | 3 | 45.8084
2027 | 8 | 19 | 4 | 45.9827
2027 | 8 | 19 | 5 | 47.4685
2027 | 8 | 19 | 6 | 50.2843
2027 | 8 | 19 | 7 | 53.3155
2027 | 8 | 19 | 8 | 53.647
2027 | 8 | 19 | 9 | 51.0997
2027 | 8 | 19 | 10 | 51.4094
2027 | 8 | 19 | 11 | 49.4186
2027 | 8 | 19 | 12 | 49.2094
2027 | 8 | 19 | 13 | 50.9728
2027 | 8 | 19 | 14 | 50.8391
2027 | 8 | 19 | 15 | 50.3622
2027 | 8 | 19 | 16 | 53.5712
2027 | 8 | 19 | 17 | 60.8686
2027 | 8 | 19 | 18 | 68.1023
2027 | 8 | 19 | 19 | 68.9645
2027 | 8 | 19 | 20 | 68.7543
2027 | 8 | 19 | 21 | 65.8211
2027 | 8 | 19 | 22 | 60.2702
2027 | 8 | 19 | 23 | 54.7684
2027 | 8 | 20 | 0 | 51.0846
2027 | 8 | 20 | 1 | 50.6915
2027 | 8 | 20 | 2 | 49.1788
2027 | 8 | 20 | 3 | 48.5237
2027 | 8 | 20 | 4 | 48.487
2027 | 8 | 20 | 5 | 49.9494
2027 | 8 | 20 | 6 | 52.2758
2027 | 8 | 20 | 7 | 55.9629
2027 | 8 | 20 | 8 | 54.9493
2027 | 8 | 20 | 9 | 50.3418
2027 | 8 | 20 | 10 | 49.4151
2027 | 8 | 20 | 11 | 48.1409
2027 | 8 | 20 | 12 | 48.3064
2027 | 8 | 20 | 13 | 49.8784
2027 | 8 | 20 | 14 | 49.3598
2027 | 8 | 20 | 15 | 48.4384
2027 | 8 | 20 | 16 | 50.37
2027 | 8 | 20 | 17 | 58.8479
2027 | 8 | 20 | 18 | 70.1319
2027 | 8 | 20 | 19 | 74.2951
2027 | 8 | 20 | 20 | 73.5458
2027 | 8 | 20 | 21 | 70.2901
2027 | 8 | 20 | 22 | 64.5117
2027 | 8 | 20 | 23 | 58.2383
2027 | 8 | 21 | 0 | 53.7259
2027 | 8 | 21 | 1 | 50.4342
2027 | 8 | 21 | 2 | 48.3797
2027 | 8 | 21 | 3 | 47.2227
2027 | 8 | 21 | 4 | 46.717
2027 | 8 | 21 | 5 | 46.7022
2027 | 8 | 21 | 6 | 46.7034
2027 | 8 | 21 | 7 | 49.204
2027 | 8 | 21 | 8 | 50.709
2027 | 8 | 21 | 9 | 46.5409
2027 | 8 | 21 | 10 | 43.2828
2027 | 8 | 21 | 11 | 41.5464
2027 | 8 | 21 | 12 | 42.6127
2027 | 8 | 21 | 13 | 42.924
2027 | 8 | 21 | 14 | 43.4149
2027 | 8 | 21 | 15 | 44.3239
2027 | 8 | 21 | 16 | 48.8794
2027 | 8 | 21 | 17 | 61.1021
2027 | 8 | 21 | 18 | 71.6079
2027 | 8 | 21 | 19 | 72.9232
2027 | 8 | 21 | 20 | 70.9938
2027 | 8 | 21 | 21 | 67.0569
2027 | 8 | 21 | 22 | 61.5509
2027 | 8 | 21 | 23 | 56.4069
2027 | 8 | 22 | 0 | 54.2804
2027 | 8 | 22 | 1 | 47.8301
2027 | 8 | 22 | 2 | 45.8478
2027 | 8 | 22 | 3 | 44.7531
2027 | 8 | 22 | 4 | 44.238
2027 | 8 | 22 | 5 | 44.1968
2027 | 8 | 22 | 6 | 43.994
2027 | 8 | 22 | 7 | 44.6379
2027 | 8 | 22 | 8 | 44.3799
2027 | 8 | 22 | 9 | 39.7334
2027 | 8 | 22 | 10 | 37.8549
2027 | 8 | 22 | 11 | 36.7163
2027 | 8 | 22 | 12 | 37.5866
2027 | 8 | 22 | 13 | 38.7564
2027 | 8 | 22 | 14 | 38.1612
2027 | 8 | 22 | 15 | 37.1877
2027 | 8 | 22 | 16 | 37.1164
2027 | 8 | 22 | 17 | 46.768
2027 | 8 | 22 | 18 | 61.4223
2027 | 8 | 22 | 19 | 64.8935
2027 | 8 | 22 | 20 | 63.9146
2027 | 8 | 22 | 21 | 59.8802
2027 | 8 | 22 | 22 | 53.9533
2027 | 8 | 22 | 23 | 49.0299
2027 | 8 | 23 | 0 | 45.8511
2027 | 8 | 23 | 1 | 43.5137
2027 | 8 | 23 | 2 | 42.7236
2027 | 8 | 23 | 3 | 42.6649
2027 | 8 | 23 | 4 | 43.0241
2027 | 8 | 23 | 5 | 44.6455
2027 | 8 | 23 | 6 | 46.7721
2027 | 8 | 23 | 7 | 49.7087
2027 | 8 | 23 | 8 | 47.7732
2027 | 8 | 23 | 9 | 42.6093
2027 | 8 | 23 | 10 | 43.5978
2027 | 8 | 23 | 11 | 44.1611
2027 | 8 | 23 | 12 | 44.1892
2027 | 8 | 23 | 13 | 46.2048
2027 | 8 | 23 | 14 | 46.6198
2027 | 8 | 23 | 15 | 45.7426
2027 | 8 | 23 | 16 | 44.0902
2027 | 8 | 23 | 17 | 49.435
2027 | 8 | 23 | 18 | 62.7218
2027 | 8 | 23 | 19 | 66.7861
2027 | 8 | 23 | 20 | 66.5072
2027 | 8 | 23 | 21 | 62.9638
2027 | 8 | 23 | 22 | 57.1082
2027 | 8 | 23 | 23 | 51.8684
2027 | 8 | 24 | 0 | 49.7445
2027 | 8 | 24 | 1 | 46.998
2027 | 8 | 24 | 2 | 45.8801
2027 | 8 | 24 | 3 | 45.5451
2027 | 8 | 24 | 4 | 45.7659
2027 | 8 | 24 | 5 | 47.3752
2027 | 8 | 24 | 6 | 49.7626
2027 | 8 | 24 | 7 | 53.3105
2027 | 8 | 24 | 8 | 53.3203
2027 | 8 | 24 | 9 | 49.077
2027 | 8 | 24 | 10 | 48.9804
2027 | 8 | 24 | 11 | 47.9006
2027 | 8 | 24 | 12 | 49.2924
2027 | 8 | 24 | 13 | 50.3367
2027 | 8 | 24 | 14 | 49.7974
2027 | 8 | 24 | 15 | 49.5596
2027 | 8 | 24 | 16 | 52.7813
2027 | 8 | 24 | 17 | 59.061
2027 | 8 | 24 | 18 | 67.947
2027 | 8 | 24 | 19 | 69.2961
2027 | 8 | 24 | 20 | 68.9517
2027 | 8 | 24 | 21 | 65.3566
2027 | 8 | 24 | 22 | 59.5818
2027 | 8 | 24 | 23 | 54.0896
2027 | 8 | 25 | 0 | 51.6102
2027 | 8 | 25 | 1 | 48.5414
2027 | 8 | 25 | 2 | 47.2491
2027 | 8 | 25 | 3 | 46.8282
2027 | 8 | 25 | 4 | 46.9926
2027 | 8 | 25 | 5 | 48.5038
2027 | 8 | 25 | 6 | 50.8999
2027 | 8 | 25 | 7 | 54.4707
2027 | 8 | 25 | 8 | 52.8499
2027 | 8 | 25 | 9 | 46.5111
2027 | 8 | 25 | 10 | 44.7923
2027 | 8 | 25 | 11 | 44.0758
2027 | 8 | 25 | 12 | 46.0015
2027 | 8 | 25 | 13 | 47.9661
2027 | 8 | 25 | 14 | 48.1107
2027 | 8 | 25 | 15 | 47.1032
2027 | 8 | 25 | 16 | 48.1238
2027 | 8 | 25 | 17 | 56.7955
2027 | 8 | 25 | 18 | 69.8179
2027 | 8 | 25 | 19 | 72.9418
2027 | 8 | 25 | 20 | 72.5277
2027 | 8 | 25 | 21 | 68.6053
2027 | 8 | 25 | 22 | 62.1069
2027 | 8 | 25 | 23 | 56.0858
2027 | 8 | 26 | 0 | 53.3398
2027 | 8 | 26 | 1 | 51.6462
2027 | 8 | 26 | 2 | 50.1327
2027 | 8 | 26 | 3 | 49.5935
2027 | 8 | 26 | 4 | 49.6449
2027 | 8 | 26 | 5 | 51.1551
2027 | 8 | 26 | 6 | 53.7269
2027 | 8 | 26 | 7 | 57.7213
2027 | 8 | 26 | 8 | 56.039
2027 | 8 | 26 | 9 | 49.4432
2027 | 8 | 26 | 10 | 47.1362
2027 | 8 | 26 | 11 | 45.975
2027 | 8 | 26 | 12 | 47.3947
2027 | 8 | 26 | 13 | 49.3324
2027 | 8 | 26 | 14 | 49.9785
2027 | 8 | 26 | 15 | 49.9214
2027 | 8 | 26 | 16 | 52.1343
2027 | 8 | 26 | 17 | 62.1244
2027 | 8 | 26 | 18 | 73.8322
2027 | 8 | 26 | 19 | 77.8052
2027 | 8 | 26 | 20 | 77.038
2027 | 8 | 26 | 21 | 73.0304
2027 | 8 | 26 | 22 | 66.6147
2027 | 8 | 26 | 23 | 60.2849
2027 | 8 | 27 | 0 | 56.8289
2027 | 8 | 27 | 1 | 52.3161
2027 | 8 | 27 | 2 | 50.6681
2027 | 8 | 27 | 3 | 49.9254
2027 | 8 | 27 | 4 | 49.8873
2027 | 8 | 27 | 5 | 51.2969
2027 | 8 | 27 | 6 | 53.7009
2027 | 8 | 27 | 7 | 57.7842
2027 | 8 | 27 | 8 | 56.3422
2027 | 8 | 27 | 9 | 49.4218
2027 | 8 | 27 | 10 | 45.8711
2027 | 8 | 27 | 11 | 44.5968
2027 | 8 | 27 | 12 | 45.5482
2027 | 8 | 27 | 13 | 47.3784
2027 | 8 | 27 | 14 | 47.3885
2027 | 8 | 27 | 15 | 46.6977
2027 | 8 | 27 | 16 | 47.8668
2027 | 8 | 27 | 17 | 56.6316
2027 | 8 | 27 | 18 | 69.7645
2027 | 8 | 27 | 19 | 72.8206
2027 | 8 | 27 | 20 | 71.8218
2027 | 8 | 27 | 21 | 67.9339
2027 | 8 | 27 | 22 | 62.3075
2027 | 8 | 27 | 23 | 56.6177
2027 | 8 | 28 | 0 | 54.1726
2027 | 8 | 28 | 1 | 51.6705
2027 | 8 | 28 | 2 | 49.7144
2027 | 8 | 28 | 3 | 48.5467
2027 | 8 | 28 | 4 | 48.1228
2027 | 8 | 28 | 5 | 48.2555
2027 | 8 | 28 | 6 | 49.0253
2027 | 8 | 28 | 7 | 52.2662
2027 | 8 | 28 | 8 | 55.7761
2027 | 8 | 28 | 9 | 51.856
2027 | 8 | 28 | 10 | 47.3697
2027 | 8 | 28 | 11 | 45.0918
2027 | 8 | 28 | 12 | 43.3535
2027 | 8 | 28 | 13 | 43.4444
2027 | 8 | 28 | 14 | 43.6777
2027 | 8 | 28 | 15 | 45.0847
2027 | 8 | 28 | 16 | 48.8792
2027 | 8 | 28 | 17 | 60.1039
2027 | 8 | 28 | 18 | 73.4481
2027 | 8 | 28 | 19 | 73.7158
2027 | 8 | 28 | 20 | 71.9283
2027 | 8 | 28 | 21 | 67.5626
2027 | 8 | 28 | 22 | 62.2163
2027 | 8 | 28 | 23 | 57.2155
2027 | 8 | 29 | 0 | 53.8614
2027 | 8 | 29 | 1 | 53.0674
2027 | 8 | 29 | 2 | 50.9871
2027 | 8 | 29 | 3 | 49.7598
2027 | 8 | 29 | 4 | 49.2756
2027 | 8 | 29 | 5 | 49.2399
2027 | 8 | 29 | 6 | 50.3077
2027 | 8 | 29 | 7 | 53.5477
2027 | 8 | 29 | 8 | 56.8929
2027 | 8 | 29 | 9 | 53.0346
2027 | 8 | 29 | 10 | 48.6712
2027 | 8 | 29 | 11 | 45.3661
2027 | 8 | 29 | 12 | 44.0195
2027 | 8 | 29 | 13 | 45.0209
2027 | 8 | 29 | 14 | 46.5624
2027 | 8 | 29 | 15 | 49.7396
2027 | 8 | 29 | 16 | 54.5723
2027 | 8 | 29 | 17 | 66.5457
2027 | 8 | 29 | 18 | 78.7179
2027 | 8 | 29 | 19 | 80.7677
2027 | 8 | 29 | 20 | 78.378
2027 | 8 | 29 | 21 | 73.4793
2027 | 8 | 29 | 22 | 67.0044
2027 | 8 | 29 | 23 | 61.1578
2027 | 8 | 30 | 0 | 57.9729
2027 | 8 | 30 | 1 | 50.4908
2027 | 8 | 30 | 2 | 49.2229
2027 | 8 | 30 | 3 | 48.6844
2027 | 8 | 30 | 4 | 48.7459
2027 | 8 | 30 | 5 | 50.394
2027 | 8 | 30 | 6 | 53.1764
2027 | 8 | 30 | 7 | 58.109
2027 | 8 | 30 | 8 | 58.6404
2027 | 8 | 30 | 9 | 52.0613
2027 | 8 | 30 | 10 | 47.9466
2027 | 8 | 30 | 11 | 45.8618
2027 | 8 | 30 | 12 | 48.5554
2027 | 8 | 30 | 13 | 49.5438
2027 | 8 | 30 | 14 | 49.6204
2027 | 8 | 30 | 15 | 49.6851
2027 | 8 | 30 | 16 | 50.9468
2027 | 8 | 30 | 17 | 56.3671
2027 | 8 | 30 | 18 | 66.1031
2027 | 8 | 30 | 19 | 66.6535
2027 | 8 | 30 | 20 | 65.5527
2027 | 8 | 30 | 21 | 61.5149
2027 | 8 | 30 | 22 | 56.5119
2027 | 8 | 30 | 23 | 52.1582
2027 | 8 | 31 | 0 | 52.7106
2027 | 8 | 31 | 1 | 48.2388
2027 | 8 | 31 | 2 | 47.113
2027 | 8 | 31 | 3 | 46.8265
2027 | 8 | 31 | 4 | 47.0594
2027 | 8 | 31 | 5 | 48.5576
2027 | 8 | 31 | 6 | 51.2081
2027 | 8 | 31 | 7 | 55.2317
2027 | 8 | 31 | 8 | 54.4109
2027 | 8 | 31 | 9 | 48.2001
2027 | 8 | 31 | 10 | 45.7791
2027 | 8 | 31 | 11 | 43.998
2027 | 8 | 31 | 12 | 43.7273
2027 | 8 | 31 | 13 | 45.8898
2027 | 8 | 31 | 14 | 46.1304
2027 | 8 | 31 | 15 | 46.2767
2027 | 8 | 31 | 16 | 44.7312
2027 | 8 | 31 | 17 | 50.1125
2027 | 8 | 31 | 18 | 60.224
2027 | 8 | 31 | 19 | 63.274
2027 | 8 | 31 | 20 | 62.6485
2027 | 8 | 31 | 21 | 58.7803
2027 | 8 | 31 | 22 | 53.8051
2027 | 8 | 31 | 23 | 49.4788
2027 | 9 | 1 | 0 | 49.0825
2027 | 9 | 1 | 1 | 49.0847
2027 | 9 | 1 | 2 | 48.2105
2027 | 9 | 1 | 3 | 48.0634
2027 | 9 | 1 | 4 | 48.2659
2027 | 9 | 1 | 5 | 49.7942
2027 | 9 | 1 | 6 | 52.3192
2027 | 9 | 1 | 7 | 56.3531
2027 | 9 | 1 | 8 | 55.6957
2027 | 9 | 1 | 9 | 52.2574
2027 | 9 | 1 | 10 | 52.6754
2027 | 9 | 1 | 11 | 51.6095
2027 | 9 | 1 | 12 | 51.7023
2027 | 9 | 1 | 13 | 54.0319
2027 | 9 | 1 | 14 | 53.5822
2027 | 9 | 1 | 15 | 51.8293
2027 | 9 | 1 | 16 | 51.773
2027 | 9 | 1 | 17 | 59.7193
2027 | 9 | 1 | 18 | 72.4167
2027 | 9 | 1 | 19 | 72.9579
2027 | 9 | 1 | 20 | 71.8454
2027 | 9 | 1 | 21 | 67.4402
2027 | 9 | 1 | 22 | 61.4684
2027 | 9 | 1 | 23 | 55.8585
2027 | 9 | 2 | 0 | 53.4328
2027 | 9 | 2 | 1 | 52.1086
2027 | 9 | 2 | 2 | 50.9132
2027 | 9 | 2 | 3 | 50.6118
2027 | 9 | 2 | 4 | 50.6912
2027 | 9 | 2 | 5 | 52.2922
2027 | 9 | 2 | 6 | 55.277
2027 | 9 | 2 | 7 | 59.8246
2027 | 9 | 2 | 8 | 57.8457
2027 | 9 | 2 | 9 | 52.6089
2027 | 9 | 2 | 10 | 51.7345
2027 | 9 | 2 | 11 | 50.6222
2027 | 9 | 2 | 12 | 51.9364
2027 | 9 | 2 | 13 | 53.8684
2027 | 9 | 2 | 14 | 53.8563
2027 | 9 | 2 | 15 | 52.8997
2027 | 9 | 2 | 16 | 54.9431
2027 | 9 | 2 | 17 | 64.8713
2027 | 9 | 2 | 18 | 78.3619
2027 | 9 | 2 | 19 | 78.7811
2027 | 9 | 2 | 20 | 77.4428
2027 | 9 | 2 | 21 | 72.8724
2027 | 9 | 2 | 22 | 66.7498
2027 | 9 | 2 | 23 | 60.6445
2027 | 9 | 3 | 0 | 58.1447
2027 | 9 | 3 | 1 | 56.7488
2027 | 9 | 3 | 2 | 55.1229
2027 | 9 | 3 | 3 | 54.5351
2027 | 9 | 3 | 4 | 54.4016
2027 | 9 | 3 | 5 | 55.7193
2027 | 9 | 3 | 6 | 58.6329
2027 | 9 | 3 | 7 | 64.4455
2027 | 9 | 3 | 8 | 64.5711
2027 | 9 | 3 | 9 | 58.7736
2027 | 9 | 3 | 10 | 53.5096
2027 | 9 | 3 | 11 | 50.6048
2027 | 9 | 3 | 12 | 52.6652
2027 | 9 | 3 | 13 | 54.572
2027 | 9 | 3 | 14 | 54.059
2027 | 9 | 3 | 15 | 53.2106
2027 | 9 | 3 | 16 | 58.3274
2027 | 9 | 3 | 17 | 70.3692
2027 | 9 | 3 | 18 | 83.2604
2027 | 9 | 3 | 19 | 84.2103
2027 | 9 | 3 | 20 | 82.1674
2027 | 9 | 3 | 21 | 77.1219
2027 | 9 | 3 | 22 | 70.7792
2027 | 9 | 3 | 23 | 64.2477
2027 | 9 | 4 | 0 | 61.0042
2027 | 9 | 4 | 1 | 58.6311
2027 | 9 | 4 | 2 | 56.4208
2027 | 9 | 4 | 3 | 55.1325
2027 | 9 | 4 | 4 | 54.4019
2027 | 9 | 4 | 5 | 54.2907
2027 | 9 | 4 | 6 | 55.33
2027 | 9 | 4 | 7 | 59.6733
2027 | 9 | 4 | 8 | 60.9398
2027 | 9 | 4 | 9 | 57.2102
2027 | 9 | 4 | 10 | 52.8716
2027 | 9 | 4 | 11 | 49.9402
2027 | 9 | 4 | 12 | 50.2911
2027 | 9 | 4 | 13 | 51.4549
2027 | 9 | 4 | 14 | 52.3363
2027 | 9 | 4 | 15 | 53.2292
2027 | 9 | 4 | 16 | 58.5764
2027 | 9 | 4 | 17 | 73.2538
2027 | 9 | 4 | 18 | 87.8706
2027 | 9 | 4 | 19 | 86.7866
2027 | 9 | 4 | 20 | 83.0429
2027 | 9 | 4 | 21 | 77.2597
2027 | 9 | 4 | 22 | 71.0044
2027 | 9 | 4 | 23 | 65.1163
2027 | 9 | 5 | 0 | 62.6855
2027 | 9 | 5 | 1 | 60.0065
2027 | 9 | 5 | 2 | 57.6924
2027 | 9 | 5 | 3 | 56.3546
2027 | 9 | 5 | 4 | 55.5634
2027 | 9 | 5 | 5 | 55.3756
2027 | 9 | 5 | 6 | 56.3773
2027 | 9 | 5 | 7 | 60.1512
2027 | 9 | 5 | 8 | 61.2912
2027 | 9 | 5 | 9 | 57.6723
2027 | 9 | 5 | 10 | 53.23
2027 | 9 | 5 | 11 | 50.4034
2027 | 9 | 5 | 12 | 52.7969
2027 | 9 | 5 | 13 | 54.0743
2027 | 9 | 5 | 14 | 55.3976
2027 | 9 | 5 | 15 | 56.7258
2027 | 9 | 5 | 16 | 63.2346
2027 | 9 | 5 | 17 | 76.7035
2027 | 9 | 5 | 18 | 85.3896
2027 | 9 | 5 | 19 | 80.7752
2027 | 9 | 5 | 20 | 77.3426
2027 | 9 | 5 | 21 | 71.9675
2027 | 9 | 5 | 22 | 66.321
2027 | 9 | 5 | 23 | 61.3731
2027 | 9 | 6 | 0 | 63.1353
2027 | 9 | 6 | 1 | 57.1057
2027 | 9 | 6 | 2 | 55.039
2027 | 9 | 6 | 3 | 53.7443
2027 | 9 | 6 | 4 | 53.2946
2027 | 9 | 6 | 5 | 53.549
2027 | 9 | 6 | 6 | 51.438
2027 | 9 | 6 | 7 | 54.0208
2027 | 9 | 6 | 8 | 56.0193
2027 | 9 | 6 | 9 | 52.5607
2027 | 9 | 6 | 10 | 43.919
2027 | 9 | 6 | 11 | 39.8598
2027 | 9 | 6 | 12 | 40.9702
2027 | 9 | 6 | 13 | 42.5973
2027 | 9 | 6 | 14 | 44.078
2027 | 9 | 6 | 15 | 47.2736
2027 | 9 | 6 | 16 | 45.3477
2027 | 9 | 6 | 17 | 53.4614
2027 | 9 | 6 | 18 | 65.2105
2027 | 9 | 6 | 19 | 65.176
2027 | 9 | 6 | 20 | 63.0066
2027 | 9 | 6 | 21 | 57.0817
2027 | 9 | 6 | 22 | 51.9631
2027 | 9 | 6 | 23 | 48.6244
2027 | 9 | 7 | 0 | 49.6886
2027 | 9 | 7 | 1 | 49.1522
2027 | 9 | 7 | 2 | 48.3842
2027 | 9 | 7 | 3 | 48.3763
2027 | 9 | 7 | 4 | 48.8002
2027 | 9 | 7 | 5 | 50.2249
2027 | 9 | 7 | 6 | 52.8967
2027 | 9 | 7 | 7 | 56.8324
2027 | 9 | 7 | 8 | 53.2542
2027 | 9 | 7 | 9 | 47.6658
2027 | 9 | 7 | 10 | 48.0184
2027 | 9 | 7 | 11 | 47.4553
2027 | 9 | 7 | 12 | 50.0338
2027 | 9 | 7 | 13 | 52.4832
2027 | 9 | 7 | 14 | 52.4637
2027 | 9 | 7 | 15 | 52.2455
2027 | 9 | 7 | 16 | 52.3908
2027 | 9 | 7 | 17 | 57.7702
2027 | 9 | 7 | 18 | 66.6349
2027 | 9 | 7 | 19 | 67.8487
2027 | 9 | 7 | 20 | 66.8164
2027 | 9 | 7 | 21 | 62.4444
2027 | 9 | 7 | 22 | 57.4585
2027 | 9 | 7 | 23 | 52.9943
2027 | 9 | 8 | 0 | 52.2444
2027 | 9 | 8 | 1 | 51.0013
2027 | 9 | 8 | 2 | 50.1776
2027 | 9 | 8 | 3 | 49.9027
2027 | 9 | 8 | 4 | 50.1194
2027 | 9 | 8 | 5 | 51.6859
2027 | 9 | 8 | 6 | 55.3288
2027 | 9 | 8 | 7 | 61.2133
2027 | 9 | 8 | 8 | 61.9715
2027 | 9 | 8 | 9 | 57.6693
2027 | 9 | 8 | 10 | 56.3401
2027 | 9 | 8 | 11 | 53.244
2027 | 9 | 8 | 12 | 55.6033
2027 | 9 | 8 | 13 | 57.2423
2027 | 9 | 8 | 14 | 56.2072
2027 | 9 | 8 | 15 | 55.3246
2027 | 9 | 8 | 16 | 55.8866
2027 | 9 | 8 | 17 | 62.9459
2027 | 9 | 8 | 18 | 75.5524
2027 | 9 | 8 | 19 | 74.681
2027 | 9 | 8 | 20 | 73.1432
2027 | 9 | 8 | 21 | 68.5078
2027 | 9 | 8 | 22 | 63.0675
2027 | 9 | 8 | 23 | 57.7978
2027 | 9 | 9 | 0 | 56.0658
2027 | 9 | 9 | 1 | 53.3216
2027 | 9 | 9 | 2 | 52.2059
2027 | 9 | 9 | 3 | 51.8845
2027 | 9 | 9 | 4 | 51.9944
2027 | 9 | 9 | 5 | 53.7121
2027 | 9 | 9 | 6 | 57.6343
2027 | 9 | 9 | 7 | 63.5848
2027 | 9 | 9 | 8 | 64.7548
2027 | 9 | 9 | 9 | 59.5969
2027 | 9 | 9 | 10 | 55.8837
2027 | 9 | 9 | 11 | 52.2283
2027 | 9 | 9 | 12 | 53.2066
2027 | 9 | 9 | 13 | 54.8711
2027 | 9 | 9 | 14 | 54.3371
2027 | 9 | 9 | 15 | 54.0267
2027 | 9 | 9 | 16 | 57.0778
2027 | 9 | 9 | 17 | 65.9994
2027 | 9 | 9 | 18 | 76.2953
2027 | 9 | 9 | 19 | 75.0195
2027 | 9 | 9 | 20 | 73.7829
2027 | 9 | 9 | 21 | 69.3813
2027 | 9 | 9 | 22 | 64.4169
2027 | 9 | 9 | 23 | 59.361
2027 | 9 | 10 | 0 | 56.6475
2027 | 9 | 10 | 1 | 51.3938
2027 | 9 | 10 | 2 | 50.2719
2027 | 9 | 10 | 3 | 49.9246
2027 | 9 | 10 | 4 | 49.9465
2027 | 9 | 10 | 5 | 51.5772
2027 | 9 | 10 | 6 | 55.1118
2027 | 9 | 10 | 7 | 60.9095
2027 | 9 | 10 | 8 | 63.2312
2027 | 9 | 10 | 9 | 58.8823
2027 | 9 | 10 | 10 | 53.4063
2027 | 9 | 10 | 11 | 48.7067
2027 | 9 | 10 | 12 | 51.1335
2027 | 9 | 10 | 13 | 52.3222
2027 | 9 | 10 | 14 | 50.691
2027 | 9 | 10 | 15 | 49.3631
2027 | 9 | 10 | 16 | 53.2011
2027 | 9 | 10 | 17 | 58.7875
2027 | 9 | 10 | 18 | 66.9697
2027 | 9 | 10 | 19 | 64.3471
2027 | 9 | 10 | 20 | 63.3485
2027 | 9 | 10 | 21 | 59.3465
2027 | 9 | 10 | 22 | 55.4255
2027 | 9 | 10 | 23 | 51.5075
2027 | 9 | 11 | 0 | 49.1855
2027 | 9 | 11 | 1 | 49.2197
2027 | 9 | 11 | 2 | 47.9541
2027 | 9 | 11 | 3 | 47.2719
2027 | 9 | 11 | 4 | 47.0647
2027 | 9 | 11 | 5 | 47.4761
2027 | 9 | 11 | 6 | 48.7023
2027 | 9 | 11 | 7 | 51.9571
2027 | 9 | 11 | 8 | 53.0753
2027 | 9 | 11 | 9 | 47.4416
2027 | 9 | 11 | 10 | 44.023
2027 | 9 | 11 | 11 | 43.4984
2027 | 9 | 11 | 12 | 41.8467
2027 | 9 | 11 | 13 | 42.1955
2027 | 9 | 11 | 14 | 40.6704
2027 | 9 | 11 | 15 | 40.8271
2027 | 9 | 11 | 16 | 40.9789
2027 | 9 | 11 | 17 | 51.053
2027 | 9 | 11 | 18 | 64.3283
2027 | 9 | 11 | 19 | 65.1494
2027 | 9 | 11 | 20 | 63.1047
2027 | 9 | 11 | 21 | 57.7983
2027 | 9 | 11 | 22 | 53.3777
2027 | 9 | 11 | 23 | 49.5868
2027 | 9 | 12 | 0 | 47.0444
2027 | 9 | 12 | 1 | 47.6243
2027 | 9 | 12 | 2 | 46.3424
2027 | 9 | 12 | 3 | 45.7078
2027 | 9 | 12 | 4 | 45.6236
2027 | 9 | 12 | 5 | 45.8596
2027 | 9 | 12 | 6 | 46.3044
2027 | 9 | 12 | 7 | 48.9163
2027 | 9 | 12 | 8 | 48.0012
2027 | 9 | 12 | 9 | 40.6438
2027 | 9 | 12 | 10 | 37.5161
2027 | 9 | 12 | 11 | 37.4825
2027 | 9 | 12 | 12 | 38.5842
2027 | 9 | 12 | 13 | 40.1402
2027 | 9 | 12 | 14 | 39.7301
2027 | 9 | 12 | 15 | 41.9583
2027 | 9 | 12 | 16 | 41.6429
2027 | 9 | 12 | 17 | 52.2695
2027 | 9 | 12 | 18 | 68.7449
2027 | 9 | 12 | 19 | 69.261
2027 | 9 | 12 | 20 | 67.1988
2027 | 9 | 12 | 21 | 61.7874
2027 | 9 | 12 | 22 | 56.4944
2027 | 9 | 12 | 23 | 52.0784
2027 | 9 | 13 | 0 | 50.8512
2027 | 9 | 13 | 1 | 46.4813
2027 | 9 | 13 | 2 | 45.9863
2027 | 9 | 13 | 3 | 45.9841
2027 | 9 | 13 | 4 | 46.4205
2027 | 9 | 13 | 5 | 48.2273
2027 | 9 | 13 | 6 | 51.395
2027 | 9 | 13 | 7 | 56.7408
2027 | 9 | 13 | 8 | 56.1928
2027 | 9 | 13 | 9 | 49.8086
2027 | 9 | 13 | 10 | 47.891
2027 | 9 | 13 | 11 | 46.7447
2027 | 9 | 13 | 12 | 49.5189
2027 | 9 | 13 | 13 | 51.364
2027 | 9 | 13 | 14 | 50.1042
2027 | 9 | 13 | 15 | 49.5687
2027 | 9 | 13 | 16 | 50.4362
2027 | 9 | 13 | 17 | 58.1721
2027 | 9 | 13 | 18 | 71.7157
2027 | 9 | 13 | 19 | 71.3748
2027 | 9 | 13 | 20 | 69.922
2027 | 9 | 13 | 21 | 64.9478
2027 | 9 | 13 | 22 | 59.6137
2027 | 9 | 13 | 23 | 54.7244
2027 | 9 | 14 | 0 | 52.9131
2027 | 9 | 14 | 1 | 54.8195
2027 | 9 | 14 | 2 | 53.624
2027 | 9 | 14 | 3 | 53.308
2027 | 9 | 14 | 4 | 53.4775
2027 | 9 | 14 | 5 | 54.918
2027 | 9 | 14 | 6 | 58.7206
2027 | 9 | 14 | 7 | 65.3756
2027 | 9 | 14 | 8 | 65.7292
2027 | 9 | 14 | 9 | 58.8236
2027 | 9 | 14 | 10 | 53.8759
2027 | 9 | 14 | 11 | 50.5759
2027 | 9 | 14 | 12 | 54.5848
2027 | 9 | 14 | 13 | 56.0955
2027 | 9 | 14 | 14 | 55.0235
2027 | 9 | 14 | 15 | 55.9302
2027 | 9 | 14 | 16 | 61.6085
2027 | 9 | 14 | 17 | 72.5725
2027 | 9 | 14 | 18 | 82.2006
2027 | 9 | 14 | 19 | 81.2105
2027 | 9 | 14 | 20 | 79.0782
2027 | 9 | 14 | 21 | 73.7044
2027 | 9 | 14 | 22 | 67.9046
2027 | 9 | 14 | 23 | 62.3039
2027 | 9 | 15 | 0 | 61.1357
2027 | 9 | 15 | 1 | 60.0521
2027 | 9 | 15 | 2 | 58.5013
2027 | 9 | 15 | 3 | 57.8254
2027 | 9 | 15 | 4 | 57.6344
2027 | 9 | 15 | 5 | 59.0652
2027 | 9 | 15 | 6 | 63.2288
2027 | 9 | 15 | 7 | 70.4944
2027 | 9 | 15 | 8 | 73.7539
2027 | 9 | 15 | 9 | 68.3201
2027 | 9 | 15 | 10 | 61.3898
2027 | 9 | 15 | 11 | 56.0246
2027 | 9 | 15 | 12 | 58.2045
2027 | 9 | 15 | 13 | 59.4093
2027 | 9 | 15 | 14 | 58.346
2027 | 9 | 15 | 15 | 58.8116
2027 | 9 | 15 | 16 | 66.1883
2027 | 9 | 15 | 17 | 78.6913
2027 | 9 | 15 | 18 | 87.6945
2027 | 9 | 15 | 19 | 85.2588
2027 | 9 | 15 | 20 | 82.7372
2027 | 9 | 15 | 21 | 77.1985
2027 | 9 | 15 | 22 | 71.2065
2027 | 9 | 15 | 23 | 65.3944
2027 | 9 | 16 | 0 | 61.0189
2027 | 9 | 16 | 1 | 57.2348
2027 | 9 | 16 | 2 | 55.7884
2027 | 9 | 16 | 3 | 55.241
2027 | 9 | 16 | 4 | 55.0937
2027 | 9 | 16 | 5 | 56.6623
2027 | 9 | 16 | 6 | 60.814
2027 | 9 | 16 | 7 | 67.123
2027 | 9 | 16 | 8 | 69.1147
2027 | 9 | 16 | 9 | 64.3262
2027 | 9 | 16 | 10 | 58.5612
2027 | 9 | 16 | 11 | 53.4946
2027 | 9 | 16 | 12 | 52.9074
2027 | 9 | 16 | 13 | 54.2936
2027 | 9 | 16 | 14 | 53.9201
2027 | 9 | 16 | 15 | 54.1477
2027 | 9 | 16 | 16 | 57.4347
2027 | 9 | 16 | 17 | 66.5985
2027 | 9 | 16 | 18 | 75.3257
2027 | 9 | 16 | 19 | 76.1636
2027 | 9 | 16 | 20 | 73.7656
2027 | 9 | 16 | 21 | 68.4663
2027 | 9 | 16 | 22 | 63.1545
2027 | 9 | 16 | 23 | 58.1701
2027 | 9 | 17 | 0 | 54.7655
2027 | 9 | 17 | 1 | 52.4881
2027 | 9 | 17 | 2 | 51.3504
2027 | 9 | 17 | 3 | 50.8836
2027 | 9 | 17 | 4 | 51.0301
2027 | 9 | 17 | 5 | 52.4606
2027 | 9 | 17 | 6 | 55.3431
2027 | 9 | 17 | 7 | 60.7987
2027 | 9 | 17 | 8 | 60.3494
2027 | 9 | 17 | 9 | 54.3929
2027 | 9 | 17 | 10 | 49.7952
2027 | 9 | 17 | 11 | 47.2034
2027 | 9 | 17 | 12 | 51.7007
2027 | 9 | 17 | 13 | 53.3178
2027 | 9 | 17 | 14 | 51.8698
2027 | 9 | 17 | 15 | 51.2997
2027 | 9 | 17 | 16 | 52.6016
2027 | 9 | 17 | 17 | 58.8146
2027 | 9 | 17 | 18 | 62.804
2027 | 9 | 17 | 19 | 60.1868
2027 | 9 | 17 | 20 | 58.3091
2027 | 9 | 17 | 21 | 54.3537
2027 | 9 | 17 | 22 | 51.3309
2027 | 9 | 17 | 23 | 48.362
2027 | 9 | 18 | 0 | 51.7569
2027 | 9 | 18 | 1 | 50.5655
2027 | 9 | 18 | 2 | 49.5253
2027 | 9 | 18 | 3 | 48.9468
2027 | 9 | 18 | 4 | 48.9514
2027 | 9 | 18 | 5 | 49.5832
2027 | 9 | 18 | 6 | 50.2083
2027 | 9 | 18 | 7 | 54.6644
2027 | 9 | 18 | 8 | 54.4889
2027 | 9 | 18 | 9 | 45.0722
2027 | 9 | 18 | 10 | 38.5969
2027 | 9 | 18 | 11 | 36.515
2027 | 9 | 18 | 12 | 37.6052
2027 | 9 | 18 | 13 | 38.8892
2027 | 9 | 18 | 14 | 38.6388
2027 | 9 | 18 | 15 | 41.9847
2027 | 9 | 18 | 16 | 42.7869
2027 | 9 | 18 | 17 | 52.9134
2027 | 9 | 18 | 18 | 66.1097
2027 | 9 | 18 | 19 | 66.972
2027 | 9 | 18 | 20 | 64.7472
2027 | 9 | 18 | 21 | 59.8285
2027 | 9 | 18 | 22 | 55.7388
2027 | 9 | 18 | 23 | 52.1927
2027 | 9 | 19 | 0 | 51.3281
2027 | 9 | 19 | 1 | 47.1182
2027 | 9 | 19 | 2 | 46.0831
2027 | 9 | 19 | 3 | 45.4648
2027 | 9 | 19 | 4 | 45.5311
2027 | 9 | 19 | 5 | 45.9929
2027 | 9 | 19 | 6 | 46.808
2027 | 9 | 19 | 7 | 49.662
2027 | 9 | 19 | 8 | 48.7554
2027 | 9 | 19 | 9 | 39.644
2027 | 9 | 19 | 10 | 35.1096
2027 | 9 | 19 | 11 | 33.9721
2027 | 9 | 19 | 12 | 34.7213
2027 | 9 | 19 | 13 | 36.0821
2027 | 9 | 19 | 14 | 34.6106
2027 | 9 | 19 | 15 | 36.071
2027 | 9 | 19 | 16 | 37.5085
2027 | 9 | 19 | 17 | 48.4554
2027 | 9 | 19 | 18 | 65.0614
2027 | 9 | 19 | 19 | 64.5215
2027 | 9 | 19 | 20 | 62.0384
2027 | 9 | 19 | 21 | 56.8802
2027 | 9 | 19 | 22 | 52.2603
2027 | 9 | 19 | 23 | 48.6633
2027 | 9 | 20 | 0 | 47.853
2027 | 9 | 20 | 1 | 44.4608
2027 | 9 | 20 | 2 | 44.3713
2027 | 9 | 20 | 3 | 44.5923
2027 | 9 | 20 | 4 | 45.2124
2027 | 9 | 20 | 5 | 47.2814
2027 | 9 | 20 | 6 | 50.3765
2027 | 9 | 20 | 7 | 55.5787
2027 | 9 | 20 | 8 | 54.3371
2027 | 9 | 20 | 9 | 46.9397
2027 | 9 | 20 | 10 | 44.1561
2027 | 9 | 20 | 11 | 42.3575
2027 | 9 | 20 | 12 | 45.3295
2027 | 9 | 20 | 13 | 46.2852
2027 | 9 | 20 | 14 | 44.7253
2027 | 9 | 20 | 15 | 45.1562
2027 | 9 | 20 | 16 | 46.9465
2027 | 9 | 20 | 17 | 55.0979
2027 | 9 | 20 | 18 | 65.3916
2027 | 9 | 20 | 19 | 66.4594
2027 | 9 | 20 | 20 | 64.7085
2027 | 9 | 20 | 21 | 59.9035
2027 | 9 | 20 | 22 | 54.858
2027 | 9 | 20 | 23 | 50.6696
2027 | 9 | 21 | 0 | 49.7508
2027 | 9 | 21 | 1 | 47.4657
2027 | 9 | 21 | 2 | 46.9335
2027 | 9 | 21 | 3 | 47.0067
2027 | 9 | 21 | 4 | 47.5782
2027 | 9 | 21 | 5 | 49.5829
2027 | 9 | 21 | 6 | 52.8038
2027 | 9 | 21 | 7 | 57.9571
2027 | 9 | 21 | 8 | 55.0398
2027 | 9 | 21 | 9 | 47.3276
2027 | 9 | 21 | 10 | 45.4692
2027 | 9 | 21 | 11 | 44.2376
2027 | 9 | 21 | 12 | 48.9432
2027 | 9 | 21 | 13 | 50.0015
2027 | 9 | 21 | 14 | 49.078
2027 | 9 | 21 | 15 | 49.5677
2027 | 9 | 21 | 16 | 49.9273
2027 | 9 | 21 | 17 | 55.9127
2027 | 9 | 21 | 18 | 66.7717
2027 | 9 | 21 | 19 | 67.0405
2027 | 9 | 21 | 20 | 65.241
2027 | 9 | 21 | 21 | 60.2178
2027 | 9 | 21 | 22 | 55.3155
2027 | 9 | 21 | 23 | 51.0082
2027 | 9 | 22 | 0 | 49.7358
2027 | 9 | 22 | 1 | 46.1508
2027 | 9 | 22 | 2 | 45.5903
2027 | 9 | 22 | 3 | 45.5005
2027 | 9 | 22 | 4 | 45.9236
2027 | 9 | 22 | 5 | 47.7672
2027 | 9 | 22 | 6 | 51.661
2027 | 9 | 22 | 7 | 58.554
2027 | 9 | 22 | 8 | 62.8089
2027 | 9 | 22 | 9 | 58.1376
2027 | 9 | 22 | 10 | 51.9399
2027 | 9 | 22 | 11 | 46.1529
2027 | 9 | 22 | 12 | 48.641
2027 | 9 | 22 | 13 | 49.5684
2027 | 9 | 22 | 14 | 48.434
2027 | 9 | 22 | 15 | 48.8349
2027 | 9 | 22 | 16 | 51.5381
2027 | 9 | 22 | 17 | 60.5419
2027 | 9 | 22 | 18 | 68.4562
2027 | 9 | 22 | 19 | 67.7247
2027 | 9 | 22 | 20 | 65.3869
2027 | 9 | 22 | 21 | 60.475
2027 | 9 | 22 | 22 | 55.5621
2027 | 9 | 22 | 23 | 51.5157
2027 | 9 | 23 | 0 | 49.4103
2027 | 9 | 23 | 1 | 48.635
2027 | 9 | 23 | 2 | 48.1058
2027 | 9 | 23 | 3 | 48.1164
2027 | 9 | 23 | 4 | 48.6095
2027 | 9 | 23 | 5 | 50.6719
2027 | 9 | 23 | 6 | 53.5831
2027 | 9 | 23 | 7 | 58.6665
2027 | 9 | 23 | 8 | 55.7495
2027 | 9 | 23 | 9 | 46.9916
2027 | 9 | 23 | 10 | 43.8764
2027 | 9 | 23 | 11 | 41.9689
2027 | 9 | 23 | 12 | 43.7717
2027 | 9 | 23 | 13 | 45.6799
2027 | 9 | 23 | 14 | 44.6599
2027 | 9 | 23 | 15 | 45.0366
2027 | 9 | 23 | 16 | 44.901
2027 | 9 | 23 | 17 | 52.994
2027 | 9 | 23 | 18 | 64.7746
2027 | 9 | 23 | 19 | 66.5793
2027 | 9 | 23 | 20 | 65.1827
2027 | 9 | 23 | 21 | 60.7587
2027 | 9 | 23 | 22 | 56.1397
2027 | 9 | 23 | 23 | 51.6895
2027 | 9 | 24 | 0 | 50.9836
2027 | 9 | 24 | 1 | 46.8608
2027 | 9 | 24 | 2 | 46.2086
2027 | 9 | 24 | 3 | 46.0757
2027 | 9 | 24 | 4 | 46.4689
2027 | 9 | 24 | 5 | 48.4364
2027 | 9 | 24 | 6 | 52.4707
2027 | 9 | 24 | 7 | 58.4204
2027 | 9 | 24 | 8 | 60.1119
2027 | 9 | 24 | 9 | 55.9955
2027 | 9 | 24 | 10 | 52.0717
2027 | 9 | 24 | 11 | 47.6555
2027 | 9 | 24 | 12 | 50.6608
2027 | 9 | 24 | 13 | 51.0448
2027 | 9 | 24 | 14 | 48.4773
2027 | 9 | 24 | 15 | 48.3207
2027 | 9 | 24 | 16 | 51.0287
2027 | 9 | 24 | 17 | 58.425
2027 | 9 | 24 | 18 | 68.1009
2027 | 9 | 24 | 19 | 66.9119
2027 | 9 | 24 | 20 | 64.496
2027 | 9 | 24 | 21 | 59.5498
2027 | 9 | 24 | 22 | 55.07
2027 | 9 | 24 | 23 | 50.7512
2027 | 9 | 25 | 0 | 47.6994
2027 | 9 | 25 | 1 | 48.4344
2027 | 9 | 25 | 2 | 47.3531
2027 | 9 | 25 | 3 | 46.7829
2027 | 9 | 25 | 4 | 46.7695
2027 | 9 | 25 | 5 | 47.2661
2027 | 9 | 25 | 6 | 49.0158
2027 | 9 | 25 | 7 | 54.0201
2027 | 9 | 25 | 8 | 58.3046
2027 | 9 | 25 | 9 | 54.4674
2027 | 9 | 25 | 10 | 49.7891
2027 | 9 | 25 | 11 | 46.1675
2027 | 9 | 25 | 12 | 46.5924
2027 | 9 | 25 | 13 | 45.2513
2027 | 9 | 25 | 14 | 44.7889
2027 | 9 | 25 | 15 | 47.3105
2027 | 9 | 25 | 16 | 51.4752
2027 | 9 | 25 | 17 | 61.8345
2027 | 9 | 25 | 18 | 72.9694
2027 | 9 | 25 | 19 | 70.3238
2027 | 9 | 25 | 20 | 66.7066
2027 | 9 | 25 | 21 | 61.476
2027 | 9 | 25 | 22 | 57.3066
2027 | 9 | 25 | 23 | 53.6074
2027 | 9 | 26 | 0 | 51.5744
2027 | 9 | 26 | 1 | 51.7849
2027 | 9 | 26 | 2 | 50.1569
2027 | 9 | 26 | 3 | 49.3384
2027 | 9 | 26 | 4 | 48.9117
2027 | 9 | 26 | 5 | 48.9914
2027 | 9 | 26 | 6 | 50.7147
2027 | 9 | 26 | 7 | 54.9678
2027 | 9 | 26 | 8 | 57.288
2027 | 9 | 26 | 9 | 53.4191
2027 | 9 | 26 | 10 | 49.1263
2027 | 9 | 26 | 11 | 44.3754
2027 | 9 | 26 | 12 | 45.5817
2027 | 9 | 26 | 13 | 45.4361
2027 | 9 | 26 | 14 | 45.6128
2027 | 9 | 26 | 15 | 48.9482
2027 | 9 | 26 | 16 | 53.7589
2027 | 9 | 26 | 17 | 66.7843
2027 | 9 | 26 | 18 | 76.4869
2027 | 9 | 26 | 19 | 72.0222
2027 | 9 | 26 | 20 | 68.1395
2027 | 9 | 26 | 21 | 62.693
2027 | 9 | 26 | 22 | 57.921
2027 | 9 | 26 | 23 | 54.1124
2027 | 9 | 27 | 0 | 55.2931
2027 | 9 | 27 | 1 | 51.1891
2027 | 9 | 27 | 2 | 50.322
2027 | 9 | 27 | 3 | 50.045
2027 | 9 | 27 | 4 | 50.1469
2027 | 9 | 27 | 5 | 51.9888
2027 | 9 | 27 | 6 | 55.8558
2027 | 9 | 27 | 7 | 62.6171
2027 | 9 | 27 | 8 | 66.4258
2027 | 9 | 27 | 9 | 61.4792
2027 | 9 | 27 | 10 | 55.2455
2027 | 9 | 27 | 11 | 51.1459
2027 | 9 | 27 | 12 | 53.3659
2027 | 9 | 27 | 13 | 53.6558
2027 | 9 | 27 | 14 | 52.3235
2027 | 9 | 27 | 15 | 52.9137
2027 | 9 | 27 | 16 | 58.3851
2027 | 9 | 27 | 17 | 67.4641
2027 | 9 | 27 | 18 | 72.9544
2027 | 9 | 27 | 19 | 70.4513
2027 | 9 | 27 | 20 | 67.7899
2027 | 9 | 27 | 21 | 62.7486
2027 | 9 | 27 | 22 | 58.0973
2027 | 9 | 27 | 23 | 54.0673
2027 | 9 | 28 | 0 | 51.7029
2027 | 9 | 28 | 1 | 51.3982
2027 | 9 | 28 | 2 | 50.3991
2027 | 9 | 28 | 3 | 50.0457
2027 | 9 | 28 | 4 | 50.1876
2027 | 9 | 28 | 5 | 51.8277
2027 | 9 | 28 | 6 | 55.3958
2027 | 9 | 28 | 7 | 61.9987
2027 | 9 | 28 | 8 | 64.8676
2027 | 9 | 28 | 9 | 58.8558
2027 | 9 | 28 | 10 | 51.3102
2027 | 9 | 28 | 11 | 45.9485
2027 | 9 | 28 | 12 | 47.7476
2027 | 9 | 28 | 13 | 48.7339
2027 | 9 | 28 | 14 | 47.2075
2027 | 9 | 28 | 15 | 48.9459
2027 | 9 | 28 | 16 | 53.696
2027 | 9 | 28 | 17 | 63.728
2027 | 9 | 28 | 18 | 68.5204
2027 | 9 | 28 | 19 | 68.6319
2027 | 9 | 28 | 20 | 66.0984
2027 | 9 | 28 | 21 | 61.0376
2027 | 9 | 28 | 22 | 56.2367
2027 | 9 | 28 | 23 | 52.1026
2027 | 9 | 29 | 0 | 51.3663
2027 | 9 | 29 | 1 | 49.3285
2027 | 9 | 29 | 2 | 48.6809
2027 | 9 | 29 | 3 | 48.575
2027 | 9 | 29 | 4 | 48.8772
2027 | 9 | 29 | 5 | 50.6586
2027 | 9 | 29 | 6 | 53.8962
2027 | 9 | 29 | 7 | 59.2269
2027 | 9 | 29 | 8 | 61.0281
2027 | 9 | 29 | 9 | 57.0837
2027 | 9 | 29 | 10 | 55.1344
2027 | 9 | 29 | 11 | 52.1141
2027 | 9 | 29 | 12 | 54.7928
2027 | 9 | 29 | 13 | 55.8431
2027 | 9 | 29 | 14 | 53.6354
2027 | 9 | 29 | 15 | 53.3951
2027 | 9 | 29 | 16 | 56.3392
2027 | 9 | 29 | 17 | 63.5849
2027 | 9 | 29 | 18 | 62.308
2027 | 9 | 29 | 19 | 58.982
2027 | 9 | 29 | 20 | 57.0326
2027 | 9 | 29 | 21 | 53.1624
2027 | 9 | 29 | 22 | 49.813
2027 | 9 | 29 | 23 | 46.8295
2027 | 9 | 30 | 0 | 48.7758
2027 | 9 | 30 | 1 | 47.6112
2027 | 9 | 30 | 2 | 46.9266
2027 | 9 | 30 | 3 | 46.563
2027 | 9 | 30 | 4 | 46.7433
2027 | 9 | 30 | 5 | 48.5874
2027 | 9 | 30 | 6 | 50.6368
2027 | 9 | 30 | 7 | 57.5188
2027 | 9 | 30 | 8 | 61.7966
2027 | 9 | 30 | 9 | 55.2928
2027 | 9 | 30 | 10 | 47.6669
2027 | 9 | 30 | 11 | 41.7237
2027 | 9 | 30 | 12 | 42.2982
2027 | 9 | 30 | 13 | 42.8973
2027 | 9 | 30 | 14 | 42.2693
2027 | 9 | 30 | 15 | 43.1061
2027 | 9 | 30 | 16 | 46.341
2027 | 9 | 30 | 17 | 56.3857
2027 | 9 | 30 | 18 | 65.414
2027 | 9 | 30 | 19 | 64.7378
2027 | 9 | 30 | 20 | 62.2377
2027 | 9 | 30 | 21 | 57.8158
2027 | 9 | 30 | 22 | 53.389
2027 | 9 | 30 | 23 | 49.4572
2027 | 10 | 1 | 0 | 49.5701
2027 | 10 | 1 | 1 | 48.5208
2027 | 10 | 1 | 2 | 47.9256
2027 | 10 | 1 | 3 | 47.9532
2027 | 10 | 1 | 4 | 48.4694
2027 | 10 | 1 | 5 | 50.4576
2027 | 10 | 1 | 6 | 53.9743
2027 | 10 | 1 | 7 | 59.2289
2027 | 10 | 1 | 8 | 57.4591
2027 | 10 | 1 | 9 | 50.3197
2027 | 10 | 1 | 10 | 46.7259
2027 | 10 | 1 | 11 | 45.0251
2027 | 10 | 1 | 12 | 43.4532
2027 | 10 | 1 | 13 | 44.984
2027 | 10 | 1 | 14 | 44.3256
2027 | 10 | 1 | 15 | 44.4326
2027 | 10 | 1 | 16 | 44.2119
2027 | 10 | 1 | 17 | 51.9787
2027 | 10 | 1 | 18 | 65.1735
2027 | 10 | 1 | 19 | 65.6
2027 | 10 | 1 | 20 | 62.9382
2027 | 10 | 1 | 21 | 58.9239
2027 | 10 | 1 | 22 | 55.2245
2027 | 10 | 1 | 23 | 51.2073
2027 | 10 | 2 | 0 | 48.0994
2027 | 10 | 2 | 1 | 47.6994
2027 | 10 | 2 | 2 | 46.9619
2027 | 10 | 2 | 3 | 46.5417
2027 | 10 | 2 | 4 | 46.7989
2027 | 10 | 2 | 5 | 47.7461
2027 | 10 | 2 | 6 | 49.2177
2027 | 10 | 2 | 7 | 53.8625
2027 | 10 | 2 | 8 | 55.5243
2027 | 10 | 2 | 9 | 49.5137
2027 | 10 | 2 | 10 | 45.6189
2027 | 10 | 2 | 11 | 41.0189
2027 | 10 | 2 | 12 | 39.5453
2027 | 10 | 2 | 13 | 40.2898
2027 | 10 | 2 | 14 | 40.8852
2027 | 10 | 2 | 15 | 42.9177
2027 | 10 | 2 | 16 | 45.7113
2027 | 10 | 2 | 17 | 54.5997
2027 | 10 | 2 | 18 | 65.6514
2027 | 10 | 2 | 19 | 65.7642
2027 | 10 | 2 | 20 | 62.1156
2027 | 10 | 2 | 21 | 57.9142
2027 | 10 | 2 | 22 | 54.5798
2027 | 10 | 2 | 23 | 51.5731
2027 | 10 | 3 | 0 | 50.1187
2027 | 10 | 3 | 1 | 46.3586
2027 | 10 | 3 | 2 | 45.7402
2027 | 10 | 3 | 3 | 45.545
2027 | 10 | 3 | 4 | 45.8516
2027 | 10 | 3 | 5 | 46.8017
2027 | 10 | 3 | 6 | 47.8732
2027 | 10 | 3 | 7 | 50.8693
2027 | 10 | 3 | 8 | 50.7405
2027 | 10 | 3 | 9 | 44.6687
2027 | 10 | 3 | 10 | 41.2765
2027 | 10 | 3 | 11 | 37.8931
2027 | 10 | 3 | 12 | 37.3034
2027 | 10 | 3 | 13 | 37.7175
2027 | 10 | 3 | 14 | 37.2324
2027 | 10 | 3 | 15 | 38.8876
2027 | 10 | 3 | 16 | 42.575
2027 | 10 | 3 | 17 | 52.9936
2027 | 10 | 3 | 18 | 62.6346
2027 | 10 | 3 | 19 | 62.1484
2027 | 10 | 3 | 20 | 59.0621
2027 | 10 | 3 | 21 | 54.786
2027 | 10 | 3 | 22 | 50.861
2027 | 10 | 3 | 23 | 47.7151
2027 | 10 | 4 | 0 | 47.0056
2027 | 10 | 4 | 1 | 45.6638
2027 | 10 | 4 | 2 | 45.4897
2027 | 10 | 4 | 3 | 45.647
2027 | 10 | 4 | 4 | 46.1724
2027 | 10 | 4 | 5 | 48.2247
2027 | 10 | 4 | 6 | 51.5457
2027 | 10 | 4 | 7 | 57.4922
2027 | 10 | 4 | 8 | 58.8644
2027 | 10 | 4 | 9 | 52.0841
2027 | 10 | 4 | 10 | 47.9341
2027 | 10 | 4 | 11 | 45.207
2027 | 10 | 4 | 12 | 44.865
2027 | 10 | 4 | 13 | 45.3047
2027 | 10 | 4 | 14 | 44.5981
2027 | 10 | 4 | 15 | 45.6308
2027 | 10 | 4 | 16 | 47.1267
2027 | 10 | 4 | 17 | 55.5859
2027 | 10 | 4 | 18 | 62.689
2027 | 10 | 4 | 19 | 62.4481
2027 | 10 | 4 | 20 | 59.596
2027 | 10 | 4 | 21 | 55.3795
2027 | 10 | 4 | 22 | 51.1316
2027 | 10 | 4 | 23 | 47.5109
2027 | 10 | 5 | 0 | 46.8761
2027 | 10 | 5 | 1 | 45.8078
2027 | 10 | 5 | 2 | 45.372
2027 | 10 | 5 | 3 | 45.4827
2027 | 10 | 5 | 4 | 46.0408
2027 | 10 | 5 | 5 | 48.0362
2027 | 10 | 5 | 6 | 51.452
2027 | 10 | 5 | 7 | 57.0179
2027 | 10 | 5 | 8 | 55.4073
2027 | 10 | 5 | 9 | 46.9647
2027 | 10 | 5 | 10 | 43.0957
2027 | 10 | 5 | 11 | 41.6724
2027 | 10 | 5 | 12 | 42.533
2027 | 10 | 5 | 13 | 43.3686
2027 | 10 | 5 | 14 | 43.7215
2027 | 10 | 5 | 15 | 44.9278
2027 | 10 | 5 | 16 | 45.3723
2027 | 10 | 5 | 17 | 52.8929
2027 | 10 | 5 | 18 | 63.5332
2027 | 10 | 5 | 19 | 63.1364
2027 | 10 | 5 | 20 | 60.4166
2027 | 10 | 5 | 21 | 56.3144
2027 | 10 | 5 | 22 | 52.1889
2027 | 10 | 5 | 23 | 48.5445
2027 | 10 | 6 | 0 | 47.4475
2027 | 10 | 6 | 1 | 45.5636
2027 | 10 | 6 | 2 | 45.01
2027 | 10 | 6 | 3 | 44.962
2027 | 10 | 6 | 4 | 45.4268
2027 | 10 | 6 | 5 | 47.3578
2027 | 10 | 6 | 6 | 51.307
2027 | 10 | 6 | 7 | 57.6593
2027 | 10 | 6 | 8 | 60.2194
2027 | 10 | 6 | 9 | 54.7242
2027 | 10 | 6 | 10 | 50.0214
2027 | 10 | 6 | 11 | 46.4204
2027 | 10 | 6 | 12 | 46.3467
2027 | 10 | 6 | 13 | 47.0687
2027 | 10 | 6 | 14 | 46.8307
2027 | 10 | 6 | 15 | 47.5428
2027 | 10 | 6 | 16 | 49.33
2027 | 10 | 6 | 17 | 58.0459
2027 | 10 | 6 | 18 | 65.3625
2027 | 10 | 6 | 19 | 64.3263
2027 | 10 | 6 | 20 | 61.4496
2027 | 10 | 6 | 21 | 57.3236
2027 | 10 | 6 | 22 | 53.2907
2027 | 10 | 6 | 23 | 49.6723
2027 | 10 | 7 | 0 | 46.7353
2027 | 10 | 7 | 1 | 44.4464
2027 | 10 | 7 | 2 | 43.831
2027 | 10 | 7 | 3 | 43.7168
2027 | 10 | 7 | 4 | 44.0916
2027 | 10 | 7 | 5 | 46.0602
2027 | 10 | 7 | 6 | 49.6682
2027 | 10 | 7 | 7 | 55.9933
2027 | 10 | 7 | 8 | 58.7961
2027 | 10 | 7 | 9 | 53.6767
2027 | 10 | 7 | 10 | 49.2846
2027 | 10 | 7 | 11 | 45.4015
2027 | 10 | 7 | 12 | 46.9687
2027 | 10 | 7 | 13 | 47.5227
2027 | 10 | 7 | 14 | 47.1325
2027 | 10 | 7 | 15 | 48.1386
2027 | 10 | 7 | 16 | 50.8005
2027 | 10 | 7 | 17 | 59.5934
2027 | 10 | 7 | 18 | 64.7994
2027 | 10 | 7 | 19 | 63.6624
2027 | 10 | 7 | 20 | 60.8907
2027 | 10 | 7 | 21 | 56.7678
2027 | 10 | 7 | 22 | 52.6838
2027 | 10 | 7 | 23 | 48.7978
2027 | 10 | 8 | 0 | 46.653
2027 | 10 | 8 | 1 | 43.5658
2027 | 10 | 8 | 2 | 42.9702
2027 | 10 | 8 | 3 | 42.8861
2027 | 10 | 8 | 4 | 43.3095
2027 | 10 | 8 | 5 | 45.2197
2027 | 10 | 8 | 6 | 49.3576
2027 | 10 | 8 | 7 | 55.4687
2027 | 10 | 8 | 8 | 58.0102
2027 | 10 | 8 | 9 | 54.0523
2027 | 10 | 8 | 10 | 48.9916
2027 | 10 | 8 | 11 | 44.7346
2027 | 10 | 8 | 12 | 42.6758
2027 | 10 | 8 | 13 | 43.658
2027 | 10 | 8 | 14 | 42.7253
2027 | 10 | 8 | 15 | 43.7893
2027 | 10 | 8 | 16 | 47.74
2027 | 10 | 8 | 17 | 57.1162
2027 | 10 | 8 | 18 | 63.6156
2027 | 10 | 8 | 19 | 63.3928
2027 | 10 | 8 | 20 | 60.7229
2027 | 10 | 8 | 21 | 57.1275
2027 | 10 | 8 | 22 | 53.6028
2027 | 10 | 8 | 23 | 49.9995
2027 | 10 | 9 | 0 | 45.9889
2027 | 10 | 9 | 1 | 46.735
2027 | 10 | 9 | 2 | 46.2335
2027 | 10 | 9 | 3 | 46.0307
2027 | 10 | 9 | 4 | 46.4082
2027 | 10 | 9 | 5 | 47.5449
2027 | 10 | 9 | 6 | 49.5879
2027 | 10 | 9 | 7 | 53.6165
2027 | 10 | 9 | 8 | 53.9869
2027 | 10 | 9 | 9 | 45.8808
2027 | 10 | 9 | 10 | 40.5656
2027 | 10 | 9 | 11 | 37.294
2027 | 10 | 9 | 12 | 37.8612
2027 | 10 | 9 | 13 | 37.6755
2027 | 10 | 9 | 14 | 36.3108
2027 | 10 | 9 | 15 | 37.4736
2027 | 10 | 9 | 16 | 41.8821
2027 | 10 | 9 | 17 | 52.6223
2027 | 10 | 9 | 18 | 63.5531
2027 | 10 | 9 | 19 | 63.1585
2027 | 10 | 9 | 20 | 59.8159
2027 | 10 | 9 | 21 | 55.833
2027 | 10 | 9 | 22 | 52.5456
2027 | 10 | 9 | 23 | 49.6813
2027 | 10 | 10 | 0 | 48.3982
2027 | 10 | 10 | 1 | 47.4934
2027 | 10 | 10 | 2 | 46.7578
2027 | 10 | 10 | 3 | 46.3997
2027 | 10 | 10 | 4 | 46.5542
2027 | 10 | 10 | 5 | 47.3714
2027 | 10 | 10 | 6 | 48.4524
2027 | 10 | 10 | 7 | 51.378
2027 | 10 | 10 | 8 | 51.3724
2027 | 10 | 10 | 9 | 43.4707
2027 | 10 | 10 | 10 | 39.3063
2027 | 10 | 10 | 11 | 36.314
2027 | 10 | 10 | 12 | 38.2124
2027 | 10 | 10 | 13 | 39.2798
2027 | 10 | 10 | 14 | 39.0363
2027 | 10 | 10 | 15 | 39.3039
2027 | 10 | 10 | 16 | 43.0488
2027 | 10 | 10 | 17 | 51.9719
2027 | 10 | 10 | 18 | 62.937
2027 | 10 | 10 | 19 | 60.3962
2027 | 10 | 10 | 20 | 56.2901
2027 | 10 | 10 | 21 | 51.7842
2027 | 10 | 10 | 22 | 47.6398
2027 | 10 | 10 | 23 | 44.4269
2027 | 10 | 11 | 0 | 43.9592
2027 | 10 | 11 | 1 | 46.0398
2027 | 10 | 11 | 2 | 45.2112
2027 | 10 | 11 | 3 | 44.9954
2027 | 10 | 11 | 4 | 45.4046
2027 | 10 | 11 | 5 | 46.3776
2027 | 10 | 11 | 6 | 47.4663
2027 | 10 | 11 | 7 | 51.7213
2027 | 10 | 11 | 8 | 57.4688
2027 | 10 | 11 | 9 | 53.4411
2027 | 10 | 11 | 10 | 46.4478
2027 | 10 | 11 | 11 | 40.7291
2027 | 10 | 11 | 12 | 40.2174
2027 | 10 | 11 | 13 | 41.6318
2027 | 10 | 11 | 14 | 42.5477
2027 | 10 | 11 | 15 | 45.5121
2027 | 10 | 11 | 16 | 49.6479
2027 | 10 | 11 | 17 | 62.3711
2027 | 10 | 11 | 18 | 70.2825
2027 | 10 | 11 | 19 | 65.7758
2027 | 10 | 11 | 20 | 61.07
2027 | 10 | 11 | 21 | 56.6568
2027 | 10 | 11 | 22 | 52.3607
2027 | 10 | 11 | 23 | 49.6902
2027 | 10 | 12 | 0 | 46.4564
2027 | 10 | 12 | 1 | 48.0164
2027 | 10 | 12 | 2 | 47.5767
2027 | 10 | 12 | 3 | 47.7844
2027 | 10 | 12 | 4 | 48.4836
2027 | 10 | 12 | 5 | 50.687
2027 | 10 | 12 | 6 | 54.6005
2027 | 10 | 12 | 7 | 61.203
2027 | 10 | 12 | 8 | 63.9341
2027 | 10 | 12 | 9 | 58.7439
2027 | 10 | 12 | 10 | 53.5002
2027 | 10 | 12 | 11 | 49.0139
2027 | 10 | 12 | 12 | 48.0602
2027 | 10 | 12 | 13 | 47.9996
2027 | 10 | 12 | 14 | 48.1268
2027 | 10 | 12 | 15 | 50.5379
2027 | 10 | 12 | 16 | 55.2933
2027 | 10 | 12 | 17 | 64.6064
2027 | 10 | 12 | 18 | 71.1203
2027 | 10 | 12 | 19 | 68.6478
2027 | 10 | 12 | 20 | 65.3709
2027 | 10 | 12 | 21 | 61.2269
2027 | 10 | 12 | 22 | 57.0538
2027 | 10 | 12 | 23 | 53.4499
2027 | 10 | 13 | 0 | 52.5882
2027 | 10 | 13 | 1 | 49.8749
2027 | 10 | 13 | 2 | 49.3747
2027 | 10 | 13 | 3 | 49.3811
2027 | 10 | 13 | 4 | 49.8763
2027 | 10 | 13 | 5 | 51.8241
2027 | 10 | 13 | 6 | 55.9014
2027 | 10 | 13 | 7 | 61.6214
2027 | 10 | 13 | 8 | 62.6044
2027 | 10 | 13 | 9 | 56.4491
2027 | 10 | 13 | 10 | 52.0781
2027 | 10 | 13 | 11 | 48.4532
2027 | 10 | 13 | 12 | 48.4847
2027 | 10 | 13 | 13 | 49.1827
2027 | 10 | 13 | 14 | 48.9544
2027 | 10 | 13 | 15 | 50.1689
2027 | 10 | 13 | 16 | 53.4427
2027 | 10 | 13 | 17 | 63.0598
2027 | 10 | 13 | 18 | 68.9372
2027 | 10 | 13 | 19 | 66.2781
2027 | 10 | 13 | 20 | 62.945
2027 | 10 | 13 | 21 | 58.7485
2027 | 10 | 13 | 22 | 54.4008
2027 | 10 | 13 | 23 | 50.6612
2027 | 10 | 14 | 0 | 49.6364
2027 | 10 | 14 | 1 | 48.1793
2027 | 10 | 14 | 2 | 47.5417
2027 | 10 | 14 | 3 | 47.4739
2027 | 10 | 14 | 4 | 47.8648
2027 | 10 | 14 | 5 | 49.8785
2027 | 10 | 14 | 6 | 53.6606
2027 | 10 | 14 | 7 | 59.6575
2027 | 10 | 14 | 8 | 61.7603
2027 | 10 | 14 | 9 | 56.4049
2027 | 10 | 14 | 10 | 51.5745
2027 | 10 | 14 | 11 | 47.6888
2027 | 10 | 14 | 12 | 47.8988
2027 | 10 | 14 | 13 | 48.7929
2027 | 10 | 14 | 14 | 49.0729
2027 | 10 | 14 | 15 | 50.8663
2027 | 10 | 14 | 16 | 55.061
2027 | 10 | 14 | 17 | 65.1532
2027 | 10 | 14 | 18 | 68.3563
2027 | 10 | 14 | 19 | 66.1056
2027 | 10 | 14 | 20 | 62.8659
2027 | 10 | 14 | 21 | 59.0216
2027 | 10 | 14 | 22 | 55.0021
2027 | 10 | 14 | 23 | 51.332
2027 | 10 | 15 | 0 | 48.9553
2027 | 10 | 15 | 1 | 48.2424
2027 | 10 | 15 | 2 | 47.7576
2027 | 10 | 15 | 3 | 47.8428
2027 | 10 | 15 | 4 | 48.4379
2027 | 10 | 15 | 5 | 50.5785
2027 | 10 | 15 | 6 | 54.6433
2027 | 10 | 15 | 7 | 60.6549
2027 | 10 | 15 | 8 | 61.422
2027 | 10 | 15 | 9 | 53.1858
2027 | 10 | 15 | 10 | 46.1982
2027 | 10 | 15 | 11 | 42.6149
2027 | 10 | 15 | 12 | 47.3405
2027 | 10 | 15 | 13 | 47.6102
2027 | 10 | 15 | 14 | 47.2599
2027 | 10 | 15 | 15 | 48.6951
2027 | 10 | 15 | 16 | 53.9504
2027 | 10 | 15 | 17 | 63.885
2027 | 10 | 15 | 18 | 68.9598
2027 | 10 | 15 | 19 | 66.5322
2027 | 10 | 15 | 20 | 63.1686
2027 | 10 | 15 | 21 | 59.4886
2027 | 10 | 15 | 22 | 55.8192
2027 | 10 | 15 | 23 | 52.2977
2027 | 10 | 16 | 0 | 50.1318
2027 | 10 | 16 | 1 | 48.736
2027 | 10 | 16 | 2 | 48.1806
2027 | 10 | 16 | 3 | 48.0329
2027 | 10 | 16 | 4 | 48.3514
2027 | 10 | 16 | 5 | 49.5965
2027 | 10 | 16 | 6 | 52.3702
2027 | 10 | 16 | 7 | 56.2742
2027 | 10 | 16 | 8 | 57.3164
2027 | 10 | 16 | 9 | 51.371
2027 | 10 | 16 | 10 | 47.1154
2027 | 10 | 16 | 11 | 43.6084
2027 | 10 | 16 | 12 | 43.0105
2027 | 10 | 16 | 13 | 42.7388
2027 | 10 | 16 | 14 | 42.1093
2027 | 10 | 16 | 15 | 43.2442
2027 | 10 | 16 | 16 | 47.7481
2027 | 10 | 16 | 17 | 57.4047
2027 | 10 | 16 | 18 | 67.3139
2027 | 10 | 16 | 19 | 64.1617
2027 | 10 | 16 | 20 | 59.6872
2027 | 10 | 16 | 21 | 55.4271
2027 | 10 | 16 | 22 | 51.8986
2027 | 10 | 16 | 23 | 49.1308
2027 | 10 | 17 | 0 | 48.8595
2027 | 10 | 17 | 1 | 46.4423
2027 | 10 | 17 | 2 | 45.7224
2027 | 10 | 17 | 3 | 45.475
2027 | 10 | 17 | 4 | 45.6902
2027 | 10 | 17 | 5 | 46.7611
2027 | 10 | 17 | 6 | 48.4448
2027 | 10 | 17 | 7 | 52.1904
2027 | 10 | 17 | 8 | 56.1886
2027 | 10 | 17 | 9 | 52.999
2027 | 10 | 17 | 10 | 48.3996
2027 | 10 | 17 | 11 | 44.5564
2027 | 10 | 17 | 12 | 43.1608
2027 | 10 | 17 | 13 | 42.9734
2027 | 10 | 17 | 14 | 43.0301
2027 | 10 | 17 | 15 | 44.7779
2027 | 10 | 17 | 16 | 50.9645
2027 | 10 | 17 | 17 | 62.2574
2027 | 10 | 17 | 18 | 67.0984
2027 | 10 | 17 | 19 | 63.1065
2027 | 10 | 17 | 20 | 58.7532
2027 | 10 | 17 | 21 | 54.3389
2027 | 10 | 17 | 22 | 50.218
2027 | 10 | 17 | 23 | 47.17
2027 | 10 | 18 | 0 | 46.6921
2027 | 10 | 18 | 1 | 47.2802
2027 | 10 | 18 | 2 | 47.1953
2027 | 10 | 18 | 3 | 47.5487
2027 | 10 | 18 | 4 | 48.3712
2027 | 10 | 18 | 5 | 50.6856
2027 | 10 | 18 | 6 | 55.9198
2027 | 10 | 18 | 7 | 61.7639
2027 | 10 | 18 | 8 | 62.6058
2027 | 10 | 18 | 9 | 54.446
2027 | 10 | 18 | 10 | 49.144
2027 | 10 | 18 | 11 | 45.9503
2027 | 10 | 18 | 12 | 48.2964
2027 | 10 | 18 | 13 | 48.7359
2027 | 10 | 18 | 14 | 48.8088
2027 | 10 | 18 | 15 | 50.6744
2027 | 10 | 18 | 16 | 55.1216
2027 | 10 | 18 | 17 | 65.2808
2027 | 10 | 18 | 18 | 71.6695
2027 | 10 | 18 | 19 | 69.9145
2027 | 10 | 18 | 20 | 66.8102
2027 | 10 | 18 | 21 | 62.8672
2027 | 10 | 18 | 22 | 58.6096
2027 | 10 | 18 | 23 | 54.9855
2027 | 10 | 19 | 0 | 53.3994
2027 | 10 | 19 | 1 | 53.2908
2027 | 10 | 19 | 2 | 53.0595
2027 | 10 | 19 | 3 | 53.3609
2027 | 10 | 19 | 4 | 54.0859
2027 | 10 | 19 | 5 | 56.1836
2027 | 10 | 19 | 6 | 59.8519
2027 | 10 | 19 | 7 | 65.5855
2027 | 10 | 19 | 8 | 65.6273
2027 | 10 | 19 | 9 | 57.2259
2027 | 10 | 19 | 10 | 51.5365
2027 | 10 | 19 | 11 | 47.9251
2027 | 10 | 19 | 12 | 49.2158
2027 | 10 | 19 | 13 | 49.2412
2027 | 10 | 19 | 14 | 48.7805
2027 | 10 | 19 | 15 | 50.3709
2027 | 10 | 19 | 16 | 54.6267
2027 | 10 | 19 | 17 | 63.4108
2027 | 10 | 19 | 18 | 69.3977
2027 | 10 | 19 | 19 | 68.1458
2027 | 10 | 19 | 20 | 65.4761
2027 | 10 | 19 | 21 | 61.7135
2027 | 10 | 19 | 22 | 57.5929
2027 | 10 | 19 | 23 | 53.8865
2027 | 10 | 20 | 0 | 53.6029
2027 | 10 | 20 | 1 | 52.0516
2027 | 10 | 20 | 2 | 51.5691
2027 | 10 | 20 | 3 | 51.5824
2027 | 10 | 20 | 4 | 52.0555
2027 | 10 | 20 | 5 | 53.9604
2027 | 10 | 20 | 6 | 57.7542
2027 | 10 | 20 | 7 | 63.3973
2027 | 10 | 20 | 8 | 65.0374
2027 | 10 | 20 | 9 | 59.3786
2027 | 10 | 20 | 10 | 55.002
2027 | 10 | 20 | 11 | 51.0759
2027 | 10 | 20 | 12 | 51.1208
2027 | 10 | 20 | 13 | 51.7088
2027 | 10 | 20 | 14 | 51.6522
2027 | 10 | 20 | 15 | 52.7009
2027 | 10 | 20 | 16 | 57.0885
2027 | 10 | 20 | 17 | 67.0685
2027 | 10 | 20 | 18 | 71.2516
2027 | 10 | 20 | 19 | 68.2204
2027 | 10 | 20 | 20 | 64.885
2027 | 10 | 20 | 21 | 60.9376
2027 | 10 | 20 | 22 | 56.5771
2027 | 10 | 20 | 23 | 52.8423
2027 | 10 | 21 | 0 | 51.2557
2027 | 10 | 21 | 1 | 49.171
2027 | 10 | 21 | 2 | 48.5214
2027 | 10 | 21 | 3 | 48.4346
2027 | 10 | 21 | 4 | 48.8216
2027 | 10 | 21 | 5 | 50.8001
2027 | 10 | 21 | 6 | 55.072
2027 | 10 | 21 | 7 | 61.1677
2027 | 10 | 21 | 8 | 64.2071
2027 | 10 | 21 | 9 | 59.1652
2027 | 10 | 21 | 10 | 53.8271
2027 | 10 | 21 | 11 | 49.9539
2027 | 10 | 21 | 12 | 49.0128
2027 | 10 | 21 | 13 | 49.4073
2027 | 10 | 21 | 14 | 49.5466
2027 | 10 | 21 | 15 | 50.713
2027 | 10 | 21 | 16 | 55.2622
2027 | 10 | 21 | 17 | 65.0166
2027 | 10 | 21 | 18 | 68.796
2027 | 10 | 21 | 19 | 65.9462
2027 | 10 | 21 | 20 | 62.6994
2027 | 10 | 21 | 21 | 58.9879
2027 | 10 | 21 | 22 | 54.8862
2027 | 10 | 21 | 23 | 51.1867
2027 | 10 | 22 | 0 | 50.3369
2027 | 10 | 22 | 1 | 48.5781
2027 | 10 | 22 | 2 | 47.9866
2027 | 10 | 22 | 3 | 47.9506
2027 | 10 | 22 | 4 | 48.4299
2027 | 10 | 22 | 5 | 50.4527
2027 | 10 | 22 | 6 | 53.9804
2027 | 10 | 22 | 7 | 60.2463
2027 | 10 | 22 | 8 | 63.236
2027 | 10 | 22 | 9 | 57.9571
2027 | 10 | 22 | 10 | 52.0936
2027 | 10 | 22 | 11 | 48.0149
2027 | 10 | 22 | 12 | 47.9074
2027 | 10 | 22 | 13 | 48.0035
2027 | 10 | 22 | 14 | 47.3976
2027 | 10 | 22 | 15 | 48.3377
2027 | 10 | 22 | 16 | 54.1839
2027 | 10 | 22 | 17 | 63.9667
2027 | 10 | 22 | 18 | 69.2496
2027 | 10 | 22 | 19 | 66.4554
2027 | 10 | 22 | 20 | 63.0915
2027 | 10 | 22 | 21 | 59.5743
2027 | 10 | 22 | 22 | 55.9676
2027 | 10 | 22 | 23 | 52.5044
2027 | 10 | 23 | 0 | 49.746
2027 | 10 | 23 | 1 | 48.5969
2027 | 10 | 23 | 2 | 48.1533
2027 | 10 | 23 | 3 | 48.0619
2027 | 10 | 23 | 4 | 48.4578
2027 | 10 | 23 | 5 | 49.8108
2027 | 10 | 23 | 6 | 51.6095
2027 | 10 | 23 | 7 | 55.9887
2027 | 10 | 23 | 8 | 59.1882
2027 | 10 | 23 | 9 | 54.9342
2027 | 10 | 23 | 10 | 50.2999
2027 | 10 | 23 | 11 | 46.4245
2027 | 10 | 23 | 12 | 46.0086
2027 | 10 | 23 | 13 | 45.4332
2027 | 10 | 23 | 14 | 44.8591
2027 | 10 | 23 | 15 | 46.2901
2027 | 10 | 23 | 16 | 52.6596
2027 | 10 | 23 | 17 | 63.5753
2027 | 10 | 23 | 18 | 69.8422
2027 | 10 | 23 | 19 | 65.9223
2027 | 10 | 23 | 20 | 61.1683
2027 | 10 | 23 | 21 | 57.0171
2027 | 10 | 23 | 22 | 53.5003
2027 | 10 | 23 | 23 | 50.7647
2027 | 10 | 24 | 0 | 49.7601
2027 | 10 | 24 | 1 | 49.2289
2027 | 10 | 24 | 2 | 48.7371
2027 | 10 | 24 | 3 | 48.6762
2027 | 10 | 24 | 4 | 49.0424
2027 | 10 | 24 | 5 | 50.285
2027 | 10 | 24 | 6 | 52.2959
2027 | 10 | 24 | 7 | 55.5697
2027 | 10 | 24 | 8 | 57.5651
2027 | 10 | 24 | 9 | 52.0518
2027 | 10 | 24 | 10 | 47.6308
2027 | 10 | 24 | 11 | 44.1073
2027 | 10 | 24 | 12 | 46.789
2027 | 10 | 24 | 13 | 46.2388
2027 | 10 | 24 | 14 | 46.3151
2027 | 10 | 24 | 15 | 48.2131
2027 | 10 | 24 | 16 | 55.903
2027 | 10 | 24 | 17 | 67.6321
2027 | 10 | 24 | 18 | 72.051
2027 | 10 | 24 | 19 | 67.419
2027 | 10 | 24 | 20 | 62.7732
2027 | 10 | 24 | 21 | 58.4287
2027 | 10 | 24 | 22 | 54.2439
2027 | 10 | 24 | 23 | 51.1967
2027 | 10 | 25 | 0 | 49.8718
2027 | 10 | 25 | 1 | 49.6718
2027 | 10 | 25 | 2 | 49.6246
2027 | 10 | 25 | 3 | 49.9572
2027 | 10 | 25 | 4 | 50.724
2027 | 10 | 25 | 5 | 52.9272
2027 | 10 | 25 | 6 | 56.9132
2027 | 10 | 25 | 7 | 62.7934
2027 | 10 | 25 | 8 | 64.8146
2027 | 10 | 25 | 9 | 57.8048
2027 | 10 | 25 | 10 | 52.8473
2027 | 10 | 25 | 11 | 49.4356
2027 | 10 | 25 | 12 | 46.2643
2027 | 10 | 25 | 13 | 46.8248
2027 | 10 | 25 | 14 | 46.3199
2027 | 10 | 25 | 15 | 47.1442
2027 | 10 | 25 | 16 | 50.7954
2027 | 10 | 25 | 17 | 60.0979
2027 | 10 | 25 | 18 | 69.1646
2027 | 10 | 25 | 19 | 68.2264
2027 | 10 | 25 | 20 | 65.577
2027 | 10 | 25 | 21 | 61.9814
2027 | 10 | 25 | 22 | 57.8159
2027 | 10 | 25 | 23 | 54.1564
2027 | 10 | 26 | 0 | 53.2863
2027 | 10 | 26 | 1 | 51.9189
2027 | 10 | 26 | 2 | 51.5161
2027 | 10 | 26 | 3 | 51.6541
2027 | 10 | 26 | 4 | 52.1954
2027 | 10 | 26 | 5 | 54.1431
2027 | 10 | 26 | 6 | 58.0155
2027 | 10 | 26 | 7 | 64.0878
2027 | 10 | 26 | 8 | 66.4156
2027 | 10 | 26 | 9 | 59.4862
2027 | 10 | 26 | 10 | 53.2174
2027 | 10 | 26 | 11 | 49.4167
2027 | 10 | 26 | 12 | 51.6696
2027 | 10 | 26 | 13 | 51.4722
2027 | 10 | 26 | 14 | 51.3041
2027 | 10 | 26 | 15 | 52.9741
2027 | 10 | 26 | 16 | 59.0765
2027 | 10 | 26 | 17 | 68.8416
2027 | 10 | 26 | 18 | 71.3857
2027 | 10 | 26 | 19 | 68.396
2027 | 10 | 26 | 20 | 65.1335
2027 | 10 | 26 | 21 | 61.3351
2027 | 10 | 26 | 22 | 57.1777
2027 | 10 | 26 | 23 | 53.5552
2027 | 10 | 27 | 0 | 51.5564
2027 | 10 | 27 | 1 | 50.8685
2027 | 10 | 27 | 2 | 50.3942
2027 | 10 | 27 | 3 | 50.4914
2027 | 10 | 27 | 4 | 51.0814
2027 | 10 | 27 | 5 | 53.1211
2027 | 10 | 27 | 6 | 57.7695
2027 | 10 | 27 | 7 | 63.9574
2027 | 10 | 27 | 8 | 67.5031
2027 | 10 | 27 | 9 | 61.3052
2027 | 10 | 27 | 10 | 54.6451
2027 | 10 | 27 | 11 | 50.2163
2027 | 10 | 27 | 12 | 51.3567
2027 | 10 | 27 | 13 | 51.5215
2027 | 10 | 27 | 14 | 51.499
2027 | 10 | 27 | 15 | 52.6295
2027 | 10 | 27 | 16 | 58.5831
2027 | 10 | 27 | 17 | 69.2375
2027 | 10 | 27 | 18 | 72.6379
2027 | 10 | 27 | 19 | 70.0683
2027 | 10 | 27 | 20 | 67.073
2027 | 10 | 27 | 21 | 63.5686
2027 | 10 | 27 | 22 | 59.3268
2027 | 10 | 27 | 23 | 55.6406
2027 | 10 | 28 | 0 | 53.7734
2027 | 10 | 28 | 1 | 51.6187
2027 | 10 | 28 | 2 | 51.0583
2027 | 10 | 28 | 3 | 51.0435
2027 | 10 | 28 | 4 | 51.5287
2027 | 10 | 28 | 5 | 53.5251
2027 | 10 | 28 | 6 | 58.0443
2027 | 10 | 28 | 7 | 64.3615
2027 | 10 | 28 | 8 | 68.6129
2027 | 10 | 28 | 9 | 63.9049
2027 | 10 | 28 | 10 | 58.1702
2027 | 10 | 28 | 11 | 53.6957
2027 | 10 | 28 | 12 | 52.7427
2027 | 10 | 28 | 13 | 52.6093
2027 | 10 | 28 | 14 | 52.2766
2027 | 10 | 28 | 15 | 53.6618
2027 | 10 | 28 | 16 | 59.9602
2027 | 10 | 28 | 17 | 70.4635
2027 | 10 | 28 | 18 | 72.4098
2027 | 10 | 28 | 19 | 69.6917
2027 | 10 | 28 | 20 | 66.6654
2027 | 10 | 28 | 21 | 63.1976
2027 | 10 | 28 | 22 | 59.2295
2027 | 10 | 28 | 23 | 55.547
2027 | 10 | 29 | 0 | 53.1444
2027 | 10 | 29 | 1 | 51.1988
2027 | 10 | 29 | 2 | 50.628
2027 | 10 | 29 | 3 | 50.6025
2027 | 10 | 29 | 4 | 51.1012
2027 | 10 | 29 | 5 | 53.0846
2027 | 10 | 29 | 6 | 56.9722
2027 | 10 | 29 | 7 | 63.5888
2027 | 10 | 29 | 8 | 68.4452
2027 | 10 | 29 | 9 | 63.8969
2027 | 10 | 29 | 10 | 57.0072
2027 | 10 | 29 | 11 | 52.0947
2027 | 10 | 29 | 12 | 50.9042
2027 | 10 | 29 | 13 | 50.8219
2027 | 10 | 29 | 14 | 50.535
2027 | 10 | 29 | 15 | 51.4323
2027 | 10 | 29 | 16 | 57.7989
2027 | 10 | 29 | 17 | 68.2103
2027 | 10 | 29 | 18 | 70.1816
2027 | 10 | 29 | 19 | 67.0771
2027 | 10 | 29 | 20 | 63.7112
2027 | 10 | 29 | 21 | 60.2839
2027 | 10 | 29 | 22 | 56.4737
2027 | 10 | 29 | 23 | 52.7839
2027 | 10 | 30 | 0 | 52.3359
2027 | 10 | 30 | 1 | 49.0248
2027 | 10 | 30 | 2 | 48.305
2027 | 10 | 30 | 3 | 47.9553
2027 | 10 | 30 | 4 | 48.056
2027 | 10 | 30 | 5 | 49.2278
2027 | 10 | 30 | 6 | 51.9877
2027 | 10 | 30 | 7 | 56.4654
2027 | 10 | 30 | 8 | 61.202
2027 | 10 | 30 | 9 | 58.6353
2027 | 10 | 30 | 10 | 54.0365
2027 | 10 | 30 | 11 | 50.03
2027 | 10 | 30 | 12 | 49.2978
2027 | 10 | 30 | 13 | 49.0928
2027 | 10 | 30 | 14 | 48.1219
2027 | 10 | 30 | 15 | 49.4872
2027 | 10 | 30 | 16 | 56.7501
2027 | 10 | 30 | 17 | 67.0994
2027 | 10 | 30 | 18 | 69.5144
2027 | 10 | 30 | 19 | 65.202
2027 | 10 | 30 | 20 | 60.2546
2027 | 10 | 30 | 21 | 56.1216
2027 | 10 | 30 | 22 | 52.5175
2027 | 10 | 30 | 23 | 49.7977
2027 | 10 | 31 | 0 | 47.2223
2027 | 10 | 31 | 1 | 47.5581
2027 | 10 | 31 | 2 | 47.1212
2027 | 10 | 31 | 3 | 47.0086
2027 | 10 | 31 | 4 | 47.4038
2027 | 10 | 31 | 5 | 48.677
2027 | 10 | 31 | 6 | 50.5813
2027 | 10 | 31 | 7 | 53.9891
2027 | 10 | 31 | 8 | 56.5695
2027 | 10 | 31 | 9 | 51.4067
2027 | 10 | 31 | 10 | 46.2142
2027 | 10 | 31 | 11 | 43.1721
2027 | 10 | 31 | 12 | 47.1563
2027 | 10 | 31 | 13 | 46.9615
2027 | 10 | 31 | 14 | 46.82
2027 | 10 | 31 | 15 | 48.562
2027 | 10 | 31 | 16 | 56.4439
2027 | 10 | 31 | 17 | 68.2024
2027 | 10 | 31 | 18 | 71.1896
2027 | 10 | 31 | 19 | 66.576
2027 | 10 | 31 | 20 | 61.9426
2027 | 10 | 31 | 21 | 57.7797
2027 | 10 | 31 | 22 | 53.6873
2027 | 10 | 31 | 23 | 50.6635
2027 | 11 | 1 | 0 | 49.1675
2027 | 11 | 1 | 1 | 46.0444
2027 | 11 | 1 | 2 | 45.8638
2027 | 11 | 1 | 3 | 45.8983
2027 | 11 | 1 | 4 | 46.4325
2027 | 11 | 1 | 5 | 48.487
2027 | 11 | 1 | 6 | 53.1661
2027 | 11 | 1 | 7 | 58.8764
2027 | 11 | 1 | 8 | 62.4972
2027 | 11 | 1 | 9 | 58.0927
2027 | 11 | 1 | 10 | 54.7933
2027 | 11 | 1 | 11 | 52.2078
2027 | 11 | 1 | 12 | 49.381
2027 | 11 | 1 | 13 | 49.9986
2027 | 11 | 1 | 14 | 49.205
2027 | 11 | 1 | 15 | 50.1102
2027 | 11 | 1 | 16 | 55.3595
2027 | 11 | 1 | 17 | 63.5431
2027 | 11 | 1 | 18 | 70.5086
2027 | 11 | 1 | 19 | 66.639
2027 | 11 | 1 | 20 | 63.0317
2027 | 11 | 1 | 21 | 58.7729
2027 | 11 | 1 | 22 | 54.5431
2027 | 11 | 1 | 23 | 50.9454
2027 | 11 | 2 | 0 | 48.6893
2027 | 11 | 2 | 1 | 50.7668
2027 | 11 | 2 | 2 | 50.5826
2027 | 11 | 2 | 3 | 50.8755
2027 | 11 | 2 | 4 | 51.6587
2027 | 11 | 2 | 5 | 53.9433
2027 | 11 | 2 | 6 | 57.7431
2027 | 11 | 2 | 7 | 63.3364
2027 | 11 | 2 | 8 | 64.7943
2027 | 11 | 2 | 9 | 56.8928
2027 | 11 | 2 | 10 | 50.9326
2027 | 11 | 2 | 11 | 47.1744
2027 | 11 | 2 | 12 | 47.4598
2027 | 11 | 2 | 13 | 48.0386
2027 | 11 | 2 | 14 | 47.8972
2027 | 11 | 2 | 15 | 49.4291
2027 | 11 | 2 | 16 | 54.8306
2027 | 11 | 2 | 17 | 62.8297
2027 | 11 | 2 | 18 | 72.8939
2027 | 11 | 2 | 19 | 69.5305
2027 | 11 | 2 | 20 | 66.3118
2027 | 11 | 2 | 21 | 62.4127
2027 | 11 | 2 | 22 | 58.1989
2027 | 11 | 2 | 23 | 54.4048
2027 | 11 | 3 | 0 | 54.7686
2027 | 11 | 3 | 1 | 52.749
2027 | 11 | 3 | 2 | 52.2117
2027 | 11 | 3 | 3 | 51.8483
2027 | 11 | 3 | 4 | 51.9578
2027 | 11 | 3 | 5 | 53.5087
2027 | 11 | 3 | 6 | 55.415
2027 | 11 | 3 | 7 | 60.3424
2027 | 11 | 3 | 8 | 60.4965
2027 | 11 | 3 | 9 | 50.7905
2027 | 11 | 3 | 10 | 46.4716
2027 | 11 | 3 | 11 | 45.4656
2027 | 11 | 3 | 12 | 44.3285
2027 | 11 | 3 | 13 | 45.307
2027 | 11 | 3 | 14 | 44.8424
2027 | 11 | 3 | 15 | 43.8703
2027 | 11 | 3 | 16 | 45.7775
2027 | 11 | 3 | 17 | 52.701
2027 | 11 | 3 | 18 | 60.2547
2027 | 11 | 3 | 19 | 58.8681
2027 | 11 | 3 | 20 | 56.1469
2027 | 11 | 3 | 21 | 52.6236
2027 | 11 | 3 | 22 | 48.926
2027 | 11 | 3 | 23 | 45.5332
2027 | 11 | 4 | 0 | 45.2909
2027 | 11 | 4 | 1 | 42.9911
2027 | 11 | 4 | 2 | 42.4138
2027 | 11 | 4 | 3 | 42.2679
2027 | 11 | 4 | 4 | 42.5754
2027 | 11 | 4 | 5 | 44.6412
2027 | 11 | 4 | 6 | 48.426
2027 | 11 | 4 | 7 | 53.6302
2027 | 11 | 4 | 8 | 54.7974
2027 | 11 | 4 | 9 | 46.9374
2027 | 11 | 4 | 10 | 42.4047
2027 | 11 | 4 | 11 | 40.4604
2027 | 11 | 4 | 12 | 41.9089
2027 | 11 | 4 | 13 | 42.996
2027 | 11 | 4 | 14 | 43.5835
2027 | 11 | 4 | 15 | 44.0598
2027 | 11 | 4 | 16 | 48.6363
2027 | 11 | 4 | 17 | 57.3333
2027 | 11 | 4 | 18 | 63.2645
2027 | 11 | 4 | 19 | 60.507
2027 | 11 | 4 | 20 | 57.545
2027 | 11 | 4 | 21 | 54.0902
2027 | 11 | 4 | 22 | 50.3362
2027 | 11 | 4 | 23 | 46.7157
2027 | 11 | 5 | 0 | 44.3733
2027 | 11 | 5 | 1 | 42.1385
2027 | 11 | 5 | 2 | 41.3759
2027 | 11 | 5 | 3 | 40.973
2027 | 11 | 5 | 4 | 41.1802
2027 | 11 | 5 | 5 | 43.0308
2027 | 11 | 5 | 6 | 47.0535
2027 | 11 | 5 | 7 | 53.2654
2027 | 11 | 5 | 8 | 57.868
2027 | 11 | 5 | 9 | 52.775
2027 | 11 | 5 | 10 | 47.6482
2027 | 11 | 5 | 11 | 44.646
2027 | 11 | 5 | 12 | 46.0569
2027 | 11 | 5 | 13 | 45.6262
2027 | 11 | 5 | 14 | 44.2777
2027 | 11 | 5 | 15 | 43.9957
2027 | 11 | 5 | 16 | 49.8578
2027 | 11 | 5 | 17 | 56.8111
2027 | 11 | 5 | 18 | 60.1635
2027 | 11 | 5 | 19 | 57.7721
2027 | 11 | 5 | 20 | 54.9734
2027 | 11 | 5 | 21 | 51.3981
2027 | 11 | 5 | 22 | 48.0703
2027 | 11 | 5 | 23 | 44.5957
2027 | 11 | 6 | 0 | 42.3096
2027 | 11 | 6 | 1 | 38.6282
2027 | 11 | 6 | 2 | 37.8556
2027 | 11 | 6 | 3 | 37.4792
2027 | 11 | 6 | 4 | 37.5563
2027 | 11 | 6 | 5 | 38.478
2027 | 11 | 6 | 6 | 40.4175
2027 | 11 | 6 | 7 | 44.8967
2027 | 11 | 6 | 8 | 51.7925
2027 | 11 | 6 | 9 | 50.1156
2027 | 11 | 6 | 10 | 45.1584
2027 | 11 | 6 | 11 | 40.6529
2027 | 11 | 6 | 12 | 37.8031
2027 | 11 | 6 | 13 | 37.4247
2027 | 11 | 6 | 14 | 38.1645
2027 | 11 | 6 | 15 | 40.4927
2027 | 11 | 6 | 16 | 47.5786
2027 | 11 | 6 | 17 | 57.49
2027 | 11 | 6 | 18 | 60.481
2027 | 11 | 6 | 19 | 55.6949
2027 | 11 | 6 | 20 | 51.4844
2027 | 11 | 6 | 21 | 47.275
2027 | 11 | 6 | 22 | 43.9352
2027 | 11 | 6 | 23 | 41.1578
2027 | 11 | 7 | 0 | 41.2696
2027 | 11 | 7 | 1 | 41.7775
2027 | 11 | 7 | 2 | 40.3613
2027 | 11 | 7 | 3 | 39.6872
2027 | 11 | 7 | 4 | 39.6211
2027 | 11 | 7 | 5 | 39.3317
2027 | 11 | 7 | 6 | 39.4081
2027 | 11 | 7 | 7 | 42.2476
2027 | 11 | 7 | 8 | 50.1851
2027 | 11 | 7 | 9 | 48.3913
2027 | 11 | 7 | 10 | 42.665
2027 | 11 | 7 | 11 | 39.2743
2027 | 11 | 7 | 12 | 39.0324
2027 | 11 | 7 | 13 | 39.6953
2027 | 11 | 7 | 14 | 39.9916
2027 | 11 | 7 | 15 | 40.654
2027 | 11 | 7 | 16 | 47.0221
2027 | 11 | 7 | 17 | 58.9739
2027 | 11 | 7 | 18 | 64.9987
2027 | 11 | 7 | 19 | 59.5989
2027 | 11 | 7 | 20 | 56.2753
2027 | 11 | 7 | 21 | 52.6285
2027 | 11 | 7 | 22 | 49.5502
2027 | 11 | 7 | 23 | 46.6452
2027 | 11 | 8 | 0 | 46.3396
2027 | 11 | 8 | 1 | 43.1133
2027 | 11 | 8 | 2 | 42.1825
2027 | 11 | 8 | 3 | 41.9313
2027 | 11 | 8 | 4 | 42.1556
2027 | 11 | 8 | 5 | 42.9421
2027 | 11 | 8 | 6 | 44.8841
2027 | 11 | 8 | 7 | 50.1428
2027 | 11 | 8 | 8 | 58.6611
2027 | 11 | 8 | 9 | 57.132
2027 | 11 | 8 | 10 | 51.4386
2027 | 11 | 8 | 11 | 47.9524
2027 | 11 | 8 | 12 | 47.1393
2027 | 11 | 8 | 13 | 47.9437
2027 | 11 | 8 | 14 | 47.7859
2027 | 11 | 8 | 15 | 48.0162
2027 | 11 | 8 | 16 | 52.67
2027 | 11 | 8 | 17 | 61.9889
2027 | 11 | 8 | 18 | 66.2114
2027 | 11 | 8 | 19 | 62.3356
2027 | 11 | 8 | 20 | 59.7519
2027 | 11 | 8 | 21 | 56.4139
2027 | 11 | 8 | 22 | 53.1157
2027 | 11 | 8 | 23 | 49.71
2027 | 11 | 9 | 0 | 47.9767
2027 | 11 | 9 | 1 | 46.2919
2027 | 11 | 9 | 2 | 44.9354
2027 | 11 | 9 | 3 | 44.4732
2027 | 11 | 9 | 4 | 44.501
2027 | 11 | 9 | 5 | 45.0981
2027 | 11 | 9 | 6 | 47.3765
2027 | 11 | 9 | 7 | 52.1364
2027 | 11 | 9 | 8 | 57.3011
2027 | 11 | 9 | 9 | 53.4638
2027 | 11 | 9 | 10 | 47.9294
2027 | 11 | 9 | 11 | 45.1074
2027 | 11 | 9 | 12 | 45.8925
2027 | 11 | 9 | 13 | 47.1997
2027 | 11 | 9 | 14 | 47.57
2027 | 11 | 9 | 15 | 48.0697
2027 | 11 | 9 | 16 | 52.0085
2027 | 11 | 9 | 17 | 60.4748
2027 | 11 | 9 | 18 | 66.78
2027 | 11 | 9 | 19 | 62.2959
2027 | 11 | 9 | 20 | 59.5614
2027 | 11 | 9 | 21 | 56.2879
2027 | 11 | 9 | 22 | 53.2416
2027 | 11 | 9 | 23 | 49.9123
2027 | 11 | 10 | 0 | 47.1318
2027 | 11 | 10 | 1 | 46.5304
2027 | 11 | 10 | 2 | 45.3546
2027 | 11 | 10 | 3 | 45.1512
2027 | 11 | 10 | 4 | 45.5625
2027 | 11 | 10 | 5 | 46.5242
2027 | 11 | 10 | 6 | 48.5089
2027 | 11 | 10 | 7 | 53.79
2027 | 11 | 10 | 8 | 61.3281
2027 | 11 | 10 | 9 | 59.5423
2027 | 11 | 10 | 10 | 53.473
2027 | 11 | 10 | 11 | 49.0312
2027 | 11 | 10 | 12 | 47.8944
2027 | 11 | 10 | 13 | 48.8725
2027 | 11 | 10 | 14 | 49.6417
2027 | 11 | 10 | 15 | 50.2699
2027 | 11 | 10 | 16 | 54.9488
2027 | 11 | 10 | 17 | 64.7557
2027 | 11 | 10 | 18 | 70.0638
2027 | 11 | 10 | 19 | 67.941
2027 | 11 | 10 | 20 | 66.375
2027 | 11 | 10 | 21 | 63.8669
2027 | 11 | 10 | 22 | 60.9341
2027 | 11 | 10 | 23 | 57.5219
2027 | 11 | 11 | 0 | 54.1508
2027 | 11 | 11 | 1 | 53.0998
2027 | 11 | 11 | 2 | 52.0241
2027 | 11 | 11 | 3 | 51.8323
2027 | 11 | 11 | 4 | 52.2794
2027 | 11 | 11 | 5 | 53.1982
2027 | 11 | 11 | 6 | 55.6237
2027 | 11 | 11 | 7 | 60.5502
2027 | 11 | 11 | 8 | 66.6342
2027 | 11 | 11 | 9 | 64.1642
2027 | 11 | 11 | 10 | 59.0679
2027 | 11 | 11 | 11 | 54.5439
2027 | 11 | 11 | 12 | 54.072
2027 | 11 | 11 | 13 | 54.183
2027 | 11 | 11 | 14 | 54.7233
2027 | 11 | 11 | 15 | 55.8835
2027 | 11 | 11 | 16 | 60.8676
2027 | 11 | 11 | 17 | 70.2918
2027 | 11 | 11 | 18 | 76.735
2027 | 11 | 11 | 19 | 72.3605
2027 | 11 | 11 | 20 | 70.0044
2027 | 11 | 11 | 21 | 66.9792
2027 | 11 | 11 | 22 | 63.9932
2027 | 11 | 11 | 23 | 60.365
2027 | 11 | 12 | 0 | 57.8625
2027 | 11 | 12 | 1 | 55.3996
2027 | 11 | 12 | 2 | 54.0612
2027 | 11 | 12 | 3 | 53.5362
2027 | 11 | 12 | 4 | 53.6443
2027 | 11 | 12 | 5 | 54.2076
2027 | 11 | 12 | 6 | 56.1003
2027 | 11 | 12 | 7 | 61.5457
2027 | 11 | 12 | 8 | 69.8685
2027 | 11 | 12 | 9 | 68.4254
2027 | 11 | 12 | 10 | 61.7227
2027 | 11 | 12 | 11 | 56.5215
2027 | 11 | 12 | 12 | 54.4655
2027 | 11 | 12 | 13 | 55.1164
2027 | 11 | 12 | 14 | 55.0946
2027 | 11 | 12 | 15 | 55.5986
2027 | 11 | 12 | 16 | 60.2908
2027 | 11 | 12 | 17 | 69.6961
2027 | 11 | 12 | 18 | 73.0205
2027 | 11 | 12 | 19 | 68.6747
2027 | 11 | 12 | 20 | 66.1203
2027 | 11 | 12 | 21 | 63.1915
2027 | 11 | 12 | 22 | 60.461
2027 | 11 | 12 | 23 | 56.8513
2027 | 11 | 13 | 0 | 54.9982
2027 | 11 | 13 | 1 | 51.7399
2027 | 11 | 13 | 2 | 50.3441
2027 | 11 | 13 | 3 | 49.5875
2027 | 11 | 13 | 4 | 49.4328
2027 | 11 | 13 | 5 | 49.5101
2027 | 11 | 13 | 6 | 49.8461
2027 | 11 | 13 | 7 | 53.0425
2027 | 11 | 13 | 8 | 60.497
2027 | 11 | 13 | 9 | 61.2816
2027 | 11 | 13 | 10 | 56.8093
2027 | 11 | 13 | 11 | 53.2926
2027 | 11 | 13 | 12 | 50.6397
2027 | 11 | 13 | 13 | 50.5078
2027 | 11 | 13 | 14 | 49.6162
2027 | 11 | 13 | 15 | 50.4487
2027 | 11 | 13 | 16 | 56.0154
2027 | 11 | 13 | 17 | 65.1234
2027 | 11 | 13 | 18 | 67.1607
2027 | 11 | 13 | 19 | 64.494
2027 | 11 | 13 | 20 | 61.3346
2027 | 11 | 13 | 21 | 58.3553
2027 | 11 | 13 | 22 | 56.0078
2027 | 11 | 13 | 23 | 53.3954
2027 | 11 | 14 | 0 | 52.0724
2027 | 11 | 14 | 1 | 48.8219
2027 | 11 | 14 | 2 | 47.4042
2027 | 11 | 14 | 3 | 46.6479
2027 | 11 | 14 | 4 | 46.4762
2027 | 11 | 14 | 5 | 46.2874
2027 | 11 | 14 | 6 | 45.8191
2027 | 11 | 14 | 7 | 48.1345
2027 | 11 | 14 | 8 | 55.2059
2027 | 11 | 14 | 9 | 55.8812
2027 | 11 | 14 | 10 | 52.0657
2027 | 11 | 14 | 11 | 48.5303
2027 | 11 | 14 | 12 | 48.2377
2027 | 11 | 14 | 13 | 49.354
2027 | 11 | 14 | 14 | 49.7224
2027 | 11 | 14 | 15 | 50.3256
2027 | 11 | 14 | 16 | 55.0282
2027 | 11 | 14 | 17 | 63.5532
2027 | 11 | 14 | 18 | 67.9717
2027 | 11 | 14 | 19 | 63.6024
2027 | 11 | 14 | 20 | 60.2541
2027 | 11 | 14 | 21 | 56.8427
2027 | 11 | 14 | 22 | 53.8106
2027 | 11 | 14 | 23 | 50.9197
2027 | 11 | 15 | 0 | 48.424
2027 | 11 | 15 | 1 | 46.4728
2027 | 11 | 15 | 2 | 45.4732
2027 | 11 | 15 | 3 | 45.1943
2027 | 11 | 15 | 4 | 45.406
2027 | 11 | 15 | 5 | 46.1025
2027 | 11 | 15 | 6 | 48.2293
2027 | 11 | 15 | 7 | 52.647
2027 | 11 | 15 | 8 | 57.6112
2027 | 11 | 15 | 9 | 52.9706
2027 | 11 | 15 | 10 | 47.4039
2027 | 11 | 15 | 11 | 45.6462
2027 | 11 | 15 | 12 | 46.4531
2027 | 11 | 15 | 13 | 46.803
2027 | 11 | 15 | 14 | 46.5042
2027 | 11 | 15 | 15 | 46.5355
2027 | 11 | 15 | 16 | 49.7976
2027 | 11 | 15 | 17 | 57.6897
2027 | 11 | 15 | 18 | 66.5828
2027 | 11 | 15 | 19 | 63.1518
2027 | 11 | 15 | 20 | 60.9995
2027 | 11 | 15 | 21 | 58.0122
2027 | 11 | 15 | 22 | 54.994
2027 | 11 | 15 | 23 | 51.6491
2027 | 11 | 16 | 0 | 49.5429
2027 | 11 | 16 | 1 | 46.2348
2027 | 11 | 16 | 2 | 44.7927
2027 | 11 | 16 | 3 | 44.3182
2027 | 11 | 16 | 4 | 44.3783
2027 | 11 | 16 | 5 | 44.9671
2027 | 11 | 16 | 6 | 46.7466
2027 | 11 | 16 | 7 | 51.8872
2027 | 11 | 16 | 8 | 59.0419
2027 | 11 | 16 | 9 | 57.028
2027 | 11 | 16 | 10 | 50.9265
2027 | 11 | 16 | 11 | 47.7434
2027 | 11 | 16 | 12 | 47.0927
2027 | 11 | 16 | 13 | 46.8735
2027 | 11 | 16 | 14 | 47.0918
2027 | 11 | 16 | 15 | 47.8419
2027 | 11 | 16 | 16 | 52.5398
2027 | 11 | 16 | 17 | 60.4729
2027 | 11 | 16 | 18 | 67.8265
2027 | 11 | 16 | 19 | 63.5241
2027 | 11 | 16 | 20 | 61.1748
2027 | 11 | 16 | 21 | 58.1814
2027 | 11 | 16 | 22 | 55.3055
2027 | 11 | 16 | 23 | 52.0039
2027 | 11 | 17 | 0 | 49.1629
2027 | 11 | 17 | 1 | 47.5426
2027 | 11 | 17 | 2 | 46.206
2027 | 11 | 17 | 3 | 45.8475
2027 | 11 | 17 | 4 | 46.1238
2027 | 11 | 17 | 5 | 46.9166
2027 | 11 | 17 | 6 | 48.6535
2027 | 11 | 17 | 7 | 54.0665
2027 | 11 | 17 | 8 | 62.9145
2027 | 11 | 17 | 9 | 62.2959
2027 | 11 | 17 | 10 | 56.3747
2027 | 11 | 17 | 11 | 51.6788
2027 | 11 | 17 | 12 | 50.7965
2027 | 11 | 17 | 13 | 50.7565
2027 | 11 | 17 | 14 | 51.0694
2027 | 11 | 17 | 15 | 52.3047
2027 | 11 | 17 | 16 | 58.3191
2027 | 11 | 17 | 17 | 68.4038
2027 | 11 | 17 | 18 | 73.5002
2027 | 11 | 17 | 19 | 69.8187
2027 | 11 | 17 | 20 | 67.8354
2027 | 11 | 17 | 21 | 65.1521
2027 | 11 | 17 | 22 | 62.3316
2027 | 11 | 17 | 23 | 58.9906
2027 | 11 | 18 | 0 | 53.6701
2027 | 11 | 18 | 1 | 52.8568
2027 | 11 | 18 | 2 | 51.6317
2027 | 11 | 18 | 3 | 51.3046
2027 | 11 | 18 | 4 | 51.5734
2027 | 11 | 18 | 5 | 52.3386
2027 | 11 | 18 | 6 | 53.5586
2027 | 11 | 18 | 7 | 58.3635
2027 | 11 | 18 | 8 | 64.5652
2027 | 11 | 18 | 9 | 61.0172
2027 | 11 | 18 | 10 | 54.8008
2027 | 11 | 18 | 11 | 50.78
2027 | 11 | 18 | 12 | 52.7854
2027 | 11 | 18 | 13 | 52.4759
2027 | 11 | 18 | 14 | 52.6855
2027 | 11 | 18 | 15 | 54.0785
2027 | 11 | 18 | 16 | 59.5097
2027 | 11 | 18 | 17 | 69.1593
2027 | 11 | 18 | 18 | 74.0858
2027 | 11 | 18 | 19 | 69.4771
2027 | 11 | 18 | 20 | 67.1473
2027 | 11 | 18 | 21 | 64.2435
2027 | 11 | 18 | 22 | 61.4242
2027 | 11 | 18 | 23 | 57.8628
2027 | 11 | 19 | 0 | 55.3063
2027 | 11 | 19 | 1 | 51.7152
2027 | 11 | 19 | 2 | 50.1782
2027 | 11 | 19 | 3 | 49.5301
2027 | 11 | 19 | 4 | 49.5118
2027 | 11 | 19 | 5 | 50.0013
2027 | 11 | 19 | 6 | 51.4419
2027 | 11 | 19 | 7 | 56.5984
2027 | 11 | 19 | 8 | 64.5644
2027 | 11 | 19 | 9 | 63.4148
2027 | 11 | 19 | 10 | 57.0842
2027 | 11 | 19 | 11 | 52.5998
2027 | 11 | 19 | 12 | 50.7428
2027 | 11 | 19 | 13 | 50.7058
2027 | 11 | 19 | 14 | 50.4074
2027 | 11 | 19 | 15 | 50.9206
2027 | 11 | 19 | 16 | 55.9261
2027 | 11 | 19 | 17 | 64.9226
2027 | 11 | 19 | 18 | 68.8082
2027 | 11 | 19 | 19 | 64.5794
2027 | 11 | 19 | 20 | 62.2156
2027 | 11 | 19 | 21 | 59.5056
2027 | 11 | 19 | 22 | 56.9591
2027 | 11 | 19 | 23 | 53.4358
2027 | 11 | 20 | 0 | 52.0536
2027 | 11 | 20 | 1 | 48.2814
2027 | 11 | 20 | 2 | 46.8808
2027 | 11 | 20 | 3 | 46.1582
2027 | 11 | 20 | 4 | 46.0701
2027 | 11 | 20 | 5 | 46.0651
2027 | 11 | 20 | 6 | 46.6455
2027 | 11 | 20 | 7 | 49.7781
2027 | 11 | 20 | 8 | 57.3996
2027 | 11 | 20 | 9 | 58.4045
2027 | 11 | 20 | 10 | 54.0785
2027 | 11 | 20 | 11 | 50.5776
2027 | 11 | 20 | 12 | 49.2449
2027 | 11 | 20 | 13 | 48.2087
2027 | 11 | 20 | 14 | 47.6601
2027 | 11 | 20 | 15 | 48.8708
2027 | 11 | 20 | 16 | 55.124
2027 | 11 | 20 | 17 | 64.6492
2027 | 11 | 20 | 18 | 68.8329
2027 | 11 | 20 | 19 | 64.9431
2027 | 11 | 20 | 20 | 61.6084
2027 | 11 | 20 | 21 | 58.618
2027 | 11 | 20 | 22 | 56.4449
2027 | 11 | 20 | 23 | 53.8842
2027 | 11 | 21 | 0 | 50.4468
2027 | 11 | 21 | 1 | 50.9984
2027 | 11 | 21 | 2 | 49.8385
2027 | 11 | 21 | 3 | 49.3827
2027 | 11 | 21 | 4 | 49.4968
2027 | 11 | 21 | 5 | 49.5099
2027 | 11 | 21 | 6 | 49.2642
2027 | 11 | 21 | 7 | 51.3864
2027 | 11 | 21 | 8 | 57.0537
2027 | 11 | 21 | 9 | 55.1723
2027 | 11 | 21 | 10 | 50.6092
2027 | 11 | 21 | 11 | 47.2131
2027 | 11 | 21 | 12 | 50.0525
2027 | 11 | 21 | 13 | 49.283
2027 | 11 | 21 | 14 | 49.5265
2027 | 11 | 21 | 15 | 51.0087
2027 | 11 | 21 | 16 | 57.4442
2027 | 11 | 21 | 17 | 67.2128
2027 | 11 | 21 | 18 | 74.2511
2027 | 11 | 21 | 19 | 68.713
2027 | 11 | 21 | 20 | 65.0938
2027 | 11 | 21 | 21 | 61.6453
2027 | 11 | 21 | 22 | 58.6108
2027 | 11 | 21 | 23 | 55.6354
2027 | 11 | 22 | 0 | 53.5565
2027 | 11 | 22 | 1 | 52.309
2027 | 11 | 22 | 2 | 51.4484
2027 | 11 | 22 | 3 | 51.3517
2027 | 11 | 22 | 4 | 51.8289
2027 | 11 | 22 | 5 | 52.6531
2027 | 11 | 22 | 6 | 55.1816
2027 | 11 | 22 | 7 | 59.9028
2027 | 11 | 22 | 8 | 66.0987
2027 | 11 | 22 | 9 | 62.4156
2027 | 11 | 22 | 10 | 56.6379
2027 | 11 | 22 | 11 | 53.0272
2027 | 11 | 22 | 12 | 51.8352
2027 | 11 | 22 | 13 | 51.2581
2027 | 11 | 22 | 14 | 50.7666
2027 | 11 | 22 | 15 | 51.8902
2027 | 11 | 22 | 16 | 56.0798
2027 | 11 | 22 | 17 | 64.7101
2027 | 11 | 22 | 18 | 74.1229
2027 | 11 | 22 | 19 | 71.1644
2027 | 11 | 22 | 20 | 69.4473
2027 | 11 | 22 | 21 | 66.6446
2027 | 11 | 22 | 22 | 63.6532
2027 | 11 | 22 | 23 | 60.058
2027 | 11 | 23 | 0 | 57.8892
2027 | 11 | 23 | 1 | 55.8334
2027 | 11 | 23 | 2 | 54.5146
2027 | 11 | 23 | 3 | 54.1186
2027 | 11 | 23 | 4 | 54.2759
2027 | 11 | 23 | 5 | 54.7546
2027 | 11 | 23 | 6 | 56.8036
2027 | 11 | 23 | 7 | 61.8544
2027 | 11 | 23 | 8 | 69.3161
2027 | 11 | 23 | 9 | 67.6223
2027 | 11 | 23 | 10 | 61.5169
2027 | 11 | 23 | 11 | 56.9816
2027 | 11 | 23 | 12 | 56.7194
2027 | 11 | 23 | 13 | 55.757
2027 | 11 | 23 | 14 | 55.3041
2027 | 11 | 23 | 15 | 57.0832
2027 | 11 | 23 | 16 | 62.8953
2027 | 11 | 23 | 17 | 71.5157
2027 | 11 | 23 | 18 | 77.3775
2027 | 11 | 23 | 19 | 72.6034
2027 | 11 | 23 | 20 | 70.343
2027 | 11 | 23 | 21 | 67.3481
2027 | 11 | 23 | 22 | 64.3985
2027 | 11 | 23 | 23 | 60.8288
2027 | 11 | 24 | 0 | 56.835
2027 | 11 | 24 | 1 | 54.7119
2027 | 11 | 24 | 2 | 53.2009
2027 | 11 | 24 | 3 | 52.5821
2027 | 11 | 24 | 4 | 52.5355
2027 | 11 | 24 | 5 | 52.8699
2027 | 11 | 24 | 6 | 53.764
2027 | 11 | 24 | 7 | 58.6027
2027 | 11 | 24 | 8 | 66.8714
2027 | 11 | 24 | 9 | 66.6602
2027 | 11 | 24 | 10 | 61.3065
2027 | 11 | 24 | 11 | 57.0796
2027 | 11 | 24 | 12 | 55.8462
2027 | 11 | 24 | 13 | 55.1807
2027 | 11 | 24 | 14 | 54.9012
2027 | 11 | 24 | 15 | 55.6777
2027 | 11 | 24 | 16 | 60.8225
2027 | 11 | 24 | 17 | 69.9172
2027 | 11 | 24 | 18 | 73.8705
2027 | 11 | 24 | 19 | 69.9135
2027 | 11 | 24 | 20 | 68.055
2027 | 11 | 24 | 21 | 65.4166
2027 | 11 | 24 | 22 | 62.5411
2027 | 11 | 24 | 23 | 59.0462
2027 | 11 | 25 | 0 | 54.6562
2027 | 11 | 25 | 1 | 52.7338
2027 | 11 | 25 | 2 | 51.3751
2027 | 11 | 25 | 3 | 50.9889
2027 | 11 | 25 | 4 | 51.1751
2027 | 11 | 25 | 5 | 51.8329
2027 | 11 | 25 | 6 | 52.2077
2027 | 11 | 25 | 7 | 57.2663
2027 | 11 | 25 | 8 | 65.8213
2027 | 11 | 25 | 9 | 66.2565
2027 | 11 | 25 | 10 | 61.0163
2027 | 11 | 25 | 11 | 56.3948
2027 | 11 | 25 | 12 | 54.6339
2027 | 11 | 25 | 13 | 53.4436
2027 | 11 | 25 | 14 | 53.6162
2027 | 11 | 25 | 15 | 55.1383
2027 | 11 | 25 | 16 | 61.1811
2027 | 11 | 25 | 17 | 70.5315
2027 | 11 | 25 | 18 | 76.9121
2027 | 11 | 25 | 19 | 72.3318
2027 | 11 | 25 | 20 | 70.2594
2027 | 11 | 25 | 21 | 67.7279
2027 | 11 | 25 | 22 | 65.0673
2027 | 11 | 25 | 23 | 61.5889
2027 | 11 | 26 | 0 | 56.3184
2027 | 11 | 26 | 1 | 54.6359
2027 | 11 | 26 | 2 | 53.3054
2027 | 11 | 26 | 3 | 52.9467
2027 | 11 | 26 | 4 | 53.27
2027 | 11 | 26 | 5 | 53.9567
2027 | 11 | 26 | 6 | 56.4914
2027 | 11 | 26 | 7 | 61.443
2027 | 11 | 26 | 8 | 68.1346
2027 | 11 | 26 | 9 | 65.3298
2027 | 11 | 26 | 10 | 58.2671
2027 | 11 | 26 | 11 | 53.5643
2027 | 11 | 26 | 12 | 55.7846
2027 | 11 | 26 | 13 | 54.1401
2027 | 11 | 26 | 14 | 53.3225
2027 | 11 | 26 | 15 | 54.7705
2027 | 11 | 26 | 16 | 61.6141
2027 | 11 | 26 | 17 | 71.0796
2027 | 11 | 26 | 18 | 78.5851
2027 | 11 | 26 | 19 | 73.9355
2027 | 11 | 26 | 20 | 71.7573
2027 | 11 | 26 | 21 | 69.2565
2027 | 11 | 26 | 22 | 66.8621
2027 | 11 | 26 | 23 | 63.3535
2027 | 11 | 27 | 0 | 59.3243
2027 | 11 | 27 | 1 | 58.2146
2027 | 11 | 27 | 2 | 56.9354
2027 | 11 | 27 | 3 | 56.43
2027 | 11 | 27 | 4 | 56.4615
2027 | 11 | 27 | 5 | 56.6812
2027 | 11 | 27 | 6 | 56.7562
2027 | 11 | 27 | 7 | 59.8228
2027 | 11 | 27 | 8 | 67.1128
2027 | 11 | 27 | 9 | 69.0147
2027 | 11 | 27 | 10 | 66.4757
2027 | 11 | 27 | 11 | 61.8804
2027 | 11 | 27 | 12 | 58.3241
2027 | 11 | 27 | 13 | 55.2315
2027 | 11 | 27 | 14 | 54.4009
2027 | 11 | 27 | 15 | 56.6165
2027 | 11 | 27 | 16 | 64.4627
2027 | 11 | 27 | 17 | 74.2825
2027 | 11 | 27 | 18 | 79.2958
2027 | 11 | 27 | 19 | 75.74
2027 | 11 | 27 | 20 | 72.4042
2027 | 11 | 27 | 21 | 69.4746
2027 | 11 | 27 | 22 | 67.1227
2027 | 11 | 27 | 23 | 64.3742
2027 | 11 | 28 | 0 | 61.0689
2027 | 11 | 28 | 1 | 60.0663
2027 | 11 | 28 | 2 | 58.9752
2027 | 11 | 28 | 3 | 58.6107
2027 | 11 | 28 | 4 | 58.7311
2027 | 11 | 28 | 5 | 58.9561
2027 | 11 | 28 | 6 | 58.4868
2027 | 11 | 28 | 7 | 60.1539
2027 | 11 | 28 | 8 | 64.5821
2027 | 11 | 28 | 9 | 63.4997
2027 | 11 | 28 | 10 | 60.1952
2027 | 11 | 28 | 11 | 56.8214
2027 | 11 | 28 | 12 | 55.5255
2027 | 11 | 28 | 13 | 53.242
2027 | 11 | 28 | 14 | 52.2002
2027 | 11 | 28 | 15 | 54.0051
2027 | 11 | 28 | 16 | 60.5494
2027 | 11 | 28 | 17 | 70.0221
2027 | 11 | 28 | 18 | 79.0973
2027 | 11 | 28 | 19 | 75.6243
2027 | 11 | 28 | 20 | 72.5879
2027 | 11 | 28 | 21 | 69.5441
2027 | 11 | 28 | 22 | 66.459
2027 | 11 | 28 | 23 | 63.2946
2027 | 11 | 29 | 0 | 61.2965
2027 | 11 | 29 | 1 | 58.9168
2027 | 11 | 29 | 2 | 57.8724
2027 | 11 | 29 | 3 | 57.5324
2027 | 11 | 29 | 4 | 57.7279
2027 | 11 | 29 | 5 | 58.1282
2027 | 11 | 29 | 6 | 59.5934
2027 | 11 | 29 | 7 | 64.3942
2027 | 11 | 29 | 8 | 72.6028
2027 | 11 | 29 | 9 | 72.2655
2027 | 11 | 29 | 10 | 67.4925
2027 | 11 | 29 | 11 | 63.4326
2027 | 11 | 29 | 12 | 58.9689
2027 | 11 | 29 | 13 | 57.6273
2027 | 11 | 29 | 14 | 56.3523
2027 | 11 | 29 | 15 | 57.3902
2027 | 11 | 29 | 16 | 61.6262
2027 | 11 | 29 | 17 | 69.8453
2027 | 11 | 29 | 18 | 76.4939
2027 | 11 | 29 | 19 | 73.9707
2027 | 11 | 29 | 20 | 72.6852
2027 | 11 | 29 | 21 | 70.1273
2027 | 11 | 29 | 22 | 67.25
2027 | 11 | 29 | 23 | 63.5949
2027 | 11 | 30 | 0 | 59.9335
2027 | 11 | 30 | 1 | 57.4422
2027 | 11 | 30 | 2 | 56.0884
2027 | 11 | 30 | 3 | 55.7222
2027 | 11 | 30 | 4 | 55.8901
2027 | 11 | 30 | 5 | 56.3082
2027 | 11 | 30 | 6 | 58.1422
2027 | 11 | 30 | 7 | 63.0191
2027 | 11 | 30 | 8 | 70.6664
2027 | 11 | 30 | 9 | 70.3819
2027 | 11 | 30 | 10 | 64.651
2027 | 11 | 30 | 11 | 60.0284
2027 | 11 | 30 | 12 | 57.8568
2027 | 11 | 30 | 13 | 55.9142
2027 | 11 | 30 | 14 | 55.6844
2027 | 11 | 30 | 15 | 57.1949
2027 | 11 | 30 | 16 | 62.4671
2027 | 11 | 30 | 17 | 70.3536
2027 | 11 | 30 | 18 | 75.7448
2027 | 11 | 30 | 19 | 72.8958
2027 | 11 | 30 | 20 | 71.6486
2027 | 11 | 30 | 21 | 69.3032
2027 | 11 | 30 | 22 | 66.4776
2027 | 11 | 30 | 23 | 62.8109
2027 | 12 | 1 | 0 | 59.8674
2027 | 12 | 1 | 1 | 57.0585
2027 | 12 | 1 | 2 | 55.666
2027 | 12 | 1 | 3 | 55.2366
2027 | 12 | 1 | 4 | 55.4312
2027 | 12 | 1 | 5 | 56.1622
2027 | 12 | 1 | 6 | 58.5737
2027 | 12 | 1 | 7 | 63.1187
2027 | 12 | 1 | 8 | 70.2583
2027 | 12 | 1 | 9 | 69.3133
2027 | 12 | 1 | 10 | 64.3873
2027 | 12 | 1 | 11 | 59.8924
2027 | 12 | 1 | 12 | 61.3672
2027 | 12 | 1 | 13 | 61.3706
2027 | 12 | 1 | 14 | 61.4733
2027 | 12 | 1 | 15 | 61.7585
2027 | 12 | 1 | 16 | 65.7206
2027 | 12 | 1 | 17 | 72.8931
2027 | 12 | 1 | 18 | 76.3792
2027 | 12 | 1 | 19 | 73.5151
2027 | 12 | 1 | 20 | 72.4198
2027 | 12 | 1 | 21 | 70.1015
2027 | 12 | 1 | 22 | 67.2717
2027 | 12 | 1 | 23 | 63.6544
2027 | 12 | 2 | 0 | 59.5894
2027 | 12 | 2 | 1 | 56.4933
2027 | 12 | 2 | 2 | 55.0235
2027 | 12 | 2 | 3 | 54.5071
2027 | 12 | 2 | 4 | 54.5636
2027 | 12 | 2 | 5 | 55.2748
2027 | 12 | 2 | 6 | 56.2405
2027 | 12 | 2 | 7 | 60.8716
2027 | 12 | 2 | 8 | 68.6804
2027 | 12 | 2 | 9 | 69.3017
2027 | 12 | 2 | 10 | 65.4377
2027 | 12 | 2 | 11 | 60.7779
2027 | 12 | 2 | 12 | 59.6861
2027 | 12 | 2 | 13 | 59.9001
2027 | 12 | 2 | 14 | 60.5367
2027 | 12 | 2 | 15 | 61.095
2027 | 12 | 2 | 16 | 64.8285
2027 | 12 | 2 | 17 | 72.1074
2027 | 12 | 2 | 18 | 75.2206
2027 | 12 | 2 | 19 | 71.0455
2027 | 12 | 2 | 20 | 69.3129
2027 | 12 | 2 | 21 | 66.7821
2027 | 12 | 2 | 22 | 64.0344
2027 | 12 | 2 | 23 | 60.3539
2027 | 12 | 3 | 0 | 56.9877
2027 | 12 | 3 | 1 | 54.8216
2027 | 12 | 3 | 2 | 53.4061
2027 | 12 | 3 | 3 | 53.0234
2027 | 12 | 3 | 4 | 53.2876
2027 | 12 | 3 | 5 | 54.1852
2027 | 12 | 3 | 6 | 55.9431
2027 | 12 | 3 | 7 | 61.0102
2027 | 12 | 3 | 8 | 69.3194
2027 | 12 | 3 | 9 | 69.5076
2027 | 12 | 3 | 10 | 64.0071
2027 | 12 | 3 | 11 | 58.4416
2027 | 12 | 3 | 12 | 57.3457
2027 | 12 | 3 | 13 | 57.5148
2027 | 12 | 3 | 14 | 57.6852
2027 | 12 | 3 | 15 | 58.2279
2027 | 12 | 3 | 16 | 62.8901
2027 | 12 | 3 | 17 | 70.4221
2027 | 12 | 3 | 18 | 74.1096
2027 | 12 | 3 | 19 | 72.3083
2027 | 12 | 3 | 20 | 71.3697
2027 | 12 | 3 | 21 | 69.5569
2027 | 12 | 3 | 22 | 67.3926
2027 | 12 | 3 | 23 | 63.8424
2027 | 12 | 4 | 0 | 59.1146
2027 | 12 | 4 | 1 | 56.8282
2027 | 12 | 4 | 2 | 55.625
2027 | 12 | 4 | 3 | 55.1635
2027 | 12 | 4 | 4 | 55.2137
2027 | 12 | 4 | 5 | 55.6474
2027 | 12 | 4 | 6 | 55.8049
2027 | 12 | 4 | 7 | 58.5063
2027 | 12 | 4 | 8 | 64.6039
2027 | 12 | 4 | 9 | 65.8904
2027 | 12 | 4 | 10 | 63.9384
2027 | 12 | 4 | 11 | 59.5845
2027 | 12 | 4 | 12 | 57.8861
2027 | 12 | 4 | 13 | 57.8041
2027 | 12 | 4 | 14 | 57.1411
2027 | 12 | 4 | 15 | 57.9358
2027 | 12 | 4 | 16 | 62.0247
2027 | 12 | 4 | 17 | 68.8605
2027 | 12 | 4 | 18 | 75.3324
2027 | 12 | 4 | 19 | 72.8418
2027 | 12 | 4 | 20 | 69.9586
2027 | 12 | 4 | 21 | 67.1805
2027 | 12 | 4 | 22 | 64.8368
2027 | 12 | 4 | 23 | 62.0233
2027 | 12 | 5 | 0 | 57.6681
2027 | 12 | 5 | 1 | 55.1767
2027 | 12 | 5 | 2 | 53.671
2027 | 12 | 5 | 3 | 52.992
2027 | 12 | 5 | 4 | 52.7728
2027 | 12 | 5 | 5 | 52.8558
2027 | 12 | 5 | 6 | 50.7351
2027 | 12 | 5 | 7 | 52.1867
2027 | 12 | 5 | 8 | 57.6998
2027 | 12 | 5 | 9 | 58.799
2027 | 12 | 5 | 10 | 56.7238
2027 | 12 | 5 | 11 | 53.4627
2027 | 12 | 5 | 12 | 50.4021
2027 | 12 | 5 | 13 | 51.0403
2027 | 12 | 5 | 14 | 50.4609
2027 | 12 | 5 | 15 | 50.6538
2027 | 12 | 5 | 16 | 53.926
2027 | 12 | 5 | 17 | 60.6665
2027 | 12 | 5 | 18 | 67.8099
2027 | 12 | 5 | 19 | 65.1094
2027 | 12 | 5 | 20 | 62.6968
2027 | 12 | 5 | 21 | 59.866
2027 | 12 | 5 | 22 | 56.9563
2027 | 12 | 5 | 23 | 53.8315
2027 | 12 | 6 | 0 | 52.8861
2027 | 12 | 6 | 1 | 51.0558
2027 | 12 | 6 | 2 | 50.0044
2027 | 12 | 6 | 3 | 49.7945
2027 | 12 | 6 | 4 | 50.068
2027 | 12 | 6 | 5 | 50.9114
2027 | 12 | 6 | 6 | 52.7883
2027 | 12 | 6 | 7 | 56.909
2027 | 12 | 6 | 8 | 62.3719
2027 | 12 | 6 | 9 | 59.7272
2027 | 12 | 6 | 10 | 55.2877
2027 | 12 | 6 | 11 | 52.5624
2027 | 12 | 6 | 12 | 54.7307
2027 | 12 | 6 | 13 | 54.9585
2027 | 12 | 6 | 14 | 55.5383
2027 | 12 | 6 | 15 | 55.7962
2027 | 12 | 6 | 16 | 58.5173
2027 | 12 | 6 | 17 | 65.2525
2027 | 12 | 6 | 18 | 72.2764
2027 | 12 | 6 | 19 | 68.2825
2027 | 12 | 6 | 20 | 66.4224
2027 | 12 | 6 | 21 | 63.6841
2027 | 12 | 6 | 22 | 60.6168
2027 | 12 | 6 | 23 | 56.9588
2027 | 12 | 7 | 0 | 54.9221
2027 | 12 | 7 | 1 | 51.1675
2027 | 12 | 7 | 2 | 49.5808
2027 | 12 | 7 | 3 | 49.0333
2027 | 12 | 7 | 4 | 49.0141
2027 | 12 | 7 | 5 | 49.5834
2027 | 12 | 7 | 6 | 51.5815
2027 | 12 | 7 | 7 | 56.158
2027 | 12 | 7 | 8 | 63.0599
2027 | 12 | 7 | 9 | 62.963
2027 | 12 | 7 | 10 | 58.8643
2027 | 12 | 7 | 11 | 55.4103
2027 | 12 | 7 | 12 | 54.2469
2027 | 12 | 7 | 13 | 53.9612
2027 | 12 | 7 | 14 | 53.9134
2027 | 12 | 7 | 15 | 54.2347
2027 | 12 | 7 | 16 | 57.6325
2027 | 12 | 7 | 17 | 63.4707
2027 | 12 | 7 | 18 | 67.281
2027 | 12 | 7 | 19 | 65.3774
2027 | 12 | 7 | 20 | 64.5204
2027 | 12 | 7 | 21 | 62.2988
2027 | 12 | 7 | 22 | 59.7615
2027 | 12 | 7 | 23 | 56.2705
2027 | 12 | 8 | 0 | 52.7388
2027 | 12 | 8 | 1 | 49.8563
2027 | 12 | 8 | 2 | 48.3742
2027 | 12 | 8 | 3 | 47.9336
2027 | 12 | 8 | 4 | 48.0434
2027 | 12 | 8 | 5 | 48.7514
2027 | 12 | 8 | 6 | 50.3536
2027 | 12 | 8 | 7 | 54.8179
2027 | 12 | 8 | 8 | 61.7896
2027 | 12 | 8 | 9 | 61.0271
2027 | 12 | 8 | 10 | 56.1907
2027 | 12 | 8 | 11 | 52.4853
2027 | 12 | 8 | 12 | 53.8315
2027 | 12 | 8 | 13 | 54.108
2027 | 12 | 8 | 14 | 54.6292
2027 | 12 | 8 | 15 | 54.8017
2027 | 12 | 8 | 16 | 58.1544
2027 | 12 | 8 | 17 | 66.0045
2027 | 12 | 8 | 18 | 70.8869
2027 | 12 | 8 | 19 | 66.7069
2027 | 12 | 8 | 20 | 64.952
2027 | 12 | 8 | 21 | 62.4073
2027 | 12 | 8 | 22 | 59.4418
2027 | 12 | 8 | 23 | 55.7658
2027 | 12 | 9 | 0 | 53.1771
2027 | 12 | 9 | 1 | 50.1643
2027 | 12 | 9 | 2 | 48.5107
2027 | 12 | 9 | 3 | 47.9124
2027 | 12 | 9 | 4 | 47.8961
2027 | 12 | 9 | 5 | 48.5736
2027 | 12 | 9 | 6 | 50.6673
2027 | 12 | 9 | 7 | 55.3072
2027 | 12 | 9 | 8 | 63.0807
2027 | 12 | 9 | 9 | 64.0608
2027 | 12 | 9 | 10 | 60.5619
2027 | 12 | 9 | 11 | 56.4504
2027 | 12 | 9 | 12 | 54.5415
2027 | 12 | 9 | 13 | 54.6822
2027 | 12 | 9 | 14 | 54.7266
2027 | 12 | 9 | 15 | 55.3718
2027 | 12 | 9 | 16 | 59.2753
2027 | 12 | 9 | 17 | 67.0166
2027 | 12 | 9 | 18 | 71.7571
2027 | 12 | 9 | 19 | 67.4397
2027 | 12 | 9 | 20 | 65.6187
2027 | 12 | 9 | 21 | 63.1123
2027 | 12 | 9 | 22 | 60.4634
2027 | 12 | 9 | 23 | 56.8148
2027 | 12 | 10 | 0 | 53.3692
2027 | 12 | 10 | 1 | 49.9332
2027 | 12 | 10 | 2 | 48.2592
2027 | 12 | 10 | 3 | 47.6485
2027 | 12 | 10 | 4 | 47.6557
2027 | 12 | 10 | 5 | 48.3309
2027 | 12 | 10 | 6 | 49.9869
2027 | 12 | 10 | 7 | 54.8936
2027 | 12 | 10 | 8 | 62.9727
2027 | 12 | 10 | 9 | 63.5014
2027 | 12 | 10 | 10 | 58.4998
2027 | 12 | 10 | 11 | 53.9956
2027 | 12 | 10 | 12 | 53.6306
2027 | 12 | 10 | 13 | 53.7592
2027 | 12 | 10 | 14 | 53.7741
2027 | 12 | 10 | 15 | 54.2016
2027 | 12 | 10 | 16 | 58.6505
2027 | 12 | 10 | 17 | 66.7009
2027 | 12 | 10 | 18 | 69.3351
2027 | 12 | 10 | 19 | 65.1951
2027 | 12 | 10 | 20 | 63.2521
2027 | 12 | 10 | 21 | 60.8925
2027 | 12 | 10 | 22 | 58.4773
2027 | 12 | 10 | 23 | 54.8285
2027 | 12 | 11 | 0 | 53.1205
2027 | 12 | 11 | 1 | 53.6465
2027 | 12 | 11 | 2 | 52.444
2027 | 12 | 11 | 3 | 52.0273
2027 | 12 | 11 | 4 | 52.2395
2027 | 12 | 11 | 5 | 52.7246
2027 | 12 | 11 | 6 | 54.4182
2027 | 12 | 11 | 7 | 57.4696
2027 | 12 | 11 | 8 | 64.1771
2027 | 12 | 11 | 9 | 65.0092
2027 | 12 | 11 | 10 | 62.3975
2027 | 12 | 11 | 11 | 58.11
2027 | 12 | 11 | 12 | 55.8031
2027 | 12 | 11 | 13 | 54.3451
2027 | 12 | 11 | 14 | 53.7111
2027 | 12 | 11 | 15 | 55.0299
2027 | 12 | 11 | 16 | 60.4628
2027 | 12 | 11 | 17 | 69.4745
2027 | 12 | 11 | 18 | 77.4191
2027 | 12 | 11 | 19 | 74.4648
2027 | 12 | 11 | 20 | 71.6333
2027 | 12 | 11 | 21 | 69.0529
2027 | 12 | 11 | 22 | 66.9574
2027 | 12 | 11 | 23 | 64.1388
2027 | 12 | 12 | 0 | 61.1917
2027 | 12 | 12 | 1 | 58.6229
2027 | 12 | 12 | 2 | 57.296
2027 | 12 | 12 | 3 | 56.8919
2027 | 12 | 12 | 4 | 56.8391
2027 | 12 | 12 | 5 | 56.9981
2027 | 12 | 12 | 6 | 56.49
2027 | 12 | 12 | 7 | 57.9822
2027 | 12 | 12 | 8 | 62.7526
2027 | 12 | 12 | 9 | 62.1763
2027 | 12 | 12 | 10 | 59.9634
2027 | 12 | 12 | 11 | 56.2942
2027 | 12 | 12 | 12 | 58.0357
2027 | 12 | 12 | 13 | 56.9758
2027 | 12 | 12 | 14 | 57.1659
2027 | 12 | 12 | 15 | 58.3994
2027 | 12 | 12 | 16 | 63.7611
2027 | 12 | 12 | 17 | 71.8345
2027 | 12 | 12 | 18 | 77.0296
2027 | 12 | 12 | 19 | 72.7915
2027 | 12 | 12 | 20 | 69.7583
2027 | 12 | 12 | 21 | 66.6248
2027 | 12 | 12 | 22 | 63.4559
2027 | 12 | 12 | 23 | 60.186
2027 | 12 | 13 | 0 | 57.8417
2027 | 12 | 13 | 1 | 56.1453
2027 | 12 | 13 | 2 | 55.0367
2027 | 12 | 13 | 3 | 54.7125
2027 | 12 | 13 | 4 | 54.812
2027 | 12 | 13 | 5 | 55.3668
2027 | 12 | 13 | 6 | 56.6261
2027 | 12 | 13 | 7 | 60.6651
2027 | 12 | 13 | 8 | 66.3157
2027 | 12 | 13 | 9 | 63.8476
2027 | 12 | 13 | 10 | 59.7563
2027 | 12 | 13 | 11 | 56.7436
2027 | 12 | 13 | 12 | 58.1344
2027 | 12 | 13 | 13 | 58.5632
2027 | 12 | 13 | 14 | 58.7109
2027 | 12 | 13 | 15 | 59.0973
2027 | 12 | 13 | 16 | 61.5268
2027 | 12 | 13 | 17 | 68.8169
2027 | 12 | 13 | 18 | 74.0455
2027 | 12 | 13 | 19 | 70.3287
2027 | 12 | 13 | 20 | 68.5551
2027 | 12 | 13 | 21 | 65.8377
2027 | 12 | 13 | 22 | 62.8289
2027 | 12 | 13 | 23 | 59.0563
2027 | 12 | 14 | 0 | 55.9176
2027 | 12 | 14 | 1 | 52.0112
2027 | 12 | 14 | 2 | 50.2806
2027 | 12 | 14 | 3 | 49.6227
2027 | 12 | 14 | 4 | 49.4261
2027 | 12 | 14 | 5 | 49.784
2027 | 12 | 14 | 6 | 51.4495
2027 | 12 | 14 | 7 | 55.9952
2027 | 12 | 14 | 8 | 63.271
2027 | 12 | 14 | 9 | 63.8164
2027 | 12 | 14 | 10 | 59.7195
2027 | 12 | 14 | 11 | 56.4472
2027 | 12 | 14 | 12 | 56.0376
2027 | 12 | 14 | 13 | 55.6607
2027 | 12 | 14 | 14 | 55.7449
2027 | 12 | 14 | 15 | 56.0885
2027 | 12 | 14 | 16 | 59.5366
2027 | 12 | 14 | 17 | 65.9944
2027 | 12 | 14 | 18 | 69.763
2027 | 12 | 14 | 19 | 65.5378
2027 | 12 | 14 | 20 | 63.7746
2027 | 12 | 14 | 21 | 61.2109
2027 | 12 | 14 | 22 | 58.3636
2027 | 12 | 14 | 23 | 54.7468
2027 | 12 | 15 | 0 | 52.7378
2027 | 12 | 15 | 1 | 49.0572
2027 | 12 | 15 | 2 | 47.4039
2027 | 12 | 15 | 3 | 46.8586
2027 | 12 | 15 | 4 | 46.8649
2027 | 12 | 15 | 5 | 47.4433
2027 | 12 | 15 | 6 | 49.3361
2027 | 12 | 15 | 7 | 53.9619
2027 | 12 | 15 | 8 | 61.8191
2027 | 12 | 15 | 9 | 62.7516
2027 | 12 | 15 | 10 | 58.7092
2027 | 12 | 15 | 11 | 55.0696
2027 | 12 | 15 | 12 | 55.405
2027 | 12 | 15 | 13 | 55.1363
2027 | 12 | 15 | 14 | 55.1458
2027 | 12 | 15 | 15 | 55.4437
2027 | 12 | 15 | 16 | 59.6624
2027 | 12 | 15 | 17 | 67.7133
2027 | 12 | 15 | 18 | 72.9338
2027 | 12 | 15 | 19 | 68.6341
2027 | 12 | 15 | 20 | 66.8974
2027 | 12 | 15 | 21 | 64.4776
2027 | 12 | 15 | 22 | 61.6594
2027 | 12 | 15 | 23 | 58.0945
2027 | 12 | 16 | 0 | 53.9731
2027 | 12 | 16 | 1 | 51.2035
2027 | 12 | 16 | 2 | 49.6086
2027 | 12 | 16 | 3 | 49.1236
2027 | 12 | 16 | 4 | 49.2101
2027 | 12 | 16 | 5 | 49.9093
2027 | 12 | 16 | 6 | 51.4629
2027 | 12 | 16 | 7 | 56.21
2027 | 12 | 16 | 8 | 64.0102
2027 | 12 | 16 | 9 | 64.943
2027 | 12 | 16 | 10 | 61.2289
2027 | 12 | 16 | 11 | 57.0302
2027 | 12 | 16 | 12 | 57.122
2027 | 12 | 16 | 13 | 56.7818
2027 | 12 | 16 | 14 | 56.7582
2027 | 12 | 16 | 15 | 57.9867
2027 | 12 | 16 | 16 | 62.9684
2027 | 12 | 16 | 17 | 71.6561
2027 | 12 | 16 | 18 | 77.0643
2027 | 12 | 16 | 19 | 72.2876
2027 | 12 | 16 | 20 | 70.3132
2027 | 12 | 16 | 21 | 67.8192
2027 | 12 | 16 | 22 | 65.2397
2027 | 12 | 16 | 23 | 61.599
2027 | 12 | 17 | 0 | 56.3581
2027 | 12 | 17 | 1 | 53.2184
2027 | 12 | 17 | 2 | 51.5129
2027 | 12 | 17 | 3 | 50.8659
2027 | 12 | 17 | 4 | 50.8095
2027 | 12 | 17 | 5 | 51.3213
2027 | 12 | 17 | 6 | 52.5867
2027 | 12 | 17 | 7 | 57.3449
2027 | 12 | 17 | 8 | 64.8535
2027 | 12 | 17 | 9 | 64.9416
2027 | 12 | 17 | 10 | 60.2609
2027 | 12 | 17 | 11 | 55.8709
2027 | 12 | 17 | 12 | 56.6468
2027 | 12 | 17 | 13 | 56.6458
2027 | 12 | 17 | 14 | 56.0472
2027 | 12 | 17 | 15 | 56.7736
2027 | 12 | 17 | 16 | 61.7193
2027 | 12 | 17 | 17 | 70.3644
2027 | 12 | 17 | 18 | 75.8245
2027 | 12 | 17 | 19 | 70.9281
2027 | 12 | 17 | 20 | 68.6847
2027 | 12 | 17 | 21 | 66.2274
2027 | 12 | 17 | 22 | 63.9451
2027 | 12 | 17 | 23 | 60.3501
2027 | 12 | 18 | 0 | 55.1986
2027 | 12 | 18 | 1 | 51.8981
2027 | 12 | 18 | 2 | 50.2658
2027 | 12 | 18 | 3 | 49.5021
2027 | 12 | 18 | 4 | 49.2767
2027 | 12 | 18 | 5 | 49.2937
2027 | 12 | 18 | 6 | 48.9816
2027 | 12 | 18 | 7 | 51.9814
2027 | 12 | 18 | 8 | 60.3182
2027 | 12 | 18 | 9 | 63.8026
2027 | 12 | 18 | 10 | 61.5565
2027 | 12 | 18 | 11 | 57.6866
2027 | 12 | 18 | 12 | 55.4705
2027 | 12 | 18 | 13 | 54.3725
2027 | 12 | 18 | 14 | 53.66
2027 | 12 | 18 | 15 | 54.9496
2027 | 12 | 18 | 16 | 60.8783
2027 | 12 | 18 | 17 | 70.0948
2027 | 12 | 18 | 18 | 74.8543
2027 | 12 | 18 | 19 | 69.546
2027 | 12 | 18 | 20 | 65.8935
2027 | 12 | 18 | 21 | 62.9005
2027 | 12 | 18 | 22 | 60.6632
2027 | 12 | 18 | 23 | 57.8729
2027 | 12 | 19 | 0 | 54.5988
2027 | 12 | 19 | 1 | 51.5385
2027 | 12 | 19 | 2 | 49.9134
2027 | 12 | 19 | 3 | 49.1893
2027 | 12 | 19 | 4 | 48.9565
2027 | 12 | 19 | 5 | 48.7986
2027 | 12 | 19 | 6 | 48.2235
2027 | 12 | 19 | 7 | 50.1338
2027 | 12 | 19 | 8 | 57.0719
2027 | 12 | 19 | 9 | 59.8535
2027 | 12 | 19 | 10 | 58.2956
2027 | 12 | 19 | 11 | 54.7898
2027 | 12 | 19 | 12 | 52.4856
2027 | 12 | 19 | 13 | 52.5003
2027 | 12 | 19 | 14 | 52.2294
2027 | 12 | 19 | 15 | 52.94
2027 | 12 | 19 | 16 | 57.2074
2027 | 12 | 19 | 17 | 65.676
2027 | 12 | 19 | 18 | 72.5991
2027 | 12 | 19 | 19 | 67.2461
2027 | 12 | 19 | 20 | 63.926
2027 | 12 | 19 | 21 | 60.7246
2027 | 12 | 19 | 22 | 57.665
2027 | 12 | 19 | 23 | 54.4024
2027 | 12 | 20 | 0 | 53.6816
2027 | 12 | 20 | 1 | 51.5307
2027 | 12 | 20 | 2 | 50.3325
2027 | 12 | 20 | 3 | 50.0726
2027 | 12 | 20 | 4 | 50.3055
2027 | 12 | 20 | 5 | 50.9968
2027 | 12 | 20 | 6 | 52.6205
2027 | 12 | 20 | 7 | 57.5774
2027 | 12 | 20 | 8 | 66.2549
2027 | 12 | 20 | 9 | 67.4466
2027 | 12 | 20 | 10 | 63.8827
2027 | 12 | 20 | 11 | 59.9618
2027 | 12 | 20 | 12 | 58.7476
2027 | 12 | 20 | 13 | 58.5685
2027 | 12 | 20 | 14 | 58.5796
2027 | 12 | 20 | 15 | 59.7862
2027 | 12 | 20 | 16 | 63.9763
2027 | 12 | 20 | 17 | 72.7557
2027 | 12 | 20 | 18 | 77.0262
2027 | 12 | 20 | 19 | 72.9679
2027 | 12 | 20 | 20 | 71.0635
2027 | 12 | 20 | 21 | 68.3682
2027 | 12 | 20 | 22 | 65.4043
2027 | 12 | 20 | 23 | 61.6571
2027 | 12 | 21 | 0 | 58.0434
2027 | 12 | 21 | 1 | 55.367
2027 | 12 | 21 | 2 | 53.8596
2027 | 12 | 21 | 3 | 53.4181
2027 | 12 | 21 | 4 | 53.4255
2027 | 12 | 21 | 5 | 53.827
2027 | 12 | 21 | 6 | 54.912
2027 | 12 | 21 | 7 | 59.7574
2027 | 12 | 21 | 8 | 67.574
2027 | 12 | 21 | 9 | 68.4191
2027 | 12 | 21 | 10 | 64.4408
2027 | 12 | 21 | 11 | 60.3533
2027 | 12 | 21 | 12 | 59.6741
2027 | 12 | 21 | 13 | 59.2013
2027 | 12 | 21 | 14 | 58.7908
2027 | 12 | 21 | 15 | 59.923
2027 | 12 | 21 | 16 | 64.2843
2027 | 12 | 21 | 17 | 72.0508
2027 | 12 | 21 | 18 | 75.9647
2027 | 12 | 21 | 19 | 71.2213
2027 | 12 | 21 | 20 | 69.2152
2027 | 12 | 21 | 21 | 66.4667
2027 | 12 | 21 | 22 | 63.5815
2027 | 12 | 21 | 23 | 59.8193
2027 | 12 | 22 | 0 | 56.5379
2027 | 12 | 22 | 1 | 54.1825
2027 | 12 | 22 | 2 | 52.6807
2027 | 12 | 22 | 3 | 52.2717
2027 | 12 | 22 | 4 | 52.3759
2027 | 12 | 22 | 5 | 52.9023
2027 | 12 | 22 | 6 | 54.4457
2027 | 12 | 22 | 7 | 59.1984
2027 | 12 | 22 | 8 | 67.3457
2027 | 12 | 22 | 9 | 68.3849
2027 | 12 | 22 | 10 | 63.9451
2027 | 12 | 22 | 11 | 59.4983
2027 | 12 | 22 | 12 | 58.8604
2027 | 12 | 22 | 13 | 58.8566
2027 | 12 | 22 | 14 | 59.0088
2027 | 12 | 22 | 15 | 59.5376
2027 | 12 | 22 | 16 | 63.1028
2027 | 12 | 22 | 17 | 71.9779
2027 | 12 | 22 | 18 | 77.3243
2027 | 12 | 22 | 19 | 72.8225
2027 | 12 | 22 | 20 | 70.9823
2027 | 12 | 22 | 21 | 68.4669
2027 | 12 | 22 | 22 | 65.4015
2027 | 12 | 22 | 23 | 61.507
2027 | 12 | 23 | 0 | 58.5188
2027 | 12 | 23 | 1 | 55.6281
2027 | 12 | 23 | 2 | 54.0311
2027 | 12 | 23 | 3 | 53.4857
2027 | 12 | 23 | 4 | 53.4471
2027 | 12 | 23 | 5 | 53.8749
2027 | 12 | 23 | 6 | 55.4003
2027 | 12 | 23 | 7 | 59.9831
2027 | 12 | 23 | 8 | 67.5435
2027 | 12 | 23 | 9 | 68.7839
2027 | 12 | 23 | 10 | 65.2079
2027 | 12 | 23 | 11 | 61.2876
2027 | 12 | 23 | 12 | 60.1843
2027 | 12 | 23 | 13 | 59.7869
2027 | 12 | 23 | 14 | 59.5967
2027 | 12 | 23 | 15 | 60.1904
2027 | 12 | 23 | 16 | 63.7589
2027 | 12 | 23 | 17 | 72.0078
2027 | 12 | 23 | 18 | 75.2933
2027 | 12 | 23 | 19 | 70.7976
2027 | 12 | 23 | 20 | 68.966
2027 | 12 | 23 | 21 | 66.449
2027 | 12 | 23 | 22 | 63.6139
2027 | 12 | 23 | 23 | 59.6871
2027 | 12 | 24 | 0 | 57.692
2027 | 12 | 24 | 1 | 54.16
2027 | 12 | 24 | 2 | 52.3162
2027 | 12 | 24 | 3 | 51.6859
2027 | 12 | 24 | 4 | 51.3276
2027 | 12 | 24 | 5 | 51.7499
2027 | 12 | 24 | 6 | 53.1018
2027 | 12 | 24 | 7 | 57.9806
2027 | 12 | 24 | 8 | 65.8789
2027 | 12 | 24 | 9 | 66.8282
2027 | 12 | 24 | 10 | 62.551
2027 | 12 | 24 | 11 | 58.3759
2027 | 12 | 24 | 12 | 57.5684
2027 | 12 | 24 | 13 | 57.0381
2027 | 12 | 24 | 14 | 58.2689
2027 | 12 | 24 | 15 | 57.5833
2027 | 12 | 24 | 16 | 59.5976
2027 | 12 | 24 | 17 | 66.4469
2027 | 12 | 24 | 18 | 67.9189
2027 | 12 | 24 | 19 | 63.5258
2027 | 12 | 24 | 20 | 61.356
2027 | 12 | 24 | 21 | 59.5293
2027 | 12 | 24 | 22 | 58.202
2027 | 12 | 24 | 23 | 55.692
2027 | 12 | 25 | 0 | 53.5774
2027 | 12 | 25 | 1 | 46.3602
2027 | 12 | 25 | 2 | 44.1076
2027 | 12 | 25 | 3 | 43.0402
2027 | 12 | 25 | 4 | 42.8344
2027 | 12 | 25 | 5 | 42.9777
2027 | 12 | 25 | 6 | 44.2971
2027 | 12 | 25 | 7 | 47.4087
2027 | 12 | 25 | 8 | 53.6299
2027 | 12 | 25 | 9 | 55.1801
2027 | 12 | 25 | 10 | 47.2998
2027 | 12 | 25 | 11 | 41.3029
2027 | 12 | 25 | 12 | 46.1865
2027 | 12 | 25 | 13 | 46.6982
2027 | 12 | 25 | 14 | 46.644
2027 | 12 | 25 | 15 | 43.7108
2027 | 12 | 25 | 16 | 52.052
2027 | 12 | 25 | 17 | 64.4681
2027 | 12 | 25 | 18 | 66.1709
2027 | 12 | 25 | 19 | 60.2442
2027 | 12 | 25 | 20 | 57.2291
2027 | 12 | 25 | 21 | 55.508
2027 | 12 | 25 | 22 | 54.6135
2027 | 12 | 25 | 23 | 53.2629
2027 | 12 | 26 | 0 | 51.2475
2027 | 12 | 26 | 1 | 46.5566
2027 | 12 | 26 | 2 | 44.8112
2027 | 12 | 26 | 3 | 43.9999
2027 | 12 | 26 | 4 | 43.7465
2027 | 12 | 26 | 5 | 43.5641
2027 | 12 | 26 | 6 | 42.7978
2027 | 12 | 26 | 7 | 43.7945
2027 | 12 | 26 | 8 | 49.4178
2027 | 12 | 26 | 9 | 51.5645
2027 | 12 | 26 | 10 | 48.4784
2027 | 12 | 26 | 11 | 46.809
2027 | 12 | 26 | 12 | 49.7214
2027 | 12 | 26 | 13 | 51.1902
2027 | 12 | 26 | 14 | 49.819
2027 | 12 | 26 | 15 | 48.9395
2027 | 12 | 26 | 16 | 53.6112
2027 | 12 | 26 | 17 | 61.8989
2027 | 12 | 26 | 18 | 66.8698
2027 | 12 | 26 | 19 | 61.3201
2027 | 12 | 26 | 20 | 58.1912
2027 | 12 | 26 | 21 | 55.193
2027 | 12 | 26 | 22 | 52.7074
2027 | 12 | 26 | 23 | 50.463
2027 | 12 | 27 | 0 | 46.7038
2027 | 12 | 27 | 1 | 50.6198
2027 | 12 | 27 | 2 | 49.9532
2027 | 12 | 27 | 3 | 49.6946
2027 | 12 | 27 | 4 | 49.8029
2027 | 12 | 27 | 5 | 49.9625
2027 | 12 | 27 | 6 | 49.791
2027 | 12 | 27 | 7 | 51.8217
2027 | 12 | 27 | 8 | 58.5355
2027 | 12 | 27 | 9 | 61.9269
2027 | 12 | 27 | 10 | 65.7809
2027 | 12 | 27 | 11 | 66.1438
2027 | 12 | 27 | 12 | 63.1137
2027 | 12 | 27 | 13 | 63.1344
2027 | 12 | 27 | 14 | 63.7506
2027 | 12 | 27 | 15 | 68.0159
2027 | 12 | 27 | 16 | 67.7438
2027 | 12 | 27 | 17 | 70.9703
2027 | 12 | 27 | 18 | 77.81
2027 | 12 | 27 | 19 | 72.288
2027 | 12 | 27 | 20 | 67.963
2027 | 12 | 27 | 21 | 64.5692
2027 | 12 | 27 | 22 | 61.4018
2027 | 12 | 27 | 23 | 57.9428
2027 | 12 | 28 | 0 | 54.2999
2027 | 12 | 28 | 1 | 54.315
2027 | 12 | 28 | 2 | 53.0084
2027 | 12 | 28 | 3 | 52.4776
2027 | 12 | 28 | 4 | 52.5143
2027 | 12 | 28 | 5 | 52.6531
2027 | 12 | 28 | 6 | 52.6605
2027 | 12 | 28 | 7 | 55.3388
2027 | 12 | 28 | 8 | 60.4359
2027 | 12 | 28 | 9 | 61.4834
2027 | 12 | 28 | 10 | 61.1472
2027 | 12 | 28 | 11 | 59.6418
2027 | 12 | 28 | 12 | 61.4563
2027 | 12 | 28 | 13 | 60.9096
2027 | 12 | 28 | 14 | 61.1721
2027 | 12 | 28 | 15 | 62.404
2027 | 12 | 28 | 16 | 65.2589
2027 | 12 | 28 | 17 | 70.9682
2027 | 12 | 28 | 18 | 78.7618
2027 | 12 | 28 | 19 | 73.8284
2027 | 12 | 28 | 20 | 71.0815
2027 | 12 | 28 | 21 | 68.135
2027 | 12 | 28 | 22 | 65.5437
2027 | 12 | 28 | 23 | 62.1451
2027 | 12 | 29 | 0 | 60.2466
2027 | 12 | 29 | 1 | 57.4337
2027 | 12 | 29 | 2 | 55.8425
2027 | 12 | 29 | 3 | 55.0675
2027 | 12 | 29 | 4 | 54.913
2027 | 12 | 29 | 5 | 54.9072
2027 | 12 | 29 | 6 | 55.6321
2027 | 12 | 29 | 7 | 59.0181
2027 | 12 | 29 | 8 | 65.5389
2027 | 12 | 29 | 9 | 67.1805
2027 | 12 | 29 | 10 | 64.2306
2027 | 12 | 29 | 11 | 61.0453
2027 | 12 | 29 | 12 | 60.3196
2027 | 12 | 29 | 13 | 60.2139
2027 | 12 | 29 | 14 | 58.5909
2027 | 12 | 29 | 15 | 60.6121
2027 | 12 | 29 | 16 | 63.4473
2027 | 12 | 29 | 17 | 71.181
2027 | 12 | 29 | 18 | 75.6459
2027 | 12 | 29 | 19 | 70.7214
2027 | 12 | 29 | 20 | 68.267
2027 | 12 | 29 | 21 | 65.3391
2027 | 12 | 29 | 22 | 62.2278
2027 | 12 | 29 | 23 | 58.7249
2027 | 12 | 30 | 0 | 56.2883
2027 | 12 | 30 | 1 | 53.2641
2027 | 12 | 30 | 2 | 51.7522
2027 | 12 | 30 | 3 | 51.2187
2027 | 12 | 30 | 4 | 51.3052
2027 | 12 | 30 | 5 | 51.7126
2027 | 12 | 30 | 6 | 53.327
2027 | 12 | 30 | 7 | 56.9841
2027 | 12 | 30 | 8 | 63.8855
2027 | 12 | 30 | 9 | 66.1291
2027 | 12 | 30 | 10 | 62.6682
2027 | 12 | 30 | 11 | 58.8729
2027 | 12 | 30 | 12 | 57.137
2027 | 12 | 30 | 13 | 56.905
2027 | 12 | 30 | 14 | 56.4432
2027 | 12 | 30 | 15 | 58.9566
2027 | 12 | 30 | 16 | 62.0425
2027 | 12 | 30 | 17 | 69.9249
2027 | 12 | 30 | 18 | 76.6742
2027 | 12 | 30 | 19 | 72.1751
2027 | 12 | 30 | 20 | 69.914
2027 | 12 | 30 | 21 | 67.4407
2027 | 12 | 30 | 22 | 64.4716
2027 | 12 | 30 | 23 | 60.9269
2027 | 12 | 31 | 0 | 58.9291
2027 | 12 | 31 | 1 | 53.6201
2027 | 12 | 31 | 2 | 51.7357
2027 | 12 | 31 | 3 | 50.5792
2027 | 12 | 31 | 4 | 50.4872
2027 | 12 | 31 | 5 | 50.6877
2027 | 12 | 31 | 6 | 52.4398
2027 | 12 | 31 | 7 | 55.9725
2027 | 12 | 31 | 8 | 62.5293
2027 | 12 | 31 | 9 | 65.379
2027 | 12 | 31 | 10 | 62.8146
2027 | 12 | 31 | 11 | 62.1982
2027 | 12 | 31 | 12 | 62.9752
2027 | 12 | 31 | 13 | 60.5716
2027 | 12 | 31 | 14 | 57.443
2027 | 12 | 31 | 15 | 59.2857
2027 | 12 | 31 | 16 | 62.5902
2027 | 12 | 31 | 17 | 66.7888
2027 | 12 | 31 | 18 | 71.9303
2027 | 12 | 31 | 19 | 66.8165
2027 | 12 | 31 | 20 | 63.1917
2027 | 12 | 31 | 21 | 59.841
2027 | 12 | 31 | 22 | 58.185
2027 | 12 | 31 | 23 | 56.8975
2028 | 1 | 1 | 0 | 56.4596
2028 | 1 | 1 | 1 | 57.5263
2028 | 1 | 1 | 2 | 55.2364
2028 | 1 | 1 | 3 | 53.0376
2028 | 1 | 1 | 4 | 51.6869
2028 | 1 | 1 | 5 | 51.0064
2028 | 1 | 1 | 6 | 50.6599
2028 | 1 | 1 | 7 | 51.3178
2028 | 1 | 1 | 8 | 53.2209
2028 | 1 | 1 | 9 | 56.6051
2028 | 1 | 1 | 10 | 62.3578
2028 | 1 | 1 | 11 | 65.1545
2028 | 1 | 1 | 12 | 66.1488
2028 | 1 | 1 | 13 | 61.3801
2028 | 1 | 1 | 14 | 57.4376
2028 | 1 | 1 | 15 | 58.5313
2028 | 1 | 1 | 16 | 62.2539
2028 | 1 | 1 | 17 | 66.9477
2028 | 1 | 1 | 18 | 71.921
2028 | 1 | 1 | 19 | 66.5476
2028 | 1 | 1 | 20 | 61.7566
2028 | 1 | 1 | 21 | 58.1536
2028 | 1 | 1 | 22 | 55.8728
2028 | 1 | 1 | 23 | 53.8199
2028 | 1 | 2 | 0 | 51.1519
2028 | 1 | 2 | 1 | 49.3123
2028 | 1 | 2 | 2 | 48.0652
2028 | 1 | 2 | 3 | 47.364
2028 | 1 | 2 | 4 | 47.4001
2028 | 1 | 2 | 5 | 47.517
2028 | 1 | 2 | 6 | 47.486
2028 | 1 | 2 | 7 | 49.4914
2028 | 1 | 2 | 8 | 55.5545
2028 | 1 | 2 | 9 | 59.3015
2028 | 1 | 2 | 10 | 58.3099
2028 | 1 | 2 | 11 | 54.9728
2028 | 1 | 2 | 12 | 56.1178
2028 | 1 | 2 | 13 | 57.9509
2028 | 1 | 2 | 14 | 57.9621
2028 | 1 | 2 | 15 | 58.6744
2028 | 1 | 2 | 16 | 61.856
2028 | 1 | 2 | 17 | 68.388
2028 | 1 | 2 | 18 | 71.2489
2028 | 1 | 2 | 19 | 66.5939
2028 | 1 | 2 | 20 | 62.7052
2028 | 1 | 2 | 21 | 59.3611
2028 | 1 | 2 | 22 | 56.4422
2028 | 1 | 2 | 23 | 53.65
2028 | 1 | 3 | 0 | 53.4113
2028 | 1 | 3 | 1 | 49.6795
2028 | 1 | 3 | 2 | 48.6754
2028 | 1 | 3 | 3 | 48.3925
2028 | 1 | 3 | 4 | 48.5506
2028 | 1 | 3 | 5 | 48.8479
2028 | 1 | 3 | 6 | 49.1721
2028 | 1 | 3 | 7 | 51.2888
2028 | 1 | 3 | 8 | 56.5975
2028 | 1 | 3 | 9 | 56.3982
2028 | 1 | 3 | 10 | 48.6737
2028 | 1 | 3 | 11 | 43.0412
2028 | 1 | 3 | 12 | 45.2836
2028 | 1 | 3 | 13 | 49.5899
2028 | 1 | 3 | 14 | 51.1302
2028 | 1 | 3 | 15 | 50.8023
2028 | 1 | 3 | 16 | 55.9986
2028 | 1 | 3 | 17 | 65.0582
2028 | 1 | 3 | 18 | 70.0598
2028 | 1 | 3 | 19 | 65.5618
2028 | 1 | 3 | 20 | 62.265
2028 | 1 | 3 | 21 | 59.0783
2028 | 1 | 3 | 22 | 56.1783
2028 | 1 | 3 | 23 | 53.3779
2028 | 1 | 4 | 0 | 52.2099
2028 | 1 | 4 | 1 | 47.8267
2028 | 1 | 4 | 2 | 46.091
2028 | 1 | 4 | 3 | 45.3591
2028 | 1 | 4 | 4 | 45.0685
2028 | 1 | 4 | 5 | 45.247
2028 | 1 | 4 | 6 | 47.1114
2028 | 1 | 4 | 7 | 51.4401
2028 | 1 | 4 | 8 | 57.6479
2028 | 1 | 4 | 9 | 57.238
2028 | 1 | 4 | 10 | 53.6314
2028 | 1 | 4 | 11 | 51.2792
2028 | 1 | 4 | 12 | 50.4567
2028 | 1 | 4 | 13 | 50.8747
2028 | 1 | 4 | 14 | 49.9937
2028 | 1 | 4 | 15 | 49.9997
2028 | 1 | 4 | 16 | 52.8479
2028 | 1 | 4 | 17 | 59.5466
2028 | 1 | 4 | 18 | 64.0207
2028 | 1 | 4 | 19 | 59.6219
2028 | 1 | 4 | 20 | 57.203
2028 | 1 | 4 | 21 | 54.3556
2028 | 1 | 4 | 22 | 51.8314
2028 | 1 | 4 | 23 | 48.7834
2028 | 1 | 5 | 0 | 46.0317
2028 | 1 | 5 | 1 | 44.4669
2028 | 1 | 5 | 2 | 43.0936
2028 | 1 | 5 | 3 | 42.8872
2028 | 1 | 5 | 4 | 43.2327
2028 | 1 | 5 | 5 | 44.074
2028 | 1 | 5 | 6 | 46.3316
2028 | 1 | 5 | 7 | 51.2323
2028 | 1 | 5 | 8 | 59.1093
2028 | 1 | 5 | 9 | 59.4816
2028 | 1 | 5 | 10 | 54.6027
2028 | 1 | 5 | 11 | 50.4382
2028 | 1 | 5 | 12 | 51.5443
2028 | 1 | 5 | 13 | 52.0163
2028 | 1 | 5 | 14 | 52.0849
2028 | 1 | 5 | 15 | 53.0165
2028 | 1 | 5 | 16 | 57.8675
2028 | 1 | 5 | 17 | 67.4728
2028 | 1 | 5 | 18 | 74.2042
2028 | 1 | 5 | 19 | 69.6744
2028 | 1 | 5 | 20 | 67.342
2028 | 1 | 5 | 21 | 64.8814
2028 | 1 | 5 | 22 | 62.2409
2028 | 1 | 5 | 23 | 59.1373
2028 | 1 | 6 | 0 | 53.7467
2028 | 1 | 6 | 1 | 54.5579
2028 | 1 | 6 | 2 | 53.4821
2028 | 1 | 6 | 3 | 53.4983
2028 | 1 | 6 | 4 | 54.1693
2028 | 1 | 6 | 5 | 55.1785
2028 | 1 | 6 | 6 | 57.1516
2028 | 1 | 6 | 7 | 62.461
2028 | 1 | 6 | 8 | 70.9757
2028 | 1 | 6 | 9 | 72.028
2028 | 1 | 6 | 10 | 67.736
2028 | 1 | 6 | 11 | 62.0525
2028 | 1 | 6 | 12 | 59.0343
2028 | 1 | 6 | 13 | 58.4621
2028 | 1 | 6 | 14 | 57.6891
2028 | 1 | 6 | 15 | 59.3301
2028 | 1 | 6 | 16 | 64.3764
2028 | 1 | 6 | 17 | 73.7075
2028 | 1 | 6 | 18 | 78.7345
2028 | 1 | 6 | 19 | 76.1081
2028 | 1 | 6 | 20 | 74.6776
2028 | 1 | 6 | 21 | 72.4153
2028 | 1 | 6 | 22 | 70.0325
2028 | 1 | 6 | 23 | 66.6217
2028 | 1 | 7 | 0 | 63.9255
2028 | 1 | 7 | 1 | 61.9943
2028 | 1 | 7 | 2 | 60.8915
2028 | 1 | 7 | 3 | 60.6381
2028 | 1 | 7 | 4 | 60.924
2028 | 1 | 7 | 5 | 61.3779
2028 | 1 | 7 | 6 | 62.6338
2028 | 1 | 7 | 7 | 67.196
2028 | 1 | 7 | 8 | 73.1938
2028 | 1 | 7 | 9 | 71.0614
2028 | 1 | 7 | 10 | 65.4735
2028 | 1 | 7 | 11 | 60.6788
2028 | 1 | 7 | 12 | 61.4022
2028 | 1 | 7 | 13 | 61.7877
2028 | 1 | 7 | 14 | 60.6531
2028 | 1 | 7 | 15 | 61.045
2028 | 1 | 7 | 16 | 64.2954
2028 | 1 | 7 | 17 | 72.8572
2028 | 1 | 7 | 18 | 77.1367
2028 | 1 | 7 | 19 | 72.8223
2028 | 1 | 7 | 20 | 70.4091
2028 | 1 | 7 | 21 | 67.6827
2028 | 1 | 7 | 22 | 65.2489
2028 | 1 | 7 | 23 | 61.6807
2028 | 1 | 8 | 0 | 59.2288
2028 | 1 | 8 | 1 | 57.0032
2028 | 1 | 8 | 2 | 55.6263
2028 | 1 | 8 | 3 | 54.9808
2028 | 1 | 8 | 4 | 54.8354
2028 | 1 | 8 | 5 | 55.0998
2028 | 1 | 8 | 6 | 55.7949
2028 | 1 | 8 | 7 | 58.4102
2028 | 1 | 8 | 8 | 64.7171
2028 | 1 | 8 | 9 | 67.8852
2028 | 1 | 8 | 10 | 65.8829
2028 | 1 | 8 | 11 | 62.8411
2028 | 1 | 8 | 12 | 59.6918
2028 | 1 | 8 | 13 | 58.4905
2028 | 1 | 8 | 14 | 56.8308
2028 | 1 | 8 | 15 | 57.9464
2028 | 1 | 8 | 16 | 63.1472
2028 | 1 | 8 | 17 | 71.8129
2028 | 1 | 8 | 18 | 74.8242
2028 | 1 | 8 | 19 | 70.7369
2028 | 1 | 8 | 20 | 66.6153
2028 | 1 | 8 | 21 | 63.5149
2028 | 1 | 8 | 22 | 61.1051
2028 | 1 | 8 | 23 | 58.5593
2028 | 1 | 9 | 0 | 57.6009
2028 | 1 | 9 | 1 | 55.1858
2028 | 1 | 9 | 2 | 53.9313
2028 | 1 | 9 | 3 | 53.3522
2028 | 1 | 9 | 4 | 53.3086
2028 | 1 | 9 | 5 | 53.4121
2028 | 1 | 9 | 6 | 54.0891
2028 | 1 | 9 | 7 | 55.8203
2028 | 1 | 9 | 8 | 60.706
2028 | 1 | 9 | 9 | 63.1782
2028 | 1 | 9 | 10 | 62.1797
2028 | 1 | 9 | 11 | 58.8956
2028 | 1 | 9 | 12 | 58.4958
2028 | 1 | 9 | 13 | 59.5815
2028 | 1 | 9 | 14 | 59.0148
2028 | 1 | 9 | 15 | 59.5389
2028 | 1 | 9 | 16 | 62.3908
2028 | 1 | 9 | 17 | 69.0296
2028 | 1 | 9 | 18 | 75.8805
2028 | 1 | 9 | 19 | 71.8402
2028 | 1 | 9 | 20 | 67.9827
2028 | 1 | 9 | 21 | 64.6321
2028 | 1 | 9 | 22 | 61.5158
2028 | 1 | 9 | 23 | 58.611
2028 | 1 | 10 | 0 | 56.7353
2028 | 1 | 10 | 1 | 55.4016
2028 | 1 | 10 | 2 | 54.4913
2028 | 1 | 10 | 3 | 54.4347
2028 | 1 | 10 | 4 | 54.8705
2028 | 1 | 10 | 5 | 55.5363
2028 | 1 | 10 | 6 | 58.1751
2028 | 1 | 10 | 7 | 62.7297
2028 | 1 | 10 | 8 | 69.2404
2028 | 1 | 10 | 9 | 67.7935
2028 | 1 | 10 | 10 | 63.1705
2028 | 1 | 10 | 11 | 59.6766
2028 | 1 | 10 | 12 | 59.5381
2028 | 1 | 10 | 13 | 59.3193
2028 | 1 | 10 | 14 | 58.3494
2028 | 1 | 10 | 15 | 58.9015
2028 | 1 | 10 | 16 | 61.9768
2028 | 1 | 10 | 17 | 69.7173
2028 | 1 | 10 | 18 | 79.1219
2028 | 1 | 10 | 19 | 76.3576
2028 | 1 | 10 | 20 | 74.6281
2028 | 1 | 10 | 21 | 72.1214
2028 | 1 | 10 | 22 | 69.4664
2028 | 1 | 10 | 23 | 66.211
2028 | 1 | 11 | 0 | 61.0883
2028 | 1 | 11 | 1 | 59.888
2028 | 1 | 11 | 2 | 58.7377
2028 | 1 | 11 | 3 | 58.5622
2028 | 1 | 11 | 4 | 58.8299
2028 | 1 | 11 | 5 | 59.2769
2028 | 1 | 11 | 6 | 59.0716
2028 | 1 | 11 | 7 | 64.0491
2028 | 1 | 11 | 8 | 72.0499
2028 | 1 | 11 | 9 | 73.036
2028 | 1 | 11 | 10 | 68.6428
2028 | 1 | 11 | 11 | 63.913
2028 | 1 | 11 | 12 | 62.5232
2028 | 1 | 11 | 13 | 61.8203
2028 | 1 | 11 | 14 | 61.3169
2028 | 1 | 11 | 15 | 62.3866
2028 | 1 | 11 | 16 | 66.6369
2028 | 1 | 11 | 17 | 74.077
2028 | 1 | 11 | 18 | 77.1445
2028 | 1 | 11 | 19 | 73.2562
2028 | 1 | 11 | 20 | 71.1912
2028 | 1 | 11 | 21 | 68.4718
2028 | 1 | 11 | 22 | 65.7408
2028 | 1 | 11 | 23 | 62.3688
2028 | 1 | 12 | 0 | 60.0574
2028 | 1 | 12 | 1 | 57.277
2028 | 1 | 12 | 2 | 55.9209
2028 | 1 | 12 | 3 | 55.5085
2028 | 1 | 12 | 4 | 55.558
2028 | 1 | 12 | 5 | 55.8603
2028 | 1 | 12 | 6 | 56.6853
2028 | 1 | 12 | 7 | 61.063
2028 | 1 | 12 | 8 | 67.9585
2028 | 1 | 12 | 9 | 67.8396
2028 | 1 | 12 | 10 | 63.4459
2028 | 1 | 12 | 11 | 59.5404
2028 | 1 | 12 | 12 | 57.7341
2028 | 1 | 12 | 13 | 58.033
2028 | 1 | 12 | 14 | 57.2157
2028 | 1 | 12 | 15 | 56.8586
2028 | 1 | 12 | 16 | 59.1513
2028 | 1 | 12 | 17 | 66.6583
2028 | 1 | 12 | 18 | 74.9166
2028 | 1 | 12 | 19 | 71.1517
2028 | 1 | 12 | 20 | 69.107
2028 | 1 | 12 | 21 | 66.5466
2028 | 1 | 12 | 22 | 63.8005
2028 | 1 | 12 | 23 | 60.4764
2028 | 1 | 13 | 0 | 56.4499
2028 | 1 | 13 | 1 | 53.686
2028 | 1 | 13 | 2 | 52.2258
2028 | 1 | 13 | 3 | 51.772
2028 | 1 | 13 | 4 | 51.7702
2028 | 1 | 13 | 5 | 52.1813
2028 | 1 | 13 | 6 | 52.9907
2028 | 1 | 13 | 7 | 57.338
2028 | 1 | 13 | 8 | 63.8367
2028 | 1 | 13 | 9 | 63.6645
2028 | 1 | 13 | 10 | 59.4055
2028 | 1 | 13 | 11 | 55.9972
2028 | 1 | 13 | 12 | 55.0723
2028 | 1 | 13 | 13 | 55.1383
2028 | 1 | 13 | 14 | 54.645
2028 | 1 | 13 | 15 | 54.6285
2028 | 1 | 13 | 16 | 57.374
2028 | 1 | 13 | 17 | 64.9046
2028 | 1 | 13 | 18 | 68.5034
2028 | 1 | 13 | 19 | 65.9419
2028 | 1 | 13 | 20 | 64.3255
2028 | 1 | 13 | 21 | 62.127
2028 | 1 | 13 | 22 | 59.6922
2028 | 1 | 13 | 23 | 56.3784
2028 | 1 | 14 | 0 | 54.4105
2028 | 1 | 14 | 1 | 49.7545
2028 | 1 | 14 | 2 | 48.2183
2028 | 1 | 14 | 3 | 47.7156
2028 | 1 | 14 | 4 | 47.7359
2028 | 1 | 14 | 5 | 48.1635
2028 | 1 | 14 | 6 | 50.0767
2028 | 1 | 14 | 7 | 54.7281
2028 | 1 | 14 | 8 | 61.4856
2028 | 1 | 14 | 9 | 61.0439
2028 | 1 | 14 | 10 | 55.6578
2028 | 1 | 14 | 11 | 52.1707
2028 | 1 | 14 | 12 | 51.7226
2028 | 1 | 14 | 13 | 51.6421
2028 | 1 | 14 | 14 | 50.4665
2028 | 1 | 14 | 15 | 50.0893
2028 | 1 | 14 | 16 | 53.4646
2028 | 1 | 14 | 17 | 61.024
2028 | 1 | 14 | 18 | 67.6022
2028 | 1 | 14 | 19 | 63.937
2028 | 1 | 14 | 20 | 61.6627
2028 | 1 | 14 | 21 | 59.3229
2028 | 1 | 14 | 22 | 57.1279
2028 | 1 | 14 | 23 | 53.9391
2028 | 1 | 15 | 0 | 51.7405
2028 | 1 | 15 | 1 | 47.5753
2028 | 1 | 15 | 2 | 46.0536
2028 | 1 | 15 | 3 | 45.3556
2028 | 1 | 15 | 4 | 45.1546
2028 | 1 | 15 | 5 | 44.9858
2028 | 1 | 15 | 6 | 45.5098
2028 | 1 | 15 | 7 | 48.4464
2028 | 1 | 15 | 8 | 56.0279
2028 | 1 | 15 | 9 | 58.6571
2028 | 1 | 15 | 10 | 56.017
2028 | 1 | 15 | 11 | 52.2845
2028 | 1 | 15 | 12 | 51.4158
2028 | 1 | 15 | 13 | 51.3942
2028 | 1 | 15 | 14 | 50.6463
2028 | 1 | 15 | 15 | 51.3539
2028 | 1 | 15 | 16 | 55.7662
2028 | 1 | 15 | 17 | 64.2058
2028 | 1 | 15 | 18 | 67.9155
2028 | 1 | 15 | 19 | 63.0035
2028 | 1 | 15 | 20 | 58.878
2028 | 1 | 15 | 21 | 55.6711
2028 | 1 | 15 | 22 | 53.4869
2028 | 1 | 15 | 23 | 51.0739
2028 | 1 | 16 | 0 | 48.9696
2028 | 1 | 16 | 1 | 46.0862
2028 | 1 | 16 | 2 | 44.5092
2028 | 1 | 16 | 3 | 43.8247
2028 | 1 | 16 | 4 | 43.6175
2028 | 1 | 16 | 5 | 43.3159
2028 | 1 | 16 | 6 | 42.8065
2028 | 1 | 16 | 7 | 44.7555
2028 | 1 | 16 | 8 | 51.5307
2028 | 1 | 16 | 9 | 53.0683
2028 | 1 | 16 | 10 | 50.0665
2028 | 1 | 16 | 11 | 46.9468
2028 | 1 | 16 | 12 | 47.7468
2028 | 1 | 16 | 13 | 48.1439
2028 | 1 | 16 | 14 | 47.6016
2028 | 1 | 16 | 15 | 48.4687
2028 | 1 | 16 | 16 | 53.4629
2028 | 1 | 16 | 17 | 62.7359
2028 | 1 | 16 | 18 | 69.9441
2028 | 1 | 16 | 19 | 64.6926
2028 | 1 | 16 | 20 | 60.8986
2028 | 1 | 16 | 21 | 57.6578
2028 | 1 | 16 | 22 | 55.0954
2028 | 1 | 16 | 23 | 52.5315
2028 | 1 | 17 | 0 | 47.868
2028 | 1 | 17 | 1 | 48.9211
2028 | 1 | 17 | 2 | 48.0337
2028 | 1 | 17 | 3 | 48.1423
2028 | 1 | 17 | 4 | 48.7644
2028 | 1 | 17 | 5 | 49.7596
2028 | 1 | 17 | 6 | 51.1686
2028 | 1 | 17 | 7 | 56.4899
2028 | 1 | 17 | 8 | 65.2668
2028 | 1 | 17 | 9 | 65.3938
2028 | 1 | 17 | 10 | 60.4084
2028 | 1 | 17 | 11 | 55.5515
2028 | 1 | 17 | 12 | 53.7029
2028 | 1 | 17 | 13 | 53.5939
2028 | 1 | 17 | 14 | 53.67
2028 | 1 | 17 | 15 | 55.2265
2028 | 1 | 17 | 16 | 59.5229
2028 | 1 | 17 | 17 | 68.926
2028 | 1 | 17 | 18 | 76.7377
2028 | 1 | 17 | 19 | 73.1603
2028 | 1 | 17 | 20 | 70.7834
2028 | 1 | 17 | 21 | 68.0311
2028 | 1 | 17 | 22 | 65.2036
2028 | 1 | 17 | 23 | 61.8717
2028 | 1 | 18 | 0 | 59.8703
2028 | 1 | 18 | 1 | 57.6232
2028 | 1 | 18 | 2 | 56.4488
2028 | 1 | 18 | 3 | 56.2664
2028 | 1 | 18 | 4 | 56.5548
2028 | 1 | 18 | 5 | 57.0409
2028 | 1 | 18 | 6 | 58.2515
2028 | 1 | 18 | 7 | 63.131
2028 | 1 | 18 | 8 | 70.0129
2028 | 1 | 18 | 9 | 68.6067
2028 | 1 | 18 | 10 | 63.0397
2028 | 1 | 18 | 11 | 58.4618
2028 | 1 | 18 | 12 | 58.8166
2028 | 1 | 18 | 13 | 58.2194
2028 | 1 | 18 | 14 | 57.4668
2028 | 1 | 18 | 15 | 58.6872
2028 | 1 | 18 | 16 | 62.5559
2028 | 1 | 18 | 17 | 70.3753
2028 | 1 | 18 | 18 | 74.5861
2028 | 1 | 18 | 19 | 70.9269
2028 | 1 | 18 | 20 | 68.7151
2028 | 1 | 18 | 21 | 65.8158
2028 | 1 | 18 | 22 | 63.0464
2028 | 1 | 18 | 23 | 59.581
2028 | 1 | 19 | 0 | 58.4005
2028 | 1 | 19 | 1 | 55.1769
2028 | 1 | 19 | 2 | 53.7589
2028 | 1 | 19 | 3 | 53.2977
2028 | 1 | 19 | 4 | 53.2625
2028 | 1 | 19 | 5 | 53.5195
2028 | 1 | 19 | 6 | 55.9138
2028 | 1 | 19 | 7 | 60.0903
2028 | 1 | 19 | 8 | 66.0507
2028 | 1 | 19 | 9 | 64.05
2028 | 1 | 19 | 10 | 58.6648
2028 | 1 | 19 | 11 | 54.7013
2028 | 1 | 19 | 12 | 54.9878
2028 | 1 | 19 | 13 | 55.6981
2028 | 1 | 19 | 14 | 55.4091
2028 | 1 | 19 | 15 | 55.2325
2028 | 1 | 19 | 16 | 57.0923
2028 | 1 | 19 | 17 | 65.1302
2028 | 1 | 19 | 18 | 69.5664
2028 | 1 | 19 | 19 | 66.8502
2028 | 1 | 19 | 20 | 64.9292
2028 | 1 | 19 | 21 | 62.4165
2028 | 1 | 19 | 22 | 59.586
2028 | 1 | 19 | 23 | 56.0997
2028 | 1 | 20 | 0 | 53.5511
2028 | 1 | 20 | 1 | 50.9777
2028 | 1 | 20 | 2 | 49.3883
2028 | 1 | 20 | 3 | 48.8277
2028 | 1 | 20 | 4 | 48.6904
2028 | 1 | 20 | 5 | 49.0251
2028 | 1 | 20 | 6 | 50.3081
2028 | 1 | 20 | 7 | 54.719
2028 | 1 | 20 | 8 | 61.706
2028 | 1 | 20 | 9 | 61.9632
2028 | 1 | 20 | 10 | 57.5732
2028 | 1 | 20 | 11 | 54.0718
2028 | 1 | 20 | 12 | 53.9521
2028 | 1 | 20 | 13 | 53.9816
2028 | 1 | 20 | 14 | 53.8055
2028 | 1 | 20 | 15 | 54.0084
2028 | 1 | 20 | 16 | 57.3532
2028 | 1 | 20 | 17 | 65.0532
2028 | 1 | 20 | 18 | 67.5514
2028 | 1 | 20 | 19 | 64.8479
2028 | 1 | 20 | 20 | 62.9611
2028 | 1 | 20 | 21 | 60.7101
2028 | 1 | 20 | 22 | 58.3255
2028 | 1 | 20 | 23 | 55.1043
2028 | 1 | 21 | 0 | 51.2367
2028 | 1 | 21 | 1 | 49.5825
2028 | 1 | 21 | 2 | 48.2566
2028 | 1 | 21 | 3 | 48.0098
2028 | 1 | 21 | 4 | 48.2519
2028 | 1 | 21 | 5 | 48.9132
2028 | 1 | 21 | 6 | 49.707
2028 | 1 | 21 | 7 | 54.3494
2028 | 1 | 21 | 8 | 60.3142
2028 | 1 | 21 | 9 | 57.8107
2028 | 1 | 21 | 10 | 51.0432
2028 | 1 | 21 | 11 | 47.304
2028 | 1 | 21 | 12 | 50.0417
2028 | 1 | 21 | 13 | 49.6961
2028 | 1 | 21 | 14 | 49.011
2028 | 1 | 21 | 15 | 49.1048
2028 | 1 | 21 | 16 | 53.194
2028 | 1 | 21 | 17 | 61.1484
2028 | 1 | 21 | 18 | 66.317
2028 | 1 | 21 | 19 | 65.0861
2028 | 1 | 21 | 20 | 63.6285
2028 | 1 | 21 | 21 | 61.8206
2028 | 1 | 21 | 22 | 59.9271
2028 | 1 | 21 | 23 | 56.8295
2028 | 1 | 22 | 0 | 53.3973
2028 | 1 | 22 | 1 | 51.8195
2028 | 1 | 22 | 2 | 50.5972
2028 | 1 | 22 | 3 | 50.2197
2028 | 1 | 22 | 4 | 50.2808
2028 | 1 | 22 | 5 | 50.3615
2028 | 1 | 22 | 6 | 49.6825
2028 | 1 | 22 | 7 | 52.8608
2028 | 1 | 22 | 8 | 60.3969
2028 | 1 | 22 | 9 | 62.0134
2028 | 1 | 22 | 10 | 58.8198
2028 | 1 | 22 | 11 | 54.2117
2028 | 1 | 22 | 12 | 52.4881
2028 | 1 | 22 | 13 | 51.6579
2028 | 1 | 22 | 14 | 51.0511
2028 | 1 | 22 | 15 | 52.057
2028 | 1 | 22 | 16 | 56.6549
2028 | 1 | 22 | 17 | 65.4259
2028 | 1 | 22 | 18 | 73.3648
2028 | 1 | 22 | 19 | 69.1781
2028 | 1 | 22 | 20 | 65.1239
2028 | 1 | 22 | 21 | 61.9917
2028 | 1 | 22 | 22 | 59.7941
2028 | 1 | 22 | 23 | 57.3348
2028 | 1 | 23 | 0 | 54.7502
2028 | 1 | 23 | 1 | 54.0186
2028 | 1 | 23 | 2 | 52.9048
2028 | 1 | 23 | 3 | 52.6798
2028 | 1 | 23 | 4 | 52.8967
2028 | 1 | 23 | 5 | 53.1557
2028 | 1 | 23 | 6 | 53.4299
2028 | 1 | 23 | 7 | 55.8219
2028 | 1 | 23 | 8 | 62.8253
2028 | 1 | 23 | 9 | 64.0984
2028 | 1 | 23 | 10 | 61.0221
2028 | 1 | 23 | 11 | 56.5032
2028 | 1 | 23 | 12 | 53.1705
2028 | 1 | 23 | 13 | 51.5447
2028 | 1 | 23 | 14 | 50.9062
2028 | 1 | 23 | 15 | 52.5836
2028 | 1 | 23 | 16 | 58.6315
2028 | 1 | 23 | 17 | 68.9846
2028 | 1 | 23 | 18 | 75.2201
2028 | 1 | 23 | 19 | 73.0896
2028 | 1 | 23 | 20 | 70.0859
2028 | 1 | 23 | 21 | 67.3155
2028 | 1 | 23 | 22 | 64.667
2028 | 1 | 23 | 23 | 61.8494
2028 | 1 | 24 | 0 | 59.7814
2028 | 1 | 24 | 1 | 56.5825
2028 | 1 | 24 | 2 | 55.6482
2028 | 1 | 24 | 3 | 55.4652
2028 | 1 | 24 | 4 | 55.6818
2028 | 1 | 24 | 5 | 56.1086
2028 | 1 | 24 | 6 | 56.9729
2028 | 1 | 24 | 7 | 61.7097
2028 | 1 | 24 | 8 | 69.4489
2028 | 1 | 24 | 9 | 68.7398
2028 | 1 | 24 | 10 | 63.9813
2028 | 1 | 24 | 11 | 59.9181
2028 | 1 | 24 | 12 | 58.4728
2028 | 1 | 24 | 13 | 58.3614
2028 | 1 | 24 | 14 | 57.7021
2028 | 1 | 24 | 15 | 58.3359
2028 | 1 | 24 | 16 | 61.0953
2028 | 1 | 24 | 17 | 68.9517
2028 | 1 | 24 | 18 | 74.459
2028 | 1 | 24 | 19 | 70.9897
2028 | 1 | 24 | 20 | 68.5225
2028 | 1 | 24 | 21 | 65.4951
2028 | 1 | 24 | 22 | 62.6176
2028 | 1 | 24 | 23 | 59.2081
2028 | 1 | 25 | 0 | 55.9437
2028 | 1 | 25 | 1 | 54.5314
2028 | 1 | 25 | 2 | 53.236
2028 | 1 | 25 | 3 | 53.0197
2028 | 1 | 25 | 4 | 53.1888
2028 | 1 | 25 | 5 | 53.6924
2028 | 1 | 25 | 6 | 55.1338
2028 | 1 | 25 | 7 | 60.0967
2028 | 1 | 25 | 8 | 67.871
2028 | 1 | 25 | 9 | 67.3597
2028 | 1 | 25 | 10 | 61.2667
2028 | 1 | 25 | 11 | 56.0799
2028 | 1 | 25 | 12 | 55.0684
2028 | 1 | 25 | 13 | 55.1531
2028 | 1 | 25 | 14 | 55.1689
2028 | 1 | 25 | 15 | 56.2877
2028 | 1 | 25 | 16 | 59.9146
2028 | 1 | 25 | 17 | 67.6704
2028 | 1 | 25 | 18 | 73.6687
2028 | 1 | 25 | 19 | 71.809
2028 | 1 | 25 | 20 | 70.0913
2028 | 1 | 25 | 21 | 67.8123
2028 | 1 | 25 | 22 | 65.2819
2028 | 1 | 25 | 23 | 62.007
2028 | 1 | 26 | 0 | 56.5382
2028 | 1 | 26 | 1 | 57.5497
2028 | 1 | 26 | 2 | 56.5453
2028 | 1 | 26 | 3 | 56.6273
2028 | 1 | 26 | 4 | 57.245
2028 | 1 | 26 | 5 | 58.095
2028 | 1 | 26 | 6 | 59.5631
2028 | 1 | 26 | 7 | 64.6463
2028 | 1 | 26 | 8 | 72.5928
2028 | 1 | 26 | 9 | 71.4167
2028 | 1 | 26 | 10 | 64.4983
2028 | 1 | 26 | 11 | 58.5814
2028 | 1 | 26 | 12 | 58.2782
2028 | 1 | 26 | 13 | 57.5515
2028 | 1 | 26 | 14 | 57.2712
2028 | 1 | 26 | 15 | 58.1437
2028 | 1 | 26 | 16 | 62.0669
2028 | 1 | 26 | 17 | 70.6074
2028 | 1 | 26 | 18 | 80.2847
2028 | 1 | 26 | 19 | 77.798
2028 | 1 | 26 | 20 | 76.088
2028 | 1 | 26 | 21 | 73.7716
2028 | 1 | 26 | 22 | 70.9684
2028 | 1 | 26 | 23 | 67.5109
2028 | 1 | 27 | 0 | 64.8397
2028 | 1 | 27 | 1 | 61.3959
2028 | 1 | 27 | 2 | 60.0553
2028 | 1 | 27 | 3 | 59.6542
2028 | 1 | 27 | 4 | 59.7596
2028 | 1 | 27 | 5 | 60.137
2028 | 1 | 27 | 6 | 62.0556
2028 | 1 | 27 | 7 | 66.7001
2028 | 1 | 27 | 8 | 73.8527
2028 | 1 | 27 | 9 | 72.863
2028 | 1 | 27 | 10 | 67.3439
2028 | 1 | 27 | 11 | 62.1577
2028 | 1 | 27 | 12 | 61.2499
2028 | 1 | 27 | 13 | 60.6634
2028 | 1 | 27 | 14 | 60.0243
2028 | 1 | 27 | 15 | 60.7473
2028 | 1 | 27 | 16 | 63.9007
2028 | 1 | 27 | 17 | 71.6963
2028 | 1 | 27 | 18 | 77.3452
2028 | 1 | 27 | 19 | 74.0122
2028 | 1 | 27 | 20 | 71.84
2028 | 1 | 27 | 21 | 69.1517
2028 | 1 | 27 | 22 | 66.5002
2028 | 1 | 27 | 23 | 62.9426
2028 | 1 | 28 | 0 | 60.4516
2028 | 1 | 28 | 1 | 57.0676
2028 | 1 | 28 | 2 | 55.5577
2028 | 1 | 28 | 3 | 55.0433
2028 | 1 | 28 | 4 | 54.9965
2028 | 1 | 28 | 5 | 55.3375
2028 | 1 | 28 | 6 | 56.6795
2028 | 1 | 28 | 7 | 61.3797
2028 | 1 | 28 | 8 | 68.5685
2028 | 1 | 28 | 9 | 67.2529
2028 | 1 | 28 | 10 | 60.3057
2028 | 1 | 28 | 11 | 55.1362
2028 | 1 | 28 | 12 | 53.9109
2028 | 1 | 28 | 13 | 54.27
2028 | 1 | 28 | 14 | 53.9992
2028 | 1 | 28 | 15 | 53.7917
2028 | 1 | 28 | 16 | 56.1575
2028 | 1 | 28 | 17 | 63.6972
2028 | 1 | 28 | 18 | 74.0316
2028 | 1 | 28 | 19 | 71.1612
2028 | 1 | 28 | 20 | 68.8533
2028 | 1 | 28 | 21 | 66.5913
2028 | 1 | 28 | 22 | 64.3652
2028 | 1 | 28 | 23 | 61.0544
2028 | 1 | 29 | 0 | 56.0603
2028 | 1 | 29 | 1 | 56.1481
2028 | 1 | 29 | 2 | 55.2746
2028 | 1 | 29 | 3 | 54.9977
2028 | 1 | 29 | 4 | 55.3331
2028 | 1 | 29 | 5 | 55.8828
2028 | 1 | 29 | 6 | 55.5141
2028 | 1 | 29 | 7 | 58.846
2028 | 1 | 29 | 8 | 65.5557
2028 | 1 | 29 | 9 | 67.5915
2028 | 1 | 29 | 10 | 64.3574
2028 | 1 | 29 | 11 | 59.3418
2028 | 1 | 29 | 12 | 58.4478
2028 | 1 | 29 | 13 | 58.1027
2028 | 1 | 29 | 14 | 57.7101
2028 | 1 | 29 | 15 | 59.064
2028 | 1 | 29 | 16 | 63.0811
2028 | 1 | 29 | 17 | 70.8591
2028 | 1 | 29 | 18 | 79.1974
2028 | 1 | 29 | 19 | 76.5103
2028 | 1 | 29 | 20 | 72.3624
2028 | 1 | 29 | 21 | 69.3231
2028 | 1 | 29 | 22 | 67.0065
2028 | 1 | 29 | 23 | 64.4324
2028 | 1 | 30 | 0 | 62.5064
2028 | 1 | 30 | 1 | 57.8755
2028 | 1 | 30 | 2 | 56.5957
2028 | 1 | 30 | 3 | 56.1924
2028 | 1 | 30 | 4 | 56.1405
2028 | 1 | 30 | 5 | 56.2221
2028 | 1 | 30 | 6 | 56.1061
2028 | 1 | 30 | 7 | 58.3419
2028 | 1 | 30 | 8 | 65.1153
2028 | 1 | 30 | 9 | 67.0739
2028 | 1 | 30 | 10 | 64.6646
2028 | 1 | 30 | 11 | 59.2175
2028 | 1 | 30 | 12 | 57.6187
2028 | 1 | 30 | 13 | 57.5704
2028 | 1 | 30 | 14 | 57.5677
2028 | 1 | 30 | 15 | 58.8304
2028 | 1 | 30 | 16 | 63.0322
2028 | 1 | 30 | 17 | 70.5351
2028 | 1 | 30 | 18 | 75.4749
2028 | 1 | 30 | 19 | 72.9856
2028 | 1 | 30 | 20 | 69.4013
2028 | 1 | 30 | 21 | 66.158
2028 | 1 | 30 | 22 | 63.0186
2028 | 1 | 30 | 23 | 60.0582
2028 | 1 | 31 | 0 | 58.0986
2028 | 1 | 31 | 1 | 55.3483
2028 | 1 | 31 | 2 | 54.4567
2028 | 1 | 31 | 3 | 54.4301
2028 | 1 | 31 | 4 | 54.8218
2028 | 1 | 31 | 5 | 55.5065
2028 | 1 | 31 | 6 | 57.0948
2028 | 1 | 31 | 7 | 62.2823
2028 | 1 | 31 | 8 | 71.3982
2028 | 1 | 31 | 9 | 71.3627
2028 | 1 | 31 | 10 | 65.3455
2028 | 1 | 31 | 11 | 59.7836
2028 | 1 | 31 | 12 | 56.8395
2028 | 1 | 31 | 13 | 56.9609
2028 | 1 | 31 | 14 | 57.1971
2028 | 1 | 31 | 15 | 58.2504
2028 | 1 | 31 | 16 | 61.1102
2028 | 1 | 31 | 17 | 69.4038
2028 | 1 | 31 | 18 | 75.3396
2028 | 1 | 31 | 19 | 73.878
2028 | 1 | 31 | 20 | 72.0266
2028 | 1 | 31 | 21 | 69.4946
2028 | 1 | 31 | 22 | 66.6537
2028 | 1 | 31 | 23 | 63.1888
2028 | 2 | 1 | 0 | 59.5485
2028 | 2 | 1 | 1 | 59.0786
2028 | 2 | 1 | 2 | 58.0085
2028 | 2 | 1 | 3 | 57.9544
2028 | 2 | 1 | 4 | 58.3551
2028 | 2 | 1 | 5 | 58.8144
2028 | 2 | 1 | 6 | 59.2734
2028 | 2 | 1 | 7 | 64.3188
2028 | 2 | 1 | 8 | 72.305
2028 | 2 | 1 | 9 | 71.9004
2028 | 2 | 1 | 10 | 66.837
2028 | 2 | 1 | 11 | 62.5855
2028 | 2 | 1 | 12 | 62.4503
2028 | 2 | 1 | 13 | 61.2637
2028 | 2 | 1 | 14 | 60.5077
2028 | 2 | 1 | 15 | 61.6125
2028 | 2 | 1 | 16 | 65.2574
2028 | 2 | 1 | 17 | 72.2521
2028 | 2 | 1 | 18 | 75.7416
2028 | 2 | 1 | 19 | 74.3
2028 | 2 | 1 | 20 | 72.8268
2028 | 2 | 1 | 21 | 70.3734
2028 | 2 | 1 | 22 | 67.7898
2028 | 2 | 1 | 23 | 64.5425
2028 | 2 | 2 | 0 | 61.3462
2028 | 2 | 2 | 1 | 59.0254
2028 | 2 | 2 | 2 | 57.7965
2028 | 2 | 2 | 3 | 57.513
2028 | 2 | 2 | 4 | 57.7344
2028 | 2 | 2 | 5 | 58.03
2028 | 2 | 2 | 6 | 58.6963
2028 | 2 | 2 | 7 | 63.4408
2028 | 2 | 2 | 8 | 71.5741
2028 | 2 | 2 | 9 | 71.66
2028 | 2 | 2 | 10 | 67.0853
2028 | 2 | 2 | 11 | 63.0818
2028 | 2 | 2 | 12 | 61.6919
2028 | 2 | 2 | 13 | 60.9513
2028 | 2 | 2 | 14 | 60.2586
2028 | 2 | 2 | 15 | 60.2106
2028 | 2 | 2 | 16 | 62.3935
2028 | 2 | 2 | 17 | 69.6619
2028 | 2 | 2 | 18 | 74.1029
2028 | 2 | 2 | 19 | 71.8616
2028 | 2 | 2 | 20 | 70.0994
2028 | 2 | 2 | 21 | 67.4846
2028 | 2 | 2 | 22 | 64.6496
2028 | 2 | 2 | 23 | 61.2805
2028 | 2 | 3 | 0 | 59.5404
2028 | 2 | 3 | 1 | 56.6813
2028 | 2 | 3 | 2 | 55.358
2028 | 2 | 3 | 3 | 55.0361
2028 | 2 | 3 | 4 | 55.217
2028 | 2 | 3 | 5 | 55.6309
2028 | 2 | 3 | 6 | 57.373
2028 | 2 | 3 | 7 | 62.0542
2028 | 2 | 3 | 8 | 69.6795
2028 | 2 | 3 | 9 | 69.4617
2028 | 2 | 3 | 10 | 64.9012
2028 | 2 | 3 | 11 | 60.9004
2028 | 2 | 3 | 12 | 60.435
2028 | 2 | 3 | 13 | 59.7992
2028 | 2 | 3 | 14 | 59.7647
2028 | 2 | 3 | 15 | 60.23
2028 | 2 | 3 | 16 | 62.7798
2028 | 2 | 3 | 17 | 70.23
2028 | 2 | 3 | 18 | 73.7798
2028 | 2 | 3 | 19 | 71.5596
2028 | 2 | 3 | 20 | 69.7114
2028 | 2 | 3 | 21 | 67.243
2028 | 2 | 3 | 22 | 64.6283
2028 | 2 | 3 | 23 | 61.2635
2028 | 2 | 4 | 0 | 58.7545
2028 | 2 | 4 | 1 | 55.8699
2028 | 2 | 4 | 2 | 54.4356
2028 | 2 | 4 | 3 | 53.9775
2028 | 2 | 4 | 4 | 54.0602
2028 | 2 | 4 | 5 | 54.3544
2028 | 2 | 4 | 6 | 55.4769
2028 | 2 | 4 | 7 | 60.4237
2028 | 2 | 4 | 8 | 68.6234
2028 | 2 | 4 | 9 | 68.7516
2028 | 2 | 4 | 10 | 63.6347
2028 | 2 | 4 | 11 | 59.6091
2028 | 2 | 4 | 12 | 57.8127
2028 | 2 | 4 | 13 | 57.0201
2028 | 2 | 4 | 14 | 55.9807
2028 | 2 | 4 | 15 | 55.6965
2028 | 2 | 4 | 16 | 58.486
2028 | 2 | 4 | 17 | 65.3071
2028 | 2 | 4 | 18 | 71.0774
2028 | 2 | 4 | 19 | 69.4011
2028 | 2 | 4 | 20 | 67.5747
2028 | 2 | 4 | 21 | 65.3197
2028 | 2 | 4 | 22 | 63.236
2028 | 2 | 4 | 23 | 60.1286
2028 | 2 | 5 | 0 | 56.3076
2028 | 2 | 5 | 1 | 54.3545
2028 | 2 | 5 | 2 | 53.2782
2028 | 2 | 5 | 3 | 52.8817
2028 | 2 | 5 | 4 | 53.0229
2028 | 2 | 5 | 5 | 53.2418
2028 | 2 | 5 | 6 | 53.942
2028 | 2 | 5 | 7 | 56.5386
2028 | 2 | 5 | 8 | 61.3188
2028 | 2 | 5 | 9 | 60.4261
2028 | 2 | 5 | 10 | 57.5397
2028 | 2 | 5 | 11 | 54.7795
2028 | 2 | 5 | 12 | 56.5184
2028 | 2 | 5 | 13 | 55.7421
2028 | 2 | 5 | 14 | 54.6862
2028 | 2 | 5 | 15 | 55.4166
2028 | 2 | 5 | 16 | 58.636
2028 | 2 | 5 | 17 | 65.8048
2028 | 2 | 5 | 18 | 71.6347
2028 | 2 | 5 | 19 | 70.2439
2028 | 2 | 5 | 20 | 66.6824
2028 | 2 | 5 | 21 | 63.7334
2028 | 2 | 5 | 22 | 61.5695
2028 | 2 | 5 | 23 | 59.1895
2028 | 2 | 6 | 0 | 57.4455
2028 | 2 | 6 | 1 | 54.4869
2028 | 2 | 6 | 2 | 53.3397
2028 | 2 | 6 | 3 | 52.9809
2028 | 2 | 6 | 4 | 53.0503
2028 | 2 | 6 | 5 | 53.0777
2028 | 2 | 6 | 6 | 52.8834
2028 | 2 | 6 | 7 | 54.75
2028 | 2 | 6 | 8 | 60.0765
2028 | 2 | 6 | 9 | 60.1381
2028 | 2 | 6 | 10 | 57.984
2028 | 2 | 6 | 11 | 54.8652
2028 | 2 | 6 | 12 | 55.7279
2028 | 2 | 6 | 13 | 55.4157
2028 | 2 | 6 | 14 | 55.144
2028 | 2 | 6 | 15 | 55.872
2028 | 2 | 6 | 16 | 59.054
2028 | 2 | 6 | 17 | 66.2299
2028 | 2 | 6 | 18 | 71.1678
2028 | 2 | 6 | 19 | 69.2443
2028 | 2 | 6 | 20 | 65.8316
2028 | 2 | 6 | 21 | 62.5707
2028 | 2 | 6 | 22 | 59.5848
2028 | 2 | 6 | 23 | 56.8177
2028 | 2 | 7 | 0 | 55.662
2028 | 2 | 7 | 1 | 52.2725
2028 | 2 | 7 | 2 | 51.2018
2028 | 2 | 7 | 3 | 50.9
2028 | 2 | 7 | 4 | 50.9974
2028 | 2 | 7 | 5 | 51.2994
2028 | 2 | 7 | 6 | 53.6354
2028 | 2 | 7 | 7 | 57.7572
2028 | 2 | 7 | 8 | 63.164
2028 | 2 | 7 | 9 | 59.4921
2028 | 2 | 7 | 10 | 55.0615
2028 | 2 | 7 | 11 | 53.1818
2028 | 2 | 7 | 12 | 52.3003
2028 | 2 | 7 | 13 | 52.5406
2028 | 2 | 7 | 14 | 51.219
2028 | 2 | 7 | 15 | 50.6305
2028 | 2 | 7 | 16 | 50.9749
2028 | 2 | 7 | 17 | 57.0061
2028 | 2 | 7 | 18 | 65.905
2028 | 2 | 7 | 19 | 65.8278
2028 | 2 | 7 | 20 | 64.345
2028 | 2 | 7 | 21 | 61.7947
2028 | 2 | 7 | 22 | 59.2715
2028 | 2 | 7 | 23 | 56.1983
2028 | 2 | 8 | 0 | 52.0151
2028 | 2 | 8 | 1 | 48.7876
2028 | 2 | 8 | 2 | 47.2985
2028 | 2 | 8 | 3 | 46.8742
2028 | 2 | 8 | 4 | 46.8545
2028 | 2 | 8 | 5 | 47.1758
2028 | 2 | 8 | 6 | 48.3613
2028 | 2 | 8 | 7 | 53.105
2028 | 2 | 8 | 8 | 60.276
2028 | 2 | 8 | 9 | 59.0988
2028 | 2 | 8 | 10 | 54.1175
2028 | 2 | 8 | 11 | 51.2131
2028 | 2 | 8 | 12 | 51.3332
2028 | 2 | 8 | 13 | 51.0899
2028 | 2 | 8 | 14 | 50.9358
2028 | 2 | 8 | 15 | 51.1621
2028 | 2 | 8 | 16 | 53.6654
2028 | 2 | 8 | 17 | 59.9753
2028 | 2 | 8 | 18 | 63.568
2028 | 2 | 8 | 19 | 62.1138
2028 | 2 | 8 | 20 | 60.2092
2028 | 2 | 8 | 21 | 57.6476
2028 | 2 | 8 | 22 | 55.0936
2028 | 2 | 8 | 23 | 52.0752
2028 | 2 | 9 | 0 | 50.078
2028 | 2 | 9 | 1 | 47.8295
2028 | 2 | 9 | 2 | 46.6312
2028 | 2 | 9 | 3 | 46.5259
2028 | 2 | 9 | 4 | 46.9409
2028 | 2 | 9 | 5 | 47.6446
2028 | 2 | 9 | 6 | 49.489
2028 | 2 | 9 | 7 | 54.5163
2028 | 2 | 9 | 8 | 62.5837
2028 | 2 | 9 | 9 | 61.4997
2028 | 2 | 9 | 10 | 55.9275
2028 | 2 | 9 | 11 | 51.9684
2028 | 2 | 9 | 12 | 50.9367
2028 | 2 | 9 | 13 | 50.6314
2028 | 2 | 9 | 14 | 50.0469
2028 | 2 | 9 | 15 | 50.2121
2028 | 2 | 9 | 16 | 53.0739
2028 | 2 | 9 | 17 | 60.6645
2028 | 2 | 9 | 18 | 66.7756
2028 | 2 | 9 | 19 | 67.4981
2028 | 2 | 9 | 20 | 66.5316
2028 | 2 | 9 | 21 | 64.5241
2028 | 2 | 9 | 22 | 62.1526
2028 | 2 | 9 | 23 | 59.1363
2028 | 2 | 10 | 0 | 54.6245
2028 | 2 | 10 | 1 | 53.0148
2028 | 2 | 10 | 2 | 51.9076
2028 | 2 | 10 | 3 | 51.7767
2028 | 2 | 10 | 4 | 52.1404
2028 | 2 | 10 | 5 | 52.7794
2028 | 2 | 10 | 6 | 53.8415
2028 | 2 | 10 | 7 | 58.4346
2028 | 2 | 10 | 8 | 64.649
2028 | 2 | 10 | 9 | 61.8284
2028 | 2 | 10 | 10 | 56.5502
2028 | 2 | 10 | 11 | 52.9122
2028 | 2 | 10 | 12 | 54.1276
2028 | 2 | 10 | 13 | 53.632
2028 | 2 | 10 | 14 | 53.4986
2028 | 2 | 10 | 15 | 54.0242
2028 | 2 | 10 | 16 | 56.5683
2028 | 2 | 10 | 17 | 63.9115
2028 | 2 | 10 | 18 | 69.4551
2028 | 2 | 10 | 19 | 67.9983
2028 | 2 | 10 | 20 | 66.0904
2028 | 2 | 10 | 21 | 63.4824
2028 | 2 | 10 | 22 | 61.0086
2028 | 2 | 10 | 23 | 57.7611
2028 | 2 | 11 | 0 | 54.9669
2028 | 2 | 11 | 1 | 52.7389
2028 | 2 | 11 | 2 | 51.3505
2028 | 2 | 11 | 3 | 50.9282
2028 | 2 | 11 | 4 | 51.0092
2028 | 2 | 11 | 5 | 51.4164
2028 | 2 | 11 | 6 | 52.2248
2028 | 2 | 11 | 7 | 57.1132
2028 | 2 | 11 | 8 | 64.6795
2028 | 2 | 11 | 9 | 63.2273
2028 | 2 | 11 | 10 | 57.4871
2028 | 2 | 11 | 11 | 53.169
2028 | 2 | 11 | 12 | 50.1282
2028 | 2 | 11 | 13 | 50.5861
2028 | 2 | 11 | 14 | 49.8407
2028 | 2 | 11 | 15 | 49.4175
2028 | 2 | 11 | 16 | 50.9966
2028 | 2 | 11 | 17 | 58.009
2028 | 2 | 11 | 18 | 64.5455
2028 | 2 | 11 | 19 | 63.7829
2028 | 2 | 11 | 20 | 61.8508
2028 | 2 | 11 | 21 | 59.4955
2028 | 2 | 11 | 22 | 57.3269
2028 | 2 | 11 | 23 | 54.1449
2028 | 2 | 12 | 0 | 52.1684
2028 | 2 | 12 | 1 | 48.2385
2028 | 2 | 12 | 2 | 46.8282
2028 | 2 | 12 | 3 | 46.1779
2028 | 2 | 12 | 4 | 46.0308
2028 | 2 | 12 | 5 | 45.934
2028 | 2 | 12 | 6 | 46.0132
2028 | 2 | 12 | 7 | 48.6564
2028 | 2 | 12 | 8 | 54.8218
2028 | 2 | 12 | 9 | 54.3534
2028 | 2 | 12 | 10 | 50.2776
2028 | 2 | 12 | 11 | 47.5686
2028 | 2 | 12 | 12 | 48.5632
2028 | 2 | 12 | 13 | 48.4518
2028 | 2 | 12 | 14 | 47.8355
2028 | 2 | 12 | 15 | 48.0261
2028 | 2 | 12 | 16 | 50.6988
2028 | 2 | 12 | 17 | 57.6432
2028 | 2 | 12 | 18 | 62.6399
2028 | 2 | 12 | 19 | 60.3964
2028 | 2 | 12 | 20 | 56.6114
2028 | 2 | 12 | 21 | 53.4689
2028 | 2 | 12 | 22 | 51.3066
2028 | 2 | 12 | 23 | 49.0135
2028 | 2 | 13 | 0 | 48.301
2028 | 2 | 13 | 1 | 44.4951
2028 | 2 | 13 | 2 | 42.8364
2028 | 2 | 13 | 3 | 42.0106
2028 | 2 | 13 | 4 | 41.5898
2028 | 2 | 13 | 5 | 41.0474
2028 | 2 | 13 | 6 | 40.5351
2028 | 2 | 13 | 7 | 42.5468
2028 | 2 | 13 | 8 | 49.7373
2028 | 2 | 13 | 9 | 48.3365
2028 | 2 | 13 | 10 | 42.9498
2028 | 2 | 13 | 11 | 39.6067
2028 | 2 | 13 | 12 | 39.4883
2028 | 2 | 13 | 13 | 41.1197
2028 | 2 | 13 | 14 | 40.3344
2028 | 2 | 13 | 15 | 39.5948
2028 | 2 | 13 | 16 | 41.1816
2028 | 2 | 13 | 17 | 47.938
2028 | 2 | 13 | 18 | 55.6986
2028 | 2 | 13 | 19 | 53.9924
2028 | 2 | 13 | 20 | 50.9233
2028 | 2 | 13 | 21 | 47.8653
2028 | 2 | 13 | 22 | 45.5333
2028 | 2 | 13 | 23 | 43.2096
2028 | 2 | 14 | 0 | 40.3354
2028 | 2 | 14 | 1 | 40.003
2028 | 2 | 14 | 2 | 39.0527
2028 | 2 | 14 | 3 | 39.0749
2028 | 2 | 14 | 4 | 39.5516
2028 | 2 | 14 | 5 | 40.4729
2028 | 2 | 14 | 6 | 42.4094
2028 | 2 | 14 | 7 | 47.5804
2028 | 2 | 14 | 8 | 55.6806
2028 | 2 | 14 | 9 | 53.6293
2028 | 2 | 14 | 10 | 48.0352
2028 | 2 | 14 | 11 | 44.8221
2028 | 2 | 14 | 12 | 44.471
2028 | 2 | 14 | 13 | 44.751
2028 | 2 | 14 | 14 | 45.2061
2028 | 2 | 14 | 15 | 45.8389
2028 | 2 | 14 | 16 | 48.5808
2028 | 2 | 14 | 17 | 56.3957
2028 | 2 | 14 | 18 | 62.736
2028 | 2 | 14 | 19 | 62.0115
2028 | 2 | 14 | 20 | 59.9189
2028 | 2 | 14 | 21 | 57.2647
2028 | 2 | 14 | 22 | 54.5653
2028 | 2 | 14 | 23 | 51.5916
2028 | 2 | 15 | 0 | 49.9635
2028 | 2 | 15 | 1 | 48.4605
2028 | 2 | 15 | 2 | 47.2324
2028 | 2 | 15 | 3 | 47.0922
2028 | 2 | 15 | 4 | 47.4646
2028 | 2 | 15 | 5 | 48.1701
2028 | 2 | 15 | 6 | 49.2243
2028 | 2 | 15 | 7 | 54.5677
2028 | 2 | 15 | 8 | 62.6349
2028 | 2 | 15 | 9 | 60.9618
2028 | 2 | 15 | 10 | 55.0855
2028 | 2 | 15 | 11 | 50.9562
2028 | 2 | 15 | 12 | 49.5232
2028 | 2 | 15 | 13 | 48.9961
2028 | 2 | 15 | 14 | 48.6727
2028 | 2 | 15 | 15 | 49.5239
2028 | 2 | 15 | 16 | 52.506
2028 | 2 | 15 | 17 | 59.2384
2028 | 2 | 15 | 18 | 63.5776
2028 | 2 | 15 | 19 | 64.1303
2028 | 2 | 15 | 20 | 62.7458
2028 | 2 | 15 | 21 | 60.2266
2028 | 2 | 15 | 22 | 57.8523
2028 | 2 | 15 | 23 | 54.7935
2028 | 2 | 16 | 0 | 53.2808
2028 | 2 | 16 | 1 | 49.4864
2028 | 2 | 16 | 2 | 48.1233
2028 | 2 | 16 | 3 | 47.7196
2028 | 2 | 16 | 4 | 47.7816
2028 | 2 | 16 | 5 | 48.213
2028 | 2 | 16 | 6 | 49.4444
2028 | 2 | 16 | 7 | 54.1645
2028 | 2 | 16 | 8 | 61.651
2028 | 2 | 16 | 9 | 59.3427
2028 | 2 | 16 | 10 | 53.5802
2028 | 2 | 16 | 11 | 49.5276
2028 | 2 | 16 | 12 | 47.191
2028 | 2 | 16 | 13 | 48.079
2028 | 2 | 16 | 14 | 47.922
2028 | 2 | 16 | 15 | 47.3749
2028 | 2 | 16 | 16 | 48.0799
2028 | 2 | 16 | 17 | 55.2936
2028 | 2 | 16 | 18 | 63.6434
2028 | 2 | 16 | 19 | 62.3242
2028 | 2 | 16 | 20 | 60.1508
2028 | 2 | 16 | 21 | 57.3313
2028 | 2 | 16 | 22 | 54.5442
2028 | 2 | 16 | 23 | 51.3404
2028 | 2 | 17 | 0 | 49.4961
2028 | 2 | 17 | 1 | 48.2529
2028 | 2 | 17 | 2 | 46.925
2028 | 2 | 17 | 3 | 46.6657
2028 | 2 | 17 | 4 | 46.8922
2028 | 2 | 17 | 5 | 47.6282
2028 | 2 | 17 | 6 | 48.9272
2028 | 2 | 17 | 7 | 53.7658
2028 | 2 | 17 | 8 | 61.0542
2028 | 2 | 17 | 9 | 58.9993
2028 | 2 | 17 | 10 | 53.1588
2028 | 2 | 17 | 11 | 48.8574
2028 | 2 | 17 | 12 | 46.4468
2028 | 2 | 17 | 13 | 47.0934
2028 | 2 | 17 | 14 | 47.7979
2028 | 2 | 17 | 15 | 47.8374
2028 | 2 | 17 | 16 | 49.0182
2028 | 2 | 17 | 17 | 56.1339
2028 | 2 | 17 | 18 | 63.7712
2028 | 2 | 17 | 19 | 63.7445
2028 | 2 | 17 | 20 | 62.0389
2028 | 2 | 17 | 21 | 59.7153
2028 | 2 | 17 | 22 | 57.2253
2028 | 2 | 17 | 23 | 54.039
2028 | 2 | 18 | 0 | 52.5867
2028 | 2 | 18 | 1 | 49.7009
2028 | 2 | 18 | 2 | 48.1694
2028 | 2 | 18 | 3 | 47.6133
2028 | 2 | 18 | 4 | 47.5873
2028 | 2 | 18 | 5 | 48.0066
2028 | 2 | 18 | 6 | 48.3151
2028 | 2 | 18 | 7 | 53.2323
2028 | 2 | 18 | 8 | 60.6015
2028 | 2 | 18 | 9 | 58.529
2028 | 2 | 18 | 10 | 52.4831
2028 | 2 | 18 | 11 | 48.819
2028 | 2 | 18 | 12 | 47.0101
2028 | 2 | 18 | 13 | 47.1998
2028 | 2 | 18 | 14 | 46.0939
2028 | 2 | 18 | 15 | 45.3848
2028 | 2 | 18 | 16 | 47.5233
2028 | 2 | 18 | 17 | 53.6387
2028 | 2 | 18 | 18 | 59.9512
2028 | 2 | 18 | 19 | 61.1973
2028 | 2 | 18 | 20 | 59.8349
2028 | 2 | 18 | 21 | 57.7925
2028 | 2 | 18 | 22 | 56.0541
2028 | 2 | 18 | 23 | 53.248
2028 | 2 | 19 | 0 | 49.3928
2028 | 2 | 19 | 1 | 46.3384
2028 | 2 | 19 | 2 | 45.17
2028 | 2 | 19 | 3 | 44.7506
2028 | 2 | 19 | 4 | 44.8614
2028 | 2 | 19 | 5 | 44.9558
2028 | 2 | 19 | 6 | 43.7232
2028 | 2 | 19 | 7 | 46.7256
2028 | 2 | 19 | 8 | 53.5085
2028 | 2 | 19 | 9 | 51.817
2028 | 2 | 19 | 10 | 46.4417
2028 | 2 | 19 | 11 | 43.2273
2028 | 2 | 19 | 12 | 42.7835
2028 | 2 | 19 | 13 | 42.5593
2028 | 2 | 19 | 14 | 41.967
2028 | 2 | 19 | 15 | 42.216
2028 | 2 | 19 | 16 | 45.2923
2028 | 2 | 19 | 17 | 53.0655
2028 | 2 | 19 | 18 | 58.6692
2028 | 2 | 19 | 19 | 59.645
2028 | 2 | 19 | 20 | 57.008
2028 | 2 | 19 | 21 | 54.5117
2028 | 2 | 19 | 22 | 52.8853
2028 | 2 | 19 | 23 | 50.8083
2028 | 2 | 20 | 0 | 48.9138
2028 | 2 | 20 | 1 | 46.0776
2028 | 2 | 20 | 2 | 44.7143
2028 | 2 | 20 | 3 | 44.229
2028 | 2 | 20 | 4 | 44.1301
2028 | 2 | 20 | 5 | 43.854
2028 | 2 | 20 | 6 | 42.5538
2028 | 2 | 20 | 7 | 44.2569
2028 | 2 | 20 | 8 | 49.5236
2028 | 2 | 20 | 9 | 46.4182
2028 | 2 | 20 | 10 | 41.8398
2028 | 2 | 20 | 11 | 38.7155
2028 | 2 | 20 | 12 | 41.228
2028 | 2 | 20 | 13 | 42.4314
2028 | 2 | 20 | 14 | 42.5576
2028 | 2 | 20 | 15 | 42.4523
2028 | 2 | 20 | 16 | 44.924
2028 | 2 | 20 | 17 | 51.6537
2028 | 2 | 20 | 18 | 60.0312
2028 | 2 | 20 | 19 | 58.8587
2028 | 2 | 20 | 20 | 55.8593
2028 | 2 | 20 | 21 | 52.7523
2028 | 2 | 20 | 22 | 50.2322
2028 | 2 | 20 | 23 | 47.8493
2028 | 2 | 21 | 0 | 44.5859
2028 | 2 | 21 | 1 | 44.4892
2028 | 2 | 21 | 2 | 43.1288
2028 | 2 | 21 | 3 | 42.5101
2028 | 2 | 21 | 4 | 42.3995
2028 | 2 | 21 | 5 | 42.7924
2028 | 2 | 21 | 6 | 42.7726
2028 | 2 | 21 | 7 | 44.9587
2028 | 2 | 21 | 8 | 49.7699
2028 | 2 | 21 | 9 | 45.6353
2028 | 2 | 21 | 10 | 37.4994
2028 | 2 | 21 | 11 | 34.0943
2028 | 2 | 21 | 12 | 35.9748
2028 | 2 | 21 | 13 | 38.6502
2028 | 2 | 21 | 14 | 38.3452
2028 | 2 | 21 | 15 | 37.8133
2028 | 2 | 21 | 16 | 38.0123
2028 | 2 | 21 | 17 | 46.6537
2028 | 2 | 21 | 18 | 58.9356
2028 | 2 | 21 | 19 | 58.3264
2028 | 2 | 21 | 20 | 55.7601
2028 | 2 | 21 | 21 | 52.7772
2028 | 2 | 21 | 22 | 50.1505
2028 | 2 | 21 | 23 | 47.4134
2028 | 2 | 22 | 0 | 43.748
2028 | 2 | 22 | 1 | 44.9455
2028 | 2 | 22 | 2 | 43.6673
2028 | 2 | 22 | 3 | 43.5307
2028 | 2 | 22 | 4 | 43.8826
2028 | 2 | 22 | 5 | 44.7163
2028 | 2 | 22 | 6 | 47.0435
2028 | 2 | 22 | 7 | 51.7506
2028 | 2 | 22 | 8 | 57.1535
2028 | 2 | 22 | 9 | 52.9576
2028 | 2 | 22 | 10 | 47.0623
2028 | 2 | 22 | 11 | 43.3309
2028 | 2 | 22 | 12 | 43.9256
2028 | 2 | 22 | 13 | 44.31
2028 | 2 | 22 | 14 | 44.9938
2028 | 2 | 22 | 15 | 45.3466
2028 | 2 | 22 | 16 | 47.5128
2028 | 2 | 22 | 17 | 53.3458
2028 | 2 | 22 | 18 | 64.2389
2028 | 2 | 22 | 19 | 63.4245
2028 | 2 | 22 | 20 | 61.4885
2028 | 2 | 22 | 21 | 58.7933
2028 | 2 | 22 | 22 | 56.2095
2028 | 2 | 22 | 23 | 53.2414
2028 | 2 | 23 | 0 | 51.6429
2028 | 2 | 23 | 1 | 49.82
2028 | 2 | 23 | 2 | 48.6457
2028 | 2 | 23 | 3 | 48.4787
2028 | 2 | 23 | 4 | 48.8359
2028 | 2 | 23 | 5 | 49.5753
2028 | 2 | 23 | 6 | 50.4038
2028 | 2 | 23 | 7 | 55.1582
2028 | 2 | 23 | 8 | 62.0042
2028 | 2 | 23 | 9 | 59.6684
2028 | 2 | 23 | 10 | 54.8046
2028 | 2 | 23 | 11 | 50.2571
2028 | 2 | 23 | 12 | 47.8335
2028 | 2 | 23 | 13 | 48.7224
2028 | 2 | 23 | 14 | 48.9492
2028 | 2 | 23 | 15 | 48.7283
2028 | 2 | 23 | 16 | 50.3912
2028 | 2 | 23 | 17 | 56.797
2028 | 2 | 23 | 18 | 64.6819
2028 | 2 | 23 | 19 | 65.9207
2028 | 2 | 23 | 20 | 64.8884
2028 | 2 | 23 | 21 | 62.5679
2028 | 2 | 23 | 22 | 60.1406
2028 | 2 | 23 | 23 | 57.1366
2028 | 2 | 24 | 0 | 53.27
2028 | 2 | 24 | 1 | 52.146
2028 | 2 | 24 | 2 | 51.1147
2028 | 2 | 24 | 3 | 51.0737
2028 | 2 | 24 | 4 | 51.4932
2028 | 2 | 24 | 5 | 52.3449
2028 | 2 | 24 | 6 | 53.7845
2028 | 2 | 24 | 7 | 57.8048
2028 | 2 | 24 | 8 | 61.3799
2028 | 2 | 24 | 9 | 55.668
2028 | 2 | 24 | 10 | 50.2771
2028 | 2 | 24 | 11 | 46.3365
2028 | 2 | 24 | 12 | 45.3051
2028 | 2 | 24 | 13 | 46.8219
2028 | 2 | 24 | 14 | 47.237
2028 | 2 | 24 | 15 | 46.7972
2028 | 2 | 24 | 16 | 46.766
2028 | 2 | 24 | 17 | 52.2588
2028 | 2 | 24 | 18 | 64.5794
2028 | 2 | 24 | 19 | 66.8951
2028 | 2 | 24 | 20 | 66.2126
2028 | 2 | 24 | 21 | 64.1831
2028 | 2 | 24 | 22 | 61.9542
2028 | 2 | 24 | 23 | 58.8457
2028 | 2 | 25 | 0 | 54.4013
2028 | 2 | 25 | 1 | 53.7329
2028 | 2 | 25 | 2 | 52.6072
2028 | 2 | 25 | 3 | 52.4619
2028 | 2 | 25 | 4 | 52.8505
2028 | 2 | 25 | 5 | 53.6163
2028 | 2 | 25 | 6 | 55.1594
2028 | 2 | 25 | 7 | 59.6092
2028 | 2 | 25 | 8 | 64.393
2028 | 2 | 25 | 9 | 59.8797
2028 | 2 | 25 | 10 | 54.0034
2028 | 2 | 25 | 11 | 49.404
2028 | 2 | 25 | 12 | 47.3443
2028 | 2 | 25 | 13 | 48.4373
2028 | 2 | 25 | 14 | 48.3612
2028 | 2 | 25 | 15 | 47.4737
2028 | 2 | 25 | 16 | 48.1474
2028 | 2 | 25 | 17 | 53.1118
2028 | 2 | 25 | 18 | 64.8554
2028 | 2 | 25 | 19 | 66.9751
2028 | 2 | 25 | 20 | 66.1923
2028 | 2 | 25 | 21 | 64.2486
2028 | 2 | 25 | 22 | 62.2924
2028 | 2 | 25 | 23 | 59.2763
2028 | 2 | 26 | 0 | 55.7614
2028 | 2 | 26 | 1 | 53.8976
2028 | 2 | 26 | 2 | 52.8191
2028 | 2 | 26 | 3 | 52.506
2028 | 2 | 26 | 4 | 52.621
2028 | 2 | 26 | 5 | 52.8742
2028 | 2 | 26 | 6 | 52.7039
2028 | 2 | 26 | 7 | 54.7671
2028 | 2 | 26 | 8 | 57.7338
2028 | 2 | 26 | 9 | 54.349
2028 | 2 | 26 | 10 | 51.2549
2028 | 2 | 26 | 11 | 48.1029
2028 | 2 | 26 | 12 | 47.8414
2028 | 2 | 26 | 13 | 48.1876
2028 | 2 | 26 | 14 | 48.1154
2028 | 2 | 26 | 15 | 47.6907
2028 | 2 | 26 | 16 | 48.8664
2028 | 2 | 26 | 17 | 53.8952
2028 | 2 | 26 | 18 | 62.1454
2028 | 2 | 26 | 19 | 63.6199
2028 | 2 | 26 | 20 | 61.212
2028 | 2 | 26 | 21 | 58.4901
2028 | 2 | 26 | 22 | 56.3769
2028 | 2 | 26 | 23 | 54.1016
2028 | 2 | 27 | 0 | 53.9179
2028 | 2 | 27 | 1 | 49.2739
2028 | 2 | 27 | 2 | 47.9817
2028 | 2 | 27 | 3 | 47.5012
2028 | 2 | 27 | 4 | 47.4953
2028 | 2 | 27 | 5 | 47.5182
2028 | 2 | 27 | 6 | 47.9056
2028 | 2 | 27 | 7 | 49.7222
2028 | 2 | 27 | 8 | 55.0844
2028 | 2 | 27 | 9 | 54.6106
2028 | 2 | 27 | 10 | 51.9046
2028 | 2 | 27 | 11 | 48.3749
2028 | 2 | 27 | 12 | 48.1261
2028 | 2 | 27 | 13 | 49.3596
2028 | 2 | 27 | 14 | 50.0032
2028 | 2 | 27 | 15 | 50.0997
2028 | 2 | 27 | 16 | 52.329
2028 | 2 | 27 | 17 | 58.3541
2028 | 2 | 27 | 18 | 65.1336
2028 | 2 | 27 | 19 | 63.7186
2028 | 2 | 27 | 20 | 60.7682
2028 | 2 | 27 | 21 | 57.4718
2028 | 2 | 27 | 22 | 54.5942
2028 | 2 | 27 | 23 | 52.0225
2028 | 2 | 28 | 0 | 50.3276
2028 | 2 | 28 | 1 | 48.571
2028 | 2 | 28 | 2 | 47.6753
2028 | 2 | 28 | 3 | 47.6132
2028 | 2 | 28 | 4 | 47.9909
2028 | 2 | 28 | 5 | 48.7486
2028 | 2 | 28 | 6 | 50.2124
2028 | 2 | 28 | 7 | 54.8484
2028 | 2 | 28 | 8 | 61.1848
2028 | 2 | 28 | 9 | 58.3492
2028 | 2 | 28 | 10 | 53.8563
2028 | 2 | 28 | 11 | 50.6853
2028 | 2 | 28 | 12 | 49.2254
2028 | 2 | 28 | 13 | 50.3863
2028 | 2 | 28 | 14 | 51.1744
2028 | 2 | 28 | 15 | 50.5933
2028 | 2 | 28 | 16 | 50.7281
2028 | 2 | 28 | 17 | 55.6595
2028 | 2 | 28 | 18 | 64.649
2028 | 2 | 28 | 19 | 64.188
2028 | 2 | 28 | 20 | 62.6881
2028 | 2 | 28 | 21 | 59.8191
2028 | 2 | 28 | 22 | 56.9651
2028 | 2 | 28 | 23 | 53.8975
2028 | 2 | 29 | 0 | 52.6273
2028 | 2 | 29 | 1 | 50.7683
2028 | 2 | 29 | 2 | 49.6113
2028 | 2 | 29 | 3 | 49.553
2028 | 2 | 29 | 4 | 49.999
2028 | 2 | 29 | 5 | 50.8393
2028 | 2 | 29 | 6 | 52.6316
2028 | 2 | 29 | 7 | 57.6223
2028 | 2 | 29 | 8 | 64.1237
2028 | 2 | 29 | 9 | 61.8409
2028 | 2 | 29 | 10 | 56.7692
2028 | 2 | 29 | 11 | 52.0313
2028 | 2 | 29 | 12 | 49.9759
2028 | 2 | 29 | 13 | 50.8708
2028 | 2 | 29 | 14 | 51.9034
2028 | 2 | 29 | 15 | 52.0689
2028 | 2 | 29 | 16 | 53.284
2028 | 2 | 29 | 17 | 58.0757
2028 | 2 | 29 | 18 | 65.4099
2028 | 2 | 29 | 19 | 66.1904
2028 | 2 | 29 | 20 | 65.2898
2028 | 2 | 29 | 21 | 62.7643
2028 | 2 | 29 | 22 | 60.083
2028 | 2 | 29 | 23 | 56.9832
2028 | 3 | 1 | 0 | 56.7451
2028 | 3 | 1 | 1 | 53.5159
2028 | 3 | 1 | 2 | 52.3359
2028 | 3 | 1 | 3 | 52.1118
2028 | 3 | 1 | 4 | 52.3215
2028 | 3 | 1 | 5 | 52.7037
2028 | 3 | 1 | 6 | 54.2629
2028 | 3 | 1 | 7 | 58.7312
2028 | 3 | 1 | 8 | 63.4828
2028 | 3 | 1 | 9 | 58.1747
2028 | 3 | 1 | 10 | 51.837
2028 | 3 | 1 | 11 | 48.2908
2028 | 3 | 1 | 12 | 49.3724
2028 | 3 | 1 | 13 | 49.6329
2028 | 3 | 1 | 14 | 48.9659
2028 | 3 | 1 | 15 | 48.1193
2028 | 3 | 1 | 16 | 50.2468
2028 | 3 | 1 | 17 | 57.24
2028 | 3 | 1 | 18 | 65.2465
2028 | 3 | 1 | 19 | 66.5037
2028 | 3 | 1 | 20 | 65.6025
2028 | 3 | 1 | 21 | 63.2573
2028 | 3 | 1 | 22 | 60.8256
2028 | 3 | 1 | 23 | 57.8315
2028 | 3 | 2 | 0 | 53.7455
2028 | 3 | 2 | 1 | 52.3689
2028 | 3 | 2 | 2 | 51.3036
2028 | 3 | 2 | 3 | 51.2555
2028 | 3 | 2 | 4 | 51.6034
2028 | 3 | 2 | 5 | 52.2422
2028 | 3 | 2 | 6 | 54.2971
2028 | 3 | 2 | 7 | 58.7238
2028 | 3 | 2 | 8 | 62.7131
2028 | 3 | 2 | 9 | 56.309
2028 | 3 | 2 | 10 | 49.2531
2028 | 3 | 2 | 11 | 45.4255
2028 | 3 | 2 | 12 | 47.433
2028 | 3 | 2 | 13 | 48.0217
2028 | 3 | 2 | 14 | 48.5449
2028 | 3 | 2 | 15 | 48.1464
2028 | 3 | 2 | 16 | 49.9385
2028 | 3 | 2 | 17 | 56.9568
2028 | 3 | 2 | 18 | 63.9887
2028 | 3 | 2 | 19 | 65.6859
2028 | 3 | 2 | 20 | 64.9103
2028 | 3 | 2 | 21 | 62.7903
2028 | 3 | 2 | 22 | 60.4042
2028 | 3 | 2 | 23 | 57.2381
2028 | 3 | 3 | 0 | 54.7537
2028 | 3 | 3 | 1 | 53.5769
2028 | 3 | 3 | 2 | 52.4287
2028 | 3 | 3 | 3 | 52.2493
2028 | 3 | 3 | 4 | 52.5345
2028 | 3 | 3 | 5 | 53.0326
2028 | 3 | 3 | 6 | 55.7728
2028 | 3 | 3 | 7 | 60.0097
2028 | 3 | 3 | 8 | 62.6603
2028 | 3 | 3 | 9 | 55.1028
2028 | 3 | 3 | 10 | 47.8114
2028 | 3 | 3 | 11 | 44.4637
2028 | 3 | 3 | 12 | 47.5189
2028 | 3 | 3 | 13 | 47.7072
2028 | 3 | 3 | 14 | 47.117
2028 | 3 | 3 | 15 | 45.8893
2028 | 3 | 3 | 16 | 47.8585
2028 | 3 | 3 | 17 | 53.6973
2028 | 3 | 3 | 18 | 63.073
2028 | 3 | 3 | 19 | 64.7039
2028 | 3 | 3 | 20 | 63.8336
2028 | 3 | 3 | 21 | 61.7371
2028 | 3 | 3 | 22 | 59.7294
2028 | 3 | 3 | 23 | 56.7369
2028 | 3 | 4 | 0 | 54.2451
2028 | 3 | 4 | 1 | 51.2487
2028 | 3 | 4 | 2 | 50.0768
2028 | 3 | 4 | 3 | 49.6835
2028 | 3 | 4 | 4 | 49.7178
2028 | 3 | 4 | 5 | 49.7582
2028 | 3 | 4 | 6 | 50.5061
2028 | 3 | 4 | 7 | 53.5367
2028 | 3 | 4 | 8 | 58.9592
2028 | 3 | 4 | 9 | 56.7383
2028 | 3 | 4 | 10 | 51.9266
2028 | 3 | 4 | 11 | 48.4174
2028 | 3 | 4 | 12 | 46.9802
2028 | 3 | 4 | 13 | 46.8516
2028 | 3 | 4 | 14 | 46.1713
2028 | 3 | 4 | 15 | 45.782
2028 | 3 | 4 | 16 | 48.3958
2028 | 3 | 4 | 17 | 55.4062
2028 | 3 | 4 | 18 | 62.5837
2028 | 3 | 4 | 19 | 63.0748
2028 | 3 | 4 | 20 | 60.4084
2028 | 3 | 4 | 21 | 57.5071
2028 | 3 | 4 | 22 | 55.3761
2028 | 3 | 4 | 23 | 53.1182
2028 | 3 | 5 | 0 | 52.5328
2028 | 3 | 5 | 1 | 50.8702
2028 | 3 | 5 | 2 | 49.6705
2028 | 3 | 5 | 3 | 49.2837
2028 | 3 | 5 | 4 | 49.3086
2028 | 3 | 5 | 5 | 49.207
2028 | 3 | 5 | 6 | 49.4686
2028 | 3 | 5 | 7 | 51.2266
2028 | 3 | 5 | 8 | 54.6999
2028 | 3 | 5 | 9 | 51.4495
2028 | 3 | 5 | 10 | 47.7283
2028 | 3 | 5 | 11 | 44.686
2028 | 3 | 5 | 12 | 45.1914
2028 | 3 | 5 | 13 | 46.0521
2028 | 3 | 5 | 14 | 45.9634
2028 | 3 | 5 | 15 | 45.5268
2028 | 3 | 5 | 16 | 47.9803
2028 | 3 | 5 | 17 | 54.5739
2028 | 3 | 5 | 18 | 65.2751
2028 | 3 | 5 | 19 | 65.2209
2028 | 3 | 5 | 20 | 62.7887
2028 | 3 | 5 | 21 | 59.7118
2028 | 3 | 5 | 22 | 57.0573
2028 | 3 | 5 | 23 | 54.5925
2028 | 3 | 6 | 0 | 51.9055
2028 | 3 | 6 | 1 | 51.0675
2028 | 3 | 6 | 2 | 50.2293
2028 | 3 | 6 | 3 | 50.2496
2028 | 3 | 6 | 4 | 50.673
2028 | 3 | 6 | 5 | 51.3217
2028 | 3 | 6 | 6 | 52.8278
2028 | 3 | 6 | 7 | 57.7387
2028 | 3 | 6 | 8 | 63.7731
2028 | 3 | 6 | 9 | 59.9128
2028 | 3 | 6 | 10 | 54.7814
2028 | 3 | 6 | 11 | 51.1084
2028 | 3 | 6 | 12 | 49.5638
2028 | 3 | 6 | 13 | 50.3803
2028 | 3 | 6 | 14 | 50.2553
2028 | 3 | 6 | 15 | 49.9079
2028 | 3 | 6 | 16 | 51.7538
2028 | 3 | 6 | 17 | 58.2943
2028 | 3 | 6 | 18 | 65.1726
2028 | 3 | 6 | 19 | 67.2436
2028 | 3 | 6 | 20 | 66.6467
2028 | 3 | 6 | 21 | 64.2017
2028 | 3 | 6 | 22 | 61.6816
2028 | 3 | 6 | 23 | 58.7355
2028 | 3 | 7 | 0 | 55.7059
2028 | 3 | 7 | 1 | 53.2666
2028 | 3 | 7 | 2 | 52.1979
2028 | 3 | 7 | 3 | 52.1519
2028 | 3 | 7 | 4 | 52.4891
2028 | 3 | 7 | 5 | 53.013
2028 | 3 | 7 | 6 | 55.2251
2028 | 3 | 7 | 7 | 59.5589
2028 | 3 | 7 | 8 | 62.4254
2028 | 3 | 7 | 9 | 55.9172
2028 | 3 | 7 | 10 | 49.9714
2028 | 3 | 7 | 11 | 46.6579
2028 | 3 | 7 | 12 | 47.2771
2028 | 3 | 7 | 13 | 47.9834
2028 | 3 | 7 | 14 | 47.8927
2028 | 3 | 7 | 15 | 47.1478
2028 | 3 | 7 | 16 | 48.1468
2028 | 3 | 7 | 17 | 52.931
2028 | 3 | 7 | 18 | 64.567
2028 | 3 | 7 | 19 | 66.3284
2028 | 3 | 7 | 20 | 65.8381
2028 | 3 | 7 | 21 | 63.4376
2028 | 3 | 7 | 22 | 60.9989
2028 | 3 | 7 | 23 | 58.0288
2028 | 3 | 8 | 0 | 54.9092
2028 | 3 | 8 | 1 | 55.1445
2028 | 3 | 8 | 2 | 54.2265
2028 | 3 | 8 | 3 | 54.3147
2028 | 3 | 8 | 4 | 54.8477
2028 | 3 | 8 | 5 | 55.5456
2028 | 3 | 8 | 6 | 56.7799
2028 | 3 | 8 | 7 | 61.3207
2028 | 3 | 8 | 8 | 65.6517
2028 | 3 | 8 | 9 | 60.4905
2028 | 3 | 8 | 10 | 54.7125
2028 | 3 | 8 | 11 | 50.2455
2028 | 3 | 8 | 12 | 48.7743
2028 | 3 | 8 | 13 | 49.9918
2028 | 3 | 8 | 14 | 49.9908
2028 | 3 | 8 | 15 | 48.9663
2028 | 3 | 8 | 16 | 49.7905
2028 | 3 | 8 | 17 | 55.7676
2028 | 3 | 8 | 18 | 65.8012
2028 | 3 | 8 | 19 | 69.1071
2028 | 3 | 8 | 20 | 69.3698
2028 | 3 | 8 | 21 | 67.4026
2028 | 3 | 8 | 22 | 64.9569
2028 | 3 | 8 | 23 | 61.8873
2028 | 3 | 9 | 0 | 58.7712
2028 | 3 | 9 | 1 | 57.3001
2028 | 3 | 9 | 2 | 56.3428
2028 | 3 | 9 | 3 | 56.3006
2028 | 3 | 9 | 4 | 56.6556
2028 | 3 | 9 | 5 | 57.2007
2028 | 3 | 9 | 6 | 58.8687
2028 | 3 | 9 | 7 | 62.6663
2028 | 3 | 9 | 8 | 64.1177
2028 | 3 | 9 | 9 | 56.5278
2028 | 3 | 9 | 10 | 51.1056
2028 | 3 | 9 | 11 | 48.0426
2028 | 3 | 9 | 12 | 48.0605
2028 | 3 | 9 | 13 | 49.3984
2028 | 3 | 9 | 14 | 48.8885
2028 | 3 | 9 | 15 | 47.3861
2028 | 3 | 9 | 16 | 46.8598
2028 | 3 | 9 | 17 | 51.4748
2028 | 3 | 9 | 18 | 63.577
2028 | 3 | 9 | 19 | 67.4113
2028 | 3 | 9 | 20 | 67.9045
2028 | 3 | 9 | 21 | 66.0212
2028 | 3 | 9 | 22 | 63.9167
2028 | 3 | 9 | 23 | 60.8732
2028 | 3 | 10 | 0 | 56.316
2028 | 3 | 10 | 1 | 53.6596
2028 | 3 | 10 | 2 | 52.4797
2028 | 3 | 10 | 3 | 52.2633
2028 | 3 | 10 | 4 | 52.4882
2028 | 3 | 10 | 5 | 52.9662
2028 | 3 | 10 | 6 | 54.9857
2028 | 3 | 10 | 7 | 59.482
2028 | 3 | 10 | 8 | 63.1808
2028 | 3 | 10 | 9 | 57.1504
2028 | 3 | 10 | 10 | 50.274
2028 | 3 | 10 | 11 | 46.5728
2028 | 3 | 10 | 12 | 46.0919
2028 | 3 | 10 | 13 | 47.7575
2028 | 3 | 10 | 14 | 47.3513
2028 | 3 | 10 | 15 | 45.5186
2028 | 3 | 10 | 16 | 45.5498
2028 | 3 | 10 | 17 | 50.4622
2028 | 3 | 10 | 18 | 59.0988
2028 | 3 | 10 | 19 | 63.0467
2028 | 3 | 10 | 20 | 63.4203
2028 | 3 | 10 | 21 | 61.7221
2028 | 3 | 10 | 22 | 59.8523
2028 | 3 | 10 | 23 | 56.8843
2028 | 3 | 11 | 0 | 53.5546
2028 | 3 | 11 | 1 | 53.5939
2028 | 3 | 11 | 2 | 52.8192
2028 | 3 | 11 | 3 | 52.6978
2028 | 3 | 11 | 4 | 53.0818
2028 | 3 | 11 | 5 | 53.4326
2028 | 3 | 11 | 6 | 54.8499
2028 | 3 | 11 | 7 | 57.1356
2028 | 3 | 11 | 8 | 58.122
2028 | 3 | 11 | 9 | 52.8314
2028 | 3 | 11 | 10 | 49.4796
2028 | 3 | 11 | 11 | 46.6356
2028 | 3 | 11 | 12 | 46.3326
2028 | 3 | 11 | 13 | 47.4277
2028 | 3 | 11 | 14 | 46.9371
2028 | 3 | 11 | 15 | 45.7878
2028 | 3 | 11 | 16 | 45.9441
2028 | 3 | 11 | 17 | 50.6018
2028 | 3 | 11 | 18 | 62.7283
2028 | 3 | 11 | 19 | 66.4757
2028 | 3 | 11 | 20 | 65.2654
2028 | 3 | 11 | 21 | 62.8546
2028 | 3 | 11 | 22 | 60.9606
2028 | 3 | 11 | 23 | 58.7365
2028 | 3 | 12 | 0 | 57.738
2028 | 3 | 12 | 1 | 53.7932
2028 | 3 | 12 | 2 | 53.5242
2028 | 3 | 12 | 3 | 53.6448
2028 | 3 | 12 | 4 | 54.0336
2028 | 3 | 12 | 5 | 55.2845
2028 | 3 | 12 | 6 | 57.2022
2028 | 3 | 12 | 7 | 58.8626
2028 | 3 | 12 | 8 | 56.5309
2028 | 3 | 12 | 9 | 49.4368
2028 | 3 | 12 | 10 | 48.2282
2028 | 3 | 12 | 11 | 45.4333
2028 | 3 | 12 | 12 | 46.0358
2028 | 3 | 12 | 13 | 46.6015
2028 | 3 | 12 | 14 | 45.8033
2028 | 3 | 12 | 15 | 45.8651
2028 | 3 | 12 | 16 | 48.7462
2028 | 3 | 12 | 17 | 52.6722
2028 | 3 | 12 | 18 | 59.6949
2028 | 3 | 12 | 19 | 62.6828
2028 | 3 | 12 | 20 | 60.8753
2028 | 3 | 12 | 21 | 57.3219
2028 | 3 | 12 | 22 | 53.6371
2028 | 3 | 12 | 23 | 50.7807
2028 | 3 | 13 | 0 | 50.5498
2028 | 3 | 13 | 1 | 50.7883
2028 | 3 | 13 | 2 | 50.7636
2028 | 3 | 13 | 3 | 51.1405
2028 | 3 | 13 | 4 | 51.8838
2028 | 3 | 13 | 5 | 53.8613
2028 | 3 | 13 | 6 | 57.681
2028 | 3 | 13 | 7 | 62.5964
2028 | 3 | 13 | 8 | 63.4557
2028 | 3 | 13 | 9 | 56.8837
2028 | 3 | 13 | 10 | 54.0634
2028 | 3 | 13 | 11 | 50.7634
2028 | 3 | 13 | 12 | 49.1117
2028 | 3 | 13 | 13 | 49.7934
2028 | 3 | 13 | 14 | 49.7005
2028 | 3 | 13 | 15 | 49.954
2028 | 3 | 13 | 16 | 52.1976
2028 | 3 | 13 | 17 | 56.6589
2028 | 3 | 13 | 18 | 63.5016
2028 | 3 | 13 | 19 | 66.3992
2028 | 3 | 13 | 20 | 65.6196
2028 | 3 | 13 | 21 | 62.424
2028 | 3 | 13 | 22 | 58.8391
2028 | 3 | 13 | 23 | 55.5277
2028 | 3 | 14 | 0 | 53.5317
2028 | 3 | 14 | 1 | 54.1817
2028 | 3 | 14 | 2 | 53.9453
2028 | 3 | 14 | 3 | 54.2793
2028 | 3 | 14 | 4 | 54.9819
2028 | 3 | 14 | 5 | 56.8669
2028 | 3 | 14 | 6 | 59.8298
2028 | 3 | 14 | 7 | 64.8296
2028 | 3 | 14 | 8 | 65.05
2028 | 3 | 14 | 9 | 58.1581
2028 | 3 | 14 | 10 | 54.7564
2028 | 3 | 14 | 11 | 51.0894
2028 | 3 | 14 | 12 | 51.0503
2028 | 3 | 14 | 13 | 51.021
2028 | 3 | 14 | 14 | 50.5685
2028 | 3 | 14 | 15 | 51.0861
2028 | 3 | 14 | 16 | 54.4484
2028 | 3 | 14 | 17 | 57.9278
2028 | 3 | 14 | 18 | 61.6117
2028 | 3 | 14 | 19 | 65.6729
2028 | 3 | 14 | 20 | 65.632
2028 | 3 | 14 | 21 | 62.79
2028 | 3 | 14 | 22 | 59.5241
2028 | 3 | 14 | 23 | 56.3092
2028 | 3 | 15 | 0 | 54.5283
2028 | 3 | 15 | 1 | 54.1901
2028 | 3 | 15 | 2 | 54.0378
2028 | 3 | 15 | 3 | 54.39
2028 | 3 | 15 | 4 | 55.1333
2028 | 3 | 15 | 5 | 57.0385
2028 | 3 | 15 | 6 | 59.9117
2028 | 3 | 15 | 7 | 64.3874
2028 | 3 | 15 | 8 | 63.4827
2028 | 3 | 15 | 9 | 55.8394
2028 | 3 | 15 | 10 | 52.8612
2028 | 3 | 15 | 11 | 49.495
2028 | 3 | 15 | 12 | 48.1538
2028 | 3 | 15 | 13 | 49.0635
2028 | 3 | 15 | 14 | 48.1968
2028 | 3 | 15 | 15 | 47.5484
2028 | 3 | 15 | 16 | 49.0249
2028 | 3 | 15 | 17 | 52.7423
2028 | 3 | 15 | 18 | 60.2666
2028 | 3 | 15 | 19 | 65.3672
2028 | 3 | 15 | 20 | 65.8056
2028 | 3 | 15 | 21 | 63.2209
2028 | 3 | 15 | 22 | 59.9417
2028 | 3 | 15 | 23 | 56.673
2028 | 3 | 16 | 0 | 53.7608
2028 | 3 | 16 | 1 | 55.0043
2028 | 3 | 16 | 2 | 54.8984
2028 | 3 | 16 | 3 | 55.338
2028 | 3 | 16 | 4 | 56.185
2028 | 3 | 16 | 5 | 58.2798
2028 | 3 | 16 | 6 | 62.0098
2028 | 3 | 16 | 7 | 66.3181
2028 | 3 | 16 | 8 | 64.0391
2028 | 3 | 16 | 9 | 54.7901
2028 | 3 | 16 | 10 | 51.423
2028 | 3 | 16 | 11 | 48.0121
2028 | 3 | 16 | 12 | 47.4054
2028 | 3 | 16 | 13 | 48.406
2028 | 3 | 16 | 14 | 47.7839
2028 | 3 | 16 | 15 | 47.4967
2028 | 3 | 16 | 16 | 48.6104
2028 | 3 | 16 | 17 | 52.1859
2028 | 3 | 16 | 18 | 62.4715
2028 | 3 | 16 | 19 | 67.718
2028 | 3 | 16 | 20 | 68.2452
2028 | 3 | 16 | 21 | 65.7949
2028 | 3 | 16 | 22 | 62.7086
2028 | 3 | 16 | 23 | 59.3664
2028 | 3 | 17 | 0 | 56.4181
2028 | 3 | 17 | 1 | 56.3911
2028 | 3 | 17 | 2 | 56.1633
2028 | 3 | 17 | 3 | 56.4028
2028 | 3 | 17 | 4 | 57.0783
2028 | 3 | 17 | 5 | 58.9385
2028 | 3 | 17 | 6 | 62.4825
2028 | 3 | 17 | 7 | 66.7839
2028 | 3 | 17 | 8 | 64.1801
2028 | 3 | 17 | 9 | 54.5146
2028 | 3 | 17 | 10 | 50.6743
2028 | 3 | 17 | 11 | 47.5532
2028 | 3 | 17 | 12 | 47.1622
2028 | 3 | 17 | 13 | 48.2009
2028 | 3 | 17 | 14 | 46.6768
2028 | 3 | 17 | 15 | 45.5274
2028 | 3 | 17 | 16 | 46.4829
2028 | 3 | 17 | 17 | 49.178
2028 | 3 | 17 | 18 | 57.0531
2028 | 3 | 17 | 19 | 62.6472
2028 | 3 | 17 | 20 | 63.1998
2028 | 3 | 17 | 21 | 60.7949
2028 | 3 | 17 | 22 | 57.9898
2028 | 3 | 17 | 23 | 54.6963
2028 | 3 | 18 | 0 | 53.9755
2028 | 3 | 18 | 1 | 50.8941
2028 | 3 | 18 | 2 | 50.4978
2028 | 3 | 18 | 3 | 50.401
2028 | 3 | 18 | 4 | 50.6698
2028 | 3 | 18 | 5 | 51.947
2028 | 3 | 18 | 6 | 54.7547
2028 | 3 | 18 | 7 | 56.7105
2028 | 3 | 18 | 8 | 52.9393
2028 | 3 | 18 | 9 | 45.1534
2028 | 3 | 18 | 10 | 43.761
2028 | 3 | 18 | 11 | 42.1317
2028 | 3 | 18 | 12 | 42.4514
2028 | 3 | 18 | 13 | 43.8832
2028 | 3 | 18 | 14 | 42.1663
2028 | 3 | 18 | 15 | 41.3846
2028 | 3 | 18 | 16 | 42.5078
2028 | 3 | 18 | 17 | 44.955
2028 | 3 | 18 | 18 | 56.2309
2028 | 3 | 18 | 19 | 59.1536
2028 | 3 | 18 | 20 | 57.269
2028 | 3 | 18 | 21 | 53.7877
2028 | 3 | 18 | 22 | 50.86
2028 | 3 | 18 | 23 | 48.4814
2028 | 3 | 19 | 0 | 46.8889
2028 | 3 | 19 | 1 | 45.6812
2028 | 3 | 19 | 2 | 45.2276
2028 | 3 | 19 | 3 | 45.0808
2028 | 3 | 19 | 4 | 45.4301
2028 | 3 | 19 | 5 | 46.5942
2028 | 3 | 19 | 6 | 48.524
2028 | 3 | 19 | 7 | 51.2718
2028 | 3 | 19 | 8 | 52.8117
2028 | 3 | 19 | 9 | 49.077
2028 | 3 | 19 | 10 | 46.8354
2028 | 3 | 19 | 11 | 43.8205
2028 | 3 | 19 | 12 | 44.9569
2028 | 3 | 19 | 13 | 47.0629
2028 | 3 | 19 | 14 | 46.7802
2028 | 3 | 19 | 15 | 47.0539
2028 | 3 | 19 | 16 | 49.9623
2028 | 3 | 19 | 17 | 54.8599
2028 | 3 | 19 | 18 | 58.377
2028 | 3 | 19 | 19 | 58.1101
2028 | 3 | 19 | 20 | 55.8307
2028 | 3 | 19 | 21 | 51.8196
2028 | 3 | 19 | 22 | 48.0964
2028 | 3 | 19 | 23 | 45.2857
2028 | 3 | 20 | 0 | 46.3013
2028 | 3 | 20 | 1 | 45.4437
2028 | 3 | 20 | 2 | 45.3408
2028 | 3 | 20 | 3 | 45.6512
2028 | 3 | 20 | 4 | 46.3535
2028 | 3 | 20 | 5 | 48.3643
2028 | 3 | 20 | 6 | 52.292
2028 | 3 | 20 | 7 | 57.2114
2028 | 3 | 20 | 8 | 57.4412
2028 | 3 | 20 | 9 | 50.7749
2028 | 3 | 20 | 10 | 48.7249
2028 | 3 | 20 | 11 | 46.6438
2028 | 3 | 20 | 12 | 46.2633
2028 | 3 | 20 | 13 | 47.4668
2028 | 3 | 20 | 14 | 47.0354
2028 | 3 | 20 | 15 | 46.7844
2028 | 3 | 20 | 16 | 48.3492
2028 | 3 | 20 | 17 | 52.0979
2028 | 3 | 20 | 18 | 55.4555
2028 | 3 | 20 | 19 | 58.6606
2028 | 3 | 20 | 20 | 58.4404
2028 | 3 | 20 | 21 | 55.1464
2028 | 3 | 20 | 22 | 51.5932
2028 | 3 | 20 | 23 | 48.4067
2028 | 3 | 21 | 0 | 48.8983
2028 | 3 | 21 | 1 | 46.8896
2028 | 3 | 21 | 2 | 46.5424
2028 | 3 | 21 | 3 | 46.7947
2028 | 3 | 21 | 4 | 47.4144
2028 | 3 | 21 | 5 | 49.3464
2028 | 3 | 21 | 6 | 52.9522
2028 | 3 | 21 | 7 | 58.1673
2028 | 3 | 21 | 8 | 58.4883
2028 | 3 | 21 | 9 | 51.2716
2028 | 3 | 21 | 10 | 47.5825
2028 | 3 | 21 | 11 | 44.6529
2028 | 3 | 21 | 12 | 45.7423
2028 | 3 | 21 | 13 | 47.2853
2028 | 3 | 21 | 14 | 46.8184
2028 | 3 | 21 | 15 | 47.0861
2028 | 3 | 21 | 16 | 49.2096
2028 | 3 | 21 | 17 | 53.1127
2028 | 3 | 21 | 18 | 61.4197
2028 | 3 | 21 | 19 | 61.3508
2028 | 3 | 21 | 20 | 60.2269
2028 | 3 | 21 | 21 | 56.553
2028 | 3 | 21 | 22 | 52.9485
2028 | 3 | 21 | 23 | 49.7394
2028 | 3 | 22 | 0 | 47.8626
2028 | 3 | 22 | 1 | 48.1148
2028 | 3 | 22 | 2 | 47.8445
2028 | 3 | 22 | 3 | 48.1657
2028 | 3 | 22 | 4 | 48.9328
2028 | 3 | 22 | 5 | 51.0062
2028 | 3 | 22 | 6 | 55.0976
2028 | 3 | 22 | 7 | 59.6093
2028 | 3 | 22 | 8 | 58.1183
2028 | 3 | 22 | 9 | 50.5872
2028 | 3 | 22 | 10 | 48.6019
2028 | 3 | 22 | 11 | 45.4043
2028 | 3 | 22 | 12 | 46.0117
2028 | 3 | 22 | 13 | 47.8866
2028 | 3 | 22 | 14 | 48.0204
2028 | 3 | 22 | 15 | 47.6802
2028 | 3 | 22 | 16 | 49.2903
2028 | 3 | 22 | 17 | 53.1016
2028 | 3 | 22 | 18 | 57.1589
2028 | 3 | 22 | 19 | 61.3138
2028 | 3 | 22 | 20 | 61.6442
2028 | 3 | 22 | 21 | 58.7193
2028 | 3 | 22 | 22 | 55.2398
2028 | 3 | 22 | 23 | 51.9747
2028 | 3 | 23 | 0 | 51.3225
2028 | 3 | 23 | 1 | 49.4818
2028 | 3 | 23 | 2 | 49.1146
2028 | 3 | 23 | 3 | 49.273
2028 | 3 | 23 | 4 | 49.8506
2028 | 3 | 23 | 5 | 51.7841
2028 | 3 | 23 | 6 | 56.6421
2028 | 3 | 23 | 7 | 60.5963
2028 | 3 | 23 | 8 | 57.0201
2028 | 3 | 23 | 9 | 48.081
2028 | 3 | 23 | 10 | 46.755
2028 | 3 | 23 | 11 | 44.5648
2028 | 3 | 23 | 12 | 48.5512
2028 | 3 | 23 | 13 | 50.3923
2028 | 3 | 23 | 14 | 50.2597
2028 | 3 | 23 | 15 | 50.1925
2028 | 3 | 23 | 16 | 51.8504
2028 | 3 | 23 | 17 | 55.7997
2028 | 3 | 23 | 18 | 62.7376
2028 | 3 | 23 | 19 | 63.1358
2028 | 3 | 23 | 20 | 62.3256
2028 | 3 | 23 | 21 | 58.8346
2028 | 3 | 23 | 22 | 55.4023
2028 | 3 | 23 | 23 | 52.1104
2028 | 3 | 24 | 0 | 49.1004
2028 | 3 | 24 | 1 | 50.5207
2028 | 3 | 24 | 2 | 50.2577
2028 | 3 | 24 | 3 | 50.6034
2028 | 3 | 24 | 4 | 51.439
2028 | 3 | 24 | 5 | 53.6328
2028 | 3 | 24 | 6 | 57.9127
2028 | 3 | 24 | 7 | 62.4565
2028 | 3 | 24 | 8 | 59.8103
2028 | 3 | 24 | 9 | 50.3795
2028 | 3 | 24 | 10 | 47.0108
2028 | 3 | 24 | 11 | 43.3688
2028 | 3 | 24 | 12 | 46.4401
2028 | 3 | 24 | 13 | 48.6474
2028 | 3 | 24 | 14 | 48.3599
2028 | 3 | 24 | 15 | 48.2351
2028 | 3 | 24 | 16 | 50.2811
2028 | 3 | 24 | 17 | 54.563
2028 | 3 | 24 | 18 | 60.7492
2028 | 3 | 24 | 19 | 62.9074
2028 | 3 | 24 | 20 | 62.5719
2028 | 3 | 24 | 21 | 59.559
2028 | 3 | 24 | 22 | 56.3433
2028 | 3 | 24 | 23 | 52.9895
2028 | 3 | 25 | 0 | 54.1169
2028 | 3 | 25 | 1 | 51.382
2028 | 3 | 25 | 2 | 51.0494
2028 | 3 | 25 | 3 | 51.1158
2028 | 3 | 25 | 4 | 51.4978
2028 | 3 | 25 | 5 | 52.8312
2028 | 3 | 25 | 6 | 56.1607
2028 | 3 | 25 | 7 | 58.1727
2028 | 3 | 25 | 8 | 54.3015
2028 | 3 | 25 | 9 | 46.7791
2028 | 3 | 25 | 10 | 46.7485
2028 | 3 | 25 | 11 | 44.4213
2028 | 3 | 25 | 12 | 43.9447
2028 | 3 | 25 | 13 | 45.5753
2028 | 3 | 25 | 14 | 44.6796
2028 | 3 | 25 | 15 | 43.7078
2028 | 3 | 25 | 16 | 44.2637
2028 | 3 | 25 | 17 | 46.0181
2028 | 3 | 25 | 18 | 57.0137
2028 | 3 | 25 | 19 | 59.7464
2028 | 3 | 25 | 20 | 58.2735
2028 | 3 | 25 | 21 | 54.6653
2028 | 3 | 25 | 22 | 51.5179
2028 | 3 | 25 | 23 | 49.0482
2028 | 3 | 26 | 0 | 48.8293
2028 | 3 | 26 | 1 | 46.3322
2028 | 3 | 26 | 2 | 45.8957
2028 | 3 | 26 | 3 | 45.8605
2028 | 3 | 26 | 4 | 46.2261
2028 | 3 | 26 | 5 | 47.4831
2028 | 3 | 26 | 6 | 49.5249
2028 | 3 | 26 | 7 | 51.6971
2028 | 3 | 26 | 8 | 52.0202
2028 | 3 | 26 | 9 | 48.2848
2028 | 3 | 26 | 10 | 47.1542
2028 | 3 | 26 | 11 | 44.6311
2028 | 3 | 26 | 12 | 44.3812
2028 | 3 | 26 | 13 | 45.9192
2028 | 3 | 26 | 14 | 45.8148
2028 | 3 | 26 | 15 | 45.8747
2028 | 3 | 26 | 16 | 49.0786
2028 | 3 | 26 | 17 | 53.5899
2028 | 3 | 26 | 18 | 60.4595
2028 | 3 | 26 | 19 | 59.6416
2028 | 3 | 26 | 20 | 57.6235
2028 | 3 | 26 | 21 | 53.6544
2028 | 3 | 26 | 22 | 49.8877
2028 | 3 | 26 | 23 | 47.1319
2028 | 3 | 27 | 0 | 46.2738
2028 | 3 | 27 | 1 | 46.5982
2028 | 3 | 27 | 2 | 46.6205
2028 | 3 | 27 | 3 | 47.0934
2028 | 3 | 27 | 4 | 47.9489
2028 | 3 | 27 | 5 | 50.1572
2028 | 3 | 27 | 6 | 54.5543
2028 | 3 | 27 | 7 | 59.8774
2028 | 3 | 27 | 8 | 62.1589
2028 | 3 | 27 | 9 | 57.5636
2028 | 3 | 27 | 10 | 55.4595
2028 | 3 | 27 | 11 | 52.1187
2028 | 3 | 27 | 12 | 53.1604
2028 | 3 | 27 | 13 | 54.698
2028 | 3 | 27 | 14 | 54.5708
2028 | 3 | 27 | 15 | 55.2247
2028 | 3 | 27 | 16 | 58.6764
2028 | 3 | 27 | 17 | 62.9936
2028 | 3 | 27 | 18 | 66.2614
2028 | 3 | 27 | 19 | 67.4137
2028 | 3 | 27 | 20 | 66.9329
2028 | 3 | 27 | 21 | 63.5728
2028 | 3 | 27 | 22 | 59.9024
2028 | 3 | 27 | 23 | 56.7473
2028 | 3 | 28 | 0 | 51.8332
2028 | 3 | 28 | 1 | 52.0735
2028 | 3 | 28 | 2 | 51.9923
2028 | 3 | 28 | 3 | 52.5271
2028 | 3 | 28 | 4 | 53.4236
2028 | 3 | 28 | 5 | 55.6181
2028 | 3 | 28 | 6 | 59.5974
2028 | 3 | 28 | 7 | 64.0015
2028 | 3 | 28 | 8 | 62.2104
2028 | 3 | 28 | 9 | 55.101
2028 | 3 | 28 | 10 | 53.2932
2028 | 3 | 28 | 11 | 49.8388
2028 | 3 | 28 | 12 | 51.3327
2028 | 3 | 28 | 13 | 52.4661
2028 | 3 | 28 | 14 | 52.8878
2028 | 3 | 28 | 15 | 53.0883
2028 | 3 | 28 | 16 | 55.346
2028 | 3 | 28 | 17 | 57.5581
2028 | 3 | 28 | 18 | 59.8184
2028 | 3 | 28 | 19 | 64.02
2028 | 3 | 28 | 20 | 64.7145
2028 | 3 | 28 | 21 | 61.914
2028 | 3 | 28 | 22 | 58.3488
2028 | 3 | 28 | 23 | 55.0004
2028 | 3 | 29 | 0 | 54.6209
2028 | 3 | 29 | 1 | 53.2236
2028 | 3 | 29 | 2 | 53.0418
2028 | 3 | 29 | 3 | 53.3703
2028 | 3 | 29 | 4 | 54.0487
2028 | 3 | 29 | 5 | 56.0165
2028 | 3 | 29 | 6 | 58.5596
2028 | 3 | 29 | 7 | 62.9576
2028 | 3 | 29 | 8 | 63.0861
2028 | 3 | 29 | 9 | 57.9924
2028 | 3 | 29 | 10 | 56.1496
2028 | 3 | 29 | 11 | 52.7694
2028 | 3 | 29 | 12 | 53.3122
2028 | 3 | 29 | 13 | 55.0759
2028 | 3 | 29 | 14 | 54.9898
2028 | 3 | 29 | 15 | 54.23
2028 | 3 | 29 | 16 | 55.5521
2028 | 3 | 29 | 17 | 59.0041
2028 | 3 | 29 | 18 | 63.9274
2028 | 3 | 29 | 19 | 65.6543
2028 | 3 | 29 | 20 | 65.6677
2028 | 3 | 29 | 21 | 62.6275
2028 | 3 | 29 | 22 | 58.8536
2028 | 3 | 29 | 23 | 55.4716
2028 | 3 | 30 | 0 | 51.8418
2028 | 3 | 30 | 1 | 52.553
2028 | 3 | 30 | 2 | 52.4113
2028 | 3 | 30 | 3 | 52.8965
2028 | 3 | 30 | 4 | 53.7395
2028 | 3 | 30 | 5 | 56.0394
2028 | 3 | 30 | 6 | 60.1762
2028 | 3 | 30 | 7 | 64.0069
2028 | 3 | 30 | 8 | 61.8566
2028 | 3 | 30 | 9 | 55.6658
2028 | 3 | 30 | 10 | 54.6484
2028 | 3 | 30 | 11 | 51.0352
2028 | 3 | 30 | 12 | 52.6292
2028 | 3 | 30 | 13 | 54.1492
2028 | 3 | 30 | 14 | 55.2384
2028 | 3 | 30 | 15 | 54.9985
2028 | 3 | 30 | 16 | 56.6915
2028 | 3 | 30 | 17 | 59.7197
2028 | 3 | 30 | 18 | 66.5514
2028 | 3 | 30 | 19 | 66.655
2028 | 3 | 30 | 20 | 66.2073
2028 | 3 | 30 | 21 | 63.1808
2028 | 3 | 30 | 22 | 59.2286
2028 | 3 | 30 | 23 | 55.6016
2028 | 3 | 31 | 0 | 55.7216
2028 | 3 | 31 | 1 | 53.3065
2028 | 3 | 31 | 2 | 52.9745
2028 | 3 | 31 | 3 | 53.2063
2028 | 3 | 31 | 4 | 53.867
2028 | 3 | 31 | 5 | 55.9151
2028 | 3 | 31 | 6 | 61.2049
2028 | 3 | 31 | 7 | 65.2556
2028 | 3 | 31 | 8 | 63.979
2028 | 3 | 31 | 9 | 58.7723
2028 | 3 | 31 | 10 | 57.473
2028 | 3 | 31 | 11 | 53.8973
2028 | 3 | 31 | 12 | 53.2152
2028 | 3 | 31 | 13 | 54.2046
2028 | 3 | 31 | 14 | 53.9199
2028 | 3 | 31 | 15 | 52.6431
2028 | 3 | 31 | 16 | 54.4276
2028 | 3 | 31 | 17 | 55.8693
2028 | 3 | 31 | 18 | 59.4648
2028 | 3 | 31 | 19 | 64.0118
2028 | 3 | 31 | 20 | 64.9732
2028 | 3 | 31 | 21 | 62.7729
2028 | 3 | 31 | 22 | 59.658
2028 | 3 | 31 | 23 | 56.3357
2028 | 4 | 1 | 0 | 53.7285
2028 | 4 | 1 | 1 | 52.8208
2028 | 4 | 1 | 2 | 52.4689
2028 | 4 | 1 | 3 | 52.348
2028 | 4 | 1 | 4 | 52.7615
2028 | 4 | 1 | 5 | 54.1985
2028 | 4 | 1 | 6 | 57.5059
2028 | 4 | 1 | 7 | 58.965
2028 | 4 | 1 | 8 | 56.5081
2028 | 4 | 1 | 9 | 52.2514
2028 | 4 | 1 | 10 | 50.349
2028 | 4 | 1 | 11 | 48.3375
2028 | 4 | 1 | 12 | 47.3298
2028 | 4 | 1 | 13 | 47.8963
2028 | 4 | 1 | 14 | 46.4812
2028 | 4 | 1 | 15 | 47.5947
2028 | 4 | 1 | 16 | 50.3719
2028 | 4 | 1 | 17 | 53.4594
2028 | 4 | 1 | 18 | 59.7225
2028 | 4 | 1 | 19 | 61.6514
2028 | 4 | 1 | 20 | 60.809
2028 | 4 | 1 | 21 | 56.9877
2028 | 4 | 1 | 22 | 53.7824
2028 | 4 | 1 | 23 | 51.3368
2028 | 4 | 2 | 0 | 51.5379
2028 | 4 | 2 | 1 | 50.6508
2028 | 4 | 2 | 2 | 50.3245
2028 | 4 | 2 | 3 | 50.232
2028 | 4 | 2 | 4 | 50.6514
2028 | 4 | 2 | 5 | 51.9179
2028 | 4 | 2 | 6 | 54.9995
2028 | 4 | 2 | 7 | 55.086
2028 | 4 | 2 | 8 | 50.3304
2028 | 4 | 2 | 9 | 43.8499
2028 | 4 | 2 | 10 | 42.0187
2028 | 4 | 2 | 11 | 40.8305
2028 | 4 | 2 | 12 | 43.8763
2028 | 4 | 2 | 13 | 45.7356
2028 | 4 | 2 | 14 | 45.1144
2028 | 4 | 2 | 15 | 45.8212
2028 | 4 | 2 | 16 | 47.8362
2028 | 4 | 2 | 17 | 49.955
2028 | 4 | 2 | 18 | 53.6634
2028 | 4 | 2 | 19 | 58.286
2028 | 4 | 2 | 20 | 58.7498
2028 | 4 | 2 | 21 | 55.3186
2028 | 4 | 2 | 22 | 51.7716
2028 | 4 | 2 | 23 | 49.1151
2028 | 4 | 3 | 0 | 48.6895
2028 | 4 | 3 | 1 | 48.1776
2028 | 4 | 3 | 2 | 48.1428
2028 | 4 | 3 | 3 | 48.4222
2028 | 4 | 3 | 4 | 49.1744
2028 | 4 | 3 | 5 | 51.2179
2028 | 4 | 3 | 6 | 55.5888
2028 | 4 | 3 | 7 | 59.5062
2028 | 4 | 3 | 8 | 59.9706
2028 | 4 | 3 | 9 | 54.4431
2028 | 4 | 3 | 10 | 50.1277
2028 | 4 | 3 | 11 | 48.2148
2028 | 4 | 3 | 12 | 49.1357
2028 | 4 | 3 | 13 | 50.2117
2028 | 4 | 3 | 14 | 49.6262
2028 | 4 | 3 | 15 | 50.6728
2028 | 4 | 3 | 16 | 53.1113
2028 | 4 | 3 | 17 | 56.251
2028 | 4 | 3 | 18 | 60.7736
2028 | 4 | 3 | 19 | 61.6023
2028 | 4 | 3 | 20 | 62.0298
2028 | 4 | 3 | 21 | 58.4105
2028 | 4 | 3 | 22 | 54.5389
2028 | 4 | 3 | 23 | 51.3125
2028 | 4 | 4 | 0 | 50.6067
2028 | 4 | 4 | 1 | 49.257
2028 | 4 | 4 | 2 | 48.9595
2028 | 4 | 4 | 3 | 49.1421
2028 | 4 | 4 | 4 | 49.743
2028 | 4 | 4 | 5 | 51.6516
2028 | 4 | 4 | 6 | 54.0335
2028 | 4 | 4 | 7 | 58.2376
2028 | 4 | 4 | 8 | 59.5031
2028 | 4 | 4 | 9 | 55.0358
2028 | 4 | 4 | 10 | 49.9013
2028 | 4 | 4 | 11 | 47.4853
2028 | 4 | 4 | 12 | 46.8236
2028 | 4 | 4 | 13 | 47.8165
2028 | 4 | 4 | 14 | 46.896
2028 | 4 | 4 | 15 | 47.8104
2028 | 4 | 4 | 16 | 50.2019
2028 | 4 | 4 | 17 | 52.7005
2028 | 4 | 4 | 18 | 59.4495
2028 | 4 | 4 | 19 | 59.7192
2028 | 4 | 4 | 20 | 60.0755
2028 | 4 | 4 | 21 | 56.5265
2028 | 4 | 4 | 22 | 52.8176
2028 | 4 | 4 | 23 | 49.6765
2028 | 4 | 5 | 0 | 47.7932
2028 | 4 | 5 | 1 | 46.9895
2028 | 4 | 5 | 2 | 46.6663
2028 | 4 | 5 | 3 | 46.8702
2028 | 4 | 5 | 4 | 47.5725
2028 | 4 | 5 | 5 | 49.6604
2028 | 4 | 5 | 6 | 53.0953
2028 | 4 | 5 | 7 | 56.8343
2028 | 4 | 5 | 8 | 57.3467
2028 | 4 | 5 | 9 | 52.9504
2028 | 4 | 5 | 10 | 48.5165
2028 | 4 | 5 | 11 | 45.8693
2028 | 4 | 5 | 12 | 46.7895
2028 | 4 | 5 | 13 | 48.14
2028 | 4 | 5 | 14 | 47.7553
2028 | 4 | 5 | 15 | 48.434
2028 | 4 | 5 | 16 | 50.9788
2028 | 4 | 5 | 17 | 54.9756
2028 | 4 | 5 | 18 | 59.3017
2028 | 4 | 5 | 19 | 59.4323
2028 | 4 | 5 | 20 | 59.8631
2028 | 4 | 5 | 21 | 56.4858
2028 | 4 | 5 | 22 | 52.5056
2028 | 4 | 5 | 23 | 49.1812
2028 | 4 | 6 | 0 | 49.3719
2028 | 4 | 6 | 1 | 49.3038
2028 | 4 | 6 | 2 | 49.0824
2028 | 4 | 6 | 3 | 49.4075
2028 | 4 | 6 | 4 | 50.2681
2028 | 4 | 6 | 5 | 52.5549
2028 | 4 | 6 | 6 | 56.1998
2028 | 4 | 6 | 7 | 60.6936
2028 | 4 | 6 | 8 | 63.5752
2028 | 4 | 6 | 9 | 60.4112
2028 | 4 | 6 | 10 | 54.9979
2028 | 4 | 6 | 11 | 51.048
2028 | 4 | 6 | 12 | 51.1749
2028 | 4 | 6 | 13 | 51.9795
2028 | 4 | 6 | 14 | 51.8122
2028 | 4 | 6 | 15 | 53.5535
2028 | 4 | 6 | 16 | 57.3819
2028 | 4 | 6 | 17 | 61.9341
2028 | 4 | 6 | 18 | 65.9236
2028 | 4 | 6 | 19 | 65.3194
2028 | 4 | 6 | 20 | 65.4859
2028 | 4 | 6 | 21 | 62.0978
2028 | 4 | 6 | 22 | 58.2996
2028 | 4 | 6 | 23 | 54.91
2028 | 4 | 7 | 0 | 53.2795
2028 | 4 | 7 | 1 | 52.6117
2028 | 4 | 7 | 2 | 52.2325
2028 | 4 | 7 | 3 | 52.3223
2028 | 4 | 7 | 4 | 52.9833
2028 | 4 | 7 | 5 | 54.9924
2028 | 4 | 7 | 6 | 58.3776
2028 | 4 | 7 | 7 | 62.8934
2028 | 4 | 7 | 8 | 65.9215
2028 | 4 | 7 | 9 | 62.6808
2028 | 4 | 7 | 10 | 56.6504
2028 | 4 | 7 | 11 | 52.4195
2028 | 4 | 7 | 12 | 53.2278
2028 | 4 | 7 | 13 | 54.2032
2028 | 4 | 7 | 14 | 53.2031
2028 | 4 | 7 | 15 | 54.5236
2028 | 4 | 7 | 16 | 58.7199
2028 | 4 | 7 | 17 | 62.94
2028 | 4 | 7 | 18 | 67.9795
2028 | 4 | 7 | 19 | 66.0546
2028 | 4 | 7 | 20 | 65.626
2028 | 4 | 7 | 21 | 62.155
2028 | 4 | 7 | 22 | 58.6669
2028 | 4 | 7 | 23 | 55.3477
2028 | 4 | 8 | 0 | 52.4312
2028 | 4 | 8 | 1 | 50.4614
2028 | 4 | 8 | 2 | 49.9058
2028 | 4 | 8 | 3 | 49.686
2028 | 4 | 8 | 4 | 49.9408
2028 | 4 | 8 | 5 | 51.2948
2028 | 4 | 8 | 6 | 52.3638
2028 | 4 | 8 | 7 | 54.4917
2028 | 4 | 8 | 8 | 57.1068
2028 | 4 | 8 | 9 | 56.9187
2028 | 4 | 8 | 10 | 53.8172
2028 | 4 | 8 | 11 | 50.8418
2028 | 4 | 8 | 12 | 47.8201
2028 | 4 | 8 | 13 | 48.0838
2028 | 4 | 8 | 14 | 46.862
2028 | 4 | 8 | 15 | 47.9924
2028 | 4 | 8 | 16 | 51.8676
2028 | 4 | 8 | 17 | 55.4981
2028 | 4 | 8 | 18 | 60.2985
2028 | 4 | 8 | 19 | 58.959
2028 | 4 | 8 | 20 | 57.5001
2028 | 4 | 8 | 21 | 53.7323
2028 | 4 | 8 | 22 | 50.3513
2028 | 4 | 8 | 23 | 47.8809
2028 | 4 | 9 | 0 | 48.4362
2028 | 4 | 9 | 1 | 48.6208
2028 | 4 | 9 | 2 | 48.3938
2028 | 4 | 9 | 3 | 48.4163
2028 | 4 | 9 | 4 | 48.9972
2028 | 4 | 9 | 5 | 50.4735
2028 | 4 | 9 | 6 | 51.9364
2028 | 4 | 9 | 7 | 53.2441
2028 | 4 | 9 | 8 | 54.5527
2028 | 4 | 9 | 9 | 53.3669
2028 | 4 | 9 | 10 | 50.635
2028 | 4 | 9 | 11 | 47.7729
2028 | 4 | 9 | 12 | 48.1865
2028 | 4 | 9 | 13 | 49.2598
2028 | 4 | 9 | 14 | 48.9067
2028 | 4 | 9 | 15 | 50.3627
2028 | 4 | 9 | 16 | 54.3163
2028 | 4 | 9 | 17 | 58.2417
2028 | 4 | 9 | 18 | 64.3166
2028 | 4 | 9 | 19 | 63.0258
2028 | 4 | 9 | 20 | 61.9068
2028 | 4 | 9 | 21 | 58.1627
2028 | 4 | 9 | 22 | 54.28
2028 | 4 | 9 | 23 | 51.5058
2028 | 4 | 10 | 0 | 50.64
2028 | 4 | 10 | 1 | 49.6573
2028 | 4 | 10 | 2 | 49.6816
2028 | 4 | 10 | 3 | 50.0095
2028 | 4 | 10 | 4 | 50.795
2028 | 4 | 10 | 5 | 52.9068
2028 | 4 | 10 | 6 | 55.5752
2028 | 4 | 10 | 7 | 59.1522
2028 | 4 | 10 | 8 | 60.4629
2028 | 4 | 10 | 9 | 57.8562
2028 | 4 | 10 | 10 | 55.1427
2028 | 4 | 10 | 11 | 52.8742
2028 | 4 | 10 | 12 | 52.5274
2028 | 4 | 10 | 13 | 53.13
2028 | 4 | 10 | 14 | 52.6039
2028 | 4 | 10 | 15 | 53.6225
2028 | 4 | 10 | 16 | 56.2229
2028 | 4 | 10 | 17 | 58.7059
2028 | 4 | 10 | 18 | 61.5172
2028 | 4 | 10 | 19 | 61.7249
2028 | 4 | 10 | 20 | 61.992
2028 | 4 | 10 | 21 | 58.6103
2028 | 4 | 10 | 22 | 54.644
2028 | 4 | 10 | 23 | 51.3403
2028 | 4 | 11 | 0 | 51.153
2028 | 4 | 11 | 1 | 50.2563
2028 | 4 | 11 | 2 | 50.0459
2028 | 4 | 11 | 3 | 50.3849
2028 | 4 | 11 | 4 | 51.1647
2028 | 4 | 11 | 5 | 53.3121
2028 | 4 | 11 | 6 | 56.432
2028 | 4 | 11 | 7 | 60.2269
2028 | 4 | 11 | 8 | 61.7319
2028 | 4 | 11 | 9 | 59.3946
2028 | 4 | 11 | 10 | 55.5298
2028 | 4 | 11 | 11 | 51.8471
2028 | 4 | 11 | 12 | 51.2707
2028 | 4 | 11 | 13 | 52.1611
2028 | 4 | 11 | 14 | 52.0751
2028 | 4 | 11 | 15 | 53.6696
2028 | 4 | 11 | 16 | 56.786
2028 | 4 | 11 | 17 | 59.2556
2028 | 4 | 11 | 18 | 60.5743
2028 | 4 | 11 | 19 | 62.4848
2028 | 4 | 11 | 20 | 63.4405
2028 | 4 | 11 | 21 | 60.6641
2028 | 4 | 11 | 22 | 56.9605
2028 | 4 | 11 | 23 | 53.6518
2028 | 4 | 12 | 0 | 51.7457
2028 | 4 | 12 | 1 | 52.078
2028 | 4 | 12 | 2 | 51.9362
2028 | 4 | 12 | 3 | 52.2291
2028 | 4 | 12 | 4 | 52.9776
2028 | 4 | 12 | 5 | 55.0345
2028 | 4 | 12 | 6 | 58.6784
2028 | 4 | 12 | 7 | 60.7851
2028 | 4 | 12 | 8 | 57.1417
2028 | 4 | 12 | 9 | 51.2853
2028 | 4 | 12 | 10 | 48.9738
2028 | 4 | 12 | 11 | 47.1821
2028 | 4 | 12 | 12 | 47.2268
2028 | 4 | 12 | 13 | 48.4905
2028 | 4 | 12 | 14 | 47.5159
2028 | 4 | 12 | 15 | 47.045
2028 | 4 | 12 | 16 | 47.2472
2028 | 4 | 12 | 17 | 47.9966
2028 | 4 | 12 | 18 | 53.4739
2028 | 4 | 12 | 19 | 58.8312
2028 | 4 | 12 | 20 | 61.0493
2028 | 4 | 12 | 21 | 58.9386
2028 | 4 | 12 | 22 | 55.4365
2028 | 4 | 12 | 23 | 52.1492
2028 | 4 | 13 | 0 | 50.7087
2028 | 4 | 13 | 1 | 49.4572
2028 | 4 | 13 | 2 | 49.2156
2028 | 4 | 13 | 3 | 49.4299
2028 | 4 | 13 | 4 | 50.0626
2028 | 4 | 13 | 5 | 52.149
2028 | 4 | 13 | 6 | 54.9925
2028 | 4 | 13 | 7 | 57.0312
2028 | 4 | 13 | 8 | 53.8046
2028 | 4 | 13 | 9 | 50.0596
2028 | 4 | 13 | 10 | 48.9074
2028 | 4 | 13 | 11 | 47.2308
2028 | 4 | 13 | 12 | 45.3298
2028 | 4 | 13 | 13 | 46.707
2028 | 4 | 13 | 14 | 46.4498
2028 | 4 | 13 | 15 | 46.1553
2028 | 4 | 13 | 16 | 46.054
2028 | 4 | 13 | 17 | 46.5411
2028 | 4 | 13 | 18 | 50.3686
2028 | 4 | 13 | 19 | 56.0098
2028 | 4 | 13 | 20 | 58.1986
2028 | 4 | 13 | 21 | 56.2965
2028 | 4 | 13 | 22 | 53.0268
2028 | 4 | 13 | 23 | 49.7279
2028 | 4 | 14 | 0 | 47.6241
2028 | 4 | 14 | 1 | 46.5041
2028 | 4 | 14 | 2 | 46.2513
2028 | 4 | 14 | 3 | 46.2488
2028 | 4 | 14 | 4 | 46.5895
2028 | 4 | 14 | 5 | 47.6696
2028 | 4 | 14 | 6 | 48.8422
2028 | 4 | 14 | 7 | 48.1036
2028 | 4 | 14 | 8 | 42.9503
2028 | 4 | 14 | 9 | 36.5074
2028 | 4 | 14 | 10 | 33.3045
2028 | 4 | 14 | 11 | 34.9494
2028 | 4 | 14 | 12 | 35.9146
2028 | 4 | 14 | 13 | 35.353
2028 | 4 | 14 | 14 | 33.4971
2028 | 4 | 14 | 15 | 33.919
2028 | 4 | 14 | 16 | 33.566
2028 | 4 | 14 | 17 | 35.2066
2028 | 4 | 14 | 18 | 43.4884
2028 | 4 | 14 | 19 | 49.4462
2028 | 4 | 14 | 20 | 51.6826
2028 | 4 | 14 | 21 | 49.7052
2028 | 4 | 14 | 22 | 47.4967
2028 | 4 | 14 | 23 | 44.9085
2028 | 4 | 15 | 0 | 43.5899
2028 | 4 | 15 | 1 | 43.5929
2028 | 4 | 15 | 2 | 43.2169
2028 | 4 | 15 | 3 | 43.1299
2028 | 4 | 15 | 4 | 43.5122
2028 | 4 | 15 | 5 | 44.7753
2028 | 4 | 15 | 6 | 47.4878
2028 | 4 | 15 | 7 | 47.2733
2028 | 4 | 15 | 8 | 42.7759
2028 | 4 | 15 | 9 | 38.7202
2028 | 4 | 15 | 10 | 38.2285
2028 | 4 | 15 | 11 | 37.3015
2028 | 4 | 15 | 12 | 38.156
2028 | 4 | 15 | 13 | 39.7297
2028 | 4 | 15 | 14 | 38.6032
2028 | 4 | 15 | 15 | 38.1267
2028 | 4 | 15 | 16 | 38.6277
2028 | 4 | 15 | 17 | 38.9568
2028 | 4 | 15 | 18 | 44.9663
2028 | 4 | 15 | 19 | 48.8961
2028 | 4 | 15 | 20 | 49.2665
2028 | 4 | 15 | 21 | 46.7974
2028 | 4 | 15 | 22 | 44.0008
2028 | 4 | 15 | 23 | 41.6733
2028 | 4 | 16 | 0 | 41.1113
2028 | 4 | 16 | 1 | 40.4456
2028 | 4 | 16 | 2 | 40.0592
2028 | 4 | 16 | 3 | 39.9221
2028 | 4 | 16 | 4 | 40.1301
2028 | 4 | 16 | 5 | 40.7535
2028 | 4 | 16 | 6 | 41.7854
2028 | 4 | 16 | 7 | 43.3662
2028 | 4 | 16 | 8 | 45.6461
2028 | 4 | 16 | 9 | 46.4947
2028 | 4 | 16 | 10 | 43.0164
2028 | 4 | 16 | 11 | 41.0296
2028 | 4 | 16 | 12 | 41.0009
2028 | 4 | 16 | 13 | 42.5116
2028 | 4 | 16 | 14 | 41.7418
2028 | 4 | 16 | 15 | 41.7189
2028 | 4 | 16 | 16 | 43.3757
2028 | 4 | 16 | 17 | 45.8393
2028 | 4 | 16 | 18 | 49.4083
2028 | 4 | 16 | 19 | 46.7908
2028 | 4 | 16 | 20 | 47.2576
2028 | 4 | 16 | 21 | 44.9775
2028 | 4 | 16 | 22 | 42.1649
2028 | 4 | 16 | 23 | 40.0322
2028 | 4 | 17 | 0 | 37.3016
2028 | 4 | 17 | 1 | 38.0284
2028 | 4 | 17 | 2 | 37.9768
2028 | 4 | 17 | 3 | 38.2351
2028 | 4 | 17 | 4 | 39.0149
2028 | 4 | 17 | 5 | 40.6953
2028 | 4 | 17 | 6 | 41.711
2028 | 4 | 17 | 7 | 44.7669
2028 | 4 | 17 | 8 | 47.1775
2028 | 4 | 17 | 9 | 44.1181
2028 | 4 | 17 | 10 | 42.1006
2028 | 4 | 17 | 11 | 39.5858
2028 | 4 | 17 | 12 | 43.5894
2028 | 4 | 17 | 13 | 45.0389
2028 | 4 | 17 | 14 | 47.1706
2028 | 4 | 17 | 15 | 47.5408
2028 | 4 | 17 | 16 | 47.1883
2028 | 4 | 17 | 17 | 47.2553
2028 | 4 | 17 | 18 | 53.7202
2028 | 4 | 17 | 19 | 54.9495
2028 | 4 | 17 | 20 | 55.2459
2028 | 4 | 17 | 21 | 52.3465
2028 | 4 | 17 | 22 | 48.3012
2028 | 4 | 17 | 23 | 44.9871
2028 | 4 | 18 | 0 | 43.6727
2028 | 4 | 18 | 1 | 42.5525
2028 | 4 | 18 | 2 | 42.1544
2028 | 4 | 18 | 3 | 42.3368
2028 | 4 | 18 | 4 | 42.9637
2028 | 4 | 18 | 5 | 45.1083
2028 | 4 | 18 | 6 | 49.701
2028 | 4 | 18 | 7 | 51.5274
2028 | 4 | 18 | 8 | 47.4357
2028 | 4 | 18 | 9 | 43.5144
2028 | 4 | 18 | 10 | 43.239
2028 | 4 | 18 | 11 | 41.8707
2028 | 4 | 18 | 12 | 40.7302
2028 | 4 | 18 | 13 | 41.9691
2028 | 4 | 18 | 14 | 41.4601
2028 | 4 | 18 | 15 | 41.6777
2028 | 4 | 18 | 16 | 42.2564
2028 | 4 | 18 | 17 | 41.9336
2028 | 4 | 18 | 18 | 45.0251
2028 | 4 | 18 | 19 | 50.5744
2028 | 4 | 18 | 20 | 52.5016
2028 | 4 | 18 | 21 | 50.6092
2028 | 4 | 18 | 22 | 47.3162
2028 | 4 | 18 | 23 | 44.1618
2028 | 4 | 19 | 0 | 43.927
2028 | 4 | 19 | 1 | 42.2224
2028 | 4 | 19 | 2 | 41.9344
2028 | 4 | 19 | 3 | 42.1557
2028 | 4 | 19 | 4 | 42.817
2028 | 4 | 19 | 5 | 44.9725
2028 | 4 | 19 | 6 | 48.4792
2028 | 4 | 19 | 7 | 50.0129
2028 | 4 | 19 | 8 | 46.3079
2028 | 4 | 19 | 9 | 43.4834
2028 | 4 | 19 | 10 | 43.4671
2028 | 4 | 19 | 11 | 42.1311
2028 | 4 | 19 | 12 | 42.8608
2028 | 4 | 19 | 13 | 44.4883
2028 | 4 | 19 | 14 | 44.4943
2028 | 4 | 19 | 15 | 44.2954
2028 | 4 | 19 | 16 | 44.6764
2028 | 4 | 19 | 17 | 45.6661
2028 | 4 | 19 | 18 | 51.2522
2028 | 4 | 19 | 19 | 52.8394
2028 | 4 | 19 | 20 | 53.6227
2028 | 4 | 19 | 21 | 51.3211
2028 | 4 | 19 | 22 | 47.5978
2028 | 4 | 19 | 23 | 44.2625
2028 | 4 | 20 | 0 | 42.3886
2028 | 4 | 20 | 1 | 42.9193
2028 | 4 | 20 | 2 | 42.6262
2028 | 4 | 20 | 3 | 42.9213
2028 | 4 | 20 | 4 | 43.7126
2028 | 4 | 20 | 5 | 46.0874
2028 | 4 | 20 | 6 | 49.6628
2028 | 4 | 20 | 7 | 52.6417
2028 | 4 | 20 | 8 | 53.7082
2028 | 4 | 20 | 9 | 53.3062
2028 | 4 | 20 | 10 | 50.9535
2028 | 4 | 20 | 11 | 47.7497
2028 | 4 | 20 | 12 | 48.5276
2028 | 4 | 20 | 13 | 49.6639
2028 | 4 | 20 | 14 | 49.9177
2028 | 4 | 20 | 15 | 51.305
2028 | 4 | 20 | 16 | 53.8943
2028 | 4 | 20 | 17 | 56.826
2028 | 4 | 20 | 18 | 59.9309
2028 | 4 | 20 | 19 | 59.1091
2028 | 4 | 20 | 20 | 59.1377
2028 | 4 | 20 | 21 | 56.6813
2028 | 4 | 20 | 22 | 53.0062
2028 | 4 | 20 | 23 | 49.578
2028 | 4 | 21 | 0 | 46.7818
2028 | 4 | 21 | 1 | 46.8555
2028 | 4 | 21 | 2 | 46.4777
2028 | 4 | 21 | 3 | 46.6045
2028 | 4 | 21 | 4 | 47.2737
2028 | 4 | 21 | 5 | 49.4402
2028 | 4 | 21 | 6 | 53.5489
2028 | 4 | 21 | 7 | 55.2653
2028 | 4 | 21 | 8 | 51.9525
2028 | 4 | 21 | 9 | 50.0321
2028 | 4 | 21 | 10 | 50.1891
2028 | 4 | 21 | 11 | 47.7047
2028 | 4 | 21 | 12 | 44.8819
2028 | 4 | 21 | 13 | 46.1823
2028 | 4 | 21 | 14 | 44.9131
2028 | 4 | 21 | 15 | 44.6469
2028 | 4 | 21 | 16 | 45.4607
2028 | 4 | 21 | 17 | 45.5246
2028 | 4 | 21 | 18 | 48.0392
2028 | 4 | 21 | 19 | 54.4287
2028 | 4 | 21 | 20 | 56.662
2028 | 4 | 21 | 21 | 55.4541
2028 | 4 | 21 | 22 | 52.7257
2028 | 4 | 21 | 23 | 49.5302
2028 | 4 | 22 | 0 | 46.9632
2028 | 4 | 22 | 1 | 44.7919
2028 | 4 | 22 | 2 | 44.2975
2028 | 4 | 22 | 3 | 44.1862
2028 | 4 | 22 | 4 | 44.4551
2028 | 4 | 22 | 5 | 45.7098
2028 | 4 | 22 | 6 | 47.8399
2028 | 4 | 22 | 7 | 46.8235
2028 | 4 | 22 | 8 | 41.9419
2028 | 4 | 22 | 9 | 39.3944
2028 | 4 | 22 | 10 | 40.0591
2028 | 4 | 22 | 11 | 39.3498
2028 | 4 | 22 | 12 | 38.6085
2028 | 4 | 22 | 13 | 39.3467
2028 | 4 | 22 | 14 | 37.8541
2028 | 4 | 22 | 15 | 37.3652
2028 | 4 | 22 | 16 | 38.0873
2028 | 4 | 22 | 17 | 38.1451
2028 | 4 | 22 | 18 | 41.2963
2028 | 4 | 22 | 19 | 46.7947
2028 | 4 | 22 | 20 | 47.8822
2028 | 4 | 22 | 21 | 46.2625
2028 | 4 | 22 | 22 | 43.7075
2028 | 4 | 22 | 23 | 41.3799
2028 | 4 | 23 | 0 | 40.0123
2028 | 4 | 23 | 1 | 39.3531
2028 | 4 | 23 | 2 | 38.6458
2028 | 4 | 23 | 3 | 38.271
2028 | 4 | 23 | 4 | 38.5229
2028 | 4 | 23 | 5 | 39.4808
2028 | 4 | 23 | 6 | 40.657
2028 | 4 | 23 | 7 | 39.8725
2028 | 4 | 23 | 8 | 40.4528
2028 | 4 | 23 | 9 | 42.6231
2028 | 4 | 23 | 10 | 43.0469
2028 | 4 | 23 | 11 | 44.3238
2028 | 4 | 23 | 12 | 44.416
2028 | 4 | 23 | 13 | 44.6452
2028 | 4 | 23 | 14 | 42.3053
2028 | 4 | 23 | 15 | 41.7372
2028 | 4 | 23 | 16 | 43.4789
2028 | 4 | 23 | 17 | 46.55
2028 | 4 | 23 | 18 | 45.1368
2028 | 4 | 23 | 19 | 46.6604
2028 | 4 | 23 | 20 | 46.1854
2028 | 4 | 23 | 21 | 43.8575
2028 | 4 | 23 | 22 | 40.4158
2028 | 4 | 23 | 23 | 37.671
2028 | 4 | 24 | 0 | 36.8012
2028 | 4 | 24 | 1 | 37.7226
2028 | 4 | 24 | 2 | 37.4495
2028 | 4 | 24 | 3 | 37.5891
2028 | 4 | 24 | 4 | 38.1284
2028 | 4 | 24 | 5 | 40.1281
2028 | 4 | 24 | 6 | 44.0329
2028 | 4 | 24 | 7 | 47.3326
2028 | 4 | 24 | 8 | 49.5189
2028 | 4 | 24 | 9 | 50.755
2028 | 4 | 24 | 10 | 51.9048
2028 | 4 | 24 | 11 | 51.4635
2028 | 4 | 24 | 12 | 52.5766
2028 | 4 | 24 | 13 | 52.8353
2028 | 4 | 24 | 14 | 52.7171
2028 | 4 | 24 | 15 | 52.3326
2028 | 4 | 24 | 16 | 53.9667
2028 | 4 | 24 | 17 | 53.7911
2028 | 4 | 24 | 18 | 53.7176
2028 | 4 | 24 | 19 | 53.0821
2028 | 4 | 24 | 20 | 52.5594
2028 | 4 | 24 | 21 | 49.9337
2028 | 4 | 24 | 22 | 45.9684
2028 | 4 | 24 | 23 | 42.533
2028 | 4 | 25 | 0 | 42.8058
2028 | 4 | 25 | 1 | 39.0877
2028 | 4 | 25 | 2 | 38.3463
2028 | 4 | 25 | 3 | 38.1219
2028 | 4 | 25 | 4 | 38.4977
2028 | 4 | 25 | 5 | 40.4566
2028 | 4 | 25 | 6 | 43.0232
2028 | 4 | 25 | 7 | 46.284
2028 | 4 | 25 | 8 | 48.4912
2028 | 4 | 25 | 9 | 48.5019
2028 | 4 | 25 | 10 | 46.3842
2028 | 4 | 25 | 11 | 45.232
2028 | 4 | 25 | 12 | 47.8303
2028 | 4 | 25 | 13 | 48.8539
2028 | 4 | 25 | 14 | 49.3673
2028 | 4 | 25 | 15 | 49.1693
2028 | 4 | 25 | 16 | 48.747
2028 | 4 | 25 | 17 | 48.1013
2028 | 4 | 25 | 18 | 50.1656
2028 | 4 | 25 | 19 | 50.5772
2028 | 4 | 25 | 20 | 50.575
2028 | 4 | 25 | 21 | 47.945
2028 | 4 | 25 | 22 | 44.1152
2028 | 4 | 25 | 23 | 40.4903
2028 | 4 | 26 | 0 | 39.5999
2028 | 4 | 26 | 1 | 36.1108
2028 | 4 | 26 | 2 | 35.6815
2028 | 4 | 26 | 3 | 35.7721
2028 | 4 | 26 | 4 | 36.2571
2028 | 4 | 26 | 5 | 38.0728
2028 | 4 | 26 | 6 | 41.553
2028 | 4 | 26 | 7 | 44.3528
2028 | 4 | 26 | 8 | 48.4931
2028 | 4 | 26 | 9 | 50.5946
2028 | 4 | 26 | 10 | 47.0054
2028 | 4 | 26 | 11 | 43.9861
2028 | 4 | 26 | 12 | 41.0271
2028 | 4 | 26 | 13 | 43.0795
2028 | 4 | 26 | 14 | 43.3265
2028 | 4 | 26 | 15 | 42.4056
2028 | 4 | 26 | 16 | 42.3857
2028 | 4 | 26 | 17 | 44.0132
2028 | 4 | 26 | 18 | 50.404
2028 | 4 | 26 | 19 | 49.6422
2028 | 4 | 26 | 20 | 49.198
2028 | 4 | 26 | 21 | 47.1005
2028 | 4 | 26 | 22 | 43.4191
2028 | 4 | 26 | 23 | 40.1843
2028 | 4 | 27 | 0 | 38.2502
2028 | 4 | 27 | 1 | 37.0074
2028 | 4 | 27 | 2 | 36.5708
2028 | 4 | 27 | 3 | 36.575
2028 | 4 | 27 | 4 | 37.0883
2028 | 4 | 27 | 5 | 39.1985
2028 | 4 | 27 | 6 | 42.5195
2028 | 4 | 27 | 7 | 43.1979
2028 | 4 | 27 | 8 | 40.3739
2028 | 4 | 27 | 9 | 41.588
2028 | 4 | 27 | 10 | 45.9581
2028 | 4 | 27 | 11 | 47.5166
2028 | 4 | 27 | 12 | 47.7925
2028 | 4 | 27 | 13 | 49.0176
2028 | 4 | 27 | 14 | 48.9685
2028 | 4 | 27 | 15 | 47.7346
2028 | 4 | 27 | 16 | 45.9554
2028 | 4 | 27 | 17 | 45.0582
2028 | 4 | 27 | 18 | 47.4825
2028 | 4 | 27 | 19 | 49.5732
2028 | 4 | 27 | 20 | 50.216
2028 | 4 | 27 | 21 | 48.3789
2028 | 4 | 27 | 22 | 44.6237
2028 | 4 | 27 | 23 | 40.6066
2028 | 4 | 28 | 0 | 38.4145
2028 | 4 | 28 | 1 | 35.1902
2028 | 4 | 28 | 2 | 34.7453
2028 | 4 | 28 | 3 | 34.6994
2028 | 4 | 28 | 4 | 35.0922
2028 | 4 | 28 | 5 | 37.0127
2028 | 4 | 28 | 6 | 41.5674
2028 | 4 | 28 | 7 | 43.4989
2028 | 4 | 28 | 8 | 44.5149
2028 | 4 | 28 | 9 | 46.7939
2028 | 4 | 28 | 10 | 46.3666
2028 | 4 | 28 | 11 | 44.7657
2028 | 4 | 28 | 12 | 45.6846
2028 | 4 | 28 | 13 | 46.2133
2028 | 4 | 28 | 14 | 44.7366
2028 | 4 | 28 | 15 | 44.2123
2028 | 4 | 28 | 16 | 47.421
2028 | 4 | 28 | 17 | 49.2038
2028 | 4 | 28 | 18 | 51.153
2028 | 4 | 28 | 19 | 49.0772
2028 | 4 | 28 | 20 | 48.6427
2028 | 4 | 28 | 21 | 46.5183
2028 | 4 | 28 | 22 | 42.9033
2028 | 4 | 28 | 23 | 39.3531
2028 | 4 | 29 | 0 | 37.1
2028 | 4 | 29 | 1 | 36.6322
2028 | 4 | 29 | 2 | 35.9133
2028 | 4 | 29 | 3 | 35.6502
2028 | 4 | 29 | 4 | 35.8493
2028 | 4 | 29 | 5 | 36.8442
2028 | 4 | 29 | 6 | 40.5122
2028 | 4 | 29 | 7 | 39.7486
2028 | 4 | 29 | 8 | 36.784
2028 | 4 | 29 | 9 | 35.3929
2028 | 4 | 29 | 10 | 35.2525
2028 | 4 | 29 | 11 | 33.4897
2028 | 4 | 29 | 12 | 33.4863
2028 | 4 | 29 | 13 | 34.5105
2028 | 4 | 29 | 14 | 33.6073
2028 | 4 | 29 | 15 | 33.8872
2028 | 4 | 29 | 16 | 34.6229
2028 | 4 | 29 | 17 | 35.8355
2028 | 4 | 29 | 18 | 39.3999
2028 | 4 | 29 | 19 | 43.9393
2028 | 4 | 29 | 20 | 45.34
2028 | 4 | 29 | 21 | 43.845
2028 | 4 | 29 | 22 | 41.1143
2028 | 4 | 29 | 23 | 38.5185
2028 | 4 | 30 | 0 | 37.7951
2028 | 4 | 30 | 1 | 39.173
2028 | 4 | 30 | 2 | 38.5373
2028 | 4 | 30 | 3 | 38.1873
2028 | 4 | 30 | 4 | 38.5268
2028 | 4 | 30 | 5 | 39.4501
2028 | 4 | 30 | 6 | 41.0506
2028 | 4 | 30 | 7 | 39.6558
2028 | 4 | 30 | 8 | 37.1799
2028 | 4 | 30 | 9 | 35.9569
2028 | 4 | 30 | 10 | 37.5692
2028 | 4 | 30 | 11 | 38.7822
2028 | 4 | 30 | 12 | 39.0867
2028 | 4 | 30 | 13 | 40.8137
2028 | 4 | 30 | 14 | 39.8333
2028 | 4 | 30 | 15 | 38.9919
2028 | 4 | 30 | 16 | 40.7038
2028 | 4 | 30 | 17 | 43.7523
2028 | 4 | 30 | 18 | 46.1183
2028 | 4 | 30 | 19 | 48.247
2028 | 4 | 30 | 20 | 48.262
2028 | 4 | 30 | 21 | 46.2961
2028 | 4 | 30 | 22 | 42.5534
2028 | 4 | 30 | 23 | 39.1806
2028 | 5 | 1 | 0 | 37.9527
2028 | 5 | 1 | 1 | 38.4459
2028 | 5 | 1 | 2 | 38.3941
2028 | 5 | 1 | 3 | 38.7103
2028 | 5 | 1 | 4 | 39.4396
2028 | 5 | 1 | 5 | 42.0682
2028 | 5 | 1 | 6 | 45.7044
2028 | 5 | 1 | 7 | 47.4874
2028 | 5 | 1 | 8 | 46.9218
2028 | 5 | 1 | 9 | 48.728
2028 | 5 | 1 | 10 | 51.8491
2028 | 5 | 1 | 11 | 52.2184
2028 | 5 | 1 | 12 | 53.117
2028 | 5 | 1 | 13 | 53.6245
2028 | 5 | 1 | 14 | 54.4486
2028 | 5 | 1 | 15 | 54.12
2028 | 5 | 1 | 16 | 53.8542
2028 | 5 | 1 | 17 | 53.1214
2028 | 5 | 1 | 18 | 55.2168
2028 | 5 | 1 | 19 | 55.6909
2028 | 5 | 1 | 20 | 56.1483
2028 | 5 | 1 | 21 | 54.0758
2028 | 5 | 1 | 22 | 49.2089
2028 | 5 | 1 | 23 | 45.0178
2028 | 5 | 2 | 0 | 42.3253
2028 | 5 | 2 | 1 | 41.951
2028 | 5 | 2 | 2 | 41.4965
2028 | 5 | 2 | 3 | 41.5774
2028 | 5 | 2 | 4 | 42.1373
2028 | 5 | 2 | 5 | 44.5528
2028 | 5 | 2 | 6 | 46.8038
2028 | 5 | 2 | 7 | 50.48
2028 | 5 | 2 | 8 | 53.464
2028 | 5 | 2 | 9 | 53.5813
2028 | 5 | 2 | 10 | 51.3349
2028 | 5 | 2 | 11 | 48.8102
2028 | 5 | 2 | 12 | 49.7257
2028 | 5 | 2 | 13 | 50.6987
2028 | 5 | 2 | 14 | 52.9139
2028 | 5 | 2 | 15 | 52.9972
2028 | 5 | 2 | 16 | 52.2234
2028 | 5 | 2 | 17 | 51.4906
2028 | 5 | 2 | 18 | 52.8026
2028 | 5 | 2 | 19 | 55.8295
2028 | 5 | 2 | 20 | 56.6089
2028 | 5 | 2 | 21 | 55.2333
2028 | 5 | 2 | 22 | 50.8666
2028 | 5 | 2 | 23 | 46.9221
2028 | 5 | 3 | 0 | 44.8195
2028 | 5 | 3 | 1 | 45.362
2028 | 5 | 3 | 2 | 45.1032
2028 | 5 | 3 | 3 | 45.463
2028 | 5 | 3 | 4 | 46.3148
2028 | 5 | 3 | 5 | 49.0155
2028 | 5 | 3 | 6 | 52.7386
2028 | 5 | 3 | 7 | 53.8568
2028 | 5 | 3 | 8 | 50.5014
2028 | 5 | 3 | 9 | 50.6412
2028 | 5 | 3 | 10 | 51.2767
2028 | 5 | 3 | 11 | 48.8233
2028 | 5 | 3 | 12 | 51.1726
2028 | 5 | 3 | 13 | 53.006
2028 | 5 | 3 | 14 | 53.9191
2028 | 5 | 3 | 15 | 54.0013
2028 | 5 | 3 | 16 | 54.2775
2028 | 5 | 3 | 17 | 54.794
2028 | 5 | 3 | 18 | 59.0486
2028 | 5 | 3 | 19 | 60.0511
2028 | 5 | 3 | 20 | 61.2683
2028 | 5 | 3 | 21 | 59.6489
2028 | 5 | 3 | 22 | 54.7961
2028 | 5 | 3 | 23 | 50.2112
2028 | 5 | 4 | 0 | 50.3845
2028 | 5 | 4 | 1 | 47.5593
2028 | 5 | 4 | 2 | 47.1327
2028 | 5 | 4 | 3 | 47.3273
2028 | 5 | 4 | 4 | 47.8967
2028 | 5 | 4 | 5 | 50.5067
2028 | 5 | 4 | 6 | 54.3271
2028 | 5 | 4 | 7 | 55.3704
2028 | 5 | 4 | 8 | 53.5673
2028 | 5 | 4 | 9 | 56.0628
2028 | 5 | 4 | 10 | 57.6247
2028 | 5 | 4 | 11 | 54.5092
2028 | 5 | 4 | 12 | 52.4043
2028 | 5 | 4 | 13 | 53.4111
2028 | 5 | 4 | 14 | 53.2929
2028 | 5 | 4 | 15 | 52.6547
2028 | 5 | 4 | 16 | 52.4327
2028 | 5 | 4 | 17 | 50.6372
2028 | 5 | 4 | 18 | 50.5641
2028 | 5 | 4 | 19 | 55.9919
2028 | 5 | 4 | 20 | 58.6193
2028 | 5 | 4 | 21 | 57.7957
2028 | 5 | 4 | 22 | 53.5286
2028 | 5 | 4 | 23 | 48.9822
2028 | 5 | 5 | 0 | 47.9051
2028 | 5 | 5 | 1 | 47.2357
2028 | 5 | 5 | 2 | 46.6982
2028 | 5 | 5 | 3 | 46.7112
2028 | 5 | 5 | 4 | 47.0884
2028 | 5 | 5 | 5 | 49.5495
2028 | 5 | 5 | 6 | 53.5345
2028 | 5 | 5 | 7 | 55.1222
2028 | 5 | 5 | 8 | 53.7125
2028 | 5 | 5 | 9 | 54.4294
2028 | 5 | 5 | 10 | 54.6388
2028 | 5 | 5 | 11 | 52.9496
2028 | 5 | 5 | 12 | 50.5255
2028 | 5 | 5 | 13 | 51.5957
2028 | 5 | 5 | 14 | 51.2925
2028 | 5 | 5 | 15 | 50.4762
2028 | 5 | 5 | 16 | 50.6592
2028 | 5 | 5 | 17 | 50.8476
2028 | 5 | 5 | 18 | 52.4203
2028 | 5 | 5 | 19 | 55.3505
2028 | 5 | 5 | 20 | 56.6274
2028 | 5 | 5 | 21 | 55.8551
2028 | 5 | 5 | 22 | 51.6835
2028 | 5 | 5 | 23 | 47.2889
2028 | 5 | 6 | 0 | 45.6197
2028 | 5 | 6 | 1 | 44.9575
2028 | 5 | 6 | 2 | 44.1242
2028 | 5 | 6 | 3 | 43.755
2028 | 5 | 6 | 4 | 43.9826
2028 | 5 | 6 | 5 | 45.2475
2028 | 5 | 6 | 6 | 45.2448
2028 | 5 | 6 | 7 | 43.7801
2028 | 5 | 6 | 8 | 42.5012
2028 | 5 | 6 | 9 | 45.1104
2028 | 5 | 6 | 10 | 48.6535
2028 | 5 | 6 | 11 | 52.4697
2028 | 5 | 6 | 12 | 54.902
2028 | 5 | 6 | 13 | 53.6046
2028 | 5 | 6 | 14 | 50.8636
2028 | 5 | 6 | 15 | 50.0925
2028 | 5 | 6 | 16 | 50.9446
2028 | 5 | 6 | 17 | 52.1672
2028 | 5 | 6 | 18 | 53.0837
2028 | 5 | 6 | 19 | 54.2785
2028 | 5 | 6 | 20 | 53.7038
2028 | 5 | 6 | 21 | 52.2053
2028 | 5 | 6 | 22 | 48.7993
2028 | 5 | 6 | 23 | 45.4417
2028 | 5 | 7 | 0 | 43.1926
2028 | 5 | 7 | 1 | 40.9517
2028 | 5 | 7 | 2 | 40.0076
2028 | 5 | 7 | 3 | 39.7659
2028 | 5 | 7 | 4 | 39.8845
2028 | 5 | 7 | 5 | 40.7563
2028 | 5 | 7 | 6 | 40.4579
2028 | 5 | 7 | 7 | 40.9695
2028 | 5 | 7 | 8 | 47.7955
2028 | 5 | 7 | 9 | 53.2387
2028 | 5 | 7 | 10 | 50.3091
2028 | 5 | 7 | 11 | 46.5056
2028 | 5 | 7 | 12 | 48.7155
2028 | 5 | 7 | 13 | 48.57
2028 | 5 | 7 | 14 | 49.653
2028 | 5 | 7 | 15 | 50.5974
2028 | 5 | 7 | 16 | 50.8495
2028 | 5 | 7 | 17 | 52.5241
2028 | 5 | 7 | 18 | 54.0854
2028 | 5 | 7 | 19 | 53.9633
2028 | 5 | 7 | 20 | 53.9741
2028 | 5 | 7 | 21 | 51.9544
2028 | 5 | 7 | 22 | 47.5126
2028 | 5 | 7 | 23 | 43.8388
2028 | 5 | 8 | 0 | 41.3581
2028 | 5 | 8 | 1 | 40.1705
2028 | 5 | 8 | 2 | 40.0986
2028 | 5 | 8 | 3 | 40.4335
2028 | 5 | 8 | 4 | 41.2326
2028 | 5 | 8 | 5 | 43.6994
2028 | 5 | 8 | 6 | 47.8104
2028 | 5 | 8 | 7 | 49.317
2028 | 5 | 8 | 8 | 47.8336
2028 | 5 | 8 | 9 | 49.2195
2028 | 5 | 8 | 10 | 51.8661
2028 | 5 | 8 | 11 | 52.4605
2028 | 5 | 8 | 12 | 51.1848
2028 | 5 | 8 | 13 | 53.2595
2028 | 5 | 8 | 14 | 53.11
2028 | 5 | 8 | 15 | 53.2815
2028 | 5 | 8 | 16 | 53.1196
2028 | 5 | 8 | 17 | 53.7192
2028 | 5 | 8 | 18 | 52.0965
2028 | 5 | 8 | 19 | 56.4643
2028 | 5 | 8 | 20 | 58.1822
2028 | 5 | 8 | 21 | 56.8847
2028 | 5 | 8 | 22 | 52.2515
2028 | 5 | 8 | 23 | 47.4915
2028 | 5 | 9 | 0 | 45.0235
2028 | 5 | 9 | 1 | 41.1081
2028 | 5 | 9 | 2 | 40.5911
2028 | 5 | 9 | 3 | 40.6969
2028 | 5 | 9 | 4 | 41.2374
2028 | 5 | 9 | 5 | 43.5803
2028 | 5 | 9 | 6 | 47.0411
2028 | 5 | 9 | 7 | 47.5825
2028 | 5 | 9 | 8 | 43.7127
2028 | 5 | 9 | 9 | 44.9631
2028 | 5 | 9 | 10 | 49.6755
2028 | 5 | 9 | 11 | 51.4001
2028 | 5 | 9 | 12 | 52.5588
2028 | 5 | 9 | 13 | 53.5884
2028 | 5 | 9 | 14 | 54.007
2028 | 5 | 9 | 15 | 52.6856
2028 | 5 | 9 | 16 | 49.7826
2028 | 5 | 9 | 17 | 46.167
2028 | 5 | 9 | 18 | 52.8649
2028 | 5 | 9 | 19 | 56.2419
2028 | 5 | 9 | 20 | 57.6149
2028 | 5 | 9 | 21 | 56.3817
2028 | 5 | 9 | 22 | 51.8773
2028 | 5 | 9 | 23 | 47.1957
2028 | 5 | 10 | 0 | 43.4476
2028 | 5 | 10 | 1 | 40.5803
2028 | 5 | 10 | 2 | 40.0878
2028 | 5 | 10 | 3 | 40.1189
2028 | 5 | 10 | 4 | 40.6084
2028 | 5 | 10 | 5 | 42.7797
2028 | 5 | 10 | 6 | 47.2716
2028 | 5 | 10 | 7 | 48.5891
2028 | 5 | 10 | 8 | 47.987
2028 | 5 | 10 | 9 | 50.5543
2028 | 5 | 10 | 10 | 50.8367
2028 | 5 | 10 | 11 | 47.0831
2028 | 5 | 10 | 12 | 47.8265
2028 | 5 | 10 | 13 | 48.9452
2028 | 5 | 10 | 14 | 49.2643
2028 | 5 | 10 | 15 | 48.7413
2028 | 5 | 10 | 16 | 50.1245
2028 | 5 | 10 | 17 | 49.8087
2028 | 5 | 10 | 18 | 48.2554
2028 | 5 | 10 | 19 | 53.9384
2028 | 5 | 10 | 20 | 56.4622
2028 | 5 | 10 | 21 | 55.8694
2028 | 5 | 10 | 22 | 51.5085
2028 | 5 | 10 | 23 | 47.2393
2028 | 5 | 11 | 0 | 46.0144
2028 | 5 | 11 | 1 | 46.4963
2028 | 5 | 11 | 2 | 45.9369
2028 | 5 | 11 | 3 | 46.0663
2028 | 5 | 11 | 4 | 46.6136
2028 | 5 | 11 | 5 | 49.1483
2028 | 5 | 11 | 6 | 51.6766
2028 | 5 | 11 | 7 | 54.6082
2028 | 5 | 11 | 8 | 58.3278
2028 | 5 | 11 | 9 | 60.5486
2028 | 5 | 11 | 10 | 57.6966
2028 | 5 | 11 | 11 | 53.5678
2028 | 5 | 11 | 12 | 55.1632
2028 | 5 | 11 | 13 | 56.8013
2028 | 5 | 11 | 14 | 55.4933
2028 | 5 | 11 | 15 | 55.717
2028 | 5 | 11 | 16 | 56.4181
2028 | 5 | 11 | 17 | 56.9338
2028 | 5 | 11 | 18 | 58.4669
2028 | 5 | 11 | 19 | 57.8333
2028 | 5 | 11 | 20 | 58.8442
2028 | 5 | 11 | 21 | 57.4643
2028 | 5 | 11 | 22 | 53.1456
2028 | 5 | 11 | 23 | 48.2453
2028 | 5 | 12 | 0 | 46.4953
2028 | 5 | 12 | 1 | 43.0438
2028 | 5 | 12 | 2 | 42.4096
2028 | 5 | 12 | 3 | 42.2901
2028 | 5 | 12 | 4 | 42.658
2028 | 5 | 12 | 5 | 44.8478
2028 | 5 | 12 | 6 | 47.9958
2028 | 5 | 12 | 7 | 50.459
2028 | 5 | 12 | 8 | 52.4721
2028 | 5 | 12 | 9 | 54.6649
2028 | 5 | 12 | 10 | 54.3793
2028 | 5 | 12 | 11 | 51.2586
2028 | 5 | 12 | 12 | 52.5859
2028 | 5 | 12 | 13 | 52.9119
2028 | 5 | 12 | 14 | 52.2929
2028 | 5 | 12 | 15 | 51.321
2028 | 5 | 12 | 16 | 52.3369
2028 | 5 | 12 | 17 | 51.7706
2028 | 5 | 12 | 18 | 49.7829
2028 | 5 | 12 | 19 | 53.8612
2028 | 5 | 12 | 20 | 55.2222
2028 | 5 | 12 | 21 | 54.781
2028 | 5 | 12 | 22 | 50.8371
2028 | 5 | 12 | 23 | 46.4744
2028 | 5 | 13 | 0 | 44.5405
2028 | 5 | 13 | 1 | 43.0826
2028 | 5 | 13 | 2 | 42.3224
2028 | 5 | 13 | 3 | 42.1559
2028 | 5 | 13 | 4 | 42.3823
2028 | 5 | 13 | 5 | 43.4035
2028 | 5 | 13 | 6 | 44.8894
2028 | 5 | 13 | 7 | 44.5353
2028 | 5 | 13 | 8 | 45.4298
2028 | 5 | 13 | 9 | 48.8754
2028 | 5 | 13 | 10 | 49.8128
2028 | 5 | 13 | 11 | 48.5262
2028 | 5 | 13 | 12 | 47.0431
2028 | 5 | 13 | 13 | 46.6391
2028 | 5 | 13 | 14 | 45.9528
2028 | 5 | 13 | 15 | 47.501
2028 | 5 | 13 | 16 | 49.3017
2028 | 5 | 13 | 17 | 52.0141
2028 | 5 | 13 | 18 | 55.5516
2028 | 5 | 13 | 19 | 54.5113
2028 | 5 | 13 | 20 | 54.5707
2028 | 5 | 13 | 21 | 52.816
2028 | 5 | 13 | 22 | 49.1368
2028 | 5 | 13 | 23 | 45.5159
2028 | 5 | 14 | 0 | 42.9712
2028 | 5 | 14 | 1 | 40.9239
2028 | 5 | 14 | 2 | 39.926
2028 | 5 | 14 | 3 | 39.5188
2028 | 5 | 14 | 4 | 39.5959
2028 | 5 | 14 | 5 | 40.3553
2028 | 5 | 14 | 6 | 40.9195
2028 | 5 | 14 | 7 | 41.4545
2028 | 5 | 14 | 8 | 47.9461
2028 | 5 | 14 | 9 | 51.5055
2028 | 5 | 14 | 10 | 47.6495
2028 | 5 | 14 | 11 | 43.6176
2028 | 5 | 14 | 12 | 46.9646
2028 | 5 | 14 | 13 | 47.038
2028 | 5 | 14 | 14 | 45.3915
2028 | 5 | 14 | 15 | 46.8037
2028 | 5 | 14 | 16 | 50.5559
2028 | 5 | 14 | 17 | 54.7356
2028 | 5 | 14 | 18 | 58.1231
2028 | 5 | 14 | 19 | 54.287
2028 | 5 | 14 | 20 | 54.0078
2028 | 5 | 14 | 21 | 51.6813
2028 | 5 | 14 | 22 | 47.1972
2028 | 5 | 14 | 23 | 43.1843
2028 | 5 | 15 | 0 | 41.3512
2028 | 5 | 15 | 1 | 39.2487
2028 | 5 | 15 | 2 | 39.0604
2028 | 5 | 15 | 3 | 39.3275
2028 | 5 | 15 | 4 | 39.9472
2028 | 5 | 15 | 5 | 42.2799
2028 | 5 | 15 | 6 | 44.6026
2028 | 5 | 15 | 7 | 45.4028
2028 | 5 | 15 | 8 | 42.8053
2028 | 5 | 15 | 9 | 42.7465
2028 | 5 | 15 | 10 | 47.4746
2028 | 5 | 15 | 11 | 50.1945
2028 | 5 | 15 | 12 | 52.7456
2028 | 5 | 15 | 13 | 53.9913
2028 | 5 | 15 | 14 | 53.7509
2028 | 5 | 15 | 15 | 52.5416
2028 | 5 | 15 | 16 | 48.7384
2028 | 5 | 15 | 17 | 46.6265
2028 | 5 | 15 | 18 | 52.2336
2028 | 5 | 15 | 19 | 56.4547
2028 | 5 | 15 | 20 | 57.1084
2028 | 5 | 15 | 21 | 55.773
2028 | 5 | 15 | 22 | 51.1573
2028 | 5 | 15 | 23 | 46.3338
2028 | 5 | 16 | 0 | 43.433
2028 | 5 | 16 | 1 | 43.3521
2028 | 5 | 16 | 2 | 42.6144
2028 | 5 | 16 | 3 | 42.5589
2028 | 5 | 16 | 4 | 43.0105
2028 | 5 | 16 | 5 | 44.9947
2028 | 5 | 16 | 6 | 47.3974
2028 | 5 | 16 | 7 | 48.6218
2028 | 5 | 16 | 8 | 45.5415
2028 | 5 | 16 | 9 | 44.5476
2028 | 5 | 16 | 10 | 47.2626
2028 | 5 | 16 | 11 | 49.4282
2028 | 5 | 16 | 12 | 52.8469
2028 | 5 | 16 | 13 | 54.2374
2028 | 5 | 16 | 14 | 54.4306
2028 | 5 | 16 | 15 | 54.003
2028 | 5 | 16 | 16 | 52.0397
2028 | 5 | 16 | 17 | 51.7984
2028 | 5 | 16 | 18 | 56.3811
2028 | 5 | 16 | 19 | 58.7674
2028 | 5 | 16 | 20 | 59.4461
2028 | 5 | 16 | 21 | 58.2976
2028 | 5 | 16 | 22 | 53.9375
2028 | 5 | 16 | 23 | 49.0818
2028 | 5 | 17 | 0 | 47.4928
2028 | 5 | 17 | 1 | 48.2315
2028 | 5 | 17 | 2 | 47.1939
2028 | 5 | 17 | 3 | 46.9387
2028 | 5 | 17 | 4 | 47.1876
2028 | 5 | 17 | 5 | 49.0104
2028 | 5 | 17 | 6 | 51.9917
2028 | 5 | 17 | 7 | 53.9941
2028 | 5 | 17 | 8 | 53.79
2028 | 5 | 17 | 9 | 54.689
2028 | 5 | 17 | 10 | 55.9297
2028 | 5 | 17 | 11 | 55.8752
2028 | 5 | 17 | 12 | 57.7683
2028 | 5 | 17 | 13 | 59.5914
2028 | 5 | 17 | 14 | 59.379
2028 | 5 | 17 | 15 | 58.6205
2028 | 5 | 17 | 16 | 59.2382
2028 | 5 | 17 | 17 | 61.2827
2028 | 5 | 17 | 18 | 62.5416
2028 | 5 | 17 | 19 | 66.7417
2028 | 5 | 17 | 20 | 66.8568
2028 | 5 | 17 | 21 | 65.1195
2028 | 5 | 17 | 22 | 59.8825
2028 | 5 | 17 | 23 | 54.0348
2028 | 5 | 18 | 0 | 51.3108
2028 | 5 | 18 | 1 | 48.6586
2028 | 5 | 18 | 2 | 47.4192
2028 | 5 | 18 | 3 | 46.9526
2028 | 5 | 18 | 4 | 47.0597
2028 | 5 | 18 | 5 | 48.8969
2028 | 5 | 18 | 6 | 51.8264
2028 | 5 | 18 | 7 | 53.5544
2028 | 5 | 18 | 8 | 54.3226
2028 | 5 | 18 | 9 | 56.1251
2028 | 5 | 18 | 10 | 56.4365
2028 | 5 | 18 | 11 | 55.8622
2028 | 5 | 18 | 12 | 57.4978
2028 | 5 | 18 | 13 | 58.7157
2028 | 5 | 18 | 14 | 58.6119
2028 | 5 | 18 | 15 | 58.1092
2028 | 5 | 18 | 16 | 59.7004
2028 | 5 | 18 | 17 | 61.749
2028 | 5 | 18 | 18 | 65.8802
2028 | 5 | 18 | 19 | 63.871
2028 | 5 | 18 | 20 | 63.9172
2028 | 5 | 18 | 21 | 62.4071
2028 | 5 | 18 | 22 | 57.8361
2028 | 5 | 18 | 23 | 52.5248
2028 | 5 | 19 | 0 | 50.522
2028 | 5 | 19 | 1 | 48.9355
2028 | 5 | 19 | 2 | 47.5941
2028 | 5 | 19 | 3 | 47.0538
2028 | 5 | 19 | 4 | 47.1606
2028 | 5 | 19 | 5 | 48.7259
2028 | 5 | 19 | 6 | 50.8643
2028 | 5 | 19 | 7 | 52.0896
2028 | 5 | 19 | 8 | 49.9245
2028 | 5 | 19 | 9 | 49.5325
2028 | 5 | 19 | 10 | 49.704
2028 | 5 | 19 | 11 | 50.98
2028 | 5 | 19 | 12 | 53.3495
2028 | 5 | 19 | 13 | 55.4098
2028 | 5 | 19 | 14 | 55.1273
2028 | 5 | 19 | 15 | 54.0843
2028 | 5 | 19 | 16 | 52.9056
2028 | 5 | 19 | 17 | 55.1495
2028 | 5 | 19 | 18 | 61.9835
2028 | 5 | 19 | 19 | 65.7417
2028 | 5 | 19 | 20 | 65.8651
2028 | 5 | 19 | 21 | 64.6054
2028 | 5 | 19 | 22 | 60.0812
2028 | 5 | 19 | 23 | 54.2993
2028 | 5 | 20 | 0 | 50.1264
2028 | 5 | 20 | 1 | 50.9707
2028 | 5 | 20 | 2 | 49.1522
2028 | 5 | 20 | 3 | 48.0459
2028 | 5 | 20 | 4 | 47.6795
2028 | 5 | 20 | 5 | 47.9885
2028 | 5 | 20 | 6 | 48.6767
2028 | 5 | 20 | 7 | 49.274
2028 | 5 | 20 | 8 | 50.8976
2028 | 5 | 20 | 9 | 53.256
2028 | 5 | 20 | 10 | 53.5999
2028 | 5 | 20 | 11 | 54.6163
2028 | 5 | 20 | 12 | 52.7797
2028 | 5 | 20 | 13 | 53.3003
2028 | 5 | 20 | 14 | 54.121
2028 | 5 | 20 | 15 | 56.8667
2028 | 5 | 20 | 16 | 59.9403
2028 | 5 | 20 | 17 | 66.8534
2028 | 5 | 20 | 18 | 74.5586
2028 | 5 | 20 | 19 | 72.732
2028 | 5 | 20 | 20 | 70.8967
2028 | 5 | 20 | 21 | 68.4872
2028 | 5 | 20 | 22 | 63.6263
2028 | 5 | 20 | 23 | 58.0635
2028 | 5 | 21 | 0 | 55.9518
2028 | 5 | 21 | 1 | 49.9745
2028 | 5 | 21 | 2 | 47.9637
2028 | 5 | 21 | 3 | 46.7102
2028 | 5 | 21 | 4 | 46.1793
2028 | 5 | 21 | 5 | 46.1755
2028 | 5 | 21 | 6 | 46.3594
2028 | 5 | 21 | 7 | 45.3309
2028 | 5 | 21 | 8 | 44.0868
2028 | 5 | 21 | 9 | 45.0371
2028 | 5 | 21 | 10 | 45.874
2028 | 5 | 21 | 11 | 46.4635
2028 | 5 | 21 | 12 | 48.5147
2028 | 5 | 21 | 13 | 50.5222
2028 | 5 | 21 | 14 | 50.4682
2028 | 5 | 21 | 15 | 50.9776
2028 | 5 | 21 | 16 | 50.2667
2028 | 5 | 21 | 17 | 56.1463
2028 | 5 | 21 | 18 | 65.9644
2028 | 5 | 21 | 19 | 69.1684
2028 | 5 | 21 | 20 | 68.1578
2028 | 5 | 21 | 21 | 66.0844
2028 | 5 | 21 | 22 | 60.7628
2028 | 5 | 21 | 23 | 55.0092
2028 | 5 | 22 | 0 | 50.1965
2028 | 5 | 22 | 1 | 51.3998
2028 | 5 | 22 | 2 | 49.4484
2028 | 5 | 22 | 3 | 48.6597
2028 | 5 | 22 | 4 | 48.3324
2028 | 5 | 22 | 5 | 48.3964
2028 | 5 | 22 | 6 | 47.8407
2028 | 5 | 22 | 7 | 46.7575
2028 | 5 | 22 | 8 | 49.3669
2028 | 5 | 22 | 9 | 51.7485
2028 | 5 | 22 | 10 | 53.4119
2028 | 5 | 22 | 11 | 54.5901
2028 | 5 | 22 | 12 | 54.0559
2028 | 5 | 22 | 13 | 55.7166
2028 | 5 | 22 | 14 | 57.8308
2028 | 5 | 22 | 15 | 57.1598
2028 | 5 | 22 | 16 | 57.8979
2028 | 5 | 22 | 17 | 61.2675
2028 | 5 | 22 | 18 | 70.9932
2028 | 5 | 22 | 19 | 71.8985
2028 | 5 | 22 | 20 | 70.5857
2028 | 5 | 22 | 21 | 68.0377
2028 | 5 | 22 | 22 | 62.342
2028 | 5 | 22 | 23 | 56.7169
2028 | 5 | 23 | 0 | 52.3262
2028 | 5 | 23 | 1 | 54.217
2028 | 5 | 23 | 2 | 52.6873
2028 | 5 | 23 | 3 | 52.008
2028 | 5 | 23 | 4 | 51.9813
2028 | 5 | 23 | 5 | 53.3946
2028 | 5 | 23 | 6 | 56.6717
2028 | 5 | 23 | 7 | 60.25
2028 | 5 | 23 | 8 | 63.8595
2028 | 5 | 23 | 9 | 65.9903
2028 | 5 | 23 | 10 | 63.4462
2028 | 5 | 23 | 11 | 60.6796
2028 | 5 | 23 | 12 | 62.386
2028 | 5 | 23 | 13 | 63.6484
2028 | 5 | 23 | 14 | 63.1863
2028 | 5 | 23 | 15 | 64.1929
2028 | 5 | 23 | 16 | 68.0534
2028 | 5 | 23 | 17 | 71.8468
2028 | 5 | 23 | 18 | 75.8913
2028 | 5 | 23 | 19 | 73.6429
2028 | 5 | 23 | 20 | 72.7101
2028 | 5 | 23 | 21 | 70.5608
2028 | 5 | 23 | 22 | 65.4488
2028 | 5 | 23 | 23 | 59.3756
2028 | 5 | 24 | 0 | 57.0257
2028 | 5 | 24 | 1 | 53.2425
2028 | 5 | 24 | 2 | 51.6582
2028 | 5 | 24 | 3 | 50.9047
2028 | 5 | 24 | 4 | 50.8459
2028 | 5 | 24 | 5 | 52.2799
2028 | 5 | 24 | 6 | 54.8158
2028 | 5 | 24 | 7 | 57.4999
2028 | 5 | 24 | 8 | 60.5553
2028 | 5 | 24 | 9 | 62.2114
2028 | 5 | 24 | 10 | 59.0311
2028 | 5 | 24 | 11 | 56.8739
2028 | 5 | 24 | 12 | 58.632
2028 | 5 | 24 | 13 | 60.3039
2028 | 5 | 24 | 14 | 60.1241
2028 | 5 | 24 | 15 | 59.716
2028 | 5 | 24 | 16 | 60.5838
2028 | 5 | 24 | 17 | 63.6224
2028 | 5 | 24 | 18 | 64.4085
2028 | 5 | 24 | 19 | 64.5363
2028 | 5 | 24 | 20 | 63.918
2028 | 5 | 24 | 21 | 62.2555
2028 | 5 | 24 | 22 | 57.776
2028 | 5 | 24 | 23 | 52.6795
2028 | 5 | 25 | 0 | 53.5408
2028 | 5 | 25 | 1 | 48.0132
2028 | 5 | 25 | 2 | 46.8063
2028 | 5 | 25 | 3 | 46.2855
2028 | 5 | 25 | 4 | 46.4546
2028 | 5 | 25 | 5 | 48.0465
2028 | 5 | 25 | 6 | 51.3265
2028 | 5 | 25 | 7 | 52.6957
2028 | 5 | 25 | 8 | 52.5747
2028 | 5 | 25 | 9 | 54.9667
2028 | 5 | 25 | 10 | 55.4283
2028 | 5 | 25 | 11 | 53.7376
2028 | 5 | 25 | 12 | 53.4855
2028 | 5 | 25 | 13 | 55.2987
2028 | 5 | 25 | 14 | 55.3872
2028 | 5 | 25 | 15 | 55.2935
2028 | 5 | 25 | 16 | 54.1851
2028 | 5 | 25 | 17 | 54.1083
2028 | 5 | 25 | 18 | 51.3095
2028 | 5 | 25 | 19 | 56.5619
2028 | 5 | 25 | 20 | 58.103
2028 | 5 | 25 | 21 | 57.6462
2028 | 5 | 25 | 22 | 53.6367
2028 | 5 | 25 | 23 | 48.7022
2028 | 5 | 26 | 0 | 47.9356
2028 | 5 | 26 | 1 | 43.3352
2028 | 5 | 26 | 2 | 42.5323
2028 | 5 | 26 | 3 | 42.2939
2028 | 5 | 26 | 4 | 42.6799
2028 | 5 | 26 | 5 | 44.3161
2028 | 5 | 26 | 6 | 46.4899
2028 | 5 | 26 | 7 | 47.5079
2028 | 5 | 26 | 8 | 48.6672
2028 | 5 | 26 | 9 | 51.9954
2028 | 5 | 26 | 10 | 54.1008
2028 | 5 | 26 | 11 | 53.5579
2028 | 5 | 26 | 12 | 55.7327
2028 | 5 | 26 | 13 | 57.4986
2028 | 5 | 26 | 14 | 55.6561
2028 | 5 | 26 | 15 | 54.186
2028 | 5 | 26 | 16 | 52.6913
2028 | 5 | 26 | 17 | 49.8943
2028 | 5 | 26 | 18 | 55.0749
2028 | 5 | 26 | 19 | 52.7447
2028 | 5 | 26 | 20 | 53.4012
2028 | 5 | 26 | 21 | 52.8662
2028 | 5 | 26 | 22 | 49.6075
2028 | 5 | 26 | 23 | 45.0662
2028 | 5 | 27 | 0 | 43.8514
2028 | 5 | 27 | 1 | 42.7493
2028 | 5 | 27 | 2 | 41.5632
2028 | 5 | 27 | 3 | 40.8706
2028 | 5 | 27 | 4 | 40.8572
2028 | 5 | 27 | 5 | 41.3267
2028 | 5 | 27 | 6 | 41.1497
2028 | 5 | 27 | 7 | 43.1493
2028 | 5 | 27 | 8 | 49.8551
2028 | 5 | 27 | 9 | 51.1093
2028 | 5 | 27 | 10 | 46.2866
2028 | 5 | 27 | 11 | 42.1011
2028 | 5 | 27 | 12 | 40.3897
2028 | 5 | 27 | 13 | 41.4089
2028 | 5 | 27 | 14 | 41.7031
2028 | 5 | 27 | 15 | 43.8445
2028 | 5 | 27 | 16 | 41.9357
2028 | 5 | 27 | 17 | 43.034
2028 | 5 | 27 | 18 | 52.802
2028 | 5 | 27 | 19 | 53.9394
2028 | 5 | 27 | 20 | 53.8547
2028 | 5 | 27 | 21 | 52.9839
2028 | 5 | 27 | 22 | 49.9381
2028 | 5 | 27 | 23 | 46.3395
2028 | 5 | 28 | 0 | 44.9447
2028 | 5 | 28 | 1 | 40.741
2028 | 5 | 28 | 2 | 39.7615
2028 | 5 | 28 | 3 | 39.3199
2028 | 5 | 28 | 4 | 39.3891
2028 | 5 | 28 | 5 | 39.7972
2028 | 5 | 28 | 6 | 39.204
2028 | 5 | 28 | 7 | 40.2062
2028 | 5 | 28 | 8 | 46.1163
2028 | 5 | 28 | 9 | 45.424
2028 | 5 | 28 | 10 | 39.6953
2028 | 5 | 28 | 11 | 33.9875
2028 | 5 | 28 | 12 | 37.726
2028 | 5 | 28 | 13 | 39.5106
2028 | 5 | 28 | 14 | 39.4492
2028 | 5 | 28 | 15 | 41.3117
2028 | 5 | 28 | 16 | 43.7544
2028 | 5 | 28 | 17 | 47.6833
2028 | 5 | 28 | 18 | 56.9446
2028 | 5 | 28 | 19 | 53.8114
2028 | 5 | 28 | 20 | 53.6421
2028 | 5 | 28 | 21 | 52.077
2028 | 5 | 28 | 22 | 48.2157
2028 | 5 | 28 | 23 | 44.2825
2028 | 5 | 29 | 0 | 42.5608
2028 | 5 | 29 | 1 | 41.6103
2028 | 5 | 29 | 2 | 41.329
2028 | 5 | 29 | 3 | 41.5241
2028 | 5 | 29 | 4 | 42.0867
2028 | 5 | 29 | 5 | 44.2508
2028 | 5 | 29 | 6 | 46.4011
2028 | 5 | 29 | 7 | 49.657
2028 | 5 | 29 | 8 | 55.638
2028 | 5 | 29 | 9 | 57.5279
2028 | 5 | 29 | 10 | 53.3845
2028 | 5 | 29 | 11 | 48.5125
2028 | 5 | 29 | 12 | 51.423
2028 | 5 | 29 | 13 | 52.671
2028 | 5 | 29 | 14 | 50.0228
2028 | 5 | 29 | 15 | 50.4813
2028 | 5 | 29 | 16 | 52.2235
2028 | 5 | 29 | 17 | 53.083
2028 | 5 | 29 | 18 | 53.8709
2028 | 5 | 29 | 19 | 55.4549
2028 | 5 | 29 | 20 | 56.7018
2028 | 5 | 29 | 21 | 55.9939
2028 | 5 | 29 | 22 | 51.8957
2028 | 5 | 29 | 23 | 47.152
2028 | 5 | 30 | 0 | 45.6582
2028 | 5 | 30 | 1 | 41.9738
2028 | 5 | 30 | 2 | 41.4423
2028 | 5 | 30 | 3 | 41.5784
2028 | 5 | 30 | 4 | 42.0776
2028 | 5 | 30 | 5 | 44.1177
2028 | 5 | 30 | 6 | 46.4511
2028 | 5 | 30 | 7 | 48.381
2028 | 5 | 30 | 8 | 50.0167
2028 | 5 | 30 | 9 | 51.2697
2028 | 5 | 30 | 10 | 51.6361
2028 | 5 | 30 | 11 | 49.97
2028 | 5 | 30 | 12 | 53.1346
2028 | 5 | 30 | 13 | 53.938
2028 | 5 | 30 | 14 | 52.8397
2028 | 5 | 30 | 15 | 52.214
2028 | 5 | 30 | 16 | 50.0349
2028 | 5 | 30 | 17 | 47.0604
2028 | 5 | 30 | 18 | 52.1721
2028 | 5 | 30 | 19 | 53.8026
2028 | 5 | 30 | 20 | 54.8142
2028 | 5 | 30 | 21 | 54.1964
2028 | 5 | 30 | 22 | 50.2414
2028 | 5 | 30 | 23 | 45.6221
2028 | 5 | 31 | 0 | 42.7454
2028 | 5 | 31 | 1 | 41.7479
2028 | 5 | 31 | 2 | 41.122
2028 | 5 | 31 | 3 | 41.0795
2028 | 5 | 31 | 4 | 41.5615
2028 | 5 | 31 | 5 | 43.4149
2028 | 5 | 31 | 6 | 45.7401
2028 | 5 | 31 | 7 | 46.8116
2028 | 5 | 31 | 8 | 46.2168
2028 | 5 | 31 | 9 | 46.7865
2028 | 5 | 31 | 10 | 49.5322
2028 | 5 | 31 | 11 | 49.9371
2028 | 5 | 31 | 12 | 49.907
2028 | 5 | 31 | 13 | 51.9789
2028 | 5 | 31 | 14 | 52.0138
2028 | 5 | 31 | 15 | 50.6968
2028 | 5 | 31 | 16 | 45.4766
2028 | 5 | 31 | 17 | 43.9517
2028 | 5 | 31 | 18 | 50.9839
2028 | 5 | 31 | 19 | 55.7087
2028 | 5 | 31 | 20 | 56.8177
2028 | 5 | 31 | 21 | 56.2762
2028 | 5 | 31 | 22 | 52.1177
2028 | 5 | 31 | 23 | 47.2422
2028 | 6 | 1 | 0 | 43.8628
2028 | 6 | 1 | 1 | 46.228
2028 | 6 | 1 | 2 | 45.4502
2028 | 6 | 1 | 3 | 45.3597
2028 | 6 | 1 | 4 | 45.823
2028 | 6 | 1 | 5 | 47.6446
2028 | 6 | 1 | 6 | 49.3289
2028 | 6 | 1 | 7 | 51.0002
2028 | 6 | 1 | 8 | 50.4314
2028 | 6 | 1 | 9 | 49.3618
2028 | 6 | 1 | 10 | 50.389
2028 | 6 | 1 | 11 | 49.5138
2028 | 6 | 1 | 12 | 50.7867
2028 | 6 | 1 | 13 | 53.0926
2028 | 6 | 1 | 14 | 53.0625
2028 | 6 | 1 | 15 | 51.8297
2028 | 6 | 1 | 16 | 49.8493
2028 | 6 | 1 | 17 | 49.9082
2028 | 6 | 1 | 18 | 58.9058
2028 | 6 | 1 | 19 | 61.0408
2028 | 6 | 1 | 20 | 61.9385
2028 | 6 | 1 | 21 | 61.2984
2028 | 6 | 1 | 22 | 57.6992
2028 | 6 | 1 | 23 | 52.5257
2028 | 6 | 2 | 0 | 48.9472
2028 | 6 | 2 | 1 | 45.4832
2028 | 6 | 2 | 2 | 44.5276
2028 | 6 | 2 | 3 | 44.1601
2028 | 6 | 2 | 4 | 44.4035
2028 | 6 | 2 | 5 | 46.0175
2028 | 6 | 2 | 6 | 49.242
2028 | 6 | 2 | 7 | 50.7558
2028 | 6 | 2 | 8 | 48.7961
2028 | 6 | 2 | 9 | 47.8552
2028 | 6 | 2 | 10 | 49.5682
2028 | 6 | 2 | 11 | 48.1853
2028 | 6 | 2 | 12 | 48.8946
2028 | 6 | 2 | 13 | 50.2859
2028 | 6 | 2 | 14 | 49.7194
2028 | 6 | 2 | 15 | 48.2868
2028 | 6 | 2 | 16 | 48.8181
2028 | 6 | 2 | 17 | 49.5458
2028 | 6 | 2 | 18 | 55.2201
2028 | 6 | 2 | 19 | 59.0339
2028 | 6 | 2 | 20 | 60.2254
2028 | 6 | 2 | 21 | 59.8598
2028 | 6 | 2 | 22 | 56.5901
2028 | 6 | 2 | 23 | 51.669
2028 | 6 | 3 | 0 | 48.169
2028 | 6 | 3 | 1 | 45.1886
2028 | 6 | 3 | 2 | 43.9245
2028 | 6 | 3 | 3 | 43.1822
2028 | 6 | 3 | 4 | 43.1432
2028 | 6 | 3 | 5 | 43.3588
2028 | 6 | 3 | 6 | 43.5906
2028 | 6 | 3 | 7 | 42.8961
2028 | 6 | 3 | 8 | 40.3921
2028 | 6 | 3 | 9 | 37.0187
2028 | 6 | 3 | 10 | 38.1111
2028 | 6 | 3 | 11 | 38.6685
2028 | 6 | 3 | 12 | 38.156
2028 | 6 | 3 | 13 | 38.7008
2028 | 6 | 3 | 14 | 38.5366
2028 | 6 | 3 | 15 | 38.3148
2028 | 6 | 3 | 16 | 37.8159
2028 | 6 | 3 | 17 | 41.3203
2028 | 6 | 3 | 18 | 50.4215
2028 | 6 | 3 | 19 | 55.0348
2028 | 6 | 3 | 20 | 55.6978
2028 | 6 | 3 | 21 | 54.8726
2028 | 6 | 3 | 22 | 51.8396
2028 | 6 | 3 | 23 | 47.8542
2028 | 6 | 4 | 0 | 46.5619
2028 | 6 | 4 | 1 | 45.1121
2028 | 6 | 4 | 2 | 43.7218
2028 | 6 | 4 | 3 | 42.9437
2028 | 6 | 4 | 4 | 42.8863
2028 | 6 | 4 | 5 | 42.9484
2028 | 6 | 4 | 6 | 41.6511
2028 | 6 | 4 | 7 | 40.0463
2028 | 6 | 4 | 8 | 38.3937
2028 | 6 | 4 | 9 | 35.3551
2028 | 6 | 4 | 10 | 37.2048
2028 | 6 | 4 | 11 | 39.2537
2028 | 6 | 4 | 12 | 43.5536
2028 | 6 | 4 | 13 | 43.9886
2028 | 6 | 4 | 14 | 43.1496
2028 | 6 | 4 | 15 | 43.5232
2028 | 6 | 4 | 16 | 45.7867
2028 | 6 | 4 | 17 | 50.9738
2028 | 6 | 4 | 18 | 61.5628
2028 | 6 | 4 | 19 | 60.9544
2028 | 6 | 4 | 20 | 60.4112
2028 | 6 | 4 | 21 | 58.8684
2028 | 6 | 4 | 22 | 55.0051
2028 | 6 | 4 | 23 | 50.3644
2028 | 6 | 5 | 0 | 48.4871
2028 | 6 | 5 | 1 | 47.0006
2028 | 6 | 5 | 2 | 46.2741
2028 | 6 | 5 | 3 | 46.1038
2028 | 6 | 5 | 4 | 46.4245
2028 | 6 | 5 | 5 | 48.1236
2028 | 6 | 5 | 6 | 50.4392
2028 | 6 | 5 | 7 | 53.4185
2028 | 6 | 5 | 8 | 56.3201
2028 | 6 | 5 | 9 | 56.1293
2028 | 6 | 5 | 10 | 55.5993
2028 | 6 | 5 | 11 | 53.4656
2028 | 6 | 5 | 12 | 55.1972
2028 | 6 | 5 | 13 | 56.1039
2028 | 6 | 5 | 14 | 55.7164
2028 | 6 | 5 | 15 | 55.1241
2028 | 6 | 5 | 16 | 56.6377
2028 | 6 | 5 | 17 | 57.9558
2028 | 6 | 5 | 18 | 59.7682
2028 | 6 | 5 | 19 | 61.5253
2028 | 6 | 5 | 20 | 60.9069
2028 | 6 | 5 | 21 | 59.5863
2028 | 6 | 5 | 22 | 55.9402
2028 | 6 | 5 | 23 | 51.4812
2028 | 6 | 6 | 0 | 53.1177
2028 | 6 | 6 | 1 | 49.4931
2028 | 6 | 6 | 2 | 48.36
2028 | 6 | 6 | 3 | 48.0981
2028 | 6 | 6 | 4 | 48.2475
2028 | 6 | 6 | 5 | 49.9167
2028 | 6 | 6 | 6 | 52.4793
2028 | 6 | 6 | 7 | 54.7386
2028 | 6 | 6 | 8 | 53.3086
2028 | 6 | 6 | 9 | 51.4369
2028 | 6 | 6 | 10 | 51.5202
2028 | 6 | 6 | 11 | 49.8396
2028 | 6 | 6 | 12 | 49.7243
2028 | 6 | 6 | 13 | 50.9232
2028 | 6 | 6 | 14 | 51.1791
2028 | 6 | 6 | 15 | 50.1521
2028 | 6 | 6 | 16 | 46.3415
2028 | 6 | 6 | 17 | 44.1872
2028 | 6 | 6 | 18 | 54.4418
2028 | 6 | 6 | 19 | 60.4891
2028 | 6 | 6 | 20 | 60.6883
2028 | 6 | 6 | 21 | 59.5964
2028 | 6 | 6 | 22 | 55.8264
2028 | 6 | 6 | 23 | 50.9269
2028 | 6 | 7 | 0 | 49.5314
2028 | 6 | 7 | 1 | 47.6787
2028 | 6 | 7 | 2 | 46.7205
2028 | 6 | 7 | 3 | 46.5057
2028 | 6 | 7 | 4 | 46.8152
2028 | 6 | 7 | 5 | 48.2447
2028 | 6 | 7 | 6 | 49.5746
2028 | 6 | 7 | 7 | 50.0604
2028 | 6 | 7 | 8 | 46.0901
2028 | 6 | 7 | 9 | 43.393
2028 | 6 | 7 | 10 | 46.1871
2028 | 6 | 7 | 11 | 47.7116
2028 | 6 | 7 | 12 | 50.3694
2028 | 6 | 7 | 13 | 52.8026
2028 | 6 | 7 | 14 | 52.5623
2028 | 6 | 7 | 15 | 50.8746
2028 | 6 | 7 | 16 | 48.4549
2028 | 6 | 7 | 17 | 50.2487
2028 | 6 | 7 | 18 | 59.9253
2028 | 6 | 7 | 19 | 64.3372
2028 | 6 | 7 | 20 | 64.9681
2028 | 6 | 7 | 21 | 64.1563
2028 | 6 | 7 | 22 | 59.9736
2028 | 6 | 7 | 23 | 54.5063
2028 | 6 | 8 | 0 | 50.6962
2028 | 6 | 8 | 1 | 51.1716
2028 | 6 | 8 | 2 | 50.0302
2028 | 6 | 8 | 3 | 49.5731
2028 | 6 | 8 | 4 | 49.7542
2028 | 6 | 8 | 5 | 51.2792
2028 | 6 | 8 | 6 | 53.3459
2028 | 6 | 8 | 7 | 55.1222
2028 | 6 | 8 | 8 | 54.4494
2028 | 6 | 8 | 9 | 53.5444
2028 | 6 | 8 | 10 | 55.2991
2028 | 6 | 8 | 11 | 54.8092
2028 | 6 | 8 | 12 | 55.8339
2028 | 6 | 8 | 13 | 57.6931
2028 | 6 | 8 | 14 | 57.1974
2028 | 6 | 8 | 15 | 56.6315
2028 | 6 | 8 | 16 | 58.3309
2028 | 6 | 8 | 17 | 63.224
2028 | 6 | 8 | 18 | 71.1159
2028 | 6 | 8 | 19 | 74.3835
2028 | 6 | 8 | 20 | 74.3689
2028 | 6 | 8 | 21 | 73.239
2028 | 6 | 8 | 22 | 68.7267
2028 | 6 | 8 | 23 | 62.2932
2028 | 6 | 9 | 0 | 56.0306
2028 | 6 | 9 | 1 | 57.5475
2028 | 6 | 9 | 2 | 55.7993
2028 | 6 | 9 | 3 | 54.9565
2028 | 6 | 9 | 4 | 54.8438
2028 | 6 | 9 | 5 | 56.0723
2028 | 6 | 9 | 6 | 58.2973
2028 | 6 | 9 | 7 | 60.8032
2028 | 6 | 9 | 8 | 59.1603
2028 | 6 | 9 | 9 | 55.986
2028 | 6 | 9 | 10 | 55.1292
2028 | 6 | 9 | 11 | 54.6345
2028 | 6 | 9 | 12 | 57.5819
2028 | 6 | 9 | 13 | 59.1296
2028 | 6 | 9 | 14 | 58.254
2028 | 6 | 9 | 15 | 57.9047
2028 | 6 | 9 | 16 | 63.649
2028 | 6 | 9 | 17 | 71.5452
2028 | 6 | 9 | 18 | 77.9404
2028 | 6 | 9 | 19 | 78.4026
2028 | 6 | 9 | 20 | 77.4455
2028 | 6 | 9 | 21 | 75.8998
2028 | 6 | 9 | 22 | 71.4974
2028 | 6 | 9 | 23 | 65.0749
2028 | 6 | 10 | 0 | 61.8001
2028 | 6 | 10 | 1 | 59.9146
2028 | 6 | 10 | 2 | 57.4891
2028 | 6 | 10 | 3 | 55.9219
2028 | 6 | 10 | 4 | 55.0593
2028 | 6 | 10 | 5 | 54.7795
2028 | 6 | 10 | 6 | 55.9972
2028 | 6 | 10 | 7 | 58.94
2028 | 6 | 10 | 8 | 64.2222
2028 | 6 | 10 | 9 | 66.691
2028 | 6 | 10 | 10 | 62.9405
2028 | 6 | 10 | 11 | 56.9554
2028 | 6 | 10 | 12 | 58.0747
2028 | 6 | 10 | 13 | 58.3958
2028 | 6 | 10 | 14 | 59.1895
2028 | 6 | 10 | 15 | 60.2705
2028 | 6 | 10 | 16 | 67.9086
2028 | 6 | 10 | 17 | 76.1317
2028 | 6 | 10 | 18 | 80.8088
2028 | 6 | 10 | 19 | 76.2631
2028 | 6 | 10 | 20 | 73.1099
2028 | 6 | 10 | 21 | 70.6966
2028 | 6 | 10 | 22 | 66.6726
2028 | 6 | 10 | 23 | 61.6201
2028 | 6 | 11 | 0 | 61.9595
2028 | 6 | 11 | 1 | 55.6082
2028 | 6 | 11 | 2 | 53.3389
2028 | 6 | 11 | 3 | 51.8969
2028 | 6 | 11 | 4 | 51.1218
2028 | 6 | 11 | 5 | 50.9199
2028 | 6 | 11 | 6 | 50.2203
2028 | 6 | 11 | 7 | 48.8382
2028 | 6 | 11 | 8 | 46.6065
2028 | 6 | 11 | 9 | 45.0357
2028 | 6 | 11 | 10 | 44.9264
2028 | 6 | 11 | 11 | 44.9871
2028 | 6 | 11 | 12 | 47.6802
2028 | 6 | 11 | 13 | 49.3383
2028 | 6 | 11 | 14 | 47.708
2028 | 6 | 11 | 15 | 45.1358
2028 | 6 | 11 | 16 | 44.1419
2028 | 6 | 11 | 17 | 50.3519
2028 | 6 | 11 | 18 | 61.8206
2028 | 6 | 11 | 19 | 64.9337
2028 | 6 | 11 | 20 | 64.1676
2028 | 6 | 11 | 21 | 62.3093
2028 | 6 | 11 | 22 | 58.0103
2028 | 6 | 11 | 23 | 52.9492
2028 | 6 | 12 | 0 | 48.1141
2028 | 6 | 12 | 1 | 47.4343
2028 | 6 | 12 | 2 | 46.7072
2028 | 6 | 12 | 3 | 46.5486
2028 | 6 | 12 | 4 | 46.9241
2028 | 6 | 12 | 5 | 48.3008
2028 | 6 | 12 | 6 | 49.7304
2028 | 6 | 12 | 7 | 50.9641
2028 | 6 | 12 | 8 | 50.6392
2028 | 6 | 12 | 9 | 50.2994
2028 | 6 | 12 | 10 | 52.7243
2028 | 6 | 12 | 11 | 53.239
2028 | 6 | 12 | 12 | 51.5611
2028 | 6 | 12 | 13 | 54.4471
2028 | 6 | 12 | 14 | 54.5137
2028 | 6 | 12 | 15 | 53.8562
2028 | 6 | 12 | 16 | 51.3725
2028 | 6 | 12 | 17 | 53.9173
2028 | 6 | 12 | 18 | 63.2033
2028 | 6 | 12 | 19 | 67.7493
2028 | 6 | 12 | 20 | 67.4343
2028 | 6 | 12 | 21 | 65.9572
2028 | 6 | 12 | 22 | 61.6034
2028 | 6 | 12 | 23 | 56.0899
2028 | 6 | 13 | 0 | 51.4835
2028 | 6 | 13 | 1 | 48.9091
2028 | 6 | 13 | 2 | 47.9992
2028 | 6 | 13 | 3 | 47.5384
2028 | 6 | 13 | 4 | 47.8387
2028 | 6 | 13 | 5 | 49.3988
2028 | 6 | 13 | 6 | 51.3342
2028 | 6 | 13 | 7 | 52.3302
2028 | 6 | 13 | 8 | 48.0798
2028 | 6 | 13 | 9 | 46.3289
2028 | 6 | 13 | 10 | 50.2529
2028 | 6 | 13 | 11 | 51.2435
2028 | 6 | 13 | 12 | 53.9567
2028 | 6 | 13 | 13 | 55.2541
2028 | 6 | 13 | 14 | 55.0543
2028 | 6 | 13 | 15 | 54.8687
2028 | 6 | 13 | 16 | 53.9134
2028 | 6 | 13 | 17 | 54.1067
2028 | 6 | 13 | 18 | 55.2853
2028 | 6 | 13 | 19 | 60.7041
2028 | 6 | 13 | 20 | 61.8048
2028 | 6 | 13 | 21 | 61.2266
2028 | 6 | 13 | 22 | 57.6053
2028 | 6 | 13 | 23 | 52.5436
2028 | 6 | 14 | 0 | 51.5513
2028 | 6 | 14 | 1 | 45.3326
2028 | 6 | 14 | 2 | 44.5381
2028 | 6 | 14 | 3 | 44.3554
2028 | 6 | 14 | 4 | 44.7612
2028 | 6 | 14 | 5 | 46.345
2028 | 6 | 14 | 6 | 49.3976
2028 | 6 | 14 | 7 | 50.2987
2028 | 6 | 14 | 8 | 47.403
2028 | 6 | 14 | 9 | 46.6679
2028 | 6 | 14 | 10 | 49.819
2028 | 6 | 14 | 11 | 49.4565
2028 | 6 | 14 | 12 | 51.1847
2028 | 6 | 14 | 13 | 52.9738
2028 | 6 | 14 | 14 | 52.7489
2028 | 6 | 14 | 15 | 51.3056
2028 | 6 | 14 | 16 | 50.5805
2028 | 6 | 14 | 17 | 51.1753
2028 | 6 | 14 | 18 | 59.7592
2028 | 6 | 14 | 19 | 60.5376
2028 | 6 | 14 | 20 | 61.1495
2028 | 6 | 14 | 21 | 60.0634
2028 | 6 | 14 | 22 | 56.018
2028 | 6 | 14 | 23 | 51.0571
2028 | 6 | 15 | 0 | 48.8682
2028 | 6 | 15 | 1 | 44.6765
2028 | 6 | 15 | 2 | 43.9895
2028 | 6 | 15 | 3 | 43.8751
2028 | 6 | 15 | 4 | 44.2319
2028 | 6 | 15 | 5 | 46.0361
2028 | 6 | 15 | 6 | 48.33
2028 | 6 | 15 | 7 | 50.609
2028 | 6 | 15 | 8 | 53.3718
2028 | 6 | 15 | 9 | 54.8152
2028 | 6 | 15 | 10 | 54.7875
2028 | 6 | 15 | 11 | 51.6088
2028 | 6 | 15 | 12 | 54.3073
2028 | 6 | 15 | 13 | 55.3886
2028 | 6 | 15 | 14 | 54.5199
2028 | 6 | 15 | 15 | 53.1367
2028 | 6 | 15 | 16 | 54.1294
2028 | 6 | 15 | 17 | 53.5007
2028 | 6 | 15 | 18 | 60.519
2028 | 6 | 15 | 19 | 58.0277
2028 | 6 | 15 | 20 | 58.5843
2028 | 6 | 15 | 21 | 57.8871
2028 | 6 | 15 | 22 | 54.432
2028 | 6 | 15 | 23 | 49.7079
2028 | 6 | 16 | 0 | 47.1468
2028 | 6 | 16 | 1 | 45.4307
2028 | 6 | 16 | 2 | 44.5923
2028 | 6 | 16 | 3 | 44.3377
2028 | 6 | 16 | 4 | 44.6311
2028 | 6 | 16 | 5 | 46.2985
2028 | 6 | 16 | 6 | 48.3374
2028 | 6 | 16 | 7 | 50.7315
2028 | 6 | 16 | 8 | 52.9251
2028 | 6 | 16 | 9 | 53.2282
2028 | 6 | 16 | 10 | 51.8885
2028 | 6 | 16 | 11 | 49.1662
2028 | 6 | 16 | 12 | 51.9449
2028 | 6 | 16 | 13 | 53.2036
2028 | 6 | 16 | 14 | 51.9746
2028 | 6 | 16 | 15 | 50.0966
2028 | 6 | 16 | 16 | 50.6097
2028 | 6 | 16 | 17 | 50.2218
2028 | 6 | 16 | 18 | 55.6404
2028 | 6 | 16 | 19 | 54.674
2028 | 6 | 16 | 20 | 54.9765
2028 | 6 | 16 | 21 | 54.4667
2028 | 6 | 16 | 22 | 51.6586
2028 | 6 | 16 | 23 | 47.3947
2028 | 6 | 17 | 0 | 46.6774
2028 | 6 | 17 | 1 | 46.101
2028 | 6 | 17 | 2 | 44.6706
2028 | 6 | 17 | 3 | 43.8122
2028 | 6 | 17 | 4 | 43.6416
2028 | 6 | 17 | 5 | 43.7283
2028 | 6 | 17 | 6 | 43.1865
2028 | 6 | 17 | 7 | 42.3868
2028 | 6 | 17 | 8 | 39.742
2028 | 6 | 17 | 9 | 36.6152
2028 | 6 | 17 | 10 | 37.9927
2028 | 6 | 17 | 11 | 38.5515
2028 | 6 | 17 | 12 | 40.8632
2028 | 6 | 17 | 13 | 41.131
2028 | 6 | 17 | 14 | 40.4832
2028 | 6 | 17 | 15 | 40.1426
2028 | 6 | 17 | 16 | 39.8774
2028 | 6 | 17 | 17 | 43.4325
2028 | 6 | 17 | 18 | 49.6268
2028 | 6 | 17 | 19 | 54.7398
2028 | 6 | 17 | 20 | 55.457
2028 | 6 | 17 | 21 | 54.5868
2028 | 6 | 17 | 22 | 51.475
2028 | 6 | 17 | 23 | 47.4694
2028 | 6 | 18 | 0 | 46.8741
2028 | 6 | 18 | 1 | 43.6966
2028 | 6 | 18 | 2 | 42.3429
2028 | 6 | 18 | 3 | 41.5754
2028 | 6 | 18 | 4 | 41.5247
2028 | 6 | 18 | 5 | 41.5634
2028 | 6 | 18 | 6 | 41.848
2028 | 6 | 18 | 7 | 40.9854
2028 | 6 | 18 | 8 | 41.7825
2028 | 6 | 18 | 9 | 41.2606
2028 | 6 | 18 | 10 | 41.5773
2028 | 6 | 18 | 11 | 40.7304
2028 | 6 | 18 | 12 | 42.4935
2028 | 6 | 18 | 13 | 42.7491
2028 | 6 | 18 | 14 | 42.1001
2028 | 6 | 18 | 15 | 42.6584
2028 | 6 | 18 | 16 | 45.1795
2028 | 6 | 18 | 17 | 50.4015
2028 | 6 | 18 | 18 | 55.467
2028 | 6 | 18 | 19 | 57.7185
2028 | 6 | 18 | 20 | 58.277
2028 | 6 | 18 | 21 | 56.8215
2028 | 6 | 18 | 22 | 52.9751
2028 | 6 | 18 | 23 | 48.5159
2028 | 6 | 19 | 0 | 45.6093
2028 | 6 | 19 | 1 | 43.5208
2028 | 6 | 19 | 2 | 43.0569
2028 | 6 | 19 | 3 | 43.0432
2028 | 6 | 19 | 4 | 43.5263
2028 | 6 | 19 | 5 | 45.2712
2028 | 6 | 19 | 6 | 47.6792
2028 | 6 | 19 | 7 | 50.6058
2028 | 6 | 19 | 8 | 54.3107
2028 | 6 | 19 | 9 | 55.1514
2028 | 6 | 19 | 10 | 54.6446
2028 | 6 | 19 | 11 | 52.0729
2028 | 6 | 19 | 12 | 54.7431
2028 | 6 | 19 | 13 | 55.929
2028 | 6 | 19 | 14 | 54.9317
2028 | 6 | 19 | 15 | 54.0144
2028 | 6 | 19 | 16 | 56.0487
2028 | 6 | 19 | 17 | 57.0821
2028 | 6 | 19 | 18 | 65.9525
2028 | 6 | 19 | 19 | 63.7704
2028 | 6 | 19 | 20 | 63.7247
2028 | 6 | 19 | 21 | 62.2831
2028 | 6 | 19 | 22 | 58.0272
2028 | 6 | 19 | 23 | 52.8163
2028 | 6 | 20 | 0 | 50.276
2028 | 6 | 20 | 1 | 52.6557
2028 | 6 | 20 | 2 | 51.398
2028 | 6 | 20 | 3 | 50.9813
2028 | 6 | 20 | 4 | 51.1089
2028 | 6 | 20 | 5 | 52.5709
2028 | 6 | 20 | 6 | 55.3315
2028 | 6 | 20 | 7 | 58.4599
2028 | 6 | 20 | 8 | 59.481
2028 | 6 | 20 | 9 | 57.9766
2028 | 6 | 20 | 10 | 56.7473
2028 | 6 | 20 | 11 | 54.5133
2028 | 6 | 20 | 12 | 54.2559
2028 | 6 | 20 | 13 | 55.8891
2028 | 6 | 20 | 14 | 55.7546
2028 | 6 | 20 | 15 | 55.8461
2028 | 6 | 20 | 16 | 58.0432
2028 | 6 | 20 | 17 | 63.4928
2028 | 6 | 20 | 18 | 71.1898
2028 | 6 | 20 | 19 | 75.4677
2028 | 6 | 20 | 20 | 74.8587
2028 | 6 | 20 | 21 | 73.0395
2028 | 6 | 20 | 22 | 68.0702
2028 | 6 | 20 | 23 | 61.6914
2028 | 6 | 21 | 0 | 57.498
2028 | 6 | 21 | 1 | 59.1903
2028 | 6 | 21 | 2 | 57.3661
2028 | 6 | 21 | 3 | 56.5583
2028 | 6 | 21 | 4 | 56.4058
2028 | 6 | 21 | 5 | 57.611
2028 | 6 | 21 | 6 | 59.3453
2028 | 6 | 21 | 7 | 61.5004
2028 | 6 | 21 | 8 | 58.7238
2028 | 6 | 21 | 9 | 54.2749
2028 | 6 | 21 | 10 | 53.1954
2028 | 6 | 21 | 11 | 53.5151
2028 | 6 | 21 | 12 | 56.0791
2028 | 6 | 21 | 13 | 58.24
2028 | 6 | 21 | 14 | 58.4606
2028 | 6 | 21 | 15 | 58.2162
2028 | 6 | 21 | 16 | 61.7792
2028 | 6 | 21 | 17 | 70.8594
2028 | 6 | 21 | 18 | 78.4186
2028 | 6 | 21 | 19 | 82.0475
2028 | 6 | 21 | 20 | 81.1108
2028 | 6 | 21 | 21 | 79.0889
2028 | 6 | 21 | 22 | 73.6918
2028 | 6 | 21 | 23 | 66.8461
2028 | 6 | 22 | 0 | 62.9652
2028 | 6 | 22 | 1 | 65.4476
2028 | 6 | 22 | 2 | 63.1833
2028 | 6 | 22 | 3 | 62.0954
2028 | 6 | 22 | 4 | 61.7308
2028 | 6 | 22 | 5 | 62.7337
2028 | 6 | 22 | 6 | 65.3535
2028 | 6 | 22 | 7 | 68.7821
2028 | 6 | 22 | 8 | 68.5746
2028 | 6 | 22 | 9 | 65.4443
2028 | 6 | 22 | 10 | 62.2541
2028 | 6 | 22 | 11 | 60.2306
2028 | 6 | 22 | 12 | 61.1562
2028 | 6 | 22 | 13 | 63.179
2028 | 6 | 22 | 14 | 64.0058
2028 | 6 | 22 | 15 | 65.2207
2028 | 6 | 22 | 16 | 72.1786
2028 | 6 | 22 | 17 | 83.6844
2028 | 6 | 22 | 18 | 90.0417
2028 | 6 | 22 | 19 | 91.4929
2028 | 6 | 22 | 20 | 89.7453
2028 | 6 | 22 | 21 | 87.3905
2028 | 6 | 22 | 22 | 81.8755
2028 | 6 | 22 | 23 | 74.5102
2028 | 6 | 23 | 0 | 69.7704
2028 | 6 | 23 | 1 | 69.6193
2028 | 6 | 23 | 2 | 66.9483
2028 | 6 | 23 | 3 | 65.4223
2028 | 6 | 23 | 4 | 64.8321
2028 | 6 | 23 | 5 | 65.6187
2028 | 6 | 23 | 6 | 67.8534
2028 | 6 | 23 | 7 | 70.917
2028 | 6 | 23 | 8 | 68.0989
2028 | 6 | 23 | 9 | 62.7778
2028 | 6 | 23 | 10 | 59.18
2028 | 6 | 23 | 11 | 58.9961
2028 | 6 | 23 | 12 | 60.3662
2028 | 6 | 23 | 13 | 62.5271
2028 | 6 | 23 | 14 | 63.2122
2028 | 6 | 23 | 15 | 64.1368
2028 | 6 | 23 | 16 | 69.971
2028 | 6 | 23 | 17 | 82.1574
2028 | 6 | 23 | 18 | 90.4749
2028 | 6 | 23 | 19 | 95.1001
2028 | 6 | 23 | 20 | 92.532
2028 | 6 | 23 | 21 | 89.744
2028 | 6 | 23 | 22 | 84.1187
2028 | 6 | 23 | 23 | 76.3233
2028 | 6 | 24 | 0 | 70.4628
2028 | 6 | 24 | 1 | 68.1434
2028 | 6 | 24 | 2 | 65.2336
2028 | 6 | 24 | 3 | 63.2603
2028 | 6 | 24 | 4 | 62.2406
2028 | 6 | 24 | 5 | 61.9676
2028 | 6 | 24 | 6 | 63.1987
2028 | 6 | 24 | 7 | 65.3802
2028 | 6 | 24 | 8 | 65.4869
2028 | 6 | 24 | 9 | 65.4129
2028 | 6 | 24 | 10 | 62.4228
2028 | 6 | 24 | 11 | 61.2072
2028 | 6 | 24 | 12 | 60.9885
2028 | 6 | 24 | 13 | 62.194
2028 | 6 | 24 | 14 | 63.7603
2028 | 6 | 24 | 15 | 65.4471
2028 | 6 | 24 | 16 | 71.5121
2028 | 6 | 24 | 17 | 83.0037
2028 | 6 | 24 | 18 | 90.2855
2028 | 6 | 24 | 19 | 94.1033
2028 | 6 | 24 | 20 | 90.7854
2028 | 6 | 24 | 21 | 87.9566
2028 | 6 | 24 | 22 | 82.4856
2028 | 6 | 24 | 23 | 75.2693
2028 | 6 | 25 | 0 | 69.7946
2028 | 6 | 25 | 1 | 64.1453
2028 | 6 | 25 | 2 | 61.4559
2028 | 6 | 25 | 3 | 59.6668
2028 | 6 | 25 | 4 | 58.7869
2028 | 6 | 25 | 5 | 58.5658
2028 | 6 | 25 | 6 | 58.5472
2028 | 6 | 25 | 7 | 58.311
2028 | 6 | 25 | 8 | 54.8562
2028 | 6 | 25 | 9 | 52.5746
2028 | 6 | 25 | 10 | 51.2653
2028 | 6 | 25 | 11 | 53.0616
2028 | 6 | 25 | 12 | 53.1575
2028 | 6 | 25 | 13 | 55.663
2028 | 6 | 25 | 14 | 56.7903
2028 | 6 | 25 | 15 | 57.9645
2028 | 6 | 25 | 16 | 58.1718
2028 | 6 | 25 | 17 | 68.0001
2028 | 6 | 25 | 18 | 80.3652
2028 | 6 | 25 | 19 | 86.0428
2028 | 6 | 25 | 20 | 83.7254
2028 | 6 | 25 | 21 | 81.0166
2028 | 6 | 25 | 22 | 75.2805
2028 | 6 | 25 | 23 | 68.3428
2028 | 6 | 26 | 0 | 62.6743
2028 | 6 | 26 | 1 | 60.4747
2028 | 6 | 26 | 2 | 58.7647
2028 | 6 | 26 | 3 | 57.8544
2028 | 6 | 26 | 4 | 57.7884
2028 | 6 | 26 | 5 | 58.7449
2028 | 6 | 26 | 6 | 60.7296
2028 | 6 | 26 | 7 | 62.7038
2028 | 6 | 26 | 8 | 59.1395
2028 | 6 | 26 | 9 | 54.9481
2028 | 6 | 26 | 10 | 55.969
2028 | 6 | 26 | 11 | 58.0445
2028 | 6 | 26 | 12 | 57.2833
2028 | 6 | 26 | 13 | 60.5019
2028 | 6 | 26 | 14 | 61.5431
2028 | 6 | 26 | 15 | 62.5661
2028 | 6 | 26 | 16 | 63.9159
2028 | 6 | 26 | 17 | 74.1523
2028 | 6 | 26 | 18 | 84.8059
2028 | 6 | 26 | 19 | 89.9451
2028 | 6 | 26 | 20 | 87.7756
2028 | 6 | 26 | 21 | 84.8212
2028 | 6 | 26 | 22 | 78.8692
2028 | 6 | 26 | 23 | 71.4423
2028 | 6 | 27 | 0 | 65.9948
2028 | 6 | 27 | 1 | 64.7873
2028 | 6 | 27 | 2 | 62.6546
2028 | 6 | 27 | 3 | 61.4816
2028 | 6 | 27 | 4 | 61.1879
2028 | 6 | 27 | 5 | 62.1404
2028 | 6 | 27 | 6 | 64.2768
2028 | 6 | 27 | 7 | 66.7984
2028 | 6 | 27 | 8 | 63.8625
2028 | 6 | 27 | 9 | 59.6016
2028 | 6 | 27 | 10 | 59.2374
2028 | 6 | 27 | 11 | 60.0444
2028 | 6 | 27 | 12 | 62.8435
2028 | 6 | 27 | 13 | 64.5455
2028 | 6 | 27 | 14 | 64.9976
2028 | 6 | 27 | 15 | 66.5756
2028 | 6 | 27 | 16 | 71.7889
2028 | 6 | 27 | 17 | 80.6134
2028 | 6 | 27 | 18 | 91.1359
2028 | 6 | 27 | 19 | 88.7897
2028 | 6 | 27 | 20 | 86.5413
2028 | 6 | 27 | 21 | 83.6756
2028 | 6 | 27 | 22 | 78.2406
2028 | 6 | 27 | 23 | 71.2111
2028 | 6 | 28 | 0 | 67.8906
2028 | 6 | 28 | 1 | 56.6437
2028 | 6 | 28 | 2 | 54.9465
2028 | 6 | 28 | 3 | 54.1058
2028 | 6 | 28 | 4 | 53.8758
2028 | 6 | 28 | 5 | 55.2246
2028 | 6 | 28 | 6 | 57.5867
2028 | 6 | 28 | 7 | 58.9907
2028 | 6 | 28 | 8 | 55.9983
2028 | 6 | 28 | 9 | 53.441
2028 | 6 | 28 | 10 | 53.6902
2028 | 6 | 28 | 11 | 53.2865
2028 | 6 | 28 | 12 | 51.9266
2028 | 6 | 28 | 13 | 53.7578
2028 | 6 | 28 | 14 | 54.692
2028 | 6 | 28 | 15 | 53.3295
2028 | 6 | 28 | 16 | 48.6911
2028 | 6 | 28 | 17 | 49.3587
2028 | 6 | 28 | 18 | 59.449
2028 | 6 | 28 | 19 | 65.4906
2028 | 6 | 28 | 20 | 64.9171
2028 | 6 | 28 | 21 | 63.5233
2028 | 6 | 28 | 22 | 59.5758
2028 | 6 | 28 | 23 | 54.5155
2028 | 6 | 29 | 0 | 51.6552
2028 | 6 | 29 | 1 | 51.1833
2028 | 6 | 29 | 2 | 50.0041
2028 | 6 | 29 | 3 | 49.6264
2028 | 6 | 29 | 4 | 49.8767
2028 | 6 | 29 | 5 | 51.1166
2028 | 6 | 29 | 6 | 52.4506
2028 | 6 | 29 | 7 | 52.7937
2028 | 6 | 29 | 8 | 47.8151
2028 | 6 | 29 | 9 | 45.166
2028 | 6 | 29 | 10 | 48.684
2028 | 6 | 29 | 11 | 50.7311
2028 | 6 | 29 | 12 | 51.8116
2028 | 6 | 29 | 13 | 54.8317
2028 | 6 | 29 | 14 | 55.5214
2028 | 6 | 29 | 15 | 54.8564
2028 | 6 | 29 | 16 | 51.2079
2028 | 6 | 29 | 17 | 53.7332
2028 | 6 | 29 | 18 | 64.9368
2028 | 6 | 29 | 19 | 70.684
2028 | 6 | 29 | 20 | 70.498
2028 | 6 | 29 | 21 | 69.2034
2028 | 6 | 29 | 22 | 64.752
2028 | 6 | 29 | 23 | 58.7446
2028 | 6 | 30 | 0 | 54.5335
2028 | 6 | 30 | 1 | 53.8532
2028 | 6 | 30 | 2 | 52.4885
2028 | 6 | 30 | 3 | 51.7024
2028 | 6 | 30 | 4 | 51.7627
2028 | 6 | 30 | 5 | 53.1056
2028 | 6 | 30 | 6 | 54.674
2028 | 6 | 30 | 7 | 56.1589
2028 | 6 | 30 | 8 | 52.4762
2028 | 6 | 30 | 9 | 49.5218
2028 | 6 | 30 | 10 | 52.0673
2028 | 6 | 30 | 11 | 53.7387
2028 | 6 | 30 | 12 | 55.3096
2028 | 6 | 30 | 13 | 57.4171
2028 | 6 | 30 | 14 | 56.8262
2028 | 6 | 30 | 15 | 55.9455
2028 | 6 | 30 | 16 | 54.6441
2028 | 6 | 30 | 17 | 59.2555
2028 | 6 | 30 | 18 | 68.9615
2028 | 6 | 30 | 19 | 74.6838
2028 | 6 | 30 | 20 | 73.7234
2028 | 6 | 30 | 21 | 72.2637
2028 | 6 | 30 | 22 | 67.9879
2028 | 6 | 30 | 23 | 61.5195
2028 | 7 | 1 | 0 | 57.4485
2028 | 7 | 1 | 1 | 55.7025
2028 | 7 | 1 | 2 | 53.2141
2028 | 7 | 1 | 3 | 51.7507
2028 | 7 | 1 | 4 | 51.0364
2028 | 7 | 1 | 5 | 50.7577
2028 | 7 | 1 | 6 | 50.4589
2028 | 7 | 1 | 7 | 50.3952
2028 | 7 | 1 | 8 | 51.0134
2028 | 7 | 1 | 9 | 49.703
2028 | 7 | 1 | 10 | 47.7064
2028 | 7 | 1 | 11 | 50.3725
2028 | 7 | 1 | 12 | 50.2013
2028 | 7 | 1 | 13 | 49.3091
2028 | 7 | 1 | 14 | 50.199
2028 | 7 | 1 | 15 | 51.9085
2028 | 7 | 1 | 16 | 56.5743
2028 | 7 | 1 | 17 | 67.4489
2028 | 7 | 1 | 18 | 83.3886
2028 | 7 | 1 | 19 | 81.7458
2028 | 7 | 1 | 20 | 75.8321
2028 | 7 | 1 | 21 | 75.8672
2028 | 7 | 1 | 22 | 72.1222
2028 | 7 | 1 | 23 | 67.8638
2028 | 7 | 2 | 0 | 62.7267
2028 | 7 | 2 | 1 | 53.7501
2028 | 7 | 2 | 2 | 51.3105
2028 | 7 | 2 | 3 | 49.7636
2028 | 7 | 2 | 4 | 49.0096
2028 | 7 | 2 | 5 | 48.5588
2028 | 7 | 2 | 6 | 48.2273
2028 | 7 | 2 | 7 | 48.2259
2028 | 7 | 2 | 8 | 48.4955
2028 | 7 | 2 | 9 | 45.7804
2028 | 7 | 2 | 10 | 44.3436
2028 | 7 | 2 | 11 | 41.853
2028 | 7 | 2 | 12 | 44.3674
2028 | 7 | 2 | 13 | 45.5176
2028 | 7 | 2 | 14 | 45.7296
2028 | 7 | 2 | 15 | 46.0005
2028 | 7 | 2 | 16 | 48.7325
2028 | 7 | 2 | 17 | 59.2276
2028 | 7 | 2 | 18 | 69.1333
2028 | 7 | 2 | 19 | 72.0354
2028 | 7 | 2 | 20 | 69.838
2028 | 7 | 2 | 21 | 67.8305
2028 | 7 | 2 | 22 | 62.8842
2028 | 7 | 2 | 23 | 57.0986
2028 | 7 | 3 | 0 | 54.6605
2028 | 7 | 3 | 1 | 49.8301
2028 | 7 | 3 | 2 | 48.078
2028 | 7 | 3 | 3 | 46.9818
2028 | 7 | 3 | 4 | 46.3981
2028 | 7 | 3 | 5 | 46.5366
2028 | 7 | 3 | 6 | 46.925
2028 | 7 | 3 | 7 | 48.6237
2028 | 7 | 3 | 8 | 47.4778
2028 | 7 | 3 | 9 | 44.5108
2028 | 7 | 3 | 10 | 44.2103
2028 | 7 | 3 | 11 | 44.3742
2028 | 7 | 3 | 12 | 43.6296
2028 | 7 | 3 | 13 | 47.0939
2028 | 7 | 3 | 14 | 42.6449
2028 | 7 | 3 | 15 | 40.1968
2028 | 7 | 3 | 16 | 41.8538
2028 | 7 | 3 | 17 | 51.0832
2028 | 7 | 3 | 18 | 64.5091
2028 | 7 | 3 | 19 | 72.2327
2028 | 7 | 3 | 20 | 72.2599
2028 | 7 | 3 | 21 | 68.4024
2028 | 7 | 3 | 22 | 62.6567
2028 | 7 | 3 | 23 | 55.4975
2028 | 7 | 4 | 0 | 50.3216
2028 | 7 | 4 | 1 | 52.1108
2028 | 7 | 4 | 2 | 50.3624
2028 | 7 | 4 | 3 | 49.4883
2028 | 7 | 4 | 4 | 49.4323
2028 | 7 | 4 | 5 | 50.2607
2028 | 7 | 4 | 6 | 51.961
2028 | 7 | 4 | 7 | 54.1259
2028 | 7 | 4 | 8 | 52.7871
2028 | 7 | 4 | 9 | 46.8879
2028 | 7 | 4 | 10 | 45.7534
2028 | 7 | 4 | 11 | 45.6621
2028 | 7 | 4 | 12 | 49.9245
2028 | 7 | 4 | 13 | 51.1788
2028 | 7 | 4 | 14 | 50.9081
2028 | 7 | 4 | 15 | 51.8068
2028 | 7 | 4 | 16 | 56.472
2028 | 7 | 4 | 17 | 64.3748
2028 | 7 | 4 | 18 | 76.1989
2028 | 7 | 4 | 19 | 76.0615
2028 | 7 | 4 | 20 | 75.3095
2028 | 7 | 4 | 21 | 73.2904
2028 | 7 | 4 | 22 | 68.3234
2028 | 7 | 4 | 23 | 61.5193
2028 | 7 | 5 | 0 | 58.1403
2028 | 7 | 5 | 1 | 54.5789
2028 | 7 | 5 | 2 | 52.673
2028 | 7 | 5 | 3 | 51.5705
2028 | 7 | 5 | 4 | 51.38
2028 | 7 | 5 | 5 | 52.1945
2028 | 7 | 5 | 6 | 54.5327
2028 | 7 | 5 | 7 | 57.1633
2028 | 7 | 5 | 8 | 57.7657
2028 | 7 | 5 | 9 | 52.5111
2028 | 7 | 5 | 10 | 50.1409
2028 | 7 | 5 | 11 | 48.9183
2028 | 7 | 5 | 12 | 52.7309
2028 | 7 | 5 | 13 | 53.9661
2028 | 7 | 5 | 14 | 53.6709
2028 | 7 | 5 | 15 | 54.0638
2028 | 7 | 5 | 16 | 60.2753
2028 | 7 | 5 | 17 | 70.5062
2028 | 7 | 5 | 18 | 80.1489
2028 | 7 | 5 | 19 | 80.9312
2028 | 7 | 5 | 20 | 79.9752
2028 | 7 | 5 | 21 | 77.8782
2028 | 7 | 5 | 22 | 72.509
2028 | 7 | 5 | 23 | 65.2189
2028 | 7 | 6 | 0 | 59.9917
2028 | 7 | 6 | 1 | 56.3297
2028 | 7 | 6 | 2 | 54.1756
2028 | 7 | 6 | 3 | 52.9997
2028 | 7 | 6 | 4 | 52.7007
2028 | 7 | 6 | 5 | 53.5624
2028 | 7 | 6 | 6 | 56.0662
2028 | 7 | 6 | 7 | 60.106
2028 | 7 | 6 | 8 | 64.7102
2028 | 7 | 6 | 9 | 61.1904
2028 | 7 | 6 | 10 | 54.6241
2028 | 7 | 6 | 11 | 49.8926
2028 | 7 | 6 | 12 | 52.0992
2028 | 7 | 6 | 13 | 53.1823
2028 | 7 | 6 | 14 | 53.403
2028 | 7 | 6 | 15 | 54.3332
2028 | 7 | 6 | 16 | 62.1493
2028 | 7 | 6 | 17 | 72.9843
2028 | 7 | 6 | 18 | 81.4394
2028 | 7 | 6 | 19 | 81.5967
2028 | 7 | 6 | 20 | 80.5676
2028 | 7 | 6 | 21 | 78.468
2028 | 7 | 6 | 22 | 73.2609
2028 | 7 | 6 | 23 | 65.9972
2028 | 7 | 7 | 0 | 61.2206
2028 | 7 | 7 | 1 | 58.8953
2028 | 7 | 7 | 2 | 56.4955
2028 | 7 | 7 | 3 | 55.1131
2028 | 7 | 7 | 4 | 54.7376
2028 | 7 | 7 | 5 | 55.3016
2028 | 7 | 7 | 6 | 57.6051
2028 | 7 | 7 | 7 | 60.8069
2028 | 7 | 7 | 8 | 60.991
2028 | 7 | 7 | 9 | 54.7748
2028 | 7 | 7 | 10 | 49.9801
2028 | 7 | 7 | 11 | 48.1482
2028 | 7 | 7 | 12 | 49.6854
2028 | 7 | 7 | 13 | 51.4643
2028 | 7 | 7 | 14 | 51.4709
2028 | 7 | 7 | 15 | 52.1216
2028 | 7 | 7 | 16 | 58.3353
2028 | 7 | 7 | 17 | 71.0327
2028 | 7 | 7 | 18 | 84.4495
2028 | 7 | 7 | 19 | 86.6611
2028 | 7 | 7 | 20 | 85.2141
2028 | 7 | 7 | 21 | 82.9381
2028 | 7 | 7 | 22 | 77.5515
2028 | 7 | 7 | 23 | 69.6914
2028 | 7 | 8 | 0 | 63.6451
2028 | 7 | 8 | 1 | 59.8287
2028 | 7 | 8 | 2 | 57.1544
2028 | 7 | 8 | 3 | 55.3393
2028 | 7 | 8 | 4 | 54.5348
2028 | 7 | 8 | 5 | 54.219
2028 | 7 | 8 | 6 | 54.7548
2028 | 7 | 8 | 7 | 56.771
2028 | 7 | 8 | 8 | 59.4019
2028 | 7 | 8 | 9 | 57.9526
2028 | 7 | 8 | 10 | 53.7815
2028 | 7 | 8 | 11 | 50.6598
2028 | 7 | 8 | 12 | 52.5027
2028 | 7 | 8 | 13 | 53.0131
2028 | 7 | 8 | 14 | 52.921
2028 | 7 | 8 | 15 | 55.1349
2028 | 7 | 8 | 16 | 61.3568
2028 | 7 | 8 | 17 | 72.5542
2028 | 7 | 8 | 18 | 85.1589
2028 | 7 | 8 | 19 | 82.85
2028 | 7 | 8 | 20 | 79.6933
2028 | 7 | 8 | 21 | 77.2954
2028 | 7 | 8 | 22 | 72.2895
2028 | 7 | 8 | 23 | 65.981
2028 | 7 | 9 | 0 | 62.8227
2028 | 7 | 9 | 1 | 55.5665
2028 | 7 | 9 | 2 | 53.1035
2028 | 7 | 9 | 3 | 51.4943
2028 | 7 | 9 | 4 | 50.7696
2028 | 7 | 9 | 5 | 50.4744
2028 | 7 | 9 | 6 | 50.5968
2028 | 7 | 9 | 7 | 50.5378
2028 | 7 | 9 | 8 | 50.2794
2028 | 7 | 9 | 9 | 47.3361
2028 | 7 | 9 | 10 | 45.118
2028 | 7 | 9 | 11 | 43.9337
2028 | 7 | 9 | 12 | 45.7666
2028 | 7 | 9 | 13 | 46.8552
2028 | 7 | 9 | 14 | 46.3641
2028 | 7 | 9 | 15 | 46.8104
2028 | 7 | 9 | 16 | 48.3521
2028 | 7 | 9 | 17 | 57.8459
2028 | 7 | 9 | 18 | 67.27
2028 | 7 | 9 | 19 | 71.0801
2028 | 7 | 9 | 20 | 69.1928
2028 | 7 | 9 | 21 | 67.3216
2028 | 7 | 9 | 22 | 62.5786
2028 | 7 | 9 | 23 | 56.9283
2028 | 7 | 10 | 0 | 54.1668
2028 | 7 | 10 | 1 | 48.8374
2028 | 7 | 10 | 2 | 47.6016
2028 | 7 | 10 | 3 | 47.0309
2028 | 7 | 10 | 4 | 47.1759
2028 | 7 | 10 | 5 | 48.4355
2028 | 7 | 10 | 6 | 49.667
2028 | 7 | 10 | 7 | 51.0247
2028 | 7 | 10 | 8 | 48.8925
2028 | 7 | 10 | 9 | 44.7295
2028 | 7 | 10 | 10 | 45.979
2028 | 7 | 10 | 11 | 46.5077
2028 | 7 | 10 | 12 | 48.1629
2028 | 7 | 10 | 13 | 50.1778
2028 | 7 | 10 | 14 | 49.8625
2028 | 7 | 10 | 15 | 49.6418
2028 | 7 | 10 | 16 | 48.4783
2028 | 7 | 10 | 17 | 53.6852
2028 | 7 | 10 | 18 | 65.0351
2028 | 7 | 10 | 19 | 70.0134
2028 | 7 | 10 | 20 | 68.9501
2028 | 7 | 10 | 21 | 67.3667
2028 | 7 | 10 | 22 | 62.5459
2028 | 7 | 10 | 23 | 56.544
2028 | 7 | 11 | 0 | 52.9593
2028 | 7 | 11 | 1 | 50.0927
2028 | 7 | 11 | 2 | 48.6927
2028 | 7 | 11 | 3 | 48.0739
2028 | 7 | 11 | 4 | 48.2202
2028 | 7 | 11 | 5 | 49.4194
2028 | 7 | 11 | 6 | 50.8428
2028 | 7 | 11 | 7 | 52.4702
2028 | 7 | 11 | 8 | 49.7593
2028 | 7 | 11 | 9 | 45.1856
2028 | 7 | 11 | 10 | 46.2642
2028 | 7 | 11 | 11 | 46.334
2028 | 7 | 11 | 12 | 48.758
2028 | 7 | 11 | 13 | 50.6089
2028 | 7 | 11 | 14 | 50.2189
2028 | 7 | 11 | 15 | 50.4097
2028 | 7 | 11 | 16 | 49.446
2028 | 7 | 11 | 17 | 54.9998
2028 | 7 | 11 | 18 | 67.4071
2028 | 7 | 11 | 19 | 71.9893
2028 | 7 | 11 | 20 | 71.1728
2028 | 7 | 11 | 21 | 69.7722
2028 | 7 | 11 | 22 | 64.9082
2028 | 7 | 11 | 23 | 58.5267
2028 | 7 | 12 | 0 | 55.0191
2028 | 7 | 12 | 1 | 54.3709
2028 | 7 | 12 | 2 | 52.6705
2028 | 7 | 12 | 3 | 51.8257
2028 | 7 | 12 | 4 | 51.8078
2028 | 7 | 12 | 5 | 52.9194
2028 | 7 | 12 | 6 | 55.0397
2028 | 7 | 12 | 7 | 57.4286
2028 | 7 | 12 | 8 | 55.926
2028 | 7 | 12 | 9 | 51.2581
2028 | 7 | 12 | 10 | 50.9893
2028 | 7 | 12 | 11 | 49.9772
2028 | 7 | 12 | 12 | 54.0612
2028 | 7 | 12 | 13 | 55.6218
2028 | 7 | 12 | 14 | 54.8047
2028 | 7 | 12 | 15 | 54.7707
2028 | 7 | 12 | 16 | 58.7516
2028 | 7 | 12 | 17 | 68.2024
2028 | 7 | 12 | 18 | 77.8432
2028 | 7 | 12 | 19 | 80.6985
2028 | 7 | 12 | 20 | 79.5177
2028 | 7 | 12 | 21 | 77.7736
2028 | 7 | 12 | 22 | 72.155
2028 | 7 | 12 | 23 | 65.0037
2028 | 7 | 13 | 0 | 60.9489
2028 | 7 | 13 | 1 | 55.1845
2028 | 7 | 13 | 2 | 53.3194
2028 | 7 | 13 | 3 | 52.3891
2028 | 7 | 13 | 4 | 52.1721
2028 | 7 | 13 | 5 | 53.5192
2028 | 7 | 13 | 6 | 56.445
2028 | 7 | 13 | 7 | 59.6876
2028 | 7 | 13 | 8 | 61.7966
2028 | 7 | 13 | 9 | 59.3461
2028 | 7 | 13 | 10 | 56.1593
2028 | 7 | 13 | 11 | 51.8986
2028 | 7 | 13 | 12 | 52.5082
2028 | 7 | 13 | 13 | 53.4014
2028 | 7 | 13 | 14 | 53.2104
2028 | 7 | 13 | 15 | 53.3126
2028 | 7 | 13 | 16 | 57.3018
2028 | 7 | 13 | 17 | 64.9554
2028 | 7 | 13 | 18 | 72.6345
2028 | 7 | 13 | 19 | 74.7419
2028 | 7 | 13 | 20 | 73.7038
2028 | 7 | 13 | 21 | 72.3561
2028 | 7 | 13 | 22 | 67.6674
2028 | 7 | 13 | 23 | 61.4083
2028 | 7 | 14 | 0 | 56.8187
2028 | 7 | 14 | 1 | 52.1601
2028 | 7 | 14 | 2 | 50.4417
2028 | 7 | 14 | 3 | 49.6065
2028 | 7 | 14 | 4 | 49.5087
2028 | 7 | 14 | 5 | 50.6971
2028 | 7 | 14 | 6 | 53.5362
2028 | 7 | 14 | 7 | 57.2931
2028 | 7 | 14 | 8 | 62.5556
2028 | 7 | 14 | 9 | 62.2893
2028 | 7 | 14 | 10 | 56.9257
2028 | 7 | 14 | 11 | 50.5127
2028 | 7 | 14 | 12 | 51.5768
2028 | 7 | 14 | 13 | 52.4729
2028 | 7 | 14 | 14 | 51.5553
2028 | 7 | 14 | 15 | 50.8776
2028 | 7 | 14 | 16 | 54.9246
2028 | 7 | 14 | 17 | 59.0182
2028 | 7 | 14 | 18 | 67.1325
2028 | 7 | 14 | 19 | 67.2241
2028 | 7 | 14 | 20 | 66.3515
2028 | 7 | 14 | 21 | 65.178
2028 | 7 | 14 | 22 | 61.0878
2028 | 7 | 14 | 23 | 55.5115
2028 | 7 | 15 | 0 | 51.7243
2028 | 7 | 15 | 1 | 53.5575
2028 | 7 | 15 | 2 | 51.5269
2028 | 7 | 15 | 3 | 50.2297
2028 | 7 | 15 | 4 | 49.8047
2028 | 7 | 15 | 5 | 49.8964
2028 | 7 | 15 | 6 | 50.562
2028 | 7 | 15 | 7 | 52.7585
2028 | 7 | 15 | 8 | 56.5166
2028 | 7 | 15 | 9 | 54.8871
2028 | 7 | 15 | 10 | 50.9992
2028 | 7 | 15 | 11 | 49.2079
2028 | 7 | 15 | 12 | 47.6043
2028 | 7 | 15 | 13 | 47.5441
2028 | 7 | 15 | 14 | 48.6584
2028 | 7 | 15 | 15 | 52.4486
2028 | 7 | 15 | 16 | 57.5821
2028 | 7 | 15 | 17 | 68.3975
2028 | 7 | 15 | 18 | 81.2074
2028 | 7 | 15 | 19 | 78.4075
2028 | 7 | 15 | 20 | 75.8951
2028 | 7 | 15 | 21 | 73.6641
2028 | 7 | 15 | 22 | 68.9668
2028 | 7 | 15 | 23 | 63.025
2028 | 7 | 16 | 0 | 59.2572
2028 | 7 | 16 | 1 | 55.0082
2028 | 7 | 16 | 2 | 52.6032
2028 | 7 | 16 | 3 | 51.0377
2028 | 7 | 16 | 4 | 50.335
2028 | 7 | 16 | 5 | 50.0037
2028 | 7 | 16 | 6 | 50.3692
2028 | 7 | 16 | 7 | 51.9269
2028 | 7 | 16 | 8 | 55.8173
2028 | 7 | 16 | 9 | 55.2459
2028 | 7 | 16 | 10 | 51.7267
2028 | 7 | 16 | 11 | 46.8386
2028 | 7 | 16 | 12 | 48.3056
2028 | 7 | 16 | 13 | 49.5904
2028 | 7 | 16 | 14 | 50.4557
2028 | 7 | 16 | 15 | 53.4111
2028 | 7 | 16 | 16 | 59.3019
2028 | 7 | 16 | 17 | 70.1782
2028 | 7 | 16 | 18 | 83.8439
2028 | 7 | 16 | 19 | 80.0374
2028 | 7 | 16 | 20 | 77.2316
2028 | 7 | 16 | 21 | 74.8298
2028 | 7 | 16 | 22 | 69.3676
2028 | 7 | 16 | 23 | 63.1885
2028 | 7 | 17 | 0 | 59.6664
2028 | 7 | 17 | 1 | 54.8155
2028 | 7 | 17 | 2 | 53.121
2028 | 7 | 17 | 3 | 52.2819
2028 | 7 | 17 | 4 | 52.1949
2028 | 7 | 17 | 5 | 53.4345
2028 | 7 | 17 | 6 | 56.3501
2028 | 7 | 17 | 7 | 60.4145
2028 | 7 | 17 | 8 | 64.2395
2028 | 7 | 17 | 9 | 61.6653
2028 | 7 | 17 | 10 | 56.7714
2028 | 7 | 17 | 11 | 52.625
2028 | 7 | 17 | 12 | 51.6197
2028 | 7 | 17 | 13 | 53.2824
2028 | 7 | 17 | 14 | 53.6041
2028 | 7 | 17 | 15 | 54.2252
2028 | 7 | 17 | 16 | 58.7597
2028 | 7 | 17 | 17 | 69.3823
2028 | 7 | 17 | 18 | 77.4369
2028 | 7 | 17 | 19 | 81.7334
2028 | 7 | 17 | 20 | 79.8281
2028 | 7 | 17 | 21 | 77.3032
2028 | 7 | 17 | 22 | 71.4167
2028 | 7 | 17 | 23 | 64.5699
2028 | 7 | 18 | 0 | 59.6192
2028 | 7 | 18 | 1 | 57.0789
2028 | 7 | 18 | 2 | 55.1049
2028 | 7 | 18 | 3 | 54.1254
2028 | 7 | 18 | 4 | 53.9966
2028 | 7 | 18 | 5 | 55.0877
2028 | 7 | 18 | 6 | 57.0615
2028 | 7 | 18 | 7 | 59.7451
2028 | 7 | 18 | 8 | 58.8631
2028 | 7 | 18 | 9 | 54.3604
2028 | 7 | 18 | 10 | 51.9878
2028 | 7 | 18 | 11 | 50.4858
2028 | 7 | 18 | 12 | 54.4499
2028 | 7 | 18 | 13 | 55.4601
2028 | 7 | 18 | 14 | 55.7098
2028 | 7 | 18 | 15 | 56.5867
2028 | 7 | 18 | 16 | 60.5123
2028 | 7 | 18 | 17 | 67.4521
2028 | 7 | 18 | 18 | 77.8392
2028 | 7 | 18 | 19 | 78.6375
2028 | 7 | 18 | 20 | 76.9646
2028 | 7 | 18 | 21 | 74.6867
2028 | 7 | 18 | 22 | 69.3048
2028 | 7 | 18 | 23 | 62.8377
2028 | 7 | 19 | 0 | 60.224
2028 | 7 | 19 | 1 | 54.5913
2028 | 7 | 19 | 2 | 52.856
2028 | 7 | 19 | 3 | 51.9606
2028 | 7 | 19 | 4 | 51.879
2028 | 7 | 19 | 5 | 53.0839
2028 | 7 | 19 | 6 | 54.9789
2028 | 7 | 19 | 7 | 57.2264
2028 | 7 | 19 | 8 | 57.1507
2028 | 7 | 19 | 9 | 54.2363
2028 | 7 | 19 | 10 | 53.304
2028 | 7 | 19 | 11 | 51.4478
2028 | 7 | 19 | 12 | 53.868
2028 | 7 | 19 | 13 | 55.1376
2028 | 7 | 19 | 14 | 55.1452
2028 | 7 | 19 | 15 | 54.6891
2028 | 7 | 19 | 16 | 56.0087
2028 | 7 | 19 | 17 | 61.4553
2028 | 7 | 19 | 18 | 70.8884
2028 | 7 | 19 | 19 | 71.5689
2028 | 7 | 19 | 20 | 70.3466
2028 | 7 | 19 | 21 | 68.6159
2028 | 7 | 19 | 22 | 63.7789
2028 | 7 | 19 | 23 | 57.9842
2028 | 7 | 20 | 0 | 56.3735
2028 | 7 | 20 | 1 | 49.7871
2028 | 7 | 20 | 2 | 48.3927
2028 | 7 | 20 | 3 | 47.7171
2028 | 7 | 20 | 4 | 47.8091
2028 | 7 | 20 | 5 | 49.3042
2028 | 7 | 20 | 6 | 51.5557
2028 | 7 | 20 | 7 | 54.2016
2028 | 7 | 20 | 8 | 56.3626
2028 | 7 | 20 | 9 | 55.3421
2028 | 7 | 20 | 10 | 53.6109
2028 | 7 | 20 | 11 | 50.1476
2028 | 7 | 20 | 12 | 53.255
2028 | 7 | 20 | 13 | 53.9869
2028 | 7 | 20 | 14 | 54.0633
2028 | 7 | 20 | 15 | 53.5574
2028 | 7 | 20 | 16 | 54.2468
2028 | 7 | 20 | 17 | 56.3558
2028 | 7 | 20 | 18 | 64.3209
2028 | 7 | 20 | 19 | 64.1307
2028 | 7 | 20 | 20 | 63.2309
2028 | 7 | 20 | 21 | 61.8514
2028 | 7 | 20 | 22 | 57.687
2028 | 7 | 20 | 23 | 52.5499
2028 | 7 | 21 | 0 | 51.8932
2028 | 7 | 21 | 1 | 49.4042
2028 | 7 | 21 | 2 | 48.0112
2028 | 7 | 21 | 3 | 47.3191
2028 | 7 | 21 | 4 | 47.4446
2028 | 7 | 21 | 5 | 48.834
2028 | 7 | 21 | 6 | 50.5966
2028 | 7 | 21 | 7 | 52.3612
2028 | 7 | 21 | 8 | 50.9091
2028 | 7 | 21 | 9 | 47.8369
2028 | 7 | 21 | 10 | 48.5668
2028 | 7 | 21 | 11 | 47.9668
2028 | 7 | 21 | 12 | 50.7274
2028 | 7 | 21 | 13 | 52.0144
2028 | 7 | 21 | 14 | 51.2495
2028 | 7 | 21 | 15 | 50.2501
2028 | 7 | 21 | 16 | 51.4731
2028 | 7 | 21 | 17 | 56.5359
2028 | 7 | 21 | 18 | 66.5092
2028 | 7 | 21 | 19 | 71.8501
2028 | 7 | 21 | 20 | 71.0196
2028 | 7 | 21 | 21 | 69.5677
2028 | 7 | 21 | 22 | 64.712
2028 | 7 | 21 | 23 | 58.2651
2028 | 7 | 22 | 0 | 53.22
2028 | 7 | 22 | 1 | 49.7851
2028 | 7 | 22 | 2 | 47.8734
2028 | 7 | 22 | 3 | 46.657
2028 | 7 | 22 | 4 | 46.2651
2028 | 7 | 22 | 5 | 46.362
2028 | 7 | 22 | 6 | 46.0964
2028 | 7 | 22 | 7 | 46.8238
2028 | 7 | 22 | 8 | 48.3688
2028 | 7 | 22 | 9 | 46.0996
2028 | 7 | 22 | 10 | 45.1276
2028 | 7 | 22 | 11 | 43.9483
2028 | 7 | 22 | 12 | 43.8825
2028 | 7 | 22 | 13 | 44.0239
2028 | 7 | 22 | 14 | 44.0156
2028 | 7 | 22 | 15 | 46.0035
2028 | 7 | 22 | 16 | 49.2227
2028 | 7 | 22 | 17 | 58.8022
2028 | 7 | 22 | 18 | 72.8524
2028 | 7 | 22 | 19 | 71.8956
2028 | 7 | 22 | 20 | 69.8023
2028 | 7 | 22 | 21 | 67.6605
2028 | 7 | 22 | 22 | 63.1058
2028 | 7 | 22 | 23 | 57.7723
2028 | 7 | 23 | 0 | 54.1113
2028 | 7 | 23 | 1 | 49.8957
2028 | 7 | 23 | 2 | 47.8451
2028 | 7 | 23 | 3 | 46.5558
2028 | 7 | 23 | 4 | 46.0588
2028 | 7 | 23 | 5 | 45.9329
2028 | 7 | 23 | 6 | 45.6323
2028 | 7 | 23 | 7 | 45.8892
2028 | 7 | 23 | 8 | 48.0495
2028 | 7 | 23 | 9 | 46.1084
2028 | 7 | 23 | 10 | 44.6114
2028 | 7 | 23 | 11 | 42.3732
2028 | 7 | 23 | 12 | 44.3864
2028 | 7 | 23 | 13 | 44.9499
2028 | 7 | 23 | 14 | 45.7545
2028 | 7 | 23 | 15 | 46.8723
2028 | 7 | 23 | 16 | 52.1645
2028 | 7 | 23 | 17 | 63.04
2028 | 7 | 23 | 18 | 74.2235
2028 | 7 | 23 | 19 | 74.2768
2028 | 7 | 23 | 20 | 72.3063
2028 | 7 | 23 | 21 | 69.6935
2028 | 7 | 23 | 22 | 64.1067
2028 | 7 | 23 | 23 | 58.0623
2028 | 7 | 24 | 0 | 53.248
2028 | 7 | 24 | 1 | 52.0103
2028 | 7 | 24 | 2 | 50.6295
2028 | 7 | 24 | 3 | 49.9794
2028 | 7 | 24 | 4 | 50.018
2028 | 7 | 24 | 5 | 51.4867
2028 | 7 | 24 | 6 | 54.1732
2028 | 7 | 24 | 7 | 58.0087
2028 | 7 | 24 | 8 | 61.0758
2028 | 7 | 24 | 9 | 58.3715
2028 | 7 | 24 | 10 | 55.1815
2028 | 7 | 24 | 11 | 52.0424
2028 | 7 | 24 | 12 | 54.5274
2028 | 7 | 24 | 13 | 55.2644
2028 | 7 | 24 | 14 | 55.3461
2028 | 7 | 24 | 15 | 55.6844
2028 | 7 | 24 | 16 | 60.6338
2028 | 7 | 24 | 17 | 67.7002
2028 | 7 | 24 | 18 | 78.0092
2028 | 7 | 24 | 19 | 76.3399
2028 | 7 | 24 | 20 | 74.7628
2028 | 7 | 24 | 21 | 72.2724
2028 | 7 | 24 | 22 | 66.8767
2028 | 7 | 24 | 23 | 60.8115
2028 | 7 | 25 | 0 | 57.8612
2028 | 7 | 25 | 1 | 56.3825
2028 | 7 | 25 | 2 | 54.5591
2028 | 7 | 25 | 3 | 53.6827
2028 | 7 | 25 | 4 | 53.5512
2028 | 7 | 25 | 5 | 54.8352
2028 | 7 | 25 | 6 | 57.4266
2028 | 7 | 25 | 7 | 60.668
2028 | 7 | 25 | 8 | 61.3508
2028 | 7 | 25 | 9 | 57.4275
2028 | 7 | 25 | 10 | 54.9452
2028 | 7 | 25 | 11 | 52.5653
2028 | 7 | 25 | 12 | 53.3431
2028 | 7 | 25 | 13 | 54.4346
2028 | 7 | 25 | 14 | 54.6948
2028 | 7 | 25 | 15 | 55.4918
2028 | 7 | 25 | 16 | 60.716
2028 | 7 | 25 | 17 | 69.8973
2028 | 7 | 25 | 18 | 79.596
2028 | 7 | 25 | 19 | 77.5026
2028 | 7 | 25 | 20 | 75.8931
2028 | 7 | 25 | 21 | 73.3708
2028 | 7 | 25 | 22 | 68.0861
2028 | 7 | 25 | 23 | 61.9841
2028 | 7 | 26 | 0 | 59.4336
2028 | 7 | 26 | 1 | 57.5625
2028 | 7 | 26 | 2 | 55.6739
2028 | 7 | 26 | 3 | 54.6677
2028 | 7 | 26 | 4 | 54.508
2028 | 7 | 26 | 5 | 55.6839
2028 | 7 | 26 | 6 | 58.0463
2028 | 7 | 26 | 7 | 61.4701
2028 | 7 | 26 | 8 | 63.6521
2028 | 7 | 26 | 9 | 60.1599
2028 | 7 | 26 | 10 | 56.2889
2028 | 7 | 26 | 11 | 53.247
2028 | 7 | 26 | 12 | 53.814
2028 | 7 | 26 | 13 | 55.5405
2028 | 7 | 26 | 14 | 55.8685
2028 | 7 | 26 | 15 | 55.9443
2028 | 7 | 26 | 16 | 60.6895
2028 | 7 | 26 | 17 | 71.6674
2028 | 7 | 26 | 18 | 80.6878
2028 | 7 | 26 | 19 | 84.3569
2028 | 7 | 26 | 20 | 82.7698
2028 | 7 | 26 | 21 | 80.0389
2028 | 7 | 26 | 22 | 73.8553
2028 | 7 | 26 | 23 | 66.7042
2028 | 7 | 27 | 0 | 60.3486
2028 | 7 | 27 | 1 | 59.7546
2028 | 7 | 27 | 2 | 57.6609
2028 | 7 | 27 | 3 | 56.5396
2028 | 7 | 27 | 4 | 56.3342
2028 | 7 | 27 | 5 | 57.5226
2028 | 7 | 27 | 6 | 59.7978
2028 | 7 | 27 | 7 | 62.9642
2028 | 7 | 27 | 8 | 62.4707
2028 | 7 | 27 | 9 | 57.5193
2028 | 7 | 27 | 10 | 54.7898
2028 | 7 | 27 | 11 | 53.1288
2028 | 7 | 27 | 12 | 54.222
2028 | 7 | 27 | 13 | 56.0113
2028 | 7 | 27 | 14 | 56.8232
2028 | 7 | 27 | 15 | 57.5943
2028 | 7 | 27 | 16 | 62.8084
2028 | 7 | 27 | 17 | 75.2607
2028 | 7 | 27 | 18 | 84.5441
2028 | 7 | 27 | 19 | 89.3481
2028 | 7 | 27 | 20 | 87.3634
2028 | 7 | 27 | 21 | 84.3502
2028 | 7 | 27 | 22 | 77.9422
2028 | 7 | 27 | 23 | 70.2659
2028 | 7 | 28 | 0 | 64.6484
2028 | 7 | 28 | 1 | 63.4658
2028 | 7 | 28 | 2 | 61.0758
2028 | 7 | 28 | 3 | 59.7233
2028 | 7 | 28 | 4 | 59.3138
2028 | 7 | 28 | 5 | 60.3236
2028 | 7 | 28 | 6 | 62.6034
2028 | 7 | 28 | 7 | 66.2071
2028 | 7 | 28 | 8 | 65.9597
2028 | 7 | 28 | 9 | 60.6604
2028 | 7 | 28 | 10 | 57.3191
2028 | 7 | 28 | 11 | 55.4184
2028 | 7 | 28 | 12 | 56.3242
2028 | 7 | 28 | 13 | 57.7845
2028 | 7 | 28 | 14 | 57.7637
2028 | 7 | 28 | 15 | 58.4449
2028 | 7 | 28 | 16 | 66.6818
2028 | 7 | 28 | 17 | 80.3801
2028 | 7 | 28 | 18 | 86.3617
2028 | 7 | 28 | 19 | 89.5525
2028 | 7 | 28 | 20 | 87.2205
2028 | 7 | 28 | 21 | 84.3856
2028 | 7 | 28 | 22 | 78.6839
2028 | 7 | 28 | 23 | 71.379
2028 | 7 | 29 | 0 | 66.817
2028 | 7 | 29 | 1 | 62.5378
2028 | 7 | 29 | 2 | 59.7967
2028 | 7 | 29 | 3 | 57.9432
2028 | 7 | 29 | 4 | 56.9803
2028 | 7 | 29 | 5 | 56.8729
2028 | 7 | 29 | 6 | 57.7263
2028 | 7 | 29 | 7 | 60.4389
2028 | 7 | 29 | 8 | 63.2346
2028 | 7 | 29 | 9 | 61.7663
2028 | 7 | 29 | 10 | 57.7337
2028 | 7 | 29 | 11 | 54.1726
2028 | 7 | 29 | 12 | 54.6365
2028 | 7 | 29 | 13 | 54.951
2028 | 7 | 29 | 14 | 55.7094
2028 | 7 | 29 | 15 | 57.4872
2028 | 7 | 29 | 16 | 65.2873
2028 | 7 | 29 | 17 | 77.4701
2028 | 7 | 29 | 18 | 89.8035
2028 | 7 | 29 | 19 | 87.4538
2028 | 7 | 29 | 20 | 84.0074
2028 | 7 | 29 | 21 | 80.5603
2028 | 7 | 29 | 22 | 74.8749
2028 | 7 | 29 | 23 | 68.4387
2028 | 7 | 30 | 0 | 64.1124
2028 | 7 | 30 | 1 | 59.3387
2028 | 7 | 30 | 2 | 56.7838
2028 | 7 | 30 | 3 | 55.0828
2028 | 7 | 30 | 4 | 54.2667
2028 | 7 | 30 | 5 | 54.1757
2028 | 7 | 30 | 6 | 54.2625
2028 | 7 | 30 | 7 | 55.496
2028 | 7 | 30 | 8 | 57.0176
2028 | 7 | 30 | 9 | 54.0663
2028 | 7 | 30 | 10 | 49.9598
2028 | 7 | 30 | 11 | 48.4821
2028 | 7 | 30 | 12 | 48.1554
2028 | 7 | 30 | 13 | 49.4625
2028 | 7 | 30 | 14 | 50.7374
2028 | 7 | 30 | 15 | 51.9266
2028 | 7 | 30 | 16 | 56.8714
2028 | 7 | 30 | 17 | 70.4701
2028 | 7 | 30 | 18 | 81.2294
2028 | 7 | 30 | 19 | 83.8574
2028 | 7 | 30 | 20 | 81.5484
2028 | 7 | 30 | 21 | 78.3299
2028 | 7 | 30 | 22 | 72.2839
2028 | 7 | 30 | 23 | 65.6326
2028 | 7 | 31 | 0 | 59.3749
2028 | 7 | 31 | 1 | 55.6122
2028 | 7 | 31 | 2 | 54.0604
2028 | 7 | 31 | 3 | 53.1823
2028 | 7 | 31 | 4 | 53.126
2028 | 7 | 31 | 5 | 54.4446
2028 | 7 | 31 | 6 | 56.8962
2028 | 7 | 31 | 7 | 61.2672
2028 | 7 | 31 | 8 | 65.2593
2028 | 7 | 31 | 9 | 62.0044
2028 | 7 | 31 | 10 | 57.3475
2028 | 7 | 31 | 11 | 54.0134
2028 | 7 | 31 | 12 | 53.5582
2028 | 7 | 31 | 13 | 55.2718
2028 | 7 | 31 | 14 | 55.8532
2028 | 7 | 31 | 15 | 56.5215
2028 | 7 | 31 | 16 | 61.0838
2028 | 7 | 31 | 17 | 71.3086
2028 | 7 | 31 | 18 | 80.119
2028 | 7 | 31 | 19 | 82.6785
2028 | 7 | 31 | 20 | 80.7904
2028 | 7 | 31 | 21 | 77.6325
2028 | 7 | 31 | 22 | 71.8302
2028 | 7 | 31 | 23 | 65.2888
2028 | 8 | 1 | 0 | 59.5943
2028 | 8 | 1 | 1 | 56.5832
2028 | 8 | 1 | 2 | 54.6828
2028 | 8 | 1 | 3 | 53.8793
2028 | 8 | 1 | 4 | 53.7428
2028 | 8 | 1 | 5 | 54.7518
2028 | 8 | 1 | 6 | 56.8358
2028 | 8 | 1 | 7 | 59.59
2028 | 8 | 1 | 8 | 58.0461
2028 | 8 | 1 | 9 | 54.8992
2028 | 8 | 1 | 10 | 54.5735
2028 | 8 | 1 | 11 | 53.5589
2028 | 8 | 1 | 12 | 56.7732
2028 | 8 | 1 | 13 | 58.3734
2028 | 8 | 1 | 14 | 58.3043
2028 | 8 | 1 | 15 | 59.5467
2028 | 8 | 1 | 16 | 63.3186
2028 | 8 | 1 | 17 | 72.2699
2028 | 8 | 1 | 18 | 81.3741
2028 | 8 | 1 | 19 | 80.7844
2028 | 8 | 1 | 20 | 79.1748
2028 | 8 | 1 | 21 | 76.6164
2028 | 8 | 1 | 22 | 70.7697
2028 | 8 | 1 | 23 | 64.2306
2028 | 8 | 2 | 0 | 59.6033
2028 | 8 | 2 | 1 | 53.7139
2028 | 8 | 2 | 2 | 51.927
2028 | 8 | 2 | 3 | 51.1503
2028 | 8 | 2 | 4 | 51.0462
2028 | 8 | 2 | 5 | 52.1962
2028 | 8 | 2 | 6 | 53.934
2028 | 8 | 2 | 7 | 55.917
2028 | 8 | 2 | 8 | 54.9526
2028 | 8 | 2 | 9 | 52.8266
2028 | 8 | 2 | 10 | 53.1852
2028 | 8 | 2 | 11 | 51.9381
2028 | 8 | 2 | 12 | 52.3285
2028 | 8 | 2 | 13 | 54.2242
2028 | 8 | 2 | 14 | 54.117
2028 | 8 | 2 | 15 | 53.6163
2028 | 8 | 2 | 16 | 53.6904
2028 | 8 | 2 | 17 | 61.0054
2028 | 8 | 2 | 18 | 72.2552
2028 | 8 | 2 | 19 | 75.905
2028 | 8 | 2 | 20 | 74.7939
2028 | 8 | 2 | 21 | 72.3004
2028 | 8 | 2 | 22 | 66.1839
2028 | 8 | 2 | 23 | 59.6423
2028 | 8 | 3 | 0 | 54.6145
2028 | 8 | 3 | 1 | 51.2512
2028 | 8 | 3 | 2 | 49.6659
2028 | 8 | 3 | 3 | 49.1069
2028 | 8 | 3 | 4 | 49.1935
2028 | 8 | 3 | 5 | 50.3837
2028 | 8 | 3 | 6 | 51.982
2028 | 8 | 3 | 7 | 53.7598
2028 | 8 | 3 | 8 | 51.3809
2028 | 8 | 3 | 9 | 48.4797
2028 | 8 | 3 | 10 | 49.3386
2028 | 8 | 3 | 11 | 48.9747
2028 | 8 | 3 | 12 | 51.0521
2028 | 8 | 3 | 13 | 53.3911
2028 | 8 | 3 | 14 | 53.6525
2028 | 8 | 3 | 15 | 53.6471
2028 | 8 | 3 | 16 | 53.8071
2028 | 8 | 3 | 17 | 61.6818
2028 | 8 | 3 | 18 | 73.5244
2028 | 8 | 3 | 19 | 74.3098
2028 | 8 | 3 | 20 | 73.514
2028 | 8 | 3 | 21 | 71.3536
2028 | 8 | 3 | 22 | 65.7249
2028 | 8 | 3 | 23 | 59.4729
2028 | 8 | 4 | 0 | 55.5264
2028 | 8 | 4 | 1 | 53.2161
2028 | 8 | 4 | 2 | 51.5157
2028 | 8 | 4 | 3 | 50.7348
2028 | 8 | 4 | 4 | 50.6604
2028 | 8 | 4 | 5 | 51.8253
2028 | 8 | 4 | 6 | 53.6594
2028 | 8 | 4 | 7 | 56.1032
2028 | 8 | 4 | 8 | 54.3724
2028 | 8 | 4 | 9 | 51.1393
2028 | 8 | 4 | 10 | 51.2993
2028 | 8 | 4 | 11 | 50.6868
2028 | 8 | 4 | 12 | 52.2464
2028 | 8 | 4 | 13 | 54.3034
2028 | 8 | 4 | 14 | 53.5722
2028 | 8 | 4 | 15 | 53.3117
2028 | 8 | 4 | 16 | 55.4205
2028 | 8 | 4 | 17 | 65.09
2028 | 8 | 4 | 18 | 76.9543
2028 | 8 | 4 | 19 | 79.6766
2028 | 8 | 4 | 20 | 78.2055
2028 | 8 | 4 | 21 | 75.5608
2028 | 8 | 4 | 22 | 69.5736
2028 | 8 | 4 | 23 | 62.5649
2028 | 8 | 5 | 0 | 55.9427
2028 | 8 | 5 | 1 | 53.0733
2028 | 8 | 5 | 2 | 50.8274
2028 | 8 | 5 | 3 | 49.5378
2028 | 8 | 5 | 4 | 48.9412
2028 | 8 | 5 | 5 | 48.7566
2028 | 8 | 5 | 6 | 48.5569
2028 | 8 | 5 | 7 | 49.7799
2028 | 8 | 5 | 8 | 50.8887
2028 | 8 | 5 | 9 | 49.4999
2028 | 8 | 5 | 10 | 48.5475
2028 | 8 | 5 | 11 | 46.8268
2028 | 8 | 5 | 12 | 47.0315
2028 | 8 | 5 | 13 | 47.853
2028 | 8 | 5 | 14 | 47.6658
2028 | 8 | 5 | 15 | 49.1944
2028 | 8 | 5 | 16 | 53.6565
2028 | 8 | 5 | 17 | 65.9843
2028 | 8 | 5 | 18 | 77.7868
2028 | 8 | 5 | 19 | 77.8143
2028 | 8 | 5 | 20 | 75.5545
2028 | 8 | 5 | 21 | 72.6562
2028 | 8 | 5 | 22 | 67.1325
2028 | 8 | 5 | 23 | 61.2789
2028 | 8 | 6 | 0 | 56.0259
2028 | 8 | 6 | 1 | 53.3762
2028 | 8 | 6 | 2 | 51.0879
2028 | 8 | 6 | 3 | 49.8087
2028 | 8 | 6 | 4 | 49.167
2028 | 8 | 6 | 5 | 48.9017
2028 | 8 | 6 | 6 | 49.1346
2028 | 8 | 6 | 7 | 50.1533
2028 | 8 | 6 | 8 | 52.3398
2028 | 8 | 6 | 9 | 51.7839
2028 | 8 | 6 | 10 | 50.6076
2028 | 8 | 6 | 11 | 48.0802
2028 | 8 | 6 | 12 | 46.2924
2028 | 8 | 6 | 13 | 47.6917
2028 | 8 | 6 | 14 | 48.8925
2028 | 8 | 6 | 15 | 50.6184
2028 | 8 | 6 | 16 | 55.5182
2028 | 8 | 6 | 17 | 69.1297
2028 | 8 | 6 | 18 | 78.3083
2028 | 8 | 6 | 19 | 79.5058
2028 | 8 | 6 | 20 | 77.1549
2028 | 8 | 6 | 21 | 73.7174
2028 | 8 | 6 | 22 | 67.2938
2028 | 8 | 6 | 23 | 60.954
2028 | 8 | 7 | 0 | 56.1525
2028 | 8 | 7 | 1 | 58.9527
2028 | 8 | 7 | 2 | 56.3597
2028 | 8 | 7 | 3 | 54.7762
2028 | 8 | 7 | 4 | 54.3009
2028 | 8 | 7 | 5 | 54.2961
2028 | 8 | 7 | 6 | 55.001
2028 | 8 | 7 | 7 | 57.2275
2028 | 8 | 7 | 8 | 59.3967
2028 | 8 | 7 | 9 | 57.1113
2028 | 8 | 7 | 10 | 54.362
2028 | 8 | 7 | 11 | 54.9525
2028 | 8 | 7 | 12 | 48.6198
2028 | 8 | 7 | 13 | 50.2274
2028 | 8 | 7 | 14 | 53.0064
2028 | 8 | 7 | 15 | 55.0658
2028 | 8 | 7 | 16 | 64.0437
2028 | 8 | 7 | 17 | 77.0725
2028 | 8 | 7 | 18 | 84.0465
2028 | 8 | 7 | 19 | 86.1269
2028 | 8 | 7 | 20 | 84.4222
2028 | 8 | 7 | 21 | 80.5294
2028 | 8 | 7 | 22 | 73.3086
2028 | 8 | 7 | 23 | 66.4625
2028 | 8 | 8 | 0 | 63.5165
2028 | 8 | 8 | 1 | 59.9724
2028 | 8 | 8 | 2 | 57.7636
2028 | 8 | 8 | 3 | 56.7856
2028 | 8 | 8 | 4 | 56.5282
2028 | 8 | 8 | 5 | 57.5068
2028 | 8 | 8 | 6 | 59.4848
2028 | 8 | 8 | 7 | 62.9308
2028 | 8 | 8 | 8 | 61.1687
2028 | 8 | 8 | 9 | 55.5652
2028 | 8 | 8 | 10 | 52.5168
2028 | 8 | 8 | 11 | 51.4784
2028 | 8 | 8 | 12 | 55.2571
2028 | 8 | 8 | 13 | 56.8525
2028 | 8 | 8 | 14 | 57.1555
2028 | 8 | 8 | 15 | 58.5267
2028 | 8 | 8 | 16 | 64.464
2028 | 8 | 8 | 17 | 76.1956
2028 | 8 | 8 | 18 | 87.1574
2028 | 8 | 8 | 19 | 86.5304
2028 | 8 | 8 | 20 | 84.6911
2028 | 8 | 8 | 21 | 81.15
2028 | 8 | 8 | 22 | 74.5735
2028 | 8 | 8 | 23 | 67.6211
2028 | 8 | 9 | 0 | 63.2245
2028 | 8 | 9 | 1 | 59.354
2028 | 8 | 9 | 2 | 57.2718
2028 | 8 | 9 | 3 | 56.3182
2028 | 8 | 9 | 4 | 56.0554
2028 | 8 | 9 | 5 | 57.0034
2028 | 8 | 9 | 6 | 59.3667
2028 | 8 | 9 | 7 | 63.6639
2028 | 8 | 9 | 8 | 67.1093
2028 | 8 | 9 | 9 | 64.8846
2028 | 8 | 9 | 10 | 59.8435
2028 | 8 | 9 | 11 | 55.4562
2028 | 8 | 9 | 12 | 56.3931
2028 | 8 | 9 | 13 | 58.3397
2028 | 8 | 9 | 14 | 58.4934
2028 | 8 | 9 | 15 | 58.9691
2028 | 8 | 9 | 16 | 64.4213
2028 | 8 | 9 | 17 | 75.7366
2028 | 8 | 9 | 18 | 84.2445
2028 | 8 | 9 | 19 | 80.6909
2028 | 8 | 9 | 20 | 78.9501
2028 | 8 | 9 | 21 | 75.678
2028 | 8 | 9 | 22 | 69.6553
2028 | 8 | 9 | 23 | 63.5482
2028 | 8 | 10 | 0 | 60.6621
2028 | 8 | 10 | 1 | 55.9314
2028 | 8 | 10 | 2 | 54.0856
2028 | 8 | 10 | 3 | 53.2428
2028 | 8 | 10 | 4 | 53.0708
2028 | 8 | 10 | 5 | 54.2942
2028 | 8 | 10 | 6 | 56.6669
2028 | 8 | 10 | 7 | 59.6101
2028 | 8 | 10 | 8 | 58.3981
2028 | 8 | 10 | 9 | 54.5098
2028 | 8 | 10 | 10 | 52.9067
2028 | 8 | 10 | 11 | 51.3814
2028 | 8 | 10 | 12 | 53.5376
2028 | 8 | 10 | 13 | 55.4092
2028 | 8 | 10 | 14 | 55.7265
2028 | 8 | 10 | 15 | 56.0249
2028 | 8 | 10 | 16 | 59.0468
2028 | 8 | 10 | 17 | 68.3182
2028 | 8 | 10 | 18 | 78.2687
2028 | 8 | 10 | 19 | 79.0966
2028 | 8 | 10 | 20 | 78.0531
2028 | 8 | 10 | 21 | 75.2804
2028 | 8 | 10 | 22 | 69.5485
2028 | 8 | 10 | 23 | 63.2265
2028 | 8 | 11 | 0 | 56.2495
2028 | 8 | 11 | 1 | 53.2282
2028 | 8 | 11 | 2 | 51.5716
2028 | 8 | 11 | 3 | 50.8376
2028 | 8 | 11 | 4 | 50.7689
2028 | 8 | 11 | 5 | 51.9323
2028 | 8 | 11 | 6 | 53.9511
2028 | 8 | 11 | 7 | 56.5015
2028 | 8 | 11 | 8 | 54.9423
2028 | 8 | 11 | 9 | 51.1697
2028 | 8 | 11 | 10 | 50.7764
2028 | 8 | 11 | 11 | 50.0004
2028 | 8 | 11 | 12 | 51.2497
2028 | 8 | 11 | 13 | 53.2862
2028 | 8 | 11 | 14 | 52.7305
2028 | 8 | 11 | 15 | 52.2689
2028 | 8 | 11 | 16 | 54.7027
2028 | 8 | 11 | 17 | 63.1607
2028 | 8 | 11 | 18 | 73.9002
2028 | 8 | 11 | 19 | 75.1283
2028 | 8 | 11 | 20 | 74.2348
2028 | 8 | 11 | 21 | 71.7031
2028 | 8 | 11 | 22 | 66.4379
2028 | 8 | 11 | 23 | 60.3903
2028 | 8 | 12 | 0 | 53.8324
2028 | 8 | 12 | 1 | 52.6026
2028 | 8 | 12 | 2 | 50.606
2028 | 8 | 12 | 3 | 49.4678
2028 | 8 | 12 | 4 | 49.0098
2028 | 8 | 12 | 5 | 49.1036
2028 | 8 | 12 | 6 | 49.6633
2028 | 8 | 12 | 7 | 51.6174
2028 | 8 | 12 | 8 | 53.6138
2028 | 8 | 12 | 9 | 51.4849
2028 | 8 | 12 | 10 | 49.5063
2028 | 8 | 12 | 11 | 48.2971
2028 | 8 | 12 | 12 | 46.3896
2028 | 8 | 12 | 13 | 46.8531
2028 | 8 | 12 | 14 | 46.9474
2028 | 8 | 12 | 15 | 49.7522
2028 | 8 | 12 | 16 | 53.7908
2028 | 8 | 12 | 17 | 64.7237
2028 | 8 | 12 | 18 | 76.9049
2028 | 8 | 12 | 19 | 75.7724
2028 | 8 | 12 | 20 | 73.757
2028 | 8 | 12 | 21 | 70.5741
2028 | 8 | 12 | 22 | 65.4094
2028 | 8 | 12 | 23 | 60.1814
2028 | 8 | 13 | 0 | 55.7126
2028 | 8 | 13 | 1 | 51.8902
2028 | 8 | 13 | 2 | 49.7613
2028 | 8 | 13 | 3 | 48.5791
2028 | 8 | 13 | 4 | 48.0058
2028 | 8 | 13 | 5 | 47.8346
2028 | 8 | 13 | 6 | 48.0448
2028 | 8 | 13 | 7 | 50.4282
2028 | 8 | 13 | 8 | 56.1597
2028 | 8 | 13 | 9 | 55.7705
2028 | 8 | 13 | 10 | 51.0793
2028 | 8 | 13 | 11 | 46.0002
2028 | 8 | 13 | 12 | 47.5906
2028 | 8 | 13 | 13 | 48.3143
2028 | 8 | 13 | 14 | 48.6837
2028 | 8 | 13 | 15 | 50.6162
2028 | 8 | 13 | 16 | 57.646
2028 | 8 | 13 | 17 | 68.5276
2028 | 8 | 13 | 18 | 78.1499
2028 | 8 | 13 | 19 | 73.953
2028 | 8 | 13 | 20 | 71.907
2028 | 8 | 13 | 21 | 68.23
2028 | 8 | 13 | 22 | 62.3438
2028 | 8 | 13 | 23 | 57.0101
2028 | 8 | 14 | 0 | 54.254
2028 | 8 | 14 | 1 | 46.9384
2028 | 8 | 14 | 2 | 45.8687
2028 | 8 | 14 | 3 | 45.5736
2028 | 8 | 14 | 4 | 45.6934
2028 | 8 | 14 | 5 | 47.3191
2028 | 8 | 14 | 6 | 49.7859
2028 | 8 | 14 | 7 | 53.5985
2028 | 8 | 14 | 8 | 57.2587
2028 | 8 | 14 | 9 | 55.785
2028 | 8 | 14 | 10 | 53.3047
2028 | 8 | 14 | 11 | 49.6594
2028 | 8 | 14 | 12 | 49.2567
2028 | 8 | 14 | 13 | 50.105
2028 | 8 | 14 | 14 | 50.02
2028 | 8 | 14 | 15 | 49.2629
2028 | 8 | 14 | 16 | 49.3185
2028 | 8 | 14 | 17 | 52.025
2028 | 8 | 14 | 18 | 62.6901
2028 | 8 | 14 | 19 | 64.463
2028 | 8 | 14 | 20 | 64.0078
2028 | 8 | 14 | 21 | 61.2812
2028 | 8 | 14 | 22 | 56.2475
2028 | 8 | 14 | 23 | 51.5308
2028 | 8 | 15 | 0 | 48.3205
2028 | 8 | 15 | 1 | 49.0142
2028 | 8 | 15 | 2 | 47.7652
2028 | 8 | 15 | 3 | 47.5092
2028 | 8 | 15 | 4 | 47.7309
2028 | 8 | 15 | 5 | 49.0422
2028 | 8 | 15 | 6 | 51.3815
2028 | 8 | 15 | 7 | 54.1941
2028 | 8 | 15 | 8 | 51.9603
2028 | 8 | 15 | 9 | 47.4903
2028 | 8 | 15 | 10 | 48.2774
2028 | 8 | 15 | 11 | 47.6087
2028 | 8 | 15 | 12 | 49.1156
2028 | 8 | 15 | 13 | 50.8939
2028 | 8 | 15 | 14 | 50.8468
2028 | 8 | 15 | 15 | 50.8377
2028 | 8 | 15 | 16 | 51.4539
2028 | 8 | 15 | 17 | 57.2014
2028 | 8 | 15 | 18 | 68.4
2028 | 8 | 15 | 19 | 71.3964
2028 | 8 | 15 | 20 | 70.6941
2028 | 8 | 15 | 21 | 67.4489
2028 | 8 | 15 | 22 | 61.5585
2028 | 8 | 15 | 23 | 55.8559
2028 | 8 | 16 | 0 | 53.8879
2028 | 8 | 16 | 1 | 51.1622
2028 | 8 | 16 | 2 | 49.7556
2028 | 8 | 16 | 3 | 49.1707
2028 | 8 | 16 | 4 | 49.2651
2028 | 8 | 16 | 5 | 50.673
2028 | 8 | 16 | 6 | 52.6891
2028 | 8 | 16 | 7 | 55.4668
2028 | 8 | 16 | 8 | 53.1415
2028 | 8 | 16 | 9 | 47.7431
2028 | 8 | 16 | 10 | 48.0034
2028 | 8 | 16 | 11 | 48.0985
2028 | 8 | 16 | 12 | 51.6984
2028 | 8 | 16 | 13 | 53.334
2028 | 8 | 16 | 14 | 52.9997
2028 | 8 | 16 | 15 | 52.2562
2028 | 8 | 16 | 16 | 54.1113
2028 | 8 | 16 | 17 | 62.4039
2028 | 8 | 16 | 18 | 74.0752
2028 | 8 | 16 | 19 | 74.3034
2028 | 8 | 16 | 20 | 73.7814
2028 | 8 | 16 | 21 | 70.7557
2028 | 8 | 16 | 22 | 64.912
2028 | 8 | 16 | 23 | 58.9867
2028 | 8 | 17 | 0 | 55.7568
2028 | 8 | 17 | 1 | 51.7866
2028 | 8 | 17 | 2 | 50.2856
2028 | 8 | 17 | 3 | 49.7968
2028 | 8 | 17 | 4 | 49.8056
2028 | 8 | 17 | 5 | 51.3011
2028 | 8 | 17 | 6 | 54.2566
2028 | 8 | 17 | 7 | 58.459
2028 | 8 | 17 | 8 | 60.6057
2028 | 8 | 17 | 9 | 57.5193
2028 | 8 | 17 | 10 | 54.2435
2028 | 8 | 17 | 11 | 50.3404
2028 | 8 | 17 | 12 | 52.4511
2028 | 8 | 17 | 13 | 53.5793
2028 | 8 | 17 | 14 | 53.6907
2028 | 8 | 17 | 15 | 53.5681
2028 | 8 | 17 | 16 | 58.6216
2028 | 8 | 17 | 17 | 66.349
2028 | 8 | 17 | 18 | 76.5625
2028 | 8 | 17 | 19 | 74.1532
2028 | 8 | 17 | 20 | 73.5537
2028 | 8 | 17 | 21 | 70.3468
2028 | 8 | 17 | 22 | 64.5861
2028 | 8 | 17 | 23 | 58.855
2028 | 8 | 18 | 0 | 55.2479
2028 | 8 | 18 | 1 | 55.9078
2028 | 8 | 18 | 2 | 54.0969
2028 | 8 | 18 | 3 | 53.3232
2028 | 8 | 18 | 4 | 53.1713
2028 | 8 | 18 | 5 | 54.401
2028 | 8 | 18 | 6 | 57.3581
2028 | 8 | 18 | 7 | 61.8158
2028 | 8 | 18 | 8 | 62.5167
2028 | 8 | 18 | 9 | 57.8128
2028 | 8 | 18 | 10 | 54.1499
2028 | 8 | 18 | 11 | 51.1852
2028 | 8 | 18 | 12 | 52.5495
2028 | 8 | 18 | 13 | 54.0543
2028 | 8 | 18 | 14 | 53.6486
2028 | 8 | 18 | 15 | 53.4863
2028 | 8 | 18 | 16 | 59.4219
2028 | 8 | 18 | 17 | 70.1457
2028 | 8 | 18 | 18 | 80.1952
2028 | 8 | 18 | 19 | 82.2905
2028 | 8 | 18 | 20 | 80.9574
2028 | 8 | 18 | 21 | 77.3081
2028 | 8 | 18 | 22 | 71.122
2028 | 8 | 18 | 23 | 64.5052
2028 | 8 | 19 | 0 | 58.8038
2028 | 8 | 19 | 1 | 56.5991
2028 | 8 | 19 | 2 | 54.2834
2028 | 8 | 19 | 3 | 52.8701
2028 | 8 | 19 | 4 | 52.1466
2028 | 8 | 19 | 5 | 52.0633
2028 | 8 | 19 | 6 | 53.1063
2028 | 8 | 19 | 7 | 56.8674
2028 | 8 | 19 | 8 | 62.4343
2028 | 8 | 19 | 9 | 61.322
2028 | 8 | 19 | 10 | 55.9006
2028 | 8 | 19 | 11 | 50.8615
2028 | 8 | 19 | 12 | 50.3077
2028 | 8 | 19 | 13 | 50.8502
2028 | 8 | 19 | 14 | 51.3695
2028 | 8 | 19 | 15 | 53.2404
2028 | 8 | 19 | 16 | 61.4792
2028 | 8 | 19 | 17 | 74.9106
2028 | 8 | 19 | 18 | 83.8949
2028 | 8 | 19 | 19 | 81.4983
2028 | 8 | 19 | 20 | 78.6307
2028 | 8 | 19 | 21 | 74.3281
2028 | 8 | 19 | 22 | 68.4717
2028 | 8 | 19 | 23 | 62.9673
2028 | 8 | 20 | 0 | 58.8798
2028 | 8 | 20 | 1 | 58.6058
2028 | 8 | 20 | 2 | 56.1151
2028 | 8 | 20 | 3 | 54.6556
2028 | 8 | 20 | 4 | 53.8465
2028 | 8 | 20 | 5 | 53.6424
2028 | 8 | 20 | 6 | 55.0885
2028 | 8 | 20 | 7 | 58.6841
2028 | 8 | 20 | 8 | 64.3624
2028 | 8 | 20 | 9 | 63.7542
2028 | 8 | 20 | 10 | 58.7552
2028 | 8 | 20 | 11 | 53.3715
2028 | 8 | 20 | 12 | 49.55
2028 | 8 | 20 | 13 | 50.7242
2028 | 8 | 20 | 14 | 53.1347
2028 | 8 | 20 | 15 | 55.4393
2028 | 8 | 20 | 16 | 63.2702
2028 | 8 | 20 | 17 | 78.3392
2028 | 8 | 20 | 18 | 91.5414
2028 | 8 | 20 | 19 | 90.8112
2028 | 8 | 20 | 20 | 87.9671
2028 | 8 | 20 | 21 | 83.0215
2028 | 8 | 20 | 22 | 75.6223
2028 | 8 | 20 | 23 | 68.6596
2028 | 8 | 21 | 0 | 62.2533
2028 | 8 | 21 | 1 | 59.1124
2028 | 8 | 21 | 2 | 57.2685
2028 | 8 | 21 | 3 | 56.3968
2028 | 8 | 21 | 4 | 56.1286
2028 | 8 | 21 | 5 | 57.4273
2028 | 8 | 21 | 6 | 60.5188
2028 | 8 | 21 | 7 | 66
2028 | 8 | 21 | 8 | 69.1356
2028 | 8 | 21 | 9 | 64.4947
2028 | 8 | 21 | 10 | 59.1074
2028 | 8 | 21 | 11 | 55.5115
2028 | 8 | 21 | 12 | 54.7271
2028 | 8 | 21 | 13 | 56.0705
2028 | 8 | 21 | 14 | 56.8621
2028 | 8 | 21 | 15 | 57.7407
2028 | 8 | 21 | 16 | 63.5817
2028 | 8 | 21 | 17 | 75.0292
2028 | 8 | 21 | 18 | 85.1046
2028 | 8 | 21 | 19 | 82.6286
2028 | 8 | 21 | 20 | 80.7009
2028 | 8 | 21 | 21 | 76.4028
2028 | 8 | 21 | 22 | 70.3722
2028 | 8 | 21 | 23 | 64.6986
2028 | 8 | 22 | 0 | 61.7626
2028 | 8 | 22 | 1 | 53.9937
2028 | 8 | 22 | 2 | 52.3473
2028 | 8 | 22 | 3 | 51.6472
2028 | 8 | 22 | 4 | 51.6241
2028 | 8 | 22 | 5 | 52.9324
2028 | 8 | 22 | 6 | 54.0151
2028 | 8 | 22 | 7 | 58.3362
2028 | 8 | 22 | 8 | 59.3875
2028 | 8 | 22 | 9 | 52.9239
2028 | 8 | 22 | 10 | 47.188
2028 | 8 | 22 | 11 | 43.9818
2028 | 8 | 22 | 12 | 49.3772
2028 | 8 | 22 | 13 | 50.6038
2028 | 8 | 22 | 14 | 51.2155
2028 | 8 | 22 | 15 | 52.0049
2028 | 8 | 22 | 16 | 55.306
2028 | 8 | 22 | 17 | 62.0668
2028 | 8 | 22 | 18 | 68.0813
2028 | 8 | 22 | 19 | 69.7199
2028 | 8 | 22 | 20 | 69.3155
2028 | 8 | 22 | 21 | 65.5681
2028 | 8 | 22 | 22 | 60.0557
2028 | 8 | 22 | 23 | 55.156
2028 | 8 | 23 | 0 | 53.1133
2028 | 8 | 23 | 1 | 49.3643
2028 | 8 | 23 | 2 | 48.2965
2028 | 8 | 23 | 3 | 47.9974
2028 | 8 | 23 | 4 | 48.2709
2028 | 8 | 23 | 5 | 49.6401
2028 | 8 | 23 | 6 | 51.947
2028 | 8 | 23 | 7 | 54.6658
2028 | 8 | 23 | 8 | 53.3662
2028 | 8 | 23 | 9 | 48.9906
2028 | 8 | 23 | 10 | 50.1094
2028 | 8 | 23 | 11 | 49.6511
2028 | 8 | 23 | 12 | 49.7814
2028 | 8 | 23 | 13 | 52.3591
2028 | 8 | 23 | 14 | 52.3691
2028 | 8 | 23 | 15 | 51.5321
2028 | 8 | 23 | 16 | 51.6002
2028 | 8 | 23 | 17 | 58.6884
2028 | 8 | 23 | 18 | 69.4698
2028 | 8 | 23 | 19 | 72.7943
2028 | 8 | 23 | 20 | 72.2722
2028 | 8 | 23 | 21 | 68.5258
2028 | 8 | 23 | 22 | 62.383
2028 | 8 | 23 | 23 | 56.6523
2028 | 8 | 24 | 0 | 52.0885
2028 | 8 | 24 | 1 | 52.9814
2028 | 8 | 24 | 2 | 51.6201
2028 | 8 | 24 | 3 | 50.998
2028 | 8 | 24 | 4 | 51.0761
2028 | 8 | 24 | 5 | 52.6228
2028 | 8 | 24 | 6 | 55.3428
2028 | 8 | 24 | 7 | 58.73
2028 | 8 | 24 | 8 | 57.1247
2028 | 8 | 24 | 9 | 51.6912
2028 | 8 | 24 | 10 | 53.0938
2028 | 8 | 24 | 11 | 52.9614
2028 | 8 | 24 | 12 | 53.788
2028 | 8 | 24 | 13 | 55.2932
2028 | 8 | 24 | 14 | 55.1262
2028 | 8 | 24 | 15 | 55.382
2028 | 8 | 24 | 16 | 60.136
2028 | 8 | 24 | 17 | 71.2797
2028 | 8 | 24 | 18 | 80.9795
2028 | 8 | 24 | 19 | 81.6497
2028 | 8 | 24 | 20 | 80.7375
2028 | 8 | 24 | 21 | 77.0169
2028 | 8 | 24 | 22 | 70.9413
2028 | 8 | 24 | 23 | 64.5847
2028 | 8 | 25 | 0 | 59.1706
2028 | 8 | 25 | 1 | 58.4016
2028 | 8 | 25 | 2 | 56.4942
2028 | 8 | 25 | 3 | 55.6226
2028 | 8 | 25 | 4 | 55.4211
2028 | 8 | 25 | 5 | 56.7579
2028 | 8 | 25 | 6 | 60.2884
2028 | 8 | 25 | 7 | 65.8745
2028 | 8 | 25 | 8 | 67.6563
2028 | 8 | 25 | 9 | 61.5718
2028 | 8 | 25 | 10 | 55.8565
2028 | 8 | 25 | 11 | 51.987
2028 | 8 | 25 | 12 | 52.3351
2028 | 8 | 25 | 13 | 53.8548
2028 | 8 | 25 | 14 | 53.4549
2028 | 8 | 25 | 15 | 53.6986
2028 | 8 | 25 | 16 | 61.6613
2028 | 8 | 25 | 17 | 75.1201
2028 | 8 | 25 | 18 | 83.6033
2028 | 8 | 25 | 19 | 87.8685
2028 | 8 | 25 | 20 | 86.324
2028 | 8 | 25 | 21 | 81.9663
2028 | 8 | 25 | 22 | 75.3743
2028 | 8 | 25 | 23 | 68.3828
2028 | 8 | 26 | 0 | 61.3215
2028 | 8 | 26 | 1 | 60.4504
2028 | 8 | 26 | 2 | 57.8452
2028 | 8 | 26 | 3 | 56.2058
2028 | 8 | 26 | 4 | 55.3615
2028 | 8 | 26 | 5 | 55.1168
2028 | 8 | 26 | 6 | 56.3257
2028 | 8 | 26 | 7 | 60.035
2028 | 8 | 26 | 8 | 62.4911
2028 | 8 | 26 | 9 | 58.966
2028 | 8 | 26 | 10 | 54.8954
2028 | 8 | 26 | 11 | 51.0219
2028 | 8 | 26 | 12 | 51.5878
2028 | 8 | 26 | 13 | 52.1967
2028 | 8 | 26 | 14 | 53.2105
2028 | 8 | 26 | 15 | 54.5085
2028 | 8 | 26 | 16 | 63.4728
2028 | 8 | 26 | 17 | 78.6707
2028 | 8 | 26 | 18 | 88.0278
2028 | 8 | 26 | 19 | 90.416
2028 | 8 | 26 | 20 | 87.219
2028 | 8 | 26 | 21 | 82.1826
2028 | 8 | 26 | 22 | 75.6058
2028 | 8 | 26 | 23 | 69.1818
2028 | 8 | 27 | 0 | 63.6595
2028 | 8 | 27 | 1 | 59.8763
2028 | 8 | 27 | 2 | 57.2853
2028 | 8 | 27 | 3 | 55.656
2028 | 8 | 27 | 4 | 54.8689
2028 | 8 | 27 | 5 | 54.6337
2028 | 8 | 27 | 6 | 55.1244
2028 | 8 | 27 | 7 | 58.1262
2028 | 8 | 27 | 8 | 60.6473
2028 | 8 | 27 | 9 | 56.366
2028 | 8 | 27 | 10 | 50.0474
2028 | 8 | 27 | 11 | 46.6684
2028 | 8 | 27 | 12 | 47.852
2028 | 8 | 27 | 13 | 49.5817
2028 | 8 | 27 | 14 | 50.3708
2028 | 8 | 27 | 15 | 51.3322
2028 | 8 | 27 | 16 | 57.0316
2028 | 8 | 27 | 17 | 71.9243
2028 | 8 | 27 | 18 | 83.3382
2028 | 8 | 27 | 19 | 86.0935
2028 | 8 | 27 | 20 | 83.5376
2028 | 8 | 27 | 21 | 78.3253
2028 | 8 | 27 | 22 | 71.3324
2028 | 8 | 27 | 23 | 64.9575
2028 | 8 | 28 | 0 | 60.0448
2028 | 8 | 28 | 1 | 62.0885
2028 | 8 | 28 | 2 | 60.2109
2028 | 8 | 28 | 3 | 59.2897
2028 | 8 | 28 | 4 | 59.1808
2028 | 8 | 28 | 5 | 60.1862
2028 | 8 | 28 | 6 | 62.9484
2028 | 8 | 28 | 7 | 68.0409
2028 | 8 | 28 | 8 | 66.7325
2028 | 8 | 28 | 9 | 58.0096
2028 | 8 | 28 | 10 | 54.3966
2028 | 8 | 28 | 11 | 54.0762
2028 | 8 | 28 | 12 | 55.8581
2028 | 8 | 28 | 13 | 58.3776
2028 | 8 | 28 | 14 | 59.093
2028 | 8 | 28 | 15 | 61.1831
2028 | 8 | 28 | 16 | 67.8197
2028 | 8 | 28 | 17 | 83.5746
2028 | 8 | 28 | 18 | 91.9772
2028 | 8 | 28 | 19 | 95.6932
2028 | 8 | 28 | 20 | 92.877
2028 | 8 | 28 | 21 | 87.4263
2028 | 8 | 28 | 22 | 80.273
2028 | 8 | 28 | 23 | 73.2851
2028 | 8 | 29 | 0 | 69.6085
2028 | 8 | 29 | 1 | 60.5931
2028 | 8 | 29 | 2 | 58.6338
2028 | 8 | 29 | 3 | 57.5989
2028 | 8 | 29 | 4 | 57.2613
2028 | 8 | 29 | 5 | 58.6606
2028 | 8 | 29 | 6 | 61.5753
2028 | 8 | 29 | 7 | 66.6492
2028 | 8 | 29 | 8 | 67.3472
2028 | 8 | 29 | 9 | 60.5518
2028 | 8 | 29 | 10 | 55.3266
2028 | 8 | 29 | 11 | 52.3389
2028 | 8 | 29 | 12 | 51.5989
2028 | 8 | 29 | 13 | 52.9292
2028 | 8 | 29 | 14 | 53.4696
2028 | 8 | 29 | 15 | 54.5801
2028 | 8 | 29 | 16 | 57.3065
2028 | 8 | 29 | 17 | 66.4986
2028 | 8 | 29 | 18 | 74.2769
2028 | 8 | 29 | 19 | 76.7205
2028 | 8 | 29 | 20 | 75.0955
2028 | 8 | 29 | 21 | 70.8814
2028 | 8 | 29 | 22 | 65.746
2028 | 8 | 29 | 23 | 60.7437
2028 | 8 | 30 | 0 | 56.734
2028 | 8 | 30 | 1 | 52.851
2028 | 8 | 30 | 2 | 51.5165
2028 | 8 | 30 | 3 | 51.0394
2028 | 8 | 30 | 4 | 51.147
2028 | 8 | 30 | 5 | 52.4303
2028 | 8 | 30 | 6 | 54.8912
2028 | 8 | 30 | 7 | 57.7649
2028 | 8 | 30 | 8 | 54.9346
2028 | 8 | 30 | 9 | 47.8349
2028 | 8 | 30 | 10 | 47.1216
2028 | 8 | 30 | 11 | 46.8652
2028 | 8 | 30 | 12 | 46.9739
2028 | 8 | 30 | 13 | 49.8235
2028 | 8 | 30 | 14 | 49.9805
2028 | 8 | 30 | 15 | 49.6871
2028 | 8 | 30 | 16 | 49.7296
2028 | 8 | 30 | 17 | 57.8428
2028 | 8 | 30 | 18 | 65.147
2028 | 8 | 30 | 19 | 68.6654
2028 | 8 | 30 | 20 | 68.1703
2028 | 8 | 30 | 21 | 64.6326
2028 | 8 | 30 | 22 | 59.698
2028 | 8 | 30 | 23 | 55.206
2028 | 8 | 31 | 0 | 51.6243
2028 | 8 | 31 | 1 | 51.6598
2028 | 8 | 31 | 2 | 50.5877
2028 | 8 | 31 | 3 | 50.0434
2028 | 8 | 31 | 4 | 50.249
2028 | 8 | 31 | 5 | 51.8829
2028 | 8 | 31 | 6 | 55.4588
2028 | 8 | 31 | 7 | 59.4287
2028 | 8 | 31 | 8 | 58.1557
2028 | 8 | 31 | 9 | 51.5512
2028 | 8 | 31 | 10 | 49.5962
2028 | 8 | 31 | 11 | 46.8387
2028 | 8 | 31 | 12 | 46.9745
2028 | 8 | 31 | 13 | 49.2359
2028 | 8 | 31 | 14 | 48.2192
2028 | 8 | 31 | 15 | 49.8446
2028 | 8 | 31 | 16 | 52.6458
2028 | 8 | 31 | 17 | 62.558
2028 | 8 | 31 | 18 | 68.6817
2028 | 8 | 31 | 19 | 71.9632
2028 | 8 | 31 | 20 | 71.7282
2028 | 8 | 31 | 21 | 68.2059
2028 | 8 | 31 | 22 | 63.3125
2028 | 8 | 31 | 23 | 58.3277
2028 | 9 | 1 | 0 | 54.1699
2028 | 9 | 1 | 1 | 51.272
2028 | 9 | 1 | 2 | 50.5548
2028 | 9 | 1 | 3 | 50.5787
2028 | 9 | 1 | 4 | 50.8568
2028 | 9 | 1 | 5 | 52.7422
2028 | 9 | 1 | 6 | 55.2023
2028 | 9 | 1 | 7 | 60.1888
2028 | 9 | 1 | 8 | 61.6128
2028 | 9 | 1 | 9 | 57.334
2028 | 9 | 1 | 10 | 53.3324
2028 | 9 | 1 | 11 | 48.2425
2028 | 9 | 1 | 12 | 47.9144
2028 | 9 | 1 | 13 | 49.6179
2028 | 9 | 1 | 14 | 47.5319
2028 | 9 | 1 | 15 | 46.5988
2028 | 9 | 1 | 16 | 50.5204
2028 | 9 | 1 | 17 | 57.9887
2028 | 9 | 1 | 18 | 67.7639
2028 | 9 | 1 | 19 | 67.8373
2028 | 9 | 1 | 20 | 67.4499
2028 | 9 | 1 | 21 | 64.0229
2028 | 9 | 1 | 22 | 59.6482
2028 | 9 | 1 | 23 | 55.0602
2028 | 9 | 2 | 0 | 52.1332
2028 | 9 | 2 | 1 | 50.5772
2028 | 9 | 2 | 2 | 49.5226
2028 | 9 | 2 | 3 | 48.9638
2028 | 9 | 2 | 4 | 48.9451
2028 | 9 | 2 | 5 | 49.5781
2028 | 9 | 2 | 6 | 49.7201
2028 | 9 | 2 | 7 | 53.7176
2028 | 9 | 2 | 8 | 56.8671
2028 | 9 | 2 | 9 | 50.7367
2028 | 9 | 2 | 10 | 46.3062
2028 | 9 | 2 | 11 | 41.8753
2028 | 9 | 2 | 12 | 43.7068
2028 | 9 | 2 | 13 | 44.4517
2028 | 9 | 2 | 14 | 42.5117
2028 | 9 | 2 | 15 | 41.9694
2028 | 9 | 2 | 16 | 46.8064
2028 | 9 | 2 | 17 | 55.9068
2028 | 9 | 2 | 18 | 70.9652
2028 | 9 | 2 | 19 | 67.7567
2028 | 9 | 2 | 20 | 65.4235
2028 | 9 | 2 | 21 | 60.8316
2028 | 9 | 2 | 22 | 56.5982
2028 | 9 | 2 | 23 | 53.0496
2028 | 9 | 3 | 0 | 50.9005
2028 | 9 | 3 | 1 | 46.5015
2028 | 9 | 3 | 2 | 45.567
2028 | 9 | 3 | 3 | 45.3608
2028 | 9 | 3 | 4 | 45.3842
2028 | 9 | 3 | 5 | 45.9252
2028 | 9 | 3 | 6 | 46.6674
2028 | 9 | 3 | 7 | 48.7314
2028 | 9 | 3 | 8 | 52.224
2028 | 9 | 3 | 9 | 50.4119
2028 | 9 | 3 | 10 | 48.323
2028 | 9 | 3 | 11 | 45.2976
2028 | 9 | 3 | 12 | 44.5795
2028 | 9 | 3 | 13 | 44.3441
2028 | 9 | 3 | 14 | 41.8229
2028 | 9 | 3 | 15 | 41.1227
2028 | 9 | 3 | 16 | 44.9171
2028 | 9 | 3 | 17 | 53.9732
2028 | 9 | 3 | 18 | 63.5152
2028 | 9 | 3 | 19 | 64.2223
2028 | 9 | 3 | 20 | 62.915
2028 | 9 | 3 | 21 | 58.5331
2028 | 9 | 3 | 22 | 53.6319
2028 | 9 | 3 | 23 | 49.6635
2028 | 9 | 4 | 0 | 44.7593
2028 | 9 | 4 | 1 | 47.8779
2028 | 9 | 4 | 2 | 46.6936
2028 | 9 | 4 | 3 | 46.2376
2028 | 9 | 4 | 4 | 46.4507
2028 | 9 | 4 | 5 | 47.0675
2028 | 9 | 4 | 6 | 47.0291
2028 | 9 | 4 | 7 | 48.643
2028 | 9 | 4 | 8 | 48.9595
2028 | 9 | 4 | 9 | 46.9057
2028 | 9 | 4 | 10 | 43.6547
2028 | 9 | 4 | 11 | 41.934
2028 | 9 | 4 | 12 | 44.9766
2028 | 9 | 4 | 13 | 46.6977
2028 | 9 | 4 | 14 | 46.3718
2028 | 9 | 4 | 15 | 49.2424
2028 | 9 | 4 | 16 | 48.2862
2028 | 9 | 4 | 17 | 56.6842
2028 | 9 | 4 | 18 | 66.5651
2028 | 9 | 4 | 19 | 67.597
2028 | 9 | 4 | 20 | 65.913
2028 | 9 | 4 | 21 | 59.7745
2028 | 9 | 4 | 22 | 53.7509
2028 | 9 | 4 | 23 | 49.5441
2028 | 9 | 5 | 0 | 48.0506
2028 | 9 | 5 | 1 | 51.694
2028 | 9 | 5 | 2 | 50.7973
2028 | 9 | 5 | 3 | 50.7779
2028 | 9 | 5 | 4 | 51.0845
2028 | 9 | 5 | 5 | 52.8061
2028 | 9 | 5 | 6 | 56.1096
2028 | 9 | 5 | 7 | 60.5267
2028 | 9 | 5 | 8 | 57.9088
2028 | 9 | 5 | 9 | 51.5384
2028 | 9 | 5 | 10 | 52.0052
2028 | 9 | 5 | 11 | 51.3204
2028 | 9 | 5 | 12 | 50.6669
2028 | 9 | 5 | 13 | 52.8116
2028 | 9 | 5 | 14 | 52.4488
2028 | 9 | 5 | 15 | 52.0771
2028 | 9 | 5 | 16 | 53.1481
2028 | 9 | 5 | 17 | 60.8617
2028 | 9 | 5 | 18 | 73.6573
2028 | 9 | 5 | 19 | 76.632
2028 | 9 | 5 | 20 | 75.6506
2028 | 9 | 5 | 21 | 71.0594
2028 | 9 | 5 | 22 | 65.4059
2028 | 9 | 5 | 23 | 59.8718
2028 | 9 | 6 | 0 | 55.9571
2028 | 9 | 6 | 1 | 55.7969
2028 | 9 | 6 | 2 | 54.5147
2028 | 9 | 6 | 3 | 54.1619
2028 | 9 | 6 | 4 | 54.2369
2028 | 9 | 6 | 5 | 55.665
2028 | 9 | 6 | 6 | 58.6551
2028 | 9 | 6 | 7 | 63.5461
2028 | 9 | 6 | 8 | 61.7141
2028 | 9 | 6 | 9 | 54.683
2028 | 9 | 6 | 10 | 52.2176
2028 | 9 | 6 | 11 | 50.815
2028 | 9 | 6 | 12 | 54.3404
2028 | 9 | 6 | 13 | 56.4971
2028 | 9 | 6 | 14 | 55.8641
2028 | 9 | 6 | 15 | 55.1902
2028 | 9 | 6 | 16 | 59.9086
2028 | 9 | 6 | 17 | 71.5705
2028 | 9 | 6 | 18 | 83.7157
2028 | 9 | 6 | 19 | 83.4726
2028 | 9 | 6 | 20 | 81.5136
2028 | 9 | 6 | 21 | 76.0024
2028 | 9 | 6 | 22 | 69.3212
2028 | 9 | 6 | 23 | 63.1463
2028 | 9 | 7 | 0 | 60.81
2028 | 9 | 7 | 1 | 59.6858
2028 | 9 | 7 | 2 | 58.1055
2028 | 9 | 7 | 3 | 57.5269
2028 | 9 | 7 | 4 | 57.4351
2028 | 9 | 7 | 5 | 58.853
2028 | 9 | 7 | 6 | 62.269
2028 | 9 | 7 | 7 | 68.1959
2028 | 9 | 7 | 8 | 68.6064
2028 | 9 | 7 | 9 | 62.3948
2028 | 9 | 7 | 10 | 57.4011
2028 | 9 | 7 | 11 | 53.9698
2028 | 9 | 7 | 12 | 54.9179
2028 | 9 | 7 | 13 | 57.1432
2028 | 9 | 7 | 14 | 57.0049
2028 | 9 | 7 | 15 | 57.193
2028 | 9 | 7 | 16 | 62.5748
2028 | 9 | 7 | 17 | 76.0711
2028 | 9 | 7 | 18 | 87.3268
2028 | 9 | 7 | 19 | 90.0312
2028 | 9 | 7 | 20 | 87.7431
2028 | 9 | 7 | 21 | 82.1477
2028 | 9 | 7 | 22 | 75.4407
2028 | 9 | 7 | 23 | 68.7229
2028 | 9 | 8 | 0 | 63.4063
2028 | 9 | 8 | 1 | 61.5839
2028 | 9 | 8 | 2 | 59.7989
2028 | 9 | 8 | 3 | 59.0106
2028 | 9 | 8 | 4 | 58.8243
2028 | 9 | 8 | 5 | 60.026
2028 | 9 | 8 | 6 | 63.0205
2028 | 9 | 8 | 7 | 68.3797
2028 | 9 | 8 | 8 | 65.6336
2028 | 9 | 8 | 9 | 57.2116
2028 | 9 | 8 | 10 | 52.6936
2028 | 9 | 8 | 11 | 51.2459
2028 | 9 | 8 | 12 | 53.4398
2028 | 9 | 8 | 13 | 55.9456
2028 | 9 | 8 | 14 | 55.5693
2028 | 9 | 8 | 15 | 55.431
2028 | 9 | 8 | 16 | 59.4807
2028 | 9 | 8 | 17 | 72.4002
2028 | 9 | 8 | 18 | 85.2432
2028 | 9 | 8 | 19 | 87.5026
2028 | 9 | 8 | 20 | 84.9493
2028 | 9 | 8 | 21 | 79.5036
2028 | 9 | 8 | 22 | 73.5175
2028 | 9 | 8 | 23 | 67.259
2028 | 9 | 9 | 0 | 62.9966
2028 | 9 | 9 | 1 | 60.1945
2028 | 9 | 9 | 2 | 58.1893
2028 | 9 | 9 | 3 | 56.9545
2028 | 9 | 9 | 4 | 56.3659
2028 | 9 | 9 | 5 | 56.4555
2028 | 9 | 9 | 6 | 57.8998
2028 | 9 | 9 | 7 | 61.5818
2028 | 9 | 9 | 8 | 60.9055
2028 | 9 | 9 | 9 | 55.2789
2028 | 9 | 9 | 10 | 52.063
2028 | 9 | 9 | 11 | 51.3346
2028 | 9 | 9 | 12 | 51.3175
2028 | 9 | 9 | 13 | 52.4501
2028 | 9 | 9 | 14 | 52.0584
2028 | 9 | 9 | 15 | 53.4992
2028 | 9 | 9 | 16 | 58.0689
2028 | 9 | 9 | 17 | 71.9564
2028 | 9 | 9 | 18 | 84.5785
2028 | 9 | 9 | 19 | 85.1803
2028 | 9 | 9 | 20 | 81.6274
2028 | 9 | 9 | 21 | 75.7184
2028 | 9 | 9 | 22 | 70.0711
2028 | 9 | 9 | 23 | 64.7473
2028 | 9 | 10 | 0 | 60.9452
2028 | 9 | 10 | 1 | 57.2561
2028 | 9 | 10 | 2 | 55.3683
2028 | 9 | 10 | 3 | 54.2595
2028 | 9 | 10 | 4 | 53.7741
2028 | 9 | 10 | 5 | 53.8101
2028 | 9 | 10 | 6 | 55.0455
2028 | 9 | 10 | 7 | 58.4561
2028 | 9 | 10 | 8 | 58.8933
2028 | 9 | 10 | 9 | 53.3084
2028 | 9 | 10 | 10 | 48.5657
2028 | 9 | 10 | 11 | 46.4064
2028 | 9 | 10 | 12 | 47.9963
2028 | 9 | 10 | 13 | 49.7174
2028 | 9 | 10 | 14 | 49.284
2028 | 9 | 10 | 15 | 50.5707
2028 | 9 | 10 | 16 | 53.1692
2028 | 9 | 10 | 17 | 65.0259
2028 | 9 | 10 | 18 | 74.2874
2028 | 9 | 10 | 19 | 73.2716
2028 | 9 | 10 | 20 | 70.3451
2028 | 9 | 10 | 21 | 64.7864
2028 | 9 | 10 | 22 | 59.7444
2028 | 9 | 10 | 23 | 55.6456
2028 | 9 | 11 | 0 | 57.0205
2028 | 9 | 11 | 1 | 50.2307
2028 | 9 | 11 | 2 | 49.5405
2028 | 9 | 11 | 3 | 49.3087
2028 | 9 | 11 | 4 | 49.6357
2028 | 9 | 11 | 5 | 51.271
2028 | 9 | 11 | 6 | 53.7559
2028 | 9 | 11 | 7 | 58.4837
2028 | 9 | 11 | 8 | 56.0176
2028 | 9 | 11 | 9 | 48.1289
2028 | 9 | 11 | 10 | 46.307
2028 | 9 | 11 | 11 | 45.6597
2028 | 9 | 11 | 12 | 48.4787
2028 | 9 | 11 | 13 | 50.9829
2028 | 9 | 11 | 14 | 50.8023
2028 | 9 | 11 | 15 | 50.4014
2028 | 9 | 11 | 16 | 49.2067
2028 | 9 | 11 | 17 | 55.5825
2028 | 9 | 11 | 18 | 67.9409
2028 | 9 | 11 | 19 | 70.3947
2028 | 9 | 11 | 20 | 69.0717
2028 | 9 | 11 | 21 | 64.0968
2028 | 9 | 11 | 22 | 59.0465
2028 | 9 | 11 | 23 | 54.6437
2028 | 9 | 12 | 0 | 53.3604
2028 | 9 | 12 | 1 | 49.0001
2028 | 9 | 12 | 2 | 48.3021
2028 | 9 | 12 | 3 | 48.2118
2028 | 9 | 12 | 4 | 48.6136
2028 | 9 | 12 | 5 | 50.2321
2028 | 9 | 12 | 6 | 53.905
2028 | 9 | 12 | 7 | 59.6148
2028 | 9 | 12 | 8 | 60.8376
2028 | 9 | 12 | 9 | 56.4248
2028 | 9 | 12 | 10 | 53.9709
2028 | 9 | 12 | 11 | 50.0565
2028 | 9 | 12 | 12 | 51.8839
2028 | 9 | 12 | 13 | 53.8201
2028 | 9 | 12 | 14 | 52.8021
2028 | 9 | 12 | 15 | 53.1189
2028 | 9 | 12 | 16 | 54.4401
2028 | 9 | 12 | 17 | 60.8752
2028 | 9 | 12 | 18 | 71.9767
2028 | 9 | 12 | 19 | 70.7381
2028 | 9 | 12 | 20 | 68.8407
2028 | 9 | 12 | 21 | 63.6529
2028 | 9 | 12 | 22 | 58.7065
2028 | 9 | 12 | 23 | 54.3427
2028 | 9 | 13 | 0 | 52.3956
2028 | 9 | 13 | 1 | 54.8359
2028 | 9 | 13 | 2 | 53.9234
2028 | 9 | 13 | 3 | 53.6817
2028 | 9 | 13 | 4 | 53.8872
2028 | 9 | 13 | 5 | 55.4051
2028 | 9 | 13 | 6 | 59.4966
2028 | 9 | 13 | 7 | 65.2137
2028 | 9 | 13 | 8 | 63.8764
2028 | 9 | 13 | 9 | 57.3492
2028 | 9 | 13 | 10 | 56.6741
2028 | 9 | 13 | 11 | 54.5709
2028 | 9 | 13 | 12 | 59.1276
2028 | 9 | 13 | 13 | 60.4626
2028 | 9 | 13 | 14 | 58.9534
2028 | 9 | 13 | 15 | 58.9325
2028 | 9 | 13 | 16 | 62.8108
2028 | 9 | 13 | 17 | 71.6278
2028 | 9 | 13 | 18 | 75.6365
2028 | 9 | 13 | 19 | 76.002
2028 | 9 | 13 | 20 | 73.7774
2028 | 9 | 13 | 21 | 68.9595
2028 | 9 | 13 | 22 | 64.0264
2028 | 9 | 13 | 23 | 59.3791
2028 | 9 | 14 | 0 | 60.6271
2028 | 9 | 14 | 1 | 54.999
2028 | 9 | 14 | 2 | 53.9778
2028 | 9 | 14 | 3 | 53.5756
2028 | 9 | 14 | 4 | 53.6529
2028 | 9 | 14 | 5 | 55.609
2028 | 9 | 14 | 6 | 59.4464
2028 | 9 | 14 | 7 | 65.0286
2028 | 9 | 14 | 8 | 64.261
2028 | 9 | 14 | 9 | 56.1554
2028 | 9 | 14 | 10 | 49.9645
2028 | 9 | 14 | 11 | 45.2107
2028 | 9 | 14 | 12 | 45.8687
2028 | 9 | 14 | 13 | 47.1439
2028 | 9 | 14 | 14 | 45.6422
2028 | 9 | 14 | 15 | 46.5547
2028 | 9 | 14 | 16 | 50.7659
2028 | 9 | 14 | 17 | 60.9191
2028 | 9 | 14 | 18 | 68.2888
2028 | 9 | 14 | 19 | 70.4426
2028 | 9 | 14 | 20 | 69.3878
2028 | 9 | 14 | 21 | 65.0404
2028 | 9 | 14 | 22 | 60.543
2028 | 9 | 14 | 23 | 56.2353
2028 | 9 | 15 | 0 | 54.0589
2028 | 9 | 15 | 1 | 52.3776
2028 | 9 | 15 | 2 | 51.7253
2028 | 9 | 15 | 3 | 51.9091
2028 | 9 | 15 | 4 | 52.4276
2028 | 9 | 15 | 5 | 54.1994
2028 | 9 | 15 | 6 | 57.5424
2028 | 9 | 15 | 7 | 61.5882
2028 | 9 | 15 | 8 | 57.0827
2028 | 9 | 15 | 9 | 48.652
2028 | 9 | 15 | 10 | 45.5196
2028 | 9 | 15 | 11 | 43.3785
2028 | 9 | 15 | 12 | 44.1623
2028 | 9 | 15 | 13 | 46.9489
2028 | 9 | 15 | 14 | 44.8324
2028 | 9 | 15 | 15 | 44.434
2028 | 9 | 15 | 16 | 45.8284
2028 | 9 | 15 | 17 | 53.5794
2028 | 9 | 15 | 18 | 64.4677
2028 | 9 | 15 | 19 | 66.4489
2028 | 9 | 15 | 20 | 65.4843
2028 | 9 | 15 | 21 | 61.334
2028 | 9 | 15 | 22 | 57.0331
2028 | 9 | 15 | 23 | 52.8264
2028 | 9 | 16 | 0 | 51.7887
2028 | 9 | 16 | 1 | 53.5869
2028 | 9 | 16 | 2 | 52.5629
2028 | 9 | 16 | 3 | 51.8601
2028 | 9 | 16 | 4 | 51.9477
2028 | 9 | 16 | 5 | 52.7181
2028 | 9 | 16 | 6 | 54.2783
2028 | 9 | 16 | 7 | 58.5907
2028 | 9 | 16 | 8 | 59.3818
2028 | 9 | 16 | 9 | 52.4791
2028 | 9 | 16 | 10 | 49.3337
2028 | 9 | 16 | 11 | 46.6691
2028 | 9 | 16 | 12 | 45.3546
2028 | 9 | 16 | 13 | 46.2725
2028 | 9 | 16 | 14 | 44.0019
2028 | 9 | 16 | 15 | 46.2961
2028 | 9 | 16 | 16 | 48.9944
2028 | 9 | 16 | 17 | 58.6892
2028 | 9 | 16 | 18 | 71.4724
2028 | 9 | 16 | 19 | 71.3405
2028 | 9 | 16 | 20 | 68.14
2028 | 9 | 16 | 21 | 63.3396
2028 | 9 | 16 | 22 | 59.7566
2028 | 9 | 16 | 23 | 56.632
2028 | 9 | 17 | 0 | 53.6977
2028 | 9 | 17 | 1 | 49.1123
2028 | 9 | 17 | 2 | 48.1525
2028 | 9 | 17 | 3 | 47.9096
2028 | 9 | 17 | 4 | 47.9103
2028 | 9 | 17 | 5 | 48.4714
2028 | 9 | 17 | 6 | 49.0863
2028 | 9 | 17 | 7 | 52.1416
2028 | 9 | 17 | 8 | 55.5787
2028 | 9 | 17 | 9 | 52.3817
2028 | 9 | 17 | 10 | 48.9095
2028 | 9 | 17 | 11 | 45.7689
2028 | 9 | 17 | 12 | 46.3625
2028 | 9 | 17 | 13 | 45.645
2028 | 9 | 17 | 14 | 43.8684
2028 | 9 | 17 | 15 | 45.9728
2028 | 9 | 17 | 16 | 51.7494
2028 | 9 | 17 | 17 | 63.0267
2028 | 9 | 17 | 18 | 70.395
2028 | 9 | 17 | 19 | 65.6583
2028 | 9 | 17 | 20 | 63.2181
2028 | 9 | 17 | 21 | 58.2406
2028 | 9 | 17 | 22 | 54.0016
2028 | 9 | 17 | 23 | 50.7365
2028 | 9 | 18 | 0 | 48.8473
2028 | 9 | 18 | 1 | 47.0532
2028 | 9 | 18 | 2 | 46.619
2028 | 9 | 18 | 3 | 46.5496
2028 | 9 | 18 | 4 | 47.0355
2028 | 9 | 18 | 5 | 49.0385
2028 | 9 | 18 | 6 | 51.9515
2028 | 9 | 18 | 7 | 58.115
2028 | 9 | 18 | 8 | 58.4794
2028 | 9 | 18 | 9 | 50.5084
2028 | 9 | 18 | 10 | 47.0699
2028 | 9 | 18 | 11 | 44.5888
2028 | 9 | 18 | 12 | 45.7385
2028 | 9 | 18 | 13 | 47.2596
2028 | 9 | 18 | 14 | 47.7293
2028 | 9 | 18 | 15 | 47.7951
2028 | 9 | 18 | 16 | 47.3652
2028 | 9 | 18 | 17 | 54.5492
2028 | 9 | 18 | 18 | 67.2163
2028 | 9 | 18 | 19 | 67.9455
2028 | 9 | 18 | 20 | 65.7389
2028 | 9 | 18 | 21 | 60.6005
2028 | 9 | 18 | 22 | 55.7258
2028 | 9 | 18 | 23 | 51.781
2028 | 9 | 19 | 0 | 51.4144
2028 | 9 | 19 | 1 | 48.655
2028 | 9 | 19 | 2 | 48.1374
2028 | 9 | 19 | 3 | 48.2766
2028 | 9 | 19 | 4 | 48.7915
2028 | 9 | 19 | 5 | 50.6392
2028 | 9 | 19 | 6 | 55.0821
2028 | 9 | 19 | 7 | 60.6191
2028 | 9 | 19 | 8 | 60.1227
2028 | 9 | 19 | 9 | 53.6972
2028 | 9 | 19 | 10 | 49.1699
2028 | 9 | 19 | 11 | 45.387
2028 | 9 | 19 | 12 | 45.9919
2028 | 9 | 19 | 13 | 47.777
2028 | 9 | 19 | 14 | 46.1085
2028 | 9 | 19 | 15 | 47.4597
2028 | 9 | 19 | 16 | 50.82
2028 | 9 | 19 | 17 | 59.7998
2028 | 9 | 19 | 18 | 71.4002
2028 | 9 | 19 | 19 | 70.3833
2028 | 9 | 19 | 20 | 68.4508
2028 | 9 | 19 | 21 | 63.3074
2028 | 9 | 19 | 22 | 58.4483
2028 | 9 | 19 | 23 | 54.2021
2028 | 9 | 20 | 0 | 51.5736
2028 | 9 | 20 | 1 | 49.4616
2028 | 9 | 20 | 2 | 48.9666
2028 | 9 | 20 | 3 | 48.996
2028 | 9 | 20 | 4 | 49.4849
2028 | 9 | 20 | 5 | 51.483
2028 | 9 | 20 | 6 | 54.9182
2028 | 9 | 20 | 7 | 60.1854
2028 | 9 | 20 | 8 | 59.8975
2028 | 9 | 20 | 9 | 53.1664
2028 | 9 | 20 | 10 | 49.5769
2028 | 9 | 20 | 11 | 46.2382
2028 | 9 | 20 | 12 | 46.9141
2028 | 9 | 20 | 13 | 48.5639
2028 | 9 | 20 | 14 | 47.2513
2028 | 9 | 20 | 15 | 46.8713
2028 | 9 | 20 | 16 | 46.9976
2028 | 9 | 20 | 17 | 54.9076
2028 | 9 | 20 | 18 | 70.9158
2028 | 9 | 20 | 19 | 70.321
2028 | 9 | 20 | 20 | 68.2906
2028 | 9 | 20 | 21 | 63.3853
2028 | 9 | 20 | 22 | 58.5817
2028 | 9 | 20 | 23 | 54.2814
2028 | 9 | 21 | 0 | 50.7204
2028 | 9 | 21 | 1 | 49.6867
2028 | 9 | 21 | 2 | 49.2479
2028 | 9 | 21 | 3 | 49.325
2028 | 9 | 21 | 4 | 49.7659
2028 | 9 | 21 | 5 | 51.8391
2028 | 9 | 21 | 6 | 55.0885
2028 | 9 | 21 | 7 | 60.7368
2028 | 9 | 21 | 8 | 60.045
2028 | 9 | 21 | 9 | 50.9522
2028 | 9 | 21 | 10 | 44.9463
2028 | 9 | 21 | 11 | 40.7327
2028 | 9 | 21 | 12 | 43.5805
2028 | 9 | 21 | 13 | 44.6934
2028 | 9 | 21 | 14 | 43.2468
2028 | 9 | 21 | 15 | 44.4334
2028 | 9 | 21 | 16 | 48.0306
2028 | 9 | 21 | 17 | 58.6784
2028 | 9 | 21 | 18 | 72.0376
2028 | 9 | 21 | 19 | 70.8281
2028 | 9 | 21 | 20 | 68.5108
2028 | 9 | 21 | 21 | 63.8532
2028 | 9 | 21 | 22 | 59.3037
2028 | 9 | 21 | 23 | 55.3168
2028 | 9 | 22 | 0 | 52.3769
2028 | 9 | 22 | 1 | 51.1826
2028 | 9 | 22 | 2 | 50.5054
2028 | 9 | 22 | 3 | 50.4731
2028 | 9 | 22 | 4 | 50.9425
2028 | 9 | 22 | 5 | 53.0717
2028 | 9 | 22 | 6 | 56.7921
2028 | 9 | 22 | 7 | 63.1166
2028 | 9 | 22 | 8 | 64.6385
2028 | 9 | 22 | 9 | 58.7542
2028 | 9 | 22 | 10 | 52.1492
2028 | 9 | 22 | 11 | 46.7246
2028 | 9 | 22 | 12 | 47.8327
2028 | 9 | 22 | 13 | 49.165
2028 | 9 | 22 | 14 | 47.0566
2028 | 9 | 22 | 15 | 48.4391
2028 | 9 | 22 | 16 | 52.3216
2028 | 9 | 22 | 17 | 62.3375
2028 | 9 | 22 | 18 | 71.7128
2028 | 9 | 22 | 19 | 69.6099
2028 | 9 | 22 | 20 | 66.8907
2028 | 9 | 22 | 21 | 62.0391
2028 | 9 | 22 | 22 | 57.759
2028 | 9 | 22 | 23 | 53.6661
2028 | 9 | 23 | 0 | 51.8142
2028 | 9 | 23 | 1 | 51.6791
2028 | 9 | 23 | 2 | 50.8993
2028 | 9 | 23 | 3 | 50.4555
2028 | 9 | 23 | 4 | 50.7219
2028 | 9 | 23 | 5 | 51.7238
2028 | 9 | 23 | 6 | 53.4845
2028 | 9 | 23 | 7 | 57.9893
2028 | 9 | 23 | 8 | 59.8203
2028 | 9 | 23 | 9 | 53.5229
2028 | 9 | 23 | 10 | 48.5513
2028 | 9 | 23 | 11 | 43.0778
2028 | 9 | 23 | 12 | 43.7876
2028 | 9 | 23 | 13 | 44.1993
2028 | 9 | 23 | 14 | 42.6529
2028 | 9 | 23 | 15 | 44.0256
2028 | 9 | 23 | 16 | 49.2842
2028 | 9 | 23 | 17 | 60.2988
2028 | 9 | 23 | 18 | 72.4379
2028 | 9 | 23 | 19 | 69.6708
2028 | 9 | 23 | 20 | 65.4549
2028 | 9 | 23 | 21 | 60.0632
2028 | 9 | 23 | 22 | 56.1389
2028 | 9 | 23 | 23 | 53.0769
2028 | 9 | 24 | 0 | 52.2905
2028 | 9 | 24 | 1 | 52.5504
2028 | 9 | 24 | 2 | 51.7836
2028 | 9 | 24 | 3 | 51.4919
2028 | 9 | 24 | 4 | 51.6625
2028 | 9 | 24 | 5 | 52.5428
2028 | 9 | 24 | 6 | 53.4362
2028 | 9 | 24 | 7 | 57.2979
2028 | 9 | 24 | 8 | 60.4489
2028 | 9 | 24 | 9 | 54.1081
2028 | 9 | 24 | 10 | 47.4448
2028 | 9 | 24 | 11 | 41.7139
2028 | 9 | 24 | 12 | 43.3051
2028 | 9 | 24 | 13 | 43.7758
2028 | 9 | 24 | 14 | 41.0839
2028 | 9 | 24 | 15 | 43.2757
2028 | 9 | 24 | 16 | 49.8783
2028 | 9 | 24 | 17 | 63.0344
2028 | 9 | 24 | 18 | 71.0835
2028 | 9 | 24 | 19 | 68.1997
2028 | 9 | 24 | 20 | 64.6805
2028 | 9 | 24 | 21 | 59.3828
2028 | 9 | 24 | 22 | 55.1345
2028 | 9 | 24 | 23 | 51.9963
2028 | 9 | 25 | 0 | 49.7913
2028 | 9 | 25 | 1 | 49.0192
2028 | 9 | 25 | 2 | 48.7895
2028 | 9 | 25 | 3 | 48.9657
2028 | 9 | 25 | 4 | 49.5985
2028 | 9 | 25 | 5 | 51.887
2028 | 9 | 25 | 6 | 55.7256
2028 | 9 | 25 | 7 | 62.424
2028 | 9 | 25 | 8 | 64.2499
2028 | 9 | 25 | 9 | 56.646
2028 | 9 | 25 | 10 | 51.3571
2028 | 9 | 25 | 11 | 47.1318
2028 | 9 | 25 | 12 | 50.0127
2028 | 9 | 25 | 13 | 50.9321
2028 | 9 | 25 | 14 | 49.2638
2028 | 9 | 25 | 15 | 51.2147
2028 | 9 | 25 | 16 | 54.8444
2028 | 9 | 25 | 17 | 65.1448
2028 | 9 | 25 | 18 | 70.9203
2028 | 9 | 25 | 19 | 70.6187
2028 | 9 | 25 | 20 | 68.0856
2028 | 9 | 25 | 21 | 62.9469
2028 | 9 | 25 | 22 | 58.1589
2028 | 9 | 25 | 23 | 54.2538
2028 | 9 | 26 | 0 | 52.2513
2028 | 9 | 26 | 1 | 50.9855
2028 | 9 | 26 | 2 | 50.4594
2028 | 9 | 26 | 3 | 50.4784
2028 | 9 | 26 | 4 | 51.034
2028 | 9 | 26 | 5 | 53.0741
2028 | 9 | 26 | 6 | 55.7477
2028 | 9 | 26 | 7 | 62.3622
2028 | 9 | 26 | 8 | 62.1758
2028 | 9 | 26 | 9 | 52.4443
2028 | 9 | 26 | 10 | 47.7136
2028 | 9 | 26 | 11 | 44.1237
2028 | 9 | 26 | 12 | 42.8312
2028 | 9 | 26 | 13 | 44.1534
2028 | 9 | 26 | 14 | 44.8394
2028 | 9 | 26 | 15 | 45.6598
2028 | 9 | 26 | 16 | 45.0918
2028 | 9 | 26 | 17 | 52.5302
2028 | 9 | 26 | 18 | 65.7847
2028 | 9 | 26 | 19 | 67.9016
2028 | 9 | 26 | 20 | 65.7974
2028 | 9 | 26 | 21 | 61.2569
2028 | 9 | 26 | 22 | 56.8396
2028 | 9 | 26 | 23 | 53.1522
2028 | 9 | 27 | 0 | 52.7755
2028 | 9 | 27 | 1 | 51.0864
2028 | 9 | 27 | 2 | 50.767
2028 | 9 | 27 | 3 | 50.9798
2028 | 9 | 27 | 4 | 51.6877
2028 | 9 | 27 | 5 | 53.8285
2028 | 9 | 27 | 6 | 56.7731
2028 | 9 | 27 | 7 | 62.7695
2028 | 9 | 27 | 8 | 63.0639
2028 | 9 | 27 | 9 | 55.4492
2028 | 9 | 27 | 10 | 49.1507
2028 | 9 | 27 | 11 | 44.2524
2028 | 9 | 27 | 12 | 47.3543
2028 | 9 | 27 | 13 | 48.9513
2028 | 9 | 27 | 14 | 48.0462
2028 | 9 | 27 | 15 | 49.8349
2028 | 9 | 27 | 16 | 54.0075
2028 | 9 | 27 | 17 | 65.1501
2028 | 9 | 27 | 18 | 74.0672
2028 | 9 | 27 | 19 | 72.3111
2028 | 9 | 27 | 20 | 69.6449
2028 | 9 | 27 | 21 | 64.6443
2028 | 9 | 27 | 22 | 59.7528
2028 | 9 | 27 | 23 | 55.7045
2028 | 9 | 28 | 0 | 53.8878
2028 | 9 | 28 | 1 | 52.6822
2028 | 9 | 28 | 2 | 52.0774
2028 | 9 | 28 | 3 | 52.0737
2028 | 9 | 28 | 4 | 52.497
2028 | 9 | 28 | 5 | 54.6945
2028 | 9 | 28 | 6 | 58.6651
2028 | 9 | 28 | 7 | 64.6709
2028 | 9 | 28 | 8 | 65.9644
2028 | 9 | 28 | 9 | 59.3957
2028 | 9 | 28 | 10 | 54.4547
2028 | 9 | 28 | 11 | 49.457
2028 | 9 | 28 | 12 | 51.7694
2028 | 9 | 28 | 13 | 52.8021
2028 | 9 | 28 | 14 | 50.1459
2028 | 9 | 28 | 15 | 51.3182
2028 | 9 | 28 | 16 | 55.2415
2028 | 9 | 28 | 17 | 65.0733
2028 | 9 | 28 | 18 | 70.3881
2028 | 9 | 28 | 19 | 69.5636
2028 | 9 | 28 | 20 | 67.4996
2028 | 9 | 28 | 21 | 62.7146
2028 | 9 | 28 | 22 | 58.1539
2028 | 9 | 28 | 23 | 53.8494
2028 | 9 | 29 | 0 | 51.6907
2028 | 9 | 29 | 1 | 48.6712
2028 | 9 | 29 | 2 | 48.0319
2028 | 9 | 29 | 3 | 47.8584
2028 | 9 | 29 | 4 | 48.1533
2028 | 9 | 29 | 5 | 50.0933
2028 | 9 | 29 | 6 | 53.6518
2028 | 9 | 29 | 7 | 60.4978
2028 | 9 | 29 | 8 | 64.1218
2028 | 9 | 29 | 9 | 57.5502
2028 | 9 | 29 | 10 | 50.1046
2028 | 9 | 29 | 11 | 43.7336
2028 | 9 | 29 | 12 | 46.9485
2028 | 9 | 29 | 13 | 47.3343
2028 | 9 | 29 | 14 | 45.0246
2028 | 9 | 29 | 15 | 45.8983
2028 | 9 | 29 | 16 | 51.7399
2028 | 9 | 29 | 17 | 62.2527
2028 | 9 | 29 | 18 | 69.3416
2028 | 9 | 29 | 19 | 67.3387
2028 | 9 | 29 | 20 | 64.5544
2028 | 9 | 29 | 21 | 59.9714
2028 | 9 | 29 | 22 | 55.7794
2028 | 9 | 29 | 23 | 52.0423
2028 | 9 | 30 | 0 | 49.5708
2028 | 9 | 30 | 1 | 47.4342
2028 | 9 | 30 | 2 | 46.6231
2028 | 9 | 30 | 3 | 46.2915
2028 | 9 | 30 | 4 | 46.3487
2028 | 9 | 30 | 5 | 47.1804
2028 | 9 | 30 | 6 | 48.7125
2028 | 9 | 30 | 7 | 53.3116
2028 | 9 | 30 | 8 | 57.5528
2028 | 9 | 30 | 9 | 52.0923
2028 | 9 | 30 | 10 | 45.1265
2028 | 9 | 30 | 11 | 39.6504
2028 | 9 | 30 | 12 | 41.0776
2028 | 9 | 30 | 13 | 40.8056
2028 | 9 | 30 | 14 | 38.0683
2028 | 9 | 30 | 15 | 40.4712
2028 | 9 | 30 | 16 | 46.5541
2028 | 9 | 30 | 17 | 59.0153
2028 | 9 | 30 | 18 | 65.0741
2028 | 9 | 30 | 19 | 62.5931
2028 | 9 | 30 | 20 | 59.464
2028 | 9 | 30 | 21 | 54.4488
2028 | 9 | 30 | 22 | 50.7405
2028 | 9 | 30 | 23 | 47.9004
2028 | 10 | 1 | 0 | 46.2583
2028 | 10 | 1 | 1 | 48.6924
2028 | 10 | 1 | 2 | 47.6497
2028 | 10 | 1 | 3 | 47.1089
2028 | 10 | 1 | 4 | 47.1793
2028 | 10 | 1 | 5 | 47.7536
2028 | 10 | 1 | 6 | 49.0578
2028 | 10 | 1 | 7 | 52.3371
2028 | 10 | 1 | 8 | 54.5828
2028 | 10 | 1 | 9 | 50.362
2028 | 10 | 1 | 10 | 47.9568
2028 | 10 | 1 | 11 | 47.6505
2028 | 10 | 1 | 12 | 46.0865
2028 | 10 | 1 | 13 | 45.417
2028 | 10 | 1 | 14 | 45.453
2028 | 10 | 1 | 15 | 47.9427
2028 | 10 | 1 | 16 | 52.1701
2028 | 10 | 1 | 17 | 65.4951
2028 | 10 | 1 | 18 | 74.6136
2028 | 10 | 1 | 19 | 73.4504
2028 | 10 | 1 | 20 | 68.9687
2028 | 10 | 1 | 21 | 63.6751
2028 | 10 | 1 | 22 | 58.7155
2028 | 10 | 1 | 23 | 54.3848
2028 | 10 | 2 | 0 | 51.4967
2028 | 10 | 2 | 1 | 49.236
2028 | 10 | 2 | 2 | 48.454
2028 | 10 | 2 | 3 | 48.147
2028 | 10 | 2 | 4 | 48.4286
2028 | 10 | 2 | 5 | 50.2267
2028 | 10 | 2 | 6 | 54.176
2028 | 10 | 2 | 7 | 60.6528
2028 | 10 | 2 | 8 | 61.7416
2028 | 10 | 2 | 9 | 54.9838
2028 | 10 | 2 | 10 | 51.2989
2028 | 10 | 2 | 11 | 49.95
2028 | 10 | 2 | 12 | 50.4706
2028 | 10 | 2 | 13 | 50.8134
2028 | 10 | 2 | 14 | 51.412
2028 | 10 | 2 | 15 | 52.3937
2028 | 10 | 2 | 16 | 54.8949
2028 | 10 | 2 | 17 | 65.4045
2028 | 10 | 2 | 18 | 73.6548
2028 | 10 | 2 | 19 | 73.2515
2028 | 10 | 2 | 20 | 69.6768
2028 | 10 | 2 | 21 | 64.8403
2028 | 10 | 2 | 22 | 60.0402
2028 | 10 | 2 | 23 | 55.6775
2028 | 10 | 3 | 0 | 53.8577
2028 | 10 | 3 | 1 | 48.47
2028 | 10 | 3 | 2 | 47.5095
2028 | 10 | 3 | 3 | 47.2209
2028 | 10 | 3 | 4 | 47.4467
2028 | 10 | 3 | 5 | 49.0976
2028 | 10 | 3 | 6 | 52.1782
2028 | 10 | 3 | 7 | 58.3636
2028 | 10 | 3 | 8 | 60.0479
2028 | 10 | 3 | 9 | 53.5645
2028 | 10 | 3 | 10 | 47.3794
2028 | 10 | 3 | 11 | 44.0059
2028 | 10 | 3 | 12 | 42.6309
2028 | 10 | 3 | 13 | 43.7414
2028 | 10 | 3 | 14 | 44.7882
2028 | 10 | 3 | 15 | 45.9181
2028 | 10 | 3 | 16 | 47.001
2028 | 10 | 3 | 17 | 54.9505
2028 | 10 | 3 | 18 | 66.0233
2028 | 10 | 3 | 19 | 65.2907
2028 | 10 | 3 | 20 | 61.8935
2028 | 10 | 3 | 21 | 57.3845
2028 | 10 | 3 | 22 | 53.5149
2028 | 10 | 3 | 23 | 50.1172
2028 | 10 | 4 | 0 | 47.9367
2028 | 10 | 4 | 1 | 47.271
2028 | 10 | 4 | 2 | 46.8196
2028 | 10 | 4 | 3 | 46.9215
2028 | 10 | 4 | 4 | 47.5062
2028 | 10 | 4 | 5 | 49.3073
2028 | 10 | 4 | 6 | 52.4818
2028 | 10 | 4 | 7 | 57.7506
2028 | 10 | 4 | 8 | 59.3543
2028 | 10 | 4 | 9 | 55.1647
2028 | 10 | 4 | 10 | 50.5846
2028 | 10 | 4 | 11 | 46.359
2028 | 10 | 4 | 12 | 45.3616
2028 | 10 | 4 | 13 | 46.8626
2028 | 10 | 4 | 14 | 46.3554
2028 | 10 | 4 | 15 | 47.7101
2028 | 10 | 4 | 16 | 50.5998
2028 | 10 | 4 | 17 | 60.4785
2028 | 10 | 4 | 18 | 70.896
2028 | 10 | 4 | 19 | 69.0868
2028 | 10 | 4 | 20 | 65.8434
2028 | 10 | 4 | 21 | 61.5579
2028 | 10 | 4 | 22 | 57.2236
2028 | 10 | 4 | 23 | 53.3703
2028 | 10 | 5 | 0 | 51.5049
2028 | 10 | 5 | 1 | 49.4819
2028 | 10 | 5 | 2 | 49.0135
2028 | 10 | 5 | 3 | 49.022
2028 | 10 | 5 | 4 | 49.5156
2028 | 10 | 5 | 5 | 51.578
2028 | 10 | 5 | 6 | 55.1719
2028 | 10 | 5 | 7 | 60.7207
2028 | 10 | 5 | 8 | 63.102
2028 | 10 | 5 | 9 | 59.7544
2028 | 10 | 5 | 10 | 56.1182
2028 | 10 | 5 | 11 | 51.6154
2028 | 10 | 5 | 12 | 50.2078
2028 | 10 | 5 | 13 | 50.5617
2028 | 10 | 5 | 14 | 49.7391
2028 | 10 | 5 | 15 | 51.3286
2028 | 10 | 5 | 16 | 54.4201
2028 | 10 | 5 | 17 | 63.5123
2028 | 10 | 5 | 18 | 67.3956
2028 | 10 | 5 | 19 | 67.8121
2028 | 10 | 5 | 20 | 65.4312
2028 | 10 | 5 | 21 | 61.7353
2028 | 10 | 5 | 22 | 57.9367
2028 | 10 | 5 | 23 | 54.0528
2028 | 10 | 6 | 0 | 51.2351
2028 | 10 | 6 | 1 | 48.897
2028 | 10 | 6 | 2 | 48.4116
2028 | 10 | 6 | 3 | 48.3966
2028 | 10 | 6 | 4 | 48.7867
2028 | 10 | 6 | 5 | 50.6738
2028 | 10 | 6 | 6 | 53.9336
2028 | 10 | 6 | 7 | 59.6801
2028 | 10 | 6 | 8 | 61.3863
2028 | 10 | 6 | 9 | 55.7125
2028 | 10 | 6 | 10 | 49.8664
2028 | 10 | 6 | 11 | 45.2863
2028 | 10 | 6 | 12 | 43.7718
2028 | 10 | 6 | 13 | 44.2723
2028 | 10 | 6 | 14 | 43.0513
2028 | 10 | 6 | 15 | 43.4677
2028 | 10 | 6 | 16 | 46.3671
2028 | 10 | 6 | 17 | 54.5887
2028 | 10 | 6 | 18 | 61.5553
2028 | 10 | 6 | 19 | 62.0467
2028 | 10 | 6 | 20 | 59.5063
2028 | 10 | 6 | 21 | 55.9525
2028 | 10 | 6 | 22 | 52.3259
2028 | 10 | 6 | 23 | 48.819
2028 | 10 | 7 | 0 | 47.4004
2028 | 10 | 7 | 1 | 46.8575
2028 | 10 | 7 | 2 | 46.2538
2028 | 10 | 7 | 3 | 46.0123
2028 | 10 | 7 | 4 | 46.2984
2028 | 10 | 7 | 5 | 47.4408
2028 | 10 | 7 | 6 | 49.3814
2028 | 10 | 7 | 7 | 53.5651
2028 | 10 | 7 | 8 | 55.9708
2028 | 10 | 7 | 9 | 51.771
2028 | 10 | 7 | 10 | 47.0207
2028 | 10 | 7 | 11 | 43.2719
2028 | 10 | 7 | 12 | 42.7929
2028 | 10 | 7 | 13 | 43.0212
2028 | 10 | 7 | 14 | 42.123
2028 | 10 | 7 | 15 | 43.914
2028 | 10 | 7 | 16 | 48.3692
2028 | 10 | 7 | 17 | 58.6002
2028 | 10 | 7 | 18 | 67.1162
2028 | 10 | 7 | 19 | 65.1658
2028 | 10 | 7 | 20 | 61.1236
2028 | 10 | 7 | 21 | 57.0043
2028 | 10 | 7 | 22 | 53.9605
2028 | 10 | 7 | 23 | 51.502
2028 | 10 | 8 | 0 | 46.7832
2028 | 10 | 8 | 1 | 48.3304
2028 | 10 | 8 | 2 | 47.9612
2028 | 10 | 8 | 3 | 47.9755
2028 | 10 | 8 | 4 | 48.467
2028 | 10 | 8 | 5 | 49.6242
2028 | 10 | 8 | 6 | 49.9829
2028 | 10 | 8 | 7 | 53.4192
2028 | 10 | 8 | 8 | 55.2585
2028 | 10 | 8 | 9 | 50.2558
2028 | 10 | 8 | 10 | 46.0551
2028 | 10 | 8 | 11 | 42.0279
2028 | 10 | 8 | 12 | 41.6343
2028 | 10 | 8 | 13 | 42.3033
2028 | 10 | 8 | 14 | 42.1526
2028 | 10 | 8 | 15 | 43.9406
2028 | 10 | 8 | 16 | 48.3113
2028 | 10 | 8 | 17 | 58.671
2028 | 10 | 8 | 18 | 69.4725
2028 | 10 | 8 | 19 | 66.6002
2028 | 10 | 8 | 20 | 62.5828
2028 | 10 | 8 | 21 | 58.1641
2028 | 10 | 8 | 22 | 54.3226
2028 | 10 | 8 | 23 | 51.4523
2028 | 10 | 9 | 0 | 49.0702
2028 | 10 | 9 | 1 | 51.1915
2028 | 10 | 9 | 2 | 50.553
2028 | 10 | 9 | 3 | 50.4718
2028 | 10 | 9 | 4 | 51.0362
2028 | 10 | 9 | 5 | 52.0269
2028 | 10 | 9 | 6 | 52.4391
2028 | 10 | 9 | 7 | 56.5695
2028 | 10 | 9 | 8 | 61.82
2028 | 10 | 9 | 9 | 57.0236
2028 | 10 | 9 | 10 | 49.9965
2028 | 10 | 9 | 11 | 43.8706
2028 | 10 | 9 | 12 | 43.3254
2028 | 10 | 9 | 13 | 44.4719
2028 | 10 | 9 | 14 | 44.6944
2028 | 10 | 9 | 15 | 47.8429
2028 | 10 | 9 | 16 | 52.1531
2028 | 10 | 9 | 17 | 64.5831
2028 | 10 | 9 | 18 | 68.9545
2028 | 10 | 9 | 19 | 67.4175
2028 | 10 | 9 | 20 | 63.789
2028 | 10 | 9 | 21 | 59.7491
2028 | 10 | 9 | 22 | 55.7705
2028 | 10 | 9 | 23 | 53.1967
2028 | 10 | 10 | 0 | 50.6583
2028 | 10 | 10 | 1 | 51.9288
2028 | 10 | 10 | 2 | 51.58
2028 | 10 | 10 | 3 | 51.823
2028 | 10 | 10 | 4 | 52.5196
2028 | 10 | 10 | 5 | 54.6364
2028 | 10 | 10 | 6 | 58.1705
2028 | 10 | 10 | 7 | 64.328
2028 | 10 | 10 | 8 | 65.7251
2028 | 10 | 10 | 9 | 58.7298
2028 | 10 | 10 | 10 | 52.7681
2028 | 10 | 10 | 11 | 48.3164
2028 | 10 | 10 | 12 | 48.944
2028 | 10 | 10 | 13 | 49.451
2028 | 10 | 10 | 14 | 49.4021
2028 | 10 | 10 | 15 | 51.7452
2028 | 10 | 10 | 16 | 55.6721
2028 | 10 | 10 | 17 | 64.9115
2028 | 10 | 10 | 18 | 68.864
2028 | 10 | 10 | 19 | 69.4157
2028 | 10 | 10 | 20 | 67.1586
2028 | 10 | 10 | 21 | 63.4823
2028 | 10 | 10 | 22 | 59.6192
2028 | 10 | 10 | 23 | 56.1093
2028 | 10 | 11 | 0 | 54.0412
2028 | 10 | 11 | 1 | 53.5886
2028 | 10 | 11 | 2 | 53.1195
2028 | 10 | 11 | 3 | 53.1123
2028 | 10 | 11 | 4 | 53.5384
2028 | 10 | 11 | 5 | 55.3716
2028 | 10 | 11 | 6 | 57.4013
2028 | 10 | 11 | 7 | 62.7849
2028 | 10 | 11 | 8 | 63.0749
2028 | 10 | 11 | 9 | 55.9257
2028 | 10 | 11 | 10 | 51.2724
2028 | 10 | 11 | 11 | 47.9391
2028 | 10 | 11 | 12 | 49.6837
2028 | 10 | 11 | 13 | 50.4111
2028 | 10 | 11 | 14 | 50.218
2028 | 10 | 11 | 15 | 51.234
2028 | 10 | 11 | 16 | 54.3778
2028 | 10 | 11 | 17 | 63.6188
2028 | 10 | 11 | 18 | 70.6458
2028 | 10 | 11 | 19 | 67.9781
2028 | 10 | 11 | 20 | 64.6184
2028 | 10 | 11 | 21 | 60.4581
2028 | 10 | 11 | 22 | 56.3099
2028 | 10 | 11 | 23 | 52.821
2028 | 10 | 12 | 0 | 50.6461
2028 | 10 | 12 | 1 | 49.5759
2028 | 10 | 12 | 2 | 49.0412
2028 | 10 | 12 | 3 | 49.1182
2028 | 10 | 12 | 4 | 49.6678
2028 | 10 | 12 | 5 | 51.8194
2028 | 10 | 12 | 6 | 55.4082
2028 | 10 | 12 | 7 | 60.9182
2028 | 10 | 12 | 8 | 60.9487
2028 | 10 | 12 | 9 | 53.1418
2028 | 10 | 12 | 10 | 47.6307
2028 | 10 | 12 | 11 | 44.0313
2028 | 10 | 12 | 12 | 45.5043
2028 | 10 | 12 | 13 | 46.2846
2028 | 10 | 12 | 14 | 46.9243
2028 | 10 | 12 | 15 | 48.3234
2028 | 10 | 12 | 16 | 51.5231
2028 | 10 | 12 | 17 | 60.7197
2028 | 10 | 12 | 18 | 70.7511
2028 | 10 | 12 | 19 | 68.8409
2028 | 10 | 12 | 20 | 65.7345
2028 | 10 | 12 | 21 | 62.0027
2028 | 10 | 12 | 22 | 58.1023
2028 | 10 | 12 | 23 | 54.6014
2028 | 10 | 13 | 0 | 52.6534
2028 | 10 | 13 | 1 | 51.2845
2028 | 10 | 13 | 2 | 50.8064
2028 | 10 | 13 | 3 | 50.9056
2028 | 10 | 13 | 4 | 51.5812
2028 | 10 | 13 | 5 | 53.7392
2028 | 10 | 13 | 6 | 56.8423
2028 | 10 | 13 | 7 | 63.1793
2028 | 10 | 13 | 8 | 65.7682
2028 | 10 | 13 | 9 | 60.3972
2028 | 10 | 13 | 10 | 54.623
2028 | 10 | 13 | 11 | 49.796
2028 | 10 | 13 | 12 | 50.1051
2028 | 10 | 13 | 13 | 50.0563
2028 | 10 | 13 | 14 | 49.5995
2028 | 10 | 13 | 15 | 51.2939
2028 | 10 | 13 | 16 | 56.8126
2028 | 10 | 13 | 17 | 66.7313
2028 | 10 | 13 | 18 | 71.9793
2028 | 10 | 13 | 19 | 69.748
2028 | 10 | 13 | 20 | 66.4924
2028 | 10 | 13 | 21 | 62.7583
2028 | 10 | 13 | 22 | 59.1671
2028 | 10 | 13 | 23 | 55.7257
2028 | 10 | 14 | 0 | 54.5165
2028 | 10 | 14 | 1 | 50.6934
2028 | 10 | 14 | 2 | 50.0047
2028 | 10 | 14 | 3 | 49.7782
2028 | 10 | 14 | 4 | 49.9336
2028 | 10 | 14 | 5 | 51.0499
2028 | 10 | 14 | 6 | 53.1086
2028 | 10 | 14 | 7 | 57.1342
2028 | 10 | 14 | 8 | 59.7125
2028 | 10 | 14 | 9 | 54.9401
2028 | 10 | 14 | 10 | 50.1853
2028 | 10 | 14 | 11 | 46.2455
2028 | 10 | 14 | 12 | 44.2896
2028 | 10 | 14 | 13 | 43.9107
2028 | 10 | 14 | 14 | 43.01
2028 | 10 | 14 | 15 | 44.3068
2028 | 10 | 14 | 16 | 49.1507
2028 | 10 | 14 | 17 | 59.0821
2028 | 10 | 14 | 18 | 63.5625
2028 | 10 | 14 | 19 | 62.0452
2028 | 10 | 14 | 20 | 58.1619
2028 | 10 | 14 | 21 | 54.1319
2028 | 10 | 14 | 22 | 50.7565
2028 | 10 | 14 | 23 | 48.112
2028 | 10 | 15 | 0 | 47.6148
2028 | 10 | 15 | 1 | 46.9346
2028 | 10 | 15 | 2 | 46.4329
2028 | 10 | 15 | 3 | 46.2954
2028 | 10 | 15 | 4 | 46.6519
2028 | 10 | 15 | 5 | 47.8196
2028 | 10 | 15 | 6 | 49.0259
2028 | 10 | 15 | 7 | 52.375
2028 | 10 | 15 | 8 | 54.85
2028 | 10 | 15 | 9 | 50.319
2028 | 10 | 15 | 10 | 45.3156
2028 | 10 | 15 | 11 | 42.03
2028 | 10 | 15 | 12 | 43.0226
2028 | 10 | 15 | 13 | 43.294
2028 | 10 | 15 | 14 | 42.8859
2028 | 10 | 15 | 15 | 44.7513
2028 | 10 | 15 | 16 | 50.9172
2028 | 10 | 15 | 17 | 62.2664
2028 | 10 | 15 | 18 | 68.4666
2028 | 10 | 15 | 19 | 64.9841
2028 | 10 | 15 | 20 | 60.725
2028 | 10 | 15 | 21 | 56.4141
2028 | 10 | 15 | 22 | 52.5439
2028 | 10 | 15 | 23 | 49.7072
2028 | 10 | 16 | 0 | 47.1294
2028 | 10 | 16 | 1 | 47.7599
2028 | 10 | 16 | 2 | 47.6308
2028 | 10 | 16 | 3 | 47.9263
2028 | 10 | 16 | 4 | 48.6972
2028 | 10 | 16 | 5 | 50.918
2028 | 10 | 16 | 6 | 55.5321
2028 | 10 | 16 | 7 | 61.6155
2028 | 10 | 16 | 8 | 63.9138
2028 | 10 | 16 | 9 | 57.133
2028 | 10 | 16 | 10 | 51.8634
2028 | 10 | 16 | 11 | 48.4179
2028 | 10 | 16 | 12 | 49.4943
2028 | 10 | 16 | 13 | 49.6428
2028 | 10 | 16 | 14 | 49.4864
2028 | 10 | 16 | 15 | 51.3242
2028 | 10 | 16 | 16 | 56.1566
2028 | 10 | 16 | 17 | 66.0327
2028 | 10 | 16 | 18 | 72.0042
2028 | 10 | 16 | 19 | 69.593
2028 | 10 | 16 | 20 | 66.2362
2028 | 10 | 16 | 21 | 62.1146
2028 | 10 | 16 | 22 | 57.9121
2028 | 10 | 16 | 23 | 54.4598
2028 | 10 | 17 | 0 | 53.264
2028 | 10 | 17 | 1 | 50.7042
2028 | 10 | 17 | 2 | 50.2286
2028 | 10 | 17 | 3 | 50.3257
2028 | 10 | 17 | 4 | 50.8803
2028 | 10 | 17 | 5 | 52.8544
2028 | 10 | 17 | 6 | 57.0979
2028 | 10 | 17 | 7 | 63.2703
2028 | 10 | 17 | 8 | 65.7147
2028 | 10 | 17 | 9 | 59.8947
2028 | 10 | 17 | 10 | 54.4111
2028 | 10 | 17 | 11 | 50.1642
2028 | 10 | 17 | 12 | 48.476
2028 | 10 | 17 | 13 | 48.6511
2028 | 10 | 17 | 14 | 48.4836
2028 | 10 | 17 | 15 | 50.1165
2028 | 10 | 17 | 16 | 54.4155
2028 | 10 | 17 | 17 | 63.2473
2028 | 10 | 17 | 18 | 69.254
2028 | 10 | 17 | 19 | 67.0639
2028 | 10 | 17 | 20 | 63.9314
2028 | 10 | 17 | 21 | 59.9257
2028 | 10 | 17 | 22 | 55.8038
2028 | 10 | 17 | 23 | 52.2456
2028 | 10 | 18 | 0 | 51.9148
2028 | 10 | 18 | 1 | 50.1005
2028 | 10 | 18 | 2 | 49.5803
2028 | 10 | 18 | 3 | 49.5957
2028 | 10 | 18 | 4 | 50.093
2028 | 10 | 18 | 5 | 52.0356
2028 | 10 | 18 | 6 | 56.2872
2028 | 10 | 18 | 7 | 62.3069
2028 | 10 | 18 | 8 | 65.2492
2028 | 10 | 18 | 9 | 59.4704
2028 | 10 | 18 | 10 | 53.5856
2028 | 10 | 18 | 11 | 49.3662
2028 | 10 | 18 | 12 | 48.8145
2028 | 10 | 18 | 13 | 49.6161
2028 | 10 | 18 | 14 | 49.4771
2028 | 10 | 18 | 15 | 50.4716
2028 | 10 | 18 | 16 | 54.5014
2028 | 10 | 18 | 17 | 64.5628
2028 | 10 | 18 | 18 | 72.2024
2028 | 10 | 18 | 19 | 69.1848
2028 | 10 | 18 | 20 | 65.8011
2028 | 10 | 18 | 21 | 61.8537
2028 | 10 | 18 | 22 | 57.6493
2028 | 10 | 18 | 23 | 54.1239
2028 | 10 | 19 | 0 | 51.0919
2028 | 10 | 19 | 1 | 50.7806
2028 | 10 | 19 | 2 | 50.2899
2028 | 10 | 19 | 3 | 50.3888
2028 | 10 | 19 | 4 | 50.9979
2028 | 10 | 19 | 5 | 53.1446
2028 | 10 | 19 | 6 | 56.74
2028 | 10 | 19 | 7 | 63.1389
2028 | 10 | 19 | 8 | 67.1553
2028 | 10 | 19 | 9 | 62.4716
2028 | 10 | 19 | 10 | 56.5748
2028 | 10 | 19 | 11 | 51.7136
2028 | 10 | 19 | 12 | 50.2962
2028 | 10 | 19 | 13 | 50.5906
2028 | 10 | 19 | 14 | 50.8939
2028 | 10 | 19 | 15 | 52.59
2028 | 10 | 19 | 16 | 57.6774
2028 | 10 | 19 | 17 | 67.9413
2028 | 10 | 19 | 18 | 72.5333
2028 | 10 | 19 | 19 | 69.6962
2028 | 10 | 19 | 20 | 66.4321
2028 | 10 | 19 | 21 | 62.6731
2028 | 10 | 19 | 22 | 58.6322
2028 | 10 | 19 | 23 | 55.0198
2028 | 10 | 20 | 0 | 54.2935
2028 | 10 | 20 | 1 | 51.8269
2028 | 10 | 20 | 2 | 51.2644
2028 | 10 | 20 | 3 | 51.2103
2028 | 10 | 20 | 4 | 51.6817
2028 | 10 | 20 | 5 | 53.6049
2028 | 10 | 20 | 6 | 57.4131
2028 | 10 | 20 | 7 | 63.5606
2028 | 10 | 20 | 8 | 66.3817
2028 | 10 | 20 | 9 | 60.3454
2028 | 10 | 20 | 10 | 53.934
2028 | 10 | 20 | 11 | 49.6062
2028 | 10 | 20 | 12 | 49.4173
2028 | 10 | 20 | 13 | 49.5391
2028 | 10 | 20 | 14 | 48.857
2028 | 10 | 20 | 15 | 49.6736
2028 | 10 | 20 | 16 | 54.787
2028 | 10 | 20 | 17 | 64.4163
2028 | 10 | 20 | 18 | 68.7251
2028 | 10 | 20 | 19 | 65.8309
2028 | 10 | 20 | 20 | 62.3994
2028 | 10 | 20 | 21 | 58.682
2028 | 10 | 20 | 22 | 54.9681
2028 | 10 | 20 | 23 | 51.4368
2028 | 10 | 21 | 0 | 51.417
2028 | 10 | 21 | 1 | 49.079
2028 | 10 | 21 | 2 | 48.4781
2028 | 10 | 21 | 3 | 48.2353
2028 | 10 | 21 | 4 | 48.4836
2028 | 10 | 21 | 5 | 49.7433
2028 | 10 | 21 | 6 | 51.7225
2028 | 10 | 21 | 7 | 56.042
2028 | 10 | 21 | 8 | 59.9936
2028 | 10 | 21 | 9 | 56.871
2028 | 10 | 21 | 10 | 52.299
2028 | 10 | 21 | 11 | 48.2598
2028 | 10 | 21 | 12 | 46.5676
2028 | 10 | 21 | 13 | 46.214
2028 | 10 | 21 | 14 | 45.2377
2028 | 10 | 21 | 15 | 46.8369
2028 | 10 | 21 | 16 | 53.6284
2028 | 10 | 21 | 17 | 64.5185
2028 | 10 | 21 | 18 | 67.5676
2028 | 10 | 21 | 19 | 64.6901
2028 | 10 | 21 | 20 | 60.3106
2028 | 10 | 21 | 21 | 56.3393
2028 | 10 | 21 | 22 | 53.03
2028 | 10 | 21 | 23 | 50.4651
2028 | 10 | 22 | 0 | 48.7965
2028 | 10 | 22 | 1 | 48.2261
2028 | 10 | 22 | 2 | 47.7444
2028 | 10 | 22 | 3 | 47.6241
2028 | 10 | 22 | 4 | 47.9433
2028 | 10 | 22 | 5 | 49.0642
2028 | 10 | 22 | 6 | 51.046
2028 | 10 | 22 | 7 | 53.549
2028 | 10 | 22 | 8 | 53.1077
2028 | 10 | 22 | 9 | 45.8717
2028 | 10 | 22 | 10 | 41.7154
2028 | 10 | 22 | 11 | 38.9516
2028 | 10 | 22 | 12 | 40.5562
2028 | 10 | 22 | 13 | 41.4535
2028 | 10 | 22 | 14 | 40.957
2028 | 10 | 22 | 15 | 41.656
2028 | 10 | 22 | 16 | 46.4128
2028 | 10 | 22 | 17 | 56.1054
2028 | 10 | 22 | 18 | 65.2231
2028 | 10 | 22 | 19 | 62.2502
2028 | 10 | 22 | 20 | 58.155
2028 | 10 | 22 | 21 | 53.9986
2028 | 10 | 22 | 22 | 49.9882
2028 | 10 | 22 | 23 | 47.0681
2028 | 10 | 23 | 0 | 46.955
2028 | 10 | 23 | 1 | 44.8535
2028 | 10 | 23 | 2 | 44.5121
2028 | 10 | 23 | 3 | 44.5574
2028 | 10 | 23 | 4 | 45.0237
2028 | 10 | 23 | 5 | 47.0026
2028 | 10 | 23 | 6 | 50.9684
2028 | 10 | 23 | 7 | 57.0712
2028 | 10 | 23 | 8 | 60.6315
2028 | 10 | 23 | 9 | 54.8304
2028 | 10 | 23 | 10 | 49.5821
2028 | 10 | 23 | 11 | 46.8169
2028 | 10 | 23 | 12 | 45.7578
2028 | 10 | 23 | 13 | 46.2852
2028 | 10 | 23 | 14 | 45.9432
2028 | 10 | 23 | 15 | 46.8291
2028 | 10 | 23 | 16 | 51.3831
2028 | 10 | 23 | 17 | 61.0446
2028 | 10 | 23 | 18 | 65.5354
2028 | 10 | 23 | 19 | 63.3842
2028 | 10 | 23 | 20 | 60.1337
2028 | 10 | 23 | 21 | 56.2428
2028 | 10 | 23 | 22 | 52.1867
2028 | 10 | 23 | 23 | 48.857
2028 | 10 | 24 | 0 | 47.1689
2028 | 10 | 24 | 1 | 45.0173
2028 | 10 | 24 | 2 | 44.4749
2028 | 10 | 24 | 3 | 44.5842
2028 | 10 | 24 | 4 | 45.1288
2028 | 10 | 24 | 5 | 47.1977
2028 | 10 | 24 | 6 | 51.144
2028 | 10 | 24 | 7 | 57.7196
2028 | 10 | 24 | 8 | 61.9923
2028 | 10 | 24 | 9 | 56.5269
2028 | 10 | 24 | 10 | 49.699
2028 | 10 | 24 | 11 | 45.5978
2028 | 10 | 24 | 12 | 45.3348
2028 | 10 | 24 | 13 | 45.4947
2028 | 10 | 24 | 14 | 45.551
2028 | 10 | 24 | 15 | 47.1887
2028 | 10 | 24 | 16 | 53.1105
2028 | 10 | 24 | 17 | 63.2312
2028 | 10 | 24 | 18 | 67.5642
2028 | 10 | 24 | 19 | 64.9311
2028 | 10 | 24 | 20 | 61.701
2028 | 10 | 24 | 21 | 58.0016
2028 | 10 | 24 | 22 | 54.0261
2028 | 10 | 24 | 23 | 50.6564
2028 | 10 | 25 | 0 | 48.8191
2028 | 10 | 25 | 1 | 48.3287
2028 | 10 | 25 | 2 | 47.8296
2028 | 10 | 25 | 3 | 47.896
2028 | 10 | 25 | 4 | 48.4611
2028 | 10 | 25 | 5 | 50.4899
2028 | 10 | 25 | 6 | 53.6246
2028 | 10 | 25 | 7 | 59.9918
2028 | 10 | 25 | 8 | 64.3989
2028 | 10 | 25 | 9 | 58.9199
2028 | 10 | 25 | 10 | 52.4639
2028 | 10 | 25 | 11 | 48.1815
2028 | 10 | 25 | 12 | 47.5472
2028 | 10 | 25 | 13 | 47.8283
2028 | 10 | 25 | 14 | 47.4368
2028 | 10 | 25 | 15 | 48.414
2028 | 10 | 25 | 16 | 54.0358
2028 | 10 | 25 | 17 | 64.875
2028 | 10 | 25 | 18 | 68.7091
2028 | 10 | 25 | 19 | 65.7537
2028 | 10 | 25 | 20 | 62.5084
2028 | 10 | 25 | 21 | 58.7664
2028 | 10 | 25 | 22 | 54.6348
2028 | 10 | 25 | 23 | 51.1432
2028 | 10 | 26 | 0 | 50.8651
2028 | 10 | 26 | 1 | 48.8049
2028 | 10 | 26 | 2 | 48.292
2028 | 10 | 26 | 3 | 48.3515
2028 | 10 | 26 | 4 | 48.8924
2028 | 10 | 26 | 5 | 50.9825
2028 | 10 | 26 | 6 | 54.9796
2028 | 10 | 26 | 7 | 61.2637
2028 | 10 | 26 | 8 | 65.3703
2028 | 10 | 26 | 9 | 59.9289
2028 | 10 | 26 | 10 | 53.7477
2028 | 10 | 26 | 11 | 49.1307
2028 | 10 | 26 | 12 | 49.0523
2028 | 10 | 26 | 13 | 49.5402
2028 | 10 | 26 | 14 | 49.6281
2028 | 10 | 26 | 15 | 51.2986
2028 | 10 | 26 | 16 | 57.5375
2028 | 10 | 26 | 17 | 68.7833
2028 | 10 | 26 | 18 | 69.8587
2028 | 10 | 26 | 19 | 67.1194
2028 | 10 | 26 | 20 | 63.9162
2028 | 10 | 26 | 21 | 60.3527
2028 | 10 | 26 | 22 | 56.4382
2028 | 10 | 26 | 23 | 52.8663
2028 | 10 | 27 | 0 | 51.1274
2028 | 10 | 27 | 1 | 50.0467
2028 | 10 | 27 | 2 | 49.5325
2028 | 10 | 27 | 3 | 49.5449
2028 | 10 | 27 | 4 | 50.046
2028 | 10 | 27 | 5 | 52.0202
2028 | 10 | 27 | 6 | 56.3798
2028 | 10 | 27 | 7 | 62.1405
2028 | 10 | 27 | 8 | 63.6936
2028 | 10 | 27 | 9 | 55.1925
2028 | 10 | 27 | 10 | 47.7787
2028 | 10 | 27 | 11 | 44.0138
2028 | 10 | 27 | 12 | 46.3622
2028 | 10 | 27 | 13 | 46.7421
2028 | 10 | 27 | 14 | 45.9719
2028 | 10 | 27 | 15 | 46.5098
2028 | 10 | 27 | 16 | 52.2655
2028 | 10 | 27 | 17 | 62.263
2028 | 10 | 27 | 18 | 70.251
2028 | 10 | 27 | 19 | 67.0581
2028 | 10 | 27 | 20 | 63.5199
2028 | 10 | 27 | 21 | 60.0416
2028 | 10 | 27 | 22 | 56.4816
2028 | 10 | 27 | 23 | 53.079
2028 | 10 | 28 | 0 | 50.0466
2028 | 10 | 28 | 1 | 46.7572
2028 | 10 | 28 | 2 | 45.8928
2028 | 10 | 28 | 3 | 45.4475
2028 | 10 | 28 | 4 | 45.4415
2028 | 10 | 28 | 5 | 46.4272
2028 | 10 | 28 | 6 | 48.0362
2028 | 10 | 28 | 7 | 52.4254
2028 | 10 | 28 | 8 | 57.7405
2028 | 10 | 28 | 9 | 54.7438
2028 | 10 | 28 | 10 | 49.2493
2028 | 10 | 28 | 11 | 45.3546
2028 | 10 | 28 | 12 | 43.1113
2028 | 10 | 28 | 13 | 43.1724
2028 | 10 | 28 | 14 | 42.1872
2028 | 10 | 28 | 15 | 42.984
2028 | 10 | 28 | 16 | 49.4397
2028 | 10 | 28 | 17 | 59.9633
2028 | 10 | 28 | 18 | 61.7982
2028 | 10 | 28 | 19 | 58.2618
2028 | 10 | 28 | 20 | 53.7897
2028 | 10 | 28 | 21 | 49.8503
2028 | 10 | 28 | 22 | 46.4787
2028 | 10 | 28 | 23 | 43.9138
2028 | 10 | 29 | 0 | 43.9808
2028 | 10 | 29 | 1 | 42.542
2028 | 10 | 29 | 2 | 41.8087
2028 | 10 | 29 | 3 | 41.4561
2028 | 10 | 29 | 4 | 41.6183
2028 | 10 | 29 | 5 | 42.5427
2028 | 10 | 29 | 6 | 43.8068
2028 | 10 | 29 | 7 | 47.4473
2028 | 10 | 29 | 8 | 52.2269
2028 | 10 | 29 | 9 | 48.3407
2028 | 10 | 29 | 10 | 42.5919
2028 | 10 | 29 | 11 | 39.2039
2028 | 10 | 29 | 12 | 39.8432
2028 | 10 | 29 | 13 | 40.806
2028 | 10 | 29 | 14 | 40.1887
2028 | 10 | 29 | 15 | 41.3096
2028 | 10 | 29 | 16 | 48.4652
2028 | 10 | 29 | 17 | 60.0527
2028 | 10 | 29 | 18 | 66.1761
2028 | 10 | 29 | 19 | 61.683
2028 | 10 | 29 | 20 | 57.3257
2028 | 10 | 29 | 21 | 53.3108
2028 | 10 | 29 | 22 | 49.68
2028 | 10 | 29 | 23 | 47.04
2028 | 10 | 30 | 0 | 42.6172
2028 | 10 | 30 | 1 | 43.3241
2028 | 10 | 30 | 2 | 43.1005
2028 | 10 | 30 | 3 | 43.3575
2028 | 10 | 30 | 4 | 44.0782
2028 | 10 | 30 | 5 | 46.3253
2028 | 10 | 30 | 6 | 49.8066
2028 | 10 | 30 | 7 | 56.2127
2028 | 10 | 30 | 8 | 60.585
2028 | 10 | 30 | 9 | 54.6618
2028 | 10 | 30 | 10 | 48.7855
2028 | 10 | 30 | 11 | 45.5132
2028 | 10 | 30 | 12 | 46.5293
2028 | 10 | 30 | 13 | 46.5365
2028 | 10 | 30 | 14 | 46.1846
2028 | 10 | 30 | 15 | 47.8914
2028 | 10 | 30 | 16 | 54.8628
2028 | 10 | 30 | 17 | 66.0332
2028 | 10 | 30 | 18 | 71.3819
2028 | 10 | 30 | 19 | 67.5631
2028 | 10 | 30 | 20 | 63.841
2028 | 10 | 30 | 21 | 59.9275
2028 | 10 | 30 | 22 | 55.8777
2028 | 10 | 30 | 23 | 52.6113
2028 | 10 | 31 | 0 | 50.3689
2028 | 10 | 31 | 1 | 47.9184
2028 | 10 | 31 | 2 | 47.3862
2028 | 10 | 31 | 3 | 47.4764
2028 | 10 | 31 | 4 | 48.0411
2028 | 10 | 31 | 5 | 50.0532
2028 | 10 | 31 | 6 | 53.9225
2028 | 10 | 31 | 7 | 60.554
2028 | 10 | 31 | 8 | 65.417
2028 | 10 | 31 | 9 | 60.3981
2028 | 10 | 31 | 10 | 54.0676
2028 | 10 | 31 | 11 | 49.5161
2028 | 10 | 31 | 12 | 48.0728
2028 | 10 | 31 | 13 | 47.8272
2028 | 10 | 31 | 14 | 47.2926
2028 | 10 | 31 | 15 | 49.2209
2028 | 10 | 31 | 16 | 56.1416
2028 | 10 | 31 | 17 | 66.4755
2028 | 10 | 31 | 18 | 70.3327
2028 | 10 | 31 | 19 | 66.4092
2028 | 10 | 31 | 20 | 62.8306
2028 | 10 | 31 | 21 | 58.9024
2028 | 10 | 31 | 22 | 54.8386
2028 | 10 | 31 | 23 | 51.3572
2028 | 11 | 1 | 0 | 50.8501
2028 | 11 | 1 | 1 | 48.0787
2028 | 11 | 1 | 2 | 47.701
2028 | 11 | 1 | 3 | 47.7059
2028 | 11 | 1 | 4 | 48.2376
2028 | 11 | 1 | 5 | 50.2637
2028 | 11 | 1 | 6 | 54.6198
2028 | 11 | 1 | 7 | 60.4168
2028 | 11 | 1 | 8 | 64.6807
2028 | 11 | 1 | 9 | 59.7537
2028 | 11 | 1 | 10 | 54.4268
2028 | 11 | 1 | 11 | 50.2717
2028 | 11 | 1 | 12 | 50.0582
2028 | 11 | 1 | 13 | 51.1716
2028 | 11 | 1 | 14 | 51.1621
2028 | 11 | 1 | 15 | 52.3718
2028 | 11 | 1 | 16 | 58.2658
2028 | 11 | 1 | 17 | 68.0895
2028 | 11 | 1 | 18 | 69.2028
2028 | 11 | 1 | 19 | 65.4347
2028 | 11 | 1 | 20 | 62.0342
2028 | 11 | 1 | 21 | 58.0123
2028 | 11 | 1 | 22 | 53.757
2028 | 11 | 1 | 23 | 50.0395
2028 | 11 | 2 | 0 | 49.2769
2028 | 11 | 2 | 1 | 52.0937
2028 | 11 | 2 | 2 | 51.8053
2028 | 11 | 2 | 3 | 51.9495
2028 | 11 | 2 | 4 | 52.6466
2028 | 11 | 2 | 5 | 54.8995
2028 | 11 | 2 | 6 | 58.7233
2028 | 11 | 2 | 7 | 64.4198
2028 | 11 | 2 | 8 | 67.767
2028 | 11 | 2 | 9 | 61.8021
2028 | 11 | 2 | 10 | 56.3292
2028 | 11 | 2 | 11 | 51.7053
2028 | 11 | 2 | 12 | 52.5661
2028 | 11 | 2 | 13 | 53.1445
2028 | 11 | 2 | 14 | 53.1837
2028 | 11 | 2 | 15 | 55.1774
2028 | 11 | 2 | 16 | 61.9783
2028 | 11 | 2 | 17 | 71.813
2028 | 11 | 2 | 18 | 73.0997
2028 | 11 | 2 | 19 | 70.3819
2028 | 11 | 2 | 20 | 67.5153
2028 | 11 | 2 | 21 | 63.9424
2028 | 11 | 2 | 22 | 60.0699
2028 | 11 | 2 | 23 | 56.349
2028 | 11 | 3 | 0 | 55.5386
2028 | 11 | 3 | 1 | 53.2847
2028 | 11 | 3 | 2 | 52.8222
2028 | 11 | 3 | 3 | 52.6889
2028 | 11 | 3 | 4 | 53.1342
2028 | 11 | 3 | 5 | 55.0277
2028 | 11 | 3 | 6 | 59.2021
2028 | 11 | 3 | 7 | 64.8507
2028 | 11 | 3 | 8 | 68.1918
2028 | 11 | 3 | 9 | 62.4888
2028 | 11 | 3 | 10 | 56.6107
2028 | 11 | 3 | 11 | 52.5267
2028 | 11 | 3 | 12 | 52.626
2028 | 11 | 3 | 13 | 52.7881
2028 | 11 | 3 | 14 | 51.7109
2028 | 11 | 3 | 15 | 52.5682
2028 | 11 | 3 | 16 | 58.8267
2028 | 11 | 3 | 17 | 67.3729
2028 | 11 | 3 | 18 | 69.8928
2028 | 11 | 3 | 19 | 66.6711
2028 | 11 | 3 | 20 | 63.4959
2028 | 11 | 3 | 21 | 59.8332
2028 | 11 | 3 | 22 | 56.2574
2028 | 11 | 3 | 23 | 52.6255
2028 | 11 | 4 | 0 | 51.6117
2028 | 11 | 4 | 1 | 48.6167
2028 | 11 | 4 | 2 | 48.0127
2028 | 11 | 4 | 3 | 47.602
2028 | 11 | 4 | 4 | 47.7354
2028 | 11 | 4 | 5 | 49.0402
2028 | 11 | 4 | 6 | 51.5223
2028 | 11 | 4 | 7 | 55.2917
2028 | 11 | 4 | 8 | 59.6633
2028 | 11 | 4 | 9 | 57.676
2028 | 11 | 4 | 10 | 53.8658
2028 | 11 | 4 | 11 | 50.5258
2028 | 11 | 4 | 12 | 48.2222
2028 | 11 | 4 | 13 | 47.787
2028 | 11 | 4 | 14 | 46.6523
2028 | 11 | 4 | 15 | 48.072
2028 | 11 | 4 | 16 | 55.2475
2028 | 11 | 4 | 17 | 64.3624
2028 | 11 | 4 | 18 | 66.128
2028 | 11 | 4 | 19 | 61.8165
2028 | 11 | 4 | 20 | 57.0466
2028 | 11 | 4 | 21 | 52.7843
2028 | 11 | 4 | 22 | 49.2522
2028 | 11 | 4 | 23 | 46.4577
2028 | 11 | 5 | 0 | 47.3509
2028 | 11 | 5 | 1 | 49.1165
2028 | 11 | 5 | 2 | 48.0258
2028 | 11 | 5 | 3 | 47.5334
2028 | 11 | 5 | 4 | 47.6709
2028 | 11 | 5 | 5 | 47.7684
2028 | 11 | 5 | 6 | 48.8926
2028 | 11 | 5 | 7 | 51.4779
2028 | 11 | 5 | 8 | 58.0092
2028 | 11 | 5 | 9 | 56.8724
2028 | 11 | 5 | 10 | 52.2766
2028 | 11 | 5 | 11 | 48.563
2028 | 11 | 5 | 12 | 48.4837
2028 | 11 | 5 | 13 | 49.9379
2028 | 11 | 5 | 14 | 50.5303
2028 | 11 | 5 | 15 | 51.0561
2028 | 11 | 5 | 16 | 55.9031
2028 | 11 | 5 | 17 | 65.5762
2028 | 11 | 5 | 18 | 73.7426
2028 | 11 | 5 | 19 | 69.1762
2028 | 11 | 5 | 20 | 65.5057
2028 | 11 | 5 | 21 | 61.9496
2028 | 11 | 5 | 22 | 58.9258
2028 | 11 | 5 | 23 | 56.1905
2028 | 11 | 6 | 0 | 53.0704
2028 | 11 | 6 | 1 | 52.3829
2028 | 11 | 6 | 2 | 51.7424
2028 | 11 | 6 | 3 | 51.7753
2028 | 11 | 6 | 4 | 52.3543
2028 | 11 | 6 | 5 | 53.3035
2028 | 11 | 6 | 6 | 54.685
2028 | 11 | 6 | 7 | 60.1397
2028 | 11 | 6 | 8 | 68.2345
2028 | 11 | 6 | 9 | 65.8521
2028 | 11 | 6 | 10 | 59.892
2028 | 11 | 6 | 11 | 55.753
2028 | 11 | 6 | 12 | 53.5176
2028 | 11 | 6 | 13 | 54.4256
2028 | 11 | 6 | 14 | 54.5514
2028 | 11 | 6 | 15 | 55.2181
2028 | 11 | 6 | 16 | 59.2375
2028 | 11 | 6 | 17 | 68.6223
2028 | 11 | 6 | 18 | 74.9421
2028 | 11 | 6 | 19 | 71.4251
2028 | 11 | 6 | 20 | 69.0892
2028 | 11 | 6 | 21 | 65.84
2028 | 11 | 6 | 22 | 62.6378
2028 | 11 | 6 | 23 | 59.2484
2028 | 11 | 7 | 0 | 57.7873
2028 | 11 | 7 | 1 | 55.2986
2028 | 11 | 7 | 2 | 54.1897
2028 | 11 | 7 | 3 | 53.9184
2028 | 11 | 7 | 4 | 54.1754
2028 | 11 | 7 | 5 | 54.7979
2028 | 11 | 7 | 6 | 57.1863
2028 | 11 | 7 | 7 | 62.4882
2028 | 11 | 7 | 8 | 69.7927
2028 | 11 | 7 | 9 | 66.8992
2028 | 11 | 7 | 10 | 60.1793
2028 | 11 | 7 | 11 | 55.5757
2028 | 11 | 7 | 12 | 55.3588
2028 | 11 | 7 | 13 | 56.0959
2028 | 11 | 7 | 14 | 56.5089
2028 | 11 | 7 | 15 | 57.4609
2028 | 11 | 7 | 16 | 61.944
2028 | 11 | 7 | 17 | 70.78
2028 | 11 | 7 | 18 | 75.0776
2028 | 11 | 7 | 19 | 70.9409
2028 | 11 | 7 | 20 | 68.5121
2028 | 11 | 7 | 21 | 65.2853
2028 | 11 | 7 | 22 | 62.1856
2028 | 11 | 7 | 23 | 58.7681
2028 | 11 | 8 | 0 | 56.1779
2028 | 11 | 8 | 1 | 54.0884
2028 | 11 | 8 | 2 | 52.9033
2028 | 11 | 8 | 3 | 52.5283
2028 | 11 | 8 | 4 | 52.7035
2028 | 11 | 8 | 5 | 53.2774
2028 | 11 | 8 | 6 | 54.8674
2028 | 11 | 8 | 7 | 59.8566
2028 | 11 | 8 | 8 | 67.3403
2028 | 11 | 8 | 9 | 65.0951
2028 | 11 | 8 | 10 | 58.5713
2028 | 11 | 8 | 11 | 54.3574
2028 | 11 | 8 | 12 | 55.1842
2028 | 11 | 8 | 13 | 56.2062
2028 | 11 | 8 | 14 | 56.7214
2028 | 11 | 8 | 15 | 56.9404
2028 | 11 | 8 | 16 | 61.1705
2028 | 11 | 8 | 17 | 70.6105
2028 | 11 | 8 | 18 | 73.8677
2028 | 11 | 8 | 19 | 69.8647
2028 | 11 | 8 | 20 | 67.5937
2028 | 11 | 8 | 21 | 64.6
2028 | 11 | 8 | 22 | 61.4589
2028 | 11 | 8 | 23 | 58.0607
2028 | 11 | 9 | 0 | 54.7502
2028 | 11 | 9 | 1 | 53.2167
2028 | 11 | 9 | 2 | 52.0383
2028 | 11 | 9 | 3 | 51.7363
2028 | 11 | 9 | 4 | 52.0098
2028 | 11 | 9 | 5 | 52.7774
2028 | 11 | 9 | 6 | 54.5257
2028 | 11 | 9 | 7 | 59.6622
2028 | 11 | 9 | 8 | 67.3692
2028 | 11 | 9 | 9 | 65.8852
2028 | 11 | 9 | 10 | 59.872
2028 | 11 | 9 | 11 | 55.3127
2028 | 11 | 9 | 12 | 54.1569
2028 | 11 | 9 | 13 | 54.6583
2028 | 11 | 9 | 14 | 55.3604
2028 | 11 | 9 | 15 | 56.0148
2028 | 11 | 9 | 16 | 60.6039
2028 | 11 | 9 | 17 | 69.8095
2028 | 11 | 9 | 18 | 73.5709
2028 | 11 | 9 | 19 | 70.0624
2028 | 11 | 9 | 20 | 68.0318
2028 | 11 | 9 | 21 | 65.2957
2028 | 11 | 9 | 22 | 62.4268
2028 | 11 | 9 | 23 | 59.003
2028 | 11 | 10 | 0 | 56.6002
2028 | 11 | 10 | 1 | 54.1293
2028 | 11 | 10 | 2 | 52.9538
2028 | 11 | 10 | 3 | 52.5942
2028 | 11 | 10 | 4 | 52.8431
2028 | 11 | 10 | 5 | 53.5056
2028 | 11 | 10 | 6 | 54.3334
2028 | 11 | 10 | 7 | 59.5983
2028 | 11 | 10 | 8 | 67.3318
2028 | 11 | 10 | 9 | 65.474
2028 | 11 | 10 | 10 | 58.5331
2028 | 11 | 10 | 11 | 54.0029
2028 | 11 | 10 | 12 | 53.6691
2028 | 11 | 10 | 13 | 53.884
2028 | 11 | 10 | 14 | 53.7997
2028 | 11 | 10 | 15 | 53.9866
2028 | 11 | 10 | 16 | 58.9519
2028 | 11 | 10 | 17 | 67.9234
2028 | 11 | 10 | 18 | 71.8982
2028 | 11 | 10 | 19 | 67.9441
2028 | 11 | 10 | 20 | 65.6008
2028 | 11 | 10 | 21 | 62.8206
2028 | 11 | 10 | 22 | 60.2596
2028 | 11 | 10 | 23 | 56.9171
2028 | 11 | 11 | 0 | 54.8499
2028 | 11 | 11 | 1 | 52.2647
2028 | 11 | 11 | 2 | 51.0973
2028 | 11 | 11 | 3 | 50.5634
2028 | 11 | 11 | 4 | 50.5733
2028 | 11 | 11 | 5 | 50.6917
2028 | 11 | 11 | 6 | 50.4221
2028 | 11 | 11 | 7 | 53.5657
2028 | 11 | 11 | 8 | 60.726
2028 | 11 | 11 | 9 | 60.4539
2028 | 11 | 11 | 10 | 55.6345
2028 | 11 | 11 | 11 | 51.88
2028 | 11 | 11 | 12 | 49.71
2028 | 11 | 11 | 13 | 49.5619
2028 | 11 | 11 | 14 | 49.0332
2028 | 11 | 11 | 15 | 49.6465
2028 | 11 | 11 | 16 | 54.7152
2028 | 11 | 11 | 17 | 63.9893
2028 | 11 | 11 | 18 | 70.1138
2028 | 11 | 11 | 19 | 65.6495
2028 | 11 | 11 | 20 | 61.8093
2028 | 11 | 11 | 21 | 58.4278
2028 | 11 | 11 | 22 | 55.9207
2028 | 11 | 11 | 23 | 53.3707
2028 | 11 | 12 | 0 | 52.4026
2028 | 11 | 12 | 1 | 50.7673
2028 | 11 | 12 | 2 | 49.5752
2028 | 11 | 12 | 3 | 49.0506
2028 | 11 | 12 | 4 | 49.1188
2028 | 11 | 12 | 5 | 49.1762
2028 | 11 | 12 | 6 | 49.9911
2028 | 11 | 12 | 7 | 52.4915
2028 | 11 | 12 | 8 | 59.7716
2028 | 11 | 12 | 9 | 60.0548
2028 | 11 | 12 | 10 | 56.0325
2028 | 11 | 12 | 11 | 51.964
2028 | 11 | 12 | 12 | 50.2143
2028 | 11 | 12 | 13 | 50.4799
2028 | 11 | 12 | 14 | 50.5317
2028 | 11 | 12 | 15 | 51.6308
2028 | 11 | 12 | 16 | 57.5038
2028 | 11 | 12 | 17 | 67.3923
2028 | 11 | 12 | 18 | 74.8787
2028 | 11 | 12 | 19 | 69.5219
2028 | 11 | 12 | 20 | 65.709
2028 | 11 | 12 | 21 | 62.1171
2028 | 11 | 12 | 22 | 59.0205
2028 | 11 | 12 | 23 | 56.1867
2028 | 11 | 13 | 0 | 53.6564
2028 | 11 | 13 | 1 | 53.5357
2028 | 11 | 13 | 2 | 52.753
2028 | 11 | 13 | 3 | 52.7087
2028 | 11 | 13 | 4 | 53.254
2028 | 11 | 13 | 5 | 54.1525
2028 | 11 | 13 | 6 | 56.3882
2028 | 11 | 13 | 7 | 61.8935
2028 | 11 | 13 | 8 | 70.9799
2028 | 11 | 13 | 9 | 69.7687
2028 | 11 | 13 | 10 | 64.011
2028 | 11 | 13 | 11 | 59.0477
2028 | 11 | 13 | 12 | 55.7637
2028 | 11 | 13 | 13 | 55.926
2028 | 11 | 13 | 14 | 55.6444
2028 | 11 | 13 | 15 | 57.0477
2028 | 11 | 13 | 16 | 62.2315
2028 | 11 | 13 | 17 | 71.8312
2028 | 11 | 13 | 18 | 77.0949
2028 | 11 | 13 | 19 | 74.5403
2028 | 11 | 13 | 20 | 72.8171
2028 | 11 | 13 | 21 | 69.9941
2028 | 11 | 13 | 22 | 67.0659
2028 | 11 | 13 | 23 | 63.6895
2028 | 11 | 14 | 0 | 60.1582
2028 | 11 | 14 | 1 | 60.6434
2028 | 11 | 14 | 2 | 59.8299
2028 | 11 | 14 | 3 | 59.8861
2028 | 11 | 14 | 4 | 60.4945
2028 | 11 | 14 | 5 | 61.3341
2028 | 11 | 14 | 6 | 62.6012
2028 | 11 | 14 | 7 | 67.7339
2028 | 11 | 14 | 8 | 74.3987
2028 | 11 | 14 | 9 | 70.4198
2028 | 11 | 14 | 10 | 62.9176
2028 | 11 | 14 | 11 | 57.5481
2028 | 11 | 14 | 12 | 57.4604
2028 | 11 | 14 | 13 | 57.1485
2028 | 11 | 14 | 14 | 57.0861
2028 | 11 | 14 | 15 | 58.6112
2028 | 11 | 14 | 16 | 63.4908
2028 | 11 | 14 | 17 | 72.1456
2028 | 11 | 14 | 18 | 77.6503
2028 | 11 | 14 | 19 | 75.4524
2028 | 11 | 14 | 20 | 74.111
2028 | 11 | 14 | 21 | 71.4662
2028 | 11 | 14 | 22 | 68.5505
2028 | 11 | 14 | 23 | 64.9774
2028 | 11 | 15 | 0 | 63.3521
2028 | 11 | 15 | 1 | 60.7115
2028 | 11 | 15 | 2 | 59.4208
2028 | 11 | 15 | 3 | 58.8867
2028 | 11 | 15 | 4 | 58.9323
2028 | 11 | 15 | 5 | 59.2445
2028 | 11 | 15 | 6 | 60.7304
2028 | 11 | 15 | 7 | 65.4611
2028 | 11 | 15 | 8 | 73.0129
2028 | 11 | 15 | 9 | 71.2656
2028 | 11 | 15 | 10 | 65.2385
2028 | 11 | 15 | 11 | 60.7111
2028 | 11 | 15 | 12 | 57.7963
2028 | 11 | 15 | 13 | 57.9696
2028 | 11 | 15 | 14 | 57.4231
2028 | 11 | 15 | 15 | 57.307
2028 | 11 | 15 | 16 | 60.4612
2028 | 11 | 15 | 17 | 68.7088
2028 | 11 | 15 | 18 | 75.0857
2028 | 11 | 15 | 19 | 71.3197
2028 | 11 | 15 | 20 | 69.4274
2028 | 11 | 15 | 21 | 66.5097
2028 | 11 | 15 | 22 | 63.4103
2028 | 11 | 15 | 23 | 59.8412
2028 | 11 | 16 | 0 | 58.0015
2028 | 11 | 16 | 1 | 54.3809
2028 | 11 | 16 | 2 | 52.9564
2028 | 11 | 16 | 3 | 52.4106
2028 | 11 | 16 | 4 | 52.4078
2028 | 11 | 16 | 5 | 52.8894
2028 | 11 | 16 | 6 | 55.1373
2028 | 11 | 16 | 7 | 59.7466
2028 | 11 | 16 | 8 | 66.7734
2028 | 11 | 16 | 9 | 65.1387
2028 | 11 | 16 | 10 | 59.1958
2028 | 11 | 16 | 11 | 55.1471
2028 | 11 | 16 | 12 | 54.0242
2028 | 11 | 16 | 13 | 54.1895
2028 | 11 | 16 | 14 | 54.5367
2028 | 11 | 16 | 15 | 54.918
2028 | 11 | 16 | 16 | 58.7878
2028 | 11 | 16 | 17 | 67.3715
2028 | 11 | 16 | 18 | 72.9368
2028 | 11 | 16 | 19 | 68.7182
2028 | 11 | 16 | 20 | 66.5956
2028 | 11 | 16 | 21 | 63.9096
2028 | 11 | 16 | 22 | 61.0245
2028 | 11 | 16 | 23 | 57.5404
2028 | 11 | 17 | 0 | 54.967
2028 | 11 | 17 | 1 | 51.1996
2028 | 11 | 17 | 2 | 49.6373
2028 | 11 | 17 | 3 | 48.9701
2028 | 11 | 17 | 4 | 48.9272
2028 | 11 | 17 | 5 | 49.3498
2028 | 11 | 17 | 6 | 51.5971
2028 | 11 | 17 | 7 | 56.5171
2028 | 11 | 17 | 8 | 63.9709
2028 | 11 | 17 | 9 | 62.4805
2028 | 11 | 17 | 10 | 56.0065
2028 | 11 | 17 | 11 | 52.316
2028 | 11 | 17 | 12 | 51.9885
2028 | 11 | 17 | 13 | 51.3245
2028 | 11 | 17 | 14 | 50.4863
2028 | 11 | 17 | 15 | 50.4698
2028 | 11 | 17 | 16 | 55.7716
2028 | 11 | 17 | 17 | 63.9709
2028 | 11 | 17 | 18 | 69.1104
2028 | 11 | 17 | 19 | 64.8027
2028 | 11 | 17 | 20 | 62.5507
2028 | 11 | 17 | 21 | 59.9604
2028 | 11 | 17 | 22 | 57.5696
2028 | 11 | 17 | 23 | 54.3522
2028 | 11 | 18 | 0 | 52.2914
2028 | 11 | 18 | 1 | 47.8328
2028 | 11 | 18 | 2 | 46.4098
2028 | 11 | 18 | 3 | 45.6558
2028 | 11 | 18 | 4 | 45.538
2028 | 11 | 18 | 5 | 45.41
2028 | 11 | 18 | 6 | 46.1071
2028 | 11 | 18 | 7 | 49.2305
2028 | 11 | 18 | 8 | 56.9225
2028 | 11 | 18 | 9 | 57.2636
2028 | 11 | 18 | 10 | 52.7921
2028 | 11 | 18 | 11 | 48.879
2028 | 11 | 18 | 12 | 48.6756
2028 | 11 | 18 | 13 | 48.5178
2028 | 11 | 18 | 14 | 48.2042
2028 | 11 | 18 | 15 | 49.1608
2028 | 11 | 18 | 16 | 54.8029
2028 | 11 | 18 | 17 | 64.036
2028 | 11 | 18 | 18 | 68.394
2028 | 11 | 18 | 19 | 63.6131
2028 | 11 | 18 | 20 | 59.9343
2028 | 11 | 18 | 21 | 56.6978
2028 | 11 | 18 | 22 | 54.4898
2028 | 11 | 18 | 23 | 52.0468
2028 | 11 | 19 | 0 | 49.4893
2028 | 11 | 19 | 1 | 48.6848
2028 | 11 | 19 | 2 | 47.3281
2028 | 11 | 19 | 3 | 46.7297
2028 | 11 | 19 | 4 | 46.7544
2028 | 11 | 19 | 5 | 46.6472
2028 | 11 | 19 | 6 | 46.5508
2028 | 11 | 19 | 7 | 49.0943
2028 | 11 | 19 | 8 | 57.1498
2028 | 11 | 19 | 9 | 57.7176
2028 | 11 | 19 | 10 | 53.7128
2028 | 11 | 19 | 11 | 49.4471
2028 | 11 | 19 | 12 | 49.1708
2028 | 11 | 19 | 13 | 48.5537
2028 | 11 | 19 | 14 | 48.6244
2028 | 11 | 19 | 15 | 50.3968
2028 | 11 | 19 | 16 | 57.8589
2028 | 11 | 19 | 17 | 68.8077
2028 | 11 | 19 | 18 | 74.2537
2028 | 11 | 19 | 19 | 68.4859
2028 | 11 | 19 | 20 | 64.8712
2028 | 11 | 19 | 21 | 61.4587
2028 | 11 | 19 | 22 | 58.6748
2028 | 11 | 19 | 23 | 55.941
2028 | 11 | 20 | 0 | 53.0348
2028 | 11 | 20 | 1 | 50.2791
2028 | 11 | 20 | 2 | 49.2053
2028 | 11 | 20 | 3 | 48.8952
2028 | 11 | 20 | 4 | 49.1623
2028 | 11 | 20 | 5 | 49.8291
2028 | 11 | 20 | 6 | 52.0172
2028 | 11 | 20 | 7 | 56.9404
2028 | 11 | 20 | 8 | 64.5725
2028 | 11 | 20 | 9 | 62.393
2028 | 11 | 20 | 10 | 57.1577
2028 | 11 | 20 | 11 | 53.4546
2028 | 11 | 20 | 12 | 52.7009
2028 | 11 | 20 | 13 | 52.3952
2028 | 11 | 20 | 14 | 51.7424
2028 | 11 | 20 | 15 | 53.2098
2028 | 11 | 20 | 16 | 58.6569
2028 | 11 | 20 | 17 | 68.2734
2028 | 11 | 20 | 18 | 74.4098
2028 | 11 | 20 | 19 | 69.8039
2028 | 11 | 20 | 20 | 67.3205
2028 | 11 | 20 | 21 | 64.1415
2028 | 11 | 20 | 22 | 61.2064
2028 | 11 | 20 | 23 | 57.8751
2028 | 11 | 21 | 0 | 54.9567
2028 | 11 | 21 | 1 | 52.0202
2028 | 11 | 21 | 2 | 50.6639
2028 | 11 | 21 | 3 | 50.2802
2028 | 11 | 21 | 4 | 50.4462
2028 | 11 | 21 | 5 | 51.0026
2028 | 11 | 21 | 6 | 52.9341
2028 | 11 | 21 | 7 | 58.1469
2028 | 11 | 21 | 8 | 66.4722
2028 | 11 | 21 | 9 | 65.4189
2028 | 11 | 21 | 10 | 59.249
2028 | 11 | 21 | 11 | 54.4263
2028 | 11 | 21 | 12 | 53.0502
2028 | 11 | 21 | 13 | 52.4364
2028 | 11 | 21 | 14 | 52.5325
2028 | 11 | 21 | 15 | 54.2792
2028 | 11 | 21 | 16 | 60.0324
2028 | 11 | 21 | 17 | 69.1671
2028 | 11 | 21 | 18 | 72.2581
2028 | 11 | 21 | 19 | 67.7009
2028 | 11 | 21 | 20 | 65.4154
2028 | 11 | 21 | 21 | 62.432
2028 | 11 | 21 | 22 | 59.4699
2028 | 11 | 21 | 23 | 55.9921
2028 | 11 | 22 | 0 | 54.8848
2028 | 11 | 22 | 1 | 52.2887
2028 | 11 | 22 | 2 | 50.9387
2028 | 11 | 22 | 3 | 50.4953
2028 | 11 | 22 | 4 | 50.6376
2028 | 11 | 22 | 5 | 51.124
2028 | 11 | 22 | 6 | 52.9694
2028 | 11 | 22 | 7 | 57.7488
2028 | 11 | 22 | 8 | 65.4898
2028 | 11 | 22 | 9 | 64.0832
2028 | 11 | 22 | 10 | 57.9194
2028 | 11 | 22 | 11 | 53.7624
2028 | 11 | 22 | 12 | 53.7006
2028 | 11 | 22 | 13 | 53.0089
2028 | 11 | 22 | 14 | 52.9173
2028 | 11 | 22 | 15 | 53.6661
2028 | 11 | 22 | 16 | 58.603
2028 | 11 | 22 | 17 | 67.9598
2028 | 11 | 22 | 18 | 71.9015
2028 | 11 | 22 | 19 | 67.4258
2028 | 11 | 22 | 20 | 65.321
2028 | 11 | 22 | 21 | 62.4723
2028 | 11 | 22 | 22 | 59.4458
2028 | 11 | 22 | 23 | 55.9391
2028 | 11 | 23 | 0 | 54.2504
2028 | 11 | 23 | 1 | 51.8693
2028 | 11 | 23 | 2 | 50.409
2028 | 11 | 23 | 3 | 49.8924
2028 | 11 | 23 | 4 | 49.9645
2028 | 11 | 23 | 5 | 50.4965
2028 | 11 | 23 | 6 | 52.2124
2028 | 11 | 23 | 7 | 56.9391
2028 | 11 | 23 | 8 | 64.5391
2028 | 11 | 23 | 9 | 63.7835
2028 | 11 | 23 | 10 | 58.2766
2028 | 11 | 23 | 11 | 54.1005
2028 | 11 | 23 | 12 | 53.92
2028 | 11 | 23 | 13 | 53.1053
2028 | 11 | 23 | 14 | 53.1474
2028 | 11 | 23 | 15 | 54.4968
2028 | 11 | 23 | 16 | 60.0912
2028 | 11 | 23 | 17 | 69.5905
2028 | 11 | 23 | 18 | 74.0783
2028 | 11 | 23 | 19 | 69.5179
2028 | 11 | 23 | 20 | 67.3698
2028 | 11 | 23 | 21 | 64.6864
2028 | 11 | 23 | 22 | 62.0315
2028 | 11 | 23 | 23 | 58.6045
2028 | 11 | 24 | 0 | 54.3623
2028 | 11 | 24 | 1 | 50.8714
2028 | 11 | 24 | 2 | 49.2032
2028 | 11 | 24 | 3 | 48.4365
2028 | 11 | 24 | 4 | 48.2706
2028 | 11 | 24 | 5 | 48.5622
2028 | 11 | 24 | 6 | 49.4969
2028 | 11 | 24 | 7 | 54.285
2028 | 11 | 24 | 8 | 62.0247
2028 | 11 | 24 | 9 | 61.305
2028 | 11 | 24 | 10 | 55.4458
2028 | 11 | 24 | 11 | 51.6803
2028 | 11 | 24 | 12 | 48.5646
2028 | 11 | 24 | 13 | 47.9243
2028 | 11 | 24 | 14 | 46.709
2028 | 11 | 24 | 15 | 46.7335
2028 | 11 | 24 | 16 | 51.3699
2028 | 11 | 24 | 17 | 59.6957
2028 | 11 | 24 | 18 | 65.3917
2028 | 11 | 24 | 19 | 61.7582
2028 | 11 | 24 | 20 | 59.788
2028 | 11 | 24 | 21 | 57.345
2028 | 11 | 24 | 22 | 55.1146
2028 | 11 | 24 | 23 | 51.8311
2028 | 11 | 25 | 0 | 49.9837
2028 | 11 | 25 | 1 | 47.8387
2028 | 11 | 25 | 2 | 46.5194
2028 | 11 | 25 | 3 | 45.8636
2028 | 11 | 25 | 4 | 45.9094
2028 | 11 | 25 | 5 | 45.912
2028 | 11 | 25 | 6 | 46.3676
2028 | 11 | 25 | 7 | 49.61
2028 | 11 | 25 | 8 | 57.7178
2028 | 11 | 25 | 9 | 58.4698
2028 | 11 | 25 | 10 | 53.8434
2028 | 11 | 25 | 11 | 49.9248
2028 | 11 | 25 | 12 | 49.5002
2028 | 11 | 25 | 13 | 47.9888
2028 | 11 | 25 | 14 | 47.3313
2028 | 11 | 25 | 15 | 49.0725
2028 | 11 | 25 | 16 | 56.3024
2028 | 11 | 25 | 17 | 66.8664
2028 | 11 | 25 | 18 | 72.3962
2028 | 11 | 25 | 19 | 67.0455
2028 | 11 | 25 | 20 | 63.2911
2028 | 11 | 25 | 21 | 60.1879
2028 | 11 | 25 | 22 | 58.157
2028 | 11 | 25 | 23 | 55.7169
2028 | 11 | 26 | 0 | 52.8112
2028 | 11 | 26 | 1 | 51.6595
2028 | 11 | 26 | 2 | 50.345
2028 | 11 | 26 | 3 | 49.8445
2028 | 11 | 26 | 4 | 49.8952
2028 | 11 | 26 | 5 | 49.7836
2028 | 11 | 26 | 6 | 49.4098
2028 | 11 | 26 | 7 | 51.8361
2028 | 11 | 26 | 8 | 59.7577
2028 | 11 | 26 | 9 | 60.866
2028 | 11 | 26 | 10 | 57.5911
2028 | 11 | 26 | 11 | 52.9491
2028 | 11 | 26 | 12 | 48.0332
2028 | 11 | 26 | 13 | 46.8425
2028 | 11 | 26 | 14 | 46.3375
2028 | 11 | 26 | 15 | 47.609
2028 | 11 | 26 | 16 | 53.4225
2028 | 11 | 26 | 17 | 63.0493
2028 | 11 | 26 | 18 | 72.1215
2028 | 11 | 26 | 19 | 68.0199
2028 | 11 | 26 | 20 | 65.1092
2028 | 11 | 26 | 21 | 61.9961
2028 | 11 | 26 | 22 | 59.1557
2028 | 11 | 26 | 23 | 56.2172
2028 | 11 | 27 | 0 | 55.3047
2028 | 11 | 27 | 1 | 53.0194
2028 | 11 | 27 | 2 | 52.123
2028 | 11 | 27 | 3 | 51.9707
2028 | 11 | 27 | 4 | 52.3361
2028 | 11 | 27 | 5 | 52.9683
2028 | 11 | 27 | 6 | 54.1892
2028 | 11 | 27 | 7 | 58.8525
2028 | 11 | 27 | 8 | 65.9372
2028 | 11 | 27 | 9 | 63.2861
2028 | 11 | 27 | 10 | 57.5374
2028 | 11 | 27 | 11 | 53.8368
2028 | 11 | 27 | 12 | 54.1369
2028 | 11 | 27 | 13 | 53.2377
2028 | 11 | 27 | 14 | 52.9247
2028 | 11 | 27 | 15 | 54.5456
2028 | 11 | 27 | 16 | 59.635
2028 | 11 | 27 | 17 | 69.13
2028 | 11 | 27 | 18 | 75.6293
2028 | 11 | 27 | 19 | 70.8468
2028 | 11 | 27 | 20 | 68.4302
2028 | 11 | 27 | 21 | 65.3032
2028 | 11 | 27 | 22 | 62.2718
2028 | 11 | 27 | 23 | 58.7298
2028 | 11 | 28 | 0 | 56.0372
2028 | 11 | 28 | 1 | 55.5335
2028 | 11 | 28 | 2 | 54.1456
2028 | 11 | 28 | 3 | 53.7364
2028 | 11 | 28 | 4 | 53.8573
2028 | 11 | 28 | 5 | 54.2742
2028 | 11 | 28 | 6 | 55.827
2028 | 11 | 28 | 7 | 60.7026
2028 | 11 | 28 | 8 | 68.1981
2028 | 11 | 28 | 9 | 66.3887
2028 | 11 | 28 | 10 | 60.0329
2028 | 11 | 28 | 11 | 55.4759
2028 | 11 | 28 | 12 | 56.2815
2028 | 11 | 28 | 13 | 54.9396
2028 | 11 | 28 | 14 | 54.5734
2028 | 11 | 28 | 15 | 56.5981
2028 | 11 | 28 | 16 | 62.8526
2028 | 11 | 28 | 17 | 72.0432
2028 | 11 | 28 | 18 | 75.4292
2028 | 11 | 28 | 19 | 71.384
2028 | 11 | 28 | 20 | 69.4902
2028 | 11 | 28 | 21 | 66.7914
2028 | 11 | 28 | 22 | 64.0548
2028 | 11 | 28 | 23 | 60.6016
2028 | 11 | 29 | 0 | 57.2617
2028 | 11 | 29 | 1 | 56.1453
2028 | 11 | 29 | 2 | 54.9525
2028 | 11 | 29 | 3 | 54.7338
2028 | 11 | 29 | 4 | 55.1238
2028 | 11 | 29 | 5 | 55.7507
2028 | 11 | 29 | 6 | 58.0169
2028 | 11 | 29 | 7 | 62.6834
2028 | 11 | 29 | 8 | 69.7332
2028 | 11 | 29 | 9 | 67.0599
2028 | 11 | 29 | 10 | 60.0037
2028 | 11 | 29 | 11 | 55.2239
2028 | 11 | 29 | 12 | 57.233
2028 | 11 | 29 | 13 | 55.7386
2028 | 11 | 29 | 14 | 55.4727
2028 | 11 | 29 | 15 | 56.9526
2028 | 11 | 29 | 16 | 62.7578
2028 | 11 | 29 | 17 | 72.6306
2028 | 11 | 29 | 18 | 77.9012
2028 | 11 | 29 | 19 | 73.3581
2028 | 11 | 29 | 20 | 71.4586
2028 | 11 | 29 | 21 | 68.7953
2028 | 11 | 29 | 22 | 65.7211
2028 | 11 | 29 | 23 | 62.0423
2028 | 11 | 30 | 0 | 61.0499
2028 | 11 | 30 | 1 | 58.3347
2028 | 11 | 30 | 2 | 56.9461
2028 | 11 | 30 | 3 | 56.4541
2028 | 11 | 30 | 4 | 56.5542
2028 | 11 | 30 | 5 | 56.9184
2028 | 11 | 30 | 6 | 59.4008
2028 | 11 | 30 | 7 | 63.9708
2028 | 11 | 30 | 8 | 71.295
2028 | 11 | 30 | 9 | 70.1339
2028 | 11 | 30 | 10 | 64.5916
2028 | 11 | 30 | 11 | 60.0681
2028 | 11 | 30 | 12 | 58.8036
2028 | 11 | 30 | 13 | 57.1854
2028 | 11 | 30 | 14 | 56.1405
2028 | 11 | 30 | 15 | 57.5473
2028 | 11 | 30 | 16 | 62.9361
2028 | 11 | 30 | 17 | 72.0599
2028 | 11 | 30 | 18 | 77.6109
2028 | 11 | 30 | 19 | 73.3558
2028 | 11 | 30 | 20 | 71.5652
2028 | 11 | 30 | 21 | 68.9673
2028 | 11 | 30 | 22 | 66.3211
2028 | 11 | 30 | 23 | 62.7065
2028 | 12 | 1 | 0 | 58.7374
2028 | 12 | 1 | 1 | 55.7431
2028 | 12 | 1 | 2 | 54.2176
2028 | 12 | 1 | 3 | 53.6799
2028 | 12 | 1 | 4 | 53.778
2028 | 12 | 1 | 5 | 54.5039
2028 | 12 | 1 | 6 | 57.8384
2028 | 12 | 1 | 7 | 62.2502
2028 | 12 | 1 | 8 | 68.3142
2028 | 12 | 1 | 9 | 65.2284
2028 | 12 | 1 | 10 | 58.6287
2028 | 12 | 1 | 11 | 53.8966
2028 | 12 | 1 | 12 | 55.426
2028 | 12 | 1 | 13 | 56.3289
2028 | 12 | 1 | 14 | 56.0744
2028 | 12 | 1 | 15 | 56.0448
2028 | 12 | 1 | 16 | 59.2973
2028 | 12 | 1 | 17 | 66.6421
2028 | 12 | 1 | 18 | 75.2672
2028 | 12 | 1 | 19 | 70.9554
2028 | 12 | 1 | 20 | 68.956
2028 | 12 | 1 | 21 | 66.5334
2028 | 12 | 1 | 22 | 64.0763
2028 | 12 | 1 | 23 | 60.5261
2028 | 12 | 2 | 0 | 57.71
2028 | 12 | 2 | 1 | 53.1986
2028 | 12 | 2 | 2 | 51.6554
2028 | 12 | 2 | 3 | 50.8505
2028 | 12 | 2 | 4 | 50.6382
2028 | 12 | 2 | 5 | 50.8252
2028 | 12 | 2 | 6 | 51.1549
2028 | 12 | 2 | 7 | 53.8545
2028 | 12 | 2 | 8 | 61.0676
2028 | 12 | 2 | 9 | 63.5703
2028 | 12 | 2 | 10 | 61.2262
2028 | 12 | 2 | 11 | 56.9906
2028 | 12 | 2 | 12 | 55.8997
2028 | 12 | 2 | 13 | 56.5334
2028 | 12 | 2 | 14 | 56.562
2028 | 12 | 2 | 15 | 57.0204
2028 | 12 | 2 | 16 | 60.6137
2028 | 12 | 2 | 17 | 67.1339
2028 | 12 | 2 | 18 | 72.202
2028 | 12 | 2 | 19 | 67.3596
2028 | 12 | 2 | 20 | 63.6019
2028 | 12 | 2 | 21 | 60.3339
2028 | 12 | 2 | 22 | 57.8378
2028 | 12 | 2 | 23 | 55.1343
2028 | 12 | 3 | 0 | 53.3754
2028 | 12 | 3 | 1 | 50.3755
2028 | 12 | 3 | 2 | 48.9178
2028 | 12 | 3 | 3 | 48.2258
2028 | 12 | 3 | 4 | 48.1663
2028 | 12 | 3 | 5 | 48.3263
2028 | 12 | 3 | 6 | 48.539
2028 | 12 | 3 | 7 | 50.5892
2028 | 12 | 3 | 8 | 57.8321
2028 | 12 | 3 | 9 | 60.0308
2028 | 12 | 3 | 10 | 57.5118
2028 | 12 | 3 | 11 | 53.5289
2028 | 12 | 3 | 12 | 53.6155
2028 | 12 | 3 | 13 | 54.1985
2028 | 12 | 3 | 14 | 54.7828
2028 | 12 | 3 | 15 | 55.7603
2028 | 12 | 3 | 16 | 60.5823
2028 | 12 | 3 | 17 | 68.7029
2028 | 12 | 3 | 18 | 72.4281
2028 | 12 | 3 | 19 | 67.7255
2028 | 12 | 3 | 20 | 64.5168
2028 | 12 | 3 | 21 | 61.3316
2028 | 12 | 3 | 22 | 58.4289
2028 | 12 | 3 | 23 | 55.4493
2028 | 12 | 4 | 0 | 53.7683
2028 | 12 | 4 | 1 | 50.8087
2028 | 12 | 4 | 2 | 49.6013
2028 | 12 | 4 | 3 | 49.2321
2028 | 12 | 4 | 4 | 49.4196
2028 | 12 | 4 | 5 | 50.1803
2028 | 12 | 4 | 6 | 51.7922
2028 | 12 | 4 | 7 | 56.4775
2028 | 12 | 4 | 8 | 64.6567
2028 | 12 | 4 | 9 | 64.8852
2028 | 12 | 4 | 10 | 61.0797
2028 | 12 | 4 | 11 | 57.4761
2028 | 12 | 4 | 12 | 56.5664
2028 | 12 | 4 | 13 | 56.6456
2028 | 12 | 4 | 14 | 56.8919
2028 | 12 | 4 | 15 | 57.4625
2028 | 12 | 4 | 16 | 61.0733
2028 | 12 | 4 | 17 | 68.3995
2028 | 12 | 4 | 18 | 74.3104
2028 | 12 | 4 | 19 | 70.2732
2028 | 12 | 4 | 20 | 68.361
2028 | 12 | 4 | 21 | 65.5306
2028 | 12 | 4 | 22 | 62.7376
2028 | 12 | 4 | 23 | 59.3561
2028 | 12 | 5 | 0 | 55.0696
2028 | 12 | 5 | 1 | 52.0004
2028 | 12 | 5 | 2 | 50.5341
2028 | 12 | 5 | 3 | 50.1179
2028 | 12 | 5 | 4 | 50.2193
2028 | 12 | 5 | 5 | 50.9012
2028 | 12 | 5 | 6 | 52.1356
2028 | 12 | 5 | 7 | 56.9404
2028 | 12 | 5 | 8 | 64.8485
2028 | 12 | 5 | 9 | 64.8653
2028 | 12 | 5 | 10 | 60.052
2028 | 12 | 5 | 11 | 55.6029
2028 | 12 | 5 | 12 | 55.1534
2028 | 12 | 5 | 13 | 55.2686
2028 | 12 | 5 | 14 | 55.8356
2028 | 12 | 5 | 15 | 56.7785
2028 | 12 | 5 | 16 | 60.819
2028 | 12 | 5 | 17 | 67.9818
2028 | 12 | 5 | 18 | 70.8104
2028 | 12 | 5 | 19 | 66.9936
2028 | 12 | 5 | 20 | 65.2872
2028 | 12 | 5 | 21 | 62.6535
2028 | 12 | 5 | 22 | 59.8789
2028 | 12 | 5 | 23 | 56.3719
2028 | 12 | 6 | 0 | 54.3646
2028 | 12 | 6 | 1 | 51.222
2028 | 12 | 6 | 2 | 49.7008
2028 | 12 | 6 | 3 | 49.1661
2028 | 12 | 6 | 4 | 49.1788
2028 | 12 | 6 | 5 | 49.7637
2028 | 12 | 6 | 6 | 51.0204
2028 | 12 | 6 | 7 | 55.3065
2028 | 12 | 6 | 8 | 62.2149
2028 | 12 | 6 | 9 | 61.2958
2028 | 12 | 6 | 10 | 56.5454
2028 | 12 | 6 | 11 | 52.997
2028 | 12 | 6 | 12 | 53.6877
2028 | 12 | 6 | 13 | 54.1209
2028 | 12 | 6 | 14 | 54.2361
2028 | 12 | 6 | 15 | 54.0495
2028 | 12 | 6 | 16 | 56.9995
2028 | 12 | 6 | 17 | 64.4217
2028 | 12 | 6 | 18 | 69.4772
2028 | 12 | 6 | 19 | 65.3193
2028 | 12 | 6 | 20 | 63.557
2028 | 12 | 6 | 21 | 60.9377
2028 | 12 | 6 | 22 | 58.0763
2028 | 12 | 6 | 23 | 54.5645
2028 | 12 | 7 | 0 | 52.3311
2028 | 12 | 7 | 1 | 50.1542
2028 | 12 | 7 | 2 | 48.7287
2028 | 12 | 7 | 3 | 48.3499
2028 | 12 | 7 | 4 | 48.5106
2028 | 12 | 7 | 5 | 49.341
2028 | 12 | 7 | 6 | 49.9749
2028 | 12 | 7 | 7 | 54.4871
2028 | 12 | 7 | 8 | 61.9238
2028 | 12 | 7 | 9 | 62.0537
2028 | 12 | 7 | 10 | 57.6595
2028 | 12 | 7 | 11 | 53.4831
2028 | 12 | 7 | 12 | 52.7786
2028 | 12 | 7 | 13 | 53.1135
2028 | 12 | 7 | 14 | 53.8003
2028 | 12 | 7 | 15 | 54.3673
2028 | 12 | 7 | 16 | 57.9197
2028 | 12 | 7 | 17 | 65.7456
2028 | 12 | 7 | 18 | 70.8414
2028 | 12 | 7 | 19 | 66.7283
2028 | 12 | 7 | 20 | 64.9543
2028 | 12 | 7 | 21 | 62.5093
2028 | 12 | 7 | 22 | 59.8616
2028 | 12 | 7 | 23 | 56.2946
2028 | 12 | 8 | 0 | 53.664
2028 | 12 | 8 | 1 | 50.7167
2028 | 12 | 8 | 2 | 49.11
2028 | 12 | 8 | 3 | 48.5301
2028 | 12 | 8 | 4 | 48.5654
2028 | 12 | 8 | 5 | 49.2091
2028 | 12 | 8 | 6 | 51.0856
2028 | 12 | 8 | 7 | 55.7331
2028 | 12 | 8 | 8 | 63.1524
2028 | 12 | 8 | 9 | 63.0119
2028 | 12 | 8 | 10 | 58.1472
2028 | 12 | 8 | 11 | 53.827
2028 | 12 | 8 | 12 | 52.3742
2028 | 12 | 8 | 13 | 52.5304
2028 | 12 | 8 | 14 | 51.9995
2028 | 12 | 8 | 15 | 51.9869
2028 | 12 | 8 | 16 | 55.7794
2028 | 12 | 8 | 17 | 63.2944
2028 | 12 | 8 | 18 | 69.1755
2028 | 12 | 8 | 19 | 65.2806
2028 | 12 | 8 | 20 | 63.4487
2028 | 12 | 8 | 21 | 61.095
2028 | 12 | 8 | 22 | 58.83
2028 | 12 | 8 | 23 | 55.3561
2028 | 12 | 9 | 0 | 53.0334
2028 | 12 | 9 | 1 | 50.0413
2028 | 12 | 9 | 2 | 48.4349
2028 | 12 | 9 | 3 | 47.6869
2028 | 12 | 9 | 4 | 47.4961
2028 | 12 | 9 | 5 | 47.5421
2028 | 12 | 9 | 6 | 48.4357
2028 | 12 | 9 | 7 | 51.069
2028 | 12 | 9 | 8 | 58.1593
2028 | 12 | 9 | 9 | 58.9236
2028 | 12 | 9 | 10 | 55.4799
2028 | 12 | 9 | 11 | 51.8087
2028 | 12 | 9 | 12 | 53.3503
2028 | 12 | 9 | 13 | 52.6363
2028 | 12 | 9 | 14 | 52.2374
2028 | 12 | 9 | 15 | 53.4392
2028 | 12 | 9 | 16 | 59.4037
2028 | 12 | 9 | 17 | 68.4251
2028 | 12 | 9 | 18 | 72.9779
2028 | 12 | 9 | 19 | 67.6654
2028 | 12 | 9 | 20 | 64.0935
2028 | 12 | 9 | 21 | 61.0716
2028 | 12 | 9 | 22 | 58.9833
2028 | 12 | 9 | 23 | 56.4305
2028 | 12 | 10 | 0 | 52.1261
2028 | 12 | 10 | 1 | 50.7767
2028 | 12 | 10 | 2 | 49.3515
2028 | 12 | 10 | 3 | 48.7815
2028 | 12 | 10 | 4 | 48.7848
2028 | 12 | 10 | 5 | 48.8941
2028 | 12 | 10 | 6 | 49.1625
2028 | 12 | 10 | 7 | 51.2396
2028 | 12 | 10 | 8 | 58.473
2028 | 12 | 10 | 9 | 60.1212
2028 | 12 | 10 | 10 | 57.4967
2028 | 12 | 10 | 11 | 53.5261
2028 | 12 | 10 | 12 | 51.0835
2028 | 12 | 10 | 13 | 50.8343
2028 | 12 | 10 | 14 | 50.7325
2028 | 12 | 10 | 15 | 51.6398
2028 | 12 | 10 | 16 | 56.4263
2028 | 12 | 10 | 17 | 65.2997
2028 | 12 | 10 | 18 | 71.7156
2028 | 12 | 10 | 19 | 67.6918
2028 | 12 | 10 | 20 | 64.9181
2028 | 12 | 10 | 21 | 61.9876
2028 | 12 | 10 | 22 | 59.1941
2028 | 12 | 10 | 23 | 56.1313
2028 | 12 | 11 | 0 | 55.5555
2028 | 12 | 11 | 1 | 51.7788
2028 | 12 | 11 | 2 | 50.5281
2028 | 12 | 11 | 3 | 50.093
2028 | 12 | 11 | 4 | 50.1575
2028 | 12 | 11 | 5 | 50.7113
2028 | 12 | 11 | 6 | 52.547
2028 | 12 | 11 | 7 | 56.8705
2028 | 12 | 11 | 8 | 63.8596
2028 | 12 | 11 | 9 | 62.8966
2028 | 12 | 11 | 10 | 59.1512
2028 | 12 | 11 | 11 | 56.1826
2028 | 12 | 11 | 12 | 55.8091
2028 | 12 | 11 | 13 | 55.9503
2028 | 12 | 11 | 14 | 55.5801
2028 | 12 | 11 | 15 | 55.9449
2028 | 12 | 11 | 16 | 58.8874
2028 | 12 | 11 | 17 | 66.2521
2028 | 12 | 11 | 18 | 70.2146
2028 | 12 | 11 | 19 | 66.978
2028 | 12 | 11 | 20 | 65.3734
2028 | 12 | 11 | 21 | 62.6527
2028 | 12 | 11 | 22 | 59.8833
2028 | 12 | 11 | 23 | 56.3625
2028 | 12 | 12 | 0 | 53.526
2028 | 12 | 12 | 1 | 51.0947
2028 | 12 | 12 | 2 | 49.6103
2028 | 12 | 12 | 3 | 49.2089
2028 | 12 | 12 | 4 | 49.256
2028 | 12 | 12 | 5 | 49.845
2028 | 12 | 12 | 6 | 50.79
2028 | 12 | 12 | 7 | 55.3952
2028 | 12 | 12 | 8 | 62.67
2028 | 12 | 12 | 9 | 62.1779
2028 | 12 | 12 | 10 | 57.1773
2028 | 12 | 12 | 11 | 53.2331
2028 | 12 | 12 | 12 | 53.3454
2028 | 12 | 12 | 13 | 53.5534
2028 | 12 | 12 | 14 | 53.9824
2028 | 12 | 12 | 15 | 54.7786
2028 | 12 | 12 | 16 | 58.3461
2028 | 12 | 12 | 17 | 65.7655
2028 | 12 | 12 | 18 | 70.6411
2028 | 12 | 12 | 19 | 66.2245
2028 | 12 | 12 | 20 | 64.2657
2028 | 12 | 12 | 21 | 61.6084
2028 | 12 | 12 | 22 | 58.7659
2028 | 12 | 12 | 23 | 55.1966
2028 | 12 | 13 | 0 | 53.1762
2028 | 12 | 13 | 1 | 51.0118
2028 | 12 | 13 | 2 | 49.3782
2028 | 12 | 13 | 3 | 48.804
2028 | 12 | 13 | 4 | 48.7837
2028 | 12 | 13 | 5 | 49.2992
2028 | 12 | 13 | 6 | 50.4863
2028 | 12 | 13 | 7 | 54.9498
2028 | 12 | 13 | 8 | 62.5707
2028 | 12 | 13 | 9 | 62.8577
2028 | 12 | 13 | 10 | 58.6126
2028 | 12 | 13 | 11 | 54.928
2028 | 12 | 13 | 12 | 54.6193
2028 | 12 | 13 | 13 | 54.6504
2028 | 12 | 13 | 14 | 54.2972
2028 | 12 | 13 | 15 | 54.3783
2028 | 12 | 13 | 16 | 58.0092
2028 | 12 | 13 | 17 | 65.966
2028 | 12 | 13 | 18 | 74.4369
2028 | 12 | 13 | 19 | 69.8239
2028 | 12 | 13 | 20 | 67.9352
2028 | 12 | 13 | 21 | 65.3829
2028 | 12 | 13 | 22 | 62.7021
2028 | 12 | 13 | 23 | 59.302
2028 | 12 | 14 | 0 | 54.1351
2028 | 12 | 14 | 1 | 51.9675
2028 | 12 | 14 | 2 | 50.4283
2028 | 12 | 14 | 3 | 50.0206
2028 | 12 | 14 | 4 | 50.1972
2028 | 12 | 14 | 5 | 50.9963
2028 | 12 | 14 | 6 | 52.1724
2028 | 12 | 14 | 7 | 57.0754
2028 | 12 | 14 | 8 | 65.8206
2028 | 12 | 14 | 9 | 67.212
2028 | 12 | 14 | 10 | 63.069
2028 | 12 | 14 | 11 | 57.9413
2028 | 12 | 14 | 12 | 56.2874
2028 | 12 | 14 | 13 | 56.2359
2028 | 12 | 14 | 14 | 56.6459
2028 | 12 | 14 | 15 | 57.9754
2028 | 12 | 14 | 16 | 62.7009
2028 | 12 | 14 | 17 | 71.7598
2028 | 12 | 14 | 18 | 76.8275
2028 | 12 | 14 | 19 | 71.9603
2028 | 12 | 14 | 20 | 69.9376
2028 | 12 | 14 | 21 | 67.4238
2028 | 12 | 14 | 22 | 64.7598
2028 | 12 | 14 | 23 | 61.1171
2028 | 12 | 15 | 0 | 58.3993
2028 | 12 | 15 | 1 | 53.8474
2028 | 12 | 15 | 2 | 52.2176
2028 | 12 | 15 | 3 | 51.6013
2028 | 12 | 15 | 4 | 51.5765
2028 | 12 | 15 | 5 | 52.0439
2028 | 12 | 15 | 6 | 53.6282
2028 | 12 | 15 | 7 | 58.3673
2028 | 12 | 15 | 8 | 66.3009
2028 | 12 | 15 | 9 | 66.7624
2028 | 12 | 15 | 10 | 61.8498
2028 | 12 | 15 | 11 | 57.3841
2028 | 12 | 15 | 12 | 56.0738
2028 | 12 | 15 | 13 | 55.9649
2028 | 12 | 15 | 14 | 55.171
2028 | 12 | 15 | 15 | 55.3724
2028 | 12 | 15 | 16 | 59.317
2028 | 12 | 15 | 17 | 67.3375
2028 | 12 | 15 | 18 | 71.5506
2028 | 12 | 15 | 19 | 67.2911
2028 | 12 | 15 | 20 | 65.3488
2028 | 12 | 15 | 21 | 62.9042
2028 | 12 | 15 | 22 | 60.5586
2028 | 12 | 15 | 23 | 56.9322
2028 | 12 | 16 | 0 | 54.8627
2028 | 12 | 16 | 1 | 51.1991
2028 | 12 | 16 | 2 | 49.5496
2028 | 12 | 16 | 3 | 48.7557
2028 | 12 | 16 | 4 | 48.4855
2028 | 12 | 16 | 5 | 48.4532
2028 | 12 | 16 | 6 | 48.4744
2028 | 12 | 16 | 7 | 51.2114
2028 | 12 | 16 | 8 | 59.1836
2028 | 12 | 16 | 9 | 62.1101
2028 | 12 | 16 | 10 | 59.2591
2028 | 12 | 16 | 11 | 55.697
2028 | 12 | 16 | 12 | 53.1935
2028 | 12 | 16 | 13 | 52.464
2028 | 12 | 16 | 14 | 51.3313
2028 | 12 | 16 | 15 | 52.2616
2028 | 12 | 16 | 16 | 57.5089
2028 | 12 | 16 | 17 | 66.4652
2028 | 12 | 16 | 18 | 71.0626
2028 | 12 | 16 | 19 | 66.3325
2028 | 12 | 16 | 20 | 62.9117
2028 | 12 | 16 | 21 | 59.9954
2028 | 12 | 16 | 22 | 57.8185
2028 | 12 | 16 | 23 | 55.1153
2028 | 12 | 17 | 0 | 52.5873
2028 | 12 | 17 | 1 | 50.9621
2028 | 12 | 17 | 2 | 49.491
2028 | 12 | 17 | 3 | 48.854
2028 | 12 | 17 | 4 | 48.745
2028 | 12 | 17 | 5 | 48.6691
2028 | 12 | 17 | 6 | 48.1966
2028 | 12 | 17 | 7 | 50.0561
2028 | 12 | 17 | 8 | 56.781
2028 | 12 | 17 | 9 | 58.8911
2028 | 12 | 17 | 10 | 56.6727
2028 | 12 | 17 | 11 | 53.1757
2028 | 12 | 17 | 12 | 52.5097
2028 | 12 | 17 | 13 | 52.668
2028 | 12 | 17 | 14 | 52.7073
2028 | 12 | 17 | 15 | 53.4279
2028 | 12 | 17 | 16 | 57.6324
2028 | 12 | 17 | 17 | 66.0348
2028 | 12 | 17 | 18 | 72.3551
2028 | 12 | 17 | 19 | 67.5239
2028 | 12 | 17 | 20 | 64.3795
2028 | 12 | 17 | 21 | 61.2796
2028 | 12 | 17 | 22 | 58.384
2028 | 12 | 17 | 23 | 55.2727
2028 | 12 | 18 | 0 | 53.7995
2028 | 12 | 18 | 1 | 51.7584
2028 | 12 | 18 | 2 | 50.5904
2028 | 12 | 18 | 3 | 50.309
2028 | 12 | 18 | 4 | 50.4974
2028 | 12 | 18 | 5 | 51.1081
2028 | 12 | 18 | 6 | 52.2826
2028 | 12 | 18 | 7 | 56.8762
2028 | 12 | 18 | 8 | 64.6325
2028 | 12 | 18 | 9 | 64.6076
2028 | 12 | 18 | 10 | 60.7366
2028 | 12 | 18 | 11 | 57.4411
2028 | 12 | 18 | 12 | 56.3549
2028 | 12 | 18 | 13 | 56.2488
2028 | 12 | 18 | 14 | 55.8909
2028 | 12 | 18 | 15 | 56.5116
2028 | 12 | 18 | 16 | 59.8444
2028 | 12 | 18 | 17 | 67.804
2028 | 12 | 18 | 18 | 75.3517
2028 | 12 | 18 | 19 | 70.8732
2028 | 12 | 18 | 20 | 68.7903
2028 | 12 | 18 | 21 | 65.9517
2028 | 12 | 18 | 22 | 63.0614
2028 | 12 | 18 | 23 | 59.4838
2028 | 12 | 19 | 0 | 56.0949
2028 | 12 | 19 | 1 | 54.9803
2028 | 12 | 19 | 2 | 53.691
2028 | 12 | 19 | 3 | 53.4792
2028 | 12 | 19 | 4 | 53.6961
2028 | 12 | 19 | 5 | 54.2955
2028 | 12 | 19 | 6 | 54.7326
2028 | 12 | 19 | 7 | 59.4042
2028 | 12 | 19 | 8 | 66.4664
2028 | 12 | 19 | 9 | 65.6213
2028 | 12 | 19 | 10 | 60.5089
2028 | 12 | 19 | 11 | 56.3
2028 | 12 | 19 | 12 | 57.526
2028 | 12 | 19 | 13 | 57.3155
2028 | 12 | 19 | 14 | 57.2057
2028 | 12 | 19 | 15 | 58.4637
2028 | 12 | 19 | 16 | 62.7622
2028 | 12 | 19 | 17 | 70.9048
2028 | 12 | 19 | 18 | 77.0916
2028 | 12 | 19 | 19 | 72.5464
2028 | 12 | 19 | 20 | 70.5976
2028 | 12 | 19 | 21 | 67.9489
2028 | 12 | 19 | 22 | 65.171
2028 | 12 | 19 | 23 | 61.5571
2028 | 12 | 20 | 0 | 57.4153
2028 | 12 | 20 | 1 | 53.0747
2028 | 12 | 20 | 2 | 51.2727
2028 | 12 | 20 | 3 | 50.4298
2028 | 12 | 20 | 4 | 50.0274
2028 | 12 | 20 | 5 | 50.0578
2028 | 12 | 20 | 6 | 50.668
2028 | 12 | 20 | 7 | 54.6325
2028 | 12 | 20 | 8 | 61.1504
2028 | 12 | 20 | 9 | 61.2161
2028 | 12 | 20 | 10 | 57.7914
2028 | 12 | 20 | 11 | 55.4203
2028 | 12 | 20 | 12 | 55.347
2028 | 12 | 20 | 13 | 55.663
2028 | 12 | 20 | 14 | 54.7918
2028 | 12 | 20 | 15 | 54.0757
2028 | 12 | 20 | 16 | 56.3994
2028 | 12 | 20 | 17 | 63.8452
2028 | 12 | 20 | 18 | 68.6262
2028 | 12 | 20 | 19 | 64.3744
2028 | 12 | 20 | 20 | 62.5368
2028 | 12 | 20 | 21 | 59.9192
2028 | 12 | 20 | 22 | 57.2062
2028 | 12 | 20 | 23 | 53.7017
2028 | 12 | 21 | 0 | 49.5955
2028 | 12 | 21 | 1 | 48.9785
2028 | 12 | 21 | 2 | 47.6208
2028 | 12 | 21 | 3 | 47.5133
2028 | 12 | 21 | 4 | 47.916
2028 | 12 | 21 | 5 | 48.9138
2028 | 12 | 21 | 6 | 50.4093
2028 | 12 | 21 | 7 | 55.4436
2028 | 12 | 21 | 8 | 64.0954
2028 | 12 | 21 | 9 | 65.2088
2028 | 12 | 21 | 10 | 60.1479
2028 | 12 | 21 | 11 | 54.8617
2028 | 12 | 21 | 12 | 52.4294
2028 | 12 | 21 | 13 | 52.7555
2028 | 12 | 21 | 14 | 53.5506
2028 | 12 | 21 | 15 | 54.7619
2028 | 12 | 21 | 16 | 58.7556
2028 | 12 | 21 | 17 | 68.3432
2028 | 12 | 21 | 18 | 75.775
2028 | 12 | 21 | 19 | 72.1146
2028 | 12 | 21 | 20 | 70.535
2028 | 12 | 21 | 21 | 68.4643
2028 | 12 | 21 | 22 | 65.725
2028 | 12 | 21 | 23 | 61.9419
2028 | 12 | 22 | 0 | 59.9647
2028 | 12 | 22 | 1 | 56.0156
2028 | 12 | 22 | 2 | 54.4595
2028 | 12 | 22 | 3 | 53.8679
2028 | 12 | 22 | 4 | 53.8488
2028 | 12 | 22 | 5 | 54.1507
2028 | 12 | 22 | 6 | 55.9873
2028 | 12 | 22 | 7 | 60.6235
2028 | 12 | 22 | 8 | 67.8326
2028 | 12 | 22 | 9 | 67.9077
2028 | 12 | 22 | 10 | 63.4258
2028 | 12 | 22 | 11 | 59.7465
2028 | 12 | 22 | 12 | 60.5538
2028 | 12 | 22 | 13 | 59.6259
2028 | 12 | 22 | 14 | 57.904
2028 | 12 | 22 | 15 | 58.1034
2028 | 12 | 22 | 16 | 62.772
2028 | 12 | 22 | 17 | 70.8194
2028 | 12 | 22 | 18 | 73.6077
2028 | 12 | 22 | 19 | 69.5507
2028 | 12 | 22 | 20 | 67.7542
2028 | 12 | 22 | 21 | 65.285
2028 | 12 | 22 | 22 | 63.0929
2028 | 12 | 22 | 23 | 59.5226
2028 | 12 | 23 | 0 | 55.5476
2028 | 12 | 23 | 1 | 51.1292
2028 | 12 | 23 | 2 | 49.4395
2028 | 12 | 23 | 3 | 48.6555
2028 | 12 | 23 | 4 | 48.2853
2028 | 12 | 23 | 5 | 48.0963
2028 | 12 | 23 | 6 | 47.4466
2028 | 12 | 23 | 7 | 49.8139
2028 | 12 | 23 | 8 | 56.8368
2028 | 12 | 23 | 9 | 58.6894
2028 | 12 | 23 | 10 | 55.0437
2028 | 12 | 23 | 11 | 52.7054
2028 | 12 | 23 | 12 | 51.4832
2028 | 12 | 23 | 13 | 50.1033
2028 | 12 | 23 | 14 | 48.636
2028 | 12 | 23 | 15 | 49.4452
2028 | 12 | 23 | 16 | 54.9713
2028 | 12 | 23 | 17 | 64.9949
2028 | 12 | 23 | 18 | 70.3753
2028 | 12 | 23 | 19 | 64.9149
2028 | 12 | 23 | 20 | 61.2744
2028 | 12 | 23 | 21 | 58.3243
2028 | 12 | 23 | 22 | 56.1453
2028 | 12 | 23 | 23 | 53.417
2028 | 12 | 24 | 0 | 50.4718
2028 | 12 | 24 | 1 | 51.4752
2028 | 12 | 24 | 2 | 49.8483
2028 | 12 | 24 | 3 | 49.181
2028 | 12 | 24 | 4 | 48.8338
2028 | 12 | 24 | 5 | 48.7838
2028 | 12 | 24 | 6 | 48.3071
2028 | 12 | 24 | 7 | 50.5115
2028 | 12 | 24 | 8 | 57.8352
2028 | 12 | 24 | 9 | 60.9788
2028 | 12 | 24 | 10 | 59.7654
2028 | 12 | 24 | 11 | 56.0709
2028 | 12 | 24 | 12 | 54.7964
2028 | 12 | 24 | 13 | 54.6874
2028 | 12 | 24 | 14 | 56.2204
2028 | 12 | 24 | 15 | 56.3467
2028 | 12 | 24 | 16 | 59.1051
2028 | 12 | 24 | 17 | 66.6651
2028 | 12 | 24 | 18 | 70.9081
2028 | 12 | 24 | 19 | 66.0563
2028 | 12 | 24 | 20 | 62.6525
2028 | 12 | 24 | 21 | 60.101
2028 | 12 | 24 | 22 | 58.4568
2028 | 12 | 24 | 23 | 56.657
2028 | 12 | 25 | 0 | 54.3882
2028 | 12 | 25 | 1 | 51.3191
2028 | 12 | 25 | 2 | 50.1064
2028 | 12 | 25 | 3 | 49.5523
2028 | 12 | 25 | 4 | 49.7721
2028 | 12 | 25 | 5 | 50.1295
2028 | 12 | 25 | 6 | 50.419
2028 | 12 | 25 | 7 | 52.6691
2028 | 12 | 25 | 8 | 58.5245
2028 | 12 | 25 | 9 | 60.8783
2028 | 12 | 25 | 10 | 59.2796
2028 | 12 | 25 | 11 | 56.6231
2028 | 12 | 25 | 12 | 57.6343
2028 | 12 | 25 | 13 | 57.7934
2028 | 12 | 25 | 14 | 58.8166
2028 | 12 | 25 | 15 | 59.2755
2028 | 12 | 25 | 16 | 62.7115
2028 | 12 | 25 | 17 | 69.5697
2028 | 12 | 25 | 18 | 72.1764
2028 | 12 | 25 | 19 | 65.8906
2028 | 12 | 25 | 20 | 62.3403
2028 | 12 | 25 | 21 | 60.1405
2028 | 12 | 25 | 22 | 58.4477
2028 | 12 | 25 | 23 | 56.5323
2028 | 12 | 26 | 0 | 56.2571
2028 | 12 | 26 | 1 | 52.2305
2028 | 12 | 26 | 2 | 50.6344
2028 | 12 | 26 | 3 | 49.791
2028 | 12 | 26 | 4 | 49.5652
2028 | 12 | 26 | 5 | 49.6149
2028 | 12 | 26 | 6 | 49.8381
2028 | 12 | 26 | 7 | 51.4972
2028 | 12 | 26 | 8 | 56.346
2028 | 12 | 26 | 9 | 58.9939
2028 | 12 | 26 | 10 | 58.8749
2028 | 12 | 26 | 11 | 58.4775
2028 | 12 | 26 | 12 | 59.3543
2028 | 12 | 26 | 13 | 60.0899
2028 | 12 | 26 | 14 | 59.2602
2028 | 12 | 26 | 15 | 58.4903
2028 | 12 | 26 | 16 | 61.0305
2028 | 12 | 26 | 17 | 65.731
2028 | 12 | 26 | 18 | 70.5953
2028 | 12 | 26 | 19 | 65.5622
2028 | 12 | 26 | 20 | 62.9114
2028 | 12 | 26 | 21 | 60.0811
2028 | 12 | 26 | 22 | 57.9454
2028 | 12 | 26 | 23 | 55.6181
2028 | 12 | 27 | 0 | 53.2699
2028 | 12 | 27 | 1 | 54.4113
2028 | 12 | 27 | 2 | 52.888
2028 | 12 | 27 | 3 | 52.2416
2028 | 12 | 27 | 4 | 52.1848
2028 | 12 | 27 | 5 | 52.3478
2028 | 12 | 27 | 6 | 53.3351
2028 | 12 | 27 | 7 | 56.1598
2028 | 12 | 27 | 8 | 60.4898
2028 | 12 | 27 | 9 | 59.0866
2028 | 12 | 27 | 10 | 55.2027
2028 | 12 | 27 | 11 | 52.8109
2028 | 12 | 27 | 12 | 52.9049
2028 | 12 | 27 | 13 | 53.1672
2028 | 12 | 27 | 14 | 51.1279
2028 | 12 | 27 | 15 | 52.4392
2028 | 12 | 27 | 16 | 54.3549
2028 | 12 | 27 | 17 | 61.1264
2028 | 12 | 27 | 18 | 70.1476
2028 | 12 | 27 | 19 | 67.6786
2028 | 12 | 27 | 20 | 66.2165
2028 | 12 | 27 | 21 | 63.9713
2028 | 12 | 27 | 22 | 61.2802
2028 | 12 | 27 | 23 | 58.1145
2028 | 12 | 28 | 0 | 55.4707
2028 | 12 | 28 | 1 | 51.9054
2028 | 12 | 28 | 2 | 50.4681
2028 | 12 | 28 | 3 | 49.9647
2028 | 12 | 28 | 4 | 50.0599
2028 | 12 | 28 | 5 | 50.4436
2028 | 12 | 28 | 6 | 50.2097
2028 | 12 | 28 | 7 | 53.6168
2028 | 12 | 28 | 8 | 59.9958
2028 | 12 | 28 | 9 | 62.0165
2028 | 12 | 28 | 10 | 59.1067
2028 | 12 | 28 | 11 | 56.1274
2028 | 12 | 28 | 12 | 54.6178
2028 | 12 | 28 | 13 | 54.0333
2028 | 12 | 28 | 14 | 52.8678
2028 | 12 | 28 | 15 | 55.0712
2028 | 12 | 28 | 16 | 58.4704
2028 | 12 | 28 | 17 | 65.7553
2028 | 12 | 28 | 18 | 73.1214
2028 | 12 | 28 | 19 | 69.186
2028 | 12 | 28 | 20 | 67.1524
2028 | 12 | 28 | 21 | 64.7498
2028 | 12 | 28 | 22 | 62.1473
2028 | 12 | 28 | 23 | 58.9587
2028 | 12 | 29 | 0 | 55.8667
2028 | 12 | 29 | 1 | 52.5007
2028 | 12 | 29 | 2 | 50.942
2028 | 12 | 29 | 3 | 50.328
2028 | 12 | 29 | 4 | 50.4161
2028 | 12 | 29 | 5 | 50.7459
2028 | 12 | 29 | 6 | 52.2073
2028 | 12 | 29 | 7 | 55.9344
2028 | 12 | 29 | 8 | 62.4948
2028 | 12 | 29 | 9 | 63.7549
2028 | 12 | 29 | 10 | 59.7525
2028 | 12 | 29 | 11 | 56.1107
2028 | 12 | 29 | 12 | 55.7394
2028 | 12 | 29 | 13 | 55.1315
2028 | 12 | 29 | 14 | 53.0449
2028 | 12 | 29 | 15 | 55.3107
2028 | 12 | 29 | 16 | 59.928
2028 | 12 | 29 | 17 | 67.6969
2028 | 12 | 29 | 18 | 74.8098
2028 | 12 | 29 | 19 | 71.0552
2028 | 12 | 29 | 20 | 68.9052
2028 | 12 | 29 | 21 | 66.5958
2028 | 12 | 29 | 22 | 64.3908
2028 | 12 | 29 | 23 | 61.296
2028 | 12 | 30 | 0 | 57.2473
2028 | 12 | 30 | 1 | 54.5885
2028 | 12 | 30 | 2 | 53.1108
2028 | 12 | 30 | 3 | 52.5299
2028 | 12 | 30 | 4 | 52.3324
2028 | 12 | 30 | 5 | 52.1975
2028 | 12 | 30 | 6 | 52.6566
2028 | 12 | 30 | 7 | 55.4593
2028 | 12 | 30 | 8 | 62.6413
2028 | 12 | 30 | 9 | 65.2598
2028 | 12 | 30 | 10 | 63.2509
2028 | 12 | 30 | 11 | 59.7063
2028 | 12 | 30 | 12 | 57.46
2028 | 12 | 30 | 13 | 56.6294
2028 | 12 | 30 | 14 | 55.4623
2028 | 12 | 30 | 15 | 56.3027
2028 | 12 | 30 | 16 | 61.2492
2028 | 12 | 30 | 17 | 70.8313
2028 | 12 | 30 | 18 | 78.3873
2028 | 12 | 30 | 19 | 72.7627
2028 | 12 | 30 | 20 | 68.79
2028 | 12 | 30 | 21 | 65.6235
2028 | 12 | 30 | 22 | 63.1808
2028 | 12 | 30 | 23 | 60.2967
2028 | 12 | 31 | 0 | 56.6411
2028 | 12 | 31 | 1 | 51.1892
2028 | 12 | 31 | 2 | 49.0609
2028 | 12 | 31 | 3 | 47.7282
2028 | 12 | 31 | 4 | 47.0616
2028 | 12 | 31 | 5 | 46.4572
2028 | 12 | 31 | 6 | 45.3642
2028 | 12 | 31 | 7 | 46.376
2028 | 12 | 31 | 8 | 51.5325
2028 | 12 | 31 | 9 | 53.2299
2028 | 12 | 31 | 10 | 52.0626
2028 | 12 | 31 | 11 | 52.5117
2028 | 12 | 31 | 12 | 54.7104
2028 | 12 | 31 | 13 | 54.3909
2028 | 12 | 31 | 14 | 52.576
2028 | 12 | 31 | 15 | 52.5928
2028 | 12 | 31 | 16 | 55.2302
2028 | 12 | 31 | 17 | 61.0933
2028 | 12 | 31 | 18 | 65.7531
2028 | 12 | 31 | 19 | 59.3555
2028 | 12 | 31 | 20 | 54.4838
2028 | 12 | 31 | 21 | 50.2836
2028 | 12 | 31 | 22 | 48.0122
2028 | 12 | 31 | 23 | 46.8576
2029 | 1 | 1 | 0 | 47.8247
2029 | 1 | 1 | 1 | 56.3677
2029 | 1 | 1 | 2 | 54.7059
2029 | 1 | 1 | 3 | 53.2384
2029 | 1 | 1 | 4 | 52.4567
2029 | 1 | 1 | 5 | 51.9588
2029 | 1 | 1 | 6 | 51.9096
2029 | 1 | 1 | 7 | 53.0645
2029 | 1 | 1 | 8 | 58.1447
2029 | 1 | 1 | 9 | 60.7278
2029 | 1 | 1 | 10 | 59.8284
2029 | 1 | 1 | 11 | 57.4637
2029 | 1 | 1 | 12 | 54.3213
2029 | 1 | 1 | 13 | 53.3293
2029 | 1 | 1 | 14 | 53.0585
2029 | 1 | 1 | 15 | 53.6727
2029 | 1 | 1 | 16 | 59.1114
2029 | 1 | 1 | 17 | 68.2287
2029 | 1 | 1 | 18 | 73.6749
2029 | 1 | 1 | 19 | 68.2809
2029 | 1 | 1 | 20 | 64.6191
2029 | 1 | 1 | 21 | 61.2739
2029 | 1 | 1 | 22 | 58.4103
2029 | 1 | 1 | 23 | 55.856
2029 | 1 | 2 | 0 | 55.842
2029 | 1 | 2 | 1 | 56.0906
2029 | 1 | 2 | 2 | 54.8673
2029 | 1 | 2 | 3 | 54.6977
2029 | 1 | 2 | 4 | 55.0642
2029 | 1 | 2 | 5 | 55.6778
2029 | 1 | 2 | 6 | 57.7927
2029 | 1 | 2 | 7 | 62.8613
2029 | 1 | 2 | 8 | 71.8042
2029 | 1 | 2 | 9 | 73.5249
2029 | 1 | 2 | 10 | 68.7057
2029 | 1 | 2 | 11 | 63.3633
2029 | 1 | 2 | 12 | 62.0844
2029 | 1 | 2 | 13 | 61.0053
2029 | 1 | 2 | 14 | 60.9354
2029 | 1 | 2 | 15 | 62.3676
2029 | 1 | 2 | 16 | 67.5425
2029 | 1 | 2 | 17 | 74.9628
2029 | 1 | 2 | 18 | 78.6171
2029 | 1 | 2 | 19 | 74.1629
2029 | 1 | 2 | 20 | 72.1127
2029 | 1 | 2 | 21 | 69.5337
2029 | 1 | 2 | 22 | 66.8922
2029 | 1 | 2 | 23 | 63.7535
2029 | 1 | 3 | 0 | 61.3282
2029 | 1 | 3 | 1 | 58.8358
2029 | 1 | 3 | 2 | 57.5827
2029 | 1 | 3 | 3 | 57.2564
2029 | 1 | 3 | 4 | 57.5115
2029 | 1 | 3 | 5 | 57.9439
2029 | 1 | 3 | 6 | 59.5605
2029 | 1 | 3 | 7 | 64.2175
2029 | 1 | 3 | 8 | 72.5922
2029 | 1 | 3 | 9 | 73.9847
2029 | 1 | 3 | 10 | 69.7939
2029 | 1 | 3 | 11 | 64.8738
2029 | 1 | 3 | 12 | 63.1559
2029 | 1 | 3 | 13 | 62.462
2029 | 1 | 3 | 14 | 61.9049
2029 | 1 | 3 | 15 | 62.2902
2029 | 1 | 3 | 16 | 66.189
2029 | 1 | 3 | 17 | 73.8824
2029 | 1 | 3 | 18 | 78.3665
2029 | 1 | 3 | 19 | 73.7162
2029 | 1 | 3 | 20 | 71.6215
2029 | 1 | 3 | 21 | 68.9105
2029 | 1 | 3 | 22 | 66.1606
2029 | 1 | 3 | 23 | 62.9234
2029 | 1 | 4 | 0 | 60.7082
2029 | 1 | 4 | 1 | 56.401
2029 | 1 | 4 | 2 | 54.8189
2029 | 1 | 4 | 3 | 54.1318
2029 | 1 | 4 | 4 | 53.9212
2029 | 1 | 4 | 5 | 54.0715
2029 | 1 | 4 | 6 | 55.0078
2029 | 1 | 4 | 7 | 59.1215
2029 | 1 | 4 | 8 | 66.0983
2029 | 1 | 4 | 9 | 66.9563
2029 | 1 | 4 | 10 | 63.489
2029 | 1 | 4 | 11 | 59.9802
2029 | 1 | 4 | 12 | 58.7262
2029 | 1 | 4 | 13 | 58.9333
2029 | 1 | 4 | 14 | 58.5392
2029 | 1 | 4 | 15 | 58.4925
2029 | 1 | 4 | 16 | 61.1569
2029 | 1 | 4 | 17 | 68.5183
2029 | 1 | 4 | 18 | 72.0134
2029 | 1 | 4 | 19 | 67.0688
2029 | 1 | 4 | 20 | 64.6457
2029 | 1 | 4 | 21 | 61.9435
2029 | 1 | 4 | 22 | 59.4506
2029 | 1 | 4 | 23 | 56.2866
2029 | 1 | 5 | 0 | 53.3878
2029 | 1 | 5 | 1 | 51.3223
2029 | 1 | 5 | 2 | 49.9124
2029 | 1 | 5 | 3 | 49.569
2029 | 1 | 5 | 4 | 49.7829
2029 | 1 | 5 | 5 | 50.4024
2029 | 1 | 5 | 6 | 52.5421
2029 | 1 | 5 | 7 | 57.3439
2029 | 1 | 5 | 8 | 65.1303
2029 | 1 | 5 | 9 | 65.4744
2029 | 1 | 5 | 10 | 60.0643
2029 | 1 | 5 | 11 | 55.291
2029 | 1 | 5 | 12 | 53.732
2029 | 1 | 5 | 13 | 53.973
2029 | 1 | 5 | 14 | 53.2713
2029 | 1 | 5 | 15 | 53.4213
2029 | 1 | 5 | 16 | 57.5544
2029 | 1 | 5 | 17 | 65.6501
2029 | 1 | 5 | 18 | 72.7099
2029 | 1 | 5 | 19 | 68.6263
2029 | 1 | 5 | 20 | 66.415
2029 | 1 | 5 | 21 | 64.2453
2029 | 1 | 5 | 22 | 62.0974
2029 | 1 | 5 | 23 | 59.0606
2029 | 1 | 6 | 0 | 56.7014
2029 | 1 | 6 | 1 | 53.7254
2029 | 1 | 6 | 2 | 52.3874
2029 | 1 | 6 | 3 | 51.8073
2029 | 1 | 6 | 4 | 51.6745
2029 | 1 | 6 | 5 | 51.6152
2029 | 1 | 6 | 6 | 51.866
2029 | 1 | 6 | 7 | 54.3007
2029 | 1 | 6 | 8 | 59.696
2029 | 1 | 6 | 9 | 60.8789
2029 | 1 | 6 | 10 | 59.608
2029 | 1 | 6 | 11 | 55.7058
2029 | 1 | 6 | 12 | 55.3554
2029 | 1 | 6 | 13 | 56.3495
2029 | 1 | 6 | 14 | 55.1644
2029 | 1 | 6 | 15 | 55.428
2029 | 1 | 6 | 16 | 58.4101
2029 | 1 | 6 | 17 | 65.0435
2029 | 1 | 6 | 18 | 69.2468
2029 | 1 | 6 | 19 | 65.952
2029 | 1 | 6 | 20 | 62.4053
2029 | 1 | 6 | 21 | 59.3719
2029 | 1 | 6 | 22 | 57.1893
2029 | 1 | 6 | 23 | 54.8794
2029 | 1 | 7 | 0 | 53.2835
2029 | 1 | 7 | 1 | 48.922
2029 | 1 | 7 | 2 | 47.5251
2029 | 1 | 7 | 3 | 46.9365
2029 | 1 | 7 | 4 | 46.7734
2029 | 1 | 7 | 5 | 46.5668
2029 | 1 | 7 | 6 | 46.0187
2029 | 1 | 7 | 7 | 47.2169
2029 | 1 | 7 | 8 | 51.3984
2029 | 1 | 7 | 9 | 50.4349
2029 | 1 | 7 | 10 | 47.2366
2029 | 1 | 7 | 11 | 45.2739
2029 | 1 | 7 | 12 | 47.2124
2029 | 1 | 7 | 13 | 47.7117
2029 | 1 | 7 | 14 | 46.6235
2029 | 1 | 7 | 15 | 46.9922
2029 | 1 | 7 | 16 | 51.1361
2029 | 1 | 7 | 17 | 59.7104
2029 | 1 | 7 | 18 | 66.4266
2029 | 1 | 7 | 19 | 62.0751
2029 | 1 | 7 | 20 | 58.7154
2029 | 1 | 7 | 21 | 55.6756
2029 | 1 | 7 | 22 | 53.176
2029 | 1 | 7 | 23 | 50.709
2029 | 1 | 8 | 0 | 48.1765
2029 | 1 | 8 | 1 | 46.65
2029 | 1 | 8 | 2 | 45.4697
2029 | 1 | 8 | 3 | 45.1454
2029 | 1 | 8 | 4 | 45.262
2029 | 1 | 8 | 5 | 45.7527
2029 | 1 | 8 | 6 | 46.7627
2029 | 1 | 8 | 7 | 51.2824
2029 | 1 | 8 | 8 | 58.8696
2029 | 1 | 8 | 9 | 59.4335
2029 | 1 | 8 | 10 | 56.0678
2029 | 1 | 8 | 11 | 53.4145
2029 | 1 | 8 | 12 | 53.3219
2029 | 1 | 8 | 13 | 53.53
2029 | 1 | 8 | 14 | 53.098
2029 | 1 | 8 | 15 | 53.5918
2029 | 1 | 8 | 16 | 57.32
2029 | 1 | 8 | 17 | 65.5599
2029 | 1 | 8 | 18 | 70.3955
2029 | 1 | 8 | 19 | 65.5957
2029 | 1 | 8 | 20 | 62.8817
2029 | 1 | 8 | 21 | 59.9421
2029 | 1 | 8 | 22 | 57.3345
2029 | 1 | 8 | 23 | 54.4295
2029 | 1 | 9 | 0 | 50.7485
2029 | 1 | 9 | 1 | 49.7667
2029 | 1 | 9 | 2 | 48.6423
2029 | 1 | 9 | 3 | 48.5883
2029 | 1 | 9 | 4 | 48.9684
2029 | 1 | 9 | 5 | 49.6578
2029 | 1 | 9 | 6 | 49.8133
2029 | 1 | 9 | 7 | 54.5842
2029 | 1 | 9 | 8 | 61.6092
2029 | 1 | 9 | 9 | 61.1182
2029 | 1 | 9 | 10 | 56.2163
2029 | 1 | 9 | 11 | 52.1854
2029 | 1 | 9 | 12 | 52.4166
2029 | 1 | 9 | 13 | 52.2786
2029 | 1 | 9 | 14 | 52.0616
2029 | 1 | 9 | 15 | 53.1657
2029 | 1 | 9 | 16 | 57.4952
2029 | 1 | 9 | 17 | 65.5718
2029 | 1 | 9 | 18 | 68.1934
2029 | 1 | 9 | 19 | 65.8072
2029 | 1 | 9 | 20 | 64.2174
2029 | 1 | 9 | 21 | 61.8982
2029 | 1 | 9 | 22 | 59.5292
2029 | 1 | 9 | 23 | 56.4997
2029 | 1 | 10 | 0 | 54.418
2029 | 1 | 10 | 1 | 52.6225
2029 | 1 | 10 | 2 | 51.524
2029 | 1 | 10 | 3 | 51.3712
2029 | 1 | 10 | 4 | 51.6956
2029 | 1 | 10 | 5 | 52.2327
2029 | 1 | 10 | 6 | 52.4689
2029 | 1 | 10 | 7 | 57.1022
2029 | 1 | 10 | 8 | 64.8099
2029 | 1 | 10 | 9 | 65.1976
2029 | 1 | 10 | 10 | 60.7403
2029 | 1 | 10 | 11 | 56.4598
2029 | 1 | 10 | 12 | 53.8745
2029 | 1 | 10 | 13 | 54.25
2029 | 1 | 10 | 14 | 53.1095
2029 | 1 | 10 | 15 | 53.2841
2029 | 1 | 10 | 16 | 56.394
2029 | 1 | 10 | 17 | 64.724
2029 | 1 | 10 | 18 | 69.2041
2029 | 1 | 10 | 19 | 66.8773
2029 | 1 | 10 | 20 | 65.3742
2029 | 1 | 10 | 21 | 63.017
2029 | 1 | 10 | 22 | 60.5276
2029 | 1 | 10 | 23 | 57.3603
2029 | 1 | 11 | 0 | 54.2689
2029 | 1 | 11 | 1 | 52.4772
2029 | 1 | 11 | 2 | 51.1094
2029 | 1 | 11 | 3 | 50.7021
2029 | 1 | 11 | 4 | 50.7437
2029 | 1 | 11 | 5 | 51.1537
2029 | 1 | 11 | 6 | 52.3273
2029 | 1 | 11 | 7 | 56.7046
2029 | 1 | 11 | 8 | 63.8068
2029 | 1 | 11 | 9 | 64.1027
2029 | 1 | 11 | 10 | 60.1691
2029 | 1 | 11 | 11 | 56.0454
2029 | 1 | 11 | 12 | 54.387
2029 | 1 | 11 | 13 | 54.9364
2029 | 1 | 11 | 14 | 54.6752
2029 | 1 | 11 | 15 | 55.156
2029 | 1 | 11 | 16 | 58.2248
2029 | 1 | 11 | 17 | 66.6448
2029 | 1 | 11 | 18 | 69.2617
2029 | 1 | 11 | 19 | 66.6142
2029 | 1 | 11 | 20 | 64.875
2029 | 1 | 11 | 21 | 62.5918
2029 | 1 | 11 | 22 | 60.3456
2029 | 1 | 11 | 23 | 57.2012
2029 | 1 | 12 | 0 | 52.5164
2029 | 1 | 12 | 1 | 51.267
2029 | 1 | 12 | 2 | 49.9587
2029 | 1 | 12 | 3 | 49.6315
2029 | 1 | 12 | 4 | 49.771
2029 | 1 | 12 | 5 | 50.2557
2029 | 1 | 12 | 6 | 51.3352
2029 | 1 | 12 | 7 | 55.5759
2029 | 1 | 12 | 8 | 61.017
2029 | 1 | 12 | 9 | 58.435
2029 | 1 | 12 | 10 | 52.2835
2029 | 1 | 12 | 11 | 48.7697
2029 | 1 | 12 | 12 | 48.933
2029 | 1 | 12 | 13 | 49.4649
2029 | 1 | 12 | 14 | 48.3256
2029 | 1 | 12 | 15 | 47.7743
2029 | 1 | 12 | 16 | 50.2428
2029 | 1 | 12 | 17 | 57.6166
2029 | 1 | 12 | 18 | 66.7703
2029 | 1 | 12 | 19 | 64.0707
2029 | 1 | 12 | 20 | 62.1637
2029 | 1 | 12 | 21 | 60.0538
2029 | 1 | 12 | 22 | 58.0554
2029 | 1 | 12 | 23 | 55.0162
2029 | 1 | 13 | 0 | 52.0879
2029 | 1 | 13 | 1 | 49.3994
2029 | 1 | 13 | 2 | 47.9793
2029 | 1 | 13 | 3 | 47.3359
2029 | 1 | 13 | 4 | 47.1452
2029 | 1 | 13 | 5 | 46.9706
2029 | 1 | 13 | 6 | 45.6885
2029 | 1 | 13 | 7 | 48.4196
2029 | 1 | 13 | 8 | 55.7291
2029 | 1 | 13 | 9 | 58.147
2029 | 1 | 13 | 10 | 55.5704
2029 | 1 | 13 | 11 | 51.7912
2029 | 1 | 13 | 12 | 50.9906
2029 | 1 | 13 | 13 | 51.3602
2029 | 1 | 13 | 14 | 50.6022
2029 | 1 | 13 | 15 | 51.112
2029 | 1 | 13 | 16 | 55.0666
2029 | 1 | 13 | 17 | 62.9272
2029 | 1 | 13 | 18 | 66.4806
2029 | 1 | 13 | 19 | 61.4244
2029 | 1 | 13 | 20 | 57.2551
2029 | 1 | 13 | 21 | 54.0029
2029 | 1 | 13 | 22 | 51.8365
2029 | 1 | 13 | 23 | 49.5606
2029 | 1 | 14 | 0 | 48.8198
2029 | 1 | 14 | 1 | 45.8099
2029 | 1 | 14 | 2 | 44.3955
2029 | 1 | 14 | 3 | 43.8054
2029 | 1 | 14 | 4 | 43.7329
2029 | 1 | 14 | 5 | 43.5498
2029 | 1 | 14 | 6 | 43.3409
2029 | 1 | 14 | 7 | 45.4837
2029 | 1 | 14 | 8 | 52.9935
2029 | 1 | 14 | 9 | 55.3704
2029 | 1 | 14 | 10 | 52.5439
2029 | 1 | 14 | 11 | 48.9763
2029 | 1 | 14 | 12 | 48.7117
2029 | 1 | 14 | 13 | 48.8601
2029 | 1 | 14 | 14 | 48.6953
2029 | 1 | 14 | 15 | 49.7322
2029 | 1 | 14 | 16 | 54.9593
2029 | 1 | 14 | 17 | 64.4212
2029 | 1 | 14 | 18 | 68.2718
2029 | 1 | 14 | 19 | 63.3213
2029 | 1 | 14 | 20 | 59.6466
2029 | 1 | 14 | 21 | 56.48
2029 | 1 | 14 | 22 | 53.9427
2029 | 1 | 14 | 23 | 51.4287
2029 | 1 | 15 | 0 | 49.3922
2029 | 1 | 15 | 1 | 47.2343
2029 | 1 | 15 | 2 | 46.105
2029 | 1 | 15 | 3 | 45.8433
2029 | 1 | 15 | 4 | 46.0342
2029 | 1 | 15 | 5 | 46.5731
2029 | 1 | 15 | 6 | 47.9372
2029 | 1 | 15 | 7 | 52.6675
2029 | 1 | 15 | 8 | 60.7564
2029 | 1 | 15 | 9 | 61.2022
2029 | 1 | 15 | 10 | 57.4628
2029 | 1 | 15 | 11 | 54.0402
2029 | 1 | 15 | 12 | 52.5043
2029 | 1 | 15 | 13 | 52.574
2029 | 1 | 15 | 14 | 51.9171
2029 | 1 | 15 | 15 | 52.6928
2029 | 1 | 15 | 16 | 56.5288
2029 | 1 | 15 | 17 | 64.9121
2029 | 1 | 15 | 18 | 71.5371
2029 | 1 | 15 | 19 | 66.9728
2029 | 1 | 15 | 20 | 64.2107
2029 | 1 | 15 | 21 | 61.2107
2029 | 1 | 15 | 22 | 58.6094
2029 | 1 | 15 | 23 | 55.6434
2029 | 1 | 16 | 0 | 51.8163
2029 | 1 | 16 | 1 | 50.8308
2029 | 1 | 16 | 2 | 49.6169
2029 | 1 | 16 | 3 | 49.531
2029 | 1 | 16 | 4 | 49.9206
2029 | 1 | 16 | 5 | 50.6397
2029 | 1 | 16 | 6 | 51.9655
2029 | 1 | 16 | 7 | 57.161
2029 | 1 | 16 | 8 | 65.717
2029 | 1 | 16 | 9 | 66.1483
2029 | 1 | 16 | 10 | 60.7119
2029 | 1 | 16 | 11 | 55.179
2029 | 1 | 16 | 12 | 54.2613
2029 | 1 | 16 | 13 | 54.1451
2029 | 1 | 16 | 14 | 54.2344
2029 | 1 | 16 | 15 | 56.1025
2029 | 1 | 16 | 16 | 61.2314
2029 | 1 | 16 | 17 | 70.0759
2029 | 1 | 16 | 18 | 75.7039
2029 | 1 | 16 | 19 | 71.3905
2029 | 1 | 16 | 20 | 68.8786
2029 | 1 | 16 | 21 | 66.1437
2029 | 1 | 16 | 22 | 63.5334
2029 | 1 | 16 | 23 | 60.3881
2029 | 1 | 17 | 0 | 57.4682
2029 | 1 | 17 | 1 | 57.2093
2029 | 1 | 17 | 2 | 56.116
2029 | 1 | 17 | 3 | 55.9862
2029 | 1 | 17 | 4 | 56.3559
2029 | 1 | 17 | 5 | 56.9044
2029 | 1 | 17 | 6 | 58.1169
2029 | 1 | 17 | 7 | 62.3928
2029 | 1 | 17 | 8 | 68.1895
2029 | 1 | 17 | 9 | 65.3492
2029 | 1 | 17 | 10 | 59.4538
2029 | 1 | 17 | 11 | 54.9551
2029 | 1 | 17 | 12 | 56.2921
2029 | 1 | 17 | 13 | 56.2621
2029 | 1 | 17 | 14 | 55.4323
2029 | 1 | 17 | 15 | 55.8642
2029 | 1 | 17 | 16 | 58.9805
2029 | 1 | 17 | 17 | 67.2629
2029 | 1 | 17 | 18 | 77.6634
2029 | 1 | 17 | 19 | 73.2754
2029 | 1 | 17 | 20 | 70.879
2029 | 1 | 17 | 21 | 68.0912
2029 | 1 | 17 | 22 | 65.3502
2029 | 1 | 17 | 23 | 62.0748
2029 | 1 | 18 | 0 | 59.3858
2029 | 1 | 18 | 1 | 56.3474
2029 | 1 | 18 | 2 | 54.9822
2029 | 1 | 18 | 3 | 54.5812
2029 | 1 | 18 | 4 | 54.6429
2029 | 1 | 18 | 5 | 55.0302
2029 | 1 | 18 | 6 | 56.8976
2029 | 1 | 18 | 7 | 61.0471
2029 | 1 | 18 | 8 | 67.1545
2029 | 1 | 18 | 9 | 65.9924
2029 | 1 | 18 | 10 | 61.1607
2029 | 1 | 18 | 11 | 56.6858
2029 | 1 | 18 | 12 | 56.3378
2029 | 1 | 18 | 13 | 56.611
2029 | 1 | 18 | 14 | 56.5413
2029 | 1 | 18 | 15 | 57.0516
2029 | 1 | 18 | 16 | 59.7428
2029 | 1 | 18 | 17 | 67.7243
2029 | 1 | 18 | 18 | 75.6856
2029 | 1 | 18 | 19 | 71.5389
2029 | 1 | 18 | 20 | 69.1088
2029 | 1 | 18 | 21 | 66.4759
2029 | 1 | 18 | 22 | 63.9588
2029 | 1 | 18 | 23 | 60.6747
2029 | 1 | 19 | 0 | 56.4663
2029 | 1 | 19 | 1 | 53.2178
2029 | 1 | 19 | 2 | 51.7206
2029 | 1 | 19 | 3 | 51.1945
2029 | 1 | 19 | 4 | 51.1333
2029 | 1 | 19 | 5 | 51.4061
2029 | 1 | 19 | 6 | 52.7092
2029 | 1 | 19 | 7 | 57.1124
2029 | 1 | 19 | 8 | 63.9386
2029 | 1 | 19 | 9 | 63.4024
2029 | 1 | 19 | 10 | 57.7246
2029 | 1 | 19 | 11 | 53.5864
2029 | 1 | 19 | 12 | 51.5035
2029 | 1 | 19 | 13 | 51.6823
2029 | 1 | 19 | 14 | 50.6443
2029 | 1 | 19 | 15 | 50.0591
2029 | 1 | 19 | 16 | 52.5383
2029 | 1 | 19 | 17 | 59.5604
2029 | 1 | 19 | 18 | 67.8956
2029 | 1 | 19 | 19 | 64.4105
2029 | 1 | 19 | 20 | 62.1088
2029 | 1 | 19 | 21 | 59.7828
2029 | 1 | 19 | 22 | 57.6121
2029 | 1 | 19 | 23 | 54.4822
2029 | 1 | 20 | 0 | 52.4314
2029 | 1 | 20 | 1 | 48.7504
2029 | 1 | 20 | 2 | 47.4625
2029 | 1 | 20 | 3 | 46.8666
2029 | 1 | 20 | 4 | 46.7774
2029 | 1 | 20 | 5 | 46.724
2029 | 1 | 20 | 6 | 45.9871
2029 | 1 | 20 | 7 | 48.7359
2029 | 1 | 20 | 8 | 55.6787
2029 | 1 | 20 | 9 | 57.9631
2029 | 1 | 20 | 10 | 54.8305
2029 | 1 | 20 | 11 | 51.0074
2029 | 1 | 20 | 12 | 48.3945
2029 | 1 | 20 | 13 | 49.1124
2029 | 1 | 20 | 14 | 48.2597
2029 | 1 | 20 | 15 | 48.3384
2029 | 1 | 20 | 16 | 50.7963
2029 | 1 | 20 | 17 | 57.5547
2029 | 1 | 20 | 18 | 64.9684
2029 | 1 | 20 | 19 | 61.7656
2029 | 1 | 20 | 20 | 58.0664
2029 | 1 | 20 | 21 | 55.1179
2029 | 1 | 20 | 22 | 53.0634
2029 | 1 | 20 | 23 | 50.7463
2029 | 1 | 21 | 0 | 49.4819
2029 | 1 | 21 | 1 | 45.2674
2029 | 1 | 21 | 2 | 43.6437
2029 | 1 | 21 | 3 | 42.8824
2029 | 1 | 21 | 4 | 42.5646
2029 | 1 | 21 | 5 | 42.1218
2029 | 1 | 21 | 6 | 41.3182
2029 | 1 | 21 | 7 | 43.1954
2029 | 1 | 21 | 8 | 50.2532
2029 | 1 | 21 | 9 | 51.7955
2029 | 1 | 21 | 10 | 48.3542
2029 | 1 | 21 | 11 | 44.7486
2029 | 1 | 21 | 12 | 45.6007
2029 | 1 | 21 | 13 | 46.8455
2029 | 1 | 21 | 14 | 46.7733
2029 | 1 | 21 | 15 | 47.1588
2029 | 1 | 21 | 16 | 50.7348
2029 | 1 | 21 | 17 | 58.5688
2029 | 1 | 21 | 18 | 65.9956
2029 | 1 | 21 | 19 | 60.6259
2029 | 1 | 21 | 20 | 56.6576
2029 | 1 | 21 | 21 | 53.2743
2029 | 1 | 21 | 22 | 50.651
2029 | 1 | 21 | 23 | 48.1806
2029 | 1 | 22 | 0 | 44.7676
2029 | 1 | 22 | 1 | 43.7253
2029 | 1 | 22 | 2 | 42.64
2029 | 1 | 22 | 3 | 42.5117
2029 | 1 | 22 | 4 | 42.8121
2029 | 1 | 22 | 5 | 43.5549
2029 | 1 | 22 | 6 | 44.7978
2029 | 1 | 22 | 7 | 49.7105
2029 | 1 | 22 | 8 | 58.0765
2029 | 1 | 22 | 9 | 57.9817
2029 | 1 | 22 | 10 | 53.0926
2029 | 1 | 22 | 11 | 49.1753
2029 | 1 | 22 | 12 | 48.1927
2029 | 1 | 22 | 13 | 48.3901
2029 | 1 | 22 | 14 | 48.5884
2029 | 1 | 22 | 15 | 49.5865
2029 | 1 | 22 | 16 | 53.4673
2029 | 1 | 22 | 17 | 62.2199
2029 | 1 | 22 | 18 | 69.2889
2029 | 1 | 22 | 19 | 65.9137
2029 | 1 | 22 | 20 | 63.4085
2029 | 1 | 22 | 21 | 60.6986
2029 | 1 | 22 | 22 | 58.1582
2029 | 1 | 22 | 23 | 55.2162
2029 | 1 | 23 | 0 | 51.3393
2029 | 1 | 23 | 1 | 50.7441
2029 | 1 | 23 | 2 | 49.6094
2029 | 1 | 23 | 3 | 49.5643
2029 | 1 | 23 | 4 | 49.9637
2029 | 1 | 23 | 5 | 50.669
2029 | 1 | 23 | 6 | 51.5618
2029 | 1 | 23 | 7 | 56.1644
2029 | 1 | 23 | 8 | 62.0822
2029 | 1 | 23 | 9 | 59.5389
2029 | 1 | 23 | 10 | 53.6203
2029 | 1 | 23 | 11 | 49.1951
2029 | 1 | 23 | 12 | 49.2387
2029 | 1 | 23 | 13 | 48.8273
2029 | 1 | 23 | 14 | 48.6116
2029 | 1 | 23 | 15 | 49.6309
2029 | 1 | 23 | 16 | 53.2545
2029 | 1 | 23 | 17 | 60.5447
2029 | 1 | 23 | 18 | 68.0379
2029 | 1 | 23 | 19 | 66.1999
2029 | 1 | 23 | 20 | 64.4512
2029 | 1 | 23 | 21 | 62.0005
2029 | 1 | 23 | 22 | 59.5722
2029 | 1 | 23 | 23 | 56.4514
2029 | 1 | 24 | 0 | 55.5747
2029 | 1 | 24 | 1 | 52.875
2029 | 1 | 24 | 2 | 51.6836
2029 | 1 | 24 | 3 | 51.4487
2029 | 1 | 24 | 4 | 51.6516
2029 | 1 | 24 | 5 | 52.1146
2029 | 1 | 24 | 6 | 52.555
2029 | 1 | 24 | 7 | 57.0625
2029 | 1 | 24 | 8 | 64.2605
2029 | 1 | 24 | 9 | 63.1366
2029 | 1 | 24 | 10 | 57.3933
2029 | 1 | 24 | 11 | 52.7451
2029 | 1 | 24 | 12 | 52.0745
2029 | 1 | 24 | 13 | 52.3682
2029 | 1 | 24 | 14 | 52.3063
2029 | 1 | 24 | 15 | 52.5493
2029 | 1 | 24 | 16 | 55.1297
2029 | 1 | 24 | 17 | 63.4295
2029 | 1 | 24 | 18 | 71.0319
2029 | 1 | 24 | 19 | 67.011
2029 | 1 | 24 | 20 | 64.4632
2029 | 1 | 24 | 21 | 61.6144
2029 | 1 | 24 | 22 | 58.8295
2029 | 1 | 24 | 23 | 55.5461
2029 | 1 | 25 | 0 | 53.1646
2029 | 1 | 25 | 1 | 52.7209
2029 | 1 | 25 | 2 | 51.451
2029 | 1 | 25 | 3 | 51.2567
2029 | 1 | 25 | 4 | 51.54
2029 | 1 | 25 | 5 | 52.2271
2029 | 1 | 25 | 6 | 53.6868
2029 | 1 | 25 | 7 | 58.6429
2029 | 1 | 25 | 8 | 67.2535
2029 | 1 | 25 | 9 | 67.6093
2029 | 1 | 25 | 10 | 61.6729
2029 | 1 | 25 | 11 | 55.7519
2029 | 1 | 25 | 12 | 53.3536
2029 | 1 | 25 | 13 | 53.4787
2029 | 1 | 25 | 14 | 54.1417
2029 | 1 | 25 | 15 | 55.2552
2029 | 1 | 25 | 16 | 58.6538
2029 | 1 | 25 | 17 | 67.5535
2029 | 1 | 25 | 18 | 72.8748
2029 | 1 | 25 | 19 | 69.167
2029 | 1 | 25 | 20 | 66.7586
2029 | 1 | 25 | 21 | 64.2038
2029 | 1 | 25 | 22 | 61.5019
2029 | 1 | 25 | 23 | 58.0728
2029 | 1 | 26 | 0 | 57.6485
2029 | 1 | 26 | 1 | 54.4637
2029 | 1 | 26 | 2 | 52.9871
2029 | 1 | 26 | 3 | 52.4555
2029 | 1 | 26 | 4 | 52.4185
2029 | 1 | 26 | 5 | 52.6987
2029 | 1 | 26 | 6 | 53.9324
2029 | 1 | 26 | 7 | 58.7663
2029 | 1 | 26 | 8 | 67.0013
2029 | 1 | 26 | 9 | 67.2244
2029 | 1 | 26 | 10 | 61.4247
2029 | 1 | 26 | 11 | 56.3798
2029 | 1 | 26 | 12 | 53.9737
2029 | 1 | 26 | 13 | 53.6845
2029 | 1 | 26 | 14 | 52.6895
2029 | 1 | 26 | 15 | 52.6614
2029 | 1 | 26 | 16 | 56.2751
2029 | 1 | 26 | 17 | 63.6355
2029 | 1 | 26 | 18 | 69.0635
2029 | 1 | 26 | 19 | 66.2864
2029 | 1 | 26 | 20 | 64.1109
2029 | 1 | 26 | 21 | 61.7669
2029 | 1 | 26 | 22 | 59.7582
2029 | 1 | 26 | 23 | 56.6969
2029 | 1 | 27 | 0 | 53.065
2029 | 1 | 27 | 1 | 50.748
2029 | 1 | 27 | 2 | 49.54
2029 | 1 | 27 | 3 | 49.0518
2029 | 1 | 27 | 4 | 49.056
2029 | 1 | 27 | 5 | 49.1835
2029 | 1 | 27 | 6 | 48.7141
2029 | 1 | 27 | 7 | 51.239
2029 | 1 | 27 | 8 | 56.785
2029 | 1 | 27 | 9 | 56.0685
2029 | 1 | 27 | 10 | 51.1175
2029 | 1 | 27 | 11 | 47.6544
2029 | 1 | 27 | 12 | 48.4016
2029 | 1 | 27 | 13 | 47.9347
2029 | 1 | 27 | 14 | 47.2591
2029 | 1 | 27 | 15 | 47.9209
2029 | 1 | 27 | 16 | 51.8224
2029 | 1 | 27 | 17 | 59.7921
2029 | 1 | 27 | 18 | 69.5973
2029 | 1 | 27 | 19 | 65.4473
2029 | 1 | 27 | 20 | 61.2284
2029 | 1 | 27 | 21 | 58.1357
2029 | 1 | 27 | 22 | 56.0471
2029 | 1 | 27 | 23 | 53.754
2029 | 1 | 28 | 0 | 52.5145
2029 | 1 | 28 | 1 | 49.0211
2029 | 1 | 28 | 2 | 47.4915
2029 | 1 | 28 | 3 | 46.8191
2029 | 1 | 28 | 4 | 46.5517
2029 | 1 | 28 | 5 | 46.2301
2029 | 1 | 28 | 6 | 45.2197
2029 | 1 | 28 | 7 | 47.2517
2029 | 1 | 28 | 8 | 54.6285
2029 | 1 | 28 | 9 | 56.3449
2029 | 1 | 28 | 10 | 53.1047
2029 | 1 | 28 | 11 | 48.4318
2029 | 1 | 28 | 12 | 47.894
2029 | 1 | 28 | 13 | 49.1625
2029 | 1 | 28 | 14 | 48.907
2029 | 1 | 28 | 15 | 49.6345
2029 | 1 | 28 | 16 | 53.5275
2029 | 1 | 28 | 17 | 61.1041
2029 | 1 | 28 | 18 | 66.4714
2029 | 1 | 28 | 19 | 62.4134
2029 | 1 | 28 | 20 | 58.666
2029 | 1 | 28 | 21 | 55.3829
2029 | 1 | 28 | 22 | 52.6732
2029 | 1 | 28 | 23 | 50.1146
2029 | 1 | 29 | 0 | 47.886
2029 | 1 | 29 | 1 | 46.0837
2029 | 1 | 29 | 2 | 45.1182
2029 | 1 | 29 | 3 | 45.0509
2029 | 1 | 29 | 4 | 45.3492
2029 | 1 | 29 | 5 | 46.057
2029 | 1 | 29 | 6 | 46.8377
2029 | 1 | 29 | 7 | 51.4232
2029 | 1 | 29 | 8 | 58.4531
2029 | 1 | 29 | 9 | 56.2662
2029 | 1 | 29 | 10 | 50.4066
2029 | 1 | 29 | 11 | 46.7209
2029 | 1 | 29 | 12 | 48.021
2029 | 1 | 29 | 13 | 48.2971
2029 | 1 | 29 | 14 | 48.5905
2029 | 1 | 29 | 15 | 49.3915
2029 | 1 | 29 | 16 | 52.8042
2029 | 1 | 29 | 17 | 60.9889
2029 | 1 | 29 | 18 | 71.0734
2029 | 1 | 29 | 19 | 67.442
2029 | 1 | 29 | 20 | 64.6763
2029 | 1 | 29 | 21 | 61.8531
2029 | 1 | 29 | 22 | 59.2789
2029 | 1 | 29 | 23 | 56.3545
2029 | 1 | 30 | 0 | 50.8857
2029 | 1 | 30 | 1 | 50.24
2029 | 1 | 30 | 2 | 48.8732
2029 | 1 | 30 | 3 | 48.6323
2029 | 1 | 30 | 4 | 48.8503
2029 | 1 | 30 | 5 | 49.4754
2029 | 1 | 30 | 6 | 49.76
2029 | 1 | 30 | 7 | 54.9864
2029 | 1 | 30 | 8 | 63.6411
2029 | 1 | 30 | 9 | 63.4845
2029 | 1 | 30 | 10 | 57.3776
2029 | 1 | 30 | 11 | 51.9588
2029 | 1 | 30 | 12 | 50.1853
2029 | 1 | 30 | 13 | 49.7285
2029 | 1 | 30 | 14 | 49.7267
2029 | 1 | 30 | 15 | 51.0862
2029 | 1 | 30 | 16 | 55.6309
2029 | 1 | 30 | 17 | 63.3778
2029 | 1 | 30 | 18 | 70.7812
2029 | 1 | 30 | 19 | 67.6175
2029 | 1 | 30 | 20 | 65.2053
2029 | 1 | 30 | 21 | 62.5123
2029 | 1 | 30 | 22 | 60.0365
2029 | 1 | 30 | 23 | 57.0257
2029 | 1 | 31 | 0 | 55.3128
2029 | 1 | 31 | 1 | 50.4724
2029 | 1 | 31 | 2 | 49.0832
2029 | 1 | 31 | 3 | 48.6788
2029 | 1 | 31 | 4 | 48.7166
2029 | 1 | 31 | 5 | 49.1285
2029 | 1 | 31 | 6 | 50.2275
2029 | 1 | 31 | 7 | 54.62
2029 | 1 | 31 | 8 | 61.2998
2029 | 1 | 31 | 9 | 59.1781
2029 | 1 | 31 | 10 | 53.091
2029 | 1 | 31 | 11 | 48.7403
2029 | 1 | 31 | 12 | 46.3187
2029 | 1 | 31 | 13 | 47.0097
2029 | 1 | 31 | 14 | 46.3447
2029 | 1 | 31 | 15 | 45.9618
2029 | 1 | 31 | 16 | 47.6382
2029 | 1 | 31 | 17 | 54.9054
2029 | 1 | 31 | 18 | 68.7597
2029 | 1 | 31 | 19 | 65.6062
2029 | 1 | 31 | 20 | 63.1629
2029 | 1 | 31 | 21 | 60.4471
2029 | 1 | 31 | 22 | 57.8831
2029 | 1 | 31 | 23 | 54.8223
2029 | 2 | 1 | 0 | 50.8204
2029 | 2 | 1 | 1 | 50.4963
2029 | 2 | 1 | 2 | 49.2852
2029 | 2 | 1 | 3 | 49.1342
2029 | 2 | 1 | 4 | 49.4519
2029 | 2 | 1 | 5 | 50.1041
2029 | 2 | 1 | 6 | 50.1893
2029 | 2 | 1 | 7 | 54.6242
2029 | 2 | 1 | 8 | 61.2064
2029 | 2 | 1 | 9 | 59.5125
2029 | 2 | 1 | 10 | 55.0558
2029 | 2 | 1 | 11 | 51.2679
2029 | 2 | 1 | 12 | 48.0155
2029 | 2 | 1 | 13 | 48.3935
2029 | 2 | 1 | 14 | 48.1675
2029 | 2 | 1 | 15 | 48.2751
2029 | 2 | 1 | 16 | 49.8239
2029 | 2 | 1 | 17 | 57.0577
2029 | 2 | 1 | 18 | 65.5405
2029 | 2 | 1 | 19 | 64.7982
2029 | 2 | 1 | 20 | 63.3887
2029 | 2 | 1 | 21 | 61.2623
2029 | 2 | 1 | 22 | 58.9982
2029 | 2 | 1 | 23 | 55.9243
2029 | 2 | 2 | 0 | 55.158
2029 | 2 | 2 | 1 | 50.7898
2029 | 2 | 2 | 2 | 49.4088
2029 | 2 | 2 | 3 | 48.9873
2029 | 2 | 2 | 4 | 49.0976
2029 | 2 | 2 | 5 | 49.4216
2029 | 2 | 2 | 6 | 50.6701
2029 | 2 | 2 | 7 | 55.3437
2029 | 2 | 2 | 8 | 62.7634
2029 | 2 | 2 | 9 | 62.1897
2029 | 2 | 2 | 10 | 57.4559
2029 | 2 | 2 | 11 | 53.9477
2029 | 2 | 2 | 12 | 53.7552
2029 | 2 | 2 | 13 | 53.1567
2029 | 2 | 2 | 14 | 52.0515
2029 | 2 | 2 | 15 | 52.0255
2029 | 2 | 2 | 16 | 55.4187
2029 | 2 | 2 | 17 | 62.6548
2029 | 2 | 2 | 18 | 67.6483
2029 | 2 | 2 | 19 | 64.6522
2029 | 2 | 2 | 20 | 62.242
2029 | 2 | 2 | 21 | 59.6458
2029 | 2 | 2 | 22 | 57.603
2029 | 2 | 2 | 23 | 54.6912
2029 | 2 | 3 | 0 | 51.4506
2029 | 2 | 3 | 1 | 49.4361
2029 | 2 | 3 | 2 | 48.1498
2029 | 2 | 3 | 3 | 47.6501
2029 | 2 | 3 | 4 | 47.6341
2029 | 2 | 3 | 5 | 47.5987
2029 | 2 | 3 | 6 | 47.9269
2029 | 2 | 3 | 7 | 50.3217
2029 | 2 | 3 | 8 | 55.7516
2029 | 2 | 3 | 9 | 54.6575
2029 | 2 | 3 | 10 | 51.0244
2029 | 2 | 3 | 11 | 48.7602
2029 | 2 | 3 | 12 | 48.6544
2029 | 2 | 3 | 13 | 47.5027
2029 | 2 | 3 | 14 | 46.2888
2029 | 2 | 3 | 15 | 46.654
2029 | 2 | 3 | 16 | 50.1204
2029 | 2 | 3 | 17 | 57.8721
2029 | 2 | 3 | 18 | 65.9014
2029 | 2 | 3 | 19 | 63.2573
2029 | 2 | 3 | 20 | 59.625
2029 | 2 | 3 | 21 | 56.6481
2029 | 2 | 3 | 22 | 54.6956
2029 | 2 | 3 | 23 | 52.5523
2029 | 2 | 4 | 0 | 51.609
2029 | 2 | 4 | 1 | 50.0069
2029 | 2 | 4 | 2 | 48.7893
2029 | 2 | 4 | 3 | 48.3753
2029 | 2 | 4 | 4 | 48.3778
2029 | 2 | 4 | 5 | 48.2012
2029 | 2 | 4 | 6 | 47.7644
2029 | 2 | 4 | 7 | 49.3132
2029 | 2 | 4 | 8 | 54.1238
2029 | 2 | 4 | 9 | 52.4803
2029 | 2 | 4 | 10 | 49.3141
2029 | 2 | 4 | 11 | 46.817
2029 | 2 | 4 | 12 | 46.8303
2029 | 2 | 4 | 13 | 47.03
2029 | 2 | 4 | 14 | 46.2841
2029 | 2 | 4 | 15 | 46.2813
2029 | 2 | 4 | 16 | 48.4924
2029 | 2 | 4 | 17 | 55.2959
2029 | 2 | 4 | 18 | 63.3289
2029 | 2 | 4 | 19 | 62.0241
2029 | 2 | 4 | 20 | 59.1939
2029 | 2 | 4 | 21 | 56.2532
2029 | 2 | 4 | 22 | 53.6957
2029 | 2 | 4 | 23 | 51.2041
2029 | 2 | 5 | 0 | 50.512
2029 | 2 | 5 | 1 | 47.5262
2029 | 2 | 5 | 2 | 46.4605
2029 | 2 | 5 | 3 | 46.2197
2029 | 2 | 5 | 4 | 46.4003
2029 | 2 | 5 | 5 | 46.8216
2029 | 2 | 5 | 6 | 48.1936
2029 | 2 | 5 | 7 | 52.7408
2029 | 2 | 5 | 8 | 60.2558
2029 | 2 | 5 | 9 | 59.0251
2029 | 2 | 5 | 10 | 54.8254
2029 | 2 | 5 | 11 | 52.3051
2029 | 2 | 5 | 12 | 51.9697
2029 | 2 | 5 | 13 | 51.895
2029 | 2 | 5 | 14 | 51.5629
2029 | 2 | 5 | 15 | 51.792
2029 | 2 | 5 | 16 | 53.9606
2029 | 2 | 5 | 17 | 61.0473
2029 | 2 | 5 | 18 | 66.2397
2029 | 2 | 5 | 19 | 63.5776
2029 | 2 | 5 | 20 | 61.0988
2029 | 2 | 5 | 21 | 58.101
2029 | 2 | 5 | 22 | 55.4092
2029 | 2 | 5 | 23 | 52.4597
2029 | 2 | 6 | 0 | 50.4287
2029 | 2 | 6 | 1 | 49.9799
2029 | 2 | 6 | 2 | 48.8121
2029 | 2 | 6 | 3 | 48.7714
2029 | 2 | 6 | 4 | 49.2232
2029 | 2 | 6 | 5 | 49.9289
2029 | 2 | 6 | 6 | 51.4616
2029 | 2 | 6 | 7 | 56.7782
2029 | 2 | 6 | 8 | 65.6395
2029 | 2 | 6 | 9 | 65.163
2029 | 2 | 6 | 10 | 59.3579
2029 | 2 | 6 | 11 | 54.4232
2029 | 2 | 6 | 12 | 53.3206
2029 | 2 | 6 | 13 | 52.7561
2029 | 2 | 6 | 14 | 53.0476
2029 | 2 | 6 | 15 | 54.4112
2029 | 2 | 6 | 16 | 58.243
2029 | 2 | 6 | 17 | 65.7879
2029 | 2 | 6 | 18 | 71.6645
2029 | 2 | 6 | 19 | 69.1333
2029 | 2 | 6 | 20 | 66.9172
2029 | 2 | 6 | 21 | 64.2089
2029 | 2 | 6 | 22 | 61.5714
2029 | 2 | 6 | 23 | 58.5342
2029 | 2 | 7 | 0 | 57.3937
2029 | 2 | 7 | 1 | 55.1868
2029 | 2 | 7 | 2 | 54.0877
2029 | 2 | 7 | 3 | 53.9579
2029 | 2 | 7 | 4 | 54.3824
2029 | 2 | 7 | 5 | 54.9067
2029 | 2 | 7 | 6 | 56.8275
2029 | 2 | 7 | 7 | 61.7005
2029 | 2 | 7 | 8 | 70.0041
2029 | 2 | 7 | 9 | 69.4573
2029 | 2 | 7 | 10 | 64.3973
2029 | 2 | 7 | 11 | 59.5221
2029 | 2 | 7 | 12 | 58.2476
2029 | 2 | 7 | 13 | 57.5374
2029 | 2 | 7 | 14 | 57.1926
2029 | 2 | 7 | 15 | 57.721
2029 | 2 | 7 | 16 | 60.7067
2029 | 2 | 7 | 17 | 68.3665
2029 | 2 | 7 | 18 | 74.5748
2029 | 2 | 7 | 19 | 71.8818
2029 | 2 | 7 | 20 | 69.7417
2029 | 2 | 7 | 21 | 66.9145
2029 | 2 | 7 | 22 | 64.1544
2029 | 2 | 7 | 23 | 60.9678
2029 | 2 | 8 | 0 | 58.8761
2029 | 2 | 8 | 1 | 57.7321
2029 | 2 | 8 | 2 | 56.5827
2029 | 2 | 8 | 3 | 56.3899
2029 | 2 | 8 | 4 | 56.6969
2029 | 2 | 8 | 5 | 57.2147
2029 | 2 | 8 | 6 | 59.1431
2029 | 2 | 8 | 7 | 63.6831
2029 | 2 | 8 | 8 | 70.8076
2029 | 2 | 8 | 9 | 69.1014
2029 | 2 | 8 | 10 | 63.8883
2029 | 2 | 8 | 11 | 58.9041
2029 | 2 | 8 | 12 | 55.1638
2029 | 2 | 8 | 13 | 55.4033
2029 | 2 | 8 | 14 | 55.1477
2029 | 2 | 8 | 15 | 55.4
2029 | 2 | 8 | 16 | 56.5772
2029 | 2 | 8 | 17 | 63.4857
2029 | 2 | 8 | 18 | 71.9558
2029 | 2 | 8 | 19 | 71.5713
2029 | 2 | 8 | 20 | 70.2185
2029 | 2 | 8 | 21 | 67.9611
2029 | 2 | 8 | 22 | 65.5695
2029 | 2 | 8 | 23 | 62.3133
2029 | 2 | 9 | 0 | 59.4453
2029 | 2 | 9 | 1 | 57.4557
2029 | 2 | 9 | 2 | 56.2009
2029 | 2 | 9 | 3 | 55.8349
2029 | 2 | 9 | 4 | 55.9471
2029 | 2 | 9 | 5 | 56.2331
2029 | 2 | 9 | 6 | 56.4651
2029 | 2 | 9 | 7 | 61.1167
2029 | 2 | 9 | 8 | 68.7452
2029 | 2 | 9 | 9 | 67.7783
2029 | 2 | 9 | 10 | 62.0759
2029 | 2 | 9 | 11 | 57.6894
2029 | 2 | 9 | 12 | 55.5576
2029 | 2 | 9 | 13 | 55.355
2029 | 2 | 9 | 14 | 54.5632
2029 | 2 | 9 | 15 | 54.0559
2029 | 2 | 9 | 16 | 56.0991
2029 | 2 | 9 | 17 | 62.2073
2029 | 2 | 9 | 18 | 68.6197
2029 | 2 | 9 | 19 | 67.9971
2029 | 2 | 9 | 20 | 66.4105
2029 | 2 | 9 | 21 | 64.2672
2029 | 2 | 9 | 22 | 62.3027
2029 | 2 | 9 | 23 | 59.332
2029 | 2 | 10 | 0 | 55.1868
2029 | 2 | 10 | 1 | 51.4486
2029 | 2 | 10 | 2 | 50.2066
2029 | 2 | 10 | 3 | 49.6124
2029 | 2 | 10 | 4 | 49.4946
2029 | 2 | 10 | 5 | 49.446
2029 | 2 | 10 | 6 | 48.8771
2029 | 2 | 10 | 7 | 50.9742
2029 | 2 | 10 | 8 | 55.2514
2029 | 2 | 10 | 9 | 53.5529
2029 | 2 | 10 | 10 | 49.747
2029 | 2 | 10 | 11 | 47.3354
2029 | 2 | 10 | 12 | 47.6394
2029 | 2 | 10 | 13 | 48.5036
2029 | 2 | 10 | 14 | 47.332
2029 | 2 | 10 | 15 | 46.7955
2029 | 2 | 10 | 16 | 47.4639
2029 | 2 | 10 | 17 | 52.3796
2029 | 2 | 10 | 18 | 60.4206
2029 | 2 | 10 | 19 | 59.8893
2029 | 2 | 10 | 20 | 56.6063
2029 | 2 | 10 | 21 | 53.7138
2029 | 2 | 10 | 22 | 51.6532
2029 | 2 | 10 | 23 | 49.4705
2029 | 2 | 11 | 0 | 49.276
2029 | 2 | 11 | 1 | 46.2655
2029 | 2 | 11 | 2 | 45.0405
2029 | 2 | 11 | 3 | 44.5161
2029 | 2 | 11 | 4 | 44.5246
2029 | 2 | 11 | 5 | 44.3657
2029 | 2 | 11 | 6 | 44.1194
2029 | 2 | 11 | 7 | 45.9188
2029 | 2 | 11 | 8 | 51.4838
2029 | 2 | 11 | 9 | 50.8852
2029 | 2 | 11 | 10 | 47.4293
2029 | 2 | 11 | 11 | 44.5547
2029 | 2 | 11 | 12 | 43.0977
2029 | 2 | 11 | 13 | 44.6235
2029 | 2 | 11 | 14 | 44.1689
2029 | 2 | 11 | 15 | 43.6584
2029 | 2 | 11 | 16 | 44.3105
2029 | 2 | 11 | 17 | 49.921
2029 | 2 | 11 | 18 | 61.2522
2029 | 2 | 11 | 19 | 60.3318
2029 | 2 | 11 | 20 | 57.3922
2029 | 2 | 11 | 21 | 54.414
2029 | 2 | 11 | 22 | 51.9113
2029 | 2 | 11 | 23 | 49.493
2029 | 2 | 12 | 0 | 48
2029 | 2 | 12 | 1 | 45.0475
2029 | 2 | 12 | 2 | 43.939
2029 | 2 | 12 | 3 | 43.6613
2029 | 2 | 12 | 4 | 43.8174
2029 | 2 | 12 | 5 | 44.3082
2029 | 2 | 12 | 6 | 45.9837
2029 | 2 | 12 | 7 | 50.3939
2029 | 2 | 12 | 8 | 57.0821
2029 | 2 | 12 | 9 | 54.8426
2029 | 2 | 12 | 10 | 50.661
2029 | 2 | 12 | 11 | 48.4039
2029 | 2 | 12 | 12 | 45.4217
2029 | 2 | 12 | 13 | 45.6043
2029 | 2 | 12 | 14 | 44.9054
2029 | 2 | 12 | 15 | 44.3407
2029 | 2 | 12 | 16 | 45.3189
2029 | 2 | 12 | 17 | 50.8979
2029 | 2 | 12 | 18 | 61.781
2029 | 2 | 12 | 19 | 61.042
2029 | 2 | 12 | 20 | 59.0564
2029 | 2 | 12 | 21 | 56.313
2029 | 2 | 12 | 22 | 53.8828
2029 | 2 | 12 | 23 | 51.1475
2029 | 2 | 13 | 0 | 48.325
2029 | 2 | 13 | 1 | 45.7688
2029 | 2 | 13 | 2 | 44.4319
2029 | 2 | 13 | 3 | 44.1466
2029 | 2 | 13 | 4 | 44.2627
2029 | 2 | 13 | 5 | 44.7693
2029 | 2 | 13 | 6 | 44.8992
2029 | 2 | 13 | 7 | 49.7553
2029 | 2 | 13 | 8 | 57.2221
2029 | 2 | 13 | 9 | 55.3002
2029 | 2 | 13 | 10 | 49.7287
2029 | 2 | 13 | 11 | 46.2095
2029 | 2 | 13 | 12 | 43.9924
2029 | 2 | 13 | 13 | 44.3032
2029 | 2 | 13 | 14 | 44.2672
2029 | 2 | 13 | 15 | 44.4015
2029 | 2 | 13 | 16 | 46.3435
2029 | 2 | 13 | 17 | 52.449
2029 | 2 | 13 | 18 | 59.4467
2029 | 2 | 13 | 19 | 58.362
2029 | 2 | 13 | 20 | 56.3325
2029 | 2 | 13 | 21 | 53.6819
2029 | 2 | 13 | 22 | 51.2528
2029 | 2 | 13 | 23 | 48.4302
2029 | 2 | 14 | 0 | 47.8756
2029 | 2 | 14 | 1 | 45.4432
2029 | 2 | 14 | 2 | 44.3424
2029 | 2 | 14 | 3 | 44.3055
2029 | 2 | 14 | 4 | 44.774
2029 | 2 | 14 | 5 | 45.5737
2029 | 2 | 14 | 6 | 48.4842
2029 | 2 | 14 | 7 | 53.0671
2029 | 2 | 14 | 8 | 59.3429
2029 | 2 | 14 | 9 | 55.3558
2029 | 2 | 14 | 10 | 48.8662
2029 | 2 | 14 | 11 | 44.8574
2029 | 2 | 14 | 12 | 45.9835
2029 | 2 | 14 | 13 | 46.3534
2029 | 2 | 14 | 14 | 46.3298
2029 | 2 | 14 | 15 | 46.5158
2029 | 2 | 14 | 16 | 48.9556
2029 | 2 | 14 | 17 | 56.3319
2029 | 2 | 14 | 18 | 64.0523
2029 | 2 | 14 | 19 | 64.5764
2029 | 2 | 14 | 20 | 63.2777
2029 | 2 | 14 | 21 | 61.086
2029 | 2 | 14 | 22 | 58.7175
2029 | 2 | 14 | 23 | 55.8275
2029 | 2 | 15 | 0 | 52.112
2029 | 2 | 15 | 1 | 51.472
2029 | 2 | 15 | 2 | 50.4703
2029 | 2 | 15 | 3 | 50.4221
2029 | 2 | 15 | 4 | 50.8559
2029 | 2 | 15 | 5 | 51.5914
2029 | 2 | 15 | 6 | 52.3213
2029 | 2 | 15 | 7 | 57.0136
2029 | 2 | 15 | 8 | 63.9253
2029 | 2 | 15 | 9 | 61.2269
2029 | 2 | 15 | 10 | 55.4119
2029 | 2 | 15 | 11 | 50.9782
2029 | 2 | 15 | 12 | 48.7171
2029 | 2 | 15 | 13 | 48.8047
2029 | 2 | 15 | 14 | 48.9587
2029 | 2 | 15 | 15 | 49.1237
2029 | 2 | 15 | 16 | 50.5442
2029 | 2 | 15 | 17 | 57.2835
2029 | 2 | 15 | 18 | 64.4717
2029 | 2 | 15 | 19 | 64.6216
2029 | 2 | 15 | 20 | 63.1573
2029 | 2 | 15 | 21 | 60.7715
2029 | 2 | 15 | 22 | 58.4441
2029 | 2 | 15 | 23 | 55.3368
2029 | 2 | 16 | 0 | 53.7221
2029 | 2 | 16 | 1 | 51.4277
2029 | 2 | 16 | 2 | 50.1332
2029 | 2 | 16 | 3 | 49.7865
2029 | 2 | 16 | 4 | 49.9527
2029 | 2 | 16 | 5 | 50.4545
2029 | 2 | 16 | 6 | 52.6916
2029 | 2 | 16 | 7 | 57.351
2029 | 2 | 16 | 8 | 64.0793
2029 | 2 | 16 | 9 | 60.8947
2029 | 2 | 16 | 10 | 54.1732
2029 | 2 | 16 | 11 | 49.5142
2029 | 2 | 16 | 12 | 48.056
2029 | 2 | 16 | 13 | 48.6589
2029 | 2 | 16 | 14 | 48.5422
2029 | 2 | 16 | 15 | 48.1525
2029 | 2 | 16 | 16 | 49.6376
2029 | 2 | 16 | 17 | 56.1601
2029 | 2 | 16 | 18 | 65.1499
2029 | 2 | 16 | 19 | 64.3238
2029 | 2 | 16 | 20 | 62.1963
2029 | 2 | 16 | 21 | 59.7556
2029 | 2 | 16 | 22 | 57.6342
2029 | 2 | 16 | 23 | 54.6367
2029 | 2 | 17 | 0 | 51.794
2029 | 2 | 17 | 1 | 48.0491
2029 | 2 | 17 | 2 | 46.5592
2029 | 2 | 17 | 3 | 45.8465
2029 | 2 | 17 | 4 | 45.5849
2029 | 2 | 17 | 5 | 45.4139
2029 | 2 | 17 | 6 | 44.7464
2029 | 2 | 17 | 7 | 47.2962
2029 | 2 | 17 | 8 | 53.955
2029 | 2 | 17 | 9 | 53.5544
2029 | 2 | 17 | 10 | 49.1815
2029 | 2 | 17 | 11 | 45.877
2029 | 2 | 17 | 12 | 45.3277
2029 | 2 | 17 | 13 | 45.7949
2029 | 2 | 17 | 14 | 45.3068
2029 | 2 | 17 | 15 | 45.2429
2029 | 2 | 17 | 16 | 47.6111
2029 | 2 | 17 | 17 | 53.6695
2029 | 2 | 17 | 18 | 62.022
2029 | 2 | 17 | 19 | 59.606
2029 | 2 | 17 | 20 | 55.6391
2029 | 2 | 17 | 21 | 52.4091
2029 | 2 | 17 | 22 | 50.3797
2029 | 2 | 17 | 23 | 48.3829
2029 | 2 | 18 | 0 | 45.7483
2029 | 2 | 18 | 1 | 46.211
2029 | 2 | 18 | 2 | 45.2894
2029 | 2 | 18 | 3 | 45.0348
2029 | 2 | 18 | 4 | 45.4385
2029 | 2 | 18 | 5 | 45.7404
2029 | 2 | 18 | 6 | 46.1203
2029 | 2 | 18 | 7 | 48.8186
2029 | 2 | 18 | 8 | 56.4951
2029 | 2 | 18 | 9 | 57.0957
2029 | 2 | 18 | 10 | 53.308
2029 | 2 | 18 | 11 | 48.9478
2029 | 2 | 18 | 12 | 45.9832
2029 | 2 | 18 | 13 | 45.9924
2029 | 2 | 18 | 14 | 46.8054
2029 | 2 | 18 | 15 | 47.4748
2029 | 2 | 18 | 16 | 50.6647
2029 | 2 | 18 | 17 | 58.3017
2029 | 2 | 18 | 18 | 68.5697
2029 | 2 | 18 | 19 | 66.9228
2029 | 2 | 18 | 20 | 63.4538
2029 | 2 | 18 | 21 | 60.3247
2029 | 2 | 18 | 22 | 57.7717
2029 | 2 | 18 | 23 | 55.3511
2029 | 2 | 19 | 0 | 54.9284
2029 | 2 | 19 | 1 | 53.8089
2029 | 2 | 19 | 2 | 52.6786
2029 | 2 | 19 | 3 | 52.1989
2029 | 2 | 19 | 4 | 52.3233
2029 | 2 | 19 | 5 | 52.6722
2029 | 2 | 19 | 6 | 53.2687
2029 | 2 | 19 | 7 | 56.0518
2029 | 2 | 19 | 8 | 63.3992
2029 | 2 | 19 | 9 | 61.563
2029 | 2 | 19 | 10 | 53.6714
2029 | 2 | 19 | 11 | 48.3429
2029 | 2 | 19 | 12 | 48.3859
2029 | 2 | 19 | 13 | 49.4499
2029 | 2 | 19 | 14 | 48.5254
2029 | 2 | 19 | 15 | 48.9132
2029 | 2 | 19 | 16 | 50.9323
2029 | 2 | 19 | 17 | 59.9606
2029 | 2 | 19 | 18 | 68.7953
2029 | 2 | 19 | 19 | 66.6085
2029 | 2 | 19 | 20 | 63.7355
2029 | 2 | 19 | 21 | 60.3763
2029 | 2 | 19 | 22 | 57.6054
2029 | 2 | 19 | 23 | 54.7631
2029 | 2 | 20 | 0 | 52.9749
2029 | 2 | 20 | 1 | 53.1173
2029 | 2 | 20 | 2 | 51.9034
2029 | 2 | 20 | 3 | 51.6798
2029 | 2 | 20 | 4 | 51.8835
2029 | 2 | 20 | 5 | 52.408
2029 | 2 | 20 | 6 | 53.4602
2029 | 2 | 20 | 7 | 58.4479
2029 | 2 | 20 | 8 | 66.3787
2029 | 2 | 20 | 9 | 63.9408
2029 | 2 | 20 | 10 | 57.2141
2029 | 2 | 20 | 11 | 52.1033
2029 | 2 | 20 | 12 | 50.9636
2029 | 2 | 20 | 13 | 51.5845
2029 | 2 | 20 | 14 | 52.3965
2029 | 2 | 20 | 15 | 52.958
2029 | 2 | 20 | 16 | 54.8387
2029 | 2 | 20 | 17 | 61.3704
2029 | 2 | 20 | 18 | 69.8823
2029 | 2 | 20 | 19 | 67.7695
2029 | 2 | 20 | 20 | 65.3371
2029 | 2 | 20 | 21 | 62.4029
2029 | 2 | 20 | 22 | 59.7032
2029 | 2 | 20 | 23 | 56.6817
2029 | 2 | 21 | 0 | 53.9579
2029 | 2 | 21 | 1 | 54.65
2029 | 2 | 21 | 2 | 53.7348
2029 | 2 | 21 | 3 | 53.867
2029 | 2 | 21 | 4 | 54.5452
2029 | 2 | 21 | 5 | 55.4839
2029 | 2 | 21 | 6 | 57.8421
2029 | 2 | 21 | 7 | 62.8104
2029 | 2 | 21 | 8 | 70.4552
2029 | 2 | 21 | 9 | 67.1747
2029 | 2 | 21 | 10 | 59.8352
2029 | 2 | 21 | 11 | 53.8161
2029 | 2 | 21 | 12 | 49.8453
2029 | 2 | 21 | 13 | 50.3754
2029 | 2 | 21 | 14 | 50.8678
2029 | 2 | 21 | 15 | 50.5669
2029 | 2 | 21 | 16 | 51.4002
2029 | 2 | 21 | 17 | 57.4885
2029 | 2 | 21 | 18 | 69.9627
2029 | 2 | 21 | 19 | 71.8402
2029 | 2 | 21 | 20 | 71.2037
2029 | 2 | 21 | 21 | 69.2506
2029 | 2 | 21 | 22 | 66.6759
2029 | 2 | 21 | 23 | 63.5568
2029 | 2 | 22 | 0 | 62.3227
2029 | 2 | 22 | 1 | 59.8433
2029 | 2 | 22 | 2 | 58.8631
2029 | 2 | 22 | 3 | 58.7241
2029 | 2 | 22 | 4 | 59.0685
2029 | 2 | 22 | 5 | 59.6087
2029 | 2 | 22 | 6 | 60.1769
2029 | 2 | 22 | 7 | 64.6225
2029 | 2 | 22 | 8 | 71.0775
2029 | 2 | 22 | 9 | 68.2892
2029 | 2 | 22 | 10 | 62.7035
2029 | 2 | 22 | 11 | 58.0611
2029 | 2 | 22 | 12 | 54.2384
2029 | 2 | 22 | 13 | 54.4028
2029 | 2 | 22 | 14 | 54.0866
2029 | 2 | 22 | 15 | 53.4118
2029 | 2 | 22 | 16 | 53.6201
2029 | 2 | 22 | 17 | 58.3137
2029 | 2 | 22 | 18 | 69.3882
2029 | 2 | 22 | 19 | 70.9361
2029 | 2 | 22 | 20 | 70.204
2029 | 2 | 22 | 21 | 68.0258
2029 | 2 | 22 | 22 | 65.8503
2029 | 2 | 22 | 23 | 62.8332
2029 | 2 | 23 | 0 | 58.1086
2029 | 2 | 23 | 1 | 56.9936
2029 | 2 | 23 | 2 | 55.8645
2029 | 2 | 23 | 3 | 55.6578
2029 | 2 | 23 | 4 | 55.9202
2029 | 2 | 23 | 5 | 56.4919
2029 | 2 | 23 | 6 | 56.7988
2029 | 2 | 23 | 7 | 61.5469
2029 | 2 | 23 | 8 | 68.6769
2029 | 2 | 23 | 9 | 65.5173
2029 | 2 | 23 | 10 | 58.2927
2029 | 2 | 23 | 11 | 52.927
2029 | 2 | 23 | 12 | 52.1394
2029 | 2 | 23 | 13 | 53.2657
2029 | 2 | 23 | 14 | 53.5073
2029 | 2 | 23 | 15 | 53.0426
2029 | 2 | 23 | 16 | 54.6113
2029 | 2 | 23 | 17 | 60.4736
2029 | 2 | 23 | 18 | 67.7941
2029 | 2 | 23 | 19 | 68.7207
2029 | 2 | 23 | 20 | 67.5696
2029 | 2 | 23 | 21 | 65.5931
2029 | 2 | 23 | 22 | 63.6033
2029 | 2 | 23 | 23 | 60.6714
2029 | 2 | 24 | 0 | 56.4308
2029 | 2 | 24 | 1 | 55.3565
2029 | 2 | 24 | 2 | 54.5891
2029 | 2 | 24 | 3 | 54.4003
2029 | 2 | 24 | 4 | 54.7533
2029 | 2 | 24 | 5 | 55.2618
2029 | 2 | 24 | 6 | 54.833
2029 | 2 | 24 | 7 | 57.502
2029 | 2 | 24 | 8 | 62.1557
2029 | 2 | 24 | 9 | 61.0888
2029 | 2 | 24 | 10 | 58.0726
2029 | 2 | 24 | 11 | 53.9267
2029 | 2 | 24 | 12 | 51.06
2029 | 2 | 24 | 13 | 51.94
2029 | 2 | 24 | 14 | 51.9563
2029 | 2 | 24 | 15 | 51.5299
2029 | 2 | 24 | 16 | 51.7559
2029 | 2 | 24 | 17 | 55.7749
2029 | 2 | 24 | 18 | 67.8071
2029 | 2 | 24 | 19 | 69.5084
2029 | 2 | 24 | 20 | 66.8823
2029 | 2 | 24 | 21 | 64.1929
2029 | 2 | 24 | 22 | 62.1176
2029 | 2 | 24 | 23 | 59.9287
2029 | 2 | 25 | 0 | 58.4794
2029 | 2 | 25 | 1 | 54.199
2029 | 2 | 25 | 2 | 53.0252
2029 | 2 | 25 | 3 | 52.635
2029 | 2 | 25 | 4 | 52.5906
2029 | 2 | 25 | 5 | 52.5701
2029 | 2 | 25 | 6 | 51.8824
2029 | 2 | 25 | 7 | 53.132
2029 | 2 | 25 | 8 | 56.4401
2029 | 2 | 25 | 9 | 53.1612
2029 | 2 | 25 | 10 | 49.8339
2029 | 2 | 25 | 11 | 46.4286
2029 | 2 | 25 | 12 | 46.6754
2029 | 2 | 25 | 13 | 48.6153
2029 | 2 | 25 | 14 | 48.7626
2029 | 2 | 25 | 15 | 48.0221
2029 | 2 | 25 | 16 | 48.1564
2029 | 2 | 25 | 17 | 51.9889
2029 | 2 | 25 | 18 | 63.6194
2029 | 2 | 25 | 19 | 63.5393
2029 | 2 | 25 | 20 | 60.8862
2029 | 2 | 25 | 21 | 57.7276
2029 | 2 | 25 | 22 | 54.8913
2029 | 2 | 25 | 23 | 52.4377
2029 | 2 | 26 | 0 | 50.9292
2029 | 2 | 26 | 1 | 48.0915
2029 | 2 | 26 | 2 | 47.1698
2029 | 2 | 26 | 3 | 47.0679
2029 | 2 | 26 | 4 | 47.3699
2029 | 2 | 26 | 5 | 48.0432
2029 | 2 | 26 | 6 | 49.0562
2029 | 2 | 26 | 7 | 53.711
2029 | 2 | 26 | 8 | 61.0277
2029 | 2 | 26 | 9 | 58.8745
2029 | 2 | 26 | 10 | 53.8436
2029 | 2 | 26 | 11 | 50.3159
2029 | 2 | 26 | 12 | 49.126
2029 | 2 | 26 | 13 | 50.3858
2029 | 2 | 26 | 14 | 51.4558
2029 | 2 | 26 | 15 | 51.046
2029 | 2 | 26 | 16 | 51.4592
2029 | 2 | 26 | 17 | 57.1333
2029 | 2 | 26 | 18 | 66.5369
2029 | 2 | 26 | 19 | 64.4915
2029 | 2 | 26 | 20 | 62.3451
2029 | 2 | 26 | 21 | 59.3219
2029 | 2 | 26 | 22 | 56.4643
2029 | 2 | 26 | 23 | 53.5561
2029 | 2 | 27 | 0 | 51.5077
2029 | 2 | 27 | 1 | 49.1804
2029 | 2 | 27 | 2 | 48.0135
2029 | 2 | 27 | 3 | 47.9251
2029 | 2 | 27 | 4 | 48.3222
2029 | 2 | 27 | 5 | 49.0762
2029 | 2 | 27 | 6 | 50.9987
2029 | 2 | 27 | 7 | 56.1755
2029 | 2 | 27 | 8 | 64.1287
2029 | 2 | 27 | 9 | 62.6919
2029 | 2 | 27 | 10 | 57.0682
2029 | 2 | 27 | 11 | 52.1745
2029 | 2 | 27 | 12 | 49.9564
2029 | 2 | 27 | 13 | 50.391
2029 | 2 | 27 | 14 | 51.3632
2029 | 2 | 27 | 15 | 51.5482
2029 | 2 | 27 | 16 | 53.5365
2029 | 2 | 27 | 17 | 58.3102
2029 | 2 | 27 | 18 | 67.062
2029 | 2 | 27 | 19 | 66.1613
2029 | 2 | 27 | 20 | 64.693
2029 | 2 | 27 | 21 | 62.0142
2029 | 2 | 27 | 22 | 59.4289
2029 | 2 | 27 | 23 | 56.5834
2029 | 2 | 28 | 0 | 54.9347
2029 | 2 | 28 | 1 | 52.43
2029 | 2 | 28 | 2 | 51.4501
2029 | 2 | 28 | 3 | 51.458
2029 | 2 | 28 | 4 | 52.0074
2029 | 2 | 28 | 5 | 52.8234
2029 | 2 | 28 | 6 | 54.2546
2029 | 2 | 28 | 7 | 59.1816
2029 | 2 | 28 | 8 | 66.8185
2029 | 2 | 28 | 9 | 65.0816
2029 | 2 | 28 | 10 | 59.6103
2029 | 2 | 28 | 11 | 54.284
2029 | 2 | 28 | 12 | 52.878
2029 | 2 | 28 | 13 | 53.8281
2029 | 2 | 28 | 14 | 54.762
2029 | 2 | 28 | 15 | 54.6596
2029 | 2 | 28 | 16 | 56.1848
2029 | 2 | 28 | 17 | 62.0807
2029 | 2 | 28 | 18 | 71.2006
2029 | 2 | 28 | 19 | 70.222
2029 | 2 | 28 | 20 | 68.8193
2029 | 2 | 28 | 21 | 66.0983
2029 | 2 | 28 | 22 | 63.3667
2029 | 2 | 28 | 23 | 60.3605
2029 | 3 | 1 | 0 | 57.3907
2029 | 3 | 1 | 1 | 58.684
2029 | 3 | 1 | 2 | 57.9418
2029 | 3 | 1 | 3 | 58.2316
2029 | 3 | 1 | 4 | 59.0214
2029 | 3 | 1 | 5 | 59.9405
2029 | 3 | 1 | 6 | 62.3109
2029 | 3 | 1 | 7 | 67.2501
2029 | 3 | 1 | 8 | 73.0746
2029 | 3 | 1 | 9 | 67.7879
2029 | 3 | 1 | 10 | 60.1586
2029 | 3 | 1 | 11 | 53.8495
2029 | 3 | 1 | 12 | 51.1031
2029 | 3 | 1 | 13 | 51.3314
2029 | 3 | 1 | 14 | 51.273
2029 | 3 | 1 | 15 | 51.6504
2029 | 3 | 1 | 16 | 53.8573
2029 | 3 | 1 | 17 | 61.5564
2029 | 3 | 1 | 18 | 70.9055
2029 | 3 | 1 | 19 | 74.4736
2029 | 3 | 1 | 20 | 74.4784
2029 | 3 | 1 | 21 | 72.7461
2029 | 3 | 1 | 22 | 70.5162
2029 | 3 | 1 | 23 | 67.2962
2029 | 3 | 2 | 0 | 65.6035
2029 | 3 | 2 | 1 | 64.2366
2029 | 3 | 2 | 2 | 63.3344
2029 | 3 | 2 | 3 | 63.2224
2029 | 3 | 2 | 4 | 63.5556
2029 | 3 | 2 | 5 | 63.8415
2029 | 3 | 2 | 6 | 65.351
2029 | 3 | 2 | 7 | 70.0343
2029 | 3 | 2 | 8 | 75.3579
2029 | 3 | 2 | 9 | 69.2865
2029 | 3 | 2 | 10 | 60.8809
2029 | 3 | 2 | 11 | 55.8695
2029 | 3 | 2 | 12 | 55.9525
2029 | 3 | 2 | 13 | 55.9684
2029 | 3 | 2 | 14 | 54.6986
2029 | 3 | 2 | 15 | 53.727
2029 | 3 | 2 | 16 | 55.4324
2029 | 3 | 2 | 17 | 61.5081
2029 | 3 | 2 | 18 | 70.898
2029 | 3 | 2 | 19 | 71.7862
2029 | 3 | 2 | 20 | 70.743
2029 | 3 | 2 | 21 | 68.4419
2029 | 3 | 2 | 22 | 66.3734
2029 | 3 | 2 | 23 | 63.285
2029 | 3 | 3 | 0 | 59.6683
2029 | 3 | 3 | 1 | 55.6818
2029 | 3 | 3 | 2 | 54.4337
2029 | 3 | 3 | 3 | 53.851
2029 | 3 | 3 | 4 | 53.6728
2029 | 3 | 3 | 5 | 53.7314
2029 | 3 | 3 | 6 | 53.3872
2029 | 3 | 3 | 7 | 56.1821
2029 | 3 | 3 | 8 | 61.983
2029 | 3 | 3 | 9 | 61.2119
2029 | 3 | 3 | 10 | 56.0064
2029 | 3 | 3 | 11 | 52.7544
2029 | 3 | 3 | 12 | 51.8361
2029 | 3 | 3 | 13 | 51.9568
2029 | 3 | 3 | 14 | 50.6382
2029 | 3 | 3 | 15 | 50.57
2029 | 3 | 3 | 16 | 53.7036
2029 | 3 | 3 | 17 | 60.1091
2029 | 3 | 3 | 18 | 63.6526
2029 | 3 | 3 | 19 | 65.1587
2029 | 3 | 3 | 20 | 62.6046
2029 | 3 | 3 | 21 | 59.9464
2029 | 3 | 3 | 22 | 57.9876
2029 | 3 | 3 | 23 | 55.9342
2029 | 3 | 4 | 0 | 52.601
2029 | 3 | 4 | 1 | 53.0177
2029 | 3 | 4 | 2 | 52.241
2029 | 3 | 4 | 3 | 52.0097
2029 | 3 | 4 | 4 | 52.3334
2029 | 3 | 4 | 5 | 52.5646
2029 | 3 | 4 | 6 | 52.4349
2029 | 3 | 4 | 7 | 54.7423
2029 | 3 | 4 | 8 | 59.3595
2029 | 3 | 4 | 9 | 57.9212
2029 | 3 | 4 | 10 | 53.9787
2029 | 3 | 4 | 11 | 50.1567
2029 | 3 | 4 | 12 | 51.2263
2029 | 3 | 4 | 13 | 52.7308
2029 | 3 | 4 | 14 | 53.1226
2029 | 3 | 4 | 15 | 52.9185
2029 | 3 | 4 | 16 | 54.6972
2029 | 3 | 4 | 17 | 60.3062
2029 | 3 | 4 | 18 | 67.8959
2029 | 3 | 4 | 19 | 68.9826
2029 | 3 | 4 | 20 | 66.5572
2029 | 3 | 4 | 21 | 63.6192
2029 | 3 | 4 | 22 | 60.938
2029 | 3 | 4 | 23 | 58.4617
2029 | 3 | 5 | 0 | 57.099
2029 | 3 | 5 | 1 | 55.5751
2029 | 3 | 5 | 2 | 54.9484
2029 | 3 | 5 | 3 | 55.0399
2029 | 3 | 5 | 4 | 55.4846
2029 | 3 | 5 | 5 | 55.9701
2029 | 3 | 5 | 6 | 56.6684
2029 | 3 | 5 | 7 | 60.9738
2029 | 3 | 5 | 8 | 65.0872
2029 | 3 | 5 | 9 | 58.2383
2029 | 3 | 5 | 10 | 51.6986
2029 | 3 | 5 | 11 | 49.1991
2029 | 3 | 5 | 12 | 49.8674
2029 | 3 | 5 | 13 | 50.1068
2029 | 3 | 5 | 14 | 48.8508
2029 | 3 | 5 | 15 | 47.6487
2029 | 3 | 5 | 16 | 48.4368
2029 | 3 | 5 | 17 | 53.4156
2029 | 3 | 5 | 18 | 68.0844
2029 | 3 | 5 | 19 | 69.9556
2029 | 3 | 5 | 20 | 69.4086
2029 | 3 | 5 | 21 | 67.0066
2029 | 3 | 5 | 22 | 64.804
2029 | 3 | 5 | 23 | 62.1585
2029 | 3 | 6 | 0 | 55.8611
2029 | 3 | 6 | 1 | 54.7281
2029 | 3 | 6 | 2 | 53.7278
2029 | 3 | 6 | 3 | 53.6942
2029 | 3 | 6 | 4 | 53.9688
2029 | 3 | 6 | 5 | 54.4058
2029 | 3 | 6 | 6 | 54.4481
2029 | 3 | 6 | 7 | 58.9057
2029 | 3 | 6 | 8 | 63.0837
2029 | 3 | 6 | 9 | 56.7604
2029 | 3 | 6 | 10 | 49.7591
2029 | 3 | 6 | 11 | 46.1055
2029 | 3 | 6 | 12 | 45.4356
2029 | 3 | 6 | 13 | 46.5682
2029 | 3 | 6 | 14 | 46.1441
2029 | 3 | 6 | 15 | 45.239
2029 | 3 | 6 | 16 | 45.8482
2029 | 3 | 6 | 17 | 50.9929
2029 | 3 | 6 | 18 | 62.7984
2029 | 3 | 6 | 19 | 63.6361
2029 | 3 | 6 | 20 | 62.8015
2029 | 3 | 6 | 21 | 60.3544
2029 | 3 | 6 | 22 | 57.9078
2029 | 3 | 6 | 23 | 55.0368
2029 | 3 | 7 | 0 | 53.9103
2029 | 3 | 7 | 1 | 53.8947
2029 | 3 | 7 | 2 | 53.1725
2029 | 3 | 7 | 3 | 53.4526
2029 | 3 | 7 | 4 | 54.1541
2029 | 3 | 7 | 5 | 54.9604
2029 | 3 | 7 | 6 | 56.4168
2029 | 3 | 7 | 7 | 60.9265
2029 | 3 | 7 | 8 | 65.1329
2029 | 3 | 7 | 9 | 58.3245
2029 | 3 | 7 | 10 | 50.6023
2029 | 3 | 7 | 11 | 46.2984
2029 | 3 | 7 | 12 | 50.1737
2029 | 3 | 7 | 13 | 50.8146
2029 | 3 | 7 | 14 | 51.0477
2029 | 3 | 7 | 15 | 50.5807
2029 | 3 | 7 | 16 | 52.7438
2029 | 3 | 7 | 17 | 59.6489
2029 | 3 | 7 | 18 | 66.7281
2029 | 3 | 7 | 19 | 69.0879
2029 | 3 | 7 | 20 | 69.0485
2029 | 3 | 7 | 21 | 67.0622
2029 | 3 | 7 | 22 | 64.6297
2029 | 3 | 7 | 23 | 61.6996
2029 | 3 | 8 | 0 | 58.9655
2029 | 3 | 8 | 1 | 57.6136
2029 | 3 | 8 | 2 | 56.7643
2029 | 3 | 8 | 3 | 56.8402
2029 | 3 | 8 | 4 | 57.378
2029 | 3 | 8 | 5 | 58.0188
2029 | 3 | 8 | 6 | 59.7503
2029 | 3 | 8 | 7 | 64.2699
2029 | 3 | 8 | 8 | 68.9172
2029 | 3 | 8 | 9 | 64.1547
2029 | 3 | 8 | 10 | 58.0958
2029 | 3 | 8 | 11 | 53.528
2029 | 3 | 8 | 12 | 52.3638
2029 | 3 | 8 | 13 | 52.793
2029 | 3 | 8 | 14 | 52.9136
2029 | 3 | 8 | 15 | 52.2532
2029 | 3 | 8 | 16 | 53.1526
2029 | 3 | 8 | 17 | 58.8355
2029 | 3 | 8 | 18 | 67.4356
2029 | 3 | 8 | 19 | 69.765
2029 | 3 | 8 | 20 | 69.7079
2029 | 3 | 8 | 21 | 67.5487
2029 | 3 | 8 | 22 | 65.2706
2029 | 3 | 8 | 23 | 62.1984
2029 | 3 | 9 | 0 | 59.5739
2029 | 3 | 9 | 1 | 59.9064
2029 | 3 | 9 | 2 | 59.0601
2029 | 3 | 9 | 3 | 59.1253
2029 | 3 | 9 | 4 | 59.6406
2029 | 3 | 9 | 5 | 60.2348
2029 | 3 | 9 | 6 | 62.3116
2029 | 3 | 9 | 7 | 66.685
2029 | 3 | 9 | 8 | 70.1079
2029 | 3 | 9 | 9 | 62.868
2029 | 3 | 9 | 10 | 55.0893
2029 | 3 | 9 | 11 | 50.1443
2029 | 3 | 9 | 12 | 49.2101
2029 | 3 | 9 | 13 | 50.6496
2029 | 3 | 9 | 14 | 50.1886
2029 | 3 | 9 | 15 | 48.7421
2029 | 3 | 9 | 16 | 48.6663
2029 | 3 | 9 | 17 | 53.9193
2029 | 3 | 9 | 18 | 65.24
2029 | 3 | 9 | 19 | 68.9167
2029 | 3 | 9 | 20 | 69.2403
2029 | 3 | 9 | 21 | 67.5168
2029 | 3 | 9 | 22 | 65.5702
2029 | 3 | 9 | 23 | 62.5114
2029 | 3 | 10 | 0 | 60.2169
2029 | 3 | 10 | 1 | 60.159
2029 | 3 | 10 | 2 | 59.4636
2029 | 3 | 10 | 3 | 59.401
2029 | 3 | 10 | 4 | 59.7017
2029 | 3 | 10 | 5 | 60.116
2029 | 3 | 10 | 6 | 60.4492
2029 | 3 | 10 | 7 | 62.5678
2029 | 3 | 10 | 8 | 63.8159
2029 | 3 | 10 | 9 | 59.1727
2029 | 3 | 10 | 10 | 55.7288
2029 | 3 | 10 | 11 | 52.5159
2029 | 3 | 10 | 12 | 51.6297
2029 | 3 | 10 | 13 | 52.3503
2029 | 3 | 10 | 14 | 51.4076
2029 | 3 | 10 | 15 | 50.5315
2029 | 3 | 10 | 16 | 51.0553
2029 | 3 | 10 | 17 | 55.2918
2029 | 3 | 10 | 18 | 67.2438
2029 | 3 | 10 | 19 | 70.31
2029 | 3 | 10 | 20 | 68.5875
2029 | 3 | 10 | 21 | 65.9774
2029 | 3 | 10 | 22 | 63.8666
2029 | 3 | 10 | 23 | 61.6874
2029 | 3 | 11 | 0 | 59.7025
2029 | 3 | 11 | 1 | 56.9244
2029 | 3 | 11 | 2 | 56.8432
2029 | 3 | 11 | 3 | 57.0008
2029 | 3 | 11 | 4 | 57.4906
2029 | 3 | 11 | 5 | 58.9474
2029 | 3 | 11 | 6 | 60.9014
2029 | 3 | 11 | 7 | 62.3763
2029 | 3 | 11 | 8 | 59.4051
2029 | 3 | 11 | 9 | 52.614
2029 | 3 | 11 | 10 | 51.3018
2029 | 3 | 11 | 11 | 48.6297
2029 | 3 | 11 | 12 | 48.5158
2029 | 3 | 11 | 13 | 49.1869
2029 | 3 | 11 | 14 | 47.9357
2029 | 3 | 11 | 15 | 47.9884
2029 | 3 | 11 | 16 | 50.2321
2029 | 3 | 11 | 17 | 53.6183
2029 | 3 | 11 | 18 | 63.0638
2029 | 3 | 11 | 19 | 66.3272
2029 | 3 | 11 | 20 | 64.3221
2029 | 3 | 11 | 21 | 60.8595
2029 | 3 | 11 | 22 | 57.2117
2029 | 3 | 11 | 23 | 54.4306
2029 | 3 | 12 | 0 | 54.4074
2029 | 3 | 12 | 1 | 54.8031
2029 | 3 | 12 | 2 | 54.9365
2029 | 3 | 12 | 3 | 55.3716
2029 | 3 | 12 | 4 | 56.1212
2029 | 3 | 12 | 5 | 57.9267
2029 | 3 | 12 | 6 | 60.7804
2029 | 3 | 12 | 7 | 66.0101
2029 | 3 | 12 | 8 | 68.3444
2029 | 3 | 12 | 9 | 60.2069
2029 | 3 | 12 | 10 | 54.0757
2029 | 3 | 12 | 11 | 50.9995
2029 | 3 | 12 | 12 | 48.6114
2029 | 3 | 12 | 13 | 48.9393
2029 | 3 | 12 | 14 | 47.726
2029 | 3 | 12 | 15 | 47.0386
2029 | 3 | 12 | 16 | 47.9002
2029 | 3 | 12 | 17 | 51.0141
2029 | 3 | 12 | 18 | 60.1582
2029 | 3 | 12 | 19 | 64.4403
2029 | 3 | 12 | 20 | 64.2693
2029 | 3 | 12 | 21 | 61.3956
2029 | 3 | 12 | 22 | 58.0243
2029 | 3 | 12 | 23 | 54.858
2029 | 3 | 13 | 0 | 54.2094
2029 | 3 | 13 | 1 | 52.3679
2029 | 3 | 13 | 2 | 51.9885
2029 | 3 | 13 | 3 | 52.1521
2029 | 3 | 13 | 4 | 52.6582
2029 | 3 | 13 | 5 | 54.3092
2029 | 3 | 13 | 6 | 57.3438
2029 | 3 | 13 | 7 | 62.8065
2029 | 3 | 13 | 8 | 65.8395
2029 | 3 | 13 | 9 | 60.4112
2029 | 3 | 13 | 10 | 55.2967
2029 | 3 | 13 | 11 | 51.5014
2029 | 3 | 13 | 12 | 51.4332
2029 | 3 | 13 | 13 | 51.3049
2029 | 3 | 13 | 14 | 50.7153
2029 | 3 | 13 | 15 | 51.117
2029 | 3 | 13 | 16 | 54.4379
2029 | 3 | 13 | 17 | 58.739
2029 | 3 | 13 | 18 | 62.0578
2029 | 3 | 13 | 19 | 61.8403
2029 | 3 | 13 | 20 | 60.3708
2029 | 3 | 13 | 21 | 56.8799
2029 | 3 | 13 | 22 | 53.2438
2029 | 3 | 13 | 23 | 50.012
2029 | 3 | 14 | 0 | 51.2746
2029 | 3 | 14 | 1 | 48.7772
2029 | 3 | 14 | 2 | 48.3259
2029 | 3 | 14 | 3 | 48.4019
2029 | 3 | 14 | 4 | 48.873
2029 | 3 | 14 | 5 | 50.5439
2029 | 3 | 14 | 6 | 53.9873
2029 | 3 | 14 | 7 | 59.2612
2029 | 3 | 14 | 8 | 62.3269
2029 | 3 | 14 | 9 | 57.0281
2029 | 3 | 14 | 10 | 52.2311
2029 | 3 | 14 | 11 | 48.7686
2029 | 3 | 14 | 12 | 48.419
2029 | 3 | 14 | 13 | 48.876
2029 | 3 | 14 | 14 | 48.3498
2029 | 3 | 14 | 15 | 47.9007
2029 | 3 | 14 | 16 | 50.4646
2029 | 3 | 14 | 17 | 55.2221
2029 | 3 | 14 | 18 | 58.0977
2029 | 3 | 14 | 19 | 58.9144
2029 | 3 | 14 | 20 | 57.8117
2029 | 3 | 14 | 21 | 54.5385
2029 | 3 | 14 | 22 | 50.9228
2029 | 3 | 14 | 23 | 47.7311
2029 | 3 | 15 | 0 | 48.5706
2029 | 3 | 15 | 1 | 46.493
2029 | 3 | 15 | 2 | 46.0011
2029 | 3 | 15 | 3 | 46.0924
2029 | 3 | 15 | 4 | 46.5987
2029 | 3 | 15 | 5 | 48.4417
2029 | 3 | 15 | 6 | 52.4079
2029 | 3 | 15 | 7 | 57.5295
2029 | 3 | 15 | 8 | 59.5653
2029 | 3 | 15 | 9 | 53.977
2029 | 3 | 15 | 10 | 49.8999
2029 | 3 | 15 | 11 | 46.5159
2029 | 3 | 15 | 12 | 45.7209
2029 | 3 | 15 | 13 | 46.3703
2029 | 3 | 15 | 14 | 46.1923
2029 | 3 | 15 | 15 | 46.1778
2029 | 3 | 15 | 16 | 48.8223
2029 | 3 | 15 | 17 | 53.3466
2029 | 3 | 15 | 18 | 60.3173
2029 | 3 | 15 | 19 | 60.5181
2029 | 3 | 15 | 20 | 59.1811
2029 | 3 | 15 | 21 | 55.9088
2029 | 3 | 15 | 22 | 52.567
2029 | 3 | 15 | 23 | 49.4225
2029 | 3 | 16 | 0 | 48.3101
2029 | 3 | 16 | 1 | 46.4605
2029 | 3 | 16 | 2 | 45.9592
2029 | 3 | 16 | 3 | 46.0215
2029 | 3 | 16 | 4 | 46.5398
2029 | 3 | 16 | 5 | 48.3536
2029 | 3 | 16 | 6 | 51.5062
2029 | 3 | 16 | 7 | 57.2538
2029 | 3 | 16 | 8 | 60.8264
2029 | 3 | 16 | 9 | 55.4123
2029 | 3 | 16 | 10 | 49.6885
2029 | 3 | 16 | 11 | 45.698
2029 | 3 | 16 | 12 | 45.5154
2029 | 3 | 16 | 13 | 46.291
2029 | 3 | 16 | 14 | 45.3773
2029 | 3 | 16 | 15 | 45.2334
2029 | 3 | 16 | 16 | 48.6358
2029 | 3 | 16 | 17 | 53.9537
2029 | 3 | 16 | 18 | 55.0436
2029 | 3 | 16 | 19 | 56.8073
2029 | 3 | 16 | 20 | 55.8808
2029 | 3 | 16 | 21 | 52.907
2029 | 3 | 16 | 22 | 49.9581
2029 | 3 | 16 | 23 | 46.8812
2029 | 3 | 17 | 0 | 47.3185
2029 | 3 | 17 | 1 | 44.3141
2029 | 3 | 17 | 2 | 43.4379
2029 | 3 | 17 | 3 | 42.9818
2029 | 3 | 17 | 4 | 42.9328
2029 | 3 | 17 | 5 | 43.6561
2029 | 3 | 17 | 6 | 45.1189
2029 | 3 | 17 | 7 | 47.3964
2029 | 3 | 17 | 8 | 47.6542
2029 | 3 | 17 | 9 | 41.8039
2029 | 3 | 17 | 10 | 39.9551
2029 | 3 | 17 | 11 | 39.9179
2029 | 3 | 17 | 12 | 41.3246
2029 | 3 | 17 | 13 | 41.6104
2029 | 3 | 17 | 14 | 38.4307
2029 | 3 | 17 | 15 | 37.2142
2029 | 3 | 17 | 16 | 39.7521
2029 | 3 | 17 | 17 | 45.1104
2029 | 3 | 17 | 18 | 49.089
2029 | 3 | 17 | 19 | 50.3293
2029 | 3 | 17 | 20 | 48.1148
2029 | 3 | 17 | 21 | 44.441
2029 | 3 | 17 | 22 | 41.6869
2029 | 3 | 17 | 23 | 39.426
2029 | 3 | 18 | 0 | 38.351
2029 | 3 | 18 | 1 | 37.1022
2029 | 3 | 18 | 2 | 36.6339
2029 | 3 | 18 | 3 | 36.6214
2029 | 3 | 18 | 4 | 36.8966
2029 | 3 | 18 | 5 | 37.7227
2029 | 3 | 18 | 6 | 39.7262
2029 | 3 | 18 | 7 | 43.2191
2029 | 3 | 18 | 8 | 48.1969
2029 | 3 | 18 | 9 | 43.679
2029 | 3 | 18 | 10 | 37.488
2029 | 3 | 18 | 11 | 32.4954
2029 | 3 | 18 | 12 | 32.4753
2029 | 3 | 18 | 13 | 34.6202
2029 | 3 | 18 | 14 | 35.4214
2029 | 3 | 18 | 15 | 36.1599
2029 | 3 | 18 | 16 | 38.6829
2029 | 3 | 18 | 17 | 44.5507
2029 | 3 | 18 | 18 | 49.493
2029 | 3 | 18 | 19 | 50.0451
2029 | 3 | 18 | 20 | 48.5701
2029 | 3 | 18 | 21 | 44.9623
2029 | 3 | 18 | 22 | 41.7896
2029 | 3 | 18 | 23 | 39.2539
2029 | 3 | 19 | 0 | 38.206
2029 | 3 | 19 | 1 | 38.8578
2029 | 3 | 19 | 2 | 38.7001
2029 | 3 | 19 | 3 | 39.0013
2029 | 3 | 19 | 4 | 39.627
2029 | 3 | 19 | 5 | 41.6575
2029 | 3 | 19 | 6 | 45.5404
2029 | 3 | 19 | 7 | 50.689
2029 | 3 | 19 | 8 | 52.3634
2029 | 3 | 19 | 9 | 45.0176
2029 | 3 | 19 | 10 | 41.0834
2029 | 3 | 19 | 11 | 39.4002
2029 | 3 | 19 | 12 | 39.7547
2029 | 3 | 19 | 13 | 41.7212
2029 | 3 | 19 | 14 | 40.1397
2029 | 3 | 19 | 15 | 39.5741
2029 | 3 | 19 | 16 | 40.9026
2029 | 3 | 19 | 17 | 45.3054
2029 | 3 | 19 | 18 | 51.6956
2029 | 3 | 19 | 19 | 53.8136
2029 | 3 | 19 | 20 | 53.2449
2029 | 3 | 19 | 21 | 49.746
2029 | 3 | 19 | 22 | 46.4254
2029 | 3 | 19 | 23 | 43.2024
2029 | 3 | 20 | 0 | 41.1771
2029 | 3 | 20 | 1 | 38.2533
2029 | 3 | 20 | 2 | 37.8477
2029 | 3 | 20 | 3 | 38.0271
2029 | 3 | 20 | 4 | 38.505
2029 | 3 | 20 | 5 | 40.3377
2029 | 3 | 20 | 6 | 43.4513
2029 | 3 | 20 | 7 | 49.0331
2029 | 3 | 20 | 8 | 52.5706
2029 | 3 | 20 | 9 | 47.4167
2029 | 3 | 20 | 10 | 42.5066
2029 | 3 | 20 | 11 | 38.7877
2029 | 3 | 20 | 12 | 40.2178
2029 | 3 | 20 | 13 | 41.3828
2029 | 3 | 20 | 14 | 40.93
2029 | 3 | 20 | 15 | 41.1778
2029 | 3 | 20 | 16 | 44.9671
2029 | 3 | 20 | 17 | 49.967
2029 | 3 | 20 | 18 | 54.7189
2029 | 3 | 20 | 19 | 53.2472
2029 | 3 | 20 | 20 | 51.4483
2029 | 3 | 20 | 21 | 47.5634
2029 | 3 | 20 | 22 | 43.8476
2029 | 3 | 20 | 23 | 40.8053
2029 | 3 | 21 | 0 | 41.0991
2029 | 3 | 21 | 1 | 40.8711
2029 | 3 | 21 | 2 | 40.4407
2029 | 3 | 21 | 3 | 40.6206
2029 | 3 | 21 | 4 | 41.2172
2029 | 3 | 21 | 5 | 43.1734
2029 | 3 | 21 | 6 | 46.628
2029 | 3 | 21 | 7 | 51.907
2029 | 3 | 21 | 8 | 54.0514
2029 | 3 | 21 | 9 | 47.9602
2029 | 3 | 21 | 10 | 43.757
2029 | 3 | 21 | 11 | 40.6559
2029 | 3 | 21 | 12 | 41.2947
2029 | 3 | 21 | 13 | 43.5821
2029 | 3 | 21 | 14 | 43.3374
2029 | 3 | 21 | 15 | 43.1644
2029 | 3 | 21 | 16 | 45.3344
2029 | 3 | 21 | 17 | 50.3284
2029 | 3 | 21 | 18 | 55.4484
2029 | 3 | 21 | 19 | 56.2126
2029 | 3 | 21 | 20 | 55.2355
2029 | 3 | 21 | 21 | 51.76
2029 | 3 | 21 | 22 | 48.2875
2029 | 3 | 21 | 23 | 45.2152
2029 | 3 | 22 | 0 | 43.6022
2029 | 3 | 22 | 1 | 44.5918
2029 | 3 | 22 | 2 | 44.3909
2029 | 3 | 22 | 3 | 44.8068
2029 | 3 | 22 | 4 | 45.6468
2029 | 3 | 22 | 5 | 47.8655
2029 | 3 | 22 | 6 | 51.0616
2029 | 3 | 22 | 7 | 56.595
2029 | 3 | 22 | 8 | 59.0764
2029 | 3 | 22 | 9 | 52.9349
2029 | 3 | 22 | 10 | 48.415
2029 | 3 | 22 | 11 | 43.9559
2029 | 3 | 22 | 12 | 44.2558
2029 | 3 | 22 | 13 | 46.0208
2029 | 3 | 22 | 14 | 46.2861
2029 | 3 | 22 | 15 | 46.9189
2029 | 3 | 22 | 16 | 49.9247
2029 | 3 | 22 | 17 | 55.1334
2029 | 3 | 22 | 18 | 57.0096
2029 | 3 | 22 | 19 | 59.7104
2029 | 3 | 22 | 20 | 59.535
2029 | 3 | 22 | 21 | 56.5383
2029 | 3 | 22 | 22 | 53.2934
2029 | 3 | 22 | 23 | 50.1174
2029 | 3 | 23 | 0 | 49.6896
2029 | 3 | 23 | 1 | 49.1727
2029 | 3 | 23 | 2 | 48.9298
2029 | 3 | 23 | 3 | 49.2105
2029 | 3 | 23 | 4 | 49.9785
2029 | 3 | 23 | 5 | 51.982
2029 | 3 | 23 | 6 | 56.1041
2029 | 3 | 23 | 7 | 61.1135
2029 | 3 | 23 | 8 | 61.4131
2029 | 3 | 23 | 9 | 55.0756
2029 | 3 | 23 | 10 | 52.1745
2029 | 3 | 23 | 11 | 47.8541
2029 | 3 | 23 | 12 | 47.9714
2029 | 3 | 23 | 13 | 49.7261
2029 | 3 | 23 | 14 | 49.3138
2029 | 3 | 23 | 15 | 49.4729
2029 | 3 | 23 | 16 | 52.3207
2029 | 3 | 23 | 17 | 56.8994
2029 | 3 | 23 | 18 | 63.8456
2029 | 3 | 23 | 19 | 63.7585
2029 | 3 | 23 | 20 | 62.5248
2029 | 3 | 23 | 21 | 59.044
2029 | 3 | 23 | 22 | 55.9311
2029 | 3 | 23 | 23 | 52.793
2029 | 3 | 24 | 0 | 50.2711
2029 | 3 | 24 | 1 | 50.3049
2029 | 3 | 24 | 2 | 49.8852
2029 | 3 | 24 | 3 | 49.8835
2029 | 3 | 24 | 4 | 50.2509
2029 | 3 | 24 | 5 | 51.5807
2029 | 3 | 24 | 6 | 53.5734
2029 | 3 | 24 | 7 | 56.5942
2029 | 3 | 24 | 8 | 57.2736
2029 | 3 | 24 | 9 | 53.0148
2029 | 3 | 24 | 10 | 51.7149
2029 | 3 | 24 | 11 | 48.4267
2029 | 3 | 24 | 12 | 43.8245
2029 | 3 | 24 | 13 | 44.422
2029 | 3 | 24 | 14 | 43.3097
2029 | 3 | 24 | 15 | 43.2305
2029 | 3 | 24 | 16 | 46.0867
2029 | 3 | 24 | 17 | 50.2373
2029 | 3 | 24 | 18 | 55.9812
2029 | 3 | 24 | 19 | 59.4362
2029 | 3 | 24 | 20 | 58.4057
2029 | 3 | 24 | 21 | 55.1871
2029 | 3 | 24 | 22 | 52.5259
2029 | 3 | 24 | 23 | 50.3235
2029 | 3 | 25 | 0 | 49.7374
2029 | 3 | 25 | 1 | 48.2527
2029 | 3 | 25 | 2 | 47.9071
2029 | 3 | 25 | 3 | 47.9236
2029 | 3 | 25 | 4 | 48.2913
2029 | 3 | 25 | 5 | 49.448
2029 | 3 | 25 | 6 | 50.9839
2029 | 3 | 25 | 7 | 52.658
2029 | 3 | 25 | 8 | 50.773
2029 | 3 | 25 | 9 | 43.6205
2029 | 3 | 25 | 10 | 41.4341
2029 | 3 | 25 | 11 | 39.3648
2029 | 3 | 25 | 12 | 39.3665
2029 | 3 | 25 | 13 | 41.8602
2029 | 3 | 25 | 14 | 41.1939
2029 | 3 | 25 | 15 | 40.2841
2029 | 3 | 25 | 16 | 41
2029 | 3 | 25 | 17 | 43.6859
2029 | 3 | 25 | 18 | 54.5235
2029 | 3 | 25 | 19 | 56.7888
2029 | 3 | 25 | 20 | 55.6793
2029 | 3 | 25 | 21 | 52.1103
2029 | 3 | 25 | 22 | 48.6843
2029 | 3 | 25 | 23 | 46.1436
2029 | 3 | 26 | 0 | 45.8553
2029 | 3 | 26 | 1 | 44.1214
2029 | 3 | 26 | 2 | 43.923
2029 | 3 | 26 | 3 | 44.133
2029 | 3 | 26 | 4 | 44.6907
2029 | 3 | 26 | 5 | 46.5942
2029 | 3 | 26 | 6 | 50.4044
2029 | 3 | 26 | 7 | 55.2788
2029 | 3 | 26 | 8 | 56.7321
2029 | 3 | 26 | 9 | 51.3282
2029 | 3 | 26 | 10 | 49.1168
2029 | 3 | 26 | 11 | 46.8893
2029 | 3 | 26 | 12 | 47.2156
2029 | 3 | 26 | 13 | 49.0878
2029 | 3 | 26 | 14 | 49.1158
2029 | 3 | 26 | 15 | 48.743
2029 | 3 | 26 | 16 | 50.3079
2029 | 3 | 26 | 17 | 53.6616
2029 | 3 | 26 | 18 | 61.3517
2029 | 3 | 26 | 19 | 59.6422
2029 | 3 | 26 | 20 | 58.1053
2029 | 3 | 26 | 21 | 54.1866
2029 | 3 | 26 | 22 | 50.3515
2029 | 3 | 26 | 23 | 47.2946
2029 | 3 | 27 | 0 | 46.4186
2029 | 3 | 27 | 1 | 46.1188
2029 | 3 | 27 | 2 | 45.9561
2029 | 3 | 27 | 3 | 46.5043
2029 | 3 | 27 | 4 | 47.4514
2029 | 3 | 27 | 5 | 49.7356
2029 | 3 | 27 | 6 | 54.087
2029 | 3 | 27 | 7 | 59.2584
2029 | 3 | 27 | 8 | 60.4963
2029 | 3 | 27 | 9 | 55.3148
2029 | 3 | 27 | 10 | 52.5204
2029 | 3 | 27 | 11 | 48.1163
2029 | 3 | 27 | 12 | 47.0709
2029 | 3 | 27 | 13 | 48.4518
2029 | 3 | 27 | 14 | 48.9288
2029 | 3 | 27 | 15 | 49.5355
2029 | 3 | 27 | 16 | 52.4755
2029 | 3 | 27 | 17 | 55.7866
2029 | 3 | 27 | 18 | 60.2336
2029 | 3 | 27 | 19 | 63.7811
2029 | 3 | 27 | 20 | 64.2413
2029 | 3 | 27 | 21 | 61.5139
2029 | 3 | 27 | 22 | 58.1957
2029 | 3 | 27 | 23 | 55.1611
2029 | 3 | 28 | 0 | 53.2112
2029 | 3 | 28 | 1 | 52.7313
2029 | 3 | 28 | 2 | 52.7533
2029 | 3 | 28 | 3 | 53.2795
2029 | 3 | 28 | 4 | 54.2109
2029 | 3 | 28 | 5 | 56.3089
2029 | 3 | 28 | 6 | 59.6154
2029 | 3 | 28 | 7 | 64.1013
2029 | 3 | 28 | 8 | 63.9786
2029 | 3 | 28 | 9 | 57.3393
2029 | 3 | 28 | 10 | 54.4736
2029 | 3 | 28 | 11 | 50.7531
2029 | 3 | 28 | 12 | 52.5754
2029 | 3 | 28 | 13 | 53.862
2029 | 3 | 28 | 14 | 53.8767
2029 | 3 | 28 | 15 | 53.5143
2029 | 3 | 28 | 16 | 55.3327
2029 | 3 | 28 | 17 | 58.8534
2029 | 3 | 28 | 18 | 62.2048
2029 | 3 | 28 | 19 | 64.3
2029 | 3 | 28 | 20 | 64.3636
2029 | 3 | 28 | 21 | 61.2388
2029 | 3 | 28 | 22 | 57.5303
2029 | 3 | 28 | 23 | 54.2159
2029 | 3 | 29 | 0 | 53.7422
2029 | 3 | 29 | 1 | 53.8886
2029 | 3 | 29 | 2 | 53.7687
2029 | 3 | 29 | 3 | 54.144
2029 | 3 | 29 | 4 | 54.8297
2029 | 3 | 29 | 5 | 56.8388
2029 | 3 | 29 | 6 | 60.4531
2029 | 3 | 29 | 7 | 63.9021
2029 | 3 | 29 | 8 | 60.7914
2029 | 3 | 29 | 9 | 52.9447
2029 | 3 | 29 | 10 | 51.5444
2029 | 3 | 29 | 11 | 48.4806
2029 | 3 | 29 | 12 | 48.0951
2029 | 3 | 29 | 13 | 50.5146
2029 | 3 | 29 | 14 | 50.577
2029 | 3 | 29 | 15 | 49.6096
2029 | 3 | 29 | 16 | 49.3558
2029 | 3 | 29 | 17 | 51.6195
2029 | 3 | 29 | 18 | 59.7128
2029 | 3 | 29 | 19 | 63.325
2029 | 3 | 29 | 20 | 63.8824
2029 | 3 | 29 | 21 | 61.2785
2029 | 3 | 29 | 22 | 57.9265
2029 | 3 | 29 | 23 | 54.6145
2029 | 3 | 30 | 0 | 51.8226
2029 | 3 | 30 | 1 | 52.1908
2029 | 3 | 30 | 2 | 52.1448
2029 | 3 | 30 | 3 | 52.4638
2029 | 3 | 30 | 4 | 53.0527
2029 | 3 | 30 | 5 | 54.2675
2029 | 3 | 30 | 6 | 55.602
2029 | 3 | 30 | 7 | 57.2287
2029 | 3 | 30 | 8 | 55.9292
2029 | 3 | 30 | 9 | 49.6512
2029 | 3 | 30 | 10 | 46.588
2029 | 3 | 30 | 11 | 45.0236
2029 | 3 | 30 | 12 | 44.1104
2029 | 3 | 30 | 13 | 43.7553
2029 | 3 | 30 | 14 | 43.2505
2029 | 3 | 30 | 15 | 43.5902
2029 | 3 | 30 | 16 | 44.682
2029 | 3 | 30 | 17 | 48.3564
2029 | 3 | 30 | 18 | 56.4559
2029 | 3 | 30 | 19 | 61.3076
2029 | 3 | 30 | 20 | 62.3185
2029 | 3 | 30 | 21 | 59.9094
2029 | 3 | 30 | 22 | 57.5527
2029 | 3 | 30 | 23 | 54.9223
2029 | 3 | 31 | 0 | 52.9376
2029 | 3 | 31 | 1 | 53.1939
2029 | 3 | 31 | 2 | 53.0711
2029 | 3 | 31 | 3 | 53.2855
2029 | 3 | 31 | 4 | 53.7793
2029 | 3 | 31 | 5 | 55.3819
2029 | 3 | 31 | 6 | 57.5401
2029 | 3 | 31 | 7 | 59.517
2029 | 3 | 31 | 8 | 57.8336
2029 | 3 | 31 | 9 | 55.0401
2029 | 3 | 31 | 10 | 56.6375
2029 | 3 | 31 | 11 | 53.3196
2029 | 3 | 31 | 12 | 52.5643
2029 | 3 | 31 | 13 | 53.6803
2029 | 3 | 31 | 14 | 53.7263
2029 | 3 | 31 | 15 | 53.1616
2029 | 3 | 31 | 16 | 55.0991
2029 | 3 | 31 | 17 | 56.5806
2029 | 3 | 31 | 18 | 60.3966
2029 | 3 | 31 | 19 | 62.7746
2029 | 3 | 31 | 20 | 61.4204
2029 | 3 | 31 | 21 | 58.1995
2029 | 3 | 31 | 22 | 54.8852
2029 | 3 | 31 | 23 | 52.413
2029 | 4 | 1 | 0 | 51.6715
2029 | 4 | 1 | 1 | 51.8944
2029 | 4 | 1 | 2 | 51.8088
2029 | 4 | 1 | 3 | 51.8239
2029 | 4 | 1 | 4 | 52.2263
2029 | 4 | 1 | 5 | 53.0342
2029 | 4 | 1 | 6 | 54.1274
2029 | 4 | 1 | 7 | 55.2033
2029 | 4 | 1 | 8 | 51.726
2029 | 4 | 1 | 9 | 47.5261
2029 | 4 | 1 | 10 | 44.9567
2029 | 4 | 1 | 11 | 43.7699
2029 | 4 | 1 | 12 | 43.8813
2029 | 4 | 1 | 13 | 45.3409
2029 | 4 | 1 | 14 | 44.7119
2029 | 4 | 1 | 15 | 44.7163
2029 | 4 | 1 | 16 | 44.7699
2029 | 4 | 1 | 17 | 45.5454
2029 | 4 | 1 | 18 | 50.5149
2029 | 4 | 1 | 19 | 54.8365
2029 | 4 | 1 | 20 | 56.4144
2029 | 4 | 1 | 21 | 53.9719
2029 | 4 | 1 | 22 | 51.4289
2029 | 4 | 1 | 23 | 49.6257
2029 | 4 | 2 | 0 | 47.7646
2029 | 4 | 2 | 1 | 49.7046
2029 | 4 | 2 | 2 | 49.8954
2029 | 4 | 2 | 3 | 50.2609
2029 | 4 | 2 | 4 | 51.1542
2029 | 4 | 2 | 5 | 52.5679
2029 | 4 | 2 | 6 | 54.962
2029 | 4 | 2 | 7 | 57.6196
2029 | 4 | 2 | 8 | 55.1547
2029 | 4 | 2 | 9 | 45.1373
2029 | 4 | 2 | 10 | 42.3438
2029 | 4 | 2 | 11 | 40.0823
2029 | 4 | 2 | 12 | 46.3611
2029 | 4 | 2 | 13 | 47.7168
2029 | 4 | 2 | 14 | 49.5282
2029 | 4 | 2 | 15 | 49.8306
2029 | 4 | 2 | 16 | 49.4602
2029 | 4 | 2 | 17 | 49.4096
2029 | 4 | 2 | 18 | 59.0839
2029 | 4 | 2 | 19 | 62.6365
2029 | 4 | 2 | 20 | 63.5627
2029 | 4 | 2 | 21 | 60.0796
2029 | 4 | 2 | 22 | 56.2447
2029 | 4 | 2 | 23 | 53.1302
2029 | 4 | 3 | 0 | 52.5712
2029 | 4 | 3 | 1 | 50.5497
2029 | 4 | 3 | 2 | 50.1446
2029 | 4 | 3 | 3 | 50.223
2029 | 4 | 3 | 4 | 50.7806
2029 | 4 | 3 | 5 | 52.5631
2029 | 4 | 3 | 6 | 55.8834
2029 | 4 | 3 | 7 | 60.2915
2029 | 4 | 3 | 8 | 62.5655
2029 | 4 | 3 | 9 | 58.4382
2029 | 4 | 3 | 10 | 53.0105
2029 | 4 | 3 | 11 | 49.848
2029 | 4 | 3 | 12 | 49.5382
2029 | 4 | 3 | 13 | 50.2646
2029 | 4 | 3 | 14 | 49.534
2029 | 4 | 3 | 15 | 50.8889
2029 | 4 | 3 | 16 | 54.0793
2029 | 4 | 3 | 17 | 57.1476
2029 | 4 | 3 | 18 | 60.5329
2029 | 4 | 3 | 19 | 59.4113
2029 | 4 | 3 | 20 | 59.2682
2029 | 4 | 3 | 21 | 55.4174
2029 | 4 | 3 | 22 | 51.6218
2029 | 4 | 3 | 23 | 48.5033
2029 | 4 | 4 | 0 | 50.178
2029 | 4 | 4 | 1 | 47.6708
2029 | 4 | 4 | 2 | 47.2851
2029 | 4 | 4 | 3 | 47.3837
2029 | 4 | 4 | 4 | 47.9812
2029 | 4 | 4 | 5 | 49.865
2029 | 4 | 4 | 6 | 53.442
2029 | 4 | 4 | 7 | 57.4978
2029 | 4 | 4 | 8 | 59.584
2029 | 4 | 4 | 9 | 55.6079
2029 | 4 | 4 | 10 | 50.2939
2029 | 4 | 4 | 11 | 47.2038
2029 | 4 | 4 | 12 | 46.1871
2029 | 4 | 4 | 13 | 47.5606
2029 | 4 | 4 | 14 | 47.3799
2029 | 4 | 4 | 15 | 47.79
2029 | 4 | 4 | 16 | 49.8247
2029 | 4 | 4 | 17 | 53.1788
2029 | 4 | 4 | 18 | 56.6682
2029 | 4 | 4 | 19 | 57.517
2029 | 4 | 4 | 20 | 57.9987
2029 | 4 | 4 | 21 | 54.6245
2029 | 4 | 4 | 22 | 50.8057
2029 | 4 | 4 | 23 | 47.6503
2029 | 4 | 5 | 0 | 48.664
2029 | 4 | 5 | 1 | 46.4856
2029 | 4 | 5 | 2 | 46.0754
2029 | 4 | 5 | 3 | 46.1671
2029 | 4 | 5 | 4 | 46.7505
2029 | 4 | 5 | 5 | 48.7226
2029 | 4 | 5 | 6 | 52.6066
2029 | 4 | 5 | 7 | 56.5164
2029 | 4 | 5 | 8 | 58.1378
2029 | 4 | 5 | 9 | 54.4677
2029 | 4 | 5 | 10 | 49.6777
2029 | 4 | 5 | 11 | 46.8869
2029 | 4 | 5 | 12 | 46.456
2029 | 4 | 5 | 13 | 47.5087
2029 | 4 | 5 | 14 | 47.4028
2029 | 4 | 5 | 15 | 48.1906
2029 | 4 | 5 | 16 | 50.6621
2029 | 4 | 5 | 17 | 54.0105
2029 | 4 | 5 | 18 | 57.4883
2029 | 4 | 5 | 19 | 57.719
2029 | 4 | 5 | 20 | 58.0401
2029 | 4 | 5 | 21 | 54.7137
2029 | 4 | 5 | 22 | 51.1056
2029 | 4 | 5 | 23 | 47.9483
2029 | 4 | 6 | 0 | 47.7553
2029 | 4 | 6 | 1 | 46.2958
2029 | 4 | 6 | 2 | 45.839
2029 | 4 | 6 | 3 | 45.8781
2029 | 4 | 6 | 4 | 46.4411
2029 | 4 | 6 | 5 | 48.3901
2029 | 4 | 6 | 6 | 51.8525
2029 | 4 | 6 | 7 | 56.0933
2029 | 4 | 6 | 8 | 58.6538
2029 | 4 | 6 | 9 | 55.3866
2029 | 4 | 6 | 10 | 49.7368
2029 | 4 | 6 | 11 | 46.3367
2029 | 4 | 6 | 12 | 46.5283
2029 | 4 | 6 | 13 | 47.6671
2029 | 4 | 6 | 14 | 46.9749
2029 | 4 | 6 | 15 | 47.7063
2029 | 4 | 6 | 16 | 51.3467
2029 | 4 | 6 | 17 | 55.1324
2029 | 4 | 6 | 18 | 59.4619
2029 | 4 | 6 | 19 | 57.3767
2029 | 4 | 6 | 20 | 56.8666
2029 | 4 | 6 | 21 | 53.3783
2029 | 4 | 6 | 22 | 49.9283
2029 | 4 | 6 | 23 | 46.8119
2029 | 4 | 7 | 0 | 46.7733
2029 | 4 | 7 | 1 | 45.0672
2029 | 4 | 7 | 2 | 44.6353
2029 | 4 | 7 | 3 | 44.5249
2029 | 4 | 7 | 4 | 44.9068
2029 | 4 | 7 | 5 | 46.1646
2029 | 4 | 7 | 6 | 47.7951
2029 | 4 | 7 | 7 | 50.1048
2029 | 4 | 7 | 8 | 53.0903
2029 | 4 | 7 | 9 | 51.8054
2029 | 4 | 7 | 10 | 47.6811
2029 | 4 | 7 | 11 | 44.7126
2029 | 4 | 7 | 12 | 43.9269
2029 | 4 | 7 | 13 | 44.505
2029 | 4 | 7 | 14 | 43.6946
2029 | 4 | 7 | 15 | 44.7579
2029 | 4 | 7 | 16 | 48.6855
2029 | 4 | 7 | 17 | 52.9047
2029 | 4 | 7 | 18 | 59.9142
2029 | 4 | 7 | 19 | 57.2246
2029 | 4 | 7 | 20 | 55.4707
2029 | 4 | 7 | 21 | 51.5196
2029 | 4 | 7 | 22 | 48.3256
2029 | 4 | 7 | 23 | 46.0847
2029 | 4 | 8 | 0 | 44.992
2029 | 4 | 8 | 1 | 45.3382
2029 | 4 | 8 | 2 | 44.9121
2029 | 4 | 8 | 3 | 44.853
2029 | 4 | 8 | 4 | 45.2855
2029 | 4 | 8 | 5 | 46.4933
2029 | 4 | 8 | 6 | 47.4203
2029 | 4 | 8 | 7 | 48.8915
2029 | 4 | 8 | 8 | 51.6937
2029 | 4 | 8 | 9 | 50.9278
2029 | 4 | 8 | 10 | 47.882
2029 | 4 | 8 | 11 | 44.6958
2029 | 4 | 8 | 12 | 44.7412
2029 | 4 | 8 | 13 | 45.6038
2029 | 4 | 8 | 14 | 45.3794
2029 | 4 | 8 | 15 | 46.9923
2029 | 4 | 8 | 16 | 52.0685
2029 | 4 | 8 | 17 | 57.08
2029 | 4 | 8 | 18 | 61.5112
2029 | 4 | 8 | 19 | 59.0954
2029 | 4 | 8 | 20 | 57.8182
2029 | 4 | 8 | 21 | 53.9345
2029 | 4 | 8 | 22 | 50.2596
2029 | 4 | 8 | 23 | 47.7552
2029 | 4 | 9 | 0 | 46.4145
2029 | 4 | 9 | 1 | 46.5
2029 | 4 | 9 | 2 | 46.5148
2029 | 4 | 9 | 3 | 46.8808
2029 | 4 | 9 | 4 | 47.7007
2029 | 4 | 9 | 5 | 49.8727
2029 | 4 | 9 | 6 | 52.8891
2029 | 4 | 9 | 7 | 56.2756
2029 | 4 | 9 | 8 | 56.8359
2029 | 4 | 9 | 9 | 52.8999
2029 | 4 | 9 | 10 | 49.8688
2029 | 4 | 9 | 11 | 47.5113
2029 | 4 | 9 | 12 | 47.5369
2029 | 4 | 9 | 13 | 48.6755
2029 | 4 | 9 | 14 | 48.4636
2029 | 4 | 9 | 15 | 49.5808
2029 | 4 | 9 | 16 | 52.131
2029 | 4 | 9 | 17 | 55.1075
2029 | 4 | 9 | 18 | 60.2392
2029 | 4 | 9 | 19 | 60.6834
2029 | 4 | 9 | 20 | 60.8586
2029 | 4 | 9 | 21 | 57.4969
2029 | 4 | 9 | 22 | 53.7252
2029 | 4 | 9 | 23 | 50.6649
2029 | 4 | 10 | 0 | 49.9473
2029 | 4 | 10 | 1 | 49.8392
2029 | 4 | 10 | 2 | 49.7753
2029 | 4 | 10 | 3 | 50.2466
2029 | 4 | 10 | 4 | 51.1562
2029 | 4 | 10 | 5 | 53.3439
2029 | 4 | 10 | 6 | 57.3415
2029 | 4 | 10 | 7 | 60.2197
2029 | 4 | 10 | 8 | 58.0868
2029 | 4 | 10 | 9 | 52.3874
2029 | 4 | 10 | 10 | 48.941
2029 | 4 | 10 | 11 | 46.0096
2029 | 4 | 10 | 12 | 47.6036
2029 | 4 | 10 | 13 | 48.5354
2029 | 4 | 10 | 14 | 48.4378
2029 | 4 | 10 | 15 | 49.7625
2029 | 4 | 10 | 16 | 52.3317
2029 | 4 | 10 | 17 | 54.2978
2029 | 4 | 10 | 18 | 56.0118
2029 | 4 | 10 | 19 | 60.0238
2029 | 4 | 10 | 20 | 61.6429
2029 | 4 | 10 | 21 | 59.1123
2029 | 4 | 10 | 22 | 55.6656
2029 | 4 | 10 | 23 | 52.5201
2029 | 4 | 11 | 0 | 52.0235
2029 | 4 | 11 | 1 | 51.9146
2029 | 4 | 11 | 2 | 51.806
2029 | 4 | 11 | 3 | 52.121
2029 | 4 | 11 | 4 | 52.9045
2029 | 4 | 11 | 5 | 54.9132
2029 | 4 | 11 | 6 | 58.2431
2029 | 4 | 11 | 7 | 61.2769
2029 | 4 | 11 | 8 | 61.274
2029 | 4 | 11 | 9 | 57.4619
2029 | 4 | 11 | 10 | 53.8281
2029 | 4 | 11 | 11 | 50.676
2029 | 4 | 11 | 12 | 52.2338
2029 | 4 | 11 | 13 | 53.2814
2029 | 4 | 11 | 14 | 52.8923
2029 | 4 | 11 | 15 | 53.6244
2029 | 4 | 11 | 16 | 56.0616
2029 | 4 | 11 | 17 | 58.8957
2029 | 4 | 11 | 18 | 60.6815
2029 | 4 | 11 | 19 | 62.1155
2029 | 4 | 11 | 20 | 62.9719
2029 | 4 | 11 | 21 | 60.1207
2029 | 4 | 11 | 22 | 56.4048
2029 | 4 | 11 | 23 | 53.1726
2029 | 4 | 12 | 0 | 51.0812
2029 | 4 | 12 | 1 | 51.7451
2029 | 4 | 12 | 2 | 51.5866
2029 | 4 | 12 | 3 | 51.8657
2029 | 4 | 12 | 4 | 52.5644
2029 | 4 | 12 | 5 | 54.6055
2029 | 4 | 12 | 6 | 58.2028
2029 | 4 | 12 | 7 | 60.2256
2029 | 4 | 12 | 8 | 56.7922
2029 | 4 | 12 | 9 | 51.2807
2029 | 4 | 12 | 10 | 49.0005
2029 | 4 | 12 | 11 | 46.79
2029 | 4 | 12 | 12 | 48.1711
2029 | 4 | 12 | 13 | 49.5351
2029 | 4 | 12 | 14 | 49.4272
2029 | 4 | 12 | 15 | 49.7599
2029 | 4 | 12 | 16 | 50.7979
2029 | 4 | 12 | 17 | 52.1907
2029 | 4 | 12 | 18 | 54.0476
2029 | 4 | 12 | 19 | 58.4685
2029 | 4 | 12 | 20 | 60.2567
2029 | 4 | 12 | 21 | 58.1224
2029 | 4 | 12 | 22 | 54.8494
2029 | 4 | 12 | 23 | 51.6337
2029 | 4 | 13 | 0 | 50.059
2029 | 4 | 13 | 1 | 47.7766
2029 | 4 | 13 | 2 | 47.1993
2029 | 4 | 13 | 3 | 47.0693
2029 | 4 | 13 | 4 | 47.4253
2029 | 4 | 13 | 5 | 49.195
2029 | 4 | 13 | 6 | 52.3386
2029 | 4 | 13 | 7 | 55.5975
2029 | 4 | 13 | 8 | 57.0114
2029 | 4 | 13 | 9 | 55.2863
2029 | 4 | 13 | 10 | 51.5571
2029 | 4 | 13 | 11 | 48.834
2029 | 4 | 13 | 12 | 48.3457
2029 | 4 | 13 | 13 | 49.3985
2029 | 4 | 13 | 14 | 48.4421
2029 | 4 | 13 | 15 | 48.3918
2029 | 4 | 13 | 16 | 50.7583
2029 | 4 | 13 | 17 | 52.5526
2029 | 4 | 13 | 18 | 54.6327
2029 | 4 | 13 | 19 | 55.6305
2029 | 4 | 13 | 20 | 56.1077
2029 | 4 | 13 | 21 | 53.6116
2029 | 4 | 13 | 22 | 50.5695
2029 | 4 | 13 | 23 | 47.6108
2029 | 4 | 14 | 0 | 44.8647
2029 | 4 | 14 | 1 | 42.6136
2029 | 4 | 14 | 2 | 42.1938
2029 | 4 | 14 | 3 | 42.0119
2029 | 4 | 14 | 4 | 42.4287
2029 | 4 | 14 | 5 | 43.7448
2029 | 4 | 14 | 6 | 44.8881
2029 | 4 | 14 | 7 | 46.8121
2029 | 4 | 14 | 8 | 49.9931
2029 | 4 | 14 | 9 | 50.8671
2029 | 4 | 14 | 10 | 47.6294
2029 | 4 | 14 | 11 | 44.722
2029 | 4 | 14 | 12 | 44.8354
2029 | 4 | 14 | 13 | 45.9629
2029 | 4 | 14 | 14 | 45.4191
2029 | 4 | 14 | 15 | 46.3249
2029 | 4 | 14 | 16 | 49.3884
2029 | 4 | 14 | 17 | 52.6601
2029 | 4 | 14 | 18 | 59.8116
2029 | 4 | 14 | 19 | 56.057
2029 | 4 | 14 | 20 | 54.0037
2029 | 4 | 14 | 21 | 50.4187
2029 | 4 | 14 | 22 | 47.2867
2029 | 4 | 14 | 23 | 45.015
2029 | 4 | 15 | 0 | 43.931
2029 | 4 | 15 | 1 | 44.6862
2029 | 4 | 15 | 2 | 44.4397
2029 | 4 | 15 | 3 | 44.5348
2029 | 4 | 15 | 4 | 45.1472
2029 | 4 | 15 | 5 | 46.4861
2029 | 4 | 15 | 6 | 48.747
2029 | 4 | 15 | 7 | 48.8875
2029 | 4 | 15 | 8 | 47.7695
2029 | 4 | 15 | 9 | 45.9337
2029 | 4 | 15 | 10 | 45.3161
2029 | 4 | 15 | 11 | 42.6281
2029 | 4 | 15 | 12 | 42.617
2029 | 4 | 15 | 13 | 43.7795
2029 | 4 | 15 | 14 | 43.7159
2029 | 4 | 15 | 15 | 44.4617
2029 | 4 | 15 | 16 | 47.1828
2029 | 4 | 15 | 17 | 49.6615
2029 | 4 | 15 | 18 | 55.5626
2029 | 4 | 15 | 19 | 57.8661
2029 | 4 | 15 | 20 | 58.1256
2029 | 4 | 15 | 21 | 55.4464
2029 | 4 | 15 | 22 | 52.1835
2029 | 4 | 15 | 23 | 49.6952
2029 | 4 | 16 | 0 | 47.6037
2029 | 4 | 16 | 1 | 47.0729
2029 | 4 | 16 | 2 | 47.3592
2029 | 4 | 16 | 3 | 47.9715
2029 | 4 | 16 | 4 | 49.0218
2029 | 4 | 16 | 5 | 51.3666
2029 | 4 | 16 | 6 | 53.9385
2029 | 4 | 16 | 7 | 56.9963
2029 | 4 | 16 | 8 | 57.8408
2029 | 4 | 16 | 9 | 55.6717
2029 | 4 | 16 | 10 | 53.3416
2029 | 4 | 16 | 11 | 50.4002
2029 | 4 | 16 | 12 | 50.2346
2029 | 4 | 16 | 13 | 51.2149
2029 | 4 | 16 | 14 | 51.1452
2029 | 4 | 16 | 15 | 52.5285
2029 | 4 | 16 | 16 | 54.8854
2029 | 4 | 16 | 17 | 57.3882
2029 | 4 | 16 | 18 | 61.324
2029 | 4 | 16 | 19 | 61.1876
2029 | 4 | 16 | 20 | 61.259
2029 | 4 | 16 | 21 | 58.2226
2029 | 4 | 16 | 22 | 54.3299
2029 | 4 | 16 | 23 | 51.0407
2029 | 4 | 17 | 0 | 50.4118
2029 | 4 | 17 | 1 | 50.4369
2029 | 4 | 17 | 2 | 50.2563
2029 | 4 | 17 | 3 | 50.5334
2029 | 4 | 17 | 4 | 51.2029
2029 | 4 | 17 | 5 | 53.1722
2029 | 4 | 17 | 6 | 57.5464
2029 | 4 | 17 | 7 | 59.4423
2029 | 4 | 17 | 8 | 55.8868
2029 | 4 | 17 | 9 | 50.53
2029 | 4 | 17 | 10 | 48.2254
2029 | 4 | 17 | 11 | 46.1694
2029 | 4 | 17 | 12 | 50.0278
2029 | 4 | 17 | 13 | 51.0577
2029 | 4 | 17 | 14 | 50.8673
2029 | 4 | 17 | 15 | 51.7464
2029 | 4 | 17 | 16 | 53.3754
2029 | 4 | 17 | 17 | 54.118
2029 | 4 | 17 | 18 | 55.1765
2029 | 4 | 17 | 19 | 57.3449
2029 | 4 | 17 | 20 | 58.3151
2029 | 4 | 17 | 21 | 55.851
2029 | 4 | 17 | 22 | 52.2949
2029 | 4 | 17 | 23 | 49.066
2029 | 4 | 18 | 0 | 47.954
2029 | 4 | 18 | 1 | 47.0301
2029 | 4 | 18 | 2 | 46.6956
2029 | 4 | 18 | 3 | 46.8452
2029 | 4 | 18 | 4 | 47.4403
2029 | 4 | 18 | 5 | 49.4204
2029 | 4 | 18 | 6 | 52.1401
2029 | 4 | 18 | 7 | 55.3437
2029 | 4 | 18 | 8 | 58.149
2029 | 4 | 18 | 9 | 58.0381
2029 | 4 | 18 | 10 | 54.3466
2029 | 4 | 18 | 11 | 51.0253
2029 | 4 | 18 | 12 | 51.4773
2029 | 4 | 18 | 13 | 52.7031
2029 | 4 | 18 | 14 | 52.7257
2029 | 4 | 18 | 15 | 53.2785
2029 | 4 | 18 | 16 | 55.2867
2029 | 4 | 18 | 17 | 57.9352
2029 | 4 | 18 | 18 | 62.0652
2029 | 4 | 18 | 19 | 59.0168
2029 | 4 | 18 | 20 | 58.4486
2029 | 4 | 18 | 21 | 55.4685
2029 | 4 | 18 | 22 | 51.416
2029 | 4 | 18 | 23 | 48.0917
2029 | 4 | 19 | 0 | 46.7516
2029 | 4 | 19 | 1 | 45.9193
2029 | 4 | 19 | 2 | 45.5155
2029 | 4 | 19 | 3 | 45.6272
2029 | 4 | 19 | 4 | 46.2056
2029 | 4 | 19 | 5 | 48.2725
2029 | 4 | 19 | 6 | 51.1776
2029 | 4 | 19 | 7 | 53.9876
2029 | 4 | 19 | 8 | 55.2134
2029 | 4 | 19 | 9 | 54.7055
2029 | 4 | 19 | 10 | 52.1226
2029 | 4 | 19 | 11 | 49.4313
2029 | 4 | 19 | 12 | 49.9532
2029 | 4 | 19 | 13 | 50.783
2029 | 4 | 19 | 14 | 50.5759
2029 | 4 | 19 | 15 | 51.2891
2029 | 4 | 19 | 16 | 53.5017
2029 | 4 | 19 | 17 | 55.3794
2029 | 4 | 19 | 18 | 56.7761
2029 | 4 | 19 | 19 | 56.7556
2029 | 4 | 19 | 20 | 57.237
2029 | 4 | 19 | 21 | 54.9348
2029 | 4 | 19 | 22 | 51.4874
2029 | 4 | 19 | 23 | 48.2942
2029 | 4 | 20 | 0 | 46.6243
2029 | 4 | 20 | 1 | 45.5475
2029 | 4 | 20 | 2 | 45.2757
2029 | 4 | 20 | 3 | 45.5161
2029 | 4 | 20 | 4 | 46.2577
2029 | 4 | 20 | 5 | 48.4421
2029 | 4 | 20 | 6 | 52.0841
2029 | 4 | 20 | 7 | 54.4625
2029 | 4 | 20 | 8 | 53.133
2029 | 4 | 20 | 9 | 49.6468
2029 | 4 | 20 | 10 | 45.9632
2029 | 4 | 20 | 11 | 43.4702
2029 | 4 | 20 | 12 | 43.3354
2029 | 4 | 20 | 13 | 44.5427
2029 | 4 | 20 | 14 | 43.5752
2029 | 4 | 20 | 15 | 43.198
2029 | 4 | 20 | 16 | 44.0203
2029 | 4 | 20 | 17 | 44.334
2029 | 4 | 20 | 18 | 55.6507
2029 | 4 | 20 | 19 | 55.8514
2029 | 4 | 20 | 20 | 56.0794
2029 | 4 | 20 | 21 | 53.893
2029 | 4 | 20 | 22 | 50.6792
2029 | 4 | 20 | 23 | 47.5205
2029 | 4 | 21 | 0 | 46.5861
2029 | 4 | 21 | 1 | 46.4943
2029 | 4 | 21 | 2 | 46.0975
2029 | 4 | 21 | 3 | 46.0666
2029 | 4 | 21 | 4 | 46.5151
2029 | 4 | 21 | 5 | 47.9353
2029 | 4 | 21 | 6 | 49.7749
2029 | 4 | 21 | 7 | 51.1873
2029 | 4 | 21 | 8 | 54.0722
2029 | 4 | 21 | 9 | 55.8102
2029 | 4 | 21 | 10 | 54.1572
2029 | 4 | 21 | 11 | 50.4577
2029 | 4 | 21 | 12 | 47.3981
2029 | 4 | 21 | 13 | 47.4944
2029 | 4 | 21 | 14 | 46.84
2029 | 4 | 21 | 15 | 47.7817
2029 | 4 | 21 | 16 | 51.091
2029 | 4 | 21 | 17 | 53.0879
2029 | 4 | 21 | 18 | 54.1525
2029 | 4 | 21 | 19 | 56.3345
2029 | 4 | 21 | 20 | 56.1914
2029 | 4 | 21 | 21 | 53.949
2029 | 4 | 21 | 22 | 51.2181
2029 | 4 | 21 | 23 | 48.9704
2029 | 4 | 22 | 0 | 47.0486
2029 | 4 | 22 | 1 | 46.0377
2029 | 4 | 22 | 2 | 45.6631
2029 | 4 | 22 | 3 | 45.6797
2029 | 4 | 22 | 4 | 46.1154
2029 | 4 | 22 | 5 | 47.4174
2029 | 4 | 22 | 6 | 48.4508
2029 | 4 | 22 | 7 | 47.8302
2029 | 4 | 22 | 8 | 46.5151
2029 | 4 | 22 | 9 | 45.9979
2029 | 4 | 22 | 10 | 45.5744
2029 | 4 | 22 | 11 | 43.4848
2029 | 4 | 22 | 12 | 44.7488
2029 | 4 | 22 | 13 | 45.3456
2029 | 4 | 22 | 14 | 45.0719
2029 | 4 | 22 | 15 | 45.8915
2029 | 4 | 22 | 16 | 48.9536
2029 | 4 | 22 | 17 | 51.1225
2029 | 4 | 22 | 18 | 50.268
2029 | 4 | 22 | 19 | 53.014
2029 | 4 | 22 | 20 | 53.441
2029 | 4 | 22 | 21 | 51.2592
2029 | 4 | 22 | 22 | 47.935
2029 | 4 | 22 | 23 | 45.3423
2029 | 4 | 23 | 0 | 44.8869
2029 | 4 | 23 | 1 | 44.0796
2029 | 4 | 23 | 2 | 44.1191
2029 | 4 | 23 | 3 | 44.465
2029 | 4 | 23 | 4 | 45.186
2029 | 4 | 23 | 5 | 47.2937
2029 | 4 | 23 | 6 | 51.4046
2029 | 4 | 23 | 7 | 52.3203
2029 | 4 | 23 | 8 | 47.4509
2029 | 4 | 23 | 9 | 43.1147
2029 | 4 | 23 | 10 | 43.3608
2029 | 4 | 23 | 11 | 42.9701
2029 | 4 | 23 | 12 | 45.1911
2029 | 4 | 23 | 13 | 46.6019
2029 | 4 | 23 | 14 | 46.0355
2029 | 4 | 23 | 15 | 45.8929
2029 | 4 | 23 | 16 | 45.6891
2029 | 4 | 23 | 17 | 45.4442
2029 | 4 | 23 | 18 | 51.7591
2029 | 4 | 23 | 19 | 53.636
2029 | 4 | 23 | 20 | 54.3
2029 | 4 | 23 | 21 | 52.0687
2029 | 4 | 23 | 22 | 48.4584
2029 | 4 | 23 | 23 | 45.314
2029 | 4 | 24 | 0 | 44.1428
2029 | 4 | 24 | 1 | 43.5799
2029 | 4 | 24 | 2 | 43.1423
2029 | 4 | 24 | 3 | 43.2247
2029 | 4 | 24 | 4 | 43.6721
2029 | 4 | 24 | 5 | 45.6669
2029 | 4 | 24 | 6 | 48.0659
2029 | 4 | 24 | 7 | 51.7887
2029 | 4 | 24 | 8 | 55.5572
2029 | 4 | 24 | 9 | 54.1715
2029 | 4 | 24 | 10 | 49.3534
2029 | 4 | 24 | 11 | 45.7843
2029 | 4 | 24 | 12 | 47.0366
2029 | 4 | 24 | 13 | 47.8387
2029 | 4 | 24 | 14 | 47.4427
2029 | 4 | 24 | 15 | 48.1263
2029 | 4 | 24 | 16 | 50.1606
2029 | 4 | 24 | 17 | 51.747
2029 | 4 | 24 | 18 | 56.6204
2029 | 4 | 24 | 19 | 53.3599
2029 | 4 | 24 | 20 | 52.9523
2029 | 4 | 24 | 21 | 50.1933
2029 | 4 | 24 | 22 | 46.3972
2029 | 4 | 24 | 23 | 43.0577
2029 | 4 | 25 | 0 | 42.2453
2029 | 4 | 25 | 1 | 40.1833
2029 | 4 | 25 | 2 | 39.7608
2029 | 4 | 25 | 3 | 39.8658
2029 | 4 | 25 | 4 | 40.4587
2029 | 4 | 25 | 5 | 42.5045
2029 | 4 | 25 | 6 | 45.2465
2029 | 4 | 25 | 7 | 48.0326
2029 | 4 | 25 | 8 | 50.5342
2029 | 4 | 25 | 9 | 51.8176
2029 | 4 | 25 | 10 | 49.3467
2029 | 4 | 25 | 11 | 46.534
2029 | 4 | 25 | 12 | 45.5674
2029 | 4 | 25 | 13 | 46.6958
2029 | 4 | 25 | 14 | 46.7093
2029 | 4 | 25 | 15 | 46.8628
2029 | 4 | 25 | 16 | 48.3086
2029 | 4 | 25 | 17 | 49.8144
2029 | 4 | 25 | 18 | 44.6918
2029 | 4 | 25 | 19 | 49.4257
2029 | 4 | 25 | 20 | 51.2983
2029 | 4 | 25 | 21 | 49.9797
2029 | 4 | 25 | 22 | 46.7075
2029 | 4 | 25 | 23 | 43.6401
2029 | 4 | 26 | 0 | 42.792
2029 | 4 | 26 | 1 | 40.5976
2029 | 4 | 26 | 2 | 40.2053
2029 | 4 | 26 | 3 | 40.332
2029 | 4 | 26 | 4 | 40.9193
2029 | 4 | 26 | 5 | 43.0692
2029 | 4 | 26 | 6 | 46.2489
2029 | 4 | 26 | 7 | 47.7286
2029 | 4 | 26 | 8 | 45.5472
2029 | 4 | 26 | 9 | 44.168
2029 | 4 | 26 | 10 | 44.5059
2029 | 4 | 26 | 11 | 44.944
2029 | 4 | 26 | 12 | 44.758
2029 | 4 | 26 | 13 | 46.2719
2029 | 4 | 26 | 14 | 46.3943
2029 | 4 | 26 | 15 | 45.9803
2029 | 4 | 26 | 16 | 44.5181
2029 | 4 | 26 | 17 | 44.8353
2029 | 4 | 26 | 18 | 46.6915
2029 | 4 | 26 | 19 | 49.2603
2029 | 4 | 26 | 20 | 50.0542
2029 | 4 | 26 | 21 | 48.4135
2029 | 4 | 26 | 22 | 45.0082
2029 | 4 | 26 | 23 | 41.5454
2029 | 4 | 27 | 0 | 40.2404
2029 | 4 | 27 | 1 | 38.2445
2029 | 4 | 27 | 2 | 37.9115
2029 | 4 | 27 | 3 | 38.0137
2029 | 4 | 27 | 4 | 38.5846
2029 | 4 | 27 | 5 | 40.5964
2029 | 4 | 27 | 6 | 43.9405
2029 | 4 | 27 | 7 | 45.9327
2029 | 4 | 27 | 8 | 45.1711
2029 | 4 | 27 | 9 | 43.6731
2029 | 4 | 27 | 10 | 41.5951
2029 | 4 | 27 | 11 | 40.7924
2029 | 4 | 27 | 12 | 42.7221
2029 | 4 | 27 | 13 | 43.9788
2029 | 4 | 27 | 14 | 43.2533
2029 | 4 | 27 | 15 | 43.1748
2029 | 4 | 27 | 16 | 44.9811
2029 | 4 | 27 | 17 | 47.245
2029 | 4 | 27 | 18 | 45.6666
2029 | 4 | 27 | 19 | 47.8843
2029 | 4 | 27 | 20 | 48.4154
2029 | 4 | 27 | 21 | 46.9485
2029 | 4 | 27 | 22 | 43.734
2029 | 4 | 27 | 23 | 40.3904
2029 | 4 | 28 | 0 | 38.6684
2029 | 4 | 28 | 1 | 37.9715
2029 | 4 | 28 | 2 | 37.4724
2029 | 4 | 28 | 3 | 37.3862
2029 | 4 | 28 | 4 | 37.6988
2029 | 4 | 28 | 5 | 38.7632
2029 | 4 | 28 | 6 | 40.7606
2029 | 4 | 28 | 7 | 40.2668
2029 | 4 | 28 | 8 | 39.0294
2029 | 4 | 28 | 9 | 39.2642
2029 | 4 | 28 | 10 | 39.3749
2029 | 4 | 28 | 11 | 39.5779
2029 | 4 | 28 | 12 | 37.9466
2029 | 4 | 28 | 13 | 38.4941
2029 | 4 | 28 | 14 | 37.1728
2029 | 4 | 28 | 15 | 37.8265
2029 | 4 | 28 | 16 | 39.583
2029 | 4 | 28 | 17 | 43.0723
2029 | 4 | 28 | 18 | 46.6179
2029 | 4 | 28 | 19 | 46.2926
2029 | 4 | 28 | 20 | 45.8572
2029 | 4 | 28 | 21 | 43.7099
2029 | 4 | 28 | 22 | 40.8191
2029 | 4 | 28 | 23 | 38.2707
2029 | 4 | 29 | 0 | 36.5167
2029 | 4 | 29 | 1 | 42.5184
2029 | 4 | 29 | 2 | 41.4926
2029 | 4 | 29 | 3 | 40.9721
2029 | 4 | 29 | 4 | 41.1253
2029 | 4 | 29 | 5 | 41.8525
2029 | 4 | 29 | 6 | 43.1331
2029 | 4 | 29 | 7 | 43.2157
2029 | 4 | 29 | 8 | 45.4215
2029 | 4 | 29 | 9 | 48.3435
2029 | 4 | 29 | 10 | 49.4441
2029 | 4 | 29 | 11 | 50.6449
2029 | 4 | 29 | 12 | 50.4344
2029 | 4 | 29 | 13 | 50.0219
2029 | 4 | 29 | 14 | 49.9497
2029 | 4 | 29 | 15 | 51.3135
2029 | 4 | 29 | 16 | 55.5734
2029 | 4 | 29 | 17 | 60.984
2029 | 4 | 29 | 18 | 63.4388
2029 | 4 | 29 | 19 | 62.9742
2029 | 4 | 29 | 20 | 60.6598
2029 | 4 | 29 | 21 | 57.474
2029 | 4 | 29 | 22 | 52.7792
2029 | 4 | 29 | 23 | 48.3523
2029 | 4 | 30 | 0 | 46.7057
2029 | 4 | 30 | 1 | 47.4639
2029 | 4 | 30 | 2 | 46.5214
2029 | 4 | 30 | 3 | 46.1491
2029 | 4 | 30 | 4 | 46.4064
2029 | 4 | 30 | 5 | 48.4134
2029 | 4 | 30 | 6 | 51.9954
2029 | 4 | 30 | 7 | 55.1874
2029 | 4 | 30 | 8 | 55.2567
2029 | 4 | 30 | 9 | 53.9048
2029 | 4 | 30 | 10 | 53.0689
2029 | 4 | 30 | 11 | 54.0085
2029 | 4 | 30 | 12 | 55.5198
2029 | 4 | 30 | 13 | 56.5597
2029 | 4 | 30 | 14 | 57.5801
2029 | 4 | 30 | 15 | 57.8193
2029 | 4 | 30 | 16 | 58.6708
2029 | 4 | 30 | 17 | 63.1637
2029 | 4 | 30 | 18 | 67.6381
2029 | 4 | 30 | 19 | 68.5283
2029 | 4 | 30 | 20 | 66.6765
2029 | 4 | 30 | 21 | 63.1049
2029 | 4 | 30 | 22 | 57.8251
2029 | 4 | 30 | 23 | 52.9086
2029 | 5 | 1 | 0 | 51.6253
2029 | 5 | 1 | 1 | 53.8919
2029 | 5 | 1 | 2 | 52.5626
2029 | 5 | 1 | 3 | 52.2472
2029 | 5 | 1 | 4 | 52.4849
2029 | 5 | 1 | 5 | 54.5143
2029 | 5 | 1 | 6 | 57.3318
2029 | 5 | 1 | 7 | 59.6756
2029 | 5 | 1 | 8 | 57.4615
2029 | 5 | 1 | 9 | 56.2828
2029 | 5 | 1 | 10 | 55.6597
2029 | 5 | 1 | 11 | 56.8033
2029 | 5 | 1 | 12 | 58.6572
2029 | 5 | 1 | 13 | 60.5734
2029 | 5 | 1 | 14 | 62.4849
2029 | 5 | 1 | 15 | 62.8213
2029 | 5 | 1 | 16 | 63.8565
2029 | 5 | 1 | 17 | 66.6124
2029 | 5 | 1 | 18 | 70.5497
2029 | 5 | 1 | 19 | 71.8829
2029 | 5 | 1 | 20 | 71.1364
2029 | 5 | 1 | 21 | 67.9437
2029 | 5 | 1 | 22 | 62.0601
2029 | 5 | 1 | 23 | 56.4872
2029 | 5 | 2 | 0 | 55.08
2029 | 5 | 2 | 1 | 52.1847
2029 | 5 | 2 | 2 | 51.0582
2029 | 5 | 2 | 3 | 50.6027
2029 | 5 | 2 | 4 | 50.817
2029 | 5 | 2 | 5 | 52.9161
2029 | 5 | 2 | 6 | 55.4628
2029 | 5 | 2 | 7 | 57.1664
2029 | 5 | 2 | 8 | 57.6417
2029 | 5 | 2 | 9 | 59.8984
2029 | 5 | 2 | 10 | 60.3867
2029 | 5 | 2 | 11 | 60.7837
2029 | 5 | 2 | 12 | 60.9258
2029 | 5 | 2 | 13 | 62.699
2029 | 5 | 2 | 14 | 64.1226
2029 | 5 | 2 | 15 | 62.689
2029 | 5 | 2 | 16 | 59.1942
2029 | 5 | 2 | 17 | 59.8607
2029 | 5 | 2 | 18 | 66.5475
2029 | 5 | 2 | 19 | 68.8694
2029 | 5 | 2 | 20 | 68.7108
2029 | 5 | 2 | 21 | 66.3679
2029 | 5 | 2 | 22 | 60.8522
2029 | 5 | 2 | 23 | 55.4414
2029 | 5 | 3 | 0 | 52.0992
2029 | 5 | 3 | 1 | 49.7053
2029 | 5 | 3 | 2 | 48.8865
2029 | 5 | 3 | 3 | 48.6804
2029 | 5 | 3 | 4 | 49.1111
2029 | 5 | 3 | 5 | 51.5081
2029 | 5 | 3 | 6 | 54.1901
2029 | 5 | 3 | 7 | 55.495
2029 | 5 | 3 | 8 | 56.4938
2029 | 5 | 3 | 9 | 60.4057
2029 | 5 | 3 | 10 | 62.6752
2029 | 5 | 3 | 11 | 62.9469
2029 | 5 | 3 | 12 | 63.4443
2029 | 5 | 3 | 13 | 65.1053
2029 | 5 | 3 | 14 | 65.967
2029 | 5 | 3 | 15 | 64.5982
2029 | 5 | 3 | 16 | 62.5027
2029 | 5 | 3 | 17 | 61.9563
2029 | 5 | 3 | 18 | 66.4802
2029 | 5 | 3 | 19 | 67.2212
2029 | 5 | 3 | 20 | 67.5418
2029 | 5 | 3 | 21 | 65.5499
2029 | 5 | 3 | 22 | 60.3184
2029 | 5 | 3 | 23 | 54.9322
2029 | 5 | 4 | 0 | 51.1992
2029 | 5 | 4 | 1 | 47.6877
2029 | 5 | 4 | 2 | 46.9447
2029 | 5 | 4 | 3 | 46.7051
2029 | 5 | 4 | 4 | 47.1203
2029 | 5 | 4 | 5 | 49.5221
2029 | 5 | 4 | 6 | 53.3972
2029 | 5 | 4 | 7 | 55.5041
2029 | 5 | 4 | 8 | 57.2119
2029 | 5 | 4 | 9 | 61.5318
2029 | 5 | 4 | 10 | 61.7593
2029 | 5 | 4 | 11 | 60.2637
2029 | 5 | 4 | 12 | 60.0785
2029 | 5 | 4 | 13 | 61.5493
2029 | 5 | 4 | 14 | 61.6082
2029 | 5 | 4 | 15 | 60.073
2029 | 5 | 4 | 16 | 59.2303
2029 | 5 | 4 | 17 | 58.3759
2029 | 5 | 4 | 18 | 61.8425
2029 | 5 | 4 | 19 | 62.5646
2029 | 5 | 4 | 20 | 62.9473
2029 | 5 | 4 | 21 | 61.1212
2029 | 5 | 4 | 22 | 56.33
2029 | 5 | 4 | 23 | 51.284
2029 | 5 | 5 | 0 | 49.0189
2029 | 5 | 5 | 1 | 46.0215
2029 | 5 | 5 | 2 | 45.1172
2029 | 5 | 5 | 3 | 44.6956
2029 | 5 | 5 | 4 | 44.8748
2029 | 5 | 5 | 5 | 46.0803
2029 | 5 | 5 | 6 | 49.1484
2029 | 5 | 5 | 7 | 49.4852
2029 | 5 | 5 | 8 | 49.8417
2029 | 5 | 5 | 9 | 49.8144
2029 | 5 | 5 | 10 | 48.4593
2029 | 5 | 5 | 11 | 44.0239
2029 | 5 | 5 | 12 | 43.5385
2029 | 5 | 5 | 13 | 45.2434
2029 | 5 | 5 | 14 | 47.0649
2029 | 5 | 5 | 15 | 48.4249
2029 | 5 | 5 | 16 | 49.047
2029 | 5 | 5 | 17 | 49.1516
2029 | 5 | 5 | 18 | 53.856
2029 | 5 | 5 | 19 | 60.4224
2029 | 5 | 5 | 20 | 62.5675
2029 | 5 | 5 | 21 | 61.3441
2029 | 5 | 5 | 22 | 57.671
2029 | 5 | 5 | 23 | 54.0977
2029 | 5 | 6 | 0 | 49.0847
2029 | 5 | 6 | 1 | 50.4039
2029 | 5 | 6 | 2 | 49.8986
2029 | 5 | 6 | 3 | 49.6948
2029 | 5 | 6 | 4 | 50.2699
2029 | 5 | 6 | 5 | 51.7411
2029 | 5 | 6 | 6 | 52.7693
2029 | 5 | 6 | 7 | 51.9761
2029 | 5 | 6 | 8 | 50.6864
2029 | 5 | 6 | 9 | 48.0332
2029 | 5 | 6 | 10 | 46.5347
2029 | 5 | 6 | 11 | 43.3134
2029 | 5 | 6 | 12 | 44.8426
2029 | 5 | 6 | 13 | 46.5439
2029 | 5 | 6 | 14 | 46.1308
2029 | 5 | 6 | 15 | 45.6769
2029 | 5 | 6 | 16 | 47.5752
2029 | 5 | 6 | 17 | 48.9812
2029 | 5 | 6 | 18 | 55.119
2029 | 5 | 6 | 19 | 62.6815
2029 | 5 | 6 | 20 | 65.1912
2029 | 5 | 6 | 21 | 64.1742
2029 | 5 | 6 | 22 | 59.955
2029 | 5 | 6 | 23 | 55.9973
2029 | 5 | 7 | 0 | 53.4255
2029 | 5 | 7 | 1 | 51.5268
2029 | 5 | 7 | 2 | 51.7295
2029 | 5 | 7 | 3 | 52.3409
2029 | 5 | 7 | 4 | 53.3055
2029 | 5 | 7 | 5 | 56.249
2029 | 5 | 7 | 6 | 59.3042
2029 | 5 | 7 | 7 | 61.3089
2029 | 5 | 7 | 8 | 61.3435
2029 | 5 | 7 | 9 | 61.5203
2029 | 5 | 7 | 10 | 60.3298
2029 | 5 | 7 | 11 | 56.7522
2029 | 5 | 7 | 12 | 57.564
2029 | 5 | 7 | 13 | 58.155
2029 | 5 | 7 | 14 | 57.9074
2029 | 5 | 7 | 15 | 57.771
2029 | 5 | 7 | 16 | 58.3759
2029 | 5 | 7 | 17 | 57.1397
2029 | 5 | 7 | 18 | 61.6157
2029 | 5 | 7 | 19 | 64.668
2029 | 5 | 7 | 20 | 66.3101
2029 | 5 | 7 | 21 | 64.7025
2029 | 5 | 7 | 22 | 59.5726
2029 | 5 | 7 | 23 | 54.9399
2029 | 5 | 8 | 0 | 54.7149
2029 | 5 | 8 | 1 | 56.4975
2029 | 5 | 8 | 2 | 56.1976
2029 | 5 | 8 | 3 | 56.6194
2029 | 5 | 8 | 4 | 57.4743
2029 | 5 | 8 | 5 | 60.2938
2029 | 5 | 8 | 6 | 63.0068
2029 | 5 | 8 | 7 | 65.2442
2029 | 5 | 8 | 8 | 63.9289
2029 | 5 | 8 | 9 | 63.8421
2029 | 5 | 8 | 10 | 62.8164
2029 | 5 | 8 | 11 | 58.6857
2029 | 5 | 8 | 12 | 61.5561
2029 | 5 | 8 | 13 | 62.7972
2029 | 5 | 8 | 14 | 63.843
2029 | 5 | 8 | 15 | 65.379
2029 | 5 | 8 | 16 | 66.8736
2029 | 5 | 8 | 17 | 66.7343
2029 | 5 | 8 | 18 | 75.649
2029 | 5 | 8 | 19 | 71.7344
2029 | 5 | 8 | 20 | 71.3491
2029 | 5 | 8 | 21 | 68.971
2029 | 5 | 8 | 22 | 63.758
2029 | 5 | 8 | 23 | 59.0438
2029 | 5 | 9 | 0 | 56.8521
2029 | 5 | 9 | 1 | 55.3276
2029 | 5 | 9 | 2 | 54.6567
2029 | 5 | 9 | 3 | 54.6739
2029 | 5 | 9 | 4 | 55.2348
2029 | 5 | 9 | 5 | 57.7945
2029 | 5 | 9 | 6 | 61.1037
2029 | 5 | 9 | 7 | 63.722
2029 | 5 | 9 | 8 | 65.3504
2029 | 5 | 9 | 9 | 67.4111
2029 | 5 | 9 | 10 | 66.0764
2029 | 5 | 9 | 11 | 61.7906
2029 | 5 | 9 | 12 | 59.3538
2029 | 5 | 9 | 13 | 60.9995
2029 | 5 | 9 | 14 | 61.1736
2029 | 5 | 9 | 15 | 60.9897
2029 | 5 | 9 | 16 | 60.7363
2029 | 5 | 9 | 17 | 60.313
2029 | 5 | 9 | 18 | 58.7096
2029 | 5 | 9 | 19 | 63.1578
2029 | 5 | 9 | 20 | 65.4535
2029 | 5 | 9 | 21 | 64.4767
2029 | 5 | 9 | 22 | 59.7961
2029 | 5 | 9 | 23 | 55.2285
2029 | 5 | 10 | 0 | 55.4868
2029 | 5 | 10 | 1 | 52.5032
2029 | 5 | 10 | 2 | 51.9865
2029 | 5 | 10 | 3 | 52.2258
2029 | 5 | 10 | 4 | 52.9888
2029 | 5 | 10 | 5 | 55.8535
2029 | 5 | 10 | 6 | 59.9965
2029 | 5 | 10 | 7 | 62.2213
2029 | 5 | 10 | 8 | 61.5419
2029 | 5 | 10 | 9 | 61.5249
2029 | 5 | 10 | 10 | 59.6888
2029 | 5 | 10 | 11 | 55.9079
2029 | 5 | 10 | 12 | 56.2674
2029 | 5 | 10 | 13 | 57.8329
2029 | 5 | 10 | 14 | 58.7732
2029 | 5 | 10 | 15 | 59.136
2029 | 5 | 10 | 16 | 58.9909
2029 | 5 | 10 | 17 | 58.2033
2029 | 5 | 10 | 18 | 58.8313
2029 | 5 | 10 | 19 | 65.0836
2029 | 5 | 10 | 20 | 67.8539
2029 | 5 | 10 | 21 | 67.3981
2029 | 5 | 10 | 22 | 63.2116
2029 | 5 | 10 | 23 | 58.7093
2029 | 5 | 11 | 0 | 55.6174
2029 | 5 | 11 | 1 | 53.5221
2029 | 5 | 11 | 2 | 52.8969
2029 | 5 | 11 | 3 | 52.9808
2029 | 5 | 11 | 4 | 53.6735
2029 | 5 | 11 | 5 | 56.3642
2029 | 5 | 11 | 6 | 59.3791
2029 | 5 | 11 | 7 | 63.0195
2029 | 5 | 11 | 8 | 66.8178
2029 | 5 | 11 | 9 | 68.7939
2029 | 5 | 11 | 10 | 64.2802
2029 | 5 | 11 | 11 | 59.223
2029 | 5 | 11 | 12 | 60.1383
2029 | 5 | 11 | 13 | 61.261
2029 | 5 | 11 | 14 | 60.8349
2029 | 5 | 11 | 15 | 61.4292
2029 | 5 | 11 | 16 | 63.3524
2029 | 5 | 11 | 17 | 64.2828
2029 | 5 | 11 | 18 | 64.3667
2029 | 5 | 11 | 19 | 64.8279
2029 | 5 | 11 | 20 | 65.7374
2029 | 5 | 11 | 21 | 64.514
2029 | 5 | 11 | 22 | 60.3349
2029 | 5 | 11 | 23 | 55.7768
2029 | 5 | 12 | 0 | 54.6729
2029 | 5 | 12 | 1 | 53.4097
2029 | 5 | 12 | 2 | 52.4576
2029 | 5 | 12 | 3 | 52.0534
2029 | 5 | 12 | 4 | 52.2083
2029 | 5 | 12 | 5 | 53.5126
2029 | 5 | 12 | 6 | 53.3245
2029 | 5 | 12 | 7 | 53.4469
2029 | 5 | 12 | 8 | 55.768
2029 | 5 | 12 | 9 | 57.3977
2029 | 5 | 12 | 10 | 55.3086
2029 | 5 | 12 | 11 | 53.991
2029 | 5 | 12 | 12 | 52.6296
2029 | 5 | 12 | 13 | 52.5963
2029 | 5 | 12 | 14 | 50.7271
2029 | 5 | 12 | 15 | 50.3295
2029 | 5 | 12 | 16 | 50.6742
2029 | 5 | 12 | 17 | 52.785
2029 | 5 | 12 | 18 | 56.6187
2029 | 5 | 12 | 19 | 59.4707
2029 | 5 | 12 | 20 | 59.2688
2029 | 5 | 12 | 21 | 58.2762
2029 | 5 | 12 | 22 | 54.9669
2029 | 5 | 12 | 23 | 51.7075
2029 | 5 | 13 | 0 | 49.3192
2029 | 5 | 13 | 1 | 48.4558
2029 | 5 | 13 | 2 | 47.5037
2029 | 5 | 13 | 3 | 47.2623
2029 | 5 | 13 | 4 | 47.4428
2029 | 5 | 13 | 5 | 48.5004
2029 | 5 | 13 | 6 | 47.8776
2029 | 5 | 13 | 7 | 47.1651
2029 | 5 | 13 | 8 | 52.529
2029 | 5 | 13 | 9 | 58.3551
2029 | 5 | 13 | 10 | 57.8413
2029 | 5 | 13 | 11 | 56.8544
2029 | 5 | 13 | 12 | 58.0715
2029 | 5 | 13 | 13 | 56.9148
2029 | 5 | 13 | 14 | 55.5974
2029 | 5 | 13 | 15 | 55.9736
2029 | 5 | 13 | 16 | 57.4066
2029 | 5 | 13 | 17 | 58.2736
2029 | 5 | 13 | 18 | 61.1338
2029 | 5 | 13 | 19 | 58.7226
2029 | 5 | 13 | 20 | 58.1815
2029 | 5 | 13 | 21 | 56.4177
2029 | 5 | 13 | 22 | 52.2576
2029 | 5 | 13 | 23 | 48.4391
2029 | 5 | 14 | 0 | 47.2354
2029 | 5 | 14 | 1 | 47.7706
2029 | 5 | 14 | 2 | 47.5867
2029 | 5 | 14 | 3 | 47.7978
2029 | 5 | 14 | 4 | 48.5519
2029 | 5 | 14 | 5 | 51.1095
2029 | 5 | 14 | 6 | 54.7389
2029 | 5 | 14 | 7 | 58.7063
2029 | 5 | 14 | 8 | 63.7004
2029 | 5 | 14 | 9 | 64.441
2029 | 5 | 14 | 10 | 59.5501
2029 | 5 | 14 | 11 | 55.384
2029 | 5 | 14 | 12 | 49.8446
2029 | 5 | 14 | 13 | 51.8991
2029 | 5 | 14 | 14 | 52.9234
2029 | 5 | 14 | 15 | 53.7935
2029 | 5 | 14 | 16 | 54.217
2029 | 5 | 14 | 17 | 56.9021
2029 | 5 | 14 | 18 | 66.7804
2029 | 5 | 14 | 19 | 66.9145
2029 | 5 | 14 | 20 | 67.0295
2029 | 5 | 14 | 21 | 65.5148
2029 | 5 | 14 | 22 | 61.1178
2029 | 5 | 14 | 23 | 56.7652
2029 | 5 | 15 | 0 | 52.7512
2029 | 5 | 15 | 1 | 52.8037
2029 | 5 | 15 | 2 | 52.2955
2029 | 5 | 15 | 3 | 52.7613
2029 | 5 | 15 | 4 | 53.7048
2029 | 5 | 15 | 5 | 56.4986
2029 | 5 | 15 | 6 | 59.4211
2029 | 5 | 15 | 7 | 62.8055
2029 | 5 | 15 | 8 | 67.404
2029 | 5 | 15 | 9 | 70.6952
2029 | 5 | 15 | 10 | 66.8464
2029 | 5 | 15 | 11 | 60.9235
2029 | 5 | 15 | 12 | 58.237
2029 | 5 | 15 | 13 | 60.3788
2029 | 5 | 15 | 14 | 59.5194
2029 | 5 | 15 | 15 | 61.0654
2029 | 5 | 15 | 16 | 62.7009
2029 | 5 | 15 | 17 | 62.6418
2029 | 5 | 15 | 18 | 53.8484
2029 | 5 | 15 | 19 | 63.7447
2029 | 5 | 15 | 20 | 68.0447
2029 | 5 | 15 | 21 | 68.1523
2029 | 5 | 15 | 22 | 64.2884
2029 | 5 | 15 | 23 | 59.4685
2029 | 5 | 16 | 0 | 58.1217
2029 | 5 | 16 | 1 | 54.7103
2029 | 5 | 16 | 2 | 54.3546
2029 | 5 | 16 | 3 | 54.5471
2029 | 5 | 16 | 4 | 55.1808
2029 | 5 | 16 | 5 | 57.5834
2029 | 5 | 16 | 6 | 60.4136
2029 | 5 | 16 | 7 | 62.4621
2029 | 5 | 16 | 8 | 64.0042
2029 | 5 | 16 | 9 | 65.125
2029 | 5 | 16 | 10 | 62.5203
2029 | 5 | 16 | 11 | 57.3713
2029 | 5 | 16 | 12 | 61.3992
2029 | 5 | 16 | 13 | 61.9304
2029 | 5 | 16 | 14 | 61.0822
2029 | 5 | 16 | 15 | 60.9295
2029 | 5 | 16 | 16 | 62.5085
2029 | 5 | 16 | 17 | 62.3899
2029 | 5 | 16 | 18 | 64.8102
2029 | 5 | 16 | 19 | 64.5115
2029 | 5 | 16 | 20 | 65.4019
2029 | 5 | 16 | 21 | 63.9447
2029 | 5 | 16 | 22 | 58.897
2029 | 5 | 16 | 23 | 54.0214
2029 | 5 | 17 | 0 | 54.089
2029 | 5 | 17 | 1 | 53.7819
2029 | 5 | 17 | 2 | 53.0979
2029 | 5 | 17 | 3 | 53.1667
2029 | 5 | 17 | 4 | 53.7766
2029 | 5 | 17 | 5 | 56.3326
2029 | 5 | 17 | 6 | 59.456
2029 | 5 | 17 | 7 | 62.5505
2029 | 5 | 17 | 8 | 65.7134
2029 | 5 | 17 | 9 | 67.8768
2029 | 5 | 17 | 10 | 64.8097
2029 | 5 | 17 | 11 | 59.536
2029 | 5 | 17 | 12 | 58.5283
2029 | 5 | 17 | 13 | 60.5172
2029 | 5 | 17 | 14 | 61.3314
2029 | 5 | 17 | 15 | 62.3204
2029 | 5 | 17 | 16 | 62.4947
2029 | 5 | 17 | 17 | 63.039
2029 | 5 | 17 | 18 | 54.6653
2029 | 5 | 17 | 19 | 61.9044
2029 | 5 | 17 | 20 | 65.1532
2029 | 5 | 17 | 21 | 65.1783
2029 | 5 | 17 | 22 | 61.2676
2029 | 5 | 17 | 23 | 56.5939
2029 | 5 | 18 | 0 | 55.2296
2029 | 5 | 18 | 1 | 53.6795
2029 | 5 | 18 | 2 | 53.0507
2029 | 5 | 18 | 3 | 53.106
2029 | 5 | 18 | 4 | 53.7553
2029 | 5 | 18 | 5 | 56.2221
2029 | 5 | 18 | 6 | 59.7058
2029 | 5 | 18 | 7 | 61.3982
2029 | 5 | 18 | 8 | 58.6601
2029 | 5 | 18 | 9 | 56.973
2029 | 5 | 18 | 10 | 56.0217
2029 | 5 | 18 | 11 | 55.0864
2029 | 5 | 18 | 12 | 56.7213
2029 | 5 | 18 | 13 | 58.3589
2029 | 5 | 18 | 14 | 57.2542
2029 | 5 | 18 | 15 | 57.0551
2029 | 5 | 18 | 16 | 56.7928
2029 | 5 | 18 | 17 | 56.9673
2029 | 5 | 18 | 18 | 64.0562
2029 | 5 | 18 | 19 | 65.1027
2029 | 5 | 18 | 20 | 66.204
2029 | 5 | 18 | 21 | 65.4851
2029 | 5 | 18 | 22 | 61.6115
2029 | 5 | 18 | 23 | 56.828
2029 | 5 | 19 | 0 | 52.8866
2029 | 5 | 19 | 1 | 50.3179
2029 | 5 | 19 | 2 | 49.2176
2029 | 5 | 19 | 3 | 48.716
2029 | 5 | 19 | 4 | 48.8766
2029 | 5 | 19 | 5 | 49.8945
2029 | 5 | 19 | 6 | 50.8578
2029 | 5 | 19 | 7 | 51.2059
2029 | 5 | 19 | 8 | 56.3842
2029 | 5 | 19 | 9 | 61.6952
2029 | 5 | 19 | 10 | 59.8682
2029 | 5 | 19 | 11 | 57.8062
2029 | 5 | 19 | 12 | 58.0871
2029 | 5 | 19 | 13 | 57.2151
2029 | 5 | 19 | 14 | 54.0831
2029 | 5 | 19 | 15 | 54.1285
2029 | 5 | 19 | 16 | 55.5944
2029 | 5 | 19 | 17 | 58.065
2029 | 5 | 19 | 18 | 60.2526
2029 | 5 | 19 | 19 | 61.128
2029 | 5 | 19 | 20 | 61.0636
2029 | 5 | 19 | 21 | 59.5664
2029 | 5 | 19 | 22 | 55.9064
2029 | 5 | 19 | 23 | 52.0092
2029 | 5 | 20 | 0 | 48.4927
2029 | 5 | 20 | 1 | 47.0612
2029 | 5 | 20 | 2 | 46.1951
2029 | 5 | 20 | 3 | 46.097
2029 | 5 | 20 | 4 | 46.3204
2029 | 5 | 20 | 5 | 47.1556
2029 | 5 | 20 | 6 | 46.3152
2029 | 5 | 20 | 7 | 47.6868
2029 | 5 | 20 | 8 | 56.0866
2029 | 5 | 20 | 9 | 58.3212
2029 | 5 | 20 | 10 | 52.1626
2029 | 5 | 20 | 11 | 44.8932
2029 | 5 | 20 | 12 | 45.8209
2029 | 5 | 20 | 13 | 46.9528
2029 | 5 | 20 | 14 | 49.045
2029 | 5 | 20 | 15 | 51.7045
2029 | 5 | 20 | 16 | 53.3415
2029 | 5 | 20 | 17 | 56.7481
2029 | 5 | 20 | 18 | 66.7808
2029 | 5 | 20 | 19 | 61.2834
2029 | 5 | 20 | 20 | 60.7769
2029 | 5 | 20 | 21 | 58.4742
2029 | 5 | 20 | 22 | 53.9052
2029 | 5 | 20 | 23 | 49.7379
2029 | 5 | 21 | 0 | 48.5276
2029 | 5 | 21 | 1 | 51.0697
2029 | 5 | 21 | 2 | 49.806
2029 | 5 | 21 | 3 | 49.62
2029 | 5 | 21 | 4 | 49.7825
2029 | 5 | 21 | 5 | 50.7435
2029 | 5 | 21 | 6 | 50.4614
2029 | 5 | 21 | 7 | 51.3664
2029 | 5 | 21 | 8 | 60.7148
2029 | 5 | 21 | 9 | 64.2125
2029 | 5 | 21 | 10 | 59.8847
2029 | 5 | 21 | 11 | 55.0132
2029 | 5 | 21 | 12 | 50.0021
2029 | 5 | 21 | 13 | 52.051
2029 | 5 | 21 | 14 | 54.2796
2029 | 5 | 21 | 15 | 53.7135
2029 | 5 | 21 | 16 | 51.6025
2029 | 5 | 21 | 17 | 51.3662
2029 | 5 | 21 | 18 | 64.0837
2029 | 5 | 21 | 19 | 62.7929
2029 | 5 | 21 | 20 | 62.7225
2029 | 5 | 21 | 21 | 61.1234
2029 | 5 | 21 | 22 | 56.7042
2029 | 5 | 21 | 23 | 52.6268
2029 | 5 | 22 | 0 | 50.5635
2029 | 5 | 22 | 1 | 48.7362
2029 | 5 | 22 | 2 | 48.1438
2029 | 5 | 22 | 3 | 48.3299
2029 | 5 | 22 | 4 | 48.9668
2029 | 5 | 22 | 5 | 51.3364
2029 | 5 | 22 | 6 | 53.8094
2029 | 5 | 22 | 7 | 57.5833
2029 | 5 | 22 | 8 | 64.3041
2029 | 5 | 22 | 9 | 68.2889
2029 | 5 | 22 | 10 | 63.1512
2029 | 5 | 22 | 11 | 56.4357
2029 | 5 | 22 | 12 | 57.8262
2029 | 5 | 22 | 13 | 58.7203
2029 | 5 | 22 | 14 | 57.7391
2029 | 5 | 22 | 15 | 59.3349
2029 | 5 | 22 | 16 | 62.9624
2029 | 5 | 22 | 17 | 63.6278
2029 | 5 | 22 | 18 | 68.0189
2029 | 5 | 22 | 19 | 66.845
2029 | 5 | 22 | 20 | 67.4426
2029 | 5 | 22 | 21 | 66.1402
2029 | 5 | 22 | 22 | 61.5989
2029 | 5 | 22 | 23 | 56.9426
2029 | 5 | 23 | 0 | 53.6589
2029 | 5 | 23 | 1 | 53.3952
2029 | 5 | 23 | 2 | 52.7935
2029 | 5 | 23 | 3 | 52.9433
2029 | 5 | 23 | 4 | 53.6397
2029 | 5 | 23 | 5 | 56.0362
2029 | 5 | 23 | 6 | 59.46
2029 | 5 | 23 | 7 | 61.4215
2029 | 5 | 23 | 8 | 61.0948
2029 | 5 | 23 | 9 | 59.6604
2029 | 5 | 23 | 10 | 56.5497
2029 | 5 | 23 | 11 | 52.2765
2029 | 5 | 23 | 12 | 53.9566
2029 | 5 | 23 | 13 | 56.1372
2029 | 5 | 23 | 14 | 55.1889
2029 | 5 | 23 | 15 | 54.9823
2029 | 5 | 23 | 16 | 53.9901
2029 | 5 | 23 | 17 | 53.3126
2029 | 5 | 23 | 18 | 55.3576
2029 | 5 | 23 | 19 | 60.3702
2029 | 5 | 23 | 20 | 62.9454
2029 | 5 | 23 | 21 | 62.5898
2029 | 5 | 23 | 22 | 58.353
2029 | 5 | 23 | 23 | 53.5423
2029 | 5 | 24 | 0 | 54.9305
2029 | 5 | 24 | 1 | 52.0892
2029 | 5 | 24 | 2 | 51.3712
2029 | 5 | 24 | 3 | 51.4502
2029 | 5 | 24 | 4 | 52.1107
2029 | 5 | 24 | 5 | 54.5932
2029 | 5 | 24 | 6 | 58.9252
2029 | 5 | 24 | 7 | 61.1949
2029 | 5 | 24 | 8 | 62.0717
2029 | 5 | 24 | 9 | 63.6332
2029 | 5 | 24 | 10 | 62.2749
2029 | 5 | 24 | 11 | 56.8105
2029 | 5 | 24 | 12 | 60.7008
2029 | 5 | 24 | 13 | 62.2399
2029 | 5 | 24 | 14 | 62.0857
2029 | 5 | 24 | 15 | 63.937
2029 | 5 | 24 | 16 | 66.1713
2029 | 5 | 24 | 17 | 68.3544
2029 | 5 | 24 | 18 | 74.5116
2029 | 5 | 24 | 19 | 69.4864
2029 | 5 | 24 | 20 | 69.021
2029 | 5 | 24 | 21 | 67.4546
2029 | 5 | 24 | 22 | 62.8408
2029 | 5 | 24 | 23 | 57.9183
2029 | 5 | 25 | 0 | 56.2749
2029 | 5 | 25 | 1 | 53.8961
2029 | 5 | 25 | 2 | 53.0186
2029 | 5 | 25 | 3 | 52.8918
2029 | 5 | 25 | 4 | 53.4288
2029 | 5 | 25 | 5 | 55.7026
2029 | 5 | 25 | 6 | 58.7993
2029 | 5 | 25 | 7 | 62.3008
2029 | 5 | 25 | 8 | 66.3299
2029 | 5 | 25 | 9 | 68.2052
2029 | 5 | 25 | 10 | 63.7365
2029 | 5 | 25 | 11 | 57.9701
2029 | 5 | 25 | 12 | 58.3193
2029 | 5 | 25 | 13 | 59.9984
2029 | 5 | 25 | 14 | 59.0091
2029 | 5 | 25 | 15 | 59.8196
2029 | 5 | 25 | 16 | 61.2842
2029 | 5 | 25 | 17 | 61.934
2029 | 5 | 25 | 18 | 61.2412
2029 | 5 | 25 | 19 | 61.8134
2029 | 5 | 25 | 20 | 62.897
2029 | 5 | 25 | 21 | 62.2567
2029 | 5 | 25 | 22 | 58.5162
2029 | 5 | 25 | 23 | 53.8074
2029 | 5 | 26 | 0 | 54.6575
2029 | 5 | 26 | 1 | 52.2755
2029 | 5 | 26 | 2 | 51.4548
2029 | 5 | 26 | 3 | 51.175
2029 | 5 | 26 | 4 | 51.4971
2029 | 5 | 26 | 5 | 52.6093
2029 | 5 | 26 | 6 | 53.8444
2029 | 5 | 26 | 7 | 53.4369
2029 | 5 | 26 | 8 | 53.3542
2029 | 5 | 26 | 9 | 53.3905
2029 | 5 | 26 | 10 | 52.4332
2029 | 5 | 26 | 11 | 50.8836
2029 | 5 | 26 | 12 | 52.9241
2029 | 5 | 26 | 13 | 53.4305
2029 | 5 | 26 | 14 | 50.4617
2029 | 5 | 26 | 15 | 51.4764
2029 | 5 | 26 | 16 | 54.5359
2029 | 5 | 26 | 17 | 58.0389
2029 | 5 | 26 | 18 | 60.2264
2029 | 5 | 26 | 19 | 60.5645
2029 | 5 | 26 | 20 | 60.4226
2029 | 5 | 26 | 21 | 59.5779
2029 | 5 | 26 | 22 | 56.4818
2029 | 5 | 26 | 23 | 52.8211
2029 | 5 | 27 | 0 | 49.8412
2029 | 5 | 27 | 1 | 50.0426
2029 | 5 | 27 | 2 | 49.1292
2029 | 5 | 27 | 3 | 48.8412
2029 | 5 | 27 | 4 | 49.1115
2029 | 5 | 27 | 5 | 49.9938
2029 | 5 | 27 | 6 | 49.8632
2029 | 5 | 27 | 7 | 50.384
2029 | 5 | 27 | 8 | 56.7299
2029 | 5 | 27 | 9 | 59.0811
2029 | 5 | 27 | 10 | 54.1324
2029 | 5 | 27 | 11 | 48.6778
2029 | 5 | 27 | 12 | 51.1084
2029 | 5 | 27 | 13 | 52.3154
2029 | 5 | 27 | 14 | 50.8286
2029 | 5 | 27 | 15 | 52.2825
2029 | 5 | 27 | 16 | 55.2836
2029 | 5 | 27 | 17 | 59.0386
2029 | 5 | 27 | 18 | 60.2937
2029 | 5 | 27 | 19 | 60.1291
2029 | 5 | 27 | 20 | 60.5119
2029 | 5 | 27 | 21 | 59.3665
2029 | 5 | 27 | 22 | 55.3403
2029 | 5 | 27 | 23 | 51.1271
2029 | 5 | 28 | 0 | 49.4238
2029 | 5 | 28 | 1 | 47.8471
2029 | 5 | 28 | 2 | 47.5855
2029 | 5 | 28 | 3 | 47.8617
2029 | 5 | 28 | 4 | 48.6618
2029 | 5 | 28 | 5 | 51.0899
2029 | 5 | 28 | 6 | 56.1206
2029 | 5 | 28 | 7 | 58.6145
2029 | 5 | 28 | 8 | 59.8572
2029 | 5 | 28 | 9 | 60.3751
2029 | 5 | 28 | 10 | 59.5777
2029 | 5 | 28 | 11 | 56.9713
2029 | 5 | 28 | 12 | 55.7431
2029 | 5 | 28 | 13 | 57.8035
2029 | 5 | 28 | 14 | 56.2756
2029 | 5 | 28 | 15 | 57.4988
2029 | 5 | 28 | 16 | 58.1755
2029 | 5 | 28 | 17 | 59.8582
2029 | 5 | 28 | 18 | 60.0676
2029 | 5 | 28 | 19 | 63.3481
2029 | 5 | 28 | 20 | 64.9892
2029 | 5 | 28 | 21 | 64.2903
2029 | 5 | 28 | 22 | 59.9266
2029 | 5 | 28 | 23 | 54.8911
2029 | 5 | 29 | 0 | 52.3569
2029 | 5 | 29 | 1 | 49.612
2029 | 5 | 29 | 2 | 49.0064
2029 | 5 | 29 | 3 | 49.1682
2029 | 5 | 29 | 4 | 49.9112
2029 | 5 | 29 | 5 | 52.17
2029 | 5 | 29 | 6 | 55.7547
2029 | 5 | 29 | 7 | 57.0443
2029 | 5 | 29 | 8 | 53.5102
2029 | 5 | 29 | 9 | 51.8056
2029 | 5 | 29 | 10 | 53.1203
2029 | 5 | 29 | 11 | 53.1365
2029 | 5 | 29 | 12 | 55.8807
2029 | 5 | 29 | 13 | 57.8162
2029 | 5 | 29 | 14 | 57.2838
2029 | 5 | 29 | 15 | 57.5164
2029 | 5 | 29 | 16 | 55.1973
2029 | 5 | 29 | 17 | 53.3292
2029 | 5 | 29 | 18 | 57.1534
2029 | 5 | 29 | 19 | 61.3778
2029 | 5 | 29 | 20 | 63.3168
2029 | 5 | 29 | 21 | 62.8045
2029 | 5 | 29 | 22 | 58.4963
2029 | 5 | 29 | 23 | 53.3744
2029 | 5 | 30 | 0 | 51.6911
2029 | 5 | 30 | 1 | 48.2852
2029 | 5 | 30 | 2 | 47.5868
2029 | 5 | 30 | 3 | 47.5246
2029 | 5 | 30 | 4 | 48.1053
2029 | 5 | 30 | 5 | 50.1738
2029 | 5 | 30 | 6 | 54.0763
2029 | 5 | 30 | 7 | 55.8349
2029 | 5 | 30 | 8 | 55.0067
2029 | 5 | 30 | 9 | 54.6956
2029 | 5 | 30 | 10 | 55.2315
2029 | 5 | 30 | 11 | 53.8016
2029 | 5 | 30 | 12 | 55.8142
2029 | 5 | 30 | 13 | 57.9111
2029 | 5 | 30 | 14 | 57.7773
2029 | 5 | 30 | 15 | 57.2145
2029 | 5 | 30 | 16 | 55.2234
2029 | 5 | 30 | 17 | 54.9785
2029 | 5 | 30 | 18 | 55.1365
2029 | 5 | 30 | 19 | 60.2292
2029 | 5 | 30 | 20 | 62.2883
2029 | 5 | 30 | 21 | 62.032
2029 | 5 | 30 | 22 | 57.5424
2029 | 5 | 30 | 23 | 52.4567
2029 | 5 | 31 | 0 | 51.3706
2029 | 5 | 31 | 1 | 48.5541
2029 | 5 | 31 | 2 | 47.8838
2029 | 5 | 31 | 3 | 47.8878
2029 | 5 | 31 | 4 | 48.5813
2029 | 5 | 31 | 5 | 50.7785
2029 | 5 | 31 | 6 | 53.3643
2029 | 5 | 31 | 7 | 54.9501
2029 | 5 | 31 | 8 | 53.8209
2029 | 5 | 31 | 9 | 53.9834
2029 | 5 | 31 | 10 | 54.2383
2029 | 5 | 31 | 11 | 53.4207
2029 | 5 | 31 | 12 | 58.7262
2029 | 5 | 31 | 13 | 60.9859
2029 | 5 | 31 | 14 | 60.3773
2029 | 5 | 31 | 15 | 60.2374
2029 | 5 | 31 | 16 | 58.335
2029 | 5 | 31 | 17 | 57.4934
2029 | 5 | 31 | 18 | 56.1729
2029 | 5 | 31 | 19 | 61.3306
2029 | 5 | 31 | 20 | 63.5661
2029 | 5 | 31 | 21 | 63.3253
2029 | 5 | 31 | 22 | 59.1076
2029 | 5 | 31 | 23 | 53.7204
2029 | 6 | 1 | 0 | 51.902
2029 | 6 | 1 | 1 | 51.9581
2029 | 6 | 1 | 2 | 51.0636
2029 | 6 | 1 | 3 | 50.8189
2029 | 6 | 1 | 4 | 51.2876
2029 | 6 | 1 | 5 | 53.1405
2029 | 6 | 1 | 6 | 56.1007
2029 | 6 | 1 | 7 | 57.3439
2029 | 6 | 1 | 8 | 53.4433
2029 | 6 | 1 | 9 | 51.1114
2029 | 6 | 1 | 10 | 52.8837
2029 | 6 | 1 | 11 | 52.4286
2029 | 6 | 1 | 12 | 55.3359
2029 | 6 | 1 | 13 | 57.1267
2029 | 6 | 1 | 14 | 56.3629
2029 | 6 | 1 | 15 | 54.9289
2029 | 6 | 1 | 16 | 54.8164
2029 | 6 | 1 | 17 | 55.4431
2029 | 6 | 1 | 18 | 61.4528
2029 | 6 | 1 | 19 | 65.9565
2029 | 6 | 1 | 20 | 67.3658
2029 | 6 | 1 | 21 | 66.9428
2029 | 6 | 1 | 22 | 63.346
2029 | 6 | 1 | 23 | 58.0267
2029 | 6 | 2 | 0 | 54.6279
2029 | 6 | 2 | 1 | 50.8167
2029 | 6 | 2 | 2 | 49.6704
2029 | 6 | 2 | 3 | 49.1967
2029 | 6 | 2 | 4 | 49.2985
2029 | 6 | 2 | 5 | 49.8075
2029 | 6 | 2 | 6 | 49.4637
2029 | 6 | 2 | 7 | 50.9913
2029 | 6 | 2 | 8 | 55.1537
2029 | 6 | 2 | 9 | 54.8321
2029 | 6 | 2 | 10 | 50.8941
2029 | 6 | 2 | 11 | 43.5794
2029 | 6 | 2 | 12 | 41.6545
2029 | 6 | 2 | 13 | 43.2406
2029 | 6 | 2 | 14 | 45.329
2029 | 6 | 2 | 15 | 46.9663
2029 | 6 | 2 | 16 | 48.7956
2029 | 6 | 2 | 17 | 51.5183
2029 | 6 | 2 | 18 | 53.5876
2029 | 6 | 2 | 19 | 59.9147
2029 | 6 | 2 | 20 | 61.7341
2029 | 6 | 2 | 21 | 61.2367
2029 | 6 | 2 | 22 | 58.5302
2029 | 6 | 2 | 23 | 54.789
2029 | 6 | 3 | 0 | 54.4993
2029 | 6 | 3 | 1 | 54.3473
2029 | 6 | 3 | 2 | 53.2725
2029 | 6 | 3 | 3 | 52.7002
2029 | 6 | 3 | 4 | 52.8923
2029 | 6 | 3 | 5 | 53.4281
2029 | 6 | 3 | 6 | 53.6159
2029 | 6 | 3 | 7 | 51.5918
2029 | 6 | 3 | 8 | 45.5653
2029 | 6 | 3 | 9 | 37.3884
2029 | 6 | 3 | 10 | 36.4976
2029 | 6 | 3 | 11 | 33.2636
2029 | 6 | 3 | 12 | 37.6874
2029 | 6 | 3 | 13 | 40.4044
2029 | 6 | 3 | 14 | 38.8877
2029 | 6 | 3 | 15 | 38.3108
2029 | 6 | 3 | 16 | 40.5254
2029 | 6 | 3 | 17 | 43.8076
2029 | 6 | 3 | 18 | 51.2279
2029 | 6 | 3 | 19 | 60.3992
2029 | 6 | 3 | 20 | 63.3346
2029 | 6 | 3 | 21 | 63.3031
2029 | 6 | 3 | 22 | 60.3552
2029 | 6 | 3 | 23 | 56.3951
2029 | 6 | 4 | 0 | 54.6599
2029 | 6 | 4 | 1 | 51.3596
2029 | 6 | 4 | 2 | 51.0082
2029 | 6 | 4 | 3 | 51.1811
2029 | 6 | 4 | 4 | 51.8731
2029 | 6 | 4 | 5 | 54.0866
2029 | 6 | 4 | 6 | 56.5291
2029 | 6 | 4 | 7 | 57.6363
2029 | 6 | 4 | 8 | 53.0617
2029 | 6 | 4 | 9 | 48.5157
2029 | 6 | 4 | 10 | 51.4609
2029 | 6 | 4 | 11 | 51.8572
2029 | 6 | 4 | 12 | 52.566
2029 | 6 | 4 | 13 | 53.9526
2029 | 6 | 4 | 14 | 54.2302
2029 | 6 | 4 | 15 | 53.3211
2029 | 6 | 4 | 16 | 51.7176
2029 | 6 | 4 | 17 | 52.2557
2029 | 6 | 4 | 18 | 58.4978
2029 | 6 | 4 | 19 | 65.1429
2029 | 6 | 4 | 20 | 66.7809
2029 | 6 | 4 | 21 | 66.4069
2029 | 6 | 4 | 22 | 62.2338
2029 | 6 | 4 | 23 | 57.2258
2029 | 6 | 5 | 0 | 56.1189
2029 | 6 | 5 | 1 | 53.0339
2029 | 6 | 5 | 2 | 52.2452
2029 | 6 | 5 | 3 | 52.236
2029 | 6 | 5 | 4 | 52.8158
2029 | 6 | 5 | 5 | 54.8177
2029 | 6 | 5 | 6 | 56.3813
2029 | 6 | 5 | 7 | 57.7986
2029 | 6 | 5 | 8 | 52.8023
2029 | 6 | 5 | 9 | 47.2069
2029 | 6 | 5 | 10 | 49.987
2029 | 6 | 5 | 11 | 51.396
2029 | 6 | 5 | 12 | 55.592
2029 | 6 | 5 | 13 | 57.1312
2029 | 6 | 5 | 14 | 57.7875
2029 | 6 | 5 | 15 | 57.223
2029 | 6 | 5 | 16 | 53.0906
2029 | 6 | 5 | 17 | 51.648
2029 | 6 | 5 | 18 | 61.6902
2029 | 6 | 5 | 19 | 67.51
2029 | 6 | 5 | 20 | 67.9417
2029 | 6 | 5 | 21 | 67.1128
2029 | 6 | 5 | 22 | 63.2177
2029 | 6 | 5 | 23 | 58.2009
2029 | 6 | 6 | 0 | 55.9302
2029 | 6 | 6 | 1 | 58.4558
2029 | 6 | 6 | 2 | 57.3075
2029 | 6 | 6 | 3 | 57.0011
2029 | 6 | 6 | 4 | 57.4082
2029 | 6 | 6 | 5 | 59.0597
2029 | 6 | 6 | 6 | 61.3753
2029 | 6 | 6 | 7 | 64.9648
2029 | 6 | 6 | 8 | 66.3797
2029 | 6 | 6 | 9 | 63.9134
2029 | 6 | 6 | 10 | 62.1847
2029 | 6 | 6 | 11 | 59.6199
2029 | 6 | 6 | 12 | 61.5642
2029 | 6 | 6 | 13 | 64.2567
2029 | 6 | 6 | 14 | 64.56
2029 | 6 | 6 | 15 | 64.0856
2029 | 6 | 6 | 16 | 64.6925
2029 | 6 | 6 | 17 | 69.404
2029 | 6 | 6 | 18 | 74.937
2029 | 6 | 6 | 19 | 78.9844
2029 | 6 | 6 | 20 | 78.8992
2029 | 6 | 6 | 21 | 77.6856
2029 | 6 | 6 | 22 | 73.1387
2029 | 6 | 6 | 23 | 67.0571
2029 | 6 | 7 | 0 | 64.2529
2029 | 6 | 7 | 1 | 56.8014
2029 | 6 | 7 | 2 | 55.5352
2029 | 6 | 7 | 3 | 55.0673
2029 | 6 | 7 | 4 | 55.1785
2029 | 6 | 7 | 5 | 57.1823
2029 | 6 | 7 | 6 | 60.3749
2029 | 6 | 7 | 7 | 62.4513
2029 | 6 | 7 | 8 | 61.6678
2029 | 6 | 7 | 9 | 60.1391
2029 | 6 | 7 | 10 | 60.6834
2029 | 6 | 7 | 11 | 58.8007
2029 | 6 | 7 | 12 | 59.4963
2029 | 6 | 7 | 13 | 60.4897
2029 | 6 | 7 | 14 | 60.8107
2029 | 6 | 7 | 15 | 59.4821
2029 | 6 | 7 | 16 | 56.7656
2029 | 6 | 7 | 17 | 54.7584
2029 | 6 | 7 | 18 | 64.19
2029 | 6 | 7 | 19 | 64.9501
2029 | 6 | 7 | 20 | 65.1235
2029 | 6 | 7 | 21 | 64.48
2029 | 6 | 7 | 22 | 61.4088
2029 | 6 | 7 | 23 | 56.8277
2029 | 6 | 8 | 0 | 55.4041
2029 | 6 | 8 | 1 | 54.5594
2029 | 6 | 8 | 2 | 53.4483
2029 | 6 | 8 | 3 | 53.2121
2029 | 6 | 8 | 4 | 53.5753
2029 | 6 | 8 | 5 | 55.2232
2029 | 6 | 8 | 6 | 57.5627
2029 | 6 | 8 | 7 | 60.6203
2029 | 6 | 8 | 8 | 64.0927
2029 | 6 | 8 | 9 | 64.828
2029 | 6 | 8 | 10 | 58.8615
2029 | 6 | 8 | 11 | 52.1392
2029 | 6 | 8 | 12 | 47.6637
2029 | 6 | 8 | 13 | 50.2095
2029 | 6 | 8 | 14 | 49.3144
2029 | 6 | 8 | 15 | 48.6707
2029 | 6 | 8 | 16 | 51.1831
2029 | 6 | 8 | 17 | 53.1082
2029 | 6 | 8 | 18 | 54.9672
2029 | 6 | 8 | 19 | 64.5294
2029 | 6 | 8 | 20 | 67.7314
2029 | 6 | 8 | 21 | 68.2694
2029 | 6 | 8 | 22 | 65.4699
2029 | 6 | 8 | 23 | 60.851
2029 | 6 | 9 | 0 | 58.0257
2029 | 6 | 9 | 1 | 58.0522
2029 | 6 | 9 | 2 | 56.6996
2029 | 6 | 9 | 3 | 55.7651
2029 | 6 | 9 | 4 | 55.7409
2029 | 6 | 9 | 5 | 56.3556
2029 | 6 | 9 | 6 | 56.6273
2029 | 6 | 9 | 7 | 56.1112
2029 | 6 | 9 | 8 | 51.6071
2029 | 6 | 9 | 9 | 44.6178
2029 | 6 | 9 | 10 | 43.9469
2029 | 6 | 9 | 11 | 45.2888
2029 | 6 | 9 | 12 | 46.6787
2029 | 6 | 9 | 13 | 48.1937
2029 | 6 | 9 | 14 | 45.0171
2029 | 6 | 9 | 15 | 46.1142
2029 | 6 | 9 | 16 | 48.3774
2029 | 6 | 9 | 17 | 54.1323
2029 | 6 | 9 | 18 | 68.4658
2029 | 6 | 9 | 19 | 68.6612
2029 | 6 | 9 | 20 | 67.9285
2029 | 6 | 9 | 21 | 66.598
2029 | 6 | 9 | 22 | 63.5912
2029 | 6 | 9 | 23 | 59.4714
2029 | 6 | 10 | 0 | 56.3676
2029 | 6 | 10 | 1 | 53.1268
2029 | 6 | 10 | 2 | 51.8815
2029 | 6 | 10 | 3 | 51.0843
2029 | 6 | 10 | 4 | 51.1636
2029 | 6 | 10 | 5 | 51.6251
2029 | 6 | 10 | 6 | 50.8717
2029 | 6 | 10 | 7 | 50.7951
2029 | 6 | 10 | 8 | 55.4811
2029 | 6 | 10 | 9 | 56.0212
2029 | 6 | 10 | 10 | 54.9243
2029 | 6 | 10 | 11 | 52.9208
2029 | 6 | 10 | 12 | 55.3596
2029 | 6 | 10 | 13 | 55.3265
2029 | 6 | 10 | 14 | 52.9117
2029 | 6 | 10 | 15 | 51.7
2029 | 6 | 10 | 16 | 53.7903
2029 | 6 | 10 | 17 | 55.5651
2029 | 6 | 10 | 18 | 64.2593
2029 | 6 | 10 | 19 | 65.8097
2029 | 6 | 10 | 20 | 64.9981
2029 | 6 | 10 | 21 | 64.02
2029 | 6 | 10 | 22 | 60.6749
2029 | 6 | 10 | 23 | 56.2684
2029 | 6 | 11 | 0 | 51.168
2029 | 6 | 11 | 1 | 49.0316
2029 | 6 | 11 | 2 | 48.5984
2029 | 6 | 11 | 3 | 48.6548
2029 | 6 | 11 | 4 | 49.3204
2029 | 6 | 11 | 5 | 51.4021
2029 | 6 | 11 | 6 | 54.1138
2029 | 6 | 11 | 7 | 55.9711
2029 | 6 | 11 | 8 | 52.9091
2029 | 6 | 11 | 9 | 49.0643
2029 | 6 | 11 | 10 | 52.3669
2029 | 6 | 11 | 11 | 53.4813
2029 | 6 | 11 | 12 | 53.7569
2029 | 6 | 11 | 13 | 55.8117
2029 | 6 | 11 | 14 | 56.6864
2029 | 6 | 11 | 15 | 55.5727
2029 | 6 | 11 | 16 | 49.7962
2029 | 6 | 11 | 17 | 48.742
2029 | 6 | 11 | 18 | 62.4842
2029 | 6 | 11 | 19 | 69.1774
2029 | 6 | 11 | 20 | 69.3977
2029 | 6 | 11 | 21 | 68.1764
2029 | 6 | 11 | 22 | 63.859
2029 | 6 | 11 | 23 | 58.5305
2029 | 6 | 12 | 0 | 54.2747
2029 | 6 | 12 | 1 | 52.1306
2029 | 6 | 12 | 2 | 51.2787
2029 | 6 | 12 | 3 | 51.2093
2029 | 6 | 12 | 4 | 51.7395
2029 | 6 | 12 | 5 | 53.6364
2029 | 6 | 12 | 6 | 56.7709
2029 | 6 | 12 | 7 | 60.5443
2029 | 6 | 12 | 8 | 63.9975
2029 | 6 | 12 | 9 | 62.8516
2029 | 6 | 12 | 10 | 58.8225
2029 | 6 | 12 | 11 | 53.8361
2029 | 6 | 12 | 12 | 55.6978
2029 | 6 | 12 | 13 | 57.8441
2029 | 6 | 12 | 14 | 57.3141
2029 | 6 | 12 | 15 | 57.8744
2029 | 6 | 12 | 16 | 59.5887
2029 | 6 | 12 | 17 | 61.6571
2029 | 6 | 12 | 18 | 70.1804
2029 | 6 | 12 | 19 | 69.3628
2029 | 6 | 12 | 20 | 69.7734
2029 | 6 | 12 | 21 | 68.1549
2029 | 6 | 12 | 22 | 63.9181
2029 | 6 | 12 | 23 | 58.5588
2029 | 6 | 13 | 0 | 56.0674
2029 | 6 | 13 | 1 | 53.3797
2029 | 6 | 13 | 2 | 52.5334
2029 | 6 | 13 | 3 | 52.4156
2029 | 6 | 13 | 4 | 52.8381
2029 | 6 | 13 | 5 | 54.7022
2029 | 6 | 13 | 6 | 56.9098
2029 | 6 | 13 | 7 | 58.5505
2029 | 6 | 13 | 8 | 58.6108
2029 | 6 | 13 | 9 | 57.7657
2029 | 6 | 13 | 10 | 59.2568
2029 | 6 | 13 | 11 | 57.8187
2029 | 6 | 13 | 12 | 60.607
2029 | 6 | 13 | 13 | 62.3145
2029 | 6 | 13 | 14 | 61.0865
2029 | 6 | 13 | 15 | 59.1668
2029 | 6 | 13 | 16 | 58.0572
2029 | 6 | 13 | 17 | 58.2524
2029 | 6 | 13 | 18 | 64.0395
2029 | 6 | 13 | 19 | 68.9165
2029 | 6 | 13 | 20 | 69.1997
2029 | 6 | 13 | 21 | 68.1442
2029 | 6 | 13 | 22 | 63.7973
2029 | 6 | 13 | 23 | 58.1678
2029 | 6 | 14 | 0 | 55.8609
2029 | 6 | 14 | 1 | 52.5806
2029 | 6 | 14 | 2 | 51.5798
2029 | 6 | 14 | 3 | 51.2183
2029 | 6 | 14 | 4 | 51.5486
2029 | 6 | 14 | 5 | 53.4249
2029 | 6 | 14 | 6 | 55.1163
2029 | 6 | 14 | 7 | 58.8222
2029 | 6 | 14 | 8 | 63.4304
2029 | 6 | 14 | 9 | 62.8372
2029 | 6 | 14 | 10 | 58.694
2029 | 6 | 14 | 11 | 53.0731
2029 | 6 | 14 | 12 | 56.5676
2029 | 6 | 14 | 13 | 57.5512
2029 | 6 | 14 | 14 | 57.9731
2029 | 6 | 14 | 15 | 57.3014
2029 | 6 | 14 | 16 | 58.4999
2029 | 6 | 14 | 17 | 60.3379
2029 | 6 | 14 | 18 | 68.6702
2029 | 6 | 14 | 19 | 68.6774
2029 | 6 | 14 | 20 | 68.6512
2029 | 6 | 14 | 21 | 67.5203
2029 | 6 | 14 | 22 | 63.5148
2029 | 6 | 14 | 23 | 58.4976
2029 | 6 | 15 | 0 | 56.196
2029 | 6 | 15 | 1 | 52.8424
2029 | 6 | 15 | 2 | 51.8674
2029 | 6 | 15 | 3 | 51.7387
2029 | 6 | 15 | 4 | 52.1329
2029 | 6 | 15 | 5 | 53.9526
2029 | 6 | 15 | 6 | 55.7095
2029 | 6 | 15 | 7 | 56.7592
2029 | 6 | 15 | 8 | 52.6266
2029 | 6 | 15 | 9 | 49.7055
2029 | 6 | 15 | 10 | 52.3729
2029 | 6 | 15 | 11 | 52.7621
2029 | 6 | 15 | 12 | 54.1402
2029 | 6 | 15 | 13 | 56.6882
2029 | 6 | 15 | 14 | 55.7926
2029 | 6 | 15 | 15 | 53.5816
2029 | 6 | 15 | 16 | 50.069
2029 | 6 | 15 | 17 | 49.6223
2029 | 6 | 15 | 18 | 59.7199
2029 | 6 | 15 | 19 | 67.4685
2029 | 6 | 15 | 20 | 67.9915
2029 | 6 | 15 | 21 | 67.2141
2029 | 6 | 15 | 22 | 63.3307
2029 | 6 | 15 | 23 | 57.5716
2029 | 6 | 16 | 0 | 53.6677
2029 | 6 | 16 | 1 | 50.9787
2029 | 6 | 16 | 2 | 49.5378
2029 | 6 | 16 | 3 | 48.7257
2029 | 6 | 16 | 4 | 48.6785
2029 | 6 | 16 | 5 | 48.8963
2029 | 6 | 16 | 6 | 47.8637
2029 | 6 | 16 | 7 | 47.288
2029 | 6 | 16 | 8 | 47.3365
2029 | 6 | 16 | 9 | 44.844
2029 | 6 | 16 | 10 | 45.0644
2029 | 6 | 16 | 11 | 45.8068
2029 | 6 | 16 | 12 | 50.2666
2029 | 6 | 16 | 13 | 49.9878
2029 | 6 | 16 | 14 | 48.2929
2029 | 6 | 16 | 15 | 48.8661
2029 | 6 | 16 | 16 | 49.3436
2029 | 6 | 16 | 17 | 51.6986
2029 | 6 | 16 | 18 | 63.9092
2029 | 6 | 16 | 19 | 61.1941
2029 | 6 | 16 | 20 | 60.4409
2029 | 6 | 16 | 21 | 59.2119
2029 | 6 | 16 | 22 | 56.5074
2029 | 6 | 16 | 23 | 52.857
2029 | 6 | 17 | 0 | 52.8522
2029 | 6 | 17 | 1 | 52.1145
2029 | 6 | 17 | 2 | 50.5393
2029 | 6 | 17 | 3 | 49.7604
2029 | 6 | 17 | 4 | 49.5408
2029 | 6 | 17 | 5 | 49.5483
2029 | 6 | 17 | 6 | 49.2101
2029 | 6 | 17 | 7 | 49.756
2029 | 6 | 17 | 8 | 55.2565
2029 | 6 | 17 | 9 | 56.3686
2029 | 6 | 17 | 10 | 54.4763
2029 | 6 | 17 | 11 | 51.025
2029 | 6 | 17 | 12 | 50.1769
2029 | 6 | 17 | 13 | 50.5189
2029 | 6 | 17 | 14 | 51.7912
2029 | 6 | 17 | 15 | 54.0996
2029 | 6 | 17 | 16 | 57.7853
2029 | 6 | 17 | 17 | 64.4668
2029 | 6 | 17 | 18 | 77.181
2029 | 6 | 17 | 19 | 74.8997
2029 | 6 | 17 | 20 | 73.3744
2029 | 6 | 17 | 21 | 70.8649
2029 | 6 | 17 | 22 | 65.8732
2029 | 6 | 17 | 23 | 60.223
2029 | 6 | 18 | 0 | 57.062
2029 | 6 | 18 | 1 | 58.0542
2029 | 6 | 18 | 2 | 56.8238
2029 | 6 | 18 | 3 | 56.3489
2029 | 6 | 18 | 4 | 56.5022
2029 | 6 | 18 | 5 | 58.22
2029 | 6 | 18 | 6 | 60.2439
2029 | 6 | 18 | 7 | 62.4193
2029 | 6 | 18 | 8 | 60.747
2029 | 6 | 18 | 9 | 57.06
2029 | 6 | 18 | 10 | 57.78
2029 | 6 | 18 | 11 | 58.6271
2029 | 6 | 18 | 12 | 63.3218
2029 | 6 | 18 | 13 | 64.7005
2029 | 6 | 18 | 14 | 64.0351
2029 | 6 | 18 | 15 | 63.8416
2029 | 6 | 18 | 16 | 68.9571
2029 | 6 | 18 | 17 | 75.1263
2029 | 6 | 18 | 18 | 85.0311
2029 | 6 | 18 | 19 | 85.4561
2029 | 6 | 18 | 20 | 84.2879
2029 | 6 | 18 | 21 | 81.7624
2029 | 6 | 18 | 22 | 76.0271
2029 | 6 | 18 | 23 | 69.0588
2029 | 6 | 19 | 0 | 64.7155
2029 | 6 | 19 | 1 | 61.2661
2029 | 6 | 19 | 2 | 59.5461
2029 | 6 | 19 | 3 | 58.9271
2029 | 6 | 19 | 4 | 58.9445
2029 | 6 | 19 | 5 | 60.4019
2029 | 6 | 19 | 6 | 62.0974
2029 | 6 | 19 | 7 | 63.9773
2029 | 6 | 19 | 8 | 60.4895
2029 | 6 | 19 | 9 | 55.5923
2029 | 6 | 19 | 10 | 54.1974
2029 | 6 | 19 | 11 | 54.4987
2029 | 6 | 19 | 12 | 57.6124
2029 | 6 | 19 | 13 | 59.6356
2029 | 6 | 19 | 14 | 60.1642
2029 | 6 | 19 | 15 | 60.0188
2029 | 6 | 19 | 16 | 60.5725
2029 | 6 | 19 | 17 | 65.2267
2029 | 6 | 19 | 18 | 75.8684
2029 | 6 | 19 | 19 | 78.7702
2029 | 6 | 19 | 20 | 77.9396
2029 | 6 | 19 | 21 | 75.8682
2029 | 6 | 19 | 22 | 70.8763
2029 | 6 | 19 | 23 | 64.736
2029 | 6 | 20 | 0 | 63.2688
2029 | 6 | 20 | 1 | 62.4133
2029 | 6 | 20 | 2 | 60.7589
2029 | 6 | 20 | 3 | 60.0575
2029 | 6 | 20 | 4 | 60.1093
2029 | 6 | 20 | 5 | 61.3754
2029 | 6 | 20 | 6 | 63.4226
2029 | 6 | 20 | 7 | 65.4365
2029 | 6 | 20 | 8 | 64.4728
2029 | 6 | 20 | 9 | 62.12
2029 | 6 | 20 | 10 | 61.8252
2029 | 6 | 20 | 11 | 61.001
2029 | 6 | 20 | 12 | 60.0765
2029 | 6 | 20 | 13 | 63.3211
2029 | 6 | 20 | 14 | 63.6752
2029 | 6 | 20 | 15 | 63.0543
2029 | 6 | 20 | 16 | 63.5846
2029 | 6 | 20 | 17 | 71.6839
2029 | 6 | 20 | 18 | 83.4234
2029 | 6 | 20 | 19 | 86.1827
2029 | 6 | 20 | 20 | 85.2438
2029 | 6 | 20 | 21 | 83.0301
2029 | 6 | 20 | 22 | 77.334
2029 | 6 | 20 | 23 | 70.261
2029 | 6 | 21 | 0 | 65.4143
2029 | 6 | 21 | 1 | 64.9597
2029 | 6 | 21 | 2 | 63.1494
2029 | 6 | 21 | 3 | 62.2343
2029 | 6 | 21 | 4 | 62.1753
2029 | 6 | 21 | 5 | 63.5662
2029 | 6 | 21 | 6 | 66.1214
2029 | 6 | 21 | 7 | 68.5111
2029 | 6 | 21 | 8 | 67.6989
2029 | 6 | 21 | 9 | 65.3772
2029 | 6 | 21 | 10 | 65.1973
2029 | 6 | 21 | 11 | 64.3573
2029 | 6 | 21 | 12 | 67.0283
2029 | 6 | 21 | 13 | 69.0587
2029 | 6 | 21 | 14 | 69.0367
2029 | 6 | 21 | 15 | 69.4473
2029 | 6 | 21 | 16 | 74.852
2029 | 6 | 21 | 17 | 83.1345
2029 | 6 | 21 | 18 | 86.81
2029 | 6 | 21 | 19 | 87.773
2029 | 6 | 21 | 20 | 86.2787
2029 | 6 | 21 | 21 | 84.1767
2029 | 6 | 21 | 22 | 79.1208
2029 | 6 | 21 | 23 | 72.263
2029 | 6 | 22 | 0 | 68.7264
2029 | 6 | 22 | 1 | 66.6005
2029 | 6 | 22 | 2 | 64.5439
2029 | 6 | 22 | 3 | 63.5225
2029 | 6 | 22 | 4 | 63.2295
2029 | 6 | 22 | 5 | 64.554
2029 | 6 | 22 | 6 | 67.0322
2029 | 6 | 22 | 7 | 70.0986
2029 | 6 | 22 | 8 | 70.266
2029 | 6 | 22 | 9 | 68.1693
2029 | 6 | 22 | 10 | 65.8891
2029 | 6 | 22 | 11 | 63.3819
2029 | 6 | 22 | 12 | 64.8698
2029 | 6 | 22 | 13 | 66.304
2029 | 6 | 22 | 14 | 65.7731
2029 | 6 | 22 | 15 | 65.3089
2029 | 6 | 22 | 16 | 69.612
2029 | 6 | 22 | 17 | 74.9986
2029 | 6 | 22 | 18 | 82.631
2029 | 6 | 22 | 19 | 80.935
2029 | 6 | 22 | 20 | 79.4976
2029 | 6 | 22 | 21 | 77.8102
2029 | 6 | 22 | 22 | 73.7813
2029 | 6 | 22 | 23 | 67.8494
2029 | 6 | 23 | 0 | 65.9775
2029 | 6 | 23 | 1 | 60.9943
2029 | 6 | 23 | 2 | 58.7958
2029 | 6 | 23 | 3 | 57.3177
2029 | 6 | 23 | 4 | 56.6982
2029 | 6 | 23 | 5 | 56.7457
2029 | 6 | 23 | 6 | 56.464
2029 | 6 | 23 | 7 | 57.6734
2029 | 6 | 23 | 8 | 59.5603
2029 | 6 | 23 | 9 | 57.0667
2029 | 6 | 23 | 10 | 52.3828
2029 | 6 | 23 | 11 | 49.0504
2029 | 6 | 23 | 12 | 48.0411
2029 | 6 | 23 | 13 | 49.5536
2029 | 6 | 23 | 14 | 49.2388
2029 | 6 | 23 | 15 | 47.5362
2029 | 6 | 23 | 16 | 45.4571
2029 | 6 | 23 | 17 | 50.2216
2029 | 6 | 23 | 18 | 59.0466
2029 | 6 | 23 | 19 | 66.4887
2029 | 6 | 23 | 20 | 66.916
2029 | 6 | 23 | 21 | 65.8655
2029 | 6 | 23 | 22 | 62.4288
2029 | 6 | 23 | 23 | 57.9093
2029 | 6 | 24 | 0 | 55.7828
2029 | 6 | 24 | 1 | 53.8587
2029 | 6 | 24 | 2 | 52.3107
2029 | 6 | 24 | 3 | 51.3956
2029 | 6 | 24 | 4 | 51.3658
2029 | 6 | 24 | 5 | 51.6987
2029 | 6 | 24 | 6 | 51.7352
2029 | 6 | 24 | 7 | 50.5115
2029 | 6 | 24 | 8 | 48.735
2029 | 6 | 24 | 9 | 45.5773
2029 | 6 | 24 | 10 | 44.4603
2029 | 6 | 24 | 11 | 47.4225
2029 | 6 | 24 | 12 | 50.471
2029 | 6 | 24 | 13 | 50.8275
2029 | 6 | 24 | 14 | 50.1181
2029 | 6 | 24 | 15 | 51.877
2029 | 6 | 24 | 16 | 53.8927
2029 | 6 | 24 | 17 | 60.2064
2029 | 6 | 24 | 18 | 66.9621
2029 | 6 | 24 | 19 | 69.1957
2029 | 6 | 24 | 20 | 69.7283
2029 | 6 | 24 | 21 | 67.9363
2029 | 6 | 24 | 22 | 63.671
2029 | 6 | 24 | 23 | 58.507
2029 | 6 | 25 | 0 | 54.411
2029 | 6 | 25 | 1 | 51.5841
2029 | 6 | 25 | 2 | 51.0267
2029 | 6 | 25 | 3 | 50.8436
2029 | 6 | 25 | 4 | 51.316
2029 | 6 | 25 | 5 | 53.1841
2029 | 6 | 25 | 6 | 55.6784
2029 | 6 | 25 | 7 | 58.8484
2029 | 6 | 25 | 8 | 63.0187
2029 | 6 | 25 | 9 | 64.0248
2029 | 6 | 25 | 10 | 64.6016
2029 | 6 | 25 | 11 | 62.1006
2029 | 6 | 25 | 12 | 62.781
2029 | 6 | 25 | 13 | 64.1241
2029 | 6 | 25 | 14 | 63.4267
2029 | 6 | 25 | 15 | 62.7382
2029 | 6 | 25 | 16 | 62.1651
2029 | 6 | 25 | 17 | 63.3514
2029 | 6 | 25 | 18 | 71.9953
2029 | 6 | 25 | 19 | 76.664
2029 | 6 | 25 | 20 | 76.0045
2029 | 6 | 25 | 21 | 74.3605
2029 | 6 | 25 | 22 | 69.5785
2029 | 6 | 25 | 23 | 63.4175
2029 | 6 | 26 | 0 | 58.6682
2029 | 6 | 26 | 1 | 55.5828
2029 | 6 | 26 | 2 | 54.422
2029 | 6 | 26 | 3 | 54.0881
2029 | 6 | 26 | 4 | 54.3265
2029 | 6 | 26 | 5 | 56.1434
2029 | 6 | 26 | 6 | 58.2875
2029 | 6 | 26 | 7 | 60.336
2029 | 6 | 26 | 8 | 58.2129
2029 | 6 | 26 | 9 | 54.6172
2029 | 6 | 26 | 10 | 54.5278
2029 | 6 | 26 | 11 | 54.3052
2029 | 6 | 26 | 12 | 59.4712
2029 | 6 | 26 | 13 | 60.7512
2029 | 6 | 26 | 14 | 60.1388
2029 | 6 | 26 | 15 | 59.5788
2029 | 6 | 26 | 16 | 61.6913
2029 | 6 | 26 | 17 | 63.8128
2029 | 6 | 26 | 18 | 70.5208
2029 | 6 | 26 | 19 | 69.213
2029 | 6 | 26 | 20 | 69.298
2029 | 6 | 26 | 21 | 68.2016
2029 | 6 | 26 | 22 | 64.417
2029 | 6 | 26 | 23 | 59.3396
2029 | 6 | 27 | 0 | 57.4923
2029 | 6 | 27 | 1 | 54.0579
2029 | 6 | 27 | 2 | 52.8322
2029 | 6 | 27 | 3 | 52.3941
2029 | 6 | 27 | 4 | 52.6197
2029 | 6 | 27 | 5 | 54.2549
2029 | 6 | 27 | 6 | 55.7033
2029 | 6 | 27 | 7 | 58.7763
2029 | 6 | 27 | 8 | 61.6452
2029 | 6 | 27 | 9 | 59.941
2029 | 6 | 27 | 10 | 56.0312
2029 | 6 | 27 | 11 | 51.845
2029 | 6 | 27 | 12 | 57.0441
2029 | 6 | 27 | 13 | 58.9469
2029 | 6 | 27 | 14 | 59.1429
2029 | 6 | 27 | 15 | 58.0069
2029 | 6 | 27 | 16 | 58.6285
2029 | 6 | 27 | 17 | 60.4577
2029 | 6 | 27 | 18 | 68.8134
2029 | 6 | 27 | 19 | 69.0054
2029 | 6 | 27 | 20 | 69.1929
2029 | 6 | 27 | 21 | 67.7524
2029 | 6 | 27 | 22 | 63.4069
2029 | 6 | 27 | 23 | 58.2466
2029 | 6 | 28 | 0 | 55.977
2029 | 6 | 28 | 1 | 53.5411
2029 | 6 | 28 | 2 | 52.587
2029 | 6 | 28 | 3 | 52.3183
2029 | 6 | 28 | 4 | 52.6616
2029 | 6 | 28 | 5 | 54.4561
2029 | 6 | 28 | 6 | 56.21
2029 | 6 | 28 | 7 | 59.6901
2029 | 6 | 28 | 8 | 64.5019
2029 | 6 | 28 | 9 | 64.6347
2029 | 6 | 28 | 10 | 60.2009
2029 | 6 | 28 | 11 | 54.3704
2029 | 6 | 28 | 12 | 57.3183
2029 | 6 | 28 | 13 | 59.3528
2029 | 6 | 28 | 14 | 58.5151
2029 | 6 | 28 | 15 | 58.5938
2029 | 6 | 28 | 16 | 60.7192
2029 | 6 | 28 | 17 | 64.0645
2029 | 6 | 28 | 18 | 72.7336
2029 | 6 | 28 | 19 | 70.64
2029 | 6 | 28 | 20 | 70.472
2029 | 6 | 28 | 21 | 69.0684
2029 | 6 | 28 | 22 | 64.9791
2029 | 6 | 28 | 23 | 59.6433
2029 | 6 | 29 | 0 | 57.5628
2029 | 6 | 29 | 1 | 54.2498
2029 | 6 | 29 | 2 | 53.2791
2029 | 6 | 29 | 3 | 52.9806
2029 | 6 | 29 | 4 | 53.3267
2029 | 6 | 29 | 5 | 55.1965
2029 | 6 | 29 | 6 | 56.8221
2029 | 6 | 29 | 7 | 58.1217
2029 | 6 | 29 | 8 | 55.2119
2029 | 6 | 29 | 9 | 52.3517
2029 | 6 | 29 | 10 | 54.1334
2029 | 6 | 29 | 11 | 54.5328
2029 | 6 | 29 | 12 | 57.7075
2029 | 6 | 29 | 13 | 59.7864
2029 | 6 | 29 | 14 | 58.3683
2029 | 6 | 29 | 15 | 56.395
2029 | 6 | 29 | 16 | 54.1482
2029 | 6 | 29 | 17 | 55.7819
2029 | 6 | 29 | 18 | 65.9621
2029 | 6 | 29 | 19 | 73.8164
2029 | 6 | 29 | 20 | 74.0158
2029 | 6 | 29 | 21 | 73.1229
2029 | 6 | 29 | 22 | 68.8634
2029 | 6 | 29 | 23 | 62.3936
2029 | 6 | 30 | 0 | 55.4695
2029 | 6 | 30 | 1 | 55.3909
2029 | 6 | 30 | 2 | 53.6975
2029 | 6 | 30 | 3 | 52.7358
2029 | 6 | 30 | 4 | 52.5334
2029 | 6 | 30 | 5 | 52.6163
2029 | 6 | 30 | 6 | 52.3321
2029 | 6 | 30 | 7 | 53.7719
2029 | 6 | 30 | 8 | 57.7334
2029 | 6 | 30 | 9 | 57.9401
2029 | 6 | 30 | 10 | 55.6978
2029 | 6 | 30 | 11 | 52.1395
2029 | 6 | 30 | 12 | 55.0321
2029 | 6 | 30 | 13 | 54.899
2029 | 6 | 30 | 14 | 55.042
2029 | 6 | 30 | 15 | 55.6388
2029 | 6 | 30 | 16 | 57.9509
2029 | 6 | 30 | 17 | 61.7711
2029 | 6 | 30 | 18 | 71.6958
2029 | 6 | 30 | 19 | 69.5928
2029 | 6 | 30 | 20 | 67.8548
2029 | 6 | 30 | 21 | 66.3509
2029 | 6 | 30 | 22 | 63.19
2029 | 6 | 30 | 23 | 58.922
2029 | 7 | 1 | 0 | 58.8314
2029 | 7 | 1 | 1 | 54.4411
2029 | 7 | 1 | 2 | 52.202
2029 | 7 | 1 | 3 | 51.1177
2029 | 7 | 1 | 4 | 50.5376
2029 | 7 | 1 | 5 | 50.3637
2029 | 7 | 1 | 6 | 49.0473
2029 | 7 | 1 | 7 | 48.2301
2029 | 7 | 1 | 8 | 55.1262
2029 | 7 | 1 | 9 | 56.8714
2029 | 7 | 1 | 10 | 50.2665
2029 | 7 | 1 | 11 | 49.3016
2029 | 7 | 1 | 12 | 51.4476
2029 | 7 | 1 | 13 | 49.755
2029 | 7 | 1 | 14 | 48.2935
2029 | 7 | 1 | 15 | 48.2533
2029 | 7 | 1 | 16 | 52.4015
2029 | 7 | 1 | 17 | 60.4095
2029 | 7 | 1 | 18 | 73.0519
2029 | 7 | 1 | 19 | 71.2827
2029 | 7 | 1 | 20 | 66.3704
2029 | 7 | 1 | 21 | 66.6433
2029 | 7 | 1 | 22 | 62.9139
2029 | 7 | 1 | 23 | 59.658
2029 | 7 | 2 | 0 | 54.6191
2029 | 7 | 2 | 1 | 47.9079
2029 | 7 | 2 | 2 | 46.7299
2029 | 7 | 2 | 3 | 45.9979
2029 | 7 | 2 | 4 | 45.8079
2029 | 7 | 2 | 5 | 46.2217
2029 | 7 | 2 | 6 | 47.8145
2029 | 7 | 2 | 7 | 49.8325
2029 | 7 | 2 | 8 | 50.666
2029 | 7 | 2 | 9 | 49.1314
2029 | 7 | 2 | 10 | 47.3454
2029 | 7 | 2 | 11 | 44.6891
2029 | 7 | 2 | 12 | 42.6949
2029 | 7 | 2 | 13 | 46.4186
2029 | 7 | 2 | 14 | 40.7761
2029 | 7 | 2 | 15 | 38.2817
2029 | 7 | 2 | 16 | 40.7659
2029 | 7 | 2 | 17 | 48.9154
2029 | 7 | 2 | 18 | 60.0287
2029 | 7 | 2 | 19 | 67.3514
2029 | 7 | 2 | 20 | 69.5867
2029 | 7 | 2 | 21 | 66.6739
2029 | 7 | 2 | 22 | 61.5442
2029 | 7 | 2 | 23 | 55.0339
2029 | 7 | 3 | 0 | 51.2277
2029 | 7 | 3 | 1 | 51.0044
2029 | 7 | 3 | 2 | 49.8215
2029 | 7 | 3 | 3 | 49.4309
2029 | 7 | 3 | 4 | 49.7068
2029 | 7 | 3 | 5 | 51.1865
2029 | 7 | 3 | 6 | 53.2203
2029 | 7 | 3 | 7 | 56.8155
2029 | 7 | 3 | 8 | 63.1119
2029 | 7 | 3 | 9 | 61.3171
2029 | 7 | 3 | 10 | 57.265
2029 | 7 | 3 | 11 | 51.8477
2029 | 7 | 3 | 12 | 55.5474
2029 | 7 | 3 | 13 | 56.0583
2029 | 7 | 3 | 14 | 54.4397
2029 | 7 | 3 | 15 | 54.3552
2029 | 7 | 3 | 16 | 58.3727
2029 | 7 | 3 | 17 | 61.076
2029 | 7 | 3 | 18 | 68.0876
2029 | 7 | 3 | 19 | 67.6972
2029 | 7 | 3 | 20 | 67.9722
2029 | 7 | 3 | 21 | 66.8213
2029 | 7 | 3 | 22 | 62.8303
2029 | 7 | 3 | 23 | 56.9832
2029 | 7 | 4 | 0 | 55.0587
2029 | 7 | 4 | 1 | 48.7245
2029 | 7 | 4 | 2 | 47.4853
2029 | 7 | 4 | 3 | 46.8776
2029 | 7 | 4 | 4 | 47.0101
2029 | 7 | 4 | 5 | 48.3807
2029 | 7 | 4 | 6 | 50.1826
2029 | 7 | 4 | 7 | 53.1995
2029 | 7 | 4 | 8 | 57.8488
2029 | 7 | 4 | 9 | 54.4096
2029 | 7 | 4 | 10 | 50.1379
2029 | 7 | 4 | 11 | 46.0477
2029 | 7 | 4 | 12 | 51.894
2029 | 7 | 4 | 13 | 52.1263
2029 | 7 | 4 | 14 | 51.4213
2029 | 7 | 4 | 15 | 50.214
2029 | 7 | 4 | 16 | 53.0727
2029 | 7 | 4 | 17 | 56.8949
2029 | 7 | 4 | 18 | 71.0389
2029 | 7 | 4 | 19 | 69.5407
2029 | 7 | 4 | 20 | 69.581
2029 | 7 | 4 | 21 | 68.0436
2029 | 7 | 4 | 22 | 63.1423
2029 | 7 | 4 | 23 | 56.9868
2029 | 7 | 5 | 0 | 53.0022
2029 | 7 | 5 | 1 | 49.395
2029 | 7 | 5 | 2 | 48.1445
2029 | 7 | 5 | 3 | 47.7042
2029 | 7 | 5 | 4 | 48.0081
2029 | 7 | 5 | 5 | 49.4955
2029 | 7 | 5 | 6 | 52.5726
2029 | 7 | 5 | 7 | 55.5799
2029 | 7 | 5 | 8 | 59.6862
2029 | 7 | 5 | 9 | 57.457
2029 | 7 | 5 | 10 | 55.05
2029 | 7 | 5 | 11 | 50.3281
2029 | 7 | 5 | 12 | 49.8249
2029 | 7 | 5 | 13 | 51.261
2029 | 7 | 5 | 14 | 51.0431
2029 | 7 | 5 | 15 | 50.2694
2029 | 7 | 5 | 16 | 50.738
2029 | 7 | 5 | 17 | 53.5152
2029 | 7 | 5 | 18 | 62.7793
2029 | 7 | 5 | 19 | 69.8889
2029 | 7 | 5 | 20 | 70.6119
2029 | 7 | 5 | 21 | 69.7174
2029 | 7 | 5 | 22 | 65.42
2029 | 7 | 5 | 23 | 59.0036
2029 | 7 | 6 | 0 | 54.1619
2029 | 7 | 6 | 1 | 51.733
2029 | 7 | 6 | 2 | 50.1911
2029 | 7 | 6 | 3 | 49.4569
2029 | 7 | 6 | 4 | 49.558
2029 | 7 | 6 | 5 | 50.7532
2029 | 7 | 6 | 6 | 52.5559
2029 | 7 | 6 | 7 | 54.3642
2029 | 7 | 6 | 8 | 53.2721
2029 | 7 | 6 | 9 | 47.8325
2029 | 7 | 6 | 10 | 47.6848
2029 | 7 | 6 | 11 | 46.979
2029 | 7 | 6 | 12 | 49.047
2029 | 7 | 6 | 13 | 50.67
2029 | 7 | 6 | 14 | 49.5107
2029 | 7 | 6 | 15 | 48.3887
2029 | 7 | 6 | 16 | 50.3817
2029 | 7 | 6 | 17 | 57.4619
2029 | 7 | 6 | 18 | 69.9954
2029 | 7 | 6 | 19 | 77.1777
2029 | 7 | 6 | 20 | 77.2466
2029 | 7 | 6 | 21 | 76.0181
2029 | 7 | 6 | 22 | 71.2152
2029 | 7 | 6 | 23 | 63.8279
2029 | 7 | 7 | 0 | 58.1284
2029 | 7 | 7 | 1 | 55.5976
2029 | 7 | 7 | 2 | 53.3819
2029 | 7 | 7 | 3 | 52.0163
2029 | 7 | 7 | 4 | 51.5538
2029 | 7 | 7 | 5 | 51.3017
2029 | 7 | 7 | 6 | 51.117
2029 | 7 | 7 | 7 | 51.8666
2029 | 7 | 7 | 8 | 54.3257
2029 | 7 | 7 | 9 | 51.9444
2029 | 7 | 7 | 10 | 51.1902
2029 | 7 | 7 | 11 | 48.2264
2029 | 7 | 7 | 12 | 48.5874
2029 | 7 | 7 | 13 | 48.6208
2029 | 7 | 7 | 14 | 48.1215
2029 | 7 | 7 | 15 | 50.0647
2029 | 7 | 7 | 16 | 54.5596
2029 | 7 | 7 | 17 | 64.8261
2029 | 7 | 7 | 18 | 76.2478
2029 | 7 | 7 | 19 | 78.8566
2029 | 7 | 7 | 20 | 76.3063
2029 | 7 | 7 | 21 | 74.3301
2029 | 7 | 7 | 22 | 69.6851
2029 | 7 | 7 | 23 | 63.8059
2029 | 7 | 8 | 0 | 61.5693
2029 | 7 | 8 | 1 | 61.8578
2029 | 7 | 8 | 2 | 59.1797
2029 | 7 | 8 | 3 | 57.5293
2029 | 7 | 8 | 4 | 56.7815
2029 | 7 | 8 | 5 | 56.215
2029 | 7 | 8 | 6 | 57.0404
2029 | 7 | 8 | 7 | 60.2235
2029 | 7 | 8 | 8 | 67.2426
2029 | 7 | 8 | 9 | 66.9813
2029 | 7 | 8 | 10 | 61.1851
2029 | 7 | 8 | 11 | 53.6382
2029 | 7 | 8 | 12 | 53.718
2029 | 7 | 8 | 13 | 54.5527
2029 | 7 | 8 | 14 | 57.8814
2029 | 7 | 8 | 15 | 61.6946
2029 | 7 | 8 | 16 | 69.4164
2029 | 7 | 8 | 17 | 83.2097
2029 | 7 | 8 | 18 | 96.1983
2029 | 7 | 8 | 19 | 97.1538
2029 | 7 | 8 | 20 | 93.5744
2029 | 7 | 8 | 21 | 90.7618
2029 | 7 | 8 | 22 | 84.2464
2029 | 7 | 8 | 23 | 76.4109
2029 | 7 | 9 | 0 | 71.934
2029 | 7 | 9 | 1 | 57.8729
2029 | 7 | 9 | 2 | 56.0938
2029 | 7 | 9 | 3 | 55.1265
2029 | 7 | 9 | 4 | 54.9585
2029 | 7 | 9 | 5 | 56.5832
2029 | 7 | 9 | 6 | 58.7132
2029 | 7 | 9 | 7 | 61.5207
2029 | 7 | 9 | 8 | 64.1961
2029 | 7 | 9 | 9 | 60.7975
2029 | 7 | 9 | 10 | 56.6031
2029 | 7 | 9 | 11 | 53.1346
2029 | 7 | 9 | 12 | 51.6398
2029 | 7 | 9 | 13 | 52.6538
2029 | 7 | 9 | 14 | 52.9193
2029 | 7 | 9 | 15 | 52.2934
2029 | 7 | 9 | 16 | 50.706
2029 | 7 | 9 | 17 | 55.0824
2029 | 7 | 9 | 18 | 67.8239
2029 | 7 | 9 | 19 | 71.8142
2029 | 7 | 9 | 20 | 70.7421
2029 | 7 | 9 | 21 | 69.4112
2029 | 7 | 9 | 22 | 65.1188
2029 | 7 | 9 | 23 | 59.6886
2029 | 7 | 10 | 0 | 56.3516
2029 | 7 | 10 | 1 | 54.8323
2029 | 7 | 10 | 2 | 53.3493
2029 | 7 | 10 | 3 | 52.8532
2029 | 7 | 10 | 4 | 53.1154
2029 | 7 | 10 | 5 | 54.1968
2029 | 7 | 10 | 6 | 56.0505
2029 | 7 | 10 | 7 | 58.2944
2029 | 7 | 10 | 8 | 57.8223
2029 | 7 | 10 | 9 | 53.5413
2029 | 7 | 10 | 10 | 51.0628
2029 | 7 | 10 | 11 | 47.4512
2029 | 7 | 10 | 12 | 48.917
2029 | 7 | 10 | 13 | 51.5316
2029 | 7 | 10 | 14 | 51.9448
2029 | 7 | 10 | 15 | 52.5403
2029 | 7 | 10 | 16 | 53.3998
2029 | 7 | 10 | 17 | 58.0671
2029 | 7 | 10 | 18 | 67.3888
2029 | 7 | 10 | 19 | 70.734
2029 | 7 | 10 | 20 | 70.7792
2029 | 7 | 10 | 21 | 69.7659
2029 | 7 | 10 | 22 | 65.0754
2029 | 7 | 10 | 23 | 59.4753
2029 | 7 | 11 | 0 | 59.0646
2029 | 7 | 11 | 1 | 54.2216
2029 | 7 | 11 | 2 | 53.0187
2029 | 7 | 11 | 3 | 52.2978
2029 | 7 | 11 | 4 | 52.5994
2029 | 7 | 11 | 5 | 54.1457
2029 | 7 | 11 | 6 | 56.0731
2029 | 7 | 11 | 7 | 57.6096
2029 | 7 | 11 | 8 | 55.9777
2029 | 7 | 11 | 9 | 53.1511
2029 | 7 | 11 | 10 | 54.9871
2029 | 7 | 11 | 11 | 53.4066
2029 | 7 | 11 | 12 | 54.5443
2029 | 7 | 11 | 13 | 56.6312
2029 | 7 | 11 | 14 | 55.9909
2029 | 7 | 11 | 15 | 55.0694
2029 | 7 | 11 | 16 | 52.4747
2029 | 7 | 11 | 17 | 56.1246
2029 | 7 | 11 | 18 | 66.2154
2029 | 7 | 11 | 19 | 71.3069
2029 | 7 | 11 | 20 | 71.8802
2029 | 7 | 11 | 21 | 71.3386
2029 | 7 | 11 | 22 | 66.8289
2029 | 7 | 11 | 23 | 60.6857
2029 | 7 | 12 | 0 | 58.1479
2029 | 7 | 12 | 1 | 52.1879
2029 | 7 | 12 | 2 | 51.004
2029 | 7 | 12 | 3 | 50.5857
2029 | 7 | 12 | 4 | 50.8737
2029 | 7 | 12 | 5 | 52.5732
2029 | 7 | 12 | 6 | 55.0125
2029 | 7 | 12 | 7 | 57.3766
2029 | 7 | 12 | 8 | 57.4731
2029 | 7 | 12 | 9 | 53.9547
2029 | 7 | 12 | 10 | 53.6882
2029 | 7 | 12 | 11 | 51.0333
2029 | 7 | 12 | 12 | 57.6287
2029 | 7 | 12 | 13 | 58.5269
2029 | 7 | 12 | 14 | 57.355
2029 | 7 | 12 | 15 | 56.8793
2029 | 7 | 12 | 16 | 60.4288
2029 | 7 | 12 | 17 | 65.7141
2029 | 7 | 12 | 18 | 74.2626
2029 | 7 | 12 | 19 | 69.5815
2029 | 7 | 12 | 20 | 68.9814
2029 | 7 | 12 | 21 | 68.0361
2029 | 7 | 12 | 22 | 63.8085
2029 | 7 | 12 | 23 | 58.3464
2029 | 7 | 13 | 0 | 58.0253
2029 | 7 | 13 | 1 | 57.6999
2029 | 7 | 13 | 2 | 56.0019
2029 | 7 | 13 | 3 | 55.1824
2029 | 7 | 13 | 4 | 55.1879
2029 | 7 | 13 | 5 | 56.6857
2029 | 7 | 13 | 6 | 59.5397
2029 | 7 | 13 | 7 | 63.3219
2029 | 7 | 13 | 8 | 65.6574
2029 | 7 | 13 | 9 | 62.1897
2029 | 7 | 13 | 10 | 58.5354
2029 | 7 | 13 | 11 | 54.0062
2029 | 7 | 13 | 12 | 55.1355
2029 | 7 | 13 | 13 | 56.5309
2029 | 7 | 13 | 14 | 55.6414
2029 | 7 | 13 | 15 | 55.0452
2029 | 7 | 13 | 16 | 57.781
2029 | 7 | 13 | 17 | 65.5852
2029 | 7 | 13 | 18 | 76.7381
2029 | 7 | 13 | 19 | 83.0347
2029 | 7 | 13 | 20 | 81.9073
2029 | 7 | 13 | 21 | 80.4628
2029 | 7 | 13 | 22 | 75.2215
2029 | 7 | 13 | 23 | 67.9613
2029 | 7 | 14 | 0 | 61.087
2029 | 7 | 14 | 1 | 56.1657
2029 | 7 | 14 | 2 | 53.8997
2029 | 7 | 14 | 3 | 52.4983
2029 | 7 | 14 | 4 | 51.8836
2029 | 7 | 14 | 5 | 51.7073
2029 | 7 | 14 | 6 | 51.6731
2029 | 7 | 14 | 7 | 52.2938
2029 | 7 | 14 | 8 | 53.9932
2029 | 7 | 14 | 9 | 51.3087
2029 | 7 | 14 | 10 | 48.7817
2029 | 7 | 14 | 11 | 45.4568
2029 | 7 | 14 | 12 | 48.9244
2029 | 7 | 14 | 13 | 48.5771
2029 | 7 | 14 | 14 | 47.0265
2029 | 7 | 14 | 15 | 46.5199
2029 | 7 | 14 | 16 | 48.7033
2029 | 7 | 14 | 17 | 57.5158
2029 | 7 | 14 | 18 | 68.6212
2029 | 7 | 14 | 19 | 74.1106
2029 | 7 | 14 | 20 | 71.9865
2029 | 7 | 14 | 21 | 69.9601
2029 | 7 | 14 | 22 | 65.3715
2029 | 7 | 14 | 23 | 59.8057
2029 | 7 | 15 | 0 | 55.3099
2029 | 7 | 15 | 1 | 52.3509
2029 | 7 | 15 | 2 | 50.3741
2029 | 7 | 15 | 3 | 49.1782
2029 | 7 | 15 | 4 | 48.7967
2029 | 7 | 15 | 5 | 48.7472
2029 | 7 | 15 | 6 | 48.0549
2029 | 7 | 15 | 7 | 47.6811
2029 | 7 | 15 | 8 | 50.8377
2029 | 7 | 15 | 9 | 48.2927
2029 | 7 | 15 | 10 | 45.233
2029 | 7 | 15 | 11 | 43.0947
2029 | 7 | 15 | 12 | 45.7708
2029 | 7 | 15 | 13 | 45.963
2029 | 7 | 15 | 14 | 44.7838
2029 | 7 | 15 | 15 | 44.5724
2029 | 7 | 15 | 16 | 46.7889
2029 | 7 | 15 | 17 | 55.399
2029 | 7 | 15 | 18 | 66.9513
2029 | 7 | 15 | 19 | 70.9048
2029 | 7 | 15 | 20 | 69.861
2029 | 7 | 15 | 21 | 67.7566
2029 | 7 | 15 | 22 | 62.5609
2029 | 7 | 15 | 23 | 56.6979
2029 | 7 | 16 | 0 | 50.7901
2029 | 7 | 16 | 1 | 47.9394
2029 | 7 | 16 | 2 | 47.2067
2029 | 7 | 16 | 3 | 46.9663
2029 | 7 | 16 | 4 | 47.4096
2029 | 7 | 16 | 5 | 49.2079
2029 | 7 | 16 | 6 | 52.0198
2029 | 7 | 16 | 7 | 54.2373
2029 | 7 | 16 | 8 | 56.2871
2029 | 7 | 16 | 9 | 55.2153
2029 | 7 | 16 | 10 | 56.9523
2029 | 7 | 16 | 11 | 54.6713
2029 | 7 | 16 | 12 | 54.1686
2029 | 7 | 16 | 13 | 55.5529
2029 | 7 | 16 | 14 | 54.5872
2029 | 7 | 16 | 15 | 53.6282
2029 | 7 | 16 | 16 | 52.5569
2029 | 7 | 16 | 17 | 55.3745
2029 | 7 | 16 | 18 | 67.7277
2029 | 7 | 16 | 19 | 73.0942
2029 | 7 | 16 | 20 | 72.6382
2029 | 7 | 16 | 21 | 71.2685
2029 | 7 | 16 | 22 | 66.1875
2029 | 7 | 16 | 23 | 59.9451
2029 | 7 | 17 | 0 | 53.5597
2029 | 7 | 17 | 1 | 50.2317
2029 | 7 | 17 | 2 | 49.0722
2029 | 7 | 17 | 3 | 48.6146
2029 | 7 | 17 | 4 | 48.9676
2029 | 7 | 17 | 5 | 50.6687
2029 | 7 | 17 | 6 | 53.1371
2029 | 7 | 17 | 7 | 55.0932
2029 | 7 | 17 | 8 | 53.1623
2029 | 7 | 17 | 9 | 49.1923
2029 | 7 | 17 | 10 | 49.8967
2029 | 7 | 17 | 11 | 48.1291
2029 | 7 | 17 | 12 | 52.2567
2029 | 7 | 17 | 13 | 53.2881
2029 | 7 | 17 | 14 | 53.3122
2029 | 7 | 17 | 15 | 53.0567
2029 | 7 | 17 | 16 | 53.7459
2029 | 7 | 17 | 17 | 56.7456
2029 | 7 | 17 | 18 | 65.6532
2029 | 7 | 17 | 19 | 69.9545
2029 | 7 | 17 | 20 | 70.504
2029 | 7 | 17 | 21 | 69.4457
2029 | 7 | 17 | 22 | 64.6558
2029 | 7 | 17 | 23 | 58.81
2029 | 7 | 18 | 0 | 55.6334
2029 | 7 | 18 | 1 | 50.0326
2029 | 7 | 18 | 2 | 49.0209
2029 | 7 | 18 | 3 | 48.7308
2029 | 7 | 18 | 4 | 49.0822
2029 | 7 | 18 | 5 | 50.8422
2029 | 7 | 18 | 6 | 53.4862
2029 | 7 | 18 | 7 | 56.2699
2029 | 7 | 18 | 8 | 60.3383
2029 | 7 | 18 | 9 | 60.0473
2029 | 7 | 18 | 10 | 58.942
2029 | 7 | 18 | 11 | 54.1526
2029 | 7 | 18 | 12 | 57.3917
2029 | 7 | 18 | 13 | 58.3111
2029 | 7 | 18 | 14 | 56.9137
2029 | 7 | 18 | 15 | 55.3903
2029 | 7 | 18 | 16 | 57.9077
2029 | 7 | 18 | 17 | 60.6455
2029 | 7 | 18 | 18 | 70.8385
2029 | 7 | 18 | 19 | 67.0648
2029 | 7 | 18 | 20 | 66.972
2029 | 7 | 18 | 21 | 65.8299
2029 | 7 | 18 | 22 | 61.1837
2029 | 7 | 18 | 23 | 55.7428
2029 | 7 | 19 | 0 | 53.8402
2029 | 7 | 19 | 1 | 54.8637
2029 | 7 | 19 | 2 | 53.4834
2029 | 7 | 19 | 3 | 52.9173
2029 | 7 | 19 | 4 | 53.0885
2029 | 7 | 19 | 5 | 54.8224
2029 | 7 | 19 | 6 | 57.6241
2029 | 7 | 19 | 7 | 61.6398
2029 | 7 | 19 | 8 | 67.3624
2029 | 7 | 19 | 9 | 66.9346
2029 | 7 | 19 | 10 | 63.2395
2029 | 7 | 19 | 11 | 57.2802
2029 | 7 | 19 | 12 | 60.41
2029 | 7 | 19 | 13 | 61.2691
2029 | 7 | 19 | 14 | 60.6145
2029 | 7 | 19 | 15 | 60.4856
2029 | 7 | 19 | 16 | 66.7624
2029 | 7 | 19 | 17 | 74.2683
2029 | 7 | 19 | 18 | 82.3088
2029 | 7 | 19 | 19 | 81.3532
2029 | 7 | 19 | 20 | 80.5386
2029 | 7 | 19 | 21 | 78.8841
2029 | 7 | 19 | 22 | 73.3886
2029 | 7 | 19 | 23 | 66.5181
2029 | 7 | 20 | 0 | 61.1061
2029 | 7 | 20 | 1 | 57.5251
2029 | 7 | 20 | 2 | 55.7427
2029 | 7 | 20 | 3 | 54.8794
2029 | 7 | 20 | 4 | 54.8448
2029 | 7 | 20 | 5 | 56.4828
2029 | 7 | 20 | 6 | 58.9387
2029 | 7 | 20 | 7 | 62.1101
2029 | 7 | 20 | 8 | 63.2113
2029 | 7 | 20 | 9 | 59.7267
2029 | 7 | 20 | 10 | 56.386
2029 | 7 | 20 | 11 | 52.8234
2029 | 7 | 20 | 12 | 56.0207
2029 | 7 | 20 | 13 | 56.7203
2029 | 7 | 20 | 14 | 56.0129
2029 | 7 | 20 | 15 | 54.8574
2029 | 7 | 20 | 16 | 57.5714
2029 | 7 | 20 | 17 | 62.8106
2029 | 7 | 20 | 18 | 73.1015
2029 | 7 | 20 | 19 | 78.713
2029 | 7 | 20 | 20 | 77.6204
2029 | 7 | 20 | 21 | 75.9363
2029 | 7 | 20 | 22 | 70.7584
2029 | 7 | 20 | 23 | 64.0189
2029 | 7 | 21 | 0 | 59.4492
2029 | 7 | 21 | 1 | 59.1552
2029 | 7 | 21 | 2 | 56.8736
2029 | 7 | 21 | 3 | 55.4473
2029 | 7 | 21 | 4 | 54.8891
2029 | 7 | 21 | 5 | 54.9294
2029 | 7 | 21 | 6 | 54.9373
2029 | 7 | 21 | 7 | 57.1662
2029 | 7 | 21 | 8 | 61.3631
2029 | 7 | 21 | 9 | 59.452
2029 | 7 | 21 | 10 | 55.1474
2029 | 7 | 21 | 11 | 52.1783
2029 | 7 | 21 | 12 | 52.9725
2029 | 7 | 21 | 13 | 52.5436
2029 | 7 | 21 | 14 | 54.1123
2029 | 7 | 21 | 15 | 55.9334
2029 | 7 | 21 | 16 | 61.9834
2029 | 7 | 21 | 17 | 74.5787
2029 | 7 | 21 | 18 | 85.236
2029 | 7 | 21 | 19 | 87.7479
2029 | 7 | 21 | 20 | 85.0992
2029 | 7 | 21 | 21 | 82.4976
2029 | 7 | 21 | 22 | 77.01
2029 | 7 | 21 | 23 | 70.2834
2029 | 7 | 22 | 0 | 64.0176
2029 | 7 | 22 | 1 | 61.6486
2029 | 7 | 22 | 2 | 59.0354
2029 | 7 | 22 | 3 | 57.3411
2029 | 7 | 22 | 4 | 56.6001
2029 | 7 | 22 | 5 | 56.3512
2029 | 7 | 22 | 6 | 56.6076
2029 | 7 | 22 | 7 | 57.9017
2029 | 7 | 22 | 8 | 60.336
2029 | 7 | 22 | 9 | 58.4401
2029 | 7 | 22 | 10 | 55.0932
2029 | 7 | 22 | 11 | 51.0517
2029 | 7 | 22 | 12 | 53.802
2029 | 7 | 22 | 13 | 55.0114
2029 | 7 | 22 | 14 | 56.3147
2029 | 7 | 22 | 15 | 58.7981
2029 | 7 | 22 | 16 | 64.3992
2029 | 7 | 22 | 17 | 76.3806
2029 | 7 | 22 | 18 | 88.8389
2029 | 7 | 22 | 19 | 85.5457
2029 | 7 | 22 | 20 | 82.4953
2029 | 7 | 22 | 21 | 79.811
2029 | 7 | 22 | 22 | 74.1589
2029 | 7 | 22 | 23 | 68.0217
2029 | 7 | 23 | 0 | 66.0227
2029 | 7 | 23 | 1 | 62.4246
2029 | 7 | 23 | 2 | 60.6042
2029 | 7 | 23 | 3 | 59.7146
2029 | 7 | 23 | 4 | 59.6218
2029 | 7 | 23 | 5 | 61.0726
2029 | 7 | 23 | 6 | 63.6346
2029 | 7 | 23 | 7 | 67.1306
2029 | 7 | 23 | 8 | 68.0349
2029 | 7 | 23 | 9 | 63.2762
2029 | 7 | 23 | 10 | 60.2668
2029 | 7 | 23 | 11 | 58.4345
2029 | 7 | 23 | 12 | 59.3381
2029 | 7 | 23 | 13 | 61.1825
2029 | 7 | 23 | 14 | 61.7703
2029 | 7 | 23 | 15 | 62.5959
2029 | 7 | 23 | 16 | 68.6325
2029 | 7 | 23 | 17 | 81.4613
2029 | 7 | 23 | 18 | 92.508
2029 | 7 | 23 | 19 | 91.9829
2029 | 7 | 23 | 20 | 89.7472
2029 | 7 | 23 | 21 | 86.7309
2029 | 7 | 23 | 22 | 80.371
2029 | 7 | 23 | 23 | 73.1845
2029 | 7 | 24 | 0 | 67.9026
2029 | 7 | 24 | 1 | 63.3134
2029 | 7 | 24 | 2 | 61.2985
2029 | 7 | 24 | 3 | 60.2785
2029 | 7 | 24 | 4 | 60.1028
2029 | 7 | 24 | 5 | 61.5293
2029 | 7 | 24 | 6 | 63.8854
2029 | 7 | 24 | 7 | 68.3956
2029 | 7 | 24 | 8 | 73.8836
2029 | 7 | 24 | 9 | 71.8566
2029 | 7 | 24 | 10 | 65.1859
2029 | 7 | 24 | 11 | 59.4846
2029 | 7 | 24 | 12 | 61.7635
2029 | 7 | 24 | 13 | 62.5421
2029 | 7 | 24 | 14 | 62.7937
2029 | 7 | 24 | 15 | 63.6322
2029 | 7 | 24 | 16 | 69.6704
2029 | 7 | 24 | 17 | 77.2137
2029 | 7 | 24 | 18 | 85.3674
2029 | 7 | 24 | 19 | 87.3554
2029 | 7 | 24 | 20 | 85.3522
2029 | 7 | 24 | 21 | 82.4099
2029 | 7 | 24 | 22 | 76.3168
2029 | 7 | 24 | 23 | 69.335
2029 | 7 | 25 | 0 | 63.6075
2029 | 7 | 25 | 1 | 59.5556
2029 | 7 | 25 | 2 | 57.8172
2029 | 7 | 25 | 3 | 56.9611
2029 | 7 | 25 | 4 | 56.992
2029 | 7 | 25 | 5 | 58.3952
2029 | 7 | 25 | 6 | 60.1635
2029 | 7 | 25 | 7 | 62.4264
2029 | 7 | 25 | 8 | 61.8102
2029 | 7 | 25 | 9 | 57.5203
2029 | 7 | 25 | 10 | 56.0591
2029 | 7 | 25 | 11 | 54.5987
2029 | 7 | 25 | 12 | 56.8077
2029 | 7 | 25 | 13 | 58.9374
2029 | 7 | 25 | 14 | 59.3014
2029 | 7 | 25 | 15 | 58.5888
2029 | 7 | 25 | 16 | 59.6479
2029 | 7 | 25 | 17 | 67.4782
2029 | 7 | 25 | 18 | 76.1863
2029 | 7 | 25 | 19 | 81.8137
2029 | 7 | 25 | 20 | 80.5039
2029 | 7 | 25 | 21 | 78.1034
2029 | 7 | 25 | 22 | 72.2116
2029 | 7 | 25 | 23 | 65.5133
2029 | 7 | 26 | 0 | 61.5324
2029 | 7 | 26 | 1 | 54.7348
2029 | 7 | 26 | 2 | 53.4124
2029 | 7 | 26 | 3 | 52.7851
2029 | 7 | 26 | 4 | 52.9334
2029 | 7 | 26 | 5 | 54.727
2029 | 7 | 26 | 6 | 57.1417
2029 | 7 | 26 | 7 | 59.8784
2029 | 7 | 26 | 8 | 62.5064
2029 | 7 | 26 | 9 | 61.2599
2029 | 7 | 26 | 10 | 60.2918
2029 | 7 | 26 | 11 | 56.6643
2029 | 7 | 26 | 12 | 56.9344
2029 | 7 | 26 | 13 | 58.4165
2029 | 7 | 26 | 14 | 58.3547
2029 | 7 | 26 | 15 | 57.6296
2029 | 7 | 26 | 16 | 59.1435
2029 | 7 | 26 | 17 | 64.4178
2029 | 7 | 26 | 18 | 75.0934
2029 | 7 | 26 | 19 | 73.9433
2029 | 7 | 26 | 20 | 73.3694
2029 | 7 | 26 | 21 | 71.6828
2029 | 7 | 26 | 22 | 66.9402
2029 | 7 | 26 | 23 | 61.0955
2029 | 7 | 27 | 0 | 56.065
2029 | 7 | 27 | 1 | 54.7781
2029 | 7 | 27 | 2 | 53.4419
2029 | 7 | 27 | 3 | 52.8236
2029 | 7 | 27 | 4 | 52.9568
2029 | 7 | 27 | 5 | 54.6274
2029 | 7 | 27 | 6 | 57.1166
2029 | 7 | 27 | 7 | 60.3208
2029 | 7 | 27 | 8 | 63.1107
2029 | 7 | 27 | 9 | 61.3214
2029 | 7 | 27 | 10 | 59.9635
2029 | 7 | 27 | 11 | 56.2154
2029 | 7 | 27 | 12 | 56.0207
2029 | 7 | 27 | 13 | 57.5043
2029 | 7 | 27 | 14 | 56.4311
2029 | 7 | 27 | 15 | 55.2782
2029 | 7 | 27 | 16 | 58.3983
2029 | 7 | 27 | 17 | 65.1226
2029 | 7 | 27 | 18 | 74.8915
2029 | 7 | 27 | 19 | 78.1157
2029 | 7 | 27 | 20 | 77.2464
2029 | 7 | 27 | 21 | 75.3462
2029 | 7 | 27 | 22 | 70.2573
2029 | 7 | 27 | 23 | 63.7065
2029 | 7 | 28 | 0 | 57.3613
2029 | 7 | 28 | 1 | 55.1179
2029 | 7 | 28 | 2 | 53.0564
2029 | 7 | 28 | 3 | 51.7534
2029 | 7 | 28 | 4 | 51.364
2029 | 7 | 28 | 5 | 51.4385
2029 | 7 | 28 | 6 | 50.9011
2029 | 7 | 28 | 7 | 52.2849
2029 | 7 | 28 | 8 | 54.1456
2029 | 7 | 28 | 9 | 49.638
2029 | 7 | 28 | 10 | 46.1566
2029 | 7 | 28 | 11 | 43.9529
2029 | 7 | 28 | 12 | 46.1124
2029 | 7 | 28 | 13 | 46.4862
2029 | 7 | 28 | 14 | 46.1236
2029 | 7 | 28 | 15 | 47.5947
2029 | 7 | 28 | 16 | 50.243
2029 | 7 | 28 | 17 | 60.7861
2029 | 7 | 28 | 18 | 73.7805
2029 | 7 | 28 | 19 | 77.0517
2029 | 7 | 28 | 20 | 74.8954
2029 | 7 | 28 | 21 | 72.2856
2029 | 7 | 28 | 22 | 67.4683
2029 | 7 | 28 | 23 | 62.0534
2029 | 7 | 29 | 0 | 59.2515
2029 | 7 | 29 | 1 | 54.195
2029 | 7 | 29 | 2 | 52.0726
2029 | 7 | 29 | 3 | 50.7909
2029 | 7 | 29 | 4 | 50.3751
2029 | 7 | 29 | 5 | 50.283
2029 | 7 | 29 | 6 | 49.2628
2029 | 7 | 29 | 7 | 49.4478
2029 | 7 | 29 | 8 | 50.4943
2029 | 7 | 29 | 9 | 45.4471
2029 | 7 | 29 | 10 | 42.6393
2029 | 7 | 29 | 11 | 41.1567
2029 | 7 | 29 | 12 | 44.8247
2029 | 7 | 29 | 13 | 45.4944
2029 | 7 | 29 | 14 | 46.1608
2029 | 7 | 29 | 15 | 46.5959
2029 | 7 | 29 | 16 | 50.171
2029 | 7 | 29 | 17 | 61.7643
2029 | 7 | 29 | 18 | 76.3725
2029 | 7 | 29 | 19 | 81.0923
2029 | 7 | 29 | 20 | 79.2595
2029 | 7 | 29 | 21 | 75.8062
2029 | 7 | 29 | 22 | 69.3551
2029 | 7 | 29 | 23 | 62.6688
2029 | 7 | 30 | 0 | 57.6097
2029 | 7 | 30 | 1 | 55.1491
2029 | 7 | 30 | 2 | 53.8959
2029 | 7 | 30 | 3 | 53.3703
2029 | 7 | 30 | 4 | 53.6073
2029 | 7 | 30 | 5 | 55.3356
2029 | 7 | 30 | 6 | 57.6632
2029 | 7 | 30 | 7 | 60.8434
2029 | 7 | 30 | 8 | 60.0561
2029 | 7 | 30 | 9 | 53.9728
2029 | 7 | 30 | 10 | 52.7922
2029 | 7 | 30 | 11 | 52.1535
2029 | 7 | 30 | 12 | 52.7765
2029 | 7 | 30 | 13 | 54.828
2029 | 7 | 30 | 14 | 55.3951
2029 | 7 | 30 | 15 | 55.126
2029 | 7 | 30 | 16 | 56.0635
2029 | 7 | 30 | 17 | 65.4107
2029 | 7 | 30 | 18 | 81.9422
2029 | 7 | 30 | 19 | 86.9197
2029 | 7 | 30 | 20 | 85.3501
2029 | 7 | 30 | 21 | 81.8832
2029 | 7 | 30 | 22 | 75.0815
2029 | 7 | 30 | 23 | 67.7532
2029 | 7 | 31 | 0 | 63.1255
2029 | 7 | 31 | 1 | 61.0154
2029 | 7 | 31 | 2 | 59.2085
2029 | 7 | 31 | 3 | 58.4093
2029 | 7 | 31 | 4 | 58.4217
2029 | 7 | 31 | 5 | 59.9295
2029 | 7 | 31 | 6 | 62.0713
2029 | 7 | 31 | 7 | 65.537
2029 | 7 | 31 | 8 | 64.1178
2029 | 7 | 31 | 9 | 56.9298
2029 | 7 | 31 | 10 | 54.0392
2029 | 7 | 31 | 11 | 52.8131
2029 | 7 | 31 | 12 | 56.2115
2029 | 7 | 31 | 13 | 57.7499
2029 | 7 | 31 | 14 | 58.1261
2029 | 7 | 31 | 15 | 58.6814
2029 | 7 | 31 | 16 | 63.3235
2029 | 7 | 31 | 17 | 73.741
2029 | 7 | 31 | 18 | 87.4164
2029 | 7 | 31 | 19 | 90.4938
2029 | 7 | 31 | 20 | 89.1037
2029 | 7 | 31 | 21 | 85.8616
2029 | 7 | 31 | 22 | 79.3053
2029 | 7 | 31 | 23 | 71.8446
2029 | 8 | 1 | 0 | 66.6582
2029 | 8 | 1 | 1 | 61.4528
2029 | 8 | 1 | 2 | 59.4002
2029 | 8 | 1 | 3 | 58.5557
2029 | 8 | 1 | 4 | 58.486
2029 | 8 | 1 | 5 | 59.6362
2029 | 8 | 1 | 6 | 61.5308
2029 | 8 | 1 | 7 | 64.499
2029 | 8 | 1 | 8 | 65.0515
2029 | 8 | 1 | 9 | 62.2847
2029 | 8 | 1 | 10 | 60.1776
2029 | 8 | 1 | 11 | 57.6246
2029 | 8 | 1 | 12 | 58.683
2029 | 8 | 1 | 13 | 61.2625
2029 | 8 | 1 | 14 | 61.2648
2029 | 8 | 1 | 15 | 61.2449
2029 | 8 | 1 | 16 | 63.7177
2029 | 8 | 1 | 17 | 75.731
2029 | 8 | 1 | 18 | 87.6918
2029 | 8 | 1 | 19 | 91.2586
2029 | 8 | 1 | 20 | 89.6467
2029 | 8 | 1 | 21 | 86.5792
2029 | 8 | 1 | 22 | 79.2484
2029 | 8 | 1 | 23 | 71.4173
2029 | 8 | 2 | 0 | 65.7664
2029 | 8 | 2 | 1 | 63.7468
2029 | 8 | 2 | 2 | 61.5274
2029 | 8 | 2 | 3 | 60.6016
2029 | 8 | 2 | 4 | 60.4699
2029 | 8 | 2 | 5 | 61.6205
2029 | 8 | 2 | 6 | 63.3954
2029 | 8 | 2 | 7 | 66.1453
2029 | 8 | 2 | 8 | 65.5394
2029 | 8 | 2 | 9 | 62.2638
2029 | 8 | 2 | 10 | 60.915
2029 | 8 | 2 | 11 | 59.1309
2029 | 8 | 2 | 12 | 59.712
2029 | 8 | 2 | 13 | 62.293
2029 | 8 | 2 | 14 | 62.8544
2029 | 8 | 2 | 15 | 63.6672
2029 | 8 | 2 | 16 | 66.9273
2029 | 8 | 2 | 17 | 79.9688
2029 | 8 | 2 | 18 | 92.2312
2029 | 8 | 2 | 19 | 93.8723
2029 | 8 | 2 | 20 | 92.129
2029 | 8 | 2 | 21 | 89.194
2029 | 8 | 2 | 22 | 82.2903
2029 | 8 | 2 | 23 | 74.519
2029 | 8 | 3 | 0 | 69.0949
2029 | 8 | 3 | 1 | 63.2511
2029 | 8 | 3 | 2 | 61.0089
2029 | 8 | 3 | 3 | 59.9212
2029 | 8 | 3 | 4 | 59.6934
2029 | 8 | 3 | 5 | 60.8164
2029 | 8 | 3 | 6 | 63.0876
2029 | 8 | 3 | 7 | 66.663
2029 | 8 | 3 | 8 | 67.8334
2029 | 8 | 3 | 9 | 65.0172
2029 | 8 | 3 | 10 | 61.164
2029 | 8 | 3 | 11 | 57.816
2029 | 8 | 3 | 12 | 63.168
2029 | 8 | 3 | 13 | 64.5272
2029 | 8 | 3 | 14 | 63.5092
2029 | 8 | 3 | 15 | 63.6443
2029 | 8 | 3 | 16 | 70.6084
2029 | 8 | 3 | 17 | 80.1053
2029 | 8 | 3 | 18 | 87.5925
2029 | 8 | 3 | 19 | 81.7681
2029 | 8 | 3 | 20 | 79.9395
2029 | 8 | 3 | 21 | 77.4646
2029 | 8 | 3 | 22 | 72.2521
2029 | 8 | 3 | 23 | 66.1933
2029 | 8 | 4 | 0 | 64.0488
2029 | 8 | 4 | 1 | 59.1926
2029 | 8 | 4 | 2 | 56.783
2029 | 8 | 4 | 3 | 55.2923
2029 | 8 | 4 | 4 | 54.6507
2029 | 8 | 4 | 5 | 54.5866
2029 | 8 | 4 | 6 | 53.5963
2029 | 8 | 4 | 7 | 54.6645
2029 | 8 | 4 | 8 | 54.9599
2029 | 8 | 4 | 9 | 51.2568
2029 | 8 | 4 | 10 | 48.1035
2029 | 8 | 4 | 11 | 45.9034
2029 | 8 | 4 | 12 | 45.8977
2029 | 8 | 4 | 13 | 46.9663
2029 | 8 | 4 | 14 | 46.2027
2029 | 8 | 4 | 15 | 45.4843
2029 | 8 | 4 | 16 | 44.6325
2029 | 8 | 4 | 17 | 53.4394
2029 | 8 | 4 | 18 | 63.0411
2029 | 8 | 4 | 19 | 69.1582
2029 | 8 | 4 | 20 | 68.9465
2029 | 8 | 4 | 21 | 66.9806
2029 | 8 | 4 | 22 | 62.1988
2029 | 8 | 4 | 23 | 57.3941
2029 | 8 | 5 | 0 | 55.7253
2029 | 8 | 5 | 1 | 52.4208
2029 | 8 | 5 | 2 | 50.5991
2029 | 8 | 5 | 3 | 49.7424
2029 | 8 | 5 | 4 | 49.5979
2029 | 8 | 5 | 5 | 49.7775
2029 | 8 | 5 | 6 | 48.5766
2029 | 8 | 5 | 7 | 47.833
2029 | 8 | 5 | 8 | 46.2599
2029 | 8 | 5 | 9 | 41.4894
2029 | 8 | 5 | 10 | 41.2634
2029 | 8 | 5 | 11 | 44.3544
2029 | 8 | 5 | 12 | 44.0288
2029 | 8 | 5 | 13 | 44.8097
2029 | 8 | 5 | 14 | 44.7888
2029 | 8 | 5 | 15 | 47.0739
2029 | 8 | 5 | 16 | 46.509
2029 | 8 | 5 | 17 | 56.9243
2029 | 8 | 5 | 18 | 71.239
2029 | 8 | 5 | 19 | 75.094
2029 | 8 | 5 | 20 | 74.0519
2029 | 8 | 5 | 21 | 71.0305
2029 | 8 | 5 | 22 | 64.9915
2029 | 8 | 5 | 23 | 59.042
2029 | 8 | 6 | 0 | 55.2097
2029 | 8 | 6 | 1 | 55.0405
2029 | 8 | 6 | 2 | 53.0606
2029 | 8 | 6 | 3 | 51.8047
2029 | 8 | 6 | 4 | 51.7147
2029 | 8 | 6 | 5 | 52.1108
2029 | 8 | 6 | 6 | 51.9943
2029 | 8 | 6 | 7 | 52.9526
2029 | 8 | 6 | 8 | 52.6831
2029 | 8 | 6 | 9 | 49.6078
2029 | 8 | 6 | 10 | 50.4273
2029 | 8 | 6 | 11 | 53.5758
2029 | 8 | 6 | 12 | 47.8312
2029 | 8 | 6 | 13 | 49.8539
2029 | 8 | 6 | 14 | 52.6806
2029 | 8 | 6 | 15 | 53.7311
2029 | 8 | 6 | 16 | 57.0797
2029 | 8 | 6 | 17 | 67.6241
2029 | 8 | 6 | 18 | 79.5161
2029 | 8 | 6 | 19 | 85.5192
2029 | 8 | 6 | 20 | 84.5009
2029 | 8 | 6 | 21 | 80.881
2029 | 8 | 6 | 22 | 73.2888
2029 | 8 | 6 | 23 | 66.1375
2029 | 8 | 7 | 0 | 61.9887
2029 | 8 | 7 | 1 | 57.9287
2029 | 8 | 7 | 2 | 56.1689
2029 | 8 | 7 | 3 | 55.6191
2029 | 8 | 7 | 4 | 55.7376
2029 | 8 | 7 | 5 | 57.1799
2029 | 8 | 7 | 6 | 59.1645
2029 | 8 | 7 | 7 | 61.7926
2029 | 8 | 7 | 8 | 58.5251
2029 | 8 | 7 | 9 | 52.369
2029 | 8 | 7 | 10 | 51.7513
2029 | 8 | 7 | 11 | 51.7164
2029 | 8 | 7 | 12 | 56.5584
2029 | 8 | 7 | 13 | 58.3032
2029 | 8 | 7 | 14 | 57.9562
2029 | 8 | 7 | 15 | 58.4208
2029 | 8 | 7 | 16 | 62.7152
2029 | 8 | 7 | 17 | 72.7403
2029 | 8 | 7 | 18 | 84.278
2029 | 8 | 7 | 19 | 86.1493
2029 | 8 | 7 | 20 | 85.3371
2029 | 8 | 7 | 21 | 82.3823
2029 | 8 | 7 | 22 | 75.7279
2029 | 8 | 7 | 23 | 68.6507
2029 | 8 | 8 | 0 | 63.6511
2029 | 8 | 8 | 1 | 59.6637
2029 | 8 | 8 | 2 | 57.7981
2029 | 8 | 8 | 3 | 57.1004
2029 | 8 | 8 | 4 | 57.1035
2029 | 8 | 8 | 5 | 58.3841
2029 | 8 | 8 | 6 | 60.5623
2029 | 8 | 8 | 7 | 64.0029
2029 | 8 | 8 | 8 | 64.838
2029 | 8 | 8 | 9 | 60.8761
2029 | 8 | 8 | 10 | 57.3421
2029 | 8 | 8 | 11 | 54.5515
2029 | 8 | 8 | 12 | 60.1316
2029 | 8 | 8 | 13 | 61.8355
2029 | 8 | 8 | 14 | 61.4011
2029 | 8 | 8 | 15 | 61.1142
2029 | 8 | 8 | 16 | 66.5001
2029 | 8 | 8 | 17 | 76.2163
2029 | 8 | 8 | 18 | 86.067
2029 | 8 | 8 | 19 | 83.3362
2029 | 8 | 8 | 20 | 82.3781
2029 | 8 | 8 | 21 | 79.4794
2029 | 8 | 8 | 22 | 73.1575
2029 | 8 | 8 | 23 | 66.7522
2029 | 8 | 9 | 0 | 63.3933
2029 | 8 | 9 | 1 | 59.8792
2029 | 8 | 9 | 2 | 58.0731
2029 | 8 | 9 | 3 | 57.3975
2029 | 8 | 9 | 4 | 57.3119
2029 | 8 | 9 | 5 | 58.7906
2029 | 8 | 9 | 6 | 60.8304
2029 | 8 | 9 | 7 | 64.3381
2029 | 8 | 9 | 8 | 67.0833
2029 | 8 | 9 | 9 | 65.3331
2029 | 8 | 9 | 10 | 62.6278
2029 | 8 | 9 | 11 | 58.7513
2029 | 8 | 9 | 12 | 60.2029
2029 | 8 | 9 | 13 | 61.8241
2029 | 8 | 9 | 14 | 61.6574
2029 | 8 | 9 | 15 | 61.7789
2029 | 8 | 9 | 16 | 66.6099
2029 | 8 | 9 | 17 | 75.7571
2029 | 8 | 9 | 18 | 81.9351
2029 | 8 | 9 | 19 | 80.722
2029 | 8 | 9 | 20 | 79.6773
2029 | 8 | 9 | 21 | 77.0352
2029 | 8 | 9 | 22 | 71.4284
2029 | 8 | 9 | 23 | 65.444
2029 | 8 | 10 | 0 | 61.3212
2029 | 8 | 10 | 1 | 55.9489
2029 | 8 | 10 | 2 | 54.3473
2029 | 8 | 10 | 3 | 53.7394
2029 | 8 | 10 | 4 | 53.71
2029 | 8 | 10 | 5 | 55.2289
2029 | 8 | 10 | 6 | 57.9039
2029 | 8 | 10 | 7 | 61.5015
2029 | 8 | 10 | 8 | 64.8999
2029 | 8 | 10 | 9 | 64.4788
2029 | 8 | 10 | 10 | 62.3646
2029 | 8 | 10 | 11 | 57.3812
2029 | 8 | 10 | 12 | 56.4511
2029 | 8 | 10 | 13 | 57.7677
2029 | 8 | 10 | 14 | 56.8082
2029 | 8 | 10 | 15 | 55.5775
2029 | 8 | 10 | 16 | 57.101
2029 | 8 | 10 | 17 | 61.2486
2029 | 8 | 10 | 18 | 69.8754
2029 | 8 | 10 | 19 | 67.2466
2029 | 8 | 10 | 20 | 66.4981
2029 | 8 | 10 | 21 | 64.3588
2029 | 8 | 10 | 22 | 60.0468
2029 | 8 | 10 | 23 | 55.3862
2029 | 8 | 11 | 0 | 54.0791
2029 | 8 | 11 | 1 | 52.4049
2029 | 8 | 11 | 2 | 50.652
2029 | 8 | 11 | 3 | 49.7708
2029 | 8 | 11 | 4 | 49.5417
2029 | 8 | 11 | 5 | 49.8244
2029 | 8 | 11 | 6 | 49.469
2029 | 8 | 11 | 7 | 51.122
2029 | 8 | 11 | 8 | 55.4793
2029 | 8 | 11 | 9 | 53.2913
2029 | 8 | 11 | 10 | 49.4765
2029 | 8 | 11 | 11 | 47.8104
2029 | 8 | 11 | 12 | 47.3756
2029 | 8 | 11 | 13 | 47.0008
2029 | 8 | 11 | 14 | 45.5995
2029 | 8 | 11 | 15 | 46.8161
2029 | 8 | 11 | 16 | 48.8039
2029 | 8 | 11 | 17 | 57.4299
2029 | 8 | 11 | 18 | 68.9612
2029 | 8 | 11 | 19 | 70.1235
2029 | 8 | 11 | 20 | 68.9128
2029 | 8 | 11 | 21 | 65.7283
2029 | 8 | 11 | 22 | 60.7509
2029 | 8 | 11 | 23 | 56.0144
2029 | 8 | 12 | 0 | 52.4014
2029 | 8 | 12 | 1 | 49.9153
2029 | 8 | 12 | 2 | 48.146
2029 | 8 | 12 | 3 | 47.3165
2029 | 8 | 12 | 4 | 47.1679
2029 | 8 | 12 | 5 | 47.1955
2029 | 8 | 12 | 6 | 46.0232
2029 | 8 | 12 | 7 | 46.2409
2029 | 8 | 12 | 8 | 47.2021
2029 | 8 | 12 | 9 | 42.737
2029 | 8 | 12 | 10 | 40.8831
2029 | 8 | 12 | 11 | 40.3486
2029 | 8 | 12 | 12 | 43.5577
2029 | 8 | 12 | 13 | 44.3395
2029 | 8 | 12 | 14 | 43.8996
2029 | 8 | 12 | 15 | 46.0252
2029 | 8 | 12 | 16 | 48.1316
2029 | 8 | 12 | 17 | 57.5125
2029 | 8 | 12 | 18 | 69.4422
2029 | 8 | 12 | 19 | 72.2112
2029 | 8 | 12 | 20 | 71.1209
2029 | 8 | 12 | 21 | 67.7473
2029 | 8 | 12 | 22 | 61.8343
2029 | 8 | 12 | 23 | 56.5536
2029 | 8 | 13 | 0 | 54.2077
2029 | 8 | 13 | 1 | 50.3358
2029 | 8 | 13 | 2 | 49.3828
2029 | 8 | 13 | 3 | 49.2421
2029 | 8 | 13 | 4 | 49.6601
2029 | 8 | 13 | 5 | 51.4234
2029 | 8 | 13 | 6 | 53.4425
2029 | 8 | 13 | 7 | 55.9658
2029 | 8 | 13 | 8 | 53.3229
2029 | 8 | 13 | 9 | 47.6331
2029 | 8 | 13 | 10 | 49.3717
2029 | 8 | 13 | 11 | 50.4261
2029 | 8 | 13 | 12 | 54.1157
2029 | 8 | 13 | 13 | 55.9984
2029 | 8 | 13 | 14 | 55.4125
2029 | 8 | 13 | 15 | 54.8545
2029 | 8 | 13 | 16 | 56.9366
2029 | 8 | 13 | 17 | 65.4193
2029 | 8 | 13 | 18 | 77.4855
2029 | 8 | 13 | 19 | 81.2826
2029 | 8 | 13 | 20 | 80.5166
2029 | 8 | 13 | 21 | 77.0103
2029 | 8 | 13 | 22 | 70.1972
2029 | 8 | 13 | 23 | 63.567
2029 | 8 | 14 | 0 | 59.5252
2029 | 8 | 14 | 1 | 55.5083
2029 | 8 | 14 | 2 | 54.0056
2029 | 8 | 14 | 3 | 53.5829
2029 | 8 | 14 | 4 | 53.7539
2029 | 8 | 14 | 5 | 55.364
2029 | 8 | 14 | 6 | 57.4923
2029 | 8 | 14 | 7 | 60.2919
2029 | 8 | 14 | 8 | 57.5589
2029 | 8 | 14 | 9 | 51.1133
2029 | 8 | 14 | 10 | 50.4276
2029 | 8 | 14 | 11 | 50.3562
2029 | 8 | 14 | 12 | 53.9191
2029 | 8 | 14 | 13 | 55.526
2029 | 8 | 14 | 14 | 55.4661
2029 | 8 | 14 | 15 | 55.4123
2029 | 8 | 14 | 16 | 57.9645
2029 | 8 | 14 | 17 | 66.5413
2029 | 8 | 14 | 18 | 80.4202
2029 | 8 | 14 | 19 | 83.4338
2029 | 8 | 14 | 20 | 82.5867
2029 | 8 | 14 | 21 | 78.8351
2029 | 8 | 14 | 22 | 71.8947
2029 | 8 | 14 | 23 | 65.0984
2029 | 8 | 15 | 0 | 60.2227
2029 | 8 | 15 | 1 | 57.0757
2029 | 8 | 15 | 2 | 55.4574
2029 | 8 | 15 | 3 | 54.9344
2029 | 8 | 15 | 4 | 55.0545
2029 | 8 | 15 | 5 | 56.5087
2029 | 8 | 15 | 6 | 58.3264
2029 | 8 | 15 | 7 | 61.0773
2029 | 8 | 15 | 8 | 59.2594
2029 | 8 | 15 | 9 | 53.3633
2029 | 8 | 15 | 10 | 52.0191
2029 | 8 | 15 | 11 | 51.3191
2029 | 8 | 15 | 12 | 55.8605
2029 | 8 | 15 | 13 | 57.8361
2029 | 8 | 15 | 14 | 57.5866
2029 | 8 | 15 | 15 | 56.7091
2029 | 8 | 15 | 16 | 60.0027
2029 | 8 | 15 | 17 | 69.1451
2029 | 8 | 15 | 18 | 80.9821
2029 | 8 | 15 | 19 | 81.8315
2029 | 8 | 15 | 20 | 81.398
2029 | 8 | 15 | 21 | 78.1347
2029 | 8 | 15 | 22 | 71.6103
2029 | 8 | 15 | 23 | 65.23
2029 | 8 | 16 | 0 | 61.1702
2029 | 8 | 16 | 1 | 55.8128
2029 | 8 | 16 | 2 | 54.2916
2029 | 8 | 16 | 3 | 53.7936
2029 | 8 | 16 | 4 | 53.9307
2029 | 8 | 16 | 5 | 55.5842
2029 | 8 | 16 | 6 | 57.567
2029 | 8 | 16 | 7 | 60.2436
2029 | 8 | 16 | 8 | 58.8865
2029 | 8 | 16 | 9 | 54.1742
2029 | 8 | 16 | 10 | 53.7244
2029 | 8 | 16 | 11 | 52.5994
2029 | 8 | 16 | 12 | 55.1726
2029 | 8 | 16 | 13 | 57.0738
2029 | 8 | 16 | 14 | 57.1127
2029 | 8 | 16 | 15 | 56.5128
2029 | 8 | 16 | 16 | 59.1182
2029 | 8 | 16 | 17 | 67.2424
2029 | 8 | 16 | 18 | 80.9397
2029 | 8 | 16 | 19 | 78.691
2029 | 8 | 16 | 20 | 78.3561
2029 | 8 | 16 | 21 | 75.2207
2029 | 8 | 16 | 22 | 69.2566
2029 | 8 | 16 | 23 | 63.2387
2029 | 8 | 17 | 0 | 59.0329
2029 | 8 | 17 | 1 | 53.7154
2029 | 8 | 17 | 2 | 52.371
2029 | 8 | 17 | 3 | 51.9001
2029 | 8 | 17 | 4 | 52.0744
2029 | 8 | 17 | 5 | 53.677
2029 | 8 | 17 | 6 | 56.2243
2029 | 8 | 17 | 7 | 60.77
2029 | 8 | 17 | 8 | 66.0502
2029 | 8 | 17 | 9 | 64.6369
2029 | 8 | 17 | 10 | 59.9718
2029 | 8 | 17 | 11 | 54.5574
2029 | 8 | 17 | 12 | 55.5173
2029 | 8 | 17 | 13 | 57.1632
2029 | 8 | 17 | 14 | 56.0298
2029 | 8 | 17 | 15 | 54.8013
2029 | 8 | 17 | 16 | 59.011
2029 | 8 | 17 | 17 | 65.9159
2029 | 8 | 17 | 18 | 73.0675
2029 | 8 | 17 | 19 | 73.8848
2029 | 8 | 17 | 20 | 73.2066
2029 | 8 | 17 | 21 | 70.0599
2029 | 8 | 17 | 22 | 64.5825
2029 | 8 | 17 | 23 | 58.9813
2029 | 8 | 18 | 0 | 55.0126
2029 | 8 | 18 | 1 | 52.0091
2029 | 8 | 18 | 2 | 50.2492
2029 | 8 | 18 | 3 | 49.3292
2029 | 8 | 18 | 4 | 49.0666
2029 | 8 | 18 | 5 | 49.2959
2029 | 8 | 18 | 6 | 49.2267
2029 | 8 | 18 | 7 | 50.6459
2029 | 8 | 18 | 8 | 52.4209
2029 | 8 | 18 | 9 | 47.887
2029 | 8 | 18 | 10 | 45.3957
2029 | 8 | 18 | 11 | 44.1949
2029 | 8 | 18 | 12 | 44.7871
2029 | 8 | 18 | 13 | 44.9022
2029 | 8 | 18 | 14 | 43.3715
2029 | 8 | 18 | 15 | 44.0512
2029 | 8 | 18 | 16 | 46.0693
2029 | 8 | 18 | 17 | 55.6357
2029 | 8 | 18 | 18 | 67.9266
2029 | 8 | 18 | 19 | 70.131
2029 | 8 | 18 | 20 | 68.7754
2029 | 8 | 18 | 21 | 64.9523
2029 | 8 | 18 | 22 | 59.7522
2029 | 8 | 18 | 23 | 55.249
2029 | 8 | 19 | 0 | 52.1716
2029 | 8 | 19 | 1 | 52.0129
2029 | 8 | 19 | 2 | 50.1876
2029 | 8 | 19 | 3 | 49.3219
2029 | 8 | 19 | 4 | 49.1149
2029 | 8 | 19 | 5 | 49.1521
2029 | 8 | 19 | 6 | 48.7334
2029 | 8 | 19 | 7 | 50.1722
2029 | 8 | 19 | 8 | 52.2412
2029 | 8 | 19 | 9 | 47.236
2029 | 8 | 19 | 10 | 44.5255
2029 | 8 | 19 | 11 | 43.3486
2029 | 8 | 19 | 12 | 47.3929
2029 | 8 | 19 | 13 | 47.3372
2029 | 8 | 19 | 14 | 48.5511
2029 | 8 | 19 | 15 | 51.1487
2029 | 8 | 19 | 16 | 57.7193
2029 | 8 | 19 | 17 | 68.3371
2029 | 8 | 19 | 18 | 83.2098
2029 | 8 | 19 | 19 | 79.2459
2029 | 8 | 19 | 20 | 77.9693
2029 | 8 | 19 | 21 | 73.791
2029 | 8 | 19 | 22 | 67.4711
2029 | 8 | 19 | 23 | 61.8812
2029 | 8 | 20 | 0 | 58.7725
2029 | 8 | 20 | 1 | 54.6825
2029 | 8 | 20 | 2 | 53.5116
2029 | 8 | 20 | 3 | 53.133
2029 | 8 | 20 | 4 | 53.3233
2029 | 8 | 20 | 5 | 55.1703
2029 | 8 | 20 | 6 | 57.6954
2029 | 8 | 20 | 7 | 61.3654
2029 | 8 | 20 | 8 | 61.6224
2029 | 8 | 20 | 9 | 55.976
2029 | 8 | 20 | 10 | 55.3792
2029 | 8 | 20 | 11 | 54.9129
2029 | 8 | 20 | 12 | 54.4238
2029 | 8 | 20 | 13 | 56.2623
2029 | 8 | 20 | 14 | 56.1093
2029 | 8 | 20 | 15 | 55.8473
2029 | 8 | 20 | 16 | 60.0214
2029 | 8 | 20 | 17 | 71.8155
2029 | 8 | 20 | 18 | 83.1088
2029 | 8 | 20 | 19 | 87.506
2029 | 8 | 20 | 20 | 86.2461
2029 | 8 | 20 | 21 | 81.7271
2029 | 8 | 20 | 22 | 74.4172
2029 | 8 | 20 | 23 | 67.5216
2029 | 8 | 21 | 0 | 61.0745
2029 | 8 | 21 | 1 | 61.9966
2029 | 8 | 21 | 2 | 60.0972
2029 | 8 | 21 | 3 | 59.4909
2029 | 8 | 21 | 4 | 59.481
2029 | 8 | 21 | 5 | 60.8827
2029 | 8 | 21 | 6 | 63.1824
2029 | 8 | 21 | 7 | 67.204
2029 | 8 | 21 | 8 | 64.6402
2029 | 8 | 21 | 9 | 56.0731
2029 | 8 | 21 | 10 | 52.8584
2029 | 8 | 21 | 11 | 52.3109
2029 | 8 | 21 | 12 | 56.9472
2029 | 8 | 21 | 13 | 58.671
2029 | 8 | 21 | 14 | 58.9582
2029 | 8 | 21 | 15 | 59.7395
2029 | 8 | 21 | 16 | 67.1401
2029 | 8 | 21 | 17 | 79.9565
2029 | 8 | 21 | 18 | 90.2598
2029 | 8 | 21 | 19 | 92.5392
2029 | 8 | 21 | 20 | 90.9637
2029 | 8 | 21 | 21 | 86.0461
2029 | 8 | 21 | 22 | 78.4379
2029 | 8 | 21 | 23 | 71.3113
2029 | 8 | 22 | 0 | 67.8638
2029 | 8 | 22 | 1 | 63.8231
2029 | 8 | 22 | 2 | 61.8041
2029 | 8 | 22 | 3 | 60.9208
2029 | 8 | 22 | 4 | 60.7714
2029 | 8 | 22 | 5 | 62.1776
2029 | 8 | 22 | 6 | 64.4831
2029 | 8 | 22 | 7 | 68.8263
2029 | 8 | 22 | 8 | 69.549
2029 | 8 | 22 | 9 | 63.2067
2029 | 8 | 22 | 10 | 58.7995
2029 | 8 | 22 | 11 | 56.4034
2029 | 8 | 22 | 12 | 59.5258
2029 | 8 | 22 | 13 | 61.229
2029 | 8 | 22 | 14 | 61.4057
2029 | 8 | 22 | 15 | 61.1858
2029 | 8 | 22 | 16 | 68.0502
2029 | 8 | 22 | 17 | 80.2479
2029 | 8 | 22 | 18 | 90.0438
2029 | 8 | 22 | 19 | 88.4099
2029 | 8 | 22 | 20 | 87.1172
2029 | 8 | 22 | 21 | 82.6816
2029 | 8 | 22 | 22 | 75.8256
2029 | 8 | 22 | 23 | 69.4311
2029 | 8 | 23 | 0 | 66.1426
2029 | 8 | 23 | 1 | 58.8092
2029 | 8 | 23 | 2 | 57.1196
2029 | 8 | 23 | 3 | 56.4164
2029 | 8 | 23 | 4 | 56.3811
2029 | 8 | 23 | 5 | 58.0437
2029 | 8 | 23 | 6 | 60.5072
2029 | 8 | 23 | 7 | 65.3564
2029 | 8 | 23 | 8 | 68.5781
2029 | 8 | 23 | 9 | 63.8025
2029 | 8 | 23 | 10 | 57.5726
2029 | 8 | 23 | 11 | 51.9316
2029 | 8 | 23 | 12 | 51.5174
2029 | 8 | 23 | 13 | 53.3411
2029 | 8 | 23 | 14 | 54.2361
2029 | 8 | 23 | 15 | 54.5783
2029 | 8 | 23 | 16 | 57.9922
2029 | 8 | 23 | 17 | 66.8844
2029 | 8 | 23 | 18 | 73.9577
2029 | 8 | 23 | 19 | 77.0675
2029 | 8 | 23 | 20 | 77.0475
2029 | 8 | 23 | 21 | 73.5331
2029 | 8 | 23 | 22 | 67.8058
2029 | 8 | 23 | 23 | 62.5405
2029 | 8 | 24 | 0 | 59.4055
2029 | 8 | 24 | 1 | 55.1308
2029 | 8 | 24 | 2 | 53.8925
2029 | 8 | 24 | 3 | 53.4804
2029 | 8 | 24 | 4 | 53.7833
2029 | 8 | 24 | 5 | 55.4416
2029 | 8 | 24 | 6 | 58.402
2029 | 8 | 24 | 7 | 62.0404
2029 | 8 | 24 | 8 | 61.3722
2029 | 8 | 24 | 9 | 56.9312
2029 | 8 | 24 | 10 | 56.8596
2029 | 8 | 24 | 11 | 53.9978
2029 | 8 | 24 | 12 | 53.594
2029 | 8 | 24 | 13 | 55.6788
2029 | 8 | 24 | 14 | 55.1961
2029 | 8 | 24 | 15 | 54.6828
2029 | 8 | 24 | 16 | 57.4035
2029 | 8 | 24 | 17 | 64.8829
2029 | 8 | 24 | 18 | 77.1681
2029 | 8 | 24 | 19 | 76.1137
2029 | 8 | 24 | 20 | 75.1693
2029 | 8 | 24 | 21 | 71.2164
2029 | 8 | 24 | 22 | 65.8146
2029 | 8 | 24 | 23 | 60.5725
2029 | 8 | 25 | 0 | 57.0704
2029 | 8 | 25 | 1 | 52.376
2029 | 8 | 25 | 2 | 50.9384
2029 | 8 | 25 | 3 | 50.1907
2029 | 8 | 25 | 4 | 50.1249
2029 | 8 | 25 | 5 | 50.6533
2029 | 8 | 25 | 6 | 51.2637
2029 | 8 | 25 | 7 | 53.1936
2029 | 8 | 25 | 8 | 55.2375
2029 | 8 | 25 | 9 | 50.302
2029 | 8 | 25 | 10 | 49.2374
2029 | 8 | 25 | 11 | 48.2507
2029 | 8 | 25 | 12 | 46.3979
2029 | 8 | 25 | 13 | 46.2128
2029 | 8 | 25 | 14 | 44.6705
2029 | 8 | 25 | 15 | 46.7073
2029 | 8 | 25 | 16 | 48.9498
2029 | 8 | 25 | 17 | 56.4615
2029 | 8 | 25 | 18 | 68.1024
2029 | 8 | 25 | 19 | 69.506
2029 | 8 | 25 | 20 | 68.0963
2029 | 8 | 25 | 21 | 64.4151
2029 | 8 | 25 | 22 | 60.0245
2029 | 8 | 25 | 23 | 56.339
2029 | 8 | 26 | 0 | 53.4089
2029 | 8 | 26 | 1 | 50.0134
2029 | 8 | 26 | 2 | 48.4675
2029 | 8 | 26 | 3 | 47.8281
2029 | 8 | 26 | 4 | 47.6583
2029 | 8 | 26 | 5 | 47.8384
2029 | 8 | 26 | 6 | 47.8743
2029 | 8 | 26 | 7 | 49.648
2029 | 8 | 26 | 8 | 54.385
2029 | 8 | 26 | 9 | 50.7404
2029 | 8 | 26 | 10 | 47.2646
2029 | 8 | 26 | 11 | 43.3913
2029 | 8 | 26 | 12 | 44.7045
2029 | 8 | 26 | 13 | 44.5619
2029 | 8 | 26 | 14 | 44.3509
2029 | 8 | 26 | 15 | 46.1631
2029 | 8 | 26 | 16 | 52.2115
2029 | 8 | 26 | 17 | 62.7009
2029 | 8 | 26 | 18 | 72.8507
2029 | 8 | 26 | 19 | 68.5589
2029 | 8 | 26 | 20 | 67.5042
2029 | 8 | 26 | 21 | 63.211
2029 | 8 | 26 | 22 | 57.8967
2029 | 8 | 26 | 23 | 53.8692
2029 | 8 | 27 | 0 | 52.1395
2029 | 8 | 27 | 1 | 52.3971
2029 | 8 | 27 | 2 | 51.4899
2029 | 8 | 27 | 3 | 51.3346
2029 | 8 | 27 | 4 | 51.7494
2029 | 8 | 27 | 5 | 53.678
2029 | 8 | 27 | 6 | 56.6062
2029 | 8 | 27 | 7 | 61.2869
2029 | 8 | 27 | 8 | 61.1853
2029 | 8 | 27 | 9 | 53.7703
2029 | 8 | 27 | 10 | 51.4346
2029 | 8 | 27 | 11 | 50.0881
2029 | 8 | 27 | 12 | 51.3222
2029 | 8 | 27 | 13 | 53.4738
2029 | 8 | 27 | 14 | 53.568
2029 | 8 | 27 | 15 | 53.3047
2029 | 8 | 27 | 16 | 54.2348
2029 | 8 | 27 | 17 | 63.122
2029 | 8 | 27 | 18 | 77.3634
2029 | 8 | 27 | 19 | 81.4886
2029 | 8 | 27 | 20 | 80.424
2029 | 8 | 27 | 21 | 75.6105
2029 | 8 | 27 | 22 | 68.797
2029 | 8 | 27 | 23 | 62.7422
2029 | 8 | 28 | 0 | 59.794
2029 | 8 | 28 | 1 | 57.3477
2029 | 8 | 28 | 2 | 55.8848
2029 | 8 | 28 | 3 | 55.4481
2029 | 8 | 28 | 4 | 55.6674
2029 | 8 | 28 | 5 | 57.3395
2029 | 8 | 28 | 6 | 60.0459
2029 | 8 | 28 | 7 | 64.2572
2029 | 8 | 28 | 8 | 63.0646
2029 | 8 | 28 | 9 | 55.2025
2029 | 8 | 28 | 10 | 52.7083
2029 | 8 | 28 | 11 | 51.2006
2029 | 8 | 28 | 12 | 53.2545
2029 | 8 | 28 | 13 | 54.9769
2029 | 8 | 28 | 14 | 54.6645
2029 | 8 | 28 | 15 | 55.005
2029 | 8 | 28 | 16 | 59.0415
2029 | 8 | 28 | 17 | 68.602
2029 | 8 | 28 | 18 | 80.6584
2029 | 8 | 28 | 19 | 83.2895
2029 | 8 | 28 | 20 | 82.3449
2029 | 8 | 28 | 21 | 77.6087
2029 | 8 | 28 | 22 | 70.9352
2029 | 8 | 28 | 23 | 64.7984
2029 | 8 | 29 | 0 | 61.9335
2029 | 8 | 29 | 1 | 60.6487
2029 | 8 | 29 | 2 | 59.0145
2029 | 8 | 29 | 3 | 58.3798
2029 | 8 | 29 | 4 | 58.5224
2029 | 8 | 29 | 5 | 59.9925
2029 | 8 | 29 | 6 | 62.4184
2029 | 8 | 29 | 7 | 66.3789
2029 | 8 | 29 | 8 | 63.5483
2029 | 8 | 29 | 9 | 54.1633
2029 | 8 | 29 | 10 | 51.6686
2029 | 8 | 29 | 11 | 51.3276
2029 | 8 | 29 | 12 | 54.4012
2029 | 8 | 29 | 13 | 57.1782
2029 | 8 | 29 | 14 | 57.1816
2029 | 8 | 29 | 15 | 57.1542
2029 | 8 | 29 | 16 | 60.5635
2029 | 8 | 29 | 17 | 73.573
2029 | 8 | 29 | 18 | 86.0682
2029 | 8 | 29 | 19 | 88.4877
2029 | 8 | 29 | 20 | 86.9619
2029 | 8 | 29 | 21 | 81.7585
2029 | 8 | 29 | 22 | 74.5306
2029 | 8 | 29 | 23 | 67.9434
2029 | 8 | 30 | 0 | 65.5479
2029 | 8 | 30 | 1 | 65.1647
2029 | 8 | 30 | 2 | 63.2122
2029 | 8 | 30 | 3 | 62.3123
2029 | 8 | 30 | 4 | 62.3061
2029 | 8 | 30 | 5 | 63.7654
2029 | 8 | 30 | 6 | 66.8697
2029 | 8 | 30 | 7 | 72.0779
2029 | 8 | 30 | 8 | 70.8288
2029 | 8 | 30 | 9 | 61.6274
2029 | 8 | 30 | 10 | 56.9651
2029 | 8 | 30 | 11 | 54.9871
2029 | 8 | 30 | 12 | 58.516
2029 | 8 | 30 | 13 | 60.8965
2029 | 8 | 30 | 14 | 61.0835
2029 | 8 | 30 | 15 | 62.2951
2029 | 8 | 30 | 16 | 68.8674
2029 | 8 | 30 | 17 | 83.9951
2029 | 8 | 30 | 18 | 94.2161
2029 | 8 | 30 | 19 | 96.4003
2029 | 8 | 30 | 20 | 94.4488
2029 | 8 | 30 | 21 | 89.2044
2029 | 8 | 30 | 22 | 82.0989
2029 | 8 | 30 | 23 | 74.9947
2029 | 8 | 31 | 0 | 70.946
2029 | 8 | 31 | 1 | 68.0024
2029 | 8 | 31 | 2 | 65.798
2029 | 8 | 31 | 3 | 64.6638
2029 | 8 | 31 | 4 | 64.4171
2029 | 8 | 31 | 5 | 65.7516
2029 | 8 | 31 | 6 | 69.5128
2029 | 8 | 31 | 7 | 75.7564
2029 | 8 | 31 | 8 | 75.8675
2029 | 8 | 31 | 9 | 66.6525
2029 | 8 | 31 | 10 | 59.2483
2029 | 8 | 31 | 11 | 55.4567
2029 | 8 | 31 | 12 | 55.5179
2029 | 8 | 31 | 13 | 58.1048
2029 | 8 | 31 | 14 | 58.2348
2029 | 8 | 31 | 15 | 59.0051
2029 | 8 | 31 | 16 | 63.5834
2029 | 8 | 31 | 17 | 78.6086
2029 | 8 | 31 | 18 | 93.7006
2029 | 8 | 31 | 19 | 96.6269
2029 | 8 | 31 | 20 | 94.3332
2029 | 8 | 31 | 21 | 89.0421
2029 | 8 | 31 | 22 | 82.3145
2029 | 8 | 31 | 23 | 75.2801
2029 | 9 | 1 | 0 | 68.6624
2029 | 9 | 1 | 1 | 66.3127
2029 | 9 | 1 | 2 | 64.0356
2029 | 9 | 1 | 3 | 62.7582
2029 | 9 | 1 | 4 | 61.9399
2029 | 9 | 1 | 5 | 62.0036
2029 | 9 | 1 | 6 | 63.2388
2029 | 9 | 1 | 7 | 67.9258
2029 | 9 | 1 | 8 | 71.7504
2029 | 9 | 1 | 9 | 69.2001
2029 | 9 | 1 | 10 | 63.1329
2029 | 9 | 1 | 11 | 58.9116
2029 | 9 | 1 | 12 | 60.5284
2029 | 9 | 1 | 13 | 61.0201
2029 | 9 | 1 | 14 | 60.4516
2029 | 9 | 1 | 15 | 60.7129
2029 | 9 | 1 | 16 | 69.4641
2029 | 9 | 1 | 17 | 84.1504
2029 | 9 | 1 | 18 | 95.3865
2029 | 9 | 1 | 19 | 90.2607
2029 | 9 | 1 | 20 | 86.6986
2029 | 9 | 1 | 21 | 80.8478
2029 | 9 | 1 | 22 | 74.8346
2029 | 9 | 1 | 23 | 69.4074
2029 | 9 | 2 | 0 | 65.6826
2029 | 9 | 2 | 1 | 60.9811
2029 | 9 | 2 | 2 | 58.9553
2029 | 9 | 2 | 3 | 57.9192
2029 | 9 | 2 | 4 | 57.324
2029 | 9 | 2 | 5 | 57.4307
2029 | 9 | 2 | 6 | 57.6155
2029 | 9 | 2 | 7 | 59.7274
2029 | 9 | 2 | 8 | 59.3093
2029 | 9 | 2 | 9 | 54.094
2029 | 9 | 2 | 10 | 50.2374
2029 | 9 | 2 | 11 | 48.8978
2029 | 9 | 2 | 12 | 50.9555
2029 | 9 | 2 | 13 | 52.5126
2029 | 9 | 2 | 14 | 50.9781
2029 | 9 | 2 | 15 | 49.9728
2029 | 9 | 2 | 16 | 51.1163
2029 | 9 | 2 | 17 | 62.3679
2029 | 9 | 2 | 18 | 75.1031
2029 | 9 | 2 | 19 | 75.0582
2029 | 9 | 2 | 20 | 72.8978
2029 | 9 | 2 | 21 | 67.4682
2029 | 9 | 2 | 22 | 61.7951
2029 | 9 | 2 | 23 | 57.3596
2029 | 9 | 3 | 0 | 57.0508
2029 | 9 | 3 | 1 | 55.9679
2029 | 9 | 3 | 2 | 54.4568
2029 | 9 | 3 | 3 | 53.8115
2029 | 9 | 3 | 4 | 53.8705
2029 | 9 | 3 | 5 | 54.2141
2029 | 9 | 3 | 6 | 53.2771
2029 | 9 | 3 | 7 | 54.55
2029 | 9 | 3 | 8 | 55.85
2029 | 9 | 3 | 9 | 55.3962
2029 | 9 | 3 | 10 | 51.1209
2029 | 9 | 3 | 11 | 48.7699
2029 | 9 | 3 | 12 | 50.9685
2029 | 9 | 3 | 13 | 53.6349
2029 | 9 | 3 | 14 | 53.0607
2029 | 9 | 3 | 15 | 55.9879
2029 | 9 | 3 | 16 | 53.5651
2029 | 9 | 3 | 17 | 63.3674
2029 | 9 | 3 | 18 | 74.3533
2029 | 9 | 3 | 19 | 74.7708
2029 | 9 | 3 | 20 | 72.5028
2029 | 9 | 3 | 21 | 65.6608
2029 | 9 | 3 | 22 | 59.2215
2029 | 9 | 3 | 23 | 54.7389
2029 | 9 | 4 | 0 | 54.0866
2029 | 9 | 4 | 1 | 55.915
2029 | 9 | 4 | 2 | 55.0453
2029 | 9 | 4 | 3 | 54.9591
2029 | 9 | 4 | 4 | 55.2906
2029 | 9 | 4 | 5 | 57.1088
2029 | 9 | 4 | 6 | 59.842
2029 | 9 | 4 | 7 | 64.4654
2029 | 9 | 4 | 8 | 61.8587
2029 | 9 | 4 | 9 | 55.2575
2029 | 9 | 4 | 10 | 55.1067
2029 | 9 | 4 | 11 | 54.487
2029 | 9 | 4 | 12 | 56.9432
2029 | 9 | 4 | 13 | 59.1253
2029 | 9 | 4 | 14 | 58.4072
2029 | 9 | 4 | 15 | 57.5293
2029 | 9 | 4 | 16 | 57.2478
2029 | 9 | 4 | 17 | 64.8454
2029 | 9 | 4 | 18 | 80.4657
2029 | 9 | 4 | 19 | 81.2628
2029 | 9 | 4 | 20 | 79.8185
2029 | 9 | 4 | 21 | 74.7225
2029 | 9 | 4 | 22 | 68.7165
2029 | 9 | 4 | 23 | 63.049
2029 | 9 | 5 | 0 | 60.5635
2029 | 9 | 5 | 1 | 58.5597
2029 | 9 | 5 | 2 | 57.4837
2029 | 9 | 5 | 3 | 57.2963
2029 | 9 | 5 | 4 | 57.5377
2029 | 9 | 5 | 5 | 59.2118
2029 | 9 | 5 | 6 | 62.6319
2029 | 9 | 5 | 7 | 68.3877
2029 | 9 | 5 | 8 | 70.2764
2029 | 9 | 5 | 9 | 65.3258
2029 | 9 | 5 | 10 | 61.7711
2029 | 9 | 5 | 11 | 57.9254
2029 | 9 | 5 | 12 | 60.7423
2029 | 9 | 5 | 13 | 62.8889
2029 | 9 | 5 | 14 | 61.5368
2029 | 9 | 5 | 15 | 60.2772
2029 | 9 | 5 | 16 | 65.5993
2029 | 9 | 5 | 17 | 76.5628
2029 | 9 | 5 | 18 | 87.3811
2029 | 9 | 5 | 19 | 87.294
2029 | 9 | 5 | 20 | 85.6648
2029 | 9 | 5 | 21 | 80.2045
2029 | 9 | 5 | 22 | 73.4482
2029 | 9 | 5 | 23 | 67.2148
2029 | 9 | 6 | 0 | 63.7645
2029 | 9 | 6 | 1 | 60.0982
2029 | 9 | 6 | 2 | 58.8284
2029 | 9 | 6 | 3 | 58.4917
2029 | 9 | 6 | 4 | 58.6059
2029 | 9 | 6 | 5 | 60.4223
2029 | 9 | 6 | 6 | 64.2054
2029 | 9 | 6 | 7 | 69.665
2029 | 9 | 6 | 8 | 68.3986
2029 | 9 | 6 | 9 | 61.4384
2029 | 9 | 6 | 10 | 57.9629
2029 | 9 | 6 | 11 | 55.1906
2029 | 9 | 6 | 12 | 59.0203
2029 | 9 | 6 | 13 | 60.7616
2029 | 9 | 6 | 14 | 60.3562
2029 | 9 | 6 | 15 | 59.4701
2029 | 9 | 6 | 16 | 61.9475
2029 | 9 | 6 | 17 | 70.571
2029 | 9 | 6 | 18 | 81.9255
2029 | 9 | 6 | 19 | 82.641
2029 | 9 | 6 | 20 | 80.8699
2029 | 9 | 6 | 21 | 75.7189
2029 | 9 | 6 | 22 | 69.9566
2029 | 9 | 6 | 23 | 64.5274
2029 | 9 | 7 | 0 | 62.9205
2029 | 9 | 7 | 1 | 58.5105
2029 | 9 | 7 | 2 | 57.4452
2029 | 9 | 7 | 3 | 57.1803
2029 | 9 | 7 | 4 | 57.4078
2029 | 9 | 7 | 5 | 59.1213
2029 | 9 | 7 | 6 | 62.1289
2029 | 9 | 7 | 7 | 67.0561
2029 | 9 | 7 | 8 | 64.6016
2029 | 9 | 7 | 9 | 56.5142
2029 | 9 | 7 | 10 | 51.8183
2029 | 9 | 7 | 11 | 48.6422
2029 | 9 | 7 | 12 | 49.8082
2029 | 9 | 7 | 13 | 52.3985
2029 | 9 | 7 | 14 | 51.3416
2029 | 9 | 7 | 15 | 50.0999
2029 | 9 | 7 | 16 | 51.8084
2029 | 9 | 7 | 17 | 59.6591
2029 | 9 | 7 | 18 | 71.672
2029 | 9 | 7 | 19 | 74.2823
2029 | 9 | 7 | 20 | 73.6008
2029 | 9 | 7 | 21 | 69.2215
2029 | 9 | 7 | 22 | 64.3122
2029 | 9 | 7 | 23 | 59.5718
2029 | 9 | 8 | 0 | 58.5898
2029 | 9 | 8 | 1 | 56.9343
2029 | 9 | 8 | 2 | 55.6017
2029 | 9 | 8 | 3 | 54.8698
2029 | 9 | 8 | 4 | 54.787
2029 | 9 | 8 | 5 | 55.3479
2029 | 9 | 8 | 6 | 56.0747
2029 | 9 | 8 | 7 | 59.2543
2029 | 9 | 8 | 8 | 60.2292
2029 | 9 | 8 | 9 | 53.1922
2029 | 9 | 8 | 10 | 49.7093
2029 | 9 | 8 | 11 | 50.293
2029 | 9 | 8 | 12 | 52.1695
2029 | 9 | 8 | 13 | 51.816
2029 | 9 | 8 | 14 | 48.2075
2029 | 9 | 8 | 15 | 49.0751
2029 | 9 | 8 | 16 | 54.3224
2029 | 9 | 8 | 17 | 65.605
2029 | 9 | 8 | 18 | 79.2691
2029 | 9 | 8 | 19 | 74.7768
2029 | 9 | 8 | 20 | 72.5597
2029 | 9 | 8 | 21 | 67.189
2029 | 9 | 8 | 22 | 62.7768
2029 | 9 | 8 | 23 | 58.9447
2029 | 9 | 9 | 0 | 56.8947
2029 | 9 | 9 | 1 | 56.3388
2029 | 9 | 9 | 2 | 55.0059
2029 | 9 | 9 | 3 | 54.3645
2029 | 9 | 9 | 4 | 54.2948
2029 | 9 | 9 | 5 | 54.5289
2029 | 9 | 9 | 6 | 55.1754
2029 | 9 | 9 | 7 | 58.7831
2029 | 9 | 9 | 8 | 62.8185
2029 | 9 | 9 | 9 | 58.4794
2029 | 9 | 9 | 10 | 55.0406
2029 | 9 | 9 | 11 | 51.2723
2029 | 9 | 9 | 12 | 51.4374
2029 | 9 | 9 | 13 | 52.9916
2029 | 9 | 9 | 14 | 53.3496
2029 | 9 | 9 | 15 | 56.1408
2029 | 9 | 9 | 16 | 61.6498
2029 | 9 | 9 | 17 | 73.9137
2029 | 9 | 9 | 18 | 87.6301
2029 | 9 | 9 | 19 | 85.8682
2029 | 9 | 9 | 20 | 82.9211
2029 | 9 | 9 | 21 | 77.0763
2029 | 9 | 9 | 22 | 71.12
2029 | 9 | 9 | 23 | 65.9611
2029 | 9 | 10 | 0 | 60.9571
2029 | 9 | 10 | 1 | 57.202
2029 | 9 | 10 | 2 | 56.4891
2029 | 9 | 10 | 3 | 56.4183
2029 | 9 | 10 | 4 | 56.8308
2029 | 9 | 10 | 5 | 58.8443
2029 | 9 | 10 | 6 | 62.8457
2029 | 9 | 10 | 7 | 69.3909
2029 | 9 | 10 | 8 | 71.5553
2029 | 9 | 10 | 9 | 64.8785
2029 | 9 | 10 | 10 | 60.5679
2029 | 9 | 10 | 11 | 57.1997
2029 | 9 | 10 | 12 | 60.0028
2029 | 9 | 10 | 13 | 62.0314
2029 | 9 | 10 | 14 | 60.8123
2029 | 9 | 10 | 15 | 60.7038
2029 | 9 | 10 | 16 | 65.4884
2029 | 9 | 10 | 17 | 74.3906
2029 | 9 | 10 | 18 | 86.0379
2029 | 9 | 10 | 19 | 82.6527
2029 | 9 | 10 | 20 | 80.7256
2029 | 9 | 10 | 21 | 74.954
2029 | 9 | 10 | 22 | 69.2743
2029 | 9 | 10 | 23 | 64.2311
2029 | 9 | 11 | 0 | 61.3263
2029 | 9 | 11 | 1 | 56.612
2029 | 9 | 11 | 2 | 55.7152
2029 | 9 | 11 | 3 | 55.6583
2029 | 9 | 11 | 4 | 55.9656
2029 | 9 | 11 | 5 | 57.8003
2029 | 9 | 11 | 6 | 61.9986
2029 | 9 | 11 | 7 | 68.1664
2029 | 9 | 11 | 8 | 70.3637
2029 | 9 | 11 | 9 | 65.0979
2029 | 9 | 11 | 10 | 60.4847
2029 | 9 | 11 | 11 | 55.4099
2029 | 9 | 11 | 12 | 56.0741
2029 | 9 | 11 | 13 | 57.6874
2029 | 9 | 11 | 14 | 56.6164
2029 | 9 | 11 | 15 | 56.0968
2029 | 9 | 11 | 16 | 56.7632
2029 | 9 | 11 | 17 | 61.5175
2029 | 9 | 11 | 18 | 71.3249
2029 | 9 | 11 | 19 | 73.6242
2029 | 9 | 11 | 20 | 71.967
2029 | 9 | 11 | 21 | 66.6433
2029 | 9 | 11 | 22 | 61.5451
2029 | 9 | 11 | 23 | 57.26
2029 | 9 | 12 | 0 | 56.5296
2029 | 9 | 12 | 1 | 57.0746
2029 | 9 | 12 | 2 | 56.4549
2029 | 9 | 12 | 3 | 56.4513
2029 | 9 | 12 | 4 | 56.9451
2029 | 9 | 12 | 5 | 58.7243
2029 | 9 | 12 | 6 | 61.9544
2029 | 9 | 12 | 7 | 66.9225
2029 | 9 | 12 | 8 | 64.2452
2029 | 9 | 12 | 9 | 55.3872
2029 | 9 | 12 | 10 | 51.6895
2029 | 9 | 12 | 11 | 48.894
2029 | 9 | 12 | 12 | 49.5047
2029 | 9 | 12 | 13 | 52.7054
2029 | 9 | 12 | 14 | 51.7359
2029 | 9 | 12 | 15 | 51.3506
2029 | 9 | 12 | 16 | 52.2124
2029 | 9 | 12 | 17 | 61.9015
2029 | 9 | 12 | 18 | 75.1482
2029 | 9 | 12 | 19 | 77.2198
2029 | 9 | 12 | 20 | 76.2387
2029 | 9 | 12 | 21 | 71.3245
2029 | 9 | 12 | 22 | 65.9081
2029 | 9 | 12 | 23 | 61.1238
2029 | 9 | 13 | 0 | 59.6843
2029 | 9 | 13 | 1 | 56.6315
2029 | 9 | 13 | 2 | 55.9855
2029 | 9 | 13 | 3 | 56.013
2029 | 9 | 13 | 4 | 56.5349
2029 | 9 | 13 | 5 | 58.7212
2029 | 9 | 13 | 6 | 62.6171
2029 | 9 | 13 | 7 | 68.31
2029 | 9 | 13 | 8 | 68.5576
2029 | 9 | 13 | 9 | 62.7509
2029 | 9 | 13 | 10 | 60.1476
2029 | 9 | 13 | 11 | 55.5496
2029 | 9 | 13 | 12 | 59.9924
2029 | 9 | 13 | 13 | 61.9263
2029 | 9 | 13 | 14 | 59.2868
2029 | 9 | 13 | 15 | 59.6207
2029 | 9 | 13 | 16 | 62.5973
2029 | 9 | 13 | 17 | 71.3947
2029 | 9 | 13 | 18 | 76.5316
2029 | 9 | 13 | 19 | 77.5198
2029 | 9 | 13 | 20 | 76.4267
2029 | 9 | 13 | 21 | 71.4056
2029 | 9 | 13 | 22 | 66.2046
2029 | 9 | 13 | 23 | 61.1645
2029 | 9 | 14 | 0 | 58.8868
2029 | 9 | 14 | 1 | 57.4424
2029 | 9 | 14 | 2 | 56.6201
2029 | 9 | 14 | 3 | 56.4566
2029 | 9 | 14 | 4 | 56.7532
2029 | 9 | 14 | 5 | 58.6249
2029 | 9 | 14 | 6 | 62.5543
2029 | 9 | 14 | 7 | 69.1979
2029 | 9 | 14 | 8 | 71.1263
2029 | 9 | 14 | 9 | 65.0573
2029 | 9 | 14 | 10 | 61.193
2029 | 9 | 14 | 11 | 56.461
2029 | 9 | 14 | 12 | 60.1401
2029 | 9 | 14 | 13 | 61.2811
2029 | 9 | 14 | 14 | 58.9843
2029 | 9 | 14 | 15 | 58.4666
2029 | 9 | 14 | 16 | 64.2794
2029 | 9 | 14 | 17 | 74.6266
2029 | 9 | 14 | 18 | 84.1578
2029 | 9 | 14 | 19 | 83.9931
2029 | 9 | 14 | 20 | 81.5452
2029 | 9 | 14 | 21 | 76.0371
2029 | 9 | 14 | 22 | 70.3321
2029 | 9 | 14 | 23 | 64.8384
2029 | 9 | 15 | 0 | 60.4319
2029 | 9 | 15 | 1 | 56.8175
2029 | 9 | 15 | 2 | 55.2892
2029 | 9 | 15 | 3 | 54.531
2029 | 9 | 15 | 4 | 54.2561
2029 | 9 | 15 | 5 | 54.5002
2029 | 9 | 15 | 6 | 56.3141
2029 | 9 | 15 | 7 | 60.6481
2029 | 9 | 15 | 8 | 64.2476
2029 | 9 | 15 | 9 | 60.4097
2029 | 9 | 15 | 10 | 54.7623
2029 | 9 | 15 | 11 | 47.955
2029 | 9 | 15 | 12 | 48.8988
2029 | 9 | 15 | 13 | 49.1777
2029 | 9 | 15 | 14 | 46.3489
2029 | 9 | 15 | 15 | 47.2084
2029 | 9 | 15 | 16 | 50.6134
2029 | 9 | 15 | 17 | 63.2142
2029 | 9 | 15 | 18 | 72.4721
2029 | 9 | 15 | 19 | 72.0128
2029 | 9 | 15 | 20 | 69.0758
2029 | 9 | 15 | 21 | 63.1626
2029 | 9 | 15 | 22 | 58.5493
2029 | 9 | 15 | 23 | 55.1879
2029 | 9 | 16 | 0 | 54.677
2029 | 9 | 16 | 1 | 54.2606
2029 | 9 | 16 | 2 | 52.9458
2029 | 9 | 16 | 3 | 52.3694
2029 | 9 | 16 | 4 | 52.3391
2029 | 9 | 16 | 5 | 52.6268
2029 | 9 | 16 | 6 | 53.06
2029 | 9 | 16 | 7 | 56.2323
2029 | 9 | 16 | 8 | 57.7778
2029 | 9 | 16 | 9 | 50.3337
2029 | 9 | 16 | 10 | 45.0106
2029 | 9 | 16 | 11 | 44.1944
2029 | 9 | 16 | 12 | 46.9293
2029 | 9 | 16 | 13 | 46.8444
2029 | 9 | 16 | 14 | 46.7224
2029 | 9 | 16 | 15 | 48.426
2029 | 9 | 16 | 16 | 52.3775
2029 | 9 | 16 | 17 | 66.7238
2029 | 9 | 16 | 18 | 81.2721
2029 | 9 | 16 | 19 | 78.3285
2029 | 9 | 16 | 20 | 75.7089
2029 | 9 | 16 | 21 | 69.3907
2029 | 9 | 16 | 22 | 63.7071
2029 | 9 | 16 | 23 | 59.0178
2029 | 9 | 17 | 0 | 57.1468
2029 | 9 | 17 | 1 | 56.2567
2029 | 9 | 17 | 2 | 55.6161
2029 | 9 | 17 | 3 | 55.416
2029 | 9 | 17 | 4 | 55.812
2029 | 9 | 17 | 5 | 57.8209
2029 | 9 | 17 | 6 | 61.2979
2029 | 9 | 17 | 7 | 67.5073
2029 | 9 | 17 | 8 | 67.0451
2029 | 9 | 17 | 9 | 58.8827
2029 | 9 | 17 | 10 | 55.796
2029 | 9 | 17 | 11 | 54.503
2029 | 9 | 17 | 12 | 58.7436
2029 | 9 | 17 | 13 | 60.2683
2029 | 9 | 17 | 14 | 59.0554
2029 | 9 | 17 | 15 | 59.2822
2029 | 9 | 17 | 16 | 61.0655
2029 | 9 | 17 | 17 | 71.5338
2029 | 9 | 17 | 18 | 84.4496
2029 | 9 | 17 | 19 | 85.1861
2029 | 9 | 17 | 20 | 82.0684
2029 | 9 | 17 | 21 | 75.7674
2029 | 9 | 17 | 22 | 69.6151
2029 | 9 | 17 | 23 | 64.1619
2029 | 9 | 18 | 0 | 62.1808
2029 | 9 | 18 | 1 | 59.5272
2029 | 9 | 18 | 2 | 58.4707
2029 | 9 | 18 | 3 | 58.2836
2029 | 9 | 18 | 4 | 58.5464
2029 | 9 | 18 | 5 | 60.3701
2029 | 9 | 18 | 6 | 65.009
2029 | 9 | 18 | 7 | 72.1976
2029 | 9 | 18 | 8 | 75.0854
2029 | 9 | 18 | 9 | 69.2628
2029 | 9 | 18 | 10 | 63.1387
2029 | 9 | 18 | 11 | 57.4832
2029 | 9 | 18 | 12 | 60.4611
2029 | 9 | 18 | 13 | 61.26
2029 | 9 | 18 | 14 | 59.596
2029 | 9 | 18 | 15 | 60.2435
2029 | 9 | 18 | 16 | 65.8005
2029 | 9 | 18 | 17 | 74.0985
2029 | 9 | 18 | 18 | 82.7052
2029 | 9 | 18 | 19 | 79.381
2029 | 9 | 18 | 20 | 77.1261
2029 | 9 | 18 | 21 | 71.6923
2029 | 9 | 18 | 22 | 66.637
2029 | 9 | 18 | 23 | 62.1689
2029 | 9 | 19 | 0 | 61.0053
2029 | 9 | 19 | 1 | 60.2794
2029 | 9 | 19 | 2 | 59.3638
2029 | 9 | 19 | 3 | 59.0642
2029 | 9 | 19 | 4 | 59.29
2029 | 9 | 19 | 5 | 61.1412
2029 | 9 | 19 | 6 | 63.9802
2029 | 9 | 19 | 7 | 70.9814
2029 | 9 | 19 | 8 | 73.979
2029 | 9 | 19 | 9 | 65.6512
2029 | 9 | 19 | 10 | 56.4953
2029 | 9 | 19 | 11 | 49.753
2029 | 9 | 19 | 12 | 50.557
2029 | 9 | 19 | 13 | 52.5768
2029 | 9 | 19 | 14 | 51.062
2029 | 9 | 19 | 15 | 51.982
2029 | 9 | 19 | 16 | 56.0546
2029 | 9 | 19 | 17 | 68.4504
2029 | 9 | 19 | 18 | 83.1916
2029 | 9 | 19 | 19 | 81.004
2029 | 9 | 19 | 20 | 78.1514
2029 | 9 | 19 | 21 | 72.4183
2029 | 9 | 19 | 22 | 67.1378
2029 | 9 | 19 | 23 | 62.6761
2029 | 9 | 20 | 0 | 60.2313
2029 | 9 | 20 | 1 | 57.8474
2029 | 9 | 20 | 2 | 57.1649
2029 | 9 | 20 | 3 | 57.2569
2029 | 9 | 20 | 4 | 57.8224
2029 | 9 | 20 | 5 | 60.063
2029 | 9 | 20 | 6 | 64.1822
2029 | 9 | 20 | 7 | 70.1996
2029 | 9 | 20 | 8 | 71.5537
2029 | 9 | 20 | 9 | 66.5663
2029 | 9 | 20 | 10 | 61.2163
2029 | 9 | 20 | 11 | 54.9931
2029 | 9 | 20 | 12 | 50.6342
2029 | 9 | 20 | 13 | 53.061
2029 | 9 | 20 | 14 | 50.8207
2029 | 9 | 20 | 15 | 51.9173
2029 | 9 | 20 | 16 | 54.4123
2029 | 9 | 20 | 17 | 64.0849
2029 | 9 | 20 | 18 | 78.2649
2029 | 9 | 20 | 19 | 80.5229
2029 | 9 | 20 | 20 | 79.3132
2029 | 9 | 20 | 21 | 74.5895
2029 | 9 | 20 | 22 | 69.8789
2029 | 9 | 20 | 23 | 65.305
2029 | 9 | 21 | 0 | 60.7661
2029 | 9 | 21 | 1 | 60.4238
2029 | 9 | 21 | 2 | 59.9583
2029 | 9 | 21 | 3 | 60.0609
2029 | 9 | 21 | 4 | 60.701
2029 | 9 | 21 | 5 | 63.1063
2029 | 9 | 21 | 6 | 66.4723
2029 | 9 | 21 | 7 | 72.6102
2029 | 9 | 21 | 8 | 72.4567
2029 | 9 | 21 | 9 | 65.3425
2029 | 9 | 21 | 10 | 59.7725
2029 | 9 | 21 | 11 | 52.8363
2029 | 9 | 21 | 12 | 53.0828
2029 | 9 | 21 | 13 | 53.8685
2029 | 9 | 21 | 14 | 50.9137
2029 | 9 | 21 | 15 | 52.0134
2029 | 9 | 21 | 16 | 56.6421
2029 | 9 | 21 | 17 | 66.69
2029 | 9 | 21 | 18 | 77.0683
2029 | 9 | 21 | 19 | 79.7016
2029 | 9 | 21 | 20 | 78.2515
2029 | 9 | 21 | 21 | 73.8207
2029 | 9 | 21 | 22 | 69.5349
2029 | 9 | 21 | 23 | 65.3155
2029 | 9 | 22 | 0 | 62.0574
2029 | 9 | 22 | 1 | 61.8446
2029 | 9 | 22 | 2 | 61.1229
2029 | 9 | 22 | 3 | 60.8722
2029 | 9 | 22 | 4 | 61.1218
2029 | 9 | 22 | 5 | 62.2043
2029 | 9 | 22 | 6 | 63.5062
2029 | 9 | 22 | 7 | 67.2124
2029 | 9 | 22 | 8 | 65.8073
2029 | 9 | 22 | 9 | 56.3851
2029 | 9 | 22 | 10 | 51.3123
2029 | 9 | 22 | 11 | 47.5073
2029 | 9 | 22 | 12 | 46.8744
2029 | 9 | 22 | 13 | 47.6708
2029 | 9 | 22 | 14 | 44.8745
2029 | 9 | 22 | 15 | 46.3079
2029 | 9 | 22 | 16 | 50.5109
2029 | 9 | 22 | 17 | 62.8892
2029 | 9 | 22 | 18 | 75.5679
2029 | 9 | 22 | 19 | 75.1799
2029 | 9 | 22 | 20 | 71.6333
2029 | 9 | 22 | 21 | 66.2039
2029 | 9 | 22 | 22 | 62.1723
2029 | 9 | 22 | 23 | 58.9987
2029 | 9 | 23 | 0 | 56.641
2029 | 9 | 23 | 1 | 56.6322
2029 | 9 | 23 | 2 | 55.9511
2029 | 9 | 23 | 3 | 55.7687
2029 | 9 | 23 | 4 | 56.1335
2029 | 9 | 23 | 5 | 57.1978
2029 | 9 | 23 | 6 | 58.9818
2029 | 9 | 23 | 7 | 63.1544
2029 | 9 | 23 | 8 | 66.9032
2029 | 9 | 23 | 9 | 60.5796
2029 | 9 | 23 | 10 | 52.4598
2029 | 9 | 23 | 11 | 46.1678
2029 | 9 | 23 | 12 | 48.5893
2029 | 9 | 23 | 13 | 49.1139
2029 | 9 | 23 | 14 | 46.0535
2029 | 9 | 23 | 15 | 48.8724
2029 | 9 | 23 | 16 | 56.5985
2029 | 9 | 23 | 17 | 71.6687
2029 | 9 | 23 | 18 | 79.141
2029 | 9 | 23 | 19 | 75.6157
2029 | 9 | 23 | 20 | 71.9087
2029 | 9 | 23 | 21 | 65.9168
2029 | 9 | 23 | 22 | 61.1364
2029 | 9 | 23 | 23 | 57.6149
2029 | 9 | 24 | 0 | 55.1998
2029 | 9 | 24 | 1 | 56.3438
2029 | 9 | 24 | 2 | 56.2412
2029 | 9 | 24 | 3 | 56.5527
2029 | 9 | 24 | 4 | 57.3813
2029 | 9 | 24 | 5 | 59.8908
2029 | 9 | 24 | 6 | 63.2131
2029 | 9 | 24 | 7 | 70.029
2029 | 9 | 24 | 8 | 69.641
2029 | 9 | 24 | 9 | 58.9975
2029 | 9 | 24 | 10 | 53.5564
2029 | 9 | 24 | 11 | 50.1865
2029 | 9 | 24 | 12 | 54.617
2029 | 9 | 24 | 13 | 55.5649
2029 | 9 | 24 | 14 | 53.469
2029 | 9 | 24 | 15 | 55.7233
2029 | 9 | 24 | 16 | 59.8065
2029 | 9 | 24 | 17 | 71.5053
2029 | 9 | 24 | 18 | 78.7874
2029 | 9 | 24 | 19 | 78.7423
2029 | 9 | 24 | 20 | 76.0152
2029 | 9 | 24 | 21 | 70.3876
2029 | 9 | 24 | 22 | 65.2644
2029 | 9 | 24 | 23 | 61.1488
2029 | 9 | 25 | 0 | 59.6672
2029 | 9 | 25 | 1 | 56.9869
2029 | 9 | 25 | 2 | 56.4642
2029 | 9 | 25 | 3 | 56.6082
2029 | 9 | 25 | 4 | 57.2724
2029 | 9 | 25 | 5 | 59.6166
2029 | 9 | 25 | 6 | 63.7653
2029 | 9 | 25 | 7 | 70.818
2029 | 9 | 25 | 8 | 71.0886
2029 | 9 | 25 | 9 | 61.4771
2029 | 9 | 25 | 10 | 54.82
2029 | 9 | 25 | 11 | 50.1792
2029 | 9 | 25 | 12 | 55.5017
2029 | 9 | 25 | 13 | 56.3805
2029 | 9 | 25 | 14 | 54.6155
2029 | 9 | 25 | 15 | 57.1011
2029 | 9 | 25 | 16 | 61.8205
2029 | 9 | 25 | 17 | 72.7986
2029 | 9 | 25 | 18 | 82.1381
2029 | 9 | 25 | 19 | 79.8529
2029 | 9 | 25 | 20 | 76.6807
2029 | 9 | 25 | 21 | 70.8094
2029 | 9 | 25 | 22 | 65.745
2029 | 9 | 25 | 23 | 61.5712
2029 | 9 | 26 | 0 | 58.3549
2029 | 9 | 26 | 1 | 56.8999
2029 | 9 | 26 | 2 | 56.3169
2029 | 9 | 26 | 3 | 56.3121
2029 | 9 | 26 | 4 | 56.8674
2029 | 9 | 26 | 5 | 59.1131
2029 | 9 | 26 | 6 | 63.0317
2029 | 9 | 26 | 7 | 69.7556
2029 | 9 | 26 | 8 | 70.1818
2029 | 9 | 26 | 9 | 60.6639
2029 | 9 | 26 | 10 | 54.4174
2029 | 9 | 26 | 11 | 49.841
2029 | 9 | 26 | 12 | 52.0501
2029 | 9 | 26 | 13 | 53.7362
2029 | 9 | 26 | 14 | 52.6698
2029 | 9 | 26 | 15 | 53.6768
2029 | 9 | 26 | 16 | 56.274
2029 | 9 | 26 | 17 | 67.7401
2029 | 9 | 26 | 18 | 76.8048
2029 | 9 | 26 | 19 | 77.0912
2029 | 9 | 26 | 20 | 74.6281
2029 | 9 | 26 | 21 | 69.3259
2029 | 9 | 26 | 22 | 64.1547
2029 | 9 | 26 | 23 | 59.8697
2029 | 9 | 27 | 0 | 58.1807
2029 | 9 | 27 | 1 | 57.3145
2029 | 9 | 27 | 2 | 56.8734
2029 | 9 | 27 | 3 | 57.0997
2029 | 9 | 27 | 4 | 57.8737
2029 | 9 | 27 | 5 | 60.3986
2029 | 9 | 27 | 6 | 63.7174
2029 | 9 | 27 | 7 | 70.8869
2029 | 9 | 27 | 8 | 73.8466
2029 | 9 | 27 | 9 | 67.8455
2029 | 9 | 27 | 10 | 60.7149
2029 | 9 | 27 | 11 | 53.9007
2029 | 9 | 27 | 12 | 54.8284
2029 | 9 | 27 | 13 | 56.3692
2029 | 9 | 27 | 14 | 55.3617
2029 | 9 | 27 | 15 | 58.0965
2029 | 9 | 27 | 16 | 63.7343
2029 | 9 | 27 | 17 | 76.4892
2029 | 9 | 27 | 18 | 84.0073
2029 | 9 | 27 | 19 | 82.8142
2029 | 9 | 27 | 20 | 80.1646
2029 | 9 | 27 | 21 | 74.9448
2029 | 9 | 27 | 22 | 70.0183
2029 | 9 | 27 | 23 | 65.6692
2029 | 9 | 28 | 0 | 61.8363
2029 | 9 | 28 | 1 | 60.1893
2029 | 9 | 28 | 2 | 59.5124
2029 | 9 | 28 | 3 | 59.4576
2029 | 9 | 28 | 4 | 59.9328
2029 | 9 | 28 | 5 | 62.2076
2029 | 9 | 28 | 6 | 65.7011
2029 | 9 | 28 | 7 | 72.1155
2029 | 9 | 28 | 8 | 72.5275
2029 | 9 | 28 | 9 | 64.3946
2029 | 9 | 28 | 10 | 57.401
2029 | 9 | 28 | 11 | 51.587
2029 | 9 | 28 | 12 | 54.7432
2029 | 9 | 28 | 13 | 56.0573
2029 | 9 | 28 | 14 | 53.0341
2029 | 9 | 28 | 15 | 54.3535
2029 | 9 | 28 | 16 | 59.8915
2029 | 9 | 28 | 17 | 71.1188
2029 | 9 | 28 | 18 | 77.7627
2029 | 9 | 28 | 19 | 77.539
2029 | 9 | 28 | 20 | 75.1683
2029 | 9 | 28 | 21 | 70.2631
2029 | 9 | 28 | 22 | 65.9495
2029 | 9 | 28 | 23 | 61.7899
2029 | 9 | 29 | 0 | 58.0708
2029 | 9 | 29 | 1 | 55.2299
2029 | 9 | 29 | 2 | 54.2303
2029 | 9 | 29 | 3 | 53.5498
2029 | 9 | 29 | 4 | 53.6551
2029 | 9 | 29 | 5 | 54.5944
2029 | 9 | 29 | 6 | 55.3835
2029 | 9 | 29 | 7 | 60.1778
2029 | 9 | 29 | 8 | 64.2519
2029 | 9 | 29 | 9 | 57.2769
2029 | 9 | 29 | 10 | 50.46
2029 | 9 | 29 | 11 | 46.5524
2029 | 9 | 29 | 12 | 48.0861
2029 | 9 | 29 | 13 | 47.4058
2029 | 9 | 29 | 14 | 43.5628
2029 | 9 | 29 | 15 | 43.9818
2029 | 9 | 29 | 16 | 50.2065
2029 | 9 | 29 | 17 | 63.6211
2029 | 9 | 29 | 18 | 75.6581
2029 | 9 | 29 | 19 | 72.1536
2029 | 9 | 29 | 20 | 67.5884
2029 | 9 | 29 | 21 | 61.8707
2029 | 9 | 29 | 22 | 58.0221
2029 | 9 | 29 | 23 | 55.0564
2029 | 9 | 30 | 0 | 52.7011
2029 | 9 | 30 | 1 | 48.8832
2029 | 9 | 30 | 2 | 48.0184
2029 | 9 | 30 | 3 | 47.731
2029 | 9 | 30 | 4 | 47.9081
2029 | 9 | 30 | 5 | 48.5814
2029 | 9 | 30 | 6 | 49.4753
2029 | 9 | 30 | 7 | 52.7456
2029 | 9 | 30 | 8 | 56.4888
2029 | 9 | 30 | 9 | 52.1419
2029 | 9 | 30 | 10 | 46.6196
2029 | 9 | 30 | 11 | 42.5638
2029 | 9 | 30 | 12 | 42.6652
2029 | 9 | 30 | 13 | 42.7999
2029 | 9 | 30 | 14 | 42.0077
2029 | 9 | 30 | 15 | 43.4409
2029 | 9 | 30 | 16 | 46.541
2029 | 9 | 30 | 17 | 57.9156
2029 | 9 | 30 | 18 | 66.3602
2029 | 9 | 30 | 19 | 64.8838
2029 | 9 | 30 | 20 | 61.5609
2029 | 9 | 30 | 21 | 56.3027
2029 | 9 | 30 | 22 | 51.8744
2029 | 9 | 30 | 23 | 48.837
2029 | 10 | 1 | 0 | 48.3906
2029 | 10 | 1 | 1 | 46.4919
2029 | 10 | 1 | 2 | 46.3706
2029 | 10 | 1 | 3 | 46.6127
2029 | 10 | 1 | 4 | 47.411
2029 | 10 | 1 | 5 | 49.5856
2029 | 10 | 1 | 6 | 53.9704
2029 | 10 | 1 | 7 | 60.5466
2029 | 10 | 1 | 8 | 62.7841
2029 | 10 | 1 | 9 | 56.9901
2029 | 10 | 1 | 10 | 53.5307
2029 | 10 | 1 | 11 | 50.7372
2029 | 10 | 1 | 12 | 46.1383
2029 | 10 | 1 | 13 | 47.8434
2029 | 10 | 1 | 14 | 48.5634
2029 | 10 | 1 | 15 | 49.0932
2029 | 10 | 1 | 16 | 47.1142
2029 | 10 | 1 | 17 | 54.8827
2029 | 10 | 1 | 18 | 65.7094
2029 | 10 | 1 | 19 | 67.7523
2029 | 10 | 1 | 20 | 64.959
2029 | 10 | 1 | 21 | 60.3883
2029 | 10 | 1 | 22 | 55.9582
2029 | 10 | 1 | 23 | 52.0999
2029 | 10 | 2 | 0 | 51.0653
2029 | 10 | 2 | 1 | 45.3042
2029 | 10 | 2 | 2 | 44.8558
2029 | 10 | 2 | 3 | 44.9429
2029 | 10 | 2 | 4 | 45.5072
2029 | 10 | 2 | 5 | 47.4132
2029 | 10 | 2 | 6 | 51.0259
2029 | 10 | 2 | 7 | 56.583
2029 | 10 | 2 | 8 | 56.9925
2029 | 10 | 2 | 9 | 51.2904
2029 | 10 | 2 | 10 | 48.2934
2029 | 10 | 2 | 11 | 46.0845
2029 | 10 | 2 | 12 | 46.647
2029 | 10 | 2 | 13 | 47.3985
2029 | 10 | 2 | 14 | 47.407
2029 | 10 | 2 | 15 | 47.9244
2029 | 10 | 2 | 16 | 48.0744
2029 | 10 | 2 | 17 | 54.7599
2029 | 10 | 2 | 18 | 66.6485
2029 | 10 | 2 | 19 | 66.0215
2029 | 10 | 2 | 20 | 62.9866
2029 | 10 | 2 | 21 | 58.3966
2029 | 10 | 2 | 22 | 54.1759
2029 | 10 | 2 | 23 | 50.431
2029 | 10 | 3 | 0 | 47.8061
2029 | 10 | 3 | 1 | 43.4406
2029 | 10 | 3 | 2 | 42.9293
2029 | 10 | 3 | 3 | 42.8498
2029 | 10 | 3 | 4 | 43.2151
2029 | 10 | 3 | 5 | 44.939
2029 | 10 | 3 | 6 | 48.0751
2029 | 10 | 3 | 7 | 54.229
2029 | 10 | 3 | 8 | 58.6442
2029 | 10 | 3 | 9 | 54.5372
2029 | 10 | 3 | 10 | 48.9901
2029 | 10 | 3 | 11 | 44.262
2029 | 10 | 3 | 12 | 46.0977
2029 | 10 | 3 | 13 | 46.7324
2029 | 10 | 3 | 14 | 45.8393
2029 | 10 | 3 | 15 | 46.3175
2029 | 10 | 3 | 16 | 49.034
2029 | 10 | 3 | 17 | 57.896
2029 | 10 | 3 | 18 | 63.5913
2029 | 10 | 3 | 19 | 62.6331
2029 | 10 | 3 | 20 | 59.8054
2029 | 10 | 3 | 21 | 55.5846
2029 | 10 | 3 | 22 | 51.4469
2029 | 10 | 3 | 23 | 47.8606
2029 | 10 | 4 | 0 | 45.7433
2029 | 10 | 4 | 1 | 45.2179
2029 | 10 | 4 | 2 | 44.7803
2029 | 10 | 4 | 3 | 44.831
2029 | 10 | 4 | 4 | 45.2476
2029 | 10 | 4 | 5 | 47.1685
2029 | 10 | 4 | 6 | 50.3837
2029 | 10 | 4 | 7 | 56.6273
2029 | 10 | 4 | 8 | 60.765
2029 | 10 | 4 | 9 | 55.5212
2029 | 10 | 4 | 10 | 48.4805
2029 | 10 | 4 | 11 | 42.9905
2029 | 10 | 4 | 12 | 41.4273
2029 | 10 | 4 | 13 | 42.4575
2029 | 10 | 4 | 14 | 41.6829
2029 | 10 | 4 | 15 | 42.9399
2029 | 10 | 4 | 16 | 46.2494
2029 | 10 | 4 | 17 | 56.4512
2029 | 10 | 4 | 18 | 61.4499
2029 | 10 | 4 | 19 | 61.68
2029 | 10 | 4 | 20 | 59.1366
2029 | 10 | 4 | 21 | 55.514
2029 | 10 | 4 | 22 | 51.879
2029 | 10 | 4 | 23 | 48.3931
2029 | 10 | 5 | 0 | 47.0407
2029 | 10 | 5 | 1 | 46.4012
2029 | 10 | 5 | 2 | 46.0214
2029 | 10 | 5 | 3 | 46.1674
2029 | 10 | 5 | 4 | 46.6905
2029 | 10 | 5 | 5 | 48.6854
2029 | 10 | 5 | 6 | 51.2264
2029 | 10 | 5 | 7 | 56.361
2029 | 10 | 5 | 8 | 56.8517
2029 | 10 | 5 | 9 | 50.4573
2029 | 10 | 5 | 10 | 44.688
2029 | 10 | 5 | 11 | 40.7155
2029 | 10 | 5 | 12 | 44.1812
2029 | 10 | 5 | 13 | 44.7467
2029 | 10 | 5 | 14 | 43.4961
2029 | 10 | 5 | 15 | 44.4239
2029 | 10 | 5 | 16 | 48.4383
2029 | 10 | 5 | 17 | 57.4368
2029 | 10 | 5 | 18 | 63.2272
2029 | 10 | 5 | 19 | 62.4885
2029 | 10 | 5 | 20 | 59.7174
2029 | 10 | 5 | 21 | 56.0485
2029 | 10 | 5 | 22 | 52.6133
2029 | 10 | 5 | 23 | 49.1963
2029 | 10 | 6 | 0 | 46.3603
2029 | 10 | 6 | 1 | 46.9584
2029 | 10 | 6 | 2 | 46.2574
2029 | 10 | 6 | 3 | 45.866
2029 | 10 | 6 | 4 | 46.0866
2029 | 10 | 6 | 5 | 47.0069
2029 | 10 | 6 | 6 | 48.4372
2029 | 10 | 6 | 7 | 52.433
2029 | 10 | 6 | 8 | 54.0951
2029 | 10 | 6 | 9 | 47.2025
2029 | 10 | 6 | 10 | 42.1923
2029 | 10 | 6 | 11 | 38.3985
2029 | 10 | 6 | 12 | 38.8756
2029 | 10 | 6 | 13 | 39.5107
2029 | 10 | 6 | 14 | 38.6316
2029 | 10 | 6 | 15 | 39.2663
2029 | 10 | 6 | 16 | 43.0962
2029 | 10 | 6 | 17 | 52.5484
2029 | 10 | 6 | 18 | 59.0186
2029 | 10 | 6 | 19 | 59.3386
2029 | 10 | 6 | 20 | 55.9369
2029 | 10 | 6 | 21 | 52.0635
2029 | 10 | 6 | 22 | 49.1034
2029 | 10 | 6 | 23 | 46.5815
2029 | 10 | 7 | 0 | 46.0594
2029 | 10 | 7 | 1 | 44.833
2029 | 10 | 7 | 2 | 44.172
2029 | 10 | 7 | 3 | 43.9244
2029 | 10 | 7 | 4 | 44.1943
2029 | 10 | 7 | 5 | 45.0284
2029 | 10 | 7 | 6 | 46.0471
2029 | 10 | 7 | 7 | 48.5047
2029 | 10 | 7 | 8 | 48.857
2029 | 10 | 7 | 9 | 42.8461
2029 | 10 | 7 | 10 | 39.2779
2029 | 10 | 7 | 11 | 38.2113
2029 | 10 | 7 | 12 | 39.4687
2029 | 10 | 7 | 13 | 39.3477
2029 | 10 | 7 | 14 | 37.9299
2029 | 10 | 7 | 15 | 39.047
2029 | 10 | 7 | 16 | 43.6678
2029 | 10 | 7 | 17 | 55.3054
2029 | 10 | 7 | 18 | 62.6842
2029 | 10 | 7 | 19 | 60.0315
2029 | 10 | 7 | 20 | 56.2394
2029 | 10 | 7 | 21 | 51.8388
2029 | 10 | 7 | 22 | 48.2683
2029 | 10 | 7 | 23 | 45.5503
2029 | 10 | 8 | 0 | 43.3779
2029 | 10 | 8 | 1 | 46.0309
2029 | 10 | 8 | 2 | 45.2444
2029 | 10 | 8 | 3 | 44.9291
2029 | 10 | 8 | 4 | 45.2533
2029 | 10 | 8 | 5 | 46.0203
2029 | 10 | 8 | 6 | 45.9785
2029 | 10 | 8 | 7 | 50.7905
2029 | 10 | 8 | 8 | 58.1217
2029 | 10 | 8 | 9 | 52.5851
2029 | 10 | 8 | 10 | 44.1023
2029 | 10 | 8 | 11 | 37.7471
2029 | 10 | 8 | 12 | 35.4249
2029 | 10 | 8 | 13 | 36.8855
2029 | 10 | 8 | 14 | 38.0218
2029 | 10 | 8 | 15 | 39.7337
2029 | 10 | 8 | 16 | 41.068
2029 | 10 | 8 | 17 | 52.2679
2029 | 10 | 8 | 18 | 61.3237
2029 | 10 | 8 | 19 | 59.7003
2029 | 10 | 8 | 20 | 55.7889
2029 | 10 | 8 | 21 | 51.6647
2029 | 10 | 8 | 22 | 47.7545
2029 | 10 | 8 | 23 | 45.3984
2029 | 10 | 9 | 0 | 45.2752
2029 | 10 | 9 | 1 | 45.0323
2029 | 10 | 9 | 2 | 44.5737
2029 | 10 | 9 | 3 | 44.6302
2029 | 10 | 9 | 4 | 45.1765
2029 | 10 | 9 | 5 | 47.0609
2029 | 10 | 9 | 6 | 49.5002
2029 | 10 | 9 | 7 | 54.7232
2029 | 10 | 9 | 8 | 53.3868
2029 | 10 | 9 | 9 | 44.8851
2029 | 10 | 9 | 10 | 41.8853
2029 | 10 | 9 | 11 | 40.9033
2029 | 10 | 9 | 12 | 41.7025
2029 | 10 | 9 | 13 | 42.7934
2029 | 10 | 9 | 14 | 43.5737
2029 | 10 | 9 | 15 | 44.2743
2029 | 10 | 9 | 16 | 44.7288
2029 | 10 | 9 | 17 | 51.9946
2029 | 10 | 9 | 18 | 59.5546
2029 | 10 | 9 | 19 | 59.8735
2029 | 10 | 9 | 20 | 57.0888
2029 | 10 | 9 | 21 | 53.2135
2029 | 10 | 9 | 22 | 49.4888
2029 | 10 | 9 | 23 | 46.2402
2029 | 10 | 10 | 0 | 46.4688
2029 | 10 | 10 | 1 | 45.5887
2029 | 10 | 10 | 2 | 44.9808
2029 | 10 | 10 | 3 | 44.9624
2029 | 10 | 10 | 4 | 45.2588
2029 | 10 | 10 | 5 | 46.9995
2029 | 10 | 10 | 6 | 50.8883
2029 | 10 | 10 | 7 | 56.8196
2029 | 10 | 10 | 8 | 58.3564
2029 | 10 | 10 | 9 | 53.1173
2029 | 10 | 10 | 10 | 50.496
2029 | 10 | 10 | 11 | 47.6994
2029 | 10 | 10 | 12 | 48.9742
2029 | 10 | 10 | 13 | 49.3199
2029 | 10 | 10 | 14 | 49.2014
2029 | 10 | 10 | 15 | 48.9154
2029 | 10 | 10 | 16 | 50.0598
2029 | 10 | 10 | 17 | 56.6193
2029 | 10 | 10 | 18 | 61.0894
2029 | 10 | 10 | 19 | 60.2737
2029 | 10 | 10 | 20 | 57.2955
2029 | 10 | 10 | 21 | 53.3768
2029 | 10 | 10 | 22 | 49.4813
2029 | 10 | 10 | 23 | 46.1701
2029 | 10 | 11 | 0 | 47.036
2029 | 10 | 11 | 1 | 43.6784
2029 | 10 | 11 | 2 | 42.9725
2029 | 10 | 11 | 3 | 42.7782
2029 | 10 | 11 | 4 | 43.0651
2029 | 10 | 11 | 5 | 44.9039
2029 | 10 | 11 | 6 | 48.3267
2029 | 10 | 11 | 7 | 53.9074
2029 | 10 | 11 | 8 | 56.5369
2029 | 10 | 11 | 9 | 51.9152
2029 | 10 | 11 | 10 | 47.729
2029 | 10 | 11 | 11 | 44.9928
2029 | 10 | 11 | 12 | 46.9524
2029 | 10 | 11 | 13 | 47.1516
2029 | 10 | 11 | 14 | 47.2388
2029 | 10 | 11 | 15 | 46.911
2029 | 10 | 11 | 16 | 48.8976
2029 | 10 | 11 | 17 | 54.9481
2029 | 10 | 11 | 18 | 57.2464
2029 | 10 | 11 | 19 | 54.6121
2029 | 10 | 11 | 20 | 52.2165
2029 | 10 | 11 | 21 | 48.9954
2029 | 10 | 11 | 22 | 46.0943
2029 | 10 | 11 | 23 | 43.4332
2029 | 10 | 12 | 0 | 44.2518
2029 | 10 | 12 | 1 | 43.1242
2029 | 10 | 12 | 2 | 42.4423
2029 | 10 | 12 | 3 | 42.3374
2029 | 10 | 12 | 4 | 42.7278
2029 | 10 | 12 | 5 | 44.3979
2029 | 10 | 12 | 6 | 47.7846
2029 | 10 | 12 | 7 | 53.9818
2029 | 10 | 12 | 8 | 59.1203
2029 | 10 | 12 | 9 | 56.3888
2029 | 10 | 12 | 10 | 49.3502
2029 | 10 | 12 | 11 | 44.2984
2029 | 10 | 12 | 12 | 41.7363
2029 | 10 | 12 | 13 | 42.9432
2029 | 10 | 12 | 14 | 42.5916
2029 | 10 | 12 | 15 | 43.4907
2029 | 10 | 12 | 16 | 48.448
2029 | 10 | 12 | 17 | 58.5916
2029 | 10 | 12 | 18 | 64.8521
2029 | 10 | 12 | 19 | 62.5481
2029 | 10 | 12 | 20 | 59.0973
2029 | 10 | 12 | 21 | 55.1567
2029 | 10 | 12 | 22 | 51.4867
2029 | 10 | 12 | 23 | 48.0579
2029 | 10 | 13 | 0 | 46.7973
2029 | 10 | 13 | 1 | 45.7908
2029 | 10 | 13 | 2 | 44.9206
2029 | 10 | 13 | 3 | 44.3304
2029 | 10 | 13 | 4 | 44.4322
2029 | 10 | 13 | 5 | 45.3129
2029 | 10 | 13 | 6 | 46.8253
2029 | 10 | 13 | 7 | 51.9893
2029 | 10 | 13 | 8 | 57.5489
2029 | 10 | 13 | 9 | 52.6489
2029 | 10 | 13 | 10 | 46.1675
2029 | 10 | 13 | 11 | 41.8197
2029 | 10 | 13 | 12 | 41.0167
2029 | 10 | 13 | 13 | 41.3531
2029 | 10 | 13 | 14 | 39.9914
2029 | 10 | 13 | 15 | 42.3032
2029 | 10 | 13 | 16 | 48.7004
2029 | 10 | 13 | 17 | 61.0441
2029 | 10 | 13 | 18 | 67.1237
2029 | 10 | 13 | 19 | 63.4297
2029 | 10 | 13 | 20 | 58.8235
2029 | 10 | 13 | 21 | 54.3155
2029 | 10 | 13 | 22 | 50.8814
2029 | 10 | 13 | 23 | 48.1965
2029 | 10 | 14 | 0 | 47.626
2029 | 10 | 14 | 1 | 45.2658
2029 | 10 | 14 | 2 | 44.4318
2029 | 10 | 14 | 3 | 43.8856
2029 | 10 | 14 | 4 | 44.0379
2029 | 10 | 14 | 5 | 44.8125
2029 | 10 | 14 | 6 | 45.622
2029 | 10 | 14 | 7 | 49.8326
2029 | 10 | 14 | 8 | 55.4345
2029 | 10 | 14 | 9 | 51.295
2029 | 10 | 14 | 10 | 46.2374
2029 | 10 | 14 | 11 | 41.6685
2029 | 10 | 14 | 12 | 41.9958
2029 | 10 | 14 | 13 | 42.9873
2029 | 10 | 14 | 14 | 43.1053
2029 | 10 | 14 | 15 | 43.8751
2029 | 10 | 14 | 16 | 50.2191
2029 | 10 | 14 | 17 | 60.9942
2029 | 10 | 14 | 18 | 64.9757
2029 | 10 | 14 | 19 | 61.6057
2029 | 10 | 14 | 20 | 57.0306
2029 | 10 | 14 | 21 | 52.5666
2029 | 10 | 14 | 22 | 48.6471
2029 | 10 | 14 | 23 | 45.7011
2029 | 10 | 15 | 0 | 45.2751
2029 | 10 | 15 | 1 | 43.0408
2029 | 10 | 15 | 2 | 42.7925
2029 | 10 | 15 | 3 | 42.9632
2029 | 10 | 15 | 4 | 43.5609
2029 | 10 | 15 | 5 | 45.6305
2029 | 10 | 15 | 6 | 50.0631
2029 | 10 | 15 | 7 | 55.8559
2029 | 10 | 15 | 8 | 58.2142
2029 | 10 | 15 | 9 | 52.3693
2029 | 10 | 15 | 10 | 47.8955
2029 | 10 | 15 | 11 | 44.7279
2029 | 10 | 15 | 12 | 43.3407
2029 | 10 | 15 | 13 | 44.173
2029 | 10 | 15 | 14 | 44.3095
2029 | 10 | 15 | 15 | 45.6745
2029 | 10 | 15 | 16 | 49.2464
2029 | 10 | 15 | 17 | 58.6698
2029 | 10 | 15 | 18 | 63.8823
2029 | 10 | 15 | 19 | 61.8889
2029 | 10 | 15 | 20 | 58.5002
2029 | 10 | 15 | 21 | 54.3736
2029 | 10 | 15 | 22 | 50.266
2029 | 10 | 15 | 23 | 46.9745
2029 | 10 | 16 | 0 | 47.1994
2029 | 10 | 16 | 1 | 45.2157
2029 | 10 | 16 | 2 | 44.6908
2029 | 10 | 16 | 3 | 44.7669
2029 | 10 | 16 | 4 | 45.2792
2029 | 10 | 16 | 5 | 47.2404
2029 | 10 | 16 | 6 | 51.8166
2029 | 10 | 16 | 7 | 57.5773
2029 | 10 | 16 | 8 | 59.1688
2029 | 10 | 16 | 9 | 53.198
2029 | 10 | 16 | 10 | 48.3999
2029 | 10 | 16 | 11 | 44.6972
2029 | 10 | 16 | 12 | 45.007
2029 | 10 | 16 | 13 | 45.335
2029 | 10 | 16 | 14 | 45.4535
2029 | 10 | 16 | 15 | 47.2384
2029 | 10 | 16 | 16 | 51.944
2029 | 10 | 16 | 17 | 61.2063
2029 | 10 | 16 | 18 | 66.3816
2029 | 10 | 16 | 19 | 63.2419
2029 | 10 | 16 | 20 | 59.7038
2029 | 10 | 16 | 21 | 55.5798
2029 | 10 | 16 | 22 | 51.5965
2029 | 10 | 16 | 23 | 48.3338
2029 | 10 | 17 | 0 | 47.4875
2029 | 10 | 17 | 1 | 47.2468
2029 | 10 | 17 | 2 | 46.7337
2029 | 10 | 17 | 3 | 46.7178
2029 | 10 | 17 | 4 | 47.1011
2029 | 10 | 17 | 5 | 49.0093
2029 | 10 | 17 | 6 | 52.8279
2029 | 10 | 17 | 7 | 58.9504
2029 | 10 | 17 | 8 | 62.0947
2029 | 10 | 17 | 9 | 54.8299
2029 | 10 | 17 | 10 | 48.2861
2029 | 10 | 17 | 11 | 43.9072
2029 | 10 | 17 | 12 | 44.9788
2029 | 10 | 17 | 13 | 45.7832
2029 | 10 | 17 | 14 | 44.5347
2029 | 10 | 17 | 15 | 45.5535
2029 | 10 | 17 | 16 | 50.6602
2029 | 10 | 17 | 17 | 61.6244
2029 | 10 | 17 | 18 | 62.7751
2029 | 10 | 17 | 19 | 61.2871
2029 | 10 | 17 | 20 | 58.5181
2029 | 10 | 17 | 21 | 54.8089
2029 | 10 | 17 | 22 | 50.957
2029 | 10 | 17 | 23 | 47.6464
2029 | 10 | 18 | 0 | 46.4224
2029 | 10 | 18 | 1 | 45.4735
2029 | 10 | 18 | 2 | 45.0215
2029 | 10 | 18 | 3 | 45.0995
2029 | 10 | 18 | 4 | 45.5942
2029 | 10 | 18 | 5 | 47.6274
2029 | 10 | 18 | 6 | 50.9814
2029 | 10 | 18 | 7 | 56.3373
2029 | 10 | 18 | 8 | 56.843
2029 | 10 | 18 | 9 | 48.601
2029 | 10 | 18 | 10 | 42.8938
2029 | 10 | 18 | 11 | 40.3788
2029 | 10 | 18 | 12 | 40.4659
2029 | 10 | 18 | 13 | 41.502
2029 | 10 | 18 | 14 | 41.5747
2029 | 10 | 18 | 15 | 42.4249
2029 | 10 | 18 | 16 | 45.666
2029 | 10 | 18 | 17 | 55.7928
2029 | 10 | 18 | 18 | 61.1815
2029 | 10 | 18 | 19 | 60.3167
2029 | 10 | 18 | 20 | 57.5246
2029 | 10 | 18 | 21 | 54.1502
2029 | 10 | 18 | 22 | 50.59
2029 | 10 | 18 | 23 | 47.3594
2029 | 10 | 19 | 0 | 46.4434
2029 | 10 | 19 | 1 | 46.0187
2029 | 10 | 19 | 2 | 45.4442
2029 | 10 | 19 | 3 | 45.3674
2029 | 10 | 19 | 4 | 45.7394
2029 | 10 | 19 | 5 | 47.6636
2029 | 10 | 19 | 6 | 50.4512
2029 | 10 | 19 | 7 | 56.5474
2029 | 10 | 19 | 8 | 58.3232
2029 | 10 | 19 | 9 | 48.8597
2029 | 10 | 19 | 10 | 41.4864
2029 | 10 | 19 | 11 | 38.1185
2029 | 10 | 19 | 12 | 39.3261
2029 | 10 | 19 | 13 | 40.1646
2029 | 10 | 19 | 14 | 39.4905
2029 | 10 | 19 | 15 | 40.0466
2029 | 10 | 19 | 16 | 44.6461
2029 | 10 | 19 | 17 | 55.1164
2029 | 10 | 19 | 18 | 59.1902
2029 | 10 | 19 | 19 | 58.3432
2029 | 10 | 19 | 20 | 55.449
2029 | 10 | 19 | 21 | 52.2117
2029 | 10 | 19 | 22 | 49.0441
2029 | 10 | 19 | 23 | 45.9646
2029 | 10 | 20 | 0 | 45.5839
2029 | 10 | 20 | 1 | 44.2179
2029 | 10 | 20 | 2 | 43.6331
2029 | 10 | 20 | 3 | 43.4422
2029 | 10 | 20 | 4 | 43.7073
2029 | 10 | 20 | 5 | 44.7362
2029 | 10 | 20 | 6 | 46.7186
2029 | 10 | 20 | 7 | 50.0994
2029 | 10 | 20 | 8 | 50.959
2029 | 10 | 20 | 9 | 43.7416
2029 | 10 | 20 | 10 | 38.6587
2029 | 10 | 20 | 11 | 35.7015
2029 | 10 | 20 | 12 | 34.7668
2029 | 10 | 20 | 13 | 35.0067
2029 | 10 | 20 | 14 | 33.801
2029 | 10 | 20 | 15 | 34.2975
2029 | 10 | 20 | 16 | 39.0181
2029 | 10 | 20 | 17 | 49.0891
2029 | 10 | 20 | 18 | 59.3001
2029 | 10 | 20 | 19 | 57.2726
2029 | 10 | 20 | 20 | 53.5196
2029 | 10 | 20 | 21 | 49.7738
2029 | 10 | 20 | 22 | 46.8441
2029 | 10 | 20 | 23 | 44.5376
2029 | 10 | 21 | 0 | 43.6871
2029 | 10 | 21 | 1 | 42.9546
2029 | 10 | 21 | 2 | 41.9478
2029 | 10 | 21 | 3 | 41.3861
2029 | 10 | 21 | 4 | 41.413
2029 | 10 | 21 | 5 | 42.05
2029 | 10 | 21 | 6 | 42.7276
2029 | 10 | 21 | 7 | 45.7578
2029 | 10 | 21 | 8 | 50.2436
2029 | 10 | 21 | 9 | 45.7826
2029 | 10 | 21 | 10 | 41.2355
2029 | 10 | 21 | 11 | 40.047
2029 | 10 | 21 | 12 | 40.1515
2029 | 10 | 21 | 13 | 39.1026
2029 | 10 | 21 | 14 | 36.9958
2029 | 10 | 21 | 15 | 36.5963
2029 | 10 | 21 | 16 | 41.7615
2029 | 10 | 21 | 17 | 53.4955
2029 | 10 | 21 | 18 | 60.8328
2029 | 10 | 21 | 19 | 57.1399
2029 | 10 | 21 | 20 | 52.8365
2029 | 10 | 21 | 21 | 48.5277
2029 | 10 | 21 | 22 | 44.977
2029 | 10 | 21 | 23 | 42.423
2029 | 10 | 22 | 0 | 40.9192
2029 | 10 | 22 | 1 | 40.0565
2029 | 10 | 22 | 2 | 39.8582
2029 | 10 | 22 | 3 | 39.9104
2029 | 10 | 22 | 4 | 40.3827
2029 | 10 | 22 | 5 | 42.2433
2029 | 10 | 22 | 6 | 45.4534
2029 | 10 | 22 | 7 | 52.591
2029 | 10 | 22 | 8 | 58.9436
2029 | 10 | 22 | 9 | 52.0006
2029 | 10 | 22 | 10 | 43.7961
2029 | 10 | 22 | 11 | 39.121
2029 | 10 | 22 | 12 | 37.457
2029 | 10 | 22 | 13 | 38.3305
2029 | 10 | 22 | 14 | 38.8076
2029 | 10 | 22 | 15 | 39.9297
2029 | 10 | 22 | 16 | 45.1862
2029 | 10 | 22 | 17 | 56.7763
2029 | 10 | 22 | 18 | 63.7892
2029 | 10 | 22 | 19 | 61.202
2029 | 10 | 22 | 20 | 57.44
2029 | 10 | 22 | 21 | 53.5694
2029 | 10 | 22 | 22 | 49.8656
2029 | 10 | 22 | 23 | 47.0223
2029 | 10 | 23 | 0 | 45.178
2029 | 10 | 23 | 1 | 46.4046
2029 | 10 | 23 | 2 | 46.0233
2029 | 10 | 23 | 3 | 46.3545
2029 | 10 | 23 | 4 | 47.1301
2029 | 10 | 23 | 5 | 49.3689
2029 | 10 | 23 | 6 | 52.5397
2029 | 10 | 23 | 7 | 58.224
2029 | 10 | 23 | 8 | 60.2755
2029 | 10 | 23 | 9 | 54.1329
2029 | 10 | 23 | 10 | 48.8427
2029 | 10 | 23 | 11 | 44.9851
2029 | 10 | 23 | 12 | 42.3985
2029 | 10 | 23 | 13 | 43.7402
2029 | 10 | 23 | 14 | 42.9758
2029 | 10 | 23 | 15 | 44.5139
2029 | 10 | 23 | 16 | 49.2232
2029 | 10 | 23 | 17 | 58.5372
2029 | 10 | 23 | 18 | 63.8757
2029 | 10 | 23 | 19 | 63.7887
2029 | 10 | 23 | 20 | 61.5688
2029 | 10 | 23 | 21 | 58.2057
2029 | 10 | 23 | 22 | 54.6053
2029 | 10 | 23 | 23 | 51.0945
2029 | 10 | 24 | 0 | 50.9346
2029 | 10 | 24 | 1 | 47.7587
2029 | 10 | 24 | 2 | 47.4981
2029 | 10 | 24 | 3 | 47.6685
2029 | 10 | 24 | 4 | 48.1739
2029 | 10 | 24 | 5 | 50.0368
2029 | 10 | 24 | 6 | 53.2321
2029 | 10 | 24 | 7 | 58.1513
2029 | 10 | 24 | 8 | 59.8266
2029 | 10 | 24 | 9 | 52.9856
2029 | 10 | 24 | 10 | 47.2776
2029 | 10 | 24 | 11 | 43.1576
2029 | 10 | 24 | 12 | 44.1033
2029 | 10 | 24 | 13 | 44.1602
2029 | 10 | 24 | 14 | 42.6423
2029 | 10 | 24 | 15 | 42.4612
2029 | 10 | 24 | 16 | 47.5413
2029 | 10 | 24 | 17 | 56.7274
2029 | 10 | 24 | 18 | 63.9465
2029 | 10 | 24 | 19 | 62.8948
2029 | 10 | 24 | 20 | 60.381
2029 | 10 | 24 | 21 | 56.9671
2029 | 10 | 24 | 22 | 53.0011
2029 | 10 | 24 | 23 | 49.6623
2029 | 10 | 25 | 0 | 47.4238
2029 | 10 | 25 | 1 | 47.472
2029 | 10 | 25 | 2 | 46.9674
2029 | 10 | 25 | 3 | 46.9431
2029 | 10 | 25 | 4 | 47.3026
2029 | 10 | 25 | 5 | 49.1682
2029 | 10 | 25 | 6 | 52.7224
2029 | 10 | 25 | 7 | 57.5042
2029 | 10 | 25 | 8 | 56.9729
2029 | 10 | 25 | 9 | 48.1595
2029 | 10 | 25 | 10 | 43.6976
2029 | 10 | 25 | 11 | 42.0283
2029 | 10 | 25 | 12 | 41.8228
2029 | 10 | 25 | 13 | 42.9852
2029 | 10 | 25 | 14 | 43.224
2029 | 10 | 25 | 15 | 43.4069
2029 | 10 | 25 | 16 | 46.4567
2029 | 10 | 25 | 17 | 56.2404
2029 | 10 | 25 | 18 | 64.453
2029 | 10 | 25 | 19 | 61.8537
2029 | 10 | 25 | 20 | 58.6572
2029 | 10 | 25 | 21 | 55.1208
2029 | 10 | 25 | 22 | 51.5036
2029 | 10 | 25 | 23 | 48.2128
2029 | 10 | 26 | 0 | 45.505
2029 | 10 | 26 | 1 | 44.0027
2029 | 10 | 26 | 2 | 43.3545
2029 | 10 | 26 | 3 | 43.2692
2029 | 10 | 26 | 4 | 43.6853
2029 | 10 | 26 | 5 | 45.5896
2029 | 10 | 26 | 6 | 49.4477
2029 | 10 | 26 | 7 | 55.6248
2029 | 10 | 26 | 8 | 59.8102
2029 | 10 | 26 | 9 | 54.7954
2029 | 10 | 26 | 10 | 48.1469
2029 | 10 | 26 | 11 | 43.8388
2029 | 10 | 26 | 12 | 41.4186
2029 | 10 | 26 | 13 | 41.8479
2029 | 10 | 26 | 14 | 41.6394
2029 | 10 | 26 | 15 | 41.9674
2029 | 10 | 26 | 16 | 47.5761
2029 | 10 | 26 | 17 | 57.2421
2029 | 10 | 26 | 18 | 62.6225
2029 | 10 | 26 | 19 | 61.245
2029 | 10 | 26 | 20 | 58.3483
2029 | 10 | 26 | 21 | 55.2806
2029 | 10 | 26 | 22 | 52.0216
2029 | 10 | 26 | 23 | 48.9339
2029 | 10 | 27 | 0 | 46.8086
2029 | 10 | 27 | 1 | 45.5593
2029 | 10 | 27 | 2 | 44.9628
2029 | 10 | 27 | 3 | 44.765
2029 | 10 | 27 | 4 | 45.0028
2029 | 10 | 27 | 5 | 46.0558
2029 | 10 | 27 | 6 | 47.5107
2029 | 10 | 27 | 7 | 51.3899
2029 | 10 | 27 | 8 | 54.747
2029 | 10 | 27 | 9 | 50.4857
2029 | 10 | 27 | 10 | 46.2741
2029 | 10 | 27 | 11 | 42.1729
2029 | 10 | 27 | 12 | 40.1458
2029 | 10 | 27 | 13 | 40.0958
2029 | 10 | 27 | 14 | 39.4893
2029 | 10 | 27 | 15 | 40.3816
2029 | 10 | 27 | 16 | 46.6918
2029 | 10 | 27 | 17 | 57.2242
2029 | 10 | 27 | 18 | 60.9098
2029 | 10 | 27 | 19 | 58.8787
2029 | 10 | 27 | 20 | 55.1409
2029 | 10 | 27 | 21 | 51.5203
2029 | 10 | 27 | 22 | 48.4885
2029 | 10 | 27 | 23 | 46.1397
2029 | 10 | 28 | 0 | 45.5774
2029 | 10 | 28 | 1 | 43.7067
2029 | 10 | 28 | 2 | 43.0074
2029 | 10 | 28 | 3 | 42.7344
2029 | 10 | 28 | 4 | 42.9196
2029 | 10 | 28 | 5 | 43.8003
2029 | 10 | 28 | 6 | 44.5669
2029 | 10 | 28 | 7 | 47.7625
2029 | 10 | 28 | 8 | 51.4472
2029 | 10 | 28 | 9 | 46.4347
2029 | 10 | 28 | 10 | 41.3023
2029 | 10 | 28 | 11 | 37.896
2029 | 10 | 28 | 12 | 38.1354
2029 | 10 | 28 | 13 | 38.3174
2029 | 10 | 28 | 14 | 38.329
2029 | 10 | 28 | 15 | 38.9995
2029 | 10 | 28 | 16 | 46.083
2029 | 10 | 28 | 17 | 57.3846
2029 | 10 | 28 | 18 | 62.1261
2029 | 10 | 28 | 19 | 57.7351
2029 | 10 | 28 | 20 | 53.375
2029 | 10 | 28 | 21 | 49.2853
2029 | 10 | 28 | 22 | 45.4944
2029 | 10 | 28 | 23 | 42.7831
2029 | 10 | 29 | 0 | 43.0247
2029 | 10 | 29 | 1 | 43.266
2029 | 10 | 29 | 2 | 43.1222
2029 | 10 | 29 | 3 | 43.4141
2029 | 10 | 29 | 4 | 44.1172
2029 | 10 | 29 | 5 | 46.2637
2029 | 10 | 29 | 6 | 49.8386
2029 | 10 | 29 | 7 | 55.9084
2029 | 10 | 29 | 8 | 60.0141
2029 | 10 | 29 | 9 | 54.252
2029 | 10 | 29 | 10 | 48.751
2029 | 10 | 29 | 11 | 45.2114
2029 | 10 | 29 | 12 | 44.8586
2029 | 10 | 29 | 13 | 45.2984
2029 | 10 | 29 | 14 | 45.3159
2029 | 10 | 29 | 15 | 46.7861
2029 | 10 | 29 | 16 | 52.9429
2029 | 10 | 29 | 17 | 63.6865
2029 | 10 | 29 | 18 | 66.6115
2029 | 10 | 29 | 19 | 64.168
2029 | 10 | 29 | 20 | 60.8617
2029 | 10 | 29 | 21 | 57.158
2029 | 10 | 29 | 22 | 53.2291
2029 | 10 | 29 | 23 | 50.0343
2029 | 10 | 30 | 0 | 48.5174
2029 | 10 | 30 | 1 | 48.2728
2029 | 10 | 30 | 2 | 47.9031
2029 | 10 | 30 | 3 | 48.1408
2029 | 10 | 30 | 4 | 48.8237
2029 | 10 | 30 | 5 | 50.8693
2029 | 10 | 30 | 6 | 55.5515
2029 | 10 | 30 | 7 | 61.3636
2029 | 10 | 30 | 8 | 63.5297
2029 | 10 | 30 | 9 | 56.258
2029 | 10 | 30 | 10 | 50.1957
2029 | 10 | 30 | 11 | 46.0625
2029 | 10 | 30 | 12 | 44.7487
2029 | 10 | 30 | 13 | 44.9615
2029 | 10 | 30 | 14 | 44.1495
2029 | 10 | 30 | 15 | 45.4969
2029 | 10 | 30 | 16 | 51.1041
2029 | 10 | 30 | 17 | 60.6448
2029 | 10 | 30 | 18 | 66.732
2029 | 10 | 30 | 19 | 65.7589
2029 | 10 | 30 | 20 | 63.2805
2029 | 10 | 30 | 21 | 59.9749
2029 | 10 | 30 | 22 | 56.2894
2029 | 10 | 30 | 23 | 53.0227
2029 | 10 | 31 | 0 | 51.8038
2029 | 10 | 31 | 1 | 50.6831
2029 | 10 | 31 | 2 | 50.2664
2029 | 10 | 31 | 3 | 50.3072
2029 | 10 | 31 | 4 | 50.7627
2029 | 10 | 31 | 5 | 52.5327
2029 | 10 | 31 | 6 | 55.8803
2029 | 10 | 31 | 7 | 60.8837
2029 | 10 | 31 | 8 | 61.7231
2029 | 10 | 31 | 9 | 53.8737
2029 | 10 | 31 | 10 | 48.5114
2029 | 10 | 31 | 11 | 45.3976
2029 | 10 | 31 | 12 | 47.6256
2029 | 10 | 31 | 13 | 48.0963
2029 | 10 | 31 | 14 | 47.5571
2029 | 10 | 31 | 15 | 48.052
2029 | 10 | 31 | 16 | 53.1214
2029 | 10 | 31 | 17 | 63.0051
2029 | 10 | 31 | 18 | 68.4203
2029 | 10 | 31 | 19 | 64.769
2029 | 10 | 31 | 20 | 61.3176
2029 | 10 | 31 | 21 | 57.53
2029 | 10 | 31 | 22 | 53.508
2029 | 10 | 31 | 23 | 50.1579
2029 | 11 | 1 | 0 | 48.4239
2029 | 11 | 1 | 1 | 46.86
2029 | 11 | 1 | 2 | 46.4385
2029 | 11 | 1 | 3 | 46.4594
2029 | 11 | 1 | 4 | 46.9929
2029 | 11 | 1 | 5 | 49.0976
2029 | 11 | 1 | 6 | 53.3714
2029 | 11 | 1 | 7 | 59.1213
2029 | 11 | 1 | 8 | 63.7641
2029 | 11 | 1 | 9 | 59.6629
2029 | 11 | 1 | 10 | 54.5203
2029 | 11 | 1 | 11 | 49.9918
2029 | 11 | 1 | 12 | 49.1359
2029 | 11 | 1 | 13 | 50.2254
2029 | 11 | 1 | 14 | 50.594
2029 | 11 | 1 | 15 | 52.2562
2029 | 11 | 1 | 16 | 58.6514
2029 | 11 | 1 | 17 | 68.4873
2029 | 11 | 1 | 18 | 70.3745
2029 | 11 | 1 | 19 | 66.9103
2029 | 11 | 1 | 20 | 63.6381
2029 | 11 | 1 | 21 | 59.9777
2029 | 11 | 1 | 22 | 56.1971
2029 | 11 | 1 | 23 | 52.7526
2029 | 11 | 2 | 0 | 50.232
2029 | 11 | 2 | 1 | 49.6063
2029 | 11 | 2 | 2 | 49.1981
2029 | 11 | 2 | 3 | 49.1504
2029 | 11 | 2 | 4 | 49.669
2029 | 11 | 2 | 5 | 51.6206
2029 | 11 | 2 | 6 | 56.6826
2029 | 11 | 2 | 7 | 61.5072
2029 | 11 | 2 | 8 | 62.0059
2029 | 11 | 2 | 9 | 54.2477
2029 | 11 | 2 | 10 | 49.0491
2029 | 11 | 2 | 11 | 45.8856
2029 | 11 | 2 | 12 | 45.709
2029 | 11 | 2 | 13 | 46.2222
2029 | 11 | 2 | 14 | 44.9116
2029 | 11 | 2 | 15 | 45.0188
2029 | 11 | 2 | 16 | 50.0159
2029 | 11 | 2 | 17 | 57.4311
2029 | 11 | 2 | 18 | 64.1926
2029 | 11 | 2 | 19 | 63.0013
2029 | 11 | 2 | 20 | 60.5536
2029 | 11 | 2 | 21 | 57.3303
2029 | 11 | 2 | 22 | 54.1002
2029 | 11 | 2 | 23 | 50.7622
2029 | 11 | 3 | 0 | 49.9671
2029 | 11 | 3 | 1 | 47.5137
2029 | 11 | 3 | 2 | 46.9431
2029 | 11 | 3 | 3 | 46.6079
2029 | 11 | 3 | 4 | 46.6745
2029 | 11 | 3 | 5 | 47.7339
2029 | 11 | 3 | 6 | 49.3189
2029 | 11 | 3 | 7 | 51.9348
2029 | 11 | 3 | 8 | 52.7924
2029 | 11 | 3 | 9 | 46.9623
2029 | 11 | 3 | 10 | 43.2108
2029 | 11 | 3 | 11 | 40.9356
2029 | 11 | 3 | 12 | 39.9853
2029 | 11 | 3 | 13 | 40.4951
2029 | 11 | 3 | 14 | 38.9253
2029 | 11 | 3 | 15 | 39.2264
2029 | 11 | 3 | 16 | 44.5407
2029 | 11 | 3 | 17 | 52.2396
2029 | 11 | 3 | 18 | 60.0658
2029 | 11 | 3 | 19 | 56.9288
2029 | 11 | 3 | 20 | 52.7777
2029 | 11 | 3 | 21 | 48.7971
2029 | 11 | 3 | 22 | 45.6493
2029 | 11 | 3 | 23 | 43.181
2029 | 11 | 4 | 0 | 42.248
2029 | 11 | 4 | 1 | 44.3484
2029 | 11 | 4 | 2 | 43.2746
2029 | 11 | 4 | 3 | 42.7824
2029 | 11 | 4 | 4 | 42.8767
2029 | 11 | 4 | 5 | 42.7823
2029 | 11 | 4 | 6 | 42.6277
2029 | 11 | 4 | 7 | 44.3999
2029 | 11 | 4 | 8 | 48.7527
2029 | 11 | 4 | 9 | 45.1655
2029 | 11 | 4 | 10 | 39.9851
2029 | 11 | 4 | 11 | 37.6716
2029 | 11 | 4 | 12 | 37.9467
2029 | 11 | 4 | 13 | 40.0757
2029 | 11 | 4 | 14 | 40.3286
2029 | 11 | 4 | 15 | 39.8597
2029 | 11 | 4 | 16 | 43.3192
2029 | 11 | 4 | 17 | 52.5138
2029 | 11 | 4 | 18 | 61.0188
2029 | 11 | 4 | 19 | 58.0979
2029 | 11 | 4 | 20 | 55.2619
2029 | 11 | 4 | 21 | 52.1221
2029 | 11 | 4 | 22 | 49.5065
2029 | 11 | 4 | 23 | 47.0175
2029 | 11 | 5 | 0 | 46.3569
2029 | 11 | 5 | 1 | 44.8985
2029 | 11 | 5 | 2 | 44.0858
2029 | 11 | 5 | 3 | 43.9136
2029 | 11 | 5 | 4 | 44.209
2029 | 11 | 5 | 5 | 44.9553
2029 | 11 | 5 | 6 | 46.7655
2029 | 11 | 5 | 7 | 50.884
2029 | 11 | 5 | 8 | 54.6451
2029 | 11 | 5 | 9 | 49.0978
2029 | 11 | 5 | 10 | 44.1976
2029 | 11 | 5 | 11 | 42.7383
2029 | 11 | 5 | 12 | 41.5607
2029 | 11 | 5 | 13 | 43.2072
2029 | 11 | 5 | 14 | 42.7741
2029 | 11 | 5 | 15 | 41.8641
2029 | 11 | 5 | 16 | 43.6265
2029 | 11 | 5 | 17 | 51.0425
2029 | 11 | 5 | 18 | 61.7076
2029 | 11 | 5 | 19 | 59.9564
2029 | 11 | 5 | 20 | 58.0919
2029 | 11 | 5 | 21 | 55.1368
2029 | 11 | 5 | 22 | 52.3864
2029 | 11 | 5 | 23 | 49.4517
2029 | 11 | 6 | 0 | 47.6415
2029 | 11 | 6 | 1 | 44.541
2029 | 11 | 6 | 2 | 43.3203
2029 | 11 | 6 | 3 | 42.9419
2029 | 11 | 6 | 4 | 43.0511
2029 | 11 | 6 | 5 | 43.6663
2029 | 11 | 6 | 6 | 45.5546
2029 | 11 | 6 | 7 | 50.478
2029 | 11 | 6 | 8 | 56.4055
2029 | 11 | 6 | 9 | 51.707
2029 | 11 | 6 | 10 | 45.8487
2029 | 11 | 6 | 11 | 42.9381
2029 | 11 | 6 | 12 | 42.788
2029 | 11 | 6 | 13 | 44.3586
2029 | 11 | 6 | 14 | 45.1946
2029 | 11 | 6 | 15 | 44.6378
2029 | 11 | 6 | 16 | 46.6648
2029 | 11 | 6 | 17 | 54.1074
2029 | 11 | 6 | 18 | 58.9549
2029 | 11 | 6 | 19 | 56.9796
2029 | 11 | 6 | 20 | 54.7315
2029 | 11 | 6 | 21 | 51.8691
2029 | 11 | 6 | 22 | 49.2709
2029 | 11 | 6 | 23 | 46.4392
2029 | 11 | 7 | 0 | 45.1981
2029 | 11 | 7 | 1 | 41.3439
2029 | 11 | 7 | 2 | 40.0359
2029 | 11 | 7 | 3 | 39.4985
2029 | 11 | 7 | 4 | 39.5552
2029 | 11 | 7 | 5 | 40.0639
2029 | 11 | 7 | 6 | 42.0881
2029 | 11 | 7 | 7 | 46.2612
2029 | 11 | 7 | 8 | 50.7147
2029 | 11 | 7 | 9 | 46.3364
2029 | 11 | 7 | 10 | 42.0765
2029 | 11 | 7 | 11 | 40.961
2029 | 11 | 7 | 12 | 41.3439
2029 | 11 | 7 | 13 | 43.0981
2029 | 11 | 7 | 14 | 44.5989
2029 | 11 | 7 | 15 | 42.8253
2029 | 11 | 7 | 16 | 42.9499
2029 | 11 | 7 | 17 | 49.9778
2029 | 11 | 7 | 18 | 59.9344
2029 | 11 | 7 | 19 | 57.4596
2029 | 11 | 7 | 20 | 55.1767
2029 | 11 | 7 | 21 | 52.2307
2029 | 11 | 7 | 22 | 49.4352
2029 | 11 | 7 | 23 | 46.5464
2029 | 11 | 8 | 0 | 44.3288
2029 | 11 | 8 | 1 | 41.6426
2029 | 11 | 8 | 2 | 40.3868
2029 | 11 | 8 | 3 | 39.9751
2029 | 11 | 8 | 4 | 40.1505
2029 | 11 | 8 | 5 | 40.8159
2029 | 11 | 8 | 6 | 42.6159
2029 | 11 | 8 | 7 | 47.5789
2029 | 11 | 8 | 8 | 55.0298
2029 | 11 | 8 | 9 | 53.097
2029 | 11 | 8 | 10 | 46.7118
2029 | 11 | 8 | 11 | 43.3082
2029 | 11 | 8 | 12 | 43.5774
2029 | 11 | 8 | 13 | 45.3314
2029 | 11 | 8 | 14 | 46.2391
2029 | 11 | 8 | 15 | 46.7929
2029 | 11 | 8 | 16 | 51.3556
2029 | 11 | 8 | 17 | 61.5952
2029 | 11 | 8 | 18 | 65.0505
2029 | 11 | 8 | 19 | 60.7601
2029 | 11 | 8 | 20 | 58.0972
2029 | 11 | 8 | 21 | 55.0049
2029 | 11 | 8 | 22 | 52.2212
2029 | 11 | 8 | 23 | 49.016
2029 | 11 | 9 | 0 | 47.3414
2029 | 11 | 9 | 1 | 44.6736
2029 | 11 | 9 | 2 | 43.4117
2029 | 11 | 9 | 3 | 43.0782
2029 | 11 | 9 | 4 | 43.3159
2029 | 11 | 9 | 5 | 44.1167
2029 | 11 | 9 | 6 | 46.3015
2029 | 11 | 9 | 7 | 51.2856
2029 | 11 | 9 | 8 | 59.6131
2029 | 11 | 9 | 9 | 58.6959
2029 | 11 | 9 | 10 | 52.1068
2029 | 11 | 9 | 11 | 47.4302
2029 | 11 | 9 | 12 | 47.1327
2029 | 11 | 9 | 13 | 48.3038
2029 | 11 | 9 | 14 | 47.668
2029 | 11 | 9 | 15 | 47.9394
2029 | 11 | 9 | 16 | 53.6167
2029 | 11 | 9 | 17 | 63.441
2029 | 11 | 9 | 18 | 68.416
2029 | 11 | 9 | 19 | 63.88
2029 | 11 | 9 | 20 | 61.2219
2029 | 11 | 9 | 21 | 58.3048
2029 | 11 | 9 | 22 | 55.8864
2029 | 11 | 9 | 23 | 52.6225
2029 | 11 | 10 | 0 | 48.8372
2029 | 11 | 10 | 1 | 48.4013
2029 | 11 | 10 | 2 | 46.9499
2029 | 11 | 10 | 3 | 46.1269
2029 | 11 | 10 | 4 | 46.0012
2029 | 11 | 10 | 5 | 45.8043
2029 | 11 | 10 | 6 | 46.3126
2029 | 11 | 10 | 7 | 49.7761
2029 | 11 | 10 | 8 | 58.2681
2029 | 11 | 10 | 9 | 57.0106
2029 | 11 | 10 | 10 | 52.5551
2029 | 11 | 10 | 11 | 48.0631
2029 | 11 | 10 | 12 | 46.2907
2029 | 11 | 10 | 13 | 46.3652
2029 | 11 | 10 | 14 | 45.9438
2029 | 11 | 10 | 15 | 45.9261
2029 | 11 | 10 | 16 | 52.7031
2029 | 11 | 10 | 17 | 62.8361
2029 | 11 | 10 | 18 | 66.4821
2029 | 11 | 10 | 19 | 62.9998
2029 | 11 | 10 | 20 | 59.4316
2029 | 11 | 10 | 21 | 56.2539
2029 | 11 | 10 | 22 | 54.0903
2029 | 11 | 10 | 23 | 51.691
2029 | 11 | 11 | 0 | 49.7999
2029 | 11 | 11 | 1 | 46.8153
2029 | 11 | 11 | 2 | 45.4901
2029 | 11 | 11 | 3 | 44.9068
2029 | 11 | 11 | 4 | 44.8539
2029 | 11 | 11 | 5 | 44.6996
2029 | 11 | 11 | 6 | 44.3409
2029 | 11 | 11 | 7 | 46.708
2029 | 11 | 11 | 8 | 54.5685
2029 | 11 | 11 | 9 | 54.4213
2029 | 11 | 11 | 10 | 49.4805
2029 | 11 | 11 | 11 | 45.8316
2029 | 11 | 11 | 12 | 44.8501
2029 | 11 | 11 | 13 | 44.8843
2029 | 11 | 11 | 14 | 45.2017
2029 | 11 | 11 | 15 | 46.201
2029 | 11 | 11 | 16 | 52.7334
2029 | 11 | 11 | 17 | 63.5566
2029 | 11 | 11 | 18 | 67.486
2029 | 11 | 11 | 19 | 62.6179
2029 | 11 | 11 | 20 | 59.2577
2029 | 11 | 11 | 21 | 55.9093
2029 | 11 | 11 | 22 | 53.1913
2029 | 11 | 11 | 23 | 50.6609
2029 | 11 | 12 | 0 | 48.2864
2029 | 11 | 12 | 1 | 48.9085
2029 | 11 | 12 | 2 | 48.1462
2029 | 11 | 12 | 3 | 48.1049
2029 | 11 | 12 | 4 | 48.595
2029 | 11 | 12 | 5 | 49.488
2029 | 11 | 12 | 6 | 51.3561
2029 | 11 | 12 | 7 | 55.9166
2029 | 11 | 12 | 8 | 61.7334
2029 | 11 | 12 | 9 | 57.5056
2029 | 11 | 12 | 10 | 51.7089
2029 | 11 | 12 | 11 | 48.3272
2029 | 11 | 12 | 12 | 46.942
2029 | 11 | 12 | 13 | 47.6478
2029 | 11 | 12 | 14 | 47.81
2029 | 11 | 12 | 15 | 48.2133
2029 | 11 | 12 | 16 | 51.5369
2029 | 11 | 12 | 17 | 59.9525
2029 | 11 | 12 | 18 | 68.4878
2029 | 11 | 12 | 19 | 65.9525
2029 | 11 | 12 | 20 | 64.0525
2029 | 11 | 12 | 21 | 61.1577
2029 | 11 | 12 | 22 | 58.2501
2029 | 11 | 12 | 23 | 55.0602
2029 | 11 | 13 | 0 | 54.6786
2029 | 11 | 13 | 1 | 52.3505
2029 | 11 | 13 | 2 | 51.1978
2029 | 11 | 13 | 3 | 50.885
2029 | 11 | 13 | 4 | 51.0779
2029 | 11 | 13 | 5 | 51.6234
2029 | 11 | 13 | 6 | 53.2445
2029 | 11 | 13 | 7 | 57.9055
2029 | 11 | 13 | 8 | 63.9427
2029 | 11 | 13 | 9 | 60.3801
2029 | 11 | 13 | 10 | 54.1803
2029 | 11 | 13 | 11 | 50.3789
2029 | 11 | 13 | 12 | 51.4602
2029 | 11 | 13 | 13 | 51.6037
2029 | 11 | 13 | 14 | 51.6471
2029 | 11 | 13 | 15 | 52.5907
2029 | 11 | 13 | 16 | 57.3812
2029 | 11 | 13 | 17 | 65.6861
2029 | 11 | 13 | 18 | 70.4472
2029 | 11 | 13 | 19 | 65.7942
2029 | 11 | 13 | 20 | 63.2662
2029 | 11 | 13 | 21 | 60.0567
2029 | 11 | 13 | 22 | 57.1678
2029 | 11 | 13 | 23 | 53.9922
2029 | 11 | 14 | 0 | 52.4537
2029 | 11 | 14 | 1 | 49.6629
2029 | 11 | 14 | 2 | 48.3615
2029 | 11 | 14 | 3 | 47.9213
2029 | 11 | 14 | 4 | 48.03
2029 | 11 | 14 | 5 | 48.5537
2029 | 11 | 14 | 6 | 50.4627
2029 | 11 | 14 | 7 | 54.8322
2029 | 11 | 14 | 8 | 61.1256
2029 | 11 | 14 | 9 | 58.7072
2029 | 11 | 14 | 10 | 53.0594
2029 | 11 | 14 | 11 | 49.303
2029 | 11 | 14 | 12 | 47.7465
2029 | 11 | 14 | 13 | 48.5154
2029 | 11 | 14 | 14 | 48.8036
2029 | 11 | 14 | 15 | 48.651
2029 | 11 | 14 | 16 | 51.9052
2029 | 11 | 14 | 17 | 60.4511
2029 | 11 | 14 | 18 | 69.659
2029 | 11 | 14 | 19 | 65.5843
2029 | 11 | 14 | 20 | 63.3398
2029 | 11 | 14 | 21 | 60.4698
2029 | 11 | 14 | 22 | 57.5712
2029 | 11 | 14 | 23 | 54.3857
2029 | 11 | 15 | 0 | 51.3708
2029 | 11 | 15 | 1 | 51.8402
2029 | 11 | 15 | 2 | 50.699
2029 | 11 | 15 | 3 | 50.4642
2029 | 11 | 15 | 4 | 50.8003
2029 | 11 | 15 | 5 | 51.607
2029 | 11 | 15 | 6 | 51.7677
2029 | 11 | 15 | 7 | 56.4182
2029 | 11 | 15 | 8 | 63.1918
2029 | 11 | 15 | 9 | 61.1681
2029 | 11 | 15 | 10 | 55.4555
2029 | 11 | 15 | 11 | 51.0694
2029 | 11 | 15 | 12 | 52.0012
2029 | 11 | 15 | 13 | 51.9396
2029 | 11 | 15 | 14 | 52.4331
2029 | 11 | 15 | 15 | 53.7042
2029 | 11 | 15 | 16 | 59.336
2029 | 11 | 15 | 17 | 68.9603
2029 | 11 | 15 | 18 | 75.2853
2029 | 11 | 15 | 19 | 71.2783
2029 | 11 | 15 | 20 | 69.1746
2029 | 11 | 15 | 21 | 66.5542
2029 | 11 | 15 | 22 | 64.0724
2029 | 11 | 15 | 23 | 60.9774
2029 | 11 | 16 | 0 | 55.9413
2029 | 11 | 16 | 1 | 53.7617
2029 | 11 | 16 | 2 | 52.5662
2029 | 11 | 16 | 3 | 52.2029
2029 | 11 | 16 | 4 | 52.4498
2029 | 11 | 16 | 5 | 53.068
2029 | 11 | 16 | 6 | 54.1155
2029 | 11 | 16 | 7 | 58.7271
2029 | 11 | 16 | 8 | 64.9988
2029 | 11 | 16 | 9 | 62.2474
2029 | 11 | 16 | 10 | 56.2084
2029 | 11 | 16 | 11 | 51.6605
2029 | 11 | 16 | 12 | 51.5356
2029 | 11 | 16 | 13 | 51.4882
2029 | 11 | 16 | 14 | 50.6768
2029 | 11 | 16 | 15 | 51.3
2029 | 11 | 16 | 16 | 56.8746
2029 | 11 | 16 | 17 | 65.8414
2029 | 11 | 16 | 18 | 73.1664
2029 | 11 | 16 | 19 | 68.7366
2029 | 11 | 16 | 20 | 66.3005
2029 | 11 | 16 | 21 | 63.5681
2029 | 11 | 16 | 22 | 61.2924
2029 | 11 | 16 | 23 | 58.1884
2029 | 11 | 17 | 0 | 54.5689
2029 | 11 | 17 | 1 | 53.1366
2029 | 11 | 17 | 2 | 51.9309
2029 | 11 | 17 | 3 | 51.4016
2029 | 11 | 17 | 4 | 51.4072
2029 | 11 | 17 | 5 | 51.4934
2029 | 11 | 17 | 6 | 50.4981
2029 | 11 | 17 | 7 | 53.2402
2029 | 11 | 17 | 8 | 59.8851
2029 | 11 | 17 | 9 | 59.4784
2029 | 11 | 17 | 10 | 55.1842
2029 | 11 | 17 | 11 | 51.3521
2029 | 11 | 17 | 12 | 50.2292
2029 | 11 | 17 | 13 | 49.06
2029 | 11 | 17 | 14 | 48.3674
2029 | 11 | 17 | 15 | 49.6733
2029 | 11 | 17 | 16 | 56.3354
2029 | 11 | 17 | 17 | 66.182
2029 | 11 | 17 | 18 | 69.7414
2029 | 11 | 17 | 19 | 66.2027
2029 | 11 | 17 | 20 | 62.9248
2029 | 11 | 17 | 21 | 59.9532
2029 | 11 | 17 | 22 | 57.8706
2029 | 11 | 17 | 23 | 55.5592
2029 | 11 | 18 | 0 | 53.7418
2029 | 11 | 18 | 1 | 50.8895
2029 | 11 | 18 | 2 | 49.5497
2029 | 11 | 18 | 3 | 48.9197
2029 | 11 | 18 | 4 | 48.7862
2029 | 11 | 18 | 5 | 48.5743
2029 | 11 | 18 | 6 | 48.2454
2029 | 11 | 18 | 7 | 49.461
2029 | 11 | 18 | 8 | 53.3603
2029 | 11 | 18 | 9 | 50.643
2029 | 11 | 18 | 10 | 46.6303
2029 | 11 | 18 | 11 | 43.8002
2029 | 11 | 18 | 12 | 45.1454
2029 | 11 | 18 | 13 | 45.526
2029 | 11 | 18 | 14 | 45.1165
2029 | 11 | 18 | 15 | 45.6701
2029 | 11 | 18 | 16 | 50.5423
2029 | 11 | 18 | 17 | 58.9145
2029 | 11 | 18 | 18 | 66.9287
2029 | 11 | 18 | 19 | 63.1793
2029 | 11 | 18 | 20 | 60.2098
2029 | 11 | 18 | 21 | 57.0603
2029 | 11 | 18 | 22 | 54.3616
2029 | 11 | 18 | 23 | 51.7593
2029 | 11 | 19 | 0 | 49.3333
2029 | 11 | 19 | 1 | 47.3804
2029 | 11 | 19 | 2 | 46.264
2029 | 11 | 19 | 3 | 45.7964
2029 | 11 | 19 | 4 | 45.7959
2029 | 11 | 19 | 5 | 46.2113
2029 | 11 | 19 | 6 | 46.6659
2029 | 11 | 19 | 7 | 50.3112
2029 | 11 | 19 | 8 | 53.6562
2029 | 11 | 19 | 9 | 47.7742
2029 | 11 | 19 | 10 | 43.8133
2029 | 11 | 19 | 11 | 43.5206
2029 | 11 | 19 | 12 | 42.9603
2029 | 11 | 19 | 13 | 43.4103
2029 | 11 | 19 | 14 | 43.5641
2029 | 11 | 19 | 15 | 42.7797
2029 | 11 | 19 | 16 | 43.7845
2029 | 11 | 19 | 17 | 50.7558
2029 | 11 | 19 | 18 | 60.6003
2029 | 11 | 19 | 19 | 58.4733
2029 | 11 | 19 | 20 | 56.4018
2029 | 11 | 19 | 21 | 53.8276
2029 | 11 | 19 | 22 | 51.4493
2029 | 11 | 19 | 23 | 48.7275
2029 | 11 | 20 | 0 | 47.1299
2029 | 11 | 20 | 1 | 44.7872
2029 | 11 | 20 | 2 | 43.4293
2029 | 11 | 20 | 3 | 42.9715
2029 | 11 | 20 | 4 | 43.0053
2029 | 11 | 20 | 5 | 43.4816
2029 | 11 | 20 | 6 | 43.7526
2029 | 11 | 20 | 7 | 48.4684
2029 | 11 | 20 | 8 | 54.1173
2029 | 11 | 20 | 9 | 48.5399
2029 | 11 | 20 | 10 | 41.4527
2029 | 11 | 20 | 11 | 38.8873
2029 | 11 | 20 | 12 | 42.0026
2029 | 11 | 20 | 13 | 41.6875
2029 | 11 | 20 | 14 | 41.5907
2029 | 11 | 20 | 15 | 42.2764
2029 | 11 | 20 | 16 | 47.5413
2029 | 11 | 20 | 17 | 56.3348
2029 | 11 | 20 | 18 | 64.3445
2029 | 11 | 20 | 19 | 60.3559
2029 | 11 | 20 | 20 | 58.138
2029 | 11 | 20 | 21 | 55.4868
2029 | 11 | 20 | 22 | 53.2138
2029 | 11 | 20 | 23 | 50.4738
2029 | 11 | 21 | 0 | 47.4538
2029 | 11 | 21 | 1 | 46.0981
2029 | 11 | 21 | 2 | 44.8788
2029 | 11 | 21 | 3 | 44.6692
2029 | 11 | 21 | 4 | 45.0971
2029 | 11 | 21 | 5 | 45.9361
2029 | 11 | 21 | 6 | 48.2572
2029 | 11 | 21 | 7 | 52.7653
2029 | 11 | 21 | 8 | 58.8685
2029 | 11 | 21 | 9 | 55.0978
2029 | 11 | 21 | 10 | 48.295
2029 | 11 | 21 | 11 | 44.4821
2029 | 11 | 21 | 12 | 45.2424
2029 | 11 | 21 | 13 | 45.2329
2029 | 11 | 21 | 14 | 44.5272
2029 | 11 | 21 | 15 | 45.3925
2029 | 11 | 21 | 16 | 50.4419
2029 | 11 | 21 | 17 | 60.0323
2029 | 11 | 21 | 18 | 67.8988
2029 | 11 | 21 | 19 | 65.7113
2029 | 11 | 21 | 20 | 64.4283
2029 | 11 | 21 | 21 | 62.0878
2029 | 11 | 21 | 22 | 59.5618
2029 | 11 | 21 | 23 | 56.3765
2029 | 11 | 22 | 0 | 54.2014
2029 | 11 | 22 | 1 | 51.9958
2029 | 11 | 22 | 2 | 50.918
2029 | 11 | 22 | 3 | 50.6931
2029 | 11 | 22 | 4 | 51.0065
2029 | 11 | 22 | 5 | 51.6789
2029 | 11 | 22 | 6 | 53.1797
2029 | 11 | 22 | 7 | 57.1641
2029 | 11 | 22 | 8 | 62.0793
2029 | 11 | 22 | 9 | 57.9668
2029 | 11 | 22 | 10 | 52.0611
2029 | 11 | 22 | 11 | 48.1738
2029 | 11 | 22 | 12 | 48.4515
2029 | 11 | 22 | 13 | 48.0378
2029 | 11 | 22 | 14 | 47.3113
2029 | 11 | 22 | 15 | 48.067
2029 | 11 | 22 | 16 | 52.3644
2029 | 11 | 22 | 17 | 61.0989
2029 | 11 | 22 | 18 | 67.5223
2029 | 11 | 22 | 19 | 65.096
2029 | 11 | 22 | 20 | 63.7031
2029 | 11 | 22 | 21 | 61.2208
2029 | 11 | 22 | 22 | 58.7353
2029 | 11 | 22 | 23 | 55.3333
2029 | 11 | 23 | 0 | 53.3341
2029 | 11 | 23 | 1 | 52.3877
2029 | 11 | 23 | 2 | 51.1071
2029 | 11 | 23 | 3 | 50.6898
2029 | 11 | 23 | 4 | 50.835
2029 | 11 | 23 | 5 | 51.3475
2029 | 11 | 23 | 6 | 52.5891
2029 | 11 | 23 | 7 | 57.2676
2029 | 11 | 23 | 8 | 64.6445
2029 | 11 | 23 | 9 | 62.4698
2029 | 11 | 23 | 10 | 55.4444
2029 | 11 | 23 | 11 | 50.469
2029 | 11 | 23 | 12 | 48.227
2029 | 11 | 23 | 13 | 48.1722
2029 | 11 | 23 | 14 | 47.6083
2029 | 11 | 23 | 15 | 48.0579
2029 | 11 | 23 | 16 | 52.5058
2029 | 11 | 23 | 17 | 61.4555
2029 | 11 | 23 | 18 | 67.9272
2029 | 11 | 23 | 19 | 64.4838
2029 | 11 | 23 | 20 | 62.4918
2029 | 11 | 23 | 21 | 60.0359
2029 | 11 | 23 | 22 | 57.6942
2029 | 11 | 23 | 23 | 54.3521
2029 | 11 | 24 | 0 | 52.5775
2029 | 11 | 24 | 1 | 50.8461
2029 | 11 | 24 | 2 | 49.5132
2029 | 11 | 24 | 3 | 48.8546
2029 | 11 | 24 | 4 | 48.7105
2029 | 11 | 24 | 5 | 48.5603
2029 | 11 | 24 | 6 | 47.6721
2029 | 11 | 24 | 7 | 50.1654
2029 | 11 | 24 | 8 | 56.644
2029 | 11 | 24 | 9 | 56.2452
2029 | 11 | 24 | 10 | 51.4926
2029 | 11 | 24 | 11 | 48.1677
2029 | 11 | 24 | 12 | 46.8257
2029 | 11 | 24 | 13 | 46.1035
2029 | 11 | 24 | 14 | 44.858
2029 | 11 | 24 | 15 | 45.5759
2029 | 11 | 24 | 16 | 50.5996
2029 | 11 | 24 | 17 | 59.1062
2029 | 11 | 24 | 18 | 64.954
2029 | 11 | 24 | 19 | 61.7765
2029 | 11 | 24 | 20 | 58.7856
2029 | 11 | 24 | 21 | 55.9506
2029 | 11 | 24 | 22 | 53.9426
2029 | 11 | 24 | 23 | 51.5882
2029 | 11 | 25 | 0 | 49.1035
2029 | 11 | 25 | 1 | 47.9591
2029 | 11 | 25 | 2 | 46.6412
2029 | 11 | 25 | 3 | 46.0138
2029 | 11 | 25 | 4 | 45.9441
2029 | 11 | 25 | 5 | 45.6799
2029 | 11 | 25 | 6 | 43.8762
2029 | 11 | 25 | 7 | 45.8309
2029 | 11 | 25 | 8 | 53.009
2029 | 11 | 25 | 9 | 53.5849
2029 | 11 | 25 | 10 | 49.3411
2029 | 11 | 25 | 11 | 45.8679
2029 | 11 | 25 | 12 | 46.4
2029 | 11 | 25 | 13 | 46.0677
2029 | 11 | 25 | 14 | 45.9548
2029 | 11 | 25 | 15 | 47.2213
2029 | 11 | 25 | 16 | 53.3782
2029 | 11 | 25 | 17 | 62.8942
2029 | 11 | 25 | 18 | 68.9694
2029 | 11 | 25 | 19 | 62.9867
2029 | 11 | 25 | 20 | 59.3638
2029 | 11 | 25 | 21 | 55.9738
2029 | 11 | 25 | 22 | 53.2478
2029 | 11 | 25 | 23 | 50.6032
2029 | 11 | 26 | 0 | 48.2706
2029 | 11 | 26 | 1 | 45.1523
2029 | 11 | 26 | 2 | 43.8716
2029 | 11 | 26 | 3 | 43.3479
2029 | 11 | 26 | 4 | 43.3232
2029 | 11 | 26 | 5 | 43.6928
2029 | 11 | 26 | 6 | 45.0084
2029 | 11 | 26 | 7 | 49.5348
2029 | 11 | 26 | 8 | 57.3117
2029 | 11 | 26 | 9 | 56.3646
2029 | 11 | 26 | 10 | 51.6611
2029 | 11 | 26 | 11 | 49.2345
2029 | 11 | 26 | 12 | 48.2307
2029 | 11 | 26 | 13 | 47.3873
2029 | 11 | 26 | 14 | 46.7961
2029 | 11 | 26 | 15 | 47.5601
2029 | 11 | 26 | 16 | 52.3832
2029 | 11 | 26 | 17 | 61.0825
2029 | 11 | 26 | 18 | 64.9902
2029 | 11 | 26 | 19 | 60.2158
2029 | 11 | 26 | 20 | 57.726
2029 | 11 | 26 | 21 | 54.6352
2029 | 11 | 26 | 22 | 51.8599
2029 | 11 | 26 | 23 | 48.766
2029 | 11 | 27 | 0 | 47.3715
2029 | 11 | 27 | 1 | 45.9021
2029 | 11 | 27 | 2 | 44.6435
2029 | 11 | 27 | 3 | 44.4139
2029 | 11 | 27 | 4 | 44.6677
2029 | 11 | 27 | 5 | 45.314
2029 | 11 | 27 | 6 | 46.8553
2029 | 11 | 27 | 7 | 51.1673
2029 | 11 | 27 | 8 | 56.4289
2029 | 11 | 27 | 9 | 52.4042
2029 | 11 | 27 | 10 | 45.8572
2029 | 11 | 27 | 11 | 42.5941
2029 | 11 | 27 | 12 | 45.7874
2029 | 11 | 27 | 13 | 44.9536
2029 | 11 | 27 | 14 | 44.7231
2029 | 11 | 27 | 15 | 46.4113
2029 | 11 | 27 | 16 | 52.3816
2029 | 11 | 27 | 17 | 61.3545
2029 | 11 | 27 | 18 | 68.4111
2029 | 11 | 27 | 19 | 64.0281
2029 | 11 | 27 | 20 | 61.8571
2029 | 11 | 27 | 21 | 59.1571
2029 | 11 | 27 | 22 | 56.5725
2029 | 11 | 27 | 23 | 53.4653
2029 | 11 | 28 | 0 | 50.4617
2029 | 11 | 28 | 1 | 49.1356
2029 | 11 | 28 | 2 | 47.8059
2029 | 11 | 28 | 3 | 47.4374
2029 | 11 | 28 | 4 | 47.678
2029 | 11 | 28 | 5 | 48.2335
2029 | 11 | 28 | 6 | 49.4352
2029 | 11 | 28 | 7 | 54.2848
2029 | 11 | 28 | 8 | 62.6904
2029 | 11 | 28 | 9 | 61.9865
2029 | 11 | 28 | 10 | 56.1012
2029 | 11 | 28 | 11 | 51.6545
2029 | 11 | 28 | 12 | 51.2342
2029 | 11 | 28 | 13 | 50.0386
2029 | 11 | 28 | 14 | 49.5619
2029 | 11 | 28 | 15 | 50.9364
2029 | 11 | 28 | 16 | 57.1027
2029 | 11 | 28 | 17 | 67.0156
2029 | 11 | 28 | 18 | 70.1318
2029 | 11 | 28 | 19 | 65.6113
2029 | 11 | 28 | 20 | 63.5251
2029 | 11 | 28 | 21 | 60.7345
2029 | 11 | 28 | 22 | 57.9603
2029 | 11 | 28 | 23 | 54.6636
2029 | 11 | 29 | 0 | 53.6495
2029 | 11 | 29 | 1 | 50.9633
2029 | 11 | 29 | 2 | 49.5385
2029 | 11 | 29 | 3 | 49.0443
2029 | 11 | 29 | 4 | 49.1116
2029 | 11 | 29 | 5 | 49.569
2029 | 11 | 29 | 6 | 51.8085
2029 | 11 | 29 | 7 | 56.0664
2029 | 11 | 29 | 8 | 62.5318
2029 | 11 | 29 | 9 | 60.5865
2029 | 11 | 29 | 10 | 55.4054
2029 | 11 | 29 | 11 | 51.2194
2029 | 11 | 29 | 12 | 51.4153
2029 | 11 | 29 | 13 | 50.665
2029 | 11 | 29 | 14 | 50.3951
2029 | 11 | 29 | 15 | 52.0138
2029 | 11 | 29 | 16 | 57.6462
2029 | 11 | 29 | 17 | 67.3813
2029 | 11 | 29 | 18 | 69.9306
2029 | 11 | 29 | 19 | 65.7722
2029 | 11 | 29 | 20 | 63.7671
2029 | 11 | 29 | 21 | 61.1392
2029 | 11 | 29 | 22 | 58.6195
2029 | 11 | 29 | 23 | 55.2423
2029 | 11 | 30 | 0 | 52.594
2029 | 11 | 30 | 1 | 51.4903
2029 | 11 | 30 | 2 | 50.0993
2029 | 11 | 30 | 3 | 49.65
2029 | 11 | 30 | 4 | 49.7775
2029 | 11 | 30 | 5 | 50.2423
2029 | 11 | 30 | 6 | 52.4354
2029 | 11 | 30 | 7 | 56.6367
2029 | 11 | 30 | 8 | 62.05
2029 | 11 | 30 | 9 | 58.0963
2029 | 11 | 30 | 10 | 51.0134
2029 | 11 | 30 | 11 | 47.0417
2029 | 11 | 30 | 12 | 47.6594
2029 | 11 | 30 | 13 | 46.9427
2029 | 11 | 30 | 14 | 45.8207
2029 | 11 | 30 | 15 | 46.4507
2029 | 11 | 30 | 16 | 51.3416
2029 | 11 | 30 | 17 | 60.1578
2029 | 11 | 30 | 18 | 70.241
2029 | 11 | 30 | 19 | 66.3668
2029 | 11 | 30 | 20 | 64.3641
2029 | 11 | 30 | 21 | 62.0355
2029 | 11 | 30 | 22 | 59.8811
2029 | 11 | 30 | 23 | 56.6393
2029 | 12 | 1 | 0 | 53.2685
2029 | 12 | 1 | 1 | 48.2547
2029 | 12 | 1 | 2 | 46.2324
2029 | 12 | 1 | 3 | 45.045
2029 | 12 | 1 | 4 | 44.3845
2029 | 12 | 1 | 5 | 43.9939
2029 | 12 | 1 | 6 | 43.3543
2029 | 12 | 1 | 7 | 45.5713
2029 | 12 | 1 | 8 | 53.6201
2029 | 12 | 1 | 9 | 54.3208
2029 | 12 | 1 | 10 | 50.3794
2029 | 12 | 1 | 11 | 47.3854
2029 | 12 | 1 | 12 | 47.1551
2029 | 12 | 1 | 13 | 47.5075
2029 | 12 | 1 | 14 | 45.5823
2029 | 12 | 1 | 15 | 44.5171
2029 | 12 | 1 | 16 | 47.7234
2029 | 12 | 1 | 17 | 54.7519
2029 | 12 | 1 | 18 | 60.6456
2029 | 12 | 1 | 19 | 56.0388
2029 | 12 | 1 | 20 | 52.7415
2029 | 12 | 1 | 21 | 49.5583
2029 | 12 | 1 | 22 | 47.6241
2029 | 12 | 1 | 23 | 45.3551
2029 | 12 | 2 | 0 | 42.223
2029 | 12 | 2 | 1 | 40.128
2029 | 12 | 2 | 2 | 38.5579
2029 | 12 | 2 | 3 | 37.7931
2029 | 12 | 2 | 4 | 37.542
2029 | 12 | 2 | 5 | 37.2434
2029 | 12 | 2 | 6 | 35.7922
2029 | 12 | 2 | 7 | 38.3537
2029 | 12 | 2 | 8 | 47.3197
2029 | 12 | 2 | 9 | 46.3121
2029 | 12 | 2 | 10 | 40.0917
2029 | 12 | 2 | 11 | 35.1986
2029 | 12 | 2 | 12 | 36.0756
2029 | 12 | 2 | 13 | 37.7625
2029 | 12 | 2 | 14 | 39.7767
2029 | 12 | 2 | 15 | 40.4858
2029 | 12 | 2 | 16 | 43.708
2029 | 12 | 2 | 17 | 51.9523
2029 | 12 | 2 | 18 | 59.5848
2029 | 12 | 2 | 19 | 55.0963
2029 | 12 | 2 | 20 | 52.4534
2029 | 12 | 2 | 21 | 49.676
2029 | 12 | 2 | 22 | 47.6806
2029 | 12 | 2 | 23 | 45.3643
2029 | 12 | 3 | 0 | 42.7379
2029 | 12 | 3 | 1 | 42.4164
2029 | 12 | 3 | 2 | 41.3509
2029 | 12 | 3 | 3 | 41.2753
2029 | 12 | 3 | 4 | 41.7928
2029 | 12 | 3 | 5 | 42.977
2029 | 12 | 3 | 6 | 44.7687
2029 | 12 | 3 | 7 | 49.4159
2029 | 12 | 3 | 8 | 57.32
2029 | 12 | 3 | 9 | 57.0165
2029 | 12 | 3 | 10 | 52.8769
2029 | 12 | 3 | 11 | 49.4381
2029 | 12 | 3 | 12 | 49.0957
2029 | 12 | 3 | 13 | 49.8094
2029 | 12 | 3 | 14 | 50.0411
2029 | 12 | 3 | 15 | 51.0539
2029 | 12 | 3 | 16 | 55.3273
2029 | 12 | 3 | 17 | 63.3191
2029 | 12 | 3 | 18 | 67.861
2029 | 12 | 3 | 19 | 65.4206
2029 | 12 | 3 | 20 | 64.0886
2029 | 12 | 3 | 21 | 61.5862
2029 | 12 | 3 | 22 | 59.1256
2029 | 12 | 3 | 23 | 55.8635
2029 | 12 | 4 | 0 | 53.0292
2029 | 12 | 4 | 1 | 49.7273
2029 | 12 | 4 | 2 | 48.474
2029 | 12 | 4 | 3 | 48.1749
2029 | 12 | 4 | 4 | 48.3348
2029 | 12 | 4 | 5 | 49.0326
2029 | 12 | 4 | 6 | 50.4238
2029 | 12 | 4 | 7 | 54.4409
2029 | 12 | 4 | 8 | 60.2858
2029 | 12 | 4 | 9 | 57.5798
2029 | 12 | 4 | 10 | 52.3383
2029 | 12 | 4 | 11 | 48.1767
2029 | 12 | 4 | 12 | 49.6614
2029 | 12 | 4 | 13 | 49.9322
2029 | 12 | 4 | 14 | 48.9037
2029 | 12 | 4 | 15 | 49.3238
2029 | 12 | 4 | 16 | 53.3945
2029 | 12 | 4 | 17 | 60.123
2029 | 12 | 4 | 18 | 68.5872
2029 | 12 | 4 | 19 | 65.3632
2029 | 12 | 4 | 20 | 63.8296
2029 | 12 | 4 | 21 | 61.2006
2029 | 12 | 4 | 22 | 58.6974
2029 | 12 | 4 | 23 | 55.457
2029 | 12 | 5 | 0 | 51.1028
2029 | 12 | 5 | 1 | 49.9944
2029 | 12 | 5 | 2 | 48.5308
2029 | 12 | 5 | 3 | 48.04
2029 | 12 | 5 | 4 | 48.0676
2029 | 12 | 5 | 5 | 48.6981
2029 | 12 | 5 | 6 | 50.4371
2029 | 12 | 5 | 7 | 54.3408
2029 | 12 | 5 | 8 | 60.1948
2029 | 12 | 5 | 9 | 57.6299
2029 | 12 | 5 | 10 | 52.5988
2029 | 12 | 5 | 11 | 48.578
2029 | 12 | 5 | 12 | 51.1575
2029 | 12 | 5 | 13 | 52.4918
2029 | 12 | 5 | 14 | 53.0875
2029 | 12 | 5 | 15 | 53.3318
2029 | 12 | 5 | 16 | 56.5054
2029 | 12 | 5 | 17 | 64.7522
2029 | 12 | 5 | 18 | 67.8965
2029 | 12 | 5 | 19 | 64.1223
2029 | 12 | 5 | 20 | 62.342
2029 | 12 | 5 | 21 | 59.7751
2029 | 12 | 5 | 22 | 57.0192
2029 | 12 | 5 | 23 | 53.6316
2029 | 12 | 6 | 0 | 51.1754
2029 | 12 | 6 | 1 | 49.7294
2029 | 12 | 6 | 2 | 48.3205
2029 | 12 | 6 | 3 | 47.9622
2029 | 12 | 6 | 4 | 48.1676
2029 | 12 | 6 | 5 | 49.0195
2029 | 12 | 6 | 6 | 51.9652
2029 | 12 | 6 | 7 | 55.9217
2029 | 12 | 6 | 8 | 61.2717
2029 | 12 | 6 | 9 | 58.6507
2029 | 12 | 6 | 10 | 53.7246
2029 | 12 | 6 | 11 | 49.7274
2029 | 12 | 6 | 12 | 49.582
2029 | 12 | 6 | 13 | 50.2949
2029 | 12 | 6 | 14 | 50.4394
2029 | 12 | 6 | 15 | 50.6989
2029 | 12 | 6 | 16 | 53.4328
2029 | 12 | 6 | 17 | 60.7268
2029 | 12 | 6 | 18 | 69.5881
2029 | 12 | 6 | 19 | 66.9722
2029 | 12 | 6 | 20 | 65.7841
2029 | 12 | 6 | 21 | 63.6757
2029 | 12 | 6 | 22 | 61.3095
2029 | 12 | 6 | 23 | 57.9545
2029 | 12 | 7 | 0 | 54.6952
2029 | 12 | 7 | 1 | 52.0103
2029 | 12 | 7 | 2 | 50.462
2029 | 12 | 7 | 3 | 49.8875
2029 | 12 | 7 | 4 | 49.9269
2029 | 12 | 7 | 5 | 50.5312
2029 | 12 | 7 | 6 | 51.8582
2029 | 12 | 7 | 7 | 56.6601
2029 | 12 | 7 | 8 | 65.3049
2029 | 12 | 7 | 9 | 66.0195
2029 | 12 | 7 | 10 | 61.1851
2029 | 12 | 7 | 11 | 56.1707
2029 | 12 | 7 | 12 | 56.2366
2029 | 12 | 7 | 13 | 56.2925
2029 | 12 | 7 | 14 | 55.8603
2029 | 12 | 7 | 15 | 56.5878
2029 | 12 | 7 | 16 | 62.1152
2029 | 12 | 7 | 17 | 70.2928
2029 | 12 | 7 | 18 | 73.2448
2029 | 12 | 7 | 19 | 68.2516
2029 | 12 | 7 | 20 | 65.9882
2029 | 12 | 7 | 21 | 63.4468
2029 | 12 | 7 | 22 | 61.3265
2029 | 12 | 7 | 23 | 58.1393
2029 | 12 | 8 | 0 | 53.3364
2029 | 12 | 8 | 1 | 50.1433
2029 | 12 | 8 | 2 | 48.6582
2029 | 12 | 8 | 3 | 47.9806
2029 | 12 | 8 | 4 | 47.8696
2029 | 12 | 8 | 5 | 48.0061
2029 | 12 | 8 | 6 | 48.093
2029 | 12 | 8 | 7 | 50.9486
2029 | 12 | 8 | 8 | 59.3597
2029 | 12 | 8 | 9 | 61.9729
2029 | 12 | 8 | 10 | 58.92
2029 | 12 | 8 | 11 | 54.6798
2029 | 12 | 8 | 12 | 53.3886
2029 | 12 | 8 | 13 | 52.5991
2029 | 12 | 8 | 14 | 52.2483
2029 | 12 | 8 | 15 | 53.5575
2029 | 12 | 8 | 16 | 59.7149
2029 | 12 | 8 | 17 | 68.8456
2029 | 12 | 8 | 18 | 72.3575
2029 | 12 | 8 | 19 | 67.5164
2029 | 12 | 8 | 20 | 64.0863
2029 | 12 | 8 | 21 | 61.1747
2029 | 12 | 8 | 22 | 59.202
2029 | 12 | 8 | 23 | 56.8002
2029 | 12 | 9 | 0 | 52.815
2029 | 12 | 9 | 1 | 52.6548
2029 | 12 | 9 | 2 | 51.3062
2029 | 12 | 9 | 3 | 50.7788
2029 | 12 | 9 | 4 | 50.7853
2029 | 12 | 9 | 5 | 50.8967
2029 | 12 | 9 | 6 | 49.3904
2029 | 12 | 9 | 7 | 51.3532
2029 | 12 | 9 | 8 | 58.6919
2029 | 12 | 9 | 9 | 60.8525
2029 | 12 | 9 | 10 | 58.6792
2029 | 12 | 9 | 11 | 54.3403
2029 | 12 | 9 | 12 | 54.4345
2029 | 12 | 9 | 13 | 54.255
2029 | 12 | 9 | 14 | 54.5757
2029 | 12 | 9 | 15 | 56.0051
2029 | 12 | 9 | 16 | 61.9014
2029 | 12 | 9 | 17 | 70.8827
2029 | 12 | 9 | 18 | 73.4741
2029 | 12 | 9 | 19 | 68.4633
2029 | 12 | 9 | 20 | 65.2543
2029 | 12 | 9 | 21 | 62.1134
2029 | 12 | 9 | 22 | 59.316
2029 | 12 | 9 | 23 | 56.4425
2029 | 12 | 10 | 0 | 55.7689
2029 | 12 | 10 | 1 | 51.9007
2029 | 12 | 10 | 2 | 50.707
2029 | 12 | 10 | 3 | 50.3157
2029 | 12 | 10 | 4 | 50.4115
2029 | 12 | 10 | 5 | 50.9732
2029 | 12 | 10 | 6 | 51.9043
2029 | 12 | 10 | 7 | 56.2722
2029 | 12 | 10 | 8 | 64.1512
2029 | 12 | 10 | 9 | 64.3782
2029 | 12 | 10 | 10 | 60.9804
2029 | 12 | 10 | 11 | 57.3883
2029 | 12 | 10 | 12 | 55.8306
2029 | 12 | 10 | 13 | 56.0298
2029 | 12 | 10 | 14 | 55.9737
2029 | 12 | 10 | 15 | 56.5166
2029 | 12 | 10 | 16 | 59.8729
2029 | 12 | 10 | 17 | 67.329
2029 | 12 | 10 | 18 | 72.2684
2029 | 12 | 10 | 19 | 67.7707
2029 | 12 | 10 | 20 | 65.664
2029 | 12 | 10 | 21 | 62.7578
2029 | 12 | 10 | 22 | 59.99
2029 | 12 | 10 | 23 | 56.6536
2029 | 12 | 11 | 0 | 53.8351
2029 | 12 | 11 | 1 | 51.2579
2029 | 12 | 11 | 2 | 49.8359
2029 | 12 | 11 | 3 | 49.4929
2029 | 12 | 11 | 4 | 49.6309
2029 | 12 | 11 | 5 | 50.2745
2029 | 12 | 11 | 6 | 53.136
2029 | 12 | 11 | 7 | 57.1571
2029 | 12 | 11 | 8 | 62.3071
2029 | 12 | 11 | 9 | 59.3065
2029 | 12 | 11 | 10 | 53.9546
2029 | 12 | 11 | 11 | 50.1614
2029 | 12 | 11 | 12 | 52.378
2029 | 12 | 11 | 13 | 52.6239
2029 | 12 | 11 | 14 | 52.8196
2029 | 12 | 11 | 15 | 53.6071
2029 | 12 | 11 | 16 | 57.1286
2029 | 12 | 11 | 17 | 64.1457
2029 | 12 | 11 | 18 | 72.7085
2029 | 12 | 11 | 19 | 68.2221
2029 | 12 | 11 | 20 | 66.266
2029 | 12 | 11 | 21 | 63.6466
2029 | 12 | 11 | 22 | 60.9414
2029 | 12 | 11 | 23 | 57.5731
2029 | 12 | 12 | 0 | 54.8809
2029 | 12 | 12 | 1 | 52.636
2029 | 12 | 12 | 2 | 51.1765
2029 | 12 | 12 | 3 | 50.7052
2029 | 12 | 12 | 4 | 50.7684
2029 | 12 | 12 | 5 | 51.2741
2029 | 12 | 12 | 6 | 52.054
2029 | 12 | 12 | 7 | 56.2709
2029 | 12 | 12 | 8 | 63.5434
2029 | 12 | 12 | 9 | 63.5866
2029 | 12 | 12 | 10 | 59.3732
2029 | 12 | 12 | 11 | 55.4845
2029 | 12 | 12 | 12 | 52.9015
2029 | 12 | 12 | 13 | 53.1342
2029 | 12 | 12 | 14 | 52.392
2029 | 12 | 12 | 15 | 52.0673
2029 | 12 | 12 | 16 | 54.6643
2029 | 12 | 12 | 17 | 61.8293
2029 | 12 | 12 | 18 | 69.1815
2029 | 12 | 12 | 19 | 66.4123
2029 | 12 | 12 | 20 | 65.278
2029 | 12 | 12 | 21 | 63.0213
2029 | 12 | 12 | 22 | 60.4723
2029 | 12 | 12 | 23 | 57.1171
2029 | 12 | 13 | 0 | 54.4215
2029 | 12 | 13 | 1 | 51.6267
2029 | 12 | 13 | 2 | 50.2061
2029 | 12 | 13 | 3 | 49.7906
2029 | 12 | 13 | 4 | 49.8522
2029 | 12 | 13 | 5 | 50.4527
2029 | 12 | 13 | 6 | 52.0611
2029 | 12 | 13 | 7 | 55.7032
2029 | 12 | 13 | 8 | 60.3441
2029 | 12 | 13 | 9 | 57.7221
2029 | 12 | 13 | 10 | 53.2743
2029 | 12 | 13 | 11 | 50.043
2029 | 12 | 13 | 12 | 51.2327
2029 | 12 | 13 | 13 | 51.7498
2029 | 12 | 13 | 14 | 51.706
2029 | 12 | 13 | 15 | 51.8237
2029 | 12 | 13 | 16 | 54.3735
2029 | 12 | 13 | 17 | 61.7369
2029 | 12 | 13 | 18 | 71.276
2029 | 12 | 13 | 19 | 67.6638
2029 | 12 | 13 | 20 | 66.0875
2029 | 12 | 13 | 21 | 63.8083
2029 | 12 | 13 | 22 | 61.4425
2029 | 12 | 13 | 23 | 58.0731
2029 | 12 | 14 | 0 | 53.046
2029 | 12 | 14 | 1 | 51.5732
2029 | 12 | 14 | 2 | 50.0595
2029 | 12 | 14 | 3 | 49.5812
2029 | 12 | 14 | 4 | 49.6611
2029 | 12 | 14 | 5 | 50.261
2029 | 12 | 14 | 6 | 51.3659
2029 | 12 | 14 | 7 | 55.8076
2029 | 12 | 14 | 8 | 62.94
2029 | 12 | 14 | 9 | 62.3598
2029 | 12 | 14 | 10 | 57.2106
2029 | 12 | 14 | 11 | 52.7923
2029 | 12 | 14 | 12 | 51.5186
2029 | 12 | 14 | 13 | 51.7903
2029 | 12 | 14 | 14 | 50.9635
2029 | 12 | 14 | 15 | 51.0466
2029 | 12 | 14 | 16 | 54.9228
2029 | 12 | 14 | 17 | 62.5907
2029 | 12 | 14 | 18 | 69.1516
2029 | 12 | 14 | 19 | 66.0965
2029 | 12 | 14 | 20 | 64.6045
2029 | 12 | 14 | 21 | 62.5526
2029 | 12 | 14 | 22 | 60.5129
2029 | 12 | 14 | 23 | 57.2121
2029 | 12 | 15 | 0 | 54.2506
2029 | 12 | 15 | 1 | 51.4683
2029 | 12 | 15 | 2 | 50.093
2029 | 12 | 15 | 3 | 49.5327
2029 | 12 | 15 | 4 | 49.4914
2029 | 12 | 15 | 5 | 49.5915
2029 | 12 | 15 | 6 | 49.7151
2029 | 12 | 15 | 7 | 52.4145
2029 | 12 | 15 | 8 | 59.7933
2029 | 12 | 15 | 9 | 61.882
2029 | 12 | 15 | 10 | 59.231
2029 | 12 | 15 | 11 | 55.1755
2029 | 12 | 15 | 12 | 54.5625
2029 | 12 | 15 | 13 | 53.6377
2029 | 12 | 15 | 14 | 53.4059
2029 | 12 | 15 | 15 | 54.4675
2029 | 12 | 15 | 16 | 59.6577
2029 | 12 | 15 | 17 | 68.4182
2029 | 12 | 15 | 18 | 74.0336
2029 | 12 | 15 | 19 | 68.4214
2029 | 12 | 15 | 20 | 64.6475
2029 | 12 | 15 | 21 | 61.5218
2029 | 12 | 15 | 22 | 59.2646
2029 | 12 | 15 | 23 | 56.6472
2029 | 12 | 16 | 0 | 54.6656
2029 | 12 | 16 | 1 | 50.1589
2029 | 12 | 16 | 2 | 48.3465
2029 | 12 | 16 | 3 | 47.4868
2029 | 12 | 16 | 4 | 47.0338
2029 | 12 | 16 | 5 | 46.6394
2029 | 12 | 16 | 6 | 46.9335
2029 | 12 | 16 | 7 | 48.0976
2029 | 12 | 16 | 8 | 53.6444
2029 | 12 | 16 | 9 | 53.9058
2029 | 12 | 16 | 10 | 51.3103
2029 | 12 | 16 | 11 | 48.2501
2029 | 12 | 16 | 12 | 47.0281
2029 | 12 | 16 | 13 | 47.6701
2029 | 12 | 16 | 14 | 46.9206
2029 | 12 | 16 | 15 | 47.0156
2029 | 12 | 16 | 16 | 50.5133
2029 | 12 | 16 | 17 | 58.002
2029 | 12 | 16 | 18 | 67.8936
2029 | 12 | 16 | 19 | 62.5725
2029 | 12 | 16 | 20 | 59.3813
2029 | 12 | 16 | 21 | 56.2084
2029 | 12 | 16 | 22 | 53.4343
2029 | 12 | 16 | 23 | 50.5951
2029 | 12 | 17 | 0 | 48.2936
2029 | 12 | 17 | 1 | 48.1753
2029 | 12 | 17 | 2 | 47.0134
2029 | 12 | 17 | 3 | 46.8018
2029 | 12 | 17 | 4 | 47.049
2029 | 12 | 17 | 5 | 47.7982
2029 | 12 | 17 | 6 | 49.7969
2029 | 12 | 17 | 7 | 54.1025
2029 | 12 | 17 | 8 | 61.0757
2029 | 12 | 17 | 9 | 59.966
2029 | 12 | 17 | 10 | 55.8082
2029 | 12 | 17 | 11 | 52.2321
2029 | 12 | 17 | 12 | 52.9101
2029 | 12 | 17 | 13 | 53.2987
2029 | 12 | 17 | 14 | 53.6101
2029 | 12 | 17 | 15 | 54.5708
2029 | 12 | 17 | 16 | 58.4275
2029 | 12 | 17 | 17 | 66.9195
2029 | 12 | 17 | 18 | 74.3644
2029 | 12 | 17 | 19 | 70.2314
2029 | 12 | 17 | 20 | 68.238
2029 | 12 | 17 | 21 | 65.6559
2029 | 12 | 17 | 22 | 62.9635
2029 | 12 | 17 | 23 | 59.6516
2029 | 12 | 18 | 0 | 55.3652
2029 | 12 | 18 | 1 | 54.3623
2029 | 12 | 18 | 2 | 53.212
2029 | 12 | 18 | 3 | 53.1391
2029 | 12 | 18 | 4 | 53.5523
2029 | 12 | 18 | 5 | 54.2866
2029 | 12 | 18 | 6 | 56.1816
2029 | 12 | 18 | 7 | 60.4108
2029 | 12 | 18 | 8 | 65.6014
2029 | 12 | 18 | 9 | 62.4881
2029 | 12 | 18 | 10 | 56.8687
2029 | 12 | 18 | 11 | 52.9594
2029 | 12 | 18 | 12 | 55.226
2029 | 12 | 18 | 13 | 54.6671
2029 | 12 | 18 | 14 | 54.1263
2029 | 12 | 18 | 15 | 55.1529
2029 | 12 | 18 | 16 | 59.074
2029 | 12 | 18 | 17 | 66.4256
2029 | 12 | 18 | 18 | 76.0262
2029 | 12 | 18 | 19 | 71.8808
2029 | 12 | 18 | 20 | 70.1772
2029 | 12 | 18 | 21 | 67.5897
2029 | 12 | 18 | 22 | 64.9024
2029 | 12 | 18 | 23 | 61.4179
2029 | 12 | 19 | 0 | 59.3948
2029 | 12 | 19 | 1 | 55.7459
2029 | 12 | 19 | 2 | 54.2138
2029 | 12 | 19 | 3 | 53.6184
2029 | 12 | 19 | 4 | 53.5108
2029 | 12 | 19 | 5 | 53.7334
2029 | 12 | 19 | 6 | 55.1032
2029 | 12 | 19 | 7 | 59.2722
2029 | 12 | 19 | 8 | 66.6077
2029 | 12 | 19 | 9 | 66.6969
2029 | 12 | 19 | 10 | 62.5813
2029 | 12 | 19 | 11 | 58.6372
2029 | 12 | 19 | 12 | 58.6094
2029 | 12 | 19 | 13 | 58.8521
2029 | 12 | 19 | 14 | 58.3692
2029 | 12 | 19 | 15 | 58.5236
2029 | 12 | 19 | 16 | 61.6352
2029 | 12 | 19 | 17 | 69.9582
2029 | 12 | 19 | 18 | 74.3312
2029 | 12 | 19 | 19 | 69.0429
2029 | 12 | 19 | 20 | 66.8344
2029 | 12 | 19 | 21 | 63.9712
2029 | 12 | 19 | 22 | 61.1091
2029 | 12 | 19 | 23 | 57.5565
2029 | 12 | 20 | 0 | 54.258
2029 | 12 | 20 | 1 | 52.3949
2029 | 12 | 20 | 2 | 50.9184
2029 | 12 | 20 | 3 | 50.5204
2029 | 12 | 20 | 4 | 50.5856
2029 | 12 | 20 | 5 | 51.1547
2029 | 12 | 20 | 6 | 52.7456
2029 | 12 | 20 | 7 | 57.0583
2029 | 12 | 20 | 8 | 64.5487
2029 | 12 | 20 | 9 | 65.2748
2029 | 12 | 20 | 10 | 61.0694
2029 | 12 | 20 | 11 | 56.5027
2029 | 12 | 20 | 12 | 55.3562
2029 | 12 | 20 | 13 | 55.7658
2029 | 12 | 20 | 14 | 56.4765
2029 | 12 | 20 | 15 | 57.1857
2029 | 12 | 20 | 16 | 60.5604
2029 | 12 | 20 | 17 | 69.0977
2029 | 12 | 20 | 18 | 73.039
2029 | 12 | 20 | 19 | 69.107
2029 | 12 | 20 | 20 | 67.4104
2029 | 12 | 20 | 21 | 65.153
2029 | 12 | 20 | 22 | 62.5204
2029 | 12 | 20 | 23 | 58.9126
2029 | 12 | 21 | 0 | 56.1814
2029 | 12 | 21 | 1 | 53.2896
2029 | 12 | 21 | 2 | 51.7066
2029 | 12 | 21 | 3 | 51.125
2029 | 12 | 21 | 4 | 51.0636
2029 | 12 | 21 | 5 | 51.3858
2029 | 12 | 21 | 6 | 52.7023
2029 | 12 | 21 | 7 | 57.0664
2029 | 12 | 21 | 8 | 64.2168
2029 | 12 | 21 | 9 | 64.6766
2029 | 12 | 21 | 10 | 60.191
2029 | 12 | 21 | 11 | 56.4688
2029 | 12 | 21 | 12 | 56.4366
2029 | 12 | 21 | 13 | 55.9273
2029 | 12 | 21 | 14 | 55.0363
2029 | 12 | 21 | 15 | 54.9074
2029 | 12 | 21 | 16 | 58.9872
2029 | 12 | 21 | 17 | 66.5344
2029 | 12 | 21 | 18 | 72.9822
2029 | 12 | 21 | 19 | 67.9786
2029 | 12 | 21 | 20 | 65.7908
2029 | 12 | 21 | 21 | 63.3473
2029 | 12 | 21 | 22 | 61.1324
2029 | 12 | 21 | 23 | 57.7817
2029 | 12 | 22 | 0 | 54.0472
2029 | 12 | 22 | 1 | 49.3528
2029 | 12 | 22 | 2 | 47.6639
2029 | 12 | 22 | 3 | 46.8245
2029 | 12 | 22 | 4 | 46.4588
2029 | 12 | 22 | 5 | 46.1801
2029 | 12 | 22 | 6 | 45.9122
2029 | 12 | 22 | 7 | 48.4014
2029 | 12 | 22 | 8 | 55.8465
2029 | 12 | 22 | 9 | 58.2474
2029 | 12 | 22 | 10 | 55.2963
2029 | 12 | 22 | 11 | 52.0628
2029 | 12 | 22 | 12 | 51.685
2029 | 12 | 22 | 13 | 51.6083
2029 | 12 | 22 | 14 | 50.7595
2029 | 12 | 22 | 15 | 51.3204
2029 | 12 | 22 | 16 | 55.7555
2029 | 12 | 22 | 17 | 64.44
2029 | 12 | 22 | 18 | 68.9732
2029 | 12 | 22 | 19 | 63.1503
2029 | 12 | 22 | 20 | 59.345
2029 | 12 | 22 | 21 | 56.2189
2029 | 12 | 22 | 22 | 54.0117
2029 | 12 | 22 | 23 | 51.4139
2029 | 12 | 23 | 0 | 49.593
2029 | 12 | 23 | 1 | 48.8848
2029 | 12 | 23 | 2 | 47.5095
2029 | 12 | 23 | 3 | 46.9507
2029 | 12 | 23 | 4 | 46.925
2029 | 12 | 23 | 5 | 46.7962
2029 | 12 | 23 | 6 | 46.4575
2029 | 12 | 23 | 7 | 48.3327
2029 | 12 | 23 | 8 | 55
2029 | 12 | 23 | 9 | 56.7101
2029 | 12 | 23 | 10 | 54.231
2029 | 12 | 23 | 11 | 50.8831
2029 | 12 | 23 | 12 | 51.1086
2029 | 12 | 23 | 13 | 51.2041
2029 | 12 | 23 | 14 | 51.1976
2029 | 12 | 23 | 15 | 52.0581
2029 | 12 | 23 | 16 | 56.7547
2029 | 12 | 23 | 17 | 66.1331
2029 | 12 | 23 | 18 | 71.8319
2029 | 12 | 23 | 19 | 67.5066
2029 | 12 | 23 | 20 | 64.6305
2029 | 12 | 23 | 21 | 61.7747
2029 | 12 | 23 | 22 | 59.2147
2029 | 12 | 23 | 23 | 56.3224
2029 | 12 | 24 | 0 | 53.8334
2029 | 12 | 24 | 1 | 51.4831
2029 | 12 | 24 | 2 | 50.2511
2029 | 12 | 24 | 3 | 50.0244
2029 | 12 | 24 | 4 | 49.9816
2029 | 12 | 24 | 5 | 50.5554
2029 | 12 | 24 | 6 | 51.1686
2029 | 12 | 24 | 7 | 55.7185
2029 | 12 | 24 | 8 | 63.4977
2029 | 12 | 24 | 9 | 64.0207
2029 | 12 | 24 | 10 | 61.2944
2029 | 12 | 24 | 11 | 57.9711
2029 | 12 | 24 | 12 | 56.1704
2029 | 12 | 24 | 13 | 55.71
2029 | 12 | 24 | 14 | 56.6498
2029 | 12 | 24 | 15 | 56.5201
2029 | 12 | 24 | 16 | 58.2647
2029 | 12 | 24 | 17 | 65.2261
2029 | 12 | 24 | 18 | 69.8056
2029 | 12 | 24 | 19 | 65.1285
2029 | 12 | 24 | 20 | 62.7664
2029 | 12 | 24 | 21 | 60.3594
2029 | 12 | 24 | 22 | 58.7221
2029 | 12 | 24 | 23 | 56.5645
2029 | 12 | 25 | 0 | 53.2012
2029 | 12 | 25 | 1 | 49.7822
2029 | 12 | 25 | 2 | 48.0755
2029 | 12 | 25 | 3 | 47.1576
2029 | 12 | 25 | 4 | 46.903
2029 | 12 | 25 | 5 | 46.8495
2029 | 12 | 25 | 6 | 46.3197
2029 | 12 | 25 | 7 | 48.2706
2029 | 12 | 25 | 8 | 53.4019
2029 | 12 | 25 | 9 | 55.3069
2029 | 12 | 25 | 10 | 53.0711
2029 | 12 | 25 | 11 | 50.6338
2029 | 12 | 25 | 12 | 52.3222
2029 | 12 | 25 | 13 | 53.2466
2029 | 12 | 25 | 14 | 54.2586
2029 | 12 | 25 | 15 | 54.3806
2029 | 12 | 25 | 16 | 57.2825
2029 | 12 | 25 | 17 | 63.6316
2029 | 12 | 25 | 18 | 64.2108
2029 | 12 | 25 | 19 | 57.2637
2029 | 12 | 25 | 20 | 53.4471
2029 | 12 | 25 | 21 | 51.22
2029 | 12 | 25 | 22 | 49.7114
2029 | 12 | 25 | 23 | 48.004
2029 | 12 | 26 | 0 | 48.0556
2029 | 12 | 26 | 1 | 42.4909
2029 | 12 | 26 | 2 | 40.6757
2029 | 12 | 26 | 3 | 39.6303
2029 | 12 | 26 | 4 | 39.2043
2029 | 12 | 26 | 5 | 39.1875
2029 | 12 | 26 | 6 | 39.7776
2029 | 12 | 26 | 7 | 40.9246
2029 | 12 | 26 | 8 | 45.2019
2029 | 12 | 26 | 9 | 47.3303
2029 | 12 | 26 | 10 | 46.8462
2029 | 12 | 26 | 11 | 47.9518
2029 | 12 | 26 | 12 | 51.6732
2029 | 12 | 26 | 13 | 53.0079
2029 | 12 | 26 | 14 | 52.3732
2029 | 12 | 26 | 15 | 50.4504
2029 | 12 | 26 | 16 | 52.2954
2029 | 12 | 26 | 17 | 57.7657
2029 | 12 | 26 | 18 | 61.8385
2029 | 12 | 26 | 19 | 56.5677
2029 | 12 | 26 | 20 | 53.8126
2029 | 12 | 26 | 21 | 51.1574
2029 | 12 | 26 | 22 | 49.0896
2029 | 12 | 26 | 23 | 47.0675
2029 | 12 | 27 | 0 | 44.9154
2029 | 12 | 27 | 1 | 46.4301
2029 | 12 | 27 | 2 | 44.9933
2029 | 12 | 27 | 3 | 44.5989
2029 | 12 | 27 | 4 | 44.8845
2029 | 12 | 27 | 5 | 45.5365
2029 | 12 | 27 | 6 | 46.8654
2029 | 12 | 27 | 7 | 50.5702
2029 | 12 | 27 | 8 | 57.8235
2029 | 12 | 27 | 9 | 59.9643
2029 | 12 | 27 | 10 | 56.4427
2029 | 12 | 27 | 11 | 52.5766
2029 | 12 | 27 | 12 | 52.4029
2029 | 12 | 27 | 13 | 51.7859
2029 | 12 | 27 | 14 | 51.1172
2029 | 12 | 27 | 15 | 54.2539
2029 | 12 | 27 | 16 | 59.2289
2029 | 12 | 27 | 17 | 67.909
2029 | 12 | 27 | 18 | 73.6969
2029 | 12 | 27 | 19 | 68.8434
2029 | 12 | 27 | 20 | 66.4284
2029 | 12 | 27 | 21 | 63.906
2029 | 12 | 27 | 22 | 61.3074
2029 | 12 | 27 | 23 | 58.267
2029 | 12 | 28 | 0 | 56.4993
2029 | 12 | 28 | 1 | 54.2331
2029 | 12 | 28 | 2 | 52.9304
2029 | 12 | 28 | 3 | 52.5297
2029 | 12 | 28 | 4 | 52.8661
2029 | 12 | 28 | 5 | 53.3413
2029 | 12 | 28 | 6 | 54.5219
2029 | 12 | 28 | 7 | 58.4862
2029 | 12 | 28 | 8 | 65.9485
2029 | 12 | 28 | 9 | 67.3428
2029 | 12 | 28 | 10 | 62.8787
2029 | 12 | 28 | 11 | 58.1467
2029 | 12 | 28 | 12 | 57.7031
2029 | 12 | 28 | 13 | 56.9603
2029 | 12 | 28 | 14 | 54.6752
2029 | 12 | 28 | 15 | 57.6616
2029 | 12 | 28 | 16 | 63.1416
2029 | 12 | 28 | 17 | 71.8154
2029 | 12 | 28 | 18 | 77.0272
2029 | 12 | 28 | 19 | 73.6115
2029 | 12 | 28 | 20 | 71.6414
2029 | 12 | 28 | 21 | 69.3238
2029 | 12 | 28 | 22 | 67.2583
2029 | 12 | 28 | 23 | 64.2477
2029 | 12 | 29 | 0 | 59.7456
2029 | 12 | 29 | 1 | 58.4144
2029 | 12 | 29 | 2 | 57.0499
2029 | 12 | 29 | 3 | 56.4622
2029 | 12 | 29 | 4 | 56.3188
2029 | 12 | 29 | 5 | 56.2069
2029 | 12 | 29 | 6 | 54.0039
2029 | 12 | 29 | 7 | 55.4516
2029 | 12 | 29 | 8 | 61.5196
2029 | 12 | 29 | 9 | 64.2477
2029 | 12 | 29 | 10 | 62.2818
2029 | 12 | 29 | 11 | 59.2911
2029 | 12 | 29 | 12 | 58.5936
2029 | 12 | 29 | 13 | 56.0186
2029 | 12 | 29 | 14 | 53.6001
2029 | 12 | 29 | 15 | 57.0879
2029 | 12 | 29 | 16 | 64.0796
2029 | 12 | 29 | 17 | 73.6165
2029 | 12 | 29 | 18 | 79.6825
2029 | 12 | 29 | 19 | 73.8002
2029 | 12 | 29 | 20 | 69.4445
2029 | 12 | 29 | 21 | 66.1987
2029 | 12 | 29 | 22 | 63.8691
2029 | 12 | 29 | 23 | 61.6742
2029 | 12 | 30 | 0 | 58.2651
2029 | 12 | 30 | 1 | 59.7282
2029 | 12 | 30 | 2 | 58.7183
2029 | 12 | 30 | 3 | 58.4581
2029 | 12 | 30 | 4 | 58.6118
2029 | 12 | 30 | 5 | 58.8214
2029 | 12 | 30 | 6 | 58.0087
2029 | 12 | 30 | 7 | 59.7202
2029 | 12 | 30 | 8 | 64.691
2029 | 12 | 30 | 9 | 65.4165
2029 | 12 | 30 | 10 | 62.9972
2029 | 12 | 30 | 11 | 59.8945
2029 | 12 | 30 | 12 | 60.0381
2029 | 12 | 30 | 13 | 59.2917
2029 | 12 | 30 | 14 | 58.3148
2029 | 12 | 30 | 15 | 59.6038
2029 | 12 | 30 | 16 | 64.6717
2029 | 12 | 30 | 17 | 74.7281
2029 | 12 | 30 | 18 | 81.0389
2029 | 12 | 30 | 19 | 77.3052
2029 | 12 | 30 | 20 | 74.1616
2029 | 12 | 30 | 21 | 71.2591
2029 | 12 | 30 | 22 | 68.3189
2029 | 12 | 30 | 23 | 65.1585
2029 | 12 | 31 | 0 | 63.7473
2029 | 12 | 31 | 1 | 60.8764
2029 | 12 | 31 | 2 | 59.7446
2029 | 12 | 31 | 3 | 59.2305
2029 | 12 | 31 | 4 | 59.4388
2029 | 12 | 31 | 5 | 59.806
2029 | 12 | 31 | 6 | 60.9263
2029 | 12 | 31 | 7 | 64.8932
2029 | 12 | 31 | 8 | 70.9589
2029 | 12 | 31 | 9 | 69.9517
2029 | 12 | 31 | 10 | 66.52
2029 | 12 | 31 | 11 | 65.8154
2029 | 12 | 31 | 12 | 66.8793
2029 | 12 | 31 | 13 | 65.6008
2029 | 12 | 31 | 14 | 63.2833
2029 | 12 | 31 | 15 | 63.3597
2029 | 12 | 31 | 16 | 64.5443
2029 | 12 | 31 | 17 | 69.8206
2029 | 12 | 31 | 18 | 80.9978
2029 | 12 | 31 | 19 | 75.2827
2029 | 12 | 31 | 20 | 71.7542
2029 | 12 | 31 | 21 | 67.9506
2029 | 12 | 31 | 22 | 65.7149
2029 | 12 | 31 | 23 | 64.0089
2030 | 1 | 1 | 0 | 62.3195
2030 | 1 | 1 | 1 | 48.9462
2030 | 1 | 1 | 2 | 47.186
2030 | 1 | 1 | 3 | 45.8522
2030 | 1 | 1 | 4 | 45.251
2030 | 1 | 1 | 5 | 44.9521
2030 | 1 | 1 | 6 | 44.8234
2030 | 1 | 1 | 7 | 46.3436
2030 | 1 | 1 | 8 | 51.1296
2030 | 1 | 1 | 9 | 52.8647
2030 | 1 | 1 | 10 | 51.2089
2030 | 1 | 1 | 11 | 48.2537
2030 | 1 | 1 | 12 | 47.2137
2030 | 1 | 1 | 13 | 45.772
2030 | 1 | 1 | 14 | 45.3543
2030 | 1 | 1 | 15 | 47.0287
2030 | 1 | 1 | 16 | 54.349
2030 | 1 | 1 | 17 | 63.9671
2030 | 1 | 1 | 18 | 68.1609
2030 | 1 | 1 | 19 | 62.5864
2030 | 1 | 1 | 20 | 58.9253
2030 | 1 | 1 | 21 | 55.5995
2030 | 1 | 1 | 22 | 53.2666
2030 | 1 | 1 | 23 | 51.0984
2030 | 1 | 2 | 0 | 50.5883
2030 | 1 | 2 | 1 | 51.6207
2030 | 1 | 2 | 2 | 50.5385
2030 | 1 | 2 | 3 | 50.3983
2030 | 1 | 2 | 4 | 50.79
2030 | 1 | 2 | 5 | 51.4349
2030 | 1 | 2 | 6 | 53.3242
2030 | 1 | 2 | 7 | 57.8601
2030 | 1 | 2 | 8 | 66.0475
2030 | 1 | 2 | 9 | 66.3415
2030 | 1 | 2 | 10 | 61.595
2030 | 1 | 2 | 11 | 55.9419
2030 | 1 | 2 | 12 | 54.6938
2030 | 1 | 2 | 13 | 55.4051
2030 | 1 | 2 | 14 | 55.2063
2030 | 1 | 2 | 15 | 56.4706
2030 | 1 | 2 | 16 | 60.746
2030 | 1 | 2 | 17 | 69.9787
2030 | 1 | 2 | 18 | 73.74
2030 | 1 | 2 | 19 | 69.7765
2030 | 1 | 2 | 20 | 67.7157
2030 | 1 | 2 | 21 | 65.2154
2030 | 1 | 2 | 22 | 62.7542
2030 | 1 | 2 | 23 | 59.7759
2030 | 1 | 3 | 0 | 55.5234
2030 | 1 | 3 | 1 | 56.8146
2030 | 1 | 3 | 2 | 55.7767
2030 | 1 | 3 | 3 | 55.6313
2030 | 1 | 3 | 4 | 55.9917
2030 | 1 | 3 | 5 | 56.5904
2030 | 1 | 3 | 6 | 57.9305
2030 | 1 | 3 | 7 | 62.0699
2030 | 1 | 3 | 8 | 68.6493
2030 | 1 | 3 | 9 | 67.6811
2030 | 1 | 3 | 10 | 63.097
2030 | 1 | 3 | 11 | 58.0558
2030 | 1 | 3 | 12 | 58.5633
2030 | 1 | 3 | 13 | 58.5644
2030 | 1 | 3 | 14 | 58.1539
2030 | 1 | 3 | 15 | 59.3918
2030 | 1 | 3 | 16 | 63.6512
2030 | 1 | 3 | 17 | 71.9456
2030 | 1 | 3 | 18 | 75.8407
2030 | 1 | 3 | 19 | 71.6911
2030 | 1 | 3 | 20 | 69.6813
2030 | 1 | 3 | 21 | 67.2616
2030 | 1 | 3 | 22 | 64.9832
2030 | 1 | 3 | 23 | 61.9757
2030 | 1 | 4 | 0 | 58.5248
2030 | 1 | 4 | 1 | 56.4394
2030 | 1 | 4 | 2 | 55.2879
2030 | 1 | 4 | 3 | 55.0142
2030 | 1 | 4 | 4 | 55.2808
2030 | 1 | 4 | 5 | 55.7381
2030 | 1 | 4 | 6 | 58.0926
2030 | 1 | 4 | 7 | 62.2608
2030 | 1 | 4 | 8 | 68.5717
2030 | 1 | 4 | 9 | 67.3148
2030 | 1 | 4 | 10 | 61.7386
2030 | 1 | 4 | 11 | 56.8875
2030 | 1 | 4 | 12 | 57.3178
2030 | 1 | 4 | 13 | 57.3274
2030 | 1 | 4 | 14 | 56.3571
2030 | 1 | 4 | 15 | 56.6805
2030 | 1 | 4 | 16 | 60.4556
2030 | 1 | 4 | 17 | 67.9539
2030 | 1 | 4 | 18 | 73.2554
2030 | 1 | 4 | 19 | 69.7458
2030 | 1 | 4 | 20 | 67.8481
2030 | 1 | 4 | 21 | 65.6682
2030 | 1 | 4 | 22 | 63.6761
2030 | 1 | 4 | 23 | 60.7303
2030 | 1 | 5 | 0 | 57.3034
2030 | 1 | 5 | 1 | 59.5127
2030 | 1 | 5 | 2 | 59.0243
2030 | 1 | 5 | 3 | 59.0576
2030 | 1 | 5 | 4 | 59.6139
2030 | 1 | 5 | 5 | 60.4325
2030 | 1 | 5 | 6 | 61.5059
2030 | 1 | 5 | 7 | 64.1227
2030 | 1 | 5 | 8 | 68.7193
2030 | 1 | 5 | 9 | 69.7048
2030 | 1 | 5 | 10 | 67.9491
2030 | 1 | 5 | 11 | 63.8415
2030 | 1 | 5 | 12 | 61.9057
2030 | 1 | 5 | 13 | 60.4447
2030 | 1 | 5 | 14 | 59.2837
2030 | 1 | 5 | 15 | 60.6946
2030 | 1 | 5 | 16 | 65.2191
2030 | 1 | 5 | 17 | 73.0671
2030 | 1 | 5 | 18 | 81.2288
2030 | 1 | 5 | 19 | 78.6086
2030 | 1 | 5 | 20 | 74.9672
2030 | 1 | 5 | 21 | 72.2014
2030 | 1 | 5 | 22 | 70.0362
2030 | 1 | 5 | 23 | 67.7528
2030 | 1 | 6 | 0 | 65.6352
2030 | 1 | 6 | 1 | 63.1764
2030 | 1 | 6 | 2 | 62.2458
2030 | 1 | 6 | 3 | 62.0345
2030 | 1 | 6 | 4 | 62.1179
2030 | 1 | 6 | 5 | 62.4537
2030 | 1 | 6 | 6 | 63.4061
2030 | 1 | 6 | 7 | 64.5024
2030 | 1 | 6 | 8 | 67.3103
2030 | 1 | 6 | 9 | 67.5315
2030 | 1 | 6 | 10 | 67.0173
2030 | 1 | 6 | 11 | 63.2102
2030 | 1 | 6 | 12 | 62.0171
2030 | 1 | 6 | 13 | 61.6971
2030 | 1 | 6 | 14 | 60.6971
2030 | 1 | 6 | 15 | 61.5118
2030 | 1 | 6 | 16 | 64.7469
2030 | 1 | 6 | 17 | 71.0417
2030 | 1 | 6 | 18 | 80.3093
2030 | 1 | 6 | 19 | 76.1426
2030 | 1 | 6 | 20 | 72.1702
2030 | 1 | 6 | 21 | 68.7651
2030 | 1 | 6 | 22 | 65.5167
2030 | 1 | 6 | 23 | 62.8028
2030 | 1 | 7 | 0 | 61.8424
2030 | 1 | 7 | 1 | 58.4863
2030 | 1 | 7 | 2 | 57.43
2030 | 1 | 7 | 3 | 57.0159
2030 | 1 | 7 | 4 | 56.9836
2030 | 1 | 7 | 5 | 57.0748
2030 | 1 | 7 | 6 | 58.3415
2030 | 1 | 7 | 7 | 62.4153
2030 | 1 | 7 | 8 | 70.1632
2030 | 1 | 7 | 9 | 71.1236
2030 | 1 | 7 | 10 | 67.8008
2030 | 1 | 7 | 11 | 64.0495
2030 | 1 | 7 | 12 | 61.8235
2030 | 1 | 7 | 13 | 62.1434
2030 | 1 | 7 | 14 | 61.6604
2030 | 1 | 7 | 15 | 61.7345
2030 | 1 | 7 | 16 | 64.0497
2030 | 1 | 7 | 17 | 70.9957
2030 | 1 | 7 | 18 | 72.9218
2030 | 1 | 7 | 19 | 68.1512
2030 | 1 | 7 | 20 | 65.6644
2030 | 1 | 7 | 21 | 62.7478
2030 | 1 | 7 | 22 | 59.9633
2030 | 1 | 7 | 23 | 56.9245
2030 | 1 | 8 | 0 | 55.6014
2030 | 1 | 8 | 1 | 52.0635
2030 | 1 | 8 | 2 | 50.7378
2030 | 1 | 8 | 3 | 50.3898
2030 | 1 | 8 | 4 | 50.4463
2030 | 1 | 8 | 5 | 50.7365
2030 | 1 | 8 | 6 | 52.5496
2030 | 1 | 8 | 7 | 56.9098
2030 | 1 | 8 | 8 | 64.4438
2030 | 1 | 8 | 9 | 65.4767
2030 | 1 | 8 | 10 | 60.8316
2030 | 1 | 8 | 11 | 56.9766
2030 | 1 | 8 | 12 | 55.9634
2030 | 1 | 8 | 13 | 55.5544
2030 | 1 | 8 | 14 | 55.4161
2030 | 1 | 8 | 15 | 55.6632
2030 | 1 | 8 | 16 | 59.0794
2030 | 1 | 8 | 17 | 65.3007
2030 | 1 | 8 | 18 | 70.8221
2030 | 1 | 8 | 19 | 66.5335
2030 | 1 | 8 | 20 | 64.4211
2030 | 1 | 8 | 21 | 61.9842
2030 | 1 | 8 | 22 | 59.513
2030 | 1 | 8 | 23 | 56.7165
2030 | 1 | 9 | 0 | 54.1194
2030 | 1 | 9 | 1 | 52.8169
2030 | 1 | 9 | 2 | 51.7297
2030 | 1 | 9 | 3 | 51.6254
2030 | 1 | 9 | 4 | 52.0594
2030 | 1 | 9 | 5 | 52.6605
2030 | 1 | 9 | 6 | 54.5223
2030 | 1 | 9 | 7 | 59.2045
2030 | 1 | 9 | 8 | 67.7795
2030 | 1 | 9 | 9 | 69.2325
2030 | 1 | 9 | 10 | 64.747
2030 | 1 | 9 | 11 | 59.6923
2030 | 1 | 9 | 12 | 57.6556
2030 | 1 | 9 | 13 | 56.855
2030 | 1 | 9 | 14 | 56.2788
2030 | 1 | 9 | 15 | 56.7861
2030 | 1 | 9 | 16 | 61.2286
2030 | 1 | 9 | 17 | 68.9728
2030 | 1 | 9 | 18 | 73.7344
2030 | 1 | 9 | 19 | 71.0112
2030 | 1 | 9 | 20 | 69.645
2030 | 1 | 9 | 21 | 67.5536
2030 | 1 | 9 | 22 | 65.2454
2030 | 1 | 9 | 23 | 62.4152
2030 | 1 | 10 | 0 | 59.1505
2030 | 1 | 10 | 1 | 57.6075
2030 | 1 | 10 | 2 | 56.7327
2030 | 1 | 10 | 3 | 56.7913
2030 | 1 | 10 | 4 | 57.3877
2030 | 1 | 10 | 5 | 58.1183
2030 | 1 | 10 | 6 | 59.6603
2030 | 1 | 10 | 7 | 64.3188
2030 | 1 | 10 | 8 | 72.4066
2030 | 1 | 10 | 9 | 73.3976
2030 | 1 | 10 | 10 | 68.7566
2030 | 1 | 10 | 11 | 62.7797
2030 | 1 | 10 | 12 | 61.0717
2030 | 1 | 10 | 13 | 60.4269
2030 | 1 | 10 | 14 | 60.4262
2030 | 1 | 10 | 15 | 61.8929
2030 | 1 | 10 | 16 | 66.2628
2030 | 1 | 10 | 17 | 74.8597
2030 | 1 | 10 | 18 | 80.9835
2030 | 1 | 10 | 19 | 76.3039
2030 | 1 | 10 | 20 | 74.0585
2030 | 1 | 10 | 21 | 71.477
2030 | 1 | 10 | 22 | 68.995
2030 | 1 | 10 | 23 | 65.8212
2030 | 1 | 11 | 0 | 62.6537
2030 | 1 | 11 | 1 | 63.6758
2030 | 1 | 11 | 2 | 62.7652
2030 | 1 | 11 | 3 | 62.7316
2030 | 1 | 11 | 4 | 63.265
2030 | 1 | 11 | 5 | 63.8407
2030 | 1 | 11 | 6 | 65.5104
2030 | 1 | 11 | 7 | 70.2214
2030 | 1 | 11 | 8 | 78.2661
2030 | 1 | 11 | 9 | 78.643
2030 | 1 | 11 | 10 | 73.0846
2030 | 1 | 11 | 11 | 66.1124
2030 | 1 | 11 | 12 | 60.9999
2030 | 1 | 11 | 13 | 60.9729
2030 | 1 | 11 | 14 | 59.7977
2030 | 1 | 11 | 15 | 60.4621
2030 | 1 | 11 | 16 | 63.7211
2030 | 1 | 11 | 17 | 71.5912
2030 | 1 | 11 | 18 | 81.572
2030 | 1 | 11 | 19 | 78.3068
2030 | 1 | 11 | 20 | 76.4617
2030 | 1 | 11 | 21 | 74.2434
2030 | 1 | 11 | 22 | 72.0897
2030 | 1 | 11 | 23 | 68.8739
2030 | 1 | 12 | 0 | 65.9488
2030 | 1 | 12 | 1 | 63.2947
2030 | 1 | 12 | 2 | 62.2927
2030 | 1 | 12 | 3 | 61.9371
2030 | 1 | 12 | 4 | 61.867
2030 | 1 | 12 | 5 | 62.2139
2030 | 1 | 12 | 6 | 62.2048
2030 | 1 | 12 | 7 | 64.0397
2030 | 1 | 12 | 8 | 67.969
2030 | 1 | 12 | 9 | 69.6521
2030 | 1 | 12 | 10 | 68.4706
2030 | 1 | 12 | 11 | 64.7563
2030 | 1 | 12 | 12 | 62.0883
2030 | 1 | 12 | 13 | 61.5096
2030 | 1 | 12 | 14 | 59.4157
2030 | 1 | 12 | 15 | 60.2922
2030 | 1 | 12 | 16 | 63.9212
2030 | 1 | 12 | 17 | 70.0324
2030 | 1 | 12 | 18 | 76.3461
2030 | 1 | 12 | 19 | 73.5848
2030 | 1 | 12 | 20 | 69.7153
2030 | 1 | 12 | 21 | 66.7294
2030 | 1 | 12 | 22 | 64.2952
2030 | 1 | 12 | 23 | 61.97
2030 | 1 | 13 | 0 | 58.9266
2030 | 1 | 13 | 1 | 56.9809
2030 | 1 | 13 | 2 | 56.046
2030 | 1 | 13 | 3 | 55.6326
2030 | 1 | 13 | 4 | 55.6832
2030 | 1 | 13 | 5 | 55.9554
2030 | 1 | 13 | 6 | 55.3854
2030 | 1 | 13 | 7 | 56.6877
2030 | 1 | 13 | 8 | 60.6316
2030 | 1 | 13 | 9 | 62.3898
2030 | 1 | 13 | 10 | 60.453
2030 | 1 | 13 | 11 | 57.4482
2030 | 1 | 13 | 12 | 59.4347
2030 | 1 | 13 | 13 | 59.9859
2030 | 1 | 13 | 14 | 59.5632
2030 | 1 | 13 | 15 | 60.4954
2030 | 1 | 13 | 16 | 63.8293
2030 | 1 | 13 | 17 | 70.3356
2030 | 1 | 13 | 18 | 74.5429
2030 | 1 | 13 | 19 | 70.0534
2030 | 1 | 13 | 20 | 65.8378
2030 | 1 | 13 | 21 | 62.472
2030 | 1 | 13 | 22 | 59.4097
2030 | 1 | 13 | 23 | 56.7669
2030 | 1 | 14 | 0 | 56.3627
2030 | 1 | 14 | 1 | 55.0695
2030 | 1 | 14 | 2 | 54.1279
2030 | 1 | 14 | 3 | 53.9318
2030 | 1 | 14 | 4 | 54.1594
2030 | 1 | 14 | 5 | 54.5106
2030 | 1 | 14 | 6 | 56.4049
2030 | 1 | 14 | 7 | 60.5438
2030 | 1 | 14 | 8 | 67.6496
2030 | 1 | 14 | 9 | 67.5216
2030 | 1 | 14 | 10 | 63.3687
2030 | 1 | 14 | 11 | 59.8643
2030 | 1 | 14 | 12 | 58.1353
2030 | 1 | 14 | 13 | 57.5539
2030 | 1 | 14 | 14 | 56.2482
2030 | 1 | 14 | 15 | 56.3384
2030 | 1 | 14 | 16 | 59.2644
2030 | 1 | 14 | 17 | 65.6417
2030 | 1 | 14 | 18 | 74.8413
2030 | 1 | 14 | 19 | 72.1519
2030 | 1 | 14 | 20 | 70.5118
2030 | 1 | 14 | 21 | 68.175
2030 | 1 | 14 | 22 | 65.9016
2030 | 1 | 14 | 23 | 63.1742
2030 | 1 | 15 | 0 | 57.3878
2030 | 1 | 15 | 1 | 56.7868
2030 | 1 | 15 | 2 | 55.792
2030 | 1 | 15 | 3 | 55.8008
2030 | 1 | 15 | 4 | 56.2534
2030 | 1 | 15 | 5 | 56.8469
2030 | 1 | 15 | 6 | 57.7344
2030 | 1 | 15 | 7 | 62.2359
2030 | 1 | 15 | 8 | 69.2105
2030 | 1 | 15 | 9 | 68.4035
2030 | 1 | 15 | 10 | 62.7622
2030 | 1 | 15 | 11 | 57.5658
2030 | 1 | 15 | 12 | 57.0812
2030 | 1 | 15 | 13 | 56.3638
2030 | 1 | 15 | 14 | 56.0058
2030 | 1 | 15 | 15 | 57.1499
2030 | 1 | 15 | 16 | 61.1864
2030 | 1 | 15 | 17 | 68.3122
2030 | 1 | 15 | 18 | 78.1246
2030 | 1 | 15 | 19 | 74.0974
2030 | 1 | 15 | 20 | 72.0055
2030 | 1 | 15 | 21 | 69.5362
2030 | 1 | 15 | 22 | 67.0854
2030 | 1 | 15 | 23 | 64.1585
2030 | 1 | 16 | 0 | 61.3861
2030 | 1 | 16 | 1 | 58.6499
2030 | 1 | 16 | 2 | 57.6101
2030 | 1 | 16 | 3 | 57.4634
2030 | 1 | 16 | 4 | 57.8243
2030 | 1 | 16 | 5 | 58.2447
2030 | 1 | 16 | 6 | 59.9159
2030 | 1 | 16 | 7 | 64.3083
2030 | 1 | 16 | 8 | 72.1154
2030 | 1 | 16 | 9 | 72.7334
2030 | 1 | 16 | 10 | 68.0374
2030 | 1 | 16 | 11 | 62.537
2030 | 1 | 16 | 12 | 57.8042
2030 | 1 | 16 | 13 | 57.4785
2030 | 1 | 16 | 14 | 56.2493
2030 | 1 | 16 | 15 | 56.3504
2030 | 1 | 16 | 16 | 58.8869
2030 | 1 | 16 | 17 | 66.113
2030 | 1 | 16 | 18 | 75.5073
2030 | 1 | 16 | 19 | 73.1694
2030 | 1 | 16 | 20 | 71.8062
2030 | 1 | 16 | 21 | 69.5883
2030 | 1 | 16 | 22 | 67.175
2030 | 1 | 16 | 23 | 64.1223
2030 | 1 | 17 | 0 | 60.7714
2030 | 1 | 17 | 1 | 59.3741
2030 | 1 | 17 | 2 | 58.3524
2030 | 1 | 17 | 3 | 58.199
2030 | 1 | 17 | 4 | 58.4702
2030 | 1 | 17 | 5 | 58.8955
2030 | 1 | 17 | 6 | 59.7762
2030 | 1 | 17 | 7 | 63.7796
2030 | 1 | 17 | 8 | 70.1007
2030 | 1 | 17 | 9 | 69.1674
2030 | 1 | 17 | 10 | 63.9974
2030 | 1 | 17 | 11 | 59.0149
2030 | 1 | 17 | 12 | 58.8121
2030 | 1 | 17 | 13 | 58.7054
2030 | 1 | 17 | 14 | 58.5889
2030 | 1 | 17 | 15 | 59.2233
2030 | 1 | 17 | 16 | 62.0377
2030 | 1 | 17 | 17 | 69.6668
2030 | 1 | 17 | 18 | 77.3584
2030 | 1 | 17 | 19 | 72.8628
2030 | 1 | 17 | 20 | 70.5211
2030 | 1 | 17 | 21 | 67.9643
2030 | 1 | 17 | 22 | 65.4628
2030 | 1 | 17 | 23 | 62.3045
2030 | 1 | 18 | 0 | 58.9839
2030 | 1 | 18 | 1 | 57.5057
2030 | 1 | 18 | 2 | 56.278
2030 | 1 | 18 | 3 | 55.9686
2030 | 1 | 18 | 4 | 56.1579
2030 | 1 | 18 | 5 | 56.5207
2030 | 1 | 18 | 6 | 58.597
2030 | 1 | 18 | 7 | 63.2046
2030 | 1 | 18 | 8 | 71.4614
2030 | 1 | 18 | 9 | 72.2233
2030 | 1 | 18 | 10 | 66.6829
2030 | 1 | 18 | 11 | 60.7894
2030 | 1 | 18 | 12 | 58.0715
2030 | 1 | 18 | 13 | 57.7593
2030 | 1 | 18 | 14 | 56.7321
2030 | 1 | 18 | 15 | 57.1426
2030 | 1 | 18 | 16 | 61.2356
2030 | 1 | 18 | 17 | 68.7067
2030 | 1 | 18 | 18 | 75.3825
2030 | 1 | 18 | 19 | 72.1899
2030 | 1 | 18 | 20 | 70.2281
2030 | 1 | 18 | 21 | 68.1394
2030 | 1 | 18 | 22 | 66.1815
2030 | 1 | 18 | 23 | 63.2628
2030 | 1 | 19 | 0 | 58.6131
2030 | 1 | 19 | 1 | 57.5602
2030 | 1 | 19 | 2 | 56.6678
2030 | 1 | 19 | 3 | 56.374
2030 | 1 | 19 | 4 | 56.5765
2030 | 1 | 19 | 5 | 57.0328
2030 | 1 | 19 | 6 | 57.5169
2030 | 1 | 19 | 7 | 60.1895
2030 | 1 | 19 | 8 | 66.0319
2030 | 1 | 19 | 9 | 68.7527
2030 | 1 | 19 | 10 | 67.2554
2030 | 1 | 19 | 11 | 62.4093
2030 | 1 | 19 | 12 | 58.4931
2030 | 1 | 19 | 13 | 57.9543
2030 | 1 | 19 | 14 | 57.1068
2030 | 1 | 19 | 15 | 58.1029
2030 | 1 | 19 | 16 | 61.5203
2030 | 1 | 19 | 17 | 68.1492
2030 | 1 | 19 | 18 | 77.4221
2030 | 1 | 19 | 19 | 73.4481
2030 | 1 | 19 | 20 | 69.0742
2030 | 1 | 19 | 21 | 65.8842
2030 | 1 | 19 | 22 | 63.4523
2030 | 1 | 19 | 23 | 61.0882
2030 | 1 | 20 | 0 | 61.2428
2030 | 1 | 20 | 1 | 58.8605
2030 | 1 | 20 | 2 | 58.0582
2030 | 1 | 20 | 3 | 57.9303
2030 | 1 | 20 | 4 | 58.2159
2030 | 1 | 20 | 5 | 58.6756
2030 | 1 | 20 | 6 | 59.9988
2030 | 1 | 20 | 7 | 61.7553
2030 | 1 | 20 | 8 | 66.464
2030 | 1 | 20 | 9 | 67.9399
2030 | 1 | 20 | 10 | 66.5264
2030 | 1 | 20 | 11 | 61.8
2030 | 1 | 20 | 12 | 58.5907
2030 | 1 | 20 | 13 | 57.9665
2030 | 1 | 20 | 14 | 57.324
2030 | 1 | 20 | 15 | 58.5637
2030 | 1 | 20 | 16 | 62.3727
2030 | 1 | 20 | 17 | 69.5827
2030 | 1 | 20 | 18 | 79.3939
2030 | 1 | 20 | 19 | 77.0285
2030 | 1 | 20 | 20 | 73.5833
2030 | 1 | 20 | 21 | 70.6179
2030 | 1 | 20 | 22 | 67.7602
2030 | 1 | 20 | 23 | 65.1209
2030 | 1 | 21 | 0 | 62.653
2030 | 1 | 21 | 1 | 61.4935
2030 | 1 | 21 | 2 | 60.9186
2030 | 1 | 21 | 3 | 61.0216
2030 | 1 | 21 | 4 | 61.5117
2030 | 1 | 21 | 5 | 61.9861
2030 | 1 | 21 | 6 | 63.6655
2030 | 1 | 21 | 7 | 67.5716
2030 | 1 | 21 | 8 | 73.2352
2030 | 1 | 21 | 9 | 70.4752
2030 | 1 | 21 | 10 | 65.0808
2030 | 1 | 21 | 11 | 60.5279
2030 | 1 | 21 | 12 | 58.7127
2030 | 1 | 21 | 13 | 58.3792
2030 | 1 | 21 | 14 | 57.5912
2030 | 1 | 21 | 15 | 57.8058
2030 | 1 | 21 | 16 | 59.2493
2030 | 1 | 21 | 17 | 65.6823
2030 | 1 | 21 | 18 | 77.551
2030 | 1 | 21 | 19 | 74.7423
2030 | 1 | 21 | 20 | 72.8446
2030 | 1 | 21 | 21 | 70.2166
2030 | 1 | 21 | 22 | 67.534
2030 | 1 | 21 | 23 | 64.3648
2030 | 1 | 22 | 0 | 61.9278
2030 | 1 | 22 | 1 | 61.9445
2030 | 1 | 22 | 2 | 60.9214
2030 | 1 | 22 | 3 | 60.8264
2030 | 1 | 22 | 4 | 61.1304
2030 | 1 | 22 | 5 | 61.5094
2030 | 1 | 22 | 6 | 62.0398
2030 | 1 | 22 | 7 | 66.7132
2030 | 1 | 22 | 8 | 75.1462
2030 | 1 | 22 | 9 | 75.9726
2030 | 1 | 22 | 10 | 70.456
2030 | 1 | 22 | 11 | 64.2026
2030 | 1 | 22 | 12 | 61.3744
2030 | 1 | 22 | 13 | 60.63
2030 | 1 | 22 | 14 | 60.7014
2030 | 1 | 22 | 15 | 61.8378
2030 | 1 | 22 | 16 | 65.5355
2030 | 1 | 22 | 17 | 72.2607
2030 | 1 | 22 | 18 | 80.3524
2030 | 1 | 22 | 19 | 76.3155
2030 | 1 | 22 | 20 | 74.074
2030 | 1 | 22 | 21 | 71.4932
2030 | 1 | 22 | 22 | 68.9002
2030 | 1 | 22 | 23 | 65.8364
2030 | 1 | 23 | 0 | 62.5416
2030 | 1 | 23 | 1 | 59.7558
2030 | 1 | 23 | 2 | 58.4549
2030 | 1 | 23 | 3 | 58.0199
2030 | 1 | 23 | 4 | 58.0322
2030 | 1 | 23 | 5 | 58.174
2030 | 1 | 23 | 6 | 58.4303
2030 | 1 | 23 | 7 | 62.7287
2030 | 1 | 23 | 8 | 70.9236
2030 | 1 | 23 | 9 | 71.7774
2030 | 1 | 23 | 10 | 66.62
2030 | 1 | 23 | 11 | 61.655
2030 | 1 | 23 | 12 | 60.0062
2030 | 1 | 23 | 13 | 59.3602
2030 | 1 | 23 | 14 | 58.8496
2030 | 1 | 23 | 15 | 58.7584
2030 | 1 | 23 | 16 | 61.7043
2030 | 1 | 23 | 17 | 68.5579
2030 | 1 | 23 | 18 | 73.0758
2030 | 1 | 23 | 19 | 69.2985
2030 | 1 | 23 | 20 | 67.2215
2030 | 1 | 23 | 21 | 64.6942
2030 | 1 | 23 | 22 | 62.0592
2030 | 1 | 23 | 23 | 59.0323
2030 | 1 | 24 | 0 | 58.3115
2030 | 1 | 24 | 1 | 54.2072
2030 | 1 | 24 | 2 | 53.0095
2030 | 1 | 24 | 3 | 52.7929
2030 | 1 | 24 | 4 | 53.0194
2030 | 1 | 24 | 5 | 53.5259
2030 | 1 | 24 | 6 | 55.2358
2030 | 1 | 24 | 7 | 59.6848
2030 | 1 | 24 | 8 | 67.7585
2030 | 1 | 24 | 9 | 68.6527
2030 | 1 | 24 | 10 | 63.4234
2030 | 1 | 24 | 11 | 57.915
2030 | 1 | 24 | 12 | 55.5683
2030 | 1 | 24 | 13 | 55.194
2030 | 1 | 24 | 14 | 55.2739
2030 | 1 | 24 | 15 | 55.9897
2030 | 1 | 24 | 16 | 59.5685
2030 | 1 | 24 | 17 | 66.9657
2030 | 1 | 24 | 18 | 74.7712
2030 | 1 | 24 | 19 | 71.0949
2030 | 1 | 24 | 20 | 68.9369
2030 | 1 | 24 | 21 | 66.6426
2030 | 1 | 24 | 22 | 64.2644
2030 | 1 | 24 | 23 | 61.2669
2030 | 1 | 25 | 0 | 57.5998
2030 | 1 | 25 | 1 | 58.1222
2030 | 1 | 25 | 2 | 57.1039
2030 | 1 | 25 | 3 | 57.0182
2030 | 1 | 25 | 4 | 57.436
2030 | 1 | 25 | 5 | 58.0286
2030 | 1 | 25 | 6 | 58.089
2030 | 1 | 25 | 7 | 62.7832
2030 | 1 | 25 | 8 | 70.4433
2030 | 1 | 25 | 9 | 69.3589
2030 | 1 | 25 | 10 | 62.5483
2030 | 1 | 25 | 11 | 56.6442
2030 | 1 | 25 | 12 | 56.6313
2030 | 1 | 25 | 13 | 55.7279
2030 | 1 | 25 | 14 | 55.0274
2030 | 1 | 25 | 15 | 55.6855
2030 | 1 | 25 | 16 | 60.3177
2030 | 1 | 25 | 17 | 67.7387
2030 | 1 | 25 | 18 | 75.037
2030 | 1 | 25 | 19 | 72.7013
2030 | 1 | 25 | 20 | 70.9507
2030 | 1 | 25 | 21 | 68.9526
2030 | 1 | 25 | 22 | 67.1196
2030 | 1 | 25 | 23 | 64.2719
2030 | 1 | 26 | 0 | 60.6064
2030 | 1 | 26 | 1 | 56.7171
2030 | 1 | 26 | 2 | 55.5597
2030 | 1 | 26 | 3 | 55.1484
2030 | 1 | 26 | 4 | 55.1164
2030 | 1 | 26 | 5 | 55.3564
2030 | 1 | 26 | 6 | 55.2664
2030 | 1 | 26 | 7 | 58.0801
2030 | 1 | 26 | 8 | 65.376
2030 | 1 | 26 | 9 | 68.1584
2030 | 1 | 26 | 10 | 65.5897
2030 | 1 | 26 | 11 | 60.2889
2030 | 1 | 26 | 12 | 57.4458
2030 | 1 | 26 | 13 | 56.4634
2030 | 1 | 26 | 14 | 55.7886
2030 | 1 | 26 | 15 | 57.2514
2030 | 1 | 26 | 16 | 62.279
2030 | 1 | 26 | 17 | 69.8151
2030 | 1 | 26 | 18 | 77.3955
2030 | 1 | 26 | 19 | 72.9587
2030 | 1 | 26 | 20 | 68.4485
2030 | 1 | 26 | 21 | 65.208
2030 | 1 | 26 | 22 | 62.9292
2030 | 1 | 26 | 23 | 60.7527
2030 | 1 | 27 | 0 | 57.2286
2030 | 1 | 27 | 1 | 53.53
2030 | 1 | 27 | 2 | 52.3953
2030 | 1 | 27 | 3 | 51.9773
2030 | 1 | 27 | 4 | 51.9869
2030 | 1 | 27 | 5 | 52.1593
2030 | 1 | 27 | 6 | 52.4637
2030 | 1 | 27 | 7 | 54.2796
2030 | 1 | 27 | 8 | 60.2515
2030 | 1 | 27 | 9 | 61.9141
2030 | 1 | 27 | 10 | 58.788
2030 | 1 | 27 | 11 | 54.4545
2030 | 1 | 27 | 12 | 53.8723
2030 | 1 | 27 | 13 | 53.5214
2030 | 1 | 27 | 14 | 53.4478
2030 | 1 | 27 | 15 | 54.76
2030 | 1 | 27 | 16 | 59.3226
2030 | 1 | 27 | 17 | 66.9791
2030 | 1 | 27 | 18 | 72.5572
2030 | 1 | 27 | 19 | 68.7382
2030 | 1 | 27 | 20 | 64.7847
2030 | 1 | 27 | 21 | 61.5719
2030 | 1 | 27 | 22 | 58.7182
2030 | 1 | 27 | 23 | 56.1575
2030 | 1 | 28 | 0 | 55.2907
2030 | 1 | 28 | 1 | 53.978
2030 | 1 | 28 | 2 | 53.1456
2030 | 1 | 28 | 3 | 53.0921
2030 | 1 | 28 | 4 | 53.4466
2030 | 1 | 28 | 5 | 53.9771
2030 | 1 | 28 | 6 | 55.5992
2030 | 1 | 28 | 7 | 59.9937
2030 | 1 | 28 | 8 | 67.5373
2030 | 1 | 28 | 9 | 66.6534
2030 | 1 | 28 | 10 | 61.2223
2030 | 1 | 28 | 11 | 56.5474
2030 | 1 | 28 | 12 | 51.3752
2030 | 1 | 28 | 13 | 51.2439
2030 | 1 | 28 | 14 | 50.5617
2030 | 1 | 28 | 15 | 50.5003
2030 | 1 | 28 | 16 | 51.8764
2030 | 1 | 28 | 17 | 57.9885
2030 | 1 | 28 | 18 | 69.8384
2030 | 1 | 28 | 19 | 68.7395
2030 | 1 | 28 | 20 | 67.2797
2030 | 1 | 28 | 21 | 64.9888
2030 | 1 | 28 | 22 | 62.5581
2030 | 1 | 28 | 23 | 59.6072
2030 | 1 | 29 | 0 | 57.3495
2030 | 1 | 29 | 1 | 55.518
2030 | 1 | 29 | 2 | 54.4631
2030 | 1 | 29 | 3 | 54.3316
2030 | 1 | 29 | 4 | 54.5483
2030 | 1 | 29 | 5 | 54.9369
2030 | 1 | 29 | 6 | 54.9203
2030 | 1 | 29 | 7 | 59.3279
2030 | 1 | 29 | 8 | 66.3601
2030 | 1 | 29 | 9 | 65.1319
2030 | 1 | 29 | 10 | 58.8672
2030 | 1 | 29 | 11 | 53.9557
2030 | 1 | 29 | 12 | 52.713
2030 | 1 | 29 | 13 | 52.2633
2030 | 1 | 29 | 14 | 52.0286
2030 | 1 | 29 | 15 | 52.5794
2030 | 1 | 29 | 16 | 55.4497
2030 | 1 | 29 | 17 | 61.6228
2030 | 1 | 29 | 18 | 71.4768
2030 | 1 | 29 | 19 | 68.2295
2030 | 1 | 29 | 20 | 65.9907
2030 | 1 | 29 | 21 | 63.3984
2030 | 1 | 29 | 22 | 60.958
2030 | 1 | 29 | 23 | 58.0629
2030 | 1 | 30 | 0 | 54.8804
2030 | 1 | 30 | 1 | 51.7727
2030 | 1 | 30 | 2 | 50.43
2030 | 1 | 30 | 3 | 50.0124
2030 | 1 | 30 | 4 | 50.0056
2030 | 1 | 30 | 5 | 50.2805
2030 | 1 | 30 | 6 | 50.7911
2030 | 1 | 30 | 7 | 55.1618
2030 | 1 | 30 | 8 | 63.1737
2030 | 1 | 30 | 9 | 63.0175
2030 | 1 | 30 | 10 | 57.0596
2030 | 1 | 30 | 11 | 52.3794
2030 | 1 | 30 | 12 | 50.9073
2030 | 1 | 30 | 13 | 50.8912
2030 | 1 | 30 | 14 | 50.8595
2030 | 1 | 30 | 15 | 50.6651
2030 | 1 | 30 | 16 | 53.1267
2030 | 1 | 30 | 17 | 60.2473
2030 | 1 | 30 | 18 | 67.0037
2030 | 1 | 30 | 19 | 63.6571
2030 | 1 | 30 | 20 | 61.3747
2030 | 1 | 30 | 21 | 58.8357
2030 | 1 | 30 | 22 | 56.29
2030 | 1 | 30 | 23 | 53.3917
2030 | 1 | 31 | 0 | 51.6561
2030 | 1 | 31 | 1 | 50.6686
2030 | 1 | 31 | 2 | 49.5356
2030 | 1 | 31 | 3 | 49.4611
2030 | 1 | 31 | 4 | 49.8558
2030 | 1 | 31 | 5 | 50.6409
2030 | 1 | 31 | 6 | 52.4375
2030 | 1 | 31 | 7 | 57.0213
2030 | 1 | 31 | 8 | 64.5058
2030 | 1 | 31 | 9 | 63.2199
2030 | 1 | 31 | 10 | 56.7509
2030 | 1 | 31 | 11 | 50.9157
2030 | 1 | 31 | 12 | 48.7781
2030 | 1 | 31 | 13 | 48.7162
2030 | 1 | 31 | 14 | 48.9543
2030 | 1 | 31 | 15 | 49.8072
2030 | 1 | 31 | 16 | 53.1445
2030 | 1 | 31 | 17 | 60.8582
2030 | 1 | 31 | 18 | 70.2622
2030 | 1 | 31 | 19 | 68.701
2030 | 1 | 31 | 20 | 67.1095
2030 | 1 | 31 | 21 | 65.1368
2030 | 1 | 31 | 22 | 62.972
2030 | 1 | 31 | 23 | 60.0453
2030 | 2 | 1 | 0 | 57.4521
2030 | 2 | 1 | 1 | 54.3588
2030 | 2 | 1 | 2 | 53.2814
2030 | 2 | 1 | 3 | 53.0641
2030 | 2 | 1 | 4 | 53.3487
2030 | 2 | 1 | 5 | 53.6917
2030 | 2 | 1 | 6 | 54.0429
2030 | 2 | 1 | 7 | 58.2436
2030 | 2 | 1 | 8 | 64.3781
2030 | 2 | 1 | 9 | 62.1817
2030 | 2 | 1 | 10 | 56.8978
2030 | 2 | 1 | 11 | 53.3555
2030 | 2 | 1 | 12 | 54.0388
2030 | 2 | 1 | 13 | 53.1632
2030 | 2 | 1 | 14 | 51.9935
2030 | 2 | 1 | 15 | 51.8223
2030 | 2 | 1 | 16 | 54.6107
2030 | 2 | 1 | 17 | 61.008
2030 | 2 | 1 | 18 | 68.6896
2030 | 2 | 1 | 19 | 65.9538
2030 | 2 | 1 | 20 | 63.7956
2030 | 2 | 1 | 21 | 61.3276
2030 | 2 | 1 | 22 | 59.4109
2030 | 2 | 1 | 23 | 56.6628
2030 | 2 | 2 | 0 | 54.0777
2030 | 2 | 2 | 1 | 49.5289
2030 | 2 | 2 | 2 | 47.9958
2030 | 2 | 2 | 3 | 47.2568
2030 | 2 | 2 | 4 | 46.9192
2030 | 2 | 2 | 5 | 46.6664
2030 | 2 | 2 | 6 | 45.7935
2030 | 2 | 2 | 7 | 48.1565
2030 | 2 | 2 | 8 | 55.2834
2030 | 2 | 2 | 9 | 57.0226
2030 | 2 | 2 | 10 | 54.2354
2030 | 2 | 2 | 11 | 51.4709
2030 | 2 | 2 | 12 | 48.7752
2030 | 2 | 2 | 13 | 48.0736
2030 | 2 | 2 | 14 | 46.8005
2030 | 2 | 2 | 15 | 47.0944
2030 | 2 | 2 | 16 | 50.4057
2030 | 2 | 2 | 17 | 57.4536
2030 | 2 | 2 | 18 | 62.8651
2030 | 2 | 2 | 19 | 59.1469
2030 | 2 | 2 | 20 | 55.1766
2030 | 2 | 2 | 21 | 52.0311
2030 | 2 | 2 | 22 | 50.0286
2030 | 2 | 2 | 23 | 48.0944
2030 | 2 | 3 | 0 | 47.3597
2030 | 2 | 3 | 1 | 47.361
2030 | 2 | 3 | 2 | 46.4246
2030 | 2 | 3 | 3 | 46.1081
2030 | 2 | 3 | 4 | 46.3885
2030 | 2 | 3 | 5 | 46.5264
2030 | 2 | 3 | 6 | 46.5444
2030 | 2 | 3 | 7 | 48.6663
2030 | 2 | 3 | 8 | 55.3248
2030 | 2 | 3 | 9 | 57.234
2030 | 2 | 3 | 10 | 55.3142
2030 | 2 | 3 | 11 | 51.9842
2030 | 2 | 3 | 12 | 49.3773
2030 | 2 | 3 | 13 | 49.2238
2030 | 2 | 3 | 14 | 48.82
2030 | 2 | 3 | 15 | 49.6403
2030 | 2 | 3 | 16 | 53.1581
2030 | 2 | 3 | 17 | 60.7092
2030 | 2 | 3 | 18 | 68.6424
2030 | 2 | 3 | 19 | 67.599
2030 | 2 | 3 | 20 | 64.7797
2030 | 2 | 3 | 21 | 62.1292
2030 | 2 | 3 | 22 | 60.0027
2030 | 2 | 3 | 23 | 57.8529
2030 | 2 | 4 | 0 | 54.0917
2030 | 2 | 4 | 1 | 53.075
2030 | 2 | 4 | 2 | 52.4699
2030 | 2 | 4 | 3 | 52.5908
2030 | 2 | 4 | 4 | 53.1456
2030 | 2 | 4 | 5 | 53.7089
2030 | 2 | 4 | 6 | 54.7735
2030 | 2 | 4 | 7 | 58.6742
2030 | 2 | 4 | 8 | 63.7687
2030 | 2 | 4 | 9 | 60.0305
2030 | 2 | 4 | 10 | 55.669
2030 | 2 | 4 | 11 | 52.9656
2030 | 2 | 4 | 12 | 53.3296
2030 | 2 | 4 | 13 | 52.6409
2030 | 2 | 4 | 14 | 51.3455
2030 | 2 | 4 | 15 | 51.5552
2030 | 2 | 4 | 16 | 53.4909
2030 | 2 | 4 | 17 | 59.6085
2030 | 2 | 4 | 18 | 70.2962
2030 | 2 | 4 | 19 | 69.7443
2030 | 2 | 4 | 20 | 68.3332
2030 | 2 | 4 | 21 | 65.8788
2030 | 2 | 4 | 22 | 63.7099
2030 | 2 | 4 | 23 | 61.0594
2030 | 2 | 5 | 0 | 56.2026
2030 | 2 | 5 | 1 | 53.7419
2030 | 2 | 5 | 2 | 52.5873
2030 | 2 | 5 | 3 | 52.3172
2030 | 2 | 5 | 4 | 52.4167
2030 | 2 | 5 | 5 | 52.6273
2030 | 2 | 5 | 6 | 53.2186
2030 | 2 | 5 | 7 | 57.4013
2030 | 2 | 5 | 8 | 63.8035
2030 | 2 | 5 | 9 | 61.6446
2030 | 2 | 5 | 10 | 56.6616
2030 | 2 | 5 | 11 | 53.014
2030 | 2 | 5 | 12 | 54.1499
2030 | 2 | 5 | 13 | 54.1137
2030 | 2 | 5 | 14 | 53.7633
2030 | 2 | 5 | 15 | 54.4521
2030 | 2 | 5 | 16 | 57.1423
2030 | 2 | 5 | 17 | 63.6277
2030 | 2 | 5 | 18 | 68.6941
2030 | 2 | 5 | 19 | 65.7089
2030 | 2 | 5 | 20 | 63.3364
2030 | 2 | 5 | 21 | 60.5155
2030 | 2 | 5 | 22 | 58.1229
2030 | 2 | 5 | 23 | 55.3729
2030 | 2 | 6 | 0 | 51.651
2030 | 2 | 6 | 1 | 50.5633
2030 | 2 | 6 | 2 | 49.3811
2030 | 2 | 6 | 3 | 49.1568
2030 | 2 | 6 | 4 | 49.378
2030 | 2 | 6 | 5 | 49.7811
2030 | 2 | 6 | 6 | 50.1746
2030 | 2 | 6 | 7 | 54.453
2030 | 2 | 6 | 8 | 61.9705
2030 | 2 | 6 | 9 | 61.4344
2030 | 2 | 6 | 10 | 56.6012
2030 | 2 | 6 | 11 | 52.5884
2030 | 2 | 6 | 12 | 52.1368
2030 | 2 | 6 | 13 | 52.0603
2030 | 2 | 6 | 14 | 52.1422
2030 | 2 | 6 | 15 | 52.1936
2030 | 2 | 6 | 16 | 54.6803
2030 | 2 | 6 | 17 | 61.7296
2030 | 2 | 6 | 18 | 69.1961
2030 | 2 | 6 | 19 | 66.6026
2030 | 2 | 6 | 20 | 64.4929
2030 | 2 | 6 | 21 | 62.0172
2030 | 2 | 6 | 22 | 59.5637
2030 | 2 | 6 | 23 | 56.8362
2030 | 2 | 7 | 0 | 53.4322
2030 | 2 | 7 | 1 | 51.5134
2030 | 2 | 7 | 2 | 50.4013
2030 | 2 | 7 | 3 | 50.2472
2030 | 2 | 7 | 4 | 50.5875
2030 | 2 | 7 | 5 | 51.1402
2030 | 2 | 7 | 6 | 52.1024
2030 | 2 | 7 | 7 | 56.4557
2030 | 2 | 7 | 8 | 63.657
2030 | 2 | 7 | 9 | 63.0552
2030 | 2 | 7 | 10 | 58.6008
2030 | 2 | 7 | 11 | 54.4155
2030 | 2 | 7 | 12 | 52.1754
2030 | 2 | 7 | 13 | 51.4515
2030 | 2 | 7 | 14 | 51.4567
2030 | 2 | 7 | 15 | 51.6917
2030 | 2 | 7 | 16 | 54.0033
2030 | 2 | 7 | 17 | 60.4642
2030 | 2 | 7 | 18 | 67.5943
2030 | 2 | 7 | 19 | 65.7289
2030 | 2 | 7 | 20 | 63.9093
2030 | 2 | 7 | 21 | 61.5201
2030 | 2 | 7 | 22 | 59.2436
2030 | 2 | 7 | 23 | 56.401
2030 | 2 | 8 | 0 | 55.5003
2030 | 2 | 8 | 1 | 51.7557
2030 | 2 | 8 | 2 | 50.5181
2030 | 2 | 8 | 3 | 50.1625
2030 | 2 | 8 | 4 | 50.3047
2030 | 2 | 8 | 5 | 50.6246
2030 | 2 | 8 | 6 | 51.753
2030 | 2 | 8 | 7 | 56.107
2030 | 2 | 8 | 8 | 63.13
2030 | 2 | 8 | 9 | 61.9332
2030 | 2 | 8 | 10 | 56.6531
2030 | 2 | 8 | 11 | 52.5388
2030 | 2 | 8 | 12 | 50.8341
2030 | 2 | 8 | 13 | 50.5621
2030 | 2 | 8 | 14 | 50.0173
2030 | 2 | 8 | 15 | 49.6425
2030 | 2 | 8 | 16 | 51.7417
2030 | 2 | 8 | 17 | 57.9581
2030 | 2 | 8 | 18 | 63.0379
2030 | 2 | 8 | 19 | 62.0359
2030 | 2 | 8 | 20 | 60.2725
2030 | 2 | 8 | 21 | 58.0339
2030 | 2 | 8 | 22 | 56.1362
2030 | 2 | 8 | 23 | 53.3748
2030 | 2 | 9 | 0 | 51.5474
2030 | 2 | 9 | 1 | 49.2127
2030 | 2 | 9 | 2 | 48.0328
2030 | 2 | 9 | 3 | 47.5451
2030 | 2 | 9 | 4 | 47.541
2030 | 2 | 9 | 5 | 47.6032
2030 | 2 | 9 | 6 | 48.1182
2030 | 2 | 9 | 7 | 50.7111
2030 | 2 | 9 | 8 | 57.3537
2030 | 2 | 9 | 9 | 58.1726
2030 | 2 | 9 | 10 | 55.2388
2030 | 2 | 9 | 11 | 51.6936
2030 | 2 | 9 | 12 | 48.1037
2030 | 2 | 9 | 13 | 47.7018
2030 | 2 | 9 | 14 | 46.426
2030 | 2 | 9 | 15 | 46.8684
2030 | 2 | 9 | 16 | 49.9885
2030 | 2 | 9 | 17 | 56.7012
2030 | 2 | 9 | 18 | 65.2757
2030 | 2 | 9 | 19 | 64.7324
2030 | 2 | 9 | 20 | 61.6572
2030 | 2 | 9 | 21 | 59.0703
2030 | 2 | 9 | 22 | 57.4719
2030 | 2 | 9 | 23 | 55.6803
2030 | 2 | 10 | 0 | 50.9227
2030 | 2 | 10 | 1 | 51.3202
2030 | 2 | 10 | 2 | 50.4009
2030 | 2 | 10 | 3 | 50.1667
2030 | 2 | 10 | 4 | 50.3887
2030 | 2 | 10 | 5 | 50.5096
2030 | 2 | 10 | 6 | 48.9788
2030 | 2 | 10 | 7 | 50.906
2030 | 2 | 10 | 8 | 56.885
2030 | 2 | 10 | 9 | 57.2907
2030 | 2 | 10 | 10 | 54.9638
2030 | 2 | 10 | 11 | 51.1142
2030 | 2 | 10 | 12 | 50.3688
2030 | 2 | 10 | 13 | 50.2705
2030 | 2 | 10 | 14 | 50.3633
2030 | 2 | 10 | 15 | 51.186
2030 | 2 | 10 | 16 | 54.6548
2030 | 2 | 10 | 17 | 61.5489
2030 | 2 | 10 | 18 | 67.1296
2030 | 2 | 10 | 19 | 66.2984
2030 | 2 | 10 | 20 | 63.3459
2030 | 2 | 10 | 21 | 60.4911
2030 | 2 | 10 | 22 | 58.0951
2030 | 2 | 10 | 23 | 55.8634
2030 | 2 | 11 | 0 | 54.1981
2030 | 2 | 11 | 1 | 53.7568
2030 | 2 | 11 | 2 | 53.2874
2030 | 2 | 11 | 3 | 53.6333
2030 | 2 | 11 | 4 | 54.4648
2030 | 2 | 11 | 5 | 55.3698
2030 | 2 | 11 | 6 | 57.6733
2030 | 2 | 11 | 7 | 61.9676
2030 | 2 | 11 | 8 | 67.858
2030 | 2 | 11 | 9 | 63.9067
2030 | 2 | 11 | 10 | 58.3007
2030 | 2 | 11 | 11 | 53.6904
2030 | 2 | 11 | 12 | 51.4523
2030 | 2 | 11 | 13 | 51.2062
2030 | 2 | 11 | 14 | 50.9473
2030 | 2 | 11 | 15 | 51.4899
2030 | 2 | 11 | 16 | 52.812
2030 | 2 | 11 | 17 | 59.222
2030 | 2 | 11 | 18 | 70.6477
2030 | 2 | 11 | 19 | 71.5958
2030 | 2 | 11 | 20 | 70.5433
2030 | 2 | 11 | 21 | 68.2996
2030 | 2 | 11 | 22 | 65.8708
2030 | 2 | 11 | 23 | 62.9451
2030 | 2 | 12 | 0 | 61.8505
2030 | 2 | 12 | 1 | 59.7113
2030 | 2 | 12 | 2 | 58.6868
2030 | 2 | 12 | 3 | 58.4902
2030 | 2 | 12 | 4 | 58.7225
2030 | 2 | 12 | 5 | 58.9652
2030 | 2 | 12 | 6 | 59.9988
2030 | 2 | 12 | 7 | 64.3889
2030 | 2 | 12 | 8 | 71.4556
2030 | 2 | 12 | 9 | 69.955
2030 | 2 | 12 | 10 | 64.9344
2030 | 2 | 12 | 11 | 60.0891
2030 | 2 | 12 | 12 | 56.5548
2030 | 2 | 12 | 13 | 55.9825
2030 | 2 | 12 | 14 | 55.5349
2030 | 2 | 12 | 15 | 55.7773
2030 | 2 | 12 | 16 | 57.1462
2030 | 2 | 12 | 17 | 62.3513
2030 | 2 | 12 | 18 | 68.3487
2030 | 2 | 12 | 19 | 67.7501
2030 | 2 | 12 | 20 | 66.2334
2030 | 2 | 12 | 21 | 63.6353
2030 | 2 | 12 | 22 | 61.2119
2030 | 2 | 12 | 23 | 58.2685
2030 | 2 | 13 | 0 | 57.2089
2030 | 2 | 13 | 1 | 55.823
2030 | 2 | 13 | 2 | 54.808
2030 | 2 | 13 | 3 | 54.6668
2030 | 2 | 13 | 4 | 54.9346
2030 | 2 | 13 | 5 | 55.3296
2030 | 2 | 13 | 6 | 56.0198
2030 | 2 | 13 | 7 | 60.1037
2030 | 2 | 13 | 8 | 66.8423
2030 | 2 | 13 | 9 | 64.7319
2030 | 2 | 13 | 10 | 58.8299
2030 | 2 | 13 | 11 | 54.1995
2030 | 2 | 13 | 12 | 53.1354
2030 | 2 | 13 | 13 | 53.4352
2030 | 2 | 13 | 14 | 54.0384
2030 | 2 | 13 | 15 | 53.6287
2030 | 2 | 13 | 16 | 54.4444
2030 | 2 | 13 | 17 | 60.625
2030 | 2 | 13 | 18 | 67.4216
2030 | 2 | 13 | 19 | 66.847
2030 | 2 | 13 | 20 | 65.3585
2030 | 2 | 13 | 21 | 63.1011
2030 | 2 | 13 | 22 | 60.5267
2030 | 2 | 13 | 23 | 57.5832
2030 | 2 | 14 | 0 | 55.8345
2030 | 2 | 14 | 1 | 53.8469
2030 | 2 | 14 | 2 | 52.7027
2030 | 2 | 14 | 3 | 52.4516
2030 | 2 | 14 | 4 | 52.6522
2030 | 2 | 14 | 5 | 53.0713
2030 | 2 | 14 | 6 | 53.6843
2030 | 2 | 14 | 7 | 57.9726
2030 | 2 | 14 | 8 | 65.3029
2030 | 2 | 14 | 9 | 64.5484
2030 | 2 | 14 | 10 | 59.4316
2030 | 2 | 14 | 11 | 55.3022
2030 | 2 | 14 | 12 | 52.5137
2030 | 2 | 14 | 13 | 51.8918
2030 | 2 | 14 | 14 | 51.9253
2030 | 2 | 14 | 15 | 51.5319
2030 | 2 | 14 | 16 | 52.9439
2030 | 2 | 14 | 17 | 58.1741
2030 | 2 | 14 | 18 | 67.8243
2030 | 2 | 14 | 19 | 66.4256
2030 | 2 | 14 | 20 | 64.6773
2030 | 2 | 14 | 21 | 62.347
2030 | 2 | 14 | 22 | 60.1033
2030 | 2 | 14 | 23 | 57.3427
2030 | 2 | 15 | 0 | 54.7286
2030 | 2 | 15 | 1 | 51.2137
2030 | 2 | 15 | 2 | 50.019
2030 | 2 | 15 | 3 | 49.6987
2030 | 2 | 15 | 4 | 49.8416
2030 | 2 | 15 | 5 | 50.2283
2030 | 2 | 15 | 6 | 51.173
2030 | 2 | 15 | 7 | 55.4584
2030 | 2 | 15 | 8 | 61.8525
2030 | 2 | 15 | 9 | 58.8089
2030 | 2 | 15 | 10 | 52.1146
2030 | 2 | 15 | 11 | 48.2812
2030 | 2 | 15 | 12 | 47.8919
2030 | 2 | 15 | 13 | 47.7741
2030 | 2 | 15 | 14 | 47.294
2030 | 2 | 15 | 15 | 46.4335
2030 | 2 | 15 | 16 | 47.9276
2030 | 2 | 15 | 17 | 53.3481
2030 | 2 | 15 | 18 | 61.8968
2030 | 2 | 15 | 19 | 60.7676
2030 | 2 | 15 | 20 | 58.8256
2030 | 2 | 15 | 21 | 56.558
2030 | 2 | 15 | 22 | 54.6045
2030 | 2 | 15 | 23 | 51.9332
2030 | 2 | 16 | 0 | 50.5916
2030 | 2 | 16 | 1 | 45.9811
2030 | 2 | 16 | 2 | 44.7716
2030 | 2 | 16 | 3 | 44.2328
2030 | 2 | 16 | 4 | 44.1909
2030 | 2 | 16 | 5 | 44.1763
2030 | 2 | 16 | 6 | 44.6125
2030 | 2 | 16 | 7 | 47.5386
2030 | 2 | 16 | 8 | 55.2983
2030 | 2 | 16 | 9 | 56.1964
2030 | 2 | 16 | 10 | 52.1851
2030 | 2 | 16 | 11 | 48.1109
2030 | 2 | 16 | 12 | 47.0389
2030 | 2 | 16 | 13 | 47.4295
2030 | 2 | 16 | 14 | 47.1337
2030 | 2 | 16 | 15 | 47.5238
2030 | 2 | 16 | 16 | 50.3056
2030 | 2 | 16 | 17 | 56.6936
2030 | 2 | 16 | 18 | 62.2856
2030 | 2 | 16 | 19 | 59.8406
2030 | 2 | 16 | 20 | 55.94
2030 | 2 | 16 | 21 | 52.8105
2030 | 2 | 16 | 22 | 50.8422
2030 | 2 | 16 | 23 | 48.9445
2030 | 2 | 17 | 0 | 46.9264
2030 | 2 | 17 | 1 | 45.2184
2030 | 2 | 17 | 2 | 44.0182
2030 | 2 | 17 | 3 | 43.559
2030 | 2 | 17 | 4 | 43.591
2030 | 2 | 17 | 5 | 43.509
2030 | 2 | 17 | 6 | 43.0451
2030 | 2 | 17 | 7 | 45.3661
2030 | 2 | 17 | 8 | 53.2267
2030 | 2 | 17 | 9 | 53.8717
2030 | 2 | 17 | 10 | 50.0687
2030 | 2 | 17 | 11 | 45.7983
2030 | 2 | 17 | 12 | 45.479
2030 | 2 | 17 | 13 | 46.0801
2030 | 2 | 17 | 14 | 46.5194
2030 | 2 | 17 | 15 | 47.262
2030 | 2 | 17 | 16 | 50.8934
2030 | 2 | 17 | 17 | 58.1854
2030 | 2 | 17 | 18 | 65.7079
2030 | 2 | 17 | 19 | 62.7436
2030 | 2 | 17 | 20 | 59.0414
2030 | 2 | 17 | 21 | 55.7931
2030 | 2 | 17 | 22 | 53.3956
2030 | 2 | 17 | 23 | 51.3216
2030 | 2 | 18 | 0 | 47.8119
2030 | 2 | 18 | 1 | 48.9047
2030 | 2 | 18 | 2 | 47.8597
2030 | 2 | 18 | 3 | 47.485
2030 | 2 | 18 | 4 | 47.6334
2030 | 2 | 18 | 5 | 48.0609
2030 | 2 | 18 | 6 | 47.927
2030 | 2 | 18 | 7 | 49.9274
2030 | 2 | 18 | 8 | 54.6971
2030 | 2 | 18 | 9 | 51.0695
2030 | 2 | 18 | 10 | 43.5799
2030 | 2 | 18 | 11 | 39.1386
2030 | 2 | 18 | 12 | 37.0419
2030 | 2 | 18 | 13 | 39.0073
2030 | 2 | 18 | 14 | 38.0383
2030 | 2 | 18 | 15 | 37.5194
2030 | 2 | 18 | 16 | 37.3026
2030 | 2 | 18 | 17 | 44.922
2030 | 2 | 18 | 18 | 58.5797
2030 | 2 | 18 | 19 | 59.2185
2030 | 2 | 18 | 20 | 57.376
2030 | 2 | 18 | 21 | 54.7805
2030 | 2 | 18 | 22 | 52.4283
2030 | 2 | 18 | 23 | 49.8886
2030 | 2 | 19 | 0 | 49.306
2030 | 2 | 19 | 1 | 50.1814
2030 | 2 | 19 | 2 | 49.2404
2030 | 2 | 19 | 3 | 49.2394
2030 | 2 | 19 | 4 | 49.6517
2030 | 2 | 19 | 5 | 50.3
2030 | 2 | 19 | 6 | 51.6001
2030 | 2 | 19 | 7 | 55.8664
2030 | 2 | 19 | 8 | 61.278
2030 | 2 | 19 | 9 | 56.7616
2030 | 2 | 19 | 10 | 50.3235
2030 | 2 | 19 | 11 | 46.049
2030 | 2 | 19 | 12 | 46.6273
2030 | 2 | 19 | 13 | 46.6864
2030 | 2 | 19 | 14 | 47.244
2030 | 2 | 19 | 15 | 47.6245
2030 | 2 | 19 | 16 | 49.4272
2030 | 2 | 19 | 17 | 54.938
2030 | 2 | 19 | 18 | 63.3322
2030 | 2 | 19 | 19 | 62.5157
2030 | 2 | 19 | 20 | 60.5807
2030 | 2 | 19 | 21 | 57.9296
2030 | 2 | 19 | 22 | 55.4849
2030 | 2 | 19 | 23 | 52.722
2030 | 2 | 20 | 0 | 52.3332
2030 | 2 | 20 | 1 | 50.4732
2030 | 2 | 20 | 2 | 49.4437
2030 | 2 | 20 | 3 | 49.3225
2030 | 2 | 20 | 4 | 49.6761
2030 | 2 | 20 | 5 | 50.2722
2030 | 2 | 20 | 6 | 51.8223
2030 | 2 | 20 | 7 | 56.1715
2030 | 2 | 20 | 8 | 63.1984
2030 | 2 | 20 | 9 | 60.9009
2030 | 2 | 20 | 10 | 55.1559
2030 | 2 | 20 | 11 | 50.2298
2030 | 2 | 20 | 12 | 45.1061
2030 | 2 | 20 | 13 | 45.9514
2030 | 2 | 20 | 14 | 45.9566
2030 | 2 | 20 | 15 | 45.1739
2030 | 2 | 20 | 16 | 45.3575
2030 | 2 | 20 | 17 | 50.8932
2030 | 2 | 20 | 18 | 63.0518
2030 | 2 | 20 | 19 | 64.2311
2030 | 2 | 20 | 20 | 63.188
2030 | 2 | 20 | 21 | 61.0684
2030 | 2 | 20 | 22 | 58.7837
2030 | 2 | 20 | 23 | 56.047
2030 | 2 | 21 | 0 | 52.9642
2030 | 2 | 21 | 1 | 52.7456
2030 | 2 | 21 | 2 | 51.7867
2030 | 2 | 21 | 3 | 51.7097
2030 | 2 | 21 | 4 | 52.0499
2030 | 2 | 21 | 5 | 52.6771
2030 | 2 | 21 | 6 | 52.6953
2030 | 2 | 21 | 7 | 56.8207
2030 | 2 | 21 | 8 | 62.739
2030 | 2 | 21 | 9 | 58.9934
2030 | 2 | 21 | 10 | 52.7732
2030 | 2 | 21 | 11 | 48.4235
2030 | 2 | 21 | 12 | 47.3507
2030 | 2 | 21 | 13 | 47.8952
2030 | 2 | 21 | 14 | 48.3327
2030 | 2 | 21 | 15 | 47.9838
2030 | 2 | 21 | 16 | 48.8052
2030 | 2 | 21 | 17 | 54.4163
2030 | 2 | 21 | 18 | 63.4058
2030 | 2 | 21 | 19 | 63.8379
2030 | 2 | 21 | 20 | 62.6238
2030 | 2 | 21 | 21 | 60.4945
2030 | 2 | 21 | 22 | 58.3566
2030 | 2 | 21 | 23 | 55.5848
2030 | 2 | 22 | 0 | 53.2527
2030 | 2 | 22 | 1 | 51.6464
2030 | 2 | 22 | 2 | 50.647
2030 | 2 | 22 | 3 | 50.5273
2030 | 2 | 22 | 4 | 50.8602
2030 | 2 | 22 | 5 | 51.4592
2030 | 2 | 22 | 6 | 52.521
2030 | 2 | 22 | 7 | 56.4769
2030 | 2 | 22 | 8 | 61.0588
2030 | 2 | 22 | 9 | 55.8197
2030 | 2 | 22 | 10 | 48.9224
2030 | 2 | 22 | 11 | 44.8135
2030 | 2 | 22 | 12 | 44.2242
2030 | 2 | 22 | 13 | 44.9578
2030 | 2 | 22 | 14 | 44.7356
2030 | 2 | 22 | 15 | 43.5975
2030 | 2 | 22 | 16 | 44.1009
2030 | 2 | 22 | 17 | 48.865
2030 | 2 | 22 | 18 | 60.1275
2030 | 2 | 22 | 19 | 60.9922
2030 | 2 | 22 | 20 | 59.8456
2030 | 2 | 22 | 21 | 57.9014
2030 | 2 | 22 | 22 | 56.0509
2030 | 2 | 22 | 23 | 53.3631
2030 | 2 | 23 | 0 | 51.9166
2030 | 2 | 23 | 1 | 49.7255
2030 | 2 | 23 | 2 | 48.8011
2030 | 2 | 23 | 3 | 48.5312
2030 | 2 | 23 | 4 | 48.6785
2030 | 2 | 23 | 5 | 48.8732
2030 | 2 | 23 | 6 | 48.9343
2030 | 2 | 23 | 7 | 50.9569
2030 | 2 | 23 | 8 | 54.5882
2030 | 2 | 23 | 9 | 51.2925
2030 | 2 | 23 | 10 | 47.2443
2030 | 2 | 23 | 11 | 43.9616
2030 | 2 | 23 | 12 | 42.3105
2030 | 2 | 23 | 13 | 43.1251
2030 | 2 | 23 | 14 | 42.6974
2030 | 2 | 23 | 15 | 41.8949
2030 | 2 | 23 | 16 | 42.1479
2030 | 2 | 23 | 17 | 46.39
2030 | 2 | 23 | 18 | 59.607
2030 | 2 | 23 | 19 | 60.0612
2030 | 2 | 23 | 20 | 57.3446
2030 | 2 | 23 | 21 | 54.6686
2030 | 2 | 23 | 22 | 52.803
2030 | 2 | 23 | 23 | 50.8884
2030 | 2 | 24 | 0 | 49.6221
2030 | 2 | 24 | 1 | 47.71
2030 | 2 | 24 | 2 | 46.6932
2030 | 2 | 24 | 3 | 46.3909
2030 | 2 | 24 | 4 | 46.4837
2030 | 2 | 24 | 5 | 46.4878
2030 | 2 | 24 | 6 | 45.8708
2030 | 2 | 24 | 7 | 46.9219
2030 | 2 | 24 | 8 | 49.8458
2030 | 2 | 24 | 9 | 46.3089
2030 | 2 | 24 | 10 | 42.7829
2030 | 2 | 24 | 11 | 39.9378
2030 | 2 | 24 | 12 | 40.4293
2030 | 2 | 24 | 13 | 41.9161
2030 | 2 | 24 | 14 | 42.0368
2030 | 2 | 24 | 15 | 41.4328
2030 | 2 | 24 | 16 | 42.2131
2030 | 2 | 24 | 17 | 47.1192
2030 | 2 | 24 | 18 | 57.3797
2030 | 2 | 24 | 19 | 57.8213
2030 | 2 | 24 | 20 | 55.5692
2030 | 2 | 24 | 21 | 52.8184
2030 | 2 | 24 | 22 | 50.4586
2030 | 2 | 24 | 23 | 48.3006
2030 | 2 | 25 | 0 | 47.2196
2030 | 2 | 25 | 1 | 45.7389
2030 | 2 | 25 | 2 | 44.9437
2030 | 2 | 25 | 3 | 44.8916
2030 | 2 | 25 | 4 | 45.1983
2030 | 2 | 25 | 5 | 45.8094
2030 | 2 | 25 | 6 | 46.165
2030 | 2 | 25 | 7 | 50.2851
2030 | 2 | 25 | 8 | 56.2836
2030 | 2 | 25 | 9 | 52.8235
2030 | 2 | 25 | 10 | 47.9696
2030 | 2 | 25 | 11 | 45.0836
2030 | 2 | 25 | 12 | 43.047
2030 | 2 | 25 | 13 | 44.2552
2030 | 2 | 25 | 14 | 44.4976
2030 | 2 | 25 | 15 | 43.6442
2030 | 2 | 25 | 16 | 43.6353
2030 | 2 | 25 | 17 | 48.2804
2030 | 2 | 25 | 18 | 56.3231
2030 | 2 | 25 | 19 | 57.2581
2030 | 2 | 25 | 20 | 56.153
2030 | 2 | 25 | 21 | 53.7266
2030 | 2 | 25 | 22 | 51.4086
2030 | 2 | 25 | 23 | 48.8485
2030 | 2 | 26 | 0 | 47.4872
2030 | 2 | 26 | 1 | 44.166
2030 | 2 | 26 | 2 | 43.0379
2030 | 2 | 26 | 3 | 42.9035
2030 | 2 | 26 | 4 | 43.1663
2030 | 2 | 26 | 5 | 43.7856
2030 | 2 | 26 | 6 | 46.088
2030 | 2 | 26 | 7 | 50.1618
2030 | 2 | 26 | 8 | 54.7399
2030 | 2 | 26 | 9 | 49.7656
2030 | 2 | 26 | 10 | 43.6131
2030 | 2 | 26 | 11 | 40.4228
2030 | 2 | 26 | 12 | 43.4525
2030 | 2 | 26 | 13 | 44.3433
2030 | 2 | 26 | 14 | 45.2196
2030 | 2 | 26 | 15 | 45.1158
2030 | 2 | 26 | 16 | 46.5044
2030 | 2 | 26 | 17 | 51.3924
2030 | 2 | 26 | 18 | 57.9563
2030 | 2 | 26 | 19 | 57.3585
2030 | 2 | 26 | 20 | 55.8693
2030 | 2 | 26 | 21 | 53.3203
2030 | 2 | 26 | 22 | 50.9547
2030 | 2 | 26 | 23 | 48.3689
2030 | 2 | 27 | 0 | 47.2965
2030 | 2 | 27 | 1 | 44.2896
2030 | 2 | 27 | 2 | 43.086
2030 | 2 | 27 | 3 | 42.8088
2030 | 2 | 27 | 4 | 42.984
2030 | 2 | 27 | 5 | 43.5157
2030 | 2 | 27 | 6 | 45.2337
2030 | 2 | 27 | 7 | 49.1674
2030 | 2 | 27 | 8 | 54.3652
2030 | 2 | 27 | 9 | 50.8624
2030 | 2 | 27 | 10 | 46.066
2030 | 2 | 27 | 11 | 42.813
2030 | 2 | 27 | 12 | 44.6308
2030 | 2 | 27 | 13 | 45.9163
2030 | 2 | 27 | 14 | 46.4417
2030 | 2 | 27 | 15 | 45.7917
2030 | 2 | 27 | 16 | 47.0824
2030 | 2 | 27 | 17 | 52.7077
2030 | 2 | 27 | 18 | 60.29
2030 | 2 | 27 | 19 | 58.6732
2030 | 2 | 27 | 20 | 56.8863
2030 | 2 | 27 | 21 | 54.1753
2030 | 2 | 27 | 22 | 51.7677
2030 | 2 | 27 | 23 | 49.2379
2030 | 2 | 28 | 0 | 46.1758
2030 | 2 | 28 | 1 | 42.9729
2030 | 2 | 28 | 2 | 41.777
2030 | 2 | 28 | 3 | 41.5807
2030 | 2 | 28 | 4 | 41.8551
2030 | 2 | 28 | 5 | 42.6088
2030 | 2 | 28 | 6 | 44.3471
2030 | 2 | 28 | 7 | 48.5273
2030 | 2 | 28 | 8 | 54.3146
2030 | 2 | 28 | 9 | 51.8946
2030 | 2 | 28 | 10 | 47.2644
2030 | 2 | 28 | 11 | 43.2999
2030 | 2 | 28 | 12 | 42.4627
2030 | 2 | 28 | 13 | 44.0003
2030 | 2 | 28 | 14 | 45.3416
2030 | 2 | 28 | 15 | 45.0952
2030 | 2 | 28 | 16 | 45.8931
2030 | 2 | 28 | 17 | 51.628
2030 | 2 | 28 | 18 | 58.7036
2030 | 2 | 28 | 19 | 57.671
2030 | 2 | 28 | 20 | 56.0724
2030 | 2 | 28 | 21 | 53.5365
2030 | 2 | 28 | 22 | 51.1869
2030 | 2 | 28 | 23 | 48.4712
2030 | 3 | 1 | 0 | 47.7983
2030 | 3 | 1 | 1 | 44.3753
2030 | 3 | 1 | 2 | 43.1302
2030 | 3 | 1 | 3 | 42.8191
2030 | 3 | 1 | 4 | 42.9327
2030 | 3 | 1 | 5 | 43.304
2030 | 3 | 1 | 6 | 44.821
2030 | 3 | 1 | 7 | 49.5851
2030 | 3 | 1 | 8 | 56.1115
2030 | 3 | 1 | 9 | 51.8537
2030 | 3 | 1 | 10 | 44.1379
2030 | 3 | 1 | 11 | 40.3462
2030 | 3 | 1 | 12 | 41.6789
2030 | 3 | 1 | 13 | 41.9924
2030 | 3 | 1 | 14 | 41.3009
2030 | 3 | 1 | 15 | 40.6726
2030 | 3 | 1 | 16 | 43.9105
2030 | 3 | 1 | 17 | 51.4456
2030 | 3 | 1 | 18 | 55.467
2030 | 3 | 1 | 19 | 54.5319
2030 | 3 | 1 | 20 | 52.663
2030 | 3 | 1 | 21 | 50.2579
2030 | 3 | 1 | 22 | 48.3625
2030 | 3 | 1 | 23 | 45.7778
2030 | 3 | 2 | 0 | 45.1859
2030 | 3 | 2 | 1 | 42.0332
2030 | 3 | 2 | 2 | 40.5725
2030 | 3 | 2 | 3 | 39.9429
2030 | 3 | 2 | 4 | 39.665
2030 | 3 | 2 | 5 | 39.1965
2030 | 3 | 2 | 6 | 37.9491
2030 | 3 | 2 | 7 | 40.9678
2030 | 3 | 2 | 8 | 48.794
2030 | 3 | 2 | 9 | 46.7398
2030 | 3 | 2 | 10 | 40.0161
2030 | 3 | 2 | 11 | 36.6455
2030 | 3 | 2 | 12 | 35.2501
2030 | 3 | 2 | 13 | 35.7281
2030 | 3 | 2 | 14 | 34.7586
2030 | 3 | 2 | 15 | 34.084
2030 | 3 | 2 | 16 | 37.1769
2030 | 3 | 2 | 17 | 44.7376
2030 | 3 | 2 | 18 | 51.763
2030 | 3 | 2 | 19 | 50.8697
2030 | 3 | 2 | 20 | 48.217
2030 | 3 | 2 | 21 | 45.5213
2030 | 3 | 2 | 22 | 44.0608
2030 | 3 | 2 | 23 | 42.4537
2030 | 3 | 3 | 0 | 39.9881
2030 | 3 | 3 | 1 | 41.1627
2030 | 3 | 3 | 2 | 40.2253
2030 | 3 | 3 | 3 | 40.0108
2030 | 3 | 3 | 4 | 40.2915
2030 | 3 | 3 | 5 | 40.1905
2030 | 3 | 3 | 6 | 39.032
2030 | 3 | 3 | 7 | 41.6689
2030 | 3 | 3 | 8 | 48.9038
2030 | 3 | 3 | 9 | 47.0177
2030 | 3 | 3 | 10 | 41.3298
2030 | 3 | 3 | 11 | 37.6165
2030 | 3 | 3 | 12 | 38.5941
2030 | 3 | 3 | 13 | 38.8436
2030 | 3 | 3 | 14 | 39.1066
2030 | 3 | 3 | 15 | 39.5119
2030 | 3 | 3 | 16 | 44.3
2030 | 3 | 3 | 17 | 53.6442
2030 | 3 | 3 | 18 | 60.8633
2030 | 3 | 3 | 19 | 58.8605
2030 | 3 | 3 | 20 | 56.0963
2030 | 3 | 3 | 21 | 53.1783
2030 | 3 | 3 | 22 | 51.1253
2030 | 3 | 3 | 23 | 49.1647
2030 | 3 | 4 | 0 | 46.9975
2030 | 3 | 4 | 1 | 44.2854
2030 | 3 | 4 | 2 | 43.5294
2030 | 3 | 4 | 3 | 43.5546
2030 | 3 | 4 | 4 | 43.9729
2030 | 3 | 4 | 5 | 44.554
2030 | 3 | 4 | 6 | 46.4231
2030 | 3 | 4 | 7 | 50.8744
2030 | 3 | 4 | 8 | 56.4007
2030 | 3 | 4 | 9 | 51.9761
2030 | 3 | 4 | 10 | 46.6759
2030 | 3 | 4 | 11 | 43.6253
2030 | 3 | 4 | 12 | 44.6501
2030 | 3 | 4 | 13 | 44.9819
2030 | 3 | 4 | 14 | 44.5679
2030 | 3 | 4 | 15 | 44.5713
2030 | 3 | 4 | 16 | 47.2733
2030 | 3 | 4 | 17 | 54.5881
2030 | 3 | 4 | 18 | 60.069
2030 | 3 | 4 | 19 | 58.9466
2030 | 3 | 4 | 20 | 57.1591
2030 | 3 | 4 | 21 | 54.1989
2030 | 3 | 4 | 22 | 51.7344
2030 | 3 | 4 | 23 | 49.1114
2030 | 3 | 5 | 0 | 48.4461
2030 | 3 | 5 | 1 | 47.579
2030 | 3 | 5 | 2 | 46.6153
2030 | 3 | 5 | 3 | 46.6389
2030 | 3 | 5 | 4 | 47.0165
2030 | 3 | 5 | 5 | 47.579
2030 | 3 | 5 | 6 | 49.3996
2030 | 3 | 5 | 7 | 54.0074
2030 | 3 | 5 | 8 | 59.4479
2030 | 3 | 5 | 9 | 54.7614
2030 | 3 | 5 | 10 | 48.2026
2030 | 3 | 5 | 11 | 43.6164
2030 | 3 | 5 | 12 | 43.547
2030 | 3 | 5 | 13 | 44.5939
2030 | 3 | 5 | 14 | 44.9571
2030 | 3 | 5 | 15 | 45.2533
2030 | 3 | 5 | 16 | 47.5926
2030 | 3 | 5 | 17 | 54.4742
2030 | 3 | 5 | 18 | 61.1697
2030 | 3 | 5 | 19 | 60.9575
2030 | 3 | 5 | 20 | 59.5917
2030 | 3 | 5 | 21 | 56.9997
2030 | 3 | 5 | 22 | 54.615
2030 | 3 | 5 | 23 | 51.8939
2030 | 3 | 6 | 0 | 50.4506
2030 | 3 | 6 | 1 | 50.2793
2030 | 3 | 6 | 2 | 49.3231
2030 | 3 | 6 | 3 | 49.261
2030 | 3 | 6 | 4 | 49.5815
2030 | 3 | 6 | 5 | 50.017
2030 | 3 | 6 | 6 | 51.3788
2030 | 3 | 6 | 7 | 55.441
2030 | 3 | 6 | 8 | 59.713
2030 | 3 | 6 | 9 | 53.8666
2030 | 3 | 6 | 10 | 47.227
2030 | 3 | 6 | 11 | 43.5837
2030 | 3 | 6 | 12 | 43.9713
2030 | 3 | 6 | 13 | 44.9525
2030 | 3 | 6 | 14 | 44.9519
2030 | 3 | 6 | 15 | 43.6883
2030 | 3 | 6 | 16 | 44.3593
2030 | 3 | 6 | 17 | 50.1753
2030 | 3 | 6 | 18 | 57.1362
2030 | 3 | 6 | 19 | 59.3947
2030 | 3 | 6 | 20 | 59.1053
2030 | 3 | 6 | 21 | 57.0113
2030 | 3 | 6 | 22 | 54.7522
2030 | 3 | 6 | 23 | 52.0611
2030 | 3 | 7 | 0 | 51.0454
2030 | 3 | 7 | 1 | 50.1761
2030 | 3 | 7 | 2 | 49.2987
2030 | 3 | 7 | 3 | 49.3126
2030 | 3 | 7 | 4 | 49.666
2030 | 3 | 7 | 5 | 50.2118
2030 | 3 | 7 | 6 | 51.6438
2030 | 3 | 7 | 7 | 55.2081
2030 | 3 | 7 | 8 | 57.2425
2030 | 3 | 7 | 9 | 49.7006
2030 | 3 | 7 | 10 | 43.2535
2030 | 3 | 7 | 11 | 40.301
2030 | 3 | 7 | 12 | 42.0038
2030 | 3 | 7 | 13 | 43.3481
2030 | 3 | 7 | 14 | 43.3227
2030 | 3 | 7 | 15 | 42.1064
2030 | 3 | 7 | 16 | 42.1241
2030 | 3 | 7 | 17 | 47.4544
2030 | 3 | 7 | 18 | 55.8277
2030 | 3 | 7 | 19 | 59.0929
2030 | 3 | 7 | 20 | 59.2195
2030 | 3 | 7 | 21 | 57.4367
2030 | 3 | 7 | 22 | 55.4934
2030 | 3 | 7 | 23 | 52.8203
2030 | 3 | 8 | 0 | 50.4556
2030 | 3 | 8 | 1 | 49.4478
2030 | 3 | 8 | 2 | 48.4417
2030 | 3 | 8 | 3 | 48.3132
2030 | 3 | 8 | 4 | 48.572
2030 | 3 | 8 | 5 | 49.0111
2030 | 3 | 8 | 6 | 49.3453
2030 | 3 | 8 | 7 | 53.8529
2030 | 3 | 8 | 8 | 59.0675
2030 | 3 | 8 | 9 | 53.8671
2030 | 3 | 8 | 10 | 46.3357
2030 | 3 | 8 | 11 | 42.6095
2030 | 3 | 8 | 12 | 45.1125
2030 | 3 | 8 | 13 | 46.0642
2030 | 3 | 8 | 14 | 45.8129
2030 | 3 | 8 | 15 | 44.7812
2030 | 3 | 8 | 16 | 46.8137
2030 | 3 | 8 | 17 | 52.9084
2030 | 3 | 8 | 18 | 59.7024
2030 | 3 | 8 | 19 | 58.9018
2030 | 3 | 8 | 20 | 57.5362
2030 | 3 | 8 | 21 | 55.1434
2030 | 3 | 8 | 22 | 53.1944
2030 | 3 | 8 | 23 | 50.6139
2030 | 3 | 9 | 0 | 48.731
2030 | 3 | 9 | 1 | 48.6258
2030 | 3 | 9 | 2 | 47.7263
2030 | 3 | 9 | 3 | 47.5072
2030 | 3 | 9 | 4 | 47.7731
2030 | 3 | 9 | 5 | 47.9487
2030 | 3 | 9 | 6 | 48.1341
2030 | 3 | 9 | 7 | 51.4299
2030 | 3 | 9 | 8 | 57.9612
2030 | 3 | 9 | 9 | 56.4277
2030 | 3 | 9 | 10 | 51.7754
2030 | 3 | 9 | 11 | 47.4248
2030 | 3 | 9 | 12 | 46.9602
2030 | 3 | 9 | 13 | 47.2354
2030 | 3 | 9 | 14 | 47.0329
2030 | 3 | 9 | 15 | 47.3019
2030 | 3 | 9 | 16 | 50.9689
2030 | 3 | 9 | 17 | 58.4239
2030 | 3 | 9 | 18 | 65.5744
2030 | 3 | 9 | 19 | 64.0138
2030 | 3 | 9 | 20 | 61.1121
2030 | 3 | 9 | 21 | 58.0931
2030 | 3 | 9 | 22 | 56.2252
2030 | 3 | 9 | 23 | 54.3923
2030 | 3 | 10 | 0 | 53.2383
2030 | 3 | 10 | 1 | 49.9896
2030 | 3 | 10 | 2 | 49.6765
2030 | 3 | 10 | 3 | 49.7615
2030 | 3 | 10 | 4 | 50.1544
2030 | 3 | 10 | 5 | 51.307
2030 | 3 | 10 | 6 | 53.4491
2030 | 3 | 10 | 7 | 55.1578
2030 | 3 | 10 | 8 | 54.1701
2030 | 3 | 10 | 9 | 47.9377
2030 | 3 | 10 | 10 | 46.2965
2030 | 3 | 10 | 11 | 43.0651
2030 | 3 | 10 | 12 | 41.6892
2030 | 3 | 10 | 13 | 41.7647
2030 | 3 | 10 | 14 | 40.6845
2030 | 3 | 10 | 15 | 40.9303
2030 | 3 | 10 | 16 | 44.2078
2030 | 3 | 10 | 17 | 49.2951
2030 | 3 | 10 | 18 | 58.3091
2030 | 3 | 10 | 19 | 60.0035
2030 | 3 | 10 | 20 | 57.903
2030 | 3 | 10 | 21 | 54.511
2030 | 3 | 10 | 22 | 51.229
2030 | 3 | 10 | 23 | 48.7619
2030 | 3 | 11 | 0 | 49.7248
2030 | 3 | 11 | 1 | 47.9357
2030 | 3 | 11 | 2 | 47.8536
2030 | 3 | 11 | 3 | 48.0944
2030 | 3 | 11 | 4 | 48.6553
2030 | 3 | 11 | 5 | 50.3035
2030 | 3 | 11 | 6 | 53.6589
2030 | 3 | 11 | 7 | 58.2666
2030 | 3 | 11 | 8 | 60.0704
2030 | 3 | 11 | 9 | 53.6946
2030 | 3 | 11 | 10 | 50.0666
2030 | 3 | 11 | 11 | 46.9666
2030 | 3 | 11 | 12 | 47.3688
2030 | 3 | 11 | 13 | 47.8698
2030 | 3 | 11 | 14 | 47.2649
2030 | 3 | 11 | 15 | 47.7551
2030 | 3 | 11 | 16 | 50.6744
2030 | 3 | 11 | 17 | 56.2796
2030 | 3 | 11 | 18 | 63.2159
2030 | 3 | 11 | 19 | 62.6246
2030 | 3 | 11 | 20 | 60.6306
2030 | 3 | 11 | 21 | 57.0731
2030 | 3 | 11 | 22 | 53.7292
2030 | 3 | 11 | 23 | 50.87
2030 | 3 | 12 | 0 | 47.8529
2030 | 3 | 12 | 1 | 48.6211
2030 | 3 | 12 | 2 | 48.295
2030 | 3 | 12 | 3 | 48.5728
2030 | 3 | 12 | 4 | 49.2095
2030 | 3 | 12 | 5 | 50.973
2030 | 3 | 12 | 6 | 54.1888
2030 | 3 | 12 | 7 | 59.4031
2030 | 3 | 12 | 8 | 62.4214
2030 | 3 | 12 | 9 | 57.168
2030 | 3 | 12 | 10 | 52.5187
2030 | 3 | 12 | 11 | 47.9049
2030 | 3 | 12 | 12 | 46.5741
2030 | 3 | 12 | 13 | 46.7673
2030 | 3 | 12 | 14 | 46.2292
2030 | 3 | 12 | 15 | 47.211
2030 | 3 | 12 | 16 | 51.3212
2030 | 3 | 12 | 17 | 56.3184
2030 | 3 | 12 | 18 | 60.125
2030 | 3 | 12 | 19 | 61.6371
2030 | 3 | 12 | 20 | 60.7015
2030 | 3 | 12 | 21 | 57.7836
2030 | 3 | 12 | 22 | 54.6638
2030 | 3 | 12 | 23 | 51.7982
2030 | 3 | 13 | 0 | 51.3781
2030 | 3 | 13 | 1 | 50.111
2030 | 3 | 13 | 2 | 49.8641
2030 | 3 | 13 | 3 | 50.1398
2030 | 3 | 13 | 4 | 50.8538
2030 | 3 | 13 | 5 | 52.6076
2030 | 3 | 13 | 6 | 56.3865
2030 | 3 | 13 | 7 | 61.2463
2030 | 3 | 13 | 8 | 63.6096
2030 | 3 | 13 | 9 | 58.2579
2030 | 3 | 13 | 10 | 54.2138
2030 | 3 | 13 | 11 | 49.8094
2030 | 3 | 13 | 12 | 50.29
2030 | 3 | 13 | 13 | 50.3205
2030 | 3 | 13 | 14 | 49.6492
2030 | 3 | 13 | 15 | 50.1717
2030 | 3 | 13 | 16 | 54.2005
2030 | 3 | 13 | 17 | 59.7932
2030 | 3 | 13 | 18 | 65.4923
2030 | 3 | 13 | 19 | 65.2184
2030 | 3 | 13 | 20 | 63.7918
2030 | 3 | 13 | 21 | 60.53
2030 | 3 | 13 | 22 | 57.1804
2030 | 3 | 13 | 23 | 54.2307
2030 | 3 | 14 | 0 | 52.4974
2030 | 3 | 14 | 1 | 51.8445
2030 | 3 | 14 | 2 | 51.5892
2030 | 3 | 14 | 3 | 51.8423
2030 | 3 | 14 | 4 | 52.5088
2030 | 3 | 14 | 5 | 54.2877
2030 | 3 | 14 | 6 | 58.2561
2030 | 3 | 14 | 7 | 62.5133
2030 | 3 | 14 | 8 | 62.7233
2030 | 3 | 14 | 9 | 56.7017
2030 | 3 | 14 | 10 | 53.9519
2030 | 3 | 14 | 11 | 49.7116
2030 | 3 | 14 | 12 | 47.6528
2030 | 3 | 14 | 13 | 48.1931
2030 | 3 | 14 | 14 | 48.001
2030 | 3 | 14 | 15 | 48.2266
2030 | 3 | 14 | 16 | 50.4206
2030 | 3 | 14 | 17 | 54.97
2030 | 3 | 14 | 18 | 61.6356
2030 | 3 | 14 | 19 | 62.528
2030 | 3 | 14 | 20 | 61.4617
2030 | 3 | 14 | 21 | 58.3778
2030 | 3 | 14 | 22 | 55.1094
2030 | 3 | 14 | 23 | 51.9462
2030 | 3 | 15 | 0 | 52.9339
2030 | 3 | 15 | 1 | 52.3256
2030 | 3 | 15 | 2 | 52.0376
2030 | 3 | 15 | 3 | 52.2014
2030 | 3 | 15 | 4 | 52.7699
2030 | 3 | 15 | 5 | 54.4029
2030 | 3 | 15 | 6 | 57.5947
2030 | 3 | 15 | 7 | 62.0825
2030 | 3 | 15 | 8 | 62.7047
2030 | 3 | 15 | 9 | 56.132
2030 | 3 | 15 | 10 | 51.8495
2030 | 3 | 15 | 11 | 47.8202
2030 | 3 | 15 | 12 | 48.2026
2030 | 3 | 15 | 13 | 48.7716
2030 | 3 | 15 | 14 | 48.0213
2030 | 3 | 15 | 15 | 47.755
2030 | 3 | 15 | 16 | 50.4935
2030 | 3 | 15 | 17 | 54.8733
2030 | 3 | 15 | 18 | 57.362
2030 | 3 | 15 | 19 | 59.6415
2030 | 3 | 15 | 20 | 58.984
2030 | 3 | 15 | 21 | 56.2717
2030 | 3 | 15 | 22 | 53.4836
2030 | 3 | 15 | 23 | 50.5132
2030 | 3 | 16 | 0 | 50.3716
2030 | 3 | 16 | 1 | 49.1388
2030 | 3 | 16 | 2 | 48.9166
2030 | 3 | 16 | 3 | 48.9244
2030 | 3 | 16 | 4 | 49.3078
2030 | 3 | 16 | 5 | 50.5827
2030 | 3 | 16 | 6 | 53.3878
2030 | 3 | 16 | 7 | 55.246
2030 | 3 | 16 | 8 | 52.122
2030 | 3 | 16 | 9 | 44.9688
2030 | 3 | 16 | 10 | 43.4108
2030 | 3 | 16 | 11 | 41.2897
2030 | 3 | 16 | 12 | 43.6609
2030 | 3 | 16 | 13 | 44.5749
2030 | 3 | 16 | 14 | 43.4569
2030 | 3 | 16 | 15 | 43.2721
2030 | 3 | 16 | 16 | 45.3324
2030 | 3 | 16 | 17 | 48.683
2030 | 3 | 16 | 18 | 56.5971
2030 | 3 | 16 | 19 | 57.9868
2030 | 3 | 16 | 20 | 55.6966
2030 | 3 | 16 | 21 | 52.2728
2030 | 3 | 16 | 22 | 49.5219
2030 | 3 | 16 | 23 | 47.3894
2030 | 3 | 17 | 0 | 46.9982
2030 | 3 | 17 | 1 | 45.4855
2030 | 3 | 17 | 2 | 45.04
2030 | 3 | 17 | 3 | 44.9062
2030 | 3 | 17 | 4 | 45.1784
2030 | 3 | 17 | 5 | 46.1895
2030 | 3 | 17 | 6 | 47.3677
2030 | 3 | 17 | 7 | 49.8615
2030 | 3 | 17 | 8 | 51.9484
2030 | 3 | 17 | 9 | 48.4875
2030 | 3 | 17 | 10 | 45.8895
2030 | 3 | 17 | 11 | 42.5199
2030 | 3 | 17 | 12 | 43.4276
2030 | 3 | 17 | 13 | 45.2261
2030 | 3 | 17 | 14 | 44.9445
2030 | 3 | 17 | 15 | 45.2548
2030 | 3 | 17 | 16 | 48.2982
2030 | 3 | 17 | 17 | 52.887
2030 | 3 | 17 | 18 | 58.0799
2030 | 3 | 17 | 19 | 56.8868
2030 | 3 | 17 | 20 | 54.18
2030 | 3 | 17 | 21 | 50.2185
2030 | 3 | 17 | 22 | 46.7698
2030 | 3 | 17 | 23 | 44.3684
2030 | 3 | 18 | 0 | 44.3996
2030 | 3 | 18 | 1 | 46.3069
2030 | 3 | 18 | 2 | 46.4172
2030 | 3 | 18 | 3 | 46.9716
2030 | 3 | 18 | 4 | 47.9264
2030 | 3 | 18 | 5 | 50.0201
2030 | 3 | 18 | 6 | 53.6611
2030 | 3 | 18 | 7 | 58.6276
2030 | 3 | 18 | 8 | 60.5961
2030 | 3 | 18 | 9 | 54.7793
2030 | 3 | 18 | 10 | 51.8262
2030 | 3 | 18 | 11 | 47.7799
2030 | 3 | 18 | 12 | 46.2471
2030 | 3 | 18 | 13 | 47.2201
2030 | 3 | 18 | 14 | 46.9653
2030 | 3 | 18 | 15 | 47.7407
2030 | 3 | 18 | 16 | 50.9099
2030 | 3 | 18 | 17 | 55.6784
2030 | 3 | 18 | 18 | 62.5467
2030 | 3 | 18 | 19 | 65.3216
2030 | 3 | 18 | 20 | 64.938
2030 | 3 | 18 | 21 | 62.0246
2030 | 3 | 18 | 22 | 58.9649
2030 | 3 | 18 | 23 | 56.2411
2030 | 3 | 19 | 0 | 53.2133
2030 | 3 | 19 | 1 | 54.0496
2030 | 3 | 19 | 2 | 54.0884
2030 | 3 | 19 | 3 | 54.6301
2030 | 3 | 19 | 4 | 55.5547
2030 | 3 | 19 | 5 | 57.463
2030 | 3 | 19 | 6 | 60.4203
2030 | 3 | 19 | 7 | 64.9813
2030 | 3 | 19 | 8 | 64.3719
2030 | 3 | 19 | 9 | 55.7371
2030 | 3 | 19 | 10 | 51.518
2030 | 3 | 19 | 11 | 47.5152
2030 | 3 | 19 | 12 | 48.3968
2030 | 3 | 19 | 13 | 49.0614
2030 | 3 | 19 | 14 | 48.3326
2030 | 3 | 19 | 15 | 48.894
2030 | 3 | 19 | 16 | 51.3141
2030 | 3 | 19 | 17 | 54.5966
2030 | 3 | 19 | 18 | 61.5662
2030 | 3 | 19 | 19 | 64.7548
2030 | 3 | 19 | 20 | 64.7239
2030 | 3 | 19 | 21 | 61.7791
2030 | 3 | 19 | 22 | 58.7249
2030 | 3 | 19 | 23 | 55.8178
2030 | 3 | 20 | 0 | 55.1483
2030 | 3 | 20 | 1 | 53.6434
2030 | 3 | 20 | 2 | 53.406
2030 | 3 | 20 | 3 | 53.5646
2030 | 3 | 20 | 4 | 54.0736
2030 | 3 | 20 | 5 | 55.6045
2030 | 3 | 20 | 6 | 57.9628
2030 | 3 | 20 | 7 | 62.6277
2030 | 3 | 20 | 8 | 64.5167
2030 | 3 | 20 | 9 | 58.7972
2030 | 3 | 20 | 10 | 55.2854
2030 | 3 | 20 | 11 | 51.157
2030 | 3 | 20 | 12 | 50.1838
2030 | 3 | 20 | 13 | 51.8498
2030 | 3 | 20 | 14 | 51.4347
2030 | 3 | 20 | 15 | 51.1115
2030 | 3 | 20 | 16 | 52.7835
2030 | 3 | 20 | 17 | 56.8548
2030 | 3 | 20 | 18 | 57.9039
2030 | 3 | 20 | 19 | 59.8477
2030 | 3 | 20 | 20 | 59.34
2030 | 3 | 20 | 21 | 56.1663
2030 | 3 | 20 | 22 | 52.8012
2030 | 3 | 20 | 23 | 49.7907
2030 | 3 | 21 | 0 | 49.5479
2030 | 3 | 21 | 1 | 47.8478
2030 | 3 | 21 | 2 | 47.4545
2030 | 3 | 21 | 3 | 47.587
2030 | 3 | 21 | 4 | 48.0817
2030 | 3 | 21 | 5 | 49.7994
2030 | 3 | 21 | 6 | 54.827
2030 | 3 | 21 | 7 | 58.604
2030 | 3 | 21 | 8 | 56.7206
2030 | 3 | 21 | 9 | 48.6499
2030 | 3 | 21 | 10 | 45.7447
2030 | 3 | 21 | 11 | 42.9825
2030 | 3 | 21 | 12 | 45.4358
2030 | 3 | 21 | 13 | 47.0709
2030 | 3 | 21 | 14 | 47.376
2030 | 3 | 21 | 15 | 46.9731
2030 | 3 | 21 | 16 | 48.1355
2030 | 3 | 21 | 17 | 51.7054
2030 | 3 | 21 | 18 | 59.8678
2030 | 3 | 21 | 19 | 59.0993
2030 | 3 | 21 | 20 | 57.8729
2030 | 3 | 21 | 21 | 54.5826
2030 | 3 | 21 | 22 | 51.2041
2030 | 3 | 21 | 23 | 48.1775
2030 | 3 | 22 | 0 | 48.2912
2030 | 3 | 22 | 1 | 46.0655
2030 | 3 | 22 | 2 | 45.471
2030 | 3 | 22 | 3 | 45.3228
2030 | 3 | 22 | 4 | 45.5431
2030 | 3 | 22 | 5 | 47.04
2030 | 3 | 22 | 6 | 50.2673
2030 | 3 | 22 | 7 | 55.3648
2030 | 3 | 22 | 8 | 57.5415
2030 | 3 | 22 | 9 | 50.8571
2030 | 3 | 22 | 10 | 45.9736
2030 | 3 | 22 | 11 | 42.7963
2030 | 3 | 22 | 12 | 44.577
2030 | 3 | 22 | 13 | 45.7248
2030 | 3 | 22 | 14 | 43.9447
2030 | 3 | 22 | 15 | 42.6398
2030 | 3 | 22 | 16 | 44.8624
2030 | 3 | 22 | 17 | 48.2627
2030 | 3 | 22 | 18 | 52.2729
2030 | 3 | 22 | 19 | 53.2046
2030 | 3 | 22 | 20 | 52.4104
2030 | 3 | 22 | 21 | 49.4407
2030 | 3 | 22 | 22 | 46.8616
2030 | 3 | 22 | 23 | 44.2205
2030 | 3 | 23 | 0 | 42.1524
2030 | 3 | 23 | 1 | 39.2749
2030 | 3 | 23 | 2 | 38.7164
2030 | 3 | 23 | 3 | 38.4645
2030 | 3 | 23 | 4 | 38.6646
2030 | 3 | 23 | 5 | 39.5276
2030 | 3 | 23 | 6 | 41.1191
2030 | 3 | 23 | 7 | 44.5176
2030 | 3 | 23 | 8 | 47.9822
2030 | 3 | 23 | 9 | 43.851
2030 | 3 | 23 | 10 | 39.8334
2030 | 3 | 23 | 11 | 36.8704
2030 | 3 | 23 | 12 | 36.436
2030 | 3 | 23 | 13 | 38.0116
2030 | 3 | 23 | 14 | 37.0526
2030 | 3 | 23 | 15 | 36.5227
2030 | 3 | 23 | 16 | 38.4517
2030 | 3 | 23 | 17 | 43.5289
2030 | 3 | 23 | 18 | 51.4755
2030 | 3 | 23 | 19 | 50.0545
2030 | 3 | 23 | 20 | 47.699
2030 | 3 | 23 | 21 | 43.8871
2030 | 3 | 23 | 22 | 41.4202
2030 | 3 | 23 | 23 | 39.4972
2030 | 3 | 24 | 0 | 38.5798
2030 | 3 | 24 | 1 | 37.8715
2030 | 3 | 24 | 2 | 37.4843
2030 | 3 | 24 | 3 | 37.5574
2030 | 3 | 24 | 4 | 37.9841
2030 | 3 | 24 | 5 | 38.8431
2030 | 3 | 24 | 6 | 39.8883
2030 | 3 | 24 | 7 | 42.7461
2030 | 3 | 24 | 8 | 45.6714
2030 | 3 | 24 | 9 | 41.9223
2030 | 3 | 24 | 10 | 39.2975
2030 | 3 | 24 | 11 | 35.0512
2030 | 3 | 24 | 12 | 34.6276
2030 | 3 | 24 | 13 | 37.0165
2030 | 3 | 24 | 14 | 38.6075
2030 | 3 | 24 | 15 | 39.2955
2030 | 3 | 24 | 16 | 41.3383
2030 | 3 | 24 | 17 | 46.0041
2030 | 3 | 24 | 18 | 48.8285
2030 | 3 | 24 | 19 | 49.7485
2030 | 3 | 24 | 20 | 48.6325
2030 | 3 | 24 | 21 | 44.9612
2030 | 3 | 24 | 22 | 41.773
2030 | 3 | 24 | 23 | 39.4772
2030 | 3 | 25 | 0 | 41.6575
2030 | 3 | 25 | 1 | 39.14
2030 | 3 | 25 | 2 | 39.0897
2030 | 3 | 25 | 3 | 39.4562
2030 | 3 | 25 | 4 | 40.1613
2030 | 3 | 25 | 5 | 42.1251
2030 | 3 | 25 | 6 | 45.803
2030 | 3 | 25 | 7 | 50.0311
2030 | 3 | 25 | 8 | 50.2107
2030 | 3 | 25 | 9 | 44.4581
2030 | 3 | 25 | 10 | 43.1788
2030 | 3 | 25 | 11 | 40.9726
2030 | 3 | 25 | 12 | 37.5059
2030 | 3 | 25 | 13 | 40.0082
2030 | 3 | 25 | 14 | 39.3926
2030 | 3 | 25 | 15 | 38.573
2030 | 3 | 25 | 16 | 38.7858
2030 | 3 | 25 | 17 | 41.317
2030 | 3 | 25 | 18 | 47.6447
2030 | 3 | 25 | 19 | 52.7294
2030 | 3 | 25 | 20 | 53.2937
2030 | 3 | 25 | 21 | 50.4309
2030 | 3 | 25 | 22 | 47.4894
2030 | 3 | 25 | 23 | 44.7305
2030 | 3 | 26 | 0 | 42.7098
2030 | 3 | 26 | 1 | 41.5339
2030 | 3 | 26 | 2 | 41.2769
2030 | 3 | 26 | 3 | 41.5461
2030 | 3 | 26 | 4 | 42.0597
2030 | 3 | 26 | 5 | 43.8361
2030 | 3 | 26 | 6 | 47.1974
2030 | 3 | 26 | 7 | 51.1632
2030 | 3 | 26 | 8 | 49.7069
2030 | 3 | 26 | 9 | 41.1454
2030 | 3 | 26 | 10 | 37.5526
2030 | 3 | 26 | 11 | 35.1704
2030 | 3 | 26 | 12 | 39.2525
2030 | 3 | 26 | 13 | 41.2402
2030 | 3 | 26 | 14 | 40.8261
2030 | 3 | 26 | 15 | 40.4136
2030 | 3 | 26 | 16 | 42.0949
2030 | 3 | 26 | 17 | 45.1695
2030 | 3 | 26 | 18 | 52.2912
2030 | 3 | 26 | 19 | 51.1568
2030 | 3 | 26 | 20 | 49.8071
2030 | 3 | 26 | 21 | 46.1309
2030 | 3 | 26 | 22 | 42.5456
2030 | 3 | 26 | 23 | 39.6502
2030 | 3 | 27 | 0 | 41.2236
2030 | 3 | 27 | 1 | 40.6641
2030 | 3 | 27 | 2 | 40.2681
2030 | 3 | 27 | 3 | 40.4645
2030 | 3 | 27 | 4 | 41.0441
2030 | 3 | 27 | 5 | 42.9425
2030 | 3 | 27 | 6 | 46.1104
2030 | 3 | 27 | 7 | 51.0046
2030 | 3 | 27 | 8 | 53.5185
2030 | 3 | 27 | 9 | 48.8491
2030 | 3 | 27 | 10 | 45.3537
2030 | 3 | 27 | 11 | 41.8721
2030 | 3 | 27 | 12 | 42.0981
2030 | 3 | 27 | 13 | 44.2753
2030 | 3 | 27 | 14 | 44.7029
2030 | 3 | 27 | 15 | 44.3485
2030 | 3 | 27 | 16 | 46.242
2030 | 3 | 27 | 17 | 50.6796
2030 | 3 | 27 | 18 | 54.4346
2030 | 3 | 27 | 19 | 53.9463
2030 | 3 | 27 | 20 | 52.9294
2030 | 3 | 27 | 21 | 49.5784
2030 | 3 | 27 | 22 | 46.0252
2030 | 3 | 27 | 23 | 43.1312
2030 | 3 | 28 | 0 | 43.9024
2030 | 3 | 28 | 1 | 41.7841
2030 | 3 | 28 | 2 | 41.3877
2030 | 3 | 28 | 3 | 41.574
2030 | 3 | 28 | 4 | 42.1446
2030 | 3 | 28 | 5 | 44.0906
2030 | 3 | 28 | 6 | 47.5369
2030 | 3 | 28 | 7 | 52.2715
2030 | 3 | 28 | 8 | 54.3443
2030 | 3 | 28 | 9 | 50.0872
2030 | 3 | 28 | 10 | 47.3382
2030 | 3 | 28 | 11 | 43.9326
2030 | 3 | 28 | 12 | 43.5707
2030 | 3 | 28 | 13 | 45.3277
2030 | 3 | 28 | 14 | 45.7483
2030 | 3 | 28 | 15 | 45.6304
2030 | 3 | 28 | 16 | 47.6625
2030 | 3 | 28 | 17 | 51.6685
2030 | 3 | 28 | 18 | 57.8267
2030 | 3 | 28 | 19 | 56.2582
2030 | 3 | 28 | 20 | 54.9677
2030 | 3 | 28 | 21 | 51.5637
2030 | 3 | 28 | 22 | 48.1841
2030 | 3 | 28 | 23 | 45.2619
2030 | 3 | 29 | 0 | 44.4826
2030 | 3 | 29 | 1 | 43.0675
2030 | 3 | 29 | 2 | 42.6369
2030 | 3 | 29 | 3 | 42.7882
2030 | 3 | 29 | 4 | 43.3452
2030 | 3 | 29 | 5 | 45.264
2030 | 3 | 29 | 6 | 48.502
2030 | 3 | 29 | 7 | 53.3323
2030 | 3 | 29 | 8 | 55.6984
2030 | 3 | 29 | 9 | 51.717
2030 | 3 | 29 | 10 | 48.6004
2030 | 3 | 29 | 11 | 44.4794
2030 | 3 | 29 | 12 | 43.7489
2030 | 3 | 29 | 13 | 45.6302
2030 | 3 | 29 | 14 | 45.7087
2030 | 3 | 29 | 15 | 45.3371
2030 | 3 | 29 | 16 | 48.109
2030 | 3 | 29 | 17 | 52.0054
2030 | 3 | 29 | 18 | 56.1233
2030 | 3 | 29 | 19 | 55.6649
2030 | 3 | 29 | 20 | 54.5871
2030 | 3 | 29 | 21 | 51.53
2030 | 3 | 29 | 22 | 48.482
2030 | 3 | 29 | 23 | 45.6294
2030 | 3 | 30 | 0 | 44.9974
2030 | 3 | 30 | 1 | 42.6104
2030 | 3 | 30 | 2 | 42.0715
2030 | 3 | 30 | 3 | 41.9878
2030 | 3 | 30 | 4 | 42.2265
2030 | 3 | 30 | 5 | 43.3433
2030 | 3 | 30 | 6 | 44.8696
2030 | 3 | 30 | 7 | 47.4345
2030 | 3 | 30 | 8 | 49.3053
2030 | 3 | 30 | 9 | 47.0298
2030 | 3 | 30 | 10 | 46.0835
2030 | 3 | 30 | 11 | 42.8687
2030 | 3 | 30 | 12 | 41.3269
2030 | 3 | 30 | 13 | 42.3239
2030 | 3 | 30 | 14 | 42.2012
2030 | 3 | 30 | 15 | 41.8002
2030 | 3 | 30 | 16 | 44.9254
2030 | 3 | 30 | 17 | 48.8274
2030 | 3 | 30 | 18 | 52.2086
2030 | 3 | 30 | 19 | 50.9205
2030 | 3 | 30 | 20 | 48.8127
2030 | 3 | 30 | 21 | 45.2909
2030 | 3 | 30 | 22 | 42.3161
2030 | 3 | 30 | 23 | 40.1931
2030 | 3 | 31 | 0 | 42.1599
2030 | 3 | 31 | 1 | 39.8021
2030 | 3 | 31 | 2 | 39.3398
2030 | 3 | 31 | 3 | 39.3248
2030 | 3 | 31 | 4 | 39.6578
2030 | 3 | 31 | 5 | 40.7458
2030 | 3 | 31 | 6 | 42.4567
2030 | 3 | 31 | 7 | 43.9984
2030 | 3 | 31 | 8 | 44.7311
2030 | 3 | 31 | 9 | 42.2173
2030 | 3 | 31 | 10 | 41.7698
2030 | 3 | 31 | 11 | 39.1601
2030 | 3 | 31 | 12 | 38.7585
2030 | 3 | 31 | 13 | 40.2959
2030 | 3 | 31 | 14 | 40.8198
2030 | 3 | 31 | 15 | 40.3009
2030 | 3 | 31 | 16 | 43.1848
2030 | 3 | 31 | 17 | 47.222
2030 | 3 | 31 | 18 | 53.541
2030 | 3 | 31 | 19 | 51.7453
2030 | 3 | 31 | 20 | 49.8635
2030 | 3 | 31 | 21 | 46.2867
2030 | 3 | 31 | 22 | 42.789
2030 | 3 | 31 | 23 | 40.3996
2030 | 4 | 1 | 0 | 41.1156
2030 | 4 | 1 | 1 | 44.9381
2030 | 4 | 1 | 2 | 45.0914
2030 | 4 | 1 | 3 | 45.6078
2030 | 4 | 1 | 4 | 46.6519
2030 | 4 | 1 | 5 | 48.8235
2030 | 4 | 1 | 6 | 52.302
2030 | 4 | 1 | 7 | 56.6713
2030 | 4 | 1 | 8 | 59.0483
2030 | 4 | 1 | 9 | 54.6382
2030 | 4 | 1 | 10 | 50.3861
2030 | 4 | 1 | 11 | 46.5486
2030 | 4 | 1 | 12 | 43.7082
2030 | 4 | 1 | 13 | 45.0419
2030 | 4 | 1 | 14 | 44.6432
2030 | 4 | 1 | 15 | 46.6124
2030 | 4 | 1 | 16 | 50.0639
2030 | 4 | 1 | 17 | 54.2346
2030 | 4 | 1 | 18 | 60.4099
2030 | 4 | 1 | 19 | 63.58
2030 | 4 | 1 | 20 | 64.4726
2030 | 4 | 1 | 21 | 61.3456
2030 | 4 | 1 | 22 | 58.3069
2030 | 4 | 1 | 23 | 55.7043
2030 | 4 | 2 | 0 | 52.1017
2030 | 4 | 2 | 1 | 53.7344
2030 | 4 | 2 | 2 | 53.7454
2030 | 4 | 2 | 3 | 54.1581
2030 | 4 | 2 | 4 | 55.0358
2030 | 4 | 2 | 5 | 56.9165
2030 | 4 | 2 | 6 | 60.0067
2030 | 4 | 2 | 7 | 63.1345
2030 | 4 | 2 | 8 | 60.5195
2030 | 4 | 2 | 9 | 52.0156
2030 | 4 | 2 | 10 | 47.6522
2030 | 4 | 2 | 11 | 44.5978
2030 | 4 | 2 | 12 | 43.9671
2030 | 4 | 2 | 13 | 45.2888
2030 | 4 | 2 | 14 | 43.9185
2030 | 4 | 2 | 15 | 45.0845
2030 | 4 | 2 | 16 | 46.8836
2030 | 4 | 2 | 17 | 48.917
2030 | 4 | 2 | 18 | 58.1522
2030 | 4 | 2 | 19 | 61.8006
2030 | 4 | 2 | 20 | 63.0799
2030 | 4 | 2 | 21 | 60.0357
2030 | 4 | 2 | 22 | 57.0195
2030 | 4 | 2 | 23 | 54.2496
2030 | 4 | 3 | 0 | 53.0273
2030 | 4 | 3 | 1 | 52.0192
2030 | 4 | 3 | 2 | 51.8795
2030 | 4 | 3 | 3 | 52.0823
2030 | 4 | 3 | 4 | 52.7121
2030 | 4 | 3 | 5 | 54.3995
2030 | 4 | 3 | 6 | 57.2384
2030 | 4 | 3 | 7 | 60.2648
2030 | 4 | 3 | 8 | 59.0526
2030 | 4 | 3 | 9 | 51.7126
2030 | 4 | 3 | 10 | 46.5078
2030 | 4 | 3 | 11 | 43.8494
2030 | 4 | 3 | 12 | 46.2811
2030 | 4 | 3 | 13 | 48.0797
2030 | 4 | 3 | 14 | 47.6903
2030 | 4 | 3 | 15 | 48.1367
2030 | 4 | 3 | 16 | 49.4295
2030 | 4 | 3 | 17 | 52.8286
2030 | 4 | 3 | 18 | 59.7431
2030 | 4 | 3 | 19 | 58.581
2030 | 4 | 3 | 20 | 58.3239
2030 | 4 | 3 | 21 | 54.6324
2030 | 4 | 3 | 22 | 50.8784
2030 | 4 | 3 | 23 | 47.8252
2030 | 4 | 4 | 0 | 48.6669
2030 | 4 | 4 | 1 | 47.206
2030 | 4 | 4 | 2 | 46.866
2030 | 4 | 4 | 3 | 46.9678
2030 | 4 | 4 | 4 | 47.5164
2030 | 4 | 4 | 5 | 49.3002
2030 | 4 | 4 | 6 | 53.1631
2030 | 4 | 4 | 7 | 56.7913
2030 | 4 | 4 | 8 | 58.2956
2030 | 4 | 4 | 9 | 54.6298
2030 | 4 | 4 | 10 | 50.1191
2030 | 4 | 4 | 11 | 46.9789
2030 | 4 | 4 | 12 | 45.3732
2030 | 4 | 4 | 13 | 46.7422
2030 | 4 | 4 | 14 | 46.4153
2030 | 4 | 4 | 15 | 47.1316
2030 | 4 | 4 | 16 | 49.2591
2030 | 4 | 4 | 17 | 52.3726
2030 | 4 | 4 | 18 | 54.8333
2030 | 4 | 4 | 19 | 56.4821
2030 | 4 | 4 | 20 | 57.3361
2030 | 4 | 4 | 21 | 54.458
2030 | 4 | 4 | 22 | 51.2593
2030 | 4 | 4 | 23 | 48.3766
2030 | 4 | 5 | 0 | 47.1263
2030 | 4 | 5 | 1 | 46.0023
2030 | 4 | 5 | 2 | 45.6534
2030 | 4 | 5 | 3 | 45.731
2030 | 4 | 5 | 4 | 46.2848
2030 | 4 | 5 | 5 | 48.0598
2030 | 4 | 5 | 6 | 50.6265
2030 | 4 | 5 | 7 | 54.3938
2030 | 4 | 5 | 8 | 55.9868
2030 | 4 | 5 | 9 | 52.1317
2030 | 4 | 5 | 10 | 46.7344
2030 | 4 | 5 | 11 | 43.9281
2030 | 4 | 5 | 12 | 42.933
2030 | 4 | 5 | 13 | 43.9101
2030 | 4 | 5 | 14 | 42.9212
2030 | 4 | 5 | 15 | 42.9402
2030 | 4 | 5 | 16 | 45.3972
2030 | 4 | 5 | 17 | 47.9297
2030 | 4 | 5 | 18 | 52.4934
2030 | 4 | 5 | 19 | 53.9937
2030 | 4 | 5 | 20 | 54.5089
2030 | 4 | 5 | 21 | 51.6443
2030 | 4 | 5 | 22 | 48.7571
2030 | 4 | 5 | 23 | 46.0757
2030 | 4 | 6 | 0 | 45.0635
2030 | 4 | 6 | 1 | 44.3213
2030 | 4 | 6 | 2 | 44.044
2030 | 4 | 6 | 3 | 44.0183
2030 | 4 | 6 | 4 | 44.4642
2030 | 4 | 6 | 5 | 45.6853
2030 | 4 | 6 | 6 | 48.2626
2030 | 4 | 6 | 7 | 49.1613
2030 | 4 | 6 | 8 | 46.9177
2030 | 4 | 6 | 9 | 42.0068
2030 | 4 | 6 | 10 | 39.6719
2030 | 4 | 6 | 11 | 37.8206
2030 | 4 | 6 | 12 | 36.6306
2030 | 4 | 6 | 13 | 37.9228
2030 | 4 | 6 | 14 | 36.706
2030 | 4 | 6 | 15 | 36.7346
2030 | 4 | 6 | 16 | 38.4916
2030 | 4 | 6 | 17 | 40.5072
2030 | 4 | 6 | 18 | 51.2567
2030 | 4 | 6 | 19 | 53.3445
2030 | 4 | 6 | 20 | 53.1179
2030 | 4 | 6 | 21 | 50.0084
2030 | 4 | 6 | 22 | 47.4418
2030 | 4 | 6 | 23 | 45.5472
2030 | 4 | 7 | 0 | 43.9828
2030 | 4 | 7 | 1 | 43.9483
2030 | 4 | 7 | 2 | 43.6663
2030 | 4 | 7 | 3 | 43.71
2030 | 4 | 7 | 4 | 44.1952
2030 | 4 | 7 | 5 | 45.3392
2030 | 4 | 7 | 6 | 47.8502
2030 | 4 | 7 | 7 | 47.9854
2030 | 4 | 7 | 8 | 45.6521
2030 | 4 | 7 | 9 | 40.7159
2030 | 4 | 7 | 10 | 38.7259
2030 | 4 | 7 | 11 | 36.791
2030 | 4 | 7 | 12 | 38.0573
2030 | 4 | 7 | 13 | 39.1532
2030 | 4 | 7 | 14 | 39.0355
2030 | 4 | 7 | 15 | 39.6481
2030 | 4 | 7 | 16 | 42.6566
2030 | 4 | 7 | 17 | 45.691
2030 | 4 | 7 | 18 | 53.4936
2030 | 4 | 7 | 19 | 54.4173
2030 | 4 | 7 | 20 | 54.2043
2030 | 4 | 7 | 21 | 50.9143
2030 | 4 | 7 | 22 | 47.6992
2030 | 4 | 7 | 23 | 45.4573
2030 | 4 | 8 | 0 | 44.4462
2030 | 4 | 8 | 1 | 44.2966
2030 | 4 | 8 | 2 | 44.4097
2030 | 4 | 8 | 3 | 44.8414
2030 | 4 | 8 | 4 | 45.691
2030 | 4 | 8 | 5 | 47.7484
2030 | 4 | 8 | 6 | 51.3857
2030 | 4 | 8 | 7 | 54.2695
2030 | 4 | 8 | 8 | 53.3995
2030 | 4 | 8 | 9 | 47.8955
2030 | 4 | 8 | 10 | 44.5429
2030 | 4 | 8 | 11 | 42.5996
2030 | 4 | 8 | 12 | 41.5122
2030 | 4 | 8 | 13 | 42.8945
2030 | 4 | 8 | 14 | 42.5211
2030 | 4 | 8 | 15 | 42.9535
2030 | 4 | 8 | 16 | 44.0221
2030 | 4 | 8 | 17 | 45.9628
2030 | 4 | 8 | 18 | 53.1468
2030 | 4 | 8 | 19 | 55.4604
2030 | 4 | 8 | 20 | 56.2523
2030 | 4 | 8 | 21 | 53.2532
2030 | 4 | 8 | 22 | 49.7827
2030 | 4 | 8 | 23 | 46.9143
2030 | 4 | 9 | 0 | 47.4228
2030 | 4 | 9 | 1 | 47.7009
2030 | 4 | 9 | 2 | 47.5556
2030 | 4 | 9 | 3 | 47.8669
2030 | 4 | 9 | 4 | 48.5581
2030 | 4 | 9 | 5 | 50.4351
2030 | 4 | 9 | 6 | 53.3176
2030 | 4 | 9 | 7 | 55.9815
2030 | 4 | 9 | 8 | 54.2029
2030 | 4 | 9 | 9 | 48.844
2030 | 4 | 9 | 10 | 45.5461
2030 | 4 | 9 | 11 | 43.1838
2030 | 4 | 9 | 12 | 42.9825
2030 | 4 | 9 | 13 | 44.1529
2030 | 4 | 9 | 14 | 43.7378
2030 | 4 | 9 | 15 | 44.3476
2030 | 4 | 9 | 16 | 45.938
2030 | 4 | 9 | 17 | 47.1171
2030 | 4 | 9 | 18 | 55.834
2030 | 4 | 9 | 19 | 56.6395
2030 | 4 | 9 | 20 | 56.9997
2030 | 4 | 9 | 21 | 53.9229
2030 | 4 | 9 | 22 | 50.5109
2030 | 4 | 9 | 23 | 47.6787
2030 | 4 | 10 | 0 | 46.78
2030 | 4 | 10 | 1 | 45.7306
2030 | 4 | 10 | 2 | 45.4038
2030 | 4 | 10 | 3 | 45.5441
2030 | 4 | 10 | 4 | 46.1426
2030 | 4 | 10 | 5 | 47.9888
2030 | 4 | 10 | 6 | 51.0191
2030 | 4 | 10 | 7 | 54.5284
2030 | 4 | 10 | 8 | 57.061
2030 | 4 | 10 | 9 | 54.7889
2030 | 4 | 10 | 10 | 50.2554
2030 | 4 | 10 | 11 | 46.9038
2030 | 4 | 10 | 12 | 47.585
2030 | 4 | 10 | 13 | 48.8397
2030 | 4 | 10 | 14 | 48.6736
2030 | 4 | 10 | 15 | 49.4675
2030 | 4 | 10 | 16 | 52.1912
2030 | 4 | 10 | 17 | 55.9278
2030 | 4 | 10 | 18 | 59.454
2030 | 4 | 10 | 19 | 57.5453
2030 | 4 | 10 | 20 | 57.2287
2030 | 4 | 10 | 21 | 53.9767
2030 | 4 | 10 | 22 | 50.2595
2030 | 4 | 10 | 23 | 47.3024
2030 | 4 | 11 | 0 | 46.5458
2030 | 4 | 11 | 1 | 45.4232
2030 | 4 | 11 | 2 | 45.0536
2030 | 4 | 11 | 3 | 45.1553
2030 | 4 | 11 | 4 | 45.7049
2030 | 4 | 11 | 5 | 47.596
2030 | 4 | 11 | 6 | 52.2427
2030 | 4 | 11 | 7 | 54.3419
2030 | 4 | 11 | 8 | 51.6356
2030 | 4 | 11 | 9 | 46.2564
2030 | 4 | 11 | 10 | 43.6637
2030 | 4 | 11 | 11 | 41.8192
2030 | 4 | 11 | 12 | 41.1937
2030 | 4 | 11 | 13 | 42.6067
2030 | 4 | 11 | 14 | 42.0718
2030 | 4 | 11 | 15 | 41.9355
2030 | 4 | 11 | 16 | 42.4869
2030 | 4 | 11 | 17 | 43.5331
2030 | 4 | 11 | 18 | 52.8402
2030 | 4 | 11 | 19 | 55.286
2030 | 4 | 11 | 20 | 56.4213
2030 | 4 | 11 | 21 | 54.0706
2030 | 4 | 11 | 22 | 51.0471
2030 | 4 | 11 | 23 | 48.2396
2030 | 4 | 12 | 0 | 45.8043
2030 | 4 | 12 | 1 | 45.4582
2030 | 4 | 12 | 2 | 45.2374
2030 | 4 | 12 | 3 | 45.4616
2030 | 4 | 12 | 4 | 46.1303
2030 | 4 | 12 | 5 | 48.0821
2030 | 4 | 12 | 6 | 51.1494
2030 | 4 | 12 | 7 | 53.3711
2030 | 4 | 12 | 8 | 50.5216
2030 | 4 | 12 | 9 | 44.3846
2030 | 4 | 12 | 10 | 40.4935
2030 | 4 | 12 | 11 | 38.5342
2030 | 4 | 12 | 12 | 39.1446
2030 | 4 | 12 | 13 | 40.6207
2030 | 4 | 12 | 14 | 39.5814
2030 | 4 | 12 | 15 | 39.0824
2030 | 4 | 12 | 16 | 39.975
2030 | 4 | 12 | 17 | 40.9405
2030 | 4 | 12 | 18 | 48.7465
2030 | 4 | 12 | 19 | 51.7691
2030 | 4 | 12 | 20 | 52.9413
2030 | 4 | 12 | 21 | 50.8293
2030 | 4 | 12 | 22 | 48.0688
2030 | 4 | 12 | 23 | 45.2825
2030 | 4 | 13 | 0 | 44.7813
2030 | 4 | 13 | 1 | 43.2379
2030 | 4 | 13 | 2 | 42.9391
2030 | 4 | 13 | 3 | 42.9295
2030 | 4 | 13 | 4 | 43.3143
2030 | 4 | 13 | 5 | 44.4748
2030 | 4 | 13 | 6 | 46.6137
2030 | 4 | 13 | 7 | 46.9907
2030 | 4 | 13 | 8 | 44.8491
2030 | 4 | 13 | 9 | 40.8563
2030 | 4 | 13 | 10 | 38.6729
2030 | 4 | 13 | 11 | 36.9728
2030 | 4 | 13 | 12 | 39.613
2030 | 4 | 13 | 13 | 40.6877
2030 | 4 | 13 | 14 | 39.7024
2030 | 4 | 13 | 15 | 40.0273
2030 | 4 | 13 | 16 | 42.3061
2030 | 4 | 13 | 17 | 44.5477
2030 | 4 | 13 | 18 | 51.0217
2030 | 4 | 13 | 19 | 49.8034
2030 | 4 | 13 | 20 | 48.658
2030 | 4 | 13 | 21 | 45.4511
2030 | 4 | 13 | 22 | 42.5537
2030 | 4 | 13 | 23 | 40.4656
2030 | 4 | 14 | 0 | 40.3598
2030 | 4 | 14 | 1 | 39.7173
2030 | 4 | 14 | 2 | 39.2308
2030 | 4 | 14 | 3 | 39.0751
2030 | 4 | 14 | 4 | 39.3477
2030 | 4 | 14 | 5 | 40.2529
2030 | 4 | 14 | 6 | 41.4371
2030 | 4 | 14 | 7 | 42.221
2030 | 4 | 14 | 8 | 45.2208
2030 | 4 | 14 | 9 | 44.3943
2030 | 4 | 14 | 10 | 40.4089
2030 | 4 | 14 | 11 | 38.0571
2030 | 4 | 14 | 12 | 39.4328
2030 | 4 | 14 | 13 | 40.5235
2030 | 4 | 14 | 14 | 38.5983
2030 | 4 | 14 | 15 | 39.2333
2030 | 4 | 14 | 16 | 43.6073
2030 | 4 | 14 | 17 | 48.3609
2030 | 4 | 14 | 18 | 47.1955
2030 | 4 | 14 | 19 | 46.566
2030 | 4 | 14 | 20 | 45.8883
2030 | 4 | 14 | 21 | 42.8482
2030 | 4 | 14 | 22 | 39.5986
2030 | 4 | 14 | 23 | 37.2496
2030 | 4 | 15 | 0 | 36.4724
2030 | 4 | 15 | 1 | 36.9331
2030 | 4 | 15 | 2 | 36.9909
2030 | 4 | 15 | 3 | 37.3674
2030 | 4 | 15 | 4 | 38.1133
2030 | 4 | 15 | 5 | 40.1704
2030 | 4 | 15 | 6 | 42.2255
2030 | 4 | 15 | 7 | 45.3001
2030 | 4 | 15 | 8 | 47.0324
2030 | 4 | 15 | 9 | 45.1683
2030 | 4 | 15 | 10 | 42.1383
2030 | 4 | 15 | 11 | 40.4144
2030 | 4 | 15 | 12 | 40.0479
2030 | 4 | 15 | 13 | 41.3714
2030 | 4 | 15 | 14 | 41.3689
2030 | 4 | 15 | 15 | 41.953
2030 | 4 | 15 | 16 | 43.8026
2030 | 4 | 15 | 17 | 46.2106
2030 | 4 | 15 | 18 | 50.2527
2030 | 4 | 15 | 19 | 49.6294
2030 | 4 | 15 | 20 | 49.448
2030 | 4 | 15 | 21 | 46.4782
2030 | 4 | 15 | 22 | 42.8787
2030 | 4 | 15 | 23 | 40.0802
2030 | 4 | 16 | 0 | 40.2167
2030 | 4 | 16 | 1 | 40.0553
2030 | 4 | 16 | 2 | 39.6819
2030 | 4 | 16 | 3 | 39.7962
2030 | 4 | 16 | 4 | 40.3527
2030 | 4 | 16 | 5 | 42.2649
2030 | 4 | 16 | 6 | 43.8427
2030 | 4 | 16 | 7 | 47.0943
2030 | 4 | 16 | 8 | 47.5949
2030 | 4 | 16 | 9 | 42.8382
2030 | 4 | 16 | 10 | 40.5991
2030 | 4 | 16 | 11 | 39.4691
2030 | 4 | 16 | 12 | 40.1166
2030 | 4 | 16 | 13 | 41.3131
2030 | 4 | 16 | 14 | 42.138
2030 | 4 | 16 | 15 | 42.0081
2030 | 4 | 16 | 16 | 41.6151
2030 | 4 | 16 | 17 | 42.2032
2030 | 4 | 16 | 18 | 49.3855
2030 | 4 | 16 | 19 | 48.4181
2030 | 4 | 16 | 20 | 47.8209
2030 | 4 | 16 | 21 | 45.0235
2030 | 4 | 16 | 22 | 41.8826
2030 | 4 | 16 | 23 | 39.3238
2030 | 4 | 17 | 0 | 39.8484
2030 | 4 | 17 | 1 | 38.2173
2030 | 4 | 17 | 2 | 38.0849
2030 | 4 | 17 | 3 | 38.379
2030 | 4 | 17 | 4 | 39.1251
2030 | 4 | 17 | 5 | 41.0871
2030 | 4 | 17 | 6 | 44.5841
2030 | 4 | 17 | 7 | 46.7435
2030 | 4 | 17 | 8 | 45.6823
2030 | 4 | 17 | 9 | 42.4335
2030 | 4 | 17 | 10 | 39.5131
2030 | 4 | 17 | 11 | 36.9343
2030 | 4 | 17 | 12 | 38.1751
2030 | 4 | 17 | 13 | 39.6365
2030 | 4 | 17 | 14 | 39.8645
2030 | 4 | 17 | 15 | 39.972
2030 | 4 | 17 | 16 | 41.6315
2030 | 4 | 17 | 17 | 43.98
2030 | 4 | 17 | 18 | 52.8757
2030 | 4 | 17 | 19 | 51.8724
2030 | 4 | 17 | 20 | 51.6905
2030 | 4 | 17 | 21 | 48.9589
2030 | 4 | 17 | 22 | 45.2247
2030 | 4 | 17 | 23 | 42.2693
2030 | 4 | 18 | 0 | 42.7816
2030 | 4 | 18 | 1 | 42.8036
2030 | 4 | 18 | 2 | 42.3767
2030 | 4 | 18 | 3 | 42.4057
2030 | 4 | 18 | 4 | 42.8504
2030 | 4 | 18 | 5 | 44.7435
2030 | 4 | 18 | 6 | 47.1781
2030 | 4 | 18 | 7 | 49.6402
2030 | 4 | 18 | 8 | 50.0849
2030 | 4 | 18 | 9 | 47.7197
2030 | 4 | 18 | 10 | 45.4769
2030 | 4 | 18 | 11 | 44.0745
2030 | 4 | 18 | 12 | 44.5689
2030 | 4 | 18 | 13 | 46.2703
2030 | 4 | 18 | 14 | 45.3601
2030 | 4 | 18 | 15 | 45.3611
2030 | 4 | 18 | 16 | 45.9541
2030 | 4 | 18 | 17 | 47.8804
2030 | 4 | 18 | 18 | 52.7037
2030 | 4 | 18 | 19 | 50.7963
2030 | 4 | 18 | 20 | 50.5264
2030 | 4 | 18 | 21 | 47.7069
2030 | 4 | 18 | 22 | 44.5071
2030 | 4 | 18 | 23 | 41.3539
2030 | 4 | 19 | 0 | 39.6977
2030 | 4 | 19 | 1 | 36.7772
2030 | 4 | 19 | 2 | 36.4258
2030 | 4 | 19 | 3 | 36.3211
2030 | 4 | 19 | 4 | 36.5209
2030 | 4 | 19 | 5 | 37.467
2030 | 4 | 19 | 6 | 38.1648
2030 | 4 | 19 | 7 | 38.1786
2030 | 4 | 19 | 8 | 39.0211
2030 | 4 | 19 | 9 | 38.3139
2030 | 4 | 19 | 10 | 34.7321
2030 | 4 | 19 | 11 | 33.7705
2030 | 4 | 19 | 12 | 31.6328
2030 | 4 | 19 | 13 | 31.0456
2030 | 4 | 19 | 14 | 29.9384
2030 | 4 | 19 | 15 | 30.6072
2030 | 4 | 19 | 16 | 32.1006
2030 | 4 | 19 | 17 | 34.7383
2030 | 4 | 19 | 18 | 45.99
2030 | 4 | 19 | 19 | 45.8301
2030 | 4 | 19 | 20 | 45.8367
2030 | 4 | 19 | 21 | 43.337
2030 | 4 | 19 | 22 | 40.8145
2030 | 4 | 19 | 23 | 38.503
2030 | 4 | 20 | 0 | 37.963
2030 | 4 | 20 | 1 | 39.185
2030 | 4 | 20 | 2 | 38.7757
2030 | 4 | 20 | 3 | 38.7117
2030 | 4 | 20 | 4 | 39.0913
2030 | 4 | 20 | 5 | 40.2108
2030 | 4 | 20 | 6 | 42.5652
2030 | 4 | 20 | 7 | 42.9076
2030 | 4 | 20 | 8 | 42.1964
2030 | 4 | 20 | 9 | 40.5093
2030 | 4 | 20 | 10 | 38.8031
2030 | 4 | 20 | 11 | 36.5733
2030 | 4 | 20 | 12 | 36.9775
2030 | 4 | 20 | 13 | 37.9116
2030 | 4 | 20 | 14 | 36.7306
2030 | 4 | 20 | 15 | 37.2123
2030 | 4 | 20 | 16 | 39.2496
2030 | 4 | 20 | 17 | 41.8414
2030 | 4 | 20 | 18 | 44.4707
2030 | 4 | 20 | 19 | 46.0867
2030 | 4 | 20 | 20 | 46.1525
2030 | 4 | 20 | 21 | 43.8476
2030 | 4 | 20 | 22 | 41.2748
2030 | 4 | 20 | 23 | 39.2159
2030 | 4 | 21 | 0 | 39.6369
2030 | 4 | 21 | 1 | 39.3297
2030 | 4 | 21 | 2 | 39.0695
2030 | 4 | 21 | 3 | 39.0244
2030 | 4 | 21 | 4 | 39.3943
2030 | 4 | 21 | 5 | 40.0007
2030 | 4 | 21 | 6 | 41.3601
2030 | 4 | 21 | 7 | 41.4536
2030 | 4 | 21 | 8 | 40.1407
2030 | 4 | 21 | 9 | 39.9197
2030 | 4 | 21 | 10 | 39.3839
2030 | 4 | 21 | 11 | 37.7194
2030 | 4 | 21 | 12 | 37.5097
2030 | 4 | 21 | 13 | 38.5965
2030 | 4 | 21 | 14 | 38.6307
2030 | 4 | 21 | 15 | 37.6522
2030 | 4 | 21 | 16 | 37.9939
2030 | 4 | 21 | 17 | 37.984
2030 | 4 | 21 | 18 | 42.2496
2030 | 4 | 21 | 19 | 43.7153
2030 | 4 | 21 | 20 | 44.8587
2030 | 4 | 21 | 21 | 43.4454
2030 | 4 | 21 | 22 | 41.0881
2030 | 4 | 21 | 23 | 39.3096
2030 | 4 | 22 | 0 | 37.9982
2030 | 4 | 22 | 1 | 39.0646
2030 | 4 | 22 | 2 | 39.0832
2030 | 4 | 22 | 3 | 39.3928
2030 | 4 | 22 | 4 | 40.2159
2030 | 4 | 22 | 5 | 41.8062
2030 | 4 | 22 | 6 | 42.9756
2030 | 4 | 22 | 7 | 45.7638
2030 | 4 | 22 | 8 | 49.3732
2030 | 4 | 22 | 9 | 48.0384
2030 | 4 | 22 | 10 | 46.3484
2030 | 4 | 22 | 11 | 42.5055
2030 | 4 | 22 | 12 | 45.763
2030 | 4 | 22 | 13 | 47.1299
2030 | 4 | 22 | 14 | 49.2834
2030 | 4 | 22 | 15 | 50.2427
2030 | 4 | 22 | 16 | 50.7071
2030 | 4 | 22 | 17 | 51.3799
2030 | 4 | 22 | 18 | 53.2767
2030 | 4 | 22 | 19 | 51.9851
2030 | 4 | 22 | 20 | 51.5032
2030 | 4 | 22 | 21 | 48.5677
2030 | 4 | 22 | 22 | 44.4942
2030 | 4 | 22 | 23 | 41.2629
2030 | 4 | 23 | 0 | 44.8087
2030 | 4 | 23 | 1 | 41.8988
2030 | 4 | 23 | 2 | 41.513
2030 | 4 | 23 | 3 | 41.6086
2030 | 4 | 23 | 4 | 42.0951
2030 | 4 | 23 | 5 | 43.9136
2030 | 4 | 23 | 6 | 47.4347
2030 | 4 | 23 | 7 | 50.1378
2030 | 4 | 23 | 8 | 51.9694
2030 | 4 | 23 | 9 | 51.9853
2030 | 4 | 23 | 10 | 49.6308
2030 | 4 | 23 | 11 | 46.8047
2030 | 4 | 23 | 12 | 42.498
2030 | 4 | 23 | 13 | 43.6872
2030 | 4 | 23 | 14 | 43.0193
2030 | 4 | 23 | 15 | 43.205
2030 | 4 | 23 | 16 | 43.7378
2030 | 4 | 23 | 17 | 43.5149
2030 | 4 | 23 | 18 | 52.8525
2030 | 4 | 23 | 19 | 50.992
2030 | 4 | 23 | 20 | 50.6311
2030 | 4 | 23 | 21 | 48.0076
2030 | 4 | 23 | 22 | 44.5383
2030 | 4 | 23 | 23 | 41.601
2030 | 4 | 24 | 0 | 40.4158
2030 | 4 | 24 | 1 | 41.6052
2030 | 4 | 24 | 2 | 41.5034
2030 | 4 | 24 | 3 | 41.9422
2030 | 4 | 24 | 4 | 42.8157
2030 | 4 | 24 | 5 | 45.0299
2030 | 4 | 24 | 6 | 47.4324
2030 | 4 | 24 | 7 | 50.0907
2030 | 4 | 24 | 8 | 52.1537
2030 | 4 | 24 | 9 | 52.2099
2030 | 4 | 24 | 10 | 49.1427
2030 | 4 | 24 | 11 | 45.3964
2030 | 4 | 24 | 12 | 46.796
2030 | 4 | 24 | 13 | 48.1104
2030 | 4 | 24 | 14 | 48.5386
2030 | 4 | 24 | 15 | 49.6145
2030 | 4 | 24 | 16 | 52.062
2030 | 4 | 24 | 17 | 54.8895
2030 | 4 | 24 | 18 | 57.1599
2030 | 4 | 24 | 19 | 55.803
2030 | 4 | 24 | 20 | 55.7218
2030 | 4 | 24 | 21 | 53.5252
2030 | 4 | 24 | 22 | 49.9219
2030 | 4 | 24 | 23 | 46.8584
2030 | 4 | 25 | 0 | 45.336
2030 | 4 | 25 | 1 | 45.5203
2030 | 4 | 25 | 2 | 45.3426
2030 | 4 | 25 | 3 | 45.5944
2030 | 4 | 25 | 4 | 46.2788
2030 | 4 | 25 | 5 | 48.2888
2030 | 4 | 25 | 6 | 51.5858
2030 | 4 | 25 | 7 | 52.6534
2030 | 4 | 25 | 8 | 49.1568
2030 | 4 | 25 | 9 | 46.2227
2030 | 4 | 25 | 10 | 45.6047
2030 | 4 | 25 | 11 | 43.9601
2030 | 4 | 25 | 12 | 48.4165
2030 | 4 | 25 | 13 | 49.124
2030 | 4 | 25 | 14 | 48.7073
2030 | 4 | 25 | 15 | 49.2715
2030 | 4 | 25 | 16 | 50.7472
2030 | 4 | 25 | 17 | 51.7991
2030 | 4 | 25 | 18 | 55.9477
2030 | 4 | 25 | 19 | 53.9609
2030 | 4 | 25 | 20 | 53.7367
2030 | 4 | 25 | 21 | 51.3981
2030 | 4 | 25 | 22 | 48.0004
2030 | 4 | 25 | 23 | 44.8935
2030 | 4 | 26 | 0 | 44.38
2030 | 4 | 26 | 1 | 41.7598
2030 | 4 | 26 | 2 | 41.2829
2030 | 4 | 26 | 3 | 41.2538
2030 | 4 | 26 | 4 | 41.6351
2030 | 4 | 26 | 5 | 43.4362
2030 | 4 | 26 | 6 | 46.5706
2030 | 4 | 26 | 7 | 48.5966
2030 | 4 | 26 | 8 | 48.5304
2030 | 4 | 26 | 9 | 48.5147
2030 | 4 | 26 | 10 | 49.3164
2030 | 4 | 26 | 11 | 48.3035
2030 | 4 | 26 | 12 | 49.3347
2030 | 4 | 26 | 13 | 50.1377
2030 | 4 | 26 | 14 | 49.5542
2030 | 4 | 26 | 15 | 48.03
2030 | 4 | 26 | 16 | 45.1725
2030 | 4 | 26 | 17 | 41.9234
2030 | 4 | 26 | 18 | 42.4059
2030 | 4 | 26 | 19 | 43.3684
2030 | 4 | 26 | 20 | 43.083
2030 | 4 | 26 | 21 | 41.3686
2030 | 4 | 26 | 22 | 38.782
2030 | 4 | 26 | 23 | 36.1668
2030 | 4 | 27 | 0 | 37.4272
2030 | 4 | 27 | 1 | 35.7336
2030 | 4 | 27 | 2 | 35.0471
2030 | 4 | 27 | 3 | 34.7755
2030 | 4 | 27 | 4 | 34.9386
2030 | 4 | 27 | 5 | 35.7542
2030 | 4 | 27 | 6 | 36.7456
2030 | 4 | 27 | 7 | 37.4649
2030 | 4 | 27 | 8 | 42.162
2030 | 4 | 27 | 9 | 47.1775
2030 | 4 | 27 | 10 | 45.5596
2030 | 4 | 27 | 11 | 43.4988
2030 | 4 | 27 | 12 | 44.1587
2030 | 4 | 27 | 13 | 43.9599
2030 | 4 | 27 | 14 | 43.6811
2030 | 4 | 27 | 15 | 44.2397
2030 | 4 | 27 | 16 | 45.0696
2030 | 4 | 27 | 17 | 46.8887
2030 | 4 | 27 | 18 | 49.2381
2030 | 4 | 27 | 19 | 46.4365
2030 | 4 | 27 | 20 | 44.872
2030 | 4 | 27 | 21 | 42.0774
2030 | 4 | 27 | 22 | 39.1344
2030 | 4 | 27 | 23 | 36.8636
2030 | 4 | 28 | 0 | 35.4141
2030 | 4 | 28 | 1 | 33.1877
2030 | 4 | 28 | 2 | 32.5458
2030 | 4 | 28 | 3 | 32.447
2030 | 4 | 28 | 4 | 32.5802
2030 | 4 | 28 | 5 | 33.2274
2030 | 4 | 28 | 6 | 34.1467
2030 | 4 | 28 | 7 | 34.5794
2030 | 4 | 28 | 8 | 39.799
2030 | 4 | 28 | 9 | 42.8977
2030 | 4 | 28 | 10 | 39.2856
2030 | 4 | 28 | 11 | 35.7338
2030 | 4 | 28 | 12 | 35.6929
2030 | 4 | 28 | 13 | 36.492
2030 | 4 | 28 | 14 | 37.0603
2030 | 4 | 28 | 15 | 38.9566
2030 | 4 | 28 | 16 | 40.7843
2030 | 4 | 28 | 17 | 44.723
2030 | 4 | 28 | 18 | 49.8355
2030 | 4 | 28 | 19 | 45.4212
2030 | 4 | 28 | 20 | 44.3673
2030 | 4 | 28 | 21 | 41.3544
2030 | 4 | 28 | 22 | 37.8247
2030 | 4 | 28 | 23 | 35.3295
2030 | 4 | 29 | 0 | 33.847
2030 | 4 | 29 | 1 | 35.8872
2030 | 4 | 29 | 2 | 35.8999
2030 | 4 | 29 | 3 | 36.3139
2030 | 4 | 29 | 4 | 37.1293
2030 | 4 | 29 | 5 | 39.4388
2030 | 4 | 29 | 6 | 42.3908
2030 | 4 | 29 | 7 | 45.1937
2030 | 4 | 29 | 8 | 50.8669
2030 | 4 | 29 | 9 | 55.4829
2030 | 4 | 29 | 10 | 53.2186
2030 | 4 | 29 | 11 | 49.5251
2030 | 4 | 29 | 12 | 49.2045
2030 | 4 | 29 | 13 | 50.3312
2030 | 4 | 29 | 14 | 49.5195
2030 | 4 | 29 | 15 | 50.4257
2030 | 4 | 29 | 16 | 53.7335
2030 | 4 | 29 | 17 | 56.3265
2030 | 4 | 29 | 18 | 60.5737
2030 | 4 | 29 | 19 | 56.4196
2030 | 4 | 29 | 20 | 55.3089
2030 | 4 | 29 | 21 | 52.4444
2030 | 4 | 29 | 22 | 48.285
2030 | 4 | 29 | 23 | 44.7526
2030 | 4 | 30 | 0 | 43.1322
2030 | 4 | 30 | 1 | 46.2772
2030 | 4 | 30 | 2 | 46.0148
2030 | 4 | 30 | 3 | 46.3898
2030 | 4 | 30 | 4 | 47.1647
2030 | 4 | 30 | 5 | 49.5379
2030 | 4 | 30 | 6 | 53.0366
2030 | 4 | 30 | 7 | 55.4363
2030 | 4 | 30 | 8 | 58.141
2030 | 4 | 30 | 9 | 60.4285
2030 | 4 | 30 | 10 | 57.8632
2030 | 4 | 30 | 11 | 53.4157
2030 | 4 | 30 | 12 | 54.7272
2030 | 4 | 30 | 13 | 55.2055
2030 | 4 | 30 | 14 | 54.0923
2030 | 4 | 30 | 15 | 55.0096
2030 | 4 | 30 | 16 | 58.3544
2030 | 4 | 30 | 17 | 59.1957
2030 | 4 | 30 | 18 | 57.2575
2030 | 4 | 30 | 19 | 58.1726
2030 | 4 | 30 | 20 | 58.884
2030 | 4 | 30 | 21 | 56.8008
2030 | 4 | 30 | 22 | 52.8281
2030 | 4 | 30 | 23 | 49.1292
2030 | 5 | 1 | 0 | 48.9984
2030 | 5 | 1 | 1 | 53.8167
2030 | 5 | 1 | 2 | 53.6476
2030 | 5 | 1 | 3 | 54.0043
2030 | 5 | 1 | 4 | 54.7252
2030 | 5 | 1 | 5 | 57.3789
2030 | 5 | 1 | 6 | 60.51
2030 | 5 | 1 | 7 | 61.893
2030 | 5 | 1 | 8 | 60.1091
2030 | 5 | 1 | 9 | 58.6268
2030 | 5 | 1 | 10 | 56.7274
2030 | 5 | 1 | 11 | 53.129
2030 | 5 | 1 | 12 | 56.6761
2030 | 5 | 1 | 13 | 57.7928
2030 | 5 | 1 | 14 | 58.147
2030 | 5 | 1 | 15 | 57.6508
2030 | 5 | 1 | 16 | 58.0819
2030 | 5 | 1 | 17 | 57.9559
2030 | 5 | 1 | 18 | 68.5618
2030 | 5 | 1 | 19 | 65.8234
2030 | 5 | 1 | 20 | 65.7688
2030 | 5 | 1 | 21 | 63.416
2030 | 5 | 1 | 22 | 58.1844
2030 | 5 | 1 | 23 | 53.9002
2030 | 5 | 2 | 0 | 52.773
2030 | 5 | 2 | 1 | 55.169
2030 | 5 | 2 | 2 | 54.6775
2030 | 5 | 2 | 3 | 54.8544
2030 | 5 | 2 | 4 | 55.5075
2030 | 5 | 2 | 5 | 58.367
2030 | 5 | 2 | 6 | 62.6412
2030 | 5 | 2 | 7 | 65.5646
2030 | 5 | 2 | 8 | 67.7803
2030 | 5 | 2 | 9 | 68.7386
2030 | 5 | 2 | 10 | 65.4128
2030 | 5 | 2 | 11 | 61.0639
2030 | 5 | 2 | 12 | 62.261
2030 | 5 | 2 | 13 | 63.6446
2030 | 5 | 2 | 14 | 64.8661
2030 | 5 | 2 | 15 | 65.5623
2030 | 5 | 2 | 16 | 66.7012
2030 | 5 | 2 | 17 | 67.3473
2030 | 5 | 2 | 18 | 64.2
2030 | 5 | 2 | 19 | 66.7705
2030 | 5 | 2 | 20 | 68.3948
2030 | 5 | 2 | 21 | 66.9745
2030 | 5 | 2 | 22 | 62.2985
2030 | 5 | 2 | 23 | 57.9018
2030 | 5 | 3 | 0 | 55.6919
2030 | 5 | 3 | 1 | 57.1534
2030 | 5 | 3 | 2 | 56.5309
2030 | 5 | 3 | 3 | 56.5542
2030 | 5 | 3 | 4 | 57.1852
2030 | 5 | 3 | 5 | 60.08
2030 | 5 | 3 | 6 | 63.3608
2030 | 5 | 3 | 7 | 65.3831
2030 | 5 | 3 | 8 | 63.3835
2030 | 5 | 3 | 9 | 63.3008
2030 | 5 | 3 | 10 | 64.5505
2030 | 5 | 3 | 11 | 63.9896
2030 | 5 | 3 | 12 | 65.2116
2030 | 5 | 3 | 13 | 66.184
2030 | 5 | 3 | 14 | 66.882
2030 | 5 | 3 | 15 | 65.9088
2030 | 5 | 3 | 16 | 65.5873
2030 | 5 | 3 | 17 | 64.8655
2030 | 5 | 3 | 18 | 72.6899
2030 | 5 | 3 | 19 | 70.1149
2030 | 5 | 3 | 20 | 69.9935
2030 | 5 | 3 | 21 | 67.7788
2030 | 5 | 3 | 22 | 62.9977
2030 | 5 | 3 | 23 | 58.3573
2030 | 5 | 4 | 0 | 55.3869
2030 | 5 | 4 | 1 | 53.9282
2030 | 5 | 4 | 2 | 53.5113
2030 | 5 | 4 | 3 | 53.6801
2030 | 5 | 4 | 4 | 54.2908
2030 | 5 | 4 | 5 | 56.105
2030 | 5 | 4 | 6 | 58.5093
2030 | 5 | 4 | 7 | 57.9046
2030 | 5 | 4 | 8 | 55.8176
2030 | 5 | 4 | 9 | 56.4282
2030 | 5 | 4 | 10 | 56.6271
2030 | 5 | 4 | 11 | 51.8868
2030 | 5 | 4 | 12 | 51.2886
2030 | 5 | 4 | 13 | 52.4531
2030 | 5 | 4 | 14 | 54.9471
2030 | 5 | 4 | 15 | 55.8644
2030 | 5 | 4 | 16 | 55.3889
2030 | 5 | 4 | 17 | 54.089
2030 | 5 | 4 | 18 | 60.1196
2030 | 5 | 4 | 19 | 65.9938
2030 | 5 | 4 | 20 | 67.6058
2030 | 5 | 4 | 21 | 66.3084
2030 | 5 | 4 | 22 | 62.6364
2030 | 5 | 4 | 23 | 59.3945
2030 | 5 | 5 | 0 | 57.0223
2030 | 5 | 5 | 1 | 54.7981
2030 | 5 | 5 | 2 | 54.2449
2030 | 5 | 5 | 3 | 54.3083
2030 | 5 | 5 | 4 | 54.8368
2030 | 5 | 5 | 5 | 56.5023
2030 | 5 | 5 | 6 | 56.5682
2030 | 5 | 5 | 7 | 56.8087
2030 | 5 | 5 | 8 | 61.5455
2030 | 5 | 5 | 9 | 65.0095
2030 | 5 | 5 | 10 | 61.7478
2030 | 5 | 5 | 11 | 56.3935
2030 | 5 | 5 | 12 | 58.3936
2030 | 5 | 5 | 13 | 58.7857
2030 | 5 | 5 | 14 | 59.1412
2030 | 5 | 5 | 15 | 61.5027
2030 | 5 | 5 | 16 | 66.6497
2030 | 5 | 5 | 17 | 71.8651
2030 | 5 | 5 | 18 | 71.9641
2030 | 5 | 5 | 19 | 68.255
2030 | 5 | 5 | 20 | 67.6847
2030 | 5 | 5 | 21 | 64.7509
2030 | 5 | 5 | 22 | 59.3706
2030 | 5 | 5 | 23 | 55.3366
2030 | 5 | 6 | 0 | 56.4627
2030 | 5 | 6 | 1 | 52.6865
2030 | 5 | 6 | 2 | 52.5159
2030 | 5 | 6 | 3 | 52.8009
2030 | 5 | 6 | 4 | 53.4968
2030 | 5 | 6 | 5 | 56.3604
2030 | 5 | 6 | 6 | 60.692
2030 | 5 | 6 | 7 | 63.0084
2030 | 5 | 6 | 8 | 64.775
2030 | 5 | 6 | 9 | 67.2474
2030 | 5 | 6 | 10 | 66.8706
2030 | 5 | 6 | 11 | 62.8852
2030 | 5 | 6 | 12 | 61.005
2030 | 5 | 6 | 13 | 61.8967
2030 | 5 | 6 | 14 | 62.2537
2030 | 5 | 6 | 15 | 62.0249
2030 | 5 | 6 | 16 | 62.6083
2030 | 5 | 6 | 17 | 61.5104
2030 | 5 | 6 | 18 | 66.5173
2030 | 5 | 6 | 19 | 67.0651
2030 | 5 | 6 | 20 | 67.8061
2030 | 5 | 6 | 21 | 65.5827
2030 | 5 | 6 | 22 | 60.0959
2030 | 5 | 6 | 23 | 55.4259
2030 | 5 | 7 | 0 | 55.4336
2030 | 5 | 7 | 1 | 54.8229
2030 | 5 | 7 | 2 | 54.3639
2030 | 5 | 7 | 3 | 54.6616
2030 | 5 | 7 | 4 | 55.3744
2030 | 5 | 7 | 5 | 58.2928
2030 | 5 | 7 | 6 | 60.9508
2030 | 5 | 7 | 7 | 63.1584
2030 | 5 | 7 | 8 | 64.2152
2030 | 5 | 7 | 9 | 65.2754
2030 | 5 | 7 | 10 | 67.1195
2030 | 5 | 7 | 11 | 66.2718
2030 | 5 | 7 | 12 | 68.2634
2030 | 5 | 7 | 13 | 69.1036
2030 | 5 | 7 | 14 | 70.0627
2030 | 5 | 7 | 15 | 69.5087
2030 | 5 | 7 | 16 | 66.2142
2030 | 5 | 7 | 17 | 61.8767
2030 | 5 | 7 | 18 | 66.2217
2030 | 5 | 7 | 19 | 65.3276
2030 | 5 | 7 | 20 | 65.8242
2030 | 5 | 7 | 21 | 64.1332
2030 | 5 | 7 | 22 | 59.439
2030 | 5 | 7 | 23 | 55.0424
2030 | 5 | 8 | 0 | 53.6228
2030 | 5 | 8 | 1 | 51.6227
2030 | 5 | 8 | 2 | 50.8634
2030 | 5 | 8 | 3 | 50.6545
2030 | 5 | 8 | 4 | 51.1838
2030 | 5 | 8 | 5 | 53.6711
2030 | 5 | 8 | 6 | 57.902
2030 | 5 | 8 | 7 | 59.7936
2030 | 5 | 8 | 8 | 58.144
2030 | 5 | 8 | 9 | 59.045
2030 | 5 | 8 | 10 | 62.0495
2030 | 5 | 8 | 11 | 62.3514
2030 | 5 | 8 | 12 | 62.6655
2030 | 5 | 8 | 13 | 64.0323
2030 | 5 | 8 | 14 | 66.2686
2030 | 5 | 8 | 15 | 64.6719
2030 | 5 | 8 | 16 | 61.1467
2030 | 5 | 8 | 17 | 59.3154
2030 | 5 | 8 | 18 | 60.5788
2030 | 5 | 8 | 19 | 65.7917
2030 | 5 | 8 | 20 | 67.5122
2030 | 5 | 8 | 21 | 66.0755
2030 | 5 | 8 | 22 | 60.6147
2030 | 5 | 8 | 23 | 55.6761
2030 | 5 | 9 | 0 | 54.7631
2030 | 5 | 9 | 1 | 51.5893
2030 | 5 | 9 | 2 | 50.9549
2030 | 5 | 9 | 3 | 51.0614
2030 | 5 | 9 | 4 | 51.8165
2030 | 5 | 9 | 5 | 54.4254
2030 | 5 | 9 | 6 | 57.3974
2030 | 5 | 9 | 7 | 59.5705
2030 | 5 | 9 | 8 | 61.1674
2030 | 5 | 9 | 9 | 63.7705
2030 | 5 | 9 | 10 | 64.9214
2030 | 5 | 9 | 11 | 64.106
2030 | 5 | 9 | 12 | 61.8217
2030 | 5 | 9 | 13 | 64.9193
2030 | 5 | 9 | 14 | 66.3085
2030 | 5 | 9 | 15 | 65.1666
2030 | 5 | 9 | 16 | 59.6425
2030 | 5 | 9 | 17 | 58.9453
2030 | 5 | 9 | 18 | 67.9532
2030 | 5 | 9 | 19 | 71.0381
2030 | 5 | 9 | 20 | 71.5038
2030 | 5 | 9 | 21 | 69.2882
2030 | 5 | 9 | 22 | 63.7085
2030 | 5 | 9 | 23 | 57.8156
2030 | 5 | 10 | 0 | 55.1636
2030 | 5 | 10 | 1 | 53.5958
2030 | 5 | 10 | 2 | 52.5881
2030 | 5 | 10 | 3 | 52.267
2030 | 5 | 10 | 4 | 52.6485
2030 | 5 | 10 | 5 | 54.913
2030 | 5 | 10 | 6 | 57.7364
2030 | 5 | 10 | 7 | 60.1824
2030 | 5 | 10 | 8 | 61.1742
2030 | 5 | 10 | 9 | 62.7148
2030 | 5 | 10 | 10 | 62.1036
2030 | 5 | 10 | 11 | 61.5299
2030 | 5 | 10 | 12 | 64.8998
2030 | 5 | 10 | 13 | 66.6337
2030 | 5 | 10 | 14 | 66.0979
2030 | 5 | 10 | 15 | 64.4672
2030 | 5 | 10 | 16 | 64.445
2030 | 5 | 10 | 17 | 66.6413
2030 | 5 | 10 | 18 | 74.4685
2030 | 5 | 10 | 19 | 75.469
2030 | 5 | 10 | 20 | 75.1118
2030 | 5 | 10 | 21 | 72.7791
2030 | 5 | 10 | 22 | 67.0818
2030 | 5 | 10 | 23 | 60.7051
2030 | 5 | 11 | 0 | 57.4981
2030 | 5 | 11 | 1 | 54.816
2030 | 5 | 11 | 2 | 53.077
2030 | 5 | 11 | 3 | 52.0399
2030 | 5 | 11 | 4 | 51.6857
2030 | 5 | 11 | 5 | 52.1485
2030 | 5 | 11 | 6 | 52.585
2030 | 5 | 11 | 7 | 53.8486
2030 | 5 | 11 | 8 | 60.5673
2030 | 5 | 11 | 9 | 65.3471
2030 | 5 | 11 | 10 | 62.8221
2030 | 5 | 11 | 11 | 59.2353
2030 | 5 | 11 | 12 | 61.5293
2030 | 5 | 11 | 13 | 61.3478
2030 | 5 | 11 | 14 | 61.0572
2030 | 5 | 11 | 15 | 61.4674
2030 | 5 | 11 | 16 | 65.6395
2030 | 5 | 11 | 17 | 70.6499
2030 | 5 | 11 | 18 | 74.4124
2030 | 5 | 11 | 19 | 71.4532
2030 | 5 | 11 | 20 | 69.7411
2030 | 5 | 11 | 21 | 67.1373
2030 | 5 | 11 | 22 | 62.4874
2030 | 5 | 11 | 23 | 57.896
2030 | 5 | 12 | 0 | 55.9569
2030 | 5 | 12 | 1 | 54.7818
2030 | 5 | 12 | 2 | 53.344
2030 | 5 | 12 | 3 | 52.5416
2030 | 5 | 12 | 4 | 52.3046
2030 | 5 | 12 | 5 | 52.9002
2030 | 5 | 12 | 6 | 52.0753
2030 | 5 | 12 | 7 | 53.7044
2030 | 5 | 12 | 8 | 61.2387
2030 | 5 | 12 | 9 | 61.9775
2030 | 5 | 12 | 10 | 54.3144
2030 | 5 | 12 | 11 | 45.4837
2030 | 5 | 12 | 12 | 49.6985
2030 | 5 | 12 | 13 | 52.5569
2030 | 5 | 12 | 14 | 53.9307
2030 | 5 | 12 | 15 | 54.5084
2030 | 5 | 12 | 16 | 57.862
2030 | 5 | 12 | 17 | 63.3319
2030 | 5 | 12 | 18 | 67.1326
2030 | 5 | 12 | 19 | 66.2047
2030 | 5 | 12 | 20 | 65.9202
2030 | 5 | 12 | 21 | 63.3349
2030 | 5 | 12 | 22 | 58.1508
2030 | 5 | 12 | 23 | 53.6392
2030 | 5 | 13 | 0 | 52.2075
2030 | 5 | 13 | 1 | 52.2519
2030 | 5 | 13 | 2 | 52.142
2030 | 5 | 13 | 3 | 52.6204
2030 | 5 | 13 | 4 | 53.5048
2030 | 5 | 13 | 5 | 56.1825
2030 | 5 | 13 | 6 | 59.0589
2030 | 5 | 13 | 7 | 60.0513
2030 | 5 | 13 | 8 | 58.6346
2030 | 5 | 13 | 9 | 58.9696
2030 | 5 | 13 | 10 | 59.7433
2030 | 5 | 13 | 11 | 59.3966
2030 | 5 | 13 | 12 | 58.4022
2030 | 5 | 13 | 13 | 61.106
2030 | 5 | 13 | 14 | 59.7692
2030 | 5 | 13 | 15 | 59.7929
2030 | 5 | 13 | 16 | 59.1075
2030 | 5 | 13 | 17 | 60.0973
2030 | 5 | 13 | 18 | 61.1082
2030 | 5 | 13 | 19 | 66.0146
2030 | 5 | 13 | 20 | 67.7306
2030 | 5 | 13 | 21 | 66.6177
2030 | 5 | 13 | 22 | 61.6442
2030 | 5 | 13 | 23 | 56.3962
2030 | 5 | 14 | 0 | 55.0211
2030 | 5 | 14 | 1 | 52.1577
2030 | 5 | 14 | 2 | 51.6811
2030 | 5 | 14 | 3 | 51.7828
2030 | 5 | 14 | 4 | 52.4381
2030 | 5 | 14 | 5 | 55.0154
2030 | 5 | 14 | 6 | 58.4004
2030 | 5 | 14 | 7 | 60.2254
2030 | 5 | 14 | 8 | 59.7691
2030 | 5 | 14 | 9 | 60.672
2030 | 5 | 14 | 10 | 61.7991
2030 | 5 | 14 | 11 | 60.3591
2030 | 5 | 14 | 12 | 63.8524
2030 | 5 | 14 | 13 | 64.2812
2030 | 5 | 14 | 14 | 63.8369
2030 | 5 | 14 | 15 | 64.0796
2030 | 5 | 14 | 16 | 64.6189
2030 | 5 | 14 | 17 | 64.0096
2030 | 5 | 14 | 18 | 65.5005
2030 | 5 | 14 | 19 | 67.9566
2030 | 5 | 14 | 20 | 69.0045
2030 | 5 | 14 | 21 | 67.5999
2030 | 5 | 14 | 22 | 62.5425
2030 | 5 | 14 | 23 | 57.4292
2030 | 5 | 15 | 0 | 54.4048
2030 | 5 | 15 | 1 | 51.7716
2030 | 5 | 15 | 2 | 51.2299
2030 | 5 | 15 | 3 | 51.3436
2030 | 5 | 15 | 4 | 52.0269
2030 | 5 | 15 | 5 | 54.5448
2030 | 5 | 15 | 6 | 58.1073
2030 | 5 | 15 | 7 | 61.5346
2030 | 5 | 15 | 8 | 67.0619
2030 | 5 | 15 | 9 | 70.5143
2030 | 5 | 15 | 10 | 69.5228
2030 | 5 | 15 | 11 | 65.228
2030 | 5 | 15 | 12 | 68.3736
2030 | 5 | 15 | 13 | 69.3088
2030 | 5 | 15 | 14 | 69.2201
2030 | 5 | 15 | 15 | 67.9786
2030 | 5 | 15 | 16 | 66.886
2030 | 5 | 15 | 17 | 62.5923
2030 | 5 | 15 | 18 | 63.1846
2030 | 5 | 15 | 19 | 60.3083
2030 | 5 | 15 | 20 | 60.7748
2030 | 5 | 15 | 21 | 59.4596
2030 | 5 | 15 | 22 | 55.2454
2030 | 5 | 15 | 23 | 51.2329
2030 | 5 | 16 | 0 | 52.8103
2030 | 5 | 16 | 1 | 52.2677
2030 | 5 | 16 | 2 | 51.5869
2030 | 5 | 16 | 3 | 51.5449
2030 | 5 | 16 | 4 | 52.1479
2030 | 5 | 16 | 5 | 54.6443
2030 | 5 | 16 | 6 | 58.7296
2030 | 5 | 16 | 7 | 60.1467
2030 | 5 | 16 | 8 | 57.508
2030 | 5 | 16 | 9 | 57.1739
2030 | 5 | 16 | 10 | 58.2104
2030 | 5 | 16 | 11 | 57.6593
2030 | 5 | 16 | 12 | 55.3772
2030 | 5 | 16 | 13 | 58.0543
2030 | 5 | 16 | 14 | 59.174
2030 | 5 | 16 | 15 | 58.8669
2030 | 5 | 16 | 16 | 56.2397
2030 | 5 | 16 | 17 | 56.5405
2030 | 5 | 16 | 18 | 59.9068
2030 | 5 | 16 | 19 | 65.5913
2030 | 5 | 16 | 20 | 67.6976
2030 | 5 | 16 | 21 | 67.0672
2030 | 5 | 16 | 22 | 62.4227
2030 | 5 | 16 | 23 | 57.1651
2030 | 5 | 17 | 0 | 55.5382
2030 | 5 | 17 | 1 | 52.2431
2030 | 5 | 17 | 2 | 51.4651
2030 | 5 | 17 | 3 | 51.4729
2030 | 5 | 17 | 4 | 52.093
2030 | 5 | 17 | 5 | 54.493
2030 | 5 | 17 | 6 | 57.1225
2030 | 5 | 17 | 7 | 59.4387
2030 | 5 | 17 | 8 | 62.7154
2030 | 5 | 17 | 9 | 65.8787
2030 | 5 | 17 | 10 | 65.298
2030 | 5 | 17 | 11 | 62.5915
2030 | 5 | 17 | 12 | 66.6311
2030 | 5 | 17 | 13 | 68.1237
2030 | 5 | 17 | 14 | 66.0741
2030 | 5 | 17 | 15 | 64.1642
2030 | 5 | 17 | 16 | 64.2276
2030 | 5 | 17 | 17 | 60.6483
2030 | 5 | 17 | 18 | 62.9608
2030 | 5 | 17 | 19 | 60.312
2030 | 5 | 17 | 20 | 61.0255
2030 | 5 | 17 | 21 | 60.0001
2030 | 5 | 17 | 22 | 56.2409
2030 | 5 | 17 | 23 | 51.5589
2030 | 5 | 18 | 0 | 52.7963
2030 | 5 | 18 | 1 | 51.0423
2030 | 5 | 18 | 2 | 49.7512
2030 | 5 | 18 | 3 | 49.014
2030 | 5 | 18 | 4 | 49.0239
2030 | 5 | 18 | 5 | 49.6628
2030 | 5 | 18 | 6 | 50.3982
2030 | 5 | 18 | 7 | 51.6195
2030 | 5 | 18 | 8 | 58.1635
2030 | 5 | 18 | 9 | 61.8907
2030 | 5 | 18 | 10 | 59.5845
2030 | 5 | 18 | 11 | 54.5368
2030 | 5 | 18 | 12 | 56.1584
2030 | 5 | 18 | 13 | 56.6428
2030 | 5 | 18 | 14 | 56.1971
2030 | 5 | 18 | 15 | 56.7744
2030 | 5 | 18 | 16 | 58.4125
2030 | 5 | 18 | 17 | 60.8424
2030 | 5 | 18 | 18 | 67.308
2030 | 5 | 18 | 19 | 64.4187
2030 | 5 | 18 | 20 | 63.121
2030 | 5 | 18 | 21 | 60.7213
2030 | 5 | 18 | 22 | 56.5356
2030 | 5 | 18 | 23 | 52.4916
2030 | 5 | 19 | 0 | 51.4206
2030 | 5 | 19 | 1 | 48.4056
2030 | 5 | 19 | 2 | 47.4111
2030 | 5 | 19 | 3 | 47.1387
2030 | 5 | 19 | 4 | 47.2756
2030 | 5 | 19 | 5 | 48.0386
2030 | 5 | 19 | 6 | 48.4998
2030 | 5 | 19 | 7 | 49.73
2030 | 5 | 19 | 8 | 58.557
2030 | 5 | 19 | 9 | 60.5209
2030 | 5 | 19 | 10 | 52.6191
2030 | 5 | 19 | 11 | 45.1006
2030 | 5 | 19 | 12 | 47.5618
2030 | 5 | 19 | 13 | 49
2030 | 5 | 19 | 14 | 48.9986
2030 | 5 | 19 | 15 | 51.758
2030 | 5 | 19 | 16 | 56.1134
2030 | 5 | 19 | 17 | 62.0582
2030 | 5 | 19 | 18 | 70.6729
2030 | 5 | 19 | 19 | 64.3111
2030 | 5 | 19 | 20 | 63.8125
2030 | 5 | 19 | 21 | 61.0166
2030 | 5 | 19 | 22 | 56.0438
2030 | 5 | 19 | 23 | 51.6109
2030 | 5 | 20 | 0 | 49.6945
2030 | 5 | 20 | 1 | 52.3367
2030 | 5 | 20 | 2 | 51.0497
2030 | 5 | 20 | 3 | 50.8292
2030 | 5 | 20 | 4 | 50.9025
2030 | 5 | 20 | 5 | 51.8512
2030 | 5 | 20 | 6 | 52.4153
2030 | 5 | 20 | 7 | 52.4024
2030 | 5 | 20 | 8 | 61.3767
2030 | 5 | 20 | 9 | 66.6021
2030 | 5 | 20 | 10 | 64.5728
2030 | 5 | 20 | 11 | 59.7923
2030 | 5 | 20 | 12 | 59.3542
2030 | 5 | 20 | 13 | 60.1385
2030 | 5 | 20 | 14 | 60.5468
2030 | 5 | 20 | 15 | 60.0554
2030 | 5 | 20 | 16 | 61.3078
2030 | 5 | 20 | 17 | 61.6075
2030 | 5 | 20 | 18 | 74.4919
2030 | 5 | 20 | 19 | 67.5108
2030 | 5 | 20 | 20 | 66.1318
2030 | 5 | 20 | 21 | 63.5075
2030 | 5 | 20 | 22 | 58.4368
2030 | 5 | 20 | 23 | 54.2208
2030 | 5 | 21 | 0 | 52.1924
2030 | 5 | 21 | 1 | 50.7776
2030 | 5 | 21 | 2 | 50.0831
2030 | 5 | 21 | 3 | 50.1268
2030 | 5 | 21 | 4 | 50.6793
2030 | 5 | 21 | 5 | 53.0588
2030 | 5 | 21 | 6 | 56.9562
2030 | 5 | 21 | 7 | 60.4121
2030 | 5 | 21 | 8 | 65.6298
2030 | 5 | 21 | 9 | 68.6169
2030 | 5 | 21 | 10 | 65.7739
2030 | 5 | 21 | 11 | 60.4397
2030 | 5 | 21 | 12 | 60.8136
2030 | 5 | 21 | 13 | 61.6278
2030 | 5 | 21 | 14 | 61.5495
2030 | 5 | 21 | 15 | 61.8784
2030 | 5 | 21 | 16 | 62.7735
2030 | 5 | 21 | 17 | 62.2183
2030 | 5 | 21 | 18 | 71.3948
2030 | 5 | 21 | 19 | 67.7927
2030 | 5 | 21 | 20 | 67.3722
2030 | 5 | 21 | 21 | 65.4756
2030 | 5 | 21 | 22 | 60.6836
2030 | 5 | 21 | 23 | 55.9937
2030 | 5 | 22 | 0 | 53.857
2030 | 5 | 22 | 1 | 52.8583
2030 | 5 | 22 | 2 | 52.2192
2030 | 5 | 22 | 3 | 52.2381
2030 | 5 | 22 | 4 | 52.8454
2030 | 5 | 22 | 5 | 55.161
2030 | 5 | 22 | 6 | 58.7808
2030 | 5 | 22 | 7 | 62.649
2030 | 5 | 22 | 8 | 68.8045
2030 | 5 | 22 | 9 | 70.4019
2030 | 5 | 22 | 10 | 64.4098
2030 | 5 | 22 | 11 | 58.1978
2030 | 5 | 22 | 12 | 60.9929
2030 | 5 | 22 | 13 | 63.185
2030 | 5 | 22 | 14 | 61.6176
2030 | 5 | 22 | 15 | 62.4062
2030 | 5 | 22 | 16 | 64.6865
2030 | 5 | 22 | 17 | 67.7058
2030 | 5 | 22 | 18 | 71.5732
2030 | 5 | 22 | 19 | 68.8942
2030 | 5 | 22 | 20 | 69.2989
2030 | 5 | 22 | 21 | 67.6469
2030 | 5 | 22 | 22 | 62.7323
2030 | 5 | 22 | 23 | 57.6087
2030 | 5 | 23 | 0 | 55.472
2030 | 5 | 23 | 1 | 52.5598
2030 | 5 | 23 | 2 | 51.8204
2030 | 5 | 23 | 3 | 51.88
2030 | 5 | 23 | 4 | 52.5325
2030 | 5 | 23 | 5 | 55.072
2030 | 5 | 23 | 6 | 59.204
2030 | 5 | 23 | 7 | 61.9276
2030 | 5 | 23 | 8 | 65.2671
2030 | 5 | 23 | 9 | 67.8759
2030 | 5 | 23 | 10 | 66.3681
2030 | 5 | 23 | 11 | 62.0123
2030 | 5 | 23 | 12 | 62.2575
2030 | 5 | 23 | 13 | 64.4323
2030 | 5 | 23 | 14 | 63.7697
2030 | 5 | 23 | 15 | 63.7118
2030 | 5 | 23 | 16 | 62.6979
2030 | 5 | 23 | 17 | 62.4988
2030 | 5 | 23 | 18 | 62.8564
2030 | 5 | 23 | 19 | 65.7246
2030 | 5 | 23 | 20 | 67.3751
2030 | 5 | 23 | 21 | 66.6482
2030 | 5 | 23 | 22 | 62.2249
2030 | 5 | 23 | 23 | 56.8569
2030 | 5 | 24 | 0 | 54.4222
2030 | 5 | 24 | 1 | 50.573
2030 | 5 | 24 | 2 | 49.9089
2030 | 5 | 24 | 3 | 49.8496
2030 | 5 | 24 | 4 | 50.4293
2030 | 5 | 24 | 5 | 52.622
2030 | 5 | 24 | 6 | 56.7098
2030 | 5 | 24 | 7 | 57.8846
2030 | 5 | 24 | 8 | 55.4834
2030 | 5 | 24 | 9 | 55.3018
2030 | 5 | 24 | 10 | 55.9259
2030 | 5 | 24 | 11 | 54.8715
2030 | 5 | 24 | 12 | 57.7777
2030 | 5 | 24 | 13 | 59.2492
2030 | 5 | 24 | 14 | 57.9454
2030 | 5 | 24 | 15 | 57.337
2030 | 5 | 24 | 16 | 58.1956
2030 | 5 | 24 | 17 | 58.6625
2030 | 5 | 24 | 18 | 65.123
2030 | 5 | 24 | 19 | 65.1901
2030 | 5 | 24 | 20 | 65.9223
2030 | 5 | 24 | 21 | 65.0103
2030 | 5 | 24 | 22 | 60.7785
2030 | 5 | 24 | 23 | 55.7405
2030 | 5 | 25 | 0 | 52.9916
2030 | 5 | 25 | 1 | 52.6292
2030 | 5 | 25 | 2 | 51.728
2030 | 5 | 25 | 3 | 51.4558
2030 | 5 | 25 | 4 | 51.6551
2030 | 5 | 25 | 5 | 52.5555
2030 | 5 | 25 | 6 | 52.2557
2030 | 5 | 25 | 7 | 54.2668
2030 | 5 | 25 | 8 | 61.9418
2030 | 5 | 25 | 9 | 62.7169
2030 | 5 | 25 | 10 | 55.4055
2030 | 5 | 25 | 11 | 47.845
2030 | 5 | 25 | 12 | 44.8501
2030 | 5 | 25 | 13 | 46.3062
2030 | 5 | 25 | 14 | 46.0358
2030 | 5 | 25 | 15 | 48.0304
2030 | 5 | 25 | 16 | 49.1877
2030 | 5 | 25 | 17 | 53.1316
2030 | 5 | 25 | 18 | 53.9694
2030 | 5 | 25 | 19 | 59.5549
2030 | 5 | 25 | 20 | 60.9425
2030 | 5 | 25 | 21 | 60.6968
2030 | 5 | 25 | 22 | 57.5035
2030 | 5 | 25 | 23 | 53.7584
2030 | 5 | 26 | 0 | 52.7156
2030 | 5 | 26 | 1 | 52.1518
2030 | 5 | 26 | 2 | 51.2625
2030 | 5 | 26 | 3 | 50.8434
2030 | 5 | 26 | 4 | 51.1896
2030 | 5 | 26 | 5 | 51.9527
2030 | 5 | 26 | 6 | 52.3422
2030 | 5 | 26 | 7 | 50.2885
2030 | 5 | 26 | 8 | 47.3984
2030 | 5 | 26 | 9 | 44.4071
2030 | 5 | 26 | 10 | 44.8132
2030 | 5 | 26 | 11 | 44.2713
2030 | 5 | 26 | 12 | 46.5798
2030 | 5 | 26 | 13 | 49.0725
2030 | 5 | 26 | 14 | 47.5023
2030 | 5 | 26 | 15 | 47.8243
2030 | 5 | 26 | 16 | 49.8879
2030 | 5 | 26 | 17 | 53.9492
2030 | 5 | 26 | 18 | 56.492
2030 | 5 | 26 | 19 | 61.1941
2030 | 5 | 26 | 20 | 62.4342
2030 | 5 | 26 | 21 | 61.8965
2030 | 5 | 26 | 22 | 57.9065
2030 | 5 | 26 | 23 | 53.5511
2030 | 5 | 27 | 0 | 51.7152
2030 | 5 | 27 | 1 | 50.1457
2030 | 5 | 27 | 2 | 50.0134
2030 | 5 | 27 | 3 | 50.4052
2030 | 5 | 27 | 4 | 51.2874
2030 | 5 | 27 | 5 | 53.8342
2030 | 5 | 27 | 6 | 58.0988
2030 | 5 | 27 | 7 | 58.8265
2030 | 5 | 27 | 8 | 54.8201
2030 | 5 | 27 | 9 | 52.899
2030 | 5 | 27 | 10 | 55.1562
2030 | 5 | 27 | 11 | 55.6137
2030 | 5 | 27 | 12 | 55.3941
2030 | 5 | 27 | 13 | 57.4333
2030 | 5 | 27 | 14 | 56.3421
2030 | 5 | 27 | 15 | 56.6212
2030 | 5 | 27 | 16 | 55.4718
2030 | 5 | 27 | 17 | 56.0123
2030 | 5 | 27 | 18 | 63.7857
2030 | 5 | 27 | 19 | 67.1519
2030 | 5 | 27 | 20 | 68.6971
2030 | 5 | 27 | 21 | 67.9232
2030 | 5 | 27 | 22 | 63.3214
2030 | 5 | 27 | 23 | 58.2359
2030 | 5 | 28 | 0 | 54.7569
2030 | 5 | 28 | 1 | 54.4043
2030 | 5 | 28 | 2 | 53.783
2030 | 5 | 28 | 3 | 53.9486
2030 | 5 | 28 | 4 | 54.6604
2030 | 5 | 28 | 5 | 57.0313
2030 | 5 | 28 | 6 | 60.047
2030 | 5 | 28 | 7 | 64.0726
2030 | 5 | 28 | 8 | 68.1433
2030 | 5 | 28 | 9 | 66.174
2030 | 5 | 28 | 10 | 60.6157
2030 | 5 | 28 | 11 | 54.9771
2030 | 5 | 28 | 12 | 58.4099
2030 | 5 | 28 | 13 | 60.1774
2030 | 5 | 28 | 14 | 59.2407
2030 | 5 | 28 | 15 | 60.997
2030 | 5 | 28 | 16 | 62.8649
2030 | 5 | 28 | 17 | 64.5433
2030 | 5 | 28 | 18 | 71.8753
2030 | 5 | 28 | 19 | 69.0754
2030 | 5 | 28 | 20 | 69.3406
2030 | 5 | 28 | 21 | 67.8277
2030 | 5 | 28 | 22 | 63.334
2030 | 5 | 28 | 23 | 58.3703
2030 | 5 | 29 | 0 | 56.3345
2030 | 5 | 29 | 1 | 53.1457
2030 | 5 | 29 | 2 | 52.3798
2030 | 5 | 29 | 3 | 52.3404
2030 | 5 | 29 | 4 | 53.0174
2030 | 5 | 29 | 5 | 55.2677
2030 | 5 | 29 | 6 | 57.9434
2030 | 5 | 29 | 7 | 59.9732
2030 | 5 | 29 | 8 | 59.6889
2030 | 5 | 29 | 9 | 58.7943
2030 | 5 | 29 | 10 | 59.0406
2030 | 5 | 29 | 11 | 57.4456
2030 | 5 | 29 | 12 | 60.4995
2030 | 5 | 29 | 13 | 62.9064
2030 | 5 | 29 | 14 | 63.2707
2030 | 5 | 29 | 15 | 62.3205
2030 | 5 | 29 | 16 | 58.5178
2030 | 5 | 29 | 17 | 57.0464
2030 | 5 | 29 | 18 | 65.2254
2030 | 5 | 29 | 19 | 66.7527
2030 | 5 | 29 | 20 | 67.9294
2030 | 5 | 29 | 21 | 66.9516
2030 | 5 | 29 | 22 | 62.3579
2030 | 5 | 29 | 23 | 57.1843
2030 | 5 | 30 | 0 | 54.8319
2030 | 5 | 30 | 1 | 50.7774
2030 | 5 | 30 | 2 | 50.0681
2030 | 5 | 30 | 3 | 49.9963
2030 | 5 | 30 | 4 | 50.6151
2030 | 5 | 30 | 5 | 52.7933
2030 | 5 | 30 | 6 | 57.0429
2030 | 5 | 30 | 7 | 59.9264
2030 | 5 | 30 | 8 | 63.1
2030 | 5 | 30 | 9 | 65.246
2030 | 5 | 30 | 10 | 63.6793
2030 | 5 | 30 | 11 | 59.2808
2030 | 5 | 30 | 12 | 61.9837
2030 | 5 | 30 | 13 | 63.8126
2030 | 5 | 30 | 14 | 62.9761
2030 | 5 | 30 | 15 | 63.7104
2030 | 5 | 30 | 16 | 64.8202
2030 | 5 | 30 | 17 | 66.2148
2030 | 5 | 30 | 18 | 67.7147
2030 | 5 | 30 | 19 | 67.0954
2030 | 5 | 30 | 20 | 67.7083
2030 | 5 | 30 | 21 | 66.6489
2030 | 5 | 30 | 22 | 62.1682
2030 | 5 | 30 | 23 | 57.0581
2030 | 5 | 31 | 0 | 55.427
2030 | 5 | 31 | 1 | 53.5859
2030 | 5 | 31 | 2 | 52.8653
2030 | 5 | 31 | 3 | 52.8282
2030 | 5 | 31 | 4 | 53.5045
2030 | 5 | 31 | 5 | 55.7076
2030 | 5 | 31 | 6 | 58.2502
2030 | 5 | 31 | 7 | 59.5671
2030 | 5 | 31 | 8 | 56.8445
2030 | 5 | 31 | 9 | 55.3855
2030 | 5 | 31 | 10 | 55.3783
2030 | 5 | 31 | 11 | 54.574
2030 | 5 | 31 | 12 | 52.7361
2030 | 5 | 31 | 13 | 55.9892
2030 | 5 | 31 | 14 | 55.3891
2030 | 5 | 31 | 15 | 54.2074
2030 | 5 | 31 | 16 | 50.6063
2030 | 5 | 31 | 17 | 49.5758
2030 | 5 | 31 | 18 | 53.4661
2030 | 5 | 31 | 19 | 61.8191
2030 | 5 | 31 | 20 | 64.3859
2030 | 5 | 31 | 21 | 64.9756
2030 | 5 | 31 | 22 | 61.6087
2030 | 5 | 31 | 23 | 56.4991
2030 | 6 | 1 | 0 | 54.4789
2030 | 6 | 1 | 1 | 56.9354
2030 | 6 | 1 | 2 | 55.7551
2030 | 6 | 1 | 3 | 55.0722
2030 | 6 | 1 | 4 | 55.2093
2030 | 6 | 1 | 5 | 55.6911
2030 | 6 | 1 | 6 | 55.7351
2030 | 6 | 1 | 7 | 54.858
2030 | 6 | 1 | 8 | 51.3233
2030 | 6 | 1 | 9 | 46.3191
2030 | 6 | 1 | 10 | 47.119
2030 | 6 | 1 | 11 | 46.3912
2030 | 6 | 1 | 12 | 46.4009
2030 | 6 | 1 | 13 | 48.0041
2030 | 6 | 1 | 14 | 47.2972
2030 | 6 | 1 | 15 | 47.1102
2030 | 6 | 1 | 16 | 48.3721
2030 | 6 | 1 | 17 | 53.0035
2030 | 6 | 1 | 18 | 62.2233
2030 | 6 | 1 | 19 | 67.3344
2030 | 6 | 1 | 20 | 67.8284
2030 | 6 | 1 | 21 | 67.0277
2030 | 6 | 1 | 22 | 63.8873
2030 | 6 | 1 | 23 | 59.5877
2030 | 6 | 2 | 0 | 57.3667
2030 | 6 | 2 | 1 | 55.5077
2030 | 6 | 2 | 2 | 54.1365
2030 | 6 | 2 | 3 | 53.3957
2030 | 6 | 2 | 4 | 53.4732
2030 | 6 | 2 | 5 | 53.8083
2030 | 6 | 2 | 6 | 53.8206
2030 | 6 | 2 | 7 | 51.6737
2030 | 6 | 2 | 8 | 48.4817
2030 | 6 | 2 | 9 | 44.9853
2030 | 6 | 2 | 10 | 46.9281
2030 | 6 | 2 | 11 | 47.4407
2030 | 6 | 2 | 12 | 50.3432
2030 | 6 | 2 | 13 | 51.2795
2030 | 6 | 2 | 14 | 49.5629
2030 | 6 | 2 | 15 | 49.4831
2030 | 6 | 2 | 16 | 52.3507
2030 | 6 | 2 | 17 | 58.3527
2030 | 6 | 2 | 18 | 62.2856
2030 | 6 | 2 | 19 | 65.6575
2030 | 6 | 2 | 20 | 66.0535
2030 | 6 | 2 | 21 | 64.8692
2030 | 6 | 2 | 22 | 60.9274
2030 | 6 | 2 | 23 | 56.4025
2030 | 6 | 3 | 0 | 55.7272
2030 | 6 | 3 | 1 | 51.371
2030 | 6 | 3 | 2 | 50.9394
2030 | 6 | 3 | 3 | 51.0094
2030 | 6 | 3 | 4 | 51.7527
2030 | 6 | 3 | 5 | 53.8874
2030 | 6 | 3 | 6 | 57.087
2030 | 6 | 3 | 7 | 60.1871
2030 | 6 | 3 | 8 | 62.6701
2030 | 6 | 3 | 9 | 62.1549
2030 | 6 | 3 | 10 | 62.0848
2030 | 6 | 3 | 11 | 58.8981
2030 | 6 | 3 | 12 | 59.0309
2030 | 6 | 3 | 13 | 60.7905
2030 | 6 | 3 | 14 | 61.2083
2030 | 6 | 3 | 15 | 60.5189
2030 | 6 | 3 | 16 | 59.6197
2030 | 6 | 3 | 17 | 60.4901
2030 | 6 | 3 | 18 | 70.8041
2030 | 6 | 3 | 19 | 70.3413
2030 | 6 | 3 | 20 | 70.1298
2030 | 6 | 3 | 21 | 68.3496
2030 | 6 | 3 | 22 | 63.7683
2030 | 6 | 3 | 23 | 58.7103
2030 | 6 | 4 | 0 | 58.3242
2030 | 6 | 4 | 1 | 60.5612
2030 | 6 | 4 | 2 | 59.4174
2030 | 6 | 4 | 3 | 59.2003
2030 | 6 | 4 | 4 | 59.6671
2030 | 6 | 4 | 5 | 61.3783
2030 | 6 | 4 | 6 | 63.9425
2030 | 6 | 4 | 7 | 67.0827
2030 | 6 | 4 | 8 | 66.9821
2030 | 6 | 4 | 9 | 63.7908
2030 | 6 | 4 | 10 | 63.4975
2030 | 6 | 4 | 11 | 61.7791
2030 | 6 | 4 | 12 | 65.3876
2030 | 6 | 4 | 13 | 67.6084
2030 | 6 | 4 | 14 | 67.2097
2030 | 6 | 4 | 15 | 67.6813
2030 | 6 | 4 | 16 | 72.4115
2030 | 6 | 4 | 17 | 78.1501
2030 | 6 | 4 | 18 | 82.2807
2030 | 6 | 4 | 19 | 86.4293
2030 | 6 | 4 | 20 | 85.6833
2030 | 6 | 4 | 21 | 83.5485
2030 | 6 | 4 | 22 | 78.0839
2030 | 6 | 4 | 23 | 71.223
2030 | 6 | 5 | 0 | 67.8586
2030 | 6 | 5 | 1 | 68.9305
2030 | 6 | 5 | 2 | 67.0222
2030 | 6 | 5 | 3 | 66.1738
2030 | 6 | 5 | 4 | 66.1578
2030 | 6 | 5 | 5 | 67.6569
2030 | 6 | 5 | 6 | 70.3901
2030 | 6 | 5 | 7 | 73.4878
2030 | 6 | 5 | 8 | 72.0703
2030 | 6 | 5 | 9 | 67.5623
2030 | 6 | 5 | 10 | 66.0499
2030 | 6 | 5 | 11 | 64.7285
2030 | 6 | 5 | 12 | 68.058
2030 | 6 | 5 | 13 | 70.0691
2030 | 6 | 5 | 14 | 69.9369
2030 | 6 | 5 | 15 | 69.6669
2030 | 6 | 5 | 16 | 74.0398
2030 | 6 | 5 | 17 | 82.5123
2030 | 6 | 5 | 18 | 87.6933
2030 | 6 | 5 | 19 | 93.9175
2030 | 6 | 5 | 20 | 92.4927
2030 | 6 | 5 | 21 | 90.0969
2030 | 6 | 5 | 22 | 84.2202
2030 | 6 | 5 | 23 | 76.7759
2030 | 6 | 6 | 0 | 74.2127
2030 | 6 | 6 | 1 | 71.6426
2030 | 6 | 6 | 2 | 69.402
2030 | 6 | 6 | 3 | 68.4543
2030 | 6 | 6 | 4 | 68.2045
2030 | 6 | 6 | 5 | 69.6163
2030 | 6 | 6 | 6 | 72.6234
2030 | 6 | 6 | 7 | 76.5485
2030 | 6 | 6 | 8 | 78.6999
2030 | 6 | 6 | 9 | 76.5965
2030 | 6 | 6 | 10 | 71.7126
2030 | 6 | 6 | 11 | 67.0388
2030 | 6 | 6 | 12 | 68.7513
2030 | 6 | 6 | 13 | 70.405
2030 | 6 | 6 | 14 | 71.0048
2030 | 6 | 6 | 15 | 71.418
2030 | 6 | 6 | 16 | 77.6787
2030 | 6 | 6 | 17 | 85.2964
2030 | 6 | 6 | 18 | 94.1123
2030 | 6 | 6 | 19 | 91.3087
2030 | 6 | 6 | 20 | 89.898
2030 | 6 | 6 | 21 | 87.726
2030 | 6 | 6 | 22 | 82.6475
2030 | 6 | 6 | 23 | 76.002
2030 | 6 | 7 | 0 | 73.8938
2030 | 6 | 7 | 1 | 66.0025
2030 | 6 | 7 | 2 | 64.1182
2030 | 6 | 7 | 3 | 63.1081
2030 | 6 | 7 | 4 | 62.9533
2030 | 6 | 7 | 5 | 64.415
2030 | 6 | 7 | 6 | 67.1205
2030 | 6 | 7 | 7 | 70.0992
2030 | 6 | 7 | 8 | 72.2125
2030 | 6 | 7 | 9 | 71.0053
2030 | 6 | 7 | 10 | 65.1388
2030 | 6 | 7 | 11 | 59.8349
2030 | 6 | 7 | 12 | 58.3439
2030 | 6 | 7 | 13 | 60.451
2030 | 6 | 7 | 14 | 60.1664
2030 | 6 | 7 | 15 | 59.8293
2030 | 6 | 7 | 16 | 61.7332
2030 | 6 | 7 | 17 | 65.4026
2030 | 6 | 7 | 18 | 66.4363
2030 | 6 | 7 | 19 | 72.4813
2030 | 6 | 7 | 20 | 73.3119
2030 | 6 | 7 | 21 | 72.7158
2030 | 6 | 7 | 22 | 69.1972
2030 | 6 | 7 | 23 | 63.9134
2030 | 6 | 8 | 0 | 62.0591
2030 | 6 | 8 | 1 | 61.3676
2030 | 6 | 8 | 2 | 59.9654
2030 | 6 | 8 | 3 | 59.1069
2030 | 6 | 8 | 4 | 59.1452
2030 | 6 | 8 | 5 | 59.8857
2030 | 6 | 8 | 6 | 60.446
2030 | 6 | 8 | 7 | 61.3497
2030 | 6 | 8 | 8 | 61.2755
2030 | 6 | 8 | 9 | 55.7694
2030 | 6 | 8 | 10 | 51.3843
2030 | 6 | 8 | 11 | 51.8266
2030 | 6 | 8 | 12 | 48.3086
2030 | 6 | 8 | 13 | 49.4727
2030 | 6 | 8 | 14 | 49.5126
2030 | 6 | 8 | 15 | 51.1758
2030 | 6 | 8 | 16 | 51.518
2030 | 6 | 8 | 17 | 57.5387
2030 | 6 | 8 | 18 | 64.6393
2030 | 6 | 8 | 19 | 70.8727
2030 | 6 | 8 | 20 | 71.8568
2030 | 6 | 8 | 21 | 70.9251
2030 | 6 | 8 | 22 | 67.5443
2030 | 6 | 8 | 23 | 62.7035
2030 | 6 | 9 | 0 | 60.3488
2030 | 6 | 9 | 1 | 57.9707
2030 | 6 | 9 | 2 | 56.6674
2030 | 6 | 9 | 3 | 55.8665
2030 | 6 | 9 | 4 | 56.0583
2030 | 6 | 9 | 5 | 56.5389
2030 | 6 | 9 | 6 | 56.9521
2030 | 6 | 9 | 7 | 54.9872
2030 | 6 | 9 | 8 | 49.6614
2030 | 6 | 9 | 9 | 44.749
2030 | 6 | 9 | 10 | 46.9995
2030 | 6 | 9 | 11 | 48.9395
2030 | 6 | 9 | 12 | 48.2383
2030 | 6 | 9 | 13 | 50.7636
2030 | 6 | 9 | 14 | 49.9248
2030 | 6 | 9 | 15 | 52.1221
2030 | 6 | 9 | 16 | 51.8032
2030 | 6 | 9 | 17 | 55.9507
2030 | 6 | 9 | 18 | 64.1432
2030 | 6 | 9 | 19 | 69.8072
2030 | 6 | 9 | 20 | 70.3405
2030 | 6 | 9 | 21 | 69.7826
2030 | 6 | 9 | 22 | 66.2206
2030 | 6 | 9 | 23 | 61.7213
2030 | 6 | 10 | 0 | 59.8328
2030 | 6 | 10 | 1 | 52.7262
2030 | 6 | 10 | 2 | 52.2796
2030 | 6 | 10 | 3 | 52.3946
2030 | 6 | 10 | 4 | 53.108
2030 | 6 | 10 | 5 | 55.2574
2030 | 6 | 10 | 6 | 57.1141
2030 | 6 | 10 | 7 | 59.9681
2030 | 6 | 10 | 8 | 62.8672
2030 | 6 | 10 | 9 | 61.6445
2030 | 6 | 10 | 10 | 61.2114
2030 | 6 | 10 | 11 | 58.8096
2030 | 6 | 10 | 12 | 61.9963
2030 | 6 | 10 | 13 | 63.5496
2030 | 6 | 10 | 14 | 62.8909
2030 | 6 | 10 | 15 | 61.8829
2030 | 6 | 10 | 16 | 61.9915
2030 | 6 | 10 | 17 | 62.55
2030 | 6 | 10 | 18 | 72.1686
2030 | 6 | 10 | 19 | 72.8224
2030 | 6 | 10 | 20 | 72.9731
2030 | 6 | 10 | 21 | 71.7351
2030 | 6 | 10 | 22 | 67.4081
2030 | 6 | 10 | 23 | 62.0565
2030 | 6 | 11 | 0 | 59.1053
2030 | 6 | 11 | 1 | 60.5056
2030 | 6 | 11 | 2 | 59.3554
2030 | 6 | 11 | 3 | 59.1204
2030 | 6 | 11 | 4 | 59.4446
2030 | 6 | 11 | 5 | 61.2513
2030 | 6 | 11 | 6 | 64.0313
2030 | 6 | 11 | 7 | 67.1894
2030 | 6 | 11 | 8 | 65.626
2030 | 6 | 11 | 9 | 61.4355
2030 | 6 | 11 | 10 | 60.9719
2030 | 6 | 11 | 11 | 59.4832
2030 | 6 | 11 | 12 | 63.217
2030 | 6 | 11 | 13 | 65.0568
2030 | 6 | 11 | 14 | 65.1561
2030 | 6 | 11 | 15 | 65.2954
2030 | 6 | 11 | 16 | 66.9014
2030 | 6 | 11 | 17 | 70.5954
2030 | 6 | 11 | 18 | 83.5001
2030 | 6 | 11 | 19 | 80.9961
2030 | 6 | 11 | 20 | 80.5717
2030 | 6 | 11 | 21 | 78.8909
2030 | 6 | 11 | 22 | 74.2439
2030 | 6 | 11 | 23 | 68.3071
2030 | 6 | 12 | 0 | 64.7835
2030 | 6 | 12 | 1 | 61.8768
2030 | 6 | 12 | 2 | 60.4248
2030 | 6 | 12 | 3 | 59.8844
2030 | 6 | 12 | 4 | 60.1168
2030 | 6 | 12 | 5 | 61.8369
2030 | 6 | 12 | 6 | 63.478
2030 | 6 | 12 | 7 | 65.1498
2030 | 6 | 12 | 8 | 64.3499
2030 | 6 | 12 | 9 | 61.4587
2030 | 6 | 12 | 10 | 61.2236
2030 | 6 | 12 | 11 | 60.4992
2030 | 6 | 12 | 12 | 60.3175
2030 | 6 | 12 | 13 | 63.1325
2030 | 6 | 12 | 14 | 63.1804
2030 | 6 | 12 | 15 | 61.7662
2030 | 6 | 12 | 16 | 60.9839
2030 | 6 | 12 | 17 | 66.0346
2030 | 6 | 12 | 18 | 73.8895
2030 | 6 | 12 | 19 | 79.4261
2030 | 6 | 12 | 20 | 79.1361
2030 | 6 | 12 | 21 | 77.4992
2030 | 6 | 12 | 22 | 72.6042
2030 | 6 | 12 | 23 | 66.384
2030 | 6 | 13 | 0 | 63.9309
2030 | 6 | 13 | 1 | 57.8494
2030 | 6 | 13 | 2 | 56.6303
2030 | 6 | 13 | 3 | 56.305
2030 | 6 | 13 | 4 | 56.5952
2030 | 6 | 13 | 5 | 58.3678
2030 | 6 | 13 | 6 | 59.72
2030 | 6 | 13 | 7 | 60.017
2030 | 6 | 13 | 8 | 56.0356
2030 | 6 | 13 | 9 | 52.8165
2030 | 6 | 13 | 10 | 54.9563
2030 | 6 | 13 | 11 | 56.045
2030 | 6 | 13 | 12 | 57.908
2030 | 6 | 13 | 13 | 60.5683
2030 | 6 | 13 | 14 | 60.889
2030 | 6 | 13 | 15 | 59.4295
2030 | 6 | 13 | 16 | 56.6898
2030 | 6 | 13 | 17 | 59.0129
2030 | 6 | 13 | 18 | 72.3451
2030 | 6 | 13 | 19 | 75.74
2030 | 6 | 13 | 20 | 76.1703
2030 | 6 | 13 | 21 | 75.2235
2030 | 6 | 13 | 22 | 70.8924
2030 | 6 | 13 | 23 | 64.9407
2030 | 6 | 14 | 0 | 59.4533
2030 | 6 | 14 | 1 | 57.8257
2030 | 6 | 14 | 2 | 56.6982
2030 | 6 | 14 | 3 | 56.2468
2030 | 6 | 14 | 4 | 56.5398
2030 | 6 | 14 | 5 | 58.1857
2030 | 6 | 14 | 6 | 60.3637
2030 | 6 | 14 | 7 | 63.0581
2030 | 6 | 14 | 8 | 66.5738
2030 | 6 | 14 | 9 | 67.3267
2030 | 6 | 14 | 10 | 65.5794
2030 | 6 | 14 | 11 | 61.9542
2030 | 6 | 14 | 12 | 64.773
2030 | 6 | 14 | 13 | 66.6016
2030 | 6 | 14 | 14 | 64.9841
2030 | 6 | 14 | 15 | 63.4386
2030 | 6 | 14 | 16 | 66.0431
2030 | 6 | 14 | 17 | 67.7752
2030 | 6 | 14 | 18 | 76.0417
2030 | 6 | 14 | 19 | 77.7107
2030 | 6 | 14 | 20 | 77.5211
2030 | 6 | 14 | 21 | 76.3857
2030 | 6 | 14 | 22 | 72.2101
2030 | 6 | 14 | 23 | 65.9848
2030 | 6 | 15 | 0 | 59.2459
2030 | 6 | 15 | 1 | 58.8447
2030 | 6 | 15 | 2 | 57.0449
2030 | 6 | 15 | 3 | 55.9695
2030 | 6 | 15 | 4 | 55.6677
2030 | 6 | 15 | 5 | 55.7529
2030 | 6 | 15 | 6 | 54.9681
2030 | 6 | 15 | 7 | 56.1296
2030 | 6 | 15 | 8 | 60.3548
2030 | 6 | 15 | 9 | 59.6677
2030 | 6 | 15 | 10 | 56.0874
2030 | 6 | 15 | 11 | 53.485
2030 | 6 | 15 | 12 | 57.6244
2030 | 6 | 15 | 13 | 57.6017
2030 | 6 | 15 | 14 | 56.88
2030 | 6 | 15 | 15 | 58.828
2030 | 6 | 15 | 16 | 62.5464
2030 | 6 | 15 | 17 | 67.4311
2030 | 6 | 15 | 18 | 76.9412
2030 | 6 | 15 | 19 | 76.0702
2030 | 6 | 15 | 20 | 73.9982
2030 | 6 | 15 | 21 | 71.8891
2030 | 6 | 15 | 22 | 68.0834
2030 | 6 | 15 | 23 | 63.2869
2030 | 6 | 16 | 0 | 61.6056
2030 | 6 | 16 | 1 | 57.4662
2030 | 6 | 16 | 2 | 55.7203
2030 | 6 | 16 | 3 | 54.7049
2030 | 6 | 16 | 4 | 54.3903
2030 | 6 | 16 | 5 | 54.355
2030 | 6 | 16 | 6 | 53.3005
2030 | 6 | 16 | 7 | 53.7428
2030 | 6 | 16 | 8 | 56.4361
2030 | 6 | 16 | 9 | 52.3523
2030 | 6 | 16 | 10 | 47.6099
2030 | 6 | 16 | 11 | 41.2394
2030 | 6 | 16 | 12 | 43.21
2030 | 6 | 16 | 13 | 46.1047
2030 | 6 | 16 | 14 | 47.5274
2030 | 6 | 16 | 15 | 47.3837
2030 | 6 | 16 | 16 | 48.4053
2030 | 6 | 16 | 17 | 54.5408
2030 | 6 | 16 | 18 | 58.9681
2030 | 6 | 16 | 19 | 66.4992
2030 | 6 | 16 | 20 | 67.5677
2030 | 6 | 16 | 21 | 66.7932
2030 | 6 | 16 | 22 | 62.8645
2030 | 6 | 16 | 23 | 58.2987
2030 | 6 | 17 | 0 | 56.5908
2030 | 6 | 17 | 1 | 54.6383
2030 | 6 | 17 | 2 | 54.1723
2030 | 6 | 17 | 3 | 54.3308
2030 | 6 | 17 | 4 | 55.0625
2030 | 6 | 17 | 5 | 57.1073
2030 | 6 | 17 | 6 | 59.1943
2030 | 6 | 17 | 7 | 59.3773
2030 | 6 | 17 | 8 | 53.4448
2030 | 6 | 17 | 9 | 49.9124
2030 | 6 | 17 | 10 | 54.5332
2030 | 6 | 17 | 11 | 56.1083
2030 | 6 | 17 | 12 | 57.1357
2030 | 6 | 17 | 13 | 59.7402
2030 | 6 | 17 | 14 | 59.4539
2030 | 6 | 17 | 15 | 58.5875
2030 | 6 | 17 | 16 | 57.3468
2030 | 6 | 17 | 17 | 58.4963
2030 | 6 | 17 | 18 | 61.0221
2030 | 6 | 17 | 19 | 69.3511
2030 | 6 | 17 | 20 | 71.192
2030 | 6 | 17 | 21 | 70.8358
2030 | 6 | 17 | 22 | 66.7374
2030 | 6 | 17 | 23 | 61.4232
2030 | 6 | 18 | 0 | 59.5792
2030 | 6 | 18 | 1 | 54.5509
2030 | 6 | 18 | 2 | 53.8044
2030 | 6 | 18 | 3 | 53.7114
2030 | 6 | 18 | 4 | 54.1497
2030 | 6 | 18 | 5 | 56.1239
2030 | 6 | 18 | 6 | 58.2952
2030 | 6 | 18 | 7 | 60.4914
2030 | 6 | 18 | 8 | 60.0083
2030 | 6 | 18 | 9 | 57.9761
2030 | 6 | 18 | 10 | 59.1219
2030 | 6 | 18 | 11 | 57.4631
2030 | 6 | 18 | 12 | 63.8725
2030 | 6 | 18 | 13 | 64.4194
2030 | 6 | 18 | 14 | 63.3972
2030 | 6 | 18 | 15 | 62.5391
2030 | 6 | 18 | 16 | 63.2564
2030 | 6 | 18 | 17 | 62.139
2030 | 6 | 18 | 18 | 71.1522
2030 | 6 | 18 | 19 | 69.2573
2030 | 6 | 18 | 20 | 69.3272
2030 | 6 | 18 | 21 | 68.3262
2030 | 6 | 18 | 22 | 64.4628
2030 | 6 | 18 | 23 | 59.5427
2030 | 6 | 19 | 0 | 57.1919
2030 | 6 | 19 | 1 | 56.3325
2030 | 6 | 19 | 2 | 55.4707
2030 | 6 | 19 | 3 | 55.3272
2030 | 6 | 19 | 4 | 55.7994
2030 | 6 | 19 | 5 | 57.7187
2030 | 6 | 19 | 6 | 59.9477
2030 | 6 | 19 | 7 | 62.9824
2030 | 6 | 19 | 8 | 66.6022
2030 | 6 | 19 | 9 | 66.3151
2030 | 6 | 19 | 10 | 64.5206
2030 | 6 | 19 | 11 | 60.6297
2030 | 6 | 19 | 12 | 62.8621
2030 | 6 | 19 | 13 | 64.7765
2030 | 6 | 19 | 14 | 64.372
2030 | 6 | 19 | 15 | 62.7736
2030 | 6 | 19 | 16 | 61.8595
2030 | 6 | 19 | 17 | 61.7058
2030 | 6 | 19 | 18 | 68.1065
2030 | 6 | 19 | 19 | 73.567
2030 | 6 | 19 | 20 | 73.9063
2030 | 6 | 19 | 21 | 72.8988
2030 | 6 | 19 | 22 | 68.5598
2030 | 6 | 19 | 23 | 62.9239
2030 | 6 | 20 | 0 | 58.4987
2030 | 6 | 20 | 1 | 56.1072
2030 | 6 | 20 | 2 | 55.0787
2030 | 6 | 20 | 3 | 54.8716
2030 | 6 | 20 | 4 | 55.2799
2030 | 6 | 20 | 5 | 57.2688
2030 | 6 | 20 | 6 | 58.9636
2030 | 6 | 20 | 7 | 59.6089
2030 | 6 | 20 | 8 | 54.8363
2030 | 6 | 20 | 9 | 50.9923
2030 | 6 | 20 | 10 | 53.8686
2030 | 6 | 20 | 11 | 55.1185
2030 | 6 | 20 | 12 | 58.2432
2030 | 6 | 20 | 13 | 60.607
2030 | 6 | 20 | 14 | 60.8875
2030 | 6 | 20 | 15 | 59.2896
2030 | 6 | 20 | 16 | 55.2674
2030 | 6 | 20 | 17 | 55.5512
2030 | 6 | 20 | 18 | 66.7164
2030 | 6 | 20 | 19 | 69.6065
2030 | 6 | 20 | 20 | 69.9821
2030 | 6 | 20 | 21 | 69.1492
2030 | 6 | 20 | 22 | 65.3689
2030 | 6 | 20 | 23 | 60.1009
2030 | 6 | 21 | 0 | 59.0615
2030 | 6 | 21 | 1 | 54.7816
2030 | 6 | 21 | 2 | 53.8162
2030 | 6 | 21 | 3 | 53.5693
2030 | 6 | 21 | 4 | 53.8972
2030 | 6 | 21 | 5 | 55.7324
2030 | 6 | 21 | 6 | 58.6836
2030 | 6 | 21 | 7 | 61.3827
2030 | 6 | 21 | 8 | 63.5911
2030 | 6 | 21 | 9 | 63.8304
2030 | 6 | 21 | 10 | 62.4248
2030 | 6 | 21 | 11 | 58.4467
2030 | 6 | 21 | 12 | 61.9578
2030 | 6 | 21 | 13 | 63.0276
2030 | 6 | 21 | 14 | 61.6916
2030 | 6 | 21 | 15 | 59.4312
2030 | 6 | 21 | 16 | 58.4837
2030 | 6 | 21 | 17 | 55.1755
2030 | 6 | 21 | 18 | 63.9928
2030 | 6 | 21 | 19 | 61.2542
2030 | 6 | 21 | 20 | 61.4844
2030 | 6 | 21 | 21 | 61.1446
2030 | 6 | 21 | 22 | 58.6359
2030 | 6 | 21 | 23 | 54.5779
2030 | 6 | 22 | 0 | 55.1194
2030 | 6 | 22 | 1 | 55.2662
2030 | 6 | 22 | 2 | 53.8592
2030 | 6 | 22 | 3 | 53.0919
2030 | 6 | 22 | 4 | 53.0303
2030 | 6 | 22 | 5 | 53.3072
2030 | 6 | 22 | 6 | 53.8034
2030 | 6 | 22 | 7 | 54.1335
2030 | 6 | 22 | 8 | 54.8956
2030 | 6 | 22 | 9 | 52.1704
2030 | 6 | 22 | 10 | 49.7649
2030 | 6 | 22 | 11 | 46.3401
2030 | 6 | 22 | 12 | 46.4441
2030 | 6 | 22 | 13 | 47.9046
2030 | 6 | 22 | 14 | 48.1126
2030 | 6 | 22 | 15 | 49.4241
2030 | 6 | 22 | 16 | 50.8729
2030 | 6 | 22 | 17 | 56.1
2030 | 6 | 22 | 18 | 61.5809
2030 | 6 | 22 | 19 | 66.7784
2030 | 6 | 22 | 20 | 67.4382
2030 | 6 | 22 | 21 | 66.4675
2030 | 6 | 22 | 22 | 63.1238
2030 | 6 | 22 | 23 | 58.7543
2030 | 6 | 23 | 0 | 56.7676
2030 | 6 | 23 | 1 | 54.3174
2030 | 6 | 23 | 2 | 52.8951
2030 | 6 | 23 | 3 | 52.045
2030 | 6 | 23 | 4 | 52.087
2030 | 6 | 23 | 5 | 52.2669
2030 | 6 | 23 | 6 | 51.7763
2030 | 6 | 23 | 7 | 51.1816
2030 | 6 | 23 | 8 | 52.601
2030 | 6 | 23 | 9 | 49.2097
2030 | 6 | 23 | 10 | 47.1144
2030 | 6 | 23 | 11 | 45.1161
2030 | 6 | 23 | 12 | 44.6571
2030 | 6 | 23 | 13 | 46.0863
2030 | 6 | 23 | 14 | 45.3575
2030 | 6 | 23 | 15 | 45.2145
2030 | 6 | 23 | 16 | 46.8803
2030 | 6 | 23 | 17 | 53.197
2030 | 6 | 23 | 18 | 59.8659
2030 | 6 | 23 | 19 | 65.5064
2030 | 6 | 23 | 20 | 66.382
2030 | 6 | 23 | 21 | 65.4164
2030 | 6 | 23 | 22 | 61.507
2030 | 6 | 23 | 23 | 56.9077
2030 | 6 | 24 | 0 | 55.2458
2030 | 6 | 24 | 1 | 51.0653
2030 | 6 | 24 | 2 | 50.6274
2030 | 6 | 24 | 3 | 50.6413
2030 | 6 | 24 | 4 | 51.2759
2030 | 6 | 24 | 5 | 53.3546
2030 | 6 | 24 | 6 | 55.4964
2030 | 6 | 24 | 7 | 57.1222
2030 | 6 | 24 | 8 | 54.9429
2030 | 6 | 24 | 9 | 51.7038
2030 | 6 | 24 | 10 | 54.3602
2030 | 6 | 24 | 11 | 54.0933
2030 | 6 | 24 | 12 | 56.5562
2030 | 6 | 24 | 13 | 58.0096
2030 | 6 | 24 | 14 | 58.7324
2030 | 6 | 24 | 15 | 57.613
2030 | 6 | 24 | 16 | 56.7398
2030 | 6 | 24 | 17 | 57.6066
2030 | 6 | 24 | 18 | 61.1512
2030 | 6 | 24 | 19 | 68.6132
2030 | 6 | 24 | 20 | 70.1577
2030 | 6 | 24 | 21 | 69.6464
2030 | 6 | 24 | 22 | 65.3394
2030 | 6 | 24 | 23 | 60.1598
2030 | 6 | 25 | 0 | 58.2324
2030 | 6 | 25 | 1 | 54.773
2030 | 6 | 25 | 2 | 53.9524
2030 | 6 | 25 | 3 | 53.8973
2030 | 6 | 25 | 4 | 54.4658
2030 | 6 | 25 | 5 | 56.4447
2030 | 6 | 25 | 6 | 60.5662
2030 | 6 | 25 | 7 | 63.4245
2030 | 6 | 25 | 8 | 64.3189
2030 | 6 | 25 | 9 | 63.3795
2030 | 6 | 25 | 10 | 62.5037
2030 | 6 | 25 | 11 | 58.5736
2030 | 6 | 25 | 12 | 59.3744
2030 | 6 | 25 | 13 | 61.183
2030 | 6 | 25 | 14 | 60.5638
2030 | 6 | 25 | 15 | 60.9616
2030 | 6 | 25 | 16 | 62.815
2030 | 6 | 25 | 17 | 64.7231
2030 | 6 | 25 | 18 | 63.4057
2030 | 6 | 25 | 19 | 70.0743
2030 | 6 | 25 | 20 | 72.0097
2030 | 6 | 25 | 21 | 71.4761
2030 | 6 | 25 | 22 | 67.3306
2030 | 6 | 25 | 23 | 61.9117
2030 | 6 | 26 | 0 | 59.1282
2030 | 6 | 26 | 1 | 56.5878
2030 | 6 | 26 | 2 | 55.6991
2030 | 6 | 26 | 3 | 55.6223
2030 | 6 | 26 | 4 | 56.1327
2030 | 6 | 26 | 5 | 58.0832
2030 | 6 | 26 | 6 | 60.8102
2030 | 6 | 26 | 7 | 63.8741
2030 | 6 | 26 | 8 | 66.2042
2030 | 6 | 26 | 9 | 65.7345
2030 | 6 | 26 | 10 | 64.5341
2030 | 6 | 26 | 11 | 60.3232
2030 | 6 | 26 | 12 | 64.6832
2030 | 6 | 26 | 13 | 66.1141
2030 | 6 | 26 | 14 | 64.8777
2030 | 6 | 26 | 15 | 62.9109
2030 | 6 | 26 | 16 | 62.0045
2030 | 6 | 26 | 17 | 59.9598
2030 | 6 | 26 | 18 | 65.3517
2030 | 6 | 26 | 19 | 72.0163
2030 | 6 | 26 | 20 | 72.3302
2030 | 6 | 26 | 21 | 71.2182
2030 | 6 | 26 | 22 | 66.7593
2030 | 6 | 26 | 23 | 61.0393
2030 | 6 | 27 | 0 | 59.59
2030 | 6 | 27 | 1 | 54.9742
2030 | 6 | 27 | 2 | 53.9965
2030 | 6 | 27 | 3 | 53.7483
2030 | 6 | 27 | 4 | 54.1473
2030 | 6 | 27 | 5 | 56.1085
2030 | 6 | 27 | 6 | 57.7934
2030 | 6 | 27 | 7 | 59.3203
2030 | 6 | 27 | 8 | 57.6086
2030 | 6 | 27 | 9 | 54.7152
2030 | 6 | 27 | 10 | 54.9983
2030 | 6 | 27 | 11 | 54.3924
2030 | 6 | 27 | 12 | 57.9022
2030 | 6 | 27 | 13 | 59.8397
2030 | 6 | 27 | 14 | 60.1105
2030 | 6 | 27 | 15 | 58.5312
2030 | 6 | 27 | 16 | 55.3808
2030 | 6 | 27 | 17 | 56.818
2030 | 6 | 27 | 18 | 70.5461
2030 | 6 | 27 | 19 | 74.435
2030 | 6 | 27 | 20 | 74.5121
2030 | 6 | 27 | 21 | 73.2511
2030 | 6 | 27 | 22 | 68.6144
2030 | 6 | 27 | 23 | 62.6501
2030 | 6 | 28 | 0 | 58.8031
2030 | 6 | 28 | 1 | 61.5507
2030 | 6 | 28 | 2 | 60.1634
2030 | 6 | 28 | 3 | 59.7019
2030 | 6 | 28 | 4 | 59.9634
2030 | 6 | 28 | 5 | 61.5497
2030 | 6 | 28 | 6 | 64.3853
2030 | 6 | 28 | 7 | 67.9107
2030 | 6 | 28 | 8 | 70.0111
2030 | 6 | 28 | 9 | 68.8503
2030 | 6 | 28 | 10 | 66.5236
2030 | 6 | 28 | 11 | 62.731
2030 | 6 | 28 | 12 | 64.6329
2030 | 6 | 28 | 13 | 66.651
2030 | 6 | 28 | 14 | 65.6778
2030 | 6 | 28 | 15 | 64.621
2030 | 6 | 28 | 16 | 66.851
2030 | 6 | 28 | 17 | 70.03
2030 | 6 | 28 | 18 | 75.4803
2030 | 6 | 28 | 19 | 82.2205
2030 | 6 | 28 | 20 | 81.655
2030 | 6 | 28 | 21 | 80.3653
2030 | 6 | 28 | 22 | 75.9775
2030 | 6 | 28 | 23 | 69.4782
2030 | 6 | 29 | 0 | 66.0801
2030 | 6 | 29 | 1 | 60.4526
2030 | 6 | 29 | 2 | 58.3366
2030 | 6 | 29 | 3 | 57.0505
2030 | 6 | 29 | 4 | 56.4925
2030 | 6 | 29 | 5 | 56.3732
2030 | 6 | 29 | 6 | 55.727
2030 | 6 | 29 | 7 | 55.3093
2030 | 6 | 29 | 8 | 54.0919
2030 | 6 | 29 | 9 | 51.7545
2030 | 6 | 29 | 10 | 51.9986
2030 | 6 | 29 | 11 | 50.3609
2030 | 6 | 29 | 12 | 52.9327
2030 | 6 | 29 | 13 | 54.2337
2030 | 6 | 29 | 14 | 52.2762
2030 | 6 | 29 | 15 | 51.3807
2030 | 6 | 29 | 16 | 50.2827
2030 | 6 | 29 | 17 | 56.1065
2030 | 6 | 29 | 18 | 68.7442
2030 | 6 | 29 | 19 | 75.2993
2030 | 6 | 29 | 20 | 73.5371
2030 | 6 | 29 | 21 | 71.5144
2030 | 6 | 29 | 22 | 67.3766
2030 | 6 | 29 | 23 | 62.2474
2030 | 6 | 30 | 0 | 58.2872
2030 | 6 | 30 | 1 | 57.0076
2030 | 6 | 30 | 2 | 55.1833
2030 | 6 | 30 | 3 | 54.1972
2030 | 6 | 30 | 4 | 53.9636
2030 | 6 | 30 | 5 | 53.9457
2030 | 6 | 30 | 6 | 52.1227
2030 | 6 | 30 | 7 | 50.6494
2030 | 6 | 30 | 8 | 49.9715
2030 | 6 | 30 | 9 | 46.4723
2030 | 6 | 30 | 10 | 45.7633
2030 | 6 | 30 | 11 | 47.7121
2030 | 6 | 30 | 12 | 49.7701
2030 | 6 | 30 | 13 | 50.7435
2030 | 6 | 30 | 14 | 51.748
2030 | 6 | 30 | 15 | 51.5116
2030 | 6 | 30 | 16 | 51.2906
2030 | 6 | 30 | 17 | 59.5884
2030 | 6 | 30 | 18 | 72.9125
2030 | 6 | 30 | 19 | 79.2135
2030 | 6 | 30 | 20 | 78.3477
2030 | 6 | 30 | 21 | 75.7802
2030 | 6 | 30 | 22 | 70.3274
2030 | 6 | 30 | 23 | 63.8962
2030 | 7 | 1 | 0 | 58.399
2030 | 7 | 1 | 1 | 59.6786
2030 | 7 | 1 | 2 | 57.7984
2030 | 7 | 1 | 3 | 56.654
2030 | 7 | 1 | 4 | 56.0709
2030 | 7 | 1 | 5 | 56.407
2030 | 7 | 1 | 6 | 57.0569
2030 | 7 | 1 | 7 | 59.4245
2030 | 7 | 1 | 8 | 65.1545
2030 | 7 | 1 | 9 | 67.0773
2030 | 7 | 1 | 10 | 63.4324
2030 | 7 | 1 | 11 | 65.0979
2030 | 7 | 1 | 12 | 62.9286
2030 | 7 | 1 | 13 | 64.5746
2030 | 7 | 1 | 14 | 58.8878
2030 | 7 | 1 | 15 | 56.1769
2030 | 7 | 1 | 16 | 62.2494
2030 | 7 | 1 | 17 | 72.5437
2030 | 7 | 1 | 18 | 92.5149
2030 | 7 | 1 | 19 | 87.5816
2030 | 7 | 1 | 20 | 83.533
2030 | 7 | 1 | 21 | 81.4019
2030 | 7 | 1 | 22 | 76.488
2030 | 7 | 1 | 23 | 70.9627
2030 | 7 | 2 | 0 | 65.6169
2030 | 7 | 2 | 1 | 55.7203
2030 | 7 | 2 | 2 | 54.0388
2030 | 7 | 2 | 3 | 53.2741
2030 | 7 | 2 | 4 | 53.3194
2030 | 7 | 2 | 5 | 54.6656
2030 | 7 | 2 | 6 | 57.8696
2030 | 7 | 2 | 7 | 62.0809
2030 | 7 | 2 | 8 | 69.3773
2030 | 7 | 2 | 9 | 67.4625
2030 | 7 | 2 | 10 | 61.0541
2030 | 7 | 2 | 11 | 53.8497
2030 | 7 | 2 | 12 | 57.2287
2030 | 7 | 2 | 13 | 56.7715
2030 | 7 | 2 | 14 | 55.8364
2030 | 7 | 2 | 15 | 55.6069
2030 | 7 | 2 | 16 | 60.167
2030 | 7 | 2 | 17 | 60.908
2030 | 7 | 2 | 18 | 69.915
2030 | 7 | 2 | 19 | 65.3405
2030 | 7 | 2 | 20 | 65.2815
2030 | 7 | 2 | 21 | 64.1284
2030 | 7 | 2 | 22 | 60.7864
2030 | 7 | 2 | 23 | 55.9965
2030 | 7 | 3 | 0 | 58.5365
2030 | 7 | 3 | 1 | 53.1154
2030 | 7 | 3 | 2 | 51.7247
2030 | 7 | 3 | 3 | 51.1973
2030 | 7 | 3 | 4 | 51.4532
2030 | 7 | 3 | 5 | 52.613
2030 | 7 | 3 | 6 | 54.1964
2030 | 7 | 3 | 7 | 55.1634
2030 | 7 | 3 | 8 | 53.7484
2030 | 7 | 3 | 9 | 47.964
2030 | 7 | 3 | 10 | 48.0924
2030 | 7 | 3 | 11 | 47.7127
2030 | 7 | 3 | 12 | 50.7408
2030 | 7 | 3 | 13 | 53.0201
2030 | 7 | 3 | 14 | 52.6834
2030 | 7 | 3 | 15 | 51.3886
2030 | 7 | 3 | 16 | 51.1007
2030 | 7 | 3 | 17 | 56.7046
2030 | 7 | 3 | 18 | 71.1574
2030 | 7 | 3 | 19 | 73.1187
2030 | 7 | 3 | 20 | 73.2602
2030 | 7 | 3 | 21 | 71.7144
2030 | 7 | 3 | 22 | 66.7964
2030 | 7 | 3 | 23 | 60.4193
2030 | 7 | 4 | 0 | 58.3313
2030 | 7 | 4 | 1 | 54.9607
2030 | 7 | 4 | 2 | 53.5377
2030 | 7 | 4 | 3 | 52.8268
2030 | 7 | 4 | 4 | 53.0009
2030 | 7 | 4 | 5 | 54.3703
2030 | 7 | 4 | 6 | 57.0873
2030 | 7 | 4 | 7 | 60.7041
2030 | 7 | 4 | 8 | 67.1785
2030 | 7 | 4 | 9 | 65.7615
2030 | 7 | 4 | 10 | 62.2448
2030 | 7 | 4 | 11 | 56.6151
2030 | 7 | 4 | 12 | 56.4068
2030 | 7 | 4 | 13 | 58.0278
2030 | 7 | 4 | 14 | 57.2492
2030 | 7 | 4 | 15 | 57.021
2030 | 7 | 4 | 16 | 61.0291
2030 | 7 | 4 | 17 | 69.2809
2030 | 7 | 4 | 18 | 82.0658
2030 | 7 | 4 | 19 | 83.586
2030 | 7 | 4 | 20 | 83.5159
2030 | 7 | 4 | 21 | 81.9686
2030 | 7 | 4 | 22 | 76.7896
2030 | 7 | 4 | 23 | 69.222
2030 | 7 | 5 | 0 | 61.8259
2030 | 7 | 5 | 1 | 53.402
2030 | 7 | 5 | 2 | 51.852
2030 | 7 | 5 | 3 | 51.0764
2030 | 7 | 5 | 4 | 51.1376
2030 | 7 | 5 | 5 | 52.5468
2030 | 7 | 5 | 6 | 55.0687
2030 | 7 | 5 | 7 | 58.3126
2030 | 7 | 5 | 8 | 63.1942
2030 | 7 | 5 | 9 | 60.5036
2030 | 7 | 5 | 10 | 55.9479
2030 | 7 | 5 | 11 | 50.6066
2030 | 7 | 5 | 12 | 53.5208
2030 | 7 | 5 | 13 | 53.9413
2030 | 7 | 5 | 14 | 52.2755
2030 | 7 | 5 | 15 | 50.6661
2030 | 7 | 5 | 16 | 54.0234
2030 | 7 | 5 | 17 | 56.8551
2030 | 7 | 5 | 18 | 66.0087
2030 | 7 | 5 | 19 | 64.7375
2030 | 7 | 5 | 20 | 65.0318
2030 | 7 | 5 | 21 | 64.4825
2030 | 7 | 5 | 22 | 61.4773
2030 | 7 | 5 | 23 | 56.272
2030 | 7 | 6 | 0 | 55.7286
2030 | 7 | 6 | 1 | 53.8688
2030 | 7 | 6 | 2 | 52.0444
2030 | 7 | 6 | 3 | 50.9767
2030 | 7 | 6 | 4 | 50.7238
2030 | 7 | 6 | 5 | 50.7574
2030 | 7 | 6 | 6 | 50.8934
2030 | 7 | 6 | 7 | 52.8369
2030 | 7 | 6 | 8 | 60.8867
2030 | 7 | 6 | 9 | 59.8703
2030 | 7 | 6 | 10 | 54.1076
2030 | 7 | 6 | 11 | 48.5069
2030 | 7 | 6 | 12 | 48.7837
2030 | 7 | 6 | 13 | 47.8608
2030 | 7 | 6 | 14 | 46.2046
2030 | 7 | 6 | 15 | 46.747
2030 | 7 | 6 | 16 | 50.7059
2030 | 7 | 6 | 17 | 59.4499
2030 | 7 | 6 | 18 | 70.1309
2030 | 7 | 6 | 19 | 74.2317
2030 | 7 | 6 | 20 | 72.7429
2030 | 7 | 6 | 21 | 70.8522
2030 | 7 | 6 | 22 | 66.4071
2030 | 7 | 6 | 23 | 60.7575
2030 | 7 | 7 | 0 | 55.0049
2030 | 7 | 7 | 1 | 54.9798
2030 | 7 | 7 | 2 | 52.9533
2030 | 7 | 7 | 3 | 51.7675
2030 | 7 | 7 | 4 | 51.4839
2030 | 7 | 7 | 5 | 51.2424
2030 | 7 | 7 | 6 | 50.2481
2030 | 7 | 7 | 7 | 50.1002
2030 | 7 | 7 | 8 | 53.2151
2030 | 7 | 7 | 9 | 49.9112
2030 | 7 | 7 | 10 | 47.6059
2030 | 7 | 7 | 11 | 44.814
2030 | 7 | 7 | 12 | 45.4798
2030 | 7 | 7 | 13 | 46.8235
2030 | 7 | 7 | 14 | 46.8147
2030 | 7 | 7 | 15 | 49.5717
2030 | 7 | 7 | 16 | 53.0061
2030 | 7 | 7 | 17 | 65.0345
2030 | 7 | 7 | 18 | 78.8537
2030 | 7 | 7 | 19 | 83.6372
2030 | 7 | 7 | 20 | 81.8549
2030 | 7 | 7 | 21 | 79.7531
2030 | 7 | 7 | 22 | 74.0197
2030 | 7 | 7 | 23 | 67.2505
2030 | 7 | 8 | 0 | 60.819
2030 | 7 | 8 | 1 | 57.1826
2030 | 7 | 8 | 2 | 55.8087
2030 | 7 | 8 | 3 | 55.2448
2030 | 7 | 8 | 4 | 55.5108
2030 | 7 | 8 | 5 | 57.0846
2030 | 7 | 8 | 6 | 58.9788
2030 | 7 | 8 | 7 | 61.5955
2030 | 7 | 8 | 8 | 61.2493
2030 | 7 | 8 | 9 | 55.5195
2030 | 7 | 8 | 10 | 53.936
2030 | 7 | 8 | 11 | 52.6975
2030 | 7 | 8 | 12 | 55.5673
2030 | 7 | 8 | 13 | 57.668
2030 | 7 | 8 | 14 | 57.2111
2030 | 7 | 8 | 15 | 57.0798
2030 | 7 | 8 | 16 | 58.3258
2030 | 7 | 8 | 17 | 67.5367
2030 | 7 | 8 | 18 | 83.9915
2030 | 7 | 8 | 19 | 86.8222
2030 | 7 | 8 | 20 | 85.2627
2030 | 7 | 8 | 21 | 82.9144
2030 | 7 | 8 | 22 | 76.7372
2030 | 7 | 8 | 23 | 69.415
2030 | 7 | 9 | 0 | 66.191
2030 | 7 | 9 | 1 | 63.0644
2030 | 7 | 9 | 2 | 61.1794
2030 | 7 | 9 | 3 | 60.3796
2030 | 7 | 9 | 4 | 60.392
2030 | 7 | 9 | 5 | 61.7077
2030 | 7 | 9 | 6 | 64.4059
2030 | 7 | 9 | 7 | 67.7543
2030 | 7 | 9 | 8 | 69.6137
2030 | 7 | 9 | 9 | 65.236
2030 | 7 | 9 | 10 | 61.4375
2030 | 7 | 9 | 11 | 57.4462
2030 | 7 | 9 | 12 | 57.5298
2030 | 7 | 9 | 13 | 59.5955
2030 | 7 | 9 | 14 | 59.3959
2030 | 7 | 9 | 15 | 60.1524
2030 | 7 | 9 | 16 | 63.5153
2030 | 7 | 9 | 17 | 74.0354
2030 | 7 | 9 | 18 | 88.4002
2030 | 7 | 9 | 19 | 94.4971
2030 | 7 | 9 | 20 | 92.8607
2030 | 7 | 9 | 21 | 90.3891
2030 | 7 | 9 | 22 | 83.7358
2030 | 7 | 9 | 23 | 75.5583
2030 | 7 | 10 | 0 | 67.4937
2030 | 7 | 10 | 1 | 64.9418
2030 | 7 | 10 | 2 | 62.9121
2030 | 7 | 10 | 3 | 61.8872
2030 | 7 | 10 | 4 | 61.8071
2030 | 7 | 10 | 5 | 63.0301
2030 | 7 | 10 | 6 | 65.3875
2030 | 7 | 10 | 7 | 68.9027
2030 | 7 | 10 | 8 | 73.1158
2030 | 7 | 10 | 9 | 70.1783
2030 | 7 | 10 | 10 | 65.0576
2030 | 7 | 10 | 11 | 59.8227
2030 | 7 | 10 | 12 | 60.5614
2030 | 7 | 10 | 13 | 62.7888
2030 | 7 | 10 | 14 | 62.2654
2030 | 7 | 10 | 15 | 62.144
2030 | 7 | 10 | 16 | 66.3882
2030 | 7 | 10 | 17 | 77.4888
2030 | 7 | 10 | 18 | 88.4724
2030 | 7 | 10 | 19 | 92.0958
2030 | 7 | 10 | 20 | 90.2442
2030 | 7 | 10 | 21 | 87.7854
2030 | 7 | 10 | 22 | 81.3233
2030 | 7 | 10 | 23 | 73.5478
2030 | 7 | 11 | 0 | 67.7406
2030 | 7 | 11 | 1 | 63.0299
2030 | 7 | 11 | 2 | 61.1345
2030 | 7 | 11 | 3 | 60.2339
2030 | 7 | 11 | 4 | 60.1777
2030 | 7 | 11 | 5 | 61.5857
2030 | 7 | 11 | 6 | 63.5908
2030 | 7 | 11 | 7 | 66.8387
2030 | 7 | 11 | 8 | 71.0705
2030 | 7 | 11 | 9 | 68.9597
2030 | 7 | 11 | 10 | 64.2482
2030 | 7 | 11 | 11 | 58.8291
2030 | 7 | 11 | 12 | 61.0626
2030 | 7 | 11 | 13 | 62.7474
2030 | 7 | 11 | 14 | 62.3259
2030 | 7 | 11 | 15 | 62.4248
2030 | 7 | 11 | 16 | 66.3053
2030 | 7 | 11 | 17 | 74.0485
2030 | 7 | 11 | 18 | 83.4408
2030 | 7 | 11 | 19 | 81.3432
2030 | 7 | 11 | 20 | 80.0216
2030 | 7 | 11 | 21 | 78.5723
2030 | 7 | 11 | 22 | 73.8871
2030 | 7 | 11 | 23 | 67.6806
2030 | 7 | 12 | 0 | 64.5316
2030 | 7 | 12 | 1 | 59.1802
2030 | 7 | 12 | 2 | 57.5656
2030 | 7 | 12 | 3 | 56.7963
2030 | 7 | 12 | 4 | 56.7645
2030 | 7 | 12 | 5 | 58.2596
2030 | 7 | 12 | 6 | 61.065
2030 | 7 | 12 | 7 | 65.0617
2030 | 7 | 12 | 8 | 71.8735
2030 | 7 | 12 | 9 | 72.4481
2030 | 7 | 12 | 10 | 67.7039
2030 | 7 | 12 | 11 | 59.7798
2030 | 7 | 12 | 12 | 61.7747
2030 | 7 | 12 | 13 | 62.247
2030 | 7 | 12 | 14 | 60.4815
2030 | 7 | 12 | 15 | 59.3021
2030 | 7 | 12 | 16 | 61.526
2030 | 7 | 12 | 17 | 61.8966
2030 | 7 | 12 | 18 | 70.6041
2030 | 7 | 12 | 19 | 68.4817
2030 | 7 | 12 | 20 | 67.5564
2030 | 7 | 12 | 21 | 66.9357
2030 | 7 | 12 | 22 | 63.7357
2030 | 7 | 12 | 23 | 58.8347
2030 | 7 | 13 | 0 | 57.0595
2030 | 7 | 13 | 1 | 59.1099
2030 | 7 | 13 | 2 | 57.1093
2030 | 7 | 13 | 3 | 55.9198
2030 | 7 | 13 | 4 | 55.5633
2030 | 7 | 13 | 5 | 55.7067
2030 | 7 | 13 | 6 | 56.1119
2030 | 7 | 13 | 7 | 58.1304
2030 | 7 | 13 | 8 | 63.9464
2030 | 7 | 13 | 9 | 62.479
2030 | 7 | 13 | 10 | 58.4939
2030 | 7 | 13 | 11 | 55.0002
2030 | 7 | 13 | 12 | 51.3057
2030 | 7 | 13 | 13 | 50.9531
2030 | 7 | 13 | 14 | 51.2723
2030 | 7 | 13 | 15 | 54.6801
2030 | 7 | 13 | 16 | 57.3724
2030 | 7 | 13 | 17 | 66.9269
2030 | 7 | 13 | 18 | 82.6601
2030 | 7 | 13 | 19 | 85.4665
2030 | 7 | 13 | 20 | 82.997
2030 | 7 | 13 | 21 | 80.7106
2030 | 7 | 13 | 22 | 75.699
2030 | 7 | 13 | 23 | 69.3504
2030 | 7 | 14 | 0 | 63.3744
2030 | 7 | 14 | 1 | 59.4374
2030 | 7 | 14 | 2 | 57.0486
2030 | 7 | 14 | 3 | 55.56
2030 | 7 | 14 | 4 | 55.0286
2030 | 7 | 14 | 5 | 54.6551
2030 | 7 | 14 | 6 | 54.0872
2030 | 7 | 14 | 7 | 54.8683
2030 | 7 | 14 | 8 | 59.7105
2030 | 7 | 14 | 9 | 58.0534
2030 | 7 | 14 | 10 | 54.1755
2030 | 7 | 14 | 11 | 48.7813
2030 | 7 | 14 | 12 | 50.2402
2030 | 7 | 14 | 13 | 51.8327
2030 | 7 | 14 | 14 | 51.7237
2030 | 7 | 14 | 15 | 54.2007
2030 | 7 | 14 | 16 | 58.989
2030 | 7 | 14 | 17 | 71.1324
2030 | 7 | 14 | 18 | 88.5257
2030 | 7 | 14 | 19 | 87.0188
2030 | 7 | 14 | 20 | 84.5308
2030 | 7 | 14 | 21 | 82.0431
2030 | 7 | 14 | 22 | 76.1147
2030 | 7 | 14 | 23 | 69.4145
2030 | 7 | 15 | 0 | 64.2096
2030 | 7 | 15 | 1 | 57.1373
2030 | 7 | 15 | 2 | 55.7682
2030 | 7 | 15 | 3 | 55.2257
2030 | 7 | 15 | 4 | 55.4481
2030 | 7 | 15 | 5 | 57.0792
2030 | 7 | 15 | 6 | 59.1987
2030 | 7 | 15 | 7 | 62.1931
2030 | 7 | 15 | 8 | 65.7559
2030 | 7 | 15 | 9 | 63.0043
2030 | 7 | 15 | 10 | 60.0282
2030 | 7 | 15 | 11 | 56.4226
2030 | 7 | 15 | 12 | 57.9691
2030 | 7 | 15 | 13 | 59.549
2030 | 7 | 15 | 14 | 58.8993
2030 | 7 | 15 | 15 | 58.6661
2030 | 7 | 15 | 16 | 62.6855
2030 | 7 | 15 | 17 | 70.3407
2030 | 7 | 15 | 18 | 82.4464
2030 | 7 | 15 | 19 | 80.8165
2030 | 7 | 15 | 20 | 79.3774
2030 | 7 | 15 | 21 | 77.1282
2030 | 7 | 15 | 22 | 71.5567
2030 | 7 | 15 | 23 | 65.2462
2030 | 7 | 16 | 0 | 62.828
2030 | 7 | 16 | 1 | 60.0571
2030 | 7 | 16 | 2 | 58.4599
2030 | 7 | 16 | 3 | 57.8166
2030 | 7 | 16 | 4 | 57.9574
2030 | 7 | 16 | 5 | 59.4219
2030 | 7 | 16 | 6 | 61.6254
2030 | 7 | 16 | 7 | 64.5896
2030 | 7 | 16 | 8 | 66.763
2030 | 7 | 16 | 9 | 63.6443
2030 | 7 | 16 | 10 | 60.94
2030 | 7 | 16 | 11 | 57.2448
2030 | 7 | 16 | 12 | 58.0914
2030 | 7 | 16 | 13 | 60.0851
2030 | 7 | 16 | 14 | 59.6067
2030 | 7 | 16 | 15 | 59.915
2030 | 7 | 16 | 16 | 62.8025
2030 | 7 | 16 | 17 | 71.2296
2030 | 7 | 16 | 18 | 82.5809
2030 | 7 | 16 | 19 | 88.3569
2030 | 7 | 16 | 20 | 87.092
2030 | 7 | 16 | 21 | 84.8789
2030 | 7 | 16 | 22 | 78.6919
2030 | 7 | 16 | 23 | 71.1662
2030 | 7 | 17 | 0 | 63.3727
2030 | 7 | 17 | 1 | 61.8038
2030 | 7 | 17 | 2 | 60.0713
2030 | 7 | 17 | 3 | 59.2165
2030 | 7 | 17 | 4 | 59.3235
2030 | 7 | 17 | 5 | 60.7407
2030 | 7 | 17 | 6 | 63.0072
2030 | 7 | 17 | 7 | 66.2799
2030 | 7 | 17 | 8 | 69.9151
2030 | 7 | 17 | 9 | 67.6651
2030 | 7 | 17 | 10 | 64.565
2030 | 7 | 17 | 11 | 60.0907
2030 | 7 | 17 | 12 | 60.9697
2030 | 7 | 17 | 13 | 63.0557
2030 | 7 | 17 | 14 | 62.4823
2030 | 7 | 17 | 15 | 61.9585
2030 | 7 | 17 | 16 | 65.0147
2030 | 7 | 17 | 17 | 74.689
2030 | 7 | 17 | 18 | 87.7143
2030 | 7 | 17 | 19 | 91.219
2030 | 7 | 17 | 20 | 89.875
2030 | 7 | 17 | 21 | 87.5865
2030 | 7 | 17 | 22 | 81.0809
2030 | 7 | 17 | 23 | 73.2498
2030 | 7 | 18 | 0 | 66.7209
2030 | 7 | 18 | 1 | 66.5477
2030 | 7 | 18 | 2 | 64.4429
2030 | 7 | 18 | 3 | 63.4088
2030 | 7 | 18 | 4 | 63.3822
2030 | 7 | 18 | 5 | 64.748
2030 | 7 | 18 | 6 | 67.3022
2030 | 7 | 18 | 7 | 71.0267
2030 | 7 | 18 | 8 | 71.9889
2030 | 7 | 18 | 9 | 67.0835
2030 | 7 | 18 | 10 | 62.9421
2030 | 7 | 18 | 11 | 59.5065
2030 | 7 | 18 | 12 | 63.8234
2030 | 7 | 18 | 13 | 65.7768
2030 | 7 | 18 | 14 | 66.0046
2030 | 7 | 18 | 15 | 66.8083
2030 | 7 | 18 | 16 | 72.9599
2030 | 7 | 18 | 17 | 85.9286
2030 | 7 | 18 | 18 | 96.9117
2030 | 7 | 18 | 19 | 98.5973
2030 | 7 | 18 | 20 | 96.3667
2030 | 7 | 18 | 21 | 93.5979
2030 | 7 | 18 | 22 | 86.9041
2030 | 7 | 18 | 23 | 78.6992
2030 | 7 | 19 | 0 | 74.4057
2030 | 7 | 19 | 1 | 71.4588
2030 | 7 | 19 | 2 | 68.94
2030 | 7 | 19 | 3 | 67.5288
2030 | 7 | 19 | 4 | 67.1371
2030 | 7 | 19 | 5 | 68.379
2030 | 7 | 19 | 6 | 71.5288
2030 | 7 | 19 | 7 | 76.7226
2030 | 7 | 19 | 8 | 82.4138
2030 | 7 | 19 | 9 | 79.5632
2030 | 7 | 19 | 10 | 71.6397
2030 | 7 | 19 | 11 | 64.8416
2030 | 7 | 19 | 12 | 66.238
2030 | 7 | 19 | 13 | 67.4488
2030 | 7 | 19 | 14 | 66.985
2030 | 7 | 19 | 15 | 67.5877
2030 | 7 | 19 | 16 | 76.7435
2030 | 7 | 19 | 17 | 89.8714
2030 | 7 | 19 | 18 | 98.1089
2030 | 7 | 19 | 19 | 98.1056
2030 | 7 | 19 | 20 | 95.4295
2030 | 7 | 19 | 21 | 92.8723
2030 | 7 | 19 | 22 | 87.0347
2030 | 7 | 19 | 23 | 79.3243
2030 | 7 | 20 | 0 | 73.4698
2030 | 7 | 20 | 1 | 64.403
2030 | 7 | 20 | 2 | 61.7615
2030 | 7 | 20 | 3 | 60.0077
2030 | 7 | 20 | 4 | 59.0925
2030 | 7 | 20 | 5 | 59.055
2030 | 7 | 20 | 6 | 59.5296
2030 | 7 | 20 | 7 | 61.2883
2030 | 7 | 20 | 8 | 67.3298
2030 | 7 | 20 | 9 | 67.5179
2030 | 7 | 20 | 10 | 61.27
2030 | 7 | 20 | 11 | 54.2808
2030 | 7 | 20 | 12 | 55.1931
2030 | 7 | 20 | 13 | 55.1833
2030 | 7 | 20 | 14 | 51.9039
2030 | 7 | 20 | 15 | 48.8371
2030 | 7 | 20 | 16 | 48.7853
2030 | 7 | 20 | 17 | 56.0162
2030 | 7 | 20 | 18 | 64.8758
2030 | 7 | 20 | 19 | 72.2054
2030 | 7 | 20 | 20 | 69.9914
2030 | 7 | 20 | 21 | 67.7344
2030 | 7 | 20 | 22 | 63.3637
2030 | 7 | 20 | 23 | 58.4528
2030 | 7 | 21 | 0 | 54.3524
2030 | 7 | 21 | 1 | 56.7945
2030 | 7 | 21 | 2 | 54.9778
2030 | 7 | 21 | 3 | 53.8877
2030 | 7 | 21 | 4 | 53.8043
2030 | 7 | 21 | 5 | 54.1829
2030 | 7 | 21 | 6 | 53.5045
2030 | 7 | 21 | 7 | 53.0228
2030 | 7 | 21 | 8 | 52.8766
2030 | 7 | 21 | 9 | 47.5565
2030 | 7 | 21 | 10 | 44.2252
2030 | 7 | 21 | 11 | 45.8737
2030 | 7 | 21 | 12 | 45.6807
2030 | 7 | 21 | 13 | 45.7769
2030 | 7 | 21 | 14 | 47.5124
2030 | 7 | 21 | 15 | 49.3137
2030 | 7 | 21 | 16 | 50.1408
2030 | 7 | 21 | 17 | 59.1467
2030 | 7 | 21 | 18 | 69.0107
2030 | 7 | 21 | 19 | 73.9457
2030 | 7 | 21 | 20 | 74.4976
2030 | 7 | 21 | 21 | 72.4806
2030 | 7 | 21 | 22 | 67.0952
2030 | 7 | 21 | 23 | 61.1525
2030 | 7 | 22 | 0 | 58.3968
2030 | 7 | 22 | 1 | 50.6732
2030 | 7 | 22 | 2 | 50.0816
2030 | 7 | 22 | 3 | 49.7933
2030 | 7 | 22 | 4 | 50.3513
2030 | 7 | 22 | 5 | 52.4953
2030 | 7 | 22 | 6 | 54.7369
2030 | 7 | 22 | 7 | 56.7095
2030 | 7 | 22 | 8 | 58.6738
2030 | 7 | 22 | 9 | 57.8038
2030 | 7 | 22 | 10 | 61.2425
2030 | 7 | 22 | 11 | 59.9685
2030 | 7 | 22 | 12 | 58.9545
2030 | 7 | 22 | 13 | 60.3825
2030 | 7 | 22 | 14 | 59.4972
2030 | 7 | 22 | 15 | 58.3849
2030 | 7 | 22 | 16 | 56.0887
2030 | 7 | 22 | 17 | 59.4773
2030 | 7 | 22 | 18 | 73.6159
2030 | 7 | 22 | 19 | 76.8571
2030 | 7 | 22 | 20 | 75.8605
2030 | 7 | 22 | 21 | 73.8907
2030 | 7 | 22 | 22 | 68.4895
2030 | 7 | 22 | 23 | 62.1083
2030 | 7 | 23 | 0 | 57.0692
2030 | 7 | 23 | 1 | 51.6936
2030 | 7 | 23 | 2 | 50.6683
2030 | 7 | 23 | 3 | 50.4347
2030 | 7 | 23 | 4 | 50.8956
2030 | 7 | 23 | 5 | 52.85
2030 | 7 | 23 | 6 | 55.1607
2030 | 7 | 23 | 7 | 58.0671
2030 | 7 | 23 | 8 | 60.6905
2030 | 7 | 23 | 9 | 58.5328
2030 | 7 | 23 | 10 | 57.0003
2030 | 7 | 23 | 11 | 53.044
2030 | 7 | 23 | 12 | 57.4136
2030 | 7 | 23 | 13 | 57.8719
2030 | 7 | 23 | 14 | 56.8976
2030 | 7 | 23 | 15 | 56.013
2030 | 7 | 23 | 16 | 58.6404
2030 | 7 | 23 | 17 | 61.2761
2030 | 7 | 23 | 18 | 71.5556
2030 | 7 | 23 | 19 | 72.1777
2030 | 7 | 23 | 20 | 72.1088
2030 | 7 | 23 | 21 | 70.7084
2030 | 7 | 23 | 22 | 65.7417
2030 | 7 | 23 | 23 | 60.0154
2030 | 7 | 24 | 0 | 57.5259
2030 | 7 | 24 | 1 | 52.8591
2030 | 7 | 24 | 2 | 51.882
2030 | 7 | 24 | 3 | 51.6345
2030 | 7 | 24 | 4 | 51.9969
2030 | 7 | 24 | 5 | 54.0007
2030 | 7 | 24 | 6 | 56.7604
2030 | 7 | 24 | 7 | 59.279
2030 | 7 | 24 | 8 | 62.2684
2030 | 7 | 24 | 9 | 61.003
2030 | 7 | 24 | 10 | 60.7476
2030 | 7 | 24 | 11 | 56.6058
2030 | 7 | 24 | 12 | 57.7366
2030 | 7 | 24 | 13 | 58.9455
2030 | 7 | 24 | 14 | 58.0168
2030 | 7 | 24 | 15 | 56.1659
2030 | 7 | 24 | 16 | 57.515
2030 | 7 | 24 | 17 | 60.9403
2030 | 7 | 24 | 18 | 72.9006
2030 | 7 | 24 | 19 | 71.0945
2030 | 7 | 24 | 20 | 71.0647
2030 | 7 | 24 | 21 | 69.6
2030 | 7 | 24 | 22 | 64.6482
2030 | 7 | 24 | 23 | 59.0835
2030 | 7 | 25 | 0 | 55.1274
2030 | 7 | 25 | 1 | 55.9001
2030 | 7 | 25 | 2 | 54.6694
2030 | 7 | 25 | 3 | 54.262
2030 | 7 | 25 | 4 | 54.5512
2030 | 7 | 25 | 5 | 56.4776
2030 | 7 | 25 | 6 | 59.3344
2030 | 7 | 25 | 7 | 62.5702
2030 | 7 | 25 | 8 | 66.2656
2030 | 7 | 25 | 9 | 64.8074
2030 | 7 | 25 | 10 | 63.1357
2030 | 7 | 25 | 11 | 58.3712
2030 | 7 | 25 | 12 | 57.6857
2030 | 7 | 25 | 13 | 59.3997
2030 | 7 | 25 | 14 | 59.1288
2030 | 7 | 25 | 15 | 58.3617
2030 | 7 | 25 | 16 | 61.2732
2030 | 7 | 25 | 17 | 69.3722
2030 | 7 | 25 | 18 | 79.4686
2030 | 7 | 25 | 19 | 85.9451
2030 | 7 | 25 | 20 | 85.1206
2030 | 7 | 25 | 21 | 82.8123
2030 | 7 | 25 | 22 | 76.4548
2030 | 7 | 25 | 23 | 68.9687
2030 | 7 | 26 | 0 | 61.5135
2030 | 7 | 26 | 1 | 60.767
2030 | 7 | 26 | 2 | 59.0143
2030 | 7 | 26 | 3 | 58.1576
2030 | 7 | 26 | 4 | 58.2375
2030 | 7 | 26 | 5 | 59.8901
2030 | 7 | 26 | 6 | 61.8349
2030 | 7 | 26 | 7 | 65.184
2030 | 7 | 26 | 8 | 65.3243
2030 | 7 | 26 | 9 | 59.5641
2030 | 7 | 26 | 10 | 55.5159
2030 | 7 | 26 | 11 | 52.995
2030 | 7 | 26 | 12 | 57.6402
2030 | 7 | 26 | 13 | 59.1347
2030 | 7 | 26 | 14 | 58.5375
2030 | 7 | 26 | 15 | 57.5384
2030 | 7 | 26 | 16 | 61.0416
2030 | 7 | 26 | 17 | 70.1278
2030 | 7 | 26 | 18 | 85.4607
2030 | 7 | 26 | 19 | 85.8702
2030 | 7 | 26 | 20 | 84.769
2030 | 7 | 26 | 21 | 82.6853
2030 | 7 | 26 | 22 | 77.2518
2030 | 7 | 26 | 23 | 70.278
2030 | 7 | 27 | 0 | 65.728
2030 | 7 | 27 | 1 | 61.508
2030 | 7 | 27 | 2 | 59.1857
2030 | 7 | 27 | 3 | 57.6672
2030 | 7 | 27 | 4 | 57.0691
2030 | 7 | 27 | 5 | 57.0277
2030 | 7 | 27 | 6 | 57.0907
2030 | 7 | 27 | 7 | 59.6753
2030 | 7 | 27 | 8 | 66.7545
2030 | 7 | 27 | 9 | 65.366
2030 | 7 | 27 | 10 | 59.3936
2030 | 7 | 27 | 11 | 53.652
2030 | 7 | 27 | 12 | 56.3388
2030 | 7 | 27 | 13 | 55.9908
2030 | 7 | 27 | 14 | 55.8895
2030 | 7 | 27 | 15 | 56.9358
2030 | 7 | 27 | 16 | 65.9632
2030 | 7 | 27 | 17 | 78.725
2030 | 7 | 27 | 18 | 92.0023
2030 | 7 | 27 | 19 | 87.0637
2030 | 7 | 27 | 20 | 84.0996
2030 | 7 | 27 | 21 | 80.7644
2030 | 7 | 27 | 22 | 75.2871
2030 | 7 | 27 | 23 | 69.2273
2030 | 7 | 28 | 0 | 64.0278
2030 | 7 | 28 | 1 | 62.755
2030 | 7 | 28 | 2 | 60.2962
2030 | 7 | 28 | 3 | 58.7198
2030 | 7 | 28 | 4 | 58.0794
2030 | 7 | 28 | 5 | 57.9405
2030 | 7 | 28 | 6 | 57.969
2030 | 7 | 28 | 7 | 60.3418
2030 | 7 | 28 | 8 | 68.6361
2030 | 7 | 28 | 9 | 68.1243
2030 | 7 | 28 | 10 | 61.0892
2030 | 7 | 28 | 11 | 54.4004
2030 | 7 | 28 | 12 | 55.1467
2030 | 7 | 28 | 13 | 55.7737
2030 | 7 | 28 | 14 | 56.9799
2030 | 7 | 28 | 15 | 58.6246
2030 | 7 | 28 | 16 | 65.972
2030 | 7 | 28 | 17 | 78.8193
2030 | 7 | 28 | 18 | 88.9305
2030 | 7 | 28 | 19 | 91.5444
2030 | 7 | 28 | 20 | 88.4822
2030 | 7 | 28 | 21 | 84.6543
2030 | 7 | 28 | 22 | 77.8898
2030 | 7 | 28 | 23 | 70.8961
2030 | 7 | 29 | 0 | 65.6448
2030 | 7 | 29 | 1 | 61.5222
2030 | 7 | 29 | 2 | 59.9748
2030 | 7 | 29 | 3 | 59.2443
2030 | 7 | 29 | 4 | 59.3225
2030 | 7 | 29 | 5 | 61.0469
2030 | 7 | 29 | 6 | 63.2966
2030 | 7 | 29 | 7 | 66.5048
2030 | 7 | 29 | 8 | 66.0884
2030 | 7 | 29 | 9 | 59.9007
2030 | 7 | 29 | 10 | 57.7543
2030 | 7 | 29 | 11 | 56.544
2030 | 7 | 29 | 12 | 56.1844
2030 | 7 | 29 | 13 | 58.3846
2030 | 7 | 29 | 14 | 59.2781
2030 | 7 | 29 | 15 | 59.1801
2030 | 7 | 29 | 16 | 60.1282
2030 | 7 | 29 | 17 | 70.271
2030 | 7 | 29 | 18 | 85.9828
2030 | 7 | 29 | 19 | 91.8136
2030 | 7 | 29 | 20 | 89.79
2030 | 7 | 29 | 21 | 86.1892
2030 | 7 | 29 | 22 | 79.3497
2030 | 7 | 29 | 23 | 71.9705
2030 | 7 | 30 | 0 | 66.4449
2030 | 7 | 30 | 1 | 66.8913
2030 | 7 | 30 | 2 | 64.9109
2030 | 7 | 30 | 3 | 64.0297
2030 | 7 | 30 | 4 | 64.0372
2030 | 7 | 30 | 5 | 65.3859
2030 | 7 | 30 | 6 | 67.7068
2030 | 7 | 30 | 7 | 71.5775
2030 | 7 | 30 | 8 | 71.1048
2030 | 7 | 30 | 9 | 64.2091
2030 | 7 | 30 | 10 | 60.6083
2030 | 7 | 30 | 11 | 58.5163
2030 | 7 | 30 | 12 | 62.0093
2030 | 7 | 30 | 13 | 63.9007
2030 | 7 | 30 | 14 | 64.4798
2030 | 7 | 30 | 15 | 65.621
2030 | 7 | 30 | 16 | 71.1243
2030 | 7 | 30 | 17 | 82.7314
2030 | 7 | 30 | 18 | 94.1439
2030 | 7 | 30 | 19 | 94.9465
2030 | 7 | 30 | 20 | 92.8741
2030 | 7 | 30 | 21 | 89.5201
2030 | 7 | 30 | 22 | 83.1606
2030 | 7 | 30 | 23 | 75.9602
2030 | 7 | 31 | 0 | 73.385
2030 | 7 | 31 | 1 | 68.8655
2030 | 7 | 31 | 2 | 66.7493
2030 | 7 | 31 | 3 | 65.5616
2030 | 7 | 31 | 4 | 65.3451
2030 | 7 | 31 | 5 | 66.8333
2030 | 7 | 31 | 6 | 69.4242
2030 | 7 | 31 | 7 | 74.1235
2030 | 7 | 31 | 8 | 77.8366
2030 | 7 | 31 | 9 | 72.7832
2030 | 7 | 31 | 10 | 66.3693
2030 | 7 | 31 | 11 | 61.7357
2030 | 7 | 31 | 12 | 64.0757
2030 | 7 | 31 | 13 | 65.6022
2030 | 7 | 31 | 14 | 65.9282
2030 | 7 | 31 | 15 | 65.9607
2030 | 7 | 31 | 16 | 71.7829
2030 | 7 | 31 | 17 | 83.7705
2030 | 7 | 31 | 18 | 92.4616
2030 | 7 | 31 | 19 | 96.5837
2030 | 7 | 31 | 20 | 94.271
2030 | 7 | 31 | 21 | 90.6523
2030 | 7 | 31 | 22 | 83.8791
2030 | 7 | 31 | 23 | 76.3175
2030 | 8 | 1 | 0 | 70.9268
2030 | 8 | 1 | 1 | 61.8322
2030 | 8 | 1 | 2 | 59.8807
2030 | 8 | 1 | 3 | 59.1753
2030 | 8 | 1 | 4 | 59.1302
2030 | 8 | 1 | 5 | 60.5743
2030 | 8 | 1 | 6 | 62.5438
2030 | 8 | 1 | 7 | 65.6855
2030 | 8 | 1 | 8 | 69.962
2030 | 8 | 1 | 9 | 70.4374
2030 | 8 | 1 | 10 | 67.0828
2030 | 8 | 1 | 11 | 61.4995
2030 | 8 | 1 | 12 | 60.524
2030 | 8 | 1 | 13 | 62.6427
2030 | 8 | 1 | 14 | 62.5897
2030 | 8 | 1 | 15 | 62.405
2030 | 8 | 1 | 16 | 64.6786
2030 | 8 | 1 | 17 | 72.941
2030 | 8 | 1 | 18 | 78.9576
2030 | 8 | 1 | 19 | 80.9659
2030 | 8 | 1 | 20 | 79.7545
2030 | 8 | 1 | 21 | 77.5378
2030 | 8 | 1 | 22 | 71.8058
2030 | 8 | 1 | 23 | 65.6236
2030 | 8 | 2 | 0 | 61.983
2030 | 8 | 2 | 1 | 58.5427
2030 | 8 | 2 | 2 | 56.9928
2030 | 8 | 2 | 3 | 56.3744
2030 | 8 | 2 | 4 | 56.5793
2030 | 8 | 2 | 5 | 57.9094
2030 | 8 | 2 | 6 | 59.0257
2030 | 8 | 2 | 7 | 61.035
2030 | 8 | 2 | 8 | 59.1602
2030 | 8 | 2 | 9 | 55.8793
2030 | 8 | 2 | 10 | 55.4393
2030 | 8 | 2 | 11 | 52.8813
2030 | 8 | 2 | 12 | 55.6386
2030 | 8 | 2 | 13 | 58.0131
2030 | 8 | 2 | 14 | 57.5922
2030 | 8 | 2 | 15 | 57.3185
2030 | 8 | 2 | 16 | 58.8115
2030 | 8 | 2 | 17 | 65.5919
2030 | 8 | 2 | 18 | 76.7939
2030 | 8 | 2 | 19 | 76.3829
2030 | 8 | 2 | 20 | 75.5068
2030 | 8 | 2 | 21 | 73.5728
2030 | 8 | 2 | 22 | 68.5521
2030 | 8 | 2 | 23 | 62.9124
2030 | 8 | 3 | 0 | 60.057
2030 | 8 | 3 | 1 | 55.5125
2030 | 8 | 3 | 2 | 53.7005
2030 | 8 | 3 | 3 | 52.7024
2030 | 8 | 3 | 4 | 52.5825
2030 | 8 | 3 | 5 | 52.8567
2030 | 8 | 3 | 6 | 52.8997
2030 | 8 | 3 | 7 | 54.3145
2030 | 8 | 3 | 8 | 57.0602
2030 | 8 | 3 | 9 | 53.9008
2030 | 8 | 3 | 10 | 50.8491
2030 | 8 | 3 | 11 | 48.5514
2030 | 8 | 3 | 12 | 48.1168
2030 | 8 | 3 | 13 | 48.4746
2030 | 8 | 3 | 14 | 46.738
2030 | 8 | 3 | 15 | 49.4364
2030 | 8 | 3 | 16 | 51.78
2030 | 8 | 3 | 17 | 61.5643
2030 | 8 | 3 | 18 | 74.4368
2030 | 8 | 3 | 19 | 74.2712
2030 | 8 | 3 | 20 | 73.0479
2030 | 8 | 3 | 21 | 70.6179
2030 | 8 | 3 | 22 | 65.9191
2030 | 8 | 3 | 23 | 61.2609
2030 | 8 | 4 | 0 | 57.7854
2030 | 8 | 4 | 1 | 51.2019
2030 | 8 | 4 | 2 | 49.4118
2030 | 8 | 4 | 3 | 48.5093
2030 | 8 | 4 | 4 | 48.4303
2030 | 8 | 4 | 5 | 48.4109
2030 | 8 | 4 | 6 | 48.1608
2030 | 8 | 4 | 7 | 48.4721
2030 | 8 | 4 | 8 | 52.5628
2030 | 8 | 4 | 9 | 51.4163
2030 | 8 | 4 | 10 | 49.4072
2030 | 8 | 4 | 11 | 45.5339
2030 | 8 | 4 | 12 | 49.2795
2030 | 8 | 4 | 13 | 49.9385
2030 | 8 | 4 | 14 | 48.5267
2030 | 8 | 4 | 15 | 50.2878
2030 | 8 | 4 | 16 | 54.3672
2030 | 8 | 4 | 17 | 64.253
2030 | 8 | 4 | 18 | 69.1937
2030 | 8 | 4 | 19 | 71.2128
2030 | 8 | 4 | 20 | 71.0237
2030 | 8 | 4 | 21 | 68.6006
2030 | 8 | 4 | 22 | 62.9798
2030 | 8 | 4 | 23 | 57.8093
2030 | 8 | 5 | 0 | 54.6777
2030 | 8 | 5 | 1 | 53.592
2030 | 8 | 5 | 2 | 51.8885
2030 | 8 | 5 | 3 | 51.0157
2030 | 8 | 5 | 4 | 51.1696
2030 | 8 | 5 | 5 | 51.7699
2030 | 8 | 5 | 6 | 51.5183
2030 | 8 | 5 | 7 | 52.3413
2030 | 8 | 5 | 8 | 53.9957
2030 | 8 | 5 | 9 | 52.0787
2030 | 8 | 5 | 10 | 52.2181
2030 | 8 | 5 | 11 | 53.8968
2030 | 8 | 5 | 12 | 47.3475
2030 | 8 | 5 | 13 | 49.5046
2030 | 8 | 5 | 14 | 52.2928
2030 | 8 | 5 | 15 | 52.8459
2030 | 8 | 5 | 16 | 55.5936
2030 | 8 | 5 | 17 | 63.3843
2030 | 8 | 5 | 18 | 74.2827
2030 | 8 | 5 | 19 | 78.5007
2030 | 8 | 5 | 20 | 78.0235
2030 | 8 | 5 | 21 | 74.7415
2030 | 8 | 5 | 22 | 67.6294
2030 | 8 | 5 | 23 | 61.4479
2030 | 8 | 6 | 0 | 59.8213
2030 | 8 | 6 | 1 | 57.6129
2030 | 8 | 6 | 2 | 56.0997
2030 | 8 | 6 | 3 | 55.7368
2030 | 8 | 6 | 4 | 56.0195
2030 | 8 | 6 | 5 | 57.6308
2030 | 8 | 6 | 6 | 59.6686
2030 | 8 | 6 | 7 | 62.641
2030 | 8 | 6 | 8 | 61.0564
2030 | 8 | 6 | 9 | 55.9545
2030 | 8 | 6 | 10 | 55.0829
2030 | 8 | 6 | 11 | 53.6721
2030 | 8 | 6 | 12 | 60.2949
2030 | 8 | 6 | 13 | 61.7058
2030 | 8 | 6 | 14 | 60.7674
2030 | 8 | 6 | 15 | 60.9657
2030 | 8 | 6 | 16 | 65.597
2030 | 8 | 6 | 17 | 73.6414
2030 | 8 | 6 | 18 | 84.8858
2030 | 8 | 6 | 19 | 82.9333
2030 | 8 | 6 | 20 | 82.0129
2030 | 8 | 6 | 21 | 79.0492
2030 | 8 | 6 | 22 | 72.6572
2030 | 8 | 6 | 23 | 66.1668
2030 | 8 | 7 | 0 | 64.0872
2030 | 8 | 7 | 1 | 60.7761
2030 | 8 | 7 | 2 | 59.1053
2030 | 8 | 7 | 3 | 58.61
2030 | 8 | 7 | 4 | 58.6608
2030 | 8 | 7 | 5 | 60.1672
2030 | 8 | 7 | 6 | 63.416
2030 | 8 | 7 | 7 | 67.5431
2030 | 8 | 7 | 8 | 71.406
2030 | 8 | 7 | 9 | 69.935
2030 | 8 | 7 | 10 | 66.8205
2030 | 8 | 7 | 11 | 61.2471
2030 | 8 | 7 | 12 | 61.5967
2030 | 8 | 7 | 13 | 63.4361
2030 | 8 | 7 | 14 | 62.7383
2030 | 8 | 7 | 15 | 62.1402
2030 | 8 | 7 | 16 | 66.4615
2030 | 8 | 7 | 17 | 75.8905
2030 | 8 | 7 | 18 | 85.6479
2030 | 8 | 7 | 19 | 84.8078
2030 | 8 | 7 | 20 | 83.8612
2030 | 8 | 7 | 21 | 81.0056
2030 | 8 | 7 | 22 | 74.5806
2030 | 8 | 7 | 23 | 68.1177
2030 | 8 | 8 | 0 | 63.5045
2030 | 8 | 8 | 1 | 58.0346
2030 | 8 | 8 | 2 | 56.4381
2030 | 8 | 8 | 3 | 55.9511
2030 | 8 | 8 | 4 | 56.0371
2030 | 8 | 8 | 5 | 57.7537
2030 | 8 | 8 | 6 | 60.2863
2030 | 8 | 8 | 7 | 64.1264
2030 | 8 | 8 | 8 | 69.2366
2030 | 8 | 8 | 9 | 69.2745
2030 | 8 | 8 | 10 | 65.5899
2030 | 8 | 8 | 11 | 59.2122
2030 | 8 | 8 | 12 | 59.4243
2030 | 8 | 8 | 13 | 60.6939
2030 | 8 | 8 | 14 | 60.4391
2030 | 8 | 8 | 15 | 59.6172
2030 | 8 | 8 | 16 | 60.8283
2030 | 8 | 8 | 17 | 65.1187
2030 | 8 | 8 | 18 | 74.2837
2030 | 8 | 8 | 19 | 74.0592
2030 | 8 | 8 | 20 | 73.5464
2030 | 8 | 8 | 21 | 71.3071
2030 | 8 | 8 | 22 | 66.1269
2030 | 8 | 8 | 23 | 60.794
2030 | 8 | 9 | 0 | 58.5365
2030 | 8 | 9 | 1 | 54.7002
2030 | 8 | 9 | 2 | 53.2472
2030 | 8 | 9 | 3 | 52.7573
2030 | 8 | 9 | 4 | 53.0085
2030 | 8 | 9 | 5 | 54.4869
2030 | 8 | 9 | 6 | 57.5699
2030 | 8 | 9 | 7 | 60.483
2030 | 8 | 9 | 8 | 61.3149
2030 | 8 | 9 | 9 | 60.0976
2030 | 8 | 9 | 10 | 59.4086
2030 | 8 | 9 | 11 | 55.5362
2030 | 8 | 9 | 12 | 58.593
2030 | 8 | 9 | 13 | 60.5317
2030 | 8 | 9 | 14 | 59.357
2030 | 8 | 9 | 15 | 58.6842
2030 | 8 | 9 | 16 | 61.458
2030 | 8 | 9 | 17 | 67.7675
2030 | 8 | 9 | 18 | 73.8304
2030 | 8 | 9 | 19 | 74.7985
2030 | 8 | 9 | 20 | 74.6361
2030 | 8 | 9 | 21 | 72.1426
2030 | 8 | 9 | 22 | 66.6899
2030 | 8 | 9 | 23 | 60.9391
2030 | 8 | 10 | 0 | 57.7812
2030 | 8 | 10 | 1 | 53.7409
2030 | 8 | 10 | 2 | 51.9916
2030 | 8 | 10 | 3 | 51.0989
2030 | 8 | 10 | 4 | 50.9494
2030 | 8 | 10 | 5 | 51.1813
2030 | 8 | 10 | 6 | 51.4628
2030 | 8 | 10 | 7 | 54.1947
2030 | 8 | 10 | 8 | 60.322
2030 | 8 | 10 | 9 | 57.5999
2030 | 8 | 10 | 10 | 52.1039
2030 | 8 | 10 | 11 | 46.7578
2030 | 8 | 10 | 12 | 48.7561
2030 | 8 | 10 | 13 | 49.0549
2030 | 8 | 10 | 14 | 47.562
2030 | 8 | 10 | 15 | 50.8997
2030 | 8 | 10 | 16 | 55.3446
2030 | 8 | 10 | 17 | 65.8697
2030 | 8 | 10 | 18 | 76.5953
2030 | 8 | 10 | 19 | 74.2212
2030 | 8 | 10 | 20 | 72.7938
2030 | 8 | 10 | 21 | 69.3011
2030 | 8 | 10 | 22 | 64.1418
2030 | 8 | 10 | 23 | 59.4995
2030 | 8 | 11 | 0 | 57.1945
2030 | 8 | 11 | 1 | 50.0982
2030 | 8 | 11 | 2 | 48.492
2030 | 8 | 11 | 3 | 47.7301
2030 | 8 | 11 | 4 | 47.6193
2030 | 8 | 11 | 5 | 47.6824
2030 | 8 | 11 | 6 | 46.5585
2030 | 8 | 11 | 7 | 46.4674
2030 | 8 | 11 | 8 | 50.0987
2030 | 8 | 11 | 9 | 46.8906
2030 | 8 | 11 | 10 | 45.0113
2030 | 8 | 11 | 11 | 42.883
2030 | 8 | 11 | 12 | 45.0937
2030 | 8 | 11 | 13 | 45.6904
2030 | 8 | 11 | 14 | 43.7688
2030 | 8 | 11 | 15 | 44.3766
2030 | 8 | 11 | 16 | 47.9918
2030 | 8 | 11 | 17 | 58.5579
2030 | 8 | 11 | 18 | 71.7518
2030 | 8 | 11 | 19 | 71.8831
2030 | 8 | 11 | 20 | 71.115
2030 | 8 | 11 | 21 | 67.9042
2030 | 8 | 11 | 22 | 62.1461
2030 | 8 | 11 | 23 | 57.0384
2030 | 8 | 12 | 0 | 51.0884
2030 | 8 | 12 | 1 | 48.5772
2030 | 8 | 12 | 2 | 47.9576
2030 | 8 | 12 | 3 | 48.0752
2030 | 8 | 12 | 4 | 48.608
2030 | 8 | 12 | 5 | 50.6199
2030 | 8 | 12 | 6 | 52.6907
2030 | 8 | 12 | 7 | 55.5937
2030 | 8 | 12 | 8 | 57.0837
2030 | 8 | 12 | 9 | 54.1786
2030 | 8 | 12 | 10 | 55.122
2030 | 8 | 12 | 11 | 53.2979
2030 | 8 | 12 | 12 | 53.9228
2030 | 8 | 12 | 13 | 55.7
2030 | 8 | 12 | 14 | 54.8273
2030 | 8 | 12 | 15 | 53.6805
2030 | 8 | 12 | 16 | 54.7293
2030 | 8 | 12 | 17 | 61.5146
2030 | 8 | 12 | 18 | 74.741
2030 | 8 | 12 | 19 | 78.6036
2030 | 8 | 12 | 20 | 78.1546
2030 | 8 | 12 | 21 | 74.8221
2030 | 8 | 12 | 22 | 68.0317
2030 | 8 | 12 | 23 | 61.7066
2030 | 8 | 13 | 0 | 55.7698
2030 | 8 | 13 | 1 | 54.268
2030 | 8 | 13 | 2 | 53.087
2030 | 8 | 13 | 3 | 52.9729
2030 | 8 | 13 | 4 | 53.4099
2030 | 8 | 13 | 5 | 55.2065
2030 | 8 | 13 | 6 | 57.1544
2030 | 8 | 13 | 7 | 60.2065
2030 | 8 | 13 | 8 | 58.6192
2030 | 8 | 13 | 9 | 52.9118
2030 | 8 | 13 | 10 | 52.0817
2030 | 8 | 13 | 11 | 50.8005
2030 | 8 | 13 | 12 | 53.7035
2030 | 8 | 13 | 13 | 55.9745
2030 | 8 | 13 | 14 | 55.6092
2030 | 8 | 13 | 15 | 55.1113
2030 | 8 | 13 | 16 | 55.7005
2030 | 8 | 13 | 17 | 63.0684
2030 | 8 | 13 | 18 | 76.2068
2030 | 8 | 13 | 19 | 81.0892
2030 | 8 | 13 | 20 | 80.8588
2030 | 8 | 13 | 21 | 77.5874
2030 | 8 | 13 | 22 | 70.954
2030 | 8 | 13 | 23 | 64.4026
2030 | 8 | 14 | 0 | 59.8822
2030 | 8 | 14 | 1 | 55.4893
2030 | 8 | 14 | 2 | 54.2085
2030 | 8 | 14 | 3 | 53.9343
2030 | 8 | 14 | 4 | 54.2367
2030 | 8 | 14 | 5 | 55.9563
2030 | 8 | 14 | 6 | 57.8074
2030 | 8 | 14 | 7 | 60.8105
2030 | 8 | 14 | 8 | 61.461
2030 | 8 | 14 | 9 | 57.3811
2030 | 8 | 14 | 10 | 56.0711
2030 | 8 | 14 | 11 | 53.6612
2030 | 8 | 14 | 12 | 57.7721
2030 | 8 | 14 | 13 | 59.5515
2030 | 8 | 14 | 14 | 58.6473
2030 | 8 | 14 | 15 | 57.1695
2030 | 8 | 14 | 16 | 59.7593
2030 | 8 | 14 | 17 | 66.8815
2030 | 8 | 14 | 18 | 78.1359
2030 | 8 | 14 | 19 | 75.0557
2030 | 8 | 14 | 20 | 74.9076
2030 | 8 | 14 | 21 | 72.0301
2030 | 8 | 14 | 22 | 66.2243
2030 | 8 | 14 | 23 | 60.8214
2030 | 8 | 15 | 0 | 59.9041
2030 | 8 | 15 | 1 | 59.2198
2030 | 8 | 15 | 2 | 57.7535
2030 | 8 | 15 | 3 | 57.3957
2030 | 8 | 15 | 4 | 57.546
2030 | 8 | 15 | 5 | 59.2818
2030 | 8 | 15 | 6 | 62.3347
2030 | 8 | 15 | 7 | 66.6219
2030 | 8 | 15 | 8 | 69.0137
2030 | 8 | 15 | 9 | 65.8596
2030 | 8 | 15 | 10 | 63.3963
2030 | 8 | 15 | 11 | 58.9184
2030 | 8 | 15 | 12 | 61.2969
2030 | 8 | 15 | 13 | 62.8444
2030 | 8 | 15 | 14 | 62.3364
2030 | 8 | 15 | 15 | 62.0519
2030 | 8 | 15 | 16 | 67.5576
2030 | 8 | 15 | 17 | 76.7494
2030 | 8 | 15 | 18 | 84.4616
2030 | 8 | 15 | 19 | 83.2416
2030 | 8 | 15 | 20 | 82.5542
2030 | 8 | 15 | 21 | 79.4438
2030 | 8 | 15 | 22 | 73.4769
2030 | 8 | 15 | 23 | 67.4571
2030 | 8 | 16 | 0 | 64.1524
2030 | 8 | 16 | 1 | 57.2153
2030 | 8 | 16 | 2 | 55.7254
2030 | 8 | 16 | 3 | 55.2054
2030 | 8 | 16 | 4 | 55.232
2030 | 8 | 16 | 5 | 57.071
2030 | 8 | 16 | 6 | 59.9692
2030 | 8 | 16 | 7 | 63.9275
2030 | 8 | 16 | 8 | 67.4515
2030 | 8 | 16 | 9 | 65.3891
2030 | 8 | 16 | 10 | 62.3622
2030 | 8 | 16 | 11 | 57.1582
2030 | 8 | 16 | 12 | 53.6716
2030 | 8 | 16 | 13 | 54.9743
2030 | 8 | 16 | 14 | 54.5007
2030 | 8 | 16 | 15 | 52.5358
2030 | 8 | 16 | 16 | 50.699
2030 | 8 | 16 | 17 | 54.4297
2030 | 8 | 16 | 18 | 69.2799
2030 | 8 | 16 | 19 | 73.8424
2030 | 8 | 16 | 20 | 73.15
2030 | 8 | 16 | 21 | 70.0896
2030 | 8 | 16 | 22 | 64.71
2030 | 8 | 16 | 23 | 59.253
2030 | 8 | 17 | 0 | 55.0379
2030 | 8 | 17 | 1 | 54.3374
2030 | 8 | 17 | 2 | 52.5949
2030 | 8 | 17 | 3 | 51.7213
2030 | 8 | 17 | 4 | 51.5908
2030 | 8 | 17 | 5 | 51.8464
2030 | 8 | 17 | 6 | 52.1707
2030 | 8 | 17 | 7 | 55.0695
2030 | 8 | 17 | 8 | 61.5392
2030 | 8 | 17 | 9 | 58.1984
2030 | 8 | 17 | 10 | 51.4345
2030 | 8 | 17 | 11 | 47.2187
2030 | 8 | 17 | 12 | 48.656
2030 | 8 | 17 | 13 | 48.0532
2030 | 8 | 17 | 14 | 47.344
2030 | 8 | 17 | 15 | 48.3583
2030 | 8 | 17 | 16 | 53.8433
2030 | 8 | 17 | 17 | 65.9465
2030 | 8 | 17 | 18 | 77.1932
2030 | 8 | 17 | 19 | 75.4481
2030 | 8 | 17 | 20 | 74.1425
2030 | 8 | 17 | 21 | 69.6612
2030 | 8 | 17 | 22 | 64.0741
2030 | 8 | 17 | 23 | 59.2798
2030 | 8 | 18 | 0 | 55.4216
2030 | 8 | 18 | 1 | 52.8376
2030 | 8 | 18 | 2 | 51.2188
2030 | 8 | 18 | 3 | 50.4404
2030 | 8 | 18 | 4 | 50.4024
2030 | 8 | 18 | 5 | 50.5934
2030 | 8 | 18 | 6 | 50.0327
2030 | 8 | 18 | 7 | 50.7294
2030 | 8 | 18 | 8 | 50.4645
2030 | 8 | 18 | 9 | 42.3724
2030 | 8 | 18 | 10 | 39.4769
2030 | 8 | 18 | 11 | 37.9297
2030 | 8 | 18 | 12 | 39.7233
2030 | 8 | 18 | 13 | 41.4681
2030 | 8 | 18 | 14 | 41.9421
2030 | 8 | 18 | 15 | 44.3024
2030 | 8 | 18 | 16 | 46.3895
2030 | 8 | 18 | 17 | 56.8431
2030 | 8 | 18 | 18 | 71.0993
2030 | 8 | 18 | 19 | 72.6507
2030 | 8 | 18 | 20 | 72.2766
2030 | 8 | 18 | 21 | 68.6558
2030 | 8 | 18 | 22 | 62.8359
2030 | 8 | 18 | 23 | 58.1517
2030 | 8 | 19 | 0 | 56.7274
2030 | 8 | 19 | 1 | 49.1601
2030 | 8 | 19 | 2 | 48.6058
2030 | 8 | 19 | 3 | 48.7373
2030 | 8 | 19 | 4 | 49.4197
2030 | 8 | 19 | 5 | 51.5563
2030 | 8 | 19 | 6 | 54.1166
2030 | 8 | 19 | 7 | 56.9344
2030 | 8 | 19 | 8 | 54.9937
2030 | 8 | 19 | 9 | 49.4368
2030 | 8 | 19 | 10 | 50.6508
2030 | 8 | 19 | 11 | 50.1746
2030 | 8 | 19 | 12 | 52.225
2030 | 8 | 19 | 13 | 53.971
2030 | 8 | 19 | 14 | 54.2148
2030 | 8 | 19 | 15 | 53.0453
2030 | 8 | 19 | 16 | 53.3996
2030 | 8 | 19 | 17 | 58.8992
2030 | 8 | 19 | 18 | 71.767
2030 | 8 | 19 | 19 | 73.8543
2030 | 8 | 19 | 20 | 73.8928
2030 | 8 | 19 | 21 | 70.297
2030 | 8 | 19 | 22 | 63.9922
2030 | 8 | 19 | 23 | 58.6297
2030 | 8 | 20 | 0 | 57.0406
2030 | 8 | 20 | 1 | 55.2425
2030 | 8 | 20 | 2 | 54.1176
2030 | 8 | 20 | 3 | 54.0441
2030 | 8 | 20 | 4 | 54.4346
2030 | 8 | 20 | 5 | 56.2736
2030 | 8 | 20 | 6 | 58.9915
2030 | 8 | 20 | 7 | 63.685
2030 | 8 | 20 | 8 | 66.0608
2030 | 8 | 20 | 9 | 61.5501
2030 | 8 | 20 | 10 | 59.158
2030 | 8 | 20 | 11 | 55.0664
2030 | 8 | 20 | 12 | 56.2933
2030 | 8 | 20 | 13 | 57.614
2030 | 8 | 20 | 14 | 57.2938
2030 | 8 | 20 | 15 | 57.0048
2030 | 8 | 20 | 16 | 60.3027
2030 | 8 | 20 | 17 | 67.5879
2030 | 8 | 20 | 18 | 75.8046
2030 | 8 | 20 | 19 | 79.1057
2030 | 8 | 20 | 20 | 78.4011
2030 | 8 | 20 | 21 | 74.495
2030 | 8 | 20 | 22 | 68.0874
2030 | 8 | 20 | 23 | 62.4276
2030 | 8 | 21 | 0 | 62.1627
2030 | 8 | 21 | 1 | 56.1812
2030 | 8 | 21 | 2 | 54.9642
2030 | 8 | 21 | 3 | 54.6293
2030 | 8 | 21 | 4 | 54.964
2030 | 8 | 21 | 5 | 56.9085
2030 | 8 | 21 | 6 | 59.8743
2030 | 8 | 21 | 7 | 63.8529
2030 | 8 | 21 | 8 | 64.318
2030 | 8 | 21 | 9 | 58.59
2030 | 8 | 21 | 10 | 55.8361
2030 | 8 | 21 | 11 | 52.155
2030 | 8 | 21 | 12 | 50.8479
2030 | 8 | 21 | 13 | 52.9934
2030 | 8 | 21 | 14 | 53.7335
2030 | 8 | 21 | 15 | 52.2797
2030 | 8 | 21 | 16 | 52.5742
2030 | 8 | 21 | 17 | 59.2612
2030 | 8 | 21 | 18 | 71.7687
2030 | 8 | 21 | 19 | 75.1341
2030 | 8 | 21 | 20 | 75.6142
2030 | 8 | 21 | 21 | 72.2177
2030 | 8 | 21 | 22 | 66.0534
2030 | 8 | 21 | 23 | 60.6772
2030 | 8 | 22 | 0 | 58.9473
2030 | 8 | 22 | 1 | 61.4704
2030 | 8 | 22 | 2 | 60.0124
2030 | 8 | 22 | 3 | 59.7966
2030 | 8 | 22 | 4 | 60.0344
2030 | 8 | 22 | 5 | 61.7311
2030 | 8 | 22 | 6 | 64.6799
2030 | 8 | 22 | 7 | 69.2083
2030 | 8 | 22 | 8 | 69.992
2030 | 8 | 22 | 9 | 64.5705
2030 | 8 | 22 | 10 | 62.6432
2030 | 8 | 22 | 11 | 59.2293
2030 | 8 | 22 | 12 | 60.7845
2030 | 8 | 22 | 13 | 63.1273
2030 | 8 | 22 | 14 | 63.021
2030 | 8 | 22 | 15 | 63.1361
2030 | 8 | 22 | 16 | 70.0072
2030 | 8 | 22 | 17 | 82.5289
2030 | 8 | 22 | 18 | 94.7098
2030 | 8 | 22 | 19 | 93.2132
2030 | 8 | 22 | 20 | 92.3602
2030 | 8 | 22 | 21 | 88.0009
2030 | 8 | 22 | 22 | 80.762
2030 | 8 | 22 | 23 | 73.731
2030 | 8 | 23 | 0 | 69.2921
2030 | 8 | 23 | 1 | 65.8571
2030 | 8 | 23 | 2 | 63.8399
2030 | 8 | 23 | 3 | 62.8545
2030 | 8 | 23 | 4 | 62.622
2030 | 8 | 23 | 5 | 64.3315
2030 | 8 | 23 | 6 | 67.2013
2030 | 8 | 23 | 7 | 73.4064
2030 | 8 | 23 | 8 | 78.5502
2030 | 8 | 23 | 9 | 73.7044
2030 | 8 | 23 | 10 | 66.2777
2030 | 8 | 23 | 11 | 60.2673
2030 | 8 | 23 | 12 | 63.3213
2030 | 8 | 23 | 13 | 63.6884
2030 | 8 | 23 | 14 | 62.916
2030 | 8 | 23 | 15 | 62.43
2030 | 8 | 23 | 16 | 71.4442
2030 | 8 | 23 | 17 | 82.1722
2030 | 8 | 23 | 18 | 92.781
2030 | 8 | 23 | 19 | 89.4984
2030 | 8 | 23 | 20 | 87.7476
2030 | 8 | 23 | 21 | 83.2561
2030 | 8 | 23 | 22 | 76.9496
2030 | 8 | 23 | 23 | 70.6951
2030 | 8 | 24 | 0 | 67.2124
2030 | 8 | 24 | 1 | 66.2574
2030 | 8 | 24 | 2 | 63.766
2030 | 8 | 24 | 3 | 62.3752
2030 | 8 | 24 | 4 | 61.6432
2030 | 8 | 24 | 5 | 61.6119
2030 | 8 | 24 | 6 | 62.3575
2030 | 8 | 24 | 7 | 67.1479
2030 | 8 | 24 | 8 | 76.0261
2030 | 8 | 24 | 9 | 74.5385
2030 | 8 | 24 | 10 | 66.3518
2030 | 8 | 24 | 11 | 59.86
2030 | 8 | 24 | 12 | 58.021
2030 | 8 | 24 | 13 | 57.663
2030 | 8 | 24 | 14 | 59.3021
2030 | 8 | 24 | 15 | 60.6776
2030 | 8 | 24 | 16 | 71.6348
2030 | 8 | 24 | 17 | 89.0193
2030 | 8 | 24 | 18 | 98.6219
2030 | 8 | 24 | 19 | 96.0481
2030 | 8 | 24 | 20 | 92.5026
2030 | 8 | 24 | 21 | 86.4914
2030 | 8 | 24 | 22 | 79.366
2030 | 8 | 24 | 23 | 73.0056
2030 | 8 | 25 | 0 | 68.9419
2030 | 8 | 25 | 1 | 67.4983
2030 | 8 | 25 | 2 | 64.7565
2030 | 8 | 25 | 3 | 63.0954
2030 | 8 | 25 | 4 | 62.3195
2030 | 8 | 25 | 5 | 62.0738
2030 | 8 | 25 | 6 | 62.1749
2030 | 8 | 25 | 7 | 65.1498
2030 | 8 | 25 | 8 | 69.7894
2030 | 8 | 25 | 9 | 66.0388
2030 | 8 | 25 | 10 | 59.274
2030 | 8 | 25 | 11 | 54.1053
2030 | 8 | 25 | 12 | 55.2612
2030 | 8 | 25 | 13 | 57.4486
2030 | 8 | 25 | 14 | 57.611
2030 | 8 | 25 | 15 | 59.4913
2030 | 8 | 25 | 16 | 67.8172
2030 | 8 | 25 | 17 | 84.4835
2030 | 8 | 25 | 18 | 94.0758
2030 | 8 | 25 | 19 | 89.895
2030 | 8 | 25 | 20 | 87.176
2030 | 8 | 25 | 21 | 82.1087
2030 | 8 | 25 | 22 | 75.5904
2030 | 8 | 25 | 23 | 70.1409
2030 | 8 | 26 | 0 | 68.639
2030 | 8 | 26 | 1 | 59.1506
2030 | 8 | 26 | 2 | 57.9181
2030 | 8 | 26 | 3 | 57.5226
2030 | 8 | 26 | 4 | 57.7207
2030 | 8 | 26 | 5 | 59.4786
2030 | 8 | 26 | 6 | 61.817
2030 | 8 | 26 | 7 | 66.5996
2030 | 8 | 26 | 8 | 70.5171
2030 | 8 | 26 | 9 | 65.434
2030 | 8 | 26 | 10 | 60.4357
2030 | 8 | 26 | 11 | 56.8983
2030 | 8 | 26 | 12 | 58.788
2030 | 8 | 26 | 13 | 60.5355
2030 | 8 | 26 | 14 | 60.5394
2030 | 8 | 26 | 15 | 60.4906
2030 | 8 | 26 | 16 | 64.5436
2030 | 8 | 26 | 17 | 71.8553
2030 | 8 | 26 | 18 | 80.4069
2030 | 8 | 26 | 19 | 77.6129
2030 | 8 | 26 | 20 | 76.3512
2030 | 8 | 26 | 21 | 71.9192
2030 | 8 | 26 | 22 | 66.3898
2030 | 8 | 26 | 23 | 61.8973
2030 | 8 | 27 | 0 | 60.4036
2030 | 8 | 27 | 1 | 58.6198
2030 | 8 | 27 | 2 | 57.4434
2030 | 8 | 27 | 3 | 57.1472
2030 | 8 | 27 | 4 | 57.4288
2030 | 8 | 27 | 5 | 59.1566
2030 | 8 | 27 | 6 | 62.1622
2030 | 8 | 27 | 7 | 66.1765
2030 | 8 | 27 | 8 | 66.7778
2030 | 8 | 27 | 9 | 61.5973
2030 | 8 | 27 | 10 | 61.0967
2030 | 8 | 27 | 11 | 58.4925
2030 | 8 | 27 | 12 | 56.7239
2030 | 8 | 27 | 13 | 59.0317
2030 | 8 | 27 | 14 | 58.628
2030 | 8 | 27 | 15 | 58.7513
2030 | 8 | 27 | 16 | 60.3711
2030 | 8 | 27 | 17 | 68.0398
2030 | 8 | 27 | 18 | 78.6745
2030 | 8 | 27 | 19 | 79.8855
2030 | 8 | 27 | 20 | 78.8865
2030 | 8 | 27 | 21 | 74.4143
2030 | 8 | 27 | 22 | 68.4666
2030 | 8 | 27 | 23 | 63.1591
2030 | 8 | 28 | 0 | 59.6318
2030 | 8 | 28 | 1 | 58.652
2030 | 8 | 28 | 2 | 57.436
2030 | 8 | 28 | 3 | 57.0131
2030 | 8 | 28 | 4 | 57.3515
2030 | 8 | 28 | 5 | 59.0961
2030 | 8 | 28 | 6 | 61.193
2030 | 8 | 28 | 7 | 64.9107
2030 | 8 | 28 | 8 | 62.9035
2030 | 8 | 28 | 9 | 54.8165
2030 | 8 | 28 | 10 | 53.8209
2030 | 8 | 28 | 11 | 53.1958
2030 | 8 | 28 | 12 | 57.9991
2030 | 8 | 28 | 13 | 60.3463
2030 | 8 | 28 | 14 | 59.693
2030 | 8 | 28 | 15 | 58.8901
2030 | 8 | 28 | 16 | 60.2607
2030 | 8 | 28 | 17 | 68.9278
2030 | 8 | 28 | 18 | 77.7367
2030 | 8 | 28 | 19 | 79.2572
2030 | 8 | 28 | 20 | 78.1343
2030 | 8 | 28 | 21 | 73.6115
2030 | 8 | 28 | 22 | 67.5285
2030 | 8 | 28 | 23 | 62.2078
2030 | 8 | 29 | 0 | 63.0348
2030 | 8 | 29 | 1 | 56.6063
2030 | 8 | 29 | 2 | 55.427
2030 | 8 | 29 | 3 | 55.1192
2030 | 8 | 29 | 4 | 55.4492
2030 | 8 | 29 | 5 | 57.473
2030 | 8 | 29 | 6 | 60.1722
2030 | 8 | 29 | 7 | 64.042
2030 | 8 | 29 | 8 | 62.7418
2030 | 8 | 29 | 9 | 55.4292
2030 | 8 | 29 | 10 | 53.8615
2030 | 8 | 29 | 11 | 51.7776
2030 | 8 | 29 | 12 | 52.6249
2030 | 8 | 29 | 13 | 54.7602
2030 | 8 | 29 | 14 | 54.8175
2030 | 8 | 29 | 15 | 53.9454
2030 | 8 | 29 | 16 | 52.3333
2030 | 8 | 29 | 17 | 58.9046
2030 | 8 | 29 | 18 | 72.8283
2030 | 8 | 29 | 19 | 76.4543
2030 | 8 | 29 | 20 | 75.9947
2030 | 8 | 29 | 21 | 71.9305
2030 | 8 | 29 | 22 | 66.2672
2030 | 8 | 29 | 23 | 61.0561
2030 | 8 | 30 | 0 | 59.4739
2030 | 8 | 30 | 1 | 56.1662
2030 | 8 | 30 | 2 | 55.0327
2030 | 8 | 30 | 3 | 54.7114
2030 | 8 | 30 | 4 | 55.0779
2030 | 8 | 30 | 5 | 56.8885
2030 | 8 | 30 | 6 | 59.9073
2030 | 8 | 30 | 7 | 64.4601
2030 | 8 | 30 | 8 | 65.5499
2030 | 8 | 30 | 9 | 59.1439
2030 | 8 | 30 | 10 | 55.8709
2030 | 8 | 30 | 11 | 52.4209
2030 | 8 | 30 | 12 | 52.6641
2030 | 8 | 30 | 13 | 55.15
2030 | 8 | 30 | 14 | 54.1611
2030 | 8 | 30 | 15 | 53.111
2030 | 8 | 30 | 16 | 54.2139
2030 | 8 | 30 | 17 | 62.1376
2030 | 8 | 30 | 18 | 75.6857
2030 | 8 | 30 | 19 | 78.5809
2030 | 8 | 30 | 20 | 77.6226
2030 | 8 | 30 | 21 | 73.1113
2030 | 8 | 30 | 22 | 67.2394
2030 | 8 | 30 | 23 | 61.6662
2030 | 8 | 31 | 0 | 58.3524
2030 | 8 | 31 | 1 | 60.0832
2030 | 8 | 31 | 2 | 58.13
2030 | 8 | 31 | 3 | 57.0022
2030 | 8 | 31 | 4 | 56.7864
2030 | 8 | 31 | 5 | 56.8843
2030 | 8 | 31 | 6 | 57.1959
2030 | 8 | 31 | 7 | 60.4702
2030 | 8 | 31 | 8 | 62.7604
2030 | 8 | 31 | 9 | 55.3636
2030 | 8 | 31 | 10 | 51.5245
2030 | 8 | 31 | 11 | 49.4273
2030 | 8 | 31 | 12 | 47.5277
2030 | 8 | 31 | 13 | 48.5793
2030 | 8 | 31 | 14 | 49.2038
2030 | 8 | 31 | 15 | 52.9276
2030 | 8 | 31 | 16 | 57.6191
2030 | 8 | 31 | 17 | 73.0569
2030 | 8 | 31 | 18 | 88.3482
2030 | 8 | 31 | 19 | 89.2514
2030 | 8 | 31 | 20 | 86.2826
2030 | 8 | 31 | 21 | 80.7357
2030 | 8 | 31 | 22 | 74.7315
2030 | 8 | 31 | 23 | 69.3748
2030 | 9 | 1 | 0 | 67.1673
2030 | 9 | 1 | 1 | 61.8302
2030 | 9 | 1 | 2 | 59.7324
2030 | 9 | 1 | 3 | 58.6714
2030 | 9 | 1 | 4 | 58.1209
2030 | 9 | 1 | 5 | 57.8552
2030 | 9 | 1 | 6 | 57.6837
2030 | 9 | 1 | 7 | 60.2821
2030 | 9 | 1 | 8 | 61.9472
2030 | 9 | 1 | 9 | 57.2566
2030 | 9 | 1 | 10 | 53.7333
2030 | 9 | 1 | 11 | 49.852
2030 | 9 | 1 | 12 | 53.7172
2030 | 9 | 1 | 13 | 55.5891
2030 | 9 | 1 | 14 | 56.0675
2030 | 9 | 1 | 15 | 56.3553
2030 | 9 | 1 | 16 | 62.4401
2030 | 9 | 1 | 17 | 77.5126
2030 | 9 | 1 | 18 | 93.878
2030 | 9 | 1 | 19 | 91.7504
2030 | 9 | 1 | 20 | 88.1566
2030 | 9 | 1 | 21 | 81.6072
2030 | 9 | 1 | 22 | 74.2245
2030 | 9 | 1 | 23 | 68.2045
2030 | 9 | 2 | 0 | 66.4615
2030 | 9 | 2 | 1 | 65.8972
2030 | 9 | 2 | 2 | 63.7138
2030 | 9 | 2 | 3 | 62.7598
2030 | 9 | 2 | 4 | 62.4782
2030 | 9 | 2 | 5 | 62.735
2030 | 9 | 2 | 6 | 62.6371
2030 | 9 | 2 | 7 | 65.5946
2030 | 9 | 2 | 8 | 71.4986
2030 | 9 | 2 | 9 | 72.117
2030 | 9 | 2 | 10 | 63.184
2030 | 9 | 2 | 11 | 56.7898
2030 | 9 | 2 | 12 | 56.0672
2030 | 9 | 2 | 13 | 58.074
2030 | 9 | 2 | 14 | 57.8907
2030 | 9 | 2 | 15 | 61.4913
2030 | 9 | 2 | 16 | 63.6648
2030 | 9 | 2 | 17 | 76.9769
2030 | 9 | 2 | 18 | 90.9831
2030 | 9 | 2 | 19 | 88.6123
2030 | 9 | 2 | 20 | 85.5294
2030 | 9 | 2 | 21 | 77.6679
2030 | 9 | 2 | 22 | 70.09
2030 | 9 | 2 | 23 | 64.7115
2030 | 9 | 3 | 0 | 63.3145
2030 | 9 | 3 | 1 | 66.3764
2030 | 9 | 3 | 2 | 64.8677
2030 | 9 | 3 | 3 | 64.5136
2030 | 9 | 3 | 4 | 64.5696
2030 | 9 | 3 | 5 | 66.1423
2030 | 9 | 3 | 6 | 69.5872
2030 | 9 | 3 | 7 | 75.5729
2030 | 9 | 3 | 8 | 76.9607
2030 | 9 | 3 | 9 | 71.9292
2030 | 9 | 3 | 10 | 68.2814
2030 | 9 | 3 | 11 | 64.0661
2030 | 9 | 3 | 12 | 64.128
2030 | 9 | 3 | 13 | 66.105
2030 | 9 | 3 | 14 | 65.7537
2030 | 9 | 3 | 15 | 65.5897
2030 | 9 | 3 | 16 | 70.0259
2030 | 9 | 3 | 17 | 80.0853
2030 | 9 | 3 | 18 | 91.4401
2030 | 9 | 3 | 19 | 90.5475
2030 | 9 | 3 | 20 | 87.9351
2030 | 9 | 3 | 21 | 81.9388
2030 | 9 | 3 | 22 | 75.357
2030 | 9 | 3 | 23 | 69.5387
2030 | 9 | 4 | 0 | 69.7518
2030 | 9 | 4 | 1 | 65.4336
2030 | 9 | 4 | 2 | 64.0413
2030 | 9 | 4 | 3 | 63.6636
2030 | 9 | 4 | 4 | 63.7254
2030 | 9 | 4 | 5 | 65.3484
2030 | 9 | 4 | 6 | 68.6564
2030 | 9 | 4 | 7 | 74.2606
2030 | 9 | 4 | 8 | 76.6028
2030 | 9 | 4 | 9 | 72.6954
2030 | 9 | 4 | 10 | 69.8712
2030 | 9 | 4 | 11 | 65.3066
2030 | 9 | 4 | 12 | 63.0909
2030 | 9 | 4 | 13 | 65.8527
2030 | 9 | 4 | 14 | 65.1621
2030 | 9 | 4 | 15 | 63.8644
2030 | 9 | 4 | 16 | 67.4082
2030 | 9 | 4 | 17 | 79.187
2030 | 9 | 4 | 18 | 88.9035
2030 | 9 | 4 | 19 | 87.9074
2030 | 9 | 4 | 20 | 85.7822
2030 | 9 | 4 | 21 | 80.2299
2030 | 9 | 4 | 22 | 73.9043
2030 | 9 | 4 | 23 | 68.2882
2030 | 9 | 5 | 0 | 67.3989
2030 | 9 | 5 | 1 | 60.0062
2030 | 9 | 5 | 2 | 58.9918
2030 | 9 | 5 | 3 | 58.8639
2030 | 9 | 5 | 4 | 59.0751
2030 | 9 | 5 | 5 | 61.0444
2030 | 9 | 5 | 6 | 64.3472
2030 | 9 | 5 | 7 | 69.6476
2030 | 9 | 5 | 8 | 71.6258
2030 | 9 | 5 | 9 | 68.0403
2030 | 9 | 5 | 10 | 65.2649
2030 | 9 | 5 | 11 | 60.5514
2030 | 9 | 5 | 12 | 62.2299
2030 | 9 | 5 | 13 | 64.0097
2030 | 9 | 5 | 14 | 63.1296
2030 | 9 | 5 | 15 | 61.6168
2030 | 9 | 5 | 16 | 63.6423
2030 | 9 | 5 | 17 | 69.287
2030 | 9 | 5 | 18 | 77.5822
2030 | 9 | 5 | 19 | 73.2278
2030 | 9 | 5 | 20 | 72.0581
2030 | 9 | 5 | 21 | 67.7105
2030 | 9 | 5 | 22 | 63.3155
2030 | 9 | 5 | 23 | 59.4445
2030 | 9 | 6 | 0 | 60.0528
2030 | 9 | 6 | 1 | 57.2674
2030 | 9 | 6 | 2 | 56.5398
2030 | 9 | 6 | 3 | 56.5929
2030 | 9 | 6 | 4 | 56.8656
2030 | 9 | 6 | 5 | 58.8104
2030 | 9 | 6 | 6 | 63.0921
2030 | 9 | 6 | 7 | 69.3954
2030 | 9 | 6 | 8 | 74.2546
2030 | 9 | 6 | 9 | 73.0672
2030 | 9 | 6 | 10 | 70.4267
2030 | 9 | 6 | 11 | 63.2155
2030 | 9 | 6 | 12 | 62.2024
2030 | 9 | 6 | 13 | 63.5609
2030 | 9 | 6 | 14 | 61.5092
2030 | 9 | 6 | 15 | 59.2728
2030 | 9 | 6 | 16 | 60.1821
2030 | 9 | 6 | 17 | 62.1977
2030 | 9 | 6 | 18 | 71.0234
2030 | 9 | 6 | 19 | 68.0377
2030 | 9 | 6 | 20 | 66.3945
2030 | 9 | 6 | 21 | 61.8634
2030 | 9 | 6 | 22 | 57.8288
2030 | 9 | 6 | 23 | 54.3144
2030 | 9 | 7 | 0 | 56.3247
2030 | 9 | 7 | 1 | 56.2754
2030 | 9 | 7 | 2 | 54.9781
2030 | 9 | 7 | 3 | 54.4425
2030 | 9 | 7 | 4 | 54.3586
2030 | 9 | 7 | 5 | 54.759
2030 | 9 | 7 | 6 | 54.9327
2030 | 9 | 7 | 7 | 58.0621
2030 | 9 | 7 | 8 | 58.6358
2030 | 9 | 7 | 9 | 51.3894
2030 | 9 | 7 | 10 | 48.1697
2030 | 9 | 7 | 11 | 46.6881
2030 | 9 | 7 | 12 | 46.5863
2030 | 9 | 7 | 13 | 47.5433
2030 | 9 | 7 | 14 | 45.5973
2030 | 9 | 7 | 15 | 46.6875
2030 | 9 | 7 | 16 | 46.1242
2030 | 9 | 7 | 17 | 56.8672
2030 | 9 | 7 | 18 | 74.56
2030 | 9 | 7 | 19 | 74.9126
2030 | 9 | 7 | 20 | 72.3518
2030 | 9 | 7 | 21 | 66.5907
2030 | 9 | 7 | 22 | 61.7379
2030 | 9 | 7 | 23 | 57.9749
2030 | 9 | 8 | 0 | 57.6954
2030 | 9 | 8 | 1 | 53.9359
2030 | 9 | 8 | 2 | 52.6201
2030 | 9 | 8 | 3 | 52.0829
2030 | 9 | 8 | 4 | 52.0636
2030 | 9 | 8 | 5 | 52.1796
2030 | 9 | 8 | 6 | 51.8974
2030 | 9 | 8 | 7 | 54.0732
2030 | 9 | 8 | 8 | 54.4188
2030 | 9 | 8 | 9 | 46.4117
2030 | 9 | 8 | 10 | 43.127
2030 | 9 | 8 | 11 | 41.5963
2030 | 9 | 8 | 12 | 45.1232
2030 | 9 | 8 | 13 | 46.5003
2030 | 9 | 8 | 14 | 45.8755
2030 | 9 | 8 | 15 | 46.4928
2030 | 9 | 8 | 16 | 47.4252
2030 | 9 | 8 | 17 | 59.318
2030 | 9 | 8 | 18 | 77.6299
2030 | 9 | 8 | 19 | 76.6474
2030 | 9 | 8 | 20 | 74.2624
2030 | 9 | 8 | 21 | 67.9887
2030 | 9 | 8 | 22 | 62.0718
2030 | 9 | 8 | 23 | 57.6156
2030 | 9 | 9 | 0 | 57.364
2030 | 9 | 9 | 1 | 57.0781
2030 | 9 | 9 | 2 | 56.5214
2030 | 9 | 9 | 3 | 56.6441
2030 | 9 | 9 | 4 | 57.2021
2030 | 9 | 9 | 5 | 59.2035
2030 | 9 | 9 | 6 | 62.6701
2030 | 9 | 9 | 7 | 68.9794
2030 | 9 | 9 | 8 | 69.7406
2030 | 9 | 9 | 9 | 62.5237
2030 | 9 | 9 | 10 | 59.3204
2030 | 9 | 9 | 11 | 56.6003
2030 | 9 | 9 | 12 | 60.1266
2030 | 9 | 9 | 13 | 62.6439
2030 | 9 | 9 | 14 | 61.2646
2030 | 9 | 9 | 15 | 60.6519
2030 | 9 | 9 | 16 | 63.942
2030 | 9 | 9 | 17 | 74.6587
2030 | 9 | 9 | 18 | 86.4953
2030 | 9 | 9 | 19 | 86.0864
2030 | 9 | 9 | 20 | 83.8301
2030 | 9 | 9 | 21 | 77.7002
2030 | 9 | 9 | 22 | 71.3293
2030 | 9 | 9 | 23 | 65.8726
2030 | 9 | 10 | 0 | 66.3928
2030 | 9 | 10 | 1 | 59.579
2030 | 9 | 10 | 2 | 58.6211
2030 | 9 | 10 | 3 | 58.5462
2030 | 9 | 10 | 4 | 58.8782
2030 | 9 | 10 | 5 | 60.8833
2030 | 9 | 10 | 6 | 64.2776
2030 | 9 | 10 | 7 | 69.8153
2030 | 9 | 10 | 8 | 68.4899
2030 | 9 | 10 | 9 | 60.3846
2030 | 9 | 10 | 10 | 56.8485
2030 | 9 | 10 | 11 | 54.0447
2030 | 9 | 10 | 12 | 56.3051
2030 | 9 | 10 | 13 | 58.3629
2030 | 9 | 10 | 14 | 57.5282
2030 | 9 | 10 | 15 | 56.7148
2030 | 9 | 10 | 16 | 56.15
2030 | 9 | 10 | 17 | 62.8604
2030 | 9 | 10 | 18 | 78.7014
2030 | 9 | 10 | 19 | 79.6005
2030 | 9 | 10 | 20 | 77.7311
2030 | 9 | 10 | 21 | 71.8238
2030 | 9 | 10 | 22 | 66.0047
2030 | 9 | 10 | 23 | 61.1225
2030 | 9 | 11 | 0 | 60.9933
2030 | 9 | 11 | 1 | 61.3426
2030 | 9 | 11 | 2 | 60.3883
2030 | 9 | 11 | 3 | 60.3306
2030 | 9 | 11 | 4 | 60.7588
2030 | 9 | 11 | 5 | 62.4216
2030 | 9 | 11 | 6 | 65.7832
2030 | 9 | 11 | 7 | 71.1574
2030 | 9 | 11 | 8 | 68.9534
2030 | 9 | 11 | 9 | 60.3499
2030 | 9 | 11 | 10 | 57.6579
2030 | 9 | 11 | 11 | 55.5057
2030 | 9 | 11 | 12 | 59.6891
2030 | 9 | 11 | 13 | 63.0135
2030 | 9 | 11 | 14 | 61.7877
2030 | 9 | 11 | 15 | 60.7969
2030 | 9 | 11 | 16 | 62.64
2030 | 9 | 11 | 17 | 73.6027
2030 | 9 | 11 | 18 | 89.3126
2030 | 9 | 11 | 19 | 87.2734
2030 | 9 | 11 | 20 | 85.5988
2030 | 9 | 11 | 21 | 79.8216
2030 | 9 | 11 | 22 | 73.5819
2030 | 9 | 11 | 23 | 68.0497
2030 | 9 | 12 | 0 | 66.2714
2030 | 9 | 12 | 1 | 65.0914
2030 | 9 | 12 | 2 | 63.897
2030 | 9 | 12 | 3 | 63.4938
2030 | 9 | 12 | 4 | 63.6995
2030 | 9 | 12 | 5 | 65.579
2030 | 9 | 12 | 6 | 69.6995
2030 | 9 | 12 | 7 | 75.9106
2030 | 9 | 12 | 8 | 74.8438
2030 | 9 | 12 | 9 | 66.8225
2030 | 9 | 12 | 10 | 63.623
2030 | 9 | 12 | 11 | 60.5969
2030 | 9 | 12 | 12 | 63.1846
2030 | 9 | 12 | 13 | 65.6447
2030 | 9 | 12 | 14 | 64.8663
2030 | 9 | 12 | 15 | 64.8484
2030 | 9 | 12 | 16 | 67.1723
2030 | 9 | 12 | 17 | 78.9228
2030 | 9 | 12 | 18 | 92.5049
2030 | 9 | 12 | 19 | 92.374
2030 | 9 | 12 | 20 | 89.5252
2030 | 9 | 12 | 21 | 83.2236
2030 | 9 | 12 | 22 | 76.9415
2030 | 9 | 12 | 23 | 70.9774
2030 | 9 | 13 | 0 | 68.9792
2030 | 9 | 13 | 1 | 66.5594
2030 | 9 | 13 | 2 | 65.0791
2030 | 9 | 13 | 3 | 64.565
2030 | 9 | 13 | 4 | 64.6267
2030 | 9 | 13 | 5 | 66.3232
2030 | 9 | 13 | 6 | 70.1611
2030 | 9 | 13 | 7 | 77.4303
2030 | 9 | 13 | 8 | 79.4469
2030 | 9 | 13 | 9 | 72.4227
2030 | 9 | 13 | 10 | 65.2173
2030 | 9 | 13 | 11 | 59.4795
2030 | 9 | 13 | 12 | 63.7092
2030 | 9 | 13 | 13 | 65.3281
2030 | 9 | 13 | 14 | 63.3557
2030 | 9 | 13 | 15 | 62.7779
2030 | 9 | 13 | 16 | 68.5789
2030 | 9 | 13 | 17 | 78.5038
2030 | 9 | 13 | 18 | 85.6412
2030 | 9 | 13 | 19 | 85.4973
2030 | 9 | 13 | 20 | 82.6084
2030 | 9 | 13 | 21 | 76.7706
2030 | 9 | 13 | 22 | 71.5516
2030 | 9 | 13 | 23 | 66.5785
2030 | 9 | 14 | 0 | 67.6185
2030 | 9 | 14 | 1 | 63.6923
2030 | 9 | 14 | 2 | 62.1325
2030 | 9 | 14 | 3 | 61.219
2030 | 9 | 14 | 4 | 60.9388
2030 | 9 | 14 | 5 | 61.2889
2030 | 9 | 14 | 6 | 62.2616
2030 | 9 | 14 | 7 | 67.8916
2030 | 9 | 14 | 8 | 72.2366
2030 | 9 | 14 | 9 | 64.3008
2030 | 9 | 14 | 10 | 54.3846
2030 | 9 | 14 | 11 | 46.6843
2030 | 9 | 14 | 12 | 49.791
2030 | 9 | 14 | 13 | 51.5681
2030 | 9 | 14 | 14 | 50.0787
2030 | 9 | 14 | 15 | 51.1422
2030 | 9 | 14 | 16 | 55.7907
2030 | 9 | 14 | 17 | 69.9936
2030 | 9 | 14 | 18 | 84.3668
2030 | 9 | 14 | 19 | 82.0685
2030 | 9 | 14 | 20 | 78.4116
2030 | 9 | 14 | 21 | 71.8445
2030 | 9 | 14 | 22 | 67.0596
2030 | 9 | 14 | 23 | 63.3831
2030 | 9 | 15 | 0 | 60.5477
2030 | 9 | 15 | 1 | 60.6565
2030 | 9 | 15 | 2 | 59.5976
2030 | 9 | 15 | 3 | 59.0389
2030 | 9 | 15 | 4 | 59.1736
2030 | 9 | 15 | 5 | 59.8478
2030 | 9 | 15 | 6 | 60.0867
2030 | 9 | 15 | 7 | 63.5126
2030 | 9 | 15 | 8 | 61.9504
2030 | 9 | 15 | 9 | 48.4651
2030 | 9 | 15 | 10 | 41.305
2030 | 9 | 15 | 11 | 39.2717
2030 | 9 | 15 | 12 | 39.8582
2030 | 9 | 15 | 13 | 42.6821
2030 | 9 | 15 | 14 | 42.533
2030 | 9 | 15 | 15 | 44.3604
2030 | 9 | 15 | 16 | 46.5743
2030 | 9 | 15 | 17 | 60.1232
2030 | 9 | 15 | 18 | 78.7148
2030 | 9 | 15 | 19 | 78.9351
2030 | 9 | 15 | 20 | 76.5768
2030 | 9 | 15 | 21 | 70.7005
2030 | 9 | 15 | 22 | 65.5131
2030 | 9 | 15 | 23 | 61.4867
2030 | 9 | 16 | 0 | 60.5893
2030 | 9 | 16 | 1 | 57.9082
2030 | 9 | 16 | 2 | 57.9049
2030 | 9 | 16 | 3 | 58.2694
2030 | 9 | 16 | 4 | 59.0618
2030 | 9 | 16 | 5 | 61.5313
2030 | 9 | 16 | 6 | 64.8256
2030 | 9 | 16 | 7 | 70.5285
2030 | 9 | 16 | 8 | 68.5833
2030 | 9 | 16 | 9 | 57.9277
2030 | 9 | 16 | 10 | 54.0127
2030 | 9 | 16 | 11 | 51.1846
2030 | 9 | 16 | 12 | 53.2473
2030 | 9 | 16 | 13 | 55.3149
2030 | 9 | 16 | 14 | 53.0117
2030 | 9 | 16 | 15 | 53.7504
2030 | 9 | 16 | 16 | 55.5458
2030 | 9 | 16 | 17 | 66.0389
2030 | 9 | 16 | 18 | 79.9872
2030 | 9 | 16 | 19 | 80.5756
2030 | 9 | 16 | 20 | 78.5105
2030 | 9 | 16 | 21 | 72.9839
2030 | 9 | 16 | 22 | 67.4768
2030 | 9 | 16 | 23 | 62.91
2030 | 9 | 17 | 0 | 62.3411
2030 | 9 | 17 | 1 | 59.9811
2030 | 9 | 17 | 2 | 59.4857
2030 | 9 | 17 | 3 | 59.7392
2030 | 9 | 17 | 4 | 60.4859
2030 | 9 | 17 | 5 | 62.8416
2030 | 9 | 17 | 6 | 66.6421
2030 | 9 | 17 | 7 | 72.7231
2030 | 9 | 17 | 8 | 70.3909
2030 | 9 | 17 | 9 | 60.4546
2030 | 9 | 17 | 10 | 56.9161
2030 | 9 | 17 | 11 | 53.4345
2030 | 9 | 17 | 12 | 57.6503
2030 | 9 | 17 | 13 | 59.1878
2030 | 9 | 17 | 14 | 57.8773
2030 | 9 | 17 | 15 | 58.8231
2030 | 9 | 17 | 16 | 60.7397
2030 | 9 | 17 | 17 | 69.0682
2030 | 9 | 17 | 18 | 79.2956
2030 | 9 | 17 | 19 | 79.6357
2030 | 9 | 17 | 20 | 77.6841
2030 | 9 | 17 | 21 | 72.0221
2030 | 9 | 17 | 22 | 66.5434
2030 | 9 | 17 | 23 | 62.0602
2030 | 9 | 18 | 0 | 61.8291
2030 | 9 | 18 | 1 | 59.9207
2030 | 9 | 18 | 2 | 59.2703
2030 | 9 | 18 | 3 | 59.2884
2030 | 9 | 18 | 4 | 59.9143
2030 | 9 | 18 | 5 | 62.0129
2030 | 9 | 18 | 6 | 65.4913
2030 | 9 | 18 | 7 | 71.6439
2030 | 9 | 18 | 8 | 70.9729
2030 | 9 | 18 | 9 | 62.0601
2030 | 9 | 18 | 10 | 59.2416
2030 | 9 | 18 | 11 | 56.3549
2030 | 9 | 18 | 12 | 59.7587
2030 | 9 | 18 | 13 | 61.7899
2030 | 9 | 18 | 14 | 60.9659
2030 | 9 | 18 | 15 | 60.7439
2030 | 9 | 18 | 16 | 61.3233
2030 | 9 | 18 | 17 | 71.1258
2030 | 9 | 18 | 18 | 81.97
2030 | 9 | 18 | 19 | 81.8467
2030 | 9 | 18 | 20 | 79.2549
2030 | 9 | 18 | 21 | 73.3425
2030 | 9 | 18 | 22 | 67.5874
2030 | 9 | 18 | 23 | 62.9899
2030 | 9 | 19 | 0 | 63.547
2030 | 9 | 19 | 1 | 63.0076
2030 | 9 | 19 | 2 | 62.0277
2030 | 9 | 19 | 3 | 61.8314
2030 | 9 | 19 | 4 | 62.3337
2030 | 9 | 19 | 5 | 64.4399
2030 | 9 | 19 | 6 | 68.1747
2030 | 9 | 19 | 7 | 74.4088
2030 | 9 | 19 | 8 | 71.3971
2030 | 9 | 19 | 9 | 61.0804
2030 | 9 | 19 | 10 | 57.735
2030 | 9 | 19 | 11 | 56.0115
2030 | 9 | 19 | 12 | 58.4599
2030 | 9 | 19 | 13 | 61.2706
2030 | 9 | 19 | 14 | 61.247
2030 | 9 | 19 | 15 | 61.8174
2030 | 9 | 19 | 16 | 61.6119
2030 | 9 | 19 | 17 | 73.7739
2030 | 9 | 19 | 18 | 86.9853
2030 | 9 | 19 | 19 | 87.854
2030 | 9 | 19 | 20 | 84.9359
2030 | 9 | 19 | 21 | 78.7972
2030 | 9 | 19 | 22 | 72.9931
2030 | 9 | 19 | 23 | 67.6698
2030 | 9 | 20 | 0 | 67.5278
2030 | 9 | 20 | 1 | 63.5059
2030 | 9 | 20 | 2 | 62.282
2030 | 9 | 20 | 3 | 61.8609
2030 | 9 | 20 | 4 | 62.1497
2030 | 9 | 20 | 5 | 64.0283
2030 | 9 | 20 | 6 | 67.5239
2030 | 9 | 20 | 7 | 73.9559
2030 | 9 | 20 | 8 | 72.6183
2030 | 9 | 20 | 9 | 63.2947
2030 | 9 | 20 | 10 | 57.4485
2030 | 9 | 20 | 11 | 54.6063
2030 | 9 | 20 | 12 | 57.4309
2030 | 9 | 20 | 13 | 59.7584
2030 | 9 | 20 | 14 | 58.3806
2030 | 9 | 20 | 15 | 58.0522
2030 | 9 | 20 | 16 | 59.3958
2030 | 9 | 20 | 17 | 71.4619
2030 | 9 | 20 | 18 | 85.7456
2030 | 9 | 20 | 19 | 86.8088
2030 | 9 | 20 | 20 | 83.6193
2030 | 9 | 20 | 21 | 77.458
2030 | 9 | 20 | 22 | 71.8063
2030 | 9 | 20 | 23 | 66.3674
2030 | 9 | 21 | 0 | 65.0697
2030 | 9 | 21 | 1 | 62.4526
2030 | 9 | 21 | 2 | 60.7508
2030 | 9 | 21 | 3 | 59.7054
2030 | 9 | 21 | 4 | 59.4405
2030 | 9 | 21 | 5 | 59.664
2030 | 9 | 21 | 6 | 60.695
2030 | 9 | 21 | 7 | 65.2153
2030 | 9 | 21 | 8 | 67.1191
2030 | 9 | 21 | 9 | 59.7003
2030 | 9 | 21 | 10 | 53.6034
2030 | 9 | 21 | 11 | 50.9847
2030 | 9 | 21 | 12 | 55.2867
2030 | 9 | 21 | 13 | 55.0563
2030 | 9 | 21 | 14 | 53.1944
2030 | 9 | 21 | 15 | 54.8117
2030 | 9 | 21 | 16 | 60.4289
2030 | 9 | 21 | 17 | 75.5188
2030 | 9 | 21 | 18 | 89.1601
2030 | 9 | 21 | 19 | 85.4187
2030 | 9 | 21 | 20 | 81.2003
2030 | 9 | 21 | 21 | 74.6058
2030 | 9 | 21 | 22 | 69.5146
2030 | 9 | 21 | 23 | 65.2208
2030 | 9 | 22 | 0 | 63.3173
2030 | 9 | 22 | 1 | 59.2936
2030 | 9 | 22 | 2 | 57.7727
2030 | 9 | 22 | 3 | 56.8796
2030 | 9 | 22 | 4 | 56.6207
2030 | 9 | 22 | 5 | 56.8548
2030 | 9 | 22 | 6 | 57.8035
2030 | 9 | 22 | 7 | 61.4898
2030 | 9 | 22 | 8 | 65.8596
2030 | 9 | 22 | 9 | 60.3591
2030 | 9 | 22 | 10 | 53.9169
2030 | 9 | 22 | 11 | 49.4029
2030 | 9 | 22 | 12 | 52.5077
2030 | 9 | 22 | 13 | 52.7409
2030 | 9 | 22 | 14 | 50.2521
2030 | 9 | 22 | 15 | 51.4267
2030 | 9 | 22 | 16 | 55.1764
2030 | 9 | 22 | 17 | 67.6898
2030 | 9 | 22 | 18 | 77.8862
2030 | 9 | 22 | 19 | 75.49
2030 | 9 | 22 | 20 | 71.9584
2030 | 9 | 22 | 21 | 65.6878
2030 | 9 | 22 | 22 | 60.7615
2030 | 9 | 22 | 23 | 57.2396
2030 | 9 | 23 | 0 | 55.8602
2030 | 9 | 23 | 1 | 55.0245
2030 | 9 | 23 | 2 | 54.7157
2030 | 9 | 23 | 3 | 54.7765
2030 | 9 | 23 | 4 | 55.4647
2030 | 9 | 23 | 5 | 57.5565
2030 | 9 | 23 | 6 | 60.4668
2030 | 9 | 23 | 7 | 65.823
2030 | 9 | 23 | 8 | 64.0746
2030 | 9 | 23 | 9 | 56.4778
2030 | 9 | 23 | 10 | 54.5809
2030 | 9 | 23 | 11 | 53.4774
2030 | 9 | 23 | 12 | 55.2779
2030 | 9 | 23 | 13 | 57.2548
2030 | 9 | 23 | 14 | 56.4285
2030 | 9 | 23 | 15 | 56.3381
2030 | 9 | 23 | 16 | 55.525
2030 | 9 | 23 | 17 | 64.0969
2030 | 9 | 23 | 18 | 78.2536
2030 | 9 | 23 | 19 | 79.4233
2030 | 9 | 23 | 20 | 76.5422
2030 | 9 | 23 | 21 | 70.3697
2030 | 9 | 23 | 22 | 64.5889
2030 | 9 | 23 | 23 | 59.9474
2030 | 9 | 24 | 0 | 60.263
2030 | 9 | 24 | 1 | 56.4322
2030 | 9 | 24 | 2 | 55.8689
2030 | 9 | 24 | 3 | 55.9047
2030 | 9 | 24 | 4 | 56.507
2030 | 9 | 24 | 5 | 58.5936
2030 | 9 | 24 | 6 | 61.6745
2030 | 9 | 24 | 7 | 67.1979
2030 | 9 | 24 | 8 | 65.2715
2030 | 9 | 24 | 9 | 56.975
2030 | 9 | 24 | 10 | 54.4953
2030 | 9 | 24 | 11 | 53.0668
2030 | 9 | 24 | 12 | 56.6912
2030 | 9 | 24 | 13 | 58.2439
2030 | 9 | 24 | 14 | 56.6362
2030 | 9 | 24 | 15 | 56.9257
2030 | 9 | 24 | 16 | 55.7095
2030 | 9 | 24 | 17 | 64.3755
2030 | 9 | 24 | 18 | 77.9982
2030 | 9 | 24 | 19 | 78.9864
2030 | 9 | 24 | 20 | 76.0145
2030 | 9 | 24 | 21 | 69.9136
2030 | 9 | 24 | 22 | 64.3301
2030 | 9 | 24 | 23 | 59.5983
2030 | 9 | 25 | 0 | 59.7939
2030 | 9 | 25 | 1 | 56.6905
2030 | 9 | 25 | 2 | 56.1707
2030 | 9 | 25 | 3 | 56.1351
2030 | 9 | 25 | 4 | 56.717
2030 | 9 | 25 | 5 | 58.8341
2030 | 9 | 25 | 6 | 61.7129
2030 | 9 | 25 | 7 | 68.2584
2030 | 9 | 25 | 8 | 69.8889
2030 | 9 | 25 | 9 | 61.805
2030 | 9 | 25 | 10 | 55.7401
2030 | 9 | 25 | 11 | 51.1595
2030 | 9 | 25 | 12 | 55.0923
2030 | 9 | 25 | 13 | 56.5912
2030 | 9 | 25 | 14 | 55.3492
2030 | 9 | 25 | 15 | 55.2163
2030 | 9 | 25 | 16 | 57.1911
2030 | 9 | 25 | 17 | 67.8121
2030 | 9 | 25 | 18 | 80.1075
2030 | 9 | 25 | 19 | 79.8993
2030 | 9 | 25 | 20 | 76.9451
2030 | 9 | 25 | 21 | 71.1702
2030 | 9 | 25 | 22 | 65.6807
2030 | 9 | 25 | 23 | 61.1939
2030 | 9 | 26 | 0 | 59.3621
2030 | 9 | 26 | 1 | 58.6236
2030 | 9 | 26 | 2 | 58.1874
2030 | 9 | 26 | 3 | 58.3342
2030 | 9 | 26 | 4 | 58.9692
2030 | 9 | 26 | 5 | 61.2962
2030 | 9 | 26 | 6 | 64.0694
2030 | 9 | 26 | 7 | 69.7774
2030 | 9 | 26 | 8 | 68.1795
2030 | 9 | 26 | 9 | 58.2222
2030 | 9 | 26 | 10 | 52.5684
2030 | 9 | 26 | 11 | 48.776
2030 | 9 | 26 | 12 | 51.7114
2030 | 9 | 26 | 13 | 53.6767
2030 | 9 | 26 | 14 | 51.64
2030 | 9 | 26 | 15 | 52.3623
2030 | 9 | 26 | 16 | 55.1914
2030 | 9 | 26 | 17 | 66.7713
2030 | 9 | 26 | 18 | 78.9537
2030 | 9 | 26 | 19 | 79.3234
2030 | 9 | 26 | 20 | 76.9382
2030 | 9 | 26 | 21 | 71.5969
2030 | 9 | 26 | 22 | 66.369
2030 | 9 | 26 | 23 | 61.7144
2030 | 9 | 27 | 0 | 61.2237
2030 | 9 | 27 | 1 | 58.655
2030 | 9 | 27 | 2 | 57.9532
2030 | 9 | 27 | 3 | 57.8648
2030 | 9 | 27 | 4 | 58.3239
2030 | 9 | 27 | 5 | 60.6494
2030 | 9 | 27 | 6 | 65.1832
2030 | 9 | 27 | 7 | 71.6031
2030 | 9 | 27 | 8 | 72.8807
2030 | 9 | 27 | 9 | 66.0517
2030 | 9 | 27 | 10 | 60.6761
2030 | 9 | 27 | 11 | 55.2012
2030 | 9 | 27 | 12 | 55.8408
2030 | 9 | 27 | 13 | 57.0538
2030 | 9 | 27 | 14 | 54.0226
2030 | 9 | 27 | 15 | 53.7227
2030 | 9 | 27 | 16 | 56.6493
2030 | 9 | 27 | 17 | 66.4115
2030 | 9 | 27 | 18 | 76.57
2030 | 9 | 27 | 19 | 76.8405
2030 | 9 | 27 | 20 | 74.1158
2030 | 9 | 27 | 21 | 68.8664
2030 | 9 | 27 | 22 | 64.0967
2030 | 9 | 27 | 23 | 59.6562
2030 | 9 | 28 | 0 | 58.5274
2030 | 9 | 28 | 1 | 57.7434
2030 | 9 | 28 | 2 | 56.7919
2030 | 9 | 28 | 3 | 56.2788
2030 | 9 | 28 | 4 | 56.5062
2030 | 9 | 28 | 5 | 57.2572
2030 | 9 | 28 | 6 | 58.0405
2030 | 9 | 28 | 7 | 62.1987
2030 | 9 | 28 | 8 | 63.6357
2030 | 9 | 28 | 9 | 55.0209
2030 | 9 | 28 | 10 | 49.2118
2030 | 9 | 28 | 11 | 46.0351
2030 | 9 | 28 | 12 | 48.1205
2030 | 9 | 28 | 13 | 48.1963
2030 | 9 | 28 | 14 | 46.5229
2030 | 9 | 28 | 15 | 47.401
2030 | 9 | 28 | 16 | 51.0976
2030 | 9 | 28 | 17 | 64.0361
2030 | 9 | 28 | 18 | 78.2142
2030 | 9 | 28 | 19 | 76.8088
2030 | 9 | 28 | 20 | 72.5193
2030 | 9 | 28 | 21 | 66.3712
2030 | 9 | 28 | 22 | 61.964
2030 | 9 | 28 | 23 | 58.6524
2030 | 9 | 29 | 0 | 57.0164
2030 | 9 | 29 | 1 | 52.5367
2030 | 9 | 29 | 2 | 51.6331
2030 | 9 | 29 | 3 | 51.3288
2030 | 9 | 29 | 4 | 51.4589
2030 | 9 | 29 | 5 | 52.0984
2030 | 9 | 29 | 6 | 52.5848
2030 | 9 | 29 | 7 | 57.4564
2030 | 9 | 29 | 8 | 64.2173
2030 | 9 | 29 | 9 | 56.7853
2030 | 9 | 29 | 10 | 46.8512
2030 | 9 | 29 | 11 | 39.1867
2030 | 9 | 29 | 12 | 37.6983
2030 | 9 | 29 | 13 | 38.6728
2030 | 9 | 29 | 14 | 38.7723
2030 | 9 | 29 | 15 | 41.2097
2030 | 9 | 29 | 16 | 45.3684
2030 | 9 | 29 | 17 | 59.5381
2030 | 9 | 29 | 18 | 72.528
2030 | 9 | 29 | 19 | 69.895
2030 | 9 | 29 | 20 | 66.4537
2030 | 9 | 29 | 21 | 60.5916
2030 | 9 | 29 | 22 | 55.7685
2030 | 9 | 29 | 23 | 52.5184
2030 | 9 | 30 | 0 | 52.804
2030 | 9 | 30 | 1 | 49.3062
2030 | 9 | 30 | 2 | 49.309
2030 | 9 | 30 | 3 | 49.7033
2030 | 9 | 30 | 4 | 50.4738
2030 | 9 | 30 | 5 | 52.778
2030 | 9 | 30 | 6 | 56.8957
2030 | 9 | 30 | 7 | 61.8741
2030 | 9 | 30 | 8 | 59.7985
2030 | 9 | 30 | 9 | 49.5614
2030 | 9 | 30 | 10 | 44.159
2030 | 9 | 30 | 11 | 40.5879
2030 | 9 | 30 | 12 | 43.5254
2030 | 9 | 30 | 13 | 45.3356
2030 | 9 | 30 | 14 | 42.9869
2030 | 9 | 30 | 15 | 43.9442
2030 | 9 | 30 | 16 | 47.4059
2030 | 9 | 30 | 17 | 57.2083
2030 | 9 | 30 | 18 | 72.6001
2030 | 9 | 30 | 19 | 71.9253
2030 | 9 | 30 | 20 | 69.4822
2030 | 9 | 30 | 21 | 64.4228
2030 | 9 | 30 | 22 | 59.7276
2030 | 9 | 30 | 23 | 55.9699
2030 | 10 | 1 | 0 | 53.3963
2030 | 10 | 1 | 1 | 52.4753
2030 | 10 | 1 | 2 | 52.0851
2030 | 10 | 1 | 3 | 52.36
2030 | 10 | 1 | 4 | 53.0177
2030 | 10 | 1 | 5 | 55.2335
2030 | 10 | 1 | 6 | 58.2028
2030 | 10 | 1 | 7 | 64.5786
2030 | 10 | 1 | 8 | 66.9342
2030 | 10 | 1 | 9 | 61.1223
2030 | 10 | 1 | 10 | 55.122
2030 | 10 | 1 | 11 | 49.7987
2030 | 10 | 1 | 12 | 48.5874
2030 | 10 | 1 | 13 | 49.2247
2030 | 10 | 1 | 14 | 48.3759
2030 | 10 | 1 | 15 | 50.5089
2030 | 10 | 1 | 16 | 54.0085
2030 | 10 | 1 | 17 | 63.1514
2030 | 10 | 1 | 18 | 72.1734
2030 | 10 | 1 | 19 | 71.8253
2030 | 10 | 1 | 20 | 68.9409
2030 | 10 | 1 | 21 | 64.5073
2030 | 10 | 1 | 22 | 60.3363
2030 | 10 | 1 | 23 | 56.7006
2030 | 10 | 2 | 0 | 54.4497
2030 | 10 | 2 | 1 | 50.631
2030 | 10 | 2 | 2 | 50.4121
2030 | 10 | 2 | 3 | 50.7186
2030 | 10 | 2 | 4 | 51.4362
2030 | 10 | 2 | 5 | 53.5274
2030 | 10 | 2 | 6 | 56.8625
2030 | 10 | 2 | 7 | 62.1456
2030 | 10 | 2 | 8 | 61.7539
2030 | 10 | 2 | 9 | 53.3439
2030 | 10 | 2 | 10 | 47.5019
2030 | 10 | 2 | 11 | 43.2181
2030 | 10 | 2 | 12 | 44.3045
2030 | 10 | 2 | 13 | 45.2426
2030 | 10 | 2 | 14 | 44.6021
2030 | 10 | 2 | 15 | 45.7203
2030 | 10 | 2 | 16 | 47.5791
2030 | 10 | 2 | 17 | 56.6862
2030 | 10 | 2 | 18 | 68.7467
2030 | 10 | 2 | 19 | 68.0959
2030 | 10 | 2 | 20 | 65.3775
2030 | 10 | 2 | 21 | 61.3326
2030 | 10 | 2 | 22 | 57.2907
2030 | 10 | 2 | 23 | 53.8977
2030 | 10 | 3 | 0 | 51.9461
2030 | 10 | 3 | 1 | 47.6143
2030 | 10 | 3 | 2 | 47.2287
2030 | 10 | 3 | 3 | 47.2963
2030 | 10 | 3 | 4 | 47.8027
2030 | 10 | 3 | 5 | 49.634
2030 | 10 | 3 | 6 | 52.516
2030 | 10 | 3 | 7 | 57.3931
2030 | 10 | 3 | 8 | 56.1465
2030 | 10 | 3 | 9 | 48.0243
2030 | 10 | 3 | 10 | 45.1078
2030 | 10 | 3 | 11 | 42.8336
2030 | 10 | 3 | 12 | 40.3179
2030 | 10 | 3 | 13 | 41.5248
2030 | 10 | 3 | 14 | 42.3419
2030 | 10 | 3 | 15 | 42.9737
2030 | 10 | 3 | 16 | 41.9814
2030 | 10 | 3 | 17 | 49.5056
2030 | 10 | 3 | 18 | 60.2422
2030 | 10 | 3 | 19 | 59.7995
2030 | 10 | 3 | 20 | 57.055
2030 | 10 | 3 | 21 | 53.3243
2030 | 10 | 3 | 22 | 49.8644
2030 | 10 | 3 | 23 | 46.7691
2030 | 10 | 4 | 0 | 46.3629
2030 | 10 | 4 | 1 | 44.0205
2030 | 10 | 4 | 2 | 43.4831
2030 | 10 | 4 | 3 | 43.4347
2030 | 10 | 4 | 4 | 43.8768
2030 | 10 | 4 | 5 | 45.6091
2030 | 10 | 4 | 6 | 48.3731
2030 | 10 | 4 | 7 | 53.1373
2030 | 10 | 4 | 8 | 51.775
2030 | 10 | 4 | 9 | 44.7185
2030 | 10 | 4 | 10 | 42.6399
2030 | 10 | 4 | 11 | 41.6794
2030 | 10 | 4 | 12 | 43.9394
2030 | 10 | 4 | 13 | 44.6688
2030 | 10 | 4 | 14 | 44.7699
2030 | 10 | 4 | 15 | 44.5893
2030 | 10 | 4 | 16 | 43.8501
2030 | 10 | 4 | 17 | 49.7488
2030 | 10 | 4 | 18 | 56.2141
2030 | 10 | 4 | 19 | 55.455
2030 | 10 | 4 | 20 | 52.6468
2030 | 10 | 4 | 21 | 49.0719
2030 | 10 | 4 | 22 | 46.0008
2030 | 10 | 4 | 23 | 43.2254
2030 | 10 | 5 | 0 | 44.4226
2030 | 10 | 5 | 1 | 41.3762
2030 | 10 | 5 | 2 | 40.64
2030 | 10 | 5 | 3 | 40.4494
2030 | 10 | 5 | 4 | 40.5541
2030 | 10 | 5 | 5 | 41.1394
2030 | 10 | 5 | 6 | 41.9885
2030 | 10 | 5 | 7 | 45.2206
2030 | 10 | 5 | 8 | 48.4465
2030 | 10 | 5 | 9 | 45.6396
2030 | 10 | 5 | 10 | 41.7262
2030 | 10 | 5 | 11 | 39.4249
2030 | 10 | 5 | 12 | 40.2197
2030 | 10 | 5 | 13 | 39.0164
2030 | 10 | 5 | 14 | 38.231
2030 | 10 | 5 | 15 | 39.5266
2030 | 10 | 5 | 16 | 40.4538
2030 | 10 | 5 | 17 | 47.9671
2030 | 10 | 5 | 18 | 53.4084
2030 | 10 | 5 | 19 | 49.381
2030 | 10 | 5 | 20 | 46.236
2030 | 10 | 5 | 21 | 42.6021
2030 | 10 | 5 | 22 | 40.4107
2030 | 10 | 5 | 23 | 38.9772
2030 | 10 | 6 | 0 | 40.4353
2030 | 10 | 6 | 1 | 40.4173
2030 | 10 | 6 | 2 | 39.5832
2030 | 10 | 6 | 3 | 39.2535
2030 | 10 | 6 | 4 | 39.2459
2030 | 10 | 6 | 5 | 39.6434
2030 | 10 | 6 | 6 | 39.2041
2030 | 10 | 6 | 7 | 43.0497
2030 | 10 | 6 | 8 | 48.0223
2030 | 10 | 6 | 9 | 42.147
2030 | 10 | 6 | 10 | 35.2981
2030 | 10 | 6 | 11 | 30.6433
2030 | 10 | 6 | 12 | 30.2973
2030 | 10 | 6 | 13 | 30.5596
2030 | 10 | 6 | 14 | 31.9046
2030 | 10 | 6 | 15 | 34.1387
2030 | 10 | 6 | 16 | 36.8287
2030 | 10 | 6 | 17 | 48.0523
2030 | 10 | 6 | 18 | 56.7802
2030 | 10 | 6 | 19 | 54.533
2030 | 10 | 6 | 20 | 51.2104
2030 | 10 | 6 | 21 | 46.8412
2030 | 10 | 6 | 22 | 43.2579
2030 | 10 | 6 | 23 | 40.7672
2030 | 10 | 7 | 0 | 41.3931
2030 | 10 | 7 | 1 | 40.1439
2030 | 10 | 7 | 2 | 40.0296
2030 | 10 | 7 | 3 | 40.2672
2030 | 10 | 7 | 4 | 40.8375
2030 | 10 | 7 | 5 | 42.7187
2030 | 10 | 7 | 6 | 44.648
2030 | 10 | 7 | 7 | 49.8084
2030 | 10 | 7 | 8 | 53.0432
2030 | 10 | 7 | 9 | 49.6851
2030 | 10 | 7 | 10 | 45.4755
2030 | 10 | 7 | 11 | 41.9323
2030 | 10 | 7 | 12 | 37.5604
2030 | 10 | 7 | 13 | 38.7864
2030 | 10 | 7 | 14 | 37.4063
2030 | 10 | 7 | 15 | 37.9661
2030 | 10 | 7 | 16 | 40.1521
2030 | 10 | 7 | 17 | 48.1589
2030 | 10 | 7 | 18 | 60.0325
2030 | 10 | 7 | 19 | 59.6316
2030 | 10 | 7 | 20 | 57.0621
2030 | 10 | 7 | 21 | 53.2216
2030 | 10 | 7 | 22 | 49.5056
2030 | 10 | 7 | 23 | 46.2977
2030 | 10 | 8 | 0 | 44.6378
2030 | 10 | 8 | 1 | 44.4614
2030 | 10 | 8 | 2 | 44.2839
2030 | 10 | 8 | 3 | 44.6592
2030 | 10 | 8 | 4 | 45.3235
2030 | 10 | 8 | 5 | 47.3199
2030 | 10 | 8 | 6 | 49.0264
2030 | 10 | 8 | 7 | 54.3467
2030 | 10 | 8 | 8 | 57.0066
2030 | 10 | 8 | 9 | 52.9597
2030 | 10 | 8 | 10 | 48.0695
2030 | 10 | 8 | 11 | 43.1769
2030 | 10 | 8 | 12 | 41.1527
2030 | 10 | 8 | 13 | 41.4146
2030 | 10 | 8 | 14 | 40.6217
2030 | 10 | 8 | 15 | 41.9395
2030 | 10 | 8 | 16 | 45.6559
2030 | 10 | 8 | 17 | 53.6366
2030 | 10 | 8 | 18 | 60.7329
2030 | 10 | 8 | 19 | 60.2935
2030 | 10 | 8 | 20 | 57.9301
2030 | 10 | 8 | 21 | 54.3014
2030 | 10 | 8 | 22 | 50.6062
2030 | 10 | 8 | 23 | 47.3838
2030 | 10 | 9 | 0 | 46.8805
2030 | 10 | 9 | 1 | 46.8554
2030 | 10 | 9 | 2 | 46.5679
2030 | 10 | 9 | 3 | 46.7037
2030 | 10 | 9 | 4 | 47.1931
2030 | 10 | 9 | 5 | 48.959
2030 | 10 | 9 | 6 | 51.9793
2030 | 10 | 9 | 7 | 56.5747
2030 | 10 | 9 | 8 | 56.1024
2030 | 10 | 9 | 9 | 47.9884
2030 | 10 | 9 | 10 | 42.7196
2030 | 10 | 9 | 11 | 39.3428
2030 | 10 | 9 | 12 | 39.8502
2030 | 10 | 9 | 13 | 40.7387
2030 | 10 | 9 | 14 | 39.6826
2030 | 10 | 9 | 15 | 39.8484
2030 | 10 | 9 | 16 | 41.6183
2030 | 10 | 9 | 17 | 49.5292
2030 | 10 | 9 | 18 | 61.058
2030 | 10 | 9 | 19 | 60.2739
2030 | 10 | 9 | 20 | 57.7472
2030 | 10 | 9 | 21 | 54.0961
2030 | 10 | 9 | 22 | 50.4052
2030 | 10 | 9 | 23 | 47.3458
2030 | 10 | 10 | 0 | 45.5501
2030 | 10 | 10 | 1 | 45.7752
2030 | 10 | 10 | 2 | 45.4018
2030 | 10 | 10 | 3 | 45.5221
2030 | 10 | 10 | 4 | 46.0304
2030 | 10 | 10 | 5 | 47.9601
2030 | 10 | 10 | 6 | 51.0778
2030 | 10 | 10 | 7 | 56.2141
2030 | 10 | 10 | 8 | 56.5651
2030 | 10 | 10 | 9 | 48.8092
2030 | 10 | 10 | 10 | 43.5608
2030 | 10 | 10 | 11 | 40.4479
2030 | 10 | 10 | 12 | 40.8362
2030 | 10 | 10 | 13 | 42.0283
2030 | 10 | 10 | 14 | 41.9333
2030 | 10 | 10 | 15 | 43.2302
2030 | 10 | 10 | 16 | 45.9014
2030 | 10 | 10 | 17 | 55.639
2030 | 10 | 10 | 18 | 63.3236
2030 | 10 | 10 | 19 | 61.1517
2030 | 10 | 10 | 20 | 58.1867
2030 | 10 | 10 | 21 | 54.4729
2030 | 10 | 10 | 22 | 51.0005
2030 | 10 | 10 | 23 | 47.8805
2030 | 10 | 11 | 0 | 45.8791
2030 | 10 | 11 | 1 | 44.7998
2030 | 10 | 11 | 2 | 44.2727
2030 | 10 | 11 | 3 | 44.2237
2030 | 10 | 11 | 4 | 44.6266
2030 | 10 | 11 | 5 | 46.4398
2030 | 10 | 11 | 6 | 49.9294
2030 | 10 | 11 | 7 | 56.1863
2030 | 10 | 11 | 8 | 60.2607
2030 | 10 | 11 | 9 | 54.4779
2030 | 10 | 11 | 10 | 47.3079
2030 | 10 | 11 | 11 | 42.315
2030 | 10 | 11 | 12 | 43.1567
2030 | 10 | 11 | 13 | 43.5851
2030 | 10 | 11 | 14 | 42.3046
2030 | 10 | 11 | 15 | 43.2793
2030 | 10 | 11 | 16 | 47.9423
2030 | 10 | 11 | 17 | 57.5028
2030 | 10 | 11 | 18 | 61.6999
2030 | 10 | 11 | 19 | 59.444
2030 | 10 | 11 | 20 | 56.3553
2030 | 10 | 11 | 21 | 52.7061
2030 | 10 | 11 | 22 | 49.5882
2030 | 10 | 11 | 23 | 46.6387
2030 | 10 | 12 | 0 | 44.4295
2030 | 10 | 12 | 1 | 43.092
2030 | 10 | 12 | 2 | 42.434
2030 | 10 | 12 | 3 | 42.1925
2030 | 10 | 12 | 4 | 42.3394
2030 | 10 | 12 | 5 | 43.1946
2030 | 10 | 12 | 6 | 44.75
2030 | 10 | 12 | 7 | 49.156
2030 | 10 | 12 | 8 | 54.5197
2030 | 10 | 12 | 9 | 50.2637
2030 | 10 | 12 | 10 | 43.7192
2030 | 10 | 12 | 11 | 39.0667
2030 | 10 | 12 | 12 | 38.6692
2030 | 10 | 12 | 13 | 38.2387
2030 | 10 | 12 | 14 | 36.8878
2030 | 10 | 12 | 15 | 38.4435
2030 | 10 | 12 | 16 | 43.7744
2030 | 10 | 12 | 17 | 54.9126
2030 | 10 | 12 | 18 | 58.0996
2030 | 10 | 12 | 19 | 55.4223
2030 | 10 | 12 | 20 | 51.4614
2030 | 10 | 12 | 21 | 47.5219
2030 | 10 | 12 | 22 | 44.7562
2030 | 10 | 12 | 23 | 42.6911
2030 | 10 | 13 | 0 | 41.8497
2030 | 10 | 13 | 1 | 41.5161
2030 | 10 | 13 | 2 | 40.9693
2030 | 10 | 13 | 3 | 40.8783
2030 | 10 | 13 | 4 | 41.1966
2030 | 10 | 13 | 5 | 42.0436
2030 | 10 | 13 | 6 | 43.3161
2030 | 10 | 13 | 7 | 46.6376
2030 | 10 | 13 | 8 | 50.0397
2030 | 10 | 13 | 9 | 45.3149
2030 | 10 | 13 | 10 | 40.0554
2030 | 10 | 13 | 11 | 35.6309
2030 | 10 | 13 | 12 | 36.6904
2030 | 10 | 13 | 13 | 37.144
2030 | 10 | 13 | 14 | 37.8582
2030 | 10 | 13 | 15 | 40.1636
2030 | 10 | 13 | 16 | 45.7033
2030 | 10 | 13 | 17 | 56.8801
2030 | 10 | 13 | 18 | 63.1042
2030 | 10 | 13 | 19 | 59.2702
2030 | 10 | 13 | 20 | 55.4261
2030 | 10 | 13 | 21 | 51.2189
2030 | 10 | 13 | 22 | 47.712
2030 | 10 | 13 | 23 | 45.2508
2030 | 10 | 14 | 0 | 43.8564
2030 | 10 | 14 | 1 | 46.7029
2030 | 10 | 14 | 2 | 46.0834
2030 | 10 | 14 | 3 | 46.0141
2030 | 10 | 14 | 4 | 46.5265
2030 | 10 | 14 | 5 | 47.4503
2030 | 10 | 14 | 6 | 47.1908
2030 | 10 | 14 | 7 | 51.1306
2030 | 10 | 14 | 8 | 57.998
2030 | 10 | 14 | 9 | 54.6758
2030 | 10 | 14 | 10 | 47.6245
2030 | 10 | 14 | 11 | 41.2767
2030 | 10 | 14 | 12 | 40.2921
2030 | 10 | 14 | 13 | 41.4699
2030 | 10 | 14 | 14 | 41.5372
2030 | 10 | 14 | 15 | 44.349
2030 | 10 | 14 | 16 | 49.5445
2030 | 10 | 14 | 17 | 61.9223
2030 | 10 | 14 | 18 | 65.7108
2030 | 10 | 14 | 19 | 61.6357
2030 | 10 | 14 | 20 | 57.4163
2030 | 10 | 14 | 21 | 53.2954
2030 | 10 | 14 | 22 | 49.4746
2030 | 10 | 14 | 23 | 47.1592
2030 | 10 | 15 | 0 | 46.9336
2030 | 10 | 15 | 1 | 46.8545
2030 | 10 | 15 | 2 | 46.5407
2030 | 10 | 15 | 3 | 46.7408
2030 | 10 | 15 | 4 | 47.3092
2030 | 10 | 15 | 5 | 49.1757
2030 | 10 | 15 | 6 | 51.9481
2030 | 10 | 15 | 7 | 57.544
2030 | 10 | 15 | 8 | 60.1268
2030 | 10 | 15 | 9 | 54.4703
2030 | 10 | 15 | 10 | 48.838
2030 | 10 | 15 | 11 | 44.3292
2030 | 10 | 15 | 12 | 43.6456
2030 | 10 | 15 | 13 | 43.9673
2030 | 10 | 15 | 14 | 43.8867
2030 | 10 | 15 | 15 | 45.4229
2030 | 10 | 15 | 16 | 49.6483
2030 | 10 | 15 | 17 | 58.1736
2030 | 10 | 15 | 18 | 65.7162
2030 | 10 | 15 | 19 | 62.7167
2030 | 10 | 15 | 20 | 59.3513
2030 | 10 | 15 | 21 | 55.3671
2030 | 10 | 15 | 22 | 51.554
2030 | 10 | 15 | 23 | 48.4741
2030 | 10 | 16 | 0 | 47.824
2030 | 10 | 16 | 1 | 47.4605
2030 | 10 | 16 | 2 | 46.9584
2030 | 10 | 16 | 3 | 46.9677
2030 | 10 | 16 | 4 | 47.4316
2030 | 10 | 16 | 5 | 49.2194
2030 | 10 | 16 | 6 | 52.4515
2030 | 10 | 16 | 7 | 57.8254
2030 | 10 | 16 | 8 | 60.3877
2030 | 10 | 16 | 9 | 55.3655
2030 | 10 | 16 | 10 | 50.7387
2030 | 10 | 16 | 11 | 46.3723
2030 | 10 | 16 | 12 | 45.233
2030 | 10 | 16 | 13 | 46.0447
2030 | 10 | 16 | 14 | 46.2018
2030 | 10 | 16 | 15 | 47.3293
2030 | 10 | 16 | 16 | 51.315
2030 | 10 | 16 | 17 | 60.7762
2030 | 10 | 16 | 18 | 68.1189
2030 | 10 | 16 | 19 | 64.7133
2030 | 10 | 16 | 20 | 61.2436
2030 | 10 | 16 | 21 | 57.356
2030 | 10 | 16 | 22 | 53.5471
2030 | 10 | 16 | 23 | 50.4978
2030 | 10 | 17 | 0 | 48.564
2030 | 10 | 17 | 1 | 46.4475
2030 | 10 | 17 | 2 | 45.8967
2030 | 10 | 17 | 3 | 45.877
2030 | 10 | 17 | 4 | 46.3079
2030 | 10 | 17 | 5 | 48.1553
2030 | 10 | 17 | 6 | 51.2598
2030 | 10 | 17 | 7 | 57.0095
2030 | 10 | 17 | 8 | 60.7571
2030 | 10 | 17 | 9 | 56.3301
2030 | 10 | 17 | 10 | 50.9402
2030 | 10 | 17 | 11 | 46.5585
2030 | 10 | 17 | 12 | 45.4215
2030 | 10 | 17 | 13 | 45.9805
2030 | 10 | 17 | 14 | 46.2437
2030 | 10 | 17 | 15 | 47.6942
2030 | 10 | 17 | 16 | 52.0503
2030 | 10 | 17 | 17 | 61.8333
2030 | 10 | 17 | 18 | 65.5142
2030 | 10 | 17 | 19 | 62.1014
2030 | 10 | 17 | 20 | 58.6705
2030 | 10 | 17 | 21 | 54.9005
2030 | 10 | 17 | 22 | 51.2273
2030 | 10 | 17 | 23 | 48.1054
2030 | 10 | 18 | 0 | 47.9872
2030 | 10 | 18 | 1 | 45.3725
2030 | 10 | 18 | 2 | 44.7577
2030 | 10 | 18 | 3 | 44.658
2030 | 10 | 18 | 4 | 45.0465
2030 | 10 | 18 | 5 | 46.8288
2030 | 10 | 18 | 6 | 50.2231
2030 | 10 | 18 | 7 | 56.037
2030 | 10 | 18 | 8 | 59.5643
2030 | 10 | 18 | 9 | 54.6603
2030 | 10 | 18 | 10 | 48.6344
2030 | 10 | 18 | 11 | 44.31
2030 | 10 | 18 | 12 | 44.0131
2030 | 10 | 18 | 13 | 44.507
2030 | 10 | 18 | 14 | 44.1464
2030 | 10 | 18 | 15 | 45.1252
2030 | 10 | 18 | 16 | 50.1349
2030 | 10 | 18 | 17 | 59.7186
2030 | 10 | 18 | 18 | 62.8506
2030 | 10 | 18 | 19 | 59.6422
2030 | 10 | 18 | 20 | 56.1301
2030 | 10 | 18 | 21 | 52.5128
2030 | 10 | 18 | 22 | 49.1913
2030 | 10 | 18 | 23 | 46.2079
2030 | 10 | 19 | 0 | 46.0598
2030 | 10 | 19 | 1 | 43.3118
2030 | 10 | 19 | 2 | 42.6739
2030 | 10 | 19 | 3 | 42.4071
2030 | 10 | 19 | 4 | 42.6085
2030 | 10 | 19 | 5 | 43.5888
2030 | 10 | 19 | 6 | 45.5747
2030 | 10 | 19 | 7 | 49.3242
2030 | 10 | 19 | 8 | 52.6762
2030 | 10 | 19 | 9 | 49.0637
2030 | 10 | 19 | 10 | 44.7098
2030 | 10 | 19 | 11 | 40.8153
2030 | 10 | 19 | 12 | 40.4408
2030 | 10 | 19 | 13 | 40.5276
2030 | 10 | 19 | 14 | 40.089
2030 | 10 | 19 | 15 | 41.3936
2030 | 10 | 19 | 16 | 47.109
2030 | 10 | 19 | 17 | 57.4522
2030 | 10 | 19 | 18 | 61.9094
2030 | 10 | 19 | 19 | 57.6505
2030 | 10 | 19 | 20 | 53.0626
2030 | 10 | 19 | 21 | 48.9783
2030 | 10 | 19 | 22 | 45.9409
2030 | 10 | 19 | 23 | 43.7738
2030 | 10 | 20 | 0 | 43.181
2030 | 10 | 20 | 1 | 42.3195
2030 | 10 | 20 | 2 | 41.689
2030 | 10 | 20 | 3 | 41.4697
2030 | 10 | 20 | 4 | 41.6958
2030 | 10 | 20 | 5 | 42.5582
2030 | 10 | 20 | 6 | 44.4997
2030 | 10 | 20 | 7 | 47.123
2030 | 10 | 20 | 8 | 48.5409
2030 | 10 | 20 | 9 | 42.1467
2030 | 10 | 20 | 10 | 37.1946
2030 | 10 | 20 | 11 | 34.0822
2030 | 10 | 20 | 12 | 36.0907
2030 | 10 | 20 | 13 | 36.9144
2030 | 10 | 20 | 14 | 36.6349
2030 | 10 | 20 | 15 | 37.6607
2030 | 10 | 20 | 16 | 43.007
2030 | 10 | 20 | 17 | 53.3542
2030 | 10 | 20 | 18 | 62.5594
2030 | 10 | 20 | 19 | 57.895
2030 | 10 | 20 | 20 | 53.5796
2030 | 10 | 20 | 21 | 49.4122
2030 | 10 | 20 | 22 | 45.9049
2030 | 10 | 20 | 23 | 43.5212
2030 | 10 | 21 | 0 | 42.2932
2030 | 10 | 21 | 1 | 40.3657
2030 | 10 | 21 | 2 | 40.097
2030 | 10 | 21 | 3 | 40.2283
2030 | 10 | 21 | 4 | 40.7644
2030 | 10 | 21 | 5 | 42.6907
2030 | 10 | 21 | 6 | 46.1903
2030 | 10 | 21 | 7 | 52.1321
2030 | 10 | 21 | 8 | 56.6863
2030 | 10 | 21 | 9 | 51.8765
2030 | 10 | 21 | 10 | 46.5198
2030 | 10 | 21 | 11 | 43.1135
2030 | 10 | 21 | 12 | 42.041
2030 | 10 | 21 | 13 | 42.659
2030 | 10 | 21 | 14 | 42.6864
2030 | 10 | 21 | 15 | 44.0498
2030 | 10 | 21 | 16 | 48.8395
2030 | 10 | 21 | 17 | 58.8507
2030 | 10 | 21 | 18 | 62.0859
2030 | 10 | 21 | 19 | 58.4757
2030 | 10 | 21 | 20 | 54.7524
2030 | 10 | 21 | 21 | 50.7127
2030 | 10 | 21 | 22 | 46.8356
2030 | 10 | 21 | 23 | 43.8543
2030 | 10 | 22 | 0 | 44.3046
2030 | 10 | 22 | 1 | 43.1742
2030 | 10 | 22 | 2 | 42.7216
2030 | 10 | 22 | 3 | 42.8144
2030 | 10 | 22 | 4 | 43.2434
2030 | 10 | 22 | 5 | 45.0963
2030 | 10 | 22 | 6 | 49.0892
2030 | 10 | 22 | 7 | 55.3317
2030 | 10 | 22 | 8 | 59.8291
2030 | 10 | 22 | 9 | 53.3156
2030 | 10 | 22 | 10 | 45.7016
2030 | 10 | 22 | 11 | 40.8952
2030 | 10 | 22 | 12 | 41.6891
2030 | 10 | 22 | 13 | 42.1374
2030 | 10 | 22 | 14 | 40.9972
2030 | 10 | 22 | 15 | 42.4441
2030 | 10 | 22 | 16 | 48.2746
2030 | 10 | 22 | 17 | 58.1993
2030 | 10 | 22 | 18 | 61.3065
2030 | 10 | 22 | 19 | 58.4488
2030 | 10 | 22 | 20 | 55.3797
2030 | 10 | 22 | 21 | 51.6554
2030 | 10 | 22 | 22 | 48.136
2030 | 10 | 22 | 23 | 45.1752
2030 | 10 | 23 | 0 | 43.4213
2030 | 10 | 23 | 1 | 42.5051
2030 | 10 | 23 | 2 | 42.0561
2030 | 10 | 23 | 3 | 42.1035
2030 | 10 | 23 | 4 | 42.5288
2030 | 10 | 23 | 5 | 44.3543
2030 | 10 | 23 | 6 | 48.3298
2030 | 10 | 23 | 7 | 54.072
2030 | 10 | 23 | 8 | 57.7676
2030 | 10 | 23 | 9 | 51.0753
2030 | 10 | 23 | 10 | 43.9711
2030 | 10 | 23 | 11 | 39.8517
2030 | 10 | 23 | 12 | 39.2491
2030 | 10 | 23 | 13 | 40.2753
2030 | 10 | 23 | 14 | 39.6635
2030 | 10 | 23 | 15 | 40.1085
2030 | 10 | 23 | 16 | 44.2603
2030 | 10 | 23 | 17 | 54.5104
2030 | 10 | 23 | 18 | 59.8938
2030 | 10 | 23 | 19 | 57.5381
2030 | 10 | 23 | 20 | 54.6499
2030 | 10 | 23 | 21 | 51.125
2030 | 10 | 23 | 22 | 47.4903
2030 | 10 | 23 | 23 | 44.4726
2030 | 10 | 24 | 0 | 43.0298
2030 | 10 | 24 | 1 | 41.4118
2030 | 10 | 24 | 2 | 40.8333
2030 | 10 | 24 | 3 | 40.8079
2030 | 10 | 24 | 4 | 41.2199
2030 | 10 | 24 | 5 | 43.0894
2030 | 10 | 24 | 6 | 46.5526
2030 | 10 | 24 | 7 | 52.2954
2030 | 10 | 24 | 8 | 56.4044
2030 | 10 | 24 | 9 | 51.6457
2030 | 10 | 24 | 10 | 45.7919
2030 | 10 | 24 | 11 | 41.9287
2030 | 10 | 24 | 12 | 41.5013
2030 | 10 | 24 | 13 | 42.2198
2030 | 10 | 24 | 14 | 42.4475
2030 | 10 | 24 | 15 | 43.6698
2030 | 10 | 24 | 16 | 48.9309
2030 | 10 | 24 | 17 | 59.284
2030 | 10 | 24 | 18 | 61.8022
2030 | 10 | 24 | 19 | 58.139
2030 | 10 | 24 | 20 | 54.6083
2030 | 10 | 24 | 21 | 50.9624
2030 | 10 | 24 | 22 | 47.3618
2030 | 10 | 24 | 23 | 44.298
2030 | 10 | 25 | 0 | 43.8258
2030 | 10 | 25 | 1 | 42.6799
2030 | 10 | 25 | 2 | 42.1768
2030 | 10 | 25 | 3 | 42.2127
2030 | 10 | 25 | 4 | 42.7063
2030 | 10 | 25 | 5 | 44.6075
2030 | 10 | 25 | 6 | 48.7347
2030 | 10 | 25 | 7 | 53.9326
2030 | 10 | 25 | 8 | 55.3924
2030 | 10 | 25 | 9 | 47.9152
2030 | 10 | 25 | 10 | 41.5313
2030 | 10 | 25 | 11 | 37.8808
2030 | 10 | 25 | 12 | 39.1841
2030 | 10 | 25 | 13 | 39.9113
2030 | 10 | 25 | 14 | 39.0699
2030 | 10 | 25 | 15 | 39.5948
2030 | 10 | 25 | 16 | 44.8224
2030 | 10 | 25 | 17 | 54.6435
2030 | 10 | 25 | 18 | 60.8657
2030 | 10 | 25 | 19 | 57.8233
2030 | 10 | 25 | 20 | 54.4344
2030 | 10 | 25 | 21 | 51.0622
2030 | 10 | 25 | 22 | 47.8067
2030 | 10 | 25 | 23 | 44.8151
2030 | 10 | 26 | 0 | 44.5298
2030 | 10 | 26 | 1 | 42.0378
2030 | 10 | 26 | 2 | 41.2631
2030 | 10 | 26 | 3 | 40.922
2030 | 10 | 26 | 4 | 40.996
2030 | 10 | 26 | 5 | 41.8408
2030 | 10 | 26 | 6 | 43.9079
2030 | 10 | 26 | 7 | 47.759
2030 | 10 | 26 | 8 | 52.2524
2030 | 10 | 26 | 9 | 48.1842
2030 | 10 | 26 | 10 | 42.9488
2030 | 10 | 26 | 11 | 39.0786
2030 | 10 | 26 | 12 | 38.5834
2030 | 10 | 26 | 13 | 38.4538
2030 | 10 | 26 | 14 | 37.8326
2030 | 10 | 26 | 15 | 38.7475
2030 | 10 | 26 | 16 | 45.5717
2030 | 10 | 26 | 17 | 56.2997
2030 | 10 | 26 | 18 | 59.5762
2030 | 10 | 26 | 19 | 54.7485
2030 | 10 | 26 | 20 | 50.0827
2030 | 10 | 26 | 21 | 46.1016
2030 | 10 | 26 | 22 | 43.0583
2030 | 10 | 26 | 23 | 40.9053
2030 | 10 | 27 | 0 | 40.582
2030 | 10 | 27 | 1 | 40.1191
2030 | 10 | 27 | 2 | 39.2162
2030 | 10 | 27 | 3 | 38.7309
2030 | 10 | 27 | 4 | 38.7586
2030 | 10 | 27 | 5 | 39.438
2030 | 10 | 27 | 6 | 40.6447
2030 | 10 | 27 | 7 | 43.8551
2030 | 10 | 27 | 8 | 49.937
2030 | 10 | 27 | 9 | 46.556
2030 | 10 | 27 | 10 | 40.4524
2030 | 10 | 27 | 11 | 38.0009
2030 | 10 | 27 | 12 | 37.5968
2030 | 10 | 27 | 13 | 36.7179
2030 | 10 | 27 | 14 | 34.6026
2030 | 10 | 27 | 15 | 34.6331
2030 | 10 | 27 | 16 | 41.2363
2030 | 10 | 27 | 17 | 53.2972
2030 | 10 | 27 | 18 | 57.0176
2030 | 10 | 27 | 19 | 53.1828
2030 | 10 | 27 | 20 | 48.9205
2030 | 10 | 27 | 21 | 45.1259
2030 | 10 | 27 | 22 | 42.0297
2030 | 10 | 27 | 23 | 39.9227
2030 | 10 | 28 | 0 | 38.8014
2030 | 10 | 28 | 1 | 37.4525
2030 | 10 | 28 | 2 | 37.1591
2030 | 10 | 28 | 3 | 37.1958
2030 | 10 | 28 | 4 | 37.6773
2030 | 10 | 28 | 5 | 39.4361
2030 | 10 | 28 | 6 | 42.817
2030 | 10 | 28 | 7 | 49.0004
2030 | 10 | 28 | 8 | 54.8654
2030 | 10 | 28 | 9 | 50.6879
2030 | 10 | 28 | 10 | 44.8032
2030 | 10 | 28 | 11 | 41.2438
2030 | 10 | 28 | 12 | 40.878
2030 | 10 | 28 | 13 | 41.3246
2030 | 10 | 28 | 14 | 41.4917
2030 | 10 | 28 | 15 | 42.9905
2030 | 10 | 28 | 16 | 49.8783
2030 | 10 | 28 | 17 | 60.9756
2030 | 10 | 28 | 18 | 63.7901
2030 | 10 | 28 | 19 | 59.7008
2030 | 10 | 28 | 20 | 55.7784
2030 | 10 | 28 | 21 | 51.8691
2030 | 10 | 28 | 22 | 48.0937
2030 | 10 | 28 | 23 | 45.3235
2030 | 10 | 29 | 0 | 43.7835
2030 | 10 | 29 | 1 | 42.5371
2030 | 10 | 29 | 2 | 42.0439
2030 | 10 | 29 | 3 | 42.2017
2030 | 10 | 29 | 4 | 42.7582
2030 | 10 | 29 | 5 | 44.6947
2030 | 10 | 29 | 6 | 47.7599
2030 | 10 | 29 | 7 | 53.3222
2030 | 10 | 29 | 8 | 56.7465
2030 | 10 | 29 | 9 | 51.617
2030 | 10 | 29 | 10 | 45.9753
2030 | 10 | 29 | 11 | 42.4759
2030 | 10 | 29 | 12 | 40.264
2030 | 10 | 29 | 13 | 41.2367
2030 | 10 | 29 | 14 | 40.6464
2030 | 10 | 29 | 15 | 41.774
2030 | 10 | 29 | 16 | 46.7104
2030 | 10 | 29 | 17 | 55.9841
2030 | 10 | 29 | 18 | 62.1088
2030 | 10 | 29 | 19 | 58.7948
2030 | 10 | 29 | 20 | 55.5159
2030 | 10 | 29 | 21 | 51.8372
2030 | 10 | 29 | 22 | 48.2212
2030 | 10 | 29 | 23 | 45.0262
2030 | 10 | 30 | 0 | 45.2049
2030 | 10 | 30 | 1 | 42.126
2030 | 10 | 30 | 2 | 41.58
2030 | 10 | 30 | 3 | 41.5213
2030 | 10 | 30 | 4 | 41.8373
2030 | 10 | 30 | 5 | 43.5168
2030 | 10 | 30 | 6 | 46.6065
2030 | 10 | 30 | 7 | 52.3871
2030 | 10 | 30 | 8 | 58.4841
2030 | 10 | 30 | 9 | 54.8448
2030 | 10 | 30 | 10 | 48.2386
2030 | 10 | 30 | 11 | 43.546
2030 | 10 | 30 | 12 | 44.1405
2030 | 10 | 30 | 13 | 44.1152
2030 | 10 | 30 | 14 | 43.4102
2030 | 10 | 30 | 15 | 43.935
2030 | 10 | 30 | 16 | 50.6634
2030 | 10 | 30 | 17 | 61.3183
2030 | 10 | 30 | 18 | 64.3243
2030 | 10 | 30 | 19 | 59.6876
2030 | 10 | 30 | 20 | 55.9792
2030 | 10 | 30 | 21 | 52.2377
2030 | 10 | 30 | 22 | 48.3198
2030 | 10 | 30 | 23 | 45.3124
2030 | 10 | 31 | 0 | 43.7821
2030 | 10 | 31 | 1 | 44.645
2030 | 10 | 31 | 2 | 44.1368
2030 | 10 | 31 | 3 | 44.2092
2030 | 10 | 31 | 4 | 44.7278
2030 | 10 | 31 | 5 | 46.6758
2030 | 10 | 31 | 6 | 50.1595
2030 | 10 | 31 | 7 | 55.5359
2030 | 10 | 31 | 8 | 58.4115
2030 | 10 | 31 | 9 | 52.3555
2030 | 10 | 31 | 10 | 46.5934
2030 | 10 | 31 | 11 | 42.5042
2030 | 10 | 31 | 12 | 39.5016
2030 | 10 | 31 | 13 | 40.3106
2030 | 10 | 31 | 14 | 39.9747
2030 | 10 | 31 | 15 | 40.7136
2030 | 10 | 31 | 16 | 45.0821
2030 | 10 | 31 | 17 | 54.8616
2030 | 10 | 31 | 18 | 61.7611
2030 | 10 | 31 | 19 | 59.9291
2030 | 10 | 31 | 20 | 57.2923
2030 | 10 | 31 | 21 | 54.2255
2030 | 10 | 31 | 22 | 50.7943
2030 | 10 | 31 | 23 | 47.6782
2030 | 11 | 1 | 0 | 48.1256
2030 | 11 | 1 | 1 | 45.583
2030 | 11 | 1 | 2 | 45.2337
2030 | 11 | 1 | 3 | 45.2015
2030 | 11 | 1 | 4 | 45.661
2030 | 11 | 1 | 5 | 47.4924
2030 | 11 | 1 | 6 | 50.179
2030 | 11 | 1 | 7 | 55.4923
2030 | 11 | 1 | 8 | 59.0763
2030 | 11 | 1 | 9 | 53.7127
2030 | 11 | 1 | 10 | 47.9699
2030 | 11 | 1 | 11 | 44.3025
2030 | 11 | 1 | 12 | 44.9979
2030 | 11 | 1 | 13 | 45.7583
2030 | 11 | 1 | 14 | 45.0791
2030 | 11 | 1 | 15 | 45.8094
2030 | 11 | 1 | 16 | 51.9086
2030 | 11 | 1 | 17 | 60.6074
2030 | 11 | 1 | 18 | 63.8724
2030 | 11 | 1 | 19 | 59.5872
2030 | 11 | 1 | 20 | 55.9232
2030 | 11 | 1 | 21 | 52.1974
2030 | 11 | 1 | 22 | 48.9446
2030 | 11 | 1 | 23 | 45.9101
2030 | 11 | 2 | 0 | 44.4815
2030 | 11 | 2 | 1 | 44.4967
2030 | 11 | 2 | 2 | 43.9561
2030 | 11 | 2 | 3 | 43.6453
2030 | 11 | 2 | 4 | 43.8471
2030 | 11 | 2 | 5 | 44.984
2030 | 11 | 2 | 6 | 46.7853
2030 | 11 | 2 | 7 | 50.4032
2030 | 11 | 2 | 8 | 55.0788
2030 | 11 | 2 | 9 | 52.0236
2030 | 11 | 2 | 10 | 47.8512
2030 | 11 | 2 | 11 | 44.158
2030 | 11 | 2 | 12 | 42.2718
2030 | 11 | 2 | 13 | 42.2068
2030 | 11 | 2 | 14 | 40.9904
2030 | 11 | 2 | 15 | 42.4599
2030 | 11 | 2 | 16 | 50.1441
2030 | 11 | 2 | 17 | 60.0423
2030 | 11 | 2 | 18 | 63.3051
2030 | 11 | 2 | 19 | 58.3015
2030 | 11 | 2 | 20 | 53.6002
2030 | 11 | 2 | 21 | 49.5058
2030 | 11 | 2 | 22 | 46.4951
2030 | 11 | 2 | 23 | 44.2513
2030 | 11 | 3 | 0 | 44.9951
2030 | 11 | 3 | 1 | 44.1413
2030 | 11 | 3 | 2 | 42.8813
2030 | 11 | 3 | 3 | 42.2906
2030 | 11 | 3 | 4 | 42.1492
2030 | 11 | 3 | 5 | 41.826
2030 | 11 | 3 | 6 | 40.9691
2030 | 11 | 3 | 7 | 42.7494
2030 | 11 | 3 | 8 | 48.2178
2030 | 11 | 3 | 9 | 45.5265
2030 | 11 | 3 | 10 | 40.7157
2030 | 11 | 3 | 11 | 37.7257
2030 | 11 | 3 | 12 | 37.972
2030 | 11 | 3 | 13 | 40.3667
2030 | 11 | 3 | 14 | 40.4584
2030 | 11 | 3 | 15 | 40.1812
2030 | 11 | 3 | 16 | 44.1877
2030 | 11 | 3 | 17 | 53.1568
2030 | 11 | 3 | 18 | 61.012
2030 | 11 | 3 | 19 | 55.586
2030 | 11 | 3 | 20 | 51.9266
2030 | 11 | 3 | 21 | 48.3464
2030 | 11 | 3 | 22 | 45.6077
2030 | 11 | 3 | 23 | 43.3441
2030 | 11 | 4 | 0 | 42.7026
2030 | 11 | 4 | 1 | 40.4215
2030 | 11 | 4 | 2 | 39.5986
2030 | 11 | 4 | 3 | 39.4475
2030 | 11 | 4 | 4 | 39.7475
2030 | 11 | 4 | 5 | 40.535
2030 | 11 | 4 | 6 | 42.9765
2030 | 11 | 4 | 7 | 47.4929
2030 | 11 | 4 | 8 | 53.6368
2030 | 11 | 4 | 9 | 50.2789
2030 | 11 | 4 | 10 | 45.1462
2030 | 11 | 4 | 11 | 42.403
2030 | 11 | 4 | 12 | 41.2061
2030 | 11 | 4 | 13 | 43.3033
2030 | 11 | 4 | 14 | 43.6602
2030 | 11 | 4 | 15 | 43.6718
2030 | 11 | 4 | 16 | 46.8617
2030 | 11 | 4 | 17 | 55.5655
2030 | 11 | 4 | 18 | 63.2213
2030 | 11 | 4 | 19 | 59.6909
2030 | 11 | 4 | 20 | 57.1105
2030 | 11 | 4 | 21 | 54.0167
2030 | 11 | 4 | 22 | 51.2692
2030 | 11 | 4 | 23 | 48.5686
2030 | 11 | 5 | 0 | 45.5175
2030 | 11 | 5 | 1 | 46.0058
2030 | 11 | 5 | 2 | 45.1645
2030 | 11 | 5 | 3 | 45.1857
2030 | 11 | 5 | 4 | 45.6993
2030 | 11 | 5 | 5 | 46.6104
2030 | 11 | 5 | 6 | 48.7012
2030 | 11 | 5 | 7 | 53.5919
2030 | 11 | 5 | 8 | 59.481
2030 | 11 | 5 | 9 | 54.2591
2030 | 11 | 5 | 10 | 46.6892
2030 | 11 | 5 | 11 | 42.6484
2030 | 11 | 5 | 12 | 45.821
2030 | 11 | 5 | 13 | 46.9066
2030 | 11 | 5 | 14 | 47.4894
2030 | 11 | 5 | 15 | 48.6189
2030 | 11 | 5 | 16 | 53.6997
2030 | 11 | 5 | 17 | 62.773
2030 | 11 | 5 | 18 | 67.1163
2030 | 11 | 5 | 19 | 63.8928
2030 | 11 | 5 | 20 | 61.7034
2030 | 11 | 5 | 21 | 58.8172
2030 | 11 | 5 | 22 | 56.2003
2030 | 11 | 5 | 23 | 53.4084
2030 | 11 | 6 | 0 | 51.3871
2030 | 11 | 6 | 1 | 50.2275
2030 | 11 | 6 | 2 | 49.3777
2030 | 11 | 6 | 3 | 49.2633
2030 | 11 | 6 | 4 | 49.6804
2030 | 11 | 6 | 5 | 50.403
2030 | 11 | 6 | 6 | 51.992
2030 | 11 | 6 | 7 | 56.5016
2030 | 11 | 6 | 8 | 62.4633
2030 | 11 | 6 | 9 | 58.1337
2030 | 11 | 6 | 10 | 51.4243
2030 | 11 | 6 | 11 | 47.2306
2030 | 11 | 6 | 12 | 47.383
2030 | 11 | 6 | 13 | 48.8335
2030 | 11 | 6 | 14 | 49.1274
2030 | 11 | 6 | 15 | 49.1405
2030 | 11 | 6 | 16 | 52.3274
2030 | 11 | 6 | 17 | 61.3222
2030 | 11 | 6 | 18 | 67.8713
2030 | 11 | 6 | 19 | 64.0908
2030 | 11 | 6 | 20 | 61.7867
2030 | 11 | 6 | 21 | 58.7404
2030 | 11 | 6 | 22 | 55.8462
2030 | 11 | 6 | 23 | 52.8095
2030 | 11 | 7 | 0 | 51.9929
2030 | 11 | 7 | 1 | 49.1729
2030 | 11 | 7 | 2 | 47.901
2030 | 11 | 7 | 3 | 47.3516
2030 | 11 | 7 | 4 | 47.2796
2030 | 11 | 7 | 5 | 47.6714
2030 | 11 | 7 | 6 | 49.5022
2030 | 11 | 7 | 7 | 53.7848
2030 | 11 | 7 | 8 | 59.9221
2030 | 11 | 7 | 9 | 56.8206
2030 | 11 | 7 | 10 | 51.0248
2030 | 11 | 7 | 11 | 47.5389
2030 | 11 | 7 | 12 | 46.7749
2030 | 11 | 7 | 13 | 48.5634
2030 | 11 | 7 | 14 | 48.8652
2030 | 11 | 7 | 15 | 48.7337
2030 | 11 | 7 | 16 | 51.5371
2030 | 11 | 7 | 17 | 60.0759
2030 | 11 | 7 | 18 | 65.3169
2030 | 11 | 7 | 19 | 61.2741
2030 | 11 | 7 | 20 | 58.7984
2030 | 11 | 7 | 21 | 55.8646
2030 | 11 | 7 | 22 | 53.3096
2030 | 11 | 7 | 23 | 50.3958
2030 | 11 | 8 | 0 | 47.0599
2030 | 11 | 8 | 1 | 46.0957
2030 | 11 | 8 | 2 | 44.9583
2030 | 11 | 8 | 3 | 44.6811
2030 | 11 | 8 | 4 | 44.9566
2030 | 11 | 8 | 5 | 45.72
2030 | 11 | 8 | 6 | 47.1997
2030 | 11 | 8 | 7 | 52.2853
2030 | 11 | 8 | 8 | 60.4952
2030 | 11 | 8 | 9 | 59.0808
2030 | 11 | 8 | 10 | 52.2554
2030 | 11 | 8 | 11 | 47.2082
2030 | 11 | 8 | 12 | 44.9179
2030 | 11 | 8 | 13 | 46.1016
2030 | 11 | 8 | 14 | 46.69
2030 | 11 | 8 | 15 | 46.8595
2030 | 11 | 8 | 16 | 51.5477
2030 | 11 | 8 | 17 | 60.4382
2030 | 11 | 8 | 18 | 66.7676
2030 | 11 | 8 | 19 | 62.4808
2030 | 11 | 8 | 20 | 59.8657
2030 | 11 | 8 | 21 | 57.2363
2030 | 11 | 8 | 22 | 54.8804
2030 | 11 | 8 | 23 | 52.0456
2030 | 11 | 9 | 0 | 50.5336
2030 | 11 | 9 | 1 | 49.3759
2030 | 11 | 9 | 2 | 48.4095
2030 | 11 | 9 | 3 | 48.0412
2030 | 11 | 9 | 4 | 48.1723
2030 | 11 | 9 | 5 | 48.2482
2030 | 11 | 9 | 6 | 48.8585
2030 | 11 | 9 | 7 | 51.5485
2030 | 11 | 9 | 8 | 56.9865
2030 | 11 | 9 | 9 | 54.5854
2030 | 11 | 9 | 10 | 50.2938
2030 | 11 | 9 | 11 | 46.1791
2030 | 11 | 9 | 12 | 43.9734
2030 | 11 | 9 | 13 | 44.8772
2030 | 11 | 9 | 14 | 44.5535
2030 | 11 | 9 | 15 | 44.4339
2030 | 11 | 9 | 16 | 47.6338
2030 | 11 | 9 | 17 | 55.3278
2030 | 11 | 9 | 18 | 66.6098
2030 | 11 | 9 | 19 | 63.0014
2030 | 11 | 9 | 20 | 59.6151
2030 | 11 | 9 | 21 | 56.4637
2030 | 11 | 9 | 22 | 54.3017
2030 | 11 | 9 | 23 | 52.1765
2030 | 11 | 10 | 0 | 50.6905
2030 | 11 | 10 | 1 | 48.8992
2030 | 11 | 10 | 2 | 47.8202
2030 | 11 | 10 | 3 | 47.4275
2030 | 11 | 10 | 4 | 47.4885
2030 | 11 | 10 | 5 | 47.469
2030 | 11 | 10 | 6 | 47.6693
2030 | 11 | 10 | 7 | 49.1085
2030 | 11 | 10 | 8 | 53.1381
2030 | 11 | 10 | 9 | 49.4415
2030 | 11 | 10 | 10 | 44.782
2030 | 11 | 10 | 11 | 41.8421
2030 | 11 | 10 | 12 | 41.3096
2030 | 11 | 10 | 13 | 41.5795
2030 | 11 | 10 | 14 | 41.2208
2030 | 11 | 10 | 15 | 41.5934
2030 | 11 | 10 | 16 | 46.448
2030 | 11 | 10 | 17 | 55.8915
2030 | 11 | 10 | 18 | 64.3182
2030 | 11 | 10 | 19 | 60.822
2030 | 11 | 10 | 20 | 57.9491
2030 | 11 | 10 | 21 | 54.8843
2030 | 11 | 10 | 22 | 52.2795
2030 | 11 | 10 | 23 | 49.8798
2030 | 11 | 11 | 0 | 49.6545
2030 | 11 | 11 | 1 | 48.599
2030 | 11 | 11 | 2 | 47.9289
2030 | 11 | 11 | 3 | 47.8515
2030 | 11 | 11 | 4 | 48.2141
2030 | 11 | 11 | 5 | 48.8878
2030 | 11 | 11 | 6 | 50.7124
2030 | 11 | 11 | 7 | 54.5384
2030 | 11 | 11 | 8 | 58.6704
2030 | 11 | 11 | 9 | 53.1303
2030 | 11 | 11 | 10 | 47.5459
2030 | 11 | 11 | 11 | 44.9671
2030 | 11 | 11 | 12 | 45.1567
2030 | 11 | 11 | 13 | 46.3248
2030 | 11 | 11 | 14 | 45.9459
2030 | 11 | 11 | 15 | 45.8846
2030 | 11 | 11 | 16 | 48.4081
2030 | 11 | 11 | 17 | 56.1503
2030 | 11 | 11 | 18 | 65.3361
2030 | 11 | 11 | 19 | 62.7315
2030 | 11 | 11 | 20 | 60.8419
2030 | 11 | 11 | 21 | 58.0186
2030 | 11 | 11 | 22 | 55.3637
2030 | 11 | 11 | 23 | 52.491
2030 | 11 | 12 | 0 | 50.0259
2030 | 11 | 12 | 1 | 48.521
2030 | 11 | 12 | 2 | 47.4581
2030 | 11 | 12 | 3 | 47.2053
2030 | 11 | 12 | 4 | 47.3922
2030 | 11 | 12 | 5 | 47.9211
2030 | 11 | 12 | 6 | 49.6349
2030 | 11 | 12 | 7 | 53.7061
2030 | 11 | 12 | 8 | 58.231
2030 | 11 | 12 | 9 | 53.2356
2030 | 11 | 12 | 10 | 46.6309
2030 | 11 | 12 | 11 | 43.5927
2030 | 11 | 12 | 12 | 45.2903
2030 | 11 | 12 | 13 | 45.8887
2030 | 11 | 12 | 14 | 45.9186
2030 | 11 | 12 | 15 | 46.2167
2030 | 11 | 12 | 16 | 49.7581
2030 | 11 | 12 | 17 | 57.1311
2030 | 11 | 12 | 18 | 65.3131
2030 | 11 | 12 | 19 | 61.4204
2030 | 11 | 12 | 20 | 59.196
2030 | 11 | 12 | 21 | 56.3223
2030 | 11 | 12 | 22 | 53.6955
2030 | 11 | 12 | 23 | 50.8445
2030 | 11 | 13 | 0 | 48.8699
2030 | 11 | 13 | 1 | 45.7774
2030 | 11 | 13 | 2 | 44.5094
2030 | 11 | 13 | 3 | 44.0511
2030 | 11 | 13 | 4 | 44.1191
2030 | 11 | 13 | 5 | 44.5847
2030 | 11 | 13 | 6 | 47.7599
2030 | 11 | 13 | 7 | 51.4601
2030 | 11 | 13 | 8 | 55.5471
2030 | 11 | 13 | 9 | 50.4527
2030 | 11 | 13 | 10 | 44.3026
2030 | 11 | 13 | 11 | 41.7164
2030 | 11 | 13 | 12 | 44.0842
2030 | 11 | 13 | 13 | 44.8705
2030 | 11 | 13 | 14 | 44.6368
2030 | 11 | 13 | 15 | 44.2332
2030 | 11 | 13 | 16 | 47.3425
2030 | 11 | 13 | 17 | 55.4605
2030 | 11 | 13 | 18 | 64.1862
2030 | 11 | 13 | 19 | 59.8032
2030 | 11 | 13 | 20 | 57.4715
2030 | 11 | 13 | 21 | 54.6001
2030 | 11 | 13 | 22 | 51.8783
2030 | 11 | 13 | 23 | 49.0178
2030 | 11 | 14 | 0 | 47.302
2030 | 11 | 14 | 1 | 43.4924
2030 | 11 | 14 | 2 | 42.0983
2030 | 11 | 14 | 3 | 41.544
2030 | 11 | 14 | 4 | 41.5078
2030 | 11 | 14 | 5 | 41.9974
2030 | 11 | 14 | 6 | 43.8362
2030 | 11 | 14 | 7 | 48.1817
2030 | 11 | 14 | 8 | 54.9874
2030 | 11 | 14 | 9 | 53.1372
2030 | 11 | 14 | 10 | 47.5796
2030 | 11 | 14 | 11 | 44.3881
2030 | 11 | 14 | 12 | 44.2365
2030 | 11 | 14 | 13 | 44.7776
2030 | 11 | 14 | 14 | 45.127
2030 | 11 | 14 | 15 | 45.436
2030 | 11 | 14 | 16 | 49.5563
2030 | 11 | 14 | 17 | 58.1918
2030 | 11 | 14 | 18 | 61.6921
2030 | 11 | 14 | 19 | 57.0254
2030 | 11 | 14 | 20 | 54.5193
2030 | 11 | 14 | 21 | 51.6683
2030 | 11 | 14 | 22 | 49.1498
2030 | 11 | 14 | 23 | 46.2776
2030 | 11 | 15 | 0 | 45.0573
2030 | 11 | 15 | 1 | 42.7348
2030 | 11 | 15 | 2 | 41.3598
2030 | 11 | 15 | 3 | 40.819
2030 | 11 | 15 | 4 | 40.7796
2030 | 11 | 15 | 5 | 41.3226
2030 | 11 | 15 | 6 | 43.259
2030 | 11 | 15 | 7 | 48.2611
2030 | 11 | 15 | 8 | 56.2717
2030 | 11 | 15 | 9 | 53.0919
2030 | 11 | 15 | 10 | 45.1247
2030 | 11 | 15 | 11 | 40.4855
2030 | 11 | 15 | 12 | 41.1541
2030 | 11 | 15 | 13 | 41.6225
2030 | 11 | 15 | 14 | 40.5792
2030 | 11 | 15 | 15 | 40.5075
2030 | 11 | 15 | 16 | 45.7803
2030 | 11 | 15 | 17 | 54.8717
2030 | 11 | 15 | 18 | 56.2948
2030 | 11 | 15 | 19 | 53.7534
2030 | 11 | 15 | 20 | 51.7649
2030 | 11 | 15 | 21 | 49.503
2030 | 11 | 15 | 22 | 47.656
2030 | 11 | 15 | 23 | 45.0559
2030 | 11 | 16 | 0 | 43.302
2030 | 11 | 16 | 1 | 40.9843
2030 | 11 | 16 | 2 | 39.6464
2030 | 11 | 16 | 3 | 39.0247
2030 | 11 | 16 | 4 | 38.96
2030 | 11 | 16 | 5 | 38.7123
2030 | 11 | 16 | 6 | 38.592
2030 | 11 | 16 | 7 | 41.5989
2030 | 11 | 16 | 8 | 49.867
2030 | 11 | 16 | 9 | 49.6994
2030 | 11 | 16 | 10 | 44.5368
2030 | 11 | 16 | 11 | 40.4744
2030 | 11 | 16 | 12 | 38.4776
2030 | 11 | 16 | 13 | 38.3989
2030 | 11 | 16 | 14 | 38.6042
2030 | 11 | 16 | 15 | 39.3371
2030 | 11 | 16 | 16 | 44.5612
2030 | 11 | 16 | 17 | 53.9149
2030 | 11 | 16 | 18 | 61.5602
2030 | 11 | 16 | 19 | 55.8016
2030 | 11 | 16 | 20 | 52.1365
2030 | 11 | 16 | 21 | 48.9294
2030 | 11 | 16 | 22 | 47.0394
2030 | 11 | 16 | 23 | 45.0501
2030 | 11 | 17 | 0 | 43.959
2030 | 11 | 17 | 1 | 41.6978
2030 | 11 | 17 | 2 | 40.2239
2030 | 11 | 17 | 3 | 39.5576
2030 | 11 | 17 | 4 | 39.4005
2030 | 11 | 17 | 5 | 38.9954
2030 | 11 | 17 | 6 | 38.2507
2030 | 11 | 17 | 7 | 40.5496
2030 | 11 | 17 | 8 | 49.1511
2030 | 11 | 17 | 9 | 49.017
2030 | 11 | 17 | 10 | 43.8894
2030 | 11 | 17 | 11 | 39.9116
2030 | 11 | 17 | 12 | 38.3087
2030 | 11 | 17 | 13 | 38.1385
2030 | 11 | 17 | 14 | 38.3028
2030 | 11 | 17 | 15 | 39.3365
2030 | 11 | 17 | 16 | 45.7365
2030 | 11 | 17 | 17 | 56.4059
2030 | 11 | 17 | 18 | 60.4246
2030 | 11 | 17 | 19 | 54.3663
2030 | 11 | 17 | 20 | 51.0403
2030 | 11 | 17 | 21 | 47.6839
2030 | 11 | 17 | 22 | 45.1345
2030 | 11 | 17 | 23 | 42.7877
2030 | 11 | 18 | 0 | 43.6573
2030 | 11 | 18 | 1 | 41.1478
2030 | 11 | 18 | 2 | 40.1734
2030 | 11 | 18 | 3 | 39.9147
2030 | 11 | 18 | 4 | 40.13
2030 | 11 | 18 | 5 | 40.7798
2030 | 11 | 18 | 6 | 42.4521
2030 | 11 | 18 | 7 | 46.8713
2030 | 11 | 18 | 8 | 54.0771
2030 | 11 | 18 | 9 | 51.6801
2030 | 11 | 18 | 10 | 46.2726
2030 | 11 | 18 | 11 | 43.1079
2030 | 11 | 18 | 12 | 42.0787
2030 | 11 | 18 | 13 | 42.5279
2030 | 11 | 18 | 14 | 42.3354
2030 | 11 | 18 | 15 | 43.0893
2030 | 11 | 18 | 16 | 47.4615
2030 | 11 | 18 | 17 | 56.3162
2030 | 11 | 18 | 18 | 62.6981
2030 | 11 | 18 | 19 | 58.3199
2030 | 11 | 18 | 20 | 55.7707
2030 | 11 | 18 | 21 | 52.7138
2030 | 11 | 18 | 22 | 50.0226
2030 | 11 | 18 | 23 | 47.1768
2030 | 11 | 19 | 0 | 45.6288
2030 | 11 | 19 | 1 | 44.0988
2030 | 11 | 19 | 2 | 42.8976
2030 | 11 | 19 | 3 | 42.6201
2030 | 11 | 19 | 4 | 42.8461
2030 | 11 | 19 | 5 | 43.4658
2030 | 11 | 19 | 6 | 45.6796
2030 | 11 | 19 | 7 | 50.2127
2030 | 11 | 19 | 8 | 56.7835
2030 | 11 | 19 | 9 | 53.9477
2030 | 11 | 19 | 10 | 47.6726
2030 | 11 | 19 | 11 | 43.7474
2030 | 11 | 19 | 12 | 41.1473
2030 | 11 | 19 | 13 | 41.3816
2030 | 11 | 19 | 14 | 40.9748
2030 | 11 | 19 | 15 | 41.8233
2030 | 11 | 19 | 16 | 45.8668
2030 | 11 | 19 | 17 | 53.8108
2030 | 11 | 19 | 18 | 62.4331
2030 | 11 | 19 | 19 | 59.676
2030 | 11 | 19 | 20 | 57.9872
2030 | 11 | 19 | 21 | 55.4458
2030 | 11 | 19 | 22 | 53.069
2030 | 11 | 19 | 23 | 50.2167
2030 | 11 | 20 | 0 | 48.0467
2030 | 11 | 20 | 1 | 45.5673
2030 | 11 | 20 | 2 | 44.2638
2030 | 11 | 20 | 3 | 43.7762
2030 | 11 | 20 | 4 | 43.8086
2030 | 11 | 20 | 5 | 44.1973
2030 | 11 | 20 | 6 | 45.2921
2030 | 11 | 20 | 7 | 49.6508
2030 | 11 | 20 | 8 | 57.0439
2030 | 11 | 20 | 9 | 55.393
2030 | 11 | 20 | 10 | 49.6338
2030 | 11 | 20 | 11 | 46.0582
2030 | 11 | 20 | 12 | 46.343
2030 | 11 | 20 | 13 | 46.4245
2030 | 11 | 20 | 14 | 46.1664
2030 | 11 | 20 | 15 | 46.7155
2030 | 11 | 20 | 16 | 51.4243
2030 | 11 | 20 | 17 | 60.6226
2030 | 11 | 20 | 18 | 63.515
2030 | 11 | 20 | 19 | 58.6284
2030 | 11 | 20 | 20 | 56.1787
2030 | 11 | 20 | 21 | 53.2345
2030 | 11 | 20 | 22 | 50.5722
2030 | 11 | 20 | 23 | 47.6518
2030 | 11 | 21 | 0 | 45.8927
2030 | 11 | 21 | 1 | 44.6207
2030 | 11 | 21 | 2 | 43.3615
2030 | 11 | 21 | 3 | 43.0405
2030 | 11 | 21 | 4 | 43.2693
2030 | 11 | 21 | 5 | 43.9787
2030 | 11 | 21 | 6 | 45.7899
2030 | 11 | 21 | 7 | 50.4161
2030 | 11 | 21 | 8 | 58.3532
2030 | 11 | 21 | 9 | 57.4226
2030 | 11 | 21 | 10 | 51.597
2030 | 11 | 21 | 11 | 46.8945
2030 | 11 | 21 | 12 | 46.8064
2030 | 11 | 21 | 13 | 46.7849
2030 | 11 | 21 | 14 | 47.3177
2030 | 11 | 21 | 15 | 48.9977
2030 | 11 | 21 | 16 | 54.8544
2030 | 11 | 21 | 17 | 64.9718
2030 | 11 | 21 | 18 | 69.0528
2030 | 11 | 21 | 19 | 63.9956
2030 | 11 | 21 | 20 | 61.4941
2030 | 11 | 21 | 21 | 58.8009
2030 | 11 | 21 | 22 | 56.3382
2030 | 11 | 21 | 23 | 53.3748
2030 | 11 | 22 | 0 | 50.0221
2030 | 11 | 22 | 1 | 49.4343
2030 | 11 | 22 | 2 | 48.1439
2030 | 11 | 22 | 3 | 47.7372
2030 | 11 | 22 | 4 | 47.9718
2030 | 11 | 22 | 5 | 48.562
2030 | 11 | 22 | 6 | 49.832
2030 | 11 | 22 | 7 | 54.7954
2030 | 11 | 22 | 8 | 63.5152
2030 | 11 | 22 | 9 | 63.0654
2030 | 11 | 22 | 10 | 56.8604
2030 | 11 | 22 | 11 | 51.4825
2030 | 11 | 22 | 12 | 49.1317
2030 | 11 | 22 | 13 | 48.4391
2030 | 11 | 22 | 14 | 47.6835
2030 | 11 | 22 | 15 | 48.8797
2030 | 11 | 22 | 16 | 55.238
2030 | 11 | 22 | 17 | 64.4129
2030 | 11 | 22 | 18 | 67.8221
2030 | 11 | 22 | 19 | 64.4863
2030 | 11 | 22 | 20 | 62.6487
2030 | 11 | 22 | 21 | 60.3296
2030 | 11 | 22 | 22 | 58.3815
2030 | 11 | 22 | 23 | 55.4982
2030 | 11 | 23 | 0 | 53.2084
2030 | 11 | 23 | 1 | 50.3067
2030 | 11 | 23 | 2 | 48.9139
2030 | 11 | 23 | 3 | 48.2823
2030 | 11 | 23 | 4 | 48.1016
2030 | 11 | 23 | 5 | 47.9459
2030 | 11 | 23 | 6 | 46.7241
2030 | 11 | 23 | 7 | 49.3669
2030 | 11 | 23 | 8 | 57.1723
2030 | 11 | 23 | 9 | 57.9892
2030 | 11 | 23 | 10 | 53.7211
2030 | 11 | 23 | 11 | 49.6901
2030 | 11 | 23 | 12 | 46.1349
2030 | 11 | 23 | 13 | 44.5007
2030 | 11 | 23 | 14 | 43.4638
2030 | 11 | 23 | 15 | 44.6532
2030 | 11 | 23 | 16 | 50.9973
2030 | 11 | 23 | 17 | 60.4899
2030 | 11 | 23 | 18 | 65.2888
2030 | 11 | 23 | 19 | 60.3644
2030 | 11 | 23 | 20 | 56.8513
2030 | 11 | 23 | 21 | 53.7886
2030 | 11 | 23 | 22 | 51.7105
2030 | 11 | 23 | 23 | 49.5184
2030 | 11 | 24 | 0 | 49.4546
2030 | 11 | 24 | 1 | 45.2665
2030 | 11 | 24 | 2 | 43.7161
2030 | 11 | 24 | 3 | 42.8993
2030 | 11 | 24 | 4 | 42.5961
2030 | 11 | 24 | 5 | 42.1776
2030 | 11 | 24 | 6 | 41.5077
2030 | 11 | 24 | 7 | 43.3053
2030 | 11 | 24 | 8 | 50.8918
2030 | 11 | 24 | 9 | 51.7829
2030 | 11 | 24 | 10 | 47.3204
2030 | 11 | 24 | 11 | 43.935
2030 | 11 | 24 | 12 | 42.435
2030 | 11 | 24 | 13 | 42.2647
2030 | 11 | 24 | 14 | 41.6407
2030 | 11 | 24 | 15 | 42.6426
2030 | 11 | 24 | 16 | 48.4566
2030 | 11 | 24 | 17 | 57.7013
2030 | 11 | 24 | 18 | 62.4518
2030 | 11 | 24 | 19 | 57.2242
2030 | 11 | 24 | 20 | 53.9884
2030 | 11 | 24 | 21 | 50.8459
2030 | 11 | 24 | 22 | 48.3576
2030 | 11 | 24 | 23 | 45.9774
2030 | 11 | 25 | 0 | 44.2131
2030 | 11 | 25 | 1 | 43.4894
2030 | 11 | 25 | 2 | 42.3975
2030 | 11 | 25 | 3 | 42.0868
2030 | 11 | 25 | 4 | 42.2833
2030 | 11 | 25 | 5 | 42.8632
2030 | 11 | 25 | 6 | 44.2389
2030 | 11 | 25 | 7 | 48.8711
2030 | 11 | 25 | 8 | 57.413
2030 | 11 | 25 | 9 | 56.9704
2030 | 11 | 25 | 10 | 51.8596
2030 | 11 | 25 | 11 | 48.3284
2030 | 11 | 25 | 12 | 47.7019
2030 | 11 | 25 | 13 | 47.0407
2030 | 11 | 25 | 14 | 46.8147
2030 | 11 | 25 | 15 | 48.2716
2030 | 11 | 25 | 16 | 54.1878
2030 | 11 | 25 | 17 | 63.3463
2030 | 11 | 25 | 18 | 68.8496
2030 | 11 | 25 | 19 | 63.8198
2030 | 11 | 25 | 20 | 61.2804
2030 | 11 | 25 | 21 | 58.3884
2030 | 11 | 25 | 22 | 55.8449
2030 | 11 | 25 | 23 | 53.0847
2030 | 11 | 26 | 0 | 49.2794
2030 | 11 | 26 | 1 | 47.1307
2030 | 11 | 26 | 2 | 45.844
2030 | 11 | 26 | 3 | 45.5052
2030 | 11 | 26 | 4 | 45.6966
2030 | 11 | 26 | 5 | 46.2053
2030 | 11 | 26 | 6 | 47.1762
2030 | 11 | 26 | 7 | 51.8608
2030 | 11 | 26 | 8 | 59.6429
2030 | 11 | 26 | 9 | 58.635
2030 | 11 | 26 | 10 | 52.8069
2030 | 11 | 26 | 11 | 48.59
2030 | 11 | 26 | 12 | 46.3297
2030 | 11 | 26 | 13 | 45.2727
2030 | 11 | 26 | 14 | 44.6784
2030 | 11 | 26 | 15 | 46.07
2030 | 11 | 26 | 16 | 51.4971
2030 | 11 | 26 | 17 | 59.656
2030 | 11 | 26 | 18 | 65.9068
2030 | 11 | 26 | 19 | 61.6846
2030 | 11 | 26 | 20 | 59.6373
2030 | 11 | 26 | 21 | 56.9132
2030 | 11 | 26 | 22 | 54.4355
2030 | 11 | 26 | 23 | 51.5079
2030 | 11 | 27 | 0 | 51.1932
2030 | 11 | 27 | 1 | 47.4181
2030 | 11 | 27 | 2 | 46.1048
2030 | 11 | 27 | 3 | 45.6533
2030 | 11 | 27 | 4 | 45.7412
2030 | 11 | 27 | 5 | 46.1134
2030 | 11 | 27 | 6 | 48.9765
2030 | 11 | 27 | 7 | 52.7352
2030 | 11 | 27 | 8 | 57.8654
2030 | 11 | 27 | 9 | 53.8733
2030 | 11 | 27 | 10 | 47.6881
2030 | 11 | 27 | 11 | 44.4056
2030 | 11 | 27 | 12 | 46.4406
2030 | 11 | 27 | 13 | 46.0007
2030 | 11 | 27 | 14 | 45.4595
2030 | 11 | 27 | 15 | 46.0484
2030 | 11 | 27 | 16 | 50.3197
2030 | 11 | 27 | 17 | 59.0932
2030 | 11 | 27 | 18 | 66.1108
2030 | 11 | 27 | 19 | 61.242
2030 | 11 | 27 | 20 | 58.9639
2030 | 11 | 27 | 21 | 56.1472
2030 | 11 | 27 | 22 | 53.47
2030 | 11 | 27 | 23 | 50.4087
2030 | 11 | 28 | 0 | 48.9902
2030 | 11 | 28 | 1 | 47.6786
2030 | 11 | 28 | 2 | 46.2798
2030 | 11 | 28 | 3 | 45.798
2030 | 11 | 28 | 4 | 45.8502
2030 | 11 | 28 | 5 | 46.3
2030 | 11 | 28 | 6 | 47.5915
2030 | 11 | 28 | 7 | 52.0221
2030 | 11 | 28 | 8 | 60.0304
2030 | 11 | 28 | 9 | 59.6957
2030 | 11 | 28 | 10 | 54.324
2030 | 11 | 28 | 11 | 49.859
2030 | 11 | 28 | 12 | 49.148
2030 | 11 | 28 | 13 | 48.6072
2030 | 11 | 28 | 14 | 48.2746
2030 | 11 | 28 | 15 | 49.9489
2030 | 11 | 28 | 16 | 55.9369
2030 | 11 | 28 | 17 | 65.6692
2030 | 11 | 28 | 18 | 70.1198
2030 | 11 | 28 | 19 | 64.9554
2030 | 11 | 28 | 20 | 62.5662
2030 | 11 | 28 | 21 | 59.9354
2030 | 11 | 28 | 22 | 57.5905
2030 | 11 | 28 | 23 | 54.6146
2030 | 11 | 29 | 0 | 50.4736
2030 | 11 | 29 | 1 | 48.6346
2030 | 11 | 29 | 2 | 47.2219
2030 | 11 | 29 | 3 | 46.7154
2030 | 11 | 29 | 4 | 46.7956
2030 | 11 | 29 | 5 | 47.2116
2030 | 11 | 29 | 6 | 48.02
2030 | 11 | 29 | 7 | 52.6618
2030 | 11 | 29 | 8 | 60.8759
2030 | 11 | 29 | 9 | 60.3363
2030 | 11 | 29 | 10 | 54.0617
2030 | 11 | 29 | 11 | 49.4021
2030 | 11 | 29 | 12 | 47.8819
2030 | 11 | 29 | 13 | 46.7972
2030 | 11 | 29 | 14 | 46.0084
2030 | 11 | 29 | 15 | 46.976
2030 | 11 | 29 | 16 | 52.8711
2030 | 11 | 29 | 17 | 61.8819
2030 | 11 | 29 | 18 | 66.3972
2030 | 11 | 29 | 19 | 61.6381
2030 | 11 | 29 | 20 | 59.3244
2030 | 11 | 29 | 21 | 56.8447
2030 | 11 | 29 | 22 | 54.7318
2030 | 11 | 29 | 23 | 51.7597
2030 | 11 | 30 | 0 | 51.0543
2030 | 11 | 30 | 1 | 48.8409
2030 | 11 | 30 | 2 | 47.638
2030 | 11 | 30 | 3 | 47.1333
2030 | 11 | 30 | 4 | 47.1733
2030 | 11 | 30 | 5 | 47.141
2030 | 11 | 30 | 6 | 48.2764
2030 | 11 | 30 | 7 | 51.1196
2030 | 11 | 30 | 8 | 58.8593
2030 | 11 | 30 | 9 | 59.4178
2030 | 11 | 30 | 10 | 55.198
2030 | 11 | 30 | 11 | 50.8142
2030 | 11 | 30 | 12 | 48.4121
2030 | 11 | 30 | 13 | 46.4196
2030 | 11 | 30 | 14 | 45.1392
2030 | 11 | 30 | 15 | 46.91
2030 | 11 | 30 | 16 | 53.937
2030 | 11 | 30 | 17 | 63.8655
2030 | 11 | 30 | 18 | 68.1277
2030 | 11 | 30 | 19 | 64.115
2030 | 11 | 30 | 20 | 60.9811
2030 | 11 | 30 | 21 | 58.2214
2030 | 11 | 30 | 22 | 56.3589
2030 | 11 | 30 | 23 | 54.1468
2030 | 12 | 1 | 0 | 52.1017
2030 | 12 | 1 | 1 | 49.066
2030 | 12 | 1 | 2 | 47.6438
2030 | 12 | 1 | 3 | 47.044
2030 | 12 | 1 | 4 | 46.8515
2030 | 12 | 1 | 5 | 46.7778
2030 | 12 | 1 | 6 | 44.9886
2030 | 12 | 1 | 7 | 46.4799
2030 | 12 | 1 | 8 | 53.0974
2030 | 12 | 1 | 9 | 53.5875
2030 | 12 | 1 | 10 | 50.533
2030 | 12 | 1 | 11 | 46.6625
2030 | 12 | 1 | 12 | 48.7237
2030 | 12 | 1 | 13 | 49.4274
2030 | 12 | 1 | 14 | 49.7322
2030 | 12 | 1 | 15 | 50.6956
2030 | 12 | 1 | 16 | 56.1712
2030 | 12 | 1 | 17 | 64.2614
2030 | 12 | 1 | 18 | 67.3161
2030 | 12 | 1 | 19 | 61.9183
2030 | 12 | 1 | 20 | 58.6917
2030 | 12 | 1 | 21 | 55.5221
2030 | 12 | 1 | 22 | 52.9802
2030 | 12 | 1 | 23 | 50.5692
2030 | 12 | 2 | 0 | 46.8026
2030 | 12 | 2 | 1 | 46.4755
2030 | 12 | 2 | 2 | 45.4947
2030 | 12 | 2 | 3 | 45.3603
2030 | 12 | 2 | 4 | 45.7389
2030 | 12 | 2 | 5 | 46.6852
2030 | 12 | 2 | 6 | 48.7744
2030 | 12 | 2 | 7 | 52.9093
2030 | 12 | 2 | 8 | 59.7185
2030 | 12 | 2 | 9 | 58.0584
2030 | 12 | 2 | 10 | 53.6182
2030 | 12 | 2 | 11 | 49.4573
2030 | 12 | 2 | 12 | 47.1609
2030 | 12 | 2 | 13 | 48.2961
2030 | 12 | 2 | 14 | 48.7641
2030 | 12 | 2 | 15 | 49.1758
2030 | 12 | 2 | 16 | 51.6296
2030 | 12 | 2 | 17 | 58.7746
2030 | 12 | 2 | 18 | 67.0622
2030 | 12 | 2 | 19 | 64.4893
2030 | 12 | 2 | 20 | 63.0569
2030 | 12 | 2 | 21 | 60.6767
2030 | 12 | 2 | 22 | 58.1403
2030 | 12 | 2 | 23 | 55.098
2030 | 12 | 3 | 0 | 53.6002
2030 | 12 | 3 | 1 | 51.0963
2030 | 12 | 3 | 2 | 49.8162
2030 | 12 | 3 | 3 | 49.4935
2030 | 12 | 3 | 4 | 49.7175
2030 | 12 | 3 | 5 | 50.3993
2030 | 12 | 3 | 6 | 52.137
2030 | 12 | 3 | 7 | 56.7789
2030 | 12 | 3 | 8 | 65.0187
2030 | 12 | 3 | 9 | 65.0736
2030 | 12 | 3 | 10 | 60.1674
2030 | 12 | 3 | 11 | 55.1935
2030 | 12 | 3 | 12 | 55.1035
2030 | 12 | 3 | 13 | 54.9215
2030 | 12 | 3 | 14 | 55.145
2030 | 12 | 3 | 15 | 56.3983
2030 | 12 | 3 | 16 | 61.225
2030 | 12 | 3 | 17 | 68.3093
2030 | 12 | 3 | 18 | 71.5218
2030 | 12 | 3 | 19 | 66.8544
2030 | 12 | 3 | 20 | 64.8587
2030 | 12 | 3 | 21 | 62.1004
2030 | 12 | 3 | 22 | 59.5856
2030 | 12 | 3 | 23 | 56.5573
2030 | 12 | 4 | 0 | 54.2961
2030 | 12 | 4 | 1 | 50.7825
2030 | 12 | 4 | 2 | 49.3003
2030 | 12 | 4 | 3 | 48.6978
2030 | 12 | 4 | 4 | 48.6174
2030 | 12 | 4 | 5 | 49.0387
2030 | 12 | 4 | 6 | 50.0093
2030 | 12 | 4 | 7 | 54.0511
2030 | 12 | 4 | 8 | 61.5986
2030 | 12 | 4 | 9 | 61.3865
2030 | 12 | 4 | 10 | 56.9037
2030 | 12 | 4 | 11 | 52.7054
2030 | 12 | 4 | 12 | 53.2141
2030 | 12 | 4 | 13 | 54.0669
2030 | 12 | 4 | 14 | 54.297
2030 | 12 | 4 | 15 | 54.4722
2030 | 12 | 4 | 16 | 57.8735
2030 | 12 | 4 | 17 | 65.4824
2030 | 12 | 4 | 18 | 69.3942
2030 | 12 | 4 | 19 | 64.5044
2030 | 12 | 4 | 20 | 62.3816
2030 | 12 | 4 | 21 | 59.6787
2030 | 12 | 4 | 22 | 57.125
2030 | 12 | 4 | 23 | 54.1041
2030 | 12 | 5 | 0 | 50.1772
2030 | 12 | 5 | 1 | 48.4119
2030 | 12 | 5 | 2 | 46.8896
2030 | 12 | 5 | 3 | 46.3581
2030 | 12 | 5 | 4 | 46.353
2030 | 12 | 5 | 5 | 47.014
2030 | 12 | 5 | 6 | 47.7116
2030 | 12 | 5 | 7 | 51.9456
2030 | 12 | 5 | 8 | 59.8936
2030 | 12 | 5 | 9 | 60.4851
2030 | 12 | 5 | 10 | 56.4153
2030 | 12 | 5 | 11 | 51.7973
2030 | 12 | 5 | 12 | 49.8223
2030 | 12 | 5 | 13 | 50.5804
2030 | 12 | 5 | 14 | 51.1642
2030 | 12 | 5 | 15 | 51.6803
2030 | 12 | 5 | 16 | 55.3187
2030 | 12 | 5 | 17 | 62.8953
2030 | 12 | 5 | 18 | 64.9914
2030 | 12 | 5 | 19 | 61.2014
2030 | 12 | 5 | 20 | 59.5171
2030 | 12 | 5 | 21 | 57.2384
2030 | 12 | 5 | 22 | 54.8798
2030 | 12 | 5 | 23 | 51.7977
2030 | 12 | 6 | 0 | 51.6727
2030 | 12 | 6 | 1 | 46.1699
2030 | 12 | 6 | 2 | 44.6329
2030 | 12 | 6 | 3 | 44.0443
2030 | 12 | 6 | 4 | 44.0334
2030 | 12 | 6 | 5 | 44.5997
2030 | 12 | 6 | 6 | 46.2893
2030 | 12 | 6 | 7 | 50.6255
2030 | 12 | 6 | 8 | 58.283
2030 | 12 | 6 | 9 | 58.3934
2030 | 12 | 6 | 10 | 53.4955
2030 | 12 | 6 | 11 | 49.3906
2030 | 12 | 6 | 12 | 49.2929
2030 | 12 | 6 | 13 | 49.4027
2030 | 12 | 6 | 14 | 49.2273
2030 | 12 | 6 | 15 | 49.2327
2030 | 12 | 6 | 16 | 53.5321
2030 | 12 | 6 | 17 | 60.6099
2030 | 12 | 6 | 18 | 64.1989
2030 | 12 | 6 | 19 | 59.8496
2030 | 12 | 6 | 20 | 57.8289
2030 | 12 | 6 | 21 | 55.4839
2030 | 12 | 6 | 22 | 53.4954
2030 | 12 | 6 | 23 | 50.594
2030 | 12 | 7 | 0 | 48.2282
2030 | 12 | 7 | 1 | 45.2534
2030 | 12 | 7 | 2 | 43.7841
2030 | 12 | 7 | 3 | 43.0992
2030 | 12 | 7 | 4 | 42.9688
2030 | 12 | 7 | 5 | 42.9683
2030 | 12 | 7 | 6 | 42.8751
2030 | 12 | 7 | 7 | 45.5885
2030 | 12 | 7 | 8 | 53.9411
2030 | 12 | 7 | 9 | 55.9498
2030 | 12 | 7 | 10 | 52.5667
2030 | 12 | 7 | 11 | 48.3784
2030 | 12 | 7 | 12 | 47.4937
2030 | 12 | 7 | 13 | 47.269
2030 | 12 | 7 | 14 | 47.1732
2030 | 12 | 7 | 15 | 48.0809
2030 | 12 | 7 | 16 | 53.3615
2030 | 12 | 7 | 17 | 61.9148
2030 | 12 | 7 | 18 | 65.9436
2030 | 12 | 7 | 19 | 60.3393
2030 | 12 | 7 | 20 | 56.8131
2030 | 12 | 7 | 21 | 53.8321
2030 | 12 | 7 | 22 | 51.9446
2030 | 12 | 7 | 23 | 49.7585
2030 | 12 | 8 | 0 | 47.8586
2030 | 12 | 8 | 1 | 46.1434
2030 | 12 | 8 | 2 | 44.7069
2030 | 12 | 8 | 3 | 44.1084
2030 | 12 | 8 | 4 | 44.0326
2030 | 12 | 8 | 5 | 43.9774
2030 | 12 | 8 | 6 | 43.3823
2030 | 12 | 8 | 7 | 45.3881
2030 | 12 | 8 | 8 | 53.4826
2030 | 12 | 8 | 9 | 55.4554
2030 | 12 | 8 | 10 | 52.5227
2030 | 12 | 8 | 11 | 48.2697
2030 | 12 | 8 | 12 | 47.8067
2030 | 12 | 8 | 13 | 47.7469
2030 | 12 | 8 | 14 | 48.2117
2030 | 12 | 8 | 15 | 49.3783
2030 | 12 | 8 | 16 | 55.0595
2030 | 12 | 8 | 17 | 64.1585
2030 | 12 | 8 | 18 | 68.5943
2030 | 12 | 8 | 19 | 62.63
2030 | 12 | 8 | 20 | 59.2917
2030 | 12 | 8 | 21 | 56.1503
2030 | 12 | 8 | 22 | 53.6292
2030 | 12 | 8 | 23 | 51.1062
2030 | 12 | 9 | 0 | 49.5729
2030 | 12 | 9 | 1 | 47.0001
2030 | 12 | 9 | 2 | 45.8741
2030 | 12 | 9 | 3 | 45.5617
2030 | 12 | 9 | 4 | 45.7494
2030 | 12 | 9 | 5 | 46.4286
2030 | 12 | 9 | 6 | 47.5268
2030 | 12 | 9 | 7 | 51.8766
2030 | 12 | 9 | 8 | 60.0041
2030 | 12 | 9 | 9 | 60.0616
2030 | 12 | 9 | 10 | 56.1174
2030 | 12 | 9 | 11 | 52.2487
2030 | 12 | 9 | 12 | 51.2366
2030 | 12 | 9 | 13 | 51.6254
2030 | 12 | 9 | 14 | 51.882
2030 | 12 | 9 | 15 | 52.7235
2030 | 12 | 9 | 16 | 56.3726
2030 | 12 | 9 | 17 | 64.1916
2030 | 12 | 9 | 18 | 69.0166
2030 | 12 | 9 | 19 | 64.0865
2030 | 12 | 9 | 20 | 61.7582
2030 | 12 | 9 | 21 | 58.8436
2030 | 12 | 9 | 22 | 56.1891
2030 | 12 | 9 | 23 | 53.1187
2030 | 12 | 10 | 0 | 51.476
2030 | 12 | 10 | 1 | 49.9141
2030 | 12 | 10 | 2 | 48.5644
2030 | 12 | 10 | 3 | 48.2382
2030 | 12 | 10 | 4 | 48.4063
2030 | 12 | 10 | 5 | 49.0477
2030 | 12 | 10 | 6 | 50.9153
2030 | 12 | 10 | 7 | 55.1237
2030 | 12 | 10 | 8 | 61.5919
2030 | 12 | 10 | 9 | 59.5253
2030 | 12 | 10 | 10 | 53.9935
2030 | 12 | 10 | 11 | 49.6216
2030 | 12 | 10 | 12 | 52.2339
2030 | 12 | 10 | 13 | 52.4047
2030 | 12 | 10 | 14 | 52.7843
2030 | 12 | 10 | 15 | 54.0947
2030 | 12 | 10 | 16 | 58.4937
2030 | 12 | 10 | 17 | 66.186
2030 | 12 | 10 | 18 | 72.8899
2030 | 12 | 10 | 19 | 67.9195
2030 | 12 | 10 | 20 | 65.751
2030 | 12 | 10 | 21 | 63.0822
2030 | 12 | 10 | 22 | 60.6228
2030 | 12 | 10 | 23 | 57.5946
2030 | 12 | 11 | 0 | 53.8485
2030 | 12 | 11 | 1 | 53.1945
2030 | 12 | 11 | 2 | 52.0759
2030 | 12 | 11 | 3 | 51.9309
2030 | 12 | 11 | 4 | 52.3384
2030 | 12 | 11 | 5 | 53.1117
2030 | 12 | 11 | 6 | 54.4312
2030 | 12 | 11 | 7 | 58.603
2030 | 12 | 11 | 8 | 65.5038
2030 | 12 | 11 | 9 | 63.7838
2030 | 12 | 11 | 10 | 58.0722
2030 | 12 | 11 | 11 | 53.0891
2030 | 12 | 11 | 12 | 53.8904
2030 | 12 | 11 | 13 | 54.0871
2030 | 12 | 11 | 14 | 54.132
2030 | 12 | 11 | 15 | 54.8037
2030 | 12 | 11 | 16 | 58.4379
2030 | 12 | 11 | 17 | 66.428
2030 | 12 | 11 | 18 | 73.88
2030 | 12 | 11 | 19 | 69.4737
2030 | 12 | 11 | 20 | 67.6983
2030 | 12 | 11 | 21 | 65.1917
2030 | 12 | 11 | 22 | 62.4773
2030 | 12 | 11 | 23 | 59.1833
2030 | 12 | 12 | 0 | 58.2561
2030 | 12 | 12 | 1 | 55.1011
2030 | 12 | 12 | 2 | 53.7466
2030 | 12 | 12 | 3 | 53.2764
2030 | 12 | 12 | 4 | 53.312
2030 | 12 | 12 | 5 | 53.7399
2030 | 12 | 12 | 6 | 55.1834
2030 | 12 | 12 | 7 | 59.2894
2030 | 12 | 12 | 8 | 66.9395
2030 | 12 | 12 | 9 | 67.5149
2030 | 12 | 12 | 10 | 63.5606
2030 | 12 | 12 | 11 | 58.7925
2030 | 12 | 12 | 12 | 54.9752
2030 | 12 | 12 | 13 | 55.2818
2030 | 12 | 12 | 14 | 54.693
2030 | 12 | 12 | 15 | 55.0288
2030 | 12 | 12 | 16 | 57.7266
2030 | 12 | 12 | 17 | 64.8861
2030 | 12 | 12 | 18 | 71.0975
2030 | 12 | 12 | 19 | 67.9855
2030 | 12 | 12 | 20 | 66.68
2030 | 12 | 12 | 21 | 64.4426
2030 | 12 | 12 | 22 | 62.2134
2030 | 12 | 12 | 23 | 58.9905
2030 | 12 | 13 | 0 | 54.6148
2030 | 12 | 13 | 1 | 53.3482
2030 | 12 | 13 | 2 | 51.934
2030 | 12 | 13 | 3 | 51.4343
2030 | 12 | 13 | 4 | 51.4175
2030 | 12 | 13 | 5 | 51.8473
2030 | 12 | 13 | 6 | 52.4393
2030 | 12 | 13 | 7 | 56.4205
2030 | 12 | 13 | 8 | 62.9593
2030 | 12 | 13 | 9 | 61.457
2030 | 12 | 13 | 10 | 55.7978
2030 | 12 | 13 | 11 | 51.4512
2030 | 12 | 13 | 12 | 53.795
2030 | 12 | 13 | 13 | 54.2293
2030 | 12 | 13 | 14 | 54.0239
2030 | 12 | 13 | 15 | 54.3046
2030 | 12 | 13 | 16 | 58.3965
2030 | 12 | 13 | 17 | 66.0896
2030 | 12 | 13 | 18 | 70.8762
2030 | 12 | 13 | 19 | 65.8474
2030 | 12 | 13 | 20 | 63.5952
2030 | 12 | 13 | 21 | 61.242
2030 | 12 | 13 | 22 | 59.1201
2030 | 12 | 13 | 23 | 56.0388
2030 | 12 | 14 | 0 | 52.5814
2030 | 12 | 14 | 1 | 52.4608
2030 | 12 | 14 | 2 | 51.4447
2030 | 12 | 14 | 3 | 51.0401
2030 | 12 | 14 | 4 | 51.2289
2030 | 12 | 14 | 5 | 51.5743
2030 | 12 | 14 | 6 | 51.3185
2030 | 12 | 14 | 7 | 53.9081
2030 | 12 | 14 | 8 | 60.2613
2030 | 12 | 14 | 9 | 61.624
2030 | 12 | 14 | 10 | 59.1588
2030 | 12 | 14 | 11 | 54.8506
2030 | 12 | 14 | 12 | 52.0211
2030 | 12 | 14 | 13 | 52.078
2030 | 12 | 14 | 14 | 51.3345
2030 | 12 | 14 | 15 | 51.9132
2030 | 12 | 14 | 16 | 55.1894
2030 | 12 | 14 | 17 | 62.3111
2030 | 12 | 14 | 18 | 70.6651
2030 | 12 | 14 | 19 | 67.4169
2030 | 12 | 14 | 20 | 64.4031
2030 | 12 | 14 | 21 | 61.7503
2030 | 12 | 14 | 22 | 59.7559
2030 | 12 | 14 | 23 | 57.322
2030 | 12 | 15 | 0 | 57.2888
2030 | 12 | 15 | 1 | 51.2288
2030 | 12 | 15 | 2 | 49.6342
2030 | 12 | 15 | 3 | 48.9176
2030 | 12 | 15 | 4 | 48.561
2030 | 12 | 15 | 5 | 48.2681
2030 | 12 | 15 | 6 | 47.7063
2030 | 12 | 15 | 7 | 49.2201
2030 | 12 | 15 | 8 | 56.123
2030 | 12 | 15 | 9 | 58.2694
2030 | 12 | 15 | 10 | 56.3336
2030 | 12 | 15 | 11 | 52.1881
2030 | 12 | 15 | 12 | 52.4147
2030 | 12 | 15 | 13 | 53.0018
2030 | 12 | 15 | 14 | 52.9826
2030 | 12 | 15 | 15 | 53.7753
2030 | 12 | 15 | 16 | 58.1807
2030 | 12 | 15 | 17 | 65.5432
2030 | 12 | 15 | 18 | 69.4993
2030 | 12 | 15 | 19 | 63.4951
2030 | 12 | 15 | 20 | 59.9283
2030 | 12 | 15 | 21 | 56.5729
2030 | 12 | 15 | 22 | 53.6959
2030 | 12 | 15 | 23 | 50.9998
2030 | 12 | 16 | 0 | 48.8828
2030 | 12 | 16 | 1 | 51.1641
2030 | 12 | 16 | 2 | 50.48
2030 | 12 | 16 | 3 | 50.7658
2030 | 12 | 16 | 4 | 51.5646
2030 | 12 | 16 | 5 | 52.7202
2030 | 12 | 16 | 6 | 54.3191
2030 | 12 | 16 | 7 | 59.5274
2030 | 12 | 16 | 8 | 70.0412
2030 | 12 | 16 | 9 | 71.75
2030 | 12 | 16 | 10 | 66.6895
2030 | 12 | 16 | 11 | 59.9195
2030 | 12 | 16 | 12 | 55.1648
2030 | 12 | 16 | 13 | 55.4173
2030 | 12 | 16 | 14 | 56.1679
2030 | 12 | 16 | 15 | 58.1811
2030 | 12 | 16 | 16 | 62.7153
2030 | 12 | 16 | 17 | 72.0711
2030 | 12 | 16 | 18 | 80.1676
2030 | 12 | 16 | 19 | 77.2682
2030 | 12 | 16 | 20 | 75.8881
2030 | 12 | 16 | 21 | 73.7176
2030 | 12 | 16 | 22 | 71.1002
2030 | 12 | 16 | 23 | 67.7961
2030 | 12 | 17 | 0 | 63.9554
2030 | 12 | 17 | 1 | 64.923
2030 | 12 | 17 | 2 | 64.0218
2030 | 12 | 17 | 3 | 63.9945
2030 | 12 | 17 | 4 | 64.4723
2030 | 12 | 17 | 5 | 64.9963
2030 | 12 | 17 | 6 | 66.0115
2030 | 12 | 17 | 7 | 70.2559
2030 | 12 | 17 | 8 | 76.5846
2030 | 12 | 17 | 9 | 74.344
2030 | 12 | 17 | 10 | 68.7744
2030 | 12 | 17 | 11 | 63.5347
2030 | 12 | 17 | 12 | 63.3869
2030 | 12 | 17 | 13 | 62.1847
2030 | 12 | 17 | 14 | 61.014
2030 | 12 | 17 | 15 | 62.1451
2030 | 12 | 17 | 16 | 65.8595
2030 | 12 | 17 | 17 | 72.4723
2030 | 12 | 17 | 18 | 81.8451
2030 | 12 | 17 | 19 | 77.4337
2030 | 12 | 17 | 20 | 75.8036
2030 | 12 | 17 | 21 | 73.0833
2030 | 12 | 17 | 22 | 70.4601
2030 | 12 | 17 | 23 | 67.0407
2030 | 12 | 18 | 0 | 65.4706
2030 | 12 | 18 | 1 | 61.7139
2030 | 12 | 18 | 2 | 60.2807
2030 | 12 | 18 | 3 | 59.6523
2030 | 12 | 18 | 4 | 59.4412
2030 | 12 | 18 | 5 | 59.4479
2030 | 12 | 18 | 6 | 59.9783
2030 | 12 | 18 | 7 | 63.6965
2030 | 12 | 18 | 8 | 70.8691
2030 | 12 | 18 | 9 | 71.0251
2030 | 12 | 18 | 10 | 66.7933
2030 | 12 | 18 | 11 | 62.1893
2030 | 12 | 18 | 12 | 60.0393
2030 | 12 | 18 | 13 | 60.8419
2030 | 12 | 18 | 14 | 60.449
2030 | 12 | 18 | 15 | 60.1668
2030 | 12 | 18 | 16 | 61.7697
2030 | 12 | 18 | 17 | 69.0968
2030 | 12 | 18 | 18 | 73.2272
2030 | 12 | 18 | 19 | 68.3998
2030 | 12 | 18 | 20 | 66.4253
2030 | 12 | 18 | 21 | 63.7428
2030 | 12 | 18 | 22 | 60.852
2030 | 12 | 18 | 23 | 57.3448
2030 | 12 | 19 | 0 | 56.2619
2030 | 12 | 19 | 1 | 54.2406
2030 | 12 | 19 | 2 | 52.8215
2030 | 12 | 19 | 3 | 52.4164
2030 | 12 | 19 | 4 | 52.4554
2030 | 12 | 19 | 5 | 52.902
2030 | 12 | 19 | 6 | 54.4073
2030 | 12 | 19 | 7 | 58.477
2030 | 12 | 19 | 8 | 66.1527
2030 | 12 | 19 | 9 | 67.1687
2030 | 12 | 19 | 10 | 62.5248
2030 | 12 | 19 | 11 | 57.9752
2030 | 12 | 19 | 12 | 57.7365
2030 | 12 | 19 | 13 | 57.5262
2030 | 12 | 19 | 14 | 58.1366
2030 | 12 | 19 | 15 | 58.6137
2030 | 12 | 19 | 16 | 62.0423
2030 | 12 | 19 | 17 | 69.7513
2030 | 12 | 19 | 18 | 73.5912
2030 | 12 | 19 | 19 | 68.9276
2030 | 12 | 19 | 20 | 67.1403
2030 | 12 | 19 | 21 | 64.9463
2030 | 12 | 19 | 22 | 62.3419
2030 | 12 | 19 | 23 | 58.9916
2030 | 12 | 20 | 0 | 57.6436
2030 | 12 | 20 | 1 | 54.7464
2030 | 12 | 20 | 2 | 53.3614
2030 | 12 | 20 | 3 | 52.9379
2030 | 12 | 20 | 4 | 53.0626
2030 | 12 | 20 | 5 | 53.4749
2030 | 12 | 20 | 6 | 54.729
2030 | 12 | 20 | 7 | 59.3415
2030 | 12 | 20 | 8 | 68.0919
2030 | 12 | 20 | 9 | 69.8245
2030 | 12 | 20 | 10 | 65.0597
2030 | 12 | 20 | 11 | 60.2124
2030 | 12 | 20 | 12 | 59.762
2030 | 12 | 20 | 13 | 58.6678
2030 | 12 | 20 | 14 | 57.4721
2030 | 12 | 20 | 15 | 57.9833
2030 | 12 | 20 | 16 | 63.4189
2030 | 12 | 20 | 17 | 71.1799
2030 | 12 | 20 | 18 | 73.2382
2030 | 12 | 20 | 19 | 69.9209
2030 | 12 | 20 | 20 | 68.5891
2030 | 12 | 20 | 21 | 66.6537
2030 | 12 | 20 | 22 | 64.7903
2030 | 12 | 20 | 23 | 61.7552
2030 | 12 | 21 | 0 | 57.4705
2030 | 12 | 21 | 1 | 56.4711
2030 | 12 | 21 | 2 | 55.5586
2030 | 12 | 21 | 3 | 55.337
2030 | 12 | 21 | 4 | 55.5399
2030 | 12 | 21 | 5 | 55.8845
2030 | 12 | 21 | 6 | 55.3648
2030 | 12 | 21 | 7 | 57.8351
2030 | 12 | 21 | 8 | 63.7824
2030 | 12 | 21 | 9 | 64.8948
2030 | 12 | 21 | 10 | 62.3536
2030 | 12 | 21 | 11 | 58.314
2030 | 12 | 21 | 12 | 57.5398
2030 | 12 | 21 | 13 | 56.3804
2030 | 12 | 21 | 14 | 55.2851
2030 | 12 | 21 | 15 | 56.5609
2030 | 12 | 21 | 16 | 61.472
2030 | 12 | 21 | 17 | 70.1618
2030 | 12 | 21 | 18 | 76.4391
2030 | 12 | 21 | 19 | 72.8698
2030 | 12 | 21 | 20 | 69.6607
2030 | 12 | 21 | 21 | 66.9652
2030 | 12 | 21 | 22 | 64.8655
2030 | 12 | 21 | 23 | 62.3584
2030 | 12 | 22 | 0 | 59.5225
2030 | 12 | 22 | 1 | 58.789
2030 | 12 | 22 | 2 | 57.7343
2030 | 12 | 22 | 3 | 57.4561
2030 | 12 | 22 | 4 | 57.514
2030 | 12 | 22 | 5 | 57.6832
2030 | 12 | 22 | 6 | 56.5458
2030 | 12 | 22 | 7 | 58.0938
2030 | 12 | 22 | 8 | 63.6
2030 | 12 | 22 | 9 | 64.8429
2030 | 12 | 22 | 10 | 62.8787
2030 | 12 | 22 | 11 | 58.9056
2030 | 12 | 22 | 12 | 59.197
2030 | 12 | 22 | 13 | 58.269
2030 | 12 | 22 | 14 | 58.1033
2030 | 12 | 22 | 15 | 59.4624
2030 | 12 | 22 | 16 | 64.4694
2030 | 12 | 22 | 17 | 73.0088
2030 | 12 | 22 | 18 | 77.8233
2030 | 12 | 22 | 19 | 72.2979
2030 | 12 | 22 | 20 | 68.5876
2030 | 12 | 22 | 21 | 65.2868
2030 | 12 | 22 | 22 | 62.1532
2030 | 12 | 22 | 23 | 59.1752
2030 | 12 | 23 | 0 | 59.5508
2030 | 12 | 23 | 1 | 56.9084
2030 | 12 | 23 | 2 | 56.0141
2030 | 12 | 23 | 3 | 55.7488
2030 | 12 | 23 | 4 | 56.0726
2030 | 12 | 23 | 5 | 56.4397
2030 | 12 | 23 | 6 | 56.8635
2030 | 12 | 23 | 7 | 60.2858
2030 | 12 | 23 | 8 | 68.1534
2030 | 12 | 23 | 9 | 70.1693
2030 | 12 | 23 | 10 | 66.8499
2030 | 12 | 23 | 11 | 62.5536
2030 | 12 | 23 | 12 | 61.1896
2030 | 12 | 23 | 13 | 60.4689
2030 | 12 | 23 | 14 | 59.4453
2030 | 12 | 23 | 15 | 62.385
2030 | 12 | 23 | 16 | 66.3468
2030 | 12 | 23 | 17 | 73.6165
2030 | 12 | 23 | 18 | 78.3181
2030 | 12 | 23 | 19 | 74.5338
2030 | 12 | 23 | 20 | 72.5489
2030 | 12 | 23 | 21 | 69.9276
2030 | 12 | 23 | 22 | 67.3058
2030 | 12 | 23 | 23 | 64.4546
2030 | 12 | 24 | 0 | 60.4062
2030 | 12 | 24 | 1 | 60.9406
2030 | 12 | 24 | 2 | 59.7878
2030 | 12 | 24 | 3 | 59.6209
2030 | 12 | 24 | 4 | 59.8237
2030 | 12 | 24 | 5 | 60.3235
2030 | 12 | 24 | 6 | 60.4776
2030 | 12 | 24 | 7 | 63.8287
2030 | 12 | 24 | 8 | 69.742
2030 | 12 | 24 | 9 | 69.0263
2030 | 12 | 24 | 10 | 64.2626
2030 | 12 | 24 | 11 | 59.5069
2030 | 12 | 24 | 12 | 59.6281
2030 | 12 | 24 | 13 | 58.1265
2030 | 12 | 24 | 14 | 58.3368
2030 | 12 | 24 | 15 | 60.5102
2030 | 12 | 24 | 16 | 62.6342
2030 | 12 | 24 | 17 | 67.5923
2030 | 12 | 24 | 18 | 74.583
2030 | 12 | 24 | 19 | 71.0583
2030 | 12 | 24 | 20 | 69.288
2030 | 12 | 24 | 21 | 67.4027
2030 | 12 | 24 | 22 | 65.9237
2030 | 12 | 24 | 23 | 64.2028
2030 | 12 | 25 | 0 | 63.012
2030 | 12 | 25 | 1 | 59.6941
2030 | 12 | 25 | 2 | 58.2503
2030 | 12 | 25 | 3 | 57.3996
2030 | 12 | 25 | 4 | 57.2473
2030 | 12 | 25 | 5 | 57.0275
2030 | 12 | 25 | 6 | 55.7673
2030 | 12 | 25 | 7 | 57.5001
2030 | 12 | 25 | 8 | 63.4877
2030 | 12 | 25 | 9 | 66.4058
2030 | 12 | 25 | 10 | 64.2667
2030 | 12 | 25 | 11 | 60.9332
2030 | 12 | 25 | 12 | 61.8552
2030 | 12 | 25 | 13 | 62.0083
2030 | 12 | 25 | 14 | 62.3249
2030 | 12 | 25 | 15 | 61.8137
2030 | 12 | 25 | 16 | 64.5352
2030 | 12 | 25 | 17 | 70.4698
2030 | 12 | 25 | 18 | 71.2826
2030 | 12 | 25 | 19 | 65.0578
2030 | 12 | 25 | 20 | 61.9427
2030 | 12 | 25 | 21 | 60.0227
2030 | 12 | 25 | 22 | 58.5963
2030 | 12 | 25 | 23 | 56.9581
2030 | 12 | 26 | 0 | 55.1304
2030 | 12 | 26 | 1 | 49.8382
2030 | 12 | 26 | 2 | 48.2361
2030 | 12 | 26 | 3 | 47.3341
2030 | 12 | 26 | 4 | 47.0208
2030 | 12 | 26 | 5 | 47.0331
2030 | 12 | 26 | 6 | 47.3981
2030 | 12 | 26 | 7 | 48.5745
2030 | 12 | 26 | 8 | 53.5093
2030 | 12 | 26 | 9 | 56.5324
2030 | 12 | 26 | 10 | 56.0081
2030 | 12 | 26 | 11 | 55.4754
2030 | 12 | 26 | 12 | 56.6687
2030 | 12 | 26 | 13 | 57.5727
2030 | 12 | 26 | 14 | 57.4039
2030 | 12 | 26 | 15 | 56.0489
2030 | 12 | 26 | 16 | 57.8106
2030 | 12 | 26 | 17 | 62.7035
2030 | 12 | 26 | 18 | 66.053
2030 | 12 | 26 | 19 | 61.0662
2030 | 12 | 26 | 20 | 58.6001
2030 | 12 | 26 | 21 | 56.2375
2030 | 12 | 26 | 22 | 54.3358
2030 | 12 | 26 | 23 | 52.2644
2030 | 12 | 27 | 0 | 51.3424
2030 | 12 | 27 | 1 | 49.8705
2030 | 12 | 27 | 2 | 48.3243
2030 | 12 | 27 | 3 | 47.6209
2030 | 12 | 27 | 4 | 47.5518
2030 | 12 | 27 | 5 | 47.6735
2030 | 12 | 27 | 6 | 48.7093
2030 | 12 | 27 | 7 | 51.9862
2030 | 12 | 27 | 8 | 58.7638
2030 | 12 | 27 | 9 | 60.701
2030 | 12 | 27 | 10 | 56.7261
2030 | 12 | 27 | 11 | 53.6229
2030 | 12 | 27 | 12 | 54.0614
2030 | 12 | 27 | 13 | 53.0371
2030 | 12 | 27 | 14 | 51.2288
2030 | 12 | 27 | 15 | 52.8805
2030 | 12 | 27 | 16 | 57.258
2030 | 12 | 27 | 17 | 63.9045
2030 | 12 | 27 | 18 | 68.7522
2030 | 12 | 27 | 19 | 64.0696
2030 | 12 | 27 | 20 | 61.7173
2030 | 12 | 27 | 21 | 59.3895
2030 | 12 | 27 | 22 | 57.3219
2030 | 12 | 27 | 23 | 54.6947
2030 | 12 | 28 | 0 | 52.2984
2030 | 12 | 28 | 1 | 47.7224
2030 | 12 | 28 | 2 | 46.02
2030 | 12 | 28 | 3 | 45.127
2030 | 12 | 28 | 4 | 44.622
2030 | 12 | 28 | 5 | 44.076
2030 | 12 | 28 | 6 | 42.8123
2030 | 12 | 28 | 7 | 45.0406
2030 | 12 | 28 | 8 | 52.0869
2030 | 12 | 28 | 9 | 54.4111
2030 | 12 | 28 | 10 | 52.0238
2030 | 12 | 28 | 11 | 48.7629
2030 | 12 | 28 | 12 | 49.1842
2030 | 12 | 28 | 13 | 50.4343
2030 | 12 | 28 | 14 | 49.4177
2030 | 12 | 28 | 15 | 49.564
2030 | 12 | 28 | 16 | 52.9849
2030 | 12 | 28 | 17 | 60.6011
2030 | 12 | 28 | 18 | 67.0625
2030 | 12 | 28 | 19 | 61.5862
2030 | 12 | 28 | 20 | 57.9475
2030 | 12 | 28 | 21 | 54.9744
2030 | 12 | 28 | 22 | 53.1145
2030 | 12 | 28 | 23 | 50.9092
2030 | 12 | 29 | 0 | 45.2316
2030 | 12 | 29 | 1 | 45.0369
2030 | 12 | 29 | 2 | 43.8475
2030 | 12 | 29 | 3 | 43.3982
2030 | 12 | 29 | 4 | 43.4728
2030 | 12 | 29 | 5 | 43.2932
2030 | 12 | 29 | 6 | 41.7794
2030 | 12 | 29 | 7 | 43.8741
2030 | 12 | 29 | 8 | 51.3368
2030 | 12 | 29 | 9 | 53.577
2030 | 12 | 29 | 10 | 50.7364
2030 | 12 | 29 | 11 | 47.5221
2030 | 12 | 29 | 12 | 47.0111
2030 | 12 | 29 | 13 | 47.25
2030 | 12 | 29 | 14 | 47.2327
2030 | 12 | 29 | 15 | 48.0323
2030 | 12 | 29 | 16 | 52.7138
2030 | 12 | 29 | 17 | 62.8019
2030 | 12 | 29 | 18 | 69.4656
2030 | 12 | 29 | 19 | 63.5256
2030 | 12 | 29 | 20 | 60.0958
2030 | 12 | 29 | 21 | 57.0833
2030 | 12 | 29 | 22 | 54.6088
2030 | 12 | 29 | 23 | 51.9128
2030 | 12 | 30 | 0 | 51.4625
2030 | 12 | 30 | 1 | 48.1349
2030 | 12 | 30 | 2 | 46.9661
2030 | 12 | 30 | 3 | 46.6184
2030 | 12 | 30 | 4 | 46.6606
2030 | 12 | 30 | 5 | 46.9633
2030 | 12 | 30 | 6 | 47.7685
2030 | 12 | 30 | 7 | 52.1001
2030 | 12 | 30 | 8 | 59.7483
2030 | 12 | 30 | 9 | 60.1931
2030 | 12 | 30 | 10 | 57.0844
2030 | 12 | 30 | 11 | 54.409
2030 | 12 | 30 | 12 | 52.3896
2030 | 12 | 30 | 13 | 52.4372
2030 | 12 | 30 | 14 | 51.5414
2030 | 12 | 30 | 15 | 51.7195
2030 | 12 | 30 | 16 | 54.5617
2030 | 12 | 30 | 17 | 62.7243
2030 | 12 | 30 | 18 | 68.2894
2030 | 12 | 30 | 19 | 63.3011
2030 | 12 | 30 | 20 | 60.8737
2030 | 12 | 30 | 21 | 57.8798
2030 | 12 | 30 | 22 | 55.1964
2030 | 12 | 30 | 23 | 52.004
2030 | 12 | 31 | 0 | 51.2865
2030 | 12 | 31 | 1 | 46.8093
2030 | 12 | 31 | 2 | 45.1519
2030 | 12 | 31 | 3 | 44.4001
2030 | 12 | 31 | 4 | 44.3108
2030 | 12 | 31 | 5 | 44.6442
2030 | 12 | 31 | 6 | 45.8069
2030 | 12 | 31 | 7 | 49.9273
2030 | 12 | 31 | 8 | 56.7344
2030 | 12 | 31 | 9 | 56.9224
2030 | 12 | 31 | 10 | 53.0884
2030 | 12 | 31 | 11 | 51.8129
2030 | 12 | 31 | 12 | 53.3689
2030 | 12 | 31 | 13 | 53.1567
2030 | 12 | 31 | 14 | 52.2612
2030 | 12 | 31 | 15 | 53.0448
2030 | 12 | 31 | 16 | 55.3788
2030 | 12 | 31 | 17 | 61.6153
2030 | 12 | 31 | 18 | 65.6662
2030 | 12 | 31 | 19 | 59.6654
2030 | 12 | 31 | 20 | 55.8748
2030 | 12 | 31 | 21 | 52.2536
2030 | 12 | 31 | 22 | 50.2468
2030 | 12 | 31 | 23 | 48.7951
2031 | 1 | 1 | 0 | 49.5111
2031 | 1 | 1 | 1 | 56.3643
2031 | 1 | 1 | 2 | 54.6403
2031 | 1 | 1 | 3 | 53.3449
2031 | 1 | 1 | 4 | 52.8388
2031 | 1 | 1 | 5 | 52.5873
2031 | 1 | 1 | 6 | 52.9794
2031 | 1 | 1 | 7 | 53.9582
2031 | 1 | 1 | 8 | 57.7896
2031 | 1 | 1 | 9 | 57.5525
2031 | 1 | 1 | 10 | 54.2729
2031 | 1 | 1 | 11 | 50.8757
2031 | 1 | 1 | 12 | 50.7467
2031 | 1 | 1 | 13 | 49.9885
2031 | 1 | 1 | 14 | 49.4531
2031 | 1 | 1 | 15 | 50.1153
2031 | 1 | 1 | 16 | 56.0463
2031 | 1 | 1 | 17 | 66.4433
2031 | 1 | 1 | 18 | 74.6028
2031 | 1 | 1 | 19 | 70.7297
2031 | 1 | 1 | 20 | 67.8474
2031 | 1 | 1 | 21 | 65.0464
2031 | 1 | 1 | 22 | 62.5983
2031 | 1 | 1 | 23 | 60.2808
2031 | 1 | 2 | 0 | 59.2336
2031 | 1 | 2 | 1 | 59.2122
2031 | 1 | 2 | 2 | 57.9928
2031 | 1 | 2 | 3 | 57.6816
2031 | 1 | 2 | 4 | 57.9211
2031 | 1 | 2 | 5 | 58.3943
2031 | 1 | 2 | 6 | 59.5174
2031 | 1 | 2 | 7 | 63.8626
2031 | 1 | 2 | 8 | 71.6174
2031 | 1 | 2 | 9 | 72.0422
2031 | 1 | 2 | 10 | 67.6747
2031 | 1 | 2 | 11 | 62.651
2031 | 1 | 2 | 12 | 62.7681
2031 | 1 | 2 | 13 | 62.3837
2031 | 1 | 2 | 14 | 61.8691
2031 | 1 | 2 | 15 | 62.9498
2031 | 1 | 2 | 16 | 67.6039
2031 | 1 | 2 | 17 | 76.0365
2031 | 1 | 2 | 18 | 78.9965
2031 | 1 | 2 | 19 | 73.7956
2031 | 1 | 2 | 20 | 71.3744
2031 | 1 | 2 | 21 | 68.5992
2031 | 1 | 2 | 22 | 66.2433
2031 | 1 | 2 | 23 | 63.2498
2031 | 1 | 3 | 0 | 59.5723
2031 | 1 | 3 | 1 | 58.1274
2031 | 1 | 3 | 2 | 56.907
2031 | 1 | 3 | 3 | 56.6175
2031 | 1 | 3 | 4 | 56.8614
2031 | 1 | 3 | 5 | 57.3406
2031 | 1 | 3 | 6 | 58.6745
2031 | 1 | 3 | 7 | 62.988
2031 | 1 | 3 | 8 | 69.8168
2031 | 1 | 3 | 9 | 68.239
2031 | 1 | 3 | 10 | 61.9763
2031 | 1 | 3 | 11 | 56.9651
2031 | 1 | 3 | 12 | 55.6746
2031 | 1 | 3 | 13 | 56.1777
2031 | 1 | 3 | 14 | 54.9879
2031 | 1 | 3 | 15 | 54.8702
2031 | 1 | 3 | 16 | 57.869
2031 | 1 | 3 | 17 | 65.653
2031 | 1 | 3 | 18 | 75.9324
2031 | 1 | 3 | 19 | 71.2608
2031 | 1 | 3 | 20 | 68.8299
2031 | 1 | 3 | 21 | 66.369
2031 | 1 | 3 | 22 | 64.2658
2031 | 1 | 3 | 23 | 61.3083
2031 | 1 | 4 | 0 | 58.4317
2031 | 1 | 4 | 1 | 55.666
2031 | 1 | 4 | 2 | 54.3998
2031 | 1 | 4 | 3 | 53.8113
2031 | 1 | 4 | 4 | 53.7241
2031 | 1 | 4 | 5 | 53.8052
2031 | 1 | 4 | 6 | 53.2679
2031 | 1 | 4 | 7 | 55.8264
2031 | 1 | 4 | 8 | 62.8722
2031 | 1 | 4 | 9 | 66.0761
2031 | 1 | 4 | 10 | 64.2687
2031 | 1 | 4 | 11 | 60.0042
2031 | 1 | 4 | 12 | 58.4073
2031 | 1 | 4 | 13 | 58.7814
2031 | 1 | 4 | 14 | 57.7559
2031 | 1 | 4 | 15 | 58.4998
2031 | 1 | 4 | 16 | 62.5426
2031 | 1 | 4 | 17 | 69.852
2031 | 1 | 4 | 18 | 70.9272
2031 | 1 | 4 | 19 | 67.6409
2031 | 1 | 4 | 20 | 63.971
2031 | 1 | 4 | 21 | 60.9627
2031 | 1 | 4 | 22 | 58.9159
2031 | 1 | 4 | 23 | 56.8159
2031 | 1 | 5 | 0 | 55.124
2031 | 1 | 5 | 1 | 52.2431
2031 | 1 | 5 | 2 | 51.0457
2031 | 1 | 5 | 3 | 50.5477
2031 | 1 | 5 | 4 | 50.5503
2031 | 1 | 5 | 5 | 50.5229
2031 | 1 | 5 | 6 | 49.5196
2031 | 1 | 5 | 7 | 51.3362
2031 | 1 | 5 | 8 | 58.1872
2031 | 1 | 5 | 9 | 60.8871
2031 | 1 | 5 | 10 | 58.8142
2031 | 1 | 5 | 11 | 55.024
2031 | 1 | 5 | 12 | 55.3515
2031 | 1 | 5 | 13 | 56.0889
2031 | 1 | 5 | 14 | 55.804
2031 | 1 | 5 | 15 | 56.7668
2031 | 1 | 5 | 16 | 61.4662
2031 | 1 | 5 | 17 | 70.0249
2031 | 1 | 5 | 18 | 71.7359
2031 | 1 | 5 | 19 | 65.8784
2031 | 1 | 5 | 20 | 61.6786
2031 | 1 | 5 | 21 | 58.136
2031 | 1 | 5 | 22 | 55.2963
2031 | 1 | 5 | 23 | 52.8341
2031 | 1 | 6 | 0 | 53.0017
2031 | 1 | 6 | 1 | 50.592
2031 | 1 | 6 | 2 | 49.5472
2031 | 1 | 6 | 3 | 49.3085
2031 | 1 | 6 | 4 | 49.523
2031 | 1 | 6 | 5 | 49.9809
2031 | 1 | 6 | 6 | 51.2608
2031 | 1 | 6 | 7 | 55.6882
2031 | 1 | 6 | 8 | 63.6036
2031 | 1 | 6 | 9 | 63.9562
2031 | 1 | 6 | 10 | 60.0331
2031 | 1 | 6 | 11 | 56.8469
2031 | 1 | 6 | 12 | 56.0786
2031 | 1 | 6 | 13 | 56.1353
2031 | 1 | 6 | 14 | 55.6879
2031 | 1 | 6 | 15 | 55.9695
2031 | 1 | 6 | 16 | 59.2532
2031 | 1 | 6 | 17 | 67.3333
2031 | 1 | 6 | 18 | 71.0777
2031 | 1 | 6 | 19 | 65.9562
2031 | 1 | 6 | 20 | 63.2151
2031 | 1 | 6 | 21 | 60.1202
2031 | 1 | 6 | 22 | 57.4141
2031 | 1 | 6 | 23 | 54.5324
2031 | 1 | 7 | 0 | 53.8338
2031 | 1 | 7 | 1 | 51.7672
2031 | 1 | 7 | 2 | 50.5083
2031 | 1 | 7 | 3 | 50.3126
2031 | 1 | 7 | 4 | 50.5953
2031 | 1 | 7 | 5 | 51.1384
2031 | 1 | 7 | 6 | 53.0489
2031 | 1 | 7 | 7 | 57.8938
2031 | 1 | 7 | 8 | 66.2006
2031 | 1 | 7 | 9 | 66.7395
2031 | 1 | 7 | 10 | 61.7465
2031 | 1 | 7 | 11 | 56.9192
2031 | 1 | 7 | 12 | 56.3484
2031 | 1 | 7 | 13 | 56.3175
2031 | 1 | 7 | 14 | 56.232
2031 | 1 | 7 | 15 | 57.4299
2031 | 1 | 7 | 16 | 62.1121
2031 | 1 | 7 | 17 | 70.5127
2031 | 1 | 7 | 18 | 74.5787
2031 | 1 | 7 | 19 | 69.4031
2031 | 1 | 7 | 20 | 66.7504
2031 | 1 | 7 | 21 | 63.8528
2031 | 1 | 7 | 22 | 61.2834
2031 | 1 | 7 | 23 | 58.3899
2031 | 1 | 8 | 0 | 56.4672
2031 | 1 | 8 | 1 | 56.2347
2031 | 1 | 8 | 2 | 55.1974
2031 | 1 | 8 | 3 | 55.1867
2031 | 1 | 8 | 4 | 55.7578
2031 | 1 | 8 | 5 | 56.4823
2031 | 1 | 8 | 6 | 58.4294
2031 | 1 | 8 | 7 | 63.28
2031 | 1 | 8 | 8 | 72.0392
2031 | 1 | 8 | 9 | 72.8932
2031 | 1 | 8 | 10 | 67.8902
2031 | 1 | 8 | 11 | 61.8895
2031 | 1 | 8 | 12 | 60.2319
2031 | 1 | 8 | 13 | 60.1352
2031 | 1 | 8 | 14 | 59.9878
2031 | 1 | 8 | 15 | 61.022
2031 | 1 | 8 | 16 | 65.6124
2031 | 1 | 8 | 17 | 74.8999
2031 | 1 | 8 | 18 | 80.5522
2031 | 1 | 8 | 19 | 76.2457
2031 | 1 | 8 | 20 | 74.0792
2031 | 1 | 8 | 21 | 71.422
2031 | 1 | 8 | 22 | 68.7783
2031 | 1 | 8 | 23 | 65.7053
2031 | 1 | 9 | 0 | 63.177
2031 | 1 | 9 | 1 | 63.0241
2031 | 1 | 9 | 2 | 61.981
2031 | 1 | 9 | 3 | 61.8698
2031 | 1 | 9 | 4 | 62.3101
2031 | 1 | 9 | 5 | 62.8867
2031 | 1 | 9 | 6 | 64.0849
2031 | 1 | 9 | 7 | 68.8665
2031 | 1 | 9 | 8 | 77.691
2031 | 1 | 9 | 9 | 78.9369
2031 | 1 | 9 | 10 | 74.4429
2031 | 1 | 9 | 11 | 67.9737
2031 | 1 | 9 | 12 | 63.4568
2031 | 1 | 9 | 13 | 63.4652
2031 | 1 | 9 | 14 | 62.9825
2031 | 1 | 9 | 15 | 64.077
2031 | 1 | 9 | 16 | 67.7872
2031 | 1 | 9 | 17 | 76.5198
2031 | 1 | 9 | 18 | 80.7585
2031 | 1 | 9 | 19 | 77.7585
2031 | 1 | 9 | 20 | 76.0899
2031 | 1 | 9 | 21 | 73.6654
2031 | 1 | 9 | 22 | 71.3121
2031 | 1 | 9 | 23 | 68.0973
2031 | 1 | 10 | 0 | 65.3732
2031 | 1 | 10 | 1 | 66.001
2031 | 1 | 10 | 2 | 65.0623
2031 | 1 | 10 | 3 | 65.0192
2031 | 1 | 10 | 4 | 65.4991
2031 | 1 | 10 | 5 | 66.038
2031 | 1 | 10 | 6 | 66.5004
2031 | 1 | 10 | 7 | 71.061
2031 | 1 | 10 | 8 | 78.5352
2031 | 1 | 10 | 9 | 77.7285
2031 | 1 | 10 | 10 | 71.5024
2031 | 1 | 10 | 11 | 65.0615
2031 | 1 | 10 | 12 | 63.2558
2031 | 1 | 10 | 13 | 63.3298
2031 | 1 | 10 | 14 | 62.7891
2031 | 1 | 10 | 15 | 63.2106
2031 | 1 | 10 | 16 | 66.5994
2031 | 1 | 10 | 17 | 74.918
2031 | 1 | 10 | 18 | 81.8285
2031 | 1 | 10 | 19 | 78.5447
2031 | 1 | 10 | 20 | 76.6319
2031 | 1 | 10 | 21 | 74.3684
2031 | 1 | 10 | 22 | 72.2057
2031 | 1 | 10 | 23 | 69.0166
2031 | 1 | 11 | 0 | 66.2996
2031 | 1 | 11 | 1 | 65.8238
2031 | 1 | 11 | 2 | 65.1073
2031 | 1 | 11 | 3 | 64.967
2031 | 1 | 11 | 4 | 65.2533
2031 | 1 | 11 | 5 | 65.8611
2031 | 1 | 11 | 6 | 65.7288
2031 | 1 | 11 | 7 | 68.2203
2031 | 1 | 11 | 8 | 73.6086
2031 | 1 | 11 | 9 | 76.3693
2031 | 1 | 11 | 10 | 75.2884
2031 | 1 | 11 | 11 | 70.5118
2031 | 1 | 11 | 12 | 65.2309
2031 | 1 | 11 | 13 | 64.6039
2031 | 1 | 11 | 14 | 63.0479
2031 | 1 | 11 | 15 | 63.9082
2031 | 1 | 11 | 16 | 67.2131
2031 | 1 | 11 | 17 | 73.9048
2031 | 1 | 11 | 18 | 81.8953
2031 | 1 | 11 | 19 | 79.4464
2031 | 1 | 11 | 20 | 75.4937
2031 | 1 | 11 | 21 | 72.4216
2031 | 1 | 11 | 22 | 69.946
2031 | 1 | 11 | 23 | 67.5363
2031 | 1 | 12 | 0 | 66.4628
2031 | 1 | 12 | 1 | 64.0056
2031 | 1 | 12 | 2 | 63.1147
2031 | 1 | 12 | 3 | 62.8582
2031 | 1 | 12 | 4 | 62.9823
2031 | 1 | 12 | 5 | 63.3074
2031 | 1 | 12 | 6 | 62.6607
2031 | 1 | 12 | 7 | 64.0163
2031 | 1 | 12 | 8 | 68.4013
2031 | 1 | 12 | 9 | 70.6109
2031 | 1 | 12 | 10 | 69.6198
2031 | 1 | 12 | 11 | 65.4762
2031 | 1 | 12 | 12 | 62.5687
2031 | 1 | 12 | 13 | 62.8842
2031 | 1 | 12 | 14 | 62.0426
2031 | 1 | 12 | 15 | 62.6743
2031 | 1 | 12 | 16 | 65.4338
2031 | 1 | 12 | 17 | 71.7358
2031 | 1 | 12 | 18 | 79.8798
2031 | 1 | 12 | 19 | 76.6347
2031 | 1 | 12 | 20 | 72.7496
2031 | 1 | 12 | 21 | 69.3949
2031 | 1 | 12 | 22 | 66.2266
2031 | 1 | 12 | 23 | 63.4982
2031 | 1 | 13 | 0 | 62.6471
2031 | 1 | 13 | 1 | 62.1928
2031 | 1 | 13 | 2 | 61.4366
2031 | 1 | 13 | 3 | 61.4676
2031 | 1 | 13 | 4 | 61.9569
2031 | 1 | 13 | 5 | 62.4818
2031 | 1 | 13 | 6 | 64.4474
2031 | 1 | 13 | 7 | 68.955
2031 | 1 | 13 | 8 | 77.1984
2031 | 1 | 13 | 9 | 77.5936
2031 | 1 | 13 | 10 | 72.9417
2031 | 1 | 13 | 11 | 67.6857
2031 | 1 | 13 | 12 | 63.9012
2031 | 1 | 13 | 13 | 63.519
2031 | 1 | 13 | 14 | 62.9687
2031 | 1 | 13 | 15 | 63.46
2031 | 1 | 13 | 16 | 66.2667
2031 | 1 | 13 | 17 | 73.5729
2031 | 1 | 13 | 18 | 82.7011
2031 | 1 | 13 | 19 | 79.9272
2031 | 1 | 13 | 20 | 78.2071
2031 | 1 | 13 | 21 | 75.7022
2031 | 1 | 13 | 22 | 73.0975
2031 | 1 | 13 | 23 | 70.0326
2031 | 1 | 14 | 0 | 66.0229
2031 | 1 | 14 | 1 | 65.4149
2031 | 1 | 14 | 2 | 64.371
2031 | 1 | 14 | 3 | 64.2425
2031 | 1 | 14 | 4 | 64.5308
2031 | 1 | 14 | 5 | 64.828
2031 | 1 | 14 | 6 | 65.6694
2031 | 1 | 14 | 7 | 69.8036
2031 | 1 | 14 | 8 | 75.7738
2031 | 1 | 14 | 9 | 73.6826
2031 | 1 | 14 | 10 | 67.9793
2031 | 1 | 14 | 11 | 63.2605
2031 | 1 | 14 | 12 | 62.8866
2031 | 1 | 14 | 13 | 62.0901
2031 | 1 | 14 | 14 | 61.1485
2031 | 1 | 14 | 15 | 61.4585
2031 | 1 | 14 | 16 | 64.3595
2031 | 1 | 14 | 17 | 70.6037
2031 | 1 | 14 | 18 | 79.2228
2031 | 1 | 14 | 19 | 75.9019
2031 | 1 | 14 | 20 | 74.1115
2031 | 1 | 14 | 21 | 71.5519
2031 | 1 | 14 | 22 | 69.0558
2031 | 1 | 14 | 23 | 66.0193
2031 | 1 | 15 | 0 | 64.1263
2031 | 1 | 15 | 1 | 60.7121
2031 | 1 | 15 | 2 | 59.4155
2031 | 1 | 15 | 3 | 59.0591
2031 | 1 | 15 | 4 | 59.1856
2031 | 1 | 15 | 5 | 59.4421
2031 | 1 | 15 | 6 | 60.4671
2031 | 1 | 15 | 7 | 64.9775
2031 | 1 | 15 | 8 | 73.708
2031 | 1 | 15 | 9 | 74.7419
2031 | 1 | 15 | 10 | 69.5071
2031 | 1 | 15 | 11 | 64.1711
2031 | 1 | 15 | 12 | 62.7183
2031 | 1 | 15 | 13 | 62.4784
2031 | 1 | 15 | 14 | 62.1692
2031 | 1 | 15 | 15 | 62.3072
2031 | 1 | 15 | 16 | 65.7272
2031 | 1 | 15 | 17 | 73.815
2031 | 1 | 15 | 18 | 77.4179
2031 | 1 | 15 | 19 | 72.8115
2031 | 1 | 15 | 20 | 70.4828
2031 | 1 | 15 | 21 | 67.767
2031 | 1 | 15 | 22 | 64.9806
2031 | 1 | 15 | 23 | 61.8649
2031 | 1 | 16 | 0 | 61.1582
2031 | 1 | 16 | 1 | 61.1149
2031 | 1 | 16 | 2 | 60.1355
2031 | 1 | 16 | 3 | 60.1618
2031 | 1 | 16 | 4 | 60.6686
2031 | 1 | 16 | 5 | 61.3507
2031 | 1 | 16 | 6 | 62.2247
2031 | 1 | 16 | 7 | 66.5815
2031 | 1 | 16 | 8 | 73.4988
2031 | 1 | 16 | 9 | 72.2051
2031 | 1 | 16 | 10 | 66.3341
2031 | 1 | 16 | 11 | 60.741
2031 | 1 | 16 | 12 | 58.9753
2031 | 1 | 16 | 13 | 58.6962
2031 | 1 | 16 | 14 | 58.0576
2031 | 1 | 16 | 15 | 58.6662
2031 | 1 | 16 | 16 | 61.9333
2031 | 1 | 16 | 17 | 69.8716
2031 | 1 | 16 | 18 | 77.94
2031 | 1 | 16 | 19 | 75.8934
2031 | 1 | 16 | 20 | 74.557
2031 | 1 | 16 | 21 | 72.5204
2031 | 1 | 16 | 22 | 70.2327
2031 | 1 | 16 | 23 | 67.1162
2031 | 1 | 17 | 0 | 65.2974
2031 | 1 | 17 | 1 | 62.7377
2031 | 1 | 17 | 2 | 61.6874
2031 | 1 | 17 | 3 | 61.5209
2031 | 1 | 17 | 4 | 61.8642
2031 | 1 | 17 | 5 | 62.2699
2031 | 1 | 17 | 6 | 63.505
2031 | 1 | 17 | 7 | 67.8267
2031 | 1 | 17 | 8 | 74.2707
2031 | 1 | 17 | 9 | 72.152
2031 | 1 | 17 | 10 | 65.5359
2031 | 1 | 17 | 11 | 60.3232
2031 | 1 | 17 | 12 | 61.6385
2031 | 1 | 17 | 13 | 60.8859
2031 | 1 | 17 | 14 | 59.9093
2031 | 1 | 17 | 15 | 60.0513
2031 | 1 | 17 | 16 | 63.857
2031 | 1 | 17 | 17 | 71.4449
2031 | 1 | 17 | 18 | 78.7274
2031 | 1 | 17 | 19 | 74.4533
2031 | 1 | 17 | 20 | 72.0344
2031 | 1 | 17 | 21 | 69.4623
2031 | 1 | 17 | 22 | 67.2918
2031 | 1 | 17 | 23 | 64.2274
2031 | 1 | 18 | 0 | 61.7698
2031 | 1 | 18 | 1 | 58.393
2031 | 1 | 18 | 2 | 57.1397
2031 | 1 | 18 | 3 | 56.6056
2031 | 1 | 18 | 4 | 56.5085
2031 | 1 | 18 | 5 | 56.6725
2031 | 1 | 18 | 6 | 56.8942
2031 | 1 | 18 | 7 | 59.1644
2031 | 1 | 18 | 8 | 64.9907
2031 | 1 | 18 | 9 | 66.9886
2031 | 1 | 18 | 10 | 64.4216
2031 | 1 | 18 | 11 | 60.3079
2031 | 1 | 18 | 12 | 56.789
2031 | 1 | 18 | 13 | 56.2969
2031 | 1 | 18 | 14 | 55.0316
2031 | 1 | 18 | 15 | 55.6356
2031 | 1 | 18 | 16 | 59.2059
2031 | 1 | 18 | 17 | 66.3716
2031 | 1 | 18 | 18 | 71.4144
2031 | 1 | 18 | 19 | 69.1639
2031 | 1 | 18 | 20 | 65.5214
2031 | 1 | 18 | 21 | 62.6124
2031 | 1 | 18 | 22 | 60.4387
2031 | 1 | 18 | 23 | 58.1802
2031 | 1 | 19 | 0 | 57.9165
2031 | 1 | 19 | 1 | 53.9839
2031 | 1 | 19 | 2 | 52.6343
2031 | 1 | 19 | 3 | 52.0022
2031 | 1 | 19 | 4 | 51.8267
2031 | 1 | 19 | 5 | 51.6967
2031 | 1 | 19 | 6 | 51.0966
2031 | 1 | 19 | 7 | 52.7675
2031 | 1 | 19 | 8 | 59.2442
2031 | 1 | 19 | 9 | 61.7901
2031 | 1 | 19 | 10 | 59.2372
2031 | 1 | 19 | 11 | 55.0968
2031 | 1 | 19 | 12 | 55.165
2031 | 1 | 19 | 13 | 56.3181
2031 | 1 | 19 | 14 | 56.0372
2031 | 1 | 19 | 15 | 56.7484
2031 | 1 | 19 | 16 | 60.2979
2031 | 1 | 19 | 17 | 67.6687
2031 | 1 | 19 | 18 | 72.2999
2031 | 1 | 19 | 19 | 67.1199
2031 | 1 | 19 | 20 | 62.7739
2031 | 1 | 19 | 21 | 59.1926
2031 | 1 | 19 | 22 | 56.2485
2031 | 1 | 19 | 23 | 53.7289
2031 | 1 | 20 | 0 | 52.8404
2031 | 1 | 20 | 1 | 51.4811
2031 | 1 | 20 | 2 | 50.3768
2031 | 1 | 20 | 3 | 50.1393
2031 | 1 | 20 | 4 | 50.3214
2031 | 1 | 20 | 5 | 50.7757
2031 | 1 | 20 | 6 | 51.7614
2031 | 1 | 20 | 7 | 56.3338
2031 | 1 | 20 | 8 | 64.8832
2031 | 1 | 20 | 9 | 65.4494
2031 | 1 | 20 | 10 | 60.9967
2031 | 1 | 20 | 11 | 56.8937
2031 | 1 | 20 | 12 | 54.9129
2031 | 1 | 20 | 13 | 54.7018
2031 | 1 | 20 | 14 | 54.4629
2031 | 1 | 20 | 15 | 54.9429
2031 | 1 | 20 | 16 | 58.5224
2031 | 1 | 20 | 17 | 66.3647
2031 | 1 | 20 | 18 | 75.2662
2031 | 1 | 20 | 19 | 70.5011
2031 | 1 | 20 | 20 | 67.6485
2031 | 1 | 20 | 21 | 64.6956
2031 | 1 | 20 | 22 | 62.1417
2031 | 1 | 20 | 23 | 59.3804
2031 | 1 | 21 | 0 | 55.5508
2031 | 1 | 21 | 1 | 55.9841
2031 | 1 | 21 | 2 | 55.208
2031 | 1 | 21 | 3 | 55.572
2031 | 1 | 21 | 4 | 56.4173
2031 | 1 | 21 | 5 | 57.4149
2031 | 1 | 21 | 6 | 59.2345
2031 | 1 | 21 | 7 | 64.0976
2031 | 1 | 21 | 8 | 71.0311
2031 | 1 | 21 | 9 | 68.2522
2031 | 1 | 21 | 10 | 60.769
2031 | 1 | 21 | 11 | 54.5884
2031 | 1 | 21 | 12 | 53.548
2031 | 1 | 21 | 13 | 53.0192
2031 | 1 | 21 | 14 | 52.7824
2031 | 1 | 21 | 15 | 54.1977
2031 | 1 | 21 | 16 | 58.1131
2031 | 1 | 21 | 17 | 66.027
2031 | 1 | 21 | 18 | 77.8746
2031 | 1 | 21 | 19 | 75.424
2031 | 1 | 21 | 20 | 73.6746
2031 | 1 | 21 | 21 | 71.2882
2031 | 1 | 21 | 22 | 68.7321
2031 | 1 | 21 | 23 | 65.6199
2031 | 1 | 22 | 0 | 65.493
2031 | 1 | 22 | 1 | 62.2034
2031 | 1 | 22 | 2 | 60.888
2031 | 1 | 22 | 3 | 60.3794
2031 | 1 | 22 | 4 | 60.3433
2031 | 1 | 22 | 5 | 60.3711
2031 | 1 | 22 | 6 | 61.1802
2031 | 1 | 22 | 7 | 65.2508
2031 | 1 | 22 | 8 | 72.1675
2031 | 1 | 22 | 9 | 71.0348
2031 | 1 | 22 | 10 | 66.1729
2031 | 1 | 22 | 11 | 61.6266
2031 | 1 | 22 | 12 | 60.8147
2031 | 1 | 22 | 13 | 60.5371
2031 | 1 | 22 | 14 | 59.3234
2031 | 1 | 22 | 15 | 59.1418
2031 | 1 | 22 | 16 | 61.8333
2031 | 1 | 22 | 17 | 69.2278
2031 | 1 | 22 | 18 | 75.3625
2031 | 1 | 22 | 19 | 70.5936
2031 | 1 | 22 | 20 | 67.935
2031 | 1 | 22 | 21 | 64.789
2031 | 1 | 22 | 22 | 62.1558
2031 | 1 | 22 | 23 | 59.1017
2031 | 1 | 23 | 0 | 56.7705
2031 | 1 | 23 | 1 | 53.453
2031 | 1 | 23 | 2 | 51.877
2031 | 1 | 23 | 3 | 51.3158
2031 | 1 | 23 | 4 | 51.125
2031 | 1 | 23 | 5 | 51.3749
2031 | 1 | 23 | 6 | 51.7603
2031 | 1 | 23 | 7 | 55.9194
2031 | 1 | 23 | 8 | 63.4603
2031 | 1 | 23 | 9 | 63.2665
2031 | 1 | 23 | 10 | 57.7972
2031 | 1 | 23 | 11 | 53.0216
2031 | 1 | 23 | 12 | 50.1079
2031 | 1 | 23 | 13 | 51.2226
2031 | 1 | 23 | 14 | 52.0271
2031 | 1 | 23 | 15 | 51.8786
2031 | 1 | 23 | 16 | 53.3885
2031 | 1 | 23 | 17 | 61.3145
2031 | 1 | 23 | 18 | 68.0813
2031 | 1 | 23 | 19 | 63.8138
2031 | 1 | 23 | 20 | 61.091
2031 | 1 | 23 | 21 | 58.4711
2031 | 1 | 23 | 22 | 55.891
2031 | 1 | 23 | 23 | 52.7875
2031 | 1 | 24 | 0 | 52.6377
2031 | 1 | 24 | 1 | 47.6099
2031 | 1 | 24 | 2 | 45.9846
2031 | 1 | 24 | 3 | 45.3946
2031 | 1 | 24 | 4 | 45.2795
2031 | 1 | 24 | 5 | 45.5612
2031 | 1 | 24 | 6 | 47.2527
2031 | 1 | 24 | 7 | 51.6575
2031 | 1 | 24 | 8 | 58.9698
2031 | 1 | 24 | 9 | 58.445
2031 | 1 | 24 | 10 | 52.3614
2031 | 1 | 24 | 11 | 48.6959
2031 | 1 | 24 | 12 | 48.8459
2031 | 1 | 24 | 13 | 48.4241
2031 | 1 | 24 | 14 | 47.5446
2031 | 1 | 24 | 15 | 46.9211
2031 | 1 | 24 | 16 | 50.678
2031 | 1 | 24 | 17 | 57.7553
2031 | 1 | 24 | 18 | 65.9939
2031 | 1 | 24 | 19 | 62.3584
2031 | 1 | 24 | 20 | 59.883
2031 | 1 | 24 | 21 | 57.5795
2031 | 1 | 24 | 22 | 55.7909
2031 | 1 | 24 | 23 | 53.2318
2031 | 1 | 25 | 0 | 49.0315
2031 | 1 | 25 | 1 | 47.3259
2031 | 1 | 25 | 2 | 46.2135
2031 | 1 | 25 | 3 | 45.8432
2031 | 1 | 25 | 4 | 46.0609
2031 | 1 | 25 | 5 | 46.1531
2031 | 1 | 25 | 6 | 46.3116
2031 | 1 | 25 | 7 | 49.8523
2031 | 1 | 25 | 8 | 59.2764
2031 | 1 | 25 | 9 | 61.5845
2031 | 1 | 25 | 10 | 57.3304
2031 | 1 | 25 | 11 | 51.7775
2031 | 1 | 25 | 12 | 51.1798
2031 | 1 | 25 | 13 | 50.872
2031 | 1 | 25 | 14 | 50.7301
2031 | 1 | 25 | 15 | 52.2297
2031 | 1 | 25 | 16 | 57.9333
2031 | 1 | 25 | 17 | 67.7897
2031 | 1 | 25 | 18 | 74.1288
2031 | 1 | 25 | 19 | 69.5482
2031 | 1 | 25 | 20 | 65.319
2031 | 1 | 25 | 21 | 62.2182
2031 | 1 | 25 | 22 | 60.4956
2031 | 1 | 25 | 23 | 58.5515
2031 | 1 | 26 | 0 | 54.4277
2031 | 1 | 26 | 1 | 53.564
2031 | 1 | 26 | 2 | 52.4598
2031 | 1 | 26 | 3 | 52.2905
2031 | 1 | 26 | 4 | 52.4799
2031 | 1 | 26 | 5 | 52.5235
2031 | 1 | 26 | 6 | 52.4079
2031 | 1 | 26 | 7 | 54.2762
2031 | 1 | 26 | 8 | 60.2213
2031 | 1 | 26 | 9 | 58.9188
2031 | 1 | 26 | 10 | 54.9379
2031 | 1 | 26 | 11 | 50.0407
2031 | 1 | 26 | 12 | 48.9052
2031 | 1 | 26 | 13 | 47.9557
2031 | 1 | 26 | 14 | 47.8892
2031 | 1 | 26 | 15 | 48.9515
2031 | 1 | 26 | 16 | 53.8516
2031 | 1 | 26 | 17 | 63.2359
2031 | 1 | 26 | 18 | 72.2931
2031 | 1 | 26 | 19 | 68.9844
2031 | 1 | 26 | 20 | 65.5649
2031 | 1 | 26 | 21 | 62.4534
2031 | 1 | 26 | 22 | 59.8348
2031 | 1 | 26 | 23 | 57.3414
2031 | 1 | 27 | 0 | 57.4748
2031 | 1 | 27 | 1 | 54.2348
2031 | 1 | 27 | 2 | 53.3258
2031 | 1 | 27 | 3 | 53.2135
2031 | 1 | 27 | 4 | 53.5028
2031 | 1 | 27 | 5 | 54.0119
2031 | 1 | 27 | 6 | 55.167
2031 | 1 | 27 | 7 | 59.6653
2031 | 1 | 27 | 8 | 67.4672
2031 | 1 | 27 | 9 | 66.158
2031 | 1 | 27 | 10 | 60.8488
2031 | 1 | 27 | 11 | 55.853
2031 | 1 | 27 | 12 | 51.0401
2031 | 1 | 27 | 13 | 51.8395
2031 | 1 | 27 | 14 | 51.3548
2031 | 1 | 27 | 15 | 51.7173
2031 | 1 | 27 | 16 | 53.3884
2031 | 1 | 27 | 17 | 61.1764
2031 | 1 | 27 | 18 | 72.3249
2031 | 1 | 27 | 19 | 68.9689
2031 | 1 | 27 | 20 | 66.314
2031 | 1 | 27 | 21 | 63.2596
2031 | 1 | 27 | 22 | 60.5471
2031 | 1 | 27 | 23 | 57.4707
2031 | 1 | 28 | 0 | 55.8445
2031 | 1 | 28 | 1 | 54.773
2031 | 1 | 28 | 2 | 53.5416
2031 | 1 | 28 | 3 | 53.3219
2031 | 1 | 28 | 4 | 53.4494
2031 | 1 | 28 | 5 | 53.8348
2031 | 1 | 28 | 6 | 54.8294
2031 | 1 | 28 | 7 | 59.0839
2031 | 1 | 28 | 8 | 65.3213
2031 | 1 | 28 | 9 | 62.6361
2031 | 1 | 28 | 10 | 56.1104
2031 | 1 | 28 | 11 | 51.3009
2031 | 1 | 28 | 12 | 50.1072
2031 | 1 | 28 | 13 | 50.5126
2031 | 1 | 28 | 14 | 50.2516
2031 | 1 | 28 | 15 | 50.6201
2031 | 1 | 28 | 16 | 53.0024
2031 | 1 | 28 | 17 | 59.8799
2031 | 1 | 28 | 18 | 70.5463
2031 | 1 | 28 | 19 | 67.1313
2031 | 1 | 28 | 20 | 64.641
2031 | 1 | 28 | 21 | 61.8859
2031 | 1 | 28 | 22 | 59.345
2031 | 1 | 28 | 23 | 56.3917
2031 | 1 | 29 | 0 | 54.5228
2031 | 1 | 29 | 1 | 51.419
2031 | 1 | 29 | 2 | 50.0479
2031 | 1 | 29 | 3 | 49.703
2031 | 1 | 29 | 4 | 49.8112
2031 | 1 | 29 | 5 | 50.2204
2031 | 1 | 29 | 6 | 51.5623
2031 | 1 | 29 | 7 | 56.0504
2031 | 1 | 29 | 8 | 64.0883
2031 | 1 | 29 | 9 | 63.6312
2031 | 1 | 29 | 10 | 57.4498
2031 | 1 | 29 | 11 | 52.5617
2031 | 1 | 29 | 12 | 50.9733
2031 | 1 | 29 | 13 | 50.9336
2031 | 1 | 29 | 14 | 51.0568
2031 | 1 | 29 | 15 | 50.8741
2031 | 1 | 29 | 16 | 53.6128
2031 | 1 | 29 | 17 | 61.1972
2031 | 1 | 29 | 18 | 70.0758
2031 | 1 | 29 | 19 | 66.5035
2031 | 1 | 29 | 20 | 64.0621
2031 | 1 | 29 | 21 | 61.3957
2031 | 1 | 29 | 22 | 58.7993
2031 | 1 | 29 | 23 | 55.8878
2031 | 1 | 30 | 0 | 53.9627
2031 | 1 | 30 | 1 | 51.5301
2031 | 1 | 30 | 2 | 50.2225
2031 | 1 | 30 | 3 | 49.9684
2031 | 1 | 30 | 4 | 50.179
2031 | 1 | 30 | 5 | 50.7805
2031 | 1 | 30 | 6 | 51.6068
2031 | 1 | 30 | 7 | 56.4207
2031 | 1 | 30 | 8 | 65.1422
2031 | 1 | 30 | 9 | 65.0876
2031 | 1 | 30 | 10 | 58.799
2031 | 1 | 30 | 11 | 53.2586
2031 | 1 | 30 | 12 | 52.1867
2031 | 1 | 30 | 13 | 52.1233
2031 | 1 | 30 | 14 | 52.2723
2031 | 1 | 30 | 15 | 53.2087
2031 | 1 | 30 | 16 | 57.3092
2031 | 1 | 30 | 17 | 65.9674
2031 | 1 | 30 | 18 | 72.5743
2031 | 1 | 30 | 19 | 70.0212
2031 | 1 | 30 | 20 | 67.9105
2031 | 1 | 30 | 21 | 65.5573
2031 | 1 | 30 | 22 | 63.448
2031 | 1 | 30 | 23 | 60.6235
2031 | 1 | 31 | 0 | 55.3061
2031 | 1 | 31 | 1 | 54.9982
2031 | 1 | 31 | 2 | 53.9733
2031 | 1 | 31 | 3 | 53.983
2031 | 1 | 31 | 4 | 54.5013
2031 | 1 | 31 | 5 | 55.299
2031 | 1 | 31 | 6 | 55.7248
2031 | 1 | 31 | 7 | 60.4383
2031 | 1 | 31 | 8 | 67.5001
2031 | 1 | 31 | 9 | 64.9344
2031 | 1 | 31 | 10 | 57.1356
2031 | 1 | 31 | 11 | 50.9221
2031 | 1 | 31 | 12 | 50.7415
2031 | 1 | 31 | 13 | 50.658
2031 | 1 | 31 | 14 | 50.6233
2031 | 1 | 31 | 15 | 51.2021
2031 | 1 | 31 | 16 | 55.0671
2031 | 1 | 31 | 17 | 63.2066
2031 | 1 | 31 | 18 | 72.7299
2031 | 1 | 31 | 19 | 70.0933
2031 | 1 | 31 | 20 | 67.7271
2031 | 1 | 31 | 21 | 65.3385
2031 | 1 | 31 | 22 | 63.214
2031 | 1 | 31 | 23 | 60.191
2031 | 2 | 1 | 0 | 59.3747
2031 | 2 | 1 | 1 | 54.6837
2031 | 2 | 1 | 2 | 53.0994
2031 | 2 | 1 | 3 | 52.4185
2031 | 2 | 1 | 4 | 52.0715
2031 | 2 | 1 | 5 | 51.7367
2031 | 2 | 1 | 6 | 50.7304
2031 | 2 | 1 | 7 | 53.0612
2031 | 2 | 1 | 8 | 60.1983
2031 | 2 | 1 | 9 | 61.4813
2031 | 2 | 1 | 10 | 59.0382
2031 | 2 | 1 | 11 | 55.6026
2031 | 2 | 1 | 12 | 52.2252
2031 | 2 | 1 | 13 | 51.7554
2031 | 2 | 1 | 14 | 50.0849
2031 | 2 | 1 | 15 | 50.2005
2031 | 2 | 1 | 16 | 53.2014
2031 | 2 | 1 | 17 | 60.1515
2031 | 2 | 1 | 18 | 69.5797
2031 | 2 | 1 | 19 | 65.416
2031 | 2 | 1 | 20 | 61.1291
2031 | 2 | 1 | 21 | 57.6772
2031 | 2 | 1 | 22 | 55.5437
2031 | 2 | 1 | 23 | 53.613
2031 | 2 | 2 | 0 | 51.1981
2031 | 2 | 2 | 1 | 49.5422
2031 | 2 | 2 | 2 | 48.1841
2031 | 2 | 2 | 3 | 47.5773
2031 | 2 | 2 | 4 | 47.5426
2031 | 2 | 2 | 5 | 47.389
2031 | 2 | 2 | 6 | 46.016
2031 | 2 | 2 | 7 | 48.1354
2031 | 2 | 2 | 8 | 56.31
2031 | 2 | 2 | 9 | 58.4864
2031 | 2 | 2 | 10 | 55.2877
2031 | 2 | 2 | 11 | 52.1609
2031 | 2 | 2 | 12 | 51.696
2031 | 2 | 2 | 13 | 51.4334
2031 | 2 | 2 | 14 | 50.6389
2031 | 2 | 2 | 15 | 51.8875
2031 | 2 | 2 | 16 | 57.2601
2031 | 2 | 2 | 17 | 66.5707
2031 | 2 | 2 | 18 | 71.9318
2031 | 2 | 2 | 19 | 68.1458
2031 | 2 | 2 | 20 | 64.3483
2031 | 2 | 2 | 21 | 61.1485
2031 | 2 | 2 | 22 | 58.9047
2031 | 2 | 2 | 23 | 56.8508
2031 | 2 | 3 | 0 | 53.044
2031 | 2 | 3 | 1 | 53.4529
2031 | 2 | 3 | 2 | 52.7378
2031 | 2 | 3 | 3 | 52.8728
2031 | 2 | 3 | 4 | 53.4729
2031 | 2 | 3 | 5 | 54.1536
2031 | 2 | 3 | 6 | 53.8513
2031 | 2 | 3 | 7 | 58.3259
2031 | 2 | 3 | 8 | 65.5478
2031 | 2 | 3 | 9 | 63.5642
2031 | 2 | 3 | 10 | 58.9603
2031 | 2 | 3 | 11 | 55.5847
2031 | 2 | 3 | 12 | 54.6417
2031 | 2 | 3 | 13 | 53.9073
2031 | 2 | 3 | 14 | 53.2252
2031 | 2 | 3 | 15 | 53.63
2031 | 2 | 3 | 16 | 56.2738
2031 | 2 | 3 | 17 | 63.2971
2031 | 2 | 3 | 18 | 69.8713
2031 | 2 | 3 | 19 | 69.0308
2031 | 2 | 3 | 20 | 67.4391
2031 | 2 | 3 | 21 | 64.8607
2031 | 2 | 3 | 22 | 62.4496
2031 | 2 | 3 | 23 | 59.682
2031 | 2 | 4 | 0 | 59.6729
2031 | 2 | 4 | 1 | 56.229
2031 | 2 | 4 | 2 | 55.0985
2031 | 2 | 4 | 3 | 54.9185
2031 | 2 | 4 | 4 | 55.168
2031 | 2 | 4 | 5 | 55.4816
2031 | 2 | 4 | 6 | 56.0311
2031 | 2 | 4 | 7 | 60.7227
2031 | 2 | 4 | 8 | 68.6083
2031 | 2 | 4 | 9 | 67.3304
2031 | 2 | 4 | 10 | 62.1879
2031 | 2 | 4 | 11 | 57.8429
2031 | 2 | 4 | 12 | 58.1927
2031 | 2 | 4 | 13 | 57.7257
2031 | 2 | 4 | 14 | 57.0919
2031 | 2 | 4 | 15 | 58.1419
2031 | 2 | 4 | 16 | 61.8545
2031 | 2 | 4 | 17 | 69.2321
2031 | 2 | 4 | 18 | 74.2473
2031 | 2 | 4 | 19 | 72.1969
2031 | 2 | 4 | 20 | 70.2089
2031 | 2 | 4 | 21 | 67.4971
2031 | 2 | 4 | 22 | 65.3544
2031 | 2 | 4 | 23 | 62.7174
2031 | 2 | 5 | 0 | 55.9312
2031 | 2 | 5 | 1 | 56.8801
2031 | 2 | 5 | 2 | 55.9467
2031 | 2 | 5 | 3 | 56.0316
2031 | 2 | 5 | 4 | 56.61
2031 | 2 | 5 | 5 | 57.2711
2031 | 2 | 5 | 6 | 58.2111
2031 | 2 | 5 | 7 | 62.769
2031 | 2 | 5 | 8 | 70.4382
2031 | 2 | 5 | 9 | 68.4935
2031 | 2 | 5 | 10 | 62.5941
2031 | 2 | 5 | 11 | 57.1384
2031 | 2 | 5 | 12 | 56.5287
2031 | 2 | 5 | 13 | 56.6191
2031 | 2 | 5 | 14 | 56.7239
2031 | 2 | 5 | 15 | 57.348
2031 | 2 | 5 | 16 | 60.2009
2031 | 2 | 5 | 17 | 68.404
2031 | 2 | 5 | 18 | 75.1111
2031 | 2 | 5 | 19 | 73.6452
2031 | 2 | 5 | 20 | 71.9136
2031 | 2 | 5 | 21 | 69.484
2031 | 2 | 5 | 22 | 66.9026
2031 | 2 | 5 | 23 | 63.919
2031 | 2 | 6 | 0 | 62.0732
2031 | 2 | 6 | 1 | 61.9068
2031 | 2 | 6 | 2 | 61.0464
2031 | 2 | 6 | 3 | 61.1131
2031 | 2 | 6 | 4 | 61.697
2031 | 2 | 6 | 5 | 62.3045
2031 | 2 | 6 | 6 | 63.4841
2031 | 2 | 6 | 7 | 67.7772
2031 | 2 | 6 | 8 | 74.242
2031 | 2 | 6 | 9 | 71.6679
2031 | 2 | 6 | 10 | 66.1285
2031 | 2 | 6 | 11 | 61.1251
2031 | 2 | 6 | 12 | 59.8855
2031 | 2 | 6 | 13 | 59.1745
2031 | 2 | 6 | 14 | 58.6572
2031 | 2 | 6 | 15 | 59.0895
2031 | 2 | 6 | 16 | 61.2206
2031 | 2 | 6 | 17 | 68.1474
2031 | 2 | 6 | 18 | 76.387
2031 | 2 | 6 | 19 | 76.2364
2031 | 2 | 6 | 20 | 75.1046
2031 | 2 | 6 | 21 | 72.8904
2031 | 2 | 6 | 22 | 70.7049
2031 | 2 | 6 | 23 | 67.705
2031 | 2 | 7 | 0 | 64.4145
2031 | 2 | 7 | 1 | 64.3348
2031 | 2 | 7 | 2 | 63.4442
2031 | 2 | 7 | 3 | 63.421
2031 | 2 | 7 | 4 | 63.8914
2031 | 2 | 7 | 5 | 64.3375
2031 | 2 | 7 | 6 | 65.1944
2031 | 2 | 7 | 7 | 69.6615
2031 | 2 | 7 | 8 | 76.4362
2031 | 2 | 7 | 9 | 72.8593
2031 | 2 | 7 | 10 | 65.5563
2031 | 2 | 7 | 11 | 60.0647
2031 | 2 | 7 | 12 | 59.3994
2031 | 2 | 7 | 13 | 59.2866
2031 | 2 | 7 | 14 | 58.1984
2031 | 2 | 7 | 15 | 58.1327
2031 | 2 | 7 | 16 | 60.135
2031 | 2 | 7 | 17 | 67.0933
2031 | 2 | 7 | 18 | 76.6045
2031 | 2 | 7 | 19 | 75.5752
2031 | 2 | 7 | 20 | 73.9503
2031 | 2 | 7 | 21 | 71.7159
2031 | 2 | 7 | 22 | 69.708
2031 | 2 | 7 | 23 | 66.7116
2031 | 2 | 8 | 0 | 63.1577
2031 | 2 | 8 | 1 | 63.35
2031 | 2 | 8 | 2 | 62.6407
2031 | 2 | 8 | 3 | 62.517
2031 | 2 | 8 | 4 | 62.8635
2031 | 2 | 8 | 5 | 63.4302
2031 | 2 | 8 | 6 | 64.1374
2031 | 2 | 8 | 7 | 66.6603
2031 | 2 | 8 | 8 | 71.6562
2031 | 2 | 8 | 9 | 71.278
2031 | 2 | 8 | 10 | 68.4241
2031 | 2 | 8 | 11 | 64.3003
2031 | 2 | 8 | 12 | 62.733
2031 | 2 | 8 | 13 | 61.4745
2031 | 2 | 8 | 14 | 60.3429
2031 | 2 | 8 | 15 | 61.3159
2031 | 2 | 8 | 16 | 64.5045
2031 | 2 | 8 | 17 | 71.0221
2031 | 2 | 8 | 18 | 80.0238
2031 | 2 | 8 | 19 | 78.4693
2031 | 2 | 8 | 20 | 74.3889
2031 | 2 | 8 | 21 | 71.2087
2031 | 2 | 8 | 22 | 68.8441
2031 | 2 | 8 | 23 | 66.6222
2031 | 2 | 9 | 0 | 65.503
2031 | 2 | 9 | 1 | 64.2005
2031 | 2 | 9 | 2 | 63.516
2031 | 2 | 9 | 3 | 63.4573
2031 | 2 | 9 | 4 | 63.8003
2031 | 2 | 9 | 5 | 64.2474
2031 | 2 | 9 | 6 | 64.4032
2031 | 2 | 9 | 7 | 65.8163
2031 | 2 | 9 | 8 | 69.223
2031 | 2 | 9 | 9 | 67.776
2031 | 2 | 9 | 10 | 65.3564
2031 | 2 | 9 | 11 | 61.5231
2031 | 2 | 9 | 12 | 61.9179
2031 | 2 | 9 | 13 | 61.6182
2031 | 2 | 9 | 14 | 61.1754
2031 | 2 | 9 | 15 | 61.8583
2031 | 2 | 9 | 16 | 64.0166
2031 | 2 | 9 | 17 | 69.732
2031 | 2 | 9 | 18 | 80.6375
2031 | 2 | 9 | 19 | 79.51
2031 | 2 | 9 | 20 | 75.871
2031 | 2 | 9 | 21 | 72.5666
2031 | 2 | 9 | 22 | 69.5258
2031 | 2 | 9 | 23 | 66.9664
2031 | 2 | 10 | 0 | 65.0203
2031 | 2 | 10 | 1 | 65.0565
2031 | 2 | 10 | 2 | 64.6146
2031 | 2 | 10 | 3 | 64.8815
2031 | 2 | 10 | 4 | 65.5727
2031 | 2 | 10 | 5 | 66.1623
2031 | 2 | 10 | 6 | 67.2625
2031 | 2 | 10 | 7 | 71.5767
2031 | 2 | 10 | 8 | 78.2697
2031 | 2 | 10 | 9 | 74.3856
2031 | 2 | 10 | 10 | 67.9672
2031 | 2 | 10 | 11 | 63.2518
2031 | 2 | 10 | 12 | 63.3553
2031 | 2 | 10 | 13 | 62.7754
2031 | 2 | 10 | 14 | 62.3775
2031 | 2 | 10 | 15 | 62.7309
2031 | 2 | 10 | 16 | 64.2735
2031 | 2 | 10 | 17 | 70.7139
2031 | 2 | 10 | 18 | 80.4716
2031 | 2 | 10 | 19 | 79.7659
2031 | 2 | 10 | 20 | 78.2631
2031 | 2 | 10 | 21 | 75.674
2031 | 2 | 10 | 22 | 73.0542
2031 | 2 | 10 | 23 | 70.0369
2031 | 2 | 11 | 0 | 66.7922
2031 | 2 | 11 | 1 | 66.6528
2031 | 2 | 11 | 2 | 65.8244
2031 | 2 | 11 | 3 | 65.8991
2031 | 2 | 11 | 4 | 66.3988
2031 | 2 | 11 | 5 | 66.8177
2031 | 2 | 11 | 6 | 66.9811
2031 | 2 | 11 | 7 | 71.9356
2031 | 2 | 11 | 8 | 80.8489
2031 | 2 | 11 | 9 | 79.9724
2031 | 2 | 11 | 10 | 73.5322
2031 | 2 | 11 | 11 | 67.414
2031 | 2 | 11 | 12 | 65.6482
2031 | 2 | 11 | 13 | 64.6457
2031 | 2 | 11 | 14 | 64.359
2031 | 2 | 11 | 15 | 65.3103
2031 | 2 | 11 | 16 | 68.5037
2031 | 2 | 11 | 17 | 74.7308
2031 | 2 | 11 | 18 | 79.9316
2031 | 2 | 11 | 19 | 79.0465
2031 | 2 | 11 | 20 | 77.5848
2031 | 2 | 11 | 21 | 75.1051
2031 | 2 | 11 | 22 | 72.6354
2031 | 2 | 11 | 23 | 69.6843
2031 | 2 | 12 | 0 | 66.2361
2031 | 2 | 12 | 1 | 64.7513
2031 | 2 | 12 | 2 | 63.752
2031 | 2 | 12 | 3 | 63.621
2031 | 2 | 12 | 4 | 63.9667
2031 | 2 | 12 | 5 | 64.2942
2031 | 2 | 12 | 6 | 65.153
2031 | 2 | 12 | 7 | 69.5002
2031 | 2 | 12 | 8 | 76.9692
2031 | 2 | 12 | 9 | 74.5753
2031 | 2 | 12 | 10 | 68.0173
2031 | 2 | 12 | 11 | 62.9025
2031 | 2 | 12 | 12 | 63.3534
2031 | 2 | 12 | 13 | 62.739
2031 | 2 | 12 | 14 | 62.5883
2031 | 2 | 12 | 15 | 62.3689
2031 | 2 | 12 | 16 | 64.2948
2031 | 2 | 12 | 17 | 70.801
2031 | 2 | 12 | 18 | 76.6376
2031 | 2 | 12 | 19 | 75.4188
2031 | 2 | 12 | 20 | 73.8741
2031 | 2 | 12 | 21 | 71.3928
2031 | 2 | 12 | 22 | 68.7621
2031 | 2 | 12 | 23 | 65.7704
2031 | 2 | 13 | 0 | 63.9804
2031 | 2 | 13 | 1 | 59.3767
2031 | 2 | 13 | 2 | 58.0401
2031 | 2 | 13 | 3 | 57.5869
2031 | 2 | 13 | 4 | 57.5759
2031 | 2 | 13 | 5 | 57.7452
2031 | 2 | 13 | 6 | 58.9063
2031 | 2 | 13 | 7 | 63.3065
2031 | 2 | 13 | 8 | 71.5285
2031 | 2 | 13 | 9 | 70.9939
2031 | 2 | 13 | 10 | 65.712
2031 | 2 | 13 | 11 | 61.2254
2031 | 2 | 13 | 12 | 59.9134
2031 | 2 | 13 | 13 | 59.4722
2031 | 2 | 13 | 14 | 59.3115
2031 | 2 | 13 | 15 | 59.1556
2031 | 2 | 13 | 16 | 61.3514
2031 | 2 | 13 | 17 | 67.6354
2031 | 2 | 13 | 18 | 74.2725
2031 | 2 | 13 | 19 | 71.4338
2031 | 2 | 13 | 20 | 69.0921
2031 | 2 | 13 | 21 | 66.3853
2031 | 2 | 13 | 22 | 64.0325
2031 | 2 | 13 | 23 | 61.2431
2031 | 2 | 14 | 0 | 56.7824
2031 | 2 | 14 | 1 | 52.8788
2031 | 2 | 14 | 2 | 51.3743
2031 | 2 | 14 | 3 | 50.846
2031 | 2 | 14 | 4 | 50.8152
2031 | 2 | 14 | 5 | 51.0987
2031 | 2 | 14 | 6 | 51.6351
2031 | 2 | 14 | 7 | 56.3488
2031 | 2 | 14 | 8 | 64.8254
2031 | 2 | 14 | 9 | 63.9455
2031 | 2 | 14 | 10 | 57.4893
2031 | 2 | 14 | 11 | 53.1301
2031 | 2 | 14 | 12 | 52.1939
2031 | 2 | 14 | 13 | 51.9925
2031 | 2 | 14 | 14 | 51.7134
2031 | 2 | 14 | 15 | 51.0473
2031 | 2 | 14 | 16 | 53.6705
2031 | 2 | 14 | 17 | 60.074
2031 | 2 | 14 | 18 | 66.4978
2031 | 2 | 14 | 19 | 64.0985
2031 | 2 | 14 | 20 | 61.6567
2031 | 2 | 14 | 21 | 59.1871
2031 | 2 | 14 | 22 | 57.1753
2031 | 2 | 14 | 23 | 54.5656
2031 | 2 | 15 | 0 | 53.1867
2031 | 2 | 15 | 1 | 48.6426
2031 | 2 | 15 | 2 | 47.4472
2031 | 2 | 15 | 3 | 46.9121
2031 | 2 | 15 | 4 | 46.9655
2031 | 2 | 15 | 5 | 46.9496
2031 | 2 | 15 | 6 | 46.7477
2031 | 2 | 15 | 7 | 49.7092
2031 | 2 | 15 | 8 | 57.1403
2031 | 2 | 15 | 9 | 57.1556
2031 | 2 | 15 | 10 | 52.9388
2031 | 2 | 15 | 11 | 48.6008
2031 | 2 | 15 | 12 | 48.752
2031 | 2 | 15 | 13 | 49.8225
2031 | 2 | 15 | 14 | 49.6991
2031 | 2 | 15 | 15 | 49.8036
2031 | 2 | 15 | 16 | 51.8101
2031 | 2 | 15 | 17 | 58.0695
2031 | 2 | 15 | 18 | 66.2107
2031 | 2 | 15 | 19 | 64.1296
2031 | 2 | 15 | 20 | 60.2202
2031 | 2 | 15 | 21 | 57.0165
2031 | 2 | 15 | 22 | 55.1364
2031 | 2 | 15 | 23 | 53.2909
2031 | 2 | 16 | 0 | 51.3695
2031 | 2 | 16 | 1 | 47.3161
2031 | 2 | 16 | 2 | 46.1012
2031 | 2 | 16 | 3 | 45.7044
2031 | 2 | 16 | 4 | 45.7574
2031 | 2 | 16 | 5 | 45.585
2031 | 2 | 16 | 6 | 44.7106
2031 | 2 | 16 | 7 | 47.0127
2031 | 2 | 16 | 8 | 55.2215
2031 | 2 | 16 | 9 | 55.2309
2031 | 2 | 16 | 10 | 50.7596
2031 | 2 | 16 | 11 | 46.338
2031 | 2 | 16 | 12 | 46.5365
2031 | 2 | 16 | 13 | 47.0483
2031 | 2 | 16 | 14 | 47.5355
2031 | 2 | 16 | 15 | 48.133
2031 | 2 | 16 | 16 | 51.7225
2031 | 2 | 16 | 17 | 59.7628
2031 | 2 | 16 | 18 | 67.12
2031 | 2 | 16 | 19 | 63.4106
2031 | 2 | 16 | 20 | 59.4392
2031 | 2 | 16 | 21 | 55.9027
2031 | 2 | 16 | 22 | 53.3222
2031 | 2 | 16 | 23 | 51.1551
2031 | 2 | 17 | 0 | 48.9138
2031 | 2 | 17 | 1 | 50.4547
2031 | 2 | 17 | 2 | 49.3025
2031 | 2 | 17 | 3 | 48.8854
2031 | 2 | 17 | 4 | 49.0301
2031 | 2 | 17 | 5 | 49.4659
2031 | 2 | 17 | 6 | 49.3717
2031 | 2 | 17 | 7 | 51.9655
2031 | 2 | 17 | 8 | 59.2222
2031 | 2 | 17 | 9 | 57.0197
2031 | 2 | 17 | 10 | 48.6626
2031 | 2 | 17 | 11 | 43.1763
2031 | 2 | 17 | 12 | 43.8451
2031 | 2 | 17 | 13 | 45.7246
2031 | 2 | 17 | 14 | 45.4394
2031 | 2 | 17 | 15 | 46.0162
2031 | 2 | 17 | 16 | 48.0303
2031 | 2 | 17 | 17 | 58.0265
2031 | 2 | 17 | 18 | 71.023
2031 | 2 | 17 | 19 | 68.2147
2031 | 2 | 17 | 20 | 64.9435
2031 | 2 | 17 | 21 | 61.6379
2031 | 2 | 17 | 22 | 59.0986
2031 | 2 | 17 | 23 | 56.6188
2031 | 2 | 18 | 0 | 51.8413
2031 | 2 | 18 | 1 | 56.9349
2031 | 2 | 18 | 2 | 56.313
2031 | 2 | 18 | 3 | 56.751
2031 | 2 | 18 | 4 | 57.6823
2031 | 2 | 18 | 5 | 58.7543
2031 | 2 | 18 | 6 | 60.0627
2031 | 2 | 18 | 7 | 65.1
2031 | 2 | 18 | 8 | 72.1851
2031 | 2 | 18 | 9 | 67.4932
2031 | 2 | 18 | 10 | 59.6068
2031 | 2 | 18 | 11 | 53.055
2031 | 2 | 18 | 12 | 52.0208
2031 | 2 | 18 | 13 | 52.0302
2031 | 2 | 18 | 14 | 52.1861
2031 | 2 | 18 | 15 | 53.6228
2031 | 2 | 18 | 16 | 56.6078
2031 | 2 | 18 | 17 | 63.8846
2031 | 2 | 18 | 18 | 76.8876
2031 | 2 | 18 | 19 | 76.4489
2031 | 2 | 18 | 20 | 74.6883
2031 | 2 | 18 | 21 | 72.1145
2031 | 2 | 18 | 22 | 69.67
2031 | 2 | 18 | 23 | 66.794
2031 | 2 | 19 | 0 | 64.5293
2031 | 2 | 19 | 1 | 63.2638
2031 | 2 | 19 | 2 | 62.4049
2031 | 2 | 19 | 3 | 62.3477
2031 | 2 | 19 | 4 | 62.7759
2031 | 2 | 19 | 5 | 63.2171
2031 | 2 | 19 | 6 | 64.4803
2031 | 2 | 19 | 7 | 68.6542
2031 | 2 | 19 | 8 | 74.5389
2031 | 2 | 19 | 9 | 69.1145
2031 | 2 | 19 | 10 | 61.7812
2031 | 2 | 19 | 11 | 56.6708
2031 | 2 | 19 | 12 | 57.4933
2031 | 2 | 19 | 13 | 57.7584
2031 | 2 | 19 | 14 | 57.2219
2031 | 2 | 19 | 15 | 56.9613
2031 | 2 | 19 | 16 | 58.0452
2031 | 2 | 19 | 17 | 64.5082
2031 | 2 | 19 | 18 | 73.5739
2031 | 2 | 19 | 19 | 72.3742
2031 | 2 | 19 | 20 | 70.4158
2031 | 2 | 19 | 21 | 67.506
2031 | 2 | 19 | 22 | 64.8036
2031 | 2 | 19 | 23 | 61.7565
2031 | 2 | 20 | 0 | 60.6031
2031 | 2 | 20 | 1 | 59.4612
2031 | 2 | 20 | 2 | 58.3771
2031 | 2 | 20 | 3 | 58.2345
2031 | 2 | 20 | 4 | 58.5455
2031 | 2 | 20 | 5 | 59.1268
2031 | 2 | 20 | 6 | 60.3628
2031 | 2 | 20 | 7 | 64.9313
2031 | 2 | 20 | 8 | 73.0356
2031 | 2 | 20 | 9 | 71.2638
2031 | 2 | 20 | 10 | 64.9284
2031 | 2 | 20 | 11 | 58.6279
2031 | 2 | 20 | 12 | 53.4676
2031 | 2 | 20 | 13 | 54.3626
2031 | 2 | 20 | 14 | 55.4467
2031 | 2 | 20 | 15 | 55.2632
2031 | 2 | 20 | 16 | 55.8237
2031 | 2 | 20 | 17 | 62.0884
2031 | 2 | 20 | 18 | 71.3888
2031 | 2 | 20 | 19 | 71.3818
2031 | 2 | 20 | 20 | 69.8328
2031 | 2 | 20 | 21 | 67.5334
2031 | 2 | 20 | 22 | 65.0741
2031 | 2 | 20 | 23 | 62.038
2031 | 2 | 21 | 0 | 60.394
2031 | 2 | 21 | 1 | 59.7769
2031 | 2 | 21 | 2 | 58.8282
2031 | 2 | 21 | 3 | 58.8112
2031 | 2 | 21 | 4 | 59.3284
2031 | 2 | 21 | 5 | 60.0014
2031 | 2 | 21 | 6 | 60.9309
2031 | 2 | 21 | 7 | 65.8543
2031 | 2 | 21 | 8 | 74.1006
2031 | 2 | 21 | 9 | 71.8869
2031 | 2 | 21 | 10 | 64.3285
2031 | 2 | 21 | 11 | 58.1975
2031 | 2 | 21 | 12 | 53.3384
2031 | 2 | 21 | 13 | 53.2938
2031 | 2 | 21 | 14 | 52.7864
2031 | 2 | 21 | 15 | 51.9298
2031 | 2 | 21 | 16 | 53.3008
2031 | 2 | 21 | 17 | 58.484
2031 | 2 | 21 | 18 | 71.0316
2031 | 2 | 21 | 19 | 72.2808
2031 | 2 | 21 | 20 | 71.3053
2031 | 2 | 21 | 21 | 69.4189
2031 | 2 | 21 | 22 | 67.5489
2031 | 2 | 21 | 23 | 64.7952
2031 | 2 | 22 | 0 | 62.0361
2031 | 2 | 22 | 1 | 60.5875
2031 | 2 | 22 | 2 | 59.8859
2031 | 2 | 22 | 3 | 59.8105
2031 | 2 | 22 | 4 | 60.1522
2031 | 2 | 22 | 5 | 60.6727
2031 | 2 | 22 | 6 | 60.9525
2031 | 2 | 22 | 7 | 63.3293
2031 | 2 | 22 | 8 | 67.5537
2031 | 2 | 22 | 9 | 64.9711
2031 | 2 | 22 | 10 | 61.1926
2031 | 2 | 22 | 11 | 56.5907
2031 | 2 | 22 | 12 | 54.883
2031 | 2 | 22 | 13 | 55.1078
2031 | 2 | 22 | 14 | 54.6231
2031 | 2 | 22 | 15 | 54.575
2031 | 2 | 22 | 16 | 55.6988
2031 | 2 | 22 | 17 | 60.5416
2031 | 2 | 22 | 18 | 71.7429
2031 | 2 | 22 | 19 | 72.5483
2031 | 2 | 22 | 20 | 69.339
2031 | 2 | 22 | 21 | 66.3741
2031 | 2 | 22 | 22 | 64.1327
2031 | 2 | 22 | 23 | 62.0281
2031 | 2 | 23 | 0 | 61.0127
2031 | 2 | 23 | 1 | 58.1621
2031 | 2 | 23 | 2 | 57.2691
2031 | 2 | 23 | 3 | 57.0732
2031 | 2 | 23 | 4 | 57.2543
2031 | 2 | 23 | 5 | 57.5207
2031 | 2 | 23 | 6 | 56.7284
2031 | 2 | 23 | 7 | 58.2773
2031 | 2 | 23 | 8 | 62.986
2031 | 2 | 23 | 9 | 61.1201
2031 | 2 | 23 | 10 | 57.2037
2031 | 2 | 23 | 11 | 53.1271
2031 | 2 | 23 | 12 | 54.7191
2031 | 2 | 23 | 13 | 55.2696
2031 | 2 | 23 | 14 | 55.7904
2031 | 2 | 23 | 15 | 56.248
2031 | 2 | 23 | 16 | 58.9064
2031 | 2 | 23 | 17 | 64.7624
2031 | 2 | 23 | 18 | 72.7113
2031 | 2 | 23 | 19 | 70.8516
2031 | 2 | 23 | 20 | 67.1788
2031 | 2 | 23 | 21 | 63.6933
2031 | 2 | 23 | 22 | 60.7184
2031 | 2 | 23 | 23 | 58.3457
2031 | 2 | 24 | 0 | 56.897
2031 | 2 | 24 | 1 | 59.5315
2031 | 2 | 24 | 2 | 59.0952
2031 | 2 | 24 | 3 | 59.4749
2031 | 2 | 24 | 4 | 60.3173
2031 | 2 | 24 | 5 | 61.2838
2031 | 2 | 24 | 6 | 62.1554
2031 | 2 | 24 | 7 | 66.7483
2031 | 2 | 24 | 8 | 73.5249
2031 | 2 | 24 | 9 | 68.9386
2031 | 2 | 24 | 10 | 62.0207
2031 | 2 | 24 | 11 | 56.6245
2031 | 2 | 24 | 12 | 54.9581
2031 | 2 | 24 | 13 | 55.5465
2031 | 2 | 24 | 14 | 56.0747
2031 | 2 | 24 | 15 | 56.1343
2031 | 2 | 24 | 16 | 56.9872
2031 | 2 | 24 | 17 | 62.5838
2031 | 2 | 24 | 18 | 74.794
2031 | 2 | 24 | 19 | 75.251
2031 | 2 | 24 | 20 | 74.0512
2031 | 2 | 24 | 21 | 71.5165
2031 | 2 | 24 | 22 | 68.8139
2031 | 2 | 24 | 23 | 65.8794
2031 | 2 | 25 | 0 | 66.0403
2031 | 2 | 25 | 1 | 61.4984
2031 | 2 | 25 | 2 | 60.3551
2031 | 2 | 25 | 3 | 60.0845
2031 | 2 | 25 | 4 | 60.2686
2031 | 2 | 25 | 5 | 60.5469
2031 | 2 | 25 | 6 | 61.7203
2031 | 2 | 25 | 7 | 66.292
2031 | 2 | 25 | 8 | 73.5588
2031 | 2 | 25 | 9 | 71.1095
2031 | 2 | 25 | 10 | 65.1025
2031 | 2 | 25 | 11 | 60.2183
2031 | 2 | 25 | 12 | 58.7369
2031 | 2 | 25 | 13 | 58.7735
2031 | 2 | 25 | 14 | 58.6723
2031 | 2 | 25 | 15 | 58.4246
2031 | 2 | 25 | 16 | 59.8243
2031 | 2 | 25 | 17 | 64.0718
2031 | 2 | 25 | 18 | 73.1216
2031 | 2 | 25 | 19 | 71.1811
2031 | 2 | 25 | 20 | 69.281
2031 | 2 | 25 | 21 | 66.2436
2031 | 2 | 25 | 22 | 63.6605
2031 | 2 | 25 | 23 | 60.8652
2031 | 2 | 26 | 0 | 58.9235
2031 | 2 | 26 | 1 | 54.2007
2031 | 2 | 26 | 2 | 52.8617
2031 | 2 | 26 | 3 | 52.4446
2031 | 2 | 26 | 4 | 52.4571
2031 | 2 | 26 | 5 | 52.7584
2031 | 2 | 26 | 6 | 53.7593
2031 | 2 | 26 | 7 | 58.1756
2031 | 2 | 26 | 8 | 66.0262
2031 | 2 | 26 | 9 | 64.1231
2031 | 2 | 26 | 10 | 57.971
2031 | 2 | 26 | 11 | 53.4194
2031 | 2 | 26 | 12 | 52.4859
2031 | 2 | 26 | 13 | 53.9326
2031 | 2 | 26 | 14 | 54.8103
2031 | 2 | 26 | 15 | 53.7302
2031 | 2 | 26 | 16 | 54.0723
2031 | 2 | 26 | 17 | 59.8815
2031 | 2 | 26 | 18 | 66.0799
2031 | 2 | 26 | 19 | 63.889
2031 | 2 | 26 | 20 | 61.8912
2031 | 2 | 26 | 21 | 59.0478
2031 | 2 | 26 | 22 | 56.2464
2031 | 2 | 26 | 23 | 53.4181
2031 | 2 | 27 | 0 | 53.0278
2031 | 2 | 27 | 1 | 48.7736
2031 | 2 | 27 | 2 | 47.4859
2031 | 2 | 27 | 3 | 47.2346
2031 | 2 | 27 | 4 | 47.4682
2031 | 2 | 27 | 5 | 48.1127
2031 | 2 | 27 | 6 | 49.8113
2031 | 2 | 27 | 7 | 54.4639
2031 | 2 | 27 | 8 | 62.277
2031 | 2 | 27 | 9 | 60.7929
2031 | 2 | 27 | 10 | 54.8397
2031 | 2 | 27 | 11 | 50.5155
2031 | 2 | 27 | 12 | 50.4824
2031 | 2 | 27 | 13 | 51.166
2031 | 2 | 27 | 14 | 52.1702
2031 | 2 | 27 | 15 | 51.778
2031 | 2 | 27 | 16 | 53.5574
2031 | 2 | 27 | 17 | 59.3097
2031 | 2 | 27 | 18 | 66.3899
2031 | 2 | 27 | 19 | 64.773
2031 | 2 | 27 | 20 | 63.0784
2031 | 2 | 27 | 21 | 60.5274
2031 | 2 | 27 | 22 | 58.1626
2031 | 2 | 27 | 23 | 55.5121
2031 | 2 | 28 | 0 | 53.2443
2031 | 2 | 28 | 1 | 49.416
2031 | 2 | 28 | 2 | 48.1338
2031 | 2 | 28 | 3 | 47.8527
2031 | 2 | 28 | 4 | 48.1347
2031 | 2 | 28 | 5 | 48.7753
2031 | 2 | 28 | 6 | 50.2518
2031 | 2 | 28 | 7 | 55.1698
2031 | 2 | 28 | 8 | 63.0584
2031 | 2 | 28 | 9 | 61.2219
2031 | 2 | 28 | 10 | 54.9975
2031 | 2 | 28 | 11 | 50.0767
2031 | 2 | 28 | 12 | 48.6836
2031 | 2 | 28 | 13 | 49.4775
2031 | 2 | 28 | 14 | 49.75
2031 | 2 | 28 | 15 | 49.0513
2031 | 2 | 28 | 16 | 51.0952
2031 | 2 | 28 | 17 | 56.6673
2031 | 2 | 28 | 18 | 64.3133
2031 | 2 | 28 | 19 | 62.5936
2031 | 2 | 28 | 20 | 60.7034
2031 | 2 | 28 | 21 | 58.0551
2031 | 2 | 28 | 22 | 55.9733
2031 | 2 | 28 | 23 | 53.3429
2031 | 3 | 1 | 0 | 52.9204
2031 | 3 | 1 | 1 | 48.2791
2031 | 3 | 1 | 2 | 46.9965
2031 | 3 | 1 | 3 | 46.5527
2031 | 3 | 1 | 4 | 46.4771
2031 | 3 | 1 | 5 | 46.2301
2031 | 3 | 1 | 6 | 45.9477
2031 | 3 | 1 | 7 | 49.0972
2031 | 3 | 1 | 8 | 56.8052
2031 | 3 | 1 | 9 | 54.555
2031 | 3 | 1 | 10 | 47.9143
2031 | 3 | 1 | 11 | 43.8032
2031 | 3 | 1 | 12 | 43.9029
2031 | 3 | 1 | 13 | 43.574
2031 | 3 | 1 | 14 | 42.7945
2031 | 3 | 1 | 15 | 42.8007
2031 | 3 | 1 | 16 | 47.203
2031 | 3 | 1 | 17 | 55.9257
2031 | 3 | 1 | 18 | 64.6021
2031 | 3 | 1 | 19 | 62.0388
2031 | 3 | 1 | 20 | 58.3602
2031 | 3 | 1 | 21 | 55.149
2031 | 3 | 1 | 22 | 53.3602
2031 | 3 | 1 | 23 | 51.6399
2031 | 3 | 2 | 0 | 48.0885
2031 | 3 | 2 | 1 | 46.9786
2031 | 3 | 2 | 2 | 45.7248
2031 | 3 | 2 | 3 | 45.3037
2031 | 3 | 2 | 4 | 45.2823
2031 | 3 | 2 | 5 | 44.959
2031 | 3 | 2 | 6 | 43.9747
2031 | 3 | 2 | 7 | 46.6388
2031 | 3 | 2 | 8 | 55.1495
2031 | 3 | 2 | 9 | 53.6389
2031 | 3 | 2 | 10 | 47.3203
2031 | 3 | 2 | 11 | 42.9409
2031 | 3 | 2 | 12 | 43.008
2031 | 3 | 2 | 13 | 43.5702
2031 | 3 | 2 | 14 | 43.1267
2031 | 3 | 2 | 15 | 43.5208
2031 | 3 | 2 | 16 | 48.6539
2031 | 3 | 2 | 17 | 58.1347
2031 | 3 | 2 | 18 | 64.3547
2031 | 3 | 2 | 19 | 63.2441
2031 | 3 | 2 | 20 | 60.606
2031 | 3 | 2 | 21 | 57.694
2031 | 3 | 2 | 22 | 55.7004
2031 | 3 | 2 | 23 | 53.8405
2031 | 3 | 3 | 0 | 47.758
2031 | 3 | 3 | 1 | 48.5058
2031 | 3 | 3 | 2 | 47.8287
2031 | 3 | 3 | 3 | 47.9634
2031 | 3 | 3 | 4 | 48.4263
2031 | 3 | 3 | 5 | 49.0625
2031 | 3 | 3 | 6 | 49.6407
2031 | 3 | 3 | 7 | 53.9108
2031 | 3 | 3 | 8 | 58.2706
2031 | 3 | 3 | 9 | 50.7115
2031 | 3 | 3 | 10 | 43.6032
2031 | 3 | 3 | 11 | 40.8482
2031 | 3 | 3 | 12 | 40.9301
2031 | 3 | 3 | 13 | 41.9995
2031 | 3 | 3 | 14 | 41.203
2031 | 3 | 3 | 15 | 40.2173
2031 | 3 | 3 | 16 | 41.1531
2031 | 3 | 3 | 17 | 47.6002
2031 | 3 | 3 | 18 | 58.8796
2031 | 3 | 3 | 19 | 60.6137
2031 | 3 | 3 | 20 | 59.6716
2031 | 3 | 3 | 21 | 57.2112
2031 | 3 | 3 | 22 | 54.9768
2031 | 3 | 3 | 23 | 52.4418
2031 | 3 | 4 | 0 | 51.5165
2031 | 3 | 4 | 1 | 50.0447
2031 | 3 | 4 | 2 | 49.154
2031 | 3 | 4 | 3 | 49.2759
2031 | 3 | 4 | 4 | 49.734
2031 | 3 | 4 | 5 | 50.3277
2031 | 3 | 4 | 6 | 51.5568
2031 | 3 | 4 | 7 | 56.143
2031 | 3 | 4 | 8 | 60.7988
2031 | 3 | 4 | 9 | 53.5995
2031 | 3 | 4 | 10 | 45.3493
2031 | 3 | 4 | 11 | 41.5037
2031 | 3 | 4 | 12 | 41.0492
2031 | 3 | 4 | 13 | 41.9473
2031 | 3 | 4 | 14 | 41.4432
2031 | 3 | 4 | 15 | 40.7145
2031 | 3 | 4 | 16 | 41.8008
2031 | 3 | 4 | 17 | 47.6847
2031 | 3 | 4 | 18 | 59.1881
2031 | 3 | 4 | 19 | 60.8109
2031 | 3 | 4 | 20 | 60.086
2031 | 3 | 4 | 21 | 57.7329
2031 | 3 | 4 | 22 | 55.5152
2031 | 3 | 4 | 23 | 52.8629
2031 | 3 | 5 | 0 | 52.2055
2031 | 3 | 5 | 1 | 51.3491
2031 | 3 | 5 | 2 | 50.4188
2031 | 3 | 5 | 3 | 50.4283
2031 | 3 | 5 | 4 | 50.8266
2031 | 3 | 5 | 5 | 51.3303
2031 | 3 | 5 | 6 | 51.7809
2031 | 3 | 5 | 7 | 56.7873
2031 | 3 | 5 | 8 | 64.33
2031 | 3 | 5 | 9 | 60.2088
2031 | 3 | 5 | 10 | 52.4369
2031 | 3 | 5 | 11 | 47.7116
2031 | 3 | 5 | 12 | 48.5392
2031 | 3 | 5 | 13 | 49.4578
2031 | 3 | 5 | 14 | 49.4292
2031 | 3 | 5 | 15 | 48.963
2031 | 3 | 5 | 16 | 51.4195
2031 | 3 | 5 | 17 | 59.5599
2031 | 3 | 5 | 18 | 64.9071
2031 | 3 | 5 | 19 | 63.3031
2031 | 3 | 5 | 20 | 61.5561
2031 | 3 | 5 | 21 | 58.6599
2031 | 3 | 5 | 22 | 56.0195
2031 | 3 | 5 | 23 | 53.2241
2031 | 3 | 6 | 0 | 52.3512
2031 | 3 | 6 | 1 | 51.659
2031 | 3 | 6 | 2 | 50.6229
2031 | 3 | 6 | 3 | 50.5953
2031 | 3 | 6 | 4 | 51.0005
2031 | 3 | 6 | 5 | 51.6302
2031 | 3 | 6 | 6 | 53.3613
2031 | 3 | 6 | 7 | 58.3662
2031 | 3 | 6 | 8 | 65.6518
2031 | 3 | 6 | 9 | 61.9399
2031 | 3 | 6 | 10 | 54.6139
2031 | 3 | 6 | 11 | 49.3858
2031 | 3 | 6 | 12 | 50.3615
2031 | 3 | 6 | 13 | 51.3695
2031 | 3 | 6 | 14 | 51.7126
2031 | 3 | 6 | 15 | 52.0367
2031 | 3 | 6 | 16 | 55.2194
2031 | 3 | 6 | 17 | 63.5479
2031 | 3 | 6 | 18 | 68.9871
2031 | 3 | 6 | 19 | 68.4842
2031 | 3 | 6 | 20 | 67.1708
2031 | 3 | 6 | 21 | 64.6667
2031 | 3 | 6 | 22 | 62.4521
2031 | 3 | 6 | 23 | 59.7243
2031 | 3 | 7 | 0 | 55.3045
2031 | 3 | 7 | 1 | 56.9566
2031 | 3 | 7 | 2 | 56.1676
2031 | 3 | 7 | 3 | 56.3481
2031 | 3 | 7 | 4 | 57.0111
2031 | 3 | 7 | 5 | 57.7589
2031 | 3 | 7 | 6 | 59.2229
2031 | 3 | 7 | 7 | 63.8029
2031 | 3 | 7 | 8 | 68.1515
2031 | 3 | 7 | 9 | 60.7745
2031 | 3 | 7 | 10 | 52.0823
2031 | 3 | 7 | 11 | 46.8947
2031 | 3 | 7 | 12 | 50.7127
2031 | 3 | 7 | 13 | 51.3958
2031 | 3 | 7 | 14 | 51.281
2031 | 3 | 7 | 15 | 50.9594
2031 | 3 | 7 | 16 | 53.806
2031 | 3 | 7 | 17 | 60.9682
2031 | 3 | 7 | 18 | 70.3658
2031 | 3 | 7 | 19 | 70.0357
2031 | 3 | 7 | 20 | 68.7917
2031 | 3 | 7 | 21 | 66.3877
2031 | 3 | 7 | 22 | 64.3262
2031 | 3 | 7 | 23 | 61.5172
2031 | 3 | 8 | 0 | 60.3878
2031 | 3 | 8 | 1 | 58.8176
2031 | 3 | 8 | 2 | 57.8474
2031 | 3 | 8 | 3 | 57.6684
2031 | 3 | 8 | 4 | 57.7579
2031 | 3 | 8 | 5 | 57.8539
2031 | 3 | 8 | 6 | 58.2048
2031 | 3 | 8 | 7 | 60.1778
2031 | 3 | 8 | 8 | 62.57
2031 | 3 | 8 | 9 | 57.6679
2031 | 3 | 8 | 10 | 53.6398
2031 | 3 | 8 | 11 | 49.9517
2031 | 3 | 8 | 12 | 51.5457
2031 | 3 | 8 | 13 | 51.5809
2031 | 3 | 8 | 14 | 50.8837
2031 | 3 | 8 | 15 | 50.6421
2031 | 3 | 8 | 16 | 53.5621
2031 | 3 | 8 | 17 | 59.7031
2031 | 3 | 8 | 18 | 64.4587
2031 | 3 | 8 | 19 | 66.3612
2031 | 3 | 8 | 20 | 64.2717
2031 | 3 | 8 | 21 | 61.4898
2031 | 3 | 8 | 22 | 59.5125
2031 | 3 | 8 | 23 | 57.5957
2031 | 3 | 9 | 0 | 56.2533
2031 | 3 | 9 | 1 | 51.9464
2031 | 3 | 9 | 2 | 51.5463
2031 | 3 | 9 | 3 | 51.4616
2031 | 3 | 9 | 4 | 51.7382
2031 | 3 | 9 | 5 | 52.8974
2031 | 3 | 9 | 6 | 53.9539
2031 | 3 | 9 | 7 | 56.5051
2031 | 3 | 9 | 8 | 59.4355
2031 | 3 | 9 | 9 | 56.0237
2031 | 3 | 9 | 10 | 52.3482
2031 | 3 | 9 | 11 | 48.6149
2031 | 3 | 9 | 12 | 47.4595
2031 | 3 | 9 | 13 | 47.622
2031 | 3 | 9 | 14 | 46.3906
2031 | 3 | 9 | 15 | 47.303
2031 | 3 | 9 | 16 | 52.4645
2031 | 3 | 9 | 17 | 58.8492
2031 | 3 | 9 | 18 | 60.9874
2031 | 3 | 9 | 19 | 61.5289
2031 | 3 | 9 | 20 | 58.6274
2031 | 3 | 9 | 21 | 54.8506
2031 | 3 | 9 | 22 | 51.3757
2031 | 3 | 9 | 23 | 48.9011
2031 | 3 | 10 | 0 | 49.3951
2031 | 3 | 10 | 1 | 53.6876
2031 | 3 | 10 | 2 | 53.9293
2031 | 3 | 10 | 3 | 54.614
2031 | 3 | 10 | 4 | 55.6896
2031 | 3 | 10 | 5 | 57.8252
2031 | 3 | 10 | 6 | 60.8009
2031 | 3 | 10 | 7 | 66.2674
2031 | 3 | 10 | 8 | 69.9606
2031 | 3 | 10 | 9 | 63.6073
2031 | 3 | 10 | 10 | 58.289
2031 | 3 | 10 | 11 | 53.3178
2031 | 3 | 10 | 12 | 52.628
2031 | 3 | 10 | 13 | 52.3456
2031 | 3 | 10 | 14 | 51.619
2031 | 3 | 10 | 15 | 52.8562
2031 | 3 | 10 | 16 | 57.7195
2031 | 3 | 10 | 17 | 63.7853
2031 | 3 | 10 | 18 | 68.2929
2031 | 3 | 10 | 19 | 71.5176
2031 | 3 | 10 | 20 | 70.8868
2031 | 3 | 10 | 21 | 68.0333
2031 | 3 | 10 | 22 | 64.8486
2031 | 3 | 10 | 23 | 61.9527
2031 | 3 | 11 | 0 | 60.0869
2031 | 3 | 11 | 1 | 59.5457
2031 | 3 | 11 | 2 | 59.4829
2031 | 3 | 11 | 3 | 59.8925
2031 | 3 | 11 | 4 | 60.6667
2031 | 3 | 11 | 5 | 62.3752
2031 | 3 | 11 | 6 | 65.9558
2031 | 3 | 11 | 7 | 70.5151
2031 | 3 | 11 | 8 | 70.2863
2031 | 3 | 11 | 9 | 60.9997
2031 | 3 | 11 | 10 | 55.7964
2031 | 3 | 11 | 11 | 51.7707
2031 | 3 | 11 | 12 | 53.5153
2031 | 3 | 11 | 13 | 53.0681
2031 | 3 | 11 | 14 | 51.5126
2031 | 3 | 11 | 15 | 52.1025
2031 | 3 | 11 | 16 | 55.7192
2031 | 3 | 11 | 17 | 59.8813
2031 | 3 | 11 | 18 | 65.5118
2031 | 3 | 11 | 19 | 67.5973
2031 | 3 | 11 | 20 | 66.6802
2031 | 3 | 11 | 21 | 63.4124
2031 | 3 | 11 | 22 | 60.1453
2031 | 3 | 11 | 23 | 57.1094
2031 | 3 | 12 | 0 | 57.3955
2031 | 3 | 12 | 1 | 55.864
2031 | 3 | 12 | 2 | 55.5424
2031 | 3 | 12 | 3 | 55.7099
2031 | 3 | 12 | 4 | 56.2638
2031 | 3 | 12 | 5 | 57.8799
2031 | 3 | 12 | 6 | 61.3153
2031 | 3 | 12 | 7 | 66.2488
2031 | 3 | 12 | 8 | 69.0712
2031 | 3 | 12 | 9 | 63.1504
2031 | 3 | 12 | 10 | 58.0387
2031 | 3 | 12 | 11 | 53.2264
2031 | 3 | 12 | 12 | 51.9169
2031 | 3 | 12 | 13 | 52.5972
2031 | 3 | 12 | 14 | 52.339
2031 | 3 | 12 | 15 | 52.2037
2031 | 3 | 12 | 16 | 54.6889
2031 | 3 | 12 | 17 | 60.0897
2031 | 3 | 12 | 18 | 65.6391
2031 | 3 | 12 | 19 | 66.5215
2031 | 3 | 12 | 20 | 65.2516
2031 | 3 | 12 | 21 | 61.9945
2031 | 3 | 12 | 22 | 58.4786
2031 | 3 | 12 | 23 | 55.3539
2031 | 3 | 13 | 0 | 54.3555
2031 | 3 | 13 | 1 | 56.3619
2031 | 3 | 13 | 2 | 56.2481
2031 | 3 | 13 | 3 | 56.7094
2031 | 3 | 13 | 4 | 57.5965
2031 | 3 | 13 | 5 | 59.6085
2031 | 3 | 13 | 6 | 62.3125
2031 | 3 | 13 | 7 | 67.5488
2031 | 3 | 13 | 8 | 70.7086
2031 | 3 | 13 | 9 | 65.6324
2031 | 3 | 13 | 10 | 60.8526
2031 | 3 | 13 | 11 | 55.3134
2031 | 3 | 13 | 12 | 53.2088
2031 | 3 | 13 | 13 | 53.1736
2031 | 3 | 13 | 14 | 53.2514
2031 | 3 | 13 | 15 | 53.9418
2031 | 3 | 13 | 16 | 57.6612
2031 | 3 | 13 | 17 | 62.9718
2031 | 3 | 13 | 18 | 70.8845
2031 | 3 | 13 | 19 | 72.0081
2031 | 3 | 13 | 20 | 70.9041
2031 | 3 | 13 | 21 | 67.8882
2031 | 3 | 13 | 22 | 64.6549
2031 | 3 | 13 | 23 | 61.5916
2031 | 3 | 14 | 0 | 59.7696
2031 | 3 | 14 | 1 | 60.2974
2031 | 3 | 14 | 2 | 60.2068
2031 | 3 | 14 | 3 | 60.6271
2031 | 3 | 14 | 4 | 61.5762
2031 | 3 | 14 | 5 | 63.5225
2031 | 3 | 14 | 6 | 68.2461
2031 | 3 | 14 | 7 | 73.1467
2031 | 3 | 14 | 8 | 73.9243
2031 | 3 | 14 | 9 | 66.0864
2031 | 3 | 14 | 10 | 60.7283
2031 | 3 | 14 | 11 | 55.1837
2031 | 3 | 14 | 12 | 54.0936
2031 | 3 | 14 | 13 | 54.0743
2031 | 3 | 14 | 14 | 52.6316
2031 | 3 | 14 | 15 | 52.7356
2031 | 3 | 14 | 16 | 56.1183
2031 | 3 | 14 | 17 | 60.6509
2031 | 3 | 14 | 18 | 69.324
2031 | 3 | 14 | 19 | 73.2595
2031 | 3 | 14 | 20 | 73.1401
2031 | 3 | 14 | 21 | 70.5967
2031 | 3 | 14 | 22 | 67.9503
2031 | 3 | 14 | 23 | 64.9674
2031 | 3 | 15 | 0 | 62.3936
2031 | 3 | 15 | 1 | 62.9893
2031 | 3 | 15 | 2 | 63.0122
2031 | 3 | 15 | 3 | 63.3163
2031 | 3 | 15 | 4 | 63.9329
2031 | 3 | 15 | 5 | 65.6838
2031 | 3 | 15 | 6 | 67.0751
2031 | 3 | 15 | 7 | 70.2888
2031 | 3 | 15 | 8 | 71.6622
2031 | 3 | 15 | 9 | 68.6883
2031 | 3 | 15 | 10 | 67.5461
2031 | 3 | 15 | 11 | 62.6749
2031 | 3 | 15 | 12 | 57.9023
2031 | 3 | 15 | 13 | 56.8868
2031 | 3 | 15 | 14 | 55.4507
2031 | 3 | 15 | 15 | 56.5814
2031 | 3 | 15 | 16 | 61.2259
2031 | 3 | 15 | 17 | 66.2583
2031 | 3 | 15 | 18 | 71.8683
2031 | 3 | 15 | 19 | 74.3535
2031 | 3 | 15 | 20 | 71.7498
2031 | 3 | 15 | 21 | 68.1484
2031 | 3 | 15 | 22 | 65.0612
2031 | 3 | 15 | 23 | 62.7796
2031 | 3 | 16 | 0 | 61.9426
2031 | 3 | 16 | 1 | 61.1281
2031 | 3 | 16 | 2 | 61.1483
2031 | 3 | 16 | 3 | 61.4005
2031 | 3 | 16 | 4 | 61.9763
2031 | 3 | 16 | 5 | 63.5723
2031 | 3 | 16 | 6 | 65.9209
2031 | 3 | 16 | 7 | 67.3815
2031 | 3 | 16 | 8 | 64.7492
2031 | 3 | 16 | 9 | 58.5718
2031 | 3 | 16 | 10 | 57.5256
2031 | 3 | 16 | 11 | 54.237
2031 | 3 | 16 | 12 | 56.045
2031 | 3 | 16 | 13 | 56.4262
2031 | 3 | 16 | 14 | 55.762
2031 | 3 | 16 | 15 | 56.5709
2031 | 3 | 16 | 16 | 60.3115
2031 | 3 | 16 | 17 | 64.3981
2031 | 3 | 16 | 18 | 67.0789
2031 | 3 | 16 | 19 | 70.8105
2031 | 3 | 16 | 20 | 69.0098
2031 | 3 | 16 | 21 | 65.4898
2031 | 3 | 16 | 22 | 61.8655
2031 | 3 | 16 | 23 | 59.2703
2031 | 3 | 17 | 0 | 58.8557
2031 | 3 | 17 | 1 | 59.9202
2031 | 3 | 17 | 2 | 60.1995
2031 | 3 | 17 | 3 | 60.7483
2031 | 3 | 17 | 4 | 61.6209
2031 | 3 | 17 | 5 | 63.4251
2031 | 3 | 17 | 6 | 67.1143
2031 | 3 | 17 | 7 | 71.1654
2031 | 3 | 17 | 8 | 69.9729
2031 | 3 | 17 | 9 | 60.7506
2031 | 3 | 17 | 10 | 57.0158
2031 | 3 | 17 | 11 | 53.8918
2031 | 3 | 17 | 12 | 53.6062
2031 | 3 | 17 | 13 | 54.389
2031 | 3 | 17 | 14 | 53.2765
2031 | 3 | 17 | 15 | 52.6341
2031 | 3 | 17 | 16 | 53.3259
2031 | 3 | 17 | 17 | 56.2403
2031 | 3 | 17 | 18 | 69.0641
2031 | 3 | 17 | 19 | 70.5767
2031 | 3 | 17 | 20 | 69.8848
2031 | 3 | 17 | 21 | 66.5407
2031 | 3 | 17 | 22 | 63.0071
2031 | 3 | 17 | 23 | 59.9325
2031 | 3 | 18 | 0 | 58.9749
2031 | 3 | 18 | 1 | 58.2366
2031 | 3 | 18 | 2 | 58.0903
2031 | 3 | 18 | 3 | 58.4422
2031 | 3 | 18 | 4 | 59.1286
2031 | 3 | 18 | 5 | 60.8172
2031 | 3 | 18 | 6 | 64.2245
2031 | 3 | 18 | 7 | 68.5416
2031 | 3 | 18 | 8 | 67.7772
2031 | 3 | 18 | 9 | 59.8716
2031 | 3 | 18 | 10 | 55.9855
2031 | 3 | 18 | 11 | 52.3704
2031 | 3 | 18 | 12 | 50.4798
2031 | 3 | 18 | 13 | 51.1989
2031 | 3 | 18 | 14 | 50.1635
2031 | 3 | 18 | 15 | 49.5259
2031 | 3 | 18 | 16 | 50.4817
2031 | 3 | 18 | 17 | 52.5247
2031 | 3 | 18 | 18 | 61.4832
2031 | 3 | 18 | 19 | 65.8757
2031 | 3 | 18 | 20 | 66.2512
2031 | 3 | 18 | 21 | 63.5037
2031 | 3 | 18 | 22 | 60.3917
2031 | 3 | 18 | 23 | 57.4772
2031 | 3 | 19 | 0 | 56.4488
2031 | 3 | 19 | 1 | 55.2892
2031 | 3 | 19 | 2 | 55.1576
2031 | 3 | 19 | 3 | 55.4878
2031 | 3 | 19 | 4 | 56.1841
2031 | 3 | 19 | 5 | 57.9117
2031 | 3 | 19 | 6 | 61.2594
2031 | 3 | 19 | 7 | 65.2818
2031 | 3 | 19 | 8 | 64.051
2031 | 3 | 19 | 9 | 55.6189
2031 | 3 | 19 | 10 | 51.8492
2031 | 3 | 19 | 11 | 48.7538
2031 | 3 | 19 | 12 | 50.3549
2031 | 3 | 19 | 13 | 51.3124
2031 | 3 | 19 | 14 | 50.9339
2031 | 3 | 19 | 15 | 49.8801
2031 | 3 | 19 | 16 | 51.0108
2031 | 3 | 19 | 17 | 54.1297
2031 | 3 | 19 | 18 | 59.5732
2031 | 3 | 19 | 19 | 63.0747
2031 | 3 | 19 | 20 | 63.1746
2031 | 3 | 19 | 21 | 60.2954
2031 | 3 | 19 | 22 | 56.9846
2031 | 3 | 19 | 23 | 54.0256
2031 | 3 | 20 | 0 | 53.6697
2031 | 3 | 20 | 1 | 52.8643
2031 | 3 | 20 | 2 | 52.6783
2031 | 3 | 20 | 3 | 52.9858
2031 | 3 | 20 | 4 | 53.6544
2031 | 3 | 20 | 5 | 55.4913
2031 | 3 | 20 | 6 | 58.7667
2031 | 3 | 20 | 7 | 62.7656
2031 | 3 | 20 | 8 | 61.1303
2031 | 3 | 20 | 9 | 52.777
2031 | 3 | 20 | 10 | 49.5475
2031 | 3 | 20 | 11 | 46.6143
2031 | 3 | 20 | 12 | 47.7913
2031 | 3 | 20 | 13 | 49.0243
2031 | 3 | 20 | 14 | 48.8156
2031 | 3 | 20 | 15 | 48.1624
2031 | 3 | 20 | 16 | 49.344
2031 | 3 | 20 | 17 | 52.6158
2031 | 3 | 20 | 18 | 60.0817
2031 | 3 | 20 | 19 | 61.8868
2031 | 3 | 20 | 20 | 61.3672
2031 | 3 | 20 | 21 | 58.2511
2031 | 3 | 20 | 22 | 55.0335
2031 | 3 | 20 | 23 | 52.0448
2031 | 3 | 21 | 0 | 51.8579
2031 | 3 | 21 | 1 | 50.4637
2031 | 3 | 21 | 2 | 50.1431
2031 | 3 | 21 | 3 | 50.2991
2031 | 3 | 21 | 4 | 50.8455
2031 | 3 | 21 | 5 | 52.577
2031 | 3 | 21 | 6 | 55.8329
2031 | 3 | 21 | 7 | 59.9564
2031 | 3 | 21 | 8 | 58.1805
2031 | 3 | 21 | 9 | 49.1869
2031 | 3 | 21 | 10 | 45.1832
2031 | 3 | 21 | 11 | 42.4941
2031 | 3 | 21 | 12 | 45.1581
2031 | 3 | 21 | 13 | 46.7668
2031 | 3 | 21 | 14 | 45.6973
2031 | 3 | 21 | 15 | 44.6476
2031 | 3 | 21 | 16 | 46.441
2031 | 3 | 21 | 17 | 49.8472
2031 | 3 | 21 | 18 | 60.0388
2031 | 3 | 21 | 19 | 59.925
2031 | 3 | 21 | 20 | 58.6838
2031 | 3 | 21 | 21 | 55.3853
2031 | 3 | 21 | 22 | 52.4929
2031 | 3 | 21 | 23 | 49.6965
2031 | 3 | 22 | 0 | 47.8821
2031 | 3 | 22 | 1 | 47.8434
2031 | 3 | 22 | 2 | 47.7467
2031 | 3 | 22 | 3 | 47.9008
2031 | 3 | 22 | 4 | 48.5526
2031 | 3 | 22 | 5 | 49.9705
2031 | 3 | 22 | 6 | 51.5504
2031 | 3 | 22 | 7 | 54.7281
2031 | 3 | 22 | 8 | 55.7622
2031 | 3 | 22 | 9 | 51.5833
2031 | 3 | 22 | 10 | 49.8178
2031 | 3 | 22 | 11 | 46.1516
2031 | 3 | 22 | 12 | 45.2111
2031 | 3 | 22 | 13 | 46.337
2031 | 3 | 22 | 14 | 46.1296
2031 | 3 | 22 | 15 | 46.3079
2031 | 3 | 22 | 16 | 49.3281
2031 | 3 | 22 | 17 | 53.9726
2031 | 3 | 22 | 18 | 60.1307
2031 | 3 | 22 | 19 | 62.4109
2031 | 3 | 22 | 20 | 60.6698
2031 | 3 | 22 | 21 | 57.2312
2031 | 3 | 22 | 22 | 54.7563
2031 | 3 | 22 | 23 | 52.8299
2031 | 3 | 23 | 0 | 50.4961
2031 | 3 | 23 | 1 | 52.4737
2031 | 3 | 23 | 2 | 52.4664
2031 | 3 | 23 | 3 | 52.8256
2031 | 3 | 23 | 4 | 53.533
2031 | 3 | 23 | 5 | 54.8979
2031 | 3 | 23 | 6 | 56.5287
2031 | 3 | 23 | 7 | 58.0289
2031 | 3 | 23 | 8 | 55.0341
2031 | 3 | 23 | 9 | 46.9452
2031 | 3 | 23 | 10 | 46.1055
2031 | 3 | 23 | 11 | 42.9508
2031 | 3 | 23 | 12 | 42.7683
2031 | 3 | 23 | 13 | 44.3875
2031 | 3 | 23 | 14 | 44.102
2031 | 3 | 23 | 15 | 43.7803
2031 | 3 | 23 | 16 | 45.4565
2031 | 3 | 23 | 17 | 49.3007
2031 | 3 | 23 | 18 | 58.5991
2031 | 3 | 23 | 19 | 62.3807
2031 | 3 | 23 | 20 | 61.5494
2031 | 3 | 23 | 21 | 58.1243
2031 | 3 | 23 | 22 | 54.8857
2031 | 3 | 23 | 23 | 52.502
2031 | 3 | 24 | 0 | 53.3523
2031 | 3 | 24 | 1 | 52.6486
2031 | 3 | 24 | 2 | 52.9341
2031 | 3 | 24 | 3 | 53.5311
2031 | 3 | 24 | 4 | 54.4704
2031 | 3 | 24 | 5 | 56.4813
2031 | 3 | 24 | 6 | 60.1559
2031 | 3 | 24 | 7 | 64.1049
2031 | 3 | 24 | 8 | 61.6649
2031 | 3 | 24 | 9 | 51.9414
2031 | 3 | 24 | 10 | 49.6811
2031 | 3 | 24 | 11 | 46.883
2031 | 3 | 24 | 12 | 46.2127
2031 | 3 | 24 | 13 | 48.6882
2031 | 3 | 24 | 14 | 48.0477
2031 | 3 | 24 | 15 | 47.4978
2031 | 3 | 24 | 16 | 47.3837
2031 | 3 | 24 | 17 | 50.3339
2031 | 3 | 24 | 18 | 57.9112
2031 | 3 | 24 | 19 | 62.6476
2031 | 3 | 24 | 20 | 63.0494
2031 | 3 | 24 | 21 | 59.9102
2031 | 3 | 24 | 22 | 56.6177
2031 | 3 | 24 | 23 | 53.6604
2031 | 3 | 25 | 0 | 53.3704
2031 | 3 | 25 | 1 | 53.339
2031 | 3 | 25 | 2 | 53.169
2031 | 3 | 25 | 3 | 53.5114
2031 | 3 | 25 | 4 | 54.1724
2031 | 3 | 25 | 5 | 55.958
2031 | 3 | 25 | 6 | 59.0262
2031 | 3 | 25 | 7 | 63.4571
2031 | 3 | 25 | 8 | 62.3898
2031 | 3 | 25 | 9 | 53.5101
2031 | 3 | 25 | 10 | 49.4201
2031 | 3 | 25 | 11 | 46.203
2031 | 3 | 25 | 12 | 48.045
2031 | 3 | 25 | 13 | 50.015
2031 | 3 | 25 | 14 | 50.0987
2031 | 3 | 25 | 15 | 49.7544
2031 | 3 | 25 | 16 | 50.609
2031 | 3 | 25 | 17 | 53.106
2031 | 3 | 25 | 18 | 60.6372
2031 | 3 | 25 | 19 | 61.289
2031 | 3 | 25 | 20 | 60.5265
2031 | 3 | 25 | 21 | 56.9062
2031 | 3 | 25 | 22 | 53.3637
2031 | 3 | 25 | 23 | 50.3711
2031 | 3 | 26 | 0 | 51.4629
2031 | 3 | 26 | 1 | 49.6224
2031 | 3 | 26 | 2 | 49.2405
2031 | 3 | 26 | 3 | 49.3974
2031 | 3 | 26 | 4 | 49.9481
2031 | 3 | 26 | 5 | 51.7221
2031 | 3 | 26 | 6 | 55.6285
2031 | 3 | 26 | 7 | 59.7145
2031 | 3 | 26 | 8 | 58.9565
2031 | 3 | 26 | 9 | 52.1034
2031 | 3 | 26 | 10 | 49.7599
2031 | 3 | 26 | 11 | 46.7355
2031 | 3 | 26 | 12 | 46.1699
2031 | 3 | 26 | 13 | 48.4777
2031 | 3 | 26 | 14 | 48.0458
2031 | 3 | 26 | 15 | 46.8186
2031 | 3 | 26 | 16 | 47.4775
2031 | 3 | 26 | 17 | 50.2632
2031 | 3 | 26 | 18 | 60.2781
2031 | 3 | 26 | 19 | 62.4649
2031 | 3 | 26 | 20 | 62.2428
2031 | 3 | 26 | 21 | 59.1142
2031 | 3 | 26 | 22 | 55.8163
2031 | 3 | 26 | 23 | 53.0675
2031 | 3 | 27 | 0 | 49.9383
2031 | 3 | 27 | 1 | 49.3039
2031 | 3 | 27 | 2 | 48.9612
2031 | 3 | 27 | 3 | 49.2547
2031 | 3 | 27 | 4 | 49.99
2031 | 3 | 27 | 5 | 52.0841
2031 | 3 | 27 | 6 | 54.8508
2031 | 3 | 27 | 7 | 60.1907
2031 | 3 | 27 | 8 | 63.6346
2031 | 3 | 27 | 9 | 59.6411
2031 | 3 | 27 | 10 | 56.0996
2031 | 3 | 27 | 11 | 51.289
2031 | 3 | 27 | 12 | 50.4675
2031 | 3 | 27 | 13 | 52.0659
2031 | 3 | 27 | 14 | 52.5615
2031 | 3 | 27 | 15 | 52.9254
2031 | 3 | 27 | 16 | 55.9162
2031 | 3 | 27 | 17 | 60.7538
2031 | 3 | 27 | 18 | 67.2981
2031 | 3 | 27 | 19 | 65.5569
2031 | 3 | 27 | 20 | 64.2269
2031 | 3 | 27 | 21 | 60.6835
2031 | 3 | 27 | 22 | 57.1893
2031 | 3 | 27 | 23 | 54.2041
2031 | 3 | 28 | 0 | 53.9278
2031 | 3 | 28 | 1 | 52.6613
2031 | 3 | 28 | 2 | 52.4291
2031 | 3 | 28 | 3 | 52.7917
2031 | 3 | 28 | 4 | 53.6561
2031 | 3 | 28 | 5 | 55.7754
2031 | 3 | 28 | 6 | 59.2359
2031 | 3 | 28 | 7 | 64.4403
2031 | 3 | 28 | 8 | 67.0096
2031 | 3 | 28 | 9 | 62.6093
2031 | 3 | 28 | 10 | 59.2506
2031 | 3 | 28 | 11 | 53.6561
2031 | 3 | 28 | 12 | 51.9442
2031 | 3 | 28 | 13 | 53.3096
2031 | 3 | 28 | 14 | 53.2354
2031 | 3 | 28 | 15 | 53.2946
2031 | 3 | 28 | 16 | 56.7323
2031 | 3 | 28 | 17 | 60.9146
2031 | 3 | 28 | 18 | 65.8481
2031 | 3 | 28 | 19 | 65.9856
2031 | 3 | 28 | 20 | 65.1328
2031 | 3 | 28 | 21 | 61.926
2031 | 3 | 28 | 22 | 58.7574
2031 | 3 | 28 | 23 | 55.7407
2031 | 3 | 29 | 0 | 56.4231
2031 | 3 | 29 | 1 | 54.306
2031 | 3 | 29 | 2 | 54.0625
2031 | 3 | 29 | 3 | 54.2496
2031 | 3 | 29 | 4 | 54.719
2031 | 3 | 29 | 5 | 56.2322
2031 | 3 | 29 | 6 | 58.3656
2031 | 3 | 29 | 7 | 60.9368
2031 | 3 | 29 | 8 | 61.5737
2031 | 3 | 29 | 9 | 58.3998
2031 | 3 | 29 | 10 | 57.9473
2031 | 3 | 29 | 11 | 53.9736
2031 | 3 | 29 | 12 | 52.2227
2031 | 3 | 29 | 13 | 52.3436
2031 | 3 | 29 | 14 | 51.9556
2031 | 3 | 29 | 15 | 52.2239
2031 | 3 | 29 | 16 | 56.2105
2031 | 3 | 29 | 17 | 60.4658
2031 | 3 | 29 | 18 | 66.5773
2031 | 3 | 29 | 19 | 65.354
2031 | 3 | 29 | 20 | 62.7082
2031 | 3 | 29 | 21 | 58.7747
2031 | 3 | 29 | 22 | 55.4491
2031 | 3 | 29 | 23 | 53.1946
2031 | 3 | 30 | 0 | 53.61
2031 | 3 | 30 | 1 | 51.7062
2031 | 3 | 30 | 2 | 51.4055
2031 | 3 | 30 | 3 | 51.4963
2031 | 3 | 30 | 4 | 51.9213
2031 | 3 | 30 | 5 | 53.3253
2031 | 3 | 30 | 6 | 56.5768
2031 | 3 | 30 | 7 | 57.4807
2031 | 3 | 30 | 8 | 54.8519
2031 | 3 | 30 | 9 | 49.7503
2031 | 3 | 30 | 10 | 49.894
2031 | 3 | 30 | 11 | 47.2815
2031 | 3 | 30 | 12 | 47.454
2031 | 3 | 30 | 13 | 49.0225
2031 | 3 | 30 | 14 | 48.5592
2031 | 3 | 30 | 15 | 48.2203
2031 | 3 | 30 | 16 | 50.8747
2031 | 3 | 30 | 17 | 54.1295
2031 | 3 | 30 | 18 | 60.8498
2031 | 3 | 30 | 19 | 63.1872
2031 | 3 | 30 | 20 | 62.1396
2031 | 3 | 30 | 21 | 58.849
2031 | 3 | 30 | 22 | 55.3636
2031 | 3 | 30 | 23 | 52.9508
2031 | 3 | 31 | 0 | 51.4179
2031 | 3 | 31 | 1 | 51.5319
2031 | 3 | 31 | 2 | 51.757
2031 | 3 | 31 | 3 | 52.3587
2031 | 3 | 31 | 4 | 53.2345
2031 | 3 | 31 | 5 | 55.3255
2031 | 3 | 31 | 6 | 58.819
2031 | 3 | 31 | 7 | 62.324
2031 | 3 | 31 | 8 | 60.6117
2031 | 3 | 31 | 9 | 53.8782
2031 | 3 | 31 | 10 | 52.7814
2031 | 3 | 31 | 11 | 50.3029
2031 | 3 | 31 | 12 | 53.4108
2031 | 3 | 31 | 13 | 54.7275
2031 | 3 | 31 | 14 | 55.241
2031 | 3 | 31 | 15 | 54.7073
2031 | 3 | 31 | 16 | 56.3602
2031 | 3 | 31 | 17 | 59.0927
2031 | 3 | 31 | 18 | 67.2807
2031 | 3 | 31 | 19 | 65.8534
2031 | 3 | 31 | 20 | 64.7036
2031 | 3 | 31 | 21 | 61.0927
2031 | 3 | 31 | 22 | 57.1531
2031 | 3 | 31 | 23 | 54.0998
2031 | 4 | 1 | 0 | 53.2066
2031 | 4 | 1 | 1 | 52.7017
2031 | 4 | 1 | 2 | 52.2781
2031 | 4 | 1 | 3 | 52.2746
2031 | 4 | 1 | 4 | 52.7468
2031 | 4 | 1 | 5 | 54.3258
2031 | 4 | 1 | 6 | 58.338
2031 | 4 | 1 | 7 | 62.0244
2031 | 4 | 1 | 8 | 61.5859
2031 | 4 | 1 | 9 | 54.3264
2031 | 4 | 1 | 10 | 48.6968
2031 | 4 | 1 | 11 | 46.2513
2031 | 4 | 1 | 12 | 49.5553
2031 | 4 | 1 | 13 | 50.7994
2031 | 4 | 1 | 14 | 49.5624
2031 | 4 | 1 | 15 | 50.9173
2031 | 4 | 1 | 16 | 54.1022
2031 | 4 | 1 | 17 | 57.2482
2031 | 4 | 1 | 18 | 65.3366
2031 | 4 | 1 | 19 | 64.2939
2031 | 4 | 1 | 20 | 63.9238
2031 | 4 | 1 | 21 | 59.9457
2031 | 4 | 1 | 22 | 56.6358
2031 | 4 | 1 | 23 | 54.0135
2031 | 4 | 2 | 0 | 49.9388
2031 | 4 | 2 | 1 | 51.3925
2031 | 4 | 2 | 2 | 51.3114
2031 | 4 | 2 | 3 | 51.7911
2031 | 4 | 2 | 4 | 52.8544
2031 | 4 | 2 | 5 | 55.0756
2031 | 4 | 2 | 6 | 58.7292
2031 | 4 | 2 | 7 | 62.6132
2031 | 4 | 2 | 8 | 63.1362
2031 | 4 | 2 | 9 | 57.1619
2031 | 4 | 2 | 10 | 51.5656
2031 | 4 | 2 | 11 | 47.1632
2031 | 4 | 2 | 12 | 47.4476
2031 | 4 | 2 | 13 | 48.9122
2031 | 4 | 2 | 14 | 48.8709
2031 | 4 | 2 | 15 | 50.3041
2031 | 4 | 2 | 16 | 53.5442
2031 | 4 | 2 | 17 | 57.9634
2031 | 4 | 2 | 18 | 64.516
2031 | 4 | 2 | 19 | 68.183
2031 | 4 | 2 | 20 | 69.4842
2031 | 4 | 2 | 21 | 66.5932
2031 | 4 | 2 | 22 | 63.3299
2031 | 4 | 2 | 23 | 60.5456
2031 | 4 | 3 | 0 | 58.3
2031 | 4 | 3 | 1 | 58.6588
2031 | 4 | 3 | 2 | 58.7568
2031 | 4 | 3 | 3 | 59.2302
2031 | 4 | 3 | 4 | 60.2444
2031 | 4 | 3 | 5 | 62.2871
2031 | 4 | 3 | 6 | 66.2375
2031 | 4 | 3 | 7 | 69.0263
2031 | 4 | 3 | 8 | 65.6547
2031 | 4 | 3 | 9 | 56.9425
2031 | 4 | 3 | 10 | 52.684
2031 | 4 | 3 | 11 | 49.5965
2031 | 4 | 3 | 12 | 49.6972
2031 | 4 | 3 | 13 | 50.5385
2031 | 4 | 3 | 14 | 49.4158
2031 | 4 | 3 | 15 | 50.0597
2031 | 4 | 3 | 16 | 51.4277
2031 | 4 | 3 | 17 | 53.7308
2031 | 4 | 3 | 18 | 60.1241
2031 | 4 | 3 | 19 | 65.4945
2031 | 4 | 3 | 20 | 67.5271
2031 | 4 | 3 | 21 | 64.7582
2031 | 4 | 3 | 22 | 61.7391
2031 | 4 | 3 | 23 | 58.7537
2031 | 4 | 4 | 0 | 58.3681
2031 | 4 | 4 | 1 | 58.1414
2031 | 4 | 4 | 2 | 58.0242
2031 | 4 | 4 | 3 | 58.2417
2031 | 4 | 4 | 4 | 58.9296
2031 | 4 | 4 | 5 | 60.7064
2031 | 4 | 4 | 6 | 64.4182
2031 | 4 | 4 | 7 | 67.0525
2031 | 4 | 4 | 8 | 63.8099
2031 | 4 | 4 | 9 | 55.3831
2031 | 4 | 4 | 10 | 50.6243
2031 | 4 | 4 | 11 | 47.3795
2031 | 4 | 4 | 12 | 47.1246
2031 | 4 | 4 | 13 | 49.1419
2031 | 4 | 4 | 14 | 47.9895
2031 | 4 | 4 | 15 | 47.8687
2031 | 4 | 4 | 16 | 48.7471
2031 | 4 | 4 | 17 | 50.9216
2031 | 4 | 4 | 18 | 57.4235
2031 | 4 | 4 | 19 | 61.8969
2031 | 4 | 4 | 20 | 63.3025
2031 | 4 | 4 | 21 | 60.5738
2031 | 4 | 4 | 22 | 57.7032
2031 | 4 | 4 | 23 | 54.7715
2031 | 4 | 5 | 0 | 53.1389
2031 | 4 | 5 | 1 | 52.282
2031 | 4 | 5 | 2 | 52.0861
2031 | 4 | 5 | 3 | 52.0313
2031 | 4 | 5 | 4 | 52.4745
2031 | 4 | 5 | 5 | 53.8536
2031 | 4 | 5 | 6 | 55.772
2031 | 4 | 5 | 7 | 56.4195
2031 | 4 | 5 | 8 | 53.0708
2031 | 4 | 5 | 9 | 48.1813
2031 | 4 | 5 | 10 | 45.9264
2031 | 4 | 5 | 11 | 44.1839
2031 | 4 | 5 | 12 | 43.0973
2031 | 4 | 5 | 13 | 44.8297
2031 | 4 | 5 | 14 | 43.3302
2031 | 4 | 5 | 15 | 43.3193
2031 | 4 | 5 | 16 | 44.3891
2031 | 4 | 5 | 17 | 45.6235
2031 | 4 | 5 | 18 | 54.4264
2031 | 4 | 5 | 19 | 58.6764
2031 | 4 | 5 | 20 | 58.7029
2031 | 4 | 5 | 21 | 55.5383
2031 | 4 | 5 | 22 | 52.856
2031 | 4 | 5 | 23 | 50.9149
2031 | 4 | 6 | 0 | 49.1537
2031 | 4 | 6 | 1 | 50.2703
2031 | 4 | 6 | 2 | 50.1894
2031 | 4 | 6 | 3 | 50.2863
2031 | 4 | 6 | 4 | 50.8737
2031 | 4 | 6 | 5 | 52.1681
2031 | 4 | 6 | 6 | 53.7966
2031 | 4 | 6 | 7 | 53.561
2031 | 4 | 6 | 8 | 49.2354
2031 | 4 | 6 | 9 | 43.0842
2031 | 4 | 6 | 10 | 41.2891
2031 | 4 | 6 | 11 | 39.4909
2031 | 4 | 6 | 12 | 40.7638
2031 | 4 | 6 | 13 | 43.3543
2031 | 4 | 6 | 14 | 42.7404
2031 | 4 | 6 | 15 | 42.6651
2031 | 4 | 6 | 16 | 43.5087
2031 | 4 | 6 | 17 | 44.8643
2031 | 4 | 6 | 18 | 53.446
2031 | 4 | 6 | 19 | 57.279
2031 | 4 | 6 | 20 | 57.6518
2031 | 4 | 6 | 21 | 54.3558
2031 | 4 | 6 | 22 | 51.0001
2031 | 4 | 6 | 23 | 48.6885
2031 | 4 | 7 | 0 | 49.0409
2031 | 4 | 7 | 1 | 48.4501
2031 | 4 | 7 | 2 | 48.609
2031 | 4 | 7 | 3 | 49.0612
2031 | 4 | 7 | 4 | 49.9187
2031 | 4 | 7 | 5 | 51.9779
2031 | 4 | 7 | 6 | 56.023
2031 | 4 | 7 | 7 | 58.5612
2031 | 4 | 7 | 8 | 55.8579
2031 | 4 | 7 | 9 | 48.1158
2031 | 4 | 7 | 10 | 44.5939
2031 | 4 | 7 | 11 | 43.2782
2031 | 4 | 7 | 12 | 45.1435
2031 | 4 | 7 | 13 | 46.5083
2031 | 4 | 7 | 14 | 45.4742
2031 | 4 | 7 | 15 | 45.7971
2031 | 4 | 7 | 16 | 47.2798
2031 | 4 | 7 | 17 | 49.6142
2031 | 4 | 7 | 18 | 59.9606
2031 | 4 | 7 | 19 | 60.1434
2031 | 4 | 7 | 20 | 60.2761
2031 | 4 | 7 | 21 | 56.6887
2031 | 4 | 7 | 22 | 52.9872
2031 | 4 | 7 | 23 | 50.1408
2031 | 4 | 8 | 0 | 49.899
2031 | 4 | 8 | 1 | 50.0871
2031 | 4 | 8 | 2 | 49.8373
2031 | 4 | 8 | 3 | 50.134
2031 | 4 | 8 | 4 | 50.8837
2031 | 4 | 8 | 5 | 52.8998
2031 | 4 | 8 | 6 | 55.6324
2031 | 4 | 8 | 7 | 59.5211
2031 | 4 | 8 | 8 | 61.557
2031 | 4 | 8 | 9 | 58.1238
2031 | 4 | 8 | 10 | 53.2982
2031 | 4 | 8 | 11 | 49.3868
2031 | 4 | 8 | 12 | 47.8801
2031 | 4 | 8 | 13 | 48.9337
2031 | 4 | 8 | 14 | 48.7444
2031 | 4 | 8 | 15 | 50.1061
2031 | 4 | 8 | 16 | 53.4007
2031 | 4 | 8 | 17 | 56.0112
2031 | 4 | 8 | 18 | 57.7921
2031 | 4 | 8 | 19 | 60.8522
2031 | 4 | 8 | 20 | 62.0744
2031 | 4 | 8 | 21 | 59.2268
2031 | 4 | 8 | 22 | 55.9491
2031 | 4 | 8 | 23 | 53.1608
2031 | 4 | 9 | 0 | 52.0362
2031 | 4 | 9 | 1 | 52.0766
2031 | 4 | 9 | 2 | 52.0209
2031 | 4 | 9 | 3 | 52.4166
2031 | 4 | 9 | 4 | 53.2779
2031 | 4 | 9 | 5 | 55.3287
2031 | 4 | 9 | 6 | 58.4707
2031 | 4 | 9 | 7 | 61.1766
2031 | 4 | 9 | 8 | 59.7401
2031 | 4 | 9 | 9 | 53.7598
2031 | 4 | 9 | 10 | 49.7144
2031 | 4 | 9 | 11 | 46.711
2031 | 4 | 9 | 12 | 46.1575
2031 | 4 | 9 | 13 | 47.6972
2031 | 4 | 9 | 14 | 46.9002
2031 | 4 | 9 | 15 | 46.9409
2031 | 4 | 9 | 16 | 48.1674
2031 | 4 | 9 | 17 | 50.4943
2031 | 4 | 9 | 18 | 61.6965
2031 | 4 | 9 | 19 | 62.118
2031 | 4 | 9 | 20 | 62.5055
2031 | 4 | 9 | 21 | 59.2879
2031 | 4 | 9 | 22 | 55.5696
2031 | 4 | 9 | 23 | 52.5707
2031 | 4 | 10 | 0 | 52.5094
2031 | 4 | 10 | 1 | 51.1795
2031 | 4 | 10 | 2 | 50.935
2031 | 4 | 10 | 3 | 51.1758
2031 | 4 | 10 | 4 | 51.9113
2031 | 4 | 10 | 5 | 53.9536
2031 | 4 | 10 | 6 | 57.7388
2031 | 4 | 10 | 7 | 61.162
2031 | 4 | 10 | 8 | 62.8348
2031 | 4 | 10 | 9 | 60.0987
2031 | 4 | 10 | 10 | 55.8895
2031 | 4 | 10 | 11 | 51.9302
2031 | 4 | 10 | 12 | 51.3614
2031 | 4 | 10 | 13 | 52.4594
2031 | 4 | 10 | 14 | 52.5881
2031 | 4 | 10 | 15 | 53.7089
2031 | 4 | 10 | 16 | 56.2936
2031 | 4 | 10 | 17 | 59.8938
2031 | 4 | 10 | 18 | 62.85
2031 | 4 | 10 | 19 | 61.5934
2031 | 4 | 10 | 20 | 61.4702
2031 | 4 | 10 | 21 | 58.13
2031 | 4 | 10 | 22 | 54.3764
2031 | 4 | 10 | 23 | 51.1788
2031 | 4 | 11 | 0 | 52.3498
2031 | 4 | 11 | 1 | 51.8955
2031 | 4 | 11 | 2 | 51.7129
2031 | 4 | 11 | 3 | 51.8022
2031 | 4 | 11 | 4 | 52.3232
2031 | 4 | 11 | 5 | 53.4148
2031 | 4 | 11 | 6 | 54.295
2031 | 4 | 11 | 7 | 55.7972
2031 | 4 | 11 | 8 | 58.948
2031 | 4 | 11 | 9 | 56.8922
2031 | 4 | 11 | 10 | 50.8147
2031 | 4 | 11 | 11 | 48.4469
2031 | 4 | 11 | 12 | 47.7374
2031 | 4 | 11 | 13 | 46.748
2031 | 4 | 11 | 14 | 45.5926
2031 | 4 | 11 | 15 | 48.0785
2031 | 4 | 11 | 16 | 51.5048
2031 | 4 | 11 | 17 | 56.9972
2031 | 4 | 11 | 18 | 62.4729
2031 | 4 | 11 | 19 | 61.2703
2031 | 4 | 11 | 20 | 61.1129
2031 | 4 | 11 | 21 | 57.7012
2031 | 4 | 11 | 22 | 54.9974
2031 | 4 | 11 | 23 | 52.4951
2031 | 4 | 12 | 0 | 51.9869
2031 | 4 | 12 | 1 | 53.0788
2031 | 4 | 12 | 2 | 52.8598
2031 | 4 | 12 | 3 | 52.9165
2031 | 4 | 12 | 4 | 53.4278
2031 | 4 | 12 | 5 | 54.9398
2031 | 4 | 12 | 6 | 57.9026
2031 | 4 | 12 | 7 | 58.7244
2031 | 4 | 12 | 8 | 57.5848
2031 | 4 | 12 | 9 | 55.441
2031 | 4 | 12 | 10 | 54.1096
2031 | 4 | 12 | 11 | 51.0188
2031 | 4 | 12 | 12 | 47.6997
2031 | 4 | 12 | 13 | 48.3136
2031 | 4 | 12 | 14 | 46.938
2031 | 4 | 12 | 15 | 47.4298
2031 | 4 | 12 | 16 | 49.5617
2031 | 4 | 12 | 17 | 51.2936
2031 | 4 | 12 | 18 | 58.7227
2031 | 4 | 12 | 19 | 61.5315
2031 | 4 | 12 | 20 | 61.2476
2031 | 4 | 12 | 21 | 58.3296
2031 | 4 | 12 | 22 | 55.4317
2031 | 4 | 12 | 23 | 53.3157
2031 | 4 | 13 | 0 | 52.3465
2031 | 4 | 13 | 1 | 51.5467
2031 | 4 | 13 | 2 | 51.5145
2031 | 4 | 13 | 3 | 51.6382
2031 | 4 | 13 | 4 | 52.1253
2031 | 4 | 13 | 5 | 53.1
2031 | 4 | 13 | 6 | 54.2949
2031 | 4 | 13 | 7 | 54.8978
2031 | 4 | 13 | 8 | 53.376
2031 | 4 | 13 | 9 | 53.0652
2031 | 4 | 13 | 10 | 51.6164
2031 | 4 | 13 | 11 | 49.414
2031 | 4 | 13 | 12 | 49.1102
2031 | 4 | 13 | 13 | 49.9527
2031 | 4 | 13 | 14 | 49.9786
2031 | 4 | 13 | 15 | 49.9906
2031 | 4 | 13 | 16 | 50.6126
2031 | 4 | 13 | 17 | 51.1607
2031 | 4 | 13 | 18 | 58.1292
2031 | 4 | 13 | 19 | 56.7561
2031 | 4 | 13 | 20 | 56.6848
2031 | 4 | 13 | 21 | 54.0281
2031 | 4 | 13 | 22 | 50.9253
2031 | 4 | 13 | 23 | 49.0071
2031 | 4 | 14 | 0 | 49.5585
2031 | 4 | 14 | 1 | 49.8842
2031 | 4 | 14 | 2 | 50.0004
2031 | 4 | 14 | 3 | 50.3269
2031 | 4 | 14 | 4 | 51.178
2031 | 4 | 14 | 5 | 52.6209
2031 | 4 | 14 | 6 | 53.7571
2031 | 4 | 14 | 7 | 56.8415
2031 | 4 | 14 | 8 | 59.9967
2031 | 4 | 14 | 9 | 56.4667
2031 | 4 | 14 | 10 | 53.4837
2031 | 4 | 14 | 11 | 49.4591
2031 | 4 | 14 | 12 | 51.0468
2031 | 4 | 14 | 13 | 52.142
2031 | 4 | 14 | 14 | 54.1943
2031 | 4 | 14 | 15 | 54.3633
2031 | 4 | 14 | 16 | 53.8594
2031 | 4 | 14 | 17 | 53.3841
2031 | 4 | 14 | 18 | 58.2192
2031 | 4 | 14 | 19 | 60.634
2031 | 4 | 14 | 20 | 61.4168
2031 | 4 | 14 | 21 | 58.4262
2031 | 4 | 14 | 22 | 54.4501
2031 | 4 | 14 | 23 | 51.2835
2031 | 4 | 15 | 0 | 53.0251
2031 | 4 | 15 | 1 | 52.9831
2031 | 4 | 15 | 2 | 52.9653
2031 | 4 | 15 | 3 | 53.4357
2031 | 4 | 15 | 4 | 54.3126
2031 | 4 | 15 | 5 | 56.3819
2031 | 4 | 15 | 6 | 59.4998
2031 | 4 | 15 | 7 | 62.5339
2031 | 4 | 15 | 8 | 62.7794
2031 | 4 | 15 | 9 | 58.1052
2031 | 4 | 15 | 10 | 52.7448
2031 | 4 | 15 | 11 | 49.3656
2031 | 4 | 15 | 12 | 52.3649
2031 | 4 | 15 | 13 | 53.0474
2031 | 4 | 15 | 14 | 52.7225
2031 | 4 | 15 | 15 | 53.8919
2031 | 4 | 15 | 16 | 56.4027
2031 | 4 | 15 | 17 | 58.2582
2031 | 4 | 15 | 18 | 60.0233
2031 | 4 | 15 | 19 | 61.6065
2031 | 4 | 15 | 20 | 62.5497
2031 | 4 | 15 | 21 | 59.97
2031 | 4 | 15 | 22 | 56.4811
2031 | 4 | 15 | 23 | 53.4667
2031 | 4 | 16 | 0 | 52.9665
2031 | 4 | 16 | 1 | 52.9118
2031 | 4 | 16 | 2 | 52.8897
2031 | 4 | 16 | 3 | 53.2805
2031 | 4 | 16 | 4 | 54.1059
2031 | 4 | 16 | 5 | 56.1093
2031 | 4 | 16 | 6 | 58.8309
2031 | 4 | 16 | 7 | 61.6496
2031 | 4 | 16 | 8 | 62.3991
2031 | 4 | 16 | 9 | 58.4431
2031 | 4 | 16 | 10 | 53.2921
2031 | 4 | 16 | 11 | 50.0661
2031 | 4 | 16 | 12 | 52.7111
2031 | 4 | 16 | 13 | 53.6909
2031 | 4 | 16 | 14 | 53.3486
2031 | 4 | 16 | 15 | 53.626
2031 | 4 | 16 | 16 | 55.2043
2031 | 4 | 16 | 17 | 57.5186
2031 | 4 | 16 | 18 | 62.2775
2031 | 4 | 16 | 19 | 61.3593
2031 | 4 | 16 | 20 | 61.5483
2031 | 4 | 16 | 21 | 58.6676
2031 | 4 | 16 | 22 | 54.8502
2031 | 4 | 16 | 23 | 51.7022
2031 | 4 | 17 | 0 | 51.3886
2031 | 4 | 17 | 1 | 50.9352
2031 | 4 | 17 | 2 | 50.7515
2031 | 4 | 17 | 3 | 51.0172
2031 | 4 | 17 | 4 | 51.7124
2031 | 4 | 17 | 5 | 53.738
2031 | 4 | 17 | 6 | 56.5909
2031 | 4 | 17 | 7 | 59.3763
2031 | 4 | 17 | 8 | 60.5743
2031 | 4 | 17 | 9 | 58.6057
2031 | 4 | 17 | 10 | 54.8639
2031 | 4 | 17 | 11 | 51.4722
2031 | 4 | 17 | 12 | 52.0082
2031 | 4 | 17 | 13 | 53.1017
2031 | 4 | 17 | 14 | 53.0484
2031 | 4 | 17 | 15 | 53.7458
2031 | 4 | 17 | 16 | 55.7676
2031 | 4 | 17 | 17 | 57.7558
2031 | 4 | 17 | 18 | 57.0305
2031 | 4 | 17 | 19 | 59.3988
2031 | 4 | 17 | 20 | 60.5632
2031 | 4 | 17 | 21 | 58.409
2031 | 4 | 17 | 22 | 55.1737
2031 | 4 | 17 | 23 | 52.1554
2031 | 4 | 18 | 0 | 49.6973
2031 | 4 | 18 | 1 | 49.1705
2031 | 4 | 18 | 2 | 48.8459
2031 | 4 | 18 | 3 | 48.9557
2031 | 4 | 18 | 4 | 49.5173
2031 | 4 | 18 | 5 | 51.42
2031 | 4 | 18 | 6 | 53.2921
2031 | 4 | 18 | 7 | 56.2413
2031 | 4 | 18 | 8 | 57.8386
2031 | 4 | 18 | 9 | 56.0373
2031 | 4 | 18 | 10 | 51.6221
2031 | 4 | 18 | 11 | 48.4651
2031 | 4 | 18 | 12 | 50.1336
2031 | 4 | 18 | 13 | 51.1016
2031 | 4 | 18 | 14 | 50.4443
2031 | 4 | 18 | 15 | 50.6077
2031 | 4 | 18 | 16 | 53.1507
2031 | 4 | 18 | 17 | 55.2909
2031 | 4 | 18 | 18 | 58.1223
2031 | 4 | 18 | 19 | 55.3933
2031 | 4 | 18 | 20 | 54.7717
2031 | 4 | 18 | 21 | 51.9461
2031 | 4 | 18 | 22 | 48.6013
2031 | 4 | 18 | 23 | 45.5837
2031 | 4 | 19 | 0 | 46.2248
2031 | 4 | 19 | 1 | 43.928
2031 | 4 | 19 | 2 | 43.567
2031 | 4 | 19 | 3 | 43.4678
2031 | 4 | 19 | 4 | 43.9215
2031 | 4 | 19 | 5 | 45.2441
2031 | 4 | 19 | 6 | 46.8017
2031 | 4 | 19 | 7 | 48.4622
2031 | 4 | 19 | 8 | 52.4265
2031 | 4 | 19 | 9 | 54.338
2031 | 4 | 19 | 10 | 51.3
2031 | 4 | 19 | 11 | 47.6564
2031 | 4 | 19 | 12 | 46.1585
2031 | 4 | 19 | 13 | 47.16
2031 | 4 | 19 | 14 | 46.7325
2031 | 4 | 19 | 15 | 47.4976
2031 | 4 | 19 | 16 | 50.3567
2031 | 4 | 19 | 17 | 52.9087
2031 | 4 | 19 | 18 | 58.1581
2031 | 4 | 19 | 19 | 54.3997
2031 | 4 | 19 | 20 | 52.3087
2031 | 4 | 19 | 21 | 48.9025
2031 | 4 | 19 | 22 | 45.7328
2031 | 4 | 19 | 23 | 43.514
2031 | 4 | 20 | 0 | 44.5063
2031 | 4 | 20 | 1 | 44.9977
2031 | 4 | 20 | 2 | 44.7224
2031 | 4 | 20 | 3 | 44.7999
2031 | 4 | 20 | 4 | 45.3854
2031 | 4 | 20 | 5 | 46.7075
2031 | 4 | 20 | 6 | 47.7237
2031 | 4 | 20 | 7 | 48.8304
2031 | 4 | 20 | 8 | 53.3209
2031 | 4 | 20 | 9 | 55.6985
2031 | 4 | 20 | 10 | 53.3624
2031 | 4 | 20 | 11 | 49.064
2031 | 4 | 20 | 12 | 49.319
2031 | 4 | 20 | 13 | 50.1263
2031 | 4 | 20 | 14 | 50.2818
2031 | 4 | 20 | 15 | 51.9973
2031 | 4 | 20 | 16 | 56.6407
2031 | 4 | 20 | 17 | 61.2081
2031 | 4 | 20 | 18 | 61.8843
2031 | 4 | 20 | 19 | 56.8276
2031 | 4 | 20 | 20 | 54.7356
2031 | 4 | 20 | 21 | 51.0826
2031 | 4 | 20 | 22 | 47.1315
2031 | 4 | 20 | 23 | 44.4825
2031 | 4 | 21 | 0 | 47.3247
2031 | 4 | 21 | 1 | 45.3749
2031 | 4 | 21 | 2 | 45.4044
2031 | 4 | 21 | 3 | 45.7644
2031 | 4 | 21 | 4 | 46.5685
2031 | 4 | 21 | 5 | 48.7021
2031 | 4 | 21 | 6 | 52.4788
2031 | 4 | 21 | 7 | 55.2402
2031 | 4 | 21 | 8 | 57.1632
2031 | 4 | 21 | 9 | 56.6274
2031 | 4 | 21 | 10 | 54.7469
2031 | 4 | 21 | 11 | 51.7321
2031 | 4 | 21 | 12 | 48.6521
2031 | 4 | 21 | 13 | 49.8201
2031 | 4 | 21 | 14 | 49.6596
2031 | 4 | 21 | 15 | 50.2529
2031 | 4 | 21 | 16 | 51.4225
2031 | 4 | 21 | 17 | 52.7581
2031 | 4 | 21 | 18 | 53.7182
2031 | 4 | 21 | 19 | 55.3604
2031 | 4 | 21 | 20 | 55.8951
2031 | 4 | 21 | 21 | 53.3293
2031 | 4 | 21 | 22 | 49.6944
2031 | 4 | 21 | 23 | 46.653
2031 | 4 | 22 | 0 | 47.5379
2031 | 4 | 22 | 1 | 47.4259
2031 | 4 | 22 | 2 | 47.2709
2031 | 4 | 22 | 3 | 47.6259
2031 | 4 | 22 | 4 | 48.3597
2031 | 4 | 22 | 5 | 50.4252
2031 | 4 | 22 | 6 | 54.236
2031 | 4 | 22 | 7 | 56.4265
2031 | 4 | 22 | 8 | 55.7694
2031 | 4 | 22 | 9 | 53.4458
2031 | 4 | 22 | 10 | 51.1587
2031 | 4 | 22 | 11 | 48.0125
2031 | 4 | 22 | 12 | 51.105
2031 | 4 | 22 | 13 | 52.2329
2031 | 4 | 22 | 14 | 52.1388
2031 | 4 | 22 | 15 | 53.5574
2031 | 4 | 22 | 16 | 56.2928
2031 | 4 | 22 | 17 | 58.4156
2031 | 4 | 22 | 18 | 61.7103
2031 | 4 | 22 | 19 | 58.0549
2031 | 4 | 22 | 20 | 57.1104
2031 | 4 | 22 | 21 | 54.0403
2031 | 4 | 22 | 22 | 50.1589
2031 | 4 | 22 | 23 | 47.0352
2031 | 4 | 23 | 0 | 46.7224
2031 | 4 | 23 | 1 | 46.7753
2031 | 4 | 23 | 2 | 46.4782
2031 | 4 | 23 | 3 | 46.7107
2031 | 4 | 23 | 4 | 47.4402
2031 | 4 | 23 | 5 | 49.5194
2031 | 4 | 23 | 6 | 52.4451
2031 | 4 | 23 | 7 | 55.4916
2031 | 4 | 23 | 8 | 59.001
2031 | 4 | 23 | 9 | 59.7988
2031 | 4 | 23 | 10 | 56.2657
2031 | 4 | 23 | 11 | 52.1747
2031 | 4 | 23 | 12 | 53.3056
2031 | 4 | 23 | 13 | 54.3262
2031 | 4 | 23 | 14 | 54.2105
2031 | 4 | 23 | 15 | 55.2518
2031 | 4 | 23 | 16 | 58.1753
2031 | 4 | 23 | 17 | 61.3742
2031 | 4 | 23 | 18 | 63.492
2031 | 4 | 23 | 19 | 60.703
2031 | 4 | 23 | 20 | 60.2336
2031 | 4 | 23 | 21 | 57.5784
2031 | 4 | 23 | 22 | 53.8158
2031 | 4 | 23 | 23 | 50.7345
2031 | 4 | 24 | 0 | 48.9398
2031 | 4 | 24 | 1 | 48.0525
2031 | 4 | 24 | 2 | 47.7697
2031 | 4 | 24 | 3 | 47.9942
2031 | 4 | 24 | 4 | 48.7
2031 | 4 | 24 | 5 | 50.8188
2031 | 4 | 24 | 6 | 54.4263
2031 | 4 | 24 | 7 | 56.3613
2031 | 4 | 24 | 8 | 56.1632
2031 | 4 | 24 | 9 | 56.1206
2031 | 4 | 24 | 10 | 55.4714
2031 | 4 | 24 | 11 | 52.0225
2031 | 4 | 24 | 12 | 47.8453
2031 | 4 | 24 | 13 | 49.1222
2031 | 4 | 24 | 14 | 48.636
2031 | 4 | 24 | 15 | 48.8364
2031 | 4 | 24 | 16 | 49.4596
2031 | 4 | 24 | 17 | 50.0185
2031 | 4 | 24 | 18 | 53.4547
2031 | 4 | 24 | 19 | 57.1268
2031 | 4 | 24 | 20 | 58.6639
2031 | 4 | 24 | 21 | 57.1267
2031 | 4 | 24 | 22 | 54.1059
2031 | 4 | 24 | 23 | 51.112
2031 | 4 | 25 | 0 | 48.8967
2031 | 4 | 25 | 1 | 47.3006
2031 | 4 | 25 | 2 | 47.0338
2031 | 4 | 25 | 3 | 47.2037
2031 | 4 | 25 | 4 | 47.8174
2031 | 4 | 25 | 5 | 49.7932
2031 | 4 | 25 | 6 | 53.6527
2031 | 4 | 25 | 7 | 54.7306
2031 | 4 | 25 | 8 | 50.8625
2031 | 4 | 25 | 9 | 46.9139
2031 | 4 | 25 | 10 | 45.1011
2031 | 4 | 25 | 11 | 43.1447
2031 | 4 | 25 | 12 | 45.7103
2031 | 4 | 25 | 13 | 47.1992
2031 | 4 | 25 | 14 | 46.168
2031 | 4 | 25 | 15 | 45.6396
2031 | 4 | 25 | 16 | 46.1805
2031 | 4 | 25 | 17 | 46.3988
2031 | 4 | 25 | 18 | 56.4225
2031 | 4 | 25 | 19 | 54.9358
2031 | 4 | 25 | 20 | 54.6241
2031 | 4 | 25 | 21 | 52.4053
2031 | 4 | 25 | 22 | 49.2802
2031 | 4 | 25 | 23 | 46.2781
2031 | 4 | 26 | 0 | 44.2259
2031 | 4 | 26 | 1 | 42.4059
2031 | 4 | 26 | 2 | 41.8199
2031 | 4 | 26 | 3 | 41.5387
2031 | 4 | 26 | 4 | 41.7832
2031 | 4 | 26 | 5 | 42.8569
2031 | 4 | 26 | 6 | 44.4442
2031 | 4 | 26 | 7 | 44.7963
2031 | 4 | 26 | 8 | 47.2084
2031 | 4 | 26 | 9 | 49.1421
2031 | 4 | 26 | 10 | 47.7892
2031 | 4 | 26 | 11 | 46.5664
2031 | 4 | 26 | 12 | 43.7762
2031 | 4 | 26 | 13 | 44.3071
2031 | 4 | 26 | 14 | 42.5838
2031 | 4 | 26 | 15 | 42.1881
2031 | 4 | 26 | 16 | 43.4436
2031 | 4 | 26 | 17 | 46.1322
2031 | 4 | 26 | 18 | 50.37
2031 | 4 | 26 | 19 | 48.1767
2031 | 4 | 26 | 20 | 46.5658
2031 | 4 | 26 | 21 | 43.8789
2031 | 4 | 26 | 22 | 40.9721
2031 | 4 | 26 | 23 | 38.7603
2031 | 4 | 27 | 0 | 38.4304
2031 | 4 | 27 | 1 | 38.3087
2031 | 4 | 27 | 2 | 37.7334
2031 | 4 | 27 | 3 | 37.5734
2031 | 4 | 27 | 4 | 37.8707
2031 | 4 | 27 | 5 | 38.7428
2031 | 4 | 27 | 6 | 39.0883
2031 | 4 | 27 | 7 | 39.7563
2031 | 4 | 27 | 8 | 45.8811
2031 | 4 | 27 | 9 | 49.3315
2031 | 4 | 27 | 10 | 45.7955
2031 | 4 | 27 | 11 | 42.3377
2031 | 4 | 27 | 12 | 43.9643
2031 | 4 | 27 | 13 | 44.6913
2031 | 4 | 27 | 14 | 44.2965
2031 | 4 | 27 | 15 | 45.0515
2031 | 4 | 27 | 16 | 47.419
2031 | 4 | 27 | 17 | 50.7136
2031 | 4 | 27 | 18 | 49.9801
2031 | 4 | 27 | 19 | 47.6206
2031 | 4 | 27 | 20 | 46.2808
2031 | 4 | 27 | 21 | 43.5818
2031 | 4 | 27 | 22 | 40.2272
2031 | 4 | 27 | 23 | 37.8565
2031 | 4 | 28 | 0 | 37.7979
2031 | 4 | 28 | 1 | 38.5826
2031 | 4 | 28 | 2 | 38.5826
2031 | 4 | 28 | 3 | 38.8751
2031 | 4 | 28 | 4 | 39.5769
2031 | 4 | 28 | 5 | 41.675
2031 | 4 | 28 | 6 | 43.7238
2031 | 4 | 28 | 7 | 46.706
2031 | 4 | 28 | 8 | 50.0034
2031 | 4 | 28 | 9 | 49.1864
2031 | 4 | 28 | 10 | 45.5317
2031 | 4 | 28 | 11 | 43.2209
2031 | 4 | 28 | 12 | 44.7833
2031 | 4 | 28 | 13 | 46.3578
2031 | 4 | 28 | 14 | 45.1654
2031 | 4 | 28 | 15 | 46.0556
2031 | 4 | 28 | 16 | 48.7411
2031 | 4 | 28 | 17 | 52.157
2031 | 4 | 28 | 18 | 48.7061
2031 | 4 | 28 | 19 | 50.0466
2031 | 4 | 28 | 20 | 50.3278
2031 | 4 | 28 | 21 | 48.2737
2031 | 4 | 28 | 22 | 44.7172
2031 | 4 | 28 | 23 | 41.528
2031 | 4 | 29 | 0 | 41.7192
2031 | 4 | 29 | 1 | 41.6827
2031 | 4 | 29 | 2 | 41.4748
2031 | 4 | 29 | 3 | 41.8972
2031 | 4 | 29 | 4 | 42.6798
2031 | 4 | 29 | 5 | 44.9925
2031 | 4 | 29 | 6 | 47.4378
2031 | 4 | 29 | 7 | 49.824
2031 | 4 | 29 | 8 | 52.3411
2031 | 4 | 29 | 9 | 54.2113
2031 | 4 | 29 | 10 | 51.5965
2031 | 4 | 29 | 11 | 48.1561
2031 | 4 | 29 | 12 | 50.5478
2031 | 4 | 29 | 13 | 51.7262
2031 | 4 | 29 | 14 | 51.0393
2031 | 4 | 29 | 15 | 52.2476
2031 | 4 | 29 | 16 | 55.2409
2031 | 4 | 29 | 17 | 57.2667
2031 | 4 | 29 | 18 | 59.0839
2031 | 4 | 29 | 19 | 54.9172
2031 | 4 | 29 | 20 | 53.9406
2031 | 4 | 29 | 21 | 51.1172
2031 | 4 | 29 | 22 | 47.1085
2031 | 4 | 29 | 23 | 43.6443
2031 | 4 | 30 | 0 | 43.2209
2031 | 4 | 30 | 1 | 45.8716
2031 | 4 | 30 | 2 | 45.695
2031 | 4 | 30 | 3 | 46.0951
2031 | 4 | 30 | 4 | 46.9616
2031 | 4 | 30 | 5 | 49.3752
2031 | 4 | 30 | 6 | 51.9354
2031 | 4 | 30 | 7 | 55.2606
2031 | 4 | 30 | 8 | 61.5079
2031 | 4 | 30 | 9 | 65.1918
2031 | 4 | 30 | 10 | 61.1561
2031 | 4 | 30 | 11 | 55.5301
2031 | 4 | 30 | 12 | 57.5806
2031 | 4 | 30 | 13 | 58.3589
2031 | 4 | 30 | 14 | 57.8186
2031 | 4 | 30 | 15 | 59.1337
2031 | 4 | 30 | 16 | 63.6237
2031 | 4 | 30 | 17 | 67.5152
2031 | 4 | 30 | 18 | 70.7296
2031 | 4 | 30 | 19 | 65.1136
2031 | 4 | 30 | 20 | 63.6994
2031 | 4 | 30 | 21 | 60.7916
2031 | 4 | 30 | 22 | 56.4424
2031 | 4 | 30 | 23 | 52.9717
2031 | 5 | 1 | 0 | 49.4142
2031 | 5 | 1 | 1 | 54.8559
2031 | 5 | 1 | 2 | 54.7604
2031 | 5 | 1 | 3 | 55.2308
2031 | 5 | 1 | 4 | 56.1314
2031 | 5 | 1 | 5 | 58.9425
2031 | 5 | 1 | 6 | 61.8187
2031 | 5 | 1 | 7 | 63.2472
2031 | 5 | 1 | 8 | 60.8318
2031 | 5 | 1 | 9 | 59.6119
2031 | 5 | 1 | 10 | 58.9514
2031 | 5 | 1 | 11 | 55.2193
2031 | 5 | 1 | 12 | 60.9899
2031 | 5 | 1 | 13 | 61.9846
2031 | 5 | 1 | 14 | 63.195
2031 | 5 | 1 | 15 | 64.5905
2031 | 5 | 1 | 16 | 66.6696
2031 | 5 | 1 | 17 | 68.7798
2031 | 5 | 1 | 18 | 70.4763
2031 | 5 | 1 | 19 | 68.1022
2031 | 5 | 1 | 20 | 68.2945
2031 | 5 | 1 | 21 | 66.2262
2031 | 5 | 1 | 22 | 61.6835
2031 | 5 | 1 | 23 | 57.6026
2031 | 5 | 2 | 0 | 55.147
2031 | 5 | 2 | 1 | 57.2031
2031 | 5 | 2 | 2 | 56.8721
2031 | 5 | 2 | 3 | 57.106
2031 | 5 | 2 | 4 | 57.821
2031 | 5 | 2 | 5 | 60.4959
2031 | 5 | 2 | 6 | 61.4532
2031 | 5 | 2 | 7 | 65.003
2031 | 5 | 2 | 8 | 69.9163
2031 | 5 | 2 | 9 | 72.8367
2031 | 5 | 2 | 10 | 68.4811
2031 | 5 | 2 | 11 | 62.8024
2031 | 5 | 2 | 12 | 63.2099
2031 | 5 | 2 | 13 | 64.3486
2031 | 5 | 2 | 14 | 64.8633
2031 | 5 | 2 | 15 | 65.6311
2031 | 5 | 2 | 16 | 68.1516
2031 | 5 | 2 | 17 | 70.2084
2031 | 5 | 2 | 18 | 72.9525
2031 | 5 | 2 | 19 | 68.5235
2031 | 5 | 2 | 20 | 67.7512
2031 | 5 | 2 | 21 | 65.399
2031 | 5 | 2 | 22 | 60.8559
2031 | 5 | 2 | 23 | 56.7026
2031 | 5 | 3 | 0 | 54.9418
2031 | 5 | 3 | 1 | 55.3673
2031 | 5 | 3 | 2 | 54.6961
2031 | 5 | 3 | 3 | 54.4696
2031 | 5 | 3 | 4 | 54.7874
2031 | 5 | 3 | 5 | 56.4954
2031 | 5 | 3 | 6 | 56.7807
2031 | 5 | 3 | 7 | 57.8007
2031 | 5 | 3 | 8 | 62.6876
2031 | 5 | 3 | 9 | 67.3135
2031 | 5 | 3 | 10 | 64.67
2031 | 5 | 3 | 11 | 59.671
2031 | 5 | 3 | 12 | 58.8181
2031 | 5 | 3 | 13 | 59.883
2031 | 5 | 3 | 14 | 59.4275
2031 | 5 | 3 | 15 | 60.3796
2031 | 5 | 3 | 16 | 63.5766
2031 | 5 | 3 | 17 | 65.3227
2031 | 5 | 3 | 18 | 76.5715
2031 | 5 | 3 | 19 | 70.1305
2031 | 5 | 3 | 20 | 67.6381
2031 | 5 | 3 | 21 | 64.5566
2031 | 5 | 3 | 22 | 60.3345
2031 | 5 | 3 | 23 | 57.2767
2031 | 5 | 4 | 0 | 53.3721
2031 | 5 | 4 | 1 | 54.8372
2031 | 5 | 4 | 2 | 54.6374
2031 | 5 | 4 | 3 | 54.8429
2031 | 5 | 4 | 4 | 55.6852
2031 | 5 | 4 | 5 | 57.6554
2031 | 5 | 4 | 6 | 58.8807
2031 | 5 | 4 | 7 | 58.0728
2031 | 5 | 4 | 8 | 58.3006
2031 | 5 | 4 | 9 | 61.3571
2031 | 5 | 4 | 10 | 62.1903
2031 | 5 | 4 | 11 | 57.6166
2031 | 5 | 4 | 12 | 58.1022
2031 | 5 | 4 | 13 | 58.6988
2031 | 5 | 4 | 14 | 60.2012
2031 | 5 | 4 | 15 | 61.4365
2031 | 5 | 4 | 16 | 64.7086
2031 | 5 | 4 | 17 | 66.8324
2031 | 5 | 4 | 18 | 63.2297
2031 | 5 | 4 | 19 | 67.8609
2031 | 5 | 4 | 20 | 69.2954
2031 | 5 | 4 | 21 | 67.8907
2031 | 5 | 4 | 22 | 63.6936
2031 | 5 | 4 | 23 | 60.2506
2031 | 5 | 5 | 0 | 60.1793
2031 | 5 | 5 | 1 | 57.5276
2031 | 5 | 5 | 2 | 57.7154
2031 | 5 | 5 | 3 | 58.2684
2031 | 5 | 5 | 4 | 59.2557
2031 | 5 | 5 | 5 | 62.0803
2031 | 5 | 5 | 6 | 66.6533
2031 | 5 | 5 | 7 | 67.5184
2031 | 5 | 5 | 8 | 62.645
2031 | 5 | 5 | 9 | 59.1061
2031 | 5 | 5 | 10 | 59.7885
2031 | 5 | 5 | 11 | 57.8095
2031 | 5 | 5 | 12 | 61.0546
2031 | 5 | 5 | 13 | 62.1509
2031 | 5 | 5 | 14 | 62.176
2031 | 5 | 5 | 15 | 62.3073
2031 | 5 | 5 | 16 | 62.0477
2031 | 5 | 5 | 17 | 60.7876
2031 | 5 | 5 | 18 | 63.8705
2031 | 5 | 5 | 19 | 68.4445
2031 | 5 | 5 | 20 | 70.4373
2031 | 5 | 5 | 21 | 68.8526
2031 | 5 | 5 | 22 | 64.3129
2031 | 5 | 5 | 23 | 60.2201
2031 | 5 | 6 | 0 | 57.536
2031 | 5 | 6 | 1 | 56.753
2031 | 5 | 6 | 2 | 56.3576
2031 | 5 | 6 | 3 | 56.7095
2031 | 5 | 6 | 4 | 57.5155
2031 | 5 | 6 | 5 | 60.2871
2031 | 5 | 6 | 6 | 63.3283
2031 | 5 | 6 | 7 | 66.9925
2031 | 5 | 6 | 8 | 71.7093
2031 | 5 | 6 | 9 | 74.1427
2031 | 5 | 6 | 10 | 69.9204
2031 | 5 | 6 | 11 | 63.815
2031 | 5 | 6 | 12 | 65.6307
2031 | 5 | 6 | 13 | 67.0014
2031 | 5 | 6 | 14 | 68.1791
2031 | 5 | 6 | 15 | 70.4698
2031 | 5 | 6 | 16 | 73.6247
2031 | 5 | 6 | 17 | 75.6232
2031 | 5 | 6 | 18 | 78.644
2031 | 5 | 6 | 19 | 74.0465
2031 | 5 | 6 | 20 | 73.3267
2031 | 5 | 6 | 21 | 70.7653
2031 | 5 | 6 | 22 | 65.6228
2031 | 5 | 6 | 23 | 61.2622
2031 | 5 | 7 | 0 | 58.8671
2031 | 5 | 7 | 1 | 58.4565
2031 | 5 | 7 | 2 | 57.9617
2031 | 5 | 7 | 3 | 58.1295
2031 | 5 | 7 | 4 | 58.8424
2031 | 5 | 7 | 5 | 61.4564
2031 | 5 | 7 | 6 | 62.745
2031 | 5 | 7 | 7 | 66.333
2031 | 5 | 7 | 8 | 71.9622
2031 | 5 | 7 | 9 | 75.1139
2031 | 5 | 7 | 10 | 70.7548
2031 | 5 | 7 | 11 | 65.3018
2031 | 5 | 7 | 12 | 68.1704
2031 | 5 | 7 | 13 | 69.1879
2031 | 5 | 7 | 14 | 69.4567
2031 | 5 | 7 | 15 | 70.6773
2031 | 5 | 7 | 16 | 73.6916
2031 | 5 | 7 | 17 | 76.0298
2031 | 5 | 7 | 18 | 77.8906
2031 | 5 | 7 | 19 | 74.5218
2031 | 5 | 7 | 20 | 74.4688
2031 | 5 | 7 | 21 | 72.3073
2031 | 5 | 7 | 22 | 67.4217
2031 | 5 | 7 | 23 | 63.2164
2031 | 5 | 8 | 0 | 59.4162
2031 | 5 | 8 | 1 | 57.8931
2031 | 5 | 8 | 2 | 57.5217
2031 | 5 | 8 | 3 | 57.8223
2031 | 5 | 8 | 4 | 58.6066
2031 | 5 | 8 | 5 | 61.3768
2031 | 5 | 8 | 6 | 64.8016
2031 | 5 | 8 | 7 | 66.1422
2031 | 5 | 8 | 8 | 63.2328
2031 | 5 | 8 | 9 | 61.3913
2031 | 5 | 8 | 10 | 60.6011
2031 | 5 | 8 | 11 | 56.7799
2031 | 5 | 8 | 12 | 62.9729
2031 | 5 | 8 | 13 | 64.4377
2031 | 5 | 8 | 14 | 65.1046
2031 | 5 | 8 | 15 | 66.3524
2031 | 5 | 8 | 16 | 68.377
2031 | 5 | 8 | 17 | 69.5592
2031 | 5 | 8 | 18 | 72.8568
2031 | 5 | 8 | 19 | 69.9515
2031 | 5 | 8 | 20 | 69.956
2031 | 5 | 8 | 21 | 67.9804
2031 | 5 | 8 | 22 | 63.2365
2031 | 5 | 8 | 23 | 58.8271
2031 | 5 | 9 | 0 | 58.3724
2031 | 5 | 9 | 1 | 56.2307
2031 | 5 | 9 | 2 | 55.8529
2031 | 5 | 9 | 3 | 56.1133
2031 | 5 | 9 | 4 | 56.8938
2031 | 5 | 9 | 5 | 59.5667
2031 | 5 | 9 | 6 | 63.7825
2031 | 5 | 9 | 7 | 65.0466
2031 | 5 | 9 | 8 | 61.0494
2031 | 5 | 9 | 9 | 57.6533
2031 | 5 | 9 | 10 | 55.6223
2031 | 5 | 9 | 11 | 52.1492
2031 | 5 | 9 | 12 | 57.654
2031 | 5 | 9 | 13 | 59.0138
2031 | 5 | 9 | 14 | 59.0718
2031 | 5 | 9 | 15 | 58.9837
2031 | 5 | 9 | 16 | 60.0858
2031 | 5 | 9 | 17 | 59.445
2031 | 5 | 9 | 18 | 55.2914
2031 | 5 | 9 | 19 | 62.2933
2031 | 5 | 9 | 20 | 65.1223
2031 | 5 | 9 | 21 | 64.8234
2031 | 5 | 9 | 22 | 61.3223
2031 | 5 | 9 | 23 | 57.3001
2031 | 5 | 10 | 0 | 55.2174
2031 | 5 | 10 | 1 | 54.7517
2031 | 5 | 10 | 2 | 54.3413
2031 | 5 | 10 | 3 | 54.3842
2031 | 5 | 10 | 4 | 54.9437
2031 | 5 | 10 | 5 | 56.5734
2031 | 5 | 10 | 6 | 57.0044
2031 | 5 | 10 | 7 | 56.5892
2031 | 5 | 10 | 8 | 56.2655
2031 | 5 | 10 | 9 | 57.6941
2031 | 5 | 10 | 10 | 57.1691
2031 | 5 | 10 | 11 | 53.0622
2031 | 5 | 10 | 12 | 56.1018
2031 | 5 | 10 | 13 | 56.6599
2031 | 5 | 10 | 14 | 56.535
2031 | 5 | 10 | 15 | 57.4784
2031 | 5 | 10 | 16 | 60.1341
2031 | 5 | 10 | 17 | 62.191
2031 | 5 | 10 | 18 | 66.8315
2031 | 5 | 10 | 19 | 63.3756
2031 | 5 | 10 | 20 | 62.05
2031 | 5 | 10 | 21 | 59.7526
2031 | 5 | 10 | 22 | 55.8333
2031 | 5 | 10 | 23 | 52.5508
2031 | 5 | 11 | 0 | 53.5131
2031 | 5 | 11 | 1 | 52.7103
2031 | 5 | 11 | 2 | 52.1621
2031 | 5 | 11 | 3 | 52.1583
2031 | 5 | 11 | 4 | 52.6451
2031 | 5 | 11 | 5 | 54.0339
2031 | 5 | 11 | 6 | 52.717
2031 | 5 | 11 | 7 | 52.6213
2031 | 5 | 11 | 8 | 56.9927
2031 | 5 | 11 | 9 | 60.7994
2031 | 5 | 11 | 10 | 58.1836
2031 | 5 | 11 | 11 | 53.1716
2031 | 5 | 11 | 12 | 54.0836
2031 | 5 | 11 | 13 | 55.2708
2031 | 5 | 11 | 14 | 55.9736
2031 | 5 | 11 | 15 | 57.0875
2031 | 5 | 11 | 16 | 60.1054
2031 | 5 | 11 | 17 | 62.7523
2031 | 5 | 11 | 18 | 59.7569
2031 | 5 | 11 | 19 | 61.0087
2031 | 5 | 11 | 20 | 61.6565
2031 | 5 | 11 | 21 | 60.0295
2031 | 5 | 11 | 22 | 55.8682
2031 | 5 | 11 | 23 | 52.3841
2031 | 5 | 12 | 0 | 51.5368
2031 | 5 | 12 | 1 | 53.1741
2031 | 5 | 12 | 2 | 53.2741
2031 | 5 | 12 | 3 | 53.8908
2031 | 5 | 12 | 4 | 54.9709
2031 | 5 | 12 | 5 | 57.866
2031 | 5 | 12 | 6 | 60.8393
2031 | 5 | 12 | 7 | 62.5765
2031 | 5 | 12 | 8 | 60.8761
2031 | 5 | 12 | 9 | 58.8652
2031 | 5 | 12 | 10 | 57.8304
2031 | 5 | 12 | 11 | 54.4772
2031 | 5 | 12 | 12 | 55.9278
2031 | 5 | 12 | 13 | 57.5339
2031 | 5 | 12 | 14 | 58.3113
2031 | 5 | 12 | 15 | 58.9401
2031 | 5 | 12 | 16 | 58.8318
2031 | 5 | 12 | 17 | 58.318
2031 | 5 | 12 | 18 | 62.7057
2031 | 5 | 12 | 19 | 65.9765
2031 | 5 | 12 | 20 | 67.4816
2031 | 5 | 12 | 21 | 66.1073
2031 | 5 | 12 | 22 | 61.5788
2031 | 5 | 12 | 23 | 57.3641
2031 | 5 | 13 | 0 | 58.0572
2031 | 5 | 13 | 1 | 55.9228
2031 | 5 | 13 | 2 | 55.4629
2031 | 5 | 13 | 3 | 55.7433
2031 | 5 | 13 | 4 | 56.5295
2031 | 5 | 13 | 5 | 59.0862
2031 | 5 | 13 | 6 | 64.4737
2031 | 5 | 13 | 7 | 65.6263
2031 | 5 | 13 | 8 | 61.2613
2031 | 5 | 13 | 9 | 58.4438
2031 | 5 | 13 | 10 | 58.0112
2031 | 5 | 13 | 11 | 54.4002
2031 | 5 | 13 | 12 | 54.9463
2031 | 5 | 13 | 13 | 56.5197
2031 | 5 | 13 | 14 | 56.1675
2031 | 5 | 13 | 15 | 56.6185
2031 | 5 | 13 | 16 | 56.0631
2031 | 5 | 13 | 17 | 54.3142
2031 | 5 | 13 | 18 | 55.6668
2031 | 5 | 13 | 19 | 63.2914
2031 | 5 | 13 | 20 | 66.5708
2031 | 5 | 13 | 21 | 66.1394
2031 | 5 | 13 | 22 | 62.252
2031 | 5 | 13 | 23 | 58.1096
2031 | 5 | 14 | 0 | 57.573
2031 | 5 | 14 | 1 | 57.0482
2031 | 5 | 14 | 2 | 56.7744
2031 | 5 | 14 | 3 | 57.1516
2031 | 5 | 14 | 4 | 58.0186
2031 | 5 | 14 | 5 | 60.5892
2031 | 5 | 14 | 6 | 64.002
2031 | 5 | 14 | 7 | 64.9563
2031 | 5 | 14 | 8 | 61.065
2031 | 5 | 14 | 9 | 58.27
2031 | 5 | 14 | 10 | 57.3649
2031 | 5 | 14 | 11 | 53.6513
2031 | 5 | 14 | 12 | 58.8595
2031 | 5 | 14 | 13 | 60.7248
2031 | 5 | 14 | 14 | 61.2626
2031 | 5 | 14 | 15 | 61.56
2031 | 5 | 14 | 16 | 61.7041
2031 | 5 | 14 | 17 | 61.8586
2031 | 5 | 14 | 18 | 63.8591
2031 | 5 | 14 | 19 | 65.8689
2031 | 5 | 14 | 20 | 67.3362
2031 | 5 | 14 | 21 | 66.1552
2031 | 5 | 14 | 22 | 61.6317
2031 | 5 | 14 | 23 | 57.2564
2031 | 5 | 15 | 0 | 56.9686
2031 | 5 | 15 | 1 | 54.9928
2031 | 5 | 15 | 2 | 54.4367
2031 | 5 | 15 | 3 | 54.5713
2031 | 5 | 15 | 4 | 55.2247
2031 | 5 | 15 | 5 | 57.7142
2031 | 5 | 15 | 6 | 63.572
2031 | 5 | 15 | 7 | 63.912
2031 | 5 | 15 | 8 | 57.6585
2031 | 5 | 15 | 9 | 53.5466
2031 | 5 | 15 | 10 | 53.4882
2031 | 5 | 15 | 11 | 50.7615
2031 | 5 | 15 | 12 | 57.1944
2031 | 5 | 15 | 13 | 59.0134
2031 | 5 | 15 | 14 | 59.1308
2031 | 5 | 15 | 15 | 59.5221
2031 | 5 | 15 | 16 | 59.3088
2031 | 5 | 15 | 17 | 59.1512
2031 | 5 | 15 | 18 | 68.8138
2031 | 5 | 15 | 19 | 67.2076
2031 | 5 | 15 | 20 | 67.5936
2031 | 5 | 15 | 21 | 66.0767
2031 | 5 | 15 | 22 | 61.7252
2031 | 5 | 15 | 23 | 57.347
2031 | 5 | 16 | 0 | 55.289
2031 | 5 | 16 | 1 | 53.9965
2031 | 5 | 16 | 2 | 53.3182
2031 | 5 | 16 | 3 | 53.3281
2031 | 5 | 16 | 4 | 53.8746
2031 | 5 | 16 | 5 | 56.3375
2031 | 5 | 16 | 6 | 60.2391
2031 | 5 | 16 | 7 | 63.4328
2031 | 5 | 16 | 8 | 66.8636
2031 | 5 | 16 | 9 | 67.7578
2031 | 5 | 16 | 10 | 63.7078
2031 | 5 | 16 | 11 | 58.625
2031 | 5 | 16 | 12 | 60.2825
2031 | 5 | 16 | 13 | 61.6748
2031 | 5 | 16 | 14 | 60.0514
2031 | 5 | 16 | 15 | 60.6002
2031 | 5 | 16 | 16 | 63.3459
2031 | 5 | 16 | 17 | 65.3621
2031 | 5 | 16 | 18 | 70.5941
2031 | 5 | 16 | 19 | 66.0035
2031 | 5 | 16 | 20 | 65.5808
2031 | 5 | 16 | 21 | 63.8324
2031 | 5 | 16 | 22 | 59.8191
2031 | 5 | 16 | 23 | 55.453
2031 | 5 | 17 | 0 | 53.078
2031 | 5 | 17 | 1 | 51.1602
2031 | 5 | 17 | 2 | 50.2334
2031 | 5 | 17 | 3 | 49.8764
2031 | 5 | 17 | 4 | 50.0989
2031 | 5 | 17 | 5 | 51.1847
2031 | 5 | 17 | 6 | 51.8037
2031 | 5 | 17 | 7 | 53.169
2031 | 5 | 17 | 8 | 61.5738
2031 | 5 | 17 | 9 | 66.9047
2031 | 5 | 17 | 10 | 62.055
2031 | 5 | 17 | 11 | 56.9489
2031 | 5 | 17 | 12 | 58.579
2031 | 5 | 17 | 13 | 58.1597
2031 | 5 | 17 | 14 | 55.3966
2031 | 5 | 17 | 15 | 56.2092
2031 | 5 | 17 | 16 | 59.5685
2031 | 5 | 17 | 17 | 63.088
2031 | 5 | 17 | 18 | 68.8456
2031 | 5 | 17 | 19 | 62.5975
2031 | 5 | 17 | 20 | 60.566
2031 | 5 | 17 | 21 | 58.0684
2031 | 5 | 17 | 22 | 54.4842
2031 | 5 | 17 | 23 | 51.268
2031 | 5 | 18 | 0 | 49.3793
2031 | 5 | 18 | 1 | 48.5749
2031 | 5 | 18 | 2 | 48.0206
2031 | 5 | 18 | 3 | 48.1785
2031 | 5 | 18 | 4 | 48.7848
2031 | 5 | 18 | 5 | 49.9895
2031 | 5 | 18 | 6 | 49.9885
2031 | 5 | 18 | 7 | 51.1225
2031 | 5 | 18 | 8 | 59.4997
2031 | 5 | 18 | 9 | 65.0574
2031 | 5 | 18 | 10 | 60.6119
2031 | 5 | 18 | 11 | 52.7523
2031 | 5 | 18 | 12 | 52.847
2031 | 5 | 18 | 13 | 53.7122
2031 | 5 | 18 | 14 | 56.2986
2031 | 5 | 18 | 15 | 59.9147
2031 | 5 | 18 | 16 | 63.6552
2031 | 5 | 18 | 17 | 67.9046
2031 | 5 | 18 | 18 | 68.6791
2031 | 5 | 18 | 19 | 65.3374
2031 | 5 | 18 | 20 | 64.9263
2031 | 5 | 18 | 21 | 62.8286
2031 | 5 | 18 | 22 | 58.4486
2031 | 5 | 18 | 23 | 54.7461
2031 | 5 | 19 | 0 | 55.3707
2031 | 5 | 19 | 1 | 58.3297
2031 | 5 | 19 | 2 | 57.3154
2031 | 5 | 19 | 3 | 57.3655
2031 | 5 | 19 | 4 | 57.819
2031 | 5 | 19 | 5 | 58.9094
2031 | 5 | 19 | 6 | 59.0381
2031 | 5 | 19 | 7 | 57.9071
2031 | 5 | 19 | 8 | 61.0482
2031 | 5 | 19 | 9 | 63.3378
2031 | 5 | 19 | 10 | 63.2785
2031 | 5 | 19 | 11 | 58.8437
2031 | 5 | 19 | 12 | 55.2797
2031 | 5 | 19 | 13 | 56.8586
2031 | 5 | 19 | 14 | 58.4118
2031 | 5 | 19 | 15 | 58.2655
2031 | 5 | 19 | 16 | 57.2412
2031 | 5 | 19 | 17 | 55.5459
2031 | 5 | 19 | 18 | 62.4918
2031 | 5 | 19 | 19 | 67.1305
2031 | 5 | 19 | 20 | 69.3706
2031 | 5 | 19 | 21 | 68.4416
2031 | 5 | 19 | 22 | 64.5527
2031 | 5 | 19 | 23 | 60.9193
2031 | 5 | 20 | 0 | 58.9137
2031 | 5 | 20 | 1 | 58.4141
2031 | 5 | 20 | 2 | 58.2004
2031 | 5 | 20 | 3 | 58.6592
2031 | 5 | 20 | 4 | 59.5041
2031 | 5 | 20 | 5 | 61.911
2031 | 5 | 20 | 6 | 65.7118
2031 | 5 | 20 | 7 | 66.6442
2031 | 5 | 20 | 8 | 63.1204
2031 | 5 | 20 | 9 | 60.0719
2031 | 5 | 20 | 10 | 58.2352
2031 | 5 | 20 | 11 | 53.1622
2031 | 5 | 20 | 12 | 59.2563
2031 | 5 | 20 | 13 | 60.2342
2031 | 5 | 20 | 14 | 59.9138
2031 | 5 | 20 | 15 | 60.8617
2031 | 5 | 20 | 16 | 62.3898
2031 | 5 | 20 | 17 | 61.2603
2031 | 5 | 20 | 18 | 58.1737
2031 | 5 | 20 | 19 | 65.536
2031 | 5 | 20 | 20 | 68.7647
2031 | 5 | 20 | 21 | 68.6234
2031 | 5 | 20 | 22 | 64.7482
2031 | 5 | 20 | 23 | 60.4684
2031 | 5 | 21 | 0 | 58.8165
2031 | 5 | 21 | 1 | 58.7955
2031 | 5 | 21 | 2 | 58.3448
2031 | 5 | 21 | 3 | 58.5285
2031 | 5 | 21 | 4 | 59.2212
2031 | 5 | 21 | 5 | 61.4461
2031 | 5 | 21 | 6 | 63.566
2031 | 5 | 21 | 7 | 65.4257
2031 | 5 | 21 | 8 | 65.6379
2031 | 5 | 21 | 9 | 65.637
2031 | 5 | 21 | 10 | 63.5281
2031 | 5 | 21 | 11 | 58.7745
2031 | 5 | 21 | 12 | 59.8229
2031 | 5 | 21 | 13 | 61.9376
2031 | 5 | 21 | 14 | 61.3772
2031 | 5 | 21 | 15 | 61.5829
2031 | 5 | 21 | 16 | 61.3866
2031 | 5 | 21 | 17 | 61.2906
2031 | 5 | 21 | 18 | 60.3146
2031 | 5 | 21 | 19 | 65.587
2031 | 5 | 21 | 20 | 68.2977
2031 | 5 | 21 | 21 | 68.022
2031 | 5 | 21 | 22 | 64.1664
2031 | 5 | 21 | 23 | 59.9166
2031 | 5 | 22 | 0 | 56.829
2031 | 5 | 22 | 1 | 55.4561
2031 | 5 | 22 | 2 | 54.9886
2031 | 5 | 22 | 3 | 55.2332
2031 | 5 | 22 | 4 | 55.9808
2031 | 5 | 22 | 5 | 58.4087
2031 | 5 | 22 | 6 | 62.8644
2031 | 5 | 22 | 7 | 63.3489
2031 | 5 | 22 | 8 | 57.9075
2031 | 5 | 22 | 9 | 54.2955
2031 | 5 | 22 | 10 | 53.8314
2031 | 5 | 22 | 11 | 50.5433
2031 | 5 | 22 | 12 | 54.84
2031 | 5 | 22 | 13 | 56.7902
2031 | 5 | 22 | 14 | 56.8963
2031 | 5 | 22 | 15 | 57.1039
2031 | 5 | 22 | 16 | 56.2451
2031 | 5 | 22 | 17 | 55.2088
2031 | 5 | 22 | 18 | 64.1067
2031 | 5 | 22 | 19 | 64.6533
2031 | 5 | 22 | 20 | 65.7693
2031 | 5 | 22 | 21 | 64.8959
2031 | 5 | 22 | 22 | 60.8159
2031 | 5 | 22 | 23 | 56.3817
2031 | 5 | 23 | 0 | 56.1269
2031 | 5 | 23 | 1 | 55.1177
2031 | 5 | 23 | 2 | 54.4222
2031 | 5 | 23 | 3 | 54.4194
2031 | 5 | 23 | 4 | 54.9562
2031 | 5 | 23 | 5 | 57.244
2031 | 5 | 23 | 6 | 60.7646
2031 | 5 | 23 | 7 | 64.4132
2031 | 5 | 23 | 8 | 69.358
2031 | 5 | 23 | 9 | 69.7319
2031 | 5 | 23 | 10 | 63.2147
2031 | 5 | 23 | 11 | 56.8853
2031 | 5 | 23 | 12 | 58.3007
2031 | 5 | 23 | 13 | 59.7249
2031 | 5 | 23 | 14 | 57.2586
2031 | 5 | 23 | 15 | 58.1326
2031 | 5 | 23 | 16 | 61.3433
2031 | 5 | 23 | 17 | 63.9065
2031 | 5 | 23 | 18 | 69.0046
2031 | 5 | 23 | 19 | 65.49
2031 | 5 | 23 | 20 | 65.5228
2031 | 5 | 23 | 21 | 64.3066
2031 | 5 | 23 | 22 | 60.6438
2031 | 5 | 23 | 23 | 56.2494
2031 | 5 | 24 | 0 | 53.9854
2031 | 5 | 24 | 1 | 51.7973
2031 | 5 | 24 | 2 | 50.891
2031 | 5 | 24 | 3 | 50.5399
2031 | 5 | 24 | 4 | 50.7933
2031 | 5 | 24 | 5 | 51.8451
2031 | 5 | 24 | 6 | 53.2287
2031 | 5 | 24 | 7 | 54.3258
2031 | 5 | 24 | 8 | 61.3676
2031 | 5 | 24 | 9 | 65.3269
2031 | 5 | 24 | 10 | 60.5162
2031 | 5 | 24 | 11 | 55.3661
2031 | 5 | 24 | 12 | 54.1301
2031 | 5 | 24 | 13 | 54.4186
2031 | 5 | 24 | 14 | 51.3374
2031 | 5 | 24 | 15 | 51.9087
2031 | 5 | 24 | 16 | 54.4694
2031 | 5 | 24 | 17 | 57.9937
2031 | 5 | 24 | 18 | 59.4866
2031 | 5 | 24 | 19 | 60.2655
2031 | 5 | 24 | 20 | 60.1851
2031 | 5 | 24 | 21 | 59.0593
2031 | 5 | 24 | 22 | 55.8718
2031 | 5 | 24 | 23 | 52.3497
2031 | 5 | 25 | 0 | 49.6984
2031 | 5 | 25 | 1 | 49.4313
2031 | 5 | 25 | 2 | 48.4371
2031 | 5 | 25 | 3 | 48.1392
2031 | 5 | 25 | 4 | 48.3831
2031 | 5 | 25 | 5 | 49.0508
2031 | 5 | 25 | 6 | 48.683
2031 | 5 | 25 | 7 | 48.034
2031 | 5 | 25 | 8 | 54.281
2031 | 5 | 25 | 9 | 59.1148
2031 | 5 | 25 | 10 | 57.3242
2031 | 5 | 25 | 11 | 55.2477
2031 | 5 | 25 | 12 | 54.6183
2031 | 5 | 25 | 13 | 54.4154
2031 | 5 | 25 | 14 | 53.3649
2031 | 5 | 25 | 15 | 54.3926
2031 | 5 | 25 | 16 | 54.3828
2031 | 5 | 25 | 17 | 57.1002
2031 | 5 | 25 | 18 | 62.0043
2031 | 5 | 25 | 19 | 58.6653
2031 | 5 | 25 | 20 | 57.3906
2031 | 5 | 25 | 21 | 55.577
2031 | 5 | 25 | 22 | 51.8019
2031 | 5 | 25 | 23 | 48.2535
2031 | 5 | 26 | 0 | 49.6087
2031 | 5 | 26 | 1 | 53.281
2031 | 5 | 26 | 2 | 52.4764
2031 | 5 | 26 | 3 | 52.3096
2031 | 5 | 26 | 4 | 52.8364
2031 | 5 | 26 | 5 | 54.7423
2031 | 5 | 26 | 6 | 57.5719
2031 | 5 | 26 | 7 | 61.4308
2031 | 5 | 26 | 8 | 65.9006
2031 | 5 | 26 | 9 | 66.015
2031 | 5 | 26 | 10 | 63.1336
2031 | 5 | 26 | 11 | 60.7868
2031 | 5 | 26 | 12 | 64.3782
2031 | 5 | 26 | 13 | 66.0448
2031 | 5 | 26 | 14 | 65.9817
2031 | 5 | 26 | 15 | 66.6119
2031 | 5 | 26 | 16 | 68.0775
2031 | 5 | 26 | 17 | 70.3903
2031 | 5 | 26 | 18 | 76.1534
2031 | 5 | 26 | 19 | 74.6399
2031 | 5 | 26 | 20 | 73.5286
2031 | 5 | 26 | 21 | 71.2146
2031 | 5 | 26 | 22 | 66.1446
2031 | 5 | 26 | 23 | 60.7346
2031 | 5 | 27 | 0 | 61.2303
2031 | 5 | 27 | 1 | 56.8176
2031 | 5 | 27 | 2 | 55.486
2031 | 5 | 27 | 3 | 55.105
2031 | 5 | 27 | 4 | 55.2697
2031 | 5 | 27 | 5 | 57.1058
2031 | 5 | 27 | 6 | 60.5113
2031 | 5 | 27 | 7 | 63.7147
2031 | 5 | 27 | 8 | 67.7459
2031 | 5 | 27 | 9 | 69.154
2031 | 5 | 27 | 10 | 65.7535
2031 | 5 | 27 | 11 | 61.8916
2031 | 5 | 27 | 12 | 63.2502
2031 | 5 | 27 | 13 | 64.7549
2031 | 5 | 27 | 14 | 64.1529
2031 | 5 | 27 | 15 | 64.5342
2031 | 5 | 27 | 16 | 67.3072
2031 | 5 | 27 | 17 | 68.1432
2031 | 5 | 27 | 18 | 74.2329
2031 | 5 | 27 | 19 | 69.5165
2031 | 5 | 27 | 20 | 69.29
2031 | 5 | 27 | 21 | 67.5219
2031 | 5 | 27 | 22 | 63.124
2031 | 5 | 27 | 23 | 58.0256
2031 | 5 | 28 | 0 | 55.7173
2031 | 5 | 28 | 1 | 51.0834
2031 | 5 | 28 | 2 | 49.9002
2031 | 5 | 28 | 3 | 49.5023
2031 | 5 | 28 | 4 | 49.7615
2031 | 5 | 28 | 5 | 51.3614
2031 | 5 | 28 | 6 | 55.3741
2031 | 5 | 28 | 7 | 56.1767
2031 | 5 | 28 | 8 | 55.5074
2031 | 5 | 28 | 9 | 57.1183
2031 | 5 | 28 | 10 | 57.5261
2031 | 5 | 28 | 11 | 56.1622
2031 | 5 | 28 | 12 | 54.8108
2031 | 5 | 28 | 13 | 57.521
2031 | 5 | 28 | 14 | 58.0477
2031 | 5 | 28 | 15 | 56.5364
2031 | 5 | 28 | 16 | 52.9393
2031 | 5 | 28 | 17 | 51.8143
2031 | 5 | 28 | 18 | 56.9985
2031 | 5 | 28 | 19 | 61.0991
2031 | 5 | 28 | 20 | 62.357
2031 | 5 | 28 | 21 | 61.518
2031 | 5 | 28 | 22 | 57.052
2031 | 5 | 28 | 23 | 52.2152
2031 | 5 | 29 | 0 | 51.4913
2031 | 5 | 29 | 1 | 49.8013
2031 | 5 | 29 | 2 | 49.0271
2031 | 5 | 29 | 3 | 48.8393
2031 | 5 | 29 | 4 | 49.3166
2031 | 5 | 29 | 5 | 51.1031
2031 | 5 | 29 | 6 | 54.2845
2031 | 5 | 29 | 7 | 54.8854
2031 | 5 | 29 | 8 | 53.4787
2031 | 5 | 29 | 9 | 55.2854
2031 | 5 | 29 | 10 | 57.6611
2031 | 5 | 29 | 11 | 56.7605
2031 | 5 | 29 | 12 | 57.3369
2031 | 5 | 29 | 13 | 59.9619
2031 | 5 | 29 | 14 | 59.4025
2031 | 5 | 29 | 15 | 59.2079
2031 | 5 | 29 | 16 | 57.5296
2031 | 5 | 29 | 17 | 57.8937
2031 | 5 | 29 | 18 | 63.0781
2031 | 5 | 29 | 19 | 65.0338
2031 | 5 | 29 | 20 | 66.1179
2031 | 5 | 29 | 21 | 65.269
2031 | 5 | 29 | 22 | 61.0862
2031 | 5 | 29 | 23 | 55.8749
2031 | 5 | 30 | 0 | 53.246
2031 | 5 | 30 | 1 | 49.1517
2031 | 5 | 30 | 2 | 48.5095
2031 | 5 | 30 | 3 | 48.3941
2031 | 5 | 30 | 4 | 48.921
2031 | 5 | 30 | 5 | 50.8968
2031 | 5 | 30 | 6 | 53.9424
2031 | 5 | 30 | 7 | 55.6056
2031 | 5 | 30 | 8 | 57.0263
2031 | 5 | 30 | 9 | 58.5072
2031 | 5 | 30 | 10 | 56.4115
2031 | 5 | 30 | 11 | 53.5493
2031 | 5 | 30 | 12 | 58.0423
2031 | 5 | 30 | 13 | 59.7856
2031 | 5 | 30 | 14 | 56.8792
2031 | 5 | 30 | 15 | 56.7021
2031 | 5 | 30 | 16 | 58.5334
2031 | 5 | 30 | 17 | 59.8447
2031 | 5 | 30 | 18 | 67.086
2031 | 5 | 30 | 19 | 63.263
2031 | 5 | 30 | 20 | 63.049
2031 | 5 | 30 | 21 | 61.7116
2031 | 5 | 30 | 22 | 57.9216
2031 | 5 | 30 | 23 | 53.0193
2031 | 5 | 31 | 0 | 50.5788
2031 | 5 | 31 | 1 | 49.8823
2031 | 5 | 31 | 2 | 49.0635
2031 | 5 | 31 | 3 | 48.6859
2031 | 5 | 31 | 4 | 49.0221
2031 | 5 | 31 | 5 | 49.789
2031 | 5 | 31 | 6 | 51.815
2031 | 5 | 31 | 7 | 50.552
2031 | 5 | 31 | 8 | 46.8094
2031 | 5 | 31 | 9 | 42.3862
2031 | 5 | 31 | 10 | 41.3542
2031 | 5 | 31 | 11 | 36.8337
2031 | 5 | 31 | 12 | 39.9694
2031 | 5 | 31 | 13 | 42.0589
2031 | 5 | 31 | 14 | 41.4617
2031 | 5 | 31 | 15 | 41.2074
2031 | 5 | 31 | 16 | 40.8853
2031 | 5 | 31 | 17 | 40.6492
2031 | 5 | 31 | 18 | 47.7305
2031 | 5 | 31 | 19 | 56.5135
2031 | 5 | 31 | 20 | 59.2299
2031 | 5 | 31 | 21 | 59.3253
2031 | 5 | 31 | 22 | 56.8509
2031 | 5 | 31 | 23 | 53.5313
2031 | 6 | 1 | 0 | 51.7687
2031 | 6 | 1 | 1 | 56.5224
2031 | 6 | 1 | 2 | 55.5746
2031 | 6 | 1 | 3 | 55.1359
2031 | 6 | 1 | 4 | 55.4199
2031 | 6 | 1 | 5 | 56.0122
2031 | 6 | 1 | 6 | 56.1927
2031 | 6 | 1 | 7 | 53.6706
2031 | 6 | 1 | 8 | 46.6893
2031 | 6 | 1 | 9 | 38.4051
2031 | 6 | 1 | 10 | 38.2873
2031 | 6 | 1 | 11 | 34.963
2031 | 6 | 1 | 12 | 39.651
2031 | 6 | 1 | 13 | 42.2502
2031 | 6 | 1 | 14 | 41.5202
2031 | 6 | 1 | 15 | 40.6132
2031 | 6 | 1 | 16 | 42.2081
2031 | 6 | 1 | 17 | 44.7267
2031 | 6 | 1 | 18 | 57.533
2031 | 6 | 1 | 19 | 63.1023
2031 | 6 | 1 | 20 | 64.5587
2031 | 6 | 1 | 21 | 63.9627
2031 | 6 | 1 | 22 | 60.9864
2031 | 6 | 1 | 23 | 57.3488
2031 | 6 | 2 | 0 | 55.9287
2031 | 6 | 2 | 1 | 53.3571
2031 | 6 | 2 | 2 | 52.9631
2031 | 6 | 2 | 3 | 53.1593
2031 | 6 | 2 | 4 | 53.8575
2031 | 6 | 2 | 5 | 56.0449
2031 | 6 | 2 | 6 | 58.8504
2031 | 6 | 2 | 7 | 60.6046
2031 | 6 | 2 | 8 | 58.7232
2031 | 6 | 2 | 9 | 55.258
2031 | 6 | 2 | 10 | 54.4985
2031 | 6 | 2 | 11 | 50.3137
2031 | 6 | 2 | 12 | 54.6494
2031 | 6 | 2 | 13 | 56.3246
2031 | 6 | 2 | 14 | 56.1755
2031 | 6 | 2 | 15 | 57.2337
2031 | 6 | 2 | 16 | 59.8413
2031 | 6 | 2 | 17 | 63.193
2031 | 6 | 2 | 18 | 67.6315
2031 | 6 | 2 | 19 | 67.6762
2031 | 6 | 2 | 20 | 67.8255
2031 | 6 | 2 | 21 | 66.4842
2031 | 6 | 2 | 22 | 62.5726
2031 | 6 | 2 | 23 | 58.2337
2031 | 6 | 3 | 0 | 58.656
2031 | 6 | 3 | 1 | 58.4639
2031 | 6 | 3 | 2 | 57.836
2031 | 6 | 3 | 3 | 57.993
2031 | 6 | 3 | 4 | 58.6813
2031 | 6 | 3 | 5 | 60.7862
2031 | 6 | 3 | 6 | 63.4448
2031 | 6 | 3 | 7 | 64.591
2031 | 6 | 3 | 8 | 58.0943
2031 | 6 | 3 | 9 | 50.8957
2031 | 6 | 3 | 10 | 51.4727
2031 | 6 | 3 | 11 | 50.9874
2031 | 6 | 3 | 12 | 51.8236
2031 | 6 | 3 | 13 | 53.8881
2031 | 6 | 3 | 14 | 53.8131
2031 | 6 | 3 | 15 | 54.7611
2031 | 6 | 3 | 16 | 55.433
2031 | 6 | 3 | 17 | 58.1527
2031 | 6 | 3 | 18 | 67.0013
2031 | 6 | 3 | 19 | 69.2492
2031 | 6 | 3 | 20 | 70.0068
2031 | 6 | 3 | 21 | 69.2355
2031 | 6 | 3 | 22 | 65.6707
2031 | 6 | 3 | 23 | 61.1454
2031 | 6 | 4 | 0 | 59.5007
2031 | 6 | 4 | 1 | 56.8663
2031 | 6 | 4 | 2 | 56.0956
2031 | 6 | 4 | 3 | 56.0444
2031 | 6 | 4 | 4 | 56.6221
2031 | 6 | 4 | 5 | 58.6205
2031 | 6 | 4 | 6 | 61.7042
2031 | 6 | 4 | 7 | 62.6289
2031 | 6 | 4 | 8 | 57.0092
2031 | 6 | 4 | 9 | 51.6131
2031 | 6 | 4 | 10 | 53.323
2031 | 6 | 4 | 11 | 53.0279
2031 | 6 | 4 | 12 | 52.9782
2031 | 6 | 4 | 13 | 55.4312
2031 | 6 | 4 | 14 | 56.0776
2031 | 6 | 4 | 15 | 55.5168
2031 | 6 | 4 | 16 | 53.9151
2031 | 6 | 4 | 17 | 56.1507
2031 | 6 | 4 | 18 | 62.6119
2031 | 6 | 4 | 19 | 67.2079
2031 | 6 | 4 | 20 | 68.5848
2031 | 6 | 4 | 21 | 68.0909
2031 | 6 | 4 | 22 | 64.248
2031 | 6 | 4 | 23 | 59.5108
2031 | 6 | 5 | 0 | 58.3097
2031 | 6 | 5 | 1 | 57.1704
2031 | 6 | 5 | 2 | 56.4829
2031 | 6 | 5 | 3 | 56.5448
2031 | 6 | 5 | 4 | 57.2363
2031 | 6 | 5 | 5 | 59.3591
2031 | 6 | 5 | 6 | 62.9838
2031 | 6 | 5 | 7 | 63.5801
2031 | 6 | 5 | 8 | 56.4276
2031 | 6 | 5 | 9 | 50.2591
2031 | 6 | 5 | 10 | 50.7407
2031 | 6 | 5 | 11 | 46.8475
2031 | 6 | 5 | 12 | 46.5314
2031 | 6 | 5 | 13 | 49.3107
2031 | 6 | 5 | 14 | 49.4088
2031 | 6 | 5 | 15 | 49.3778
2031 | 6 | 5 | 16 | 48.9228
2031 | 6 | 5 | 17 | 50.2477
2031 | 6 | 5 | 18 | 55.2431
2031 | 6 | 5 | 19 | 66.8431
2031 | 6 | 5 | 20 | 70.7685
2031 | 6 | 5 | 21 | 71.627
2031 | 6 | 5 | 22 | 69.1234
2031 | 6 | 5 | 23 | 65.0121
2031 | 6 | 6 | 0 | 61.7144
2031 | 6 | 6 | 1 | 59.7403
2031 | 6 | 6 | 2 | 58.9772
2031 | 6 | 6 | 3 | 58.9352
2031 | 6 | 6 | 4 | 59.5101
2031 | 6 | 6 | 5 | 61.5374
2031 | 6 | 6 | 6 | 63.7358
2031 | 6 | 6 | 7 | 64.3717
2031 | 6 | 6 | 8 | 57.5103
2031 | 6 | 6 | 9 | 51.217
2031 | 6 | 6 | 10 | 52.2734
2031 | 6 | 6 | 11 | 52.0379
2031 | 6 | 6 | 12 | 51.241
2031 | 6 | 6 | 13 | 53.962
2031 | 6 | 6 | 14 | 52.9034
2031 | 6 | 6 | 15 | 52.1953
2031 | 6 | 6 | 16 | 51.3945
2031 | 6 | 6 | 17 | 53.4959
2031 | 6 | 6 | 18 | 58.9217
2031 | 6 | 6 | 19 | 65.0902
2031 | 6 | 6 | 20 | 66.7263
2031 | 6 | 6 | 21 | 66.8822
2031 | 6 | 6 | 22 | 64.0275
2031 | 6 | 6 | 23 | 59.3331
2031 | 6 | 7 | 0 | 57.97
2031 | 6 | 7 | 1 | 55.7539
2031 | 6 | 7 | 2 | 54.7805
2031 | 6 | 7 | 3 | 54.2941
2031 | 6 | 7 | 4 | 54.5863
2031 | 6 | 7 | 5 | 55.2759
2031 | 6 | 7 | 6 | 55.969
2031 | 6 | 7 | 7 | 54.5615
2031 | 6 | 7 | 8 | 50.4317
2031 | 6 | 7 | 9 | 47.0981
2031 | 6 | 7 | 10 | 49.0917
2031 | 6 | 7 | 11 | 49.4098
2031 | 6 | 7 | 12 | 48.457
2031 | 6 | 7 | 13 | 49.4287
2031 | 6 | 7 | 14 | 48.1329
2031 | 6 | 7 | 15 | 47.6115
2031 | 6 | 7 | 16 | 49.0332
2031 | 6 | 7 | 17 | 53.1862
2031 | 6 | 7 | 18 | 56.7732
2031 | 6 | 7 | 19 | 62.9166
2031 | 6 | 7 | 20 | 63.3537
2031 | 6 | 7 | 21 | 62.9885
2031 | 6 | 7 | 22 | 60.359
2031 | 6 | 7 | 23 | 56.6295
2031 | 6 | 8 | 0 | 54.9251
2031 | 6 | 8 | 1 | 52.9616
2031 | 6 | 8 | 2 | 51.9193
2031 | 6 | 8 | 3 | 51.6021
2031 | 6 | 8 | 4 | 51.8692
2031 | 6 | 8 | 5 | 52.341
2031 | 6 | 8 | 6 | 52.7472
2031 | 6 | 8 | 7 | 50.1888
2031 | 6 | 8 | 8 | 46.4992
2031 | 6 | 8 | 9 | 44.6116
2031 | 6 | 8 | 10 | 46.6764
2031 | 6 | 8 | 11 | 47.2087
2031 | 6 | 8 | 12 | 45.9424
2031 | 6 | 8 | 13 | 46.9227
2031 | 6 | 8 | 14 | 46.5503
2031 | 6 | 8 | 15 | 46.9708
2031 | 6 | 8 | 16 | 47.5014
2031 | 6 | 8 | 17 | 52.3694
2031 | 6 | 8 | 18 | 58.6386
2031 | 6 | 8 | 19 | 62.1924
2031 | 6 | 8 | 20 | 62.7745
2031 | 6 | 8 | 21 | 61.8261
2031 | 6 | 8 | 22 | 58.3191
2031 | 6 | 8 | 23 | 54.3652
2031 | 6 | 9 | 0 | 52.9602
2031 | 6 | 9 | 1 | 49.597
2031 | 6 | 9 | 2 | 49.2109
2031 | 6 | 9 | 3 | 49.322
2031 | 6 | 9 | 4 | 50.0812
2031 | 6 | 9 | 5 | 52.1135
2031 | 6 | 9 | 6 | 55.2995
2031 | 6 | 9 | 7 | 57.8444
2031 | 6 | 9 | 8 | 58.7029
2031 | 6 | 9 | 9 | 57.0696
2031 | 6 | 9 | 10 | 57.5033
2031 | 6 | 9 | 11 | 55.27
2031 | 6 | 9 | 12 | 56.8795
2031 | 6 | 9 | 13 | 58.7237
2031 | 6 | 9 | 14 | 59.0505
2031 | 6 | 9 | 15 | 58.945
2031 | 6 | 9 | 16 | 59.1562
2031 | 6 | 9 | 17 | 61.0244
2031 | 6 | 9 | 18 | 73.158
2031 | 6 | 9 | 19 | 69.7336
2031 | 6 | 9 | 20 | 68.6559
2031 | 6 | 9 | 21 | 66.5337
2031 | 6 | 9 | 22 | 62.4559
2031 | 6 | 9 | 23 | 57.9682
2031 | 6 | 10 | 0 | 55.6659
2031 | 6 | 10 | 1 | 51.3246
2031 | 6 | 10 | 2 | 50.7026
2031 | 6 | 10 | 3 | 50.7622
2031 | 6 | 10 | 4 | 51.3234
2031 | 6 | 10 | 5 | 53.2214
2031 | 6 | 10 | 6 | 55.2951
2031 | 6 | 10 | 7 | 57.3694
2031 | 6 | 10 | 8 | 58.6259
2031 | 6 | 10 | 9 | 57.371
2031 | 6 | 10 | 10 | 57.6378
2031 | 6 | 10 | 11 | 55.3309
2031 | 6 | 10 | 12 | 57.943
2031 | 6 | 10 | 13 | 59.3848
2031 | 6 | 10 | 14 | 58.8485
2031 | 6 | 10 | 15 | 58.0893
2031 | 6 | 10 | 16 | 57.9983
2031 | 6 | 10 | 17 | 56.7094
2031 | 6 | 10 | 18 | 63.5542
2031 | 6 | 10 | 19 | 66.7465
2031 | 6 | 10 | 20 | 66.8867
2031 | 6 | 10 | 21 | 65.6701
2031 | 6 | 10 | 22 | 61.7656
2031 | 6 | 10 | 23 | 56.8582
2031 | 6 | 11 | 0 | 53.2628
2031 | 6 | 11 | 1 | 51.7382
2031 | 6 | 11 | 2 | 50.8618
2031 | 6 | 11 | 3 | 50.6492
2031 | 6 | 11 | 4 | 51.0733
2031 | 6 | 11 | 5 | 52.8321
2031 | 6 | 11 | 6 | 55.6656
2031 | 6 | 11 | 7 | 58.7683
2031 | 6 | 11 | 8 | 63.1288
2031 | 6 | 11 | 9 | 63.4131
2031 | 6 | 11 | 10 | 59.9995
2031 | 6 | 11 | 11 | 54.8216
2031 | 6 | 11 | 12 | 57.351
2031 | 6 | 11 | 13 | 59.4101
2031 | 6 | 11 | 14 | 58.8871
2031 | 6 | 11 | 15 | 57.9538
2031 | 6 | 11 | 16 | 58.7542
2031 | 6 | 11 | 17 | 60.9944
2031 | 6 | 11 | 18 | 64.4473
2031 | 6 | 11 | 19 | 66.9724
2031 | 6 | 11 | 20 | 67.922
2031 | 6 | 11 | 21 | 66.863
2031 | 6 | 11 | 22 | 62.7213
2031 | 6 | 11 | 23 | 57.6634
2031 | 6 | 12 | 0 | 55.2333
2031 | 6 | 12 | 1 | 52.3944
2031 | 6 | 12 | 2 | 51.5763
2031 | 6 | 12 | 3 | 51.4621
2031 | 6 | 12 | 4 | 51.9026
2031 | 6 | 12 | 5 | 53.7841
2031 | 6 | 12 | 6 | 55.7992
2031 | 6 | 12 | 7 | 58.8302
2031 | 6 | 12 | 8 | 62.6403
2031 | 6 | 12 | 9 | 61.7263
2031 | 6 | 12 | 10 | 57.9586
2031 | 6 | 12 | 11 | 52.468
2031 | 6 | 12 | 12 | 54.4902
2031 | 6 | 12 | 13 | 56.5213
2031 | 6 | 12 | 14 | 56.2351
2031 | 6 | 12 | 15 | 55.7764
2031 | 6 | 12 | 16 | 57.0587
2031 | 6 | 12 | 17 | 59.7495
2031 | 6 | 12 | 18 | 65.0293
2031 | 6 | 12 | 19 | 65.949
2031 | 6 | 12 | 20 | 66.4656
2031 | 6 | 12 | 21 | 65.5407
2031 | 6 | 12 | 22 | 61.7007
2031 | 6 | 12 | 23 | 56.77
2031 | 6 | 13 | 0 | 56.3474
2031 | 6 | 13 | 1 | 52.3842
2031 | 6 | 13 | 2 | 51.5757
2031 | 6 | 13 | 3 | 51.4305
2031 | 6 | 13 | 4 | 51.8942
2031 | 6 | 13 | 5 | 53.7376
2031 | 6 | 13 | 6 | 56.2311
2031 | 6 | 13 | 7 | 58.2252
2031 | 6 | 13 | 8 | 58.4011
2031 | 6 | 13 | 9 | 56.5021
2031 | 6 | 13 | 10 | 54.3978
2031 | 6 | 13 | 11 | 51.1762
2031 | 6 | 13 | 12 | 56.5667
2031 | 6 | 13 | 13 | 58.0504
2031 | 6 | 13 | 14 | 56.2278
2031 | 6 | 13 | 15 | 55.354
2031 | 6 | 13 | 16 | 58.0861
2031 | 6 | 13 | 17 | 60.4964
2031 | 6 | 13 | 18 | 71.0612
2031 | 6 | 13 | 19 | 67.4408
2031 | 6 | 13 | 20 | 66.8585
2031 | 6 | 13 | 21 | 65.3133
2031 | 6 | 13 | 22 | 61.7139
2031 | 6 | 13 | 23 | 56.8633
2031 | 6 | 14 | 0 | 54.3272
2031 | 6 | 14 | 1 | 51.6377
2031 | 6 | 14 | 2 | 50.4395
2031 | 6 | 14 | 3 | 49.7645
2031 | 6 | 14 | 4 | 49.7628
2031 | 6 | 14 | 5 | 50.1223
2031 | 6 | 14 | 6 | 48.8851
2031 | 6 | 14 | 7 | 49.4752
2031 | 6 | 14 | 8 | 56.086
2031 | 6 | 14 | 9 | 56.5855
2031 | 6 | 14 | 10 | 52.8106
2031 | 6 | 14 | 11 | 49.5214
2031 | 6 | 14 | 12 | 52.74
2031 | 6 | 14 | 13 | 52.212
2031 | 6 | 14 | 14 | 49.1959
2031 | 6 | 14 | 15 | 48.6186
2031 | 6 | 14 | 16 | 52.7517
2031 | 6 | 14 | 17 | 57.0924
2031 | 6 | 14 | 18 | 64.1456
2031 | 6 | 14 | 19 | 58.5492
2031 | 6 | 14 | 20 | 57.4321
2031 | 6 | 14 | 21 | 56.0579
2031 | 6 | 14 | 22 | 53.7369
2031 | 6 | 14 | 23 | 50.7408
2031 | 6 | 15 | 0 | 49.4456
2031 | 6 | 15 | 1 | 50.1078
2031 | 6 | 15 | 2 | 48.7022
2031 | 6 | 15 | 3 | 48.0368
2031 | 6 | 15 | 4 | 47.9886
2031 | 6 | 15 | 5 | 48.0732
2031 | 6 | 15 | 6 | 47.2104
2031 | 6 | 15 | 7 | 47.8557
2031 | 6 | 15 | 8 | 55.4033
2031 | 6 | 15 | 9 | 56.7923
2031 | 6 | 15 | 10 | 51.7769
2031 | 6 | 15 | 11 | 46.0045
2031 | 6 | 15 | 12 | 50.3019
2031 | 6 | 15 | 13 | 50.582
2031 | 6 | 15 | 14 | 49.8635
2031 | 6 | 15 | 15 | 51.2854
2031 | 6 | 15 | 16 | 55.1504
2031 | 6 | 15 | 17 | 61.2652
2031 | 6 | 15 | 18 | 68.588
2031 | 6 | 15 | 19 | 65.276
2031 | 6 | 15 | 20 | 64.3655
2031 | 6 | 15 | 21 | 61.9903
2031 | 6 | 15 | 22 | 57.9282
2031 | 6 | 15 | 23 | 53.7212
2031 | 6 | 16 | 0 | 52.0615
2031 | 6 | 16 | 1 | 47.3777
2031 | 6 | 16 | 2 | 47.1591
2031 | 6 | 16 | 3 | 47.4001
2031 | 6 | 16 | 4 | 48.0765
2031 | 6 | 16 | 5 | 50.1546
2031 | 6 | 16 | 6 | 52.2928
2031 | 6 | 16 | 7 | 54.2365
2031 | 6 | 16 | 8 | 56.8241
2031 | 6 | 16 | 9 | 56.9747
2031 | 6 | 16 | 10 | 58.0748
2031 | 6 | 16 | 11 | 56.0053
2031 | 6 | 16 | 12 | 57.96
2031 | 6 | 16 | 13 | 59.6828
2031 | 6 | 16 | 14 | 58.5823
2031 | 6 | 16 | 15 | 57.1472
2031 | 6 | 16 | 16 | 57.1803
2031 | 6 | 16 | 17 | 55.7966
2031 | 6 | 16 | 18 | 64.6384
2031 | 6 | 16 | 19 | 61.1204
2031 | 6 | 16 | 20 | 61.3828
2031 | 6 | 16 | 21 | 60.2618
2031 | 6 | 16 | 22 | 56.8673
2031 | 6 | 16 | 23 | 52.6859
2031 | 6 | 17 | 0 | 50.9627
2031 | 6 | 17 | 1 | 54.2478
2031 | 6 | 17 | 2 | 53.354
2031 | 6 | 17 | 3 | 53.2313
2031 | 6 | 17 | 4 | 53.6379
2031 | 6 | 17 | 5 | 55.258
2031 | 6 | 17 | 6 | 57.2651
2031 | 6 | 17 | 7 | 59.4265
2031 | 6 | 17 | 8 | 59.8786
2031 | 6 | 17 | 9 | 57.8752
2031 | 6 | 17 | 10 | 57.7693
2031 | 6 | 17 | 11 | 56.1965
2031 | 6 | 17 | 12 | 58.627
2031 | 6 | 17 | 13 | 60.6608
2031 | 6 | 17 | 14 | 60.1008
2031 | 6 | 17 | 15 | 59.8303
2031 | 6 | 17 | 16 | 62.0719
2031 | 6 | 17 | 17 | 66.7439
2031 | 6 | 17 | 18 | 77.6818
2031 | 6 | 17 | 19 | 79.7626
2031 | 6 | 17 | 20 | 79.3023
2031 | 6 | 17 | 21 | 77.3671
2031 | 6 | 17 | 22 | 72.1631
2031 | 6 | 17 | 23 | 65.729
2031 | 6 | 18 | 0 | 59.9268
2031 | 6 | 18 | 1 | 58.3686
2031 | 6 | 18 | 2 | 57.1107
2031 | 6 | 18 | 3 | 56.6145
2031 | 6 | 18 | 4 | 56.7687
2031 | 6 | 18 | 5 | 58.401
2031 | 6 | 18 | 6 | 60.5145
2031 | 6 | 18 | 7 | 63.3264
2031 | 6 | 18 | 8 | 65.2876
2031 | 6 | 18 | 9 | 63.0998
2031 | 6 | 18 | 10 | 59.5908
2031 | 6 | 18 | 11 | 56.5896
2031 | 6 | 18 | 12 | 58.5911
2031 | 6 | 18 | 13 | 60.9642
2031 | 6 | 18 | 14 | 60.778
2031 | 6 | 18 | 15 | 59.5978
2031 | 6 | 18 | 16 | 60.7551
2031 | 6 | 18 | 17 | 66.906
2031 | 6 | 18 | 18 | 75.7646
2031 | 6 | 18 | 19 | 80.0247
2031 | 6 | 18 | 20 | 79.5923
2031 | 6 | 18 | 21 | 77.8776
2031 | 6 | 18 | 22 | 72.8553
2031 | 6 | 18 | 23 | 66.5014
2031 | 6 | 19 | 0 | 59.7759
2031 | 6 | 19 | 1 | 56.3147
2031 | 6 | 19 | 2 | 55.0876
2031 | 6 | 19 | 3 | 54.7248
2031 | 6 | 19 | 4 | 54.9525
2031 | 6 | 19 | 5 | 56.5872
2031 | 6 | 19 | 6 | 58.5182
2031 | 6 | 19 | 7 | 59.7223
2031 | 6 | 19 | 8 | 59.1069
2031 | 6 | 19 | 9 | 57.2214
2031 | 6 | 19 | 10 | 56.8156
2031 | 6 | 19 | 11 | 55.3646
2031 | 6 | 19 | 12 | 57.6443
2031 | 6 | 19 | 13 | 59.5822
2031 | 6 | 19 | 14 | 59.927
2031 | 6 | 19 | 15 | 58.8627
2031 | 6 | 19 | 16 | 58.5592
2031 | 6 | 19 | 17 | 60.0617
2031 | 6 | 19 | 18 | 73.9285
2031 | 6 | 19 | 19 | 71.8508
2031 | 6 | 19 | 20 | 71.5102
2031 | 6 | 19 | 21 | 69.922
2031 | 6 | 19 | 22 | 65.6589
2031 | 6 | 19 | 23 | 60.3335
2031 | 6 | 20 | 0 | 57.264
2031 | 6 | 20 | 1 | 56.8376
2031 | 6 | 20 | 2 | 55.6397
2031 | 6 | 20 | 3 | 55.1525
2031 | 6 | 20 | 4 | 55.3941
2031 | 6 | 20 | 5 | 56.8297
2031 | 6 | 20 | 6 | 58.7377
2031 | 6 | 20 | 7 | 61.1885
2031 | 6 | 20 | 8 | 63.8112
2031 | 6 | 20 | 9 | 63.5619
2031 | 6 | 20 | 10 | 61.3736
2031 | 6 | 20 | 11 | 58.1253
2031 | 6 | 20 | 12 | 59.1245
2031 | 6 | 20 | 13 | 61.4029
2031 | 6 | 20 | 14 | 60.2632
2031 | 6 | 20 | 15 | 58.9051
2031 | 6 | 20 | 16 | 60.1524
2031 | 6 | 20 | 17 | 63.725
2031 | 6 | 20 | 18 | 74.9905
2031 | 6 | 20 | 19 | 79.295
2031 | 6 | 20 | 20 | 78.7693
2031 | 6 | 20 | 21 | 77.2636
2031 | 6 | 20 | 22 | 72.7089
2031 | 6 | 20 | 23 | 66.2345
2031 | 6 | 21 | 0 | 58.2846
2031 | 6 | 21 | 1 | 58.1207
2031 | 6 | 21 | 2 | 56.3216
2031 | 6 | 21 | 3 | 55.2234
2031 | 6 | 21 | 4 | 54.9291
2031 | 6 | 21 | 5 | 54.9599
2031 | 6 | 21 | 6 | 54.3887
2031 | 6 | 21 | 7 | 55.8068
2031 | 6 | 21 | 8 | 59.1692
2031 | 6 | 21 | 9 | 57.7131
2031 | 6 | 21 | 10 | 53.4162
2031 | 6 | 21 | 11 | 51.1307
2031 | 6 | 21 | 12 | 51.8106
2031 | 6 | 21 | 13 | 52.9341
2031 | 6 | 21 | 14 | 53.3513
2031 | 6 | 21 | 15 | 55.7151
2031 | 6 | 21 | 16 | 56.995
2031 | 6 | 21 | 17 | 64.8711
2031 | 6 | 21 | 18 | 76.6082
2031 | 6 | 21 | 19 | 82.7696
2031 | 6 | 21 | 20 | 80.5476
2031 | 6 | 21 | 21 | 78.2456
2031 | 6 | 21 | 22 | 73.6897
2031 | 6 | 21 | 23 | 67.8624
2031 | 6 | 22 | 0 | 61.9832
2031 | 6 | 22 | 1 | 56.9739
2031 | 6 | 22 | 2 | 54.9851
2031 | 6 | 22 | 3 | 53.807
2031 | 6 | 22 | 4 | 53.3916
2031 | 6 | 22 | 5 | 53.1372
2031 | 6 | 22 | 6 | 51.8739
2031 | 6 | 22 | 7 | 50.4484
2031 | 6 | 22 | 8 | 48.8852
2031 | 6 | 22 | 9 | 45.8157
2031 | 6 | 22 | 10 | 45.8019
2031 | 6 | 22 | 11 | 45.6026
2031 | 6 | 22 | 12 | 48.035
2031 | 6 | 22 | 13 | 50.1927
2031 | 6 | 22 | 14 | 50.222
2031 | 6 | 22 | 15 | 50.0611
2031 | 6 | 22 | 16 | 49.8921
2031 | 6 | 22 | 17 | 58.5159
2031 | 6 | 22 | 18 | 69.1323
2031 | 6 | 22 | 19 | 71.334
2031 | 6 | 22 | 20 | 69.8579
2031 | 6 | 22 | 21 | 67.8457
2031 | 6 | 22 | 22 | 63.6427
2031 | 6 | 22 | 23 | 58.8233
2031 | 6 | 23 | 0 | 57.4645
2031 | 6 | 23 | 1 | 51.6905
2031 | 6 | 23 | 2 | 51.0089
2031 | 6 | 23 | 3 | 50.9032
2031 | 6 | 23 | 4 | 51.3529
2031 | 6 | 23 | 5 | 53.0718
2031 | 6 | 23 | 6 | 54.5496
2031 | 6 | 23 | 7 | 55.8942
2031 | 6 | 23 | 8 | 56.5965
2031 | 6 | 23 | 9 | 55.2567
2031 | 6 | 23 | 10 | 55.6475
2031 | 6 | 23 | 11 | 55.0772
2031 | 6 | 23 | 12 | 56.9207
2031 | 6 | 23 | 13 | 59.1518
2031 | 6 | 23 | 14 | 58.6599
2031 | 6 | 23 | 15 | 57.5628
2031 | 6 | 23 | 16 | 57.7141
2031 | 6 | 23 | 17 | 59.7838
2031 | 6 | 23 | 18 | 71.836
2031 | 6 | 23 | 19 | 69.0042
2031 | 6 | 23 | 20 | 68.5945
2031 | 6 | 23 | 21 | 66.8725
2031 | 6 | 23 | 22 | 62.7047
2031 | 6 | 23 | 23 | 57.7958
2031 | 6 | 24 | 0 | 54.8569
2031 | 6 | 24 | 1 | 54.4831
2031 | 6 | 24 | 2 | 53.585
2031 | 6 | 24 | 3 | 53.385
2031 | 6 | 24 | 4 | 53.7717
2031 | 6 | 24 | 5 | 55.3557
2031 | 6 | 24 | 6 | 57.297
2031 | 6 | 24 | 7 | 59.105
2031 | 6 | 24 | 8 | 59.937
2031 | 6 | 24 | 9 | 59.0557
2031 | 6 | 24 | 10 | 59.557
2031 | 6 | 24 | 11 | 57.8948
2031 | 6 | 24 | 12 | 60.5017
2031 | 6 | 24 | 13 | 62.5046
2031 | 6 | 24 | 14 | 61.6334
2031 | 6 | 24 | 15 | 61.2787
2031 | 6 | 24 | 16 | 63.7255
2031 | 6 | 24 | 17 | 66.4981
2031 | 6 | 24 | 18 | 75.8099
2031 | 6 | 24 | 19 | 71.978
2031 | 6 | 24 | 20 | 71.5936
2031 | 6 | 24 | 21 | 69.9875
2031 | 6 | 24 | 22 | 65.8446
2031 | 6 | 24 | 23 | 60.5837
2031 | 6 | 25 | 0 | 57.2101
2031 | 6 | 25 | 1 | 52.1991
2031 | 6 | 25 | 2 | 51.4002
2031 | 6 | 25 | 3 | 51.1454
2031 | 6 | 25 | 4 | 51.514
2031 | 6 | 25 | 5 | 53.2846
2031 | 6 | 25 | 6 | 55.2318
2031 | 6 | 25 | 7 | 57.2546
2031 | 6 | 25 | 8 | 60.896
2031 | 6 | 25 | 9 | 61.6039
2031 | 6 | 25 | 10 | 60.2171
2031 | 6 | 25 | 11 | 56.7317
2031 | 6 | 25 | 12 | 60.5358
2031 | 6 | 25 | 13 | 61.8224
2031 | 6 | 25 | 14 | 60.7087
2031 | 6 | 25 | 15 | 58.7169
2031 | 6 | 25 | 16 | 58.7903
2031 | 6 | 25 | 17 | 57.5157
2031 | 6 | 25 | 18 | 63.7311
2031 | 6 | 25 | 19 | 61.5116
2031 | 6 | 25 | 20 | 61.7556
2031 | 6 | 25 | 21 | 60.993
2031 | 6 | 25 | 22 | 57.7998
2031 | 6 | 25 | 23 | 53.6362
2031 | 6 | 26 | 0 | 52.1335
2031 | 6 | 26 | 1 | 53.1381
2031 | 6 | 26 | 2 | 52.3024
2031 | 6 | 26 | 3 | 52.1991
2031 | 6 | 26 | 4 | 52.6065
2031 | 6 | 26 | 5 | 54.3159
2031 | 6 | 26 | 6 | 56.6031
2031 | 6 | 26 | 7 | 59.1117
2031 | 6 | 26 | 8 | 63.0499
2031 | 6 | 26 | 9 | 64.1435
2031 | 6 | 26 | 10 | 62.7318
2031 | 6 | 26 | 11 | 58.4415
2031 | 6 | 26 | 12 | 60.6822
2031 | 6 | 26 | 13 | 62.6947
2031 | 6 | 26 | 14 | 61.9211
2031 | 6 | 26 | 15 | 61.0013
2031 | 6 | 26 | 16 | 64.3041
2031 | 6 | 26 | 17 | 67.1815
2031 | 6 | 26 | 18 | 73.4312
2031 | 6 | 26 | 19 | 69.1539
2031 | 6 | 26 | 20 | 69.1118
2031 | 6 | 26 | 21 | 67.9734
2031 | 6 | 26 | 22 | 64.1855
2031 | 6 | 26 | 23 | 59.1951
2031 | 6 | 27 | 0 | 56.7758
2031 | 6 | 27 | 1 | 55.6368
2031 | 6 | 27 | 2 | 54.5256
2031 | 6 | 27 | 3 | 54.0623
2031 | 6 | 27 | 4 | 54.2426
2031 | 6 | 27 | 5 | 55.936
2031 | 6 | 27 | 6 | 57.5819
2031 | 6 | 27 | 7 | 60.2232
2031 | 6 | 27 | 8 | 63.8619
2031 | 6 | 27 | 9 | 63.9578
2031 | 6 | 27 | 10 | 61.3688
2031 | 6 | 27 | 11 | 57.657
2031 | 6 | 27 | 12 | 60.0363
2031 | 6 | 27 | 13 | 61.6595
2031 | 6 | 27 | 14 | 60.1101
2031 | 6 | 27 | 15 | 58.5788
2031 | 6 | 27 | 16 | 61.9037
2031 | 6 | 27 | 17 | 65.2052
2031 | 6 | 27 | 18 | 69.5434
2031 | 6 | 27 | 19 | 66.9006
2031 | 6 | 27 | 20 | 66.243
2031 | 6 | 27 | 21 | 65.0651
2031 | 6 | 27 | 22 | 61.8384
2031 | 6 | 27 | 23 | 57.1152
2031 | 6 | 28 | 0 | 55.8887
2031 | 6 | 28 | 1 | 55.0905
2031 | 6 | 28 | 2 | 53.4057
2031 | 6 | 28 | 3 | 52.4339
2031 | 6 | 28 | 4 | 52.1314
2031 | 6 | 28 | 5 | 52.156
2031 | 6 | 28 | 6 | 51.7138
2031 | 6 | 28 | 7 | 52.367
2031 | 6 | 28 | 8 | 56.6494
2031 | 6 | 28 | 9 | 56.5655
2031 | 6 | 28 | 10 | 54.1865
2031 | 6 | 28 | 11 | 51.103
2031 | 6 | 28 | 12 | 48.3549
2031 | 6 | 28 | 13 | 49.178
2031 | 6 | 28 | 14 | 48.7136
2031 | 6 | 28 | 15 | 48.3843
2031 | 6 | 28 | 16 | 48.7304
2031 | 6 | 28 | 17 | 56.7741
2031 | 6 | 28 | 18 | 72.5537
2031 | 6 | 28 | 19 | 72.7371
2031 | 6 | 28 | 20 | 71.3762
2031 | 6 | 28 | 21 | 69.2847
2031 | 6 | 28 | 22 | 65.3513
2031 | 6 | 28 | 23 | 60.3721
2031 | 6 | 29 | 0 | 55.0781
2031 | 6 | 29 | 1 | 53.6043
2031 | 6 | 29 | 2 | 51.988
2031 | 6 | 29 | 3 | 51.0788
2031 | 6 | 29 | 4 | 50.8247
2031 | 6 | 29 | 5 | 50.7991
2031 | 6 | 29 | 6 | 49.921
2031 | 6 | 29 | 7 | 50.3182
2031 | 6 | 29 | 8 | 56.7899
2031 | 6 | 29 | 9 | 57.5713
2031 | 6 | 29 | 10 | 53.1742
2031 | 6 | 29 | 11 | 48.7904
2031 | 6 | 29 | 12 | 52.8416
2031 | 6 | 29 | 13 | 52.9091
2031 | 6 | 29 | 14 | 52.3182
2031 | 6 | 29 | 15 | 52.7633
2031 | 6 | 29 | 16 | 54.7109
2031 | 6 | 29 | 17 | 56.8539
2031 | 6 | 29 | 18 | 66.6478
2031 | 6 | 29 | 19 | 66.8326
2031 | 6 | 29 | 20 | 65.4507
2031 | 6 | 29 | 21 | 63.224
2031 | 6 | 29 | 22 | 59.121
2031 | 6 | 29 | 23 | 54.6621
2031 | 6 | 30 | 0 | 53.1176
2031 | 6 | 30 | 1 | 48.3441
2031 | 6 | 30 | 2 | 47.6619
2031 | 6 | 30 | 3 | 47.4327
2031 | 6 | 30 | 4 | 47.9064
2031 | 6 | 30 | 5 | 49.4281
2031 | 6 | 30 | 6 | 51.9378
2031 | 6 | 30 | 7 | 52.493
2031 | 6 | 30 | 8 | 48.88
2031 | 6 | 30 | 9 | 44.9684
2031 | 6 | 30 | 10 | 48.0404
2031 | 6 | 30 | 11 | 49.9329
2031 | 6 | 30 | 12 | 52.9917
2031 | 6 | 30 | 13 | 54.7444
2031 | 6 | 30 | 14 | 55.117
2031 | 6 | 30 | 15 | 54.1663
2031 | 6 | 30 | 16 | 54.3289
2031 | 6 | 30 | 17 | 55.6308
2031 | 6 | 30 | 18 | 65.8638
2031 | 6 | 30 | 19 | 67.7449
2031 | 6 | 30 | 20 | 68.6309
2031 | 6 | 30 | 21 | 66.8428
2031 | 6 | 30 | 22 | 62.709
2031 | 6 | 30 | 23 | 57.3708
2031 | 7 | 1 | 0 | 55.2209
2031 | 7 | 1 | 1 | 51.5916
2031 | 7 | 1 | 2 | 49.8895
2031 | 7 | 1 | 3 | 49.0169
2031 | 7 | 1 | 4 | 48.573
2031 | 7 | 1 | 5 | 48.9231
2031 | 7 | 1 | 6 | 49.7842
2031 | 7 | 1 | 7 | 52.3187
2031 | 7 | 1 | 8 | 59.7787
2031 | 7 | 1 | 9 | 63.1047
2031 | 7 | 1 | 10 | 56.8756
2031 | 7 | 1 | 11 | 55.1536
2031 | 7 | 1 | 12 | 56.4413
2031 | 7 | 1 | 13 | 57.7151
2031 | 7 | 1 | 14 | 51.8753
2031 | 7 | 1 | 15 | 49.5885
2031 | 7 | 1 | 16 | 54.9846
2031 | 7 | 1 | 17 | 61.5895
2031 | 7 | 1 | 18 | 76.072
2031 | 7 | 1 | 19 | 71.7673
2031 | 7 | 1 | 20 | 68.8832
2031 | 7 | 1 | 21 | 67.1006
2031 | 7 | 1 | 22 | 62.9766
2031 | 7 | 1 | 23 | 58.6794
2031 | 7 | 2 | 0 | 54.4535
2031 | 7 | 2 | 1 | 48.3339
2031 | 7 | 2 | 2 | 47.312
2031 | 7 | 2 | 3 | 46.9564
2031 | 7 | 2 | 4 | 47.2162
2031 | 7 | 2 | 5 | 48.6153
2031 | 7 | 2 | 6 | 50.7419
2031 | 7 | 2 | 7 | 52.0583
2031 | 7 | 2 | 8 | 52.0247
2031 | 7 | 2 | 9 | 47.7604
2031 | 7 | 2 | 10 | 48.8318
2031 | 7 | 2 | 11 | 47.1322
2031 | 7 | 2 | 12 | 48.4777
2031 | 7 | 2 | 13 | 49.8889
2031 | 7 | 2 | 14 | 49.0246
2031 | 7 | 2 | 15 | 47.3607
2031 | 7 | 2 | 16 | 45.8959
2031 | 7 | 2 | 17 | 49.0072
2031 | 7 | 2 | 18 | 61.8896
2031 | 7 | 2 | 19 | 68.3861
2031 | 7 | 2 | 20 | 68.7449
2031 | 7 | 2 | 21 | 67.5439
2031 | 7 | 2 | 22 | 62.9999
2031 | 7 | 2 | 23 | 56.8639
2031 | 7 | 3 | 0 | 52.2394
2031 | 7 | 3 | 1 | 47.9547
2031 | 7 | 3 | 2 | 46.7988
2031 | 7 | 3 | 3 | 46.3719
2031 | 7 | 3 | 4 | 46.7214
2031 | 7 | 3 | 5 | 48.1075
2031 | 7 | 3 | 6 | 49.7231
2031 | 7 | 3 | 7 | 50.5822
2031 | 7 | 3 | 8 | 48.7366
2031 | 7 | 3 | 9 | 42.8876
2031 | 7 | 3 | 10 | 43.5355
2031 | 7 | 3 | 11 | 43.2676
2031 | 7 | 3 | 12 | 46.3621
2031 | 7 | 3 | 13 | 48.0723
2031 | 7 | 3 | 14 | 47.7442
2031 | 7 | 3 | 15 | 46.6609
2031 | 7 | 3 | 16 | 46.3541
2031 | 7 | 3 | 17 | 51.8518
2031 | 7 | 3 | 18 | 65.7993
2031 | 7 | 3 | 19 | 72.1768
2031 | 7 | 3 | 20 | 72.6007
2031 | 7 | 3 | 21 | 71.3883
2031 | 7 | 3 | 22 | 66.6546
2031 | 7 | 3 | 23 | 60.0202
2031 | 7 | 4 | 0 | 55.4511
2031 | 7 | 4 | 1 | 52.1616
2031 | 7 | 4 | 2 | 50.6921
2031 | 7 | 4 | 3 | 50.0025
2031 | 7 | 4 | 4 | 50.1962
2031 | 7 | 4 | 5 | 51.3158
2031 | 7 | 4 | 6 | 52.9298
2031 | 7 | 4 | 7 | 54.7188
2031 | 7 | 4 | 8 | 55.3141
2031 | 7 | 4 | 9 | 50.0233
2031 | 7 | 4 | 10 | 48.5708
2031 | 7 | 4 | 11 | 47.0939
2031 | 7 | 4 | 12 | 49.5993
2031 | 7 | 4 | 13 | 51.2477
2031 | 7 | 4 | 14 | 49.8984
2031 | 7 | 4 | 15 | 48.9871
2031 | 7 | 4 | 16 | 52.9579
2031 | 7 | 4 | 17 | 61.2622
2031 | 7 | 4 | 18 | 73.2129
2031 | 7 | 4 | 19 | 78.2583
2031 | 7 | 4 | 20 | 78.0363
2031 | 7 | 4 | 21 | 76.6049
2031 | 7 | 4 | 22 | 71.8881
2031 | 7 | 4 | 23 | 64.806
2031 | 7 | 5 | 0 | 59.4178
2031 | 7 | 5 | 1 | 53.4796
2031 | 7 | 5 | 2 | 51.4258
2031 | 7 | 5 | 3 | 50.1367
2031 | 7 | 5 | 4 | 49.7502
2031 | 7 | 5 | 5 | 49.459
2031 | 7 | 5 | 6 | 48.8979
2031 | 7 | 5 | 7 | 48.9311
2031 | 7 | 5 | 8 | 50.691
2031 | 7 | 5 | 9 | 47.1099
2031 | 7 | 5 | 10 | 45.1552
2031 | 7 | 5 | 11 | 41.679
2031 | 7 | 5 | 12 | 44.3531
2031 | 7 | 5 | 13 | 44.9047
2031 | 7 | 5 | 14 | 42.8516
2031 | 7 | 5 | 15 | 42.5744
2031 | 7 | 5 | 16 | 43.3389
2031 | 7 | 5 | 17 | 52.0136
2031 | 7 | 5 | 18 | 69.8065
2031 | 7 | 5 | 19 | 69.0361
2031 | 7 | 5 | 20 | 66.9871
2031 | 7 | 5 | 21 | 65.0949
2031 | 7 | 5 | 22 | 61.1156
2031 | 7 | 5 | 23 | 56.3984
2031 | 7 | 6 | 0 | 54.6212
2031 | 7 | 6 | 1 | 52.5636
2031 | 7 | 6 | 2 | 50.6399
2031 | 7 | 6 | 3 | 49.5004
2031 | 7 | 6 | 4 | 49.2815
2031 | 7 | 6 | 5 | 49.0066
2031 | 7 | 6 | 6 | 47.9628
2031 | 7 | 6 | 7 | 49.2121
2031 | 7 | 6 | 8 | 58.1291
2031 | 7 | 6 | 9 | 57.2985
2031 | 7 | 6 | 10 | 50.3664
2031 | 7 | 6 | 11 | 44.7453
2031 | 7 | 6 | 12 | 49.3719
2031 | 7 | 6 | 13 | 49.0778
2031 | 7 | 6 | 14 | 49.1568
2031 | 7 | 6 | 15 | 50.6909
2031 | 7 | 6 | 16 | 58.6061
2031 | 7 | 6 | 17 | 68.5966
2031 | 7 | 6 | 18 | 80.9652
2031 | 7 | 6 | 19 | 74.3384
2031 | 7 | 6 | 20 | 72.4067
2031 | 7 | 6 | 21 | 69.8844
2031 | 7 | 6 | 22 | 64.8207
2031 | 7 | 6 | 23 | 59.2082
2031 | 7 | 7 | 0 | 57.6071
2031 | 7 | 7 | 1 | 60.0424
2031 | 7 | 7 | 2 | 58.5008
2031 | 7 | 7 | 3 | 57.7261
2031 | 7 | 7 | 4 | 57.8401
2031 | 7 | 7 | 5 | 59.1048
2031 | 7 | 7 | 6 | 62.1425
2031 | 7 | 7 | 7 | 66.7111
2031 | 7 | 7 | 8 | 70.9517
2031 | 7 | 7 | 9 | 67.2817
2031 | 7 | 7 | 10 | 62.7849
2031 | 7 | 7 | 11 | 58.0437
2031 | 7 | 7 | 12 | 58.6646
2031 | 7 | 7 | 13 | 60.5638
2031 | 7 | 7 | 14 | 60.2067
2031 | 7 | 7 | 15 | 61.1326
2031 | 7 | 7 | 16 | 64.9125
2031 | 7 | 7 | 17 | 76.5436
2031 | 7 | 7 | 18 | 91.8186
2031 | 7 | 7 | 19 | 98.6301
2031 | 7 | 7 | 20 | 96.1533
2031 | 7 | 7 | 21 | 93.1589
2031 | 7 | 7 | 22 | 86.1658
2031 | 7 | 7 | 23 | 77.6701
2031 | 7 | 8 | 0 | 70.0217
2031 | 7 | 8 | 1 | 61.5913
2031 | 7 | 8 | 2 | 59.5404
2031 | 7 | 8 | 3 | 58.5641
2031 | 7 | 8 | 4 | 58.4541
2031 | 7 | 8 | 5 | 59.725
2031 | 7 | 8 | 6 | 61.8016
2031 | 7 | 8 | 7 | 63.9688
2031 | 7 | 8 | 8 | 61.8514
2031 | 7 | 8 | 9 | 55.0229
2031 | 7 | 8 | 10 | 51.8642
2031 | 7 | 8 | 11 | 50.0393
2031 | 7 | 8 | 12 | 53.4616
2031 | 7 | 8 | 13 | 54.5891
2031 | 7 | 8 | 14 | 54.689
2031 | 7 | 8 | 15 | 54.9431
2031 | 7 | 8 | 16 | 55.9011
2031 | 7 | 8 | 17 | 62.2575
2031 | 7 | 8 | 18 | 77.137
2031 | 7 | 8 | 19 | 84.2605
2031 | 7 | 8 | 20 | 82.669
2031 | 7 | 8 | 21 | 80.47
2031 | 7 | 8 | 22 | 74.7863
2031 | 7 | 8 | 23 | 67.8367
2031 | 7 | 9 | 0 | 63.0437
2031 | 7 | 9 | 1 | 56.4301
2031 | 7 | 9 | 2 | 54.8559
2031 | 7 | 9 | 3 | 54.2159
2031 | 7 | 9 | 4 | 54.4283
2031 | 7 | 9 | 5 | 55.5182
2031 | 7 | 9 | 6 | 56.6858
2031 | 7 | 9 | 7 | 57.5449
2031 | 7 | 9 | 8 | 55.8586
2031 | 7 | 9 | 9 | 50.841
2031 | 7 | 9 | 10 | 49.7707
2031 | 7 | 9 | 11 | 48.6926
2031 | 7 | 9 | 12 | 54.5225
2031 | 7 | 9 | 13 | 56.8511
2031 | 7 | 9 | 14 | 56.2042
2031 | 7 | 9 | 15 | 55.4389
2031 | 7 | 9 | 16 | 57.487
2031 | 7 | 9 | 17 | 63.5131
2031 | 7 | 9 | 18 | 72.8347
2031 | 7 | 9 | 19 | 68.7013
2031 | 7 | 9 | 20 | 67.7928
2031 | 7 | 9 | 21 | 66.5111
2031 | 7 | 9 | 22 | 62.375
2031 | 7 | 9 | 23 | 57.5244
2031 | 7 | 10 | 0 | 58.9512
2031 | 7 | 10 | 1 | 55.076
2031 | 7 | 10 | 2 | 53.6952
2031 | 7 | 10 | 3 | 52.9413
2031 | 7 | 10 | 4 | 53.1093
2031 | 7 | 10 | 5 | 54.5342
2031 | 7 | 10 | 6 | 56.7821
2031 | 7 | 10 | 7 | 59.8692
2031 | 7 | 10 | 8 | 63.5759
2031 | 7 | 10 | 9 | 61.5241
2031 | 7 | 10 | 10 | 58.6989
2031 | 7 | 10 | 11 | 52.745
2031 | 7 | 10 | 12 | 52.4671
2031 | 7 | 10 | 13 | 54.3754
2031 | 7 | 10 | 14 | 54.5554
2031 | 7 | 10 | 15 | 54.9187
2031 | 7 | 10 | 16 | 55.8187
2031 | 7 | 10 | 17 | 61.8316
2031 | 7 | 10 | 18 | 77.9946
2031 | 7 | 10 | 19 | 74.7089
2031 | 7 | 10 | 20 | 72.8231
2031 | 7 | 10 | 21 | 71.2195
2031 | 7 | 10 | 22 | 67.1367
2031 | 7 | 10 | 23 | 61.8961
2031 | 7 | 11 | 0 | 59.2453
2031 | 7 | 11 | 1 | 51.9533
2031 | 7 | 11 | 2 | 50.8595
2031 | 7 | 11 | 3 | 50.4739
2031 | 7 | 11 | 4 | 50.7504
2031 | 7 | 11 | 5 | 52.3785
2031 | 7 | 11 | 6 | 54.3974
2031 | 7 | 11 | 7 | 55.5902
2031 | 7 | 11 | 8 | 53.4897
2031 | 7 | 11 | 9 | 49.6851
2031 | 7 | 11 | 10 | 51.565
2031 | 7 | 11 | 11 | 49.8293
2031 | 7 | 11 | 12 | 51.618
2031 | 7 | 11 | 13 | 53.1892
2031 | 7 | 11 | 14 | 51.5515
2031 | 7 | 11 | 15 | 49.7711
2031 | 7 | 11 | 16 | 46.2987
2031 | 7 | 11 | 17 | 47.6254
2031 | 7 | 11 | 18 | 60.8678
2031 | 7 | 11 | 19 | 66.7376
2031 | 7 | 11 | 20 | 66.2472
2031 | 7 | 11 | 21 | 65.6016
2031 | 7 | 11 | 22 | 61.8634
2031 | 7 | 11 | 23 | 56.3441
2031 | 7 | 12 | 0 | 52.5836
2031 | 7 | 12 | 1 | 52.1516
2031 | 7 | 12 | 2 | 50.4366
2031 | 7 | 12 | 3 | 49.4401
2031 | 7 | 12 | 4 | 49.3437
2031 | 7 | 12 | 5 | 49.3177
2031 | 7 | 12 | 6 | 48.4729
2031 | 7 | 12 | 7 | 49.167
2031 | 7 | 12 | 8 | 51.9294
2031 | 7 | 12 | 9 | 48.2114
2031 | 7 | 12 | 10 | 45.7674
2031 | 7 | 12 | 11 | 43.2546
2031 | 7 | 12 | 12 | 45.9766
2031 | 7 | 12 | 13 | 45.8296
2031 | 7 | 12 | 14 | 45.3816
2031 | 7 | 12 | 15 | 47.0167
2031 | 7 | 12 | 16 | 48.8426
2031 | 7 | 12 | 17 | 56.3389
2031 | 7 | 12 | 18 | 69.2012
2031 | 7 | 12 | 19 | 72.4997
2031 | 7 | 12 | 20 | 70.1847
2031 | 7 | 12 | 21 | 68.2429
2031 | 7 | 12 | 22 | 64.0809
2031 | 7 | 12 | 23 | 58.9976
2031 | 7 | 13 | 0 | 57.556
2031 | 7 | 13 | 1 | 52.232
2031 | 7 | 13 | 2 | 50.3361
2031 | 7 | 13 | 3 | 49.3204
2031 | 7 | 13 | 4 | 48.9531
2031 | 7 | 13 | 5 | 48.7002
2031 | 7 | 13 | 6 | 47.7823
2031 | 7 | 13 | 7 | 48.6863
2031 | 7 | 13 | 8 | 56.553
2031 | 7 | 13 | 9 | 56.4713
2031 | 7 | 13 | 10 | 51.1066
2031 | 7 | 13 | 11 | 44.0685
2031 | 7 | 13 | 12 | 44.9349
2031 | 7 | 13 | 13 | 45.5377
2031 | 7 | 13 | 14 | 44.9811
2031 | 7 | 13 | 15 | 46.6456
2031 | 7 | 13 | 16 | 51.442
2031 | 7 | 13 | 17 | 62.2382
2031 | 7 | 13 | 18 | 76.1007
2031 | 7 | 13 | 19 | 76.8302
2031 | 7 | 13 | 20 | 75.0057
2031 | 7 | 13 | 21 | 72.6786
2031 | 7 | 13 | 22 | 67.2454
2031 | 7 | 13 | 23 | 61.2335
2031 | 7 | 14 | 0 | 54.9372
2031 | 7 | 14 | 1 | 51.8128
2031 | 7 | 14 | 2 | 50.7462
2031 | 7 | 14 | 3 | 50.3496
2031 | 7 | 14 | 4 | 50.7171
2031 | 7 | 14 | 5 | 52.2787
2031 | 7 | 14 | 6 | 54.6187
2031 | 7 | 14 | 7 | 57.8332
2031 | 7 | 14 | 8 | 62.9725
2031 | 7 | 14 | 9 | 61.086
2031 | 7 | 14 | 10 | 57.397
2031 | 7 | 14 | 11 | 52.7598
2031 | 7 | 14 | 12 | 56.0374
2031 | 7 | 14 | 13 | 57.2276
2031 | 7 | 14 | 14 | 56.2347
2031 | 7 | 14 | 15 | 55.9814
2031 | 7 | 14 | 16 | 60.6056
2031 | 7 | 14 | 17 | 66.501
2031 | 7 | 14 | 18 | 77.2219
2031 | 7 | 14 | 19 | 75.9513
2031 | 7 | 14 | 20 | 74.7356
2031 | 7 | 14 | 21 | 72.7281
2031 | 7 | 14 | 22 | 67.526
2031 | 7 | 14 | 23 | 61.5744
2031 | 7 | 15 | 0 | 58.7423
2031 | 7 | 15 | 1 | 53.6144
2031 | 7 | 15 | 2 | 52.2937
2031 | 7 | 15 | 3 | 51.8347
2031 | 7 | 15 | 4 | 52.0854
2031 | 7 | 15 | 5 | 53.5857
2031 | 7 | 15 | 6 | 54.7363
2031 | 7 | 15 | 7 | 56.4832
2031 | 7 | 15 | 8 | 55.9282
2031 | 7 | 15 | 9 | 51.2103
2031 | 7 | 15 | 10 | 49.3909
2031 | 7 | 15 | 11 | 47.5686
2031 | 7 | 15 | 12 | 52.9403
2031 | 7 | 15 | 13 | 54.1883
2031 | 7 | 15 | 14 | 53.6025
2031 | 7 | 15 | 15 | 53.2095
2031 | 7 | 15 | 16 | 53.5053
2031 | 7 | 15 | 17 | 56.8098
2031 | 7 | 15 | 18 | 71.3084
2031 | 7 | 15 | 19 | 67.8396
2031 | 7 | 15 | 20 | 67.0676
2031 | 7 | 15 | 21 | 65.6501
2031 | 7 | 15 | 22 | 61.468
2031 | 7 | 15 | 23 | 56.4959
2031 | 7 | 16 | 0 | 56.3568
2031 | 7 | 16 | 1 | 52.3729
2031 | 7 | 16 | 2 | 51.1925
2031 | 7 | 16 | 3 | 50.6983
2031 | 7 | 16 | 4 | 51.0246
2031 | 7 | 16 | 5 | 52.4931
2031 | 7 | 16 | 6 | 53.9028
2031 | 7 | 16 | 7 | 56.1968
2031 | 7 | 16 | 8 | 57.3708
2031 | 7 | 16 | 9 | 53.4179
2031 | 7 | 16 | 10 | 50.6399
2031 | 7 | 16 | 11 | 46.8506
2031 | 7 | 16 | 12 | 54.4667
2031 | 7 | 16 | 13 | 56.1262
2031 | 7 | 16 | 14 | 55.3312
2031 | 7 | 16 | 15 | 54.9218
2031 | 7 | 16 | 16 | 57.1142
2031 | 7 | 16 | 17 | 62.6794
2031 | 7 | 16 | 18 | 63.6228
2031 | 7 | 16 | 19 | 68.668
2031 | 7 | 16 | 20 | 69.2736
2031 | 7 | 16 | 21 | 68.4905
2031 | 7 | 16 | 22 | 63.8422
2031 | 7 | 16 | 23 | 58.3687
2031 | 7 | 17 | 0 | 56.6104
2031 | 7 | 17 | 1 | 51.6902
2031 | 7 | 17 | 2 | 50.7122
2031 | 7 | 17 | 3 | 50.3899
2031 | 7 | 17 | 4 | 50.8602
2031 | 7 | 17 | 5 | 52.6199
2031 | 7 | 17 | 6 | 54.6493
2031 | 7 | 17 | 7 | 56.5664
2031 | 7 | 17 | 8 | 56.3571
2031 | 7 | 17 | 9 | 52.8516
2031 | 7 | 17 | 10 | 52.1717
2031 | 7 | 17 | 11 | 48.7099
2031 | 7 | 17 | 12 | 52.9773
2031 | 7 | 17 | 13 | 54.4947
2031 | 7 | 17 | 14 | 53.9702
2031 | 7 | 17 | 15 | 53.8614
2031 | 7 | 17 | 16 | 55.6734
2031 | 7 | 17 | 17 | 60.9398
2031 | 7 | 17 | 18 | 61.8892
2031 | 7 | 17 | 19 | 68.2759
2031 | 7 | 17 | 20 | 69.3379
2031 | 7 | 17 | 21 | 68.9713
2031 | 7 | 17 | 22 | 64.6403
2031 | 7 | 17 | 23 | 59.0469
2031 | 7 | 18 | 0 | 56.8737
2031 | 7 | 18 | 1 | 52.3722
2031 | 7 | 18 | 2 | 51.1888
2031 | 7 | 18 | 3 | 50.7441
2031 | 7 | 18 | 4 | 51.0911
2031 | 7 | 18 | 5 | 52.7453
2031 | 7 | 18 | 6 | 54.2048
2031 | 7 | 18 | 7 | 55.498
2031 | 7 | 18 | 8 | 52.9871
2031 | 7 | 18 | 9 | 47.9461
2031 | 7 | 18 | 10 | 48.778
2031 | 7 | 18 | 11 | 48.0178
2031 | 7 | 18 | 12 | 52.0167
2031 | 7 | 18 | 13 | 53.6225
2031 | 7 | 18 | 14 | 52.3349
2031 | 7 | 18 | 15 | 50.809
2031 | 7 | 18 | 16 | 50.6533
2031 | 7 | 18 | 17 | 56.0173
2031 | 7 | 18 | 18 | 70.3293
2031 | 7 | 18 | 19 | 73.2334
2031 | 7 | 18 | 20 | 72.6108
2031 | 7 | 18 | 21 | 71.4106
2031 | 7 | 18 | 22 | 66.8031
2031 | 7 | 18 | 23 | 60.6733
2031 | 7 | 19 | 0 | 56.8632
2031 | 7 | 19 | 1 | 52.6682
2031 | 7 | 19 | 2 | 50.9037
2031 | 7 | 19 | 3 | 49.8705
2031 | 7 | 19 | 4 | 49.6795
2031 | 7 | 19 | 5 | 49.7132
2031 | 7 | 19 | 6 | 48.7102
2031 | 7 | 19 | 7 | 48.5646
2031 | 7 | 19 | 8 | 50.4311
2031 | 7 | 19 | 9 | 47.4558
2031 | 7 | 19 | 10 | 46.6232
2031 | 7 | 19 | 11 | 44.6322
2031 | 7 | 19 | 12 | 47.512
2031 | 7 | 19 | 13 | 47.365
2031 | 7 | 19 | 14 | 46.4679
2031 | 7 | 19 | 15 | 47.2743
2031 | 7 | 19 | 16 | 51.2354
2031 | 7 | 19 | 17 | 60.761
2031 | 7 | 19 | 18 | 72.1538
2031 | 7 | 19 | 19 | 68.3438
2031 | 7 | 19 | 20 | 65.7672
2031 | 7 | 19 | 21 | 63.4666
2031 | 7 | 19 | 22 | 59.5041
2031 | 7 | 19 | 23 | 55.2507
2031 | 7 | 20 | 0 | 56.0192
2031 | 7 | 20 | 1 | 52.2986
2031 | 7 | 20 | 2 | 50.4294
2031 | 7 | 20 | 3 | 49.3813
2031 | 7 | 20 | 4 | 49.1006
2031 | 7 | 20 | 5 | 48.9885
2031 | 7 | 20 | 6 | 48.4196
2031 | 7 | 20 | 7 | 49.2434
2031 | 7 | 20 | 8 | 56.8422
2031 | 7 | 20 | 9 | 56.8159
2031 | 7 | 20 | 10 | 51.6374
2031 | 7 | 20 | 11 | 45.7656
2031 | 7 | 20 | 12 | 46.1733
2031 | 7 | 20 | 13 | 46.4647
2031 | 7 | 20 | 14 | 46.8579
2031 | 7 | 20 | 15 | 48.1749
2031 | 7 | 20 | 16 | 52.8657
2031 | 7 | 20 | 17 | 63.9932
2031 | 7 | 20 | 18 | 78.9457
2031 | 7 | 20 | 19 | 74.3956
2031 | 7 | 20 | 20 | 72.4351
2031 | 7 | 20 | 21 | 69.7384
2031 | 7 | 20 | 22 | 64.4268
2031 | 7 | 20 | 23 | 58.9663
2031 | 7 | 21 | 0 | 55.7405
2031 | 7 | 21 | 1 | 55.5349
2031 | 7 | 21 | 2 | 54.3331
2031 | 7 | 21 | 3 | 53.8176
2031 | 7 | 21 | 4 | 54.0759
2031 | 7 | 21 | 5 | 55.6826
2031 | 7 | 21 | 6 | 58.3835
2031 | 7 | 21 | 7 | 62.1887
2031 | 7 | 21 | 8 | 65.5488
2031 | 7 | 21 | 9 | 62.1456
2031 | 7 | 21 | 10 | 58.2926
2031 | 7 | 21 | 11 | 54.626
2031 | 7 | 21 | 12 | 57.045
2031 | 7 | 21 | 13 | 58.6703
2031 | 7 | 21 | 14 | 58.6095
2031 | 7 | 21 | 15 | 58.7636
2031 | 7 | 21 | 16 | 62.5084
2031 | 7 | 21 | 17 | 71.9415
2031 | 7 | 21 | 18 | 85.0886
2031 | 7 | 21 | 19 | 86.3071
2031 | 7 | 21 | 20 | 84.1693
2031 | 7 | 21 | 21 | 81.1377
2031 | 7 | 21 | 22 | 74.7821
2031 | 7 | 21 | 23 | 67.8387
2031 | 7 | 22 | 0 | 63.2528
2031 | 7 | 22 | 1 | 57.8763
2031 | 7 | 22 | 2 | 56.306
2031 | 7 | 22 | 3 | 55.6197
2031 | 7 | 22 | 4 | 55.6835
2031 | 7 | 22 | 5 | 57.2833
2031 | 7 | 22 | 6 | 59.5685
2031 | 7 | 22 | 7 | 63.3506
2031 | 7 | 22 | 8 | 68.895
2031 | 7 | 22 | 9 | 67.2616
2031 | 7 | 22 | 10 | 61.5059
2031 | 7 | 22 | 11 | 55.6455
2031 | 7 | 22 | 12 | 57.87
2031 | 7 | 22 | 13 | 58.574
2031 | 7 | 22 | 14 | 58.4263
2031 | 7 | 22 | 15 | 58.5705
2031 | 7 | 22 | 16 | 63.196
2031 | 7 | 22 | 17 | 69.1281
2031 | 7 | 22 | 18 | 75.5859
2031 | 7 | 22 | 19 | 80.4648
2031 | 7 | 22 | 20 | 79.064
2031 | 7 | 22 | 21 | 76.8026
2031 | 7 | 22 | 22 | 71.2813
2031 | 7 | 22 | 23 | 64.9382
2031 | 7 | 23 | 0 | 59.1493
2031 | 7 | 23 | 1 | 59.3417
2031 | 7 | 23 | 2 | 57.7507
2031 | 7 | 23 | 3 | 57.0788
2031 | 7 | 23 | 4 | 57.1965
2031 | 7 | 23 | 5 | 58.53
2031 | 7 | 23 | 6 | 60.5863
2031 | 7 | 23 | 7 | 63.0372
2031 | 7 | 23 | 8 | 62.5749
2031 | 7 | 23 | 9 | 57.7627
2031 | 7 | 23 | 10 | 55.6165
2031 | 7 | 23 | 11 | 53.4915
2031 | 7 | 23 | 12 | 57.9153
2031 | 7 | 23 | 13 | 59.7554
2031 | 7 | 23 | 14 | 59.9336
2031 | 7 | 23 | 15 | 59.4429
2031 | 7 | 23 | 16 | 61.4913
2031 | 7 | 23 | 17 | 69.2278
2031 | 7 | 23 | 18 | 80.9058
2031 | 7 | 23 | 19 | 86.0687
2031 | 7 | 23 | 20 | 84.3884
2031 | 7 | 23 | 21 | 81.74
2031 | 7 | 23 | 22 | 75.4466
2031 | 7 | 23 | 23 | 68.4512
2031 | 7 | 24 | 0 | 63.5319
2031 | 7 | 24 | 1 | 62.2614
2031 | 7 | 24 | 2 | 60.4233
2031 | 7 | 24 | 3 | 59.4736
2031 | 7 | 24 | 4 | 59.4654
2031 | 7 | 24 | 5 | 60.9477
2031 | 7 | 24 | 6 | 62.8048
2031 | 7 | 24 | 7 | 64.9534
2031 | 7 | 24 | 8 | 62.4987
2031 | 7 | 24 | 9 | 56.622
2031 | 7 | 24 | 10 | 55.947
2031 | 7 | 24 | 11 | 55.3745
2031 | 7 | 24 | 12 | 59.3116
2031 | 7 | 24 | 13 | 60.937
2031 | 7 | 24 | 14 | 61.4146
2031 | 7 | 24 | 15 | 61.6611
2031 | 7 | 24 | 16 | 64.8315
2031 | 7 | 24 | 17 | 75.0118
2031 | 7 | 24 | 18 | 87.0157
2031 | 7 | 24 | 19 | 92.5546
2031 | 7 | 24 | 20 | 90.5905
2031 | 7 | 24 | 21 | 87.853
2031 | 7 | 24 | 22 | 81.5095
2031 | 7 | 24 | 23 | 73.8387
2031 | 7 | 25 | 0 | 67.5332
2031 | 7 | 25 | 1 | 62.2862
2031 | 7 | 25 | 2 | 60.3096
2031 | 7 | 25 | 3 | 59.2816
2031 | 7 | 25 | 4 | 59.1977
2031 | 7 | 25 | 5 | 60.5374
2031 | 7 | 25 | 6 | 62.468
2031 | 7 | 25 | 7 | 65.3319
2031 | 7 | 25 | 8 | 65.7346
2031 | 7 | 25 | 9 | 60.8308
2031 | 7 | 25 | 10 | 57.1097
2031 | 7 | 25 | 11 | 54.4229
2031 | 7 | 25 | 12 | 58.4509
2031 | 7 | 25 | 13 | 59.7225
2031 | 7 | 25 | 14 | 59.1902
2031 | 7 | 25 | 15 | 58.7978
2031 | 7 | 25 | 16 | 64.8949
2031 | 7 | 25 | 17 | 74.2865
2031 | 7 | 25 | 18 | 84.7638
2031 | 7 | 25 | 19 | 81.3433
2031 | 7 | 25 | 20 | 79.3096
2031 | 7 | 25 | 21 | 76.8647
2031 | 7 | 25 | 22 | 71.9485
2031 | 7 | 25 | 23 | 65.9606
2031 | 7 | 26 | 0 | 64.7947
2031 | 7 | 26 | 1 | 59.7312
2031 | 7 | 26 | 2 | 57.5863
2031 | 7 | 26 | 3 | 56.213
2031 | 7 | 26 | 4 | 55.6162
2031 | 7 | 26 | 5 | 55.7745
2031 | 7 | 26 | 6 | 56.324
2031 | 7 | 26 | 7 | 58.802
2031 | 7 | 26 | 8 | 65.9554
2031 | 7 | 26 | 9 | 65.5914
2031 | 7 | 26 | 10 | 59.5092
2031 | 7 | 26 | 11 | 53.6454
2031 | 7 | 26 | 12 | 56.288
2031 | 7 | 26 | 13 | 54.8661
2031 | 7 | 26 | 14 | 53.6809
2031 | 7 | 26 | 15 | 54.0605
2031 | 7 | 26 | 16 | 58.5197
2031 | 7 | 26 | 17 | 63.6361
2031 | 7 | 26 | 18 | 70.8111
2031 | 7 | 26 | 19 | 73.1879
2031 | 7 | 26 | 20 | 70.5884
2031 | 7 | 26 | 21 | 68.0186
2031 | 7 | 26 | 22 | 63.9002
2031 | 7 | 26 | 23 | 59.3904
2031 | 7 | 27 | 0 | 57.328
2031 | 7 | 27 | 1 | 55.5501
2031 | 7 | 27 | 2 | 53.6378
2031 | 7 | 27 | 3 | 52.4033
2031 | 7 | 27 | 4 | 52.1411
2031 | 7 | 27 | 5 | 52.2036
2031 | 7 | 27 | 6 | 50.8571
2031 | 7 | 27 | 7 | 49.9097
2031 | 7 | 27 | 8 | 46.9499
2031 | 7 | 27 | 9 | 39.3774
2031 | 7 | 27 | 10 | 38.1868
2031 | 7 | 27 | 11 | 38.7827
2031 | 7 | 27 | 12 | 39.2862
2031 | 7 | 27 | 13 | 40.419
2031 | 7 | 27 | 14 | 41.8929
2031 | 7 | 27 | 15 | 42.0262
2031 | 7 | 27 | 16 | 41.3635
2031 | 7 | 27 | 17 | 49.6301
2031 | 7 | 27 | 18 | 62.1572
2031 | 7 | 27 | 19 | 68.1228
2031 | 7 | 27 | 20 | 68.0135
2031 | 7 | 27 | 21 | 66.1123
2031 | 7 | 27 | 22 | 61.4036
2031 | 7 | 27 | 23 | 56.6773
2031 | 7 | 28 | 0 | 55.5296
2031 | 7 | 28 | 1 | 49.3539
2031 | 7 | 28 | 2 | 48.6783
2031 | 7 | 28 | 3 | 48.5113
2031 | 7 | 28 | 4 | 49.0645
2031 | 7 | 28 | 5 | 50.8731
2031 | 7 | 28 | 6 | 52.7599
2031 | 7 | 28 | 7 | 54.2328
2031 | 7 | 28 | 8 | 52.1053
2031 | 7 | 28 | 9 | 47.1921
2031 | 7 | 28 | 10 | 49.9656
2031 | 7 | 28 | 11 | 50.5439
2031 | 7 | 28 | 12 | 52.1513
2031 | 7 | 28 | 13 | 54.0921
2031 | 7 | 28 | 14 | 53.8874
2031 | 7 | 28 | 15 | 52.9487
2031 | 7 | 28 | 16 | 51.3263
2031 | 7 | 28 | 17 | 56.0238
2031 | 7 | 28 | 18 | 70.3382
2031 | 7 | 28 | 19 | 73.2092
2031 | 7 | 28 | 20 | 72.2636
2031 | 7 | 28 | 21 | 69.9243
2031 | 7 | 28 | 22 | 64.7441
2031 | 7 | 28 | 23 | 59.1179
2031 | 7 | 29 | 0 | 57.0476
2031 | 7 | 29 | 1 | 53.2724
2031 | 7 | 29 | 2 | 52.1263
2031 | 7 | 29 | 3 | 51.7016
2031 | 7 | 29 | 4 | 52.0676
2031 | 7 | 29 | 5 | 53.7783
2031 | 7 | 29 | 6 | 55.2772
2031 | 7 | 29 | 7 | 57.1183
2031 | 7 | 29 | 8 | 54.3105
2031 | 7 | 29 | 9 | 47.5935
2031 | 7 | 29 | 10 | 47.9021
2031 | 7 | 29 | 11 | 48.167
2031 | 7 | 29 | 12 | 51.2429
2031 | 7 | 29 | 13 | 52.9648
2031 | 7 | 29 | 14 | 53.0739
2031 | 7 | 29 | 15 | 52.6716
2031 | 7 | 29 | 16 | 52.4045
2031 | 7 | 29 | 17 | 59.3991
2031 | 7 | 29 | 18 | 72.8065
2031 | 7 | 29 | 19 | 79.7163
2031 | 7 | 29 | 20 | 78.6867
2031 | 7 | 29 | 21 | 76.0429
2031 | 7 | 29 | 22 | 70.1806
2031 | 7 | 29 | 23 | 63.6165
2031 | 7 | 30 | 0 | 59.7349
2031 | 7 | 30 | 1 | 56.6324
2031 | 7 | 30 | 2 | 55.2523
2031 | 7 | 30 | 3 | 54.7179
2031 | 7 | 30 | 4 | 54.9267
2031 | 7 | 30 | 5 | 56.5422
2031 | 7 | 30 | 6 | 58.7352
2031 | 7 | 30 | 7 | 61.6634
2031 | 7 | 30 | 8 | 63.1368
2031 | 7 | 30 | 9 | 58.6124
2031 | 7 | 30 | 10 | 56.3622
2031 | 7 | 30 | 11 | 53.2887
2031 | 7 | 30 | 12 | 53.5767
2031 | 7 | 30 | 13 | 55.5127
2031 | 7 | 30 | 14 | 55.4646
2031 | 7 | 30 | 15 | 54.445
2031 | 7 | 30 | 16 | 56.8342
2031 | 7 | 30 | 17 | 66.0182
2031 | 7 | 30 | 18 | 77.7641
2031 | 7 | 30 | 19 | 84.373
2031 | 7 | 30 | 20 | 83.3878
2031 | 7 | 30 | 21 | 80.5937
2031 | 7 | 30 | 22 | 74.2489
2031 | 7 | 30 | 23 | 67.2789
2031 | 7 | 31 | 0 | 61.8652
2031 | 7 | 31 | 1 | 58.5769
2031 | 7 | 31 | 2 | 56.9686
2031 | 7 | 31 | 3 | 56.2523
2031 | 7 | 31 | 4 | 56.3874
2031 | 7 | 31 | 5 | 58.0037
2031 | 7 | 31 | 6 | 60.7465
2031 | 7 | 31 | 7 | 63.8012
2031 | 7 | 31 | 8 | 64.6693
2031 | 7 | 31 | 9 | 59.7729
2031 | 7 | 31 | 10 | 57.1036
2031 | 7 | 31 | 11 | 53.92
2031 | 7 | 31 | 12 | 55.6864
2031 | 7 | 31 | 13 | 56.971
2031 | 7 | 31 | 14 | 57.2678
2031 | 7 | 31 | 15 | 56.9007
2031 | 7 | 31 | 16 | 60.5722
2031 | 7 | 31 | 17 | 68.7755
2031 | 7 | 31 | 18 | 78.6839
2031 | 7 | 31 | 19 | 80.5144
2031 | 7 | 31 | 20 | 79.2848
2031 | 7 | 31 | 21 | 76.7526
2031 | 7 | 31 | 22 | 71.486
2031 | 7 | 31 | 23 | 65.477
2031 | 8 | 1 | 0 | 64.0546
2031 | 8 | 1 | 1 | 58.8181
2031 | 8 | 1 | 2 | 56.9925
2031 | 8 | 1 | 3 | 56.2961
2031 | 8 | 1 | 4 | 56.3009
2031 | 8 | 1 | 5 | 57.4936
2031 | 8 | 1 | 6 | 59.3112
2031 | 8 | 1 | 7 | 62.4094
2031 | 8 | 1 | 8 | 64.4441
2031 | 8 | 1 | 9 | 62.7371
2031 | 8 | 1 | 10 | 59.6668
2031 | 8 | 1 | 11 | 55.5306
2031 | 8 | 1 | 12 | 59.157
2031 | 8 | 1 | 13 | 60.8247
2031 | 8 | 1 | 14 | 59.5726
2031 | 8 | 1 | 15 | 59.1747
2031 | 8 | 1 | 16 | 63.824
2031 | 8 | 1 | 17 | 72.1036
2031 | 8 | 1 | 18 | 82.3577
2031 | 8 | 1 | 19 | 85.3231
2031 | 8 | 1 | 20 | 83.979
2031 | 8 | 1 | 21 | 81.6636
2031 | 8 | 1 | 22 | 75.6588
2031 | 8 | 1 | 23 | 68.6258
2031 | 8 | 2 | 0 | 61.4327
2031 | 8 | 2 | 1 | 55.4187
2031 | 8 | 2 | 2 | 53.3412
2031 | 8 | 2 | 3 | 52.2076
2031 | 8 | 2 | 4 | 51.7502
2031 | 8 | 2 | 5 | 51.6727
2031 | 8 | 2 | 6 | 51.4316
2031 | 8 | 2 | 7 | 53.0552
2031 | 8 | 2 | 8 | 58.0225
2031 | 8 | 2 | 9 | 57.719
2031 | 8 | 2 | 10 | 52.8043
2031 | 8 | 2 | 11 | 47.786
2031 | 8 | 2 | 12 | 52.3378
2031 | 8 | 2 | 13 | 52.239
2031 | 8 | 2 | 14 | 49.498
2031 | 8 | 2 | 15 | 49.3159
2031 | 8 | 2 | 16 | 51.9501
2031 | 8 | 2 | 17 | 59.1761
2031 | 8 | 2 | 18 | 67.7916
2031 | 8 | 2 | 19 | 63.3587
2031 | 8 | 2 | 20 | 61.5597
2031 | 8 | 2 | 21 | 59.3869
2031 | 8 | 2 | 22 | 55.6686
2031 | 8 | 2 | 23 | 52.2156
2031 | 8 | 3 | 0 | 52.5172
2031 | 8 | 3 | 1 | 50.0281
2031 | 8 | 3 | 2 | 48.3917
2031 | 8 | 3 | 3 | 47.678
2031 | 8 | 3 | 4 | 47.5057
2031 | 8 | 3 | 5 | 47.5738
2031 | 8 | 3 | 6 | 46.5305
2031 | 8 | 3 | 7 | 45.5477
2031 | 8 | 3 | 8 | 46.0677
2031 | 8 | 3 | 9 | 43.0094
2031 | 8 | 3 | 10 | 42.5351
2031 | 8 | 3 | 11 | 42.7395
2031 | 8 | 3 | 12 | 42.7512
2031 | 8 | 3 | 13 | 43.4957
2031 | 8 | 3 | 14 | 42.9926
2031 | 8 | 3 | 15 | 43.7257
2031 | 8 | 3 | 16 | 42.0808
2031 | 8 | 3 | 17 | 50.7291
2031 | 8 | 3 | 18 | 63.8522
2031 | 8 | 3 | 19 | 67.8039
2031 | 8 | 3 | 20 | 66.8386
2031 | 8 | 3 | 21 | 64.154
2031 | 8 | 3 | 22 | 58.7886
2031 | 8 | 3 | 23 | 53.7693
2031 | 8 | 4 | 0 | 49.0269
2031 | 8 | 4 | 1 | 49.3902
2031 | 8 | 4 | 2 | 47.918
2031 | 8 | 4 | 3 | 47.0166
2031 | 8 | 4 | 4 | 47.2135
2031 | 8 | 4 | 5 | 47.7272
2031 | 8 | 4 | 6 | 48.1059
2031 | 8 | 4 | 7 | 47.8995
2031 | 8 | 4 | 8 | 47.3801
2031 | 8 | 4 | 9 | 46.7446
2031 | 8 | 4 | 10 | 48.6339
2031 | 8 | 4 | 11 | 50.6854
2031 | 8 | 4 | 12 | 43.8299
2031 | 8 | 4 | 13 | 45.9039
2031 | 8 | 4 | 14 | 48.851
2031 | 8 | 4 | 15 | 49.2294
2031 | 8 | 4 | 16 | 50.6644
2031 | 8 | 4 | 17 | 56.048
2031 | 8 | 4 | 18 | 62.6882
2031 | 8 | 4 | 19 | 68.1467
2031 | 8 | 4 | 20 | 69.0782
2031 | 8 | 4 | 21 | 66.8422
2031 | 8 | 4 | 22 | 60.7282
2031 | 8 | 4 | 23 | 55.392
2031 | 8 | 5 | 0 | 54.3944
2031 | 8 | 5 | 1 | 50.2934
2031 | 8 | 5 | 2 | 49.2645
2031 | 8 | 5 | 3 | 49.1901
2031 | 8 | 5 | 4 | 49.6578
2031 | 8 | 5 | 5 | 51.2337
2031 | 8 | 5 | 6 | 53.8236
2031 | 8 | 5 | 7 | 56.6224
2031 | 8 | 5 | 8 | 57.7845
2031 | 8 | 5 | 9 | 55.8564
2031 | 8 | 5 | 10 | 55.7394
2031 | 8 | 5 | 11 | 52.3962
2031 | 8 | 5 | 12 | 53.796
2031 | 8 | 5 | 13 | 55.4984
2031 | 8 | 5 | 14 | 54.6064
2031 | 8 | 5 | 15 | 54.1934
2031 | 8 | 5 | 16 | 54.1024
2031 | 8 | 5 | 17 | 59.13
2031 | 8 | 5 | 18 | 71.7035
2031 | 8 | 5 | 19 | 70.472
2031 | 8 | 5 | 20 | 70.1626
2031 | 8 | 5 | 21 | 68.1717
2031 | 8 | 5 | 22 | 63.0593
2031 | 8 | 5 | 23 | 57.8133
2031 | 8 | 6 | 0 | 56.4104
2031 | 8 | 6 | 1 | 53.7269
2031 | 8 | 6 | 2 | 52.4942
2031 | 8 | 6 | 3 | 52.2153
2031 | 8 | 6 | 4 | 52.3924
2031 | 8 | 6 | 5 | 53.9596
2031 | 8 | 6 | 6 | 56.0122
2031 | 8 | 6 | 7 | 59.6401
2031 | 8 | 6 | 8 | 64.5307
2031 | 8 | 6 | 9 | 63.8607
2031 | 8 | 6 | 10 | 60.7178
2031 | 8 | 6 | 11 | 55.2259
2031 | 8 | 6 | 12 | 57.4197
2031 | 8 | 6 | 13 | 58.9435
2031 | 8 | 6 | 14 | 57.863
2031 | 8 | 6 | 15 | 56.9158
2031 | 8 | 6 | 16 | 60.4432
2031 | 8 | 6 | 17 | 67.967
2031 | 8 | 6 | 18 | 80.7514
2031 | 8 | 6 | 19 | 75.8893
2031 | 8 | 6 | 20 | 75.1271
2031 | 8 | 6 | 21 | 72.4985
2031 | 8 | 6 | 22 | 66.5955
2031 | 8 | 6 | 23 | 60.8429
2031 | 8 | 7 | 0 | 56.5141
2031 | 8 | 7 | 1 | 54.549
2031 | 8 | 7 | 2 | 53.1585
2031 | 8 | 7 | 3 | 52.7989
2031 | 8 | 7 | 4 | 53.0086
2031 | 8 | 7 | 5 | 54.5812
2031 | 8 | 7 | 6 | 56.5374
2031 | 8 | 7 | 7 | 59.1497
2031 | 8 | 7 | 8 | 60.5647
2031 | 8 | 7 | 9 | 57.987
2031 | 8 | 7 | 10 | 56.0761
2031 | 8 | 7 | 11 | 52.8278
2031 | 8 | 7 | 12 | 55.4709
2031 | 8 | 7 | 13 | 57.3406
2031 | 8 | 7 | 14 | 57.1275
2031 | 8 | 7 | 15 | 56.6949
2031 | 8 | 7 | 16 | 59.1278
2031 | 8 | 7 | 17 | 66.4975
2031 | 8 | 7 | 18 | 77.8975
2031 | 8 | 7 | 19 | 75.1025
2031 | 8 | 7 | 20 | 74.1117
2031 | 8 | 7 | 21 | 71.367
2031 | 8 | 7 | 22 | 65.7379
2031 | 8 | 7 | 23 | 60.1339
2031 | 8 | 8 | 0 | 57.7052
2031 | 8 | 8 | 1 | 53.9754
2031 | 8 | 8 | 2 | 52.5763
2031 | 8 | 8 | 3 | 52.1209
2031 | 8 | 8 | 4 | 52.2964
2031 | 8 | 8 | 5 | 53.7387
2031 | 8 | 8 | 6 | 55.5802
2031 | 8 | 8 | 7 | 58.7429
2031 | 8 | 8 | 8 | 62.0665
2031 | 8 | 8 | 9 | 60.5533
2031 | 8 | 8 | 10 | 57.2253
2031 | 8 | 8 | 11 | 52.7398
2031 | 8 | 8 | 12 | 53.6829
2031 | 8 | 8 | 13 | 55.7493
2031 | 8 | 8 | 14 | 54.5456
2031 | 8 | 8 | 15 | 53.366
2031 | 8 | 8 | 16 | 55.8913
2031 | 8 | 8 | 17 | 63.3413
2031 | 8 | 8 | 18 | 72.7572
2031 | 8 | 8 | 19 | 75.3177
2031 | 8 | 8 | 20 | 74.5723
2031 | 8 | 8 | 21 | 72.1983
2031 | 8 | 8 | 22 | 66.8562
2031 | 8 | 8 | 23 | 60.9758
2031 | 8 | 9 | 0 | 55.1233
2031 | 8 | 9 | 1 | 53.2714
2031 | 8 | 9 | 2 | 51.4418
2031 | 8 | 9 | 3 | 50.5054
2031 | 8 | 9 | 4 | 50.2798
2031 | 8 | 9 | 5 | 50.3207
2031 | 8 | 9 | 6 | 49.4321
2031 | 8 | 9 | 7 | 50.7526
2031 | 8 | 9 | 8 | 53.6521
2031 | 8 | 9 | 9 | 50.2904
2031 | 8 | 9 | 10 | 46.3466
2031 | 8 | 9 | 11 | 44.3611
2031 | 8 | 9 | 12 | 46.9996
2031 | 8 | 9 | 13 | 47.2039
2031 | 8 | 9 | 14 | 46.1811
2031 | 8 | 9 | 15 | 47.3612
2031 | 8 | 9 | 16 | 49.3667
2031 | 8 | 9 | 17 | 59.1239
2031 | 8 | 9 | 18 | 74.7976
2031 | 8 | 9 | 19 | 74.9749
2031 | 8 | 9 | 20 | 73.4314
2031 | 8 | 9 | 21 | 70.3686
2031 | 8 | 9 | 22 | 65.2413
2031 | 8 | 9 | 23 | 60.1939
2031 | 8 | 10 | 0 | 55.3235
2031 | 8 | 10 | 1 | 52.5292
2031 | 8 | 10 | 2 | 50.6503
2031 | 8 | 10 | 3 | 49.7175
2031 | 8 | 10 | 4 | 49.5081
2031 | 8 | 10 | 5 | 49.3494
2031 | 8 | 10 | 6 | 47.936
2031 | 8 | 10 | 7 | 47.8875
2031 | 8 | 10 | 8 | 48.505
2031 | 8 | 10 | 9 | 43.9222
2031 | 8 | 10 | 10 | 42.0398
2031 | 8 | 10 | 11 | 41.4498
2031 | 8 | 10 | 12 | 44.557
2031 | 8 | 10 | 13 | 45.9186
2031 | 8 | 10 | 14 | 46.5951
2031 | 8 | 10 | 15 | 48.755
2031 | 8 | 10 | 16 | 51.5162
2031 | 8 | 10 | 17 | 63.6234
2031 | 8 | 10 | 18 | 79.5397
2031 | 8 | 10 | 19 | 80.2037
2031 | 8 | 10 | 20 | 78.1171
2031 | 8 | 10 | 21 | 74.1192
2031 | 8 | 10 | 22 | 67.4862
2031 | 8 | 10 | 23 | 61.5035
2031 | 8 | 11 | 0 | 57.7286
2031 | 8 | 11 | 1 | 54.2089
2031 | 8 | 11 | 2 | 53.0136
2031 | 8 | 11 | 3 | 52.6865
2031 | 8 | 11 | 4 | 53.002
2031 | 8 | 11 | 5 | 54.557
2031 | 8 | 11 | 6 | 56.1038
2031 | 8 | 11 | 7 | 58.6692
2031 | 8 | 11 | 8 | 56.9913
2031 | 8 | 11 | 9 | 51.1126
2031 | 8 | 11 | 10 | 50.8744
2031 | 8 | 11 | 11 | 51.1159
2031 | 8 | 11 | 12 | 53.5376
2031 | 8 | 11 | 13 | 55.9144
2031 | 8 | 11 | 14 | 55.8965
2031 | 8 | 11 | 15 | 55.7684
2031 | 8 | 11 | 16 | 57.2665
2031 | 8 | 11 | 17 | 67.8593
2031 | 8 | 11 | 18 | 82.7022
2031 | 8 | 11 | 19 | 86.7863
2031 | 8 | 11 | 20 | 85.1883
2031 | 8 | 11 | 21 | 81.2454
2031 | 8 | 11 | 22 | 74.0878
2031 | 8 | 11 | 23 | 67.1461
2031 | 8 | 12 | 0 | 62.5115
2031 | 8 | 12 | 1 | 60.1101
2031 | 8 | 12 | 2 | 58.348
2031 | 8 | 12 | 3 | 57.7883
2031 | 8 | 12 | 4 | 57.8848
2031 | 8 | 12 | 5 | 59.1774
2031 | 8 | 12 | 6 | 60.8447
2031 | 8 | 12 | 7 | 63.8561
2031 | 8 | 12 | 8 | 61.822
2031 | 8 | 12 | 9 | 55.1596
2031 | 8 | 12 | 10 | 52.8869
2031 | 8 | 12 | 11 | 51.9592
2031 | 8 | 12 | 12 | 55.6133
2031 | 8 | 12 | 13 | 57.7608
2031 | 8 | 12 | 14 | 57.86
2031 | 8 | 12 | 15 | 58.5088
2031 | 8 | 12 | 16 | 62.7963
2031 | 8 | 12 | 17 | 74.4499
2031 | 8 | 12 | 18 | 86.9003
2031 | 8 | 12 | 19 | 88.5431
2031 | 8 | 12 | 20 | 86.9343
2031 | 8 | 12 | 21 | 83.0305
2031 | 8 | 12 | 22 | 76.1221
2031 | 8 | 12 | 23 | 69.3187
2031 | 8 | 13 | 0 | 65.8046
2031 | 8 | 13 | 1 | 64.0469
2031 | 8 | 13 | 2 | 62.0643
2031 | 8 | 13 | 3 | 61.2409
2031 | 8 | 13 | 4 | 61.1779
2031 | 8 | 13 | 5 | 62.3143
2031 | 8 | 13 | 6 | 64.1713
2031 | 8 | 13 | 7 | 67.7229
2031 | 8 | 13 | 8 | 67.4817
2031 | 8 | 13 | 9 | 61.2946
2031 | 8 | 13 | 10 | 57.4396
2031 | 8 | 13 | 11 | 55.4459
2031 | 8 | 13 | 12 | 59.4262
2031 | 8 | 13 | 13 | 61.8741
2031 | 8 | 13 | 14 | 62.0727
2031 | 8 | 13 | 15 | 62.3458
2031 | 8 | 13 | 16 | 67.7848
2031 | 8 | 13 | 17 | 81.5576
2031 | 8 | 13 | 18 | 94.2774
2031 | 8 | 13 | 19 | 93.9294
2031 | 8 | 13 | 20 | 91.9299
2031 | 8 | 13 | 21 | 87.7379
2031 | 8 | 13 | 22 | 80.4521
2031 | 8 | 13 | 23 | 73.28
2031 | 8 | 14 | 0 | 68.6475
2031 | 8 | 14 | 1 | 68.1776
2031 | 8 | 14 | 2 | 65.8592
2031 | 8 | 14 | 3 | 64.8186
2031 | 8 | 14 | 4 | 64.6122
2031 | 8 | 14 | 5 | 65.7215
2031 | 8 | 14 | 6 | 68.1487
2031 | 8 | 14 | 7 | 72.5547
2031 | 8 | 14 | 8 | 73.8315
2031 | 8 | 14 | 9 | 68.4062
2031 | 8 | 14 | 10 | 63.3468
2031 | 8 | 14 | 11 | 59.8222
2031 | 8 | 14 | 12 | 61.3075
2031 | 8 | 14 | 13 | 63.6238
2031 | 8 | 14 | 14 | 64.4
2031 | 8 | 14 | 15 | 65.644
2031 | 8 | 14 | 16 | 72.792
2031 | 8 | 14 | 17 | 88.4407
2031 | 8 | 14 | 18 | 99.3721
2031 | 8 | 14 | 19 | 100.2851
2031 | 8 | 14 | 20 | 97.7929
2031 | 8 | 14 | 21 | 93.3699
2031 | 8 | 14 | 22 | 86.0289
2031 | 8 | 14 | 23 | 78.4171
2031 | 8 | 15 | 0 | 73.6267
2031 | 8 | 15 | 1 | 68.2431
2031 | 8 | 15 | 2 | 65.8579
2031 | 8 | 15 | 3 | 64.6937
2031 | 8 | 15 | 4 | 64.3265
2031 | 8 | 15 | 5 | 65.4196
2031 | 8 | 15 | 6 | 67.0126
2031 | 8 | 15 | 7 | 71.1731
2031 | 8 | 15 | 8 | 72.8903
2031 | 8 | 15 | 9 | 67.4869
2031 | 8 | 15 | 10 | 61.3292
2031 | 8 | 15 | 11 | 57.8929
2031 | 8 | 15 | 12 | 60.0325
2031 | 8 | 15 | 13 | 62.0547
2031 | 8 | 15 | 14 | 61.8643
2031 | 8 | 15 | 15 | 62.2574
2031 | 8 | 15 | 16 | 70.3224
2031 | 8 | 15 | 17 | 84.419
2031 | 8 | 15 | 18 | 90.9407
2031 | 8 | 15 | 19 | 92.5197
2031 | 8 | 15 | 20 | 90.0588
2031 | 8 | 15 | 21 | 85.998
2031 | 8 | 15 | 22 | 79.7018
2031 | 8 | 15 | 23 | 73.0068
2031 | 8 | 16 | 0 | 67.7772
2031 | 8 | 16 | 1 | 62.5038
2031 | 8 | 16 | 2 | 60.1137
2031 | 8 | 16 | 3 | 58.7239
2031 | 8 | 16 | 4 | 58.0814
2031 | 8 | 16 | 5 | 58.1299
2031 | 8 | 16 | 6 | 58.1982
2031 | 8 | 16 | 7 | 59.7276
2031 | 8 | 16 | 8 | 59.8442
2031 | 8 | 16 | 9 | 55.2098
2031 | 8 | 16 | 10 | 51.2238
2031 | 8 | 16 | 11 | 50.2411
2031 | 8 | 16 | 12 | 51.0074
2031 | 8 | 16 | 13 | 51.7052
2031 | 8 | 16 | 14 | 50.2025
2031 | 8 | 16 | 15 | 49.7257
2031 | 8 | 16 | 16 | 51.2713
2031 | 8 | 16 | 17 | 62.8259
2031 | 8 | 16 | 18 | 74.131
2031 | 8 | 16 | 19 | 78.249
2031 | 8 | 16 | 20 | 76.1009
2031 | 8 | 16 | 21 | 72.079
2031 | 8 | 16 | 22 | 66.6344
2031 | 8 | 16 | 23 | 61.6569
2031 | 8 | 17 | 0 | 58.3437
2031 | 8 | 17 | 1 | 55.0028
2031 | 8 | 17 | 2 | 53.2019
2031 | 8 | 17 | 3 | 52.2551
2031 | 8 | 17 | 4 | 52.114
2031 | 8 | 17 | 5 | 52.3015
2031 | 8 | 17 | 6 | 51.8799
2031 | 8 | 17 | 7 | 52.1557
2031 | 8 | 17 | 8 | 51.4196
2031 | 8 | 17 | 9 | 45.457
2031 | 8 | 17 | 10 | 42.1717
2031 | 8 | 17 | 11 | 43.1884
2031 | 8 | 17 | 12 | 44.6176
2031 | 8 | 17 | 13 | 45.5599
2031 | 8 | 17 | 14 | 45.7741
2031 | 8 | 17 | 15 | 47.7285
2031 | 8 | 17 | 16 | 49.3524
2031 | 8 | 17 | 17 | 59.9763
2031 | 8 | 17 | 18 | 68.2113
2031 | 8 | 17 | 19 | 71.9601
2031 | 8 | 17 | 20 | 71.8823
2031 | 8 | 17 | 21 | 68.4539
2031 | 8 | 17 | 22 | 62.8501
2031 | 8 | 17 | 23 | 58.1068
2031 | 8 | 18 | 0 | 55.5176
2031 | 8 | 18 | 1 | 48.329
2031 | 8 | 18 | 2 | 47.7745
2031 | 8 | 18 | 3 | 47.7687
2031 | 8 | 18 | 4 | 48.3188
2031 | 8 | 18 | 5 | 50.168
2031 | 8 | 18 | 6 | 51.5488
2031 | 8 | 18 | 7 | 53.4489
2031 | 8 | 18 | 8 | 51.0753
2031 | 8 | 18 | 9 | 45.6482
2031 | 8 | 18 | 10 | 48.5642
2031 | 8 | 18 | 11 | 50.0107
2031 | 8 | 18 | 12 | 52.7022
2031 | 8 | 18 | 13 | 54.8964
2031 | 8 | 18 | 14 | 54.1718
2031 | 8 | 18 | 15 | 53.1881
2031 | 8 | 18 | 16 | 52.9266
2031 | 8 | 18 | 17 | 59.4654
2031 | 8 | 18 | 18 | 71.7989
2031 | 8 | 18 | 19 | 73.3387
2031 | 8 | 18 | 20 | 72.6408
2031 | 8 | 18 | 21 | 69.1364
2031 | 8 | 18 | 22 | 63.348
2031 | 8 | 18 | 23 | 58.0683
2031 | 8 | 19 | 0 | 54.6706
2031 | 8 | 19 | 1 | 52.0081
2031 | 8 | 19 | 2 | 51.0142
2031 | 8 | 19 | 3 | 50.8858
2031 | 8 | 19 | 4 | 51.2819
2031 | 8 | 19 | 5 | 52.9894
2031 | 8 | 19 | 6 | 55.076
2031 | 8 | 19 | 7 | 57.9389
2031 | 8 | 19 | 8 | 57.7591
2031 | 8 | 19 | 9 | 52.7364
2031 | 8 | 19 | 10 | 52.7024
2031 | 8 | 19 | 11 | 51.424
2031 | 8 | 19 | 12 | 53.1069
2031 | 8 | 19 | 13 | 54.8453
2031 | 8 | 19 | 14 | 54.1428
2031 | 8 | 19 | 15 | 53.7835
2031 | 8 | 19 | 16 | 56.9963
2031 | 8 | 19 | 17 | 65.3141
2031 | 8 | 19 | 18 | 76.2018
2031 | 8 | 19 | 19 | 78.4507
2031 | 8 | 19 | 20 | 77.9383
2031 | 8 | 19 | 21 | 74.3442
2031 | 8 | 19 | 22 | 68.1329
2031 | 8 | 19 | 23 | 62.2618
2031 | 8 | 20 | 0 | 57.3922
2031 | 8 | 20 | 1 | 55.6002
2031 | 8 | 20 | 2 | 54.306
2031 | 8 | 20 | 3 | 53.9647
2031 | 8 | 20 | 4 | 54.1795
2031 | 8 | 20 | 5 | 55.8075
2031 | 8 | 20 | 6 | 57.9081
2031 | 8 | 20 | 7 | 61.5348
2031 | 8 | 20 | 8 | 62.34
2031 | 8 | 20 | 9 | 56.7008
2031 | 8 | 20 | 10 | 53.67
2031 | 8 | 20 | 11 | 51.0804
2031 | 8 | 20 | 12 | 52.6677
2031 | 8 | 20 | 13 | 55.078
2031 | 8 | 20 | 14 | 54.7838
2031 | 8 | 20 | 15 | 53.7098
2031 | 8 | 20 | 16 | 57.1291
2031 | 8 | 20 | 17 | 68.6311
2031 | 8 | 20 | 18 | 77.1784
2031 | 8 | 20 | 19 | 81.062
2031 | 8 | 20 | 20 | 80.4067
2031 | 8 | 20 | 21 | 76.662
2031 | 8 | 20 | 22 | 70.1363
2031 | 8 | 20 | 23 | 64.0822
2031 | 8 | 21 | 0 | 59.7214
2031 | 8 | 21 | 1 | 56.6956
2031 | 8 | 21 | 2 | 55.2421
2031 | 8 | 21 | 3 | 54.8665
2031 | 8 | 21 | 4 | 55.0118
2031 | 8 | 21 | 5 | 56.6963
2031 | 8 | 21 | 6 | 58.3117
2031 | 8 | 21 | 7 | 60.9825
2031 | 8 | 21 | 8 | 58.223
2031 | 8 | 21 | 9 | 51.0079
2031 | 8 | 21 | 10 | 49.7394
2031 | 8 | 21 | 11 | 49.1191
2031 | 8 | 21 | 12 | 50.5781
2031 | 8 | 21 | 13 | 52.922
2031 | 8 | 21 | 14 | 53.6889
2031 | 8 | 21 | 15 | 52.9534
2031 | 8 | 21 | 16 | 53.5947
2031 | 8 | 21 | 17 | 63.1872
2031 | 8 | 21 | 18 | 76.7621
2031 | 8 | 21 | 19 | 79.7531
2031 | 8 | 21 | 20 | 79.0113
2031 | 8 | 21 | 21 | 75.2468
2031 | 8 | 21 | 22 | 69.0726
2031 | 8 | 21 | 23 | 63.2806
2031 | 8 | 22 | 0 | 60.3655
2031 | 8 | 22 | 1 | 60.0805
2031 | 8 | 22 | 2 | 58.4339
2031 | 8 | 22 | 3 | 57.848
2031 | 8 | 22 | 4 | 57.8875
2031 | 8 | 22 | 5 | 59.2826
2031 | 8 | 22 | 6 | 61.6268
2031 | 8 | 22 | 7 | 65.9658
2031 | 8 | 22 | 8 | 66.7985
2031 | 8 | 22 | 9 | 60.9543
2031 | 8 | 22 | 10 | 57.0759
2031 | 8 | 22 | 11 | 53.9232
2031 | 8 | 22 | 12 | 56.8392
2031 | 8 | 22 | 13 | 58.6529
2031 | 8 | 22 | 14 | 57.9663
2031 | 8 | 22 | 15 | 57.4627
2031 | 8 | 22 | 16 | 63.8707
2031 | 8 | 22 | 17 | 74.7066
2031 | 8 | 22 | 18 | 85.0446
2031 | 8 | 22 | 19 | 85.1541
2031 | 8 | 22 | 20 | 83.8248
2031 | 8 | 22 | 21 | 79.8674
2031 | 8 | 22 | 22 | 73.8357
2031 | 8 | 22 | 23 | 67.7519
2031 | 8 | 23 | 0 | 63.8719
2031 | 8 | 23 | 1 | 57.7968
2031 | 8 | 23 | 2 | 55.7102
2031 | 8 | 23 | 3 | 54.505
2031 | 8 | 23 | 4 | 53.987
2031 | 8 | 23 | 5 | 54.0105
2031 | 8 | 23 | 6 | 54.0761
2031 | 8 | 23 | 7 | 56.549
2031 | 8 | 23 | 8 | 61.2475
2031 | 8 | 23 | 9 | 57.9589
2031 | 8 | 23 | 10 | 52.9186
2031 | 8 | 23 | 11 | 48.1551
2031 | 8 | 23 | 12 | 48.7885
2031 | 8 | 23 | 13 | 49.4019
2031 | 8 | 23 | 14 | 47.4885
2031 | 8 | 23 | 15 | 47.4695
2031 | 8 | 23 | 16 | 52.1813
2031 | 8 | 23 | 17 | 63.4806
2031 | 8 | 23 | 18 | 74.4035
2031 | 8 | 23 | 19 | 74.9724
2031 | 8 | 23 | 20 | 73.1309
2031 | 8 | 23 | 21 | 69.0874
2031 | 8 | 23 | 22 | 64.071
2031 | 8 | 23 | 23 | 59.8829
2031 | 8 | 24 | 0 | 56.166
2031 | 8 | 24 | 1 | 54.5024
2031 | 8 | 24 | 2 | 52.6965
2031 | 8 | 24 | 3 | 51.7986
2031 | 8 | 24 | 4 | 51.5412
2031 | 8 | 24 | 5 | 51.6451
2031 | 8 | 24 | 6 | 50.5536
2031 | 8 | 24 | 7 | 51.2908
2031 | 8 | 24 | 8 | 52.0984
2031 | 8 | 24 | 9 | 45.2356
2031 | 8 | 24 | 10 | 41.7109
2031 | 8 | 24 | 11 | 42.145
2031 | 8 | 24 | 12 | 42.3861
2031 | 8 | 24 | 13 | 43.5901
2031 | 8 | 24 | 14 | 44.7268
2031 | 8 | 24 | 15 | 45.5809
2031 | 8 | 24 | 16 | 49.1513
2031 | 8 | 24 | 17 | 64.0769
2031 | 8 | 24 | 18 | 78.7076
2031 | 8 | 24 | 19 | 81.1261
2031 | 8 | 24 | 20 | 79.6013
2031 | 8 | 24 | 21 | 74.4473
2031 | 8 | 24 | 22 | 67.553
2031 | 8 | 24 | 23 | 61.7242
2031 | 8 | 25 | 0 | 56.1343
2031 | 8 | 25 | 1 | 55.235
2031 | 8 | 25 | 2 | 54.2048
2031 | 8 | 25 | 3 | 53.8711
2031 | 8 | 25 | 4 | 54.2082
2031 | 8 | 25 | 5 | 55.9172
2031 | 8 | 25 | 6 | 57.6246
2031 | 8 | 25 | 7 | 60.9026
2031 | 8 | 25 | 8 | 58.4929
2031 | 8 | 25 | 9 | 50.1856
2031 | 8 | 25 | 10 | 49.8651
2031 | 8 | 25 | 11 | 50.9356
2031 | 8 | 25 | 12 | 53.0729
2031 | 8 | 25 | 13 | 55.6552
2031 | 8 | 25 | 14 | 55.6564
2031 | 8 | 25 | 15 | 55.5813
2031 | 8 | 25 | 16 | 58.0018
2031 | 8 | 25 | 17 | 70.095
2031 | 8 | 25 | 18 | 84.6456
2031 | 8 | 25 | 19 | 88.5299
2031 | 8 | 25 | 20 | 86.9515
2031 | 8 | 25 | 21 | 81.9393
2031 | 8 | 25 | 22 | 74.7264
2031 | 8 | 25 | 23 | 68.091
2031 | 8 | 26 | 0 | 62.7179
2031 | 8 | 26 | 1 | 59.4327
2031 | 8 | 26 | 2 | 57.8993
2031 | 8 | 26 | 3 | 57.4286
2031 | 8 | 26 | 4 | 57.5896
2031 | 8 | 26 | 5 | 59.1178
2031 | 8 | 26 | 6 | 61.1711
2031 | 8 | 26 | 7 | 65.0849
2031 | 8 | 26 | 8 | 63.5952
2031 | 8 | 26 | 9 | 55.2164
2031 | 8 | 26 | 10 | 52.0911
2031 | 8 | 26 | 11 | 50.8245
2031 | 8 | 26 | 12 | 54.1397
2031 | 8 | 26 | 13 | 55.9973
2031 | 8 | 26 | 14 | 56.0718
2031 | 8 | 26 | 15 | 56.5302
2031 | 8 | 26 | 16 | 60.9905
2031 | 8 | 26 | 17 | 71.5674
2031 | 8 | 26 | 18 | 84.0321
2031 | 8 | 26 | 19 | 83.788
2031 | 8 | 26 | 20 | 82.5094
2031 | 8 | 26 | 21 | 77.9221
2031 | 8 | 26 | 22 | 71.5963
2031 | 8 | 26 | 23 | 65.8888
2031 | 8 | 27 | 0 | 64.0623
2031 | 8 | 27 | 1 | 63.5449
2031 | 8 | 27 | 2 | 61.8023
2031 | 8 | 27 | 3 | 61.1113
2031 | 8 | 27 | 4 | 61.1459
2031 | 8 | 27 | 5 | 62.4716
2031 | 8 | 27 | 6 | 65.5473
2031 | 8 | 27 | 7 | 71.1513
2031 | 8 | 27 | 8 | 74.6748
2031 | 8 | 27 | 9 | 68.6148
2031 | 8 | 27 | 10 | 62.203
2031 | 8 | 27 | 11 | 57.1483
2031 | 8 | 27 | 12 | 60.6659
2031 | 8 | 27 | 13 | 62.5616
2031 | 8 | 27 | 14 | 62.2995
2031 | 8 | 27 | 15 | 62.7024
2031 | 8 | 27 | 16 | 71.0625
2031 | 8 | 27 | 17 | 83.7956
2031 | 8 | 27 | 18 | 93.1788
2031 | 8 | 27 | 19 | 91.0317
2031 | 8 | 27 | 20 | 89.196
2031 | 8 | 27 | 21 | 84.1457
2031 | 8 | 27 | 22 | 77.2155
2031 | 8 | 27 | 23 | 70.9338
2031 | 8 | 28 | 0 | 68.0537
2031 | 8 | 28 | 1 | 64.6049
2031 | 8 | 28 | 2 | 62.6911
2031 | 8 | 28 | 3 | 61.8249
2031 | 8 | 28 | 4 | 61.7823
2031 | 8 | 28 | 5 | 63.2601
2031 | 8 | 28 | 6 | 65.7455
2031 | 8 | 28 | 7 | 70.1157
2031 | 8 | 28 | 8 | 68.7838
2031 | 8 | 28 | 9 | 59.9473
2031 | 8 | 28 | 10 | 55.2307
2031 | 8 | 28 | 11 | 53.2308
2031 | 8 | 28 | 12 | 55.5665
2031 | 8 | 28 | 13 | 57.8999
2031 | 8 | 28 | 14 | 58.8563
2031 | 8 | 28 | 15 | 59.5068
2031 | 8 | 28 | 16 | 62.8717
2031 | 8 | 28 | 17 | 75.4348
2031 | 8 | 28 | 18 | 87.3082
2031 | 8 | 28 | 19 | 91.396
2031 | 8 | 28 | 20 | 89.372
2031 | 8 | 28 | 21 | 84.3076
2031 | 8 | 28 | 22 | 77.5616
2031 | 8 | 28 | 23 | 71.1104
2031 | 8 | 29 | 0 | 67.4347
2031 | 8 | 29 | 1 | 64.7993
2031 | 8 | 29 | 2 | 62.8747
2031 | 8 | 29 | 3 | 62.0024
2031 | 8 | 29 | 4 | 61.9656
2031 | 8 | 29 | 5 | 63.2032
2031 | 8 | 29 | 6 | 65.4974
2031 | 8 | 29 | 7 | 70.0069
2031 | 8 | 29 | 8 | 68.4845
2031 | 8 | 29 | 9 | 59.278
2031 | 8 | 29 | 10 | 54.0566
2031 | 8 | 29 | 11 | 52.1099
2031 | 8 | 29 | 12 | 54.855
2031 | 8 | 29 | 13 | 57.5642
2031 | 8 | 29 | 14 | 57.4781
2031 | 8 | 29 | 15 | 57.7889
2031 | 8 | 29 | 16 | 62.3022
2031 | 8 | 29 | 17 | 75.3896
2031 | 8 | 29 | 18 | 89.5686
2031 | 8 | 29 | 19 | 87.4855
2031 | 8 | 29 | 20 | 85.574
2031 | 8 | 29 | 21 | 80.9558
2031 | 8 | 29 | 22 | 75.2424
2031 | 8 | 29 | 23 | 69.5474
2031 | 8 | 30 | 0 | 66.7057
2031 | 8 | 30 | 1 | 63.0627
2031 | 8 | 30 | 2 | 60.9086
2031 | 8 | 30 | 3 | 59.542
2031 | 8 | 30 | 4 | 59.0419
2031 | 8 | 30 | 5 | 59.1542
2031 | 8 | 30 | 6 | 60.2954
2031 | 8 | 30 | 7 | 64.3447
2031 | 8 | 30 | 8 | 69.5832
2031 | 8 | 30 | 9 | 65.0679
2031 | 8 | 30 | 10 | 57.9173
2031 | 8 | 30 | 11 | 53.3544
2031 | 8 | 30 | 12 | 51.1544
2031 | 8 | 30 | 13 | 52.2825
2031 | 8 | 30 | 14 | 51.7893
2031 | 8 | 30 | 15 | 54.3304
2031 | 8 | 30 | 16 | 59.1507
2031 | 8 | 30 | 17 | 73.0445
2031 | 8 | 30 | 18 | 83.95
2031 | 8 | 30 | 19 | 86.1103
2031 | 8 | 30 | 20 | 83.067
2031 | 8 | 30 | 21 | 77.9122
2031 | 8 | 30 | 22 | 72.3595
2031 | 8 | 30 | 23 | 67.4383
2031 | 8 | 31 | 0 | 63.0111
2031 | 8 | 31 | 1 | 59.399
2031 | 8 | 31 | 2 | 57.3393
2031 | 8 | 31 | 3 | 56.1265
2031 | 8 | 31 | 4 | 55.7436
2031 | 8 | 31 | 5 | 55.7377
2031 | 8 | 31 | 6 | 55.5325
2031 | 8 | 31 | 7 | 56.8858
2031 | 8 | 31 | 8 | 55.5182
2031 | 8 | 31 | 9 | 46.6403
2031 | 8 | 31 | 10 | 42.5939
2031 | 8 | 31 | 11 | 42.3514
2031 | 8 | 31 | 12 | 44.0199
2031 | 8 | 31 | 13 | 46.1143
2031 | 8 | 31 | 14 | 46.0882
2031 | 8 | 31 | 15 | 47.4806
2031 | 8 | 31 | 16 | 49.1843
2031 | 8 | 31 | 17 | 63.6537
2031 | 8 | 31 | 18 | 77.7567
2031 | 8 | 31 | 19 | 81.3421
2031 | 8 | 31 | 20 | 79.0578
2031 | 8 | 31 | 21 | 73.5708
2031 | 8 | 31 | 22 | 67.2619
2031 | 8 | 31 | 23 | 62.0882
2031 | 9 | 1 | 0 | 58.8231
2031 | 9 | 1 | 1 | 60.8101
2031 | 9 | 1 | 2 | 59.0002
2031 | 9 | 1 | 3 | 58.1928
2031 | 9 | 1 | 4 | 58.0917
2031 | 9 | 1 | 5 | 58.2945
2031 | 9 | 1 | 6 | 58.2132
2031 | 9 | 1 | 7 | 60.2027
2031 | 9 | 1 | 8 | 62.7603
2031 | 9 | 1 | 9 | 62.3411
2031 | 9 | 1 | 10 | 56.8674
2031 | 9 | 1 | 11 | 52.9876
2031 | 9 | 1 | 12 | 55.2388
2031 | 9 | 1 | 13 | 57.0945
2031 | 9 | 1 | 14 | 56.832
2031 | 9 | 1 | 15 | 60.1452
2031 | 9 | 1 | 16 | 60.4533
2031 | 9 | 1 | 17 | 71.1631
2031 | 9 | 1 | 18 | 85.9444
2031 | 9 | 1 | 19 | 81.5271
2031 | 9 | 1 | 20 | 78.315
2031 | 9 | 1 | 21 | 70.9623
2031 | 9 | 1 | 22 | 64.131
2031 | 9 | 1 | 23 | 59.4439
2031 | 9 | 2 | 0 | 60.6325
2031 | 9 | 2 | 1 | 61.1671
2031 | 9 | 2 | 2 | 59.8901
2031 | 9 | 2 | 3 | 59.596
2031 | 9 | 2 | 4 | 59.695
2031 | 9 | 2 | 5 | 61.3001
2031 | 9 | 2 | 6 | 64.1016
2031 | 9 | 2 | 7 | 70.1297
2031 | 9 | 2 | 8 | 72.3014
2031 | 9 | 2 | 9 | 67.0268
2031 | 9 | 2 | 10 | 61.3651
2031 | 9 | 2 | 11 | 56.8927
2031 | 9 | 2 | 12 | 62.7577
2031 | 9 | 2 | 13 | 63.8715
2031 | 9 | 2 | 14 | 63.1273
2031 | 9 | 2 | 15 | 62.7518
2031 | 9 | 2 | 16 | 68.6333
2031 | 9 | 2 | 17 | 76.483
2031 | 9 | 2 | 18 | 89.006
2031 | 9 | 2 | 19 | 83.2384
2031 | 9 | 2 | 20 | 81.2074
2031 | 9 | 2 | 21 | 75.977
2031 | 9 | 2 | 22 | 70.2107
2031 | 9 | 2 | 23 | 65.0785
2031 | 9 | 3 | 0 | 64.3053
2031 | 9 | 3 | 1 | 57.9212
2031 | 9 | 3 | 2 | 56.9241
2031 | 9 | 3 | 3 | 56.8328
2031 | 9 | 3 | 4 | 56.9829
2031 | 9 | 3 | 5 | 58.6551
2031 | 9 | 3 | 6 | 61.8154
2031 | 9 | 3 | 7 | 67.0131
2031 | 9 | 3 | 8 | 70.8492
2031 | 9 | 3 | 9 | 68.0323
2031 | 9 | 3 | 10 | 63.9659
2031 | 9 | 3 | 11 | 58.4471
2031 | 9 | 3 | 12 | 58.074
2031 | 9 | 3 | 13 | 60.2411
2031 | 9 | 3 | 14 | 59.448
2031 | 9 | 3 | 15 | 57.6138
2031 | 9 | 3 | 16 | 60.6733
2031 | 9 | 3 | 17 | 68.6397
2031 | 9 | 3 | 18 | 81.1521
2031 | 9 | 3 | 19 | 79.7282
2031 | 9 | 3 | 20 | 78.3832
2031 | 9 | 3 | 21 | 73.45
2031 | 9 | 3 | 22 | 67.5007
2031 | 9 | 3 | 23 | 62.3553
2031 | 9 | 4 | 0 | 57.4253
2031 | 9 | 4 | 1 | 56.9423
2031 | 9 | 4 | 2 | 56.0682
2031 | 9 | 4 | 3 | 56.0211
2031 | 9 | 4 | 4 | 56.3154
2031 | 9 | 4 | 5 | 58.0475
2031 | 9 | 4 | 6 | 60.6634
2031 | 9 | 4 | 7 | 64.4547
2031 | 9 | 4 | 8 | 61.8463
2031 | 9 | 4 | 9 | 55.5295
2031 | 9 | 4 | 10 | 55.2071
2031 | 9 | 4 | 11 | 54.1943
2031 | 9 | 4 | 12 | 55.9858
2031 | 9 | 4 | 13 | 58.8947
2031 | 9 | 4 | 14 | 58.6229
2031 | 9 | 4 | 15 | 57.4129
2031 | 9 | 4 | 16 | 57.9702
2031 | 9 | 4 | 17 | 67.5409
2031 | 9 | 4 | 18 | 82.4441
2031 | 9 | 4 | 19 | 83.6895
2031 | 9 | 4 | 20 | 82.0698
2031 | 9 | 4 | 21 | 76.9744
2031 | 9 | 4 | 22 | 70.864
2031 | 9 | 4 | 23 | 65.123
2031 | 9 | 5 | 0 | 59.8871
2031 | 9 | 5 | 1 | 57.9213
2031 | 9 | 5 | 2 | 56.8807
2031 | 9 | 5 | 3 | 56.6271
2031 | 9 | 5 | 4 | 56.8468
2031 | 9 | 5 | 5 | 58.5255
2031 | 9 | 5 | 6 | 61.2323
2031 | 9 | 5 | 7 | 65.9686
2031 | 9 | 5 | 8 | 64.646
2031 | 9 | 5 | 9 | 58.3051
2031 | 9 | 5 | 10 | 56.1505
2031 | 9 | 5 | 11 | 53.8971
2031 | 9 | 5 | 12 | 57.1568
2031 | 9 | 5 | 13 | 59.2911
2031 | 9 | 5 | 14 | 57.6885
2031 | 9 | 5 | 15 | 55.9458
2031 | 9 | 5 | 16 | 58.2837
2031 | 9 | 5 | 17 | 66.7765
2031 | 9 | 5 | 18 | 76.9814
2031 | 9 | 5 | 19 | 77.7265
2031 | 9 | 5 | 20 | 75.8042
2031 | 9 | 5 | 21 | 71.0028
2031 | 9 | 5 | 22 | 65.9717
2031 | 9 | 5 | 23 | 61.0747
2031 | 9 | 6 | 0 | 60.3691
2031 | 9 | 6 | 1 | 55.8392
2031 | 9 | 6 | 2 | 54.3664
2031 | 9 | 6 | 3 | 53.6616
2031 | 9 | 6 | 4 | 53.4396
2031 | 9 | 6 | 5 | 53.617
2031 | 9 | 6 | 6 | 53.4862
2031 | 9 | 6 | 7 | 55.9204
2031 | 9 | 6 | 8 | 55.4719
2031 | 9 | 6 | 9 | 48.2244
2031 | 9 | 6 | 10 | 45.1827
2031 | 9 | 6 | 11 | 44.0872
2031 | 9 | 6 | 12 | 45.7633
2031 | 9 | 6 | 13 | 46.8686
2031 | 9 | 6 | 14 | 45.2077
2031 | 9 | 6 | 15 | 44.7717
2031 | 9 | 6 | 16 | 45.4055
2031 | 9 | 6 | 17 | 57.5708
2031 | 9 | 6 | 18 | 74.8042
2031 | 9 | 6 | 19 | 75.4877
2031 | 9 | 6 | 20 | 72.7266
2031 | 9 | 6 | 21 | 66.9027
2031 | 9 | 6 | 22 | 61.7256
2031 | 9 | 6 | 23 | 57.6017
2031 | 9 | 7 | 0 | 55.9983
2031 | 9 | 7 | 1 | 54.0794
2031 | 9 | 7 | 2 | 52.6968
2031 | 9 | 7 | 3 | 52.0883
2031 | 9 | 7 | 4 | 52.0257
2031 | 9 | 7 | 5 | 52.1133
2031 | 9 | 7 | 6 | 51.6589
2031 | 9 | 7 | 7 | 53.4718
2031 | 9 | 7 | 8 | 53.0762
2031 | 9 | 7 | 9 | 45.1949
2031 | 9 | 7 | 10 | 41.9284
2031 | 9 | 7 | 11 | 41.6006
2031 | 9 | 7 | 12 | 44.0058
2031 | 9 | 7 | 13 | 45.661
2031 | 9 | 7 | 14 | 45.6239
2031 | 9 | 7 | 15 | 46.4949
2031 | 9 | 7 | 16 | 47.9388
2031 | 9 | 7 | 17 | 61.1489
2031 | 9 | 7 | 18 | 78.4161
2031 | 9 | 7 | 19 | 79.0133
2031 | 9 | 7 | 20 | 76.5168
2031 | 9 | 7 | 21 | 70.3843
2031 | 9 | 7 | 22 | 64.2852
2031 | 9 | 7 | 23 | 59.4187
2031 | 9 | 8 | 0 | 57.6266
2031 | 9 | 8 | 1 | 55.3601
2031 | 9 | 8 | 2 | 54.7671
2031 | 9 | 8 | 3 | 54.8003
2031 | 9 | 8 | 4 | 55.2742
2031 | 9 | 8 | 5 | 57.1003
2031 | 9 | 8 | 6 | 60.0204
2031 | 9 | 8 | 7 | 64.8554
2031 | 9 | 8 | 8 | 62.8274
2031 | 9 | 8 | 9 | 54.8097
2031 | 9 | 8 | 10 | 53.833
2031 | 9 | 8 | 11 | 53.2754
2031 | 9 | 8 | 12 | 55.7689
2031 | 9 | 8 | 13 | 58.5532
2031 | 9 | 8 | 14 | 57.4787
2031 | 9 | 8 | 15 | 56.8347
2031 | 9 | 8 | 16 | 59.0553
2031 | 9 | 8 | 17 | 70.463
2031 | 9 | 8 | 18 | 85.2206
2031 | 9 | 8 | 19 | 87.02
2031 | 9 | 8 | 20 | 84.6546
2031 | 9 | 8 | 21 | 78.5187
2031 | 9 | 8 | 22 | 71.8331
2031 | 9 | 8 | 23 | 65.9253
2031 | 9 | 9 | 0 | 63.0195
2031 | 9 | 9 | 1 | 61.7236
2031 | 9 | 9 | 2 | 60.521
2031 | 9 | 9 | 3 | 60.2956
2031 | 9 | 9 | 4 | 60.5285
2031 | 9 | 9 | 5 | 62.1009
2031 | 9 | 9 | 6 | 65.1246
2031 | 9 | 9 | 7 | 70.6133
2031 | 9 | 9 | 8 | 68.5318
2031 | 9 | 9 | 9 | 59.485
2031 | 9 | 9 | 10 | 55.7083
2031 | 9 | 9 | 11 | 53.6725
2031 | 9 | 9 | 12 | 56.8583
2031 | 9 | 9 | 13 | 59.5272
2031 | 9 | 9 | 14 | 58.7539
2031 | 9 | 9 | 15 | 58.9988
2031 | 9 | 9 | 16 | 63.256
2031 | 9 | 9 | 17 | 76.1638
2031 | 9 | 9 | 18 | 89.8923
2031 | 9 | 9 | 19 | 91.1803
2031 | 9 | 9 | 20 | 88.7012
2031 | 9 | 9 | 21 | 82.4749
2031 | 9 | 9 | 22 | 75.7563
2031 | 9 | 9 | 23 | 69.6196
2031 | 9 | 10 | 0 | 66.7446
2031 | 9 | 10 | 1 | 63.7456
2031 | 9 | 10 | 2 | 62.3956
2031 | 9 | 10 | 3 | 61.9776
2031 | 9 | 10 | 4 | 62.0957
2031 | 9 | 10 | 5 | 63.5959
2031 | 9 | 10 | 6 | 66.1808
2031 | 9 | 10 | 7 | 71.2653
2031 | 9 | 10 | 8 | 69.0368
2031 | 9 | 10 | 9 | 59.7706
2031 | 9 | 10 | 10 | 55.6465
2031 | 9 | 10 | 11 | 53.8511
2031 | 9 | 10 | 12 | 56.9064
2031 | 9 | 10 | 13 | 60.0535
2031 | 9 | 10 | 14 | 59.5372
2031 | 9 | 10 | 15 | 58.9284
2031 | 9 | 10 | 16 | 61.3471
2031 | 9 | 10 | 17 | 74.5595
2031 | 9 | 10 | 18 | 88.7525
2031 | 9 | 10 | 19 | 89.8324
2031 | 9 | 10 | 20 | 87.2704
2031 | 9 | 10 | 21 | 81.0733
2031 | 9 | 10 | 22 | 74.4759
2031 | 9 | 10 | 23 | 68.5982
2031 | 9 | 11 | 0 | 66.2314
2031 | 9 | 11 | 1 | 63.4561
2031 | 9 | 11 | 2 | 62.1294
2031 | 9 | 11 | 3 | 61.714
2031 | 9 | 11 | 4 | 61.9092
2031 | 9 | 11 | 5 | 63.445
2031 | 9 | 11 | 6 | 66.7776
2031 | 9 | 11 | 7 | 71.8868
2031 | 9 | 11 | 8 | 70.2113
2031 | 9 | 11 | 9 | 62.2209
2031 | 9 | 11 | 10 | 59.124
2031 | 9 | 11 | 11 | 56.6351
2031 | 9 | 11 | 12 | 57.6613
2031 | 9 | 11 | 13 | 60.7196
2031 | 9 | 11 | 14 | 60.342
2031 | 9 | 11 | 15 | 60.3511
2031 | 9 | 11 | 16 | 62.8122
2031 | 9 | 11 | 17 | 75.1502
2031 | 9 | 11 | 18 | 89.3577
2031 | 9 | 11 | 19 | 90.5248
2031 | 9 | 11 | 20 | 87.8693
2031 | 9 | 11 | 21 | 81.7152
2031 | 9 | 11 | 22 | 75.41
2031 | 9 | 11 | 23 | 69.5172
2031 | 9 | 12 | 0 | 66.8759
2031 | 9 | 12 | 1 | 64.5265
2031 | 9 | 12 | 2 | 63.1181
2031 | 9 | 12 | 3 | 62.5439
2031 | 9 | 12 | 4 | 62.6461
2031 | 9 | 12 | 5 | 64.0721
2031 | 9 | 12 | 6 | 67.1713
2031 | 9 | 12 | 7 | 72.7881
2031 | 9 | 12 | 8 | 71.0215
2031 | 9 | 12 | 9 | 62.3827
2031 | 9 | 12 | 10 | 58.1866
2031 | 9 | 12 | 11 | 55.7656
2031 | 9 | 12 | 12 | 58.7406
2031 | 9 | 12 | 13 | 61.5369
2031 | 9 | 12 | 14 | 60.1354
2031 | 9 | 12 | 15 | 59.8311
2031 | 9 | 12 | 16 | 63.5367
2031 | 9 | 12 | 17 | 76.1042
2031 | 9 | 12 | 18 | 89.3419
2031 | 9 | 12 | 19 | 89.311
2031 | 9 | 12 | 20 | 86.4475
2031 | 9 | 12 | 21 | 80.6367
2031 | 9 | 12 | 22 | 75.0652
2031 | 9 | 12 | 23 | 69.4302
2031 | 9 | 13 | 0 | 66.4898
2031 | 9 | 13 | 1 | 64.4072
2031 | 9 | 13 | 2 | 62.5439
2031 | 9 | 13 | 3 | 61.4447
2031 | 9 | 13 | 4 | 61.0233
2031 | 9 | 13 | 5 | 61.1167
2031 | 9 | 13 | 6 | 62.632
2031 | 9 | 13 | 7 | 67.2163
2031 | 9 | 13 | 8 | 69.5831
2031 | 9 | 13 | 9 | 63.962
2031 | 9 | 13 | 10 | 59.1682
2031 | 9 | 13 | 11 | 55.6232
2031 | 9 | 13 | 12 | 55.1562
2031 | 9 | 13 | 13 | 56.0693
2031 | 9 | 13 | 14 | 55.392
2031 | 9 | 13 | 15 | 57.7915
2031 | 9 | 13 | 16 | 63.0795
2031 | 9 | 13 | 17 | 77.313
2031 | 9 | 13 | 18 | 91.0198
2031 | 9 | 13 | 19 | 86.4921
2031 | 9 | 13 | 20 | 82.4672
2031 | 9 | 13 | 21 | 76.4786
2031 | 9 | 13 | 22 | 71.757
2031 | 9 | 13 | 23 | 67.6311
2031 | 9 | 14 | 0 | 67.005
2031 | 9 | 14 | 1 | 60.9341
2031 | 9 | 14 | 2 | 59.2067
2031 | 9 | 14 | 3 | 58.2283
2031 | 9 | 14 | 4 | 57.7228
2031 | 9 | 14 | 5 | 57.7794
2031 | 9 | 14 | 6 | 59.6022
2031 | 9 | 14 | 7 | 63.8797
2031 | 9 | 14 | 8 | 69.7066
2031 | 9 | 14 | 9 | 66.4075
2031 | 9 | 14 | 10 | 59.7999
2031 | 9 | 14 | 11 | 52.5574
2031 | 9 | 14 | 12 | 55.1262
2031 | 9 | 14 | 13 | 55.8082
2031 | 9 | 14 | 14 | 53.4643
2031 | 9 | 14 | 15 | 53.789
2031 | 9 | 14 | 16 | 59.3893
2031 | 9 | 14 | 17 | 69.6982
2031 | 9 | 14 | 18 | 77.209
2031 | 9 | 14 | 19 | 71.4359
2031 | 9 | 14 | 20 | 68.3194
2031 | 9 | 14 | 21 | 62.6913
2031 | 9 | 14 | 22 | 58.4758
2031 | 9 | 14 | 23 | 55.6262
2031 | 9 | 15 | 0 | 56.0899
2031 | 9 | 15 | 1 | 56.1351
2031 | 9 | 15 | 2 | 55.6667
2031 | 9 | 15 | 3 | 55.7689
2031 | 9 | 15 | 4 | 56.1749
2031 | 9 | 15 | 5 | 57.9989
2031 | 9 | 15 | 6 | 61.9357
2031 | 9 | 15 | 7 | 68.5238
2031 | 9 | 15 | 8 | 73.2184
2031 | 9 | 15 | 9 | 69.2934
2031 | 9 | 15 | 10 | 65.102
2031 | 9 | 15 | 11 | 59.5078
2031 | 9 | 15 | 12 | 61.0464
2031 | 9 | 15 | 13 | 62.6971
2031 | 9 | 15 | 14 | 61.0314
2031 | 9 | 15 | 15 | 61.1181
2031 | 9 | 15 | 16 | 65.3739
2031 | 9 | 15 | 17 | 72.5134
2031 | 9 | 15 | 18 | 82.2947
2031 | 9 | 15 | 19 | 77.2903
2031 | 9 | 15 | 20 | 74.7945
2031 | 9 | 15 | 21 | 69.2061
2031 | 9 | 15 | 22 | 64.3099
2031 | 9 | 15 | 23 | 60.3546
2031 | 9 | 16 | 0 | 58.3406
2031 | 9 | 16 | 1 | 58.0172
2031 | 9 | 16 | 2 | 57.2156
2031 | 9 | 16 | 3 | 57.0616
2031 | 9 | 16 | 4 | 57.4367
2031 | 9 | 16 | 5 | 59.2164
2031 | 9 | 16 | 6 | 62.4543
2031 | 9 | 16 | 7 | 68.4386
2031 | 9 | 16 | 8 | 69.4281
2031 | 9 | 16 | 9 | 62.8109
2031 | 9 | 16 | 10 | 58.6657
2031 | 9 | 16 | 11 | 54.9785
2031 | 9 | 16 | 12 | 60.1661
2031 | 9 | 16 | 13 | 61.6719
2031 | 9 | 16 | 14 | 59.8388
2031 | 9 | 16 | 15 | 60.1961
2031 | 9 | 16 | 16 | 64.4078
2031 | 9 | 16 | 17 | 72.6981
2031 | 9 | 16 | 18 | 80.9706
2031 | 9 | 16 | 19 | 76.6042
2031 | 9 | 16 | 20 | 74.2993
2031 | 9 | 16 | 21 | 68.9586
2031 | 9 | 16 | 22 | 64.2915
2031 | 9 | 16 | 23 | 60.2159
2031 | 9 | 17 | 0 | 59.8798
2031 | 9 | 17 | 1 | 57.5274
2031 | 9 | 17 | 2 | 56.7865
2031 | 9 | 17 | 3 | 56.6906
2031 | 9 | 17 | 4 | 57.0547
2031 | 9 | 17 | 5 | 58.834
2031 | 9 | 17 | 6 | 62.4543
2031 | 9 | 17 | 7 | 68.1114
2031 | 9 | 17 | 8 | 69.868
2031 | 9 | 17 | 9 | 64.1731
2031 | 9 | 17 | 10 | 60.6127
2031 | 9 | 17 | 11 | 56.4151
2031 | 9 | 17 | 12 | 57.0846
2031 | 9 | 17 | 13 | 59.3879
2031 | 9 | 17 | 14 | 57.8163
2031 | 9 | 17 | 15 | 57.1511
2031 | 9 | 17 | 16 | 59.0401
2031 | 9 | 17 | 17 | 69.4279
2031 | 9 | 17 | 18 | 80.6375
2031 | 9 | 17 | 19 | 81.6706
2031 | 9 | 17 | 20 | 79.2332
2031 | 9 | 17 | 21 | 73.4538
2031 | 9 | 17 | 22 | 67.6102
2031 | 9 | 17 | 23 | 62.5391
2031 | 9 | 18 | 0 | 58.7814
2031 | 9 | 18 | 1 | 59.0735
2031 | 9 | 18 | 2 | 58.1261
2031 | 9 | 18 | 3 | 57.8908
2031 | 9 | 18 | 4 | 58.2419
2031 | 9 | 18 | 5 | 60.0563
2031 | 9 | 18 | 6 | 63.2397
2031 | 9 | 18 | 7 | 68.5371
2031 | 9 | 18 | 8 | 67.2627
2031 | 9 | 18 | 9 | 59.3957
2031 | 9 | 18 | 10 | 56.1211
2031 | 9 | 18 | 11 | 53.7793
2031 | 9 | 18 | 12 | 58.4069
2031 | 9 | 18 | 13 | 60.31
2031 | 9 | 18 | 14 | 59.1301
2031 | 9 | 18 | 15 | 59.2483
2031 | 9 | 18 | 16 | 62.3107
2031 | 9 | 18 | 17 | 73.1522
2031 | 9 | 18 | 18 | 83.6245
2031 | 9 | 18 | 19 | 80.8381
2031 | 9 | 18 | 20 | 78.3984
2031 | 9 | 18 | 21 | 73.0896
2031 | 9 | 18 | 22 | 68.1187
2031 | 9 | 18 | 23 | 63.5156
2031 | 9 | 19 | 0 | 62.7778
2031 | 9 | 19 | 1 | 57.1433
2031 | 9 | 19 | 2 | 56.2586
2031 | 9 | 19 | 3 | 55.9807
2031 | 9 | 19 | 4 | 56.2661
2031 | 9 | 19 | 5 | 58.103
2031 | 9 | 19 | 6 | 61.62
2031 | 9 | 19 | 7 | 67.4555
2031 | 9 | 19 | 8 | 70.1293
2031 | 9 | 19 | 9 | 64.8939
2031 | 9 | 19 | 10 | 59.7251
2031 | 9 | 19 | 11 | 54.8497
2031 | 9 | 19 | 12 | 57.0978
2031 | 9 | 19 | 13 | 58.2847
2031 | 9 | 19 | 14 | 55.9597
2031 | 9 | 19 | 15 | 55.1071
2031 | 9 | 19 | 16 | 58.4081
2031 | 9 | 19 | 17 | 66.0868
2031 | 9 | 19 | 18 | 74.4621
2031 | 9 | 19 | 19 | 73.8608
2031 | 9 | 19 | 20 | 71.0165
2031 | 9 | 19 | 21 | 65.5371
2031 | 9 | 19 | 22 | 60.9424
2031 | 9 | 19 | 23 | 56.8274
2031 | 9 | 20 | 0 | 55.7576
2031 | 9 | 20 | 1 | 55.6382
2031 | 9 | 20 | 2 | 54.5163
2031 | 9 | 20 | 3 | 53.9386
2031 | 9 | 20 | 4 | 53.9087
2031 | 9 | 20 | 5 | 54.4376
2031 | 9 | 20 | 6 | 56.592
2031 | 9 | 20 | 7 | 62.2718
2031 | 9 | 20 | 8 | 68.7197
2031 | 9 | 20 | 9 | 62.1584
2031 | 9 | 20 | 10 | 52.1243
2031 | 9 | 20 | 11 | 44.5248
2031 | 9 | 20 | 12 | 46.7885
2031 | 9 | 20 | 13 | 47.4942
2031 | 9 | 20 | 14 | 45.9716
2031 | 9 | 20 | 15 | 48.7007
2031 | 9 | 20 | 16 | 54.4878
2031 | 9 | 20 | 17 | 68.5737
2031 | 9 | 20 | 18 | 80.2009
2031 | 9 | 20 | 19 | 76.8035
2031 | 9 | 20 | 20 | 73.1619
2031 | 9 | 20 | 21 | 66.6666
2031 | 9 | 20 | 22 | 62.0851
2031 | 9 | 20 | 23 | 58.5644
2031 | 9 | 21 | 0 | 55.3367
2031 | 9 | 21 | 1 | 55.2436
2031 | 9 | 21 | 2 | 54.1577
2031 | 9 | 21 | 3 | 53.5148
2031 | 9 | 21 | 4 | 53.5619
2031 | 9 | 21 | 5 | 54.0777
2031 | 9 | 21 | 6 | 55.3144
2031 | 9 | 21 | 7 | 59.7528
2031 | 9 | 21 | 8 | 64.467
2031 | 9 | 21 | 9 | 55.9916
2031 | 9 | 21 | 10 | 47.1413
2031 | 9 | 21 | 11 | 41.1429
2031 | 9 | 21 | 12 | 44.2347
2031 | 9 | 21 | 13 | 45.6154
2031 | 9 | 21 | 14 | 42.9017
2031 | 9 | 21 | 15 | 45.7774
2031 | 9 | 21 | 16 | 52.1287
2031 | 9 | 21 | 17 | 67.1011
2031 | 9 | 21 | 18 | 80.5787
2031 | 9 | 21 | 19 | 76.5287
2031 | 9 | 21 | 20 | 72.8132
2031 | 9 | 21 | 21 | 66.4045
2031 | 9 | 21 | 22 | 61.4472
2031 | 9 | 21 | 23 | 57.8669
2031 | 9 | 22 | 0 | 55.4666
2031 | 9 | 22 | 1 | 51.8853
2031 | 9 | 22 | 2 | 51.6958
2031 | 9 | 22 | 3 | 51.883
2031 | 9 | 22 | 4 | 52.4993
2031 | 9 | 22 | 5 | 54.7528
2031 | 9 | 22 | 6 | 58.769
2031 | 9 | 22 | 7 | 65.4977
2031 | 9 | 22 | 8 | 69.2243
2031 | 9 | 22 | 9 | 62.8069
2031 | 9 | 22 | 10 | 57.795
2031 | 9 | 22 | 11 | 52.2635
2031 | 9 | 22 | 12 | 54.8969
2031 | 9 | 22 | 13 | 55.6838
2031 | 9 | 22 | 14 | 53.7512
2031 | 9 | 22 | 15 | 54.6029
2031 | 9 | 22 | 16 | 58.0016
2031 | 9 | 22 | 17 | 67.9938
2031 | 9 | 22 | 18 | 80.0281
2031 | 9 | 22 | 19 | 77.8086
2031 | 9 | 22 | 20 | 74.5751
2031 | 9 | 22 | 21 | 68.5548
2031 | 9 | 22 | 22 | 63.2488
2031 | 9 | 22 | 23 | 59.2088
2031 | 9 | 23 | 0 | 56.7311
2031 | 9 | 23 | 1 | 55.2602
2031 | 9 | 23 | 2 | 54.7215
2031 | 9 | 23 | 3 | 54.785
2031 | 9 | 23 | 4 | 55.3651
2031 | 9 | 23 | 5 | 57.4676
2031 | 9 | 23 | 6 | 61.8965
2031 | 9 | 23 | 7 | 68.6208
2031 | 9 | 23 | 8 | 70.5732
2031 | 9 | 23 | 9 | 63.8899
2031 | 9 | 23 | 10 | 58.5425
2031 | 9 | 23 | 11 | 53.0131
2031 | 9 | 23 | 12 | 55.1303
2031 | 9 | 23 | 13 | 56.1498
2031 | 9 | 23 | 14 | 54.7073
2031 | 9 | 23 | 15 | 56.375
2031 | 9 | 23 | 16 | 60.0054
2031 | 9 | 23 | 17 | 69.781
2031 | 9 | 23 | 18 | 78.0926
2031 | 9 | 23 | 19 | 77.2496
2031 | 9 | 23 | 20 | 74.3559
2031 | 9 | 23 | 21 | 68.6196
2031 | 9 | 23 | 22 | 63.6073
2031 | 9 | 23 | 23 | 59.638
2031 | 9 | 24 | 0 | 57.8916
2031 | 9 | 24 | 1 | 56.3162
2031 | 9 | 24 | 2 | 55.7818
2031 | 9 | 24 | 3 | 55.7724
2031 | 9 | 24 | 4 | 56.3445
2031 | 9 | 24 | 5 | 58.4101
2031 | 9 | 24 | 6 | 61.4191
2031 | 9 | 24 | 7 | 68.3542
2031 | 9 | 24 | 8 | 71.6322
2031 | 9 | 24 | 9 | 64.3632
2031 | 9 | 24 | 10 | 57.8999
2031 | 9 | 24 | 11 | 51.8023
2031 | 9 | 24 | 12 | 54.4086
2031 | 9 | 24 | 13 | 56.0745
2031 | 9 | 24 | 14 | 54.7174
2031 | 9 | 24 | 15 | 55.3836
2031 | 9 | 24 | 16 | 57.8281
2031 | 9 | 24 | 17 | 68.521
2031 | 9 | 24 | 18 | 78.5302
2031 | 9 | 24 | 19 | 77.5767
2031 | 9 | 24 | 20 | 74.77
2031 | 9 | 24 | 21 | 69.0881
2031 | 9 | 24 | 22 | 63.9729
2031 | 9 | 24 | 23 | 59.8219
2031 | 9 | 25 | 0 | 58.094
2031 | 9 | 25 | 1 | 55.2853
2031 | 9 | 25 | 2 | 54.7481
2031 | 9 | 25 | 3 | 54.746
2031 | 9 | 25 | 4 | 55.3121
2031 | 9 | 25 | 5 | 57.463
2031 | 9 | 25 | 6 | 60.2883
2031 | 9 | 25 | 7 | 65.5854
2031 | 9 | 25 | 8 | 63.5466
2031 | 9 | 25 | 9 | 54.6021
2031 | 9 | 25 | 10 | 52.0119
2031 | 9 | 25 | 11 | 49.1928
2031 | 9 | 25 | 12 | 51.0667
2031 | 9 | 25 | 13 | 52.7456
2031 | 9 | 25 | 14 | 52.4365
2031 | 9 | 25 | 15 | 52.5212
2031 | 9 | 25 | 16 | 52.6499
2031 | 9 | 25 | 17 | 61.6146
2031 | 9 | 25 | 18 | 72.8051
2031 | 9 | 25 | 19 | 74.6078
2031 | 9 | 25 | 20 | 72.1873
2031 | 9 | 25 | 21 | 67.2038
2031 | 9 | 25 | 22 | 62.4816
2031 | 9 | 25 | 23 | 58.4471
2031 | 9 | 26 | 0 | 57.9533
2031 | 9 | 26 | 1 | 55.5556
2031 | 9 | 26 | 2 | 55.054
2031 | 9 | 26 | 3 | 55.0239
2031 | 9 | 26 | 4 | 55.5771
2031 | 9 | 26 | 5 | 57.6113
2031 | 9 | 26 | 6 | 60.3654
2031 | 9 | 26 | 7 | 65.6889
2031 | 9 | 26 | 8 | 63.0713
2031 | 9 | 26 | 9 | 52.8565
2031 | 9 | 26 | 10 | 48.5039
2031 | 9 | 26 | 11 | 45.7149
2031 | 9 | 26 | 12 | 47.8897
2031 | 9 | 26 | 13 | 49.614
2031 | 9 | 26 | 14 | 48.0297
2031 | 9 | 26 | 15 | 47.8704
2031 | 9 | 26 | 16 | 49.7132
2031 | 9 | 26 | 17 | 59.5872
2031 | 9 | 26 | 18 | 71.6259
2031 | 9 | 26 | 19 | 73.0354
2031 | 9 | 26 | 20 | 70.5076
2031 | 9 | 26 | 21 | 65.6989
2031 | 9 | 26 | 22 | 61.3828
2031 | 9 | 26 | 23 | 57.4746
2031 | 9 | 27 | 0 | 56.7861
2031 | 9 | 27 | 1 | 54.3271
2031 | 9 | 27 | 2 | 53.2758
2031 | 9 | 27 | 3 | 52.652
2031 | 9 | 27 | 4 | 52.7545
2031 | 9 | 27 | 5 | 53.2917
2031 | 9 | 27 | 6 | 54.1821
2031 | 9 | 27 | 7 | 57.2911
2031 | 9 | 27 | 8 | 56.995
2031 | 9 | 27 | 9 | 48.288
2031 | 9 | 27 | 10 | 43.8856
2031 | 9 | 27 | 11 | 42.5654
2031 | 9 | 27 | 12 | 46.0338
2031 | 9 | 27 | 13 | 45.6365
2031 | 9 | 27 | 14 | 41.8527
2031 | 9 | 27 | 15 | 42.7487
2031 | 9 | 27 | 16 | 46.5449
2031 | 9 | 27 | 17 | 59.913
2031 | 9 | 27 | 18 | 71.4252
2031 | 9 | 27 | 19 | 70.8651
2031 | 9 | 27 | 20 | 67.1888
2031 | 9 | 27 | 21 | 61.2793
2031 | 9 | 27 | 22 | 57.0394
2031 | 9 | 27 | 23 | 53.966
2031 | 9 | 28 | 0 | 53.3557
2031 | 9 | 28 | 1 | 51.6532
2031 | 9 | 28 | 2 | 50.6868
2031 | 9 | 28 | 3 | 50.2213
2031 | 9 | 28 | 4 | 50.4206
2031 | 9 | 28 | 5 | 50.823
2031 | 9 | 28 | 6 | 51.8237
2031 | 9 | 28 | 7 | 54.4194
2031 | 9 | 28 | 8 | 55.6389
2031 | 9 | 28 | 9 | 48.5922
2031 | 9 | 28 | 10 | 44.3919
2031 | 9 | 28 | 11 | 41.5668
2031 | 9 | 28 | 12 | 45.4054
2031 | 9 | 28 | 13 | 45.8428
2031 | 9 | 28 | 14 | 44.627
2031 | 9 | 28 | 15 | 46.1053
2031 | 9 | 28 | 16 | 50.5281
2031 | 9 | 28 | 17 | 63.695
2031 | 9 | 28 | 18 | 75.7069
2031 | 9 | 28 | 19 | 73.0727
2031 | 9 | 28 | 20 | 69.3058
2031 | 9 | 28 | 21 | 62.961
2031 | 9 | 28 | 22 | 57.9052
2031 | 9 | 28 | 23 | 54.3705
2031 | 9 | 29 | 0 | 52.4073
2031 | 9 | 29 | 1 | 48.8989
2031 | 9 | 29 | 2 | 48.6898
2031 | 9 | 29 | 3 | 48.8332
2031 | 9 | 29 | 4 | 49.4699
2031 | 9 | 29 | 5 | 51.6271
2031 | 9 | 29 | 6 | 55.4987
2031 | 9 | 29 | 7 | 62.1588
2031 | 9 | 29 | 8 | 66.2674
2031 | 9 | 29 | 9 | 60.4378
2031 | 9 | 29 | 10 | 55.0896
2031 | 9 | 29 | 11 | 50.1507
2031 | 9 | 29 | 12 | 51.0807
2031 | 9 | 29 | 13 | 52.5854
2031 | 9 | 29 | 14 | 51.1515
2031 | 9 | 29 | 15 | 52.03
2031 | 9 | 29 | 16 | 55.3737
2031 | 9 | 29 | 17 | 65.6195
2031 | 9 | 29 | 18 | 76.5646
2031 | 9 | 29 | 19 | 74.1287
2031 | 9 | 29 | 20 | 70.7103
2031 | 9 | 29 | 21 | 64.9394
2031 | 9 | 29 | 22 | 60.1146
2031 | 9 | 29 | 23 | 56.3726
2031 | 9 | 30 | 0 | 53.7634
2031 | 9 | 30 | 1 | 50.7612
2031 | 9 | 30 | 2 | 50.4276
2031 | 9 | 30 | 3 | 50.6123
2031 | 9 | 30 | 4 | 51.142
2031 | 9 | 30 | 5 | 53.1189
2031 | 9 | 30 | 6 | 56.0822
2031 | 9 | 30 | 7 | 61.2185
2031 | 9 | 30 | 8 | 59.911
2031 | 9 | 30 | 9 | 50.1289
2031 | 9 | 30 | 10 | 44.0181
2031 | 9 | 30 | 11 | 40.5879
2031 | 9 | 30 | 12 | 42.8926
2031 | 9 | 30 | 13 | 44.4562
2031 | 9 | 30 | 14 | 42.2616
2031 | 9 | 30 | 15 | 43.5538
2031 | 9 | 30 | 16 | 47.8089
2031 | 9 | 30 | 17 | 58.3454
2031 | 9 | 30 | 18 | 67.4227
2031 | 9 | 30 | 19 | 67.8207
2031 | 9 | 30 | 20 | 65.7147
2031 | 9 | 30 | 21 | 61.0411
2031 | 9 | 30 | 22 | 56.5304
2031 | 9 | 30 | 23 | 52.8228
2031 | 10 | 1 | 0 | 52.8656
2031 | 10 | 1 | 1 | 51.9187
2031 | 10 | 1 | 2 | 51.518
2031 | 10 | 1 | 3 | 51.7306
2031 | 10 | 1 | 4 | 52.3342
2031 | 10 | 1 | 5 | 54.4522
2031 | 10 | 1 | 6 | 56.8309
2031 | 10 | 1 | 7 | 62.7184
2031 | 10 | 1 | 8 | 65.6696
2031 | 10 | 1 | 9 | 61.042
2031 | 10 | 1 | 10 | 55.1556
2031 | 10 | 1 | 11 | 50.057
2031 | 10 | 1 | 12 | 50.2097
2031 | 10 | 1 | 13 | 51.228
2031 | 10 | 1 | 14 | 50.355
2031 | 10 | 1 | 15 | 51.5688
2031 | 10 | 1 | 16 | 54.4486
2031 | 10 | 1 | 17 | 64.8769
2031 | 10 | 1 | 18 | 70.4506
2031 | 10 | 1 | 19 | 69.2377
2031 | 10 | 1 | 20 | 66.1767
2031 | 10 | 1 | 21 | 61.6245
2031 | 10 | 1 | 22 | 57.2173
2031 | 10 | 1 | 23 | 53.4193
2031 | 10 | 2 | 0 | 52.7009
2031 | 10 | 2 | 1 | 49.7096
2031 | 10 | 2 | 2 | 49.3093
2031 | 10 | 2 | 3 | 49.4542
2031 | 10 | 2 | 4 | 49.9644
2031 | 10 | 2 | 5 | 52.0476
2031 | 10 | 2 | 6 | 55.6023
2031 | 10 | 2 | 7 | 61.5264
2031 | 10 | 2 | 8 | 63.5984
2031 | 10 | 2 | 9 | 56.3117
2031 | 10 | 2 | 10 | 50.2842
2031 | 10 | 2 | 11 | 45.3626
2031 | 10 | 2 | 12 | 48.3099
2031 | 10 | 2 | 13 | 48.581
2031 | 10 | 2 | 14 | 47.4139
2031 | 10 | 2 | 15 | 49.0768
2031 | 10 | 2 | 16 | 53.2543
2031 | 10 | 2 | 17 | 63.929
2031 | 10 | 2 | 18 | 67.4913
2031 | 10 | 2 | 19 | 66.6706
2031 | 10 | 2 | 20 | 63.7198
2031 | 10 | 2 | 21 | 59.5679
2031 | 10 | 2 | 22 | 55.564
2031 | 10 | 2 | 23 | 52.0792
2031 | 10 | 3 | 0 | 50.7328
2031 | 10 | 3 | 1 | 47.9269
2031 | 10 | 3 | 2 | 47.4594
2031 | 10 | 3 | 3 | 47.479
2031 | 10 | 3 | 4 | 47.9976
2031 | 10 | 3 | 5 | 49.8802
2031 | 10 | 3 | 6 | 53.416
2031 | 10 | 3 | 7 | 58.7184
2031 | 10 | 3 | 8 | 58.2269
2031 | 10 | 3 | 9 | 50.4079
2031 | 10 | 3 | 10 | 45.9939
2031 | 10 | 3 | 11 | 43.1775
2031 | 10 | 3 | 12 | 43.1719
2031 | 10 | 3 | 13 | 44.0764
2031 | 10 | 3 | 14 | 43.7868
2031 | 10 | 3 | 15 | 44.6783
2031 | 10 | 3 | 16 | 46.6271
2031 | 10 | 3 | 17 | 55.7515
2031 | 10 | 3 | 18 | 66.0056
2031 | 10 | 3 | 19 | 64.2745
2031 | 10 | 3 | 20 | 60.7509
2031 | 10 | 3 | 21 | 56.7702
2031 | 10 | 3 | 22 | 53.6318
2031 | 10 | 3 | 23 | 50.7192
2031 | 10 | 4 | 0 | 47.6647
2031 | 10 | 4 | 1 | 46.0413
2031 | 10 | 4 | 2 | 45.3461
2031 | 10 | 4 | 3 | 45.1478
2031 | 10 | 4 | 4 | 45.2278
2031 | 10 | 4 | 5 | 46.0496
2031 | 10 | 4 | 6 | 47.3494
2031 | 10 | 4 | 7 | 51.1633
2031 | 10 | 4 | 8 | 56.8346
2031 | 10 | 4 | 9 | 55.2114
2031 | 10 | 4 | 10 | 50.9097
2031 | 10 | 4 | 11 | 47.6047
2031 | 10 | 4 | 12 | 46.7832
2031 | 10 | 4 | 13 | 44.5309
2031 | 10 | 4 | 14 | 41.791
2031 | 10 | 4 | 15 | 42.8236
2031 | 10 | 4 | 16 | 47.494
2031 | 10 | 4 | 17 | 55.9502
2031 | 10 | 4 | 18 | 57.4258
2031 | 10 | 4 | 19 | 52.6763
2031 | 10 | 4 | 20 | 49.0474
2031 | 10 | 4 | 21 | 45.3238
2031 | 10 | 4 | 22 | 43.3491
2031 | 10 | 4 | 23 | 42.0805
2031 | 10 | 5 | 0 | 42.1056
2031 | 10 | 5 | 1 | 44.3195
2031 | 10 | 5 | 2 | 43.6066
2031 | 10 | 5 | 3 | 43.4412
2031 | 10 | 5 | 4 | 43.5742
2031 | 10 | 5 | 5 | 44.1235
2031 | 10 | 5 | 6 | 44.3681
2031 | 10 | 5 | 7 | 48.5494
2031 | 10 | 5 | 8 | 54.8694
2031 | 10 | 5 | 9 | 50.9151
2031 | 10 | 5 | 10 | 43.5753
2031 | 10 | 5 | 11 | 36.9582
2031 | 10 | 5 | 12 | 37.1641
2031 | 10 | 5 | 13 | 37.6123
2031 | 10 | 5 | 14 | 38.6791
2031 | 10 | 5 | 15 | 41.4778
2031 | 10 | 5 | 16 | 45.4261
2031 | 10 | 5 | 17 | 56.8943
2031 | 10 | 5 | 18 | 63.4607
2031 | 10 | 5 | 19 | 60.4143
2031 | 10 | 5 | 20 | 56.627
2031 | 10 | 5 | 21 | 51.9696
2031 | 10 | 5 | 22 | 48.3194
2031 | 10 | 5 | 23 | 45.7903
2031 | 10 | 6 | 0 | 44.9513
2031 | 10 | 6 | 1 | 44.5135
2031 | 10 | 6 | 2 | 44.4421
2031 | 10 | 6 | 3 | 44.7564
2031 | 10 | 6 | 4 | 45.4509
2031 | 10 | 6 | 5 | 47.4613
2031 | 10 | 6 | 6 | 49.9759
2031 | 10 | 6 | 7 | 55.4235
2031 | 10 | 6 | 8 | 57.1835
2031 | 10 | 6 | 9 | 50.1329
2031 | 10 | 6 | 10 | 45.1419
2031 | 10 | 6 | 11 | 42.4377
2031 | 10 | 6 | 12 | 42.56
2031 | 10 | 6 | 13 | 44.0563
2031 | 10 | 6 | 14 | 43.323
2031 | 10 | 6 | 15 | 44.4031
2031 | 10 | 6 | 16 | 46.5234
2031 | 10 | 6 | 17 | 55.9623
2031 | 10 | 6 | 18 | 64.2506
2031 | 10 | 6 | 19 | 63.15
2031 | 10 | 6 | 20 | 60.0066
2031 | 10 | 6 | 21 | 55.717
2031 | 10 | 6 | 22 | 51.9886
2031 | 10 | 6 | 23 | 48.7711
2031 | 10 | 7 | 0 | 47.1469
2031 | 10 | 7 | 1 | 45.3533
2031 | 10 | 7 | 2 | 45.0649
2031 | 10 | 7 | 3 | 45.2843
2031 | 10 | 7 | 4 | 45.8184
2031 | 10 | 7 | 5 | 47.6994
2031 | 10 | 7 | 6 | 51.2004
2031 | 10 | 7 | 7 | 56.1658
2031 | 10 | 7 | 8 | 56.3644
2031 | 10 | 7 | 9 | 48.5533
2031 | 10 | 7 | 10 | 42.3033
2031 | 10 | 7 | 11 | 38.326
2031 | 10 | 7 | 12 | 41.8027
2031 | 10 | 7 | 13 | 42.1774
2031 | 10 | 7 | 14 | 41.4171
2031 | 10 | 7 | 15 | 42.6333
2031 | 10 | 7 | 16 | 46.4065
2031 | 10 | 7 | 17 | 54.8386
2031 | 10 | 7 | 18 | 65.4646
2031 | 10 | 7 | 19 | 62.5542
2031 | 10 | 7 | 20 | 58.962
2031 | 10 | 7 | 21 | 54.5699
2031 | 10 | 7 | 22 | 50.4854
2031 | 10 | 7 | 23 | 47.2701
2031 | 10 | 8 | 0 | 47.2197
2031 | 10 | 8 | 1 | 45.6037
2031 | 10 | 8 | 2 | 45.2154
2031 | 10 | 8 | 3 | 45.3322
2031 | 10 | 8 | 4 | 45.8827
2031 | 10 | 8 | 5 | 47.8166
2031 | 10 | 8 | 6 | 50.4983
2031 | 10 | 8 | 7 | 54.8654
2031 | 10 | 8 | 8 | 54.0927
2031 | 10 | 8 | 9 | 47.0335
2031 | 10 | 8 | 10 | 45.3679
2031 | 10 | 8 | 11 | 44.5541
2031 | 10 | 8 | 12 | 46.3313
2031 | 10 | 8 | 13 | 47.3892
2031 | 10 | 8 | 14 | 47.2441
2031 | 10 | 8 | 15 | 46.6238
2031 | 10 | 8 | 16 | 44.6312
2031 | 10 | 8 | 17 | 50.955
2031 | 10 | 8 | 18 | 59.059
2031 | 10 | 8 | 19 | 58.0958
2031 | 10 | 8 | 20 | 55.5839
2031 | 10 | 8 | 21 | 51.8253
2031 | 10 | 8 | 22 | 48.2221
2031 | 10 | 8 | 23 | 45.2205
2031 | 10 | 9 | 0 | 44.9203
2031 | 10 | 9 | 1 | 43.8359
2031 | 10 | 9 | 2 | 43.2978
2031 | 10 | 9 | 3 | 43.1527
2031 | 10 | 9 | 4 | 43.551
2031 | 10 | 9 | 5 | 45.2729
2031 | 10 | 9 | 6 | 48.4994
2031 | 10 | 9 | 7 | 54.5022
2031 | 10 | 9 | 8 | 57.7432
2031 | 10 | 9 | 9 | 52.3376
2031 | 10 | 9 | 10 | 48.1699
2031 | 10 | 9 | 11 | 44.2564
2031 | 10 | 9 | 12 | 44.0794
2031 | 10 | 9 | 13 | 44.68
2031 | 10 | 9 | 14 | 45.9965
2031 | 10 | 9 | 15 | 46.4521
2031 | 10 | 9 | 16 | 48.1051
2031 | 10 | 9 | 17 | 56.701
2031 | 10 | 9 | 18 | 65.9449
2031 | 10 | 9 | 19 | 63.5106
2031 | 10 | 9 | 20 | 59.6886
2031 | 10 | 9 | 21 | 55.5029
2031 | 10 | 9 | 22 | 51.8327
2031 | 10 | 9 | 23 | 48.9328
2031 | 10 | 10 | 0 | 47.2389
2031 | 10 | 10 | 1 | 47.5257
2031 | 10 | 10 | 2 | 47.2562
2031 | 10 | 10 | 3 | 47.5124
2031 | 10 | 10 | 4 | 48.3093
2031 | 10 | 10 | 5 | 50.3365
2031 | 10 | 10 | 6 | 53.5061
2031 | 10 | 10 | 7 | 59.1428
2031 | 10 | 10 | 8 | 60.6257
2031 | 10 | 10 | 9 | 53.6667
2031 | 10 | 10 | 10 | 46.6038
2031 | 10 | 10 | 11 | 42.2005
2031 | 10 | 10 | 12 | 42.3553
2031 | 10 | 10 | 13 | 44.1217
2031 | 10 | 10 | 14 | 43.6868
2031 | 10 | 10 | 15 | 45.024
2031 | 10 | 10 | 16 | 48.683
2031 | 10 | 10 | 17 | 58.6263
2031 | 10 | 10 | 18 | 65.2614
2031 | 10 | 10 | 19 | 65.1327
2031 | 10 | 10 | 20 | 62.5136
2031 | 10 | 10 | 21 | 58.9341
2031 | 10 | 10 | 22 | 55.6701
2031 | 10 | 10 | 23 | 52.3362
2031 | 10 | 11 | 0 | 51.6048
2031 | 10 | 11 | 1 | 50.1998
2031 | 10 | 11 | 2 | 49.603
2031 | 10 | 11 | 3 | 49.2781
2031 | 10 | 11 | 4 | 49.4888
2031 | 10 | 11 | 5 | 50.3526
2031 | 10 | 11 | 6 | 52.1578
2031 | 10 | 11 | 7 | 55.6104
2031 | 10 | 11 | 8 | 55.8676
2031 | 10 | 11 | 9 | 46.8199
2031 | 10 | 11 | 10 | 41.666
2031 | 10 | 11 | 11 | 37.6993
2031 | 10 | 11 | 12 | 39.408
2031 | 10 | 11 | 13 | 39.8013
2031 | 10 | 11 | 14 | 38.1492
2031 | 10 | 11 | 15 | 38.8683
2031 | 10 | 11 | 16 | 43.7878
2031 | 10 | 11 | 17 | 54.3507
2031 | 10 | 11 | 18 | 63.2864
2031 | 10 | 11 | 19 | 62.7449
2031 | 10 | 11 | 20 | 59.1376
2031 | 10 | 11 | 21 | 54.9381
2031 | 10 | 11 | 22 | 51.6581
2031 | 10 | 11 | 23 | 49.1249
2031 | 10 | 12 | 0 | 48.2628
2031 | 10 | 12 | 1 | 48.5364
2031 | 10 | 12 | 2 | 48.0225
2031 | 10 | 12 | 3 | 47.7316
2031 | 10 | 12 | 4 | 48.0605
2031 | 10 | 12 | 5 | 48.9647
2031 | 10 | 12 | 6 | 50.3594
2031 | 10 | 12 | 7 | 52.947
2031 | 10 | 12 | 8 | 52.8946
2031 | 10 | 12 | 9 | 44.3765
2031 | 10 | 12 | 10 | 39.7264
2031 | 10 | 12 | 11 | 36.5146
2031 | 10 | 12 | 12 | 37.9952
2031 | 10 | 12 | 13 | 39.1928
2031 | 10 | 12 | 14 | 38.6207
2031 | 10 | 12 | 15 | 38.5407
2031 | 10 | 12 | 16 | 42.7596
2031 | 10 | 12 | 17 | 52.2176
2031 | 10 | 12 | 18 | 65.2253
2031 | 10 | 12 | 19 | 62.8599
2031 | 10 | 12 | 20 | 58.6636
2031 | 10 | 12 | 21 | 54.3231
2031 | 10 | 12 | 22 | 50.6007
2031 | 10 | 12 | 23 | 47.8595
2031 | 10 | 13 | 0 | 46.6639
2031 | 10 | 13 | 1 | 49.4351
2031 | 10 | 13 | 2 | 48.772
2031 | 10 | 13 | 3 | 48.6022
2031 | 10 | 13 | 4 | 49.0214
2031 | 10 | 13 | 5 | 49.784
2031 | 10 | 13 | 6 | 50.3521
2031 | 10 | 13 | 7 | 53.2766
2031 | 10 | 13 | 8 | 55.6058
2031 | 10 | 13 | 9 | 48.0545
2031 | 10 | 13 | 10 | 42.0894
2031 | 10 | 13 | 11 | 38.7486
2031 | 10 | 13 | 12 | 37.6006
2031 | 10 | 13 | 13 | 39.1894
2031 | 10 | 13 | 14 | 39.8151
2031 | 10 | 13 | 15 | 41.0611
2031 | 10 | 13 | 16 | 42.1901
2031 | 10 | 13 | 17 | 53.0592
2031 | 10 | 13 | 18 | 62.1581
2031 | 10 | 13 | 19 | 60.2178
2031 | 10 | 13 | 20 | 56.291
2031 | 10 | 13 | 21 | 52.3156
2031 | 10 | 13 | 22 | 48.5798
2031 | 10 | 13 | 23 | 46.4603
2031 | 10 | 14 | 0 | 46.0601
2031 | 10 | 14 | 1 | 45.8302
2031 | 10 | 14 | 2 | 45.3968
2031 | 10 | 14 | 3 | 45.4844
2031 | 10 | 14 | 4 | 46.0247
2031 | 10 | 14 | 5 | 47.8775
2031 | 10 | 14 | 6 | 50.9391
2031 | 10 | 14 | 7 | 57.1504
2031 | 10 | 14 | 8 | 60.283
2031 | 10 | 14 | 9 | 53.2177
2031 | 10 | 14 | 10 | 47.0198
2031 | 10 | 14 | 11 | 43.2439
2031 | 10 | 14 | 12 | 46.4655
2031 | 10 | 14 | 13 | 46.8172
2031 | 10 | 14 | 14 | 46.5261
2031 | 10 | 14 | 15 | 47.7577
2031 | 10 | 14 | 16 | 51.755
2031 | 10 | 14 | 17 | 60.5677
2031 | 10 | 14 | 18 | 66.4612
2031 | 10 | 14 | 19 | 63.6309
2031 | 10 | 14 | 20 | 60.0678
2031 | 10 | 14 | 21 | 55.8891
2031 | 10 | 14 | 22 | 52.2266
2031 | 10 | 14 | 23 | 49.3377
2031 | 10 | 15 | 0 | 47.4298
2031 | 10 | 15 | 1 | 44.9105
2031 | 10 | 15 | 2 | 44.3709
2031 | 10 | 15 | 3 | 44.3432
2031 | 10 | 15 | 4 | 44.8269
2031 | 10 | 15 | 5 | 46.6237
2031 | 10 | 15 | 6 | 49.904
2031 | 10 | 15 | 7 | 55.9624
2031 | 10 | 15 | 8 | 60.2495
2031 | 10 | 15 | 9 | 55.5446
2031 | 10 | 15 | 10 | 49.221
2031 | 10 | 15 | 11 | 44.9341
2031 | 10 | 15 | 12 | 44.5573
2031 | 10 | 15 | 13 | 45.6365
2031 | 10 | 15 | 14 | 45.7909
2031 | 10 | 15 | 15 | 46.9855
2031 | 10 | 15 | 16 | 51.3575
2031 | 10 | 15 | 17 | 62.1982
2031 | 10 | 15 | 18 | 67.1058
2031 | 10 | 15 | 19 | 63.6694
2031 | 10 | 15 | 20 | 59.9881
2031 | 10 | 15 | 21 | 55.7767
2031 | 10 | 15 | 22 | 51.792
2031 | 10 | 15 | 23 | 48.6702
2031 | 10 | 16 | 0 | 48.1325
2031 | 10 | 16 | 1 | 46.0518
2031 | 10 | 16 | 2 | 45.525
2031 | 10 | 16 | 3 | 45.6095
2031 | 10 | 16 | 4 | 46.1392
2031 | 10 | 16 | 5 | 48.1877
2031 | 10 | 16 | 6 | 51.532
2031 | 10 | 16 | 7 | 57.27
2031 | 10 | 16 | 8 | 61.062
2031 | 10 | 16 | 9 | 56.5944
2031 | 10 | 16 | 10 | 50.9153
2031 | 10 | 16 | 11 | 46.3628
2031 | 10 | 16 | 12 | 45.6392
2031 | 10 | 16 | 13 | 46.6984
2031 | 10 | 16 | 14 | 46.5503
2031 | 10 | 16 | 15 | 48.0015
2031 | 10 | 16 | 16 | 52.5249
2031 | 10 | 16 | 17 | 62.996
2031 | 10 | 16 | 18 | 68.0732
2031 | 10 | 16 | 19 | 64.4503
2031 | 10 | 16 | 20 | 60.8294
2031 | 10 | 16 | 21 | 56.7602
2031 | 10 | 16 | 22 | 52.9674
2031 | 10 | 16 | 23 | 49.642
2031 | 10 | 17 | 0 | 48.7094
2031 | 10 | 17 | 1 | 47.0598
2031 | 10 | 17 | 2 | 46.5525
2031 | 10 | 17 | 3 | 46.5883
2031 | 10 | 17 | 4 | 47.1039
2031 | 10 | 17 | 5 | 49.0681
2031 | 10 | 17 | 6 | 52.539
2031 | 10 | 17 | 7 | 58.858
2031 | 10 | 17 | 8 | 64.2877
2031 | 10 | 17 | 9 | 60.2403
2031 | 10 | 17 | 10 | 53.2393
2031 | 10 | 17 | 11 | 47.2233
2031 | 10 | 17 | 12 | 46.6078
2031 | 10 | 17 | 13 | 46.792
2031 | 10 | 17 | 14 | 46.1627
2031 | 10 | 17 | 15 | 47.4221
2031 | 10 | 17 | 16 | 53.8968
2031 | 10 | 17 | 17 | 64.4029
2031 | 10 | 17 | 18 | 68.5423
2031 | 10 | 17 | 19 | 65.2373
2031 | 10 | 17 | 20 | 61.5743
2031 | 10 | 17 | 21 | 57.7753
2031 | 10 | 17 | 22 | 54.2845
2031 | 10 | 17 | 23 | 51.2249
2031 | 10 | 18 | 0 | 49.8309
2031 | 10 | 18 | 1 | 49.5658
2031 | 10 | 18 | 2 | 49.0809
2031 | 10 | 18 | 3 | 49.0052
2031 | 10 | 18 | 4 | 49.3633
2031 | 10 | 18 | 5 | 50.5408
2031 | 10 | 18 | 6 | 51.7172
2031 | 10 | 18 | 7 | 56.0236
2031 | 10 | 18 | 8 | 60.7086
2031 | 10 | 18 | 9 | 56.8779
2031 | 10 | 18 | 10 | 51.2735
2031 | 10 | 18 | 11 | 46.5417
2031 | 10 | 18 | 12 | 45.2984
2031 | 10 | 18 | 13 | 44.6529
2031 | 10 | 18 | 14 | 44.1238
2031 | 10 | 18 | 15 | 45.8769
2031 | 10 | 18 | 16 | 52.4595
2031 | 10 | 18 | 17 | 64.1003
2031 | 10 | 18 | 18 | 66.1425
2031 | 10 | 18 | 19 | 63.4348
2031 | 10 | 18 | 20 | 59.2499
2031 | 10 | 18 | 21 | 55.2368
2031 | 10 | 18 | 22 | 52.1815
2031 | 10 | 18 | 23 | 49.9538
2031 | 10 | 19 | 0 | 49.441
2031 | 10 | 19 | 1 | 47.1046
2031 | 10 | 19 | 2 | 46.4076
2031 | 10 | 19 | 3 | 46.1627
2031 | 10 | 19 | 4 | 46.2901
2031 | 10 | 19 | 5 | 47.113
2031 | 10 | 19 | 6 | 47.9217
2031 | 10 | 19 | 7 | 50.9286
2031 | 10 | 19 | 8 | 54.2539
2031 | 10 | 19 | 9 | 48.8642
2031 | 10 | 19 | 10 | 42.9077
2031 | 10 | 19 | 11 | 39.1384
2031 | 10 | 19 | 12 | 41.8102
2031 | 10 | 19 | 13 | 42.5245
2031 | 10 | 19 | 14 | 42.2649
2031 | 10 | 19 | 15 | 43.7704
2031 | 10 | 19 | 16 | 50.2649
2031 | 10 | 19 | 17 | 61.6881
2031 | 10 | 19 | 18 | 62.7603
2031 | 10 | 19 | 19 | 58.5834
2031 | 10 | 19 | 20 | 54.2558
2031 | 10 | 19 | 21 | 49.8869
2031 | 10 | 19 | 22 | 46.1421
2031 | 10 | 19 | 23 | 43.651
2031 | 10 | 20 | 0 | 43.3543
2031 | 10 | 20 | 1 | 43.1041
2031 | 10 | 20 | 2 | 42.8799
2031 | 10 | 20 | 3 | 43.0427
2031 | 10 | 20 | 4 | 43.6484
2031 | 10 | 20 | 5 | 45.6646
2031 | 10 | 20 | 6 | 48.9528
2031 | 10 | 20 | 7 | 54.0534
2031 | 10 | 20 | 8 | 54.7824
2031 | 10 | 20 | 9 | 47.164
2031 | 10 | 20 | 10 | 44.4351
2031 | 10 | 20 | 11 | 43.4065
2031 | 10 | 20 | 12 | 42.8751
2031 | 10 | 20 | 13 | 43.894
2031 | 10 | 20 | 14 | 44.8601
2031 | 10 | 20 | 15 | 44.6508
2031 | 10 | 20 | 16 | 45.4317
2031 | 10 | 20 | 17 | 53.1423
2031 | 10 | 20 | 18 | 64.0432
2031 | 10 | 20 | 19 | 61.8033
2031 | 10 | 20 | 20 | 58.2734
2031 | 10 | 20 | 21 | 54.1895
2031 | 10 | 20 | 22 | 50.3608
2031 | 10 | 20 | 23 | 47.4224
2031 | 10 | 21 | 0 | 46.1807
2031 | 10 | 21 | 1 | 45.4506
2031 | 10 | 21 | 2 | 45.1394
2031 | 10 | 21 | 3 | 45.3266
2031 | 10 | 21 | 4 | 45.9722
2031 | 10 | 21 | 5 | 47.8518
2031 | 10 | 21 | 6 | 51.0262
2031 | 10 | 21 | 7 | 56.7848
2031 | 10 | 21 | 8 | 58.7939
2031 | 10 | 21 | 9 | 51.4399
2031 | 10 | 21 | 10 | 44.9771
2031 | 10 | 21 | 11 | 40.9748
2031 | 10 | 21 | 12 | 40.019
2031 | 10 | 21 | 13 | 40.6257
2031 | 10 | 21 | 14 | 40.3506
2031 | 10 | 21 | 15 | 41.5848
2031 | 10 | 21 | 16 | 46.6812
2031 | 10 | 21 | 17 | 55.969
2031 | 10 | 21 | 18 | 65.2202
2031 | 10 | 21 | 19 | 64.2593
2031 | 10 | 21 | 20 | 61.4586
2031 | 10 | 21 | 21 | 57.8597
2031 | 10 | 21 | 22 | 54.2909
2031 | 10 | 21 | 23 | 51.4684
2031 | 10 | 22 | 0 | 50.0289
2031 | 10 | 22 | 1 | 49.4587
2031 | 10 | 22 | 2 | 49.209
2031 | 10 | 22 | 3 | 49.5301
2031 | 10 | 22 | 4 | 50.2923
2031 | 10 | 22 | 5 | 52.3844
2031 | 10 | 22 | 6 | 55.9414
2031 | 10 | 22 | 7 | 60.6652
2031 | 10 | 22 | 8 | 60.3797
2031 | 10 | 22 | 9 | 51.4628
2031 | 10 | 22 | 10 | 45.6679
2031 | 10 | 22 | 11 | 42.5138
2031 | 10 | 22 | 12 | 43.0928
2031 | 10 | 22 | 13 | 44.7813
2031 | 10 | 22 | 14 | 43.9493
2031 | 10 | 22 | 15 | 44.3071
2031 | 10 | 22 | 16 | 47.3166
2031 | 10 | 22 | 17 | 56.7095
2031 | 10 | 22 | 18 | 67.6201
2031 | 10 | 22 | 19 | 64.861
2031 | 10 | 22 | 20 | 61.6762
2031 | 10 | 22 | 21 | 57.7556
2031 | 10 | 22 | 22 | 53.8557
2031 | 10 | 22 | 23 | 50.4415
2031 | 10 | 23 | 0 | 50.3489
2031 | 10 | 23 | 1 | 46.9968
2031 | 10 | 23 | 2 | 46.5099
2031 | 10 | 23 | 3 | 46.457
2031 | 10 | 23 | 4 | 46.7693
2031 | 10 | 23 | 5 | 48.5138
2031 | 10 | 23 | 6 | 52.3105
2031 | 10 | 23 | 7 | 57.7445
2031 | 10 | 23 | 8 | 61.8364
2031 | 10 | 23 | 9 | 56.6798
2031 | 10 | 23 | 10 | 51.232
2031 | 10 | 23 | 11 | 46.8172
2031 | 10 | 23 | 12 | 48.7335
2031 | 10 | 23 | 13 | 48.7542
2031 | 10 | 23 | 14 | 47.5322
2031 | 10 | 23 | 15 | 47.6846
2031 | 10 | 23 | 16 | 53.1194
2031 | 10 | 23 | 17 | 62.789
2031 | 10 | 23 | 18 | 64.4327
2031 | 10 | 23 | 19 | 61.3056
2031 | 10 | 23 | 20 | 58.0217
2031 | 10 | 23 | 21 | 54.1034
2031 | 10 | 23 | 22 | 50.2357
2031 | 10 | 23 | 23 | 46.9633
2031 | 10 | 24 | 0 | 45.0677
2031 | 10 | 24 | 1 | 44.651
2031 | 10 | 24 | 2 | 44.1316
2031 | 10 | 24 | 3 | 44.0751
2031 | 10 | 24 | 4 | 44.489
2031 | 10 | 24 | 5 | 46.2776
2031 | 10 | 24 | 6 | 50.334
2031 | 10 | 24 | 7 | 56.5628
2031 | 10 | 24 | 8 | 61.1869
2031 | 10 | 24 | 9 | 55.0591
2031 | 10 | 24 | 10 | 47.2607
2031 | 10 | 24 | 11 | 42.4118
2031 | 10 | 24 | 12 | 42.2514
2031 | 10 | 24 | 13 | 43.0378
2031 | 10 | 24 | 14 | 42.4951
2031 | 10 | 24 | 15 | 43.0467
2031 | 10 | 24 | 16 | 49.3064
2031 | 10 | 24 | 17 | 60.5541
2031 | 10 | 24 | 18 | 60.7994
2031 | 10 | 24 | 19 | 59.1428
2031 | 10 | 24 | 20 | 55.6225
2031 | 10 | 24 | 21 | 52.4375
2031 | 10 | 24 | 22 | 49.4027
2031 | 10 | 24 | 23 | 46.7472
2031 | 10 | 25 | 0 | 45.6349
2031 | 10 | 25 | 1 | 44.7788
2031 | 10 | 25 | 2 | 44.1736
2031 | 10 | 25 | 3 | 43.9504
2031 | 10 | 25 | 4 | 44.0973
2031 | 10 | 25 | 5 | 44.9483
2031 | 10 | 25 | 6 | 45.811
2031 | 10 | 25 | 7 | 50.1213
2031 | 10 | 25 | 8 | 54.6423
2031 | 10 | 25 | 9 | 47.6071
2031 | 10 | 25 | 10 | 40.1566
2031 | 10 | 25 | 11 | 35.5995
2031 | 10 | 25 | 12 | 37.748
2031 | 10 | 25 | 13 | 38.2032
2031 | 10 | 25 | 14 | 36.9693
2031 | 10 | 25 | 15 | 38.5971
2031 | 10 | 25 | 16 | 45.6669
2031 | 10 | 25 | 17 | 58.2124
2031 | 10 | 25 | 18 | 63.3281
2031 | 10 | 25 | 19 | 58.5566
2031 | 10 | 25 | 20 | 54.1798
2031 | 10 | 25 | 21 | 49.9865
2031 | 10 | 25 | 22 | 47.0365
2031 | 10 | 25 | 23 | 44.9536
2031 | 10 | 26 | 0 | 43.763
2031 | 10 | 26 | 1 | 42.2114
2031 | 10 | 26 | 2 | 41.4929
2031 | 10 | 26 | 3 | 41.1542
2031 | 10 | 26 | 4 | 41.3969
2031 | 10 | 26 | 5 | 42.1958
2031 | 10 | 26 | 6 | 43.5855
2031 | 10 | 26 | 7 | 47.5874
2031 | 10 | 26 | 8 | 54.1801
2031 | 10 | 26 | 9 | 50.108
2031 | 10 | 26 | 10 | 43.9906
2031 | 10 | 26 | 11 | 39.0891
2031 | 10 | 26 | 12 | 39.3606
2031 | 10 | 26 | 13 | 39.8281
2031 | 10 | 26 | 14 | 39.9757
2031 | 10 | 26 | 15 | 41.2026
2031 | 10 | 26 | 16 | 49.4659
2031 | 10 | 26 | 17 | 62.3276
2031 | 10 | 26 | 18 | 65.3779
2031 | 10 | 26 | 19 | 60.283
2031 | 10 | 26 | 20 | 55.6193
2031 | 10 | 26 | 21 | 51.2799
2031 | 10 | 26 | 22 | 47.5621
2031 | 10 | 26 | 23 | 45
2031 | 10 | 27 | 0 | 44.7773
2031 | 10 | 27 | 1 | 43.0043
2031 | 10 | 27 | 2 | 42.7483
2031 | 10 | 27 | 3 | 42.8849
2031 | 10 | 27 | 4 | 43.4095
2031 | 10 | 27 | 5 | 45.364
2031 | 10 | 27 | 6 | 48.6946
2031 | 10 | 27 | 7 | 54.5793
2031 | 10 | 27 | 8 | 59.3342
2031 | 10 | 27 | 9 | 53.9627
2031 | 10 | 27 | 10 | 48.3829
2031 | 10 | 27 | 11 | 44.7238
2031 | 10 | 27 | 12 | 44.5288
2031 | 10 | 27 | 13 | 45.0417
2031 | 10 | 27 | 14 | 44.6166
2031 | 10 | 27 | 15 | 45.7954
2031 | 10 | 27 | 16 | 52.0462
2031 | 10 | 27 | 17 | 62.9241
2031 | 10 | 27 | 18 | 65.8984
2031 | 10 | 27 | 19 | 61.4589
2031 | 10 | 27 | 20 | 57.3419
2031 | 10 | 27 | 21 | 53.1026
2031 | 10 | 27 | 22 | 49.0921
2031 | 10 | 27 | 23 | 46.0776
2031 | 10 | 28 | 0 | 46.1128
2031 | 10 | 28 | 1 | 44.2495
2031 | 10 | 28 | 2 | 43.7048
2031 | 10 | 28 | 3 | 43.7834
2031 | 10 | 28 | 4 | 44.2682
2031 | 10 | 28 | 5 | 46.1992
2031 | 10 | 28 | 6 | 49.9041
2031 | 10 | 28 | 7 | 56.2357
2031 | 10 | 28 | 8 | 61.4819
2031 | 10 | 28 | 9 | 56.0538
2031 | 10 | 28 | 10 | 48.8343
2031 | 10 | 28 | 11 | 44.1375
2031 | 10 | 28 | 12 | 44.5799
2031 | 10 | 28 | 13 | 45.0703
2031 | 10 | 28 | 14 | 45.1644
2031 | 10 | 28 | 15 | 46.9132
2031 | 10 | 28 | 16 | 53.8466
2031 | 10 | 28 | 17 | 64.901
2031 | 10 | 28 | 18 | 65.0195
2031 | 10 | 28 | 19 | 61.0783
2031 | 10 | 28 | 20 | 57.2631
2031 | 10 | 28 | 21 | 53.3194
2031 | 10 | 28 | 22 | 49.4143
2031 | 10 | 28 | 23 | 46.3641
2031 | 10 | 29 | 0 | 47.1398
2031 | 10 | 29 | 1 | 45.5357
2031 | 10 | 29 | 2 | 45.0009
2031 | 10 | 29 | 3 | 45.0091
2031 | 10 | 29 | 4 | 45.4705
2031 | 10 | 29 | 5 | 47.3214
2031 | 10 | 29 | 6 | 51.1984
2031 | 10 | 29 | 7 | 56.9339
2031 | 10 | 29 | 8 | 60.6709
2031 | 10 | 29 | 9 | 53.9411
2031 | 10 | 29 | 10 | 46.9562
2031 | 10 | 29 | 11 | 43.1616
2031 | 10 | 29 | 12 | 44.9649
2031 | 10 | 29 | 13 | 45.5997
2031 | 10 | 29 | 14 | 45.4172
2031 | 10 | 29 | 15 | 46.0942
2031 | 10 | 29 | 16 | 51.8413
2031 | 10 | 29 | 17 | 62.8898
2031 | 10 | 29 | 18 | 64.55
2031 | 10 | 29 | 19 | 61.4532
2031 | 10 | 29 | 20 | 58.1379
2031 | 10 | 29 | 21 | 54.4618
2031 | 10 | 29 | 22 | 50.6488
2031 | 10 | 29 | 23 | 47.6103
2031 | 10 | 30 | 0 | 46.9111
2031 | 10 | 30 | 1 | 45.7408
2031 | 10 | 30 | 2 | 45.1821
2031 | 10 | 30 | 3 | 45.1892
2031 | 10 | 30 | 4 | 45.6262
2031 | 10 | 30 | 5 | 47.5462
2031 | 10 | 30 | 6 | 50.8427
2031 | 10 | 30 | 7 | 56.7407
2031 | 10 | 30 | 8 | 61.1411
2031 | 10 | 30 | 9 | 55.5998
2031 | 10 | 30 | 10 | 49.2363
2031 | 10 | 30 | 11 | 45.0038
2031 | 10 | 30 | 12 | 45.8016
2031 | 10 | 30 | 13 | 46.4551
2031 | 10 | 30 | 14 | 46.529
2031 | 10 | 30 | 15 | 47.906
2031 | 10 | 30 | 16 | 54.3593
2031 | 10 | 30 | 17 | 65.9668
2031 | 10 | 30 | 18 | 65.7606
2031 | 10 | 30 | 19 | 61.888
2031 | 10 | 30 | 20 | 58.2326
2031 | 10 | 30 | 21 | 54.533
2031 | 10 | 30 | 22 | 50.8538
2031 | 10 | 30 | 23 | 47.7599
2031 | 10 | 31 | 0 | 47.1579
2031 | 10 | 31 | 1 | 46.6051
2031 | 10 | 31 | 2 | 46.0861
2031 | 10 | 31 | 3 | 46.116
2031 | 10 | 31 | 4 | 46.6116
2031 | 10 | 31 | 5 | 48.5309
2031 | 10 | 31 | 6 | 50.5196
2031 | 10 | 31 | 7 | 56.7743
2031 | 10 | 31 | 8 | 61.9951
2031 | 10 | 31 | 9 | 56.9218
2031 | 10 | 31 | 10 | 49.6919
2031 | 10 | 31 | 11 | 45.0023
2031 | 10 | 31 | 12 | 46.0431
2031 | 10 | 31 | 13 | 46.4272
2031 | 10 | 31 | 14 | 45.8261
2031 | 10 | 31 | 15 | 47.0285
2031 | 10 | 31 | 16 | 54.5627
2031 | 10 | 31 | 17 | 66.1806
2031 | 10 | 31 | 18 | 65.72
2031 | 10 | 31 | 19 | 61.8889
2031 | 10 | 31 | 20 | 58.1452
2031 | 10 | 31 | 21 | 54.6091
2031 | 10 | 31 | 22 | 51.3104
2031 | 10 | 31 | 23 | 48.3549
2031 | 11 | 1 | 0 | 47.3708
2031 | 11 | 1 | 1 | 44.7674
2031 | 11 | 1 | 2 | 44.3224
2031 | 11 | 1 | 3 | 44.1153
2031 | 11 | 1 | 4 | 44.3572
2031 | 11 | 1 | 5 | 45.4054
2031 | 11 | 1 | 6 | 47.2509
2031 | 11 | 1 | 7 | 50.5341
2031 | 11 | 1 | 8 | 53.6633
2031 | 11 | 1 | 9 | 47.6935
2031 | 11 | 1 | 10 | 42.3765
2031 | 11 | 1 | 11 | 39.2222
2031 | 11 | 1 | 12 | 36.6516
2031 | 11 | 1 | 13 | 37.5183
2031 | 11 | 1 | 14 | 36.2166
2031 | 11 | 1 | 15 | 36.3186
2031 | 11 | 1 | 16 | 41.5485
2031 | 11 | 1 | 17 | 50.3401
2031 | 11 | 1 | 18 | 58.946
2031 | 11 | 1 | 19 | 55.8649
2031 | 11 | 1 | 20 | 51.8527
2031 | 11 | 1 | 21 | 47.911
2031 | 11 | 1 | 22 | 45.0154
2031 | 11 | 1 | 23 | 42.7958
2031 | 11 | 2 | 0 | 42.781
2031 | 11 | 2 | 1 | 44.0672
2031 | 11 | 2 | 2 | 42.9082
2031 | 11 | 2 | 3 | 42.4378
2031 | 11 | 2 | 4 | 42.4256
2031 | 11 | 2 | 5 | 42.0832
2031 | 11 | 2 | 6 | 41.6274
2031 | 11 | 2 | 7 | 43.0174
2031 | 11 | 2 | 8 | 46.838
2031 | 11 | 2 | 9 | 41.0496
2031 | 11 | 2 | 10 | 34.8762
2031 | 11 | 2 | 11 | 32.6739
2031 | 11 | 2 | 12 | 34.4468
2031 | 11 | 2 | 13 | 36.8648
2031 | 11 | 2 | 14 | 37.1779
2031 | 11 | 2 | 15 | 36.2859
2031 | 11 | 2 | 16 | 39.6355
2031 | 11 | 2 | 17 | 49.3101
2031 | 11 | 2 | 18 | 58.587
2031 | 11 | 2 | 19 | 54.7253
2031 | 11 | 2 | 20 | 51.6905
2031 | 11 | 2 | 21 | 48.3381
2031 | 11 | 2 | 22 | 45.798
2031 | 11 | 2 | 23 | 43.5605
2031 | 11 | 3 | 0 | 43.2361
2031 | 11 | 3 | 1 | 42.0669
2031 | 11 | 3 | 2 | 41.2335
2031 | 11 | 3 | 3 | 41.0579
2031 | 11 | 3 | 4 | 41.348
2031 | 11 | 3 | 5 | 42.1379
2031 | 11 | 3 | 6 | 44.3866
2031 | 11 | 3 | 7 | 49.4194
2031 | 11 | 3 | 8 | 56.9396
2031 | 11 | 3 | 9 | 52.9975
2031 | 11 | 3 | 10 | 46.723
2031 | 11 | 3 | 11 | 43.6419
2031 | 11 | 3 | 12 | 44.4519
2031 | 11 | 3 | 13 | 46.5074
2031 | 11 | 3 | 14 | 46.5701
2031 | 11 | 3 | 15 | 46.0657
2031 | 11 | 3 | 16 | 49.274
2031 | 11 | 3 | 17 | 58.5083
2031 | 11 | 3 | 18 | 62.9333
2031 | 11 | 3 | 19 | 59.4586
2031 | 11 | 3 | 20 | 56.6363
2031 | 11 | 3 | 21 | 53.2291
2031 | 11 | 3 | 22 | 50.4616
2031 | 11 | 3 | 23 | 47.7718
2031 | 11 | 4 | 0 | 45.6162
2031 | 11 | 4 | 1 | 43.3481
2031 | 11 | 4 | 2 | 42.2553
2031 | 11 | 4 | 3 | 42.0173
2031 | 11 | 4 | 4 | 42.3006
2031 | 11 | 4 | 5 | 42.9909
2031 | 11 | 4 | 6 | 45.2317
2031 | 11 | 4 | 7 | 50.5472
2031 | 11 | 4 | 8 | 58.1685
2031 | 11 | 4 | 9 | 54.7196
2031 | 11 | 4 | 10 | 47.3099
2031 | 11 | 4 | 11 | 43.1578
2031 | 11 | 4 | 12 | 43.2619
2031 | 11 | 4 | 13 | 45.224
2031 | 11 | 4 | 14 | 45.8536
2031 | 11 | 4 | 15 | 46.5665
2031 | 11 | 4 | 16 | 51.4331
2031 | 11 | 4 | 17 | 61.3085
2031 | 11 | 4 | 18 | 64.9879
2031 | 11 | 4 | 19 | 61.9065
2031 | 11 | 4 | 20 | 59.508
2031 | 11 | 4 | 21 | 56.42
2031 | 11 | 4 | 22 | 53.7385
2031 | 11 | 4 | 23 | 51.0113
2031 | 11 | 5 | 0 | 48.928
2031 | 11 | 5 | 1 | 47.9637
2031 | 11 | 5 | 2 | 46.9679
2031 | 11 | 5 | 3 | 46.7926
2031 | 11 | 5 | 4 | 47.1208
2031 | 11 | 5 | 5 | 47.8596
2031 | 11 | 5 | 6 | 49.7162
2031 | 11 | 5 | 7 | 53.4333
2031 | 11 | 5 | 8 | 56.3647
2031 | 11 | 5 | 9 | 49.296
2031 | 11 | 5 | 10 | 42.7608
2031 | 11 | 5 | 11 | 40.3674
2031 | 11 | 5 | 12 | 42.6184
2031 | 11 | 5 | 13 | 45.2098
2031 | 11 | 5 | 14 | 45.2014
2031 | 11 | 5 | 15 | 44.2996
2031 | 11 | 5 | 16 | 46.2175
2031 | 11 | 5 | 17 | 54.8492
2031 | 11 | 5 | 18 | 68.0165
2031 | 11 | 5 | 19 | 63.1815
2031 | 11 | 5 | 20 | 60.2958
2031 | 11 | 5 | 21 | 56.8816
2031 | 11 | 5 | 22 | 53.9665
2031 | 11 | 5 | 23 | 50.9438
2031 | 11 | 6 | 0 | 49.0246
2031 | 11 | 6 | 1 | 46.6773
2031 | 11 | 6 | 2 | 45.3422
2031 | 11 | 6 | 3 | 44.8355
2031 | 11 | 6 | 4 | 44.8182
2031 | 11 | 6 | 5 | 45.393
2031 | 11 | 6 | 6 | 46.8323
2031 | 11 | 6 | 7 | 51.39
2031 | 11 | 6 | 8 | 58.4855
2031 | 11 | 6 | 9 | 55.2163
2031 | 11 | 6 | 10 | 48.5014
2031 | 11 | 6 | 11 | 44.4602
2031 | 11 | 6 | 12 | 47.3327
2031 | 11 | 6 | 13 | 48.9829
2031 | 11 | 6 | 14 | 49.3466
2031 | 11 | 6 | 15 | 49.6484
2031 | 11 | 6 | 16 | 54.7788
2031 | 11 | 6 | 17 | 65.0512
2031 | 11 | 6 | 18 | 68.781
2031 | 11 | 6 | 19 | 63.0565
2031 | 11 | 6 | 20 | 59.8092
2031 | 11 | 6 | 21 | 56.4749
2031 | 11 | 6 | 22 | 53.7018
2031 | 11 | 6 | 23 | 50.835
2031 | 11 | 7 | 0 | 48.476
2031 | 11 | 7 | 1 | 47.8174
2031 | 11 | 7 | 2 | 46.6799
2031 | 11 | 7 | 3 | 46.4664
2031 | 11 | 7 | 4 | 46.8745
2031 | 11 | 7 | 5 | 47.7977
2031 | 11 | 7 | 6 | 49.1379
2031 | 11 | 7 | 7 | 54.4612
2031 | 11 | 7 | 8 | 62.5745
2031 | 11 | 7 | 9 | 59.8151
2031 | 11 | 7 | 10 | 52.0834
2031 | 11 | 7 | 11 | 46.7262
2031 | 11 | 7 | 12 | 46.7768
2031 | 11 | 7 | 13 | 48.3234
2031 | 11 | 7 | 14 | 48.6523
2031 | 11 | 7 | 15 | 49.3273
2031 | 11 | 7 | 16 | 55.0418
2031 | 11 | 7 | 17 | 65.5646
2031 | 11 | 7 | 18 | 70.2714
2031 | 11 | 7 | 19 | 66.6697
2031 | 11 | 7 | 20 | 64.1814
2031 | 11 | 7 | 21 | 61.4966
2031 | 11 | 7 | 22 | 59.2587
2031 | 11 | 7 | 23 | 56.4445
2031 | 11 | 8 | 0 | 54.1609
2031 | 11 | 8 | 1 | 53.2047
2031 | 11 | 8 | 2 | 52.0758
2031 | 11 | 8 | 3 | 51.6755
2031 | 11 | 8 | 4 | 51.7194
2031 | 11 | 8 | 5 | 51.7023
2031 | 11 | 8 | 6 | 51.549
2031 | 11 | 8 | 7 | 54.3373
2031 | 11 | 8 | 8 | 60.7041
2031 | 11 | 8 | 9 | 57.7505
2031 | 11 | 8 | 10 | 52.6379
2031 | 11 | 8 | 11 | 48.1559
2031 | 11 | 8 | 12 | 49.5878
2031 | 11 | 8 | 13 | 49.6757
2031 | 11 | 8 | 14 | 49.7539
2031 | 11 | 8 | 15 | 50.5799
2031 | 11 | 8 | 16 | 56.7941
2031 | 11 | 8 | 17 | 67.0854
2031 | 11 | 8 | 18 | 72.0827
2031 | 11 | 8 | 19 | 66.1182
2031 | 11 | 8 | 20 | 61.7842
2031 | 11 | 8 | 21 | 58.0597
2031 | 11 | 8 | 22 | 55.6816
2031 | 11 | 8 | 23 | 53.5776
2031 | 11 | 9 | 0 | 52.9577
2031 | 11 | 9 | 1 | 50.388
2031 | 11 | 9 | 2 | 49.2112
2031 | 11 | 9 | 3 | 48.7528
2031 | 11 | 9 | 4 | 48.8103
2031 | 11 | 9 | 5 | 48.7832
2031 | 11 | 9 | 6 | 48.5553
2031 | 11 | 9 | 7 | 50.3784
2031 | 11 | 9 | 8 | 56.4602
2031 | 11 | 9 | 9 | 54.8641
2031 | 11 | 9 | 10 | 50.2763
2031 | 11 | 9 | 11 | 46.7008
2031 | 11 | 9 | 12 | 44.9236
2031 | 11 | 9 | 13 | 45.0057
2031 | 11 | 9 | 14 | 45.0257
2031 | 11 | 9 | 15 | 45.8219
2031 | 11 | 9 | 16 | 52.1632
2031 | 11 | 9 | 17 | 63.0795
2031 | 11 | 9 | 18 | 71.42
2031 | 11 | 9 | 19 | 66.5074
2031 | 11 | 9 | 20 | 62.9864
2031 | 11 | 9 | 21 | 59.577
2031 | 11 | 9 | 22 | 56.9439
2031 | 11 | 9 | 23 | 54.6303
2031 | 11 | 10 | 0 | 52.2302
2031 | 11 | 10 | 1 | 51.1996
2031 | 11 | 10 | 2 | 50.3799
2031 | 11 | 10 | 3 | 50.2123
2031 | 11 | 10 | 4 | 50.5513
2031 | 11 | 10 | 5 | 51.2249
2031 | 11 | 10 | 6 | 53.4105
2031 | 11 | 10 | 7 | 57.9112
2031 | 11 | 10 | 8 | 64.326
2031 | 11 | 10 | 9 | 60.1017
2031 | 11 | 10 | 10 | 54.0152
2031 | 11 | 10 | 11 | 50.5472
2031 | 11 | 10 | 12 | 50.2324
2031 | 11 | 10 | 13 | 51.389
2031 | 11 | 10 | 14 | 51.0081
2031 | 11 | 10 | 15 | 51.3544
2031 | 11 | 10 | 16 | 55.1316
2031 | 11 | 10 | 17 | 64.0624
2031 | 11 | 10 | 18 | 72.5475
2031 | 11 | 10 | 19 | 67.8468
2031 | 11 | 10 | 20 | 65.0606
2031 | 11 | 10 | 21 | 61.6682
2031 | 11 | 10 | 22 | 58.7396
2031 | 11 | 10 | 23 | 55.8158
2031 | 11 | 11 | 0 | 54.0611
2031 | 11 | 11 | 1 | 50.9494
2031 | 11 | 11 | 2 | 49.6961
2031 | 11 | 11 | 3 | 49.3149
2031 | 11 | 11 | 4 | 49.4361
2031 | 11 | 11 | 5 | 49.9372
2031 | 11 | 11 | 6 | 53.158
2031 | 11 | 11 | 7 | 57.5622
2031 | 11 | 11 | 8 | 62.9317
2031 | 11 | 11 | 9 | 57.6741
2031 | 11 | 11 | 10 | 50.4397
2031 | 11 | 11 | 11 | 46.8248
2031 | 11 | 11 | 12 | 48.0257
2031 | 11 | 11 | 13 | 48.999
2031 | 11 | 11 | 14 | 48.8726
2031 | 11 | 11 | 15 | 49.2256
2031 | 11 | 11 | 16 | 53.1439
2031 | 11 | 11 | 17 | 61.128
2031 | 11 | 11 | 18 | 70.3637
2031 | 11 | 11 | 19 | 65.4179
2031 | 11 | 11 | 20 | 62.6492
2031 | 11 | 11 | 21 | 59.3802
2031 | 11 | 11 | 22 | 56.5616
2031 | 11 | 11 | 23 | 53.6567
2031 | 11 | 12 | 0 | 52.206
2031 | 11 | 12 | 1 | 48.6136
2031 | 11 | 12 | 2 | 47.3075
2031 | 11 | 12 | 3 | 46.8531
2031 | 11 | 12 | 4 | 46.954
2031 | 11 | 12 | 5 | 47.4577
2031 | 11 | 12 | 6 | 49.4948
2031 | 11 | 12 | 7 | 54.1147
2031 | 11 | 12 | 8 | 61.6631
2031 | 11 | 12 | 9 | 59.3604
2031 | 11 | 12 | 10 | 52.8768
2031 | 11 | 12 | 11 | 48.9357
2031 | 11 | 12 | 12 | 48.6446
2031 | 11 | 12 | 13 | 49.4932
2031 | 11 | 12 | 14 | 49.8039
2031 | 11 | 12 | 15 | 49.7068
2031 | 11 | 12 | 16 | 53.7743
2031 | 11 | 12 | 17 | 62.8919
2031 | 11 | 12 | 18 | 68.6524
2031 | 11 | 12 | 19 | 63.7979
2031 | 11 | 12 | 20 | 61.1933
2031 | 11 | 12 | 21 | 58.0864
2031 | 11 | 12 | 22 | 55.2303
2031 | 11 | 12 | 23 | 52.317
2031 | 11 | 13 | 0 | 50.5637
2031 | 11 | 13 | 1 | 47.6109
2031 | 11 | 13 | 2 | 46.2836
2031 | 11 | 13 | 3 | 45.8523
2031 | 11 | 13 | 4 | 45.9871
2031 | 11 | 13 | 5 | 46.6267
2031 | 11 | 13 | 6 | 48.597
2031 | 11 | 13 | 7 | 53.3956
2031 | 11 | 13 | 8 | 61.342
2031 | 11 | 13 | 9 | 59.6441
2031 | 11 | 13 | 10 | 53.4022
2031 | 11 | 13 | 11 | 49.1346
2031 | 11 | 13 | 12 | 47.6484
2031 | 11 | 13 | 13 | 48.336
2031 | 11 | 13 | 14 | 48.7774
2031 | 11 | 13 | 15 | 49.2689
2031 | 11 | 13 | 16 | 53.7162
2031 | 11 | 13 | 17 | 63.1895
2031 | 11 | 13 | 18 | 66.4411
2031 | 11 | 13 | 19 | 62.2244
2031 | 11 | 13 | 20 | 59.8399
2031 | 11 | 13 | 21 | 56.939
2031 | 11 | 13 | 22 | 54.3196
2031 | 11 | 13 | 23 | 51.3289
2031 | 11 | 14 | 0 | 50.9571
2031 | 11 | 14 | 1 | 47.4378
2031 | 11 | 14 | 2 | 45.9229
2031 | 11 | 14 | 3 | 45.2203
2031 | 11 | 14 | 4 | 45.0991
2031 | 11 | 14 | 5 | 45.5034
2031 | 11 | 14 | 6 | 47.0356
2031 | 11 | 14 | 7 | 52.0082
2031 | 11 | 14 | 8 | 59.9172
2031 | 11 | 14 | 9 | 56.6482
2031 | 11 | 14 | 10 | 50.0239
2031 | 11 | 14 | 11 | 45.8954
2031 | 11 | 14 | 12 | 46.7325
2031 | 11 | 14 | 13 | 47.2021
2031 | 11 | 14 | 14 | 46.7065
2031 | 11 | 14 | 15 | 45.8075
2031 | 11 | 14 | 16 | 49.4827
2031 | 11 | 14 | 17 | 57.35
2031 | 11 | 14 | 18 | 63.5782
2031 | 11 | 14 | 19 | 59.3093
2031 | 11 | 14 | 20 | 56.6704
2031 | 11 | 14 | 21 | 53.7648
2031 | 11 | 14 | 22 | 51.7842
2031 | 11 | 14 | 23 | 49.1062
2031 | 11 | 15 | 0 | 45.7986
2031 | 11 | 15 | 1 | 42.5156
2031 | 11 | 15 | 2 | 41.2211
2031 | 11 | 15 | 3 | 40.6933
2031 | 11 | 15 | 4 | 40.703
2031 | 11 | 15 | 5 | 40.4694
2031 | 11 | 15 | 6 | 40.2673
2031 | 11 | 15 | 7 | 43.7645
2031 | 11 | 15 | 8 | 53.7721
2031 | 11 | 15 | 9 | 54.6266
2031 | 11 | 15 | 10 | 48.4198
2031 | 11 | 15 | 11 | 43.2281
2031 | 11 | 15 | 12 | 41.2
2031 | 11 | 15 | 13 | 41.1181
2031 | 11 | 15 | 14 | 42.9275
2031 | 11 | 15 | 15 | 44.585
2031 | 11 | 15 | 16 | 49.8483
2031 | 11 | 15 | 17 | 59.9488
2031 | 11 | 15 | 18 | 65.6061
2031 | 11 | 15 | 19 | 59.6775
2031 | 11 | 15 | 20 | 55.8703
2031 | 11 | 15 | 21 | 52.463
2031 | 11 | 15 | 22 | 50.4452
2031 | 11 | 15 | 23 | 48.3982
2031 | 11 | 16 | 0 | 47.9291
2031 | 11 | 16 | 1 | 45.5053
2031 | 11 | 16 | 2 | 44.1143
2031 | 11 | 16 | 3 | 43.5372
2031 | 11 | 16 | 4 | 43.4691
2031 | 11 | 16 | 5 | 43.1145
2031 | 11 | 16 | 6 | 43.1643
2031 | 11 | 16 | 7 | 45.5081
2031 | 11 | 16 | 8 | 53.8318
2031 | 11 | 16 | 9 | 52.6392
2031 | 11 | 16 | 10 | 46.7573
2031 | 11 | 16 | 11 | 42.2846
2031 | 11 | 16 | 12 | 41.9174
2031 | 11 | 16 | 13 | 42.0181
2031 | 11 | 16 | 14 | 41.5861
2031 | 11 | 16 | 15 | 43.1421
2031 | 11 | 16 | 16 | 50.0396
2031 | 11 | 16 | 17 | 61.9132
2031 | 11 | 16 | 18 | 66.5197
2031 | 11 | 16 | 19 | 61.2044
2031 | 11 | 16 | 20 | 58.1749
2031 | 11 | 16 | 21 | 54.701
2031 | 11 | 16 | 22 | 52.0281
2031 | 11 | 16 | 23 | 49.6228
2031 | 11 | 17 | 0 | 48.8875
2031 | 11 | 17 | 1 | 45.7852
2031 | 11 | 17 | 2 | 44.9266
2031 | 11 | 17 | 3 | 44.7848
2031 | 11 | 17 | 4 | 45.1269
2031 | 11 | 17 | 5 | 45.8504
2031 | 11 | 17 | 6 | 48.0245
2031 | 11 | 17 | 7 | 52.7078
2031 | 11 | 17 | 8 | 61.4334
2031 | 11 | 17 | 9 | 59.8074
2031 | 11 | 17 | 10 | 53.5559
2031 | 11 | 17 | 11 | 48.8924
2031 | 11 | 17 | 12 | 47.7579
2031 | 11 | 17 | 13 | 47.8522
2031 | 11 | 17 | 14 | 47.3891
2031 | 11 | 17 | 15 | 48.1934
2031 | 11 | 17 | 16 | 53.4659
2031 | 11 | 17 | 17 | 63.2262
2031 | 11 | 17 | 18 | 68.696
2031 | 11 | 17 | 19 | 64.7796
2031 | 11 | 17 | 20 | 62.4285
2031 | 11 | 17 | 21 | 59.3245
2031 | 11 | 17 | 22 | 56.4314
2031 | 11 | 17 | 23 | 53.4187
2031 | 11 | 18 | 0 | 51.6204
2031 | 11 | 18 | 1 | 52.2201
2031 | 11 | 18 | 2 | 51.1068
2031 | 11 | 18 | 3 | 50.9056
2031 | 11 | 18 | 4 | 51.2332
2031 | 11 | 18 | 5 | 51.8674
2031 | 11 | 18 | 6 | 54.253
2031 | 11 | 18 | 7 | 58.9535
2031 | 11 | 18 | 8 | 65.6642
2031 | 11 | 18 | 9 | 61.3921
2031 | 11 | 18 | 10 | 53.7863
2031 | 11 | 18 | 11 | 49.1003
2031 | 11 | 18 | 12 | 51.4755
2031 | 11 | 18 | 13 | 51.4908
2031 | 11 | 18 | 14 | 51.5203
2031 | 11 | 18 | 15 | 53.1756
2031 | 11 | 18 | 16 | 58.8881
2031 | 11 | 18 | 17 | 68.2926
2031 | 11 | 18 | 18 | 73.5707
2031 | 11 | 18 | 19 | 68.8926
2031 | 11 | 18 | 20 | 66.4278
2031 | 11 | 18 | 21 | 63.3486
2031 | 11 | 18 | 22 | 60.6719
2031 | 11 | 18 | 23 | 57.6801
2031 | 11 | 19 | 0 | 54.9117
2031 | 11 | 19 | 1 | 54.525
2031 | 11 | 19 | 2 | 53.4537
2031 | 11 | 19 | 3 | 53.2421
2031 | 11 | 19 | 4 | 53.6046
2031 | 11 | 19 | 5 | 54.2219
2031 | 11 | 19 | 6 | 55.7704
2031 | 11 | 19 | 7 | 60.2048
2031 | 11 | 19 | 8 | 67.1393
2031 | 11 | 19 | 9 | 63.8429
2031 | 11 | 19 | 10 | 56.8651
2031 | 11 | 19 | 11 | 51.9994
2031 | 11 | 19 | 12 | 52.2511
2031 | 11 | 19 | 13 | 52.3458
2031 | 11 | 19 | 14 | 52.3063
2031 | 11 | 19 | 15 | 52.9993
2031 | 11 | 19 | 16 | 57.587
2031 | 11 | 19 | 17 | 67.0729
2031 | 11 | 19 | 18 | 74.6195
2031 | 11 | 19 | 19 | 69.8084
2031 | 11 | 19 | 20 | 67.451
2031 | 11 | 19 | 21 | 64.4619
2031 | 11 | 19 | 22 | 61.5871
2031 | 11 | 19 | 23 | 58.4476
2031 | 11 | 20 | 0 | 56.989
2031 | 11 | 20 | 1 | 56.2373
2031 | 11 | 20 | 2 | 55.0911
2031 | 11 | 20 | 3 | 54.818
2031 | 11 | 20 | 4 | 55.1286
2031 | 11 | 20 | 5 | 55.7603
2031 | 11 | 20 | 6 | 57.6987
2031 | 11 | 20 | 7 | 62.0197
2031 | 11 | 20 | 8 | 68.4817
2031 | 11 | 20 | 9 | 65.1141
2031 | 11 | 20 | 10 | 58.3741
2031 | 11 | 20 | 11 | 53.4916
2031 | 11 | 20 | 12 | 53.2361
2031 | 11 | 20 | 13 | 53.0069
2031 | 11 | 20 | 14 | 53.105
2031 | 11 | 20 | 15 | 54.0521
2031 | 11 | 20 | 16 | 58.488
2031 | 11 | 20 | 17 | 67.6372
2031 | 11 | 20 | 18 | 75.375
2031 | 11 | 20 | 19 | 70.9918
2031 | 11 | 20 | 20 | 68.8414
2031 | 11 | 20 | 21 | 66.0598
2031 | 11 | 20 | 22 | 63.4513
2031 | 11 | 20 | 23 | 60.2627
2031 | 11 | 21 | 0 | 58.6718
2031 | 11 | 21 | 1 | 57.6941
2031 | 11 | 21 | 2 | 56.6141
2031 | 11 | 21 | 3 | 56.3538
2031 | 11 | 21 | 4 | 56.6731
2031 | 11 | 21 | 5 | 57.2237
2031 | 11 | 21 | 6 | 58.3544
2031 | 11 | 21 | 7 | 62.8304
2031 | 11 | 21 | 8 | 69.4351
2031 | 11 | 21 | 9 | 65.5589
2031 | 11 | 21 | 10 | 57.6452
2031 | 11 | 21 | 11 | 52.6246
2031 | 11 | 21 | 12 | 53.8436
2031 | 11 | 21 | 13 | 53.4873
2031 | 11 | 21 | 14 | 52.7109
2031 | 11 | 21 | 15 | 53.3572
2031 | 11 | 21 | 16 | 58.6217
2031 | 11 | 21 | 17 | 67.7302
2031 | 11 | 21 | 18 | 73.3606
2031 | 11 | 21 | 19 | 70.337
2031 | 11 | 21 | 20 | 68.6126
2031 | 11 | 21 | 21 | 66.2657
2031 | 11 | 21 | 22 | 64.1987
2031 | 11 | 21 | 23 | 61.181
2031 | 11 | 22 | 0 | 57.5758
2031 | 11 | 22 | 1 | 56.6573
2031 | 11 | 22 | 2 | 55.6201
2031 | 11 | 22 | 3 | 55.1901
2031 | 11 | 22 | 4 | 55.285
2031 | 11 | 22 | 5 | 55.4242
2031 | 11 | 22 | 6 | 55.3839
2031 | 11 | 22 | 7 | 57.6248
2031 | 11 | 22 | 8 | 62.6778
2031 | 11 | 22 | 9 | 60.4935
2031 | 11 | 22 | 10 | 55.6403
2031 | 11 | 22 | 11 | 51.8032
2031 | 11 | 22 | 12 | 52.8133
2031 | 11 | 22 | 13 | 51.8244
2031 | 11 | 22 | 14 | 50.8026
2031 | 11 | 22 | 15 | 51.987
2031 | 11 | 22 | 16 | 57.7538
2031 | 11 | 22 | 17 | 66.6549
2031 | 11 | 22 | 18 | 74.8493
2031 | 11 | 22 | 19 | 70.2233
2031 | 11 | 22 | 20 | 66.3873
2031 | 11 | 22 | 21 | 63.1372
2031 | 11 | 22 | 22 | 60.9434
2031 | 11 | 22 | 23 | 58.7194
2031 | 11 | 23 | 0 | 56.3516
2031 | 11 | 23 | 1 | 53.9751
2031 | 11 | 23 | 2 | 52.7107
2031 | 11 | 23 | 3 | 52.1264
2031 | 11 | 23 | 4 | 52.0159
2031 | 11 | 23 | 5 | 51.7879
2031 | 11 | 23 | 6 | 50.9982
2031 | 11 | 23 | 7 | 52.2007
2031 | 11 | 23 | 8 | 56.7958
2031 | 11 | 23 | 9 | 54.2479
2031 | 11 | 23 | 10 | 49.4618
2031 | 11 | 23 | 11 | 46.1609
2031 | 11 | 23 | 12 | 47.3502
2031 | 11 | 23 | 13 | 47.7398
2031 | 11 | 23 | 14 | 46.8115
2031 | 11 | 23 | 15 | 47.46
2031 | 11 | 23 | 16 | 52.1283
2031 | 11 | 23 | 17 | 60.5056
2031 | 11 | 23 | 18 | 68.4456
2031 | 11 | 23 | 19 | 64.5032
2031 | 11 | 23 | 20 | 61.4225
2031 | 11 | 23 | 21 | 58.218
2031 | 11 | 23 | 22 | 55.5412
2031 | 11 | 23 | 23 | 53.0435
2031 | 11 | 24 | 0 | 51.2066
2031 | 11 | 24 | 1 | 50.333
2031 | 11 | 24 | 2 | 49.4027
2031 | 11 | 24 | 3 | 49.2049
2031 | 11 | 24 | 4 | 49.4791
2031 | 11 | 24 | 5 | 50.0355
2031 | 11 | 24 | 6 | 51.4302
2031 | 11 | 24 | 7 | 55.2729
2031 | 11 | 24 | 8 | 60.5869
2031 | 11 | 24 | 9 | 56.5181
2031 | 11 | 24 | 10 | 50.8584
2031 | 11 | 24 | 11 | 48.0692
2031 | 11 | 24 | 12 | 50.121
2031 | 11 | 24 | 13 | 49.635
2031 | 11 | 24 | 14 | 49.4649
2031 | 11 | 24 | 15 | 50.2182
2031 | 11 | 24 | 16 | 54.7602
2031 | 11 | 24 | 17 | 63.3234
2031 | 11 | 24 | 18 | 71.1103
2031 | 11 | 24 | 19 | 65.8779
2031 | 11 | 24 | 20 | 63.2322
2031 | 11 | 24 | 21 | 60.0894
2031 | 11 | 24 | 22 | 57.2413
2031 | 11 | 24 | 23 | 54.2428
2031 | 11 | 25 | 0 | 53.2124
2031 | 11 | 25 | 1 | 50.212
2031 | 11 | 25 | 2 | 48.8189
2031 | 11 | 25 | 3 | 48.3948
2031 | 11 | 25 | 4 | 48.5107
2031 | 11 | 25 | 5 | 48.9353
2031 | 11 | 25 | 6 | 51.6639
2031 | 11 | 25 | 7 | 56.2121
2031 | 11 | 25 | 8 | 63.2442
2031 | 11 | 25 | 9 | 60.2414
2031 | 11 | 25 | 10 | 53.2471
2031 | 11 | 25 | 11 | 49.2949
2031 | 11 | 25 | 12 | 50.7607
2031 | 11 | 25 | 13 | 49.6576
2031 | 11 | 25 | 14 | 49.2088
2031 | 11 | 25 | 15 | 50.5326
2031 | 11 | 25 | 16 | 56.2861
2031 | 11 | 25 | 17 | 64.9589
2031 | 11 | 25 | 18 | 70.4859
2031 | 11 | 25 | 19 | 65.2376
2031 | 11 | 25 | 20 | 62.7794
2031 | 11 | 25 | 21 | 59.7647
2031 | 11 | 25 | 22 | 57.1262
2031 | 11 | 25 | 23 | 54.1667
2031 | 11 | 26 | 0 | 53.1685
2031 | 11 | 26 | 1 | 50.1805
2031 | 11 | 26 | 2 | 48.8409
2031 | 11 | 26 | 3 | 48.4389
2031 | 11 | 26 | 4 | 48.6219
2031 | 11 | 26 | 5 | 49.0912
2031 | 11 | 26 | 6 | 51.0471
2031 | 11 | 26 | 7 | 55.736
2031 | 11 | 26 | 8 | 64.3498
2031 | 11 | 26 | 9 | 63.2459
2031 | 11 | 26 | 10 | 56.6945
2031 | 11 | 26 | 11 | 51.9624
2031 | 11 | 26 | 12 | 52.2979
2031 | 11 | 26 | 13 | 51.6412
2031 | 11 | 26 | 14 | 51.2773
2031 | 11 | 26 | 15 | 52.505
2031 | 11 | 26 | 16 | 58.5106
2031 | 11 | 26 | 17 | 68.7778
2031 | 11 | 26 | 18 | 72.4499
2031 | 11 | 26 | 19 | 67.0854
2031 | 11 | 26 | 20 | 64.6224
2031 | 11 | 26 | 21 | 61.676
2031 | 11 | 26 | 22 | 58.9249
2031 | 11 | 26 | 23 | 55.8582
2031 | 11 | 27 | 0 | 53.7107
2031 | 11 | 27 | 1 | 52.9693
2031 | 11 | 27 | 2 | 51.742
2031 | 11 | 27 | 3 | 51.4565
2031 | 11 | 27 | 4 | 51.7461
2031 | 11 | 27 | 5 | 52.3584
2031 | 11 | 27 | 6 | 54.709
2031 | 11 | 27 | 7 | 58.8609
2031 | 11 | 27 | 8 | 64.8785
2031 | 11 | 27 | 9 | 61.1292
2031 | 11 | 27 | 10 | 54.4416
2031 | 11 | 27 | 11 | 49.9567
2031 | 11 | 27 | 12 | 52.0438
2031 | 11 | 27 | 13 | 51.2569
2031 | 11 | 27 | 14 | 51.0605
2031 | 11 | 27 | 15 | 52.6117
2031 | 11 | 27 | 16 | 58.2776
2031 | 11 | 27 | 17 | 68.1125
2031 | 11 | 27 | 18 | 75.5683
2031 | 11 | 27 | 19 | 70.1408
2031 | 11 | 27 | 20 | 67.6656
2031 | 11 | 27 | 21 | 64.8218
2031 | 11 | 27 | 22 | 62.2819
2031 | 11 | 27 | 23 | 59.1301
2031 | 11 | 28 | 0 | 56.5984
2031 | 11 | 28 | 1 | 54.7209
2031 | 11 | 28 | 2 | 53.2663
2031 | 11 | 28 | 3 | 52.7106
2031 | 11 | 28 | 4 | 52.7778
2031 | 11 | 28 | 5 | 53.1317
2031 | 11 | 28 | 6 | 54.3786
2031 | 11 | 28 | 7 | 59.0595
2031 | 11 | 28 | 8 | 67.36
2031 | 11 | 28 | 9 | 66.4482
2031 | 11 | 28 | 10 | 60.041
2031 | 11 | 28 | 11 | 54.7779
2031 | 11 | 28 | 12 | 52.6477
2031 | 11 | 28 | 13 | 51.7748
2031 | 11 | 28 | 14 | 50.8526
2031 | 11 | 28 | 15 | 51.7717
2031 | 11 | 28 | 16 | 57.706
2031 | 11 | 28 | 17 | 66.9439
2031 | 11 | 28 | 18 | 73.7769
2031 | 11 | 28 | 19 | 68.2577
2031 | 11 | 28 | 20 | 65.5916
2031 | 11 | 28 | 21 | 62.7977
2031 | 11 | 28 | 22 | 60.5905
2031 | 11 | 28 | 23 | 57.5428
2031 | 11 | 29 | 0 | 55.5224
2031 | 11 | 29 | 1 | 52.3193
2031 | 11 | 29 | 2 | 50.8941
2031 | 11 | 29 | 3 | 50.1894
2031 | 11 | 29 | 4 | 50.0586
2031 | 11 | 29 | 5 | 49.9123
2031 | 11 | 29 | 6 | 49.3141
2031 | 11 | 29 | 7 | 52.1122
2031 | 11 | 29 | 8 | 60.5798
2031 | 11 | 29 | 9 | 61.9959
2031 | 11 | 29 | 10 | 57.2624
2031 | 11 | 29 | 11 | 52.9505
2031 | 11 | 29 | 12 | 49.0052
2031 | 11 | 29 | 13 | 47.5366
2031 | 11 | 29 | 14 | 46.0113
2031 | 11 | 29 | 15 | 47.3228
2031 | 11 | 29 | 16 | 53.6864
2031 | 11 | 29 | 17 | 63.2698
2031 | 11 | 29 | 18 | 68.231
2031 | 11 | 29 | 19 | 64.4502
2031 | 11 | 29 | 20 | 61.2633
2031 | 11 | 29 | 21 | 58.3858
2031 | 11 | 29 | 22 | 56.4865
2031 | 11 | 29 | 23 | 54.2801
2031 | 11 | 30 | 0 | 53.345
2031 | 11 | 30 | 1 | 51.5405
2031 | 11 | 30 | 2 | 50.2102
2031 | 11 | 30 | 3 | 49.6109
2031 | 11 | 30 | 4 | 49.5472
2031 | 11 | 30 | 5 | 49.2659
2031 | 11 | 30 | 6 | 47.7836
2031 | 11 | 30 | 7 | 49.8677
2031 | 11 | 30 | 8 | 58.2685
2031 | 11 | 30 | 9 | 59.8006
2031 | 11 | 30 | 10 | 55.6316
2031 | 11 | 30 | 11 | 51.148
2031 | 11 | 30 | 12 | 50.9524
2031 | 11 | 30 | 13 | 50.0841
2031 | 11 | 30 | 14 | 49.6991
2031 | 11 | 30 | 15 | 51.5401
2031 | 11 | 30 | 16 | 58.7159
2031 | 11 | 30 | 17 | 69.1177
2031 | 11 | 30 | 18 | 73.2613
2031 | 11 | 30 | 19 | 67.0295
2031 | 11 | 30 | 20 | 63.277
2031 | 11 | 30 | 21 | 59.8392
2031 | 11 | 30 | 22 | 57.1736
2031 | 11 | 30 | 23 | 54.668
2031 | 12 | 1 | 0 | 52.2091
2031 | 12 | 1 | 1 | 51.7711
2031 | 12 | 1 | 2 | 50.9857
2031 | 12 | 1 | 3 | 51.0489
2031 | 12 | 1 | 4 | 51.661
2031 | 12 | 1 | 5 | 52.7619
2031 | 12 | 1 | 6 | 53.2202
2031 | 12 | 1 | 7 | 58.0602
2031 | 12 | 1 | 8 | 67.1871
2031 | 12 | 1 | 9 | 66.9047
2031 | 12 | 1 | 10 | 61.7888
2031 | 12 | 1 | 11 | 56.5158
2031 | 12 | 1 | 12 | 55.9234
2031 | 12 | 1 | 13 | 56.4094
2031 | 12 | 1 | 14 | 57.3782
2031 | 12 | 1 | 15 | 58.6371
2031 | 12 | 1 | 16 | 63.0557
2031 | 12 | 1 | 17 | 71.6627
2031 | 12 | 1 | 18 | 76.0893
2031 | 12 | 1 | 19 | 71.1917
2031 | 12 | 1 | 20 | 68.8694
2031 | 12 | 1 | 21 | 65.8482
2031 | 12 | 1 | 22 | 62.9676
2031 | 12 | 1 | 23 | 59.7846
2031 | 12 | 2 | 0 | 59.1732
2031 | 12 | 2 | 1 | 56.5696
2031 | 12 | 2 | 2 | 55.2238
2031 | 12 | 2 | 3 | 54.8301
2031 | 12 | 2 | 4 | 54.9999
2031 | 12 | 2 | 5 | 55.6094
2031 | 12 | 2 | 6 | 57.6667
2031 | 12 | 2 | 7 | 61.8893
2031 | 12 | 2 | 8 | 68.5735
2031 | 12 | 2 | 9 | 67.0166
2031 | 12 | 2 | 10 | 62.2384
2031 | 12 | 2 | 11 | 57.3367
2031 | 12 | 2 | 12 | 55.6768
2031 | 12 | 2 | 13 | 56.0537
2031 | 12 | 2 | 14 | 56.0633
2031 | 12 | 2 | 15 | 56.5687
2031 | 12 | 2 | 16 | 59.7578
2031 | 12 | 2 | 17 | 66.1536
2031 | 12 | 2 | 18 | 74.9452
2031 | 12 | 2 | 19 | 69.8794
2031 | 12 | 2 | 20 | 67.6573
2031 | 12 | 2 | 21 | 64.603
2031 | 12 | 2 | 22 | 61.9107
2031 | 12 | 2 | 23 | 58.7373
2031 | 12 | 3 | 0 | 57.571
2031 | 12 | 3 | 1 | 55.5694
2031 | 12 | 3 | 2 | 54.2402
2031 | 12 | 3 | 3 | 53.8755
2031 | 12 | 3 | 4 | 54.0753
2031 | 12 | 3 | 5 | 54.7554
2031 | 12 | 3 | 6 | 56.0599
2031 | 12 | 3 | 7 | 60.4814
2031 | 12 | 3 | 8 | 68.9099
2031 | 12 | 3 | 9 | 68.403
2031 | 12 | 3 | 10 | 62.771
2031 | 12 | 3 | 11 | 57.1832
2031 | 12 | 3 | 12 | 57.6941
2031 | 12 | 3 | 13 | 58.6496
2031 | 12 | 3 | 14 | 59.4529
2031 | 12 | 3 | 15 | 60.0387
2031 | 12 | 3 | 16 | 63.9294
2031 | 12 | 3 | 17 | 72.5075
2031 | 12 | 3 | 18 | 77.3399
2031 | 12 | 3 | 19 | 72.6414
2031 | 12 | 3 | 20 | 70.6155
2031 | 12 | 3 | 21 | 67.9352
2031 | 12 | 3 | 22 | 65.2344
2031 | 12 | 3 | 23 | 62.062
2031 | 12 | 4 | 0 | 57.9485
2031 | 12 | 4 | 1 | 57.6856
2031 | 12 | 4 | 2 | 56.5645
2031 | 12 | 4 | 3 | 56.4129
2031 | 12 | 4 | 4 | 56.827
2031 | 12 | 4 | 5 | 57.716
2031 | 12 | 4 | 6 | 58.7265
2031 | 12 | 4 | 7 | 62.8982
2031 | 12 | 4 | 8 | 69.736
2031 | 12 | 4 | 9 | 68.0119
2031 | 12 | 4 | 10 | 62.5218
2031 | 12 | 4 | 11 | 57.2284
2031 | 12 | 4 | 12 | 55.5958
2031 | 12 | 4 | 13 | 55.9925
2031 | 12 | 4 | 14 | 56.2721
2031 | 12 | 4 | 15 | 56.5912
2031 | 12 | 4 | 16 | 59.4895
2031 | 12 | 4 | 17 | 66.6816
2031 | 12 | 4 | 18 | 74.6601
2031 | 12 | 4 | 19 | 71.9515
2031 | 12 | 4 | 20 | 70.8211
2031 | 12 | 4 | 21 | 68.6235
2031 | 12 | 4 | 22 | 66.2397
2031 | 12 | 4 | 23 | 62.9699
2031 | 12 | 5 | 0 | 61.2232
2031 | 12 | 5 | 1 | 57.6168
2031 | 12 | 5 | 2 | 56.2174
2031 | 12 | 5 | 3 | 55.7194
2031 | 12 | 5 | 4 | 55.8245
2031 | 12 | 5 | 5 | 56.3551
2031 | 12 | 5 | 6 | 57.7107
2031 | 12 | 5 | 7 | 62.2552
2031 | 12 | 5 | 8 | 70.7115
2031 | 12 | 5 | 9 | 70.7397
2031 | 12 | 5 | 10 | 65.0697
2031 | 12 | 5 | 11 | 59.6024
2031 | 12 | 5 | 12 | 58.2994
2031 | 12 | 5 | 13 | 58.4668
2031 | 12 | 5 | 14 | 58.1608
2031 | 12 | 5 | 15 | 58.2311
2031 | 12 | 5 | 16 | 62.2358
2031 | 12 | 5 | 17 | 69.6257
2031 | 12 | 5 | 18 | 74.6188
2031 | 12 | 5 | 19 | 70.0747
2031 | 12 | 5 | 20 | 68.0375
2031 | 12 | 5 | 21 | 65.501
2031 | 12 | 5 | 22 | 63.3432
2031 | 12 | 5 | 23 | 60.1926
2031 | 12 | 6 | 0 | 57.0365
2031 | 12 | 6 | 1 | 52.8937
2031 | 12 | 6 | 2 | 51.3837
2031 | 12 | 6 | 3 | 50.6091
2031 | 12 | 6 | 4 | 50.3968
2031 | 12 | 6 | 5 | 50.4917
2031 | 12 | 6 | 6 | 50.4512
2031 | 12 | 6 | 7 | 52.8442
2031 | 12 | 6 | 8 | 60.3549
2031 | 12 | 6 | 9 | 62.2698
2031 | 12 | 6 | 10 | 58.763
2031 | 12 | 6 | 11 | 54.6374
2031 | 12 | 6 | 12 | 53.6621
2031 | 12 | 6 | 13 | 53.9447
2031 | 12 | 6 | 14 | 53.4109
2031 | 12 | 6 | 15 | 54.0583
2031 | 12 | 6 | 16 | 58.5262
2031 | 12 | 6 | 17 | 66.2098
2031 | 12 | 6 | 18 | 68.8209
2031 | 12 | 6 | 19 | 64.5382
2031 | 12 | 6 | 20 | 61.1128
2031 | 12 | 6 | 21 | 58.0926
2031 | 12 | 6 | 22 | 56.0001
2031 | 12 | 6 | 23 | 53.6841
2031 | 12 | 7 | 0 | 52.5771
2031 | 12 | 7 | 1 | 49.3492
2031 | 12 | 7 | 2 | 47.8201
2031 | 12 | 7 | 3 | 47.0441
2031 | 12 | 7 | 4 | 46.8465
2031 | 12 | 7 | 5 | 46.7156
2031 | 12 | 7 | 6 | 46.1843
2031 | 12 | 7 | 7 | 47.88
2031 | 12 | 7 | 8 | 55.3992
2031 | 12 | 7 | 9 | 57.354
2031 | 12 | 7 | 10 | 54.3454
2031 | 12 | 7 | 11 | 50.142
2031 | 12 | 7 | 12 | 51.4185
2031 | 12 | 7 | 13 | 52.9375
2031 | 12 | 7 | 14 | 53.3625
2031 | 12 | 7 | 15 | 54.0346
2031 | 12 | 7 | 16 | 58.3455
2031 | 12 | 7 | 17 | 66.1437
2031 | 12 | 7 | 18 | 69.7756
2031 | 12 | 7 | 19 | 63.6991
2031 | 12 | 7 | 20 | 60.0367
2031 | 12 | 7 | 21 | 56.5923
2031 | 12 | 7 | 22 | 53.8493
2031 | 12 | 7 | 23 | 51.2655
2031 | 12 | 8 | 0 | 49.7133
2031 | 12 | 8 | 1 | 46.8972
2031 | 12 | 8 | 2 | 45.555
2031 | 12 | 8 | 3 | 45.0694
2031 | 12 | 8 | 4 | 45.0792
2031 | 12 | 8 | 5 | 45.6496
2031 | 12 | 8 | 6 | 46.8915
2031 | 12 | 8 | 7 | 51.2556
2031 | 12 | 8 | 8 | 59.7152
2031 | 12 | 8 | 9 | 59.8881
2031 | 12 | 8 | 10 | 55.9638
2031 | 12 | 8 | 11 | 52.6661
2031 | 12 | 8 | 12 | 51.9992
2031 | 12 | 8 | 13 | 52.4581
2031 | 12 | 8 | 14 | 52.421
2031 | 12 | 8 | 15 | 52.7999
2031 | 12 | 8 | 16 | 56.6461
2031 | 12 | 8 | 17 | 64.4219
2031 | 12 | 8 | 18 | 70.824
2031 | 12 | 8 | 19 | 65.5261
2031 | 12 | 8 | 20 | 63.0225
2031 | 12 | 8 | 21 | 60.0272
2031 | 12 | 8 | 22 | 57.4949
2031 | 12 | 8 | 23 | 54.6348
2031 | 12 | 9 | 0 | 50.5285
2031 | 12 | 9 | 1 | 48.1471
2031 | 12 | 9 | 2 | 46.7531
2031 | 12 | 9 | 3 | 46.509
2031 | 12 | 9 | 4 | 46.8114
2031 | 12 | 9 | 5 | 47.6644
2031 | 12 | 9 | 6 | 49.5168
2031 | 12 | 9 | 7 | 54.4214
2031 | 12 | 9 | 8 | 63.2237
2031 | 12 | 9 | 9 | 63.0475
2031 | 12 | 9 | 10 | 57.3696
2031 | 12 | 9 | 11 | 52.0732
2031 | 12 | 9 | 12 | 52.1509
2031 | 12 | 9 | 13 | 52.2848
2031 | 12 | 9 | 14 | 52.8117
2031 | 12 | 9 | 15 | 54.3982
2031 | 12 | 9 | 16 | 59.817
2031 | 12 | 9 | 17 | 68.2128
2031 | 12 | 9 | 18 | 71.2001
2031 | 12 | 9 | 19 | 67.0343
2031 | 12 | 9 | 20 | 65.1606
2031 | 12 | 9 | 21 | 62.5717
2031 | 12 | 9 | 22 | 60.0662
2031 | 12 | 9 | 23 | 56.9872
2031 | 12 | 10 | 0 | 55.8024
2031 | 12 | 10 | 1 | 52.7432
2031 | 12 | 10 | 2 | 51.3582
2031 | 12 | 10 | 3 | 50.933
2031 | 12 | 10 | 4 | 51.0745
2031 | 12 | 10 | 5 | 51.6297
2031 | 12 | 10 | 6 | 52.4257
2031 | 12 | 10 | 7 | 56.6881
2031 | 12 | 10 | 8 | 64.4574
2031 | 12 | 10 | 9 | 63.9313
2031 | 12 | 10 | 10 | 59.0543
2031 | 12 | 10 | 11 | 54.6185
2031 | 12 | 10 | 12 | 55.3235
2031 | 12 | 10 | 13 | 55.542
2031 | 12 | 10 | 14 | 55.411
2031 | 12 | 10 | 15 | 55.8265
2031 | 12 | 10 | 16 | 59.8538
2031 | 12 | 10 | 17 | 68.201
2031 | 12 | 10 | 18 | 73.4559
2031 | 12 | 10 | 19 | 68.0335
2031 | 12 | 10 | 20 | 65.7439
2031 | 12 | 10 | 21 | 62.798
2031 | 12 | 10 | 22 | 60.141
2031 | 12 | 10 | 23 | 56.9799
2031 | 12 | 11 | 0 | 54.3255
2031 | 12 | 11 | 1 | 52.15
2031 | 12 | 11 | 2 | 50.7198
2031 | 12 | 11 | 3 | 50.3182
2031 | 12 | 11 | 4 | 50.4398
2031 | 12 | 11 | 5 | 51.1137
2031 | 12 | 11 | 6 | 52.4802
2031 | 12 | 11 | 7 | 56.8839
2031 | 12 | 11 | 8 | 65.199
2031 | 12 | 11 | 9 | 65.3846
2031 | 12 | 11 | 10 | 60.5181
2031 | 12 | 11 | 11 | 55.215
2031 | 12 | 11 | 12 | 53.9752
2031 | 12 | 11 | 13 | 54.8045
2031 | 12 | 11 | 14 | 55.5691
2031 | 12 | 11 | 15 | 56.5216
2031 | 12 | 11 | 16 | 60.2678
2031 | 12 | 11 | 17 | 69.2691
2031 | 12 | 11 | 18 | 70.3158
2031 | 12 | 11 | 19 | 66.609
2031 | 12 | 11 | 20 | 64.9105
2031 | 12 | 11 | 21 | 62.4971
2031 | 12 | 11 | 22 | 60.037
2031 | 12 | 11 | 23 | 56.7005
2031 | 12 | 12 | 0 | 55.1384
2031 | 12 | 12 | 1 | 53.2212
2031 | 12 | 12 | 2 | 51.7487
2031 | 12 | 12 | 3 | 51.255
2031 | 12 | 12 | 4 | 51.3138
2031 | 12 | 12 | 5 | 51.8293
2031 | 12 | 12 | 6 | 52.53
2031 | 12 | 12 | 7 | 56.9793
2031 | 12 | 12 | 8 | 65.0058
2031 | 12 | 12 | 9 | 64.8339
2031 | 12 | 12 | 10 | 59.2322
2031 | 12 | 12 | 11 | 54.4775
2031 | 12 | 12 | 12 | 55.5178
2031 | 12 | 12 | 13 | 55.661
2031 | 12 | 12 | 14 | 55.3154
2031 | 12 | 12 | 15 | 55.7019
2031 | 12 | 12 | 16 | 60.4963
2031 | 12 | 12 | 17 | 68.8421
2031 | 12 | 12 | 18 | 74.2353
2031 | 12 | 12 | 19 | 68.6907
2031 | 12 | 12 | 20 | 66.2009
2031 | 12 | 12 | 21 | 63.5951
2031 | 12 | 12 | 22 | 61.4933
2031 | 12 | 12 | 23 | 58.4383
2031 | 12 | 13 | 0 | 54.0547
2031 | 12 | 13 | 1 | 50.3478
2031 | 12 | 13 | 2 | 48.7499
2031 | 12 | 13 | 3 | 47.9712
2031 | 12 | 13 | 4 | 47.7291
2031 | 12 | 13 | 5 | 47.6173
2031 | 12 | 13 | 6 | 47.2396
2031 | 12 | 13 | 7 | 49.7749
2031 | 12 | 13 | 8 | 57.9349
2031 | 12 | 13 | 9 | 60.0424
2031 | 12 | 13 | 10 | 56.5168
2031 | 12 | 13 | 11 | 52.3734
2031 | 12 | 13 | 12 | 52.1022
2031 | 12 | 13 | 13 | 52.0629
2031 | 12 | 13 | 14 | 51.6139
2031 | 12 | 13 | 15 | 52.411
2031 | 12 | 13 | 16 | 57.4086
2031 | 12 | 13 | 17 | 66.0555
2031 | 12 | 13 | 18 | 69.7379
2031 | 12 | 13 | 19 | 63.689
2031 | 12 | 13 | 20 | 59.8003
2031 | 12 | 13 | 21 | 56.563
2031 | 12 | 13 | 22 | 54.4569
2031 | 12 | 13 | 23 | 52.1266
2031 | 12 | 14 | 0 | 51.2182
2031 | 12 | 14 | 1 | 48.5177
2031 | 12 | 14 | 2 | 46.9867
2031 | 12 | 14 | 3 | 46.2975
2031 | 12 | 14 | 4 | 46.1521
2031 | 12 | 14 | 5 | 45.9582
2031 | 12 | 14 | 6 | 45.4575
2031 | 12 | 14 | 7 | 47.3209
2031 | 12 | 14 | 8 | 55.3785
2031 | 12 | 14 | 9 | 57.3799
2031 | 12 | 14 | 10 | 54.0938
2031 | 12 | 14 | 11 | 49.9945
2031 | 12 | 14 | 12 | 50.7453
2031 | 12 | 14 | 13 | 51.176
2031 | 12 | 14 | 14 | 51.381
2031 | 12 | 14 | 15 | 52.4054
2031 | 12 | 14 | 16 | 57.7637
2031 | 12 | 14 | 17 | 67.1414
2031 | 12 | 14 | 18 | 69.5274
2031 | 12 | 14 | 19 | 63.3953
2031 | 12 | 14 | 20 | 59.8833
2031 | 12 | 14 | 21 | 56.567
2031 | 12 | 14 | 22 | 53.8819
2031 | 12 | 14 | 23 | 51.2092
2031 | 12 | 15 | 0 | 51.1071
2031 | 12 | 15 | 1 | 49.0018
2031 | 12 | 15 | 2 | 47.9237
2031 | 12 | 15 | 3 | 47.7293
2031 | 12 | 15 | 4 | 48.0156
2031 | 12 | 15 | 5 | 48.7113
2031 | 12 | 15 | 6 | 50.0508
2031 | 12 | 15 | 7 | 54.5686
2031 | 12 | 15 | 8 | 63.0747
2031 | 12 | 15 | 9 | 63.0342
2031 | 12 | 15 | 10 | 58.5133
2031 | 12 | 15 | 11 | 54.5822
2031 | 12 | 15 | 12 | 54.3412
2031 | 12 | 15 | 13 | 54.457
2031 | 12 | 15 | 14 | 54.5629
2031 | 12 | 15 | 15 | 55.4708
2031 | 12 | 15 | 16 | 59.4962
2031 | 12 | 15 | 17 | 68.1523
2031 | 12 | 15 | 18 | 73.4391
2031 | 12 | 15 | 19 | 68.0479
2031 | 12 | 15 | 20 | 65.554
2031 | 12 | 15 | 21 | 62.5148
2031 | 12 | 15 | 22 | 59.7404
2031 | 12 | 15 | 23 | 56.5562
2031 | 12 | 16 | 0 | 54.5954
2031 | 12 | 16 | 1 | 53.0791
2031 | 12 | 16 | 2 | 51.7759
2031 | 12 | 16 | 3 | 51.5153
2031 | 12 | 16 | 4 | 51.7056
2031 | 12 | 16 | 5 | 52.2508
2031 | 12 | 16 | 6 | 53.2167
2031 | 12 | 16 | 7 | 57.7102
2031 | 12 | 16 | 8 | 65.3836
2031 | 12 | 16 | 9 | 64.5862
2031 | 12 | 16 | 10 | 59.1743
2031 | 12 | 16 | 11 | 54.5808
2031 | 12 | 16 | 12 | 54.9268
2031 | 12 | 16 | 13 | 55.0286
2031 | 12 | 16 | 14 | 54.7973
2031 | 12 | 16 | 15 | 55.9427
2031 | 12 | 16 | 16 | 60.2482
2031 | 12 | 16 | 17 | 68.4233
2031 | 12 | 16 | 18 | 73.7491
2031 | 12 | 16 | 19 | 68.7609
2031 | 12 | 16 | 20 | 66.5795
2031 | 12 | 16 | 21 | 63.7544
2031 | 12 | 16 | 22 | 61.1593
2031 | 12 | 16 | 23 | 57.9446
2031 | 12 | 17 | 0 | 55.3361
2031 | 12 | 17 | 1 | 53.0401
2031 | 12 | 17 | 2 | 51.5571
2031 | 12 | 17 | 3 | 51.0852
2031 | 12 | 17 | 4 | 51.1178
2031 | 12 | 17 | 5 | 51.5213
2031 | 12 | 17 | 6 | 53.0002
2031 | 12 | 17 | 7 | 57.3013
2031 | 12 | 17 | 8 | 65.5002
2031 | 12 | 17 | 9 | 65.6138
2031 | 12 | 17 | 10 | 60.6737
2031 | 12 | 17 | 11 | 56.1055
2031 | 12 | 17 | 12 | 55.7213
2031 | 12 | 17 | 13 | 56.1743
2031 | 12 | 17 | 14 | 55.9921
2031 | 12 | 17 | 15 | 56.3015
2031 | 12 | 17 | 16 | 59.8598
2031 | 12 | 17 | 17 | 68.6981
2031 | 12 | 17 | 18 | 72.5694
2031 | 12 | 17 | 19 | 67.3614
2031 | 12 | 17 | 20 | 65.1515
2031 | 12 | 17 | 21 | 62.3613
2031 | 12 | 17 | 22 | 59.5701
2031 | 12 | 17 | 23 | 56.2429
2031 | 12 | 18 | 0 | 54.9871
2031 | 12 | 18 | 1 | 52.1235
2031 | 12 | 18 | 2 | 50.6189
2031 | 12 | 18 | 3 | 50.1583
2031 | 12 | 18 | 4 | 50.1897
2031 | 12 | 18 | 5 | 50.6847
2031 | 12 | 18 | 6 | 52.6907
2031 | 12 | 18 | 7 | 56.8448
2031 | 12 | 18 | 8 | 64.2905
2031 | 12 | 18 | 9 | 64.3146
2031 | 12 | 18 | 10 | 59.8406
2031 | 12 | 18 | 11 | 55.4444
2031 | 12 | 18 | 12 | 55.2316
2031 | 12 | 18 | 13 | 55.5137
2031 | 12 | 18 | 14 | 55.7135
2031 | 12 | 18 | 15 | 56.3489
2031 | 12 | 18 | 16 | 60.1182
2031 | 12 | 18 | 17 | 68.7059
2031 | 12 | 18 | 18 | 74.5073
2031 | 12 | 18 | 19 | 69.3688
2031 | 12 | 18 | 20 | 67.1781
2031 | 12 | 18 | 21 | 64.5855
2031 | 12 | 18 | 22 | 62.1294
2031 | 12 | 18 | 23 | 58.8713
2031 | 12 | 19 | 0 | 54.9636
2031 | 12 | 19 | 1 | 52.807
2031 | 12 | 19 | 2 | 51.1966
2031 | 12 | 19 | 3 | 50.6163
2031 | 12 | 19 | 4 | 50.5716
2031 | 12 | 19 | 5 | 50.957
2031 | 12 | 19 | 6 | 51.8699
2031 | 12 | 19 | 7 | 56.4681
2031 | 12 | 19 | 8 | 65.0925
2031 | 12 | 19 | 9 | 65.7599
2031 | 12 | 19 | 10 | 60.4967
2031 | 12 | 19 | 11 | 55.7337
2031 | 12 | 19 | 12 | 55.3803
2031 | 12 | 19 | 13 | 55.4503
2031 | 12 | 19 | 14 | 54.8406
2031 | 12 | 19 | 15 | 55.1863
2031 | 12 | 19 | 16 | 59.9306
2031 | 12 | 19 | 17 | 68.665
2031 | 12 | 19 | 18 | 74.8315
2031 | 12 | 19 | 19 | 69.0222
2031 | 12 | 19 | 20 | 66.412
2031 | 12 | 19 | 21 | 63.8079
2031 | 12 | 19 | 22 | 61.7114
2031 | 12 | 19 | 23 | 58.6312
2031 | 12 | 20 | 0 | 54.4759
2031 | 12 | 20 | 1 | 50.6235
2031 | 12 | 20 | 2 | 49.0168
2031 | 12 | 20 | 3 | 48.2551
2031 | 12 | 20 | 4 | 47.9928
2031 | 12 | 20 | 5 | 47.7669
2031 | 12 | 20 | 6 | 47.0082
2031 | 12 | 20 | 7 | 49.6279
2031 | 12 | 20 | 8 | 57.9709
2031 | 12 | 20 | 9 | 60.2803
2031 | 12 | 20 | 10 | 56.8055
2031 | 12 | 20 | 11 | 52.7831
2031 | 12 | 20 | 12 | 52.3145
2031 | 12 | 20 | 13 | 52.2187
2031 | 12 | 20 | 14 | 51.5531
2031 | 12 | 20 | 15 | 52.3242
2031 | 12 | 20 | 16 | 57.302
2031 | 12 | 20 | 17 | 66.4155
2031 | 12 | 20 | 18 | 70.311
2031 | 12 | 20 | 19 | 64.0256
2031 | 12 | 20 | 20 | 60.0585
2031 | 12 | 20 | 21 | 56.8144
2031 | 12 | 20 | 22 | 54.6906
2031 | 12 | 20 | 23 | 52.2969
2031 | 12 | 21 | 0 | 51.8518
2031 | 12 | 21 | 1 | 47.2882
2031 | 12 | 21 | 2 | 45.7499
2031 | 12 | 21 | 3 | 44.9361
2031 | 12 | 21 | 4 | 44.7945
2031 | 12 | 21 | 5 | 44.3887
2031 | 12 | 21 | 6 | 43.4318
2031 | 12 | 21 | 7 | 44.1853
2031 | 12 | 21 | 8 | 51.2169
2031 | 12 | 21 | 9 | 54.2279
2031 | 12 | 21 | 10 | 51.839
2031 | 12 | 21 | 11 | 48.5426
2031 | 12 | 21 | 12 | 46.7254
2031 | 12 | 21 | 13 | 46.689
2031 | 12 | 21 | 14 | 45.3109
2031 | 12 | 21 | 15 | 47.7518
2031 | 12 | 21 | 16 | 52.2923
2031 | 12 | 21 | 17 | 60.3597
2031 | 12 | 21 | 18 | 68.4243
2031 | 12 | 21 | 19 | 62.3592
2031 | 12 | 21 | 20 | 58.5858
2031 | 12 | 21 | 21 | 55.2171
2031 | 12 | 21 | 22 | 52.5733
2031 | 12 | 21 | 23 | 50.3428
2031 | 12 | 22 | 0 | 50.5127
2031 | 12 | 22 | 1 | 47.3139
2031 | 12 | 22 | 2 | 46.1235
2031 | 12 | 22 | 3 | 45.6825
2031 | 12 | 22 | 4 | 45.8697
2031 | 12 | 22 | 5 | 46.3048
2031 | 12 | 22 | 6 | 47.5326
2031 | 12 | 22 | 7 | 50.8974
2031 | 12 | 22 | 8 | 58.3123
2031 | 12 | 22 | 9 | 59.5206
2031 | 12 | 22 | 10 | 56.3365
2031 | 12 | 22 | 11 | 53.3047
2031 | 12 | 22 | 12 | 53.3984
2031 | 12 | 22 | 13 | 53.1014
2031 | 12 | 22 | 14 | 51.8307
2031 | 12 | 22 | 15 | 54.6983
2031 | 12 | 22 | 16 | 59.2218
2031 | 12 | 22 | 17 | 67.172
2031 | 12 | 22 | 18 | 71.4734
2031 | 12 | 22 | 19 | 67.2273
2031 | 12 | 22 | 20 | 64.8292
2031 | 12 | 22 | 21 | 61.956
2031 | 12 | 22 | 22 | 59.4478
2031 | 12 | 22 | 23 | 56.8323
2031 | 12 | 23 | 0 | 53.1828
2031 | 12 | 23 | 1 | 49.9208
2031 | 12 | 23 | 2 | 48.3992
2031 | 12 | 23 | 3 | 47.8174
2031 | 12 | 23 | 4 | 47.8486
2031 | 12 | 23 | 5 | 48.124
2031 | 12 | 23 | 6 | 48.9811
2031 | 12 | 23 | 7 | 52.5067
2031 | 12 | 23 | 8 | 59.7795
2031 | 12 | 23 | 9 | 60.8522
2031 | 12 | 23 | 10 | 56.7074
2031 | 12 | 23 | 11 | 52.984
2031 | 12 | 23 | 12 | 52.5571
2031 | 12 | 23 | 13 | 52.1439
2031 | 12 | 23 | 14 | 51.0605
2031 | 12 | 23 | 15 | 53.9073
2031 | 12 | 23 | 16 | 58.239
2031 | 12 | 23 | 17 | 65.5971
2031 | 12 | 23 | 18 | 70.4776
2031 | 12 | 23 | 19 | 65.0508
2031 | 12 | 23 | 20 | 62.3047
2031 | 12 | 23 | 21 | 59.2875
2031 | 12 | 23 | 22 | 56.65
2031 | 12 | 23 | 23 | 53.9023
2031 | 12 | 24 | 0 | 53.4379
2031 | 12 | 24 | 1 | 50.7762
2031 | 12 | 24 | 2 | 48.9765
2031 | 12 | 24 | 3 | 48.3808
2031 | 12 | 24 | 4 | 48.0196
2031 | 12 | 24 | 5 | 48.3542
2031 | 12 | 24 | 6 | 49.3605
2031 | 12 | 24 | 7 | 53.8161
2031 | 12 | 24 | 8 | 62.3039
2031 | 12 | 24 | 9 | 62.9186
2031 | 12 | 24 | 10 | 58.7732
2031 | 12 | 24 | 11 | 54.6916
2031 | 12 | 24 | 12 | 55.5129
2031 | 12 | 24 | 13 | 55.5549
2031 | 12 | 24 | 14 | 56.9609
2031 | 12 | 24 | 15 | 56.6044
2031 | 12 | 24 | 16 | 59.0488
2031 | 12 | 24 | 17 | 67.256
2031 | 12 | 24 | 18 | 70.5826
2031 | 12 | 24 | 19 | 63.6582
2031 | 12 | 24 | 20 | 60.5506
2031 | 12 | 24 | 21 | 57.9896
2031 | 12 | 24 | 22 | 56.3645
2031 | 12 | 24 | 23 | 54.4463
2031 | 12 | 25 | 0 | 51.1908
2031 | 12 | 25 | 1 | 48.4633
2031 | 12 | 25 | 2 | 46.8522
2031 | 12 | 25 | 3 | 46.1294
2031 | 12 | 25 | 4 | 46.2048
2031 | 12 | 25 | 5 | 46.5582
2031 | 12 | 25 | 6 | 47.1746
2031 | 12 | 25 | 7 | 49.3783
2031 | 12 | 25 | 8 | 55.9812
2031 | 12 | 25 | 9 | 58.6042
2031 | 12 | 25 | 10 | 55.6965
2031 | 12 | 25 | 11 | 51.7144
2031 | 12 | 25 | 12 | 52.8094
2031 | 12 | 25 | 13 | 53.7957
2031 | 12 | 25 | 14 | 55.0263
2031 | 12 | 25 | 15 | 55.7311
2031 | 12 | 25 | 16 | 59.8758
2031 | 12 | 25 | 17 | 68.1134
2031 | 12 | 25 | 18 | 68.8398
2031 | 12 | 25 | 19 | 62.9545
2031 | 12 | 25 | 20 | 59.6653
2031 | 12 | 25 | 21 | 57.9596
2031 | 12 | 25 | 22 | 56.8537
2031 | 12 | 25 | 23 | 55.3161
2031 | 12 | 26 | 0 | 54.0562
2031 | 12 | 26 | 1 | 51.2217
2031 | 12 | 26 | 2 | 49.7926
2031 | 12 | 26 | 3 | 49.1327
2031 | 12 | 26 | 4 | 49.238
2031 | 12 | 26 | 5 | 49.581
2031 | 12 | 26 | 6 | 51.6483
2031 | 12 | 26 | 7 | 53.1777
2031 | 12 | 26 | 8 | 57.3783
2031 | 12 | 26 | 9 | 57.1634
2031 | 12 | 26 | 10 | 54.429
2031 | 12 | 26 | 11 | 53.0222
2031 | 12 | 26 | 12 | 56.7039
2031 | 12 | 26 | 13 | 57.5139
2031 | 12 | 26 | 14 | 56.0613
2031 | 12 | 26 | 15 | 55.0805
2031 | 12 | 26 | 16 | 58.3571
2031 | 12 | 26 | 17 | 64.571
2031 | 12 | 26 | 18 | 72.854
2031 | 12 | 26 | 19 | 68.2194
2031 | 12 | 26 | 20 | 65.6686
2031 | 12 | 26 | 21 | 63.2696
2031 | 12 | 26 | 22 | 61.8803
2031 | 12 | 26 | 23 | 59.9361
2031 | 12 | 27 | 0 | 56.8621
2031 | 12 | 27 | 1 | 60.3898
2031 | 12 | 27 | 2 | 59.0395
2031 | 12 | 27 | 3 | 58.5808
2031 | 12 | 27 | 4 | 58.4421
2031 | 12 | 27 | 5 | 58.4301
2031 | 12 | 27 | 6 | 58.0554
2031 | 12 | 27 | 7 | 60.3064
2031 | 12 | 27 | 8 | 66.4948
2031 | 12 | 27 | 9 | 66.9207
2031 | 12 | 27 | 10 | 63.9379
2031 | 12 | 27 | 11 | 59.9734
2031 | 12 | 27 | 12 | 59.0338
2031 | 12 | 27 | 13 | 57.7175
2031 | 12 | 27 | 14 | 56.1628
2031 | 12 | 27 | 15 | 57.3162
2031 | 12 | 27 | 16 | 62.9382
2031 | 12 | 27 | 17 | 72.7582
2031 | 12 | 27 | 18 | 79.3949
2031 | 12 | 27 | 19 | 73.8657
2031 | 12 | 27 | 20 | 69.9024
2031 | 12 | 27 | 21 | 66.7261
2031 | 12 | 27 | 22 | 64.4036
2031 | 12 | 27 | 23 | 61.8479
2031 | 12 | 28 | 0 | 60.2955
2031 | 12 | 28 | 1 | 58.015
2031 | 12 | 28 | 2 | 56.7316
2031 | 12 | 28 | 3 | 56.2544
2031 | 12 | 28 | 4 | 56.1318
2031 | 12 | 28 | 5 | 55.9999
2031 | 12 | 28 | 6 | 53.8644
2031 | 12 | 28 | 7 | 55.3082
2031 | 12 | 28 | 8 | 61.5137
2031 | 12 | 28 | 9 | 63.7447
2031 | 12 | 28 | 10 | 61.5812
2031 | 12 | 28 | 11 | 58.1427
2031 | 12 | 28 | 12 | 58.165
2031 | 12 | 28 | 13 | 58.0522
2031 | 12 | 28 | 14 | 57.4569
2031 | 12 | 28 | 15 | 58.5224
2031 | 12 | 28 | 16 | 63.692
2031 | 12 | 28 | 17 | 73.1478
2031 | 12 | 28 | 18 | 79.1258
2031 | 12 | 28 | 19 | 72.8048
2031 | 12 | 28 | 20 | 68.784
2031 | 12 | 28 | 21 | 65.3429
2031 | 12 | 28 | 22 | 62.3617
2031 | 12 | 28 | 23 | 59.4925
2031 | 12 | 29 | 0 | 57.5484
2031 | 12 | 29 | 1 | 55.3768
2031 | 12 | 29 | 2 | 54.1681
2031 | 12 | 29 | 3 | 53.7977
2031 | 12 | 29 | 4 | 53.7879
2031 | 12 | 29 | 5 | 53.9868
2031 | 12 | 29 | 6 | 54.784
2031 | 12 | 29 | 7 | 58.9539
2031 | 12 | 29 | 8 | 66.6194
2031 | 12 | 29 | 9 | 67.0062
2031 | 12 | 29 | 10 | 63.3102
2031 | 12 | 29 | 11 | 60.273
2031 | 12 | 29 | 12 | 58.9928
2031 | 12 | 29 | 13 | 59.1184
2031 | 12 | 29 | 14 | 58.5894
2031 | 12 | 29 | 15 | 58.5128
2031 | 12 | 29 | 16 | 61.0391
2031 | 12 | 29 | 17 | 69.1119
2031 | 12 | 29 | 18 | 75.7443
2031 | 12 | 29 | 19 | 70.0937
2031 | 12 | 29 | 20 | 67.4915
2031 | 12 | 29 | 21 | 64.4239
2031 | 12 | 29 | 22 | 61.494
2031 | 12 | 29 | 23 | 58.1485
2031 | 12 | 30 | 0 | 57.0171
2031 | 12 | 30 | 1 | 52.9634
2031 | 12 | 30 | 2 | 51.4381
2031 | 12 | 30 | 3 | 50.9996
2031 | 12 | 30 | 4 | 50.919
2031 | 12 | 30 | 5 | 51.1137
2031 | 12 | 30 | 6 | 52.4931
2031 | 12 | 30 | 7 | 56.9224
2031 | 12 | 30 | 8 | 64.5068
2031 | 12 | 30 | 9 | 64.6853
2031 | 12 | 30 | 10 | 59.8244
2031 | 12 | 30 | 11 | 56.2183
2031 | 12 | 30 | 12 | 56.9122
2031 | 12 | 30 | 13 | 57.0009
2031 | 12 | 30 | 14 | 56.6349
2031 | 12 | 30 | 15 | 57.1407
2031 | 12 | 30 | 16 | 60.9081
2031 | 12 | 30 | 17 | 69.2964
2031 | 12 | 30 | 18 | 74.9488
2031 | 12 | 30 | 19 | 69.1286
2031 | 12 | 30 | 20 | 66.5561
2031 | 12 | 30 | 21 | 63.6728
2031 | 12 | 30 | 22 | 60.9516
2031 | 12 | 30 | 23 | 57.7185
2031 | 12 | 31 | 0 | 54.9688
2031 | 12 | 31 | 1 | 51.7275
2031 | 12 | 31 | 2 | 49.95
2031 | 12 | 31 | 3 | 49.0812
2031 | 12 | 31 | 4 | 48.993
2031 | 12 | 31 | 5 | 49.2861
2031 | 12 | 31 | 6 | 50.0362
2031 | 12 | 31 | 7 | 54.2603
2031 | 12 | 31 | 8 | 62.3677
2031 | 12 | 31 | 9 | 63.8375
2031 | 12 | 31 | 10 | 60.5098
2031 | 12 | 31 | 11 | 59.0309
2031 | 12 | 31 | 12 | 61.0521
2031 | 12 | 31 | 13 | 60.2797
2031 | 12 | 31 | 14 | 58.6267
2031 | 12 | 31 | 15 | 58.9377
2031 | 12 | 31 | 16 | 62.4414
2031 | 12 | 31 | 17 | 69.5467
2031 | 12 | 31 | 18 | 75.1905
2031 | 12 | 31 | 19 | 69.1512
2031 | 12 | 31 | 20 | 65.5053
2031 | 12 | 31 | 21 | 61.9922
2031 | 12 | 31 | 22 | 60.2329
2031 | 12 | 31 | 23 | 59.0888
2032 | 1 | 1 | 0 | 55.1315
2032 | 1 | 1 | 1 | 53.8171
2032 | 1 | 1 | 2 | 51.9112
2032 | 1 | 1 | 3 | 50.3551
2032 | 1 | 1 | 4 | 49.4953
2032 | 1 | 1 | 5 | 48.9958
2032 | 1 | 1 | 6 | 48.0584
2032 | 1 | 1 | 7 | 48.8682
2032 | 1 | 1 | 8 | 53.2215
2032 | 1 | 1 | 9 | 54.7923
2032 | 1 | 1 | 10 | 53.2973
2032 | 1 | 1 | 11 | 50.3841
2032 | 1 | 1 | 12 | 49.0476
2032 | 1 | 1 | 13 | 48.5822
2032 | 1 | 1 | 14 | 48.4461
2032 | 1 | 1 | 15 | 49.2416
2032 | 1 | 1 | 16 | 55.372
2032 | 1 | 1 | 17 | 65.6319
2032 | 1 | 1 | 18 | 69.0523
2032 | 1 | 1 | 19 | 64.4083
2032 | 1 | 1 | 20 | 61.0679
2032 | 1 | 1 | 21 | 58.1231
2032 | 1 | 1 | 22 | 56.0843
2032 | 1 | 1 | 23 | 54.0278
2032 | 1 | 2 | 0 | 51.1564
2032 | 1 | 2 | 1 | 51.6886
2032 | 1 | 2 | 2 | 50.4265
2032 | 1 | 2 | 3 | 50.108
2032 | 1 | 2 | 4 | 50.2974
2032 | 1 | 2 | 5 | 50.8002
2032 | 1 | 2 | 6 | 51.7144
2032 | 1 | 2 | 7 | 55.7137
2032 | 1 | 2 | 8 | 61.7037
2032 | 1 | 2 | 9 | 59.2155
2032 | 1 | 2 | 10 | 52.9671
2032 | 1 | 2 | 11 | 48.9621
2032 | 1 | 2 | 12 | 49.3457
2032 | 1 | 2 | 13 | 49.9233
2032 | 1 | 2 | 14 | 48.822
2032 | 1 | 2 | 15 | 48.4683
2032 | 1 | 2 | 16 | 51.5973
2032 | 1 | 2 | 17 | 59.1247
2032 | 1 | 2 | 18 | 67.2227
2032 | 1 | 2 | 19 | 63.6031
2032 | 1 | 2 | 20 | 61.5057
2032 | 1 | 2 | 21 | 59.2638
2032 | 1 | 2 | 22 | 57.4777
2032 | 1 | 2 | 23 | 54.8606
2032 | 1 | 3 | 0 | 52.4067
2032 | 1 | 3 | 1 | 49.9225
2032 | 1 | 3 | 2 | 48.5558
2032 | 1 | 3 | 3 | 47.9312
2032 | 1 | 3 | 4 | 47.7938
2032 | 1 | 3 | 5 | 47.6347
2032 | 1 | 3 | 6 | 46.243
2032 | 1 | 3 | 7 | 48.7599
2032 | 1 | 3 | 8 | 56.5105
2032 | 1 | 3 | 9 | 58.9296
2032 | 1 | 3 | 10 | 56.2596
2032 | 1 | 3 | 11 | 52.0908
2032 | 1 | 3 | 12 | 51.5903
2032 | 1 | 3 | 13 | 52.0727
2032 | 1 | 3 | 14 | 51.3072
2032 | 1 | 3 | 15 | 51.9498
2032 | 1 | 3 | 16 | 56.4802
2032 | 1 | 3 | 17 | 64.5625
2032 | 1 | 3 | 18 | 67.1287
2032 | 1 | 3 | 19 | 61.1271
2032 | 1 | 3 | 20 | 56.7854
2032 | 1 | 3 | 21 | 53.4092
2032 | 1 | 3 | 22 | 51.4439
2032 | 1 | 3 | 23 | 49.5667
2032 | 1 | 4 | 0 | 49.2496
2032 | 1 | 4 | 1 | 46.3993
2032 | 1 | 4 | 2 | 45.0452
2032 | 1 | 4 | 3 | 44.4752
2032 | 1 | 4 | 4 | 44.4558
2032 | 1 | 4 | 5 | 44.2906
2032 | 1 | 4 | 6 | 43.9743
2032 | 1 | 4 | 7 | 45.9172
2032 | 1 | 4 | 8 | 53.8199
2032 | 1 | 4 | 9 | 56.1852
2032 | 1 | 4 | 10 | 53.3242
2032 | 1 | 4 | 11 | 49.4173
2032 | 1 | 4 | 12 | 49.4856
2032 | 1 | 4 | 13 | 49.8319
2032 | 1 | 4 | 14 | 49.6545
2032 | 1 | 4 | 15 | 50.774
2032 | 1 | 4 | 16 | 56.5116
2032 | 1 | 4 | 17 | 66.18
2032 | 1 | 4 | 18 | 68.936
2032 | 1 | 4 | 19 | 62.9979
2032 | 1 | 4 | 20 | 59.1263
2032 | 1 | 4 | 21 | 55.8193
2032 | 1 | 4 | 22 | 53.4808
2032 | 1 | 4 | 23 | 51.3734
2032 | 1 | 5 | 0 | 49.7954
2032 | 1 | 5 | 1 | 47.8577
2032 | 1 | 5 | 2 | 46.7877
2032 | 1 | 5 | 3 | 46.543
2032 | 1 | 5 | 4 | 46.7783
2032 | 1 | 5 | 5 | 47.3041
2032 | 1 | 5 | 6 | 48.5357
2032 | 1 | 5 | 7 | 53.0093
2032 | 1 | 5 | 8 | 61.4097
2032 | 1 | 5 | 9 | 61.8936
2032 | 1 | 5 | 10 | 58.2152
2032 | 1 | 5 | 11 | 54.5466
2032 | 1 | 5 | 12 | 53.4295
2032 | 1 | 5 | 13 | 53.7626
2032 | 1 | 5 | 14 | 53.0655
2032 | 1 | 5 | 15 | 53.8861
2032 | 1 | 5 | 16 | 58.207
2032 | 1 | 5 | 17 | 66.897
2032 | 1 | 5 | 18 | 72.3241
2032 | 1 | 5 | 19 | 66.6905
2032 | 1 | 5 | 20 | 63.6844
2032 | 1 | 5 | 21 | 60.5252
2032 | 1 | 5 | 22 | 58.1094
2032 | 1 | 5 | 23 | 55.5515
2032 | 1 | 6 | 0 | 52.2137
2032 | 1 | 6 | 1 | 51.4167
2032 | 1 | 6 | 2 | 50.271
2032 | 1 | 6 | 3 | 50.2017
2032 | 1 | 6 | 4 | 50.6303
2032 | 1 | 6 | 5 | 51.322
2032 | 1 | 6 | 6 | 52.5377
2032 | 1 | 6 | 7 | 57.4635
2032 | 1 | 6 | 8 | 66.2411
2032 | 1 | 6 | 9 | 66.7176
2032 | 1 | 6 | 10 | 61.4785
2032 | 1 | 6 | 11 | 55.8528
2032 | 1 | 6 | 12 | 55.415
2032 | 1 | 6 | 13 | 55.6598
2032 | 1 | 6 | 14 | 55.6676
2032 | 1 | 6 | 15 | 57.5035
2032 | 1 | 6 | 16 | 63.0327
2032 | 1 | 6 | 17 | 72.2426
2032 | 1 | 6 | 18 | 76.5767
2032 | 1 | 6 | 19 | 71.1036
2032 | 1 | 6 | 20 | 68.3143
2032 | 1 | 6 | 21 | 65.3948
2032 | 1 | 6 | 22 | 62.9543
2032 | 1 | 6 | 23 | 60.2176
2032 | 1 | 7 | 0 | 57.7677
2032 | 1 | 7 | 1 | 57.7038
2032 | 1 | 7 | 2 | 56.6857
2032 | 1 | 7 | 3 | 56.5786
2032 | 1 | 7 | 4 | 56.9882
2032 | 1 | 7 | 5 | 57.5065
2032 | 1 | 7 | 6 | 58.6306
2032 | 1 | 7 | 7 | 62.6597
2032 | 1 | 7 | 8 | 68.668
2032 | 1 | 7 | 9 | 65.9191
2032 | 1 | 7 | 10 | 60.2885
2032 | 1 | 7 | 11 | 55.7579
2032 | 1 | 7 | 12 | 57.5885
2032 | 1 | 7 | 13 | 58.0186
2032 | 1 | 7 | 14 | 57.1172
2032 | 1 | 7 | 15 | 57.4906
2032 | 1 | 7 | 16 | 60.9778
2032 | 1 | 7 | 17 | 69.6926
2032 | 1 | 7 | 18 | 78.6387
2032 | 1 | 7 | 19 | 73.0353
2032 | 1 | 7 | 20 | 70.3303
2032 | 1 | 7 | 21 | 67.3386
2032 | 1 | 7 | 22 | 64.7527
2032 | 1 | 7 | 23 | 61.8859
2032 | 1 | 8 | 0 | 59.6681
2032 | 1 | 8 | 1 | 56.8834
2032 | 1 | 8 | 2 | 55.5944
2032 | 1 | 8 | 3 | 55.2201
2032 | 1 | 8 | 4 | 55.3241
2032 | 1 | 8 | 5 | 55.6747
2032 | 1 | 8 | 6 | 57.428
2032 | 1 | 8 | 7 | 61.3256
2032 | 1 | 8 | 8 | 67.6353
2032 | 1 | 8 | 9 | 66.561
2032 | 1 | 8 | 10 | 61.9911
2032 | 1 | 8 | 11 | 57.4979
2032 | 1 | 8 | 12 | 57.6781
2032 | 1 | 8 | 13 | 58.3681
2032 | 1 | 8 | 14 | 58.1825
2032 | 1 | 8 | 15 | 58.6454
2032 | 1 | 8 | 16 | 61.7328
2032 | 1 | 8 | 17 | 70.1754
2032 | 1 | 8 | 18 | 76.7485
2032 | 1 | 8 | 19 | 71.365
2032 | 1 | 8 | 20 | 68.6274
2032 | 1 | 8 | 21 | 65.7924
2032 | 1 | 8 | 22 | 63.4286
2032 | 1 | 8 | 23 | 60.5481
2032 | 1 | 9 | 0 | 56.8303
2032 | 1 | 9 | 1 | 53.818
2032 | 1 | 9 | 2 | 52.3997
2032 | 1 | 9 | 3 | 51.9028
2032 | 1 | 9 | 4 | 51.8864
2032 | 1 | 9 | 5 | 52.1249
2032 | 1 | 9 | 6 | 53.3256
2032 | 1 | 9 | 7 | 57.4716
2032 | 1 | 9 | 8 | 64.4854
2032 | 1 | 9 | 9 | 64.0242
2032 | 1 | 9 | 10 | 58.6255
2032 | 1 | 9 | 11 | 54.462
2032 | 1 | 9 | 12 | 52.9429
2032 | 1 | 9 | 13 | 53.5405
2032 | 1 | 9 | 14 | 52.4065
2032 | 1 | 9 | 15 | 51.7963
2032 | 1 | 9 | 16 | 54.676
2032 | 1 | 9 | 17 | 62.1789
2032 | 1 | 9 | 18 | 69.1183
2032 | 1 | 9 | 19 | 64.3828
2032 | 1 | 9 | 20 | 61.771
2032 | 1 | 9 | 21 | 59.2367
2032 | 1 | 9 | 22 | 57.2121
2032 | 1 | 9 | 23 | 54.4826
2032 | 1 | 10 | 0 | 52.8782
2032 | 1 | 10 | 1 | 49.466
2032 | 1 | 10 | 2 | 48.2483
2032 | 1 | 10 | 3 | 47.6813
2032 | 1 | 10 | 4 | 47.6335
2032 | 1 | 10 | 5 | 47.5429
2032 | 1 | 10 | 6 | 46.7331
2032 | 1 | 10 | 7 | 49.2509
2032 | 1 | 10 | 8 | 56.3759
2032 | 1 | 10 | 9 | 58.7084
2032 | 1 | 10 | 10 | 55.8214
2032 | 1 | 10 | 11 | 51.9808
2032 | 1 | 10 | 12 | 49.9425
2032 | 1 | 10 | 13 | 51.0311
2032 | 1 | 10 | 14 | 50.0499
2032 | 1 | 10 | 15 | 50.1026
2032 | 1 | 10 | 16 | 52.9779
2032 | 1 | 10 | 17 | 60.2453
2032 | 1 | 10 | 18 | 66.2982
2032 | 1 | 10 | 19 | 61.8227
2032 | 1 | 10 | 20 | 57.8425
2032 | 1 | 10 | 21 | 54.7034
2032 | 1 | 10 | 22 | 52.7953
2032 | 1 | 10 | 23 | 50.857
2032 | 1 | 11 | 0 | 50.0109
2032 | 1 | 11 | 1 | 46.0784
2032 | 1 | 11 | 2 | 44.5271
2032 | 1 | 11 | 3 | 43.7965
2032 | 1 | 11 | 4 | 43.5208
2032 | 1 | 11 | 5 | 43.0391
2032 | 1 | 11 | 6 | 42.1518
2032 | 1 | 11 | 7 | 43.8079
2032 | 1 | 11 | 8 | 51.0428
2032 | 1 | 11 | 9 | 52.6792
2032 | 1 | 11 | 10 | 49.5087
2032 | 1 | 11 | 11 | 45.8951
2032 | 1 | 11 | 12 | 47.2509
2032 | 1 | 11 | 13 | 48.8184
2032 | 1 | 11 | 14 | 48.5731
2032 | 1 | 11 | 15 | 48.939
2032 | 1 | 11 | 16 | 52.9259
2032 | 1 | 11 | 17 | 61.2695
2032 | 1 | 11 | 18 | 67.3514
2032 | 1 | 11 | 19 | 60.7369
2032 | 1 | 11 | 20 | 56.4936
2032 | 1 | 11 | 21 | 52.9336
2032 | 1 | 11 | 22 | 50.4711
2032 | 1 | 11 | 23 | 48.3775
2032 | 1 | 12 | 0 | 45.4151
2032 | 1 | 12 | 1 | 44.5647
2032 | 1 | 12 | 2 | 43.5386
2032 | 1 | 12 | 3 | 43.4259
2032 | 1 | 12 | 4 | 43.754
2032 | 1 | 12 | 5 | 44.4292
2032 | 1 | 12 | 6 | 45.5486
2032 | 1 | 12 | 7 | 50.1705
2032 | 1 | 12 | 8 | 58.6731
2032 | 1 | 12 | 9 | 58.7336
2032 | 1 | 12 | 10 | 54.1885
2032 | 1 | 12 | 11 | 50.2972
2032 | 1 | 12 | 12 | 49.8698
2032 | 1 | 12 | 13 | 50.4043
2032 | 1 | 12 | 14 | 50.4068
2032 | 1 | 12 | 15 | 51.3741
2032 | 1 | 12 | 16 | 55.6722
2032 | 1 | 12 | 17 | 64.928
2032 | 1 | 12 | 18 | 70.6057
2032 | 1 | 12 | 19 | 65.9168
2032 | 1 | 12 | 20 | 63.1072
2032 | 1 | 12 | 21 | 60.2073
2032 | 1 | 12 | 22 | 57.8272
2032 | 1 | 12 | 23 | 55.2714
2032 | 1 | 13 | 0 | 51.8479
2032 | 1 | 13 | 1 | 51.4395
2032 | 1 | 13 | 2 | 50.3651
2032 | 1 | 13 | 3 | 50.3339
2032 | 1 | 13 | 4 | 50.7589
2032 | 1 | 13 | 5 | 51.3975
2032 | 1 | 13 | 6 | 52.1739
2032 | 1 | 13 | 7 | 56.492
2032 | 1 | 13 | 8 | 62.5966
2032 | 1 | 13 | 9 | 60.2589
2032 | 1 | 13 | 10 | 54.7053
2032 | 1 | 13 | 11 | 50.3166
2032 | 1 | 13 | 12 | 50.8944
2032 | 1 | 13 | 13 | 50.8325
2032 | 1 | 13 | 14 | 50.4296
2032 | 1 | 13 | 15 | 51.4176
2032 | 1 | 13 | 16 | 55.4637
2032 | 1 | 13 | 17 | 63.2872
2032 | 1 | 13 | 18 | 69.3803
2032 | 1 | 13 | 19 | 66.1971
2032 | 1 | 13 | 20 | 64.1285
2032 | 1 | 13 | 21 | 61.4825
2032 | 1 | 13 | 22 | 59.2122
2032 | 1 | 13 | 23 | 56.4813
2032 | 1 | 14 | 0 | 55.9965
2032 | 1 | 14 | 1 | 53.5505
2032 | 1 | 14 | 2 | 52.416
2032 | 1 | 14 | 3 | 52.1973
2032 | 1 | 14 | 4 | 52.4258
2032 | 1 | 14 | 5 | 52.8174
2032 | 1 | 14 | 6 | 53.1385
2032 | 1 | 14 | 7 | 57.3556
2032 | 1 | 14 | 8 | 64.7113
2032 | 1 | 14 | 9 | 63.7948
2032 | 1 | 14 | 10 | 58.4316
2032 | 1 | 14 | 11 | 53.8385
2032 | 1 | 14 | 12 | 53.7168
2032 | 1 | 14 | 13 | 54.3086
2032 | 1 | 14 | 14 | 54.0276
2032 | 1 | 14 | 15 | 54.268
2032 | 1 | 14 | 16 | 57.3086
2032 | 1 | 14 | 17 | 66.1437
2032 | 1 | 14 | 18 | 72.36
2032 | 1 | 14 | 19 | 67.0222
2032 | 1 | 14 | 20 | 64.1712
2032 | 1 | 14 | 21 | 61.1403
2032 | 1 | 14 | 22 | 58.5234
2032 | 1 | 14 | 23 | 55.6281
2032 | 1 | 15 | 0 | 53.6575
2032 | 1 | 15 | 1 | 53.4234
2032 | 1 | 15 | 2 | 52.2075
2032 | 1 | 15 | 3 | 52.0268
2032 | 1 | 15 | 4 | 52.3301
2032 | 1 | 15 | 5 | 52.9316
2032 | 1 | 15 | 6 | 54.2388
2032 | 1 | 15 | 7 | 58.8876
2032 | 1 | 15 | 8 | 67.624
2032 | 1 | 15 | 9 | 68.1876
2032 | 1 | 15 | 10 | 62.6542
2032 | 1 | 15 | 11 | 56.8284
2032 | 1 | 15 | 12 | 55.0145
2032 | 1 | 15 | 13 | 55.404
2032 | 1 | 15 | 14 | 55.8044
2032 | 1 | 15 | 15 | 56.9101
2032 | 1 | 15 | 16 | 60.7687
2032 | 1 | 15 | 17 | 70.214
2032 | 1 | 15 | 18 | 74.212
2032 | 1 | 15 | 19 | 69.1644
2032 | 1 | 15 | 20 | 66.4505
2032 | 1 | 15 | 21 | 63.7126
2032 | 1 | 15 | 22 | 61.1797
2032 | 1 | 15 | 23 | 58.1366
2032 | 1 | 16 | 0 | 58.0712
2032 | 1 | 16 | 1 | 55.1305
2032 | 1 | 16 | 2 | 53.712
2032 | 1 | 16 | 3 | 53.201
2032 | 1 | 16 | 4 | 53.1906
2032 | 1 | 16 | 5 | 53.3936
2032 | 1 | 16 | 6 | 54.4794
2032 | 1 | 16 | 7 | 59.0084
2032 | 1 | 16 | 8 | 67.377
2032 | 1 | 16 | 9 | 67.8107
2032 | 1 | 16 | 10 | 62.4111
2032 | 1 | 16 | 11 | 57.4435
2032 | 1 | 16 | 12 | 55.6219
2032 | 1 | 16 | 13 | 55.6056
2032 | 1 | 16 | 14 | 54.3819
2032 | 1 | 16 | 15 | 54.3694
2032 | 1 | 16 | 16 | 58.4388
2032 | 1 | 16 | 17 | 66.3764
2032 | 1 | 16 | 18 | 70.4789
2032 | 1 | 16 | 19 | 66.3429
2032 | 1 | 16 | 20 | 63.8571
2032 | 1 | 16 | 21 | 61.3257
2032 | 1 | 16 | 22 | 59.4717
2032 | 1 | 16 | 23 | 56.7889
2032 | 1 | 17 | 0 | 53.5817
2032 | 1 | 17 | 1 | 51.5148
2032 | 1 | 17 | 2 | 50.355
2032 | 1 | 17 | 3 | 49.8847
2032 | 1 | 17 | 4 | 49.9107
2032 | 1 | 17 | 5 | 49.9545
2032 | 1 | 17 | 6 | 49.3599
2032 | 1 | 17 | 7 | 51.6195
2032 | 1 | 17 | 8 | 57.3512
2032 | 1 | 17 | 9 | 56.8955
2032 | 1 | 17 | 10 | 52.3461
2032 | 1 | 17 | 11 | 48.9418
2032 | 1 | 17 | 12 | 50.2089
2032 | 1 | 17 | 13 | 49.9815
2032 | 1 | 17 | 14 | 49.0419
2032 | 1 | 17 | 15 | 49.7179
2032 | 1 | 17 | 16 | 54.0856
2032 | 1 | 17 | 17 | 62.6427
2032 | 1 | 17 | 18 | 71.0488
2032 | 1 | 17 | 19 | 65.5516
2032 | 1 | 17 | 20 | 61.0647
2032 | 1 | 17 | 21 | 57.8049
2032 | 1 | 17 | 22 | 55.8754
2032 | 1 | 17 | 23 | 53.94
2032 | 1 | 18 | 0 | 53.0643
2032 | 1 | 18 | 1 | 49.8233
2032 | 1 | 18 | 2 | 48.3485
2032 | 1 | 18 | 3 | 47.6979
2032 | 1 | 18 | 4 | 47.4579
2032 | 1 | 18 | 5 | 47.0616
2032 | 1 | 18 | 6 | 45.9372
2032 | 1 | 18 | 7 | 47.714
2032 | 1 | 18 | 8 | 55.239
2032 | 1 | 18 | 9 | 57.1663
2032 | 1 | 18 | 10 | 54.2925
2032 | 1 | 18 | 11 | 49.7033
2032 | 1 | 18 | 12 | 49.7117
2032 | 1 | 18 | 13 | 51.184
2032 | 1 | 18 | 14 | 50.6561
2032 | 1 | 18 | 15 | 51.3964
2032 | 1 | 18 | 16 | 55.7557
2032 | 1 | 18 | 17 | 63.9277
2032 | 1 | 18 | 18 | 67.987
2032 | 1 | 18 | 19 | 62.5799
2032 | 1 | 18 | 20 | 58.5548
2032 | 1 | 18 | 21 | 55.1087
2032 | 1 | 18 | 22 | 52.5707
2032 | 1 | 18 | 23 | 50.3753
2032 | 1 | 19 | 0 | 48.5308
2032 | 1 | 19 | 1 | 46.97
2032 | 1 | 19 | 2 | 46.0432
2032 | 1 | 19 | 3 | 45.9835
2032 | 1 | 19 | 4 | 46.2937
2032 | 1 | 19 | 5 | 46.8961
2032 | 1 | 19 | 6 | 47.5137
2032 | 1 | 19 | 7 | 51.7838
2032 | 1 | 19 | 8 | 58.9662
2032 | 1 | 19 | 9 | 57.101
2032 | 1 | 19 | 10 | 51.6805
2032 | 1 | 19 | 11 | 48.0722
2032 | 1 | 19 | 12 | 49.881
2032 | 1 | 19 | 13 | 50.3441
2032 | 1 | 19 | 14 | 50.3252
2032 | 1 | 19 | 15 | 51.1501
2032 | 1 | 19 | 16 | 55.0554
2032 | 1 | 19 | 17 | 63.8457
2032 | 1 | 19 | 18 | 72.5417
2032 | 1 | 19 | 19 | 67.5359
2032 | 1 | 19 | 20 | 64.4729
2032 | 1 | 19 | 21 | 61.4821
2032 | 1 | 19 | 22 | 59.0796
2032 | 1 | 19 | 23 | 56.5208
2032 | 1 | 20 | 0 | 51.4907
2032 | 1 | 20 | 1 | 51.014
2032 | 1 | 20 | 2 | 49.6964
2032 | 1 | 20 | 3 | 49.4665
2032 | 1 | 20 | 4 | 49.6999
2032 | 1 | 20 | 5 | 50.2268
2032 | 1 | 20 | 6 | 50.3731
2032 | 1 | 20 | 7 | 55.2711
2032 | 1 | 20 | 8 | 64.0342
2032 | 1 | 20 | 9 | 64.1545
2032 | 1 | 20 | 10 | 58.5162
2032 | 1 | 20 | 11 | 53.2241
2032 | 1 | 20 | 12 | 52.0362
2032 | 1 | 20 | 13 | 51.8115
2032 | 1 | 20 | 14 | 51.5149
2032 | 1 | 20 | 15 | 52.8755
2032 | 1 | 20 | 16 | 57.8859
2032 | 1 | 20 | 17 | 66.2372
2032 | 1 | 20 | 18 | 72.237
2032 | 1 | 20 | 19 | 67.6779
2032 | 1 | 20 | 20 | 64.9612
2032 | 1 | 20 | 21 | 62.0935
2032 | 1 | 20 | 22 | 59.7859
2032 | 1 | 20 | 23 | 57.1471
2032 | 1 | 21 | 0 | 55.8012
2032 | 1 | 21 | 1 | 51.2925
2032 | 1 | 21 | 2 | 49.9462
2032 | 1 | 21 | 3 | 49.5546
2032 | 1 | 21 | 4 | 49.6057
2032 | 1 | 21 | 5 | 49.9087
2032 | 1 | 21 | 6 | 50.8258
2032 | 1 | 21 | 7 | 54.899
2032 | 1 | 21 | 8 | 61.7356
2032 | 1 | 21 | 9 | 59.9651
2032 | 1 | 21 | 10 | 54.3405
2032 | 1 | 21 | 11 | 50.095
2032 | 1 | 21 | 12 | 48.2585
2032 | 1 | 21 | 13 | 49.0909
2032 | 1 | 21 | 14 | 48.1045
2032 | 1 | 21 | 15 | 47.7825
2032 | 1 | 21 | 16 | 50.0036
2032 | 1 | 21 | 17 | 57.9179
2032 | 1 | 21 | 18 | 70.3224
2032 | 1 | 21 | 19 | 65.7682
2032 | 1 | 21 | 20 | 63.0215
2032 | 1 | 21 | 21 | 60.1409
2032 | 1 | 21 | 22 | 57.7511
2032 | 1 | 21 | 23 | 55.0536
2032 | 1 | 22 | 0 | 51.4485
2032 | 1 | 22 | 1 | 52.0656
2032 | 1 | 22 | 2 | 50.9036
2032 | 1 | 22 | 3 | 50.798
2032 | 1 | 22 | 4 | 51.1256
2032 | 1 | 22 | 5 | 51.8177
2032 | 1 | 22 | 6 | 51.6374
2032 | 1 | 22 | 7 | 55.9709
2032 | 1 | 22 | 8 | 63.1811
2032 | 1 | 22 | 9 | 61.7349
2032 | 1 | 22 | 10 | 55.8915
2032 | 1 | 22 | 11 | 50.4729
2032 | 1 | 22 | 12 | 46.9019
2032 | 1 | 22 | 13 | 47.6904
2032 | 1 | 22 | 14 | 47.6941
2032 | 1 | 22 | 15 | 48.1248
2032 | 1 | 22 | 16 | 50.6796
2032 | 1 | 22 | 17 | 58.9617
2032 | 1 | 22 | 18 | 68.5734
2032 | 1 | 22 | 19 | 66.174
2032 | 1 | 22 | 20 | 64.2702
2032 | 1 | 22 | 21 | 62.0363
2032 | 1 | 22 | 22 | 59.8735
2032 | 1 | 22 | 23 | 57.0106
2032 | 1 | 23 | 0 | 56.491
2032 | 1 | 23 | 1 | 52.326
2032 | 1 | 23 | 2 | 50.9999
2032 | 1 | 23 | 3 | 50.6291
2032 | 1 | 23 | 4 | 50.7556
2032 | 1 | 23 | 5 | 51.1316
2032 | 1 | 23 | 6 | 52.1052
2032 | 1 | 23 | 7 | 56.6728
2032 | 1 | 23 | 8 | 64.6926
2032 | 1 | 23 | 9 | 64.3404
2032 | 1 | 23 | 10 | 58.2502
2032 | 1 | 23 | 11 | 53.1192
2032 | 1 | 23 | 12 | 52.559
2032 | 1 | 23 | 13 | 52.4213
2032 | 1 | 23 | 14 | 51.5753
2032 | 1 | 23 | 15 | 51.8638
2032 | 1 | 23 | 16 | 56.2213
2032 | 1 | 23 | 17 | 64.4956
2032 | 1 | 23 | 18 | 70.6195
2032 | 1 | 23 | 19 | 66.0012
2032 | 1 | 23 | 20 | 63.1173
2032 | 1 | 23 | 21 | 60.4187
2032 | 1 | 23 | 22 | 58.4713
2032 | 1 | 23 | 23 | 55.7717
2032 | 1 | 24 | 0 | 52.8338
2032 | 1 | 24 | 1 | 51.0271
2032 | 1 | 24 | 2 | 49.7915
2032 | 1 | 24 | 3 | 49.3443
2032 | 1 | 24 | 4 | 49.3451
2032 | 1 | 24 | 5 | 49.3636
2032 | 1 | 24 | 6 | 49.4214
2032 | 1 | 24 | 7 | 51.7566
2032 | 1 | 24 | 8 | 57.8382
2032 | 1 | 24 | 9 | 56.9795
2032 | 1 | 24 | 10 | 51.9428
2032 | 1 | 24 | 11 | 48.0167
2032 | 1 | 24 | 12 | 47.5276
2032 | 1 | 24 | 13 | 46.818
2032 | 1 | 24 | 14 | 45.8539
2032 | 1 | 24 | 15 | 46.537
2032 | 1 | 24 | 16 | 50.97
2032 | 1 | 24 | 17 | 59.7595
2032 | 1 | 24 | 18 | 68.9268
2032 | 1 | 24 | 19 | 64.6647
2032 | 1 | 24 | 20 | 60.5838
2032 | 1 | 24 | 21 | 57.5168
2032 | 1 | 24 | 22 | 55.6592
2032 | 1 | 24 | 23 | 53.7078
2032 | 1 | 25 | 0 | 53.0148
2032 | 1 | 25 | 1 | 51.583
2032 | 1 | 25 | 2 | 50.4124
2032 | 1 | 25 | 3 | 50.0472
2032 | 1 | 25 | 4 | 50.0642
2032 | 1 | 25 | 5 | 49.9402
2032 | 1 | 25 | 6 | 49.2509
2032 | 1 | 25 | 7 | 50.75
2032 | 1 | 25 | 8 | 56.2112
2032 | 1 | 25 | 9 | 54.842
2032 | 1 | 25 | 10 | 50.3061
2032 | 1 | 25 | 11 | 46.1795
2032 | 1 | 25 | 12 | 45.821
2032 | 1 | 25 | 13 | 46.428
2032 | 1 | 25 | 14 | 45.9053
2032 | 1 | 25 | 15 | 46.2292
2032 | 1 | 25 | 16 | 49.4453
2032 | 1 | 25 | 17 | 57.3185
2032 | 1 | 25 | 18 | 66.4357
2032 | 1 | 25 | 19 | 63.4576
2032 | 1 | 25 | 20 | 60.1627
2032 | 1 | 25 | 21 | 57.1316
2032 | 1 | 25 | 22 | 54.6827
2032 | 1 | 25 | 23 | 52.3897
2032 | 1 | 26 | 0 | 51.9362
2032 | 1 | 26 | 1 | 49.1532
2032 | 1 | 26 | 2 | 48.1314
2032 | 1 | 26 | 3 | 47.9359
2032 | 1 | 26 | 4 | 48.1273
2032 | 1 | 26 | 5 | 48.5889
2032 | 1 | 26 | 6 | 49.6712
2032 | 1 | 26 | 7 | 54.1072
2032 | 1 | 26 | 8 | 62.2174
2032 | 1 | 26 | 9 | 61.2527
2032 | 1 | 26 | 10 | 55.7044
2032 | 1 | 26 | 11 | 51.555
2032 | 1 | 26 | 12 | 50.855
2032 | 1 | 26 | 13 | 51.1932
2032 | 1 | 26 | 14 | 51.0757
2032 | 1 | 26 | 15 | 51.6268
2032 | 1 | 26 | 16 | 54.8014
2032 | 1 | 26 | 17 | 62.9519
2032 | 1 | 26 | 18 | 69.2867
2032 | 1 | 26 | 19 | 64.9792
2032 | 1 | 26 | 20 | 62.0285
2032 | 1 | 26 | 21 | 58.9415
2032 | 1 | 26 | 22 | 56.3611
2032 | 1 | 26 | 23 | 53.6196
2032 | 1 | 27 | 0 | 51.8546
2032 | 1 | 27 | 1 | 51.6075
2032 | 1 | 27 | 2 | 50.4788
2032 | 1 | 27 | 3 | 50.4778
2032 | 1 | 27 | 4 | 50.9289
2032 | 1 | 27 | 5 | 51.6541
2032 | 1 | 27 | 6 | 52.8671
2032 | 1 | 27 | 7 | 58.0486
2032 | 1 | 27 | 8 | 67.4854
2032 | 1 | 27 | 9 | 67.2933
2032 | 1 | 27 | 10 | 60.1668
2032 | 1 | 27 | 11 | 53.6531
2032 | 1 | 27 | 12 | 52.1878
2032 | 1 | 27 | 13 | 51.979
2032 | 1 | 27 | 14 | 52.4322
2032 | 1 | 27 | 15 | 54.1185
2032 | 1 | 27 | 16 | 58.9424
2032 | 1 | 27 | 17 | 67.5746
2032 | 1 | 27 | 18 | 74.6658
2032 | 1 | 27 | 19 | 70.4813
2032 | 1 | 27 | 20 | 67.7884
2032 | 1 | 27 | 21 | 64.9944
2032 | 1 | 27 | 22 | 62.4712
2032 | 1 | 27 | 23 | 59.6341
2032 | 1 | 28 | 0 | 58.7243
2032 | 1 | 28 | 1 | 56.6804
2032 | 1 | 28 | 2 | 55.6214
2032 | 1 | 28 | 3 | 55.5329
2032 | 1 | 28 | 4 | 55.9593
2032 | 1 | 28 | 5 | 56.5122
2032 | 1 | 28 | 6 | 58.1198
2032 | 1 | 28 | 7 | 62.8671
2032 | 1 | 28 | 8 | 71.7468
2032 | 1 | 28 | 9 | 71.4828
2032 | 1 | 28 | 10 | 65.1107
2032 | 1 | 28 | 11 | 58.6688
2032 | 1 | 28 | 12 | 57.0489
2032 | 1 | 28 | 13 | 56.7276
2032 | 1 | 28 | 14 | 56.5691
2032 | 1 | 28 | 15 | 57.4259
2032 | 1 | 28 | 16 | 61.4172
2032 | 1 | 28 | 17 | 70.1518
2032 | 1 | 28 | 18 | 77.498
2032 | 1 | 28 | 19 | 73.1435
2032 | 1 | 28 | 20 | 70.5251
2032 | 1 | 28 | 21 | 67.6102
2032 | 1 | 28 | 22 | 64.9655
2032 | 1 | 28 | 23 | 61.9868
2032 | 1 | 29 | 0 | 60.1505
2032 | 1 | 29 | 1 | 59.1974
2032 | 1 | 29 | 2 | 58.0846
2032 | 1 | 29 | 3 | 57.9327
2032 | 1 | 29 | 4 | 58.24
2032 | 1 | 29 | 5 | 58.7769
2032 | 1 | 29 | 6 | 60.3797
2032 | 1 | 29 | 7 | 64.793
2032 | 1 | 29 | 8 | 72.5149
2032 | 1 | 29 | 9 | 71.1462
2032 | 1 | 29 | 10 | 64.6427
2032 | 1 | 29 | 11 | 58.1083
2032 | 1 | 29 | 12 | 54.0733
2032 | 1 | 29 | 13 | 54.645
2032 | 1 | 29 | 14 | 54.5452
2032 | 1 | 29 | 15 | 55.1443
2032 | 1 | 29 | 16 | 57.3807
2032 | 1 | 29 | 17 | 65.402
2032 | 1 | 29 | 18 | 74.9797
2032 | 1 | 29 | 19 | 72.8699
2032 | 1 | 29 | 20 | 71.0231
2032 | 1 | 29 | 21 | 68.6713
2032 | 1 | 29 | 22 | 66.3903
2032 | 1 | 29 | 23 | 63.3383
2032 | 1 | 30 | 0 | 60.7298
2032 | 1 | 30 | 1 | 58.9537
2032 | 1 | 30 | 2 | 57.7354
2032 | 1 | 30 | 3 | 57.4141
2032 | 1 | 30 | 4 | 57.5285
2032 | 1 | 30 | 5 | 57.833
2032 | 1 | 30 | 6 | 57.7597
2032 | 1 | 30 | 7 | 62.2821
2032 | 1 | 30 | 8 | 70.5085
2032 | 1 | 30 | 9 | 69.8669
2032 | 1 | 30 | 10 | 62.8597
2032 | 1 | 30 | 11 | 56.897
2032 | 1 | 30 | 12 | 54.4237
2032 | 1 | 30 | 13 | 54.5324
2032 | 1 | 30 | 14 | 53.8958
2032 | 1 | 30 | 15 | 53.7623
2032 | 1 | 30 | 16 | 56.8506
2032 | 1 | 30 | 17 | 64.0984
2032 | 1 | 30 | 18 | 71.7305
2032 | 1 | 30 | 19 | 69.3989
2032 | 1 | 30 | 20 | 67.323
2032 | 1 | 30 | 21 | 65.0876
2032 | 1 | 30 | 22 | 63.2262
2032 | 1 | 30 | 23 | 60.4492
2032 | 1 | 31 | 0 | 56.5845
2032 | 1 | 31 | 1 | 53.0666
2032 | 1 | 31 | 2 | 51.8586
2032 | 1 | 31 | 3 | 51.3118
2032 | 1 | 31 | 4 | 51.1991
2032 | 1 | 31 | 5 | 51.1715
2032 | 1 | 31 | 6 | 50.316
2032 | 1 | 31 | 7 | 52.3287
2032 | 1 | 31 | 8 | 57.2589
2032 | 1 | 31 | 9 | 55.9284
2032 | 1 | 31 | 10 | 50.8223
2032 | 1 | 31 | 11 | 46.8216
2032 | 1 | 31 | 12 | 46.7481
2032 | 1 | 31 | 13 | 47.8946
2032 | 1 | 31 | 14 | 46.8688
2032 | 1 | 31 | 15 | 46.708
2032 | 1 | 31 | 16 | 48.4624
2032 | 1 | 31 | 17 | 54.5546
2032 | 1 | 31 | 18 | 63.7282
2032 | 1 | 31 | 19 | 61.458
2032 | 1 | 31 | 20 | 57.7211
2032 | 1 | 31 | 21 | 54.7523
2032 | 1 | 31 | 22 | 52.7981
2032 | 1 | 31 | 23 | 50.7925
2032 | 2 | 1 | 0 | 50.7909
2032 | 2 | 1 | 1 | 47.2903
2032 | 2 | 1 | 2 | 46.0822
2032 | 2 | 1 | 3 | 45.5646
2032 | 2 | 1 | 4 | 45.567
2032 | 2 | 1 | 5 | 45.2629
2032 | 2 | 1 | 6 | 44.8011
2032 | 2 | 1 | 7 | 46.2952
2032 | 2 | 1 | 8 | 52.0253
2032 | 2 | 1 | 9 | 51.9012
2032 | 2 | 1 | 10 | 48.9479
2032 | 2 | 1 | 11 | 46.2187
2032 | 2 | 1 | 12 | 45.3273
2032 | 2 | 1 | 13 | 46.7918
2032 | 2 | 1 | 14 | 45.8682
2032 | 2 | 1 | 15 | 45.4846
2032 | 2 | 1 | 16 | 46.7844
2032 | 2 | 1 | 17 | 53.1893
2032 | 2 | 1 | 18 | 63.2032
2032 | 2 | 1 | 19 | 60.754
2032 | 2 | 1 | 20 | 57.5235
2032 | 2 | 1 | 21 | 54.4112
2032 | 2 | 1 | 22 | 52.0946
2032 | 2 | 1 | 23 | 50.0012
2032 | 2 | 2 | 0 | 48.7942
2032 | 2 | 2 | 1 | 46.0973
2032 | 2 | 2 | 2 | 45.0033
2032 | 2 | 2 | 3 | 44.7273
2032 | 2 | 2 | 4 | 44.8744
2032 | 2 | 2 | 5 | 45.2066
2032 | 2 | 2 | 6 | 46.6272
2032 | 2 | 2 | 7 | 50.6785
2032 | 2 | 2 | 8 | 57.5089
2032 | 2 | 2 | 9 | 55.7774
2032 | 2 | 2 | 10 | 52.1133
2032 | 2 | 2 | 11 | 49.989
2032 | 2 | 2 | 12 | 47.6036
2032 | 2 | 2 | 13 | 47.7525
2032 | 2 | 2 | 14 | 46.5896
2032 | 2 | 2 | 15 | 46.1529
2032 | 2 | 2 | 16 | 47.7722
2032 | 2 | 2 | 17 | 54.1461
2032 | 2 | 2 | 18 | 63.7212
2032 | 2 | 2 | 19 | 61.4497
2032 | 2 | 2 | 20 | 59.1536
2032 | 2 | 2 | 21 | 56.2712
2032 | 2 | 2 | 22 | 54.0257
2032 | 2 | 2 | 23 | 51.6218
2032 | 2 | 3 | 0 | 49.1125
2032 | 2 | 3 | 1 | 46.8006
2032 | 2 | 3 | 2 | 45.4807
2032 | 2 | 3 | 3 | 45.1952
2032 | 2 | 3 | 4 | 45.3012
2032 | 2 | 3 | 5 | 45.6446
2032 | 2 | 3 | 6 | 45.5536
2032 | 2 | 3 | 7 | 50.0341
2032 | 2 | 3 | 8 | 57.6134
2032 | 2 | 3 | 9 | 56.2208
2032 | 2 | 3 | 10 | 51.2387
2032 | 2 | 3 | 11 | 47.9057
2032 | 2 | 3 | 12 | 46.2837
2032 | 2 | 3 | 13 | 46.5511
2032 | 2 | 3 | 14 | 46.0204
2032 | 2 | 3 | 15 | 46.2697
2032 | 2 | 3 | 16 | 48.8456
2032 | 2 | 3 | 17 | 55.7478
2032 | 2 | 3 | 18 | 61.4633
2032 | 2 | 3 | 19 | 58.8253
2032 | 2 | 3 | 20 | 56.4867
2032 | 2 | 3 | 21 | 53.6957
2032 | 2 | 3 | 22 | 51.4526
2032 | 2 | 3 | 23 | 48.9627
2032 | 2 | 4 | 0 | 48.6682
2032 | 2 | 4 | 1 | 46.5087
2032 | 2 | 4 | 2 | 45.4177
2032 | 2 | 4 | 3 | 45.3759
2032 | 2 | 4 | 4 | 45.825
2032 | 2 | 4 | 5 | 46.4501
2032 | 2 | 4 | 6 | 49.0681
2032 | 2 | 4 | 7 | 53.2808
2032 | 2 | 4 | 8 | 59.7044
2032 | 2 | 4 | 9 | 56.292
2032 | 2 | 4 | 10 | 50.3861
2032 | 2 | 4 | 11 | 46.5599
2032 | 2 | 4 | 12 | 48.1987
2032 | 2 | 4 | 13 | 48.4939
2032 | 2 | 4 | 14 | 47.9638
2032 | 2 | 4 | 15 | 48.2751
2032 | 2 | 4 | 16 | 51.3425
2032 | 2 | 4 | 17 | 59.4995
2032 | 2 | 4 | 18 | 65.9929
2032 | 2 | 4 | 19 | 64.9421
2032 | 2 | 4 | 20 | 63.3193
2032 | 2 | 4 | 21 | 60.9823
2032 | 2 | 4 | 22 | 58.8
2032 | 2 | 4 | 23 | 56.2394
2032 | 2 | 5 | 0 | 52.8437
2032 | 2 | 5 | 1 | 52.4138
2032 | 2 | 5 | 2 | 51.4199
2032 | 2 | 5 | 3 | 51.367
2032 | 2 | 5 | 4 | 51.7822
2032 | 2 | 5 | 5 | 52.3443
2032 | 2 | 5 | 6 | 52.8266
2032 | 2 | 5 | 7 | 57.1464
2032 | 2 | 5 | 8 | 64.1928
2032 | 2 | 5 | 9 | 62.0427
2032 | 2 | 5 | 10 | 56.7975
2032 | 2 | 5 | 11 | 52.5552
2032 | 2 | 5 | 12 | 50.8762
2032 | 2 | 5 | 13 | 50.895
2032 | 2 | 5 | 14 | 50.5387
2032 | 2 | 5 | 15 | 50.8295
2032 | 2 | 5 | 16 | 52.8985
2032 | 2 | 5 | 17 | 60.4316
2032 | 2 | 5 | 18 | 66.4036
2032 | 2 | 5 | 19 | 64.9864
2032 | 2 | 5 | 20 | 63.2014
2032 | 2 | 5 | 21 | 60.6742
2032 | 2 | 5 | 22 | 58.5321
2032 | 2 | 5 | 23 | 55.7587
2032 | 2 | 6 | 0 | 54.4207
2032 | 2 | 6 | 1 | 52.3943
2032 | 2 | 6 | 2 | 51.109
2032 | 2 | 6 | 3 | 50.7621
2032 | 2 | 6 | 4 | 50.9112
2032 | 2 | 6 | 5 | 51.2348
2032 | 2 | 6 | 6 | 53.181
2032 | 2 | 6 | 7 | 57.4608
2032 | 2 | 6 | 8 | 64.3247
2032 | 2 | 6 | 9 | 61.7292
2032 | 2 | 6 | 10 | 55.6149
2032 | 2 | 6 | 11 | 51.166
2032 | 2 | 6 | 12 | 50.2735
2032 | 2 | 6 | 13 | 50.7599
2032 | 2 | 6 | 14 | 50.1098
2032 | 2 | 6 | 15 | 49.87
2032 | 2 | 6 | 16 | 52.0186
2032 | 2 | 6 | 17 | 59.3621
2032 | 2 | 6 | 18 | 67.115
2032 | 2 | 6 | 19 | 64.7252
2032 | 2 | 6 | 20 | 62.2911
2032 | 2 | 6 | 21 | 59.7151
2032 | 2 | 6 | 22 | 57.7775
2032 | 2 | 6 | 23 | 55.1066
2032 | 2 | 7 | 0 | 52.5539
2032 | 2 | 7 | 1 | 49.1088
2032 | 2 | 7 | 2 | 47.6277
2032 | 2 | 7 | 3 | 46.9205
2032 | 2 | 7 | 4 | 46.6465
2032 | 2 | 7 | 5 | 46.3017
2032 | 2 | 7 | 6 | 45.3905
2032 | 2 | 7 | 7 | 47.5962
2032 | 2 | 7 | 8 | 54.389
2032 | 2 | 7 | 9 | 54.5514
2032 | 2 | 7 | 10 | 50.7563
2032 | 2 | 7 | 11 | 47.6482
2032 | 2 | 7 | 12 | 47.646
2032 | 2 | 7 | 13 | 47.9623
2032 | 2 | 7 | 14 | 46.9199
2032 | 2 | 7 | 15 | 47.0118
2032 | 2 | 7 | 16 | 50.0419
2032 | 2 | 7 | 17 | 56.9534
2032 | 2 | 7 | 18 | 64.0983
2032 | 2 | 7 | 19 | 60.1347
2032 | 2 | 7 | 20 | 55.8993
2032 | 2 | 7 | 21 | 52.5553
2032 | 2 | 7 | 22 | 50.7104
2032 | 2 | 7 | 23 | 49.0146
2032 | 2 | 8 | 0 | 46.654
2032 | 2 | 8 | 1 | 47.3084
2032 | 2 | 8 | 2 | 46.3839
2032 | 2 | 8 | 3 | 46.1254
2032 | 2 | 8 | 4 | 46.5032
2032 | 2 | 8 | 5 | 46.6215
2032 | 2 | 8 | 6 | 46.7363
2032 | 2 | 8 | 7 | 49.0874
2032 | 2 | 8 | 8 | 56.8771
2032 | 2 | 8 | 9 | 58.0201
2032 | 2 | 8 | 10 | 54.7982
2032 | 2 | 8 | 11 | 50.656
2032 | 2 | 8 | 12 | 48.2881
2032 | 2 | 8 | 13 | 48.1558
2032 | 2 | 8 | 14 | 48.3877
2032 | 2 | 8 | 15 | 49.1979
2032 | 2 | 8 | 16 | 53.0329
2032 | 2 | 8 | 17 | 61.4906
2032 | 2 | 8 | 18 | 70.5117
2032 | 2 | 8 | 19 | 67.3014
2032 | 2 | 8 | 20 | 63.5537
2032 | 2 | 8 | 21 | 60.3086
2032 | 2 | 8 | 22 | 57.9508
2032 | 2 | 8 | 23 | 55.8399
2032 | 2 | 9 | 0 | 55.6458
2032 | 2 | 9 | 1 | 52.6111
2032 | 2 | 9 | 2 | 51.7763
2032 | 2 | 9 | 3 | 51.7219
2032 | 2 | 9 | 4 | 52.1626
2032 | 2 | 9 | 5 | 52.6716
2032 | 2 | 9 | 6 | 54.0273
2032 | 2 | 9 | 7 | 58.9007
2032 | 2 | 9 | 8 | 68.1808
2032 | 2 | 9 | 9 | 67.4537
2032 | 2 | 9 | 10 | 62.601
2032 | 2 | 9 | 11 | 58.2541
2032 | 2 | 9 | 12 | 56.7317
2032 | 2 | 9 | 13 | 56.0839
2032 | 2 | 9 | 14 | 55.3452
2032 | 2 | 9 | 15 | 56.2335
2032 | 2 | 9 | 16 | 59.6893
2032 | 2 | 9 | 17 | 67.5345
2032 | 2 | 9 | 18 | 72.8169
2032 | 2 | 9 | 19 | 69.5854
2032 | 2 | 9 | 20 | 66.8932
2032 | 2 | 9 | 21 | 63.6424
2032 | 2 | 9 | 22 | 61.145
2032 | 2 | 9 | 23 | 58.5132
2032 | 2 | 10 | 0 | 56.587
2032 | 2 | 10 | 1 | 54.2012
2032 | 2 | 10 | 2 | 52.9963
2032 | 2 | 10 | 3 | 52.7675
2032 | 2 | 10 | 4 | 52.9531
2032 | 2 | 10 | 5 | 53.2979
2032 | 2 | 10 | 6 | 54.0534
2032 | 2 | 10 | 7 | 58.6779
2032 | 2 | 10 | 8 | 66.7249
2032 | 2 | 10 | 9 | 64.8758
2032 | 2 | 10 | 10 | 58.677
2032 | 2 | 10 | 11 | 53.7556
2032 | 2 | 10 | 12 | 53.1349
2032 | 2 | 10 | 13 | 53.4979
2032 | 2 | 10 | 14 | 53.7078
2032 | 2 | 10 | 15 | 54.5213
2032 | 2 | 10 | 16 | 57.0194
2032 | 2 | 10 | 17 | 64.4901
2032 | 2 | 10 | 18 | 71.8459
2032 | 2 | 10 | 19 | 68.3161
2032 | 2 | 10 | 20 | 65.5045
2032 | 2 | 10 | 21 | 62.4231
2032 | 2 | 10 | 22 | 59.9294
2032 | 2 | 10 | 23 | 57.2325
2032 | 2 | 11 | 0 | 54.7296
2032 | 2 | 11 | 1 | 55.618
2032 | 2 | 11 | 2 | 54.7082
2032 | 2 | 11 | 3 | 54.8285
2032 | 2 | 11 | 4 | 55.4792
2032 | 2 | 11 | 5 | 56.2395
2032 | 2 | 11 | 6 | 58.2671
2032 | 2 | 11 | 7 | 62.9029
2032 | 2 | 11 | 8 | 70.7847
2032 | 2 | 11 | 9 | 68.0222
2032 | 2 | 11 | 10 | 61.019
2032 | 2 | 11 | 11 | 55.1325
2032 | 2 | 11 | 12 | 51.705
2032 | 2 | 11 | 13 | 51.9187
2032 | 2 | 11 | 14 | 51.835
2032 | 2 | 11 | 15 | 51.8199
2032 | 2 | 11 | 16 | 53.3789
2032 | 2 | 11 | 17 | 60.4885
2032 | 2 | 11 | 18 | 71.7378
2032 | 2 | 11 | 19 | 72.2109
2032 | 2 | 11 | 20 | 71.1102
2032 | 2 | 11 | 21 | 69.0017
2032 | 2 | 11 | 22 | 66.6369
2032 | 2 | 11 | 23 | 63.8511
2032 | 2 | 12 | 0 | 62.8101
2032 | 2 | 12 | 1 | 60.6711
2032 | 2 | 12 | 2 | 59.6936
2032 | 2 | 12 | 3 | 59.5473
2032 | 2 | 12 | 4 | 59.8653
2032 | 2 | 12 | 5 | 60.2302
2032 | 2 | 12 | 6 | 60.4705
2032 | 2 | 12 | 7 | 64.6165
2032 | 2 | 12 | 8 | 71.4558
2032 | 2 | 12 | 9 | 69.1216
2032 | 2 | 12 | 10 | 63.6259
2032 | 2 | 12 | 11 | 59.0129
2032 | 2 | 12 | 12 | 55.6831
2032 | 2 | 12 | 13 | 55.4111
2032 | 2 | 12 | 14 | 54.5145
2032 | 2 | 12 | 15 | 54.1733
2032 | 2 | 12 | 16 | 55.2271
2032 | 2 | 12 | 17 | 61.0769
2032 | 2 | 12 | 18 | 71.0537
2032 | 2 | 12 | 19 | 71.2934
2032 | 2 | 12 | 20 | 70.0512
2032 | 2 | 12 | 21 | 67.7437
2032 | 2 | 12 | 22 | 65.7804
2032 | 2 | 12 | 23 | 63.0915
2032 | 2 | 13 | 0 | 58.6174
2032 | 2 | 13 | 1 | 57.8151
2032 | 2 | 13 | 2 | 56.6982
2032 | 2 | 13 | 3 | 56.4856
2032 | 2 | 13 | 4 | 56.7269
2032 | 2 | 13 | 5 | 57.1393
2032 | 2 | 13 | 6 | 57.1265
2032 | 2 | 13 | 7 | 61.6057
2032 | 2 | 13 | 8 | 69.2012
2032 | 2 | 13 | 9 | 66.416
2032 | 2 | 13 | 10 | 59.1264
2032 | 2 | 13 | 11 | 53.7375
2032 | 2 | 13 | 12 | 53.352
2032 | 2 | 13 | 13 | 53.9667
2032 | 2 | 13 | 14 | 53.6391
2032 | 2 | 13 | 15 | 53.5395
2032 | 2 | 13 | 16 | 55.9839
2032 | 2 | 13 | 17 | 63.0628
2032 | 2 | 13 | 18 | 69.3201
2032 | 2 | 13 | 19 | 69.0662
2032 | 2 | 13 | 20 | 67.3464
2032 | 2 | 13 | 21 | 65.2344
2032 | 2 | 13 | 22 | 63.4599
2032 | 2 | 13 | 23 | 60.8658
2032 | 2 | 14 | 0 | 56.857
2032 | 2 | 14 | 1 | 56.127
2032 | 2 | 14 | 2 | 55.367
2032 | 2 | 14 | 3 | 55.1725
2032 | 2 | 14 | 4 | 55.503
2032 | 2 | 14 | 5 | 55.8632
2032 | 2 | 14 | 6 | 55.1227
2032 | 2 | 14 | 7 | 57.5958
2032 | 2 | 14 | 8 | 62.8807
2032 | 2 | 14 | 9 | 62.0573
2032 | 2 | 14 | 10 | 58.6855
2032 | 2 | 14 | 11 | 54.4159
2032 | 2 | 14 | 12 | 51.9602
2032 | 2 | 14 | 13 | 52.2733
2032 | 2 | 14 | 14 | 51.7445
2032 | 2 | 14 | 15 | 51.6984
2032 | 2 | 14 | 16 | 52.9145
2032 | 2 | 14 | 17 | 58.2613
2032 | 2 | 14 | 18 | 69.1459
2032 | 2 | 14 | 19 | 69.7453
2032 | 2 | 14 | 20 | 66.5327
2032 | 2 | 14 | 21 | 63.7343
2032 | 2 | 14 | 22 | 61.8824
2032 | 2 | 14 | 23 | 60.0228
2032 | 2 | 15 | 0 | 58.7509
2032 | 2 | 15 | 1 | 54.9596
2032 | 2 | 15 | 2 | 53.7975
2032 | 2 | 15 | 3 | 53.4047
2032 | 2 | 15 | 4 | 53.3402
2032 | 2 | 15 | 5 | 53.1771
2032 | 2 | 15 | 6 | 52.1492
2032 | 2 | 15 | 7 | 53.2541
2032 | 2 | 15 | 8 | 57.344
2032 | 2 | 15 | 9 | 54.2999
2032 | 2 | 15 | 10 | 50.4133
2032 | 2 | 15 | 11 | 46.7941
2032 | 2 | 15 | 12 | 47.3407
2032 | 2 | 15 | 13 | 48.5644
2032 | 2 | 15 | 14 | 48.143
2032 | 2 | 15 | 15 | 47.8294
2032 | 2 | 15 | 16 | 49.0627
2032 | 2 | 15 | 17 | 54.333
2032 | 2 | 15 | 18 | 64.9227
2032 | 2 | 15 | 19 | 63.8668
2032 | 2 | 15 | 20 | 60.5797
2032 | 2 | 15 | 21 | 57.3432
2032 | 2 | 15 | 22 | 54.7566
2032 | 2 | 15 | 23 | 52.6347
2032 | 2 | 16 | 0 | 51.2906
2032 | 2 | 16 | 1 | 51.1261
2032 | 2 | 16 | 2 | 49.9223
2032 | 2 | 16 | 3 | 49.3874
2032 | 2 | 16 | 4 | 49.3282
2032 | 2 | 16 | 5 | 49.513
2032 | 2 | 16 | 6 | 49.1057
2032 | 2 | 16 | 7 | 51.1495
2032 | 2 | 16 | 8 | 57.45
2032 | 2 | 16 | 9 | 54.9119
2032 | 2 | 16 | 10 | 46.7452
2032 | 2 | 16 | 11 | 42.1756
2032 | 2 | 16 | 12 | 43.3644
2032 | 2 | 16 | 13 | 45.3599
2032 | 2 | 16 | 14 | 45.114
2032 | 2 | 16 | 15 | 44.8487
2032 | 2 | 16 | 16 | 45.6243
2032 | 2 | 16 | 17 | 54.7897
2032 | 2 | 16 | 18 | 65.5757
2032 | 2 | 16 | 19 | 62.2449
2032 | 2 | 16 | 20 | 58.8964
2032 | 2 | 16 | 21 | 55.5661
2032 | 2 | 16 | 22 | 52.8946
2032 | 2 | 16 | 23 | 50.442
2032 | 2 | 17 | 0 | 48.933
2032 | 2 | 17 | 1 | 49.8948
2032 | 2 | 17 | 2 | 48.7485
2032 | 2 | 17 | 3 | 48.6518
2032 | 2 | 17 | 4 | 49.0238
2032 | 2 | 17 | 5 | 49.6458
2032 | 2 | 17 | 6 | 51.1701
2032 | 2 | 17 | 7 | 56.1887
2032 | 2 | 17 | 8 | 65.0386
2032 | 2 | 17 | 9 | 63.6235
2032 | 2 | 17 | 10 | 57.0947
2032 | 2 | 17 | 11 | 51.8748
2032 | 2 | 17 | 12 | 49.9447
2032 | 2 | 17 | 13 | 49.5781
2032 | 2 | 17 | 14 | 50.0067
2032 | 2 | 17 | 15 | 50.6517
2032 | 2 | 17 | 16 | 53.8457
2032 | 2 | 17 | 17 | 60.1957
2032 | 2 | 17 | 18 | 67.9357
2032 | 2 | 17 | 19 | 66.2853
2032 | 2 | 17 | 20 | 64.0434
2032 | 2 | 17 | 21 | 61.2868
2032 | 2 | 17 | 22 | 58.9593
2032 | 2 | 17 | 23 | 56.4716
2032 | 2 | 18 | 0 | 54.9843
2032 | 2 | 18 | 1 | 53.0202
2032 | 2 | 18 | 2 | 52.0574
2032 | 2 | 18 | 3 | 52.0559
2032 | 2 | 18 | 4 | 52.5753
2032 | 2 | 18 | 5 | 53.2625
2032 | 2 | 18 | 6 | 54.2841
2032 | 2 | 18 | 7 | 59.088
2032 | 2 | 18 | 8 | 67.7537
2032 | 2 | 18 | 9 | 65.9598
2032 | 2 | 18 | 10 | 59.3515
2032 | 2 | 18 | 11 | 53.6187
2032 | 2 | 18 | 12 | 52.4366
2032 | 2 | 18 | 13 | 52.4846
2032 | 2 | 18 | 14 | 52.8834
2032 | 2 | 18 | 15 | 53.2743
2032 | 2 | 18 | 16 | 56.1054
2032 | 2 | 18 | 17 | 63.6381
2032 | 2 | 18 | 18 | 71.8209
2032 | 2 | 18 | 19 | 70.2003
2032 | 2 | 18 | 20 | 67.9743
2032 | 2 | 18 | 21 | 65.1928
2032 | 2 | 18 | 22 | 62.7299
2032 | 2 | 18 | 23 | 60.0869
2032 | 2 | 19 | 0 | 57.3031
2032 | 2 | 19 | 1 | 58.8891
2032 | 2 | 19 | 2 | 58.124
2032 | 2 | 19 | 3 | 58.3675
2032 | 2 | 19 | 4 | 59.1745
2032 | 2 | 19 | 5 | 60.1706
2032 | 2 | 19 | 6 | 62.3961
2032 | 2 | 19 | 7 | 66.9168
2032 | 2 | 19 | 8 | 73.7585
2032 | 2 | 19 | 9 | 70.2126
2032 | 2 | 19 | 10 | 63.5969
2032 | 2 | 19 | 11 | 56.5776
2032 | 2 | 19 | 12 | 52.5798
2032 | 2 | 19 | 13 | 52.9597
2032 | 2 | 19 | 14 | 53.4456
2032 | 2 | 19 | 15 | 54.2708
2032 | 2 | 19 | 16 | 56.0589
2032 | 2 | 19 | 17 | 63.2656
2032 | 2 | 19 | 18 | 73.198
2032 | 2 | 19 | 19 | 75.4491
2032 | 2 | 19 | 20 | 74.6217
2032 | 2 | 19 | 21 | 72.6378
2032 | 2 | 19 | 22 | 70.5041
2032 | 2 | 19 | 23 | 67.6127
2032 | 2 | 20 | 0 | 66.2535
2032 | 2 | 20 | 1 | 64.1494
2032 | 2 | 20 | 2 | 63.2274
2032 | 2 | 20 | 3 | 63.0782
2032 | 2 | 20 | 4 | 63.4363
2032 | 2 | 20 | 5 | 63.8188
2032 | 2 | 20 | 6 | 65.2033
2032 | 2 | 20 | 7 | 69.491
2032 | 2 | 20 | 8 | 75.9752
2032 | 2 | 20 | 9 | 71.5645
2032 | 2 | 20 | 10 | 64.0023
2032 | 2 | 20 | 11 | 58.19
2032 | 2 | 20 | 12 | 56.9472
2032 | 2 | 20 | 13 | 57.109
2032 | 2 | 20 | 14 | 56.4442
2032 | 2 | 20 | 15 | 55.9019
2032 | 2 | 20 | 16 | 57.3357
2032 | 2 | 20 | 17 | 62.9831
2032 | 2 | 20 | 18 | 72.9372
2032 | 2 | 20 | 19 | 72.5948
2032 | 2 | 20 | 20 | 70.7305
2032 | 2 | 20 | 21 | 68.2201
2032 | 2 | 20 | 22 | 66.2477
2032 | 2 | 20 | 23 | 63.4916
2032 | 2 | 21 | 0 | 60.2841
2032 | 2 | 21 | 1 | 55.6907
2032 | 2 | 21 | 2 | 54.426
2032 | 2 | 21 | 3 | 53.8167
2032 | 2 | 21 | 4 | 53.67
2032 | 2 | 21 | 5 | 53.8254
2032 | 2 | 21 | 6 | 53.3849
2032 | 2 | 21 | 7 | 55.8224
2032 | 2 | 21 | 8 | 62.8383
2032 | 2 | 21 | 9 | 63.5862
2032 | 2 | 21 | 10 | 59.0808
2032 | 2 | 21 | 11 | 54.9625
2032 | 2 | 21 | 12 | 52.7285
2032 | 2 | 21 | 13 | 52.9847
2032 | 2 | 21 | 14 | 52.2807
2032 | 2 | 21 | 15 | 52.5881
2032 | 2 | 21 | 16 | 55.4953
2032 | 2 | 21 | 17 | 61.4648
2032 | 2 | 21 | 18 | 65.7411
2032 | 2 | 21 | 19 | 65.9943
2032 | 2 | 21 | 20 | 62.6655
2032 | 2 | 21 | 21 | 59.8294
2032 | 2 | 21 | 22 | 57.9652
2032 | 2 | 21 | 23 | 56.2204
2032 | 2 | 22 | 0 | 53.3142
2032 | 2 | 22 | 1 | 53.1011
2032 | 2 | 22 | 2 | 52.3019
2032 | 2 | 22 | 3 | 52.0362
2032 | 2 | 22 | 4 | 52.3844
2032 | 2 | 22 | 5 | 52.7157
2032 | 2 | 22 | 6 | 52.4951
2032 | 2 | 22 | 7 | 54.4617
2032 | 2 | 22 | 8 | 60.2984
2032 | 2 | 22 | 9 | 60.3936
2032 | 2 | 22 | 10 | 57.1409
2032 | 2 | 22 | 11 | 52.4722
2032 | 2 | 22 | 12 | 52.1905
2032 | 2 | 22 | 13 | 53.807
2032 | 2 | 22 | 14 | 54.7816
2032 | 2 | 22 | 15 | 54.9757
2032 | 2 | 22 | 16 | 56.5269
2032 | 2 | 22 | 17 | 61.7275
2032 | 2 | 22 | 18 | 69.9122
2032 | 2 | 22 | 19 | 69.7748
2032 | 2 | 22 | 20 | 66.5531
2032 | 2 | 22 | 21 | 63.4292
2032 | 2 | 22 | 22 | 60.8576
2032 | 2 | 22 | 23 | 58.7032
2032 | 2 | 23 | 0 | 57.7156
2032 | 2 | 23 | 1 | 55.6061
2032 | 2 | 23 | 2 | 54.9537
2032 | 2 | 23 | 3 | 55.0043
2032 | 2 | 23 | 4 | 55.4709
2032 | 2 | 23 | 5 | 56.0513
2032 | 2 | 23 | 6 | 56.6418
2032 | 2 | 23 | 7 | 60.5654
2032 | 2 | 23 | 8 | 65.9086
2032 | 2 | 23 | 9 | 60.7042
2032 | 2 | 23 | 10 | 54.9076
2032 | 2 | 23 | 11 | 51.5343
2032 | 2 | 23 | 12 | 50.8594
2032 | 2 | 23 | 13 | 51.2368
2032 | 2 | 23 | 14 | 50.5974
2032 | 2 | 23 | 15 | 49.814
2032 | 2 | 23 | 16 | 50.3949
2032 | 2 | 23 | 17 | 54.9782
2032 | 2 | 23 | 18 | 70.0969
2032 | 2 | 23 | 19 | 70.7278
2032 | 2 | 23 | 20 | 69.346
2032 | 2 | 23 | 21 | 66.7471
2032 | 2 | 23 | 22 | 64.6443
2032 | 2 | 23 | 23 | 62.3242
2032 | 2 | 24 | 0 | 56.5031
2032 | 2 | 24 | 1 | 54.7764
2032 | 2 | 24 | 2 | 53.7582
2032 | 2 | 24 | 3 | 53.6862
2032 | 2 | 24 | 4 | 53.9863
2032 | 2 | 24 | 5 | 54.5191
2032 | 2 | 24 | 6 | 54.467
2032 | 2 | 24 | 7 | 58.5397
2032 | 2 | 24 | 8 | 63.9461
2032 | 2 | 24 | 9 | 59.2567
2032 | 2 | 24 | 10 | 53.0078
2032 | 2 | 24 | 11 | 48.5041
2032 | 2 | 24 | 12 | 46.5185
2032 | 2 | 24 | 13 | 47.7708
2032 | 2 | 24 | 14 | 47.9463
2032 | 2 | 24 | 15 | 47.4537
2032 | 2 | 24 | 16 | 47.8595
2032 | 2 | 24 | 17 | 52.6052
2032 | 2 | 24 | 18 | 64.9192
2032 | 2 | 24 | 19 | 64.5379
2032 | 2 | 24 | 20 | 62.8744
2032 | 2 | 24 | 21 | 60.2313
2032 | 2 | 24 | 22 | 57.8896
2032 | 2 | 24 | 23 | 55.3485
2032 | 2 | 25 | 0 | 54.5923
2032 | 2 | 25 | 1 | 53.9403
2032 | 2 | 25 | 2 | 53.1906
2032 | 2 | 25 | 3 | 53.4264
2032 | 2 | 25 | 4 | 54.1415
2032 | 2 | 25 | 5 | 55.0291
2032 | 2 | 25 | 6 | 56.3523
2032 | 2 | 25 | 7 | 60.4694
2032 | 2 | 25 | 8 | 65.9236
2032 | 2 | 25 | 9 | 60.7581
2032 | 2 | 25 | 10 | 53.7876
2032 | 2 | 25 | 11 | 48.639
2032 | 2 | 25 | 12 | 51.1002
2032 | 2 | 25 | 13 | 51.8659
2032 | 2 | 25 | 14 | 52.6818
2032 | 2 | 25 | 15 | 52.5986
2032 | 2 | 25 | 16 | 54.5552
2032 | 2 | 25 | 17 | 61.014
2032 | 2 | 25 | 18 | 68.7535
2032 | 2 | 25 | 19 | 69.8429
2032 | 2 | 25 | 20 | 68.9772
2032 | 2 | 25 | 21 | 66.7993
2032 | 2 | 25 | 22 | 64.4711
2032 | 2 | 25 | 23 | 61.8674
2032 | 2 | 26 | 0 | 59.5481
2032 | 2 | 26 | 1 | 57.5829
2032 | 2 | 26 | 2 | 56.7088
2032 | 2 | 26 | 3 | 56.7446
2032 | 2 | 26 | 4 | 57.2992
2032 | 2 | 26 | 5 | 58.0248
2032 | 2 | 26 | 6 | 59.6174
2032 | 2 | 26 | 7 | 63.7443
2032 | 2 | 26 | 8 | 69.6303
2032 | 2 | 26 | 9 | 66.4687
2032 | 2 | 26 | 10 | 61.1273
2032 | 2 | 26 | 11 | 55.7202
2032 | 2 | 26 | 12 | 53.2453
2032 | 2 | 26 | 13 | 53.8037
2032 | 2 | 26 | 14 | 54.5094
2032 | 2 | 26 | 15 | 54.2368
2032 | 2 | 26 | 16 | 54.9556
2032 | 2 | 26 | 17 | 60.2173
2032 | 2 | 26 | 18 | 69.4465
2032 | 2 | 26 | 19 | 70.5061
2032 | 2 | 26 | 20 | 69.6231
2032 | 2 | 26 | 21 | 67.2758
2032 | 2 | 26 | 22 | 65.0989
2032 | 2 | 26 | 23 | 62.356
2032 | 2 | 27 | 0 | 60.144
2032 | 2 | 27 | 1 | 59.8485
2032 | 2 | 27 | 2 | 58.9811
2032 | 2 | 27 | 3 | 59.0059
2032 | 2 | 27 | 4 | 59.5418
2032 | 2 | 27 | 5 | 60.2285
2032 | 2 | 27 | 6 | 62.1692
2032 | 2 | 27 | 7 | 66.1594
2032 | 2 | 27 | 8 | 70.8263
2032 | 2 | 27 | 9 | 65.239
2032 | 2 | 27 | 10 | 58.2287
2032 | 2 | 27 | 11 | 52.4601
2032 | 2 | 27 | 12 | 50.2157
2032 | 2 | 27 | 13 | 51.7684
2032 | 2 | 27 | 14 | 51.9078
2032 | 2 | 27 | 15 | 50.885
2032 | 2 | 27 | 16 | 50.6197
2032 | 2 | 27 | 17 | 55.4715
2032 | 2 | 27 | 18 | 67.3108
2032 | 2 | 27 | 19 | 69.7101
2032 | 2 | 27 | 20 | 69.1812
2032 | 2 | 27 | 21 | 67.2468
2032 | 2 | 27 | 22 | 65.3948
2032 | 2 | 27 | 23 | 62.6699
2032 | 2 | 28 | 0 | 60.7695
2032 | 2 | 28 | 1 | 60.0603
2032 | 2 | 28 | 2 | 59.3361
2032 | 2 | 28 | 3 | 59.2343
2032 | 2 | 28 | 4 | 59.5554
2032 | 2 | 28 | 5 | 60.0587
2032 | 2 | 28 | 6 | 60.2799
2032 | 2 | 28 | 7 | 62.0597
2032 | 2 | 28 | 8 | 64.6378
2032 | 2 | 28 | 9 | 61.5927
2032 | 2 | 28 | 10 | 58.7851
2032 | 2 | 28 | 11 | 54.7057
2032 | 2 | 28 | 12 | 52.5029
2032 | 2 | 28 | 13 | 53.3111
2032 | 2 | 28 | 14 | 52.962
2032 | 2 | 28 | 15 | 52.4951
2032 | 2 | 28 | 16 | 52.8792
2032 | 2 | 28 | 17 | 56.7683
2032 | 2 | 28 | 18 | 69.236
2032 | 2 | 28 | 19 | 71.0314
2032 | 2 | 28 | 20 | 68.4953
2032 | 2 | 28 | 21 | 65.7077
2032 | 2 | 28 | 22 | 63.6986
2032 | 2 | 28 | 23 | 61.8323
2032 | 2 | 29 | 0 | 60.2355
2032 | 2 | 29 | 1 | 58.2177
2032 | 2 | 29 | 2 | 57.4084
2032 | 2 | 29 | 3 | 57.2517
2032 | 2 | 29 | 4 | 57.5061
2032 | 2 | 29 | 5 | 57.8082
2032 | 2 | 29 | 6 | 57.7022
2032 | 2 | 29 | 7 | 58.3099
2032 | 2 | 29 | 8 | 59.4497
2032 | 2 | 29 | 9 | 55.8575
2032 | 2 | 29 | 10 | 53.9026
2032 | 2 | 29 | 11 | 50.3736
2032 | 2 | 29 | 12 | 49.5566
2032 | 2 | 29 | 13 | 51.4852
2032 | 2 | 29 | 14 | 51.7297
2032 | 2 | 29 | 15 | 51.0209
2032 | 2 | 29 | 16 | 50.8056
2032 | 2 | 29 | 17 | 54.294
2032 | 2 | 29 | 18 | 66.5379
2032 | 2 | 29 | 19 | 68.1366
2032 | 2 | 29 | 20 | 65.9811
2032 | 2 | 29 | 21 | 63.0381
2032 | 2 | 29 | 22 | 60.418
2032 | 2 | 29 | 23 | 58.2438
2032 | 3 | 1 | 0 | 57.6185
2032 | 3 | 1 | 1 | 56.3156
2032 | 3 | 1 | 2 | 55.7457
2032 | 3 | 1 | 3 | 55.8915
2032 | 3 | 1 | 4 | 56.3413
2032 | 3 | 1 | 5 | 56.7704
2032 | 3 | 1 | 6 | 57.2324
2032 | 3 | 1 | 7 | 61.829
2032 | 3 | 1 | 8 | 68.3462
2032 | 3 | 1 | 9 | 61.6521
2032 | 3 | 1 | 10 | 52.6697
2032 | 3 | 1 | 11 | 48.9997
2032 | 3 | 1 | 12 | 47.4193
2032 | 3 | 1 | 13 | 47.8703
2032 | 3 | 1 | 14 | 47.0803
2032 | 3 | 1 | 15 | 45.6913
2032 | 3 | 1 | 16 | 45.9651
2032 | 3 | 1 | 17 | 51.3635
2032 | 3 | 1 | 18 | 61.8702
2032 | 3 | 1 | 19 | 65.1066
2032 | 3 | 1 | 20 | 64.6989
2032 | 3 | 1 | 21 | 62.5343
2032 | 3 | 1 | 22 | 60.3562
2032 | 3 | 1 | 23 | 57.8406
2032 | 3 | 2 | 0 | 56.4312
2032 | 3 | 2 | 1 | 53.9303
2032 | 3 | 2 | 2 | 52.8582
2032 | 3 | 2 | 3 | 52.7381
2032 | 3 | 2 | 4 | 52.9493
2032 | 3 | 2 | 5 | 53.2271
2032 | 3 | 2 | 6 | 53.8662
2032 | 3 | 2 | 7 | 58.6911
2032 | 3 | 2 | 8 | 65.8926
2032 | 3 | 2 | 9 | 61.8522
2032 | 3 | 2 | 10 | 53.8657
2032 | 3 | 2 | 11 | 49.4914
2032 | 3 | 2 | 12 | 50.1832
2032 | 3 | 2 | 13 | 50.1874
2032 | 3 | 2 | 14 | 50.0083
2032 | 3 | 2 | 15 | 49.686
2032 | 3 | 2 | 16 | 52.3687
2032 | 3 | 2 | 17 | 58.9299
2032 | 3 | 2 | 18 | 63.7309
2032 | 3 | 2 | 19 | 62.5599
2032 | 3 | 2 | 20 | 60.8803
2032 | 3 | 2 | 21 | 58.1112
2032 | 3 | 2 | 22 | 55.6738
2032 | 3 | 2 | 23 | 53.0939
2032 | 3 | 3 | 0 | 53.5566
2032 | 3 | 3 | 1 | 50.4133
2032 | 3 | 3 | 2 | 49.2707
2032 | 3 | 3 | 3 | 49.0648
2032 | 3 | 3 | 4 | 49.2418
2032 | 3 | 3 | 5 | 49.5391
2032 | 3 | 3 | 6 | 50.5786
2032 | 3 | 3 | 7 | 55.2185
2032 | 3 | 3 | 8 | 62.4521
2032 | 3 | 3 | 9 | 58.5386
2032 | 3 | 3 | 10 | 50.863
2032 | 3 | 3 | 11 | 46.8147
2032 | 3 | 3 | 12 | 47.2308
2032 | 3 | 3 | 13 | 47.8083
2032 | 3 | 3 | 14 | 47.6913
2032 | 3 | 3 | 15 | 46.5357
2032 | 3 | 3 | 16 | 48.4768
2032 | 3 | 3 | 17 | 55.4851
2032 | 3 | 3 | 18 | 59.8519
2032 | 3 | 3 | 19 | 59.694
2032 | 3 | 3 | 20 | 58.3737
2032 | 3 | 3 | 21 | 55.8179
2032 | 3 | 3 | 22 | 53.4004
2032 | 3 | 3 | 23 | 50.8598
2032 | 3 | 4 | 0 | 50.9081
2032 | 3 | 4 | 1 | 48.176
2032 | 3 | 4 | 2 | 46.9936
2032 | 3 | 4 | 3 | 46.8026
2032 | 3 | 4 | 4 | 47.0142
2032 | 3 | 4 | 5 | 47.48
2032 | 3 | 4 | 6 | 49.0316
2032 | 3 | 4 | 7 | 53.5223
2032 | 3 | 4 | 8 | 59.7471
2032 | 3 | 4 | 9 | 55.55
2032 | 3 | 4 | 10 | 48.5796
2032 | 3 | 4 | 11 | 44.6082
2032 | 3 | 4 | 12 | 44.5881
2032 | 3 | 4 | 13 | 45.354
2032 | 3 | 4 | 14 | 45.578
2032 | 3 | 4 | 15 | 44.8482
2032 | 3 | 4 | 16 | 46.8683
2032 | 3 | 4 | 17 | 53.6482
2032 | 3 | 4 | 18 | 62.0261
2032 | 3 | 4 | 19 | 61.2648
2032 | 3 | 4 | 20 | 59.7151
2032 | 3 | 4 | 21 | 57.1601
2032 | 3 | 4 | 22 | 55.0108
2032 | 3 | 4 | 23 | 52.5165
2032 | 3 | 5 | 0 | 50.653
2032 | 3 | 5 | 1 | 48.164
2032 | 3 | 5 | 2 | 46.9763
2032 | 3 | 5 | 3 | 46.7563
2032 | 3 | 5 | 4 | 46.9827
2032 | 3 | 5 | 5 | 47.4269
2032 | 3 | 5 | 6 | 48.1915
2032 | 3 | 5 | 7 | 53.3018
2032 | 3 | 5 | 8 | 61.0121
2032 | 3 | 5 | 9 | 56.9865
2032 | 3 | 5 | 10 | 48.4188
2032 | 3 | 5 | 11 | 43.8612
2032 | 3 | 5 | 12 | 44.4461
2032 | 3 | 5 | 13 | 45.3405
2032 | 3 | 5 | 14 | 44.8472
2032 | 3 | 5 | 15 | 44.0103
2032 | 3 | 5 | 16 | 46.7439
2032 | 3 | 5 | 17 | 54.3124
2032 | 3 | 5 | 18 | 56.8754
2032 | 3 | 5 | 19 | 57.6651
2032 | 3 | 5 | 20 | 56.4985
2032 | 3 | 5 | 21 | 54.2221
2032 | 3 | 5 | 22 | 52.4579
2032 | 3 | 5 | 23 | 50.0345
2032 | 3 | 6 | 0 | 49.6774
2032 | 3 | 6 | 1 | 46.0417
2032 | 3 | 6 | 2 | 44.483
2032 | 3 | 6 | 3 | 43.7558
2032 | 3 | 6 | 4 | 43.4234
2032 | 3 | 6 | 5 | 42.7925
2032 | 3 | 6 | 6 | 41.8922
2032 | 3 | 6 | 7 | 43.5971
2032 | 3 | 6 | 8 | 48.0803
2032 | 3 | 6 | 9 | 43.6266
2032 | 3 | 6 | 10 | 38.8388
2032 | 3 | 6 | 11 | 38.1455
2032 | 3 | 6 | 12 | 40.2819
2032 | 3 | 6 | 13 | 40.6917
2032 | 3 | 6 | 14 | 37.9756
2032 | 3 | 6 | 15 | 36.0684
2032 | 3 | 6 | 16 | 37.9841
2032 | 3 | 6 | 17 | 45.5809
2032 | 3 | 6 | 18 | 51.0281
2032 | 3 | 6 | 19 | 51.285
2032 | 3 | 6 | 20 | 48.8757
2032 | 3 | 6 | 21 | 45.9275
2032 | 3 | 6 | 22 | 44.3539
2032 | 3 | 6 | 23 | 42.725
2032 | 3 | 7 | 0 | 40.8981
2032 | 3 | 7 | 1 | 38.9421
2032 | 3 | 7 | 2 | 37.7783
2032 | 3 | 7 | 3 | 37.4843
2032 | 3 | 7 | 4 | 37.4648
2032 | 3 | 7 | 5 | 36.9273
2032 | 3 | 7 | 6 | 36.5449
2032 | 3 | 7 | 7 | 39.4383
2032 | 3 | 7 | 8 | 48.5864
2032 | 3 | 7 | 9 | 45.4365
2032 | 3 | 7 | 10 | 36.3523
2032 | 3 | 7 | 11 | 30.7979
2032 | 3 | 7 | 12 | 31.5315
2032 | 3 | 7 | 13 | 33.7218
2032 | 3 | 7 | 14 | 34.8883
2032 | 3 | 7 | 15 | 34.8932
2032 | 3 | 7 | 16 | 36.8563
2032 | 3 | 7 | 17 | 44.9852
2032 | 3 | 7 | 18 | 51.3863
2032 | 3 | 7 | 19 | 50.9631
2032 | 3 | 7 | 20 | 49.2752
2032 | 3 | 7 | 21 | 46.4069
2032 | 3 | 7 | 22 | 44.4269
2032 | 3 | 7 | 23 | 42.5261
2032 | 3 | 8 | 0 | 40.726
2032 | 3 | 8 | 1 | 40.6617
2032 | 3 | 8 | 2 | 39.8021
2032 | 3 | 8 | 3 | 39.8154
2032 | 3 | 8 | 4 | 40.1393
2032 | 3 | 8 | 5 | 40.7814
2032 | 3 | 8 | 6 | 42.2398
2032 | 3 | 8 | 7 | 46.7551
2032 | 3 | 8 | 8 | 52.6674
2032 | 3 | 8 | 9 | 46.7476
2032 | 3 | 8 | 10 | 39.8739
2032 | 3 | 8 | 11 | 37.5611
2032 | 3 | 8 | 12 | 38.6616
2032 | 3 | 8 | 13 | 40.6771
2032 | 3 | 8 | 14 | 39.5098
2032 | 3 | 8 | 15 | 38.2374
2032 | 3 | 8 | 16 | 39.0305
2032 | 3 | 8 | 17 | 45.7243
2032 | 3 | 8 | 18 | 53.5438
2032 | 3 | 8 | 19 | 54.6544
2032 | 3 | 8 | 20 | 53.8541
2032 | 3 | 8 | 21 | 51.0924
2032 | 3 | 8 | 22 | 48.9676
2032 | 3 | 8 | 23 | 46.3936
2032 | 3 | 9 | 0 | 43.6361
2032 | 3 | 9 | 1 | 40.0697
2032 | 3 | 9 | 2 | 38.9672
2032 | 3 | 9 | 3 | 38.8612
2032 | 3 | 9 | 4 | 39.0402
2032 | 3 | 9 | 5 | 39.4887
2032 | 3 | 9 | 6 | 40.1936
2032 | 3 | 9 | 7 | 45.1331
2032 | 3 | 9 | 8 | 52.8704
2032 | 3 | 9 | 9 | 49.0976
2032 | 3 | 9 | 10 | 41.2679
2032 | 3 | 9 | 11 | 36.9612
2032 | 3 | 9 | 12 | 39.1152
2032 | 3 | 9 | 13 | 40.3457
2032 | 3 | 9 | 14 | 40.2838
2032 | 3 | 9 | 15 | 39.8081
2032 | 3 | 9 | 16 | 43.0117
2032 | 3 | 9 | 17 | 50.2903
2032 | 3 | 9 | 18 | 56.505
2032 | 3 | 9 | 19 | 54.0995
2032 | 3 | 9 | 20 | 52.0943
2032 | 3 | 9 | 21 | 48.9546
2032 | 3 | 9 | 22 | 46.4427
2032 | 3 | 9 | 23 | 44.0457
2032 | 3 | 10 | 0 | 43.5597
2032 | 3 | 10 | 1 | 42.6337
2032 | 3 | 10 | 2 | 41.507
2032 | 3 | 10 | 3 | 41.4014
2032 | 3 | 10 | 4 | 41.6969
2032 | 3 | 10 | 5 | 42.2661
2032 | 3 | 10 | 6 | 43.3051
2032 | 3 | 10 | 7 | 47.9481
2032 | 3 | 10 | 8 | 54.3208
2032 | 3 | 10 | 9 | 49.6299
2032 | 3 | 10 | 10 | 42.4927
2032 | 3 | 10 | 11 | 38.7911
2032 | 3 | 10 | 12 | 40.17
2032 | 3 | 10 | 13 | 42.4999
2032 | 3 | 10 | 14 | 42.6418
2032 | 3 | 10 | 15 | 41.754
2032 | 3 | 10 | 16 | 43.3714
2032 | 3 | 10 | 17 | 50.6443
2032 | 3 | 10 | 18 | 57.2195
2032 | 3 | 10 | 19 | 57.0041
2032 | 3 | 10 | 20 | 55.8039
2032 | 3 | 10 | 21 | 53.0651
2032 | 3 | 10 | 22 | 50.7916
2032 | 3 | 10 | 23 | 48.3651
2032 | 3 | 11 | 0 | 46.0115
2032 | 3 | 11 | 1 | 46.3137
2032 | 3 | 11 | 2 | 45.4164
2032 | 3 | 11 | 3 | 45.5434
2032 | 3 | 11 | 4 | 46.0818
2032 | 3 | 11 | 5 | 46.9156
2032 | 3 | 11 | 6 | 47.7129
2032 | 3 | 11 | 7 | 52.6069
2032 | 3 | 11 | 8 | 59.2683
2032 | 3 | 11 | 9 | 54.5293
2032 | 3 | 11 | 10 | 47.1251
2032 | 3 | 11 | 11 | 42.1007
2032 | 3 | 11 | 12 | 43.153
2032 | 3 | 11 | 13 | 45.0116
2032 | 3 | 11 | 14 | 45.6699
2032 | 3 | 11 | 15 | 45.574
2032 | 3 | 11 | 16 | 47.9481
2032 | 3 | 11 | 17 | 55.3983
2032 | 3 | 11 | 18 | 58.7862
2032 | 3 | 11 | 19 | 60.4736
2032 | 3 | 11 | 20 | 60.0617
2032 | 3 | 11 | 21 | 57.7766
2032 | 3 | 11 | 22 | 55.7223
2032 | 3 | 11 | 23 | 53.1971
2032 | 3 | 12 | 0 | 52.0041
2032 | 3 | 12 | 1 | 50.7808
2032 | 3 | 12 | 2 | 49.8386
2032 | 3 | 12 | 3 | 49.8337
2032 | 3 | 12 | 4 | 50.2983
2032 | 3 | 12 | 5 | 50.9145
2032 | 3 | 12 | 6 | 52.6089
2032 | 3 | 12 | 7 | 56.9831
2032 | 3 | 12 | 8 | 61.5273
2032 | 3 | 12 | 9 | 56.5954
2032 | 3 | 12 | 10 | 50.7613
2032 | 3 | 12 | 11 | 45.8647
2032 | 3 | 12 | 12 | 46.7331
2032 | 3 | 12 | 13 | 48.5767
2032 | 3 | 12 | 14 | 48.568
2032 | 3 | 12 | 15 | 47.9884
2032 | 3 | 12 | 16 | 50.2365
2032 | 3 | 12 | 17 | 57.0585
2032 | 3 | 12 | 18 | 65.4671
2032 | 3 | 12 | 19 | 64.4037
2032 | 3 | 12 | 20 | 62.974
2032 | 3 | 12 | 21 | 60.2287
2032 | 3 | 12 | 22 | 58.3034
2032 | 3 | 12 | 23 | 55.8106
2032 | 3 | 13 | 0 | 52.578
2032 | 3 | 13 | 1 | 51.9096
2032 | 3 | 13 | 2 | 50.798
2032 | 3 | 13 | 3 | 50.516
2032 | 3 | 13 | 4 | 50.5915
2032 | 3 | 13 | 5 | 50.5546
2032 | 3 | 13 | 6 | 50.1732
2032 | 3 | 13 | 7 | 52.6061
2032 | 3 | 13 | 8 | 57.5025
2032 | 3 | 13 | 9 | 54.6075
2032 | 3 | 13 | 10 | 50.3574
2032 | 3 | 13 | 11 | 46.4798
2032 | 3 | 13 | 12 | 42.7306
2032 | 3 | 13 | 13 | 43.4456
2032 | 3 | 13 | 14 | 42.7546
2032 | 3 | 13 | 15 | 41.9613
2032 | 3 | 13 | 16 | 44.1887
2032 | 3 | 13 | 17 | 50.6026
2032 | 3 | 13 | 18 | 57.7789
2032 | 3 | 13 | 19 | 60.2051
2032 | 3 | 13 | 20 | 58.9556
2032 | 3 | 13 | 21 | 56.4531
2032 | 3 | 13 | 22 | 54.9706
2032 | 3 | 13 | 23 | 53.399
2032 | 3 | 14 | 0 | 52.0509
2032 | 3 | 14 | 1 | 48.722
2032 | 3 | 14 | 2 | 48.3724
2032 | 3 | 14 | 3 | 48.3762
2032 | 3 | 14 | 4 | 48.7103
2032 | 3 | 14 | 5 | 49.7194
2032 | 3 | 14 | 6 | 50.838
2032 | 3 | 14 | 7 | 52.5298
2032 | 3 | 14 | 8 | 52.0995
2032 | 3 | 14 | 9 | 44.5899
2032 | 3 | 14 | 10 | 40.6808
2032 | 3 | 14 | 11 | 37.9816
2032 | 3 | 14 | 12 | 38.1509
2032 | 3 | 14 | 13 | 39.6674
2032 | 3 | 14 | 14 | 38.5012
2032 | 3 | 14 | 15 | 38.063
2032 | 3 | 14 | 16 | 40.3597
2032 | 3 | 14 | 17 | 44.8977
2032 | 3 | 14 | 18 | 54.9849
2032 | 3 | 14 | 19 | 56.7177
2032 | 3 | 14 | 20 | 54.7631
2032 | 3 | 14 | 21 | 51.2
2032 | 3 | 14 | 22 | 48.0934
2032 | 3 | 14 | 23 | 45.9186
2032 | 3 | 15 | 0 | 45.8304
2032 | 3 | 15 | 1 | 44.9361
2032 | 3 | 15 | 2 | 44.7316
2032 | 3 | 15 | 3 | 44.9184
2032 | 3 | 15 | 4 | 45.447
2032 | 3 | 15 | 5 | 47.1666
2032 | 3 | 15 | 6 | 50.5663
2032 | 3 | 15 | 7 | 55.4635
2032 | 3 | 15 | 8 | 58.1039
2032 | 3 | 15 | 9 | 51.8582
2032 | 3 | 15 | 10 | 47.8301
2032 | 3 | 15 | 11 | 44.9789
2032 | 3 | 15 | 12 | 45.5374
2032 | 3 | 15 | 13 | 46.6306
2032 | 3 | 15 | 14 | 46.0956
2032 | 3 | 15 | 15 | 46.2146
2032 | 3 | 15 | 16 | 49.168
2032 | 3 | 15 | 17 | 54.3753
2032 | 3 | 15 | 18 | 61.6956
2032 | 3 | 15 | 19 | 59.6931
2032 | 3 | 15 | 20 | 57.3765
2032 | 3 | 15 | 21 | 53.4101
2032 | 3 | 15 | 22 | 49.946
2032 | 3 | 15 | 23 | 47.282
2032 | 3 | 16 | 0 | 46.6548
2032 | 3 | 16 | 1 | 47.1147
2032 | 3 | 16 | 2 | 46.9494
2032 | 3 | 16 | 3 | 47.4636
2032 | 3 | 16 | 4 | 48.3832
2032 | 3 | 16 | 5 | 50.4655
2032 | 3 | 16 | 6 | 54.4442
2032 | 3 | 16 | 7 | 59.6868
2032 | 3 | 16 | 8 | 61.9356
2032 | 3 | 16 | 9 | 55.5722
2032 | 3 | 16 | 10 | 50.9345
2032 | 3 | 16 | 11 | 45.959
2032 | 3 | 16 | 12 | 45.2315
2032 | 3 | 16 | 13 | 46.013
2032 | 3 | 16 | 14 | 45.8935
2032 | 3 | 16 | 15 | 46.9974
2032 | 3 | 16 | 16 | 51.1201
2032 | 3 | 16 | 17 | 56.2722
2032 | 3 | 16 | 18 | 60.6454
2032 | 3 | 16 | 19 | 63.9152
2032 | 3 | 16 | 20 | 63.5992
2032 | 3 | 16 | 21 | 60.7428
2032 | 3 | 16 | 22 | 57.8146
2032 | 3 | 16 | 23 | 55.1869
2032 | 3 | 17 | 0 | 53.5352
2032 | 3 | 17 | 1 | 53.8137
2032 | 3 | 17 | 2 | 53.8334
2032 | 3 | 17 | 3 | 54.3223
2032 | 3 | 17 | 4 | 55.2362
2032 | 3 | 17 | 5 | 57.1261
2032 | 3 | 17 | 6 | 60.1301
2032 | 3 | 17 | 7 | 64.7557
2032 | 3 | 17 | 8 | 65.4913
2032 | 3 | 17 | 9 | 57.3643
2032 | 3 | 17 | 10 | 52.6183
2032 | 3 | 17 | 11 | 48.32
2032 | 3 | 17 | 12 | 50.4589
2032 | 3 | 17 | 13 | 51.3175
2032 | 3 | 17 | 14 | 50.721
2032 | 3 | 17 | 15 | 50.9011
2032 | 3 | 17 | 16 | 53.7476
2032 | 3 | 17 | 17 | 59.0916
2032 | 3 | 17 | 18 | 62.6212
2032 | 3 | 17 | 19 | 64.5915
2032 | 3 | 17 | 20 | 63.9317
2032 | 3 | 17 | 21 | 60.6291
2032 | 3 | 17 | 22 | 57.3482
2032 | 3 | 17 | 23 | 54.4609
2032 | 3 | 18 | 0 | 54.2824
2032 | 3 | 18 | 1 | 55.1694
2032 | 3 | 18 | 2 | 55.0543
2032 | 3 | 18 | 3 | 55.3915
2032 | 3 | 18 | 4 | 56.0745
2032 | 3 | 18 | 5 | 57.8671
2032 | 3 | 18 | 6 | 61.2214
2032 | 3 | 18 | 7 | 64.8859
2032 | 3 | 18 | 8 | 62.5143
2032 | 3 | 18 | 9 | 52.869
2032 | 3 | 18 | 10 | 49.5198
2032 | 3 | 18 | 11 | 45.8724
2032 | 3 | 18 | 12 | 45.9064
2032 | 3 | 18 | 13 | 48.044
2032 | 3 | 18 | 14 | 47.4701
2032 | 3 | 18 | 15 | 47.083
2032 | 3 | 18 | 16 | 47.7223
2032 | 3 | 18 | 17 | 51.8216
2032 | 3 | 18 | 18 | 60.2254
2032 | 3 | 18 | 19 | 63.8045
2032 | 3 | 18 | 20 | 63.6731
2032 | 3 | 18 | 21 | 60.8237
2032 | 3 | 18 | 22 | 57.9215
2032 | 3 | 18 | 23 | 55.0511
2032 | 3 | 19 | 0 | 52.6293
2032 | 3 | 19 | 1 | 54.2209
2032 | 3 | 19 | 2 | 54.112
2032 | 3 | 19 | 3 | 54.5302
2032 | 3 | 19 | 4 | 55.3801
2032 | 3 | 19 | 5 | 57.3222
2032 | 3 | 19 | 6 | 61.2303
2032 | 3 | 19 | 7 | 65.5724
2032 | 3 | 19 | 8 | 64.9386
2032 | 3 | 19 | 9 | 56.7578
2032 | 3 | 19 | 10 | 52.5706
2032 | 3 | 19 | 11 | 47.81
2032 | 3 | 19 | 12 | 47.5153
2032 | 3 | 19 | 13 | 49.0012
2032 | 3 | 19 | 14 | 48.5336
2032 | 3 | 19 | 15 | 48.1405
2032 | 3 | 19 | 16 | 50.4191
2032 | 3 | 19 | 17 | 54.3235
2032 | 3 | 19 | 18 | 59.4905
2032 | 3 | 19 | 19 | 64.4569
2032 | 3 | 19 | 20 | 64.7754
2032 | 3 | 19 | 21 | 62.3856
2032 | 3 | 19 | 22 | 59.8472
2032 | 3 | 19 | 23 | 57.1249
2032 | 3 | 20 | 0 | 55.5639
2032 | 3 | 20 | 1 | 54.9491
2032 | 3 | 20 | 2 | 54.8403
2032 | 3 | 20 | 3 | 55.0142
2032 | 3 | 20 | 4 | 55.5298
2032 | 3 | 20 | 5 | 56.9045
2032 | 3 | 20 | 6 | 58.9318
2032 | 3 | 20 | 7 | 61.2587
2032 | 3 | 20 | 8 | 59.9025
2032 | 3 | 20 | 9 | 54.5357
2032 | 3 | 20 | 10 | 54.0735
2032 | 3 | 20 | 11 | 50.192
2032 | 3 | 20 | 12 | 49.979
2032 | 3 | 20 | 13 | 51.2144
2032 | 3 | 20 | 14 | 50.5893
2032 | 3 | 20 | 15 | 50.6305
2032 | 3 | 20 | 16 | 53.0278
2032 | 3 | 20 | 17 | 56.29
2032 | 3 | 20 | 18 | 61.0078
2032 | 3 | 20 | 19 | 63.6101
2032 | 3 | 20 | 20 | 61.7174
2032 | 3 | 20 | 21 | 58.1483
2032 | 3 | 20 | 22 | 55.3384
2032 | 3 | 20 | 23 | 53.3176
2032 | 3 | 21 | 0 | 52.9701
2032 | 3 | 21 | 1 | 51.73
2032 | 3 | 21 | 2 | 51.5316
2032 | 3 | 21 | 3 | 51.6455
2032 | 3 | 21 | 4 | 52.093
2032 | 3 | 21 | 5 | 53.2823
2032 | 3 | 21 | 6 | 54.6794
2032 | 3 | 21 | 7 | 55.6676
2032 | 3 | 21 | 8 | 52.3763
2032 | 3 | 21 | 9 | 44.9778
2032 | 3 | 21 | 10 | 43.845
2032 | 3 | 21 | 11 | 41.4661
2032 | 3 | 21 | 12 | 43.0015
2032 | 3 | 21 | 13 | 44.8949
2032 | 3 | 21 | 14 | 44.4475
2032 | 3 | 21 | 15 | 44.1011
2032 | 3 | 21 | 16 | 46.0404
2032 | 3 | 21 | 17 | 49.6084
2032 | 3 | 21 | 18 | 55.3902
2032 | 3 | 21 | 19 | 58.8697
2032 | 3 | 21 | 20 | 57.7625
2032 | 3 | 21 | 21 | 54.3395
2032 | 3 | 21 | 22 | 51.1962
2032 | 3 | 21 | 23 | 48.9933
2032 | 3 | 22 | 0 | 48.8887
2032 | 3 | 22 | 1 | 50.1516
2032 | 3 | 22 | 2 | 50.3215
2032 | 3 | 22 | 3 | 50.8509
2032 | 3 | 22 | 4 | 51.7211
2032 | 3 | 22 | 5 | 53.6772
2032 | 3 | 22 | 6 | 57.6671
2032 | 3 | 22 | 7 | 61.4312
2032 | 3 | 22 | 8 | 59.1548
2032 | 3 | 22 | 9 | 49.9854
2032 | 3 | 22 | 10 | 47.8596
2032 | 3 | 22 | 11 | 45.3122
2032 | 3 | 22 | 12 | 47.8196
2032 | 3 | 22 | 13 | 49.4662
2032 | 3 | 22 | 14 | 49.5353
2032 | 3 | 22 | 15 | 49.2927
2032 | 3 | 22 | 16 | 50.7479
2032 | 3 | 22 | 17 | 54.1372
2032 | 3 | 22 | 18 | 62.8392
2032 | 3 | 22 | 19 | 64.1738
2032 | 3 | 22 | 20 | 63.3385
2032 | 3 | 22 | 21 | 59.8185
2032 | 3 | 22 | 22 | 56.4683
2032 | 3 | 22 | 23 | 53.7895
2032 | 3 | 23 | 0 | 52.5669
2032 | 3 | 23 | 1 | 50.6988
2032 | 3 | 23 | 2 | 50.3243
2032 | 3 | 23 | 3 | 50.4997
2032 | 3 | 23 | 4 | 51.0601
2032 | 3 | 23 | 5 | 52.7527
2032 | 3 | 23 | 6 | 55.9092
2032 | 3 | 23 | 7 | 61.1004
2032 | 3 | 23 | 8 | 63.5859
2032 | 3 | 23 | 9 | 57.8916
2032 | 3 | 23 | 10 | 53.8342
2032 | 3 | 23 | 11 | 49.7427
2032 | 3 | 23 | 12 | 49.9489
2032 | 3 | 23 | 13 | 51.3742
2032 | 3 | 23 | 14 | 51.0598
2032 | 3 | 23 | 15 | 51.3784
2032 | 3 | 23 | 16 | 54.0279
2032 | 3 | 23 | 17 | 58.0476
2032 | 3 | 23 | 18 | 61.3151
2032 | 3 | 23 | 19 | 60.1149
2032 | 3 | 23 | 20 | 58.7354
2032 | 3 | 23 | 21 | 54.8552
2032 | 3 | 23 | 22 | 51.3747
2032 | 3 | 23 | 23 | 48.5789
2032 | 3 | 24 | 0 | 50.7974
2032 | 3 | 24 | 1 | 48.1012
2032 | 3 | 24 | 2 | 47.7498
2032 | 3 | 24 | 3 | 47.9411
2032 | 3 | 24 | 4 | 48.5503
2032 | 3 | 24 | 5 | 50.3319
2032 | 3 | 24 | 6 | 53.7887
2032 | 3 | 24 | 7 | 58.6893
2032 | 3 | 24 | 8 | 60.8103
2032 | 3 | 24 | 9 | 54.9284
2032 | 3 | 24 | 10 | 50.944
2032 | 3 | 24 | 11 | 46.931
2032 | 3 | 24 | 12 | 46.5025
2032 | 3 | 24 | 13 | 48.7311
2032 | 3 | 24 | 14 | 48.9311
2032 | 3 | 24 | 15 | 48.3496
2032 | 3 | 24 | 16 | 49.6895
2032 | 3 | 24 | 17 | 53.9756
2032 | 3 | 24 | 18 | 57.5746
2032 | 3 | 24 | 19 | 58.4275
2032 | 3 | 24 | 20 | 57.7045
2032 | 3 | 24 | 21 | 54.2343
2032 | 3 | 24 | 22 | 50.7607
2032 | 3 | 24 | 23 | 47.9431
2032 | 3 | 25 | 0 | 49.5416
2032 | 3 | 25 | 1 | 46.9403
2032 | 3 | 25 | 2 | 46.565
2032 | 3 | 25 | 3 | 46.7495
2032 | 3 | 25 | 4 | 47.3449
2032 | 3 | 25 | 5 | 49.2129
2032 | 3 | 25 | 6 | 52.9704
2032 | 3 | 25 | 7 | 57.728
2032 | 3 | 25 | 8 | 59.3937
2032 | 3 | 25 | 9 | 53.8116
2032 | 3 | 25 | 10 | 50.3405
2032 | 3 | 25 | 11 | 46.6206
2032 | 3 | 25 | 12 | 46.7658
2032 | 3 | 25 | 13 | 48.6802
2032 | 3 | 25 | 14 | 48.9535
2032 | 3 | 25 | 15 | 48.742
2032 | 3 | 25 | 16 | 50.5097
2032 | 3 | 25 | 17 | 54.7903
2032 | 3 | 25 | 18 | 58.3779
2032 | 3 | 25 | 19 | 58.6253
2032 | 3 | 25 | 20 | 57.7451
2032 | 3 | 25 | 21 | 54.3216
2032 | 3 | 25 | 22 | 51.0544
2032 | 3 | 25 | 23 | 48.2351
2032 | 3 | 26 | 0 | 48.6515
2032 | 3 | 26 | 1 | 46.2512
2032 | 3 | 26 | 2 | 45.9015
2032 | 3 | 26 | 3 | 45.8993
2032 | 3 | 26 | 4 | 46.2216
2032 | 3 | 26 | 5 | 47.1339
2032 | 3 | 26 | 6 | 47.7347
2032 | 3 | 26 | 7 | 50.4
2032 | 3 | 26 | 8 | 52.8365
2032 | 3 | 26 | 9 | 47.4086
2032 | 3 | 26 | 10 | 42.3026
2032 | 3 | 26 | 11 | 40.5842
2032 | 3 | 26 | 12 | 41.1822
2032 | 3 | 26 | 13 | 41.3032
2032 | 3 | 26 | 14 | 40.3536
2032 | 3 | 26 | 15 | 41.3543
2032 | 3 | 26 | 16 | 43.7787
2032 | 3 | 26 | 17 | 49.9983
2032 | 3 | 26 | 18 | 57.9416
2032 | 3 | 26 | 19 | 55.8349
2032 | 3 | 26 | 20 | 54.2154
2032 | 3 | 26 | 21 | 50.3003
2032 | 3 | 26 | 22 | 47.8088
2032 | 3 | 26 | 23 | 45.5603
2032 | 3 | 27 | 0 | 46.0968
2032 | 3 | 27 | 1 | 45.471
2032 | 3 | 27 | 2 | 45.0743
2032 | 3 | 27 | 3 | 45.0698
2032 | 3 | 27 | 4 | 45.4607
2032 | 3 | 27 | 5 | 46.641
2032 | 3 | 27 | 6 | 48.1692
2032 | 3 | 27 | 7 | 51.3483
2032 | 3 | 27 | 8 | 54.4005
2032 | 3 | 27 | 9 | 51.2235
2032 | 3 | 27 | 10 | 48.4307
2032 | 3 | 27 | 11 | 44.565
2032 | 3 | 27 | 12 | 44.2835
2032 | 3 | 27 | 13 | 45.6824
2032 | 3 | 27 | 14 | 45.3382
2032 | 3 | 27 | 15 | 45.3143
2032 | 3 | 27 | 16 | 48.6402
2032 | 3 | 27 | 17 | 53.7481
2032 | 3 | 27 | 18 | 60.8086
2032 | 3 | 27 | 19 | 58.1312
2032 | 3 | 27 | 20 | 55.2603
2032 | 3 | 27 | 21 | 51.2077
2032 | 3 | 27 | 22 | 48.2983
2032 | 3 | 27 | 23 | 46.3723
2032 | 3 | 28 | 0 | 45.9089
2032 | 3 | 28 | 1 | 45.4467
2032 | 3 | 28 | 2 | 45.1797
2032 | 3 | 28 | 3 | 45.2421
2032 | 3 | 28 | 4 | 45.6145
2032 | 3 | 28 | 5 | 46.3196
2032 | 3 | 28 | 6 | 46.5999
2032 | 3 | 28 | 7 | 49.7511
2032 | 3 | 28 | 8 | 53.2203
2032 | 3 | 28 | 9 | 53.0132
2032 | 3 | 28 | 10 | 51.2713
2032 | 3 | 28 | 11 | 47.4073
2032 | 3 | 28 | 12 | 46.8315
2032 | 3 | 28 | 13 | 48.3607
2032 | 3 | 28 | 14 | 48.9376
2032 | 3 | 28 | 15 | 48.6434
2032 | 3 | 28 | 16 | 51.23
2032 | 3 | 28 | 17 | 55.2788
2032 | 3 | 28 | 18 | 58.4244
2032 | 3 | 28 | 19 | 56.3026
2032 | 3 | 28 | 20 | 55.2764
2032 | 3 | 28 | 21 | 52.3463
2032 | 3 | 28 | 22 | 49.7502
2032 | 3 | 28 | 23 | 48.2182
2032 | 3 | 29 | 0 | 46.3317
2032 | 3 | 29 | 1 | 46.207
2032 | 3 | 29 | 2 | 46.2821
2032 | 3 | 29 | 3 | 46.6902
2032 | 3 | 29 | 4 | 47.5081
2032 | 3 | 29 | 5 | 48.9889
2032 | 3 | 29 | 6 | 50.0413
2032 | 3 | 29 | 7 | 53.8954
2032 | 3 | 29 | 8 | 54.9788
2032 | 3 | 29 | 9 | 47.4503
2032 | 3 | 29 | 10 | 46.4908
2032 | 3 | 29 | 11 | 42.5888
2032 | 3 | 29 | 12 | 47.0725
2032 | 3 | 29 | 13 | 49.1577
2032 | 3 | 29 | 14 | 51.6482
2032 | 3 | 29 | 15 | 51.0467
2032 | 3 | 29 | 16 | 51.1095
2032 | 3 | 29 | 17 | 52.5153
2032 | 3 | 29 | 18 | 58.2189
2032 | 3 | 29 | 19 | 60.3904
2032 | 3 | 29 | 20 | 59.9302
2032 | 3 | 29 | 21 | 56.5067
2032 | 3 | 29 | 22 | 52.7552
2032 | 3 | 29 | 23 | 49.8867
2032 | 3 | 30 | 0 | 51.0206
2032 | 3 | 30 | 1 | 49.8887
2032 | 3 | 30 | 2 | 49.8547
2032 | 3 | 30 | 3 | 50.4435
2032 | 3 | 30 | 4 | 51.3365
2032 | 3 | 30 | 5 | 53.4661
2032 | 3 | 30 | 6 | 57.2496
2032 | 3 | 30 | 7 | 60.9238
2032 | 3 | 30 | 8 | 59.1209
2032 | 3 | 30 | 9 | 51.9828
2032 | 3 | 30 | 10 | 50.003
2032 | 3 | 30 | 11 | 46.2318
2032 | 3 | 30 | 12 | 48.0902
2032 | 3 | 30 | 13 | 49.6974
2032 | 3 | 30 | 14 | 50.2425
2032 | 3 | 30 | 15 | 50.279
2032 | 3 | 30 | 16 | 52.5613
2032 | 3 | 30 | 17 | 55.343
2032 | 3 | 30 | 18 | 57.1255
2032 | 3 | 30 | 19 | 60.7931
2032 | 3 | 30 | 20 | 61.3047
2032 | 3 | 30 | 21 | 58.6307
2032 | 3 | 30 | 22 | 55.3502
2032 | 3 | 30 | 23 | 52.5212
2032 | 3 | 31 | 0 | 52.6372
2032 | 3 | 31 | 1 | 51.8683
2032 | 3 | 31 | 2 | 51.7904
2032 | 3 | 31 | 3 | 52.2319
2032 | 3 | 31 | 4 | 52.9967
2032 | 3 | 31 | 5 | 54.9589
2032 | 3 | 31 | 6 | 58.0737
2032 | 3 | 31 | 7 | 61.8929
2032 | 3 | 31 | 8 | 62.2099
2032 | 3 | 31 | 9 | 56.9663
2032 | 3 | 31 | 10 | 54.8204
2032 | 3 | 31 | 11 | 50.8518
2032 | 3 | 31 | 12 | 52.622
2032 | 3 | 31 | 13 | 54.3091
2032 | 3 | 31 | 14 | 54.6169
2032 | 3 | 31 | 15 | 54.0181
2032 | 3 | 31 | 16 | 56.2591
2032 | 3 | 31 | 17 | 59.8739
2032 | 3 | 31 | 18 | 61.7358
2032 | 3 | 31 | 19 | 62.8353
2032 | 3 | 31 | 20 | 62.6276
2032 | 3 | 31 | 21 | 59.6282
2032 | 3 | 31 | 22 | 56.0522
2032 | 3 | 31 | 23 | 53.1354
2032 | 4 | 1 | 0 | 51.6901
2032 | 4 | 1 | 1 | 53.9882
2032 | 4 | 1 | 2 | 53.8705
2032 | 4 | 1 | 3 | 54.1385
2032 | 4 | 1 | 4 | 54.866
2032 | 4 | 1 | 5 | 56.7137
2032 | 4 | 1 | 6 | 60.2437
2032 | 4 | 1 | 7 | 62.7548
2032 | 4 | 1 | 8 | 59.2152
2032 | 4 | 1 | 9 | 50.3919
2032 | 4 | 1 | 10 | 46.2281
2032 | 4 | 1 | 11 | 43.6114
2032 | 4 | 1 | 12 | 45.3292
2032 | 4 | 1 | 13 | 47.222
2032 | 4 | 1 | 14 | 46.7406
2032 | 4 | 1 | 15 | 47.3871
2032 | 4 | 1 | 16 | 48.774
2032 | 4 | 1 | 17 | 51.7299
2032 | 4 | 1 | 18 | 55.2825
2032 | 4 | 1 | 19 | 60.0276
2032 | 4 | 1 | 20 | 61.5438
2032 | 4 | 1 | 21 | 58.725
2032 | 4 | 1 | 22 | 55.8231
2032 | 4 | 1 | 23 | 53.1132
2032 | 4 | 2 | 0 | 52.0347
2032 | 4 | 2 | 1 | 50.0479
2032 | 4 | 2 | 2 | 49.5198
2032 | 4 | 2 | 3 | 49.393
2032 | 4 | 2 | 4 | 49.7801
2032 | 4 | 2 | 5 | 51.3699
2032 | 4 | 2 | 6 | 54.4409
2032 | 4 | 2 | 7 | 58.1552
2032 | 4 | 2 | 8 | 59.3971
2032 | 4 | 2 | 9 | 54.3284
2032 | 4 | 2 | 10 | 48.7628
2032 | 4 | 2 | 11 | 45.6629
2032 | 4 | 2 | 12 | 45.4968
2032 | 4 | 2 | 13 | 47.0511
2032 | 4 | 2 | 14 | 45.787
2032 | 4 | 2 | 15 | 46.0034
2032 | 4 | 2 | 16 | 48.7796
2032 | 4 | 2 | 17 | 52.1117
2032 | 4 | 2 | 18 | 55.892
2032 | 4 | 2 | 19 | 57.2412
2032 | 4 | 2 | 20 | 57.5012
2032 | 4 | 2 | 21 | 54.3165
2032 | 4 | 2 | 22 | 51.609
2032 | 4 | 2 | 23 | 49.1479
2032 | 4 | 3 | 0 | 46.9229
2032 | 4 | 3 | 1 | 44.9374
2032 | 4 | 3 | 2 | 44.5636
2032 | 4 | 3 | 3 | 44.3918
2032 | 4 | 3 | 4 | 44.8337
2032 | 4 | 3 | 5 | 45.9872
2032 | 4 | 3 | 6 | 47.0843
2032 | 4 | 3 | 7 | 49.4835
2032 | 4 | 3 | 8 | 52.4899
2032 | 4 | 3 | 9 | 50.013
2032 | 4 | 3 | 10 | 44.9462
2032 | 4 | 3 | 11 | 41.6846
2032 | 4 | 3 | 12 | 42.0551
2032 | 4 | 3 | 13 | 43.6489
2032 | 4 | 3 | 14 | 42.8372
2032 | 4 | 3 | 15 | 43.9353
2032 | 4 | 3 | 16 | 47.4821
2032 | 4 | 3 | 17 | 52.2443
2032 | 4 | 3 | 18 | 61.0011
2032 | 4 | 3 | 19 | 57.6523
2032 | 4 | 3 | 20 | 55.4616
2032 | 4 | 3 | 21 | 51.1989
2032 | 4 | 3 | 22 | 48.3714
2032 | 4 | 3 | 23 | 46.5804
2032 | 4 | 4 | 0 | 45.9843
2032 | 4 | 4 | 1 | 46.8759
2032 | 4 | 4 | 2 | 46.6748
2032 | 4 | 4 | 3 | 46.783
2032 | 4 | 4 | 4 | 47.4131
2032 | 4 | 4 | 5 | 48.6077
2032 | 4 | 4 | 6 | 50.78
2032 | 4 | 4 | 7 | 51.4085
2032 | 4 | 4 | 8 | 50.2564
2032 | 4 | 4 | 9 | 45.2841
2032 | 4 | 4 | 10 | 42.8573
2032 | 4 | 4 | 11 | 39.8342
2032 | 4 | 4 | 12 | 40.0163
2032 | 4 | 4 | 13 | 41.5947
2032 | 4 | 4 | 14 | 41.3264
2032 | 4 | 4 | 15 | 42.2071
2032 | 4 | 4 | 16 | 45.5036
2032 | 4 | 4 | 17 | 49.4435
2032 | 4 | 4 | 18 | 56.8981
2032 | 4 | 4 | 19 | 59.4051
2032 | 4 | 4 | 20 | 59.4958
2032 | 4 | 4 | 21 | 56.1127
2032 | 4 | 4 | 22 | 53.1113
2032 | 4 | 4 | 23 | 51.1035
2032 | 4 | 5 | 0 | 49.512
2032 | 4 | 5 | 1 | 49.1604
2032 | 4 | 5 | 2 | 49.4811
2032 | 4 | 5 | 3 | 50.1017
2032 | 4 | 5 | 4 | 51.1559
2032 | 4 | 5 | 5 | 53.3437
2032 | 4 | 5 | 6 | 55.8061
2032 | 4 | 5 | 7 | 59.2845
2032 | 4 | 5 | 8 | 60.0883
2032 | 4 | 5 | 9 | 54.8354
2032 | 4 | 5 | 10 | 50.7488
2032 | 4 | 5 | 11 | 47.4962
2032 | 4 | 5 | 12 | 47.4742
2032 | 4 | 5 | 13 | 48.8404
2032 | 4 | 5 | 14 | 48.6144
2032 | 4 | 5 | 15 | 50.0648
2032 | 4 | 5 | 16 | 53.0926
2032 | 4 | 5 | 17 | 57.0391
2032 | 4 | 5 | 18 | 62.5776
2032 | 4 | 5 | 19 | 62.652
2032 | 4 | 5 | 20 | 62.5862
2032 | 4 | 5 | 21 | 58.8417
2032 | 4 | 5 | 22 | 55.1915
2032 | 4 | 5 | 23 | 52.3965
2032 | 4 | 6 | 0 | 52.2385
2032 | 4 | 6 | 1 | 52.4288
2032 | 4 | 6 | 2 | 52.2921
2032 | 4 | 6 | 3 | 52.5873
2032 | 4 | 6 | 4 | 53.2662
2032 | 4 | 6 | 5 | 55.0901
2032 | 4 | 6 | 6 | 59.3104
2032 | 4 | 6 | 7 | 61.6471
2032 | 4 | 6 | 8 | 58.1579
2032 | 4 | 6 | 9 | 49.8057
2032 | 4 | 6 | 10 | 45.7528
2032 | 4 | 6 | 11 | 43.3769
2032 | 4 | 6 | 12 | 47.27
2032 | 4 | 6 | 13 | 48.6678
2032 | 4 | 6 | 14 | 48.3478
2032 | 4 | 6 | 15 | 49.2769
2032 | 4 | 6 | 16 | 51.6358
2032 | 4 | 6 | 17 | 53.8495
2032 | 4 | 6 | 18 | 56.5745
2032 | 4 | 6 | 19 | 58.8847
2032 | 4 | 6 | 20 | 59.7133
2032 | 4 | 6 | 21 | 56.5237
2032 | 4 | 6 | 22 | 53.1872
2032 | 4 | 6 | 23 | 50.4498
2032 | 4 | 7 | 0 | 49.8191
2032 | 4 | 7 | 1 | 49.0986
2032 | 4 | 7 | 2 | 48.8075
2032 | 4 | 7 | 3 | 48.9753
2032 | 4 | 7 | 4 | 49.5806
2032 | 4 | 7 | 5 | 51.4043
2032 | 4 | 7 | 6 | 54.0014
2032 | 4 | 7 | 7 | 57.6162
2032 | 4 | 7 | 8 | 60.3604
2032 | 4 | 7 | 9 | 57.1226
2032 | 4 | 7 | 10 | 51.6869
2032 | 4 | 7 | 11 | 48.0544
2032 | 4 | 7 | 12 | 48.6321
2032 | 4 | 7 | 13 | 50.2339
2032 | 4 | 7 | 14 | 50.0951
2032 | 4 | 7 | 15 | 50.7122
2032 | 4 | 7 | 16 | 53.4273
2032 | 4 | 7 | 17 | 57.5052
2032 | 4 | 7 | 18 | 63.2889
2032 | 4 | 7 | 19 | 60.4906
2032 | 4 | 7 | 20 | 59.8172
2032 | 4 | 7 | 21 | 56.1419
2032 | 4 | 7 | 22 | 52.3349
2032 | 4 | 7 | 23 | 49.5007
2032 | 4 | 8 | 0 | 48.6577
2032 | 4 | 8 | 1 | 48.0106
2032 | 4 | 8 | 2 | 47.6515
2032 | 4 | 8 | 3 | 47.7823
2032 | 4 | 8 | 4 | 48.3713
2032 | 4 | 8 | 5 | 50.2799
2032 | 4 | 8 | 6 | 53.0587
2032 | 4 | 8 | 7 | 56.2879
2032 | 4 | 8 | 8 | 57.485
2032 | 4 | 8 | 9 | 53.8585
2032 | 4 | 8 | 10 | 49.5085
2032 | 4 | 8 | 11 | 46.493
2032 | 4 | 8 | 12 | 47.1393
2032 | 4 | 8 | 13 | 48.3532
2032 | 4 | 8 | 14 | 47.9893
2032 | 4 | 8 | 15 | 48.7636
2032 | 4 | 8 | 16 | 51.6789
2032 | 4 | 8 | 17 | 55.0019
2032 | 4 | 8 | 18 | 58.1083
2032 | 4 | 8 | 19 | 58.2759
2032 | 4 | 8 | 20 | 58.6306
2032 | 4 | 8 | 21 | 55.6192
2032 | 4 | 8 | 22 | 52.4048
2032 | 4 | 8 | 23 | 49.6991
2032 | 4 | 9 | 0 | 48.5329
2032 | 4 | 9 | 1 | 47.6463
2032 | 4 | 9 | 2 | 47.4167
2032 | 4 | 9 | 3 | 47.6735
2032 | 4 | 9 | 4 | 48.4223
2032 | 4 | 9 | 5 | 50.446
2032 | 4 | 9 | 6 | 53.9466
2032 | 4 | 9 | 7 | 56.753
2032 | 4 | 9 | 8 | 55.4473
2032 | 4 | 9 | 9 | 48.9035
2032 | 4 | 9 | 10 | 43.4755
2032 | 4 | 9 | 11 | 40.6542
2032 | 4 | 9 | 12 | 40.6572
2032 | 4 | 9 | 13 | 42.2409
2032 | 4 | 9 | 14 | 41.1322
2032 | 4 | 9 | 15 | 40.8385
2032 | 4 | 9 | 16 | 42.3919
2032 | 4 | 9 | 17 | 44.183
2032 | 4 | 9 | 18 | 57.0059
2032 | 4 | 9 | 19 | 57.3902
2032 | 4 | 9 | 20 | 57.4966
2032 | 4 | 9 | 21 | 54.5987
2032 | 4 | 9 | 22 | 51.6133
2032 | 4 | 9 | 23 | 48.9412
2032 | 4 | 10 | 0 | 48.4955
2032 | 4 | 10 | 1 | 48.5354
2032 | 4 | 10 | 2 | 48.1864
2032 | 4 | 10 | 3 | 48.1802
2032 | 4 | 10 | 4 | 48.6432
2032 | 4 | 10 | 5 | 49.9292
2032 | 4 | 10 | 6 | 51.6596
2032 | 4 | 10 | 7 | 53.5036
2032 | 4 | 10 | 8 | 56.3445
2032 | 4 | 10 | 9 | 55.0308
2032 | 4 | 10 | 10 | 51.6479
2032 | 4 | 10 | 11 | 47.6496
2032 | 4 | 10 | 12 | 44.774
2032 | 4 | 10 | 13 | 45.2534
2032 | 4 | 10 | 14 | 44.4762
2032 | 4 | 10 | 15 | 45.4685
2032 | 4 | 10 | 16 | 49.4551
2032 | 4 | 10 | 17 | 52.8664
2032 | 4 | 10 | 18 | 55.5609
2032 | 4 | 10 | 19 | 57.8509
2032 | 4 | 10 | 20 | 57.5819
2032 | 4 | 10 | 21 | 54.6329
2032 | 4 | 10 | 22 | 52.1068
2032 | 4 | 10 | 23 | 50.3252
2032 | 4 | 11 | 0 | 48.903
2032 | 4 | 11 | 1 | 48.0881
2032 | 4 | 11 | 2 | 47.761
2032 | 4 | 11 | 3 | 47.8012
2032 | 4 | 11 | 4 | 48.2516
2032 | 4 | 11 | 5 | 49.4219
2032 | 4 | 11 | 6 | 50.3626
2032 | 4 | 11 | 7 | 50.2154
2032 | 4 | 11 | 8 | 48.9424
2032 | 4 | 11 | 9 | 45.4198
2032 | 4 | 11 | 10 | 43.2411
2032 | 4 | 11 | 11 | 40.8198
2032 | 4 | 11 | 12 | 42.179
2032 | 4 | 11 | 13 | 43.1486
2032 | 4 | 11 | 14 | 42.7443
2032 | 4 | 11 | 15 | 43.6171
2032 | 4 | 11 | 16 | 47.3615
2032 | 4 | 11 | 17 | 50.9413
2032 | 4 | 11 | 18 | 51.7561
2032 | 4 | 11 | 19 | 54.5985
2032 | 4 | 11 | 20 | 54.888
2032 | 4 | 11 | 21 | 51.9984
2032 | 4 | 11 | 22 | 48.891
2032 | 4 | 11 | 23 | 46.7715
2032 | 4 | 12 | 0 | 46.7856
2032 | 4 | 12 | 1 | 46.125
2032 | 4 | 12 | 2 | 46.2104
2032 | 4 | 12 | 3 | 46.5783
2032 | 4 | 12 | 4 | 47.3103
2032 | 4 | 12 | 5 | 49.2913
2032 | 4 | 12 | 6 | 53.2443
2032 | 4 | 12 | 7 | 54.5883
2032 | 4 | 12 | 8 | 49.8496
2032 | 4 | 12 | 9 | 42.7232
2032 | 4 | 12 | 10 | 41.2809
2032 | 4 | 12 | 11 | 40.5457
2032 | 4 | 12 | 12 | 42.8072
2032 | 4 | 12 | 13 | 44.5462
2032 | 4 | 12 | 14 | 43.9074
2032 | 4 | 12 | 15 | 43.8243
2032 | 4 | 12 | 16 | 44.3821
2032 | 4 | 12 | 17 | 45.5718
2032 | 4 | 12 | 18 | 53.2721
2032 | 4 | 12 | 19 | 55.2269
2032 | 4 | 12 | 20 | 55.7317
2032 | 4 | 12 | 21 | 52.7777
2032 | 4 | 12 | 22 | 49.361
2032 | 4 | 12 | 23 | 46.7024
2032 | 4 | 13 | 0 | 45.9949
2032 | 4 | 13 | 1 | 45.6355
2032 | 4 | 13 | 2 | 45.2537
2032 | 4 | 13 | 3 | 45.3634
2032 | 4 | 13 | 4 | 45.8275
2032 | 4 | 13 | 5 | 47.6979
2032 | 4 | 13 | 6 | 49.9742
2032 | 4 | 13 | 7 | 54.0677
2032 | 4 | 13 | 8 | 57.7896
2032 | 4 | 13 | 9 | 53.5532
2032 | 4 | 13 | 10 | 47.1506
2032 | 4 | 13 | 11 | 43.3021
2032 | 4 | 13 | 12 | 44.6149
2032 | 4 | 13 | 13 | 45.7576
2032 | 4 | 13 | 14 | 45.2858
2032 | 4 | 13 | 15 | 46.0119
2032 | 4 | 13 | 16 | 48.7618
2032 | 4 | 13 | 17 | 51.7453
2032 | 4 | 13 | 18 | 58.0337
2032 | 4 | 13 | 19 | 54.9564
2032 | 4 | 13 | 20 | 54.4116
2032 | 4 | 13 | 21 | 50.9407
2032 | 4 | 13 | 22 | 47.342
2032 | 4 | 13 | 23 | 44.4924
2032 | 4 | 14 | 0 | 44.1364
2032 | 4 | 14 | 1 | 42.3086
2032 | 4 | 14 | 2 | 41.9415
2032 | 4 | 14 | 3 | 42.0734
2032 | 4 | 14 | 4 | 42.68
2032 | 4 | 14 | 5 | 44.6004
2032 | 4 | 14 | 6 | 47.2126
2032 | 4 | 14 | 7 | 50.3886
2032 | 4 | 14 | 8 | 52.8697
2032 | 4 | 14 | 9 | 51.2476
2032 | 4 | 14 | 10 | 47.144
2032 | 4 | 14 | 11 | 44.0364
2032 | 4 | 14 | 12 | 43.1759
2032 | 4 | 14 | 13 | 44.6382
2032 | 4 | 14 | 14 | 44.5675
2032 | 4 | 14 | 15 | 44.7743
2032 | 4 | 14 | 16 | 46.9479
2032 | 4 | 14 | 17 | 49.8524
2032 | 4 | 14 | 18 | 46.3498
2032 | 4 | 14 | 19 | 51.1029
2032 | 4 | 14 | 20 | 52.7915
2032 | 4 | 14 | 21 | 50.7316
2032 | 4 | 14 | 22 | 47.6459
2032 | 4 | 14 | 23 | 45.0628
2032 | 4 | 15 | 0 | 44.6719
2032 | 4 | 15 | 1 | 42.7144
2032 | 4 | 15 | 2 | 42.3769
2032 | 4 | 15 | 3 | 42.5301
2032 | 4 | 15 | 4 | 43.1311
2032 | 4 | 15 | 5 | 45.1535
2032 | 4 | 15 | 6 | 48.1944
2032 | 4 | 15 | 7 | 50.0908
2032 | 4 | 15 | 8 | 47.985
2032 | 4 | 15 | 9 | 43.7549
2032 | 4 | 15 | 10 | 42.4026
2032 | 4 | 15 | 11 | 42.4791
2032 | 4 | 15 | 12 | 42.3831
2032 | 4 | 15 | 13 | 44.223
2032 | 4 | 15 | 14 | 44.259
2032 | 4 | 15 | 15 | 43.9099
2032 | 4 | 15 | 16 | 43.2351
2032 | 4 | 15 | 17 | 44.9753
2032 | 4 | 15 | 18 | 48.3084
2032 | 4 | 15 | 19 | 50.941
2032 | 4 | 15 | 20 | 51.5729
2032 | 4 | 15 | 21 | 49.1975
2032 | 4 | 15 | 22 | 45.9815
2032 | 4 | 15 | 23 | 43.0111
2032 | 4 | 16 | 0 | 42.1726
2032 | 4 | 16 | 1 | 40.3711
2032 | 4 | 16 | 2 | 40.095
2032 | 4 | 16 | 3 | 40.2268
2032 | 4 | 16 | 4 | 40.8131
2032 | 4 | 16 | 5 | 42.7109
2032 | 4 | 16 | 6 | 45.9082
2032 | 4 | 16 | 7 | 48.2904
2032 | 4 | 16 | 8 | 47.5938
2032 | 4 | 16 | 9 | 43.3605
2032 | 4 | 16 | 10 | 39.6979
2032 | 4 | 16 | 11 | 38.5639
2032 | 4 | 16 | 12 | 40.5263
2032 | 4 | 16 | 13 | 42.0983
2032 | 4 | 16 | 14 | 41.3285
2032 | 4 | 16 | 15 | 41.3023
2032 | 4 | 16 | 16 | 43.8261
2032 | 4 | 16 | 17 | 47.4447
2032 | 4 | 16 | 18 | 47.327
2032 | 4 | 16 | 19 | 49.5806
2032 | 4 | 16 | 20 | 49.9434
2032 | 4 | 16 | 21 | 47.7419
2032 | 4 | 16 | 22 | 44.6992
2032 | 4 | 16 | 23 | 41.8436
2032 | 4 | 17 | 0 | 40.5873
2032 | 4 | 17 | 1 | 40.0721
2032 | 4 | 17 | 2 | 39.6327
2032 | 4 | 17 | 3 | 39.5802
2032 | 4 | 17 | 4 | 39.914
2032 | 4 | 17 | 5 | 40.8839
2032 | 4 | 17 | 6 | 42.7548
2032 | 4 | 17 | 7 | 42.683
2032 | 4 | 17 | 8 | 41.542
2032 | 4 | 17 | 9 | 39.0952
2032 | 4 | 17 | 10 | 37.6082
2032 | 4 | 17 | 11 | 37.4467
2032 | 4 | 17 | 12 | 35.9285
2032 | 4 | 17 | 13 | 36.8019
2032 | 4 | 17 | 14 | 35.4458
2032 | 4 | 17 | 15 | 36.1387
2032 | 4 | 17 | 16 | 38.5957
2032 | 4 | 17 | 17 | 43.3834
2032 | 4 | 17 | 18 | 48.2483
2032 | 4 | 17 | 19 | 47.9774
2032 | 4 | 17 | 20 | 47.3865
2032 | 4 | 17 | 21 | 44.542
2032 | 4 | 17 | 22 | 41.8185
2032 | 4 | 17 | 23 | 39.7365
2032 | 4 | 18 | 0 | 38.4505
2032 | 4 | 18 | 1 | 42.3442
2032 | 4 | 18 | 2 | 41.4393
2032 | 4 | 18 | 3 | 40.9859
2032 | 4 | 18 | 4 | 41.1543
2032 | 4 | 18 | 5 | 41.7451
2032 | 4 | 18 | 6 | 42.8517
2032 | 4 | 18 | 7 | 43.3564
2032 | 4 | 18 | 8 | 45.4543
2032 | 4 | 18 | 9 | 45.3739
2032 | 4 | 18 | 10 | 44.7429
2032 | 4 | 18 | 11 | 45.4912
2032 | 4 | 18 | 12 | 45.3896
2032 | 4 | 18 | 13 | 45.3601
2032 | 4 | 18 | 14 | 45.2065
2032 | 4 | 18 | 15 | 46.5294
2032 | 4 | 18 | 16 | 51.219
2032 | 4 | 18 | 17 | 57.6346
2032 | 4 | 18 | 18 | 61.3895
2032 | 4 | 18 | 19 | 61.0413
2032 | 4 | 18 | 20 | 58.7427
2032 | 4 | 18 | 21 | 55.0436
2032 | 4 | 18 | 22 | 50.8118
2032 | 4 | 18 | 23 | 47.1229
2032 | 4 | 19 | 0 | 46.0375
2032 | 4 | 19 | 1 | 44.5874
2032 | 4 | 19 | 2 | 43.8136
2032 | 4 | 19 | 3 | 43.5231
2032 | 4 | 19 | 4 | 43.7799
2032 | 4 | 19 | 5 | 45.4956
2032 | 4 | 19 | 6 | 48.5541
2032 | 4 | 19 | 7 | 51.7435
2032 | 4 | 19 | 8 | 51.913
2032 | 4 | 19 | 9 | 48.2722
2032 | 4 | 19 | 10 | 46.0531
2032 | 4 | 19 | 11 | 46.5293
2032 | 4 | 19 | 12 | 47.9119
2032 | 4 | 19 | 13 | 49.1324
2032 | 4 | 19 | 14 | 50.0184
2032 | 4 | 19 | 15 | 50.27
2032 | 4 | 19 | 16 | 51.7504
2032 | 4 | 19 | 17 | 57.0188
2032 | 4 | 19 | 18 | 62.1767
2032 | 4 | 19 | 19 | 62.9382
2032 | 4 | 19 | 20 | 61.1198
2032 | 4 | 19 | 21 | 57.2417
2032 | 4 | 19 | 22 | 52.6745
2032 | 4 | 19 | 23 | 48.7565
2032 | 4 | 20 | 0 | 48.0402
2032 | 4 | 20 | 1 | 46.9831
2032 | 4 | 20 | 2 | 45.8939
2032 | 4 | 20 | 3 | 45.638
2032 | 4 | 20 | 4 | 45.9081
2032 | 4 | 20 | 5 | 47.357
2032 | 4 | 20 | 6 | 50.2136
2032 | 4 | 20 | 7 | 52.3788
2032 | 4 | 20 | 8 | 50.2798
2032 | 4 | 20 | 9 | 46.5733
2032 | 4 | 20 | 10 | 44.6426
2032 | 4 | 20 | 11 | 45.7213
2032 | 4 | 20 | 12 | 47.681
2032 | 4 | 20 | 13 | 49.8581
2032 | 4 | 20 | 14 | 50.4704
2032 | 4 | 20 | 15 | 50.856
2032 | 4 | 20 | 16 | 52.6852
2032 | 4 | 20 | 17 | 56.9209
2032 | 4 | 20 | 18 | 60.6204
2032 | 4 | 20 | 19 | 61.2534
2032 | 4 | 20 | 20 | 59.9562
2032 | 4 | 20 | 21 | 56.248
2032 | 4 | 20 | 22 | 51.8412
2032 | 4 | 20 | 23 | 47.8426
2032 | 4 | 21 | 0 | 47.6181
2032 | 4 | 21 | 1 | 43.4661
2032 | 4 | 21 | 2 | 42.5967
2032 | 4 | 21 | 3 | 42.2463
2032 | 4 | 21 | 4 | 42.4912
2032 | 4 | 21 | 5 | 43.9392
2032 | 4 | 21 | 6 | 46.4614
2032 | 4 | 21 | 7 | 47.992
2032 | 4 | 21 | 8 | 48.1656
2032 | 4 | 21 | 9 | 47.4771
2032 | 4 | 21 | 10 | 46.5711
2032 | 4 | 21 | 11 | 47.0184
2032 | 4 | 21 | 12 | 47.5105
2032 | 4 | 21 | 13 | 49.4675
2032 | 4 | 21 | 14 | 49.6658
2032 | 4 | 21 | 15 | 48.6118
2032 | 4 | 21 | 16 | 46.774
2032 | 4 | 21 | 17 | 49.1764
2032 | 4 | 21 | 18 | 54.7491
2032 | 4 | 21 | 19 | 56.0511
2032 | 4 | 21 | 20 | 55.229
2032 | 4 | 21 | 21 | 52.3305
2032 | 4 | 21 | 22 | 48.4172
2032 | 4 | 21 | 23 | 44.759
2032 | 4 | 22 | 0 | 43.0231
2032 | 4 | 22 | 1 | 39.6228
2032 | 4 | 22 | 2 | 39.0379
2032 | 4 | 22 | 3 | 38.902
2032 | 4 | 22 | 4 | 39.3088
2032 | 4 | 22 | 5 | 40.9431
2032 | 4 | 22 | 6 | 43.4651
2032 | 4 | 22 | 7 | 44.5825
2032 | 4 | 22 | 8 | 45.1955
2032 | 4 | 22 | 9 | 46.0319
2032 | 4 | 22 | 10 | 46.6386
2032 | 4 | 22 | 11 | 46.9904
2032 | 4 | 22 | 12 | 47.7076
2032 | 4 | 22 | 13 | 49.4686
2032 | 4 | 22 | 14 | 49.2617
2032 | 4 | 22 | 15 | 48.2902
2032 | 4 | 22 | 16 | 47.636
2032 | 4 | 22 | 17 | 49.0026
2032 | 4 | 22 | 18 | 52.4276
2032 | 4 | 22 | 19 | 52.3348
2032 | 4 | 22 | 20 | 51.8488
2032 | 4 | 22 | 21 | 49.3123
2032 | 4 | 22 | 22 | 45.769
2032 | 4 | 22 | 23 | 42.3139
2032 | 4 | 23 | 0 | 40.3687
2032 | 4 | 23 | 1 | 38.0039
2032 | 4 | 23 | 2 | 37.4834
2032 | 4 | 23 | 3 | 37.3272
2032 | 4 | 23 | 4 | 37.7248
2032 | 4 | 23 | 5 | 39.3842
2032 | 4 | 23 | 6 | 42.8088
2032 | 4 | 23 | 7 | 44.5066
2032 | 4 | 23 | 8 | 45.6988
2032 | 4 | 23 | 9 | 47.0733
2032 | 4 | 23 | 10 | 46.2315
2032 | 4 | 23 | 11 | 45.2421
2032 | 4 | 23 | 12 | 45.4099
2032 | 4 | 23 | 13 | 46.9934
2032 | 4 | 23 | 14 | 46.2225
2032 | 4 | 23 | 15 | 45.1123
2032 | 4 | 23 | 16 | 45.4099
2032 | 4 | 23 | 17 | 46.4842
2032 | 4 | 23 | 18 | 48.9279
2032 | 4 | 23 | 19 | 48.7507
2032 | 4 | 23 | 20 | 48.2883
2032 | 4 | 23 | 21 | 45.886
2032 | 4 | 23 | 22 | 42.6522
2032 | 4 | 23 | 23 | 39.4532
2032 | 4 | 24 | 0 | 38.6112
2032 | 4 | 24 | 1 | 36.615
2032 | 4 | 24 | 2 | 35.981
2032 | 4 | 24 | 3 | 35.6936
2032 | 4 | 24 | 4 | 35.9149
2032 | 4 | 24 | 5 | 36.6923
2032 | 4 | 24 | 6 | 39.4859
2032 | 4 | 24 | 7 | 39.7821
2032 | 4 | 24 | 8 | 39.9975
2032 | 4 | 24 | 9 | 38.3886
2032 | 4 | 24 | 10 | 36.5056
2032 | 4 | 24 | 11 | 33.2834
2032 | 4 | 24 | 12 | 33.1804
2032 | 4 | 24 | 13 | 34.8948
2032 | 4 | 24 | 14 | 35.5454
2032 | 4 | 24 | 15 | 36.6306
2032 | 4 | 24 | 16 | 38.0391
2032 | 4 | 24 | 17 | 39.761
2032 | 4 | 24 | 18 | 42.8911
2032 | 4 | 24 | 19 | 47.0758
2032 | 4 | 24 | 20 | 47.9248
2032 | 4 | 24 | 21 | 45.9945
2032 | 4 | 24 | 22 | 43.5745
2032 | 4 | 24 | 23 | 41.4952
2032 | 4 | 25 | 0 | 38.5249
2032 | 4 | 25 | 1 | 39.8877
2032 | 4 | 25 | 2 | 39.5651
2032 | 4 | 25 | 3 | 39.4495
2032 | 4 | 25 | 4 | 39.976
2032 | 4 | 25 | 5 | 40.9781
2032 | 4 | 25 | 6 | 42.2031
2032 | 4 | 25 | 7 | 41.6032
2032 | 4 | 25 | 8 | 40.5977
2032 | 4 | 25 | 9 | 37.2079
2032 | 4 | 25 | 10 | 35.3275
2032 | 4 | 25 | 11 | 33.0429
2032 | 4 | 25 | 12 | 34.4518
2032 | 4 | 25 | 13 | 36.1315
2032 | 4 | 25 | 14 | 35.1238
2032 | 4 | 25 | 15 | 34.8111
2032 | 4 | 25 | 16 | 37.1893
2032 | 4 | 25 | 17 | 39.8489
2032 | 4 | 25 | 18 | 43.9014
2032 | 4 | 25 | 19 | 48.7774
2032 | 4 | 25 | 20 | 49.8814
2032 | 4 | 25 | 21 | 48.1163
2032 | 4 | 25 | 22 | 45.2517
2032 | 4 | 25 | 23 | 42.8747
2032 | 4 | 26 | 0 | 41.7515
2032 | 4 | 26 | 1 | 40.6691
2032 | 4 | 26 | 2 | 40.8941
2032 | 4 | 26 | 3 | 41.4068
2032 | 4 | 26 | 4 | 42.2337
2032 | 4 | 26 | 5 | 44.3826
2032 | 4 | 26 | 6 | 47.1475
2032 | 4 | 26 | 7 | 48.6535
2032 | 4 | 26 | 8 | 48.6975
2032 | 4 | 26 | 9 | 47.6969
2032 | 4 | 26 | 10 | 46.1642
2032 | 4 | 26 | 11 | 43.6167
2032 | 4 | 26 | 12 | 44.4498
2032 | 4 | 26 | 13 | 45.2488
2032 | 4 | 26 | 14 | 44.4171
2032 | 4 | 26 | 15 | 44.3355
2032 | 4 | 26 | 16 | 45.7193
2032 | 4 | 26 | 17 | 46.3027
2032 | 4 | 26 | 18 | 48.9118
2032 | 4 | 26 | 19 | 50.2706
2032 | 4 | 26 | 20 | 50.6878
2032 | 4 | 26 | 21 | 48.4788
2032 | 4 | 26 | 22 | 44.8909
2032 | 4 | 26 | 23 | 41.9942
2032 | 4 | 27 | 0 | 42.646
2032 | 4 | 27 | 1 | 44.3529
2032 | 4 | 27 | 2 | 44.2036
2032 | 4 | 27 | 3 | 44.5793
2032 | 4 | 27 | 4 | 45.3263
2032 | 4 | 27 | 5 | 47.4128
2032 | 4 | 27 | 6 | 49.902
2032 | 4 | 27 | 7 | 51.5371
2032 | 4 | 27 | 8 | 50.6054
2032 | 4 | 27 | 9 | 49.7425
2032 | 4 | 27 | 10 | 48.5041
2032 | 4 | 27 | 11 | 45.5482
2032 | 4 | 27 | 12 | 47.9131
2032 | 4 | 27 | 13 | 49.1609
2032 | 4 | 27 | 14 | 49.3922
2032 | 4 | 27 | 15 | 50.5714
2032 | 4 | 27 | 16 | 52.6266
2032 | 4 | 27 | 17 | 53.963
2032 | 4 | 27 | 18 | 59.705
2032 | 4 | 27 | 19 | 55.634
2032 | 4 | 27 | 20 | 54.4659
2032 | 4 | 27 | 21 | 51.6793
2032 | 4 | 27 | 22 | 47.9872
2032 | 4 | 27 | 23 | 45.0223
2032 | 4 | 28 | 0 | 44.1429
2032 | 4 | 28 | 1 | 43.3819
2032 | 4 | 28 | 2 | 42.9555
2032 | 4 | 28 | 3 | 43.0273
2032 | 4 | 28 | 4 | 43.5522
2032 | 4 | 28 | 5 | 45.4616
2032 | 4 | 28 | 6 | 48.3971
2032 | 4 | 28 | 7 | 50.2908
2032 | 4 | 28 | 8 | 51.6463
2032 | 4 | 28 | 9 | 52.651
2032 | 4 | 28 | 10 | 51.2888
2032 | 4 | 28 | 11 | 48.2236
2032 | 4 | 28 | 12 | 46.5047
2032 | 4 | 28 | 13 | 48.0297
2032 | 4 | 28 | 14 | 47.6443
2032 | 4 | 28 | 15 | 47.4974
2032 | 4 | 28 | 16 | 48.2108
2032 | 4 | 28 | 17 | 49.2733
2032 | 4 | 28 | 18 | 46.803
2032 | 4 | 28 | 19 | 49.0537
2032 | 4 | 28 | 20 | 49.911
2032 | 4 | 28 | 21 | 48.203
2032 | 4 | 28 | 22 | 44.8906
2032 | 4 | 28 | 23 | 42.0338
2032 | 4 | 29 | 0 | 43.0083
2032 | 4 | 29 | 1 | 44.1759
2032 | 4 | 29 | 2 | 43.8477
2032 | 4 | 29 | 3 | 44.11
2032 | 4 | 29 | 4 | 44.8413
2032 | 4 | 29 | 5 | 47.1527
2032 | 4 | 29 | 6 | 50.9751
2032 | 4 | 29 | 7 | 52.6472
2032 | 4 | 29 | 8 | 52.2522
2032 | 4 | 29 | 9 | 51.8432
2032 | 4 | 29 | 10 | 50.0638
2032 | 4 | 29 | 11 | 47.1794
2032 | 4 | 29 | 12 | 47.6215
2032 | 4 | 29 | 13 | 49.1712
2032 | 4 | 29 | 14 | 49.4098
2032 | 4 | 29 | 15 | 49.6965
2032 | 4 | 29 | 16 | 50.5288
2032 | 4 | 29 | 17 | 51.3065
2032 | 4 | 29 | 18 | 50.3535
2032 | 4 | 29 | 19 | 54.176
2032 | 4 | 29 | 20 | 55.4655
2032 | 4 | 29 | 21 | 54.0886
2032 | 4 | 29 | 22 | 50.9259
2032 | 4 | 29 | 23 | 47.9052
2032 | 4 | 30 | 0 | 46.1943
2032 | 4 | 30 | 1 | 48.0919
2032 | 4 | 30 | 2 | 47.6461
2032 | 4 | 30 | 3 | 47.7902
2032 | 4 | 30 | 4 | 48.5099
2032 | 4 | 30 | 5 | 50.8269
2032 | 4 | 30 | 6 | 53.922
2032 | 4 | 30 | 7 | 56.9494
2032 | 4 | 30 | 8 | 60.4525
2032 | 4 | 30 | 9 | 61.7626
2032 | 4 | 30 | 10 | 57.5143
2032 | 4 | 30 | 11 | 53.3138
2032 | 4 | 30 | 12 | 54.2733
2032 | 4 | 30 | 13 | 55.541
2032 | 4 | 30 | 14 | 54.5981
2032 | 4 | 30 | 15 | 55.1073
2032 | 4 | 30 | 16 | 57.8097
2032 | 4 | 30 | 17 | 60.1465
2032 | 4 | 30 | 18 | 58.6514
2032 | 4 | 30 | 19 | 57.659
2032 | 4 | 30 | 20 | 57.4056
2032 | 4 | 30 | 21 | 55.2616
2032 | 4 | 30 | 22 | 51.889
2032 | 4 | 30 | 23 | 48.6127
2032 | 5 | 1 | 0 | 48.5274
2032 | 5 | 1 | 1 | 52.1189
2032 | 5 | 1 | 2 | 51.3898
2032 | 5 | 1 | 3 | 51.1324
2032 | 5 | 1 | 4 | 51.352
2032 | 5 | 1 | 5 | 52.8083
2032 | 5 | 1 | 6 | 52.3761
2032 | 5 | 1 | 7 | 52.4739
2032 | 5 | 1 | 8 | 55.3214
2032 | 5 | 1 | 9 | 57.1337
2032 | 5 | 1 | 10 | 54.9896
2032 | 5 | 1 | 11 | 53.4506
2032 | 5 | 1 | 12 | 51.8652
2032 | 5 | 1 | 13 | 51.7519
2032 | 5 | 1 | 14 | 50.6857
2032 | 5 | 1 | 15 | 50.2046
2032 | 5 | 1 | 16 | 51.3151
2032 | 5 | 1 | 17 | 54.0498
2032 | 5 | 1 | 18 | 56.6383
2032 | 5 | 1 | 19 | 58.2485
2032 | 5 | 1 | 20 | 57.4888
2032 | 5 | 1 | 21 | 55.8017
2032 | 5 | 1 | 22 | 52.4346
2032 | 5 | 1 | 23 | 49.834
2032 | 5 | 2 | 0 | 47.8503
2032 | 5 | 2 | 1 | 50.3572
2032 | 5 | 2 | 2 | 49.5841
2032 | 5 | 2 | 3 | 49.4723
2032 | 5 | 2 | 4 | 49.7303
2032 | 5 | 2 | 5 | 51.0304
2032 | 5 | 2 | 6 | 50.1423
2032 | 5 | 2 | 7 | 49.4204
2032 | 5 | 2 | 8 | 55.4482
2032 | 5 | 2 | 9 | 61.5194
2032 | 5 | 2 | 10 | 60.804
2032 | 5 | 2 | 11 | 59.4994
2032 | 5 | 2 | 12 | 60.3684
2032 | 5 | 2 | 13 | 59.1373
2032 | 5 | 2 | 14 | 58.5527
2032 | 5 | 2 | 15 | 58.8077
2032 | 5 | 2 | 16 | 61.0613
2032 | 5 | 2 | 17 | 62.7307
2032 | 5 | 2 | 18 | 64.5123
2032 | 5 | 2 | 19 | 61.0147
2032 | 5 | 2 | 20 | 59.8739
2032 | 5 | 2 | 21 | 57.3226
2032 | 5 | 2 | 22 | 52.9115
2032 | 5 | 2 | 23 | 49.6015
2032 | 5 | 3 | 0 | 48.6698
2032 | 5 | 3 | 1 | 52.5
2032 | 5 | 3 | 2 | 52.4859
2032 | 5 | 3 | 3 | 52.8406
2032 | 5 | 3 | 4 | 53.7127
2032 | 5 | 3 | 5 | 56.6541
2032 | 5 | 3 | 6 | 60.1593
2032 | 5 | 3 | 7 | 64.2871
2032 | 5 | 3 | 8 | 70.2705
2032 | 5 | 3 | 9 | 71.372
2032 | 5 | 3 | 10 | 66.0417
2032 | 5 | 3 | 11 | 61.3408
2032 | 5 | 3 | 12 | 55.1984
2032 | 5 | 3 | 13 | 57.2532
2032 | 5 | 3 | 14 | 59.0824
2032 | 5 | 3 | 15 | 59.8682
2032 | 5 | 3 | 16 | 61.1947
2032 | 5 | 3 | 17 | 64.8588
2032 | 5 | 3 | 18 | 74.0757
2032 | 5 | 3 | 19 | 73.0394
2032 | 5 | 3 | 20 | 72.5194
2032 | 5 | 3 | 21 | 70.0836
2032 | 5 | 3 | 22 | 65.1745
2032 | 5 | 3 | 23 | 61.1185
2032 | 5 | 4 | 0 | 57.1971
2032 | 5 | 4 | 1 | 57.7597
2032 | 5 | 4 | 2 | 57.4067
2032 | 5 | 4 | 3 | 58.0276
2032 | 5 | 4 | 4 | 59.0976
2032 | 5 | 4 | 5 | 62.2859
2032 | 5 | 4 | 6 | 65.0522
2032 | 5 | 4 | 7 | 68.5708
2032 | 5 | 4 | 8 | 74.1409
2032 | 5 | 4 | 9 | 77.9077
2032 | 5 | 4 | 10 | 73.6665
2032 | 5 | 4 | 11 | 67.1296
2032 | 5 | 4 | 12 | 63.9686
2032 | 5 | 4 | 13 | 66.1147
2032 | 5 | 4 | 14 | 65.9755
2032 | 5 | 4 | 15 | 67.4675
2032 | 5 | 4 | 16 | 70.0607
2032 | 5 | 4 | 17 | 70.857
2032 | 5 | 4 | 18 | 60.5616
2032 | 5 | 4 | 19 | 69.7268
2032 | 5 | 4 | 20 | 73.5803
2032 | 5 | 4 | 21 | 72.8399
2032 | 5 | 4 | 22 | 68.4879
2032 | 5 | 4 | 23 | 63.9435
2032 | 5 | 5 | 0 | 62.8093
2032 | 5 | 5 | 1 | 59.7615
2032 | 5 | 5 | 2 | 59.5627
2032 | 5 | 5 | 3 | 59.8946
2032 | 5 | 5 | 4 | 60.6397
2032 | 5 | 5 | 5 | 63.4044
2032 | 5 | 5 | 6 | 66.0708
2032 | 5 | 5 | 7 | 68.1895
2032 | 5 | 5 | 8 | 70.5697
2032 | 5 | 5 | 9 | 72.0359
2032 | 5 | 5 | 10 | 69.0615
2032 | 5 | 5 | 11 | 63.3097
2032 | 5 | 5 | 12 | 67.1944
2032 | 5 | 5 | 13 | 67.6737
2032 | 5 | 5 | 14 | 67.5086
2032 | 5 | 5 | 15 | 67.236
2032 | 5 | 5 | 16 | 69.7494
2032 | 5 | 5 | 17 | 70.48
2032 | 5 | 5 | 18 | 71.9717
2032 | 5 | 5 | 19 | 70.4849
2032 | 5 | 5 | 20 | 70.782
2032 | 5 | 5 | 21 | 68.4331
2032 | 5 | 5 | 22 | 62.8655
2032 | 5 | 5 | 23 | 58.2584
2032 | 5 | 6 | 0 | 58.6174
2032 | 5 | 6 | 1 | 58.7912
2032 | 5 | 6 | 2 | 58.2493
2032 | 5 | 6 | 3 | 58.4521
2032 | 5 | 6 | 4 | 59.1723
2032 | 5 | 6 | 5 | 62.0972
2032 | 5 | 6 | 6 | 65.07
2032 | 5 | 6 | 7 | 68.2819
2032 | 5 | 6 | 8 | 72.3559
2032 | 5 | 6 | 9 | 74.9116
2032 | 5 | 6 | 10 | 71.454
2032 | 5 | 6 | 11 | 65.5718
2032 | 5 | 6 | 12 | 64.1942
2032 | 5 | 6 | 13 | 66.1969
2032 | 5 | 6 | 14 | 67.7691
2032 | 5 | 6 | 15 | 68.6896
2032 | 5 | 6 | 16 | 69.735
2032 | 5 | 6 | 17 | 71.1583
2032 | 5 | 6 | 18 | 61.3701
2032 | 5 | 6 | 19 | 67.7604
2032 | 5 | 6 | 20 | 70.5221
2032 | 5 | 6 | 21 | 69.7222
2032 | 5 | 6 | 22 | 65.3428
2032 | 5 | 6 | 23 | 60.9466
2032 | 5 | 7 | 0 | 59.8093
2032 | 5 | 7 | 1 | 58.6843
2032 | 5 | 7 | 2 | 58.2
2032 | 5 | 7 | 3 | 58.3886
2032 | 5 | 7 | 4 | 59.1501
2032 | 5 | 7 | 5 | 61.9818
2032 | 5 | 7 | 6 | 65.3311
2032 | 5 | 7 | 7 | 67.0777
2032 | 5 | 7 | 8 | 64.9851
2032 | 5 | 7 | 9 | 63.5169
2032 | 5 | 7 | 10 | 62.2704
2032 | 5 | 7 | 11 | 60.922
2032 | 5 | 7 | 12 | 62.3059
2032 | 5 | 7 | 13 | 63.9415
2032 | 5 | 7 | 14 | 63.5083
2032 | 5 | 7 | 15 | 63.1872
2032 | 5 | 7 | 16 | 63.7763
2032 | 5 | 7 | 17 | 64.8132
2032 | 5 | 7 | 18 | 71.1837
2032 | 5 | 7 | 19 | 71.1027
2032 | 5 | 7 | 20 | 71.6202
2032 | 5 | 7 | 21 | 70.0428
2032 | 5 | 7 | 22 | 65.7021
2032 | 5 | 7 | 23 | 61.1913
2032 | 5 | 8 | 0 | 57.3608
2032 | 5 | 8 | 1 | 55.1805
2032 | 5 | 8 | 2 | 54.1985
2032 | 5 | 8 | 3 | 53.8018
2032 | 5 | 8 | 4 | 54.0515
2032 | 5 | 8 | 5 | 55.3542
2032 | 5 | 8 | 6 | 56.0661
2032 | 5 | 8 | 7 | 56.4042
2032 | 5 | 8 | 8 | 62.5885
2032 | 5 | 8 | 9 | 68.401
2032 | 5 | 8 | 10 | 66.2059
2032 | 5 | 8 | 11 | 63.6564
2032 | 5 | 8 | 12 | 63.6545
2032 | 5 | 8 | 13 | 62.6838
2032 | 5 | 8 | 14 | 60.0945
2032 | 5 | 8 | 15 | 60.0394
2032 | 5 | 8 | 16 | 62.4139
2032 | 5 | 8 | 17 | 65.8466
2032 | 5 | 8 | 18 | 67.1638
2032 | 5 | 8 | 19 | 66.9057
2032 | 5 | 8 | 20 | 66.2119
2032 | 5 | 8 | 21 | 63.848
2032 | 5 | 8 | 22 | 59.752
2032 | 5 | 8 | 23 | 56.1627
2032 | 5 | 9 | 0 | 52.7915
2032 | 5 | 9 | 1 | 51.7773
2032 | 5 | 9 | 2 | 51.04
2032 | 5 | 9 | 3 | 51.0649
2032 | 5 | 9 | 4 | 51.3802
2032 | 5 | 9 | 5 | 52.492
2032 | 5 | 9 | 6 | 51.319
2032 | 5 | 9 | 7 | 52.7266
2032 | 5 | 9 | 8 | 62.2775
2032 | 5 | 9 | 9 | 64.875
2032 | 5 | 9 | 10 | 58.1535
2032 | 5 | 9 | 11 | 50.162
2032 | 5 | 9 | 12 | 50.836
2032 | 5 | 9 | 13 | 51.9595
2032 | 5 | 9 | 14 | 54.8295
2032 | 5 | 9 | 15 | 57.5062
2032 | 5 | 9 | 16 | 60.0595
2032 | 5 | 9 | 17 | 64.4704
2032 | 5 | 9 | 18 | 73.9859
2032 | 5 | 9 | 19 | 67.068
2032 | 5 | 9 | 20 | 65.9123
2032 | 5 | 9 | 21 | 62.7066
2032 | 5 | 9 | 22 | 57.6607
2032 | 5 | 9 | 23 | 53.7891
2032 | 5 | 10 | 0 | 52.828
2032 | 5 | 10 | 1 | 52.1472
2032 | 5 | 10 | 2 | 52.0467
2032 | 5 | 10 | 3 | 52.5043
2032 | 5 | 10 | 4 | 53.4019
2032 | 5 | 10 | 5 | 56.3552
2032 | 5 | 10 | 6 | 59.4972
2032 | 5 | 10 | 7 | 63.3934
2032 | 5 | 10 | 8 | 70.2684
2032 | 5 | 10 | 9 | 71.9151
2032 | 5 | 10 | 10 | 66.8345
2032 | 5 | 10 | 11 | 61.5653
2032 | 5 | 10 | 12 | 57.7754
2032 | 5 | 10 | 13 | 60.4737
2032 | 5 | 10 | 14 | 60.6998
2032 | 5 | 10 | 15 | 60.8756
2032 | 5 | 10 | 16 | 60.2377
2032 | 5 | 10 | 17 | 61.7725
2032 | 5 | 10 | 18 | 68.7514
2032 | 5 | 10 | 19 | 69.3976
2032 | 5 | 10 | 20 | 69.7853
2032 | 5 | 10 | 21 | 67.91
2032 | 5 | 10 | 22 | 63.1914
2032 | 5 | 10 | 23 | 58.6129
2032 | 5 | 11 | 0 | 55.6761
2032 | 5 | 11 | 1 | 53.5369
2032 | 5 | 11 | 2 | 53.0805
2032 | 5 | 11 | 3 | 53.3991
2032 | 5 | 11 | 4 | 54.1454
2032 | 5 | 11 | 5 | 56.8459
2032 | 5 | 11 | 6 | 59.132
2032 | 5 | 11 | 7 | 63.0462
2032 | 5 | 11 | 8 | 70.8468
2032 | 5 | 11 | 9 | 75.2408
2032 | 5 | 11 | 10 | 69.5527
2032 | 5 | 11 | 11 | 62.1164
2032 | 5 | 11 | 12 | 63.3031
2032 | 5 | 11 | 13 | 64.1943
2032 | 5 | 11 | 14 | 63.815
2032 | 5 | 11 | 15 | 65.3906
2032 | 5 | 11 | 16 | 70.0034
2032 | 5 | 11 | 17 | 71.546
2032 | 5 | 11 | 18 | 75.2345
2032 | 5 | 11 | 19 | 72.8366
2032 | 5 | 11 | 20 | 72.8415
2032 | 5 | 11 | 21 | 70.7079
2032 | 5 | 11 | 22 | 65.7125
2032 | 5 | 11 | 23 | 61.3254
2032 | 5 | 12 | 0 | 58.2126
2032 | 5 | 12 | 1 | 58.4056
2032 | 5 | 12 | 2 | 57.9396
2032 | 5 | 12 | 3 | 58.2203
2032 | 5 | 12 | 4 | 59.0287
2032 | 5 | 12 | 5 | 61.7573
2032 | 5 | 12 | 6 | 65.0371
2032 | 5 | 12 | 7 | 67.0572
2032 | 5 | 12 | 8 | 67.493
2032 | 5 | 12 | 9 | 66.2238
2032 | 5 | 12 | 10 | 62.654
2032 | 5 | 12 | 11 | 57.7699
2032 | 5 | 12 | 12 | 59.2593
2032 | 5 | 12 | 13 | 61.4949
2032 | 5 | 12 | 14 | 61.1501
2032 | 5 | 12 | 15 | 60.8421
2032 | 5 | 12 | 16 | 60.6272
2032 | 5 | 12 | 17 | 60.7665
2032 | 5 | 12 | 18 | 62.0033
2032 | 5 | 12 | 19 | 66.0704
2032 | 5 | 12 | 20 | 68.1418
2032 | 5 | 12 | 21 | 66.9977
2032 | 5 | 12 | 22 | 62.3204
2032 | 5 | 12 | 23 | 57.772
2032 | 5 | 13 | 0 | 59.5415
2032 | 5 | 13 | 1 | 57.0408
2032 | 5 | 13 | 2 | 56.4532
2032 | 5 | 13 | 3 | 56.6599
2032 | 5 | 13 | 4 | 57.4309
2032 | 5 | 13 | 5 | 60.2493
2032 | 5 | 13 | 6 | 64.4781
2032 | 5 | 13 | 7 | 66.8204
2032 | 5 | 13 | 8 | 68.5139
2032 | 5 | 13 | 9 | 70.3755
2032 | 5 | 13 | 10 | 68.6368
2032 | 5 | 13 | 11 | 62.508
2032 | 5 | 13 | 12 | 66.307
2032 | 5 | 13 | 13 | 67.8724
2032 | 5 | 13 | 14 | 68.3574
2032 | 5 | 13 | 15 | 70.2
2032 | 5 | 13 | 16 | 73.3568
2032 | 5 | 13 | 17 | 76.4855
2032 | 5 | 13 | 18 | 82.0196
2032 | 5 | 13 | 19 | 75.597
2032 | 5 | 13 | 20 | 74.491
2032 | 5 | 13 | 21 | 72.0815
2032 | 5 | 13 | 22 | 67.0102
2032 | 5 | 13 | 23 | 62.345
2032 | 5 | 14 | 0 | 60.9463
2032 | 5 | 14 | 1 | 58.9383
2032 | 5 | 14 | 2 | 58.179
2032 | 5 | 14 | 3 | 58.1673
2032 | 5 | 14 | 4 | 58.8081
2032 | 5 | 14 | 5 | 61.3936
2032 | 5 | 14 | 6 | 64.328
2032 | 5 | 14 | 7 | 67.9537
2032 | 5 | 14 | 8 | 72.9456
2032 | 5 | 14 | 9 | 75.1025
2032 | 5 | 14 | 10 | 70.0802
2032 | 5 | 14 | 11 | 63.6121
2032 | 5 | 14 | 12 | 63.7396
2032 | 5 | 14 | 13 | 65.4677
2032 | 5 | 14 | 14 | 65.0423
2032 | 5 | 14 | 15 | 65.8077
2032 | 5 | 14 | 16 | 68.1394
2032 | 5 | 14 | 17 | 69.6622
2032 | 5 | 14 | 18 | 68.1065
2032 | 5 | 14 | 19 | 67.5353
2032 | 5 | 14 | 20 | 68.0548
2032 | 5 | 14 | 21 | 66.6399
2032 | 5 | 14 | 22 | 62.5027
2032 | 5 | 14 | 23 | 58.0562
2032 | 5 | 15 | 0 | 59.2784
2032 | 5 | 15 | 1 | 57.2448
2032 | 5 | 15 | 2 | 56.5447
2032 | 5 | 15 | 3 | 56.3732
2032 | 5 | 15 | 4 | 56.7894
2032 | 5 | 15 | 5 | 58.161
2032 | 5 | 15 | 6 | 59.15
2032 | 5 | 15 | 7 | 58.6907
2032 | 5 | 15 | 8 | 59.3857
2032 | 5 | 15 | 9 | 59.6208
2032 | 5 | 15 | 10 | 58.2681
2032 | 5 | 15 | 11 | 56.2065
2032 | 5 | 15 | 12 | 58.1015
2032 | 5 | 15 | 13 | 58.6041
2032 | 5 | 15 | 14 | 56.11
2032 | 5 | 15 | 15 | 57.0889
2032 | 5 | 15 | 16 | 61.0874
2032 | 5 | 15 | 17 | 65.5917
2032 | 5 | 15 | 18 | 67.0461
2032 | 5 | 15 | 19 | 66.2301
2032 | 5 | 15 | 20 | 65.469
2032 | 5 | 15 | 21 | 63.8405
2032 | 5 | 15 | 22 | 60.3768
2032 | 5 | 15 | 23 | 57.0254
2032 | 5 | 16 | 0 | 54.2453
2032 | 5 | 16 | 1 | 54.9206
2032 | 5 | 16 | 2 | 54.1186
2032 | 5 | 16 | 3 | 53.9351
2032 | 5 | 16 | 4 | 54.2961
2032 | 5 | 16 | 5 | 55.4126
2032 | 5 | 16 | 6 | 54.971
2032 | 5 | 16 | 7 | 55.478
2032 | 5 | 16 | 8 | 62.8952
2032 | 5 | 16 | 9 | 65.5169
2032 | 5 | 16 | 10 | 59.9596
2032 | 5 | 16 | 11 | 53.7936
2032 | 5 | 16 | 12 | 56.1253
2032 | 5 | 16 | 13 | 57.3764
2032 | 5 | 16 | 14 | 56.3935
2032 | 5 | 16 | 15 | 57.8418
2032 | 5 | 16 | 16 | 61.7586
2032 | 5 | 16 | 17 | 66.5226
2032 | 5 | 16 | 18 | 67.0713
2032 | 5 | 16 | 19 | 65.7317
2032 | 5 | 16 | 20 | 65.5257
2032 | 5 | 16 | 21 | 63.6098
2032 | 5 | 16 | 22 | 59.1956
2032 | 5 | 16 | 23 | 55.2624
2032 | 5 | 17 | 0 | 53.8314
2032 | 5 | 17 | 1 | 52.617
2032 | 5 | 17 | 2 | 52.5013
2032 | 5 | 17 | 3 | 52.9107
2032 | 5 | 17 | 4 | 53.8264
2032 | 5 | 17 | 5 | 56.5732
2032 | 5 | 17 | 6 | 61.5287
2032 | 5 | 17 | 7 | 64.1015
2032 | 5 | 17 | 8 | 66.1815
2032 | 5 | 17 | 9 | 66.9199
2032 | 5 | 17 | 10 | 65.7341
2032 | 5 | 17 | 11 | 62.5683
2032 | 5 | 17 | 12 | 61.0474
2032 | 5 | 17 | 13 | 63.1739
2032 | 5 | 17 | 14 | 62.1857
2032 | 5 | 17 | 15 | 63.3824
2032 | 5 | 17 | 16 | 64.8908
2032 | 5 | 17 | 17 | 67.493
2032 | 5 | 17 | 18 | 66.8801
2032 | 5 | 17 | 19 | 69.139
2032 | 5 | 17 | 20 | 70.2411
2032 | 5 | 17 | 21 | 68.765
2032 | 5 | 17 | 22 | 63.9766
2032 | 5 | 17 | 23 | 59.1886
2032 | 5 | 18 | 0 | 56.8743
2032 | 5 | 18 | 1 | 54.4799
2032 | 5 | 18 | 2 | 53.9944
2032 | 5 | 18 | 3 | 54.2776
2032 | 5 | 18 | 4 | 55.1316
2032 | 5 | 18 | 5 | 57.6717
2032 | 5 | 18 | 6 | 61.109
2032 | 5 | 18 | 7 | 62.4157
2032 | 5 | 18 | 8 | 59.5123
2032 | 5 | 18 | 9 | 57.863
2032 | 5 | 18 | 10 | 58.8178
2032 | 5 | 18 | 11 | 58.3453
2032 | 5 | 18 | 12 | 61.0337
2032 | 5 | 18 | 13 | 63.0624
2032 | 5 | 18 | 14 | 63.0394
2032 | 5 | 18 | 15 | 63.2219
2032 | 5 | 18 | 16 | 61.5582
2032 | 5 | 18 | 17 | 60.4424
2032 | 5 | 18 | 18 | 63.7444
2032 | 5 | 18 | 19 | 66.9934
2032 | 5 | 18 | 20 | 68.4204
2032 | 5 | 18 | 21 | 67.1929
2032 | 5 | 18 | 22 | 62.5054
2032 | 5 | 18 | 23 | 57.618
2032 | 5 | 19 | 0 | 56.2231
2032 | 5 | 19 | 1 | 53.1118
2032 | 5 | 19 | 2 | 52.5193
2032 | 5 | 19 | 3 | 52.5617
2032 | 5 | 19 | 4 | 53.2438
2032 | 5 | 19 | 5 | 55.5554
2032 | 5 | 19 | 6 | 59.3178
2032 | 5 | 19 | 7 | 61.107
2032 | 5 | 19 | 8 | 61.0398
2032 | 5 | 19 | 9 | 60.7815
2032 | 5 | 19 | 10 | 60.8559
2032 | 5 | 19 | 11 | 58.8247
2032 | 5 | 19 | 12 | 60.8068
2032 | 5 | 19 | 13 | 63.0368
2032 | 5 | 19 | 14 | 63.3551
2032 | 5 | 19 | 15 | 62.7274
2032 | 5 | 19 | 16 | 61.3652
2032 | 5 | 19 | 17 | 61.9385
2032 | 5 | 19 | 18 | 61.5465
2032 | 5 | 19 | 19 | 65.7063
2032 | 5 | 19 | 20 | 67.2725
2032 | 5 | 19 | 21 | 66.3661
2032 | 5 | 19 | 22 | 61.532
2032 | 5 | 19 | 23 | 56.6733
2032 | 5 | 20 | 0 | 55.9328
2032 | 5 | 20 | 1 | 53.4021
2032 | 5 | 20 | 2 | 52.8338
2032 | 5 | 20 | 3 | 52.9421
2032 | 5 | 20 | 4 | 53.741
2032 | 5 | 20 | 5 | 56.1722
2032 | 5 | 20 | 6 | 58.5551
2032 | 5 | 20 | 7 | 60.1599
2032 | 5 | 20 | 8 | 59.7824
2032 | 5 | 20 | 9 | 59.9865
2032 | 5 | 20 | 10 | 59.7338
2032 | 5 | 20 | 11 | 58.3189
2032 | 5 | 20 | 12 | 63.7711
2032 | 5 | 20 | 13 | 66.1877
2032 | 5 | 20 | 14 | 65.9722
2032 | 5 | 20 | 15 | 65.797
2032 | 5 | 20 | 16 | 64.5067
2032 | 5 | 20 | 17 | 64.4528
2032 | 5 | 20 | 18 | 62.5844
2032 | 5 | 20 | 19 | 66.814
2032 | 5 | 20 | 20 | 68.5713
2032 | 5 | 20 | 21 | 67.708
2032 | 5 | 20 | 22 | 63.1793
2032 | 5 | 20 | 23 | 58.001
2032 | 5 | 21 | 0 | 56.5105
2032 | 5 | 21 | 1 | 51.6605
2032 | 5 | 21 | 2 | 50.9961
2032 | 5 | 21 | 3 | 50.9478
2032 | 5 | 21 | 4 | 51.5968
2032 | 5 | 21 | 5 | 53.7982
2032 | 5 | 21 | 6 | 57.2769
2032 | 5 | 21 | 7 | 58.3731
2032 | 5 | 21 | 8 | 57.0254
2032 | 5 | 21 | 9 | 58.0301
2032 | 5 | 21 | 10 | 59.0596
2032 | 5 | 21 | 11 | 58.0092
2032 | 5 | 21 | 12 | 61.3043
2032 | 5 | 21 | 13 | 63.3011
2032 | 5 | 21 | 14 | 62.1825
2032 | 5 | 21 | 15 | 60.8999
2032 | 5 | 21 | 16 | 60.1874
2032 | 5 | 21 | 17 | 59.4041
2032 | 5 | 21 | 18 | 62.0883
2032 | 5 | 21 | 19 | 65.6658
2032 | 5 | 21 | 20 | 67.1654
2032 | 5 | 21 | 21 | 66.3527
2032 | 5 | 21 | 22 | 62.1602
2032 | 5 | 21 | 23 | 57.0451
2032 | 5 | 22 | 0 | 53.8904
2032 | 5 | 22 | 1 | 50.4769
2032 | 5 | 22 | 2 | 49.5444
2032 | 5 | 22 | 3 | 49.2534
2032 | 5 | 22 | 4 | 49.5179
2032 | 5 | 22 | 5 | 50.3
2032 | 5 | 22 | 6 | 50.3224
2032 | 5 | 22 | 7 | 51.7121
2032 | 5 | 22 | 8 | 58.7947
2032 | 5 | 22 | 9 | 61.8675
2032 | 5 | 22 | 10 | 56.8963
2032 | 5 | 22 | 11 | 48.6538
2032 | 5 | 22 | 12 | 46.9282
2032 | 5 | 22 | 13 | 48.7275
2032 | 5 | 22 | 14 | 50.5519
2032 | 5 | 22 | 15 | 52.4893
2032 | 5 | 22 | 16 | 53.7855
2032 | 5 | 22 | 17 | 55.1889
2032 | 5 | 22 | 18 | 53.8239
2032 | 5 | 22 | 19 | 59.3087
2032 | 5 | 22 | 20 | 61.2437
2032 | 5 | 22 | 21 | 60.38
2032 | 5 | 22 | 22 | 57.1394
2032 | 5 | 22 | 23 | 53.6688
2032 | 5 | 23 | 0 | 53.7783
2032 | 5 | 23 | 1 | 54.185
2032 | 5 | 23 | 2 | 53.3169
2032 | 5 | 23 | 3 | 52.9163
2032 | 5 | 23 | 4 | 53.2729
2032 | 5 | 23 | 5 | 54.0534
2032 | 5 | 23 | 6 | 54.6244
2032 | 5 | 23 | 7 | 52.2949
2032 | 5 | 23 | 8 | 48.7382
2032 | 5 | 23 | 9 | 43.537
2032 | 5 | 23 | 10 | 41.6834
2032 | 5 | 23 | 11 | 37.6581
2032 | 5 | 23 | 12 | 42.625
2032 | 5 | 23 | 13 | 45.6388
2032 | 5 | 23 | 14 | 43.6206
2032 | 5 | 23 | 15 | 43.2652
2032 | 5 | 23 | 16 | 44.9226
2032 | 5 | 23 | 17 | 46.9035
2032 | 5 | 23 | 18 | 51.2677
2032 | 5 | 23 | 19 | 59.7282
2032 | 5 | 23 | 20 | 62.8432
2032 | 5 | 23 | 21 | 62.5199
2032 | 5 | 23 | 22 | 59.07
2032 | 5 | 23 | 23 | 55.3616
2032 | 5 | 24 | 0 | 53.9907
2032 | 5 | 24 | 1 | 54.9003
2032 | 5 | 24 | 2 | 53.7257
2032 | 5 | 24 | 3 | 53.5727
2032 | 5 | 24 | 4 | 53.8035
2032 | 5 | 24 | 5 | 54.5975
2032 | 5 | 24 | 6 | 53.7861
2032 | 5 | 24 | 7 | 51.745
2032 | 5 | 24 | 8 | 53.3813
2032 | 5 | 24 | 9 | 54.1801
2032 | 5 | 24 | 10 | 56.5409
2032 | 5 | 24 | 11 | 56.0454
2032 | 5 | 24 | 12 | 55.446
2032 | 5 | 24 | 13 | 56.4857
2032 | 5 | 24 | 14 | 59.0538
2032 | 5 | 24 | 15 | 57.5024
2032 | 5 | 24 | 16 | 54.4028
2032 | 5 | 24 | 17 | 52.578
2032 | 5 | 24 | 18 | 61.1904
2032 | 5 | 24 | 19 | 63.8467
2032 | 5 | 24 | 20 | 64.5317
2032 | 5 | 24 | 21 | 63.3091
2032 | 5 | 24 | 22 | 58.4509
2032 | 5 | 24 | 23 | 54.4392
2032 | 5 | 25 | 0 | 54.8394
2032 | 5 | 25 | 1 | 52.8402
2032 | 5 | 25 | 2 | 52.2559
2032 | 5 | 25 | 3 | 52.4336
2032 | 5 | 25 | 4 | 53.1922
2032 | 5 | 25 | 5 | 55.4602
2032 | 5 | 25 | 6 | 57.4584
2032 | 5 | 25 | 7 | 58.7138
2032 | 5 | 25 | 8 | 56.2464
2032 | 5 | 25 | 9 | 53.6451
2032 | 5 | 25 | 10 | 55.5278
2032 | 5 | 25 | 11 | 56.2834
2032 | 5 | 25 | 12 | 61.0994
2032 | 5 | 25 | 13 | 62.9315
2032 | 5 | 25 | 14 | 63.0714
2032 | 5 | 25 | 15 | 62.7604
2032 | 5 | 25 | 16 | 57.723
2032 | 5 | 25 | 17 | 54.7556
2032 | 5 | 25 | 18 | 62.0655
2032 | 5 | 25 | 19 | 67.0292
2032 | 5 | 25 | 20 | 67.548
2032 | 5 | 25 | 21 | 66.4719
2032 | 5 | 25 | 22 | 62.0966
2032 | 5 | 25 | 23 | 57.2701
2032 | 5 | 26 | 0 | 55.3851
2032 | 5 | 26 | 1 | 58.5155
2032 | 5 | 26 | 2 | 57.5502
2032 | 5 | 26 | 3 | 57.4141
2032 | 5 | 26 | 4 | 57.9911
2032 | 5 | 26 | 5 | 59.8781
2032 | 5 | 26 | 6 | 62.6586
2032 | 5 | 26 | 7 | 66.1803
2032 | 5 | 26 | 8 | 70.4168
2032 | 5 | 26 | 9 | 71.0529
2032 | 5 | 26 | 10 | 68.1905
2032 | 5 | 26 | 11 | 64.7697
2032 | 5 | 26 | 12 | 67.2617
2032 | 5 | 26 | 13 | 70.3154
2032 | 5 | 26 | 14 | 70.0489
2032 | 5 | 26 | 15 | 69.8424
2032 | 5 | 26 | 16 | 69.7371
2032 | 5 | 26 | 17 | 73.1971
2032 | 5 | 26 | 18 | 75.8635
2032 | 5 | 26 | 19 | 78.9768
2032 | 5 | 26 | 20 | 78.9623
2032 | 5 | 26 | 21 | 77.511
2032 | 5 | 26 | 22 | 72.4759
2032 | 5 | 26 | 23 | 66.5322
2032 | 5 | 27 | 0 | 64.1048
2032 | 5 | 27 | 1 | 56.8051
2032 | 5 | 27 | 2 | 55.7065
2032 | 5 | 27 | 3 | 55.3949
2032 | 5 | 27 | 4 | 55.6604
2032 | 5 | 27 | 5 | 57.8859
2032 | 5 | 27 | 6 | 61.5759
2032 | 5 | 27 | 7 | 63.5087
2032 | 5 | 27 | 8 | 65.4563
2032 | 5 | 27 | 9 | 67.0071
2032 | 5 | 27 | 10 | 66.4534
2032 | 5 | 27 | 11 | 63.698
2032 | 5 | 27 | 12 | 64.9432
2032 | 5 | 27 | 13 | 66.2541
2032 | 5 | 27 | 14 | 65.9308
2032 | 5 | 27 | 15 | 64.8528
2032 | 5 | 27 | 16 | 61.233
2032 | 5 | 27 | 17 | 57.6646
2032 | 5 | 27 | 18 | 64.5425
2032 | 5 | 27 | 19 | 64.224
2032 | 5 | 27 | 20 | 64.4933
2032 | 5 | 27 | 21 | 63.6914
2032 | 5 | 27 | 22 | 60.2414
2032 | 5 | 27 | 23 | 55.8566
2032 | 5 | 28 | 0 | 54.9024
2032 | 5 | 28 | 1 | 54.4713
2032 | 5 | 28 | 2 | 53.5298
2032 | 5 | 28 | 3 | 53.4569
2032 | 5 | 28 | 4 | 53.9847
2032 | 5 | 28 | 5 | 55.8235
2032 | 5 | 28 | 6 | 58.6184
2032 | 5 | 28 | 7 | 61.5729
2032 | 5 | 28 | 8 | 67.9722
2032 | 5 | 28 | 9 | 71.8563
2032 | 5 | 28 | 10 | 64.4654
2032 | 5 | 28 | 11 | 56.6288
2032 | 5 | 28 | 12 | 52.4991
2032 | 5 | 28 | 13 | 55.4487
2032 | 5 | 28 | 14 | 53.8169
2032 | 5 | 28 | 15 | 53.4652
2032 | 5 | 28 | 16 | 55.289
2032 | 5 | 28 | 17 | 55.8264
2032 | 5 | 28 | 18 | 54.8592
2032 | 5 | 28 | 19 | 63.741
2032 | 5 | 28 | 20 | 67.1821
2032 | 5 | 28 | 21 | 67.6416
2032 | 5 | 28 | 22 | 64.4971
2032 | 5 | 28 | 23 | 60.0681
2032 | 5 | 29 | 0 | 57.6642
2032 | 5 | 29 | 1 | 58.1214
2032 | 5 | 29 | 2 | 56.9275
2032 | 5 | 29 | 3 | 56.1249
2032 | 5 | 29 | 4 | 56.2478
2032 | 5 | 29 | 5 | 57.0068
2032 | 5 | 29 | 6 | 57.641
2032 | 5 | 29 | 7 | 56.8609
2032 | 5 | 29 | 8 | 54.9245
2032 | 5 | 29 | 9 | 50.7363
2032 | 5 | 29 | 10 | 48.8794
2032 | 5 | 29 | 11 | 49.47
2032 | 5 | 29 | 12 | 51.4698
2032 | 5 | 29 | 13 | 53.3421
2032 | 5 | 29 | 14 | 49.3262
2032 | 5 | 29 | 15 | 50.7935
2032 | 5 | 29 | 16 | 52.357
2032 | 5 | 29 | 17 | 56.8966
2032 | 5 | 29 | 18 | 68.9656
2032 | 5 | 29 | 19 | 68.0588
2032 | 5 | 29 | 20 | 67.3881
2032 | 5 | 29 | 21 | 65.8951
2032 | 5 | 29 | 22 | 62.5337
2032 | 5 | 29 | 23 | 58.6265
2032 | 5 | 30 | 0 | 55.9315
2032 | 5 | 30 | 1 | 52.9743
2032 | 5 | 30 | 2 | 51.8924
2032 | 5 | 30 | 3 | 51.2333
2032 | 5 | 30 | 4 | 51.4645
2032 | 5 | 30 | 5 | 52.0634
2032 | 5 | 30 | 6 | 51.6262
2032 | 5 | 30 | 7 | 51.3053
2032 | 5 | 30 | 8 | 58.9729
2032 | 5 | 30 | 9 | 62.653
2032 | 5 | 30 | 10 | 60.351
2032 | 5 | 30 | 11 | 57.4456
2032 | 5 | 30 | 12 | 60.5415
2032 | 5 | 30 | 13 | 60.7961
2032 | 5 | 30 | 14 | 57.5762
2032 | 5 | 30 | 15 | 56.6308
2032 | 5 | 30 | 16 | 58.0136
2032 | 5 | 30 | 17 | 58.3939
2032 | 5 | 30 | 18 | 64.5697
2032 | 5 | 30 | 19 | 65.079
2032 | 5 | 30 | 20 | 64.3257
2032 | 5 | 30 | 21 | 63.201
2032 | 5 | 30 | 22 | 59.4862
2032 | 5 | 30 | 23 | 55.2792
2032 | 5 | 31 | 0 | 50.4978
2032 | 5 | 31 | 1 | 48.6947
2032 | 5 | 31 | 2 | 48.4615
2032 | 5 | 31 | 3 | 48.6945
2032 | 5 | 31 | 4 | 49.5383
2032 | 5 | 31 | 5 | 51.8303
2032 | 5 | 31 | 6 | 55.0143
2032 | 5 | 31 | 7 | 56.7144
2032 | 5 | 31 | 8 | 56.2852
2032 | 5 | 31 | 9 | 55.383
2032 | 5 | 31 | 10 | 57.6784
2032 | 5 | 31 | 11 | 58.0313
2032 | 5 | 31 | 12 | 58.8666
2032 | 5 | 31 | 13 | 61.3031
2032 | 5 | 31 | 14 | 61.5208
2032 | 5 | 31 | 15 | 60.6779
2032 | 5 | 31 | 16 | 53.8396
2032 | 5 | 31 | 17 | 51.2636
2032 | 5 | 31 | 18 | 62.7146
2032 | 5 | 31 | 19 | 68.5983
2032 | 5 | 31 | 20 | 68.9234
2032 | 5 | 31 | 21 | 67.5444
2032 | 5 | 31 | 22 | 62.8136
2032 | 5 | 31 | 23 | 57.6432
2032 | 6 | 1 | 0 | 53.7444
2032 | 6 | 1 | 1 | 57.2497
2032 | 6 | 1 | 2 | 56.4303
2032 | 6 | 1 | 3 | 56.422
2032 | 6 | 1 | 4 | 57.0371
2032 | 6 | 1 | 5 | 58.9763
2032 | 6 | 1 | 6 | 61.8907
2032 | 6 | 1 | 7 | 65.7362
2032 | 6 | 1 | 8 | 70.1976
2032 | 6 | 1 | 9 | 68.6435
2032 | 6 | 1 | 10 | 63.5144
2032 | 6 | 1 | 11 | 57.459
2032 | 6 | 1 | 12 | 59.6608
2032 | 6 | 1 | 13 | 62.1553
2032 | 6 | 1 | 14 | 61.5708
2032 | 6 | 1 | 15 | 62.2532
2032 | 6 | 1 | 16 | 64.4941
2032 | 6 | 1 | 17 | 67.4376
2032 | 6 | 1 | 18 | 76.6796
2032 | 6 | 1 | 19 | 74.687
2032 | 6 | 1 | 20 | 74.6189
2032 | 6 | 1 | 21 | 72.6376
2032 | 6 | 1 | 22 | 68.3466
2032 | 6 | 1 | 23 | 63.1425
2032 | 6 | 2 | 0 | 61.1303
2032 | 6 | 2 | 1 | 58.555
2032 | 6 | 2 | 2 | 57.7416
2032 | 6 | 2 | 3 | 57.6826
2032 | 6 | 2 | 4 | 58.1852
2032 | 6 | 2 | 5 | 60.0901
2032 | 6 | 2 | 6 | 62.0359
2032 | 6 | 2 | 7 | 63.6527
2032 | 6 | 2 | 8 | 64.5683
2032 | 6 | 2 | 9 | 63.3287
2032 | 6 | 2 | 10 | 63.9683
2032 | 6 | 2 | 11 | 61.6208
2032 | 6 | 2 | 12 | 64.791
2032 | 6 | 2 | 13 | 66.8268
2032 | 6 | 2 | 14 | 65.513
2032 | 6 | 2 | 15 | 63.6039
2032 | 6 | 2 | 16 | 62.8937
2032 | 6 | 2 | 17 | 63.8796
2032 | 6 | 2 | 18 | 70.2623
2032 | 6 | 2 | 19 | 74.2206
2032 | 6 | 2 | 20 | 74.0195
2032 | 6 | 2 | 21 | 72.6265
2032 | 6 | 2 | 22 | 68.2203
2032 | 6 | 2 | 23 | 62.7339
2032 | 6 | 3 | 0 | 60.9145
2032 | 6 | 3 | 1 | 57.72
2032 | 6 | 3 | 2 | 56.745
2032 | 6 | 3 | 3 | 56.4314
2032 | 6 | 3 | 4 | 56.8376
2032 | 6 | 3 | 5 | 58.7553
2032 | 6 | 3 | 6 | 60.1617
2032 | 6 | 3 | 7 | 63.9365
2032 | 6 | 3 | 8 | 69.6049
2032 | 6 | 3 | 9 | 68.6285
2032 | 6 | 3 | 10 | 63.3801
2032 | 6 | 3 | 11 | 56.6616
2032 | 6 | 3 | 12 | 60.5697
2032 | 6 | 3 | 13 | 61.8491
2032 | 6 | 3 | 14 | 62.2595
2032 | 6 | 3 | 15 | 61.6545
2032 | 6 | 3 | 16 | 63.3564
2032 | 6 | 3 | 17 | 66.059
2032 | 6 | 3 | 18 | 75.1014
2032 | 6 | 3 | 19 | 73.9707
2032 | 6 | 3 | 20 | 73.4462
2032 | 6 | 3 | 21 | 71.9745
2032 | 6 | 3 | 22 | 67.9251
2032 | 6 | 3 | 23 | 63.0785
2032 | 6 | 4 | 0 | 61.2647
2032 | 6 | 4 | 1 | 57.9935
2032 | 6 | 4 | 2 | 57.0456
2032 | 6 | 4 | 3 | 56.9752
2032 | 6 | 4 | 4 | 57.4482
2032 | 6 | 4 | 5 | 59.3067
2032 | 6 | 4 | 6 | 60.7815
2032 | 6 | 4 | 7 | 61.7807
2032 | 6 | 4 | 8 | 58.3147
2032 | 6 | 4 | 9 | 54.9056
2032 | 6 | 4 | 10 | 56.7744
2032 | 6 | 4 | 11 | 56.3366
2032 | 6 | 4 | 12 | 58.0331
2032 | 6 | 4 | 13 | 60.9473
2032 | 6 | 4 | 14 | 59.9808
2032 | 6 | 4 | 15 | 57.7673
2032 | 6 | 4 | 16 | 54.5458
2032 | 6 | 4 | 17 | 54.861
2032 | 6 | 4 | 18 | 65.7482
2032 | 6 | 4 | 19 | 72.7073
2032 | 6 | 4 | 20 | 72.7568
2032 | 6 | 4 | 21 | 71.6546
2032 | 6 | 4 | 22 | 67.7327
2032 | 6 | 4 | 23 | 62.1108
2032 | 6 | 5 | 0 | 58.6225
2032 | 6 | 5 | 1 | 56.046
2032 | 6 | 5 | 2 | 54.6111
2032 | 6 | 5 | 3 | 53.8265
2032 | 6 | 5 | 4 | 53.8383
2032 | 6 | 5 | 5 | 54.0228
2032 | 6 | 5 | 6 | 52.5825
2032 | 6 | 5 | 7 | 51.8831
2032 | 6 | 5 | 8 | 52.7865
2032 | 6 | 5 | 9 | 49.8252
2032 | 6 | 5 | 10 | 49.137
2032 | 6 | 5 | 11 | 49.0682
2032 | 6 | 5 | 12 | 53.9851
2032 | 6 | 5 | 13 | 53.9452
2032 | 6 | 5 | 14 | 52.1435
2032 | 6 | 5 | 15 | 52.8394
2032 | 6 | 5 | 16 | 53.7878
2032 | 6 | 5 | 17 | 57.0308
2032 | 6 | 5 | 18 | 70.1261
2032 | 6 | 5 | 19 | 66.1505
2032 | 6 | 5 | 20 | 64.8663
2032 | 6 | 5 | 21 | 63.2921
2032 | 6 | 5 | 22 | 60.6022
2032 | 6 | 5 | 23 | 57.1839
2032 | 6 | 6 | 0 | 57.7704
2032 | 6 | 6 | 1 | 57.2329
2032 | 6 | 6 | 2 | 55.6577
2032 | 6 | 6 | 3 | 54.9078
2032 | 6 | 6 | 4 | 54.7394
2032 | 6 | 6 | 5 | 54.7042
2032 | 6 | 6 | 6 | 53.9896
2032 | 6 | 6 | 7 | 54.4622
2032 | 6 | 6 | 8 | 61.063
2032 | 6 | 6 | 9 | 61.8687
2032 | 6 | 6 | 10 | 58.9725
2032 | 6 | 6 | 11 | 54.5213
2032 | 6 | 6 | 12 | 53.8914
2032 | 6 | 6 | 13 | 54.5003
2032 | 6 | 6 | 14 | 55.7993
2032 | 6 | 6 | 15 | 58.3085
2032 | 6 | 6 | 16 | 62.6095
2032 | 6 | 6 | 17 | 70.3738
2032 | 6 | 6 | 18 | 83.9954
2032 | 6 | 6 | 19 | 80.4731
2032 | 6 | 6 | 20 | 78.3821
2032 | 6 | 6 | 21 | 75.4696
2032 | 6 | 6 | 22 | 70.3896
2032 | 6 | 6 | 23 | 64.8816
2032 | 6 | 7 | 0 | 62.1697
2032 | 6 | 7 | 1 | 63.4399
2032 | 6 | 7 | 2 | 62.2251
2032 | 6 | 7 | 3 | 61.793
2032 | 6 | 7 | 4 | 62.0142
2032 | 6 | 7 | 5 | 63.7663
2032 | 6 | 7 | 6 | 65.5201
2032 | 6 | 7 | 7 | 67.6956
2032 | 6 | 7 | 8 | 66.8007
2032 | 6 | 7 | 9 | 62.5912
2032 | 6 | 7 | 10 | 62.4249
2032 | 6 | 7 | 11 | 62.4657
2032 | 6 | 7 | 12 | 67.628
2032 | 6 | 7 | 13 | 69.3203
2032 | 6 | 7 | 14 | 68.5944
2032 | 6 | 7 | 15 | 68.4891
2032 | 6 | 7 | 16 | 74.2843
2032 | 6 | 7 | 17 | 81.5132
2032 | 6 | 7 | 18 | 92.1989
2032 | 6 | 7 | 19 | 91.5047
2032 | 6 | 7 | 20 | 89.7869
2032 | 6 | 7 | 21 | 86.8578
2032 | 6 | 7 | 22 | 81.0007
2032 | 6 | 7 | 23 | 74.1152
2032 | 6 | 8 | 0 | 70.1678
2032 | 6 | 8 | 1 | 66.7965
2032 | 6 | 8 | 2 | 65.07
2032 | 6 | 8 | 3 | 64.4872
2032 | 6 | 8 | 4 | 64.5665
2032 | 6 | 8 | 5 | 66.0464
2032 | 6 | 8 | 6 | 67.4571
2032 | 6 | 8 | 7 | 69.3238
2032 | 6 | 8 | 8 | 66.5316
2032 | 6 | 8 | 9 | 61.0574
2032 | 6 | 8 | 10 | 58.681
2032 | 6 | 8 | 11 | 58.1513
2032 | 6 | 8 | 12 | 61.6616
2032 | 6 | 8 | 13 | 64.0274
2032 | 6 | 8 | 14 | 64.5492
2032 | 6 | 8 | 15 | 64.4942
2032 | 6 | 8 | 16 | 65.5223
2032 | 6 | 8 | 17 | 71.1679
2032 | 6 | 8 | 18 | 82.6237
2032 | 6 | 8 | 19 | 84.5178
2032 | 6 | 8 | 20 | 83.1528
2032 | 6 | 8 | 21 | 80.6982
2032 | 6 | 8 | 22 | 75.6181
2032 | 6 | 8 | 23 | 69.5978
2032 | 6 | 9 | 0 | 68.6559
2032 | 6 | 9 | 1 | 67.9953
2032 | 6 | 9 | 2 | 66.3374
2032 | 6 | 9 | 3 | 65.6685
2032 | 6 | 9 | 4 | 65.7837
2032 | 6 | 9 | 5 | 67.0637
2032 | 6 | 9 | 6 | 68.8419
2032 | 6 | 9 | 7 | 70.8487
2032 | 6 | 9 | 8 | 70.6942
2032 | 6 | 9 | 9 | 67.8791
2032 | 6 | 9 | 10 | 66.6522
2032 | 6 | 9 | 11 | 64.9464
2032 | 6 | 9 | 12 | 64.2366
2032 | 6 | 9 | 13 | 67.8788
2032 | 6 | 9 | 14 | 68.2183
2032 | 6 | 9 | 15 | 67.6664
2032 | 6 | 9 | 16 | 68.67
2032 | 6 | 9 | 17 | 77.9159
2032 | 6 | 9 | 18 | 90.5189
2032 | 6 | 9 | 19 | 92.2641
2032 | 6 | 9 | 20 | 90.7859
2032 | 6 | 9 | 21 | 88.1826
2032 | 6 | 9 | 22 | 82.3664
2032 | 6 | 9 | 23 | 75.3714
2032 | 6 | 10 | 0 | 70.898
2032 | 6 | 10 | 1 | 70.6563
2032 | 6 | 10 | 2 | 68.8355
2032 | 6 | 10 | 3 | 67.9433
2032 | 6 | 10 | 4 | 67.9427
2032 | 6 | 10 | 5 | 69.3532
2032 | 6 | 10 | 6 | 71.6621
2032 | 6 | 10 | 7 | 74.0617
2032 | 6 | 10 | 8 | 74.0656
2032 | 6 | 10 | 9 | 71.2828
2032 | 6 | 10 | 10 | 70.1762
2032 | 6 | 10 | 11 | 68.4538
2032 | 6 | 10 | 12 | 71.5014
2032 | 6 | 10 | 13 | 73.8747
2032 | 6 | 10 | 14 | 73.8212
2032 | 6 | 10 | 15 | 74.3472
2032 | 6 | 10 | 16 | 80.4446
2032 | 6 | 10 | 17 | 89.8819
2032 | 6 | 10 | 18 | 94.0579
2032 | 6 | 10 | 19 | 93.9259
2032 | 6 | 10 | 20 | 91.8674
2032 | 6 | 10 | 21 | 89.3808
2032 | 6 | 10 | 22 | 84.2336
2032 | 6 | 10 | 23 | 77.4637
2032 | 6 | 11 | 0 | 74.3592
2032 | 6 | 11 | 1 | 72.371
2032 | 6 | 11 | 2 | 70.2928
2032 | 6 | 11 | 3 | 69.2894
2032 | 6 | 11 | 4 | 69.0443
2032 | 6 | 11 | 5 | 70.3854
2032 | 6 | 11 | 6 | 72.614
2032 | 6 | 11 | 7 | 75.7206
2032 | 6 | 11 | 8 | 76.7483
2032 | 6 | 11 | 9 | 74.2007
2032 | 6 | 11 | 10 | 70.8991
2032 | 6 | 11 | 11 | 67.4345
2032 | 6 | 11 | 12 | 69.2457
2032 | 6 | 11 | 13 | 70.996
2032 | 6 | 11 | 14 | 70.4107
2032 | 6 | 11 | 15 | 70.0225
2032 | 6 | 11 | 16 | 74.9687
2032 | 6 | 11 | 17 | 81.3797
2032 | 6 | 11 | 18 | 89.6908
2032 | 6 | 11 | 19 | 86.7801
2032 | 6 | 11 | 20 | 84.781
2032 | 6 | 11 | 21 | 82.7277
2032 | 6 | 11 | 22 | 78.6538
2032 | 6 | 11 | 23 | 72.8514
2032 | 6 | 12 | 0 | 71.4866
2032 | 6 | 12 | 1 | 66.5124
2032 | 6 | 12 | 2 | 64.2859
2032 | 6 | 12 | 3 | 62.8053
2032 | 6 | 12 | 4 | 62.219
2032 | 6 | 12 | 5 | 62.2256
2032 | 6 | 12 | 6 | 61.57
2032 | 6 | 12 | 7 | 62.736
2032 | 6 | 12 | 8 | 65.5606
2032 | 6 | 12 | 9 | 62.5983
2032 | 6 | 12 | 10 | 56.7848
2032 | 6 | 12 | 11 | 52.4578
2032 | 6 | 12 | 12 | 51.6594
2032 | 6 | 12 | 13 | 53.4915
2032 | 6 | 12 | 14 | 53.1319
2032 | 6 | 12 | 15 | 51.4496
2032 | 6 | 12 | 16 | 49.7263
2032 | 6 | 12 | 17 | 55.4873
2032 | 6 | 12 | 18 | 65.0446
2032 | 6 | 12 | 19 | 71.6835
2032 | 6 | 12 | 20 | 71.6329
2032 | 6 | 12 | 21 | 70.2452
2032 | 6 | 12 | 22 | 66.7903
2032 | 6 | 12 | 23 | 62.4637
2032 | 6 | 13 | 0 | 60.8329
2032 | 6 | 13 | 1 | 59.0555
2032 | 6 | 13 | 2 | 57.5088
2032 | 6 | 13 | 3 | 56.6167
2032 | 6 | 13 | 4 | 56.6466
2032 | 6 | 13 | 5 | 56.9514
2032 | 6 | 13 | 6 | 56.6284
2032 | 6 | 13 | 7 | 55.2518
2032 | 6 | 13 | 8 | 54.248
2032 | 6 | 13 | 9 | 50.5915
2032 | 6 | 13 | 10 | 48.5056
2032 | 6 | 13 | 11 | 50.7566
2032 | 6 | 13 | 12 | 54.1987
2032 | 6 | 13 | 13 | 54.8227
2032 | 6 | 13 | 14 | 54.0508
2032 | 6 | 13 | 15 | 55.9858
2032 | 6 | 13 | 16 | 58.5417
2032 | 6 | 13 | 17 | 65.9216
2032 | 6 | 13 | 18 | 73.3164
2032 | 6 | 13 | 19 | 74.5123
2032 | 6 | 13 | 20 | 74.5718
2032 | 6 | 13 | 21 | 72.4093
2032 | 6 | 13 | 22 | 68.0883
2032 | 6 | 13 | 23 | 63.0883
2032 | 6 | 14 | 0 | 59.3994
2032 | 6 | 14 | 1 | 56.6786
2032 | 6 | 14 | 2 | 56.167
2032 | 6 | 14 | 3 | 56.0398
2032 | 6 | 14 | 4 | 56.5945
2032 | 6 | 14 | 5 | 58.5036
2032 | 6 | 14 | 6 | 60.7491
2032 | 6 | 14 | 7 | 63.964
2032 | 6 | 14 | 8 | 69.1746
2032 | 6 | 14 | 9 | 69.8696
2032 | 6 | 14 | 10 | 69.5537
2032 | 6 | 14 | 11 | 66.0955
2032 | 6 | 14 | 12 | 67.0629
2032 | 6 | 14 | 13 | 68.7179
2032 | 6 | 14 | 14 | 67.9586
2032 | 6 | 14 | 15 | 67.3361
2032 | 6 | 14 | 16 | 67.1866
2032 | 6 | 14 | 17 | 69.2082
2032 | 6 | 14 | 18 | 78.5762
2032 | 6 | 14 | 19 | 82.3169
2032 | 6 | 14 | 20 | 81.1306
2032 | 6 | 14 | 21 | 79.1226
2032 | 6 | 14 | 22 | 74.2617
2032 | 6 | 14 | 23 | 68.2199
2032 | 6 | 15 | 0 | 63.8482
2032 | 6 | 15 | 1 | 60.8573
2032 | 6 | 15 | 2 | 59.7152
2032 | 6 | 15 | 3 | 59.4304
2032 | 6 | 15 | 4 | 59.7405
2032 | 6 | 15 | 5 | 61.5962
2032 | 6 | 15 | 6 | 63.4756
2032 | 6 | 15 | 7 | 65.5186
2032 | 6 | 15 | 8 | 64.1525
2032 | 6 | 15 | 9 | 60.0385
2032 | 6 | 15 | 10 | 59.0264
2032 | 6 | 15 | 11 | 57.9491
2032 | 6 | 15 | 12 | 63.6041
2032 | 6 | 15 | 13 | 65.1932
2032 | 6 | 15 | 14 | 64.5227
2032 | 6 | 15 | 15 | 64.0344
2032 | 6 | 15 | 16 | 66.6914
2032 | 6 | 15 | 17 | 69.6904
2032 | 6 | 15 | 18 | 77.0354
2032 | 6 | 15 | 19 | 74.5304
2032 | 6 | 15 | 20 | 74.1221
2032 | 6 | 15 | 21 | 72.6864
2032 | 6 | 15 | 22 | 68.868
2032 | 6 | 15 | 23 | 63.9584
2032 | 6 | 16 | 0 | 62.6193
2032 | 6 | 16 | 1 | 59.2638
2032 | 6 | 16 | 2 | 58.0538
2032 | 6 | 16 | 3 | 57.6601
2032 | 6 | 16 | 4 | 57.9569
2032 | 6 | 16 | 5 | 59.6227
2032 | 6 | 16 | 6 | 60.7751
2032 | 6 | 16 | 7 | 63.8886
2032 | 6 | 16 | 8 | 67.7393
2032 | 6 | 16 | 9 | 65.6019
2032 | 6 | 16 | 10 | 60.5974
2032 | 6 | 16 | 11 | 55.3783
2032 | 6 | 16 | 12 | 61.0677
2032 | 6 | 16 | 13 | 63.3077
2032 | 6 | 16 | 14 | 63.4819
2032 | 6 | 16 | 15 | 62.3918
2032 | 6 | 16 | 16 | 63.4908
2032 | 6 | 16 | 17 | 66.1842
2032 | 6 | 16 | 18 | 75.2511
2032 | 6 | 16 | 19 | 74.3135
2032 | 6 | 16 | 20 | 74.0123
2032 | 6 | 16 | 21 | 72.2171
2032 | 6 | 16 | 22 | 67.8123
2032 | 6 | 16 | 23 | 62.8162
2032 | 6 | 17 | 0 | 61.0359
2032 | 6 | 17 | 1 | 58.7236
2032 | 6 | 17 | 2 | 57.7976
2032 | 6 | 17 | 3 | 57.5809
2032 | 6 | 17 | 4 | 58.0007
2032 | 6 | 17 | 5 | 59.833
2032 | 6 | 17 | 6 | 61.3046
2032 | 6 | 17 | 7 | 64.8435
2032 | 6 | 17 | 8 | 70.7247
2032 | 6 | 17 | 9 | 70.507
2032 | 6 | 17 | 10 | 64.9548
2032 | 6 | 17 | 11 | 58.0173
2032 | 6 | 17 | 12 | 61.3542
2032 | 6 | 17 | 13 | 63.7318
2032 | 6 | 17 | 14 | 62.8259
2032 | 6 | 17 | 15 | 63.005
2032 | 6 | 17 | 16 | 65.6755
2032 | 6 | 17 | 17 | 69.9533
2032 | 6 | 17 | 18 | 79.3478
2032 | 6 | 17 | 19 | 76.0217
2032 | 6 | 17 | 20 | 75.349
2032 | 6 | 17 | 21 | 73.5923
2032 | 6 | 17 | 22 | 69.4553
2032 | 6 | 17 | 23 | 64.2758
2032 | 6 | 18 | 0 | 62.693
2032 | 6 | 18 | 1 | 59.4643
2032 | 6 | 18 | 2 | 58.5208
2032 | 6 | 18 | 3 | 58.273
2032 | 6 | 18 | 4 | 58.6958
2032 | 6 | 18 | 5 | 60.6066
2032 | 6 | 18 | 6 | 61.9442
2032 | 6 | 18 | 7 | 63.2046
2032 | 6 | 18 | 8 | 61.0164
2032 | 6 | 18 | 9 | 57.6709
2032 | 6 | 18 | 10 | 58.6142
2032 | 6 | 18 | 11 | 58.187
2032 | 6 | 18 | 12 | 61.761
2032 | 6 | 18 | 13 | 64.185
2032 | 6 | 18 | 14 | 62.6725
2032 | 6 | 18 | 15 | 60.7073
2032 | 6 | 18 | 16 | 58.8087
2032 | 6 | 18 | 17 | 61.2979
2032 | 6 | 18 | 18 | 72.2714
2032 | 6 | 18 | 19 | 79.341
2032 | 6 | 18 | 20 | 79.0523
2032 | 6 | 18 | 21 | 77.8294
2032 | 6 | 18 | 22 | 73.5145
2032 | 6 | 18 | 23 | 67.1499
2032 | 6 | 19 | 0 | 60.5055
2032 | 6 | 19 | 1 | 60.6568
2032 | 6 | 19 | 2 | 58.958
2032 | 6 | 19 | 3 | 58.0171
2032 | 6 | 19 | 4 | 57.8667
2032 | 6 | 19 | 5 | 57.9103
2032 | 6 | 19 | 6 | 57.2521
2032 | 6 | 19 | 7 | 58.6589
2032 | 6 | 19 | 8 | 63.6515
2032 | 6 | 19 | 9 | 63.5109
2032 | 6 | 19 | 10 | 60.249
2032 | 6 | 19 | 11 | 55.686
2032 | 6 | 19 | 12 | 58.9652
2032 | 6 | 19 | 13 | 59.0776
2032 | 6 | 19 | 14 | 59.1964
2032 | 6 | 19 | 15 | 59.9171
2032 | 6 | 19 | 16 | 62.7826
2032 | 6 | 19 | 17 | 67.5568
2032 | 6 | 19 | 18 | 78.2633
2032 | 6 | 19 | 19 | 74.9273
2032 | 6 | 19 | 20 | 72.614
2032 | 6 | 19 | 21 | 70.7525
2032 | 6 | 19 | 22 | 67.5857
2032 | 6 | 19 | 23 | 63.5221
2032 | 6 | 20 | 0 | 64.0188
2032 | 6 | 20 | 1 | 58.1027
2032 | 6 | 20 | 2 | 56.3362
2032 | 6 | 20 | 3 | 55.4869
2032 | 6 | 20 | 4 | 55.1473
2032 | 6 | 20 | 5 | 55.0549
2032 | 6 | 20 | 6 | 53.6297
2032 | 6 | 20 | 7 | 53.5106
2032 | 6 | 20 | 8 | 60.1049
2032 | 6 | 20 | 9 | 61.3507
2032 | 6 | 20 | 10 | 56.1551
2032 | 6 | 20 | 11 | 50.5045
2032 | 6 | 20 | 12 | 53.5985
2032 | 6 | 20 | 13 | 54.1734
2032 | 6 | 20 | 14 | 52.7445
2032 | 6 | 20 | 15 | 52.4158
2032 | 6 | 20 | 16 | 54.5672
2032 | 6 | 20 | 17 | 60.7619
2032 | 6 | 20 | 18 | 68.3772
2032 | 6 | 20 | 19 | 69.8739
2032 | 6 | 20 | 20 | 68.5363
2032 | 6 | 20 | 21 | 66.1315
2032 | 6 | 20 | 22 | 61.7854
2032 | 6 | 20 | 23 | 57.2751
2032 | 6 | 21 | 0 | 55.3566
2032 | 6 | 21 | 1 | 55.3592
2032 | 6 | 21 | 2 | 54.8711
2032 | 6 | 21 | 3 | 54.9341
2032 | 6 | 21 | 4 | 55.5841
2032 | 6 | 21 | 5 | 57.4522
2032 | 6 | 21 | 6 | 60.0573
2032 | 6 | 21 | 7 | 61.666
2032 | 6 | 21 | 8 | 61.2194
2032 | 6 | 21 | 9 | 59.0408
2032 | 6 | 21 | 10 | 58.3166
2032 | 6 | 21 | 11 | 56.2478
2032 | 6 | 21 | 12 | 56.642
2032 | 6 | 21 | 13 | 59.3152
2032 | 6 | 21 | 14 | 58.7339
2032 | 6 | 21 | 15 | 58.5456
2032 | 6 | 21 | 16 | 59.6608
2032 | 6 | 21 | 17 | 63.1409
2032 | 6 | 21 | 18 | 69.5465
2032 | 6 | 21 | 19 | 73.8868
2032 | 6 | 21 | 20 | 74.7664
2032 | 6 | 21 | 21 | 73.5876
2032 | 6 | 21 | 22 | 69.2927
2032 | 6 | 21 | 23 | 64.1306
2032 | 6 | 22 | 0 | 61.2449
2032 | 6 | 22 | 1 | 59.2983
2032 | 6 | 22 | 2 | 58.5169
2032 | 6 | 22 | 3 | 58.5264
2032 | 6 | 22 | 4 | 59.0174
2032 | 6 | 22 | 5 | 60.9964
2032 | 6 | 22 | 6 | 62.564
2032 | 6 | 22 | 7 | 65.6062
2032 | 6 | 22 | 8 | 70.6169
2032 | 6 | 22 | 9 | 71.2277
2032 | 6 | 22 | 10 | 68.7967
2032 | 6 | 22 | 11 | 63.7461
2032 | 6 | 22 | 12 | 67.5202
2032 | 6 | 22 | 13 | 69.0186
2032 | 6 | 22 | 14 | 67.4084
2032 | 6 | 22 | 15 | 66.7467
2032 | 6 | 22 | 16 | 68.6441
2032 | 6 | 22 | 17 | 68.3987
2032 | 6 | 22 | 18 | 72.3743
2032 | 6 | 22 | 19 | 71.0235
2032 | 6 | 22 | 20 | 70.7158
2032 | 6 | 22 | 21 | 69.3932
2032 | 6 | 22 | 22 | 65.7563
2032 | 6 | 22 | 23 | 60.9619
2032 | 6 | 23 | 0 | 60.1694
2032 | 6 | 23 | 1 | 56.9157
2032 | 6 | 23 | 2 | 56.0755
2032 | 6 | 23 | 3 | 55.8582
2032 | 6 | 23 | 4 | 56.1993
2032 | 6 | 23 | 5 | 58.0642
2032 | 6 | 23 | 6 | 59.3896
2032 | 6 | 23 | 7 | 61.8274
2032 | 6 | 23 | 8 | 65.1168
2032 | 6 | 23 | 9 | 64.0092
2032 | 6 | 23 | 10 | 61.3488
2032 | 6 | 23 | 11 | 57.6849
2032 | 6 | 23 | 12 | 63.7024
2032 | 6 | 23 | 13 | 64.9096
2032 | 6 | 23 | 14 | 64.2542
2032 | 6 | 23 | 15 | 62.4192
2032 | 6 | 23 | 16 | 63.1056
2032 | 6 | 23 | 17 | 64.0293
2032 | 6 | 23 | 18 | 75.4585
2032 | 6 | 23 | 19 | 72.95
2032 | 6 | 23 | 20 | 72.397
2032 | 6 | 23 | 21 | 70.6704
2032 | 6 | 23 | 22 | 66.0824
2032 | 6 | 23 | 23 | 60.9657
2032 | 6 | 24 | 0 | 58.0203
2032 | 6 | 24 | 1 | 57.6164
2032 | 6 | 24 | 2 | 56.7644
2032 | 6 | 24 | 3 | 56.722
2032 | 6 | 24 | 4 | 57.2422
2032 | 6 | 24 | 5 | 59.2291
2032 | 6 | 24 | 6 | 61.8872
2032 | 6 | 24 | 7 | 64.3149
2032 | 6 | 24 | 8 | 67.0369
2032 | 6 | 24 | 9 | 67.1938
2032 | 6 | 24 | 10 | 66.482
2032 | 6 | 24 | 11 | 62.1581
2032 | 6 | 24 | 12 | 61.5401
2032 | 6 | 24 | 13 | 64.0053
2032 | 6 | 24 | 14 | 63.859
2032 | 6 | 24 | 15 | 62.477
2032 | 6 | 24 | 16 | 60.6657
2032 | 6 | 24 | 17 | 60.4975
2032 | 6 | 24 | 18 | 66.8271
2032 | 6 | 24 | 19 | 73.3138
2032 | 6 | 24 | 20 | 73.4743
2032 | 6 | 24 | 21 | 72.4196
2032 | 6 | 24 | 22 | 68.4626
2032 | 6 | 24 | 23 | 63.0733
2032 | 6 | 25 | 0 | 59.2322
2032 | 6 | 25 | 1 | 60.0597
2032 | 6 | 25 | 2 | 58.9031
2032 | 6 | 25 | 3 | 58.5536
2032 | 6 | 25 | 4 | 58.8619
2032 | 6 | 25 | 5 | 60.5436
2032 | 6 | 25 | 6 | 61.8698
2032 | 6 | 25 | 7 | 63.0445
2032 | 6 | 25 | 8 | 60.3341
2032 | 6 | 25 | 9 | 57.136
2032 | 6 | 25 | 10 | 58.7853
2032 | 6 | 25 | 11 | 58.6581
2032 | 6 | 25 | 12 | 60.7272
2032 | 6 | 25 | 13 | 63.3877
2032 | 6 | 25 | 14 | 62.2576
2032 | 6 | 25 | 15 | 60.5117
2032 | 6 | 25 | 16 | 60.2934
2032 | 6 | 25 | 17 | 64.6218
2032 | 6 | 25 | 18 | 74.368
2032 | 6 | 25 | 19 | 80.9308
2032 | 6 | 25 | 20 | 80.4077
2032 | 6 | 25 | 21 | 79.004
2032 | 6 | 25 | 22 | 74.5187
2032 | 6 | 25 | 23 | 68.1148
2032 | 6 | 26 | 0 | 63.3773
2032 | 6 | 26 | 1 | 62.257
2032 | 6 | 26 | 2 | 60.3054
2032 | 6 | 26 | 3 | 59.1773
2032 | 6 | 26 | 4 | 58.8202
2032 | 6 | 26 | 5 | 58.7217
2032 | 6 | 26 | 6 | 58.0382
2032 | 6 | 26 | 7 | 58.2203
2032 | 6 | 26 | 8 | 60.2662
2032 | 6 | 26 | 9 | 59.1723
2032 | 6 | 26 | 10 | 59.1915
2032 | 6 | 26 | 11 | 57.1021
2032 | 6 | 26 | 12 | 57.0811
2032 | 6 | 26 | 13 | 57.7611
2032 | 6 | 26 | 14 | 57.6728
2032 | 6 | 26 | 15 | 59.2722
2032 | 6 | 26 | 16 | 63.2524
2032 | 6 | 26 | 17 | 71.6068
2032 | 6 | 26 | 18 | 81.0468
2032 | 6 | 26 | 19 | 82.7452
2032 | 6 | 26 | 20 | 80.1484
2032 | 6 | 26 | 21 | 77.7513
2032 | 6 | 26 | 22 | 73.5805
2032 | 6 | 26 | 23 | 68.3831
2032 | 6 | 27 | 0 | 66.6628
2032 | 6 | 27 | 1 | 68.799
2032 | 6 | 27 | 2 | 66.3642
2032 | 6 | 27 | 3 | 64.9385
2032 | 6 | 27 | 4 | 64.2832
2032 | 6 | 27 | 5 | 63.8562
2032 | 6 | 27 | 6 | 64.2283
2032 | 6 | 27 | 7 | 66.9535
2032 | 6 | 27 | 8 | 73.7646
2032 | 6 | 27 | 9 | 74.8862
2032 | 6 | 27 | 10 | 69.6363
2032 | 6 | 27 | 11 | 62.7575
2032 | 6 | 27 | 12 | 62.4427
2032 | 6 | 27 | 13 | 63.9602
2032 | 6 | 27 | 14 | 67.8721
2032 | 6 | 27 | 15 | 71.4257
2032 | 6 | 27 | 16 | 78.778
2032 | 6 | 27 | 17 | 90.8179
2032 | 6 | 27 | 18 | 101.8956
2032 | 6 | 27 | 19 | 101.8661
2032 | 6 | 27 | 20 | 98.194
2032 | 6 | 27 | 21 | 94.9228
2032 | 6 | 27 | 22 | 88.7974
2032 | 6 | 27 | 23 | 81.5556
2032 | 6 | 28 | 0 | 77.4941
2032 | 6 | 28 | 1 | 62.7935
2032 | 6 | 28 | 2 | 61.2073
2032 | 6 | 28 | 3 | 60.3767
2032 | 6 | 28 | 4 | 60.2507
2032 | 6 | 28 | 5 | 61.8461
2032 | 6 | 28 | 6 | 63.6485
2032 | 6 | 28 | 7 | 66.0951
2032 | 6 | 28 | 8 | 69.4121
2032 | 6 | 28 | 9 | 66.1632
2032 | 6 | 28 | 10 | 61.591
2032 | 6 | 28 | 11 | 59.3716
2032 | 6 | 28 | 12 | 57.1052
2032 | 6 | 28 | 13 | 58.4907
2032 | 6 | 28 | 14 | 59.5535
2032 | 6 | 28 | 15 | 58.6103
2032 | 6 | 28 | 16 | 57.8182
2032 | 6 | 28 | 17 | 60.7135
2032 | 6 | 28 | 18 | 72.3886
2032 | 6 | 28 | 19 | 75.4456
2032 | 6 | 28 | 20 | 75.0572
2032 | 6 | 28 | 21 | 73.1224
2032 | 6 | 28 | 22 | 69.4695
2032 | 6 | 28 | 23 | 64.3718
2032 | 6 | 29 | 0 | 60.9
2032 | 6 | 29 | 1 | 59.616
2032 | 6 | 29 | 2 | 58.3392
2032 | 6 | 29 | 3 | 58.0011
2032 | 6 | 29 | 4 | 58.3247
2032 | 6 | 29 | 5 | 59.3521
2032 | 6 | 29 | 6 | 60.8659
2032 | 6 | 29 | 7 | 62.7235
2032 | 6 | 29 | 8 | 62.7514
2032 | 6 | 29 | 9 | 58.5804
2032 | 6 | 29 | 10 | 55.8013
2032 | 6 | 29 | 11 | 53.4324
2032 | 6 | 29 | 12 | 54.2598
2032 | 6 | 29 | 13 | 57.3179
2032 | 6 | 29 | 14 | 58.5351
2032 | 6 | 29 | 15 | 58.8683
2032 | 6 | 29 | 16 | 60.6333
2032 | 6 | 29 | 17 | 63.8326
2032 | 6 | 29 | 18 | 71.9339
2032 | 6 | 29 | 19 | 74.3168
2032 | 6 | 29 | 20 | 75.0959
2032 | 6 | 29 | 21 | 73.493
2032 | 6 | 29 | 22 | 69.4241
2032 | 6 | 29 | 23 | 64.1488
2032 | 6 | 30 | 0 | 63.7352
2032 | 6 | 30 | 1 | 58.9777
2032 | 6 | 30 | 2 | 57.9938
2032 | 6 | 30 | 3 | 57.4206
2032 | 6 | 30 | 4 | 57.7854
2032 | 6 | 30 | 5 | 59.2988
2032 | 6 | 30 | 6 | 60.8895
2032 | 6 | 30 | 7 | 62.0079
2032 | 6 | 30 | 8 | 60.8237
2032 | 6 | 30 | 9 | 58.1726
2032 | 6 | 30 | 10 | 59.9022
2032 | 6 | 30 | 11 | 59.6558
2032 | 6 | 30 | 12 | 60.1404
2032 | 6 | 30 | 13 | 62.6471
2032 | 6 | 30 | 14 | 62.7633
2032 | 6 | 30 | 15 | 61.5113
2032 | 6 | 30 | 16 | 59.6666
2032 | 6 | 30 | 17 | 61.8027
2032 | 6 | 30 | 18 | 70.7077
2032 | 6 | 30 | 19 | 74.9154
2032 | 6 | 30 | 20 | 76.2466
2032 | 6 | 30 | 21 | 75.1365
2032 | 6 | 30 | 22 | 71.2566
2032 | 6 | 30 | 23 | 65.4138
2032 | 7 | 1 | 0 | 62.7772
2032 | 7 | 1 | 1 | 59.1347
2032 | 7 | 1 | 2 | 57.3695
2032 | 7 | 1 | 3 | 56.4762
2032 | 7 | 1 | 4 | 55.973
2032 | 7 | 1 | 5 | 56.4814
2032 | 7 | 1 | 6 | 56.7901
2032 | 7 | 1 | 7 | 57.7183
2032 | 7 | 1 | 8 | 59.562
2032 | 7 | 1 | 9 | 59.4057
2032 | 7 | 1 | 10 | 56.9079
2032 | 7 | 1 | 11 | 59.1928
2032 | 7 | 1 | 12 | 62.2736
2032 | 7 | 1 | 13 | 63.661
2032 | 7 | 1 | 14 | 57.7836
2032 | 7 | 1 | 15 | 54.4103
2032 | 7 | 1 | 16 | 60.7576
2032 | 7 | 1 | 17 | 69.5168
2032 | 7 | 1 | 18 | 84.7349
2032 | 7 | 1 | 19 | 76.6194
2032 | 7 | 1 | 20 | 73.3065
2032 | 7 | 1 | 21 | 72.2434
2032 | 7 | 1 | 22 | 68.7544
2032 | 7 | 1 | 23 | 64.7933
2032 | 7 | 2 | 0 | 61.8738
2032 | 7 | 2 | 1 | 61.2551
2032 | 7 | 2 | 2 | 59.4455
2032 | 7 | 2 | 3 | 58.5243
2032 | 7 | 2 | 4 | 58.5113
2032 | 7 | 2 | 5 | 59.7215
2032 | 7 | 2 | 6 | 62.3994
2032 | 7 | 2 | 7 | 66.3567
2032 | 7 | 2 | 8 | 70.7074
2032 | 7 | 2 | 9 | 65.5376
2032 | 7 | 2 | 10 | 59.7042
2032 | 7 | 2 | 11 | 54.4532
2032 | 7 | 2 | 12 | 55.6706
2032 | 7 | 2 | 13 | 57.11
2032 | 7 | 2 | 14 | 56.3892
2032 | 7 | 2 | 15 | 56.0366
2032 | 7 | 2 | 16 | 60.8667
2032 | 7 | 2 | 17 | 70.4893
2032 | 7 | 2 | 18 | 83.5408
2032 | 7 | 2 | 19 | 88.9033
2032 | 7 | 2 | 20 | 87.9123
2032 | 7 | 2 | 21 | 85.9813
2032 | 7 | 2 | 22 | 80.8543
2032 | 7 | 2 | 23 | 73.2803
2032 | 7 | 3 | 0 | 66.1316
2032 | 7 | 3 | 1 | 61.5116
2032 | 7 | 3 | 2 | 59.1891
2032 | 7 | 3 | 3 | 57.772
2032 | 7 | 3 | 4 | 57.1852
2032 | 7 | 3 | 5 | 56.8837
2032 | 7 | 3 | 6 | 56.4694
2032 | 7 | 3 | 7 | 57.0013
2032 | 7 | 3 | 8 | 59.6506
2032 | 7 | 3 | 9 | 56.326
2032 | 7 | 3 | 10 | 52.6002
2032 | 7 | 3 | 11 | 48.1629
2032 | 7 | 3 | 12 | 52.1881
2032 | 7 | 3 | 13 | 52.1584
2032 | 7 | 3 | 14 | 50.3195
2032 | 7 | 3 | 15 | 49.9396
2032 | 7 | 3 | 16 | 52.567
2032 | 7 | 3 | 17 | 62.5399
2032 | 7 | 3 | 18 | 74.8233
2032 | 7 | 3 | 19 | 79.431
2032 | 7 | 3 | 20 | 76.7483
2032 | 7 | 3 | 21 | 74.4749
2032 | 7 | 3 | 22 | 69.9235
2032 | 7 | 3 | 23 | 64.4805
2032 | 7 | 4 | 0 | 60.4493
2032 | 7 | 4 | 1 | 57.5343
2032 | 7 | 4 | 2 | 55.5088
2032 | 7 | 4 | 3 | 54.3033
2032 | 7 | 4 | 4 | 53.959
2032 | 7 | 4 | 5 | 53.7752
2032 | 7 | 4 | 6 | 52.6696
2032 | 7 | 4 | 7 | 52.1585
2032 | 7 | 4 | 8 | 56.3348
2032 | 7 | 4 | 9 | 53.1234
2032 | 7 | 4 | 10 | 48.8076
2032 | 7 | 4 | 11 | 45.5868
2032 | 7 | 4 | 12 | 48.8138
2032 | 7 | 4 | 13 | 49.3643
2032 | 7 | 4 | 14 | 47.876
2032 | 7 | 4 | 15 | 47.8149
2032 | 7 | 4 | 16 | 50.4563
2032 | 7 | 4 | 17 | 60.214
2032 | 7 | 4 | 18 | 73.033
2032 | 7 | 4 | 19 | 76.0375
2032 | 7 | 4 | 20 | 74.4907
2032 | 7 | 4 | 21 | 72.1625
2032 | 7 | 4 | 22 | 66.998
2032 | 7 | 4 | 23 | 61.24
2032 | 7 | 5 | 0 | 55.7484
2032 | 7 | 5 | 1 | 52.9428
2032 | 7 | 5 | 2 | 52.2071
2032 | 7 | 5 | 3 | 51.9933
2032 | 7 | 5 | 4 | 52.5089
2032 | 7 | 5 | 5 | 54.2264
2032 | 7 | 5 | 6 | 56.7758
2032 | 7 | 5 | 7 | 58.9651
2032 | 7 | 5 | 8 | 61.9931
2032 | 7 | 5 | 9 | 60.2561
2032 | 7 | 5 | 10 | 60.8864
2032 | 7 | 5 | 11 | 57.4689
2032 | 7 | 5 | 12 | 57.4322
2032 | 7 | 5 | 13 | 59.2612
2032 | 7 | 5 | 14 | 57.9207
2032 | 7 | 5 | 15 | 57.0995
2032 | 7 | 5 | 16 | 56.2637
2032 | 7 | 5 | 17 | 59.9609
2032 | 7 | 5 | 18 | 73.7541
2032 | 7 | 5 | 19 | 78.2388
2032 | 7 | 5 | 20 | 77.3198
2032 | 7 | 5 | 21 | 75.813
2032 | 7 | 5 | 22 | 70.8113
2032 | 7 | 5 | 23 | 64.6477
2032 | 7 | 6 | 0 | 58.6873
2032 | 7 | 6 | 1 | 55.3475
2032 | 7 | 6 | 2 | 54.1608
2032 | 7 | 6 | 3 | 53.7167
2032 | 7 | 6 | 4 | 54.1368
2032 | 7 | 6 | 5 | 55.7378
2032 | 7 | 6 | 6 | 57.9247
2032 | 7 | 6 | 7 | 59.8371
2032 | 7 | 6 | 8 | 58.7094
2032 | 7 | 6 | 9 | 53.9111
2032 | 7 | 6 | 10 | 53.429
2032 | 7 | 6 | 11 | 50.5244
2032 | 7 | 6 | 12 | 55.3555
2032 | 7 | 6 | 13 | 56.832
2032 | 7 | 6 | 14 | 56.4883
2032 | 7 | 6 | 15 | 56.4127
2032 | 7 | 6 | 16 | 57.396
2032 | 7 | 6 | 17 | 61.2799
2032 | 7 | 6 | 18 | 71.5411
2032 | 7 | 6 | 19 | 74.9144
2032 | 7 | 6 | 20 | 75.0529
2032 | 7 | 6 | 21 | 73.8984
2032 | 7 | 6 | 22 | 69.2224
2032 | 7 | 6 | 23 | 63.4687
2032 | 7 | 7 | 0 | 60.8766
2032 | 7 | 7 | 1 | 55.1579
2032 | 7 | 7 | 2 | 54.1155
2032 | 7 | 7 | 3 | 53.8398
2032 | 7 | 7 | 4 | 54.2561
2032 | 7 | 7 | 5 | 55.8889
2032 | 7 | 7 | 6 | 58.2523
2032 | 7 | 7 | 7 | 61.0219
2032 | 7 | 7 | 8 | 66.172
2032 | 7 | 7 | 9 | 65.1533
2032 | 7 | 7 | 10 | 62.7133
2032 | 7 | 7 | 11 | 56.6035
2032 | 7 | 7 | 12 | 60.5642
2032 | 7 | 7 | 13 | 61.9563
2032 | 7 | 7 | 14 | 60.052
2032 | 7 | 7 | 15 | 58.6724
2032 | 7 | 7 | 16 | 61.5248
2032 | 7 | 7 | 17 | 65.1278
2032 | 7 | 7 | 18 | 76.8695
2032 | 7 | 7 | 19 | 71.8079
2032 | 7 | 7 | 20 | 71.2889
2032 | 7 | 7 | 21 | 70.1004
2032 | 7 | 7 | 22 | 65.6174
2032 | 7 | 7 | 23 | 60.2777
2032 | 7 | 8 | 0 | 59.0473
2032 | 7 | 8 | 1 | 60.225
2032 | 7 | 8 | 2 | 58.7872
2032 | 7 | 8 | 3 | 58.2164
2032 | 7 | 8 | 4 | 58.4422
2032 | 7 | 8 | 5 | 60.0181
2032 | 7 | 8 | 6 | 62.5392
2032 | 7 | 8 | 7 | 66.5887
2032 | 7 | 8 | 8 | 73.476
2032 | 7 | 8 | 9 | 72.2491
2032 | 7 | 8 | 10 | 67.0361
2032 | 7 | 8 | 11 | 59.6562
2032 | 7 | 8 | 12 | 63.5608
2032 | 7 | 8 | 13 | 64.9228
2032 | 7 | 8 | 14 | 63.7195
2032 | 7 | 8 | 15 | 63.8182
2032 | 7 | 8 | 16 | 70.5579
2032 | 7 | 8 | 17 | 79.1363
2032 | 7 | 8 | 18 | 88.766
2032 | 7 | 8 | 19 | 86.6529
2032 | 7 | 8 | 20 | 85.3931
2032 | 7 | 8 | 21 | 83.7228
2032 | 7 | 8 | 22 | 78.3953
2032 | 7 | 8 | 23 | 71.5524
2032 | 7 | 9 | 0 | 66.6849
2032 | 7 | 9 | 1 | 63.0247
2032 | 7 | 9 | 2 | 61.1566
2032 | 7 | 9 | 3 | 60.2684
2032 | 7 | 9 | 4 | 60.277
2032 | 7 | 9 | 5 | 61.723
2032 | 7 | 9 | 6 | 63.8758
2032 | 7 | 9 | 7 | 67.0354
2032 | 7 | 9 | 8 | 69.1016
2032 | 7 | 9 | 9 | 64.6151
2032 | 7 | 9 | 10 | 59.7058
2032 | 7 | 9 | 11 | 54.7832
2032 | 7 | 9 | 12 | 58.8165
2032 | 7 | 9 | 13 | 60.0444
2032 | 7 | 9 | 14 | 58.7107
2032 | 7 | 9 | 15 | 57.7576
2032 | 7 | 9 | 16 | 60.7328
2032 | 7 | 9 | 17 | 66.9352
2032 | 7 | 9 | 18 | 79.0539
2032 | 7 | 9 | 19 | 83.8071
2032 | 7 | 9 | 20 | 82.2705
2032 | 7 | 9 | 21 | 80.6228
2032 | 7 | 9 | 22 | 75.6701
2032 | 7 | 9 | 23 | 68.9549
2032 | 7 | 10 | 0 | 64.9981
2032 | 7 | 10 | 1 | 64.7467
2032 | 7 | 10 | 2 | 62.3467
2032 | 7 | 10 | 3 | 60.8636
2032 | 7 | 10 | 4 | 60.3228
2032 | 7 | 10 | 5 | 60.0695
2032 | 7 | 10 | 6 | 59.657
2032 | 7 | 10 | 7 | 61.824
2032 | 7 | 10 | 8 | 67.1338
2032 | 7 | 10 | 9 | 64.2265
2032 | 7 | 10 | 10 | 58.2433
2032 | 7 | 10 | 11 | 53.8935
2032 | 7 | 10 | 12 | 55.4735
2032 | 7 | 10 | 13 | 55.555
2032 | 7 | 10 | 14 | 56.5246
2032 | 7 | 10 | 15 | 58.7031
2032 | 7 | 10 | 16 | 65.1231
2032 | 7 | 10 | 17 | 79.0057
2032 | 7 | 10 | 18 | 91.6443
2032 | 7 | 10 | 19 | 93.1621
2032 | 7 | 10 | 20 | 90.0129
2032 | 7 | 10 | 21 | 87.46
2032 | 7 | 10 | 22 | 82.2266
2032 | 7 | 10 | 23 | 75.5158
2032 | 7 | 11 | 0 | 69.8168
2032 | 7 | 11 | 1 | 67.3091
2032 | 7 | 11 | 2 | 64.5618
2032 | 7 | 11 | 3 | 62.799
2032 | 7 | 11 | 4 | 62.0678
2032 | 7 | 11 | 5 | 61.5122
2032 | 7 | 11 | 6 | 61.3495
2032 | 7 | 11 | 7 | 62.5136
2032 | 7 | 11 | 8 | 66.0111
2032 | 7 | 11 | 9 | 63.2417
2032 | 7 | 11 | 10 | 58.3028
2032 | 7 | 11 | 11 | 52.8151
2032 | 7 | 11 | 12 | 56.4495
2032 | 7 | 11 | 13 | 58.2374
2032 | 7 | 11 | 14 | 58.9261
2032 | 7 | 11 | 15 | 61.7993
2032 | 7 | 11 | 16 | 67.7255
2032 | 7 | 11 | 17 | 80.924
2032 | 7 | 11 | 18 | 95.395
2032 | 7 | 11 | 19 | 90.8003
2032 | 7 | 11 | 20 | 87.2219
2032 | 7 | 11 | 21 | 84.6145
2032 | 7 | 11 | 22 | 79.212
2032 | 7 | 11 | 23 | 73.11
2032 | 7 | 12 | 0 | 71.8723
2032 | 7 | 12 | 1 | 68.0767
2032 | 7 | 12 | 2 | 66.1573
2032 | 7 | 12 | 3 | 65.2356
2032 | 7 | 12 | 4 | 65.1826
2032 | 7 | 12 | 5 | 66.403
2032 | 7 | 12 | 6 | 68.6398
2032 | 7 | 12 | 7 | 72.0791
2032 | 7 | 12 | 8 | 74.0074
2032 | 7 | 12 | 9 | 68.3683
2032 | 7 | 12 | 10 | 63.8254
2032 | 7 | 12 | 11 | 60.6292
2032 | 7 | 12 | 12 | 62.3438
2032 | 7 | 12 | 13 | 64.7898
2032 | 7 | 12 | 14 | 64.7271
2032 | 7 | 12 | 15 | 65.8705
2032 | 7 | 12 | 16 | 72.2271
2032 | 7 | 12 | 17 | 86.2687
2032 | 7 | 12 | 18 | 99.2149
2032 | 7 | 12 | 19 | 97.4668
2032 | 7 | 12 | 20 | 94.7303
2032 | 7 | 12 | 21 | 91.808
2032 | 7 | 12 | 22 | 85.6687
2032 | 7 | 12 | 23 | 78.4629
2032 | 7 | 13 | 0 | 73.7969
2032 | 7 | 13 | 1 | 68.9097
2032 | 7 | 13 | 2 | 66.7907
2032 | 7 | 13 | 3 | 65.7367
2032 | 7 | 13 | 4 | 65.5996
2032 | 7 | 13 | 5 | 66.8093
2032 | 7 | 13 | 6 | 68.8145
2032 | 7 | 13 | 7 | 73.2653
2032 | 7 | 13 | 8 | 80.039
2032 | 7 | 13 | 9 | 77.5313
2032 | 7 | 13 | 10 | 69.2824
2032 | 7 | 13 | 11 | 62.0324
2032 | 7 | 13 | 12 | 65.1754
2032 | 7 | 13 | 13 | 66.4803
2032 | 7 | 13 | 14 | 66.0964
2032 | 7 | 13 | 15 | 67.2478
2032 | 7 | 13 | 16 | 73.5776
2032 | 7 | 13 | 17 | 82.0143
2032 | 7 | 13 | 18 | 91.7691
2032 | 7 | 13 | 19 | 92.5534
2032 | 7 | 13 | 20 | 90.0341
2032 | 7 | 13 | 21 | 87.2263
2032 | 7 | 13 | 22 | 81.35
2032 | 7 | 13 | 23 | 74.3483
2032 | 7 | 14 | 0 | 69.2062
2032 | 7 | 14 | 1 | 64.8776
2032 | 7 | 14 | 2 | 63.0566
2032 | 7 | 14 | 3 | 62.181
2032 | 7 | 14 | 4 | 62.2634
2032 | 7 | 14 | 5 | 63.4783
2032 | 7 | 14 | 6 | 64.8563
2032 | 7 | 14 | 7 | 66.9141
2032 | 7 | 14 | 8 | 67.3599
2032 | 7 | 14 | 9 | 62.7966
2032 | 7 | 14 | 10 | 60.1452
2032 | 7 | 14 | 11 | 57.3399
2032 | 7 | 14 | 12 | 60.3722
2032 | 7 | 14 | 13 | 63.0452
2032 | 7 | 14 | 14 | 62.8465
2032 | 7 | 14 | 15 | 62.3612
2032 | 7 | 14 | 16 | 63.4799
2032 | 7 | 14 | 17 | 72.1388
2032 | 7 | 14 | 18 | 82.2361
2032 | 7 | 14 | 19 | 86.728
2032 | 7 | 14 | 20 | 84.9009
2032 | 7 | 14 | 21 | 82.6695
2032 | 7 | 14 | 22 | 76.9664
2032 | 7 | 14 | 23 | 70.2556
2032 | 7 | 15 | 0 | 66.9131
2032 | 7 | 15 | 1 | 59.7347
2032 | 7 | 15 | 2 | 58.3572
2032 | 7 | 15 | 3 | 57.728
2032 | 7 | 15 | 4 | 57.9367
2032 | 7 | 15 | 5 | 59.589
2032 | 7 | 15 | 6 | 61.6297
2032 | 7 | 15 | 7 | 64.1382
2032 | 7 | 15 | 8 | 68.0252
2032 | 7 | 15 | 9 | 66.9516
2032 | 7 | 15 | 10 | 64.969
2032 | 7 | 15 | 11 | 59.9121
2032 | 7 | 15 | 12 | 60.8803
2032 | 7 | 15 | 13 | 62.8328
2032 | 7 | 15 | 14 | 62.2568
2032 | 7 | 15 | 15 | 61.7426
2032 | 7 | 15 | 16 | 63.3287
2032 | 7 | 15 | 17 | 69.2388
2032 | 7 | 15 | 18 | 81.1555
2032 | 7 | 15 | 19 | 78.4689
2032 | 7 | 15 | 20 | 77.3785
2032 | 7 | 15 | 21 | 75.9033
2032 | 7 | 15 | 22 | 71.3641
2032 | 7 | 15 | 23 | 65.54
2032 | 7 | 16 | 0 | 61.0751
2032 | 7 | 16 | 1 | 59.6841
2032 | 7 | 16 | 2 | 58.2959
2032 | 7 | 16 | 3 | 57.68
2032 | 7 | 16 | 4 | 57.8756
2032 | 7 | 16 | 5 | 59.4138
2032 | 7 | 16 | 6 | 61.516
2032 | 7 | 16 | 7 | 64.465
2032 | 7 | 16 | 8 | 68.5763
2032 | 7 | 16 | 9 | 67.2121
2032 | 7 | 16 | 10 | 64.9423
2032 | 7 | 16 | 11 | 59.7486
2032 | 7 | 16 | 12 | 60.2224
2032 | 7 | 16 | 13 | 62.149
2032 | 7 | 16 | 14 | 60.5464
2032 | 7 | 16 | 15 | 59.5798
2032 | 7 | 16 | 16 | 62.8158
2032 | 7 | 16 | 17 | 70.1597
2032 | 7 | 16 | 18 | 80.9607
2032 | 7 | 16 | 19 | 82.7516
2032 | 7 | 16 | 20 | 81.3267
2032 | 7 | 16 | 21 | 79.6655
2032 | 7 | 16 | 22 | 74.7486
2032 | 7 | 16 | 23 | 68.1768
2032 | 7 | 17 | 0 | 62.3276
2032 | 7 | 17 | 1 | 59.934
2032 | 7 | 17 | 2 | 57.7969
2032 | 7 | 17 | 3 | 56.4726
2032 | 7 | 17 | 4 | 56.1257
2032 | 7 | 17 | 5 | 56.0255
2032 | 7 | 17 | 6 | 54.9519
2032 | 7 | 17 | 7 | 55.9541
2032 | 7 | 17 | 8 | 59.1455
2032 | 7 | 17 | 9 | 55.2498
2032 | 7 | 17 | 10 | 50.9143
2032 | 7 | 17 | 11 | 47.3476
2032 | 7 | 17 | 12 | 50.2437
2032 | 7 | 17 | 13 | 50.9668
2032 | 7 | 17 | 14 | 50.1745
2032 | 7 | 17 | 15 | 51.9342
2032 | 7 | 17 | 16 | 54.6693
2032 | 7 | 17 | 17 | 65.9262
2032 | 7 | 17 | 18 | 79.8611
2032 | 7 | 17 | 19 | 81.6055
2032 | 7 | 17 | 20 | 78.8032
2032 | 7 | 17 | 21 | 76.4106
2032 | 7 | 17 | 22 | 71.7404
2032 | 7 | 17 | 23 | 66.3504
2032 | 7 | 18 | 0 | 64.1784
2032 | 7 | 18 | 1 | 58.8645
2032 | 7 | 18 | 2 | 56.6726
2032 | 7 | 18 | 3 | 55.3778
2032 | 7 | 18 | 4 | 55.0068
2032 | 7 | 18 | 5 | 54.7621
2032 | 7 | 18 | 6 | 53.1711
2032 | 7 | 18 | 7 | 52.8761
2032 | 7 | 18 | 8 | 55.2676
2032 | 7 | 18 | 9 | 51.1172
2032 | 7 | 18 | 10 | 47.6393
2032 | 7 | 18 | 11 | 44.8391
2032 | 7 | 18 | 12 | 49.2738
2032 | 7 | 18 | 13 | 50.2622
2032 | 7 | 18 | 14 | 50.6131
2032 | 7 | 18 | 15 | 51.2743
2032 | 7 | 18 | 16 | 54.9701
2032 | 7 | 18 | 17 | 67.2466
2032 | 7 | 18 | 18 | 82.6313
2032 | 7 | 18 | 19 | 85.7937
2032 | 7 | 18 | 20 | 83.297
2032 | 7 | 18 | 21 | 80.0333
2032 | 7 | 18 | 22 | 73.6186
2032 | 7 | 18 | 23 | 66.8945
2032 | 7 | 19 | 0 | 62.3381
2032 | 7 | 19 | 1 | 59.775
2032 | 7 | 19 | 2 | 58.49
2032 | 7 | 19 | 3 | 57.986
2032 | 7 | 19 | 4 | 58.2987
2032 | 7 | 19 | 5 | 59.9559
2032 | 7 | 19 | 6 | 61.8436
2032 | 7 | 19 | 7 | 64.6267
2032 | 7 | 19 | 8 | 65.1613
2032 | 7 | 19 | 9 | 60.1722
2032 | 7 | 19 | 10 | 58.4815
2032 | 7 | 19 | 11 | 56.5288
2032 | 7 | 19 | 12 | 57.8017
2032 | 7 | 19 | 13 | 60.2231
2032 | 7 | 19 | 14 | 60.4628
2032 | 7 | 19 | 15 | 60.3933
2032 | 7 | 19 | 16 | 61.2836
2032 | 7 | 19 | 17 | 71.1279
2032 | 7 | 19 | 18 | 88.4229
2032 | 7 | 19 | 19 | 91.7626
2032 | 7 | 19 | 20 | 89.5219
2032 | 7 | 19 | 21 | 86.3079
2032 | 7 | 19 | 22 | 79.5326
2032 | 7 | 19 | 23 | 72.1232
2032 | 7 | 20 | 0 | 68.0224
2032 | 7 | 20 | 1 | 65.8003
2032 | 7 | 20 | 2 | 63.9456
2032 | 7 | 20 | 3 | 63.1628
2032 | 7 | 20 | 4 | 63.2445
2032 | 7 | 20 | 5 | 64.7008
2032 | 7 | 20 | 6 | 66.3814
2032 | 7 | 20 | 7 | 69.4183
2032 | 7 | 20 | 8 | 69.3437
2032 | 7 | 20 | 9 | 63.5094
2032 | 7 | 20 | 10 | 60.1852
2032 | 7 | 20 | 11 | 57.6316
2032 | 7 | 20 | 12 | 61.767
2032 | 7 | 20 | 13 | 63.6085
2032 | 7 | 20 | 14 | 63.7164
2032 | 7 | 20 | 15 | 64.4926
2032 | 7 | 20 | 16 | 69.2463
2032 | 7 | 20 | 17 | 80.1314
2032 | 7 | 20 | 18 | 94.2049
2032 | 7 | 20 | 19 | 95.4633
2032 | 7 | 20 | 20 | 93.3777
2032 | 7 | 20 | 21 | 90.4091
2032 | 7 | 20 | 22 | 83.853
2032 | 7 | 20 | 23 | 76.2999
2032 | 7 | 21 | 0 | 71.5896
2032 | 7 | 21 | 1 | 67.9415
2032 | 7 | 21 | 2 | 65.9164
2032 | 7 | 21 | 3 | 64.928
2032 | 7 | 21 | 4 | 64.9087
2032 | 7 | 21 | 5 | 66.2851
2032 | 7 | 21 | 6 | 68.1007
2032 | 7 | 21 | 7 | 71.2118
2032 | 7 | 21 | 8 | 72.8835
2032 | 7 | 21 | 9 | 68.1146
2032 | 7 | 21 | 10 | 63.7911
2032 | 7 | 21 | 11 | 60.2468
2032 | 7 | 21 | 12 | 61.9596
2032 | 7 | 21 | 13 | 64.3762
2032 | 7 | 21 | 14 | 64.9199
2032 | 7 | 21 | 15 | 64.8022
2032 | 7 | 21 | 16 | 68.3074
2032 | 7 | 21 | 17 | 80.8147
2032 | 7 | 21 | 18 | 94.3125
2032 | 7 | 21 | 19 | 97.6136
2032 | 7 | 21 | 20 | 95.2231
2032 | 7 | 21 | 21 | 91.9814
2032 | 7 | 21 | 22 | 84.9497
2032 | 7 | 21 | 23 | 77.1343
2032 | 7 | 22 | 0 | 72.3543
2032 | 7 | 22 | 1 | 70.2956
2032 | 7 | 22 | 2 | 68.0954
2032 | 7 | 22 | 3 | 67.0224
2032 | 7 | 22 | 4 | 66.939
2032 | 7 | 22 | 5 | 68.3157
2032 | 7 | 22 | 6 | 69.9962
2032 | 7 | 22 | 7 | 72.8532
2032 | 7 | 22 | 8 | 73.344
2032 | 7 | 22 | 9 | 68.1654
2032 | 7 | 22 | 10 | 64.6778
2032 | 7 | 22 | 11 | 61.9199
2032 | 7 | 22 | 12 | 63.1441
2032 | 7 | 22 | 13 | 65.5567
2032 | 7 | 22 | 14 | 66.6809
2032 | 7 | 22 | 15 | 67.4361
2032 | 7 | 22 | 16 | 71.7393
2032 | 7 | 22 | 17 | 85.2786
2032 | 7 | 22 | 18 | 99.0419
2032 | 7 | 22 | 19 | 100.2845
2032 | 7 | 22 | 20 | 97.7472
2032 | 7 | 22 | 21 | 94.6759
2032 | 7 | 22 | 22 | 88.0935
2032 | 7 | 22 | 23 | 80.3334
2032 | 7 | 23 | 0 | 75.7927
2032 | 7 | 23 | 1 | 69.7775
2032 | 7 | 23 | 2 | 67.5536
2032 | 7 | 23 | 3 | 66.3114
2032 | 7 | 23 | 4 | 66.1275
2032 | 7 | 23 | 5 | 67.4754
2032 | 7 | 23 | 6 | 69.6746
2032 | 7 | 23 | 7 | 73.3943
2032 | 7 | 23 | 8 | 75.7413
2032 | 7 | 23 | 9 | 71.0429
2032 | 7 | 23 | 10 | 64.9381
2032 | 7 | 23 | 11 | 60.5458
2032 | 7 | 23 | 12 | 66.7556
2032 | 7 | 23 | 13 | 67.8914
2032 | 7 | 23 | 14 | 67.3652
2032 | 7 | 23 | 15 | 67.4121
2032 | 7 | 23 | 16 | 75.5861
2032 | 7 | 23 | 17 | 85.4212
2032 | 7 | 23 | 18 | 94.1943
2032 | 7 | 23 | 19 | 87.6353
2032 | 7 | 23 | 20 | 85.0089
2032 | 7 | 23 | 21 | 82.4185
2032 | 7 | 23 | 22 | 77.6034
2032 | 7 | 23 | 23 | 71.6328
2032 | 7 | 24 | 0 | 70.5195
2032 | 7 | 24 | 1 | 65.5455
2032 | 7 | 24 | 2 | 63.1416
2032 | 7 | 24 | 3 | 61.4749
2032 | 7 | 24 | 4 | 60.8575
2032 | 7 | 24 | 5 | 60.9499
2032 | 7 | 24 | 6 | 59.7373
2032 | 7 | 24 | 7 | 60.8331
2032 | 7 | 24 | 8 | 62.27
2032 | 7 | 24 | 9 | 56.6121
2032 | 7 | 24 | 10 | 51.2055
2032 | 7 | 24 | 11 | 47.989
2032 | 7 | 24 | 12 | 48.6291
2032 | 7 | 24 | 13 | 49.4776
2032 | 7 | 24 | 14 | 49.1796
2032 | 7 | 24 | 15 | 48.3451
2032 | 7 | 24 | 16 | 48.3306
2032 | 7 | 24 | 17 | 57.441
2032 | 7 | 24 | 18 | 68.4925
2032 | 7 | 24 | 19 | 74.4144
2032 | 7 | 24 | 20 | 73.4844
2032 | 7 | 24 | 21 | 71.4527
2032 | 7 | 24 | 22 | 67.1092
2032 | 7 | 24 | 23 | 62.4446
2032 | 7 | 25 | 0 | 61.8435
2032 | 7 | 25 | 1 | 58.4689
2032 | 7 | 25 | 2 | 56.6793
2032 | 7 | 25 | 3 | 55.6752
2032 | 7 | 25 | 4 | 55.5772
2032 | 7 | 25 | 5 | 55.9243
2032 | 7 | 25 | 6 | 54.4916
2032 | 7 | 25 | 7 | 53.6941
2032 | 7 | 25 | 8 | 53.1783
2032 | 7 | 25 | 9 | 46.4051
2032 | 7 | 25 | 10 | 44.0574
2032 | 7 | 25 | 11 | 46.3703
2032 | 7 | 25 | 12 | 46.6761
2032 | 7 | 25 | 13 | 47.2239
2032 | 7 | 25 | 14 | 47.702
2032 | 7 | 25 | 15 | 50.0063
2032 | 7 | 25 | 16 | 50.2915
2032 | 7 | 25 | 17 | 61.0828
2032 | 7 | 25 | 18 | 77.0595
2032 | 7 | 25 | 19 | 80.6174
2032 | 7 | 25 | 20 | 78.8197
2032 | 7 | 25 | 21 | 75.685
2032 | 7 | 25 | 22 | 70.0277
2032 | 7 | 25 | 23 | 64.1667
2032 | 7 | 26 | 0 | 61.3047
2032 | 7 | 26 | 1 | 58.2859
2032 | 7 | 26 | 2 | 57.2535
2032 | 7 | 26 | 3 | 56.7585
2032 | 7 | 26 | 4 | 57.1659
2032 | 7 | 26 | 5 | 59.003
2032 | 7 | 26 | 6 | 60.8769
2032 | 7 | 26 | 7 | 63.438
2032 | 7 | 26 | 8 | 62.3428
2032 | 7 | 26 | 9 | 56.0816
2032 | 7 | 26 | 10 | 56.8499
2032 | 7 | 26 | 11 | 56.8082
2032 | 7 | 26 | 12 | 59.6828
2032 | 7 | 26 | 13 | 61.5671
2032 | 7 | 26 | 14 | 61.4753
2032 | 7 | 26 | 15 | 61.3362
2032 | 7 | 26 | 16 | 62.9184
2032 | 7 | 26 | 17 | 72.866
2032 | 7 | 26 | 18 | 87.1083
2032 | 7 | 26 | 19 | 91.9555
2032 | 7 | 26 | 20 | 89.8417
2032 | 7 | 26 | 21 | 86.5812
2032 | 7 | 26 | 22 | 80.0011
2032 | 7 | 26 | 23 | 72.7445
2032 | 7 | 27 | 0 | 68.4897
2032 | 7 | 27 | 1 | 64.2773
2032 | 7 | 27 | 2 | 62.548
2032 | 7 | 27 | 3 | 61.8609
2032 | 7 | 27 | 4 | 62.036
2032 | 7 | 27 | 5 | 63.6879
2032 | 7 | 27 | 6 | 65.5906
2032 | 7 | 27 | 7 | 68.3388
2032 | 7 | 27 | 8 | 66.0268
2032 | 7 | 27 | 9 | 57.6509
2032 | 7 | 27 | 10 | 54.8172
2032 | 7 | 27 | 11 | 53.8571
2032 | 7 | 27 | 12 | 59.5819
2032 | 7 | 27 | 13 | 61.159
2032 | 7 | 27 | 14 | 61.2624
2032 | 7 | 27 | 15 | 61.6721
2032 | 7 | 27 | 16 | 67.0393
2032 | 7 | 27 | 17 | 77.4618
2032 | 7 | 27 | 18 | 90.6547
2032 | 7 | 27 | 19 | 92.1876
2032 | 7 | 27 | 20 | 90.6464
2032 | 7 | 27 | 21 | 87.5761
2032 | 7 | 27 | 22 | 81.2942
2032 | 7 | 27 | 23 | 74.2574
2032 | 7 | 28 | 0 | 70.1884
2032 | 7 | 28 | 1 | 66.0997
2032 | 7 | 28 | 2 | 64.2546
2032 | 7 | 28 | 3 | 63.4097
2032 | 7 | 28 | 4 | 63.4631
2032 | 7 | 28 | 5 | 64.9313
2032 | 7 | 28 | 6 | 67.0327
2032 | 7 | 28 | 7 | 70.6261
2032 | 7 | 28 | 8 | 72.6058
2032 | 7 | 28 | 9 | 66.4902
2032 | 7 | 28 | 10 | 60.5756
2032 | 7 | 28 | 11 | 56.712
2032 | 7 | 28 | 12 | 63.2372
2032 | 7 | 28 | 13 | 64.7879
2032 | 7 | 28 | 14 | 64.7624
2032 | 7 | 28 | 15 | 64.3973
2032 | 7 | 28 | 16 | 70.8845
2032 | 7 | 28 | 17 | 80.9805
2032 | 7 | 28 | 18 | 92.4791
2032 | 7 | 28 | 19 | 89.2045
2032 | 7 | 28 | 20 | 87.5176
2032 | 7 | 28 | 21 | 84.5327
2032 | 7 | 28 | 22 | 78.6198
2032 | 7 | 28 | 23 | 72.2807
2032 | 7 | 29 | 0 | 69.9413
2032 | 7 | 29 | 1 | 66.2816
2032 | 7 | 29 | 2 | 64.498
2032 | 7 | 29 | 3 | 63.6765
2032 | 7 | 29 | 4 | 63.6379
2032 | 7 | 29 | 5 | 65.313
2032 | 7 | 29 | 6 | 67.2598
2032 | 7 | 29 | 7 | 70.8974
2032 | 7 | 29 | 8 | 74.9028
2032 | 7 | 29 | 9 | 71.2206
2032 | 7 | 29 | 10 | 66.2154
2032 | 7 | 29 | 11 | 61.1997
2032 | 7 | 29 | 12 | 63.4208
2032 | 7 | 29 | 13 | 64.8795
2032 | 7 | 29 | 14 | 65.1301
2032 | 7 | 29 | 15 | 65.1943
2032 | 7 | 29 | 16 | 71.0771
2032 | 7 | 29 | 17 | 80.5359
2032 | 7 | 29 | 18 | 88.1468
2032 | 7 | 29 | 19 | 86.4122
2032 | 7 | 29 | 20 | 84.6253
2032 | 7 | 29 | 21 | 81.9405
2032 | 7 | 29 | 22 | 76.7778
2032 | 7 | 29 | 23 | 70.8712
2032 | 7 | 30 | 0 | 67.7359
2032 | 7 | 30 | 1 | 62.1743
2032 | 7 | 30 | 2 | 60.6045
2032 | 7 | 30 | 3 | 59.8537
2032 | 7 | 30 | 4 | 59.8739
2032 | 7 | 30 | 5 | 61.591
2032 | 7 | 30 | 6 | 64.2016
2032 | 7 | 30 | 7 | 67.9331
2032 | 7 | 30 | 8 | 72.6211
2032 | 7 | 30 | 9 | 70.3278
2032 | 7 | 30 | 10 | 65.9404
2032 | 7 | 30 | 11 | 59.768
2032 | 7 | 30 | 12 | 59.5
2032 | 7 | 30 | 13 | 60.6405
2032 | 7 | 30 | 14 | 60.0626
2032 | 7 | 30 | 15 | 58.7138
2032 | 7 | 30 | 16 | 61.1401
2032 | 7 | 30 | 17 | 65.3742
2032 | 7 | 30 | 18 | 75.5442
2032 | 7 | 30 | 19 | 72.33
2032 | 7 | 30 | 20 | 70.8528
2032 | 7 | 30 | 21 | 68.6935
2032 | 7 | 30 | 22 | 64.8838
2032 | 7 | 30 | 23 | 60.3607
2032 | 7 | 31 | 0 | 60.1678
2032 | 7 | 31 | 1 | 58.4708
2032 | 7 | 31 | 2 | 56.7429
2032 | 7 | 31 | 3 | 55.7065
2032 | 7 | 31 | 4 | 55.518
2032 | 7 | 31 | 5 | 55.9431
2032 | 7 | 31 | 6 | 55.387
2032 | 7 | 31 | 7 | 57.0864
2032 | 7 | 31 | 8 | 62.7764
2032 | 7 | 31 | 9 | 58.6366
2032 | 7 | 31 | 10 | 52.4721
2032 | 7 | 31 | 11 | 49.7663
2032 | 7 | 31 | 12 | 50.016
2032 | 7 | 31 | 13 | 49.3889
2032 | 7 | 31 | 14 | 48.3493
2032 | 7 | 31 | 15 | 49.5579
2032 | 7 | 31 | 16 | 52.4695
2032 | 7 | 31 | 17 | 61.3836
2032 | 7 | 31 | 18 | 74.5888
2032 | 7 | 31 | 19 | 75.3365
2032 | 7 | 31 | 20 | 73.3762
2032 | 7 | 31 | 21 | 70.1247
2032 | 7 | 31 | 22 | 65.6195
2032 | 7 | 31 | 23 | 61.0172
2032 | 8 | 1 | 0 | 58.4146
2032 | 8 | 1 | 1 | 54.0876
2032 | 8 | 1 | 2 | 52.26
2032 | 8 | 1 | 3 | 51.4396
2032 | 8 | 1 | 4 | 51.353
2032 | 8 | 1 | 5 | 51.2325
2032 | 8 | 1 | 6 | 49.4131
2032 | 8 | 1 | 7 | 48.9703
2032 | 8 | 1 | 8 | 51.4804
2032 | 8 | 1 | 9 | 48.7927
2032 | 8 | 1 | 10 | 46.616
2032 | 8 | 1 | 11 | 44.6866
2032 | 8 | 1 | 12 | 48.7126
2032 | 8 | 1 | 13 | 49.7793
2032 | 8 | 1 | 14 | 48.9482
2032 | 8 | 1 | 15 | 51.394
2032 | 8 | 1 | 16 | 53.3825
2032 | 8 | 1 | 17 | 63.049
2032 | 8 | 1 | 18 | 75.2863
2032 | 8 | 1 | 19 | 76.0884
2032 | 8 | 1 | 20 | 74.3017
2032 | 8 | 1 | 21 | 71.3451
2032 | 8 | 1 | 22 | 65.5128
2032 | 8 | 1 | 23 | 60.2068
2032 | 8 | 2 | 0 | 58.5021
2032 | 8 | 2 | 1 | 57.4569
2032 | 8 | 2 | 2 | 55.5547
2032 | 8 | 2 | 3 | 54.5245
2032 | 8 | 2 | 4 | 54.5806
2032 | 8 | 2 | 5 | 54.9953
2032 | 8 | 2 | 6 | 54.3342
2032 | 8 | 2 | 7 | 54.7167
2032 | 8 | 2 | 8 | 55.4064
2032 | 8 | 2 | 9 | 52.6657
2032 | 8 | 2 | 10 | 52.1866
2032 | 8 | 2 | 11 | 54.3086
2032 | 8 | 2 | 12 | 50.6339
2032 | 8 | 2 | 13 | 52.8289
2032 | 8 | 2 | 14 | 55.3533
2032 | 8 | 2 | 15 | 56.1584
2032 | 8 | 2 | 16 | 60.8935
2032 | 8 | 2 | 17 | 70.5964
2032 | 8 | 2 | 18 | 82.2473
2032 | 8 | 2 | 19 | 85.0814
2032 | 8 | 2 | 20 | 83.9812
2032 | 8 | 2 | 21 | 80.4133
2032 | 8 | 2 | 22 | 72.9612
2032 | 8 | 2 | 23 | 66.3803
2032 | 8 | 3 | 0 | 63.9804
2032 | 8 | 3 | 1 | 59.9416
2032 | 8 | 3 | 2 | 58.3875
2032 | 8 | 3 | 3 | 57.989
2032 | 8 | 3 | 4 | 58.2353
2032 | 8 | 3 | 5 | 59.7536
2032 | 8 | 3 | 6 | 61.38
2032 | 8 | 3 | 7 | 63.6314
2032 | 8 | 3 | 8 | 62.2853
2032 | 8 | 3 | 9 | 57.4953
2032 | 8 | 3 | 10 | 56.5061
2032 | 8 | 3 | 11 | 55.0369
2032 | 8 | 3 | 12 | 59.4617
2032 | 8 | 3 | 13 | 61.4071
2032 | 8 | 3 | 14 | 60.9354
2032 | 8 | 3 | 15 | 61.1143
2032 | 8 | 3 | 16 | 63.5479
2032 | 8 | 3 | 17 | 72.3706
2032 | 8 | 3 | 18 | 86.7133
2032 | 8 | 3 | 19 | 87.7728
2032 | 8 | 3 | 20 | 86.2471
2032 | 8 | 3 | 21 | 82.9223
2032 | 8 | 3 | 22 | 76.0378
2032 | 8 | 3 | 23 | 69.1435
2032 | 8 | 4 | 0 | 64.8101
2032 | 8 | 4 | 1 | 61.5796
2032 | 8 | 4 | 2 | 59.9047
2032 | 8 | 4 | 3 | 59.4014
2032 | 8 | 4 | 4 | 59.5944
2032 | 8 | 4 | 5 | 60.9498
2032 | 8 | 4 | 6 | 62.2516
2032 | 8 | 4 | 7 | 64.4522
2032 | 8 | 4 | 8 | 64.0623
2032 | 8 | 4 | 9 | 59.8467
2032 | 8 | 4 | 10 | 58.1692
2032 | 8 | 4 | 11 | 56.0432
2032 | 8 | 4 | 12 | 61.4904
2032 | 8 | 4 | 13 | 63.8213
2032 | 8 | 4 | 14 | 63.1514
2032 | 8 | 4 | 15 | 62.4695
2032 | 8 | 4 | 16 | 65.6779
2032 | 8 | 4 | 17 | 75.0916
2032 | 8 | 4 | 18 | 87.3005
2032 | 8 | 4 | 19 | 86.0984
2032 | 8 | 4 | 20 | 85.0049
2032 | 8 | 4 | 21 | 82.1904
2032 | 8 | 4 | 22 | 75.7405
2032 | 8 | 4 | 23 | 69.281
2032 | 8 | 5 | 0 | 65.8004
2032 | 8 | 5 | 1 | 60.2598
2032 | 8 | 5 | 2 | 58.6864
2032 | 8 | 5 | 3 | 58.2092
2032 | 8 | 5 | 4 | 58.42
2032 | 8 | 5 | 5 | 59.9838
2032 | 8 | 5 | 6 | 61.4581
2032 | 8 | 5 | 7 | 63.581
2032 | 8 | 5 | 8 | 63.6726
2032 | 8 | 5 | 9 | 60.6941
2032 | 8 | 5 | 10 | 59.9513
2032 | 8 | 5 | 11 | 57.3811
2032 | 8 | 5 | 12 | 60.7716
2032 | 8 | 5 | 13 | 63.0246
2032 | 8 | 5 | 14 | 62.6561
2032 | 8 | 5 | 15 | 62.2644
2032 | 8 | 5 | 16 | 64.7535
2032 | 8 | 5 | 17 | 73.1032
2032 | 8 | 5 | 18 | 87.2563
2032 | 8 | 5 | 19 | 82.8166
2032 | 8 | 5 | 20 | 81.826
2032 | 8 | 5 | 21 | 79.1452
2032 | 8 | 5 | 22 | 73.281
2032 | 8 | 5 | 23 | 67.2001
2032 | 8 | 6 | 0 | 63.5668
2032 | 8 | 6 | 1 | 58.068
2032 | 8 | 6 | 2 | 56.6793
2032 | 8 | 6 | 3 | 56.2305
2032 | 8 | 6 | 4 | 56.4801
2032 | 8 | 6 | 5 | 57.9907
2032 | 8 | 6 | 6 | 60.0548
2032 | 8 | 6 | 7 | 64.1311
2032 | 8 | 6 | 8 | 71.1588
2032 | 8 | 6 | 9 | 71.6278
2032 | 8 | 6 | 10 | 66.4799
2032 | 8 | 6 | 11 | 59.4272
2032 | 8 | 6 | 12 | 61.1318
2032 | 8 | 6 | 13 | 63.118
2032 | 8 | 6 | 14 | 61.5246
2032 | 8 | 6 | 15 | 60.4758
2032 | 8 | 6 | 16 | 64.6415
2032 | 8 | 6 | 17 | 71.717
2032 | 8 | 6 | 18 | 79.0296
2032 | 8 | 6 | 19 | 77.7939
2032 | 8 | 6 | 20 | 76.4447
2032 | 8 | 6 | 21 | 73.7521
2032 | 8 | 6 | 22 | 68.3964
2032 | 8 | 6 | 23 | 62.751
2032 | 8 | 7 | 0 | 59.3655
2032 | 8 | 7 | 1 | 56.2941
2032 | 8 | 7 | 2 | 54.4661
2032 | 8 | 7 | 3 | 53.5446
2032 | 8 | 7 | 4 | 53.3367
2032 | 8 | 7 | 5 | 53.3972
2032 | 8 | 7 | 6 | 52.7237
2032 | 8 | 7 | 7 | 53.5288
2032 | 8 | 7 | 8 | 56.8977
2032 | 8 | 7 | 9 | 54.073
2032 | 8 | 7 | 10 | 51.1635
2032 | 8 | 7 | 11 | 48.4904
2032 | 8 | 7 | 12 | 49.8398
2032 | 8 | 7 | 13 | 50.2426
2032 | 8 | 7 | 14 | 48.1964
2032 | 8 | 7 | 15 | 49.1523
2032 | 8 | 7 | 16 | 51.007
2032 | 8 | 7 | 17 | 60.8602
2032 | 8 | 7 | 18 | 73.6122
2032 | 8 | 7 | 19 | 73.8278
2032 | 8 | 7 | 20 | 71.7775
2032 | 8 | 7 | 21 | 68.4049
2032 | 8 | 7 | 22 | 63.3604
2032 | 8 | 7 | 23 | 58.8578
2032 | 8 | 8 | 0 | 56.4189
2032 | 8 | 8 | 1 | 56.2981
2032 | 8 | 8 | 2 | 54.4018
2032 | 8 | 8 | 3 | 53.537
2032 | 8 | 8 | 4 | 53.3871
2032 | 8 | 8 | 5 | 53.2469
2032 | 8 | 8 | 6 | 52.2081
2032 | 8 | 8 | 7 | 53.0338
2032 | 8 | 8 | 8 | 56.71
2032 | 8 | 8 | 9 | 53.3928
2032 | 8 | 8 | 10 | 50.2541
2032 | 8 | 8 | 11 | 47.6061
2032 | 8 | 8 | 12 | 52.563
2032 | 8 | 8 | 13 | 52.7873
2032 | 8 | 8 | 14 | 53.6092
2032 | 8 | 8 | 15 | 56.5693
2032 | 8 | 8 | 16 | 63.1815
2032 | 8 | 8 | 17 | 74.1334
2032 | 8 | 8 | 18 | 89.5834
2032 | 8 | 8 | 19 | 83.353
2032 | 8 | 8 | 20 | 81.3853
2032 | 8 | 8 | 21 | 77.6414
2032 | 8 | 8 | 22 | 71.4268
2032 | 8 | 8 | 23 | 65.7886
2032 | 8 | 9 | 0 | 63.317
2032 | 8 | 9 | 1 | 59.0879
2032 | 8 | 9 | 2 | 57.8754
2032 | 8 | 9 | 3 | 57.5197
2032 | 8 | 9 | 4 | 57.785
2032 | 8 | 9 | 5 | 59.536
2032 | 8 | 9 | 6 | 61.5736
2032 | 8 | 9 | 7 | 64.7309
2032 | 8 | 9 | 8 | 66.5134
2032 | 8 | 9 | 9 | 62.5262
2032 | 8 | 9 | 10 | 61.5964
2032 | 8 | 9 | 11 | 59.691
2032 | 8 | 9 | 12 | 59.9104
2032 | 8 | 9 | 13 | 62.1142
2032 | 8 | 9 | 14 | 61.5076
2032 | 8 | 9 | 15 | 61.4794
2032 | 8 | 9 | 16 | 65.5872
2032 | 8 | 9 | 17 | 77.7685
2032 | 8 | 9 | 18 | 89.4778
2032 | 8 | 9 | 19 | 91.985
2032 | 8 | 9 | 20 | 90.0347
2032 | 8 | 9 | 21 | 85.9348
2032 | 8 | 9 | 22 | 78.6856
2032 | 8 | 9 | 23 | 71.6829
2032 | 8 | 10 | 0 | 65.7226
2032 | 8 | 10 | 1 | 66.7405
2032 | 8 | 10 | 2 | 64.7617
2032 | 8 | 10 | 3 | 64.1647
2032 | 8 | 10 | 4 | 64.2196
2032 | 8 | 10 | 5 | 65.4906
2032 | 8 | 10 | 6 | 67.2889
2032 | 8 | 10 | 7 | 70.8099
2032 | 8 | 10 | 8 | 69.6489
2032 | 8 | 10 | 9 | 62.5769
2032 | 8 | 10 | 10 | 58.8781
2032 | 8 | 10 | 11 | 56.8641
2032 | 8 | 10 | 12 | 62.4686
2032 | 8 | 10 | 13 | 64.5689
2032 | 8 | 10 | 14 | 64.3848
2032 | 8 | 10 | 15 | 65.4573
2032 | 8 | 10 | 16 | 72.9163
2032 | 8 | 10 | 17 | 86.1621
2032 | 8 | 10 | 18 | 96.9056
2032 | 8 | 10 | 19 | 97.2015
2032 | 8 | 10 | 20 | 94.9282
2032 | 8 | 10 | 21 | 90.4385
2032 | 8 | 10 | 22 | 82.899
2032 | 8 | 10 | 23 | 75.6504
2032 | 8 | 11 | 0 | 72.8399
2032 | 8 | 11 | 1 | 68.6492
2032 | 8 | 11 | 2 | 66.5454
2032 | 8 | 11 | 3 | 65.6589
2032 | 8 | 11 | 4 | 65.5681
2032 | 8 | 11 | 5 | 66.8438
2032 | 8 | 11 | 6 | 68.6482
2032 | 8 | 11 | 7 | 72.5052
2032 | 8 | 11 | 8 | 74.7787
2032 | 8 | 11 | 9 | 70.0316
2032 | 8 | 11 | 10 | 65.0867
2032 | 8 | 11 | 11 | 61.1408
2032 | 8 | 11 | 12 | 65.1633
2032 | 8 | 11 | 13 | 67.2421
2032 | 8 | 11 | 14 | 66.9425
2032 | 8 | 11 | 15 | 66.9688
2032 | 8 | 11 | 16 | 73.8673
2032 | 8 | 11 | 17 | 86.4667
2032 | 8 | 11 | 18 | 96.6799
2032 | 8 | 11 | 19 | 92.8863
2032 | 8 | 11 | 20 | 90.9085
2032 | 8 | 11 | 21 | 86.9226
2032 | 8 | 11 | 22 | 80.1691
2032 | 8 | 11 | 23 | 73.6855
2032 | 8 | 12 | 0 | 71.0412
2032 | 8 | 12 | 1 | 63.3732
2032 | 8 | 12 | 2 | 61.6135
2032 | 8 | 12 | 3 | 60.9193
2032 | 8 | 12 | 4 | 60.9445
2032 | 8 | 12 | 5 | 62.4934
2032 | 8 | 12 | 6 | 64.453
2032 | 8 | 12 | 7 | 68.8338
2032 | 8 | 12 | 8 | 73.7417
2032 | 8 | 12 | 9 | 70.6632
2032 | 8 | 12 | 10 | 63.8254
2032 | 8 | 12 | 11 | 56.5015
2032 | 8 | 12 | 12 | 56.792
2032 | 8 | 12 | 13 | 58.9737
2032 | 8 | 12 | 14 | 59.4578
2032 | 8 | 12 | 15 | 60.0341
2032 | 8 | 12 | 16 | 63.3868
2032 | 8 | 12 | 17 | 72.5202
2032 | 8 | 12 | 18 | 79.8945
2032 | 8 | 12 | 19 | 81.0287
2032 | 8 | 12 | 20 | 80.4
2032 | 8 | 12 | 21 | 77.3689
2032 | 8 | 12 | 22 | 71.7731
2032 | 8 | 12 | 23 | 66.4677
2032 | 8 | 13 | 0 | 63.9844
2032 | 8 | 13 | 1 | 59.4293
2032 | 8 | 13 | 2 | 58.1359
2032 | 8 | 13 | 3 | 57.7545
2032 | 8 | 13 | 4 | 58.1224
2032 | 8 | 13 | 5 | 59.6683
2032 | 8 | 13 | 6 | 62.1136
2032 | 8 | 13 | 7 | 65.2097
2032 | 8 | 13 | 8 | 66.1259
2032 | 8 | 13 | 9 | 63.4585
2032 | 8 | 13 | 10 | 63.0588
2032 | 8 | 13 | 11 | 58.6541
2032 | 8 | 13 | 12 | 58.8765
2032 | 8 | 13 | 13 | 61.2782
2032 | 8 | 13 | 14 | 60.384
2032 | 8 | 13 | 15 | 59.9643
2032 | 8 | 13 | 16 | 62.7525
2032 | 8 | 13 | 17 | 70.3707
2032 | 8 | 13 | 18 | 83.2789
2032 | 8 | 13 | 19 | 79.9751
2032 | 8 | 13 | 20 | 78.4442
2032 | 8 | 13 | 21 | 74.9583
2032 | 8 | 13 | 22 | 69.6586
2032 | 8 | 13 | 23 | 64.3671
2032 | 8 | 14 | 0 | 61.5171
2032 | 8 | 14 | 1 | 56.4412
2032 | 8 | 14 | 2 | 54.9393
2032 | 8 | 14 | 3 | 54.2194
2032 | 8 | 14 | 4 | 54.1922
2032 | 8 | 14 | 5 | 54.5736
2032 | 8 | 14 | 6 | 54.5331
2032 | 8 | 14 | 7 | 55.8283
2032 | 8 | 14 | 8 | 59.6477
2032 | 8 | 14 | 9 | 56.5577
2032 | 8 | 14 | 10 | 55.1561
2032 | 8 | 14 | 11 | 52.7496
2032 | 8 | 14 | 12 | 51.3495
2032 | 8 | 14 | 13 | 51.3099
2032 | 8 | 14 | 14 | 49.4076
2032 | 8 | 14 | 15 | 51.5403
2032 | 8 | 14 | 16 | 54.0091
2032 | 8 | 14 | 17 | 61.6262
2032 | 8 | 14 | 18 | 73.8797
2032 | 8 | 14 | 19 | 73.0564
2032 | 8 | 14 | 20 | 71.0964
2032 | 8 | 14 | 21 | 67.871
2032 | 8 | 14 | 22 | 63.5624
2032 | 8 | 14 | 23 | 59.8918
2032 | 8 | 15 | 0 | 57.6414
2032 | 8 | 15 | 1 | 53.863
2032 | 8 | 15 | 2 | 52.2476
2032 | 8 | 15 | 3 | 51.6531
2032 | 8 | 15 | 4 | 51.5074
2032 | 8 | 15 | 5 | 51.5412
2032 | 8 | 15 | 6 | 50.8702
2032 | 8 | 15 | 7 | 51.9868
2032 | 8 | 15 | 8 | 58.6895
2032 | 8 | 15 | 9 | 57.0426
2032 | 8 | 15 | 10 | 53.1571
2032 | 8 | 15 | 11 | 47.7726
2032 | 8 | 15 | 12 | 49.5729
2032 | 8 | 15 | 13 | 49.5086
2032 | 8 | 15 | 14 | 49.0966
2032 | 8 | 15 | 15 | 50.8823
2032 | 8 | 15 | 16 | 57.5087
2032 | 8 | 15 | 17 | 68.2025
2032 | 8 | 15 | 18 | 78.9164
2032 | 8 | 15 | 19 | 72.053
2032 | 8 | 15 | 20 | 70.5211
2032 | 8 | 15 | 21 | 66.6327
2032 | 8 | 15 | 22 | 61.2935
2032 | 8 | 15 | 23 | 57.2597
2032 | 8 | 16 | 0 | 56.2655
2032 | 8 | 16 | 1 | 56.2448
2032 | 8 | 16 | 2 | 55.2966
2032 | 8 | 16 | 3 | 55.2201
2032 | 8 | 16 | 4 | 55.6756
2032 | 8 | 16 | 5 | 57.5529
2032 | 8 | 16 | 6 | 59.8744
2032 | 8 | 16 | 7 | 64.0133
2032 | 8 | 16 | 8 | 65.7287
2032 | 8 | 16 | 9 | 60.2358
2032 | 8 | 16 | 10 | 57.5774
2032 | 8 | 16 | 11 | 54.8722
2032 | 8 | 16 | 12 | 56.4817
2032 | 8 | 16 | 13 | 58.7457
2032 | 8 | 16 | 14 | 58.7517
2032 | 8 | 16 | 15 | 58.2559
2032 | 8 | 16 | 16 | 59.7141
2032 | 8 | 16 | 17 | 68.6984
2032 | 8 | 16 | 18 | 83.7069
2032 | 8 | 16 | 19 | 85.5513
2032 | 8 | 16 | 20 | 84.0662
2032 | 8 | 16 | 21 | 79.6107
2032 | 8 | 16 | 22 | 72.639
2032 | 8 | 16 | 23 | 66.481
2032 | 8 | 17 | 0 | 64.2152
2032 | 8 | 17 | 1 | 61.309
2032 | 8 | 17 | 2 | 59.7799
2032 | 8 | 17 | 3 | 59.4214
2032 | 8 | 17 | 4 | 59.6629
2032 | 8 | 17 | 5 | 61.2885
2032 | 8 | 17 | 6 | 63.348
2032 | 8 | 17 | 7 | 66.981
2032 | 8 | 17 | 8 | 67.6252
2032 | 8 | 17 | 9 | 61.7592
2032 | 8 | 17 | 10 | 58.9711
2032 | 8 | 17 | 11 | 56.136
2032 | 8 | 17 | 12 | 58.4941
2032 | 8 | 17 | 13 | 60.2404
2032 | 8 | 17 | 14 | 59.9205
2032 | 8 | 17 | 15 | 59.9434
2032 | 8 | 17 | 16 | 64.8282
2032 | 8 | 17 | 17 | 74.4811
2032 | 8 | 17 | 18 | 87.2248
2032 | 8 | 17 | 19 | 87.4197
2032 | 8 | 17 | 20 | 86.1171
2032 | 8 | 17 | 21 | 81.719
2032 | 8 | 17 | 22 | 74.8282
2032 | 8 | 17 | 23 | 68.5786
2032 | 8 | 18 | 0 | 66.4017
2032 | 8 | 18 | 1 | 64.6494
2032 | 8 | 18 | 2 | 62.9411
2032 | 8 | 18 | 3 | 62.3878
2032 | 8 | 18 | 4 | 62.5393
2032 | 8 | 18 | 5 | 63.9701
2032 | 8 | 18 | 6 | 65.7065
2032 | 8 | 18 | 7 | 69.0619
2032 | 8 | 18 | 8 | 68.0633
2032 | 8 | 18 | 9 | 60.7
2032 | 8 | 18 | 10 | 57.9473
2032 | 8 | 18 | 11 | 56.37
2032 | 8 | 18 | 12 | 59.6855
2032 | 8 | 18 | 13 | 62.4647
2032 | 8 | 18 | 14 | 62.574
2032 | 8 | 18 | 15 | 62.0999
2032 | 8 | 18 | 16 | 66.5096
2032 | 8 | 18 | 17 | 79.7318
2032 | 8 | 18 | 18 | 92.9527
2032 | 8 | 18 | 19 | 92.8384
2032 | 8 | 18 | 20 | 90.9855
2032 | 8 | 18 | 21 | 86.0757
2032 | 8 | 18 | 22 | 78.5399
2032 | 8 | 18 | 23 | 71.8141
2032 | 8 | 19 | 0 | 70.1295
2032 | 8 | 19 | 1 | 69.2595
2032 | 8 | 19 | 2 | 67.2182
2032 | 8 | 19 | 3 | 66.3999
2032 | 8 | 19 | 4 | 66.3863
2032 | 8 | 19 | 5 | 67.8221
2032 | 8 | 19 | 6 | 70.2374
2032 | 8 | 19 | 7 | 74.8812
2032 | 8 | 19 | 8 | 75.6043
2032 | 8 | 19 | 9 | 68.5269
2032 | 8 | 19 | 10 | 63.5448
2032 | 8 | 19 | 11 | 60.2956
2032 | 8 | 19 | 12 | 63.9786
2032 | 8 | 19 | 13 | 66.2743
2032 | 8 | 19 | 14 | 66.6745
2032 | 8 | 19 | 15 | 67.3829
2032 | 8 | 19 | 16 | 75.2785
2032 | 8 | 19 | 17 | 90.6791
2032 | 8 | 19 | 18 | 101.5421
2032 | 8 | 19 | 19 | 101.0937
2032 | 8 | 19 | 20 | 98.8531
2032 | 8 | 19 | 21 | 93.877
2032 | 8 | 19 | 22 | 86.4036
2032 | 8 | 19 | 23 | 79.1316
2032 | 8 | 20 | 0 | 75.7213
2032 | 8 | 20 | 1 | 72.1157
2032 | 8 | 20 | 2 | 69.8109
2032 | 8 | 20 | 3 | 68.7599
2032 | 8 | 20 | 4 | 68.4852
2032 | 8 | 20 | 5 | 69.8069
2032 | 8 | 20 | 6 | 72.8786
2032 | 8 | 20 | 7 | 78.589
2032 | 8 | 20 | 8 | 80.8025
2032 | 8 | 20 | 9 | 73.805
2032 | 8 | 20 | 10 | 65.9934
2032 | 8 | 20 | 11 | 60.8875
2032 | 8 | 20 | 12 | 60.8386
2032 | 8 | 20 | 13 | 63.2808
2032 | 8 | 20 | 14 | 63.7206
2032 | 8 | 20 | 15 | 63.8554
2032 | 8 | 20 | 16 | 69.8475
2032 | 8 | 20 | 17 | 85.1061
2032 | 8 | 20 | 18 | 101.078
2032 | 8 | 20 | 19 | 101.3169
2032 | 8 | 20 | 20 | 98.7758
2032 | 8 | 20 | 21 | 93.7275
2032 | 8 | 20 | 22 | 86.5836
2032 | 8 | 20 | 23 | 79.3787
2032 | 8 | 21 | 0 | 73.2855
2032 | 8 | 21 | 1 | 70.47
2032 | 8 | 21 | 2 | 67.8489
2032 | 8 | 21 | 3 | 66.2943
2032 | 8 | 21 | 4 | 65.4872
2032 | 8 | 21 | 5 | 65.4513
2032 | 8 | 21 | 6 | 65.7153
2032 | 8 | 21 | 7 | 69.4205
2032 | 8 | 21 | 8 | 74.2712
2032 | 8 | 21 | 9 | 70.3899
2032 | 8 | 21 | 10 | 62.9434
2032 | 8 | 21 | 11 | 58.3608
2032 | 8 | 21 | 12 | 60.1373
2032 | 8 | 21 | 13 | 60.8006
2032 | 8 | 21 | 14 | 60.8584
2032 | 8 | 21 | 15 | 62.0679
2032 | 8 | 21 | 16 | 71.3687
2032 | 8 | 21 | 17 | 87.6252
2032 | 8 | 21 | 18 | 99.579
2032 | 8 | 21 | 19 | 94.801
2032 | 8 | 21 | 20 | 91.3122
2032 | 8 | 21 | 21 | 85.8664
2032 | 8 | 21 | 22 | 79.4334
2032 | 8 | 21 | 23 | 73.8188
2032 | 8 | 22 | 0 | 69.6844
2032 | 8 | 22 | 1 | 64.7619
2032 | 8 | 22 | 2 | 62.3981
2032 | 8 | 22 | 3 | 61.1084
2032 | 8 | 22 | 4 | 60.5204
2032 | 8 | 22 | 5 | 60.5363
2032 | 8 | 22 | 6 | 59.6591
2032 | 8 | 22 | 7 | 60.6489
2032 | 8 | 22 | 8 | 61.162
2032 | 8 | 22 | 9 | 54.5887
2032 | 8 | 22 | 10 | 49.4668
2032 | 8 | 22 | 11 | 47.9235
2032 | 8 | 22 | 12 | 50.0455
2032 | 8 | 22 | 13 | 51.7463
2032 | 8 | 22 | 14 | 50.8892
2032 | 8 | 22 | 15 | 50.6356
2032 | 8 | 22 | 16 | 52.2061
2032 | 8 | 22 | 17 | 64.8229
2032 | 8 | 22 | 18 | 78.4367
2032 | 8 | 22 | 19 | 78.8526
2032 | 8 | 22 | 20 | 76.9117
2032 | 8 | 22 | 21 | 71.9016
2032 | 8 | 22 | 22 | 65.758
2032 | 8 | 22 | 23 | 61.1676
2032 | 8 | 23 | 0 | 60.6205
2032 | 8 | 23 | 1 | 56.3919
2032 | 8 | 23 | 2 | 55.5638
2032 | 8 | 23 | 3 | 55.4871
2032 | 8 | 23 | 4 | 56.0182
2032 | 8 | 23 | 5 | 57.7659
2032 | 8 | 23 | 6 | 59.2028
2032 | 8 | 23 | 7 | 62.1554
2032 | 8 | 23 | 8 | 60.5087
2032 | 8 | 23 | 9 | 53.2659
2032 | 8 | 23 | 10 | 53.3643
2032 | 8 | 23 | 11 | 53.7162
2032 | 8 | 23 | 12 | 54.8742
2032 | 8 | 23 | 13 | 58.1002
2032 | 8 | 23 | 14 | 58.3967
2032 | 8 | 23 | 15 | 57.8289
2032 | 8 | 23 | 16 | 57.3981
2032 | 8 | 23 | 17 | 66.7373
2032 | 8 | 23 | 18 | 80.7402
2032 | 8 | 23 | 19 | 83.3457
2032 | 8 | 23 | 20 | 81.8503
2032 | 8 | 23 | 21 | 76.9438
2032 | 8 | 23 | 22 | 70.2591
2032 | 8 | 23 | 23 | 64.688
2032 | 8 | 24 | 0 | 63.1059
2032 | 8 | 24 | 1 | 59.4313
2032 | 8 | 24 | 2 | 58.2755
2032 | 8 | 24 | 3 | 57.9827
2032 | 8 | 24 | 4 | 58.3597
2032 | 8 | 24 | 5 | 60.1697
2032 | 8 | 24 | 6 | 61.9455
2032 | 8 | 24 | 7 | 65.5548
2032 | 8 | 24 | 8 | 63.8038
2032 | 8 | 24 | 9 | 55.8134
2032 | 8 | 24 | 10 | 54.5762
2032 | 8 | 24 | 11 | 53.798
2032 | 8 | 24 | 12 | 56.3004
2032 | 8 | 24 | 13 | 58.6314
2032 | 8 | 24 | 14 | 58.6603
2032 | 8 | 24 | 15 | 58.5025
2032 | 8 | 24 | 16 | 58.644
2032 | 8 | 24 | 17 | 67.4307
2032 | 8 | 24 | 18 | 84.0656
2032 | 8 | 24 | 19 | 85.332
2032 | 8 | 24 | 20 | 84.1584
2032 | 8 | 24 | 21 | 79.4893
2032 | 8 | 24 | 22 | 72.9759
2032 | 8 | 24 | 23 | 67.096
2032 | 8 | 25 | 0 | 64.2749
2032 | 8 | 25 | 1 | 62.1951
2032 | 8 | 25 | 2 | 60.8237
2032 | 8 | 25 | 3 | 60.425
2032 | 8 | 25 | 4 | 60.708
2032 | 8 | 25 | 5 | 62.3674
2032 | 8 | 25 | 6 | 64.861
2032 | 8 | 25 | 7 | 69.6536
2032 | 8 | 25 | 8 | 72.6005
2032 | 8 | 25 | 9 | 66.335
2032 | 8 | 25 | 10 | 61.5406
2032 | 8 | 25 | 11 | 57.3911
2032 | 8 | 25 | 12 | 60.2706
2032 | 8 | 25 | 13 | 62.5644
2032 | 8 | 25 | 14 | 61.9309
2032 | 8 | 25 | 15 | 61.3741
2032 | 8 | 25 | 16 | 67.3715
2032 | 8 | 25 | 17 | 79.6755
2032 | 8 | 25 | 18 | 91.2923
2032 | 8 | 25 | 19 | 91.6347
2032 | 8 | 25 | 20 | 90.2679
2032 | 8 | 25 | 21 | 85.218
2032 | 8 | 25 | 22 | 77.9206
2032 | 8 | 25 | 23 | 71.4494
2032 | 8 | 26 | 0 | 67.62
2032 | 8 | 26 | 1 | 63.8029
2032 | 8 | 26 | 2 | 62.229
2032 | 8 | 26 | 3 | 61.6742
2032 | 8 | 26 | 4 | 61.8243
2032 | 8 | 26 | 5 | 63.6323
2032 | 8 | 26 | 6 | 66.5054
2032 | 8 | 26 | 7 | 70.9884
2032 | 8 | 26 | 8 | 70.6381
2032 | 8 | 26 | 9 | 62.2726
2032 | 8 | 26 | 10 | 57.561
2032 | 8 | 26 | 11 | 54.5332
2032 | 8 | 26 | 12 | 58.471
2032 | 8 | 26 | 13 | 60.3413
2032 | 8 | 26 | 14 | 60.6971
2032 | 8 | 26 | 15 | 60.5306
2032 | 8 | 26 | 16 | 63.5552
2032 | 8 | 26 | 17 | 73.4139
2032 | 8 | 26 | 18 | 85.5911
2032 | 8 | 26 | 19 | 86.7722
2032 | 8 | 26 | 20 | 85.2571
2032 | 8 | 26 | 21 | 80.5305
2032 | 8 | 26 | 22 | 74.2718
2032 | 8 | 26 | 23 | 68.6411
2032 | 8 | 27 | 0 | 66.738
2032 | 8 | 27 | 1 | 62.1437
2032 | 8 | 27 | 2 | 60.7835
2032 | 8 | 27 | 3 | 60.3039
2032 | 8 | 27 | 4 | 60.5722
2032 | 8 | 27 | 5 | 62.2728
2032 | 8 | 27 | 6 | 64.3354
2032 | 8 | 27 | 7 | 68.2621
2032 | 8 | 27 | 8 | 66.6702
2032 | 8 | 27 | 9 | 57.1267
2032 | 8 | 27 | 10 | 51.1397
2032 | 8 | 27 | 11 | 47.6901
2032 | 8 | 27 | 12 | 48.8442
2032 | 8 | 27 | 13 | 51.6017
2032 | 8 | 27 | 14 | 51.2767
2032 | 8 | 27 | 15 | 50.7387
2032 | 8 | 27 | 16 | 52.9597
2032 | 8 | 27 | 17 | 62.0108
2032 | 8 | 27 | 18 | 74.876
2032 | 8 | 27 | 19 | 78.0373
2032 | 8 | 27 | 20 | 77.6608
2032 | 8 | 27 | 21 | 73.7406
2032 | 8 | 27 | 22 | 68.3733
2032 | 8 | 27 | 23 | 63.4624
2032 | 8 | 28 | 0 | 62.2124
2032 | 8 | 28 | 1 | 60.4694
2032 | 8 | 28 | 2 | 58.8247
2032 | 8 | 28 | 3 | 57.8577
2032 | 8 | 28 | 4 | 57.7975
2032 | 8 | 28 | 5 | 58.2841
2032 | 8 | 28 | 6 | 57.9497
2032 | 8 | 28 | 7 | 60.0412
2032 | 8 | 28 | 8 | 62.0603
2032 | 8 | 28 | 9 | 53.6133
2032 | 8 | 28 | 10 | 48.8726
2032 | 8 | 28 | 11 | 49.3411
2032 | 8 | 28 | 12 | 51.2308
2032 | 8 | 28 | 13 | 50.9053
2032 | 8 | 28 | 14 | 47.9092
2032 | 8 | 28 | 15 | 49.5484
2032 | 8 | 28 | 16 | 55.5071
2032 | 8 | 28 | 17 | 68.1292
2032 | 8 | 28 | 18 | 82.7949
2032 | 8 | 28 | 19 | 78.5061
2032 | 8 | 28 | 20 | 76.5508
2032 | 8 | 28 | 21 | 71.6135
2032 | 8 | 28 | 22 | 66.7654
2032 | 8 | 28 | 23 | 62.7971
2032 | 8 | 29 | 0 | 60.4468
2032 | 8 | 29 | 1 | 59.8471
2032 | 8 | 29 | 2 | 58.202
2032 | 8 | 29 | 3 | 57.3296
2032 | 8 | 29 | 4 | 57.2832
2032 | 8 | 29 | 5 | 57.4282
2032 | 8 | 29 | 6 | 57.01
2032 | 8 | 29 | 7 | 59.5487
2032 | 8 | 29 | 8 | 64.7662
2032 | 8 | 29 | 9 | 59.1385
2032 | 8 | 29 | 10 | 54.4439
2032 | 8 | 29 | 11 | 50.3646
2032 | 8 | 29 | 12 | 50.4657
2032 | 8 | 29 | 13 | 52.1338
2032 | 8 | 29 | 14 | 53.2828
2032 | 8 | 29 | 15 | 56.9322
2032 | 8 | 29 | 16 | 63.1643
2032 | 8 | 29 | 17 | 76.812
2032 | 8 | 29 | 18 | 91.5323
2032 | 8 | 29 | 19 | 90.0969
2032 | 8 | 29 | 20 | 87.3787
2032 | 8 | 29 | 21 | 81.946
2032 | 8 | 29 | 22 | 75.4841
2032 | 8 | 29 | 23 | 70.1294
2032 | 8 | 30 | 0 | 64.6921
2032 | 8 | 30 | 1 | 60.7491
2032 | 8 | 30 | 2 | 59.752
2032 | 8 | 30 | 3 | 59.4759
2032 | 8 | 30 | 4 | 59.9333
2032 | 8 | 30 | 5 | 61.9379
2032 | 8 | 30 | 6 | 65.0255
2032 | 8 | 30 | 7 | 70.6341
2032 | 8 | 30 | 8 | 73.8963
2032 | 8 | 30 | 9 | 65.8257
2032 | 8 | 30 | 10 | 60.22
2032 | 8 | 30 | 11 | 56.5587
2032 | 8 | 30 | 12 | 59.4167
2032 | 8 | 30 | 13 | 61.5806
2032 | 8 | 30 | 14 | 61.0815
2032 | 8 | 30 | 15 | 61.7007
2032 | 8 | 30 | 16 | 67.1758
2032 | 8 | 30 | 17 | 77.3104
2032 | 8 | 30 | 18 | 89.8684
2032 | 8 | 30 | 19 | 86.7366
2032 | 8 | 30 | 20 | 85.0844
2032 | 8 | 30 | 21 | 79.7281
2032 | 8 | 30 | 22 | 73.5554
2032 | 8 | 30 | 23 | 68.3215
2032 | 8 | 31 | 0 | 65.078
2032 | 8 | 31 | 1 | 60.2339
2032 | 8 | 31 | 2 | 59.0464
2032 | 8 | 31 | 3 | 58.7831
2032 | 8 | 31 | 4 | 59.135
2032 | 8 | 31 | 5 | 60.9481
2032 | 8 | 31 | 6 | 64.2638
2032 | 8 | 31 | 7 | 69.5028
2032 | 8 | 31 | 8 | 72.7171
2032 | 8 | 31 | 9 | 65.968
2032 | 8 | 31 | 10 | 60.0285
2032 | 8 | 31 | 11 | 54.5874
2032 | 8 | 31 | 12 | 55.2363
2032 | 8 | 31 | 13 | 57.0434
2032 | 8 | 31 | 14 | 56.6881
2032 | 8 | 31 | 15 | 56.8892
2032 | 8 | 31 | 16 | 57.9798
2032 | 8 | 31 | 17 | 63.7737
2032 | 8 | 31 | 18 | 74.5136
2032 | 8 | 31 | 19 | 77.3782
2032 | 8 | 31 | 20 | 76.0283
2032 | 8 | 31 | 21 | 71.1143
2032 | 8 | 31 | 22 | 65.5627
2032 | 8 | 31 | 23 | 61.1276
2032 | 9 | 1 | 0 | 60.1688
2032 | 9 | 1 | 1 | 60.6891
2032 | 9 | 1 | 2 | 60.0351
2032 | 9 | 1 | 3 | 60.19
2032 | 9 | 1 | 4 | 60.6709
2032 | 9 | 1 | 5 | 62.4626
2032 | 9 | 1 | 6 | 64.949
2032 | 9 | 1 | 7 | 69.3471
2032 | 9 | 1 | 8 | 68.615
2032 | 9 | 1 | 9 | 61.7489
2032 | 9 | 1 | 10 | 57.7994
2032 | 9 | 1 | 11 | 53.8138
2032 | 9 | 1 | 12 | 54.1512
2032 | 9 | 1 | 13 | 57.2917
2032 | 9 | 1 | 14 | 56.7715
2032 | 9 | 1 | 15 | 55.4171
2032 | 9 | 1 | 16 | 57.7823
2032 | 9 | 1 | 17 | 67.3333
2032 | 9 | 1 | 18 | 81.8839
2032 | 9 | 1 | 19 | 81.1374
2032 | 9 | 1 | 20 | 80.2142
2032 | 9 | 1 | 21 | 75.4654
2032 | 9 | 1 | 22 | 69.5783
2032 | 9 | 1 | 23 | 64.7182
2032 | 9 | 2 | 0 | 64.109
2032 | 9 | 2 | 1 | 60.4286
2032 | 9 | 2 | 2 | 59.7509
2032 | 9 | 2 | 3 | 59.9348
2032 | 9 | 2 | 4 | 60.4539
2032 | 9 | 2 | 5 | 62.6618
2032 | 9 | 2 | 6 | 65.8884
2032 | 9 | 2 | 7 | 71.0936
2032 | 9 | 2 | 8 | 73.2535
2032 | 9 | 2 | 9 | 69.2702
2032 | 9 | 2 | 10 | 66.4292
2032 | 9 | 2 | 11 | 60.567
2032 | 9 | 2 | 12 | 64.9615
2032 | 9 | 2 | 13 | 66.9325
2032 | 9 | 2 | 14 | 64.6451
2032 | 9 | 2 | 15 | 64.0654
2032 | 9 | 2 | 16 | 68.4788
2032 | 9 | 2 | 17 | 77.0858
2032 | 9 | 2 | 18 | 83.3705
2032 | 9 | 2 | 19 | 81.6041
2032 | 9 | 2 | 20 | 80.6046
2032 | 9 | 2 | 21 | 75.6921
2032 | 9 | 2 | 22 | 70.0571
2032 | 9 | 2 | 23 | 64.9429
2032 | 9 | 3 | 0 | 63.4827
2032 | 9 | 3 | 1 | 61.4786
2032 | 9 | 3 | 2 | 60.6204
2032 | 9 | 3 | 3 | 60.6013
2032 | 9 | 3 | 4 | 60.8937
2032 | 9 | 3 | 5 | 62.7635
2032 | 9 | 3 | 6 | 66.0696
2032 | 9 | 3 | 7 | 72.318
2032 | 9 | 3 | 8 | 76.0699
2032 | 9 | 3 | 9 | 71.5064
2032 | 9 | 3 | 10 | 67.3126
2032 | 9 | 3 | 11 | 61.3174
2032 | 9 | 3 | 12 | 64.9661
2032 | 9 | 3 | 13 | 66.2631
2032 | 9 | 3 | 14 | 64.3117
2032 | 9 | 3 | 15 | 62.8653
2032 | 9 | 3 | 16 | 70.0807
2032 | 9 | 3 | 17 | 80.295
2032 | 9 | 3 | 18 | 91.3811
2032 | 9 | 3 | 19 | 88.522
2032 | 9 | 3 | 20 | 86.1474
2032 | 9 | 3 | 21 | 80.674
2032 | 9 | 3 | 22 | 74.5394
2032 | 9 | 3 | 23 | 68.9643
2032 | 9 | 4 | 0 | 65.3044
2032 | 9 | 4 | 1 | 60.9754
2032 | 9 | 4 | 2 | 59.3878
2032 | 9 | 4 | 3 | 58.7472
2032 | 9 | 4 | 4 | 58.4531
2032 | 9 | 4 | 5 | 58.6276
2032 | 9 | 4 | 6 | 59.761
2032 | 9 | 4 | 7 | 63.6231
2032 | 9 | 4 | 8 | 68.9824
2032 | 9 | 4 | 9 | 66.5991
2032 | 9 | 4 | 10 | 60.5836
2032 | 9 | 4 | 11 | 52.4331
2032 | 9 | 4 | 12 | 53.2569
2032 | 9 | 4 | 13 | 53.7856
2032 | 9 | 4 | 14 | 51.2901
2032 | 9 | 4 | 15 | 51.2982
2032 | 9 | 4 | 16 | 55.8315
2032 | 9 | 4 | 17 | 68.3497
2032 | 9 | 4 | 18 | 79.241
2032 | 9 | 4 | 19 | 76.1384
2032 | 9 | 4 | 20 | 73.2772
2032 | 9 | 4 | 21 | 67.3336
2032 | 9 | 4 | 22 | 62.3482
2032 | 9 | 4 | 23 | 59.012
2032 | 9 | 5 | 0 | 59.4352
2032 | 9 | 5 | 1 | 58.506
2032 | 9 | 5 | 2 | 57.1452
2032 | 9 | 5 | 3 | 56.6912
2032 | 9 | 5 | 4 | 56.6614
2032 | 9 | 5 | 5 | 56.8722
2032 | 9 | 5 | 6 | 56.6072
2032 | 9 | 5 | 7 | 59.3051
2032 | 9 | 5 | 8 | 62.3533
2032 | 9 | 5 | 9 | 55.8955
2032 | 9 | 5 | 10 | 50.1838
2032 | 9 | 5 | 11 | 48.3011
2032 | 9 | 5 | 12 | 51.0491
2032 | 9 | 5 | 13 | 51.352
2032 | 9 | 5 | 14 | 51.6632
2032 | 9 | 5 | 15 | 52.5766
2032 | 9 | 5 | 16 | 57.5191
2032 | 9 | 5 | 17 | 71.8492
2032 | 9 | 5 | 18 | 88.4782
2032 | 9 | 5 | 19 | 82.8916
2032 | 9 | 5 | 20 | 80.4027
2032 | 9 | 5 | 21 | 73.9841
2032 | 9 | 5 | 22 | 67.9072
2032 | 9 | 5 | 23 | 63.1964
2032 | 9 | 6 | 0 | 62.2232
2032 | 9 | 6 | 1 | 63.8892
2032 | 9 | 6 | 2 | 62.2388
2032 | 9 | 6 | 3 | 61.3741
2032 | 9 | 6 | 4 | 61.3598
2032 | 9 | 6 | 5 | 61.8813
2032 | 9 | 6 | 6 | 61.3452
2032 | 9 | 6 | 7 | 64.4218
2032 | 9 | 6 | 8 | 69.1856
2032 | 9 | 6 | 9 | 67.3478
2032 | 9 | 6 | 10 | 58.2923
2032 | 9 | 6 | 11 | 52.9791
2032 | 9 | 6 | 12 | 58.4282
2032 | 9 | 6 | 13 | 60.1787
2032 | 9 | 6 | 14 | 59.2107
2032 | 9 | 6 | 15 | 62.9902
2032 | 9 | 6 | 16 | 63.8397
2032 | 9 | 6 | 17 | 75.8564
2032 | 9 | 6 | 18 | 88.7776
2032 | 9 | 6 | 19 | 85.4132
2032 | 9 | 6 | 20 | 81.9055
2032 | 9 | 6 | 21 | 73.8656
2032 | 9 | 6 | 22 | 67.0442
2032 | 9 | 6 | 23 | 62.478
2032 | 9 | 7 | 0 | 62.0914
2032 | 9 | 7 | 1 | 64.4147
2032 | 9 | 7 | 2 | 63.3314
2032 | 9 | 7 | 3 | 63.2772
2032 | 9 | 7 | 4 | 63.5714
2032 | 9 | 7 | 5 | 65.3689
2032 | 9 | 7 | 6 | 69.5879
2032 | 9 | 7 | 7 | 76.5822
2032 | 9 | 7 | 8 | 80.704
2032 | 9 | 7 | 9 | 75.3288
2032 | 9 | 7 | 10 | 68.7098
2032 | 9 | 7 | 11 | 61.7841
2032 | 9 | 7 | 12 | 64.8908
2032 | 9 | 7 | 13 | 66.4263
2032 | 9 | 7 | 14 | 65.0819
2032 | 9 | 7 | 15 | 64.9379
2032 | 9 | 7 | 16 | 71.2346
2032 | 9 | 7 | 17 | 79.2196
2032 | 9 | 7 | 18 | 90.0579
2032 | 9 | 7 | 19 | 84.2979
2032 | 9 | 7 | 20 | 82.2715
2032 | 9 | 7 | 21 | 76.6731
2032 | 9 | 7 | 22 | 71.3067
2032 | 9 | 7 | 23 | 66.8536
2032 | 9 | 8 | 0 | 66.6695
2032 | 9 | 8 | 1 | 65.4033
2032 | 9 | 8 | 2 | 64.4711
2032 | 9 | 8 | 3 | 64.2958
2032 | 9 | 8 | 4 | 64.5601
2032 | 9 | 8 | 5 | 66.377
2032 | 9 | 8 | 6 | 68.7596
2032 | 9 | 8 | 7 | 75.6077
2032 | 9 | 8 | 8 | 79.6797
2032 | 9 | 8 | 9 | 71.3807
2032 | 9 | 8 | 10 | 61.5583
2032 | 9 | 8 | 11 | 53.5038
2032 | 9 | 8 | 12 | 54.3912
2032 | 9 | 8 | 13 | 57.357
2032 | 9 | 8 | 14 | 56.1464
2032 | 9 | 8 | 15 | 56.3105
2032 | 9 | 8 | 16 | 60.8941
2032 | 9 | 8 | 17 | 73.1491
2032 | 9 | 8 | 18 | 90.6072
2032 | 9 | 8 | 19 | 86.1472
2032 | 9 | 8 | 20 | 83.5369
2032 | 9 | 8 | 21 | 77.5738
2032 | 9 | 8 | 22 | 71.999
2032 | 9 | 8 | 23 | 67.5658
2032 | 9 | 9 | 0 | 66.0677
2032 | 9 | 9 | 1 | 63.0643
2032 | 9 | 9 | 2 | 62.3795
2032 | 9 | 9 | 3 | 62.6099
2032 | 9 | 9 | 4 | 63.238
2032 | 9 | 9 | 5 | 65.4527
2032 | 9 | 9 | 6 | 69.2176
2032 | 9 | 9 | 7 | 75.0873
2032 | 9 | 9 | 8 | 77.2772
2032 | 9 | 9 | 9 | 72.163
2032 | 9 | 9 | 10 | 66.2828
2032 | 9 | 9 | 11 | 58.7777
2032 | 9 | 9 | 12 | 54.3222
2032 | 9 | 9 | 13 | 57.8679
2032 | 9 | 9 | 14 | 55.8771
2032 | 9 | 9 | 15 | 56.2489
2032 | 9 | 9 | 16 | 59.0218
2032 | 9 | 9 | 17 | 68.4188
2032 | 9 | 9 | 18 | 85.4997
2032 | 9 | 9 | 19 | 85.7976
2032 | 9 | 9 | 20 | 84.9448
2032 | 9 | 9 | 21 | 79.9846
2032 | 9 | 9 | 22 | 75.0324
2032 | 9 | 9 | 23 | 70.4952
2032 | 9 | 10 | 0 | 66.8336
2032 | 9 | 10 | 1 | 65.9593
2032 | 9 | 10 | 2 | 65.505
2032 | 9 | 10 | 3 | 65.743
2032 | 9 | 10 | 4 | 66.4578
2032 | 9 | 10 | 5 | 68.8354
2032 | 9 | 10 | 6 | 71.8576
2032 | 9 | 10 | 7 | 77.9029
2032 | 9 | 10 | 8 | 78.3529
2032 | 9 | 10 | 9 | 70.71
2032 | 9 | 10 | 10 | 64.5649
2032 | 9 | 10 | 11 | 56.3217
2032 | 9 | 10 | 12 | 56.7314
2032 | 9 | 10 | 13 | 58.7165
2032 | 9 | 10 | 14 | 55.957
2032 | 9 | 10 | 15 | 56.3552
2032 | 9 | 10 | 16 | 61.1962
2032 | 9 | 10 | 17 | 70.973
2032 | 9 | 10 | 18 | 84.2903
2032 | 9 | 10 | 19 | 85.0925
2032 | 9 | 10 | 20 | 84.0292
2032 | 9 | 10 | 21 | 79.3233
2032 | 9 | 10 | 22 | 74.8419
2032 | 9 | 10 | 23 | 70.6882
2032 | 9 | 11 | 0 | 68.3901
2032 | 9 | 11 | 1 | 67.5453
2032 | 9 | 11 | 2 | 66.8252
2032 | 9 | 11 | 3 | 66.6922
2032 | 9 | 11 | 4 | 67.0033
2032 | 9 | 11 | 5 | 67.994
2032 | 9 | 11 | 6 | 68.8814
2032 | 9 | 11 | 7 | 72.4103
2032 | 9 | 11 | 8 | 71.4701
2032 | 9 | 11 | 9 | 61.2624
2032 | 9 | 11 | 10 | 55.6194
2032 | 9 | 11 | 11 | 50.6518
2032 | 9 | 11 | 12 | 50.1686
2032 | 9 | 11 | 13 | 52.2422
2032 | 9 | 11 | 14 | 49.6373
2032 | 9 | 11 | 15 | 50.3959
2032 | 9 | 11 | 16 | 54.711
2032 | 9 | 11 | 17 | 66.9171
2032 | 9 | 11 | 18 | 82.7428
2032 | 9 | 11 | 19 | 80.4438
2032 | 9 | 11 | 20 | 77.2099
2032 | 9 | 11 | 21 | 71.4345
2032 | 9 | 11 | 22 | 67.2322
2032 | 9 | 11 | 23 | 64.1781
2032 | 9 | 12 | 0 | 62.8333
2032 | 9 | 12 | 1 | 62.0983
2032 | 9 | 12 | 2 | 61.4205
2032 | 9 | 12 | 3 | 61.359
2032 | 9 | 12 | 4 | 61.7905
2032 | 9 | 12 | 5 | 62.7621
2032 | 9 | 12 | 6 | 64.1533
2032 | 9 | 12 | 7 | 68.1696
2032 | 9 | 12 | 8 | 72.6153
2032 | 9 | 12 | 9 | 65.6458
2032 | 9 | 12 | 10 | 56.8185
2032 | 9 | 12 | 11 | 49.252
2032 | 9 | 12 | 12 | 51.9608
2032 | 9 | 12 | 13 | 53.7502
2032 | 9 | 12 | 14 | 50.8694
2032 | 9 | 12 | 15 | 53.0758
2032 | 9 | 12 | 16 | 61.0726
2032 | 9 | 12 | 17 | 76.0919
2032 | 9 | 12 | 18 | 86.4768
2032 | 9 | 12 | 19 | 80.8992
2032 | 9 | 12 | 20 | 77.4977
2032 | 9 | 12 | 21 | 71.1345
2032 | 9 | 12 | 22 | 66.1498
2032 | 9 | 12 | 23 | 62.732
2032 | 9 | 13 | 0 | 61.3272
2032 | 9 | 13 | 1 | 61.861
2032 | 9 | 13 | 2 | 61.7899
2032 | 9 | 13 | 3 | 62.2441
2032 | 9 | 13 | 4 | 63.1618
2032 | 9 | 13 | 5 | 65.6457
2032 | 9 | 13 | 6 | 68.6382
2032 | 9 | 13 | 7 | 75.4254
2032 | 9 | 13 | 8 | 75.5357
2032 | 9 | 13 | 9 | 64.0573
2032 | 9 | 13 | 10 | 58.017
2032 | 9 | 13 | 11 | 53.4964
2032 | 9 | 13 | 12 | 58.2926
2032 | 9 | 13 | 13 | 60.4901
2032 | 9 | 13 | 14 | 58.6059
2032 | 9 | 13 | 15 | 60.2648
2032 | 9 | 13 | 16 | 64.4206
2032 | 9 | 13 | 17 | 75.9457
2032 | 9 | 13 | 18 | 86.1527
2032 | 9 | 13 | 19 | 84.2553
2032 | 9 | 13 | 20 | 81.8519
2032 | 9 | 13 | 21 | 75.8566
2032 | 9 | 13 | 22 | 70.5158
2032 | 9 | 13 | 23 | 66.4774
2032 | 9 | 14 | 0 | 66.0253
2032 | 9 | 14 | 1 | 62.7255
2032 | 9 | 14 | 2 | 62.2214
2032 | 9 | 14 | 3 | 62.4996
2032 | 9 | 14 | 4 | 63.25
2032 | 9 | 14 | 5 | 65.5675
2032 | 9 | 14 | 6 | 69.4047
2032 | 9 | 14 | 7 | 76.4651
2032 | 9 | 14 | 8 | 77.2263
2032 | 9 | 14 | 9 | 66.843
2032 | 9 | 14 | 10 | 59.495
2032 | 9 | 14 | 11 | 53.623
2032 | 9 | 14 | 12 | 59.3157
2032 | 9 | 14 | 13 | 61.3378
2032 | 9 | 14 | 14 | 59.7657
2032 | 9 | 14 | 15 | 61.7938
2032 | 9 | 14 | 16 | 66.5117
2032 | 9 | 14 | 17 | 77.3711
2032 | 9 | 14 | 18 | 89.7908
2032 | 9 | 14 | 19 | 85.6819
2032 | 9 | 14 | 20 | 82.7357
2032 | 9 | 14 | 21 | 76.4472
2032 | 9 | 14 | 22 | 71.1747
2032 | 9 | 14 | 23 | 67.076
2032 | 9 | 15 | 0 | 64.7424
2032 | 9 | 15 | 1 | 62.8542
2032 | 9 | 15 | 2 | 62.2984
2032 | 9 | 15 | 3 | 62.4193
2032 | 9 | 15 | 4 | 63.0647
2032 | 9 | 15 | 5 | 65.2951
2032 | 9 | 15 | 6 | 68.8864
2032 | 9 | 15 | 7 | 75.6378
2032 | 9 | 15 | 8 | 76.4972
2032 | 9 | 15 | 9 | 66.2296
2032 | 9 | 15 | 10 | 59.295
2032 | 9 | 15 | 11 | 53.4778
2032 | 9 | 15 | 12 | 55.8882
2032 | 9 | 15 | 13 | 58.6576
2032 | 9 | 15 | 14 | 57.7864
2032 | 9 | 15 | 15 | 58.4238
2032 | 9 | 15 | 16 | 60.7818
2032 | 9 | 15 | 17 | 72.2539
2032 | 9 | 15 | 18 | 84.3742
2032 | 9 | 15 | 19 | 83.1096
2032 | 9 | 15 | 20 | 80.801
2032 | 9 | 15 | 21 | 75.0499
2032 | 9 | 15 | 22 | 69.6731
2032 | 9 | 15 | 23 | 65.4649
2032 | 9 | 16 | 0 | 64.6431
2032 | 9 | 16 | 1 | 63.5169
2032 | 9 | 16 | 2 | 63.1124
2032 | 9 | 16 | 3 | 63.4742
2032 | 9 | 16 | 4 | 64.3496
2032 | 9 | 16 | 5 | 66.8709
2032 | 9 | 16 | 6 | 69.7966
2032 | 9 | 16 | 7 | 77.0389
2032 | 9 | 16 | 8 | 80.5235
2032 | 9 | 16 | 9 | 73.952
2032 | 9 | 16 | 10 | 66.0229
2032 | 9 | 16 | 11 | 57.8253
2032 | 9 | 16 | 12 | 58.8419
2032 | 9 | 16 | 13 | 61.3153
2032 | 9 | 16 | 14 | 60.456
2032 | 9 | 16 | 15 | 63.0421
2032 | 9 | 16 | 16 | 68.4801
2032 | 9 | 16 | 17 | 81.4003
2032 | 9 | 16 | 18 | 92.0628
2032 | 9 | 16 | 19 | 89.3971
2032 | 9 | 16 | 20 | 86.8158
2032 | 9 | 16 | 21 | 81.1186
2032 | 9 | 16 | 22 | 76.0061
2032 | 9 | 16 | 23 | 71.7251
2032 | 9 | 17 | 0 | 68.5872
2032 | 9 | 17 | 1 | 66.7135
2032 | 9 | 17 | 2 | 66.0688
2032 | 9 | 17 | 3 | 66.1358
2032 | 9 | 17 | 4 | 66.7034
2032 | 9 | 17 | 5 | 68.9696
2032 | 9 | 17 | 6 | 72.059
2032 | 9 | 17 | 7 | 78.538
2032 | 9 | 17 | 8 | 79.3229
2032 | 9 | 17 | 9 | 70.5401
2032 | 9 | 17 | 10 | 62.7173
2032 | 9 | 17 | 11 | 55.5416
2032 | 9 | 17 | 12 | 58.8513
2032 | 9 | 17 | 13 | 60.9848
2032 | 9 | 17 | 14 | 57.9852
2032 | 9 | 17 | 15 | 59.2198
2032 | 9 | 17 | 16 | 64.4508
2032 | 9 | 17 | 17 | 75.862
2032 | 9 | 17 | 18 | 85.6736
2032 | 9 | 17 | 19 | 84.1504
2032 | 9 | 17 | 20 | 81.7829
2032 | 9 | 17 | 21 | 76.376
2032 | 9 | 17 | 22 | 71.911
2032 | 9 | 17 | 23 | 67.8283
2032 | 9 | 18 | 0 | 64.7407
2032 | 9 | 18 | 1 | 64.3757
2032 | 9 | 18 | 2 | 63.3519
2032 | 9 | 18 | 3 | 62.7312
2032 | 9 | 18 | 4 | 62.9218
2032 | 9 | 18 | 5 | 63.8439
2032 | 9 | 18 | 6 | 64.1261
2032 | 9 | 18 | 7 | 69.1679
2032 | 9 | 18 | 8 | 73.9383
2032 | 9 | 18 | 9 | 66.0472
2032 | 9 | 18 | 10 | 58.0447
2032 | 9 | 18 | 11 | 52.6503
2032 | 9 | 18 | 12 | 54.3023
2032 | 9 | 18 | 13 | 54.2159
2032 | 9 | 18 | 14 | 50.1411
2032 | 9 | 18 | 15 | 50.5825
2032 | 9 | 18 | 16 | 56.7274
2032 | 9 | 18 | 17 | 71.156
2032 | 9 | 18 | 18 | 87.2441
2032 | 9 | 18 | 19 | 82.2537
2032 | 9 | 18 | 20 | 77.296
2032 | 9 | 18 | 21 | 70.7271
2032 | 9 | 18 | 22 | 66.5699
2032 | 9 | 18 | 23 | 63.5928
2032 | 9 | 19 | 0 | 61.7488
2032 | 9 | 19 | 1 | 60.2534
2032 | 9 | 19 | 2 | 59.3438
2032 | 9 | 19 | 3 | 59.1386
2032 | 9 | 19 | 4 | 59.4276
2032 | 9 | 19 | 5 | 60.1109
2032 | 9 | 19 | 6 | 60.5516
2032 | 9 | 19 | 7 | 64.1281
2032 | 9 | 19 | 8 | 68.6398
2032 | 9 | 19 | 9 | 63.4108
2032 | 9 | 19 | 10 | 56.5547
2032 | 9 | 19 | 11 | 50.7715
2032 | 9 | 19 | 12 | 50.8349
2032 | 9 | 19 | 13 | 51.5986
2032 | 9 | 19 | 14 | 50.8059
2032 | 9 | 19 | 15 | 52.5625
2032 | 9 | 19 | 16 | 55.2678
2032 | 9 | 19 | 17 | 68.1079
2032 | 9 | 19 | 18 | 80.7629
2032 | 9 | 19 | 19 | 78.0491
2032 | 9 | 19 | 20 | 74.2007
2032 | 9 | 19 | 21 | 67.7981
2032 | 9 | 19 | 22 | 62.7758
2032 | 9 | 19 | 23 | 59.5649
2032 | 9 | 20 | 0 | 59.7148
2032 | 9 | 20 | 1 | 57.3284
2032 | 9 | 20 | 2 | 57.2859
2032 | 9 | 20 | 3 | 57.6646
2032 | 9 | 20 | 4 | 58.6535
2032 | 9 | 20 | 5 | 61.0791
2032 | 9 | 20 | 6 | 65.4929
2032 | 9 | 20 | 7 | 72.7627
2032 | 9 | 20 | 8 | 75.3949
2032 | 9 | 20 | 9 | 67.3364
2032 | 9 | 20 | 10 | 61.9441
2032 | 9 | 20 | 11 | 56.8791
2032 | 9 | 20 | 12 | 53.7705
2032 | 9 | 20 | 13 | 56.6938
2032 | 9 | 20 | 14 | 56.3443
2032 | 9 | 20 | 15 | 56.9543
2032 | 9 | 20 | 16 | 55.9312
2032 | 9 | 20 | 17 | 65.5261
2032 | 9 | 20 | 18 | 80.9233
2032 | 9 | 20 | 19 | 81.4158
2032 | 9 | 20 | 20 | 78.6551
2032 | 9 | 20 | 21 | 72.5341
2032 | 9 | 20 | 22 | 67.1462
2032 | 9 | 20 | 23 | 62.9659
2032 | 9 | 21 | 0 | 62.5481
2032 | 9 | 21 | 1 | 58.9979
2032 | 9 | 21 | 2 | 58.5392
2032 | 9 | 21 | 3 | 58.7357
2032 | 9 | 21 | 4 | 59.4838
2032 | 9 | 21 | 5 | 61.7147
2032 | 9 | 21 | 6 | 65.4119
2032 | 9 | 21 | 7 | 71.8373
2032 | 9 | 21 | 8 | 72.2583
2032 | 9 | 21 | 9 | 63.9612
2032 | 9 | 21 | 10 | 58.8963
2032 | 9 | 21 | 11 | 54.3697
2032 | 9 | 21 | 12 | 57.4742
2032 | 9 | 21 | 13 | 59.1948
2032 | 9 | 21 | 14 | 57.9557
2032 | 9 | 21 | 15 | 58.7115
2032 | 9 | 21 | 16 | 60.158
2032 | 9 | 21 | 17 | 68.9656
2032 | 9 | 21 | 18 | 86.4665
2032 | 9 | 21 | 19 | 83.8345
2032 | 9 | 21 | 20 | 80.5106
2032 | 9 | 21 | 21 | 74.0336
2032 | 9 | 21 | 22 | 68.6337
2032 | 9 | 21 | 23 | 64.3499
2032 | 9 | 22 | 0 | 61.7808
2032 | 9 | 22 | 1 | 59.8801
2032 | 9 | 22 | 2 | 59.3047
2032 | 9 | 22 | 3 | 59.2816
2032 | 9 | 22 | 4 | 59.8016
2032 | 9 | 22 | 5 | 61.921
2032 | 9 | 22 | 6 | 65.2031
2032 | 9 | 22 | 7 | 72.8475
2032 | 9 | 22 | 8 | 78.6818
2032 | 9 | 22 | 9 | 72.1289
2032 | 9 | 22 | 10 | 63.3387
2032 | 9 | 22 | 11 | 55.2474
2032 | 9 | 22 | 12 | 60.054
2032 | 9 | 22 | 13 | 61.5134
2032 | 9 | 22 | 14 | 59.0109
2032 | 9 | 22 | 15 | 59.875
2032 | 9 | 22 | 16 | 64.7515
2032 | 9 | 22 | 17 | 77.0836
2032 | 9 | 22 | 18 | 87.2154
2032 | 9 | 22 | 19 | 84.2163
2032 | 9 | 22 | 20 | 80.8714
2032 | 9 | 22 | 21 | 74.5435
2032 | 9 | 22 | 22 | 68.9655
2032 | 9 | 22 | 23 | 64.6232
2032 | 9 | 23 | 0 | 62.4783
2032 | 9 | 23 | 1 | 62.4527
2032 | 9 | 23 | 2 | 61.9822
2032 | 9 | 23 | 3 | 62.1324
2032 | 9 | 23 | 4 | 62.7255
2032 | 9 | 23 | 5 | 65.1152
2032 | 9 | 23 | 6 | 68.4843
2032 | 9 | 23 | 7 | 76.2745
2032 | 9 | 23 | 8 | 81.7
2032 | 9 | 23 | 9 | 73.6412
2032 | 9 | 23 | 10 | 62.8137
2032 | 9 | 23 | 11 | 53.6788
2032 | 9 | 23 | 12 | 53.8977
2032 | 9 | 23 | 13 | 55.7839
2032 | 9 | 23 | 14 | 53.4061
2032 | 9 | 23 | 15 | 55.4408
2032 | 9 | 23 | 16 | 61.0087
2032 | 9 | 23 | 17 | 75.2225
2032 | 9 | 23 | 18 | 84.4841
2032 | 9 | 23 | 19 | 83.2058
2032 | 9 | 23 | 20 | 80.164
2032 | 9 | 23 | 21 | 74.5989
2032 | 9 | 23 | 22 | 69.7009
2032 | 9 | 23 | 23 | 65.4934
2032 | 9 | 24 | 0 | 64.3044
2032 | 9 | 24 | 1 | 64.1014
2032 | 9 | 24 | 2 | 63.7106
2032 | 9 | 24 | 3 | 63.988
2032 | 9 | 24 | 4 | 64.7252
2032 | 9 | 24 | 5 | 67.216
2032 | 9 | 24 | 6 | 69.676
2032 | 9 | 24 | 7 | 75.9895
2032 | 9 | 24 | 8 | 76.5184
2032 | 9 | 24 | 9 | 66.9243
2032 | 9 | 24 | 10 | 57.7871
2032 | 9 | 24 | 11 | 50.6768
2032 | 9 | 24 | 12 | 57.6188
2032 | 9 | 24 | 13 | 58.8481
2032 | 9 | 24 | 14 | 55.8216
2032 | 9 | 24 | 15 | 57.458
2032 | 9 | 24 | 16 | 63.9357
2032 | 9 | 24 | 17 | 76.5671
2032 | 9 | 24 | 18 | 86.9098
2032 | 9 | 24 | 19 | 84.3774
2032 | 9 | 24 | 20 | 81.0047
2032 | 9 | 24 | 21 | 75.3648
2032 | 9 | 24 | 22 | 70.7366
2032 | 9 | 24 | 23 | 66.6216
2032 | 9 | 25 | 0 | 63.4227
2032 | 9 | 25 | 1 | 64.8477
2032 | 9 | 25 | 2 | 64.0267
2032 | 9 | 25 | 3 | 63.5844
2032 | 9 | 25 | 4 | 63.9164
2032 | 9 | 25 | 5 | 64.9682
2032 | 9 | 25 | 6 | 65.9406
2032 | 9 | 25 | 7 | 70.729
2032 | 9 | 25 | 8 | 72.8266
2032 | 9 | 25 | 9 | 62.5653
2032 | 9 | 25 | 10 | 54.4448
2032 | 9 | 25 | 11 | 47.5738
2032 | 9 | 25 | 12 | 50.5134
2032 | 9 | 25 | 13 | 51.8359
2032 | 9 | 25 | 14 | 49.307
2032 | 9 | 25 | 15 | 50.5508
2032 | 9 | 25 | 16 | 56.7813
2032 | 9 | 25 | 17 | 70.0204
2032 | 9 | 25 | 18 | 81.2735
2032 | 9 | 25 | 19 | 80.1589
2032 | 9 | 25 | 20 | 75.9418
2032 | 9 | 25 | 21 | 70.0279
2032 | 9 | 25 | 22 | 66.0359
2032 | 9 | 25 | 23 | 63.1197
2032 | 9 | 26 | 0 | 63.0197
2032 | 9 | 26 | 1 | 62.0014
2032 | 9 | 26 | 2 | 61.2338
2032 | 9 | 26 | 3 | 60.9841
2032 | 9 | 26 | 4 | 61.3822
2032 | 9 | 26 | 5 | 62.3185
2032 | 9 | 26 | 6 | 62.7397
2032 | 9 | 26 | 7 | 65.4682
2032 | 9 | 26 | 8 | 65.8117
2032 | 9 | 26 | 9 | 56.7312
2032 | 9 | 26 | 10 | 50.5418
2032 | 9 | 26 | 11 | 47.3231
2032 | 9 | 26 | 12 | 51.3077
2032 | 9 | 26 | 13 | 51.6175
2032 | 9 | 26 | 14 | 48.3671
2032 | 9 | 26 | 15 | 50.257
2032 | 9 | 26 | 16 | 57.5469
2032 | 9 | 26 | 17 | 73.7127
2032 | 9 | 26 | 18 | 86.1825
2032 | 9 | 26 | 19 | 81.0868
2032 | 9 | 26 | 20 | 76.3469
2032 | 9 | 26 | 21 | 69.7269
2032 | 9 | 26 | 22 | 64.9175
2032 | 9 | 26 | 23 | 61.7387
2032 | 9 | 27 | 0 | 59.4285
2032 | 9 | 27 | 1 | 59.8316
2032 | 9 | 27 | 2 | 59.67
2032 | 9 | 27 | 3 | 59.8899
2032 | 9 | 27 | 4 | 60.67
2032 | 9 | 27 | 5 | 63.1532
2032 | 9 | 27 | 6 | 66.0244
2032 | 9 | 27 | 7 | 74.6059
2032 | 9 | 27 | 8 | 80.3915
2032 | 9 | 27 | 9 | 70.5204
2032 | 9 | 27 | 10 | 61.1875
2032 | 9 | 27 | 11 | 53.908
2032 | 9 | 27 | 12 | 52.961
2032 | 9 | 27 | 13 | 54.7844
2032 | 9 | 27 | 14 | 54.3713
2032 | 9 | 27 | 15 | 55.9098
2032 | 9 | 27 | 16 | 58.2411
2032 | 9 | 27 | 17 | 70.4086
2032 | 9 | 27 | 18 | 85.3196
2032 | 9 | 27 | 19 | 83.4585
2032 | 9 | 27 | 20 | 79.7351
2032 | 9 | 27 | 21 | 73.5219
2032 | 9 | 27 | 22 | 68.2557
2032 | 9 | 27 | 23 | 64.462
2032 | 9 | 28 | 0 | 64.1134
2032 | 9 | 28 | 1 | 62.3169
2032 | 9 | 28 | 2 | 61.8268
2032 | 9 | 28 | 3 | 61.9862
2032 | 9 | 28 | 4 | 62.7608
2032 | 9 | 28 | 5 | 65.1137
2032 | 9 | 28 | 6 | 67.4532
2032 | 9 | 28 | 7 | 73.8878
2032 | 9 | 28 | 8 | 71.913
2032 | 9 | 28 | 9 | 59.4984
2032 | 9 | 28 | 10 | 54.1294
2032 | 9 | 28 | 11 | 51.034
2032 | 9 | 28 | 12 | 54.4123
2032 | 9 | 28 | 13 | 56.4005
2032 | 9 | 28 | 14 | 56.1168
2032 | 9 | 28 | 15 | 57.4525
2032 | 9 | 28 | 16 | 59.0778
2032 | 9 | 28 | 17 | 69.3439
2032 | 9 | 28 | 18 | 82.0426
2032 | 9 | 28 | 19 | 80.9347
2032 | 9 | 28 | 20 | 77.5479
2032 | 9 | 28 | 21 | 71.6107
2032 | 9 | 28 | 22 | 66.5897
2032 | 9 | 28 | 23 | 62.7043
2032 | 9 | 29 | 0 | 63.6092
2032 | 9 | 29 | 1 | 59.6041
2032 | 9 | 29 | 2 | 58.9572
2032 | 9 | 29 | 3 | 59.0124
2032 | 9 | 29 | 4 | 59.434
2032 | 9 | 29 | 5 | 61.4922
2032 | 9 | 29 | 6 | 65.5806
2032 | 9 | 29 | 7 | 72.5678
2032 | 9 | 29 | 8 | 74.3122
2032 | 9 | 29 | 9 | 66.6909
2032 | 9 | 29 | 10 | 62.1539
2032 | 9 | 29 | 11 | 56.9603
2032 | 9 | 29 | 12 | 60.7956
2032 | 9 | 29 | 13 | 61.8103
2032 | 9 | 29 | 14 | 60.4328
2032 | 9 | 29 | 15 | 60.4171
2032 | 9 | 29 | 16 | 62.8194
2032 | 9 | 29 | 17 | 71.6127
2032 | 9 | 29 | 18 | 79.5322
2032 | 9 | 29 | 19 | 77.0166
2032 | 9 | 29 | 20 | 73.5667
2032 | 9 | 29 | 21 | 67.8817
2032 | 9 | 29 | 22 | 62.9105
2032 | 9 | 29 | 23 | 59.1663
2032 | 9 | 30 | 0 | 60.8438
2032 | 9 | 30 | 1 | 53.9368
2032 | 9 | 30 | 2 | 53.2094
2032 | 9 | 30 | 3 | 53.0512
2032 | 9 | 30 | 4 | 53.4375
2032 | 9 | 30 | 5 | 55.4962
2032 | 9 | 30 | 6 | 58.7954
2032 | 9 | 30 | 7 | 64.9668
2032 | 9 | 30 | 8 | 67.9183
2032 | 9 | 30 | 9 | 61.4678
2032 | 9 | 30 | 10 | 55.3178
2032 | 9 | 30 | 11 | 50.4912
2032 | 9 | 30 | 12 | 54.9273
2032 | 9 | 30 | 13 | 55.7093
2032 | 9 | 30 | 14 | 54.6558
2032 | 9 | 30 | 15 | 54.5911
2032 | 9 | 30 | 16 | 57.8637
2032 | 9 | 30 | 17 | 65.5493
2032 | 9 | 30 | 18 | 70.4233
2032 | 9 | 30 | 19 | 65.8766
2032 | 9 | 30 | 20 | 63.3189
2032 | 9 | 30 | 21 | 58.7906
2032 | 9 | 30 | 22 | 55.2902
2032 | 9 | 30 | 23 | 52.5357
2032 | 10 | 1 | 0 | 54.0615
2032 | 10 | 1 | 1 | 52.6674
2032 | 10 | 1 | 2 | 52.0014
2032 | 10 | 1 | 3 | 51.9825
2032 | 10 | 1 | 4 | 52.5179
2032 | 10 | 1 | 5 | 54.3634
2032 | 10 | 1 | 6 | 57.6545
2032 | 10 | 1 | 7 | 64.5751
2032 | 10 | 1 | 8 | 70.3515
2032 | 10 | 1 | 9 | 67.1286
2032 | 10 | 1 | 10 | 58.7182
2032 | 10 | 1 | 11 | 52.0457
2032 | 10 | 1 | 12 | 49.0309
2032 | 10 | 1 | 13 | 50.5974
2032 | 10 | 1 | 14 | 50.2065
2032 | 10 | 1 | 15 | 51.7727
2032 | 10 | 1 | 16 | 56.2163
2032 | 10 | 1 | 17 | 67.7576
2032 | 10 | 1 | 18 | 77.2943
2032 | 10 | 1 | 19 | 74.3168
2032 | 10 | 1 | 20 | 70.1018
2032 | 10 | 1 | 21 | 65.1919
2032 | 10 | 1 | 22 | 61.1339
2032 | 10 | 1 | 23 | 57.525
2032 | 10 | 2 | 0 | 56.4129
2032 | 10 | 2 | 1 | 52.098
2032 | 10 | 2 | 2 | 51.2767
2032 | 10 | 2 | 3 | 50.7489
2032 | 10 | 2 | 4 | 50.9464
2032 | 10 | 2 | 5 | 51.8438
2032 | 10 | 2 | 6 | 52.9534
2032 | 10 | 2 | 7 | 58.3444
2032 | 10 | 2 | 8 | 64.1936
2032 | 10 | 2 | 9 | 58.8971
2032 | 10 | 2 | 10 | 51.6112
2032 | 10 | 2 | 11 | 46.1063
2032 | 10 | 2 | 12 | 45.134
2032 | 10 | 2 | 13 | 45.685
2032 | 10 | 2 | 14 | 44.257
2032 | 10 | 2 | 15 | 47.2084
2032 | 10 | 2 | 16 | 52.8813
2032 | 10 | 2 | 17 | 65.9966
2032 | 10 | 2 | 18 | 74.7324
2032 | 10 | 2 | 19 | 70.4841
2032 | 10 | 2 | 20 | 65.3242
2032 | 10 | 2 | 21 | 60.1322
2032 | 10 | 2 | 22 | 56.5821
2032 | 10 | 2 | 23 | 53.9866
2032 | 10 | 3 | 0 | 53.6712
2032 | 10 | 3 | 1 | 48.0544
2032 | 10 | 3 | 2 | 47.3294
2032 | 10 | 3 | 3 | 46.8821
2032 | 10 | 3 | 4 | 47.1203
2032 | 10 | 3 | 5 | 47.8597
2032 | 10 | 3 | 6 | 48.2164
2032 | 10 | 3 | 7 | 52.3066
2032 | 10 | 3 | 8 | 57.7554
2032 | 10 | 3 | 9 | 53.5674
2032 | 10 | 3 | 10 | 48.2181
2032 | 10 | 3 | 11 | 42.8805
2032 | 10 | 3 | 12 | 43.0872
2032 | 10 | 3 | 13 | 44.2827
2032 | 10 | 3 | 14 | 44.4185
2032 | 10 | 3 | 15 | 45.6602
2032 | 10 | 3 | 16 | 50.8308
2032 | 10 | 3 | 17 | 61.4793
2032 | 10 | 3 | 18 | 67.5522
2032 | 10 | 3 | 19 | 63.9179
2032 | 10 | 3 | 20 | 59.1446
2032 | 10 | 3 | 21 | 54.3357
2032 | 10 | 3 | 22 | 50.5493
2032 | 10 | 3 | 23 | 47.8786
2032 | 10 | 4 | 0 | 47.7261
2032 | 10 | 4 | 1 | 45.8124
2032 | 10 | 4 | 2 | 45.6588
2032 | 10 | 4 | 3 | 45.9121
2032 | 10 | 4 | 4 | 46.584
2032 | 10 | 4 | 5 | 48.5897
2032 | 10 | 4 | 6 | 52.4982
2032 | 10 | 4 | 7 | 58.1364
2032 | 10 | 4 | 8 | 60.439
2032 | 10 | 4 | 9 | 54.5762
2032 | 10 | 4 | 10 | 49.7799
2032 | 10 | 4 | 11 | 45.8213
2032 | 10 | 4 | 12 | 44.3572
2032 | 10 | 4 | 13 | 45.3862
2032 | 10 | 4 | 14 | 45.535
2032 | 10 | 4 | 15 | 47.3456
2032 | 10 | 4 | 16 | 49.8592
2032 | 10 | 4 | 17 | 59.2066
2032 | 10 | 4 | 18 | 66.4253
2032 | 10 | 4 | 19 | 64.122
2032 | 10 | 4 | 20 | 60.5078
2032 | 10 | 4 | 21 | 56.0401
2032 | 10 | 4 | 22 | 52.0718
2032 | 10 | 4 | 23 | 49.0644
2032 | 10 | 5 | 0 | 49.5549
2032 | 10 | 5 | 1 | 47.9427
2032 | 10 | 5 | 2 | 47.5181
2032 | 10 | 5 | 3 | 47.6788
2032 | 10 | 5 | 4 | 48.2671
2032 | 10 | 5 | 5 | 50.1666
2032 | 10 | 5 | 6 | 54.2157
2032 | 10 | 5 | 7 | 59.8225
2032 | 10 | 5 | 8 | 61.374
2032 | 10 | 5 | 9 | 55.3879
2032 | 10 | 5 | 10 | 50.274
2032 | 10 | 5 | 11 | 45.7912
2032 | 10 | 5 | 12 | 45.9893
2032 | 10 | 5 | 13 | 46.5244
2032 | 10 | 5 | 14 | 46.6556
2032 | 10 | 5 | 15 | 48.8774
2032 | 10 | 5 | 16 | 52.5015
2032 | 10 | 5 | 17 | 61.691
2032 | 10 | 5 | 18 | 68.8733
2032 | 10 | 5 | 19 | 65.4473
2032 | 10 | 5 | 20 | 61.6866
2032 | 10 | 5 | 21 | 57.2215
2032 | 10 | 5 | 22 | 53.375
2032 | 10 | 5 | 23 | 50.3958
2032 | 10 | 6 | 0 | 49.8371
2032 | 10 | 6 | 1 | 49.9321
2032 | 10 | 6 | 2 | 49.5191
2032 | 10 | 6 | 3 | 49.5896
2032 | 10 | 6 | 4 | 50.0516
2032 | 10 | 6 | 5 | 51.8992
2032 | 10 | 6 | 6 | 55.2062
2032 | 10 | 6 | 7 | 61.1675
2032 | 10 | 6 | 8 | 64.2399
2032 | 10 | 6 | 9 | 56.9863
2032 | 10 | 6 | 10 | 50.1625
2032 | 10 | 6 | 11 | 45.0174
2032 | 10 | 6 | 12 | 45.9617
2032 | 10 | 6 | 13 | 46.9634
2032 | 10 | 6 | 14 | 45.7556
2032 | 10 | 6 | 15 | 47.2271
2032 | 10 | 6 | 16 | 51.2441
2032 | 10 | 6 | 17 | 62.1006
2032 | 10 | 6 | 18 | 65.3408
2032 | 10 | 6 | 19 | 63.5325
2032 | 10 | 6 | 20 | 60.5252
2032 | 10 | 6 | 21 | 56.4664
2032 | 10 | 6 | 22 | 52.7486
2032 | 10 | 6 | 23 | 49.7225
2032 | 10 | 7 | 0 | 48.7938
2032 | 10 | 7 | 1 | 48.2038
2032 | 10 | 7 | 2 | 47.8575
2032 | 10 | 7 | 3 | 48.0211
2032 | 10 | 7 | 4 | 48.5988
2032 | 10 | 7 | 5 | 50.5816
2032 | 10 | 7 | 6 | 53.4597
2032 | 10 | 7 | 7 | 58.6723
2032 | 10 | 7 | 8 | 59.1078
2032 | 10 | 7 | 9 | 50.8951
2032 | 10 | 7 | 10 | 44.9587
2032 | 10 | 7 | 11 | 41.6602
2032 | 10 | 7 | 12 | 41.6593
2032 | 10 | 7 | 13 | 42.9584
2032 | 10 | 7 | 14 | 43.0731
2032 | 10 | 7 | 15 | 44.3707
2032 | 10 | 7 | 16 | 46.4944
2032 | 10 | 7 | 17 | 56.4877
2032 | 10 | 7 | 18 | 63.7989
2032 | 10 | 7 | 19 | 62.5957
2032 | 10 | 7 | 20 | 59.5689
2032 | 10 | 7 | 21 | 55.8181
2032 | 10 | 7 | 22 | 52.3809
2032 | 10 | 7 | 23 | 49.4407
2032 | 10 | 8 | 0 | 48.8187
2032 | 10 | 8 | 1 | 48.7649
2032 | 10 | 8 | 2 | 48.2963
2032 | 10 | 8 | 3 | 48.3085
2032 | 10 | 8 | 4 | 48.7639
2032 | 10 | 8 | 5 | 50.6346
2032 | 10 | 8 | 6 | 52.9435
2032 | 10 | 8 | 7 | 58.8808
2032 | 10 | 8 | 8 | 60.5713
2032 | 10 | 8 | 9 | 51.1653
2032 | 10 | 8 | 10 | 43.5723
2032 | 10 | 8 | 11 | 39.4248
2032 | 10 | 8 | 12 | 40.5076
2032 | 10 | 8 | 13 | 41.5832
2032 | 10 | 8 | 14 | 40.9547
2032 | 10 | 8 | 15 | 41.9757
2032 | 10 | 8 | 16 | 45.4338
2032 | 10 | 8 | 17 | 55.7737
2032 | 10 | 8 | 18 | 61.8669
2032 | 10 | 8 | 19 | 60.6925
2032 | 10 | 8 | 20 | 57.5656
2032 | 10 | 8 | 21 | 53.9538
2032 | 10 | 8 | 22 | 50.9025
2032 | 10 | 8 | 23 | 48.1056
2032 | 10 | 9 | 0 | 48.0027
2032 | 10 | 9 | 1 | 47.001
2032 | 10 | 9 | 2 | 46.5224
2032 | 10 | 9 | 3 | 46.4228
2032 | 10 | 9 | 4 | 46.7736
2032 | 10 | 9 | 5 | 47.7673
2032 | 10 | 9 | 6 | 49.2874
2032 | 10 | 9 | 7 | 52.5651
2032 | 10 | 9 | 8 | 53.3581
2032 | 10 | 9 | 9 | 46.1522
2032 | 10 | 9 | 10 | 40.8026
2032 | 10 | 9 | 11 | 37.0574
2032 | 10 | 9 | 12 | 36.0418
2032 | 10 | 9 | 13 | 36.5311
2032 | 10 | 9 | 14 | 35.3819
2032 | 10 | 9 | 15 | 36.3446
2032 | 10 | 9 | 16 | 39.9212
2032 | 10 | 9 | 17 | 49.8699
2032 | 10 | 9 | 18 | 61.9746
2032 | 10 | 9 | 19 | 59.6439
2032 | 10 | 9 | 20 | 55.6758
2032 | 10 | 9 | 21 | 51.5658
2032 | 10 | 9 | 22 | 48.7476
2032 | 10 | 9 | 23 | 46.7079
2032 | 10 | 10 | 0 | 46.1447
2032 | 10 | 10 | 1 | 45.7366
2032 | 10 | 10 | 2 | 44.8468
2032 | 10 | 10 | 3 | 44.3838
2032 | 10 | 10 | 4 | 44.5034
2032 | 10 | 10 | 5 | 45.1186
2032 | 10 | 10 | 6 | 45.3752
2032 | 10 | 10 | 7 | 48.3098
2032 | 10 | 10 | 8 | 52.6437
2032 | 10 | 10 | 9 | 48.1345
2032 | 10 | 10 | 10 | 43.3344
2032 | 10 | 10 | 11 | 41.3351
2032 | 10 | 10 | 12 | 41.3513
2032 | 10 | 10 | 13 | 40.6083
2032 | 10 | 10 | 14 | 38.5881
2032 | 10 | 10 | 15 | 38.6617
2032 | 10 | 10 | 16 | 42.67
2032 | 10 | 10 | 17 | 54.2375
2032 | 10 | 10 | 18 | 63.4573
2032 | 10 | 10 | 19 | 59.484
2032 | 10 | 10 | 20 | 54.9769
2032 | 10 | 10 | 21 | 50.311
2032 | 10 | 10 | 22 | 46.883
2032 | 10 | 10 | 23 | 44.6056
2032 | 10 | 11 | 0 | 43.4078
2032 | 10 | 11 | 1 | 45.6937
2032 | 10 | 11 | 2 | 45.0346
2032 | 10 | 11 | 3 | 44.7644
2032 | 10 | 11 | 4 | 45.0986
2032 | 10 | 11 | 5 | 45.7225
2032 | 10 | 11 | 6 | 45.6406
2032 | 10 | 11 | 7 | 50.6254
2032 | 10 | 11 | 8 | 59.602
2032 | 10 | 11 | 9 | 53.7057
2032 | 10 | 11 | 10 | 42.8519
2032 | 10 | 11 | 11 | 35.2347
2032 | 10 | 11 | 12 | 33.6247
2032 | 10 | 11 | 13 | 35.2473
2032 | 10 | 11 | 14 | 36.2013
2032 | 10 | 11 | 15 | 38.6076
2032 | 10 | 11 | 16 | 43.0508
2032 | 10 | 11 | 17 | 56.94
2032 | 10 | 11 | 18 | 65.6891
2032 | 10 | 11 | 19 | 61.4473
2032 | 10 | 11 | 20 | 56.6131
2032 | 10 | 11 | 21 | 52.3344
2032 | 10 | 11 | 22 | 48.7542
2032 | 10 | 11 | 23 | 47.0005
2032 | 10 | 12 | 0 | 46.0414
2032 | 10 | 12 | 1 | 49.0888
2032 | 10 | 12 | 2 | 48.814
2032 | 10 | 12 | 3 | 49.2253
2032 | 10 | 12 | 4 | 50.0802
2032 | 10 | 12 | 5 | 52.2697
2032 | 10 | 12 | 6 | 54.9829
2032 | 10 | 12 | 7 | 60.5174
2032 | 10 | 12 | 8 | 62.4562
2032 | 10 | 12 | 9 | 56.2967
2032 | 10 | 12 | 10 | 50.7935
2032 | 10 | 12 | 11 | 46.1933
2032 | 10 | 12 | 12 | 43.5875
2032 | 10 | 12 | 13 | 45.2161
2032 | 10 | 12 | 14 | 44.5223
2032 | 10 | 12 | 15 | 46.4824
2032 | 10 | 12 | 16 | 50.0404
2032 | 10 | 12 | 17 | 59.2274
2032 | 10 | 12 | 18 | 66.4194
2032 | 10 | 12 | 19 | 65.9666
2032 | 10 | 12 | 20 | 63.5003
2032 | 10 | 12 | 21 | 59.7561
2032 | 10 | 12 | 22 | 56.2782
2032 | 10 | 12 | 23 | 53.0681
2032 | 10 | 13 | 0 | 53.1919
2032 | 10 | 13 | 1 | 50.388
2032 | 10 | 13 | 2 | 50.2338
2032 | 10 | 13 | 3 | 50.4874
2032 | 10 | 13 | 4 | 51.0798
2032 | 10 | 13 | 5 | 52.9064
2032 | 10 | 13 | 6 | 55.658
2032 | 10 | 13 | 7 | 60.4434
2032 | 10 | 13 | 8 | 62.0029
2032 | 10 | 13 | 9 | 55.1562
2032 | 10 | 13 | 10 | 49.2683
2032 | 10 | 13 | 11 | 44.4248
2032 | 10 | 13 | 12 | 45.2926
2032 | 10 | 13 | 13 | 45.6927
2032 | 10 | 13 | 14 | 44.2725
2032 | 10 | 13 | 15 | 44.5373
2032 | 10 | 13 | 16 | 48.4546
2032 | 10 | 13 | 17 | 57.5063
2032 | 10 | 13 | 18 | 66.4703
2032 | 10 | 13 | 19 | 65.0612
2032 | 10 | 13 | 20 | 62.307
2032 | 10 | 13 | 21 | 58.5086
2032 | 10 | 13 | 22 | 54.6712
2032 | 10 | 13 | 23 | 51.6342
2032 | 10 | 14 | 0 | 49.7272
2032 | 10 | 14 | 1 | 50.1343
2032 | 10 | 14 | 2 | 49.7387
2032 | 10 | 14 | 3 | 49.8018
2032 | 10 | 14 | 4 | 50.2492
2032 | 10 | 14 | 5 | 52.0732
2032 | 10 | 14 | 6 | 55.1619
2032 | 10 | 14 | 7 | 59.8124
2032 | 10 | 14 | 8 | 59.2214
2032 | 10 | 14 | 9 | 50.4459
2032 | 10 | 14 | 10 | 45.7538
2032 | 10 | 14 | 11 | 43.2972
2032 | 10 | 14 | 12 | 43.0236
2032 | 10 | 14 | 13 | 44.4765
2032 | 10 | 14 | 14 | 44.7654
2032 | 10 | 14 | 15 | 45.3982
2032 | 10 | 14 | 16 | 47.3306
2032 | 10 | 14 | 17 | 56.9777
2032 | 10 | 14 | 18 | 66.9849
2032 | 10 | 14 | 19 | 64.0713
2032 | 10 | 14 | 20 | 60.6484
2032 | 10 | 14 | 21 | 56.7345
2032 | 10 | 14 | 22 | 53.2401
2032 | 10 | 14 | 23 | 50.2455
2032 | 10 | 15 | 0 | 47.8736
2032 | 10 | 15 | 1 | 46.7446
2032 | 10 | 15 | 2 | 46.2155
2032 | 10 | 15 | 3 | 46.2199
2032 | 10 | 15 | 4 | 46.7293
2032 | 10 | 15 | 5 | 48.604
2032 | 10 | 15 | 6 | 52.0163
2032 | 10 | 15 | 7 | 58.0358
2032 | 10 | 15 | 8 | 62.0123
2032 | 10 | 15 | 9 | 56.9556
2032 | 10 | 15 | 10 | 50.1898
2032 | 10 | 15 | 11 | 45.1693
2032 | 10 | 15 | 12 | 42.7457
2032 | 10 | 15 | 13 | 43.551
2032 | 10 | 15 | 14 | 43.4301
2032 | 10 | 15 | 15 | 44.1962
2032 | 10 | 15 | 16 | 48.5692
2032 | 10 | 15 | 17 | 58.058
2032 | 10 | 15 | 18 | 65.2109
2032 | 10 | 15 | 19 | 63.4888
2032 | 10 | 15 | 20 | 60.3626
2032 | 10 | 15 | 21 | 56.888
2032 | 10 | 15 | 22 | 53.7393
2032 | 10 | 15 | 23 | 50.9512
2032 | 10 | 16 | 0 | 49.1549
2032 | 10 | 16 | 1 | 48.2067
2032 | 10 | 16 | 2 | 47.7257
2032 | 10 | 16 | 3 | 47.6184
2032 | 10 | 16 | 4 | 47.9508
2032 | 10 | 16 | 5 | 48.9894
2032 | 10 | 16 | 6 | 50.0509
2032 | 10 | 16 | 7 | 53.8179
2032 | 10 | 16 | 8 | 57.0138
2032 | 10 | 16 | 9 | 52.6907
2032 | 10 | 16 | 10 | 48.2932
2032 | 10 | 16 | 11 | 43.4817
2032 | 10 | 16 | 12 | 41.4515
2032 | 10 | 16 | 13 | 41.777
2032 | 10 | 16 | 14 | 41.261
2032 | 10 | 16 | 15 | 42.5659
2032 | 10 | 16 | 16 | 47.6842
2032 | 10 | 16 | 17 | 58.0444
2032 | 10 | 16 | 18 | 63.4774
2032 | 10 | 16 | 19 | 61.0976
2032 | 10 | 16 | 20 | 57.1447
2032 | 10 | 16 | 21 | 53.1391
2032 | 10 | 16 | 22 | 50.2154
2032 | 10 | 16 | 23 | 48.1528
2032 | 10 | 17 | 0 | 47.8928
2032 | 10 | 17 | 1 | 46.3597
2032 | 10 | 17 | 2 | 45.7757
2032 | 10 | 17 | 3 | 45.5953
2032 | 10 | 17 | 4 | 45.8734
2032 | 10 | 17 | 5 | 46.7402
2032 | 10 | 17 | 6 | 47.1137
2032 | 10 | 17 | 7 | 50.2168
2032 | 10 | 17 | 8 | 53.7888
2032 | 10 | 17 | 9 | 48.701
2032 | 10 | 17 | 10 | 43.3148
2032 | 10 | 17 | 11 | 39.149
2032 | 10 | 17 | 12 | 39.3197
2032 | 10 | 17 | 13 | 39.8389
2032 | 10 | 17 | 14 | 39.9287
2032 | 10 | 17 | 15 | 41.0123
2032 | 10 | 17 | 16 | 46.9376
2032 | 10 | 17 | 17 | 58.0716
2032 | 10 | 17 | 18 | 64.6027
2032 | 10 | 17 | 19 | 59.9333
2032 | 10 | 17 | 20 | 55.3673
2032 | 10 | 17 | 21 | 50.9171
2032 | 10 | 17 | 22 | 47.2522
2032 | 10 | 17 | 23 | 44.8321
2032 | 10 | 18 | 0 | 45.3664
2032 | 10 | 18 | 1 | 45.7582
2032 | 10 | 18 | 2 | 45.7249
2032 | 10 | 18 | 3 | 46.0999
2032 | 10 | 18 | 4 | 46.8901
2032 | 10 | 18 | 5 | 49.0163
2032 | 10 | 18 | 6 | 52.1686
2032 | 10 | 18 | 7 | 58.1068
2032 | 10 | 18 | 8 | 62.1721
2032 | 10 | 18 | 9 | 56.2519
2032 | 10 | 18 | 10 | 50.3863
2032 | 10 | 18 | 11 | 46.0468
2032 | 10 | 18 | 12 | 45.6404
2032 | 10 | 18 | 13 | 46.4726
2032 | 10 | 18 | 14 | 46.6323
2032 | 10 | 18 | 15 | 48.4443
2032 | 10 | 18 | 16 | 53.5329
2032 | 10 | 18 | 17 | 64.1081
2032 | 10 | 18 | 18 | 68.7616
2032 | 10 | 18 | 19 | 66.0259
2032 | 10 | 18 | 20 | 62.4847
2032 | 10 | 18 | 21 | 58.4235
2032 | 10 | 18 | 22 | 54.6216
2032 | 10 | 18 | 23 | 51.7418
2032 | 10 | 19 | 0 | 50.5948
2032 | 10 | 19 | 1 | 50.5164
2032 | 10 | 19 | 2 | 50.2638
2032 | 10 | 19 | 3 | 50.5862
2032 | 10 | 19 | 4 | 51.3576
2032 | 10 | 19 | 5 | 53.3947
2032 | 10 | 19 | 6 | 57.6475
2032 | 10 | 19 | 7 | 63.3454
2032 | 10 | 19 | 8 | 65.5887
2032 | 10 | 19 | 9 | 58.1226
2032 | 10 | 19 | 10 | 51.6079
2032 | 10 | 19 | 11 | 46.6577
2032 | 10 | 19 | 12 | 45.3131
2032 | 10 | 19 | 13 | 45.9461
2032 | 10 | 19 | 14 | 45.3289
2032 | 10 | 19 | 15 | 46.9786
2032 | 10 | 19 | 16 | 51.6162
2032 | 10 | 19 | 17 | 61.0235
2032 | 10 | 19 | 18 | 68.6922
2032 | 10 | 19 | 19 | 67.4063
2032 | 10 | 19 | 20 | 64.6692
2032 | 10 | 19 | 21 | 61.0137
2032 | 10 | 19 | 22 | 57.451
2032 | 10 | 19 | 23 | 54.5098
2032 | 10 | 20 | 0 | 53.684
2032 | 10 | 20 | 1 | 52.7621
2032 | 10 | 20 | 2 | 52.4681
2032 | 10 | 20 | 3 | 52.6022
2032 | 10 | 20 | 4 | 53.1457
2032 | 10 | 20 | 5 | 54.9035
2032 | 10 | 20 | 6 | 57.8583
2032 | 10 | 20 | 7 | 62.7782
2032 | 10 | 20 | 8 | 63.7856
2032 | 10 | 20 | 9 | 55.6675
2032 | 10 | 20 | 10 | 49.7289
2032 | 10 | 20 | 11 | 45.8095
2032 | 10 | 20 | 12 | 47.9776
2032 | 10 | 20 | 13 | 48.9171
2032 | 10 | 20 | 14 | 48.5651
2032 | 10 | 20 | 15 | 49.2906
2032 | 10 | 20 | 16 | 53.4842
2032 | 10 | 20 | 17 | 63.3362
2032 | 10 | 20 | 18 | 70.2821
2032 | 10 | 20 | 19 | 66.3306
2032 | 10 | 20 | 20 | 62.6017
2032 | 10 | 20 | 21 | 58.4894
2032 | 10 | 20 | 22 | 54.5856
2032 | 10 | 20 | 23 | 51.5615
2032 | 10 | 21 | 0 | 50.2615
2032 | 10 | 21 | 1 | 50.1763
2032 | 10 | 21 | 2 | 49.7481
2032 | 10 | 21 | 3 | 49.8997
2032 | 10 | 21 | 4 | 50.5169
2032 | 10 | 21 | 5 | 52.5386
2032 | 10 | 21 | 6 | 55.985
2032 | 10 | 21 | 7 | 62.1274
2032 | 10 | 21 | 8 | 67.4687
2032 | 10 | 21 | 9 | 62.9044
2032 | 10 | 21 | 10 | 56.1269
2032 | 10 | 21 | 11 | 50.3104
2032 | 10 | 21 | 12 | 49.9371
2032 | 10 | 21 | 13 | 50.719
2032 | 10 | 21 | 14 | 51.1981
2032 | 10 | 21 | 15 | 53.2338
2032 | 10 | 21 | 16 | 59.3654
2032 | 10 | 21 | 17 | 70.9188
2032 | 10 | 21 | 18 | 73.3946
2032 | 10 | 21 | 19 | 69.7621
2032 | 10 | 21 | 20 | 66.2195
2032 | 10 | 21 | 21 | 62.5207
2032 | 10 | 21 | 22 | 58.8815
2032 | 10 | 21 | 23 | 55.8624
2032 | 10 | 22 | 0 | 53.6685
2032 | 10 | 22 | 1 | 52.7629
2032 | 10 | 22 | 2 | 52.3615
2032 | 10 | 22 | 3 | 52.4536
2032 | 10 | 22 | 4 | 53.0595
2032 | 10 | 22 | 5 | 54.9389
2032 | 10 | 22 | 6 | 59.1904
2032 | 10 | 22 | 7 | 64.4502
2032 | 10 | 22 | 8 | 65.7575
2032 | 10 | 22 | 9 | 57.4952
2032 | 10 | 22 | 10 | 50.5781
2032 | 10 | 22 | 11 | 46.1239
2032 | 10 | 22 | 12 | 46.4649
2032 | 10 | 22 | 13 | 46.8138
2032 | 10 | 22 | 14 | 45.6917
2032 | 10 | 22 | 15 | 46.105
2032 | 10 | 22 | 16 | 50.8713
2032 | 10 | 22 | 17 | 60.107
2032 | 10 | 22 | 18 | 67.2662
2032 | 10 | 22 | 19 | 65.8402
2032 | 10 | 22 | 20 | 63.0689
2032 | 10 | 22 | 21 | 59.7933
2032 | 10 | 22 | 22 | 56.6755
2032 | 10 | 22 | 23 | 53.7674
2032 | 10 | 23 | 0 | 53.3056
2032 | 10 | 23 | 1 | 50.6067
2032 | 10 | 23 | 2 | 50.0577
2032 | 10 | 23 | 3 | 49.8738
2032 | 10 | 23 | 4 | 50.0384
2032 | 10 | 23 | 5 | 51.0474
2032 | 10 | 23 | 6 | 51.9285
2032 | 10 | 23 | 7 | 55.0412
2032 | 10 | 23 | 8 | 56.7112
2032 | 10 | 23 | 9 | 50.2494
2032 | 10 | 23 | 10 | 44.7082
2032 | 10 | 23 | 11 | 41.1771
2032 | 10 | 23 | 12 | 40.8233
2032 | 10 | 23 | 13 | 41.293
2032 | 10 | 23 | 14 | 39.9435
2032 | 10 | 23 | 15 | 40.4488
2032 | 10 | 23 | 16 | 45.5427
2032 | 10 | 23 | 17 | 55.122
2032 | 10 | 23 | 18 | 63.1794
2032 | 10 | 23 | 19 | 59.7998
2032 | 10 | 23 | 20 | 55.3244
2032 | 10 | 23 | 21 | 51.3025
2032 | 10 | 23 | 22 | 48.2488
2032 | 10 | 23 | 23 | 46.1987
2032 | 10 | 24 | 0 | 45.6371
2032 | 10 | 24 | 1 | 46.0655
2032 | 10 | 24 | 2 | 45.715
2032 | 10 | 24 | 3 | 45.6524
2032 | 10 | 24 | 4 | 46.0909
2032 | 10 | 24 | 5 | 47.1826
2032 | 10 | 24 | 6 | 48.284
2032 | 10 | 24 | 7 | 51.1259
2032 | 10 | 24 | 8 | 53.5886
2032 | 10 | 24 | 9 | 47.6809
2032 | 10 | 24 | 10 | 41.8658
2032 | 10 | 24 | 11 | 38.3088
2032 | 10 | 24 | 12 | 38.5696
2032 | 10 | 24 | 13 | 39.5101
2032 | 10 | 24 | 14 | 39.0482
2032 | 10 | 24 | 15 | 39.8618
2032 | 10 | 24 | 16 | 45.5055
2032 | 10 | 24 | 17 | 56.2266
2032 | 10 | 24 | 18 | 62.6529
2032 | 10 | 24 | 19 | 59.8325
2032 | 10 | 24 | 20 | 55.9491
2032 | 10 | 24 | 21 | 52.0864
2032 | 10 | 24 | 22 | 48.6481
2032 | 10 | 24 | 23 | 46.2948
2032 | 10 | 25 | 0 | 46.9803
2032 | 10 | 25 | 1 | 46.5011
2032 | 10 | 25 | 2 | 46.4199
2032 | 10 | 25 | 3 | 46.6785
2032 | 10 | 25 | 4 | 47.3173
2032 | 10 | 25 | 5 | 49.2401
2032 | 10 | 25 | 6 | 52.2991
2032 | 10 | 25 | 7 | 57.4628
2032 | 10 | 25 | 8 | 59.371
2032 | 10 | 25 | 9 | 51.4276
2032 | 10 | 25 | 10 | 45.802
2032 | 10 | 25 | 11 | 43.1071
2032 | 10 | 25 | 12 | 41.9939
2032 | 10 | 25 | 13 | 42.5931
2032 | 10 | 25 | 14 | 41.503
2032 | 10 | 25 | 15 | 41.7852
2032 | 10 | 25 | 16 | 45.7709
2032 | 10 | 25 | 17 | 54.8031
2032 | 10 | 25 | 18 | 63.2542
2032 | 10 | 25 | 19 | 61.5599
2032 | 10 | 25 | 20 | 58.5918
2032 | 10 | 25 | 21 | 54.9051
2032 | 10 | 25 | 22 | 51.3169
2032 | 10 | 25 | 23 | 48.5336
2032 | 10 | 26 | 0 | 48.1349
2032 | 10 | 26 | 1 | 46.0443
2032 | 10 | 26 | 2 | 45.575
2032 | 10 | 26 | 3 | 45.6373
2032 | 10 | 26 | 4 | 46.0952
2032 | 10 | 26 | 5 | 47.893
2032 | 10 | 26 | 6 | 51.0638
2032 | 10 | 26 | 7 | 57.0321
2032 | 10 | 26 | 8 | 61.0735
2032 | 10 | 26 | 9 | 53.8733
2032 | 10 | 26 | 10 | 47.268
2032 | 10 | 26 | 11 | 43.2045
2032 | 10 | 26 | 12 | 43.1607
2032 | 10 | 26 | 13 | 43.8098
2032 | 10 | 26 | 14 | 43.9892
2032 | 10 | 26 | 15 | 44.5195
2032 | 10 | 26 | 16 | 48.7811
2032 | 10 | 26 | 17 | 57.9051
2032 | 10 | 26 | 18 | 60.5133
2032 | 10 | 26 | 19 | 58.5517
2032 | 10 | 26 | 20 | 55.1722
2032 | 10 | 26 | 21 | 51.5718
2032 | 10 | 26 | 22 | 48.1161
2032 | 10 | 26 | 23 | 45.44
2032 | 10 | 27 | 0 | 45.634
2032 | 10 | 27 | 1 | 42.7977
2032 | 10 | 27 | 2 | 42.2475
2032 | 10 | 27 | 3 | 42.1586
2032 | 10 | 27 | 4 | 42.5598
2032 | 10 | 27 | 5 | 44.2439
2032 | 10 | 27 | 6 | 47.5571
2032 | 10 | 27 | 7 | 52.8046
2032 | 10 | 27 | 8 | 55.4659
2032 | 10 | 27 | 9 | 48.4931
2032 | 10 | 27 | 10 | 43.344
2032 | 10 | 27 | 11 | 41.071
2032 | 10 | 27 | 12 | 41.5929
2032 | 10 | 27 | 13 | 42.4756
2032 | 10 | 27 | 14 | 43.3043
2032 | 10 | 27 | 15 | 42.5535
2032 | 10 | 27 | 16 | 45.0344
2032 | 10 | 27 | 17 | 53.861
2032 | 10 | 27 | 18 | 61.4089
2032 | 10 | 27 | 19 | 58.9157
2032 | 10 | 27 | 20 | 55.4635
2032 | 10 | 27 | 21 | 51.7964
2032 | 10 | 27 | 22 | 48.1361
2032 | 10 | 27 | 23 | 45.4026
2032 | 10 | 28 | 0 | 44.6705
2032 | 10 | 28 | 1 | 43.083
2032 | 10 | 28 | 2 | 42.5909
2032 | 10 | 28 | 3 | 42.6275
2032 | 10 | 28 | 4 | 43.1473
2032 | 10 | 28 | 5 | 44.987
2032 | 10 | 28 | 6 | 48.1048
2032 | 10 | 28 | 7 | 54.1283
2032 | 10 | 28 | 8 | 59.6814
2032 | 10 | 28 | 9 | 55.0904
2032 | 10 | 28 | 10 | 47.9132
2032 | 10 | 28 | 11 | 43.4537
2032 | 10 | 28 | 12 | 43.9079
2032 | 10 | 28 | 13 | 44.871
2032 | 10 | 28 | 14 | 45.1259
2032 | 10 | 28 | 15 | 46.6154
2032 | 10 | 28 | 16 | 53.4043
2032 | 10 | 28 | 17 | 65.3944
2032 | 10 | 28 | 18 | 66.473
2032 | 10 | 28 | 19 | 62.1614
2032 | 10 | 28 | 20 | 58.3226
2032 | 10 | 28 | 21 | 54.4974
2032 | 10 | 28 | 22 | 50.8387
2032 | 10 | 28 | 23 | 47.7986
2032 | 10 | 29 | 0 | 47.6066
2032 | 10 | 29 | 1 | 46.0403
2032 | 10 | 29 | 2 | 45.5585
2032 | 10 | 29 | 3 | 45.6784
2032 | 10 | 29 | 4 | 46.2658
2032 | 10 | 29 | 5 | 48.2467
2032 | 10 | 29 | 6 | 51.7876
2032 | 10 | 29 | 7 | 57.844
2032 | 10 | 29 | 8 | 64.1811
2032 | 10 | 29 | 9 | 60.5299
2032 | 10 | 29 | 10 | 53.2169
2032 | 10 | 29 | 11 | 47.5923
2032 | 10 | 29 | 12 | 47.5651
2032 | 10 | 29 | 13 | 48.1253
2032 | 10 | 29 | 14 | 46.8996
2032 | 10 | 29 | 15 | 48.0326
2032 | 10 | 29 | 16 | 55.8223
2032 | 10 | 29 | 17 | 67.4283
2032 | 10 | 29 | 18 | 69.8467
2032 | 10 | 29 | 19 | 65.2424
2032 | 10 | 29 | 20 | 61.379
2032 | 10 | 29 | 21 | 57.6955
2032 | 10 | 29 | 22 | 54.3733
2032 | 10 | 29 | 23 | 51.2826
2032 | 10 | 30 | 0 | 49.0462
2032 | 10 | 30 | 1 | 49.7112
2032 | 10 | 30 | 2 | 49.0485
2032 | 10 | 30 | 3 | 48.6916
2032 | 10 | 30 | 4 | 48.9234
2032 | 10 | 30 | 5 | 49.9239
2032 | 10 | 30 | 6 | 51.8322
2032 | 10 | 30 | 7 | 56.4013
2032 | 10 | 30 | 8 | 62.8662
2032 | 10 | 30 | 9 | 58.8713
2032 | 10 | 30 | 10 | 53.6772
2032 | 10 | 30 | 11 | 48.2745
2032 | 10 | 30 | 12 | 46.8326
2032 | 10 | 30 | 13 | 46.369
2032 | 10 | 30 | 14 | 45.3489
2032 | 10 | 30 | 15 | 46.1709
2032 | 10 | 30 | 16 | 55.0024
2032 | 10 | 30 | 17 | 66.9384
2032 | 10 | 30 | 18 | 68.0238
2032 | 10 | 30 | 19 | 64.423
2032 | 10 | 30 | 20 | 59.6538
2032 | 10 | 30 | 21 | 55.7048
2032 | 10 | 30 | 22 | 52.6236
2032 | 10 | 30 | 23 | 50.3783
2032 | 10 | 31 | 0 | 50.0001
2032 | 10 | 31 | 1 | 48.1349
2032 | 10 | 31 | 2 | 47.5889
2032 | 10 | 31 | 3 | 47.4621
2032 | 10 | 31 | 4 | 47.7631
2032 | 10 | 31 | 5 | 48.8041
2032 | 10 | 31 | 6 | 49.8558
2032 | 10 | 31 | 7 | 53.3414
2032 | 10 | 31 | 8 | 59.2074
2032 | 10 | 31 | 9 | 56.3381
2032 | 10 | 31 | 10 | 50.683
2032 | 10 | 31 | 11 | 46.0927
2032 | 10 | 31 | 12 | 45.4095
2032 | 10 | 31 | 13 | 44.8489
2032 | 10 | 31 | 14 | 44.5398
2032 | 10 | 31 | 15 | 46.3872
2032 | 10 | 31 | 16 | 55.027
2032 | 10 | 31 | 17 | 67.6239
2032 | 10 | 31 | 18 | 68.9643
2032 | 10 | 31 | 19 | 64.0069
2032 | 10 | 31 | 20 | 59.4563
2032 | 10 | 31 | 21 | 55.3508
2032 | 10 | 31 | 22 | 51.7365
2032 | 10 | 31 | 23 | 49.3637
2032 | 11 | 1 | 0 | 48.5025
2032 | 11 | 1 | 1 | 48.9187
2032 | 11 | 1 | 2 | 49.0649
2032 | 11 | 1 | 3 | 49.4378
2032 | 11 | 1 | 4 | 50.2746
2032 | 11 | 1 | 5 | 52.4088
2032 | 11 | 1 | 6 | 56.0929
2032 | 11 | 1 | 7 | 61.2516
2032 | 11 | 1 | 8 | 64.5183
2032 | 11 | 1 | 9 | 57.6818
2032 | 11 | 1 | 10 | 52.2014
2032 | 11 | 1 | 11 | 48.4376
2032 | 11 | 1 | 12 | 46.9424
2032 | 11 | 1 | 13 | 47.9274
2032 | 11 | 1 | 14 | 47.551
2032 | 11 | 1 | 15 | 48.5497
2032 | 11 | 1 | 16 | 53.4239
2032 | 11 | 1 | 17 | 61.9798
2032 | 11 | 1 | 18 | 68.7013
2032 | 11 | 1 | 19 | 65.8458
2032 | 11 | 1 | 20 | 62.6792
2032 | 11 | 1 | 21 | 58.7246
2032 | 11 | 1 | 22 | 54.8799
2032 | 11 | 1 | 23 | 51.7696
2032 | 11 | 2 | 0 | 53.019
2032 | 11 | 2 | 1 | 52.2433
2032 | 11 | 2 | 2 | 52.0047
2032 | 11 | 2 | 3 | 52.1088
2032 | 11 | 2 | 4 | 52.6563
2032 | 11 | 2 | 5 | 54.4588
2032 | 11 | 2 | 6 | 57.9057
2032 | 11 | 2 | 7 | 63.1611
2032 | 11 | 2 | 8 | 66.6662
2032 | 11 | 2 | 9 | 60.4884
2032 | 11 | 2 | 10 | 54.6088
2032 | 11 | 2 | 11 | 50.4064
2032 | 11 | 2 | 12 | 51.311
2032 | 11 | 2 | 13 | 51.7248
2032 | 11 | 2 | 14 | 51.2481
2032 | 11 | 2 | 15 | 52.7925
2032 | 11 | 2 | 16 | 59.135
2032 | 11 | 2 | 17 | 67.5448
2032 | 11 | 2 | 18 | 70.5307
2032 | 11 | 2 | 19 | 65.6182
2032 | 11 | 2 | 20 | 61.8509
2032 | 11 | 2 | 21 | 57.5937
2032 | 11 | 2 | 22 | 53.7746
2032 | 11 | 2 | 23 | 50.6843
2032 | 11 | 3 | 0 | 50.8028
2032 | 11 | 3 | 1 | 49.5641
2032 | 11 | 3 | 2 | 49.1774
2032 | 11 | 3 | 3 | 49.1538
2032 | 11 | 3 | 4 | 49.6207
2032 | 11 | 3 | 5 | 51.4102
2032 | 11 | 3 | 6 | 55.144
2032 | 11 | 3 | 7 | 60.1122
2032 | 11 | 3 | 8 | 63.8906
2032 | 11 | 3 | 9 | 58.8409
2032 | 11 | 3 | 10 | 53.4976
2032 | 11 | 3 | 11 | 49.3117
2032 | 11 | 3 | 12 | 47.6166
2032 | 11 | 3 | 13 | 48.6225
2032 | 11 | 3 | 14 | 48.4016
2032 | 11 | 3 | 15 | 48.8889
2032 | 11 | 3 | 16 | 53.7581
2032 | 11 | 3 | 17 | 62.366
2032 | 11 | 3 | 18 | 69.6688
2032 | 11 | 3 | 19 | 65.34
2032 | 11 | 3 | 20 | 61.8649
2032 | 11 | 3 | 21 | 57.9458
2032 | 11 | 3 | 22 | 54.1246
2032 | 11 | 3 | 23 | 51.0306
2032 | 11 | 4 | 0 | 49.7052
2032 | 11 | 4 | 1 | 51.6967
2032 | 11 | 4 | 2 | 51.467
2032 | 11 | 4 | 3 | 51.6445
2032 | 11 | 4 | 4 | 52.3341
2032 | 11 | 4 | 5 | 54.401
2032 | 11 | 4 | 6 | 56.4223
2032 | 11 | 4 | 7 | 61.6656
2032 | 11 | 4 | 8 | 65.9144
2032 | 11 | 4 | 9 | 61.2513
2032 | 11 | 4 | 10 | 55.8445
2032 | 11 | 4 | 11 | 51.0419
2032 | 11 | 4 | 12 | 51.784
2032 | 11 | 4 | 13 | 51.9764
2032 | 11 | 4 | 14 | 51.9566
2032 | 11 | 4 | 15 | 53.8385
2032 | 11 | 4 | 16 | 61.0365
2032 | 11 | 4 | 17 | 70.7007
2032 | 11 | 4 | 18 | 75.1797
2032 | 11 | 4 | 19 | 70.9172
2032 | 11 | 4 | 20 | 67.58
2032 | 11 | 4 | 21 | 63.9055
2032 | 11 | 4 | 22 | 60.4924
2032 | 11 | 4 | 23 | 57.4871
2032 | 11 | 5 | 0 | 54.1819
2032 | 11 | 5 | 1 | 53.5321
2032 | 11 | 5 | 2 | 53.2467
2032 | 11 | 5 | 3 | 53.2955
2032 | 11 | 5 | 4 | 53.8996
2032 | 11 | 5 | 5 | 55.7902
2032 | 11 | 5 | 6 | 58.685
2032 | 11 | 5 | 7 | 63.8884
2032 | 11 | 5 | 8 | 67.6682
2032 | 11 | 5 | 9 | 62.2996
2032 | 11 | 5 | 10 | 56.5687
2032 | 11 | 5 | 11 | 51.58
2032 | 11 | 5 | 12 | 51.271
2032 | 11 | 5 | 13 | 51.4569
2032 | 11 | 5 | 14 | 50.1751
2032 | 11 | 5 | 15 | 51.4388
2032 | 11 | 5 | 16 | 58.6123
2032 | 11 | 5 | 17 | 67.5947
2032 | 11 | 5 | 18 | 73.0145
2032 | 11 | 5 | 19 | 68.3551
2032 | 11 | 5 | 20 | 64.7067
2032 | 11 | 5 | 21 | 60.9282
2032 | 11 | 5 | 22 | 57.7242
2032 | 11 | 5 | 23 | 54.7162
2032 | 11 | 6 | 0 | 52.8007
2032 | 11 | 6 | 1 | 52.9198
2032 | 11 | 6 | 2 | 52.6244
2032 | 11 | 6 | 3 | 52.5106
2032 | 11 | 6 | 4 | 52.8783
2032 | 11 | 6 | 5 | 54.2479
2032 | 11 | 6 | 6 | 55.1418
2032 | 11 | 6 | 7 | 58.5142
2032 | 11 | 6 | 8 | 62.6594
2032 | 11 | 6 | 9 | 59.5873
2032 | 11 | 6 | 10 | 55.5655
2032 | 11 | 6 | 11 | 51.278
2032 | 11 | 6 | 12 | 49.9915
2032 | 11 | 6 | 13 | 49.0785
2032 | 11 | 6 | 14 | 47.9131
2032 | 11 | 6 | 15 | 49.8455
2032 | 11 | 6 | 16 | 58.0842
2032 | 11 | 6 | 17 | 67.9283
2032 | 11 | 6 | 18 | 69.6597
2032 | 11 | 6 | 19 | 65.8732
2032 | 11 | 6 | 20 | 61.4003
2032 | 11 | 6 | 21 | 57.3874
2032 | 11 | 6 | 22 | 54.3726
2032 | 11 | 6 | 23 | 52.1409
2032 | 11 | 7 | 0 | 51.9906
2032 | 11 | 7 | 1 | 52.0215
2032 | 11 | 7 | 2 | 50.9011
2032 | 11 | 7 | 3 | 50.4136
2032 | 11 | 7 | 4 | 50.391
2032 | 11 | 7 | 5 | 50.2453
2032 | 11 | 7 | 6 | 49.8695
2032 | 11 | 7 | 7 | 51.1955
2032 | 11 | 7 | 8 | 55.3655
2032 | 11 | 7 | 9 | 51.625
2032 | 11 | 7 | 10 | 46.6581
2032 | 11 | 7 | 11 | 43.3592
2032 | 11 | 7 | 12 | 45.1036
2032 | 11 | 7 | 13 | 46.8199
2032 | 11 | 7 | 14 | 46.8151
2032 | 11 | 7 | 15 | 46.8881
2032 | 11 | 7 | 16 | 51.1376
2032 | 11 | 7 | 17 | 59.9546
2032 | 11 | 7 | 18 | 68.2581
2032 | 11 | 7 | 19 | 63.8761
2032 | 11 | 7 | 20 | 60.3776
2032 | 11 | 7 | 21 | 56.8807
2032 | 11 | 7 | 22 | 54.1669
2032 | 11 | 7 | 23 | 51.9328
2032 | 11 | 8 | 0 | 50.2269
2032 | 11 | 8 | 1 | 48.5376
2032 | 11 | 8 | 2 | 47.6336
2032 | 11 | 8 | 3 | 47.3023
2032 | 11 | 8 | 4 | 47.4118
2032 | 11 | 8 | 5 | 47.889
2032 | 11 | 8 | 6 | 48.2855
2032 | 11 | 8 | 7 | 51.9896
2032 | 11 | 8 | 8 | 55.6392
2032 | 11 | 8 | 9 | 48.8061
2032 | 11 | 8 | 10 | 43.8856
2032 | 11 | 8 | 11 | 43.0446
2032 | 11 | 8 | 12 | 42.9064
2032 | 11 | 8 | 13 | 44.6703
2032 | 11 | 8 | 14 | 45.2332
2032 | 11 | 8 | 15 | 44.0122
2032 | 11 | 8 | 16 | 44.5052
2032 | 11 | 8 | 17 | 51.9121
2032 | 11 | 8 | 18 | 61.9697
2032 | 11 | 8 | 19 | 59.194
2032 | 11 | 8 | 20 | 56.5896
2032 | 11 | 8 | 21 | 53.6619
2032 | 11 | 8 | 22 | 51.2691
2032 | 11 | 8 | 23 | 48.924
2032 | 11 | 9 | 0 | 48.0317
2032 | 11 | 9 | 1 | 45.9976
2032 | 11 | 9 | 2 | 44.8571
2032 | 11 | 9 | 3 | 44.5353
2032 | 11 | 9 | 4 | 44.6784
2032 | 11 | 9 | 5 | 45.2153
2032 | 11 | 9 | 6 | 45.432
2032 | 11 | 9 | 7 | 50.1845
2032 | 11 | 9 | 8 | 56.0908
2032 | 11 | 9 | 9 | 49.5562
2032 | 11 | 9 | 10 | 41.5734
2032 | 11 | 9 | 11 | 38.5062
2032 | 11 | 9 | 12 | 41.9683
2032 | 11 | 9 | 13 | 42.9828
2032 | 11 | 9 | 14 | 43.3003
2032 | 11 | 9 | 15 | 43.5193
2032 | 11 | 9 | 16 | 48.185
2032 | 11 | 9 | 17 | 57.3767
2032 | 11 | 9 | 18 | 65.6371
2032 | 11 | 9 | 19 | 61.038
2032 | 11 | 9 | 20 | 58.2902
2032 | 11 | 9 | 21 | 55.287
2032 | 11 | 9 | 22 | 52.9974
2032 | 11 | 9 | 23 | 50.6345
2032 | 11 | 10 | 0 | 48.349
2032 | 11 | 10 | 1 | 47.2349
2032 | 11 | 10 | 2 | 46.2277
2032 | 11 | 10 | 3 | 46.1461
2032 | 11 | 10 | 4 | 46.677
2032 | 11 | 10 | 5 | 47.5778
2032 | 11 | 10 | 6 | 49.8073
2032 | 11 | 10 | 7 | 54.3546
2032 | 11 | 10 | 8 | 60.7283
2032 | 11 | 10 | 9 | 55.9706
2032 | 11 | 10 | 10 | 48.2621
2032 | 11 | 10 | 11 | 43.9455
2032 | 11 | 10 | 12 | 45.0847
2032 | 11 | 10 | 13 | 46.3781
2032 | 11 | 10 | 14 | 46.1153
2032 | 11 | 10 | 15 | 46.5267
2032 | 11 | 10 | 16 | 51.0128
2032 | 11 | 10 | 17 | 60.9473
2032 | 11 | 10 | 18 | 69.0286
2032 | 11 | 10 | 19 | 66.211
2032 | 11 | 10 | 20 | 64.3934
2032 | 11 | 10 | 21 | 61.7002
2032 | 11 | 10 | 22 | 59.17
2032 | 11 | 10 | 23 | 56.3769
2032 | 11 | 11 | 0 | 54.9213
2032 | 11 | 11 | 1 | 52.9886
2032 | 11 | 11 | 2 | 52.1131
2032 | 11 | 11 | 3 | 52.012
2032 | 11 | 11 | 4 | 52.4286
2032 | 11 | 11 | 5 | 53.1651
2032 | 11 | 11 | 6 | 54.5836
2032 | 11 | 11 | 7 | 58.6084
2032 | 11 | 11 | 8 | 63.8381
2032 | 11 | 11 | 9 | 58.7837
2032 | 11 | 11 | 10 | 51.9683
2032 | 11 | 11 | 11 | 47.5654
2032 | 11 | 11 | 12 | 48.216
2032 | 11 | 11 | 13 | 49.0559
2032 | 11 | 11 | 14 | 48.76
2032 | 11 | 11 | 15 | 49.0934
2032 | 11 | 11 | 16 | 52.8908
2032 | 11 | 11 | 17 | 61.9718
2032 | 11 | 11 | 18 | 68.6171
2032 | 11 | 11 | 19 | 65.5663
2032 | 11 | 11 | 20 | 63.6559
2032 | 11 | 11 | 21 | 60.8344
2032 | 11 | 11 | 22 | 58.3539
2032 | 11 | 11 | 23 | 55.3496
2032 | 11 | 12 | 0 | 54.0566
2032 | 11 | 12 | 1 | 53.3725
2032 | 11 | 12 | 2 | 52.2984
2032 | 11 | 12 | 3 | 52.0087
2032 | 11 | 12 | 4 | 52.2606
2032 | 11 | 12 | 5 | 52.8405
2032 | 11 | 12 | 6 | 54.0051
2032 | 11 | 12 | 7 | 58.7098
2032 | 11 | 12 | 8 | 66.3507
2032 | 11 | 12 | 9 | 63.1943
2032 | 11 | 12 | 10 | 55.2822
2032 | 11 | 12 | 11 | 49.8136
2032 | 11 | 12 | 12 | 47.9961
2032 | 11 | 12 | 13 | 49.1876
2032 | 11 | 12 | 14 | 49.0509
2032 | 11 | 12 | 15 | 49.0845
2032 | 11 | 12 | 16 | 53.0294
2032 | 11 | 12 | 17 | 62.321
2032 | 11 | 12 | 18 | 69.0137
2032 | 11 | 12 | 19 | 64.9667
2032 | 11 | 12 | 20 | 62.4694
2032 | 11 | 12 | 21 | 59.6739
2032 | 11 | 12 | 22 | 57.3342
2032 | 11 | 12 | 23 | 54.3885
2032 | 11 | 13 | 0 | 53.3155
2032 | 11 | 13 | 1 | 51.8158
2032 | 11 | 13 | 2 | 50.688
2032 | 11 | 13 | 3 | 50.1591
2032 | 11 | 13 | 4 | 50.1294
2032 | 11 | 13 | 5 | 50.0687
2032 | 11 | 13 | 6 | 49.152
2032 | 11 | 13 | 7 | 51.7146
2032 | 11 | 13 | 8 | 58.4981
2032 | 11 | 13 | 9 | 57.0886
2032 | 11 | 13 | 10 | 51.3982
2032 | 11 | 13 | 11 | 47.5186
2032 | 11 | 13 | 12 | 46.5666
2032 | 11 | 13 | 13 | 47.0839
2032 | 11 | 13 | 14 | 46.2958
2032 | 11 | 13 | 15 | 46.6087
2032 | 11 | 13 | 16 | 51.149
2032 | 11 | 13 | 17 | 59.9689
2032 | 11 | 13 | 18 | 66.0116
2032 | 11 | 13 | 19 | 62.2422
2032 | 11 | 13 | 20 | 58.7812
2032 | 11 | 13 | 21 | 55.62
2032 | 11 | 13 | 22 | 53.6143
2032 | 11 | 13 | 23 | 51.6422
2032 | 11 | 14 | 0 | 49.8758
2032 | 11 | 14 | 1 | 48.9413
2032 | 11 | 14 | 2 | 47.8257
2032 | 11 | 14 | 3 | 47.3244
2032 | 11 | 14 | 4 | 47.3695
2032 | 11 | 14 | 5 | 47.2057
2032 | 11 | 14 | 6 | 45.3971
2032 | 11 | 14 | 7 | 47.4304
2032 | 11 | 14 | 8 | 54.9215
2032 | 11 | 14 | 9 | 54.4739
2032 | 11 | 14 | 10 | 49.2775
2032 | 11 | 14 | 11 | 45.2252
2032 | 11 | 14 | 12 | 46.0928
2032 | 11 | 14 | 13 | 46.9715
2032 | 11 | 14 | 14 | 47.3088
2032 | 11 | 14 | 15 | 48.1755
2032 | 11 | 14 | 16 | 53.8573
2032 | 11 | 14 | 17 | 63.6281
2032 | 11 | 14 | 18 | 69.8548
2032 | 11 | 14 | 19 | 63.3551
2032 | 11 | 14 | 20 | 59.2894
2032 | 11 | 14 | 21 | 55.5902
2032 | 11 | 14 | 22 | 52.8885
2032 | 11 | 14 | 23 | 50.6382
2032 | 11 | 15 | 0 | 49.0231
2032 | 11 | 15 | 1 | 46.1452
2032 | 11 | 15 | 2 | 45.0637
2032 | 11 | 15 | 3 | 44.6612
2032 | 11 | 15 | 4 | 44.7521
2032 | 11 | 15 | 5 | 45.2177
2032 | 11 | 15 | 6 | 46.4692
2032 | 11 | 15 | 7 | 51.0197
2032 | 11 | 15 | 8 | 59.1198
2032 | 11 | 15 | 9 | 57.1877
2032 | 11 | 15 | 10 | 51.5366
2032 | 11 | 15 | 11 | 48.482
2032 | 11 | 15 | 12 | 47.829
2032 | 11 | 15 | 13 | 48.1867
2032 | 11 | 15 | 14 | 48.0715
2032 | 11 | 15 | 15 | 48.4627
2032 | 11 | 15 | 16 | 52.8695
2032 | 11 | 15 | 17 | 61.8025
2032 | 11 | 15 | 18 | 65.8674
2032 | 11 | 15 | 19 | 60.5685
2032 | 11 | 15 | 20 | 57.627
2032 | 11 | 15 | 21 | 54.2266
2032 | 11 | 15 | 22 | 51.484
2032 | 11 | 15 | 23 | 48.7995
2032 | 11 | 16 | 0 | 48.1055
2032 | 11 | 16 | 1 | 46.8797
2032 | 11 | 16 | 2 | 45.8198
2032 | 11 | 16 | 3 | 45.7053
2032 | 11 | 16 | 4 | 46.0691
2032 | 11 | 16 | 5 | 46.8056
2032 | 11 | 16 | 6 | 48.2782
2032 | 11 | 16 | 7 | 52.6186
2032 | 11 | 16 | 8 | 58.2551
2032 | 11 | 16 | 9 | 53.3084
2032 | 11 | 16 | 10 | 45.8518
2032 | 11 | 16 | 11 | 41.9777
2032 | 11 | 16 | 12 | 45.4359
2032 | 11 | 16 | 13 | 45.803
2032 | 11 | 16 | 14 | 46.041
2032 | 11 | 16 | 15 | 47.3374
2032 | 11 | 16 | 16 | 52.8679
2032 | 11 | 16 | 17 | 62.0689
2032 | 11 | 16 | 18 | 69.2182
2032 | 11 | 16 | 19 | 64.3026
2032 | 11 | 16 | 20 | 61.6734
2032 | 11 | 16 | 21 | 58.6557
2032 | 11 | 16 | 22 | 56.0999
2032 | 11 | 16 | 23 | 53.4024
2032 | 11 | 17 | 0 | 51.1323
2032 | 11 | 17 | 1 | 50.0477
2032 | 11 | 17 | 2 | 48.9068
2032 | 11 | 17 | 3 | 48.65
2032 | 11 | 17 | 4 | 48.9946
2032 | 11 | 17 | 5 | 49.6315
2032 | 11 | 17 | 6 | 50.7518
2032 | 11 | 17 | 7 | 55.6013
2032 | 11 | 17 | 8 | 64.3341
2032 | 11 | 17 | 9 | 62.7091
2032 | 11 | 17 | 10 | 55.9338
2032 | 11 | 17 | 11 | 50.901
2032 | 11 | 17 | 12 | 50.8037
2032 | 11 | 17 | 13 | 50.7217
2032 | 11 | 17 | 14 | 50.6774
2032 | 11 | 17 | 15 | 51.7085
2032 | 11 | 17 | 16 | 57.4954
2032 | 11 | 17 | 17 | 67.6245
2032 | 11 | 17 | 18 | 70.9078
2032 | 11 | 17 | 19 | 65.8418
2032 | 11 | 17 | 20 | 63.311
2032 | 11 | 17 | 21 | 60.2204
2032 | 11 | 17 | 22 | 57.4914
2032 | 11 | 17 | 23 | 54.6042
2032 | 11 | 18 | 0 | 54.2613
2032 | 11 | 18 | 1 | 51.8379
2032 | 11 | 18 | 2 | 50.6038
2032 | 11 | 18 | 3 | 50.2238
2032 | 11 | 18 | 4 | 50.3988
2032 | 11 | 18 | 5 | 50.9397
2032 | 11 | 18 | 6 | 53.0765
2032 | 11 | 18 | 7 | 57.3464
2032 | 11 | 18 | 8 | 64.1788
2032 | 11 | 18 | 9 | 61.3379
2032 | 11 | 18 | 10 | 55.2523
2032 | 11 | 18 | 11 | 50.4748
2032 | 11 | 18 | 12 | 50.981
2032 | 11 | 18 | 13 | 51.3354
2032 | 11 | 18 | 14 | 51.4935
2032 | 11 | 18 | 15 | 52.7638
2032 | 11 | 18 | 16 | 58.0277
2032 | 11 | 18 | 17 | 67.9827
2032 | 11 | 18 | 18 | 70.7108
2032 | 11 | 18 | 19 | 65.9994
2032 | 11 | 18 | 20 | 63.548
2032 | 11 | 18 | 21 | 60.6168
2032 | 11 | 18 | 22 | 58.137
2032 | 11 | 18 | 23 | 55.171
2032 | 11 | 19 | 0 | 53.2275
2032 | 11 | 19 | 1 | 52.3074
2032 | 11 | 19 | 2 | 51.104
2032 | 11 | 19 | 3 | 50.765
2032 | 11 | 19 | 4 | 51.0008
2032 | 11 | 19 | 5 | 51.5574
2032 | 11 | 19 | 6 | 53.6536
2032 | 11 | 19 | 7 | 57.8664
2032 | 11 | 19 | 8 | 63.6906
2032 | 11 | 19 | 9 | 58.8898
2032 | 11 | 19 | 10 | 50.937
2032 | 11 | 19 | 11 | 46.342
2032 | 11 | 19 | 12 | 47.2453
2032 | 11 | 19 | 13 | 47.6121
2032 | 11 | 19 | 14 | 46.9517
2032 | 11 | 19 | 15 | 47.27
2032 | 11 | 19 | 16 | 51.8392
2032 | 11 | 19 | 17 | 60.8563
2032 | 11 | 19 | 18 | 70.925
2032 | 11 | 19 | 19 | 66.5092
2032 | 11 | 19 | 20 | 64.0747
2032 | 11 | 19 | 21 | 61.4423
2032 | 11 | 19 | 22 | 59.3275
2032 | 11 | 19 | 23 | 56.5002
2032 | 11 | 20 | 0 | 53.8512
2032 | 11 | 20 | 1 | 50.1469
2032 | 11 | 20 | 2 | 48.3325
2032 | 11 | 20 | 3 | 47.25
2032 | 11 | 20 | 4 | 46.6759
2032 | 11 | 20 | 5 | 46.0479
2032 | 11 | 20 | 6 | 45.1009
2032 | 11 | 20 | 7 | 47.4753
2032 | 11 | 20 | 8 | 56.1941
2032 | 11 | 20 | 9 | 55.8034
2032 | 11 | 20 | 10 | 50.0349
2032 | 11 | 20 | 11 | 46.5792
2032 | 11 | 20 | 12 | 46.0433
2032 | 11 | 20 | 13 | 45.4888
2032 | 11 | 20 | 14 | 42.9153
2032 | 11 | 20 | 15 | 42.5168
2032 | 11 | 20 | 16 | 47.497
2032 | 11 | 20 | 17 | 56.5882
2032 | 11 | 20 | 18 | 63.0775
2032 | 11 | 20 | 19 | 57.3935
2032 | 11 | 20 | 20 | 53.4688
2032 | 11 | 20 | 21 | 49.9568
2032 | 11 | 20 | 22 | 48.075
2032 | 11 | 20 | 23 | 46.196
2032 | 11 | 21 | 0 | 43.6386
2032 | 11 | 21 | 1 | 42.1401
2032 | 11 | 21 | 2 | 40.7662
2032 | 11 | 21 | 3 | 40.0948
2032 | 11 | 21 | 4 | 39.9236
2032 | 11 | 21 | 5 | 39.3941
2032 | 11 | 21 | 6 | 37.657
2032 | 11 | 21 | 7 | 40.3671
2032 | 11 | 21 | 8 | 50.0068
2032 | 11 | 21 | 9 | 47.9501
2032 | 11 | 21 | 10 | 39.9449
2032 | 11 | 21 | 11 | 34.6015
2032 | 11 | 21 | 12 | 35.1342
2032 | 11 | 21 | 13 | 35.8664
2032 | 11 | 21 | 14 | 37.1675
2032 | 11 | 21 | 15 | 38.5234
2032 | 11 | 21 | 16 | 43.5507
2032 | 11 | 21 | 17 | 53.795
2032 | 11 | 21 | 18 | 61.9487
2032 | 11 | 21 | 19 | 56.3978
2032 | 11 | 21 | 20 | 53.1285
2032 | 11 | 21 | 21 | 50.0197
2032 | 11 | 21 | 22 | 48.0852
2032 | 11 | 21 | 23 | 46.1658
2032 | 11 | 22 | 0 | 44.106
2032 | 11 | 22 | 1 | 44.3586
2032 | 11 | 22 | 2 | 43.4721
2032 | 11 | 22 | 3 | 43.471
2032 | 11 | 22 | 4 | 44.0505
2032 | 11 | 22 | 5 | 44.9724
2032 | 11 | 22 | 6 | 46.4042
2032 | 11 | 22 | 7 | 51.1477
2032 | 11 | 22 | 8 | 59.7669
2032 | 11 | 22 | 9 | 58.4379
2032 | 11 | 22 | 10 | 52.4852
2032 | 11 | 22 | 11 | 48.5529
2032 | 11 | 22 | 12 | 47.8751
2032 | 11 | 22 | 13 | 47.5965
2032 | 11 | 22 | 14 | 47.1391
2032 | 11 | 22 | 15 | 48.8218
2032 | 11 | 22 | 16 | 54.9267
2032 | 11 | 22 | 17 | 64.9084
2032 | 11 | 22 | 18 | 70.0124
2032 | 11 | 22 | 19 | 66.4683
2032 | 11 | 22 | 20 | 64.4979
2032 | 11 | 22 | 21 | 61.6691
2032 | 11 | 22 | 22 | 59.2889
2032 | 11 | 22 | 23 | 56.4441
2032 | 11 | 23 | 0 | 54.171
2032 | 11 | 23 | 1 | 51.4728
2032 | 11 | 23 | 2 | 50.3999
2032 | 11 | 23 | 3 | 50.1771
2032 | 11 | 23 | 4 | 50.4081
2032 | 11 | 23 | 5 | 50.8621
2032 | 11 | 23 | 6 | 51.9064
2032 | 11 | 23 | 7 | 56.031
2032 | 11 | 23 | 8 | 62.6556
2032 | 11 | 23 | 9 | 58.9807
2032 | 11 | 23 | 10 | 51.9443
2032 | 11 | 23 | 11 | 47.2766
2032 | 11 | 23 | 12 | 48.3724
2032 | 11 | 23 | 13 | 47.6395
2032 | 11 | 23 | 14 | 45.9638
2032 | 11 | 23 | 15 | 47.0825
2032 | 11 | 23 | 16 | 53.0203
2032 | 11 | 23 | 17 | 61.7268
2032 | 11 | 23 | 18 | 70.6338
2032 | 11 | 23 | 19 | 66.3395
2032 | 11 | 23 | 20 | 64.1861
2032 | 11 | 23 | 21 | 61.239
2032 | 11 | 23 | 22 | 58.8243
2032 | 11 | 23 | 23 | 56.0068
2032 | 11 | 24 | 0 | 52.2472
2032 | 11 | 24 | 1 | 51.7115
2032 | 11 | 24 | 2 | 50.4256
2032 | 11 | 24 | 3 | 50.0105
2032 | 11 | 24 | 4 | 50.1097
2032 | 11 | 24 | 5 | 50.4967
2032 | 11 | 24 | 6 | 51.8743
2032 | 11 | 24 | 7 | 55.8782
2032 | 11 | 24 | 8 | 62.5314
2032 | 11 | 24 | 9 | 59.0328
2032 | 11 | 24 | 10 | 52.2169
2032 | 11 | 24 | 11 | 47.6736
2032 | 11 | 24 | 12 | 49.8257
2032 | 11 | 24 | 13 | 50.077
2032 | 11 | 24 | 14 | 49.9796
2032 | 11 | 24 | 15 | 50.9552
2032 | 11 | 24 | 16 | 56.0623
2032 | 11 | 24 | 17 | 66.2408
2032 | 11 | 24 | 18 | 69.9145
2032 | 11 | 24 | 19 | 65.082
2032 | 11 | 24 | 20 | 62.7019
2032 | 11 | 24 | 21 | 59.8263
2032 | 11 | 24 | 22 | 57.1739
2032 | 11 | 24 | 23 | 54.2133
2032 | 11 | 25 | 0 | 52.3031
2032 | 11 | 25 | 1 | 51.4281
2032 | 11 | 25 | 2 | 50.2004
2032 | 11 | 25 | 3 | 49.9166
2032 | 11 | 25 | 4 | 50.1941
2032 | 11 | 25 | 5 | 50.8075
2032 | 11 | 25 | 6 | 53.3793
2032 | 11 | 25 | 7 | 57.4427
2032 | 11 | 25 | 8 | 63.6051
2032 | 11 | 25 | 9 | 60.0207
2032 | 11 | 25 | 10 | 53.289
2032 | 11 | 25 | 11 | 48.7546
2032 | 11 | 25 | 12 | 48.2377
2032 | 11 | 25 | 13 | 47.9174
2032 | 11 | 25 | 14 | 47.4067
2032 | 11 | 25 | 15 | 48.3846
2032 | 11 | 25 | 16 | 53.0446
2032 | 11 | 25 | 17 | 62.2671
2032 | 11 | 25 | 18 | 71.5244
2032 | 11 | 25 | 19 | 67.8429
2032 | 11 | 25 | 20 | 66.0424
2032 | 11 | 25 | 21 | 63.6109
2032 | 11 | 25 | 22 | 61.3376
2032 | 11 | 25 | 23 | 58.4138
2032 | 11 | 26 | 0 | 55.7289
2032 | 11 | 26 | 1 | 53.6393
2032 | 11 | 26 | 2 | 52.2681
2032 | 11 | 26 | 3 | 51.768
2032 | 11 | 26 | 4 | 51.8806
2032 | 11 | 26 | 5 | 52.2505
2032 | 11 | 26 | 6 | 53.2293
2032 | 11 | 26 | 7 | 58.1112
2032 | 11 | 26 | 8 | 67.5204
2032 | 11 | 26 | 9 | 67.2413
2032 | 11 | 26 | 10 | 60.6138
2032 | 11 | 26 | 11 | 55.0697
2032 | 11 | 26 | 12 | 54.7437
2032 | 11 | 26 | 13 | 53.7224
2032 | 11 | 26 | 14 | 52.6342
2032 | 11 | 26 | 15 | 54.0997
2032 | 11 | 26 | 16 | 61.5438
2032 | 11 | 26 | 17 | 71.6167
2032 | 11 | 26 | 18 | 75.0633
2032 | 11 | 26 | 19 | 69.0541
2032 | 11 | 26 | 20 | 66.2152
2032 | 11 | 26 | 21 | 63.3702
2032 | 11 | 26 | 22 | 61.3477
2032 | 11 | 26 | 23 | 58.5893
2032 | 11 | 27 | 0 | 54.3828
2032 | 11 | 27 | 1 | 51.7877
2032 | 11 | 27 | 2 | 50.4714
2032 | 11 | 27 | 3 | 49.8657
2032 | 11 | 27 | 4 | 49.829
2032 | 11 | 27 | 5 | 49.7396
2032 | 11 | 27 | 6 | 49.4962
2032 | 11 | 27 | 7 | 52.4621
2032 | 11 | 27 | 8 | 61.6621
2032 | 11 | 27 | 9 | 63.2808
2032 | 11 | 27 | 10 | 58.4126
2032 | 11 | 27 | 11 | 53.6134
2032 | 11 | 27 | 12 | 51.9421
2032 | 11 | 27 | 13 | 50.0351
2032 | 11 | 27 | 14 | 49.014
2032 | 11 | 27 | 15 | 51.0786
2032 | 11 | 27 | 16 | 59.1877
2032 | 11 | 27 | 17 | 70.1789
2032 | 11 | 27 | 18 | 74.1514
2032 | 11 | 27 | 19 | 68.2919
2032 | 11 | 27 | 20 | 64.3251
2032 | 11 | 27 | 21 | 61.1283
2032 | 11 | 27 | 22 | 59.2602
2032 | 11 | 27 | 23 | 57.2722
2032 | 11 | 28 | 0 | 53.8569
2032 | 11 | 28 | 1 | 54.2476
2032 | 11 | 28 | 2 | 53.0651
2032 | 11 | 28 | 3 | 52.6065
2032 | 11 | 28 | 4 | 52.6849
2032 | 11 | 28 | 5 | 52.5709
2032 | 11 | 28 | 6 | 50.767
2032 | 11 | 28 | 7 | 52.8584
2032 | 11 | 28 | 8 | 61.008
2032 | 11 | 28 | 9 | 62.1834
2032 | 11 | 28 | 10 | 58.1767
2032 | 11 | 28 | 11 | 53.2809
2032 | 11 | 28 | 12 | 52.9665
2032 | 11 | 28 | 13 | 51.657
2032 | 11 | 28 | 14 | 51.2937
2032 | 11 | 28 | 15 | 53.476
2032 | 11 | 28 | 16 | 61.3293
2032 | 11 | 28 | 17 | 72.1743
2032 | 11 | 28 | 18 | 75.245
2032 | 11 | 28 | 19 | 69.2194
2032 | 11 | 28 | 20 | 65.4692
2032 | 11 | 28 | 21 | 62.0477
2032 | 11 | 28 | 22 | 59.3719
2032 | 11 | 28 | 23 | 56.9218
2032 | 11 | 29 | 0 | 56.7502
2032 | 11 | 29 | 1 | 53.4154
2032 | 11 | 29 | 2 | 52.3798
2032 | 11 | 29 | 3 | 52.0488
2032 | 11 | 29 | 4 | 52.2182
2032 | 11 | 29 | 5 | 52.5623
2032 | 11 | 29 | 6 | 53.1555
2032 | 11 | 29 | 7 | 57.5991
2032 | 11 | 29 | 8 | 66.3229
2032 | 11 | 29 | 9 | 65.6188
2032 | 11 | 29 | 10 | 60.4041
2032 | 11 | 29 | 11 | 56.1847
2032 | 11 | 29 | 12 | 54.2202
2032 | 11 | 29 | 13 | 53.2408
2032 | 11 | 29 | 14 | 52.5404
2032 | 11 | 29 | 15 | 53.8875
2032 | 11 | 29 | 16 | 59.3159
2032 | 11 | 29 | 17 | 68.5913
2032 | 11 | 29 | 18 | 73.8845
2032 | 11 | 29 | 19 | 68.3959
2032 | 11 | 29 | 20 | 65.7542
2032 | 11 | 29 | 21 | 62.574
2032 | 11 | 29 | 22 | 59.9416
2032 | 11 | 29 | 23 | 57.0502
2032 | 11 | 30 | 0 | 54.7822
2032 | 11 | 30 | 1 | 52.8097
2032 | 11 | 30 | 2 | 51.5459
2032 | 11 | 30 | 3 | 51.2604
2032 | 11 | 30 | 4 | 51.4673
2032 | 11 | 30 | 5 | 51.8821
2032 | 11 | 30 | 6 | 54.3538
2032 | 11 | 30 | 7 | 58.4499
2032 | 11 | 30 | 8 | 64.4977
2032 | 11 | 30 | 9 | 60.6632
2032 | 11 | 30 | 10 | 53.5531
2032 | 11 | 30 | 11 | 49.1508
2032 | 11 | 30 | 12 | 50.8832
2032 | 11 | 30 | 13 | 49.9125
2032 | 11 | 30 | 14 | 49.4301
2032 | 11 | 30 | 15 | 51.0294
2032 | 11 | 30 | 16 | 56.6361
2032 | 11 | 30 | 17 | 65.5041
2032 | 11 | 30 | 18 | 74.3626
2032 | 11 | 30 | 19 | 68.8685
2032 | 11 | 30 | 20 | 66.3749
2032 | 11 | 30 | 21 | 63.4806
2032 | 11 | 30 | 22 | 60.9122
2032 | 11 | 30 | 23 | 57.9845
2032 | 12 | 1 | 0 | 55.8284
2032 | 12 | 1 | 1 | 53.1038
2032 | 12 | 1 | 2 | 51.782
2032 | 12 | 1 | 3 | 51.3823
2032 | 12 | 1 | 4 | 51.5496
2032 | 12 | 1 | 5 | 52.174
2032 | 12 | 1 | 6 | 52.8605
2032 | 12 | 1 | 7 | 57.0239
2032 | 12 | 1 | 8 | 64.8766
2032 | 12 | 1 | 9 | 64.2487
2032 | 12 | 1 | 10 | 59.1757
2032 | 12 | 1 | 11 | 54.4716
2032 | 12 | 1 | 12 | 52.0793
2032 | 12 | 1 | 13 | 52.9488
2032 | 12 | 1 | 14 | 52.649
2032 | 12 | 1 | 15 | 52.2739
2032 | 12 | 1 | 16 | 55.0096
2032 | 12 | 1 | 17 | 62.1668
2032 | 12 | 1 | 18 | 69.27
2032 | 12 | 1 | 19 | 66.0104
2032 | 12 | 1 | 20 | 64.5738
2032 | 12 | 1 | 21 | 62.0988
2032 | 12 | 1 | 22 | 59.6859
2032 | 12 | 1 | 23 | 56.7774
2032 | 12 | 2 | 0 | 54.7407
2032 | 12 | 2 | 1 | 52.0685
2032 | 12 | 2 | 2 | 50.7824
2032 | 12 | 2 | 3 | 50.4344
2032 | 12 | 2 | 4 | 50.602
2032 | 12 | 2 | 5 | 51.3277
2032 | 12 | 2 | 6 | 52.8306
2032 | 12 | 2 | 7 | 56.4292
2032 | 12 | 2 | 8 | 61.7268
2032 | 12 | 2 | 9 | 58.4956
2032 | 12 | 2 | 10 | 53.1887
2032 | 12 | 2 | 11 | 49.101
2032 | 12 | 2 | 12 | 50.3879
2032 | 12 | 2 | 13 | 51.5154
2032 | 12 | 2 | 14 | 51.9159
2032 | 12 | 2 | 15 | 51.9906
2032 | 12 | 2 | 16 | 54.7115
2032 | 12 | 2 | 17 | 62.0251
2032 | 12 | 2 | 18 | 71.2317
2032 | 12 | 2 | 19 | 67.1637
2032 | 12 | 2 | 20 | 65.3086
2032 | 12 | 2 | 21 | 62.8172
2032 | 12 | 2 | 22 | 60.591
2032 | 12 | 2 | 23 | 57.6747
2032 | 12 | 3 | 0 | 53.3565
2032 | 12 | 3 | 1 | 52.04
2032 | 12 | 3 | 2 | 50.658
2032 | 12 | 3 | 3 | 50.2469
2032 | 12 | 3 | 4 | 50.4284
2032 | 12 | 3 | 5 | 51.144
2032 | 12 | 3 | 6 | 52.1414
2032 | 12 | 3 | 7 | 56.5154
2032 | 12 | 3 | 8 | 64.2505
2032 | 12 | 3 | 9 | 63.05
2032 | 12 | 3 | 10 | 57.0749
2032 | 12 | 3 | 11 | 51.8386
2032 | 12 | 3 | 12 | 50.7128
2032 | 12 | 3 | 13 | 51.5628
2032 | 12 | 3 | 14 | 51.1676
2032 | 12 | 3 | 15 | 51.2211
2032 | 12 | 3 | 16 | 55.2578
2032 | 12 | 3 | 17 | 62.8923
2032 | 12 | 3 | 18 | 69.1979
2032 | 12 | 3 | 19 | 65.659
2032 | 12 | 3 | 20 | 63.887
2032 | 12 | 3 | 21 | 61.6232
2032 | 12 | 3 | 22 | 59.7191
2032 | 12 | 3 | 23 | 56.8649
2032 | 12 | 4 | 0 | 54.5581
2032 | 12 | 4 | 1 | 51.9142
2032 | 12 | 4 | 2 | 50.661
2032 | 12 | 4 | 3 | 50.1649
2032 | 12 | 4 | 4 | 50.2256
2032 | 12 | 4 | 5 | 50.4505
2032 | 12 | 4 | 6 | 50.4793
2032 | 12 | 4 | 7 | 53.1372
2032 | 12 | 4 | 8 | 61.1332
2032 | 12 | 4 | 9 | 62.5851
2032 | 12 | 4 | 10 | 59.0712
2032 | 12 | 4 | 11 | 54.1769
2032 | 12 | 4 | 12 | 53.6821
2032 | 12 | 4 | 13 | 53.3027
2032 | 12 | 4 | 14 | 53.4777
2032 | 12 | 4 | 15 | 54.5188
2032 | 12 | 4 | 16 | 59.8905
2032 | 12 | 4 | 17 | 68.5801
2032 | 12 | 4 | 18 | 73.937
2032 | 12 | 4 | 19 | 67.8942
2032 | 12 | 4 | 20 | 63.902
2032 | 12 | 4 | 21 | 60.5971
2032 | 12 | 4 | 22 | 58.4899
2032 | 12 | 4 | 23 | 56.306
2032 | 12 | 5 | 0 | 54.9496
2032 | 12 | 5 | 1 | 50.6088
2032 | 12 | 5 | 2 | 48.9205
2032 | 12 | 5 | 3 | 48.1265
2032 | 12 | 5 | 4 | 47.7818
2032 | 12 | 5 | 5 | 47.5213
2032 | 12 | 5 | 6 | 47.7096
2032 | 12 | 5 | 7 | 48.8541
2032 | 12 | 5 | 8 | 55.0752
2032 | 12 | 5 | 9 | 54.7755
2032 | 12 | 5 | 10 | 51.3305
2032 | 12 | 5 | 11 | 47.3975
2032 | 12 | 5 | 12 | 46.2902
2032 | 12 | 5 | 13 | 47.3879
2032 | 12 | 5 | 14 | 47.0432
2032 | 12 | 5 | 15 | 47.1668
2032 | 12 | 5 | 16 | 50.9286
2032 | 12 | 5 | 17 | 58.3573
2032 | 12 | 5 | 18 | 67.8801
2032 | 12 | 5 | 19 | 62.1232
2032 | 12 | 5 | 20 | 58.7167
2032 | 12 | 5 | 21 | 55.3763
2032 | 12 | 5 | 22 | 52.7726
2032 | 12 | 5 | 23 | 50.3725
2032 | 12 | 6 | 0 | 48.693
2032 | 12 | 6 | 1 | 48.6191
2032 | 12 | 6 | 2 | 47.5655
2032 | 12 | 6 | 3 | 47.4035
2032 | 12 | 6 | 4 | 47.7465
2032 | 12 | 6 | 5 | 48.6146
2032 | 12 | 6 | 6 | 50.4774
2032 | 12 | 6 | 7 | 54.6971
2032 | 12 | 6 | 8 | 62.338
2032 | 12 | 6 | 9 | 60.7024
2032 | 12 | 6 | 10 | 55.7228
2032 | 12 | 6 | 11 | 51.257
2032 | 12 | 6 | 12 | 51.9947
2032 | 12 | 6 | 13 | 52.8237
2032 | 12 | 6 | 14 | 53.5342
2032 | 12 | 6 | 15 | 54.5223
2032 | 12 | 6 | 16 | 58.6672
2032 | 12 | 6 | 17 | 67.0408
2032 | 12 | 6 | 18 | 74.1284
2032 | 12 | 6 | 19 | 69.5524
2032 | 12 | 6 | 20 | 67.3336
2032 | 12 | 6 | 21 | 64.5775
2032 | 12 | 6 | 22 | 62.0612
2032 | 12 | 6 | 23 | 59.2042
2032 | 12 | 7 | 0 | 55.5826
2032 | 12 | 7 | 1 | 54.6562
2032 | 12 | 7 | 2 | 53.6071
2032 | 12 | 7 | 3 | 53.5763
2032 | 12 | 7 | 4 | 54.0797
2032 | 12 | 7 | 5 | 54.9322
2032 | 12 | 7 | 6 | 56.6859
2032 | 12 | 7 | 7 | 60.8212
2032 | 12 | 7 | 8 | 66.7357
2032 | 12 | 7 | 9 | 63.1758
2032 | 12 | 7 | 10 | 56.7789
2032 | 12 | 7 | 11 | 51.9734
2032 | 12 | 7 | 12 | 54.2511
2032 | 12 | 7 | 13 | 54.0945
2032 | 12 | 7 | 14 | 53.9576
2032 | 12 | 7 | 15 | 55.0394
2032 | 12 | 7 | 16 | 59.2954
2032 | 12 | 7 | 17 | 66.5369
2032 | 12 | 7 | 18 | 75.7133
2032 | 12 | 7 | 19 | 71.126
2032 | 12 | 7 | 20 | 69.2059
2032 | 12 | 7 | 21 | 66.4552
2032 | 12 | 7 | 22 | 63.9538
2032 | 12 | 7 | 23 | 60.9286
2032 | 12 | 8 | 0 | 59.5144
2032 | 12 | 8 | 1 | 56.0353
2032 | 12 | 8 | 2 | 54.6077
2032 | 12 | 8 | 3 | 54.0634
2032 | 12 | 8 | 4 | 54.0528
2032 | 12 | 8 | 5 | 54.3944
2032 | 12 | 8 | 6 | 55.6214
2032 | 12 | 8 | 7 | 59.69
2032 | 12 | 8 | 8 | 67.7025
2032 | 12 | 8 | 9 | 67.3102
2032 | 12 | 8 | 10 | 62.4051
2032 | 12 | 8 | 11 | 57.5795
2032 | 12 | 8 | 12 | 57.6099
2032 | 12 | 8 | 13 | 58.2014
2032 | 12 | 8 | 14 | 58.0925
2032 | 12 | 8 | 15 | 58.3328
2032 | 12 | 8 | 16 | 61.8123
2032 | 12 | 8 | 17 | 70.0279
2032 | 12 | 8 | 18 | 74.1
2032 | 12 | 8 | 19 | 68.3768
2032 | 12 | 8 | 20 | 65.9626
2032 | 12 | 8 | 21 | 62.9469
2032 | 12 | 8 | 22 | 60.2769
2032 | 12 | 8 | 23 | 57.18
2032 | 12 | 9 | 0 | 54.5048
2032 | 12 | 9 | 1 | 52.7301
2032 | 12 | 9 | 2 | 51.35
2032 | 12 | 9 | 3 | 50.9944
2032 | 12 | 9 | 4 | 51.1509
2032 | 12 | 9 | 5 | 51.8309
2032 | 12 | 9 | 6 | 53.2671
2032 | 12 | 9 | 7 | 57.4668
2032 | 12 | 9 | 8 | 65.6506
2032 | 12 | 9 | 9 | 65.9203
2032 | 12 | 9 | 10 | 60.9416
2032 | 12 | 9 | 11 | 55.4926
2032 | 12 | 9 | 12 | 54.4113
2032 | 12 | 9 | 13 | 55.1087
2032 | 12 | 9 | 14 | 56.1564
2032 | 12 | 9 | 15 | 56.9694
2032 | 12 | 9 | 16 | 60.7544
2032 | 12 | 9 | 17 | 69.1648
2032 | 12 | 9 | 18 | 72.7916
2032 | 12 | 9 | 19 | 68.3975
2032 | 12 | 9 | 20 | 66.4997
2032 | 12 | 9 | 21 | 64.088
2032 | 12 | 9 | 22 | 61.6527
2032 | 12 | 9 | 23 | 58.5028
2032 | 12 | 10 | 0 | 56.3735
2032 | 12 | 10 | 1 | 53.5597
2032 | 12 | 10 | 2 | 52.0728
2032 | 12 | 10 | 3 | 51.5346
2032 | 12 | 10 | 4 | 51.5689
2032 | 12 | 10 | 5 | 52.0155
2032 | 12 | 10 | 6 | 53.1877
2032 | 12 | 10 | 7 | 57.436
2032 | 12 | 10 | 8 | 65.3092
2032 | 12 | 10 | 9 | 65.3255
2032 | 12 | 10 | 10 | 60.0679
2032 | 12 | 10 | 11 | 55.4187
2032 | 12 | 10 | 12 | 55.4126
2032 | 12 | 10 | 13 | 55.1895
2032 | 12 | 10 | 14 | 54.6845
2032 | 12 | 10 | 15 | 54.693
2032 | 12 | 10 | 16 | 59.2003
2032 | 12 | 10 | 17 | 66.603
2032 | 12 | 10 | 18 | 72.6461
2032 | 12 | 10 | 19 | 67.2197
2032 | 12 | 10 | 20 | 64.8551
2032 | 12 | 10 | 21 | 62.2669
2032 | 12 | 10 | 22 | 60.248
2032 | 12 | 10 | 23 | 57.3559
2032 | 12 | 11 | 0 | 54.2462
2032 | 12 | 11 | 1 | 49.6807
2032 | 12 | 11 | 2 | 48.0833
2032 | 12 | 11 | 3 | 47.2878
2032 | 12 | 11 | 4 | 47.0219
2032 | 12 | 11 | 5 | 46.8789
2032 | 12 | 11 | 6 | 46.4917
2032 | 12 | 11 | 7 | 48.894
2032 | 12 | 11 | 8 | 57.0755
2032 | 12 | 11 | 9 | 59.0311
2032 | 12 | 11 | 10 | 55.291
2032 | 12 | 11 | 11 | 51.1069
2032 | 12 | 11 | 12 | 50.7464
2032 | 12 | 11 | 13 | 50.8895
2032 | 12 | 11 | 14 | 50.4131
2032 | 12 | 11 | 15 | 51.1266
2032 | 12 | 11 | 16 | 56.0298
2032 | 12 | 11 | 17 | 64.5313
2032 | 12 | 11 | 18 | 68.6766
2032 | 12 | 11 | 19 | 62.4484
2032 | 12 | 11 | 20 | 58.5144
2032 | 12 | 11 | 21 | 55.2683
2032 | 12 | 11 | 22 | 53.2669
2032 | 12 | 11 | 23 | 51.1132
2032 | 12 | 12 | 0 | 49.8682
2032 | 12 | 12 | 1 | 49.2461
2032 | 12 | 12 | 2 | 47.9513
2032 | 12 | 12 | 3 | 47.429
2032 | 12 | 12 | 4 | 47.4922
2032 | 12 | 12 | 5 | 47.4864
2032 | 12 | 12 | 6 | 47.0176
2032 | 12 | 12 | 7 | 48.8106
2032 | 12 | 12 | 8 | 56.2275
2032 | 12 | 12 | 9 | 57.5372
2032 | 12 | 12 | 10 | 54.2783
2032 | 12 | 12 | 11 | 49.9962
2032 | 12 | 12 | 12 | 50.2267
2032 | 12 | 12 | 13 | 50.5013
2032 | 12 | 12 | 14 | 50.8213
2032 | 12 | 12 | 15 | 51.8409
2032 | 12 | 12 | 16 | 57.0167
2032 | 12 | 12 | 17 | 66.2205
2032 | 12 | 12 | 18 | 71.5236
2032 | 12 | 12 | 19 | 66.7458
2032 | 12 | 12 | 20 | 63.7225
2032 | 12 | 12 | 21 | 60.7461
2032 | 12 | 12 | 22 | 58.4018
2032 | 12 | 12 | 23 | 55.9546
2032 | 12 | 13 | 0 | 54.0434
2032 | 12 | 13 | 1 | 51.8454
2032 | 12 | 13 | 2 | 50.9084
2032 | 12 | 13 | 3 | 50.7739
2032 | 12 | 13 | 4 | 51.1031
2032 | 12 | 13 | 5 | 51.7501
2032 | 12 | 13 | 6 | 52.2802
2032 | 12 | 13 | 7 | 56.551
2032 | 12 | 13 | 8 | 64.7414
2032 | 12 | 13 | 9 | 64.6818
2032 | 12 | 13 | 10 | 60.7954
2032 | 12 | 13 | 11 | 56.5978
2032 | 12 | 13 | 12 | 54.5114
2032 | 12 | 13 | 13 | 54.7087
2032 | 12 | 13 | 14 | 54.2303
2032 | 12 | 13 | 15 | 54.9608
2032 | 12 | 13 | 16 | 58.7615
2032 | 12 | 13 | 17 | 66.7833
2032 | 12 | 13 | 18 | 72.9279
2032 | 12 | 13 | 19 | 68.7219
2032 | 12 | 13 | 20 | 66.7091
2032 | 12 | 13 | 21 | 63.8701
2032 | 12 | 13 | 22 | 61.3926
2032 | 12 | 13 | 23 | 58.4212
2032 | 12 | 14 | 0 | 55.1527
2032 | 12 | 14 | 1 | 52.6449
2032 | 12 | 14 | 2 | 51.2167
2032 | 12 | 14 | 3 | 50.7689
2032 | 12 | 14 | 4 | 50.7254
2032 | 12 | 14 | 5 | 51.0568
2032 | 12 | 14 | 6 | 51.1657
2032 | 12 | 14 | 7 | 55.3221
2032 | 12 | 14 | 8 | 62.8313
2032 | 12 | 14 | 9 | 62.2364
2032 | 12 | 14 | 10 | 57.2377
2032 | 12 | 14 | 11 | 53.0671
2032 | 12 | 14 | 12 | 53.0171
2032 | 12 | 14 | 13 | 53.4671
2032 | 12 | 14 | 14 | 53.5082
2032 | 12 | 14 | 15 | 54.1476
2032 | 12 | 14 | 16 | 57.6648
2032 | 12 | 14 | 17 | 65.3982
2032 | 12 | 14 | 18 | 69.664
2032 | 12 | 14 | 19 | 63.9667
2032 | 12 | 14 | 20 | 61.4297
2032 | 12 | 14 | 21 | 58.4286
2032 | 12 | 14 | 22 | 55.8328
2032 | 12 | 14 | 23 | 52.7799
2032 | 12 | 15 | 0 | 51.6215
2032 | 12 | 15 | 1 | 47.7575
2032 | 12 | 15 | 2 | 46.1294
2032 | 12 | 15 | 3 | 45.5131
2032 | 12 | 15 | 4 | 45.3623
2032 | 12 | 15 | 5 | 45.6711
2032 | 12 | 15 | 6 | 46.8774
2032 | 12 | 15 | 7 | 50.8131
2032 | 12 | 15 | 8 | 58.4214
2032 | 12 | 15 | 9 | 58.1637
2032 | 12 | 15 | 10 | 53.2046
2032 | 12 | 15 | 11 | 49.6918
2032 | 12 | 15 | 12 | 51.027
2032 | 12 | 15 | 13 | 51.6655
2032 | 12 | 15 | 14 | 51.6952
2032 | 12 | 15 | 15 | 51.5756
2032 | 12 | 15 | 16 | 55.0096
2032 | 12 | 15 | 17 | 63.4067
2032 | 12 | 15 | 18 | 67.4907
2032 | 12 | 15 | 19 | 61.8991
2032 | 12 | 15 | 20 | 59.4872
2032 | 12 | 15 | 21 | 56.719
2032 | 12 | 15 | 22 | 54.1301
2032 | 12 | 15 | 23 | 51.1701
2032 | 12 | 16 | 0 | 49.0419
2032 | 12 | 16 | 1 | 48.05
2032 | 12 | 16 | 2 | 46.6804
2032 | 12 | 16 | 3 | 46.4558
2032 | 12 | 16 | 4 | 46.7842
2032 | 12 | 16 | 5 | 47.6332
2032 | 12 | 16 | 6 | 49.0823
2032 | 12 | 16 | 7 | 53.6458
2032 | 12 | 16 | 8 | 62.3616
2032 | 12 | 16 | 9 | 63.0885
2032 | 12 | 16 | 10 | 58.0476
2032 | 12 | 16 | 11 | 52.7883
2032 | 12 | 16 | 12 | 52.4317
2032 | 12 | 16 | 13 | 52.45
2032 | 12 | 16 | 14 | 53.0455
2032 | 12 | 16 | 15 | 54.3568
2032 | 12 | 16 | 16 | 59.4179
2032 | 12 | 16 | 17 | 68.8798
2032 | 12 | 16 | 18 | 74.1069
2032 | 12 | 16 | 19 | 68.6563
2032 | 12 | 16 | 20 | 66.3591
2032 | 12 | 16 | 21 | 63.7947
2032 | 12 | 16 | 22 | 61.3627
2032 | 12 | 16 | 23 | 58.2659
2032 | 12 | 17 | 0 | 56.9878
2032 | 12 | 17 | 1 | 55.67
2032 | 12 | 17 | 2 | 54.4248
2032 | 12 | 17 | 3 | 54.1895
2032 | 12 | 17 | 4 | 54.5656
2032 | 12 | 17 | 5 | 55.2401
2032 | 12 | 17 | 6 | 56.5367
2032 | 12 | 17 | 7 | 61.3446
2032 | 12 | 17 | 8 | 70.2847
2032 | 12 | 17 | 9 | 70.3187
2032 | 12 | 17 | 10 | 64.369
2032 | 12 | 17 | 11 | 58.2481
2032 | 12 | 17 | 12 | 57.6112
2032 | 12 | 17 | 13 | 57.4487
2032 | 12 | 17 | 14 | 56.4483
2032 | 12 | 17 | 15 | 57.6416
2032 | 12 | 17 | 16 | 63.2453
2032 | 12 | 17 | 17 | 72.6859
2032 | 12 | 17 | 18 | 77.3262
2032 | 12 | 17 | 19 | 73.2846
2032 | 12 | 17 | 20 | 71.4381
2032 | 12 | 17 | 21 | 69.0848
2032 | 12 | 17 | 22 | 67.185
2032 | 12 | 17 | 23 | 64.1183
2032 | 12 | 18 | 0 | 60.1523
2032 | 12 | 18 | 1 | 59.7894
2032 | 12 | 18 | 2 | 58.4791
2032 | 12 | 18 | 3 | 58.059
2032 | 12 | 18 | 4 | 57.9611
2032 | 12 | 18 | 5 | 58.0511
2032 | 12 | 18 | 6 | 56.021
2032 | 12 | 18 | 7 | 58.3562
2032 | 12 | 18 | 8 | 65.9278
2032 | 12 | 18 | 9 | 67.299
2032 | 12 | 18 | 10 | 63.8151
2032 | 12 | 18 | 11 | 59.4138
2032 | 12 | 18 | 12 | 58.5282
2032 | 12 | 18 | 13 | 56.5341
2032 | 12 | 18 | 14 | 55.3743
2032 | 12 | 18 | 15 | 57.0714
2032 | 12 | 18 | 16 | 64.1722
2032 | 12 | 18 | 17 | 74.4809
2032 | 12 | 18 | 18 | 79.9741
2032 | 12 | 18 | 19 | 73.4998
2032 | 12 | 18 | 20 | 69.3172
2032 | 12 | 18 | 21 | 66.0599
2032 | 12 | 18 | 22 | 63.904
2032 | 12 | 18 | 23 | 61.6312
2032 | 12 | 19 | 0 | 58.7239
2032 | 12 | 19 | 1 | 59.7524
2032 | 12 | 19 | 2 | 58.7809
2032 | 12 | 19 | 3 | 58.528
2032 | 12 | 19 | 4 | 58.7562
2032 | 12 | 19 | 5 | 59.0765
2032 | 12 | 19 | 6 | 58.1062
2032 | 12 | 19 | 7 | 59.6908
2032 | 12 | 19 | 8 | 65.5441
2032 | 12 | 19 | 9 | 66.0801
2032 | 12 | 19 | 10 | 62.9517
2032 | 12 | 19 | 11 | 58.8425
2032 | 12 | 19 | 12 | 58.9127
2032 | 12 | 19 | 13 | 58.075
2032 | 12 | 19 | 14 | 57.3814
2032 | 12 | 19 | 15 | 58.9669
2032 | 12 | 19 | 16 | 64.746
2032 | 12 | 19 | 17 | 74.5382
2032 | 12 | 19 | 18 | 80.3279
2032 | 12 | 19 | 19 | 76.1333
2032 | 12 | 19 | 20 | 72.9224
2032 | 12 | 19 | 21 | 69.9537
2032 | 12 | 19 | 22 | 67.2865
2032 | 12 | 19 | 23 | 64.5817
2032 | 12 | 20 | 0 | 63.6781
2032 | 12 | 20 | 1 | 62.3868
2032 | 12 | 20 | 2 | 61.5897
2032 | 12 | 20 | 3 | 61.5443
2032 | 12 | 20 | 4 | 61.9324
2032 | 12 | 20 | 5 | 62.3974
2032 | 12 | 20 | 6 | 63.037
2032 | 12 | 20 | 7 | 67.0544
2032 | 12 | 20 | 8 | 74.0868
2032 | 12 | 20 | 9 | 72.2235
2032 | 12 | 20 | 10 | 67.0202
2032 | 12 | 20 | 11 | 62.7787
2032 | 12 | 20 | 12 | 62.0444
2032 | 12 | 20 | 13 | 61.7357
2032 | 12 | 20 | 14 | 60.7663
2032 | 12 | 20 | 15 | 61.0952
2032 | 12 | 20 | 16 | 63.6517
2032 | 12 | 20 | 17 | 71.2391
2032 | 12 | 20 | 18 | 83.5373
2032 | 12 | 20 | 19 | 78.0756
2032 | 12 | 20 | 20 | 75.7771
2032 | 12 | 20 | 21 | 72.7684
2032 | 12 | 20 | 22 | 69.9985
2032 | 12 | 20 | 23 | 66.7537
2032 | 12 | 21 | 0 | 63.9742
2032 | 12 | 21 | 1 | 60.7951
2032 | 12 | 21 | 2 | 59.2896
2032 | 12 | 21 | 3 | 58.7391
2032 | 12 | 21 | 4 | 58.5806
2032 | 12 | 21 | 5 | 58.6365
2032 | 12 | 21 | 6 | 59.1789
2032 | 12 | 21 | 7 | 63.3944
2032 | 12 | 21 | 8 | 71.5561
2032 | 12 | 21 | 9 | 72.0069
2032 | 12 | 21 | 10 | 67.2088
2032 | 12 | 21 | 11 | 62.496
2032 | 12 | 21 | 12 | 61.0973
2032 | 12 | 21 | 13 | 61.08
2032 | 12 | 21 | 14 | 60.7392
2032 | 12 | 21 | 15 | 61.2113
2032 | 12 | 21 | 16 | 64.5213
2032 | 12 | 21 | 17 | 71.9275
2032 | 12 | 21 | 18 | 76.6147
2032 | 12 | 21 | 19 | 70.7451
2032 | 12 | 21 | 20 | 68.298
2032 | 12 | 21 | 21 | 65.3525
2032 | 12 | 21 | 22 | 62.6516
2032 | 12 | 21 | 23 | 59.4509
2032 | 12 | 22 | 0 | 58.2814
2032 | 12 | 22 | 1 | 53.5616
2032 | 12 | 22 | 2 | 51.9347
2032 | 12 | 22 | 3 | 51.2994
2032 | 12 | 22 | 4 | 51.0824
2032 | 12 | 22 | 5 | 51.1854
2032 | 12 | 22 | 6 | 52.0556
2032 | 12 | 22 | 7 | 56.0126
2032 | 12 | 22 | 8 | 63.9999
2032 | 12 | 22 | 9 | 64.6242
2032 | 12 | 22 | 10 | 59.9401
2032 | 12 | 22 | 11 | 56.2638
2032 | 12 | 22 | 12 | 56.4071
2032 | 12 | 22 | 13 | 56.6695
2032 | 12 | 22 | 14 | 56.4086
2032 | 12 | 22 | 15 | 55.9588
2032 | 12 | 22 | 16 | 59.0183
2032 | 12 | 22 | 17 | 67.1193
2032 | 12 | 22 | 18 | 70.6713
2032 | 12 | 22 | 19 | 65.1473
2032 | 12 | 22 | 20 | 62.8734
2032 | 12 | 22 | 21 | 60.1965
2032 | 12 | 22 | 22 | 57.4863
2032 | 12 | 22 | 23 | 54.3928
2032 | 12 | 23 | 0 | 53.5146
2032 | 12 | 23 | 1 | 50.6281
2032 | 12 | 23 | 2 | 49.2169
2032 | 12 | 23 | 3 | 48.9285
2032 | 12 | 23 | 4 | 49.1257
2032 | 12 | 23 | 5 | 49.7166
2032 | 12 | 23 | 6 | 51.1265
2032 | 12 | 23 | 7 | 55.6295
2032 | 12 | 23 | 8 | 64.3352
2032 | 12 | 23 | 9 | 65.489
2032 | 12 | 23 | 10 | 60.5244
2032 | 12 | 23 | 11 | 55.8561
2032 | 12 | 23 | 12 | 55.6475
2032 | 12 | 23 | 13 | 55.3305
2032 | 12 | 23 | 14 | 55.49
2032 | 12 | 23 | 15 | 56.3264
2032 | 12 | 23 | 16 | 60.9446
2032 | 12 | 23 | 17 | 70.1304
2032 | 12 | 23 | 18 | 77.5477
2032 | 12 | 23 | 19 | 71.7369
2032 | 12 | 23 | 20 | 69.3531
2032 | 12 | 23 | 21 | 66.8099
2032 | 12 | 23 | 22 | 64.4109
2032 | 12 | 23 | 23 | 61.3443
2032 | 12 | 24 | 0 | 57.7201
2032 | 12 | 24 | 1 | 57.4064
2032 | 12 | 24 | 2 | 56.098
2032 | 12 | 24 | 3 | 55.967
2032 | 12 | 24 | 4 | 56.1578
2032 | 12 | 24 | 5 | 56.8634
2032 | 12 | 24 | 6 | 56.9081
2032 | 12 | 24 | 7 | 61.8207
2032 | 12 | 24 | 8 | 70.6389
2032 | 12 | 24 | 9 | 70.5041
2032 | 12 | 24 | 10 | 64.5978
2032 | 12 | 24 | 11 | 58.7269
2032 | 12 | 24 | 12 | 58.4082
2032 | 12 | 24 | 13 | 57.5768
2032 | 12 | 24 | 14 | 58.383
2032 | 12 | 24 | 15 | 58.5158
2032 | 12 | 24 | 16 | 61.8574
2032 | 12 | 24 | 17 | 70.011
2032 | 12 | 24 | 18 | 75.2209
2032 | 12 | 24 | 19 | 69.6568
2032 | 12 | 24 | 20 | 67.0888
2032 | 12 | 24 | 21 | 64.9737
2032 | 12 | 24 | 22 | 63.9097
2032 | 12 | 24 | 23 | 61.95
2032 | 12 | 25 | 0 | 60.523
2032 | 12 | 25 | 1 | 58.1177
2032 | 12 | 25 | 2 | 56.6813
2032 | 12 | 25 | 3 | 56.2075
2032 | 12 | 25 | 4 | 56.0545
2032 | 12 | 25 | 5 | 56.1311
2032 | 12 | 25 | 6 | 54.3165
2032 | 12 | 25 | 7 | 55.6764
2032 | 12 | 25 | 8 | 61.7744
2032 | 12 | 25 | 9 | 63.3901
2032 | 12 | 25 | 10 | 59.8581
2032 | 12 | 25 | 11 | 56.6162
2032 | 12 | 25 | 12 | 56.6203
2032 | 12 | 25 | 13 | 56.0345
2032 | 12 | 25 | 14 | 53.7675
2032 | 12 | 25 | 15 | 53.4627
2032 | 12 | 25 | 16 | 59.5782
2032 | 12 | 25 | 17 | 68.508
2032 | 12 | 25 | 18 | 71.3738
2032 | 12 | 25 | 19 | 66.3893
2032 | 12 | 25 | 20 | 62.9324
2032 | 12 | 25 | 21 | 60.0109
2032 | 12 | 25 | 22 | 58.2009
2032 | 12 | 25 | 23 | 56.7033
2032 | 12 | 26 | 0 | 53.9399
2032 | 12 | 26 | 1 | 55.8014
2032 | 12 | 26 | 2 | 54.7724
2032 | 12 | 26 | 3 | 53.9517
2032 | 12 | 26 | 4 | 53.5378
2032 | 12 | 26 | 5 | 52.7666
2032 | 12 | 26 | 6 | 50.8743
2032 | 12 | 26 | 7 | 49.5293
2032 | 12 | 26 | 8 | 54.8802
2032 | 12 | 26 | 9 | 59.7668
2032 | 12 | 26 | 10 | 64.2101
2032 | 12 | 26 | 11 | 64.528
2032 | 12 | 26 | 12 | 61.7598
2032 | 12 | 26 | 13 | 61.8939
2032 | 12 | 26 | 14 | 61.7796
2032 | 12 | 26 | 15 | 65.7925
2032 | 12 | 26 | 16 | 66.781
2032 | 12 | 26 | 17 | 70.905
2032 | 12 | 26 | 18 | 75.5906
2032 | 12 | 26 | 19 | 68.0315
2032 | 12 | 26 | 20 | 61.9111
2032 | 12 | 26 | 21 | 57.8528
2032 | 12 | 26 | 22 | 54.8754
2032 | 12 | 26 | 23 | 52.4364
2032 | 12 | 27 | 0 | 52.6883
2032 | 12 | 27 | 1 | 52.0099
2032 | 12 | 27 | 2 | 51.0088
2032 | 12 | 27 | 3 | 50.5813
2032 | 12 | 27 | 4 | 50.6942
2032 | 12 | 27 | 5 | 50.7938
2032 | 12 | 27 | 6 | 51.3208
2032 | 12 | 27 | 7 | 53.7105
2032 | 12 | 27 | 8 | 60.8644
2032 | 12 | 27 | 9 | 63.6984
2032 | 12 | 27 | 10 | 63.6514
2032 | 12 | 27 | 11 | 61.9005
2032 | 12 | 27 | 12 | 60.8721
2032 | 12 | 27 | 13 | 60.7488
2032 | 12 | 27 | 14 | 60.6303
2032 | 12 | 27 | 15 | 61.2207
2032 | 12 | 27 | 16 | 63.616
2032 | 12 | 27 | 17 | 69.8845
2032 | 12 | 27 | 18 | 77.458
2032 | 12 | 27 | 19 | 73.3727
2032 | 12 | 27 | 20 | 70.8849
2032 | 12 | 27 | 21 | 68.1364
2032 | 12 | 27 | 22 | 65.9183
2032 | 12 | 27 | 23 | 63.2698
2032 | 12 | 28 | 0 | 60.1857
2032 | 12 | 28 | 1 | 60.9515
2032 | 12 | 28 | 2 | 59.8964
2032 | 12 | 28 | 3 | 59.6757
2032 | 12 | 28 | 4 | 60.017
2032 | 12 | 28 | 5 | 60.2857
2032 | 12 | 28 | 6 | 60.5884
2032 | 12 | 28 | 7 | 63.8147
2032 | 12 | 28 | 8 | 69.692
2032 | 12 | 28 | 9 | 68.5679
2032 | 12 | 28 | 10 | 63.5434
2032 | 12 | 28 | 11 | 59.1862
2032 | 12 | 28 | 12 | 59.6946
2032 | 12 | 28 | 13 | 59.1735
2032 | 12 | 28 | 14 | 56.8607
2032 | 12 | 28 | 15 | 59.7602
2032 | 12 | 28 | 16 | 63.8539
2032 | 12 | 28 | 17 | 71.2001
2032 | 12 | 28 | 18 | 79.6595
2032 | 12 | 28 | 19 | 75.9515
2032 | 12 | 28 | 20 | 74.0278
2032 | 12 | 28 | 21 | 71.4017
2032 | 12 | 28 | 22 | 69.0221
2032 | 12 | 28 | 23 | 66.3092
2032 | 12 | 29 | 0 | 62.6652
2032 | 12 | 29 | 1 | 60.2311
2032 | 12 | 29 | 2 | 59.0174
2032 | 12 | 29 | 3 | 58.5903
2032 | 12 | 29 | 4 | 58.7321
2032 | 12 | 29 | 5 | 58.8377
2032 | 12 | 29 | 6 | 58.0935
2032 | 12 | 29 | 7 | 61.2164
2032 | 12 | 29 | 8 | 68.3369
2032 | 12 | 29 | 9 | 69.4332
2032 | 12 | 29 | 10 | 65.0781
2032 | 12 | 29 | 11 | 60.7551
2032 | 12 | 29 | 12 | 60.5053
2032 | 12 | 29 | 13 | 60.4194
2032 | 12 | 29 | 14 | 59.2237
2032 | 12 | 29 | 15 | 61.2056
2032 | 12 | 29 | 16 | 64.2849
2032 | 12 | 29 | 17 | 72.3859
2032 | 12 | 29 | 18 | 78.5296
2032 | 12 | 29 | 19 | 72.8059
2032 | 12 | 29 | 20 | 70.0873
2032 | 12 | 29 | 21 | 67.1208
2032 | 12 | 29 | 22 | 64.2424
2032 | 12 | 29 | 23 | 61.3242
2032 | 12 | 30 | 0 | 60.4833
2032 | 12 | 30 | 1 | 57.7713
2032 | 12 | 30 | 2 | 56.5439
2032 | 12 | 30 | 3 | 56.1587
2032 | 12 | 30 | 4 | 56.3311
2032 | 12 | 30 | 5 | 56.5601
2032 | 12 | 30 | 6 | 56.7448
2032 | 12 | 30 | 7 | 59.8234
2032 | 12 | 30 | 8 | 66.4688
2032 | 12 | 30 | 9 | 67.7403
2032 | 12 | 30 | 10 | 63.6999
2032 | 12 | 30 | 11 | 59.6504
2032 | 12 | 30 | 12 | 58.8896
2032 | 12 | 30 | 13 | 58.5437
2032 | 12 | 30 | 14 | 57.5648
2032 | 12 | 30 | 15 | 59.7039
2032 | 12 | 30 | 16 | 62.8609
2032 | 12 | 30 | 17 | 70.537
2032 | 12 | 30 | 18 | 77.734
2032 | 12 | 30 | 19 | 72.802
2032 | 12 | 30 | 20 | 70.3907
2032 | 12 | 30 | 21 | 67.7677
2032 | 12 | 30 | 22 | 65.2222
2032 | 12 | 30 | 23 | 62.3583
2032 | 12 | 31 | 0 | 60.0528
2032 | 12 | 31 | 1 | 58.6234
2032 | 12 | 31 | 2 | 57.2125
2032 | 12 | 31 | 3 | 56.679
2032 | 12 | 31 | 4 | 56.9776
2032 | 12 | 31 | 5 | 57.4842
2032 | 12 | 31 | 6 | 60.1551
2032 | 12 | 31 | 7 | 64.394
2032 | 12 | 31 | 8 | 71.5881
2032 | 12 | 31 | 9 | 71.2578
2032 | 12 | 31 | 10 | 66.0944
2032 | 12 | 31 | 11 | 62.9818
2032 | 12 | 31 | 12 | 62.5617
2032 | 12 | 31 | 13 | 61.5843
2032 | 12 | 31 | 14 | 59.2498
2032 | 12 | 31 | 15 | 59.3597
2032 | 12 | 31 | 16 | 62.0639
2032 | 12 | 31 | 17 | 68.326
2032 | 12 | 31 | 18 | 76.9353
2032 | 12 | 31 | 19 | 73.0156
2032 | 12 | 31 | 20 | 70.1965
2032 | 12 | 31 | 21 | 67.3035
2032 | 12 | 31 | 22 | 65.9565
2032 | 12 | 31 | 23 | 64.598
2033 | 1 | 1 | 0 | 63.4706
2033 | 1 | 1 | 1 | 53.6684
2033 | 1 | 1 | 2 | 51.6669
2033 | 1 | 1 | 3 | 49.8838
2033 | 1 | 1 | 4 | 48.896
2033 | 1 | 1 | 5 | 48.1687
2033 | 1 | 1 | 6 | 47.5145
2033 | 1 | 1 | 7 | 48.623
2033 | 1 | 1 | 8 | 53.2504
2033 | 1 | 1 | 9 | 55.661
2033 | 1 | 1 | 10 | 59.3767
2033 | 1 | 1 | 11 | 60.5218
2033 | 1 | 1 | 12 | 60.3545
2033 | 1 | 1 | 13 | 54.7633
2033 | 1 | 1 | 14 | 51.5966
2033 | 1 | 1 | 15 | 52.9689
2033 | 1 | 1 | 16 | 58.2727
2033 | 1 | 1 | 17 | 66.0551
2033 | 1 | 1 | 18 | 70.093
2033 | 1 | 1 | 19 | 63.1332
2033 | 1 | 1 | 20 | 58.1716
2033 | 1 | 1 | 21 | 54.3984
2033 | 1 | 1 | 22 | 52.4807
2033 | 1 | 1 | 23 | 50.9535
2033 | 1 | 2 | 0 | 51.5847
2033 | 1 | 2 | 1 | 50.5163
2033 | 1 | 2 | 2 | 49.284
2033 | 1 | 2 | 3 | 48.7873
2033 | 1 | 2 | 4 | 48.8754
2033 | 1 | 2 | 5 | 48.8618
2033 | 1 | 2 | 6 | 48.8586
2033 | 1 | 2 | 7 | 50.8008
2033 | 1 | 2 | 8 | 58.654
2033 | 1 | 2 | 9 | 61.3586
2033 | 1 | 2 | 10 | 58.7751
2033 | 1 | 2 | 11 | 54.3211
2033 | 1 | 2 | 12 | 54.1186
2033 | 1 | 2 | 13 | 54.4232
2033 | 1 | 2 | 14 | 54.3715
2033 | 1 | 2 | 15 | 55.6333
2033 | 1 | 2 | 16 | 61.2621
2033 | 1 | 2 | 17 | 70.6825
2033 | 1 | 2 | 18 | 74.6236
2033 | 1 | 2 | 19 | 68.1248
2033 | 1 | 2 | 20 | 63.8025
2033 | 1 | 2 | 21 | 60.2408
2033 | 1 | 2 | 22 | 57.7027
2033 | 1 | 2 | 23 | 55.5588
2033 | 1 | 3 | 0 | 54.5315
2033 | 1 | 3 | 1 | 54.3237
2033 | 1 | 3 | 2 | 53.653
2033 | 1 | 3 | 3 | 53.7746
2033 | 1 | 3 | 4 | 54.4054
2033 | 1 | 3 | 5 | 55.0137
2033 | 1 | 3 | 6 | 55.3105
2033 | 1 | 3 | 7 | 58.1216
2033 | 1 | 3 | 8 | 67.1324
2033 | 1 | 3 | 9 | 69.2683
2033 | 1 | 3 | 10 | 60.7204
2033 | 1 | 3 | 11 | 51.3012
2033 | 1 | 3 | 12 | 48.8615
2033 | 1 | 3 | 13 | 53.6014
2033 | 1 | 3 | 14 | 56.0052
2033 | 1 | 3 | 15 | 56.9778
2033 | 1 | 3 | 16 | 63.4359
2033 | 1 | 3 | 17 | 74.5374
2033 | 1 | 3 | 18 | 81.264
2033 | 1 | 3 | 19 | 76.0862
2033 | 1 | 3 | 20 | 72.467
2033 | 1 | 3 | 21 | 69.1661
2033 | 1 | 3 | 22 | 66.4151
2033 | 1 | 3 | 23 | 63.9582
2033 | 1 | 4 | 0 | 62.6912
2033 | 1 | 4 | 1 | 63.7854
2033 | 1 | 4 | 2 | 62.7973
2033 | 1 | 4 | 3 | 62.762
2033 | 1 | 4 | 4 | 63.2593
2033 | 1 | 4 | 5 | 63.7827
2033 | 1 | 4 | 6 | 64.7941
2033 | 1 | 4 | 7 | 69.7421
2033 | 1 | 4 | 8 | 79.1537
2033 | 1 | 4 | 9 | 79.9498
2033 | 1 | 4 | 10 | 74.6969
2033 | 1 | 4 | 11 | 67.8552
2033 | 1 | 4 | 12 | 63.9477
2033 | 1 | 4 | 13 | 63.7584
2033 | 1 | 4 | 14 | 63.0255
2033 | 1 | 4 | 15 | 64.592
2033 | 1 | 4 | 16 | 69.2294
2033 | 1 | 4 | 17 | 77.6225
2033 | 1 | 4 | 18 | 81.5601
2033 | 1 | 4 | 19 | 77.9073
2033 | 1 | 4 | 20 | 75.9838
2033 | 1 | 4 | 21 | 73.2313
2033 | 1 | 4 | 22 | 70.8778
2033 | 1 | 4 | 23 | 67.9929
2033 | 1 | 5 | 0 | 65.9358
2033 | 1 | 5 | 1 | 66.8521
2033 | 1 | 5 | 2 | 66.0339
2033 | 1 | 5 | 3 | 66.1019
2033 | 1 | 5 | 4 | 66.6705
2033 | 1 | 5 | 5 | 67.2097
2033 | 1 | 5 | 6 | 67.5232
2033 | 1 | 5 | 7 | 71.7938
2033 | 1 | 5 | 8 | 79.5362
2033 | 1 | 5 | 9 | 78.5545
2033 | 1 | 5 | 10 | 72.6292
2033 | 1 | 5 | 11 | 66.1668
2033 | 1 | 5 | 12 | 64.8765
2033 | 1 | 5 | 13 | 65.2984
2033 | 1 | 5 | 14 | 65.1656
2033 | 1 | 5 | 15 | 65.7026
2033 | 1 | 5 | 16 | 68.7461
2033 | 1 | 5 | 17 | 77.6673
2033 | 1 | 5 | 18 | 84.3424
2033 | 1 | 5 | 19 | 80.3222
2033 | 1 | 5 | 20 | 78.3452
2033 | 1 | 5 | 21 | 75.7173
2033 | 1 | 5 | 22 | 73.0753
2033 | 1 | 5 | 23 | 70.0213
2033 | 1 | 6 | 0 | 67.8642
2033 | 1 | 6 | 1 | 68.879
2033 | 1 | 6 | 2 | 68.1108
2033 | 1 | 6 | 3 | 68.2188
2033 | 1 | 6 | 4 | 68.8213
2033 | 1 | 6 | 5 | 69.4021
2033 | 1 | 6 | 6 | 69.9881
2033 | 1 | 6 | 7 | 74.403
2033 | 1 | 6 | 8 | 82.6159
2033 | 1 | 6 | 9 | 82.8515
2033 | 1 | 6 | 10 | 77.5637
2033 | 1 | 6 | 11 | 70.9115
2033 | 1 | 6 | 12 | 65.8621
2033 | 1 | 6 | 13 | 65.8773
2033 | 1 | 6 | 14 | 65.1392
2033 | 1 | 6 | 15 | 65.552
2033 | 1 | 6 | 16 | 68.2321
2033 | 1 | 6 | 17 | 76.1325
2033 | 1 | 6 | 18 | 84.3179
2033 | 1 | 6 | 19 | 81.2289
2033 | 1 | 6 | 20 | 79.7049
2033 | 1 | 6 | 21 | 77.3771
2033 | 1 | 6 | 22 | 75.0035
2033 | 1 | 6 | 23 | 71.919
2033 | 1 | 7 | 0 | 69.877
2033 | 1 | 7 | 1 | 69.1133
2033 | 1 | 7 | 2 | 68.152
2033 | 1 | 7 | 3 | 68.0096
2033 | 1 | 7 | 4 | 68.3754
2033 | 1 | 7 | 5 | 68.6772
2033 | 1 | 7 | 6 | 69.0874
2033 | 1 | 7 | 7 | 73.3948
2033 | 1 | 7 | 8 | 81.1308
2033 | 1 | 7 | 9 | 80.943
2033 | 1 | 7 | 10 | 75.0427
2033 | 1 | 7 | 11 | 68.9786
2033 | 1 | 7 | 12 | 65.2915
2033 | 1 | 7 | 13 | 65.1056
2033 | 1 | 7 | 14 | 63.7316
2033 | 1 | 7 | 15 | 63.302
2033 | 1 | 7 | 16 | 66.0134
2033 | 1 | 7 | 17 | 73.1655
2033 | 1 | 7 | 18 | 81.3896
2033 | 1 | 7 | 19 | 77.8207
2033 | 1 | 7 | 20 | 75.9321
2033 | 1 | 7 | 21 | 73.5808
2033 | 1 | 7 | 22 | 71.5219
2033 | 1 | 7 | 23 | 68.5789
2033 | 1 | 8 | 0 | 66.4473
2033 | 1 | 8 | 1 | 63.5487
2033 | 1 | 8 | 2 | 62.6228
2033 | 1 | 8 | 3 | 62.245
2033 | 1 | 8 | 4 | 62.3919
2033 | 1 | 8 | 5 | 62.8429
2033 | 1 | 8 | 6 | 63.9635
2033 | 1 | 8 | 7 | 66.2215
2033 | 1 | 8 | 8 | 71.6753
2033 | 1 | 8 | 9 | 74.6361
2033 | 1 | 8 | 10 | 73.275
2033 | 1 | 8 | 11 | 68.7087
2033 | 1 | 8 | 12 | 65.8346
2033 | 1 | 8 | 13 | 65.8814
2033 | 1 | 8 | 14 | 64.5474
2033 | 1 | 8 | 15 | 65.4225
2033 | 1 | 8 | 16 | 69.0244
2033 | 1 | 8 | 17 | 75.8099
2033 | 1 | 8 | 18 | 83.0043
2033 | 1 | 8 | 19 | 79.5053
2033 | 1 | 8 | 20 | 75.1548
2033 | 1 | 8 | 21 | 71.9073
2033 | 1 | 8 | 22 | 69.6219
2033 | 1 | 8 | 23 | 67.5324
2033 | 1 | 9 | 0 | 64.8313
2033 | 1 | 9 | 1 | 63.2352
2033 | 1 | 9 | 2 | 62.2668
2033 | 1 | 9 | 3 | 61.9114
2033 | 1 | 9 | 4 | 61.98
2033 | 1 | 9 | 5 | 62.1351
2033 | 1 | 9 | 6 | 61.5404
2033 | 1 | 9 | 7 | 62.5577
2033 | 1 | 9 | 8 | 66.1277
2033 | 1 | 9 | 9 | 66.4313
2033 | 1 | 9 | 10 | 64.7946
2033 | 1 | 9 | 11 | 60.7623
2033 | 1 | 9 | 12 | 61.8948
2033 | 1 | 9 | 13 | 63.2246
2033 | 1 | 9 | 14 | 62.5884
2033 | 1 | 9 | 15 | 63.0493
2033 | 1 | 9 | 16 | 65.673
2033 | 1 | 9 | 17 | 71.9191
2033 | 1 | 9 | 18 | 79.8346
2033 | 1 | 9 | 19 | 75.3135
2033 | 1 | 9 | 20 | 71.0376
2033 | 1 | 9 | 21 | 67.4345
2033 | 1 | 9 | 22 | 64.4095
2033 | 1 | 9 | 23 | 61.9807
2033 | 1 | 10 | 0 | 61.4222
2033 | 1 | 10 | 1 | 59.0956
2033 | 1 | 10 | 2 | 58.1315
2033 | 1 | 10 | 3 | 57.9582
2033 | 1 | 10 | 4 | 58.2358
2033 | 1 | 10 | 5 | 58.6119
2033 | 1 | 10 | 6 | 59.6255
2033 | 1 | 10 | 7 | 64.1765
2033 | 1 | 10 | 8 | 73.4748
2033 | 1 | 10 | 9 | 74.5084
2033 | 1 | 10 | 10 | 69.8673
2033 | 1 | 10 | 11 | 65.0226
2033 | 1 | 10 | 12 | 63.1136
2033 | 1 | 10 | 13 | 62.9483
2033 | 1 | 10 | 14 | 62.5742
2033 | 1 | 10 | 15 | 63.1524
2033 | 1 | 10 | 16 | 66.9144
2033 | 1 | 10 | 17 | 75.2051
2033 | 1 | 10 | 18 | 79.1049
2033 | 1 | 10 | 19 | 73.6848
2033 | 1 | 10 | 20 | 70.8673
2033 | 1 | 10 | 21 | 67.7577
2033 | 1 | 10 | 22 | 65.0273
2033 | 1 | 10 | 23 | 62.2098
2033 | 1 | 11 | 0 | 61.8345
2033 | 1 | 11 | 1 | 61.98
2033 | 1 | 11 | 2 | 61.0677
2033 | 1 | 11 | 3 | 61.1768
2033 | 1 | 11 | 4 | 61.7356
2033 | 1 | 11 | 5 | 62.3373
2033 | 1 | 11 | 6 | 63.054
2033 | 1 | 11 | 7 | 67.5706
2033 | 1 | 11 | 8 | 74.9256
2033 | 1 | 11 | 9 | 73.2027
2033 | 1 | 11 | 10 | 66.7559
2033 | 1 | 11 | 11 | 60.9984
2033 | 1 | 11 | 12 | 59.974
2033 | 1 | 11 | 13 | 59.6578
2033 | 1 | 11 | 14 | 58.7046
2033 | 1 | 11 | 15 | 59.6865
2033 | 1 | 11 | 16 | 63.7674
2033 | 1 | 11 | 17 | 71.516
2033 | 1 | 11 | 18 | 79.1124
2033 | 1 | 11 | 19 | 76.2501
2033 | 1 | 11 | 20 | 74.6008
2033 | 1 | 11 | 21 | 72.1997
2033 | 1 | 11 | 22 | 69.8807
2033 | 1 | 11 | 23 | 67.0828
2033 | 1 | 12 | 0 | 65.9231
2033 | 1 | 12 | 1 | 63.6543
2033 | 1 | 12 | 2 | 62.7275
2033 | 1 | 12 | 3 | 62.6738
2033 | 1 | 12 | 4 | 63.1008
2033 | 1 | 12 | 5 | 63.4863
2033 | 1 | 12 | 6 | 64.5809
2033 | 1 | 12 | 7 | 68.6015
2033 | 1 | 12 | 8 | 75.2306
2033 | 1 | 12 | 9 | 72.9771
2033 | 1 | 12 | 10 | 66.7845
2033 | 1 | 12 | 11 | 61.6743
2033 | 1 | 12 | 12 | 63.5756
2033 | 1 | 12 | 13 | 63.2298
2033 | 1 | 12 | 14 | 62.6061
2033 | 1 | 12 | 15 | 62.8215
2033 | 1 | 12 | 16 | 66.2392
2033 | 1 | 12 | 17 | 74.5227
2033 | 1 | 12 | 18 | 81.4675
2033 | 1 | 12 | 19 | 76.3551
2033 | 1 | 12 | 20 | 73.8443
2033 | 1 | 12 | 21 | 70.8933
2033 | 1 | 12 | 22 | 68.23
2033 | 1 | 12 | 23 | 65.292
2033 | 1 | 13 | 0 | 63.3813
2033 | 1 | 13 | 1 | 62.0423
2033 | 1 | 13 | 2 | 60.8549
2033 | 1 | 13 | 3 | 60.6067
2033 | 1 | 13 | 4 | 60.8276
2033 | 1 | 13 | 5 | 61.2014
2033 | 1 | 13 | 6 | 62.4719
2033 | 1 | 13 | 7 | 66.5807
2033 | 1 | 13 | 8 | 74.016
2033 | 1 | 13 | 9 | 73.6537
2033 | 1 | 13 | 10 | 68.4501
2033 | 1 | 13 | 11 | 62.7943
2033 | 1 | 13 | 12 | 59.6982
2033 | 1 | 13 | 13 | 60.0262
2033 | 1 | 13 | 14 | 59.842
2033 | 1 | 13 | 15 | 60.0729
2033 | 1 | 13 | 16 | 62.5571
2033 | 1 | 13 | 17 | 70.537
2033 | 1 | 13 | 18 | 75.6343
2033 | 1 | 13 | 19 | 72.8499
2033 | 1 | 13 | 20 | 71.1231
2033 | 1 | 13 | 21 | 68.7697
2033 | 1 | 13 | 22 | 66.4738
2033 | 1 | 13 | 23 | 63.4854
2033 | 1 | 14 | 0 | 62.4203
2033 | 1 | 14 | 1 | 59.1846
2033 | 1 | 14 | 2 | 57.7845
2033 | 1 | 14 | 3 | 57.3021
2033 | 1 | 14 | 4 | 57.3101
2033 | 1 | 14 | 5 | 57.4776
2033 | 1 | 14 | 6 | 58.3196
2033 | 1 | 14 | 7 | 62.7791
2033 | 1 | 14 | 8 | 71.3521
2033 | 1 | 14 | 9 | 71.9002
2033 | 1 | 14 | 10 | 66.0105
2033 | 1 | 14 | 11 | 60.7661
2033 | 1 | 14 | 12 | 59.791
2033 | 1 | 14 | 13 | 59.6422
2033 | 1 | 14 | 14 | 58.736
2033 | 1 | 14 | 15 | 58.6041
2033 | 1 | 14 | 16 | 62.6313
2033 | 1 | 14 | 17 | 70.728
2033 | 1 | 14 | 18 | 74.9716
2033 | 1 | 14 | 19 | 69.7189
2033 | 1 | 14 | 20 | 66.8783
2033 | 1 | 14 | 21 | 64.1885
2033 | 1 | 14 | 22 | 62.1315
2033 | 1 | 14 | 23 | 59.4135
2033 | 1 | 15 | 0 | 57.4745
2033 | 1 | 15 | 1 | 53.3179
2033 | 1 | 15 | 2 | 51.99
2033 | 1 | 15 | 3 | 51.327
2033 | 1 | 15 | 4 | 51.2084
2033 | 1 | 15 | 5 | 51.1336
2033 | 1 | 15 | 6 | 50.7044
2033 | 1 | 15 | 7 | 53.2238
2033 | 1 | 15 | 8 | 60.6802
2033 | 1 | 15 | 9 | 63.3723
2033 | 1 | 15 | 10 | 60.4393
2033 | 1 | 15 | 11 | 55.8576
2033 | 1 | 15 | 12 | 54.8992
2033 | 1 | 15 | 13 | 55.841
2033 | 1 | 15 | 14 | 55.0622
2033 | 1 | 15 | 15 | 55.6673
2033 | 1 | 15 | 16 | 59.5339
2033 | 1 | 15 | 17 | 67.1943
2033 | 1 | 15 | 18 | 74.8828
2033 | 1 | 15 | 19 | 68.912
2033 | 1 | 15 | 20 | 64.0454
2033 | 1 | 15 | 21 | 60.5246
2033 | 1 | 15 | 22 | 58.5306
2033 | 1 | 15 | 23 | 56.7065
2033 | 1 | 16 | 0 | 53.831
2033 | 1 | 16 | 1 | 56.3455
2033 | 1 | 16 | 2 | 55.817
2033 | 1 | 16 | 3 | 55.9082
2033 | 1 | 16 | 4 | 56.5844
2033 | 1 | 16 | 5 | 57.0821
2033 | 1 | 16 | 6 | 57.3396
2033 | 1 | 16 | 7 | 59.3067
2033 | 1 | 16 | 8 | 64.5719
2033 | 1 | 16 | 9 | 64.0117
2033 | 1 | 16 | 10 | 60.7678
2033 | 1 | 16 | 11 | 55.9243
2033 | 1 | 16 | 12 | 55.3778
2033 | 1 | 16 | 13 | 55.0883
2033 | 1 | 16 | 14 | 54.9437
2033 | 1 | 16 | 15 | 56.142
2033 | 1 | 16 | 16 | 60.4906
2033 | 1 | 16 | 17 | 69.7816
2033 | 1 | 16 | 18 | 81.2073
2033 | 1 | 16 | 19 | 77.1415
2033 | 1 | 16 | 20 | 73.2287
2033 | 1 | 16 | 21 | 69.9768
2033 | 1 | 16 | 22 | 67.3591
2033 | 1 | 16 | 23 | 64.9655
2033 | 1 | 17 | 0 | 65.7463
2033 | 1 | 17 | 1 | 60.6332
2033 | 1 | 17 | 2 | 59.6413
2033 | 1 | 17 | 3 | 59.3125
2033 | 1 | 17 | 4 | 59.4196
2033 | 1 | 17 | 5 | 59.5477
2033 | 1 | 17 | 6 | 60.3209
2033 | 1 | 17 | 7 | 64.4168
2033 | 1 | 17 | 8 | 71.898
2033 | 1 | 17 | 9 | 70.8308
2033 | 1 | 17 | 10 | 66.6003
2033 | 1 | 17 | 11 | 62.5726
2033 | 1 | 17 | 12 | 61.3039
2033 | 1 | 17 | 13 | 61.0254
2033 | 1 | 17 | 14 | 59.6899
2033 | 1 | 17 | 15 | 59.9748
2033 | 1 | 17 | 16 | 63.0425
2033 | 1 | 17 | 17 | 70.687
2033 | 1 | 17 | 18 | 77.1479
2033 | 1 | 17 | 19 | 71.5321
2033 | 1 | 17 | 20 | 68.3861
2033 | 1 | 17 | 21 | 64.857
2033 | 1 | 17 | 22 | 62.2851
2033 | 1 | 17 | 23 | 59.5188
2033 | 1 | 18 | 0 | 57.4973
2033 | 1 | 18 | 1 | 54.3256
2033 | 1 | 18 | 2 | 52.8154
2033 | 1 | 18 | 3 | 52.3357
2033 | 1 | 18 | 4 | 52.1961
2033 | 1 | 18 | 5 | 52.3617
2033 | 1 | 18 | 6 | 52.593
2033 | 1 | 18 | 7 | 56.9044
2033 | 1 | 18 | 8 | 64.8682
2033 | 1 | 18 | 9 | 64.2717
2033 | 1 | 18 | 10 | 58.2702
2033 | 1 | 18 | 11 | 53.3572
2033 | 1 | 18 | 12 | 51.2005
2033 | 1 | 18 | 13 | 52.2689
2033 | 1 | 18 | 14 | 52.7394
2033 | 1 | 18 | 15 | 52.9667
2033 | 1 | 18 | 16 | 55.3058
2033 | 1 | 18 | 17 | 63.0546
2033 | 1 | 18 | 18 | 69.2966
2033 | 1 | 18 | 19 | 64.1883
2033 | 1 | 18 | 20 | 61.155
2033 | 1 | 18 | 21 | 58.172
2033 | 1 | 18 | 22 | 55.5623
2033 | 1 | 18 | 23 | 52.777
2033 | 1 | 19 | 0 | 53.2771
2033 | 1 | 19 | 1 | 48.5722
2033 | 1 | 19 | 2 | 47.0665
2033 | 1 | 19 | 3 | 46.5882
2033 | 1 | 19 | 4 | 46.5534
2033 | 1 | 19 | 5 | 46.8052
2033 | 1 | 19 | 6 | 48.3432
2033 | 1 | 19 | 7 | 52.4389
2033 | 1 | 19 | 8 | 59.9322
2033 | 1 | 19 | 9 | 59.3016
2033 | 1 | 19 | 10 | 53.6599
2033 | 1 | 19 | 11 | 50.109
2033 | 1 | 19 | 12 | 50.8467
2033 | 1 | 19 | 13 | 50.7934
2033 | 1 | 19 | 14 | 50.2376
2033 | 1 | 19 | 15 | 49.7015
2033 | 1 | 19 | 16 | 53.0871
2033 | 1 | 19 | 17 | 60.8839
2033 | 1 | 19 | 18 | 68.7998
2033 | 1 | 19 | 19 | 64.3084
2033 | 1 | 19 | 20 | 61.7416
2033 | 1 | 19 | 21 | 59.0638
2033 | 1 | 19 | 22 | 56.7846
2033 | 1 | 19 | 23 | 54.3461
2033 | 1 | 20 | 0 | 50.6831
2033 | 1 | 20 | 1 | 48.3536
2033 | 1 | 20 | 2 | 47.1143
2033 | 1 | 20 | 3 | 47.0164
2033 | 1 | 20 | 4 | 47.4375
2033 | 1 | 20 | 5 | 48.2247
2033 | 1 | 20 | 6 | 49.8608
2033 | 1 | 20 | 7 | 54.8942
2033 | 1 | 20 | 8 | 64.633
2033 | 1 | 20 | 9 | 65.3215
2033 | 1 | 20 | 10 | 59.1035
2033 | 1 | 20 | 11 | 53.1467
2033 | 1 | 20 | 12 | 53.0369
2033 | 1 | 20 | 13 | 52.9219
2033 | 1 | 20 | 14 | 53.0751
2033 | 1 | 20 | 15 | 54.7178
2033 | 1 | 20 | 16 | 60.5386
2033 | 1 | 20 | 17 | 70.7149
2033 | 1 | 20 | 18 | 75.9227
2033 | 1 | 20 | 19 | 71.4229
2033 | 1 | 20 | 20 | 68.7378
2033 | 1 | 20 | 21 | 66.1276
2033 | 1 | 20 | 22 | 64.0104
2033 | 1 | 20 | 23 | 61.3982
2033 | 1 | 21 | 0 | 56.9198
2033 | 1 | 21 | 1 | 56.0358
2033 | 1 | 21 | 2 | 54.9344
2033 | 1 | 21 | 3 | 54.829
2033 | 1 | 21 | 4 | 55.2799
2033 | 1 | 21 | 5 | 55.91
2033 | 1 | 21 | 6 | 57.5586
2033 | 1 | 21 | 7 | 62.0315
2033 | 1 | 21 | 8 | 68.7926
2033 | 1 | 21 | 9 | 65.6947
2033 | 1 | 21 | 10 | 58.374
2033 | 1 | 21 | 11 | 52.5376
2033 | 1 | 21 | 12 | 52.1176
2033 | 1 | 21 | 13 | 52.2432
2033 | 1 | 21 | 14 | 51.1542
2033 | 1 | 21 | 15 | 51.5923
2033 | 1 | 21 | 16 | 55.4264
2033 | 1 | 21 | 17 | 64.0687
2033 | 1 | 21 | 18 | 72.2648
2033 | 1 | 21 | 19 | 69.3907
2033 | 1 | 21 | 20 | 67.1439
2033 | 1 | 21 | 21 | 64.652
2033 | 1 | 21 | 22 | 62.7558
2033 | 1 | 21 | 23 | 59.9421
2033 | 1 | 22 | 0 | 59.359
2033 | 1 | 22 | 1 | 56.2055
2033 | 1 | 22 | 2 | 54.786
2033 | 1 | 22 | 3 | 54.2814
2033 | 1 | 22 | 4 | 54.0938
2033 | 1 | 22 | 5 | 54.0154
2033 | 1 | 22 | 6 | 53.5693
2033 | 1 | 22 | 7 | 55.9439
2033 | 1 | 22 | 8 | 63.5734
2033 | 1 | 22 | 9 | 64.8027
2033 | 1 | 22 | 10 | 60.6232
2033 | 1 | 22 | 11 | 55.858
2033 | 1 | 22 | 12 | 50.2959
2033 | 1 | 22 | 13 | 49.1373
2033 | 1 | 22 | 14 | 47.5316
2033 | 1 | 22 | 15 | 48.2153
2033 | 1 | 22 | 16 | 53.0412
2033 | 1 | 22 | 17 | 62.0107
2033 | 1 | 22 | 18 | 71.5259
2033 | 1 | 22 | 19 | 66.8805
2033 | 1 | 22 | 20 | 62.5606
2033 | 1 | 22 | 21 | 59.2838
2033 | 1 | 22 | 22 | 57.246
2033 | 1 | 22 | 23 | 55.3064
2033 | 1 | 23 | 0 | 54.5255
2033 | 1 | 23 | 1 | 52.429
2033 | 1 | 23 | 2 | 51.116
2033 | 1 | 23 | 3 | 50.5764
2033 | 1 | 23 | 4 | 50.4576
2033 | 1 | 23 | 5 | 50.2607
2033 | 1 | 23 | 6 | 49.3568
2033 | 1 | 23 | 7 | 50.5975
2033 | 1 | 23 | 8 | 56.2182
2033 | 1 | 23 | 9 | 55.9765
2033 | 1 | 23 | 10 | 51.6554
2033 | 1 | 23 | 11 | 47.8672
2033 | 1 | 23 | 12 | 47.3495
2033 | 1 | 23 | 13 | 48.1861
2033 | 1 | 23 | 14 | 47.3474
2033 | 1 | 23 | 15 | 47.7548
2033 | 1 | 23 | 16 | 51.4334
2033 | 1 | 23 | 17 | 59.6352
2033 | 1 | 23 | 18 | 69.5296
2033 | 1 | 23 | 19 | 64.5988
2033 | 1 | 23 | 20 | 60.4544
2033 | 1 | 23 | 21 | 57.0359
2033 | 1 | 23 | 22 | 54.4883
2033 | 1 | 23 | 23 | 52.2918
2033 | 1 | 24 | 0 | 51.3536
2033 | 1 | 24 | 1 | 49.8608
2033 | 1 | 24 | 2 | 48.8109
2033 | 1 | 24 | 3 | 48.6437
2033 | 1 | 24 | 4 | 48.893
2033 | 1 | 24 | 5 | 49.3976
2033 | 1 | 24 | 6 | 50.7051
2033 | 1 | 24 | 7 | 55.2102
2033 | 1 | 24 | 8 | 63.7971
2033 | 1 | 24 | 9 | 63.4328
2033 | 1 | 24 | 10 | 57.9287
2033 | 1 | 24 | 11 | 53.5878
2033 | 1 | 24 | 12 | 51.5578
2033 | 1 | 24 | 13 | 51.5097
2033 | 1 | 24 | 14 | 51.4917
2033 | 1 | 24 | 15 | 51.7769
2033 | 1 | 24 | 16 | 54.9047
2033 | 1 | 24 | 17 | 62.7515
2033 | 1 | 24 | 18 | 71.8978
2033 | 1 | 24 | 19 | 67.4485
2033 | 1 | 24 | 20 | 64.5198
2033 | 1 | 24 | 21 | 61.4702
2033 | 1 | 24 | 22 | 58.9362
2033 | 1 | 24 | 23 | 56.3121
2033 | 1 | 25 | 0 | 54.6893
2033 | 1 | 25 | 1 | 52.4814
2033 | 1 | 25 | 2 | 51.2276
2033 | 1 | 25 | 3 | 51.0514
2033 | 1 | 25 | 4 | 51.3025
2033 | 1 | 25 | 5 | 51.7943
2033 | 1 | 25 | 6 | 52.4261
2033 | 1 | 25 | 7 | 57.3752
2033 | 1 | 25 | 8 | 66.5231
2033 | 1 | 25 | 9 | 66.1316
2033 | 1 | 25 | 10 | 59.325
2033 | 1 | 25 | 11 | 53.6631
2033 | 1 | 25 | 12 | 53.3316
2033 | 1 | 25 | 13 | 53.1177
2033 | 1 | 25 | 14 | 52.8636
2033 | 1 | 25 | 15 | 54.2115
2033 | 1 | 25 | 16 | 59.1749
2033 | 1 | 25 | 17 | 67.7113
2033 | 1 | 25 | 18 | 73.8976
2033 | 1 | 25 | 19 | 70.4792
2033 | 1 | 25 | 20 | 68.058
2033 | 1 | 25 | 21 | 65.3562
2033 | 1 | 25 | 22 | 63.2235
2033 | 1 | 25 | 23 | 60.7018
2033 | 1 | 26 | 0 | 56.0122
2033 | 1 | 26 | 1 | 55.9952
2033 | 1 | 26 | 2 | 55.0776
2033 | 1 | 26 | 3 | 55.1928
2033 | 1 | 26 | 4 | 55.7805
2033 | 1 | 26 | 5 | 56.5236
2033 | 1 | 26 | 6 | 56.7751
2033 | 1 | 26 | 7 | 61.1555
2033 | 1 | 26 | 8 | 68.3789
2033 | 1 | 26 | 9 | 65.8011
2033 | 1 | 26 | 10 | 58.5288
2033 | 1 | 26 | 11 | 52.4903
2033 | 1 | 26 | 12 | 52.912
2033 | 1 | 26 | 13 | 53.1141
2033 | 1 | 26 | 14 | 53.3263
2033 | 1 | 26 | 15 | 54.0179
2033 | 1 | 26 | 16 | 57.5576
2033 | 1 | 26 | 17 | 66.4738
2033 | 1 | 26 | 18 | 75.6508
2033 | 1 | 26 | 19 | 72.095
2033 | 1 | 26 | 20 | 69.6387
2033 | 1 | 26 | 21 | 66.8866
2033 | 1 | 26 | 22 | 64.2787
2033 | 1 | 26 | 23 | 61.3663
2033 | 1 | 27 | 0 | 61.0518
2033 | 1 | 27 | 1 | 58.414
2033 | 1 | 27 | 2 | 57.0449
2033 | 1 | 27 | 3 | 56.6068
2033 | 1 | 27 | 4 | 56.6227
2033 | 1 | 27 | 5 | 56.8822
2033 | 1 | 27 | 6 | 57.265
2033 | 1 | 27 | 7 | 61.5286
2033 | 1 | 27 | 8 | 69.4044
2033 | 1 | 27 | 9 | 68.6054
2033 | 1 | 27 | 10 | 62.7451
2033 | 1 | 27 | 11 | 57.3027
2033 | 1 | 27 | 12 | 53.8246
2033 | 1 | 27 | 13 | 54.2179
2033 | 1 | 27 | 14 | 53.5164
2033 | 1 | 27 | 15 | 53.6572
2033 | 1 | 27 | 16 | 55.9733
2033 | 1 | 27 | 17 | 63.9109
2033 | 1 | 27 | 18 | 75.2951
2033 | 1 | 27 | 19 | 70.7543
2033 | 1 | 27 | 20 | 67.8643
2033 | 1 | 27 | 21 | 64.898
2033 | 1 | 27 | 22 | 62.6284
2033 | 1 | 27 | 23 | 59.8284
2033 | 1 | 28 | 0 | 56.6856
2033 | 1 | 28 | 1 | 55.3617
2033 | 1 | 28 | 2 | 53.9711
2033 | 1 | 28 | 3 | 53.6348
2033 | 1 | 28 | 4 | 53.7792
2033 | 1 | 28 | 5 | 54.2651
2033 | 1 | 28 | 6 | 54.2881
2033 | 1 | 28 | 7 | 59.3245
2033 | 1 | 28 | 8 | 69.2993
2033 | 1 | 28 | 9 | 69.349
2033 | 1 | 28 | 10 | 61.698
2033 | 1 | 28 | 11 | 54.7439
2033 | 1 | 28 | 12 | 53.2018
2033 | 1 | 28 | 13 | 53.8387
2033 | 1 | 28 | 14 | 53.7823
2033 | 1 | 28 | 15 | 54.5943
2033 | 1 | 28 | 16 | 59.4274
2033 | 1 | 28 | 17 | 68.7572
2033 | 1 | 28 | 18 | 76.566
2033 | 1 | 28 | 19 | 72.5006
2033 | 1 | 28 | 20 | 69.5881
2033 | 1 | 28 | 21 | 67.1176
2033 | 1 | 28 | 22 | 65.2524
2033 | 1 | 28 | 23 | 62.6602
2033 | 1 | 29 | 0 | 57.9332
2033 | 1 | 29 | 1 | 57.692
2033 | 1 | 29 | 2 | 56.8086
2033 | 1 | 29 | 3 | 56.6126
2033 | 1 | 29 | 4 | 56.8857
2033 | 1 | 29 | 5 | 57.1441
2033 | 1 | 29 | 6 | 55.2914
2033 | 1 | 29 | 7 | 57.9704
2033 | 1 | 29 | 8 | 64.5181
2033 | 1 | 29 | 9 | 64.5681
2033 | 1 | 29 | 10 | 60.4585
2033 | 1 | 29 | 11 | 54.7631
2033 | 1 | 29 | 12 | 53.4182
2033 | 1 | 29 | 13 | 53.4645
2033 | 1 | 29 | 14 | 53.1872
2033 | 1 | 29 | 15 | 53.9391
2033 | 1 | 29 | 16 | 57.4579
2033 | 1 | 29 | 17 | 65.0617
2033 | 1 | 29 | 18 | 73.2461
2033 | 1 | 29 | 19 | 70.7399
2033 | 1 | 29 | 20 | 66.8278
2033 | 1 | 29 | 21 | 63.7572
2033 | 1 | 29 | 22 | 61.7788
2033 | 1 | 29 | 23 | 59.7741
2033 | 1 | 30 | 0 | 60.5308
2033 | 1 | 30 | 1 | 55.7648
2033 | 1 | 30 | 2 | 54.5237
2033 | 1 | 30 | 3 | 54.1548
2033 | 1 | 30 | 4 | 54.1069
2033 | 1 | 30 | 5 | 53.9939
2033 | 1 | 30 | 6 | 52.4343
2033 | 1 | 30 | 7 | 54.3524
2033 | 1 | 30 | 8 | 62.2237
2033 | 1 | 30 | 9 | 63.21
2033 | 1 | 30 | 10 | 58.859
2033 | 1 | 30 | 11 | 53.2028
2033 | 1 | 30 | 12 | 52.8898
2033 | 1 | 30 | 13 | 52.9516
2033 | 1 | 30 | 14 | 52.9194
2033 | 1 | 30 | 15 | 54.292
2033 | 1 | 30 | 16 | 59.8013
2033 | 1 | 30 | 17 | 68.9791
2033 | 1 | 30 | 18 | 76.14
2033 | 1 | 30 | 19 | 72.1778
2033 | 1 | 30 | 20 | 68.2448
2033 | 1 | 30 | 21 | 64.9424
2033 | 1 | 30 | 22 | 62.532
2033 | 1 | 30 | 23 | 60.457
2033 | 1 | 31 | 0 | 54.5121
2033 | 1 | 31 | 1 | 56.0767
2033 | 1 | 31 | 2 | 55.474
2033 | 1 | 31 | 3 | 55.7743
2033 | 1 | 31 | 4 | 56.4957
2033 | 1 | 31 | 5 | 57.4078
2033 | 1 | 31 | 6 | 58.2078
2033 | 1 | 31 | 7 | 63.005
2033 | 1 | 31 | 8 | 71.7006
2033 | 1 | 31 | 9 | 69.7543
2033 | 1 | 31 | 10 | 62.687
2033 | 1 | 31 | 11 | 56.0274
2033 | 1 | 31 | 12 | 54.0394
2033 | 1 | 31 | 13 | 54.3882
2033 | 1 | 31 | 14 | 54.9208
2033 | 1 | 31 | 15 | 56.2881
2033 | 1 | 31 | 16 | 59.9962
2033 | 1 | 31 | 17 | 68.868
2033 | 1 | 31 | 18 | 78.3534
2033 | 1 | 31 | 19 | 75.7971
2033 | 1 | 31 | 20 | 73.4047
2033 | 1 | 31 | 21 | 70.6619
2033 | 1 | 31 | 22 | 68.0752
2033 | 1 | 31 | 23 | 65.2241
2033 | 2 | 1 | 0 | 63.5956
2033 | 2 | 1 | 1 | 62.8643
2033 | 2 | 1 | 2 | 62.0504
2033 | 2 | 1 | 3 | 62.1907
2033 | 2 | 1 | 4 | 62.8086
2033 | 2 | 1 | 5 | 63.2922
2033 | 2 | 1 | 6 | 64.2667
2033 | 2 | 1 | 7 | 68.6802
2033 | 2 | 1 | 8 | 75.5577
2033 | 2 | 1 | 9 | 72.7097
2033 | 2 | 1 | 10 | 66.7145
2033 | 2 | 1 | 11 | 61.6311
2033 | 2 | 1 | 12 | 61.1465
2033 | 2 | 1 | 13 | 60.2411
2033 | 2 | 1 | 14 | 59.275
2033 | 2 | 1 | 15 | 60.1338
2033 | 2 | 1 | 16 | 63.16
2033 | 2 | 1 | 17 | 70.0033
2033 | 2 | 1 | 18 | 77.7817
2033 | 2 | 1 | 19 | 76.7173
2033 | 2 | 1 | 20 | 75.2747
2033 | 2 | 1 | 21 | 72.7171
2033 | 2 | 1 | 22 | 70.5123
2033 | 2 | 1 | 23 | 67.8099
2033 | 2 | 2 | 0 | 65.1258
2033 | 2 | 2 | 1 | 65.3428
2033 | 2 | 2 | 2 | 64.5548
2033 | 2 | 2 | 3 | 64.6353
2033 | 2 | 2 | 4 | 65.1711
2033 | 2 | 2 | 5 | 65.5534
2033 | 2 | 2 | 6 | 66.223
2033 | 2 | 2 | 7 | 70.3493
2033 | 2 | 2 | 8 | 77.283
2033 | 2 | 2 | 9 | 73.7269
2033 | 2 | 2 | 10 | 66.9689
2033 | 2 | 2 | 11 | 61.6654
2033 | 2 | 2 | 12 | 61.6032
2033 | 2 | 2 | 13 | 61.7384
2033 | 2 | 2 | 14 | 60.8693
2033 | 2 | 2 | 15 | 60.9302
2033 | 2 | 2 | 16 | 62.6267
2033 | 2 | 2 | 17 | 70.3865
2033 | 2 | 2 | 18 | 79.5677
2033 | 2 | 2 | 19 | 77.6002
2033 | 2 | 2 | 20 | 75.8845
2033 | 2 | 2 | 21 | 73.2915
2033 | 2 | 2 | 22 | 70.8028
2033 | 2 | 2 | 23 | 67.9118
2033 | 2 | 3 | 0 | 64.8515
2033 | 2 | 3 | 1 | 66.4752
2033 | 2 | 3 | 2 | 65.6865
2033 | 2 | 3 | 3 | 65.8295
2033 | 2 | 3 | 4 | 66.461
2033 | 2 | 3 | 5 | 67.0326
2033 | 2 | 3 | 6 | 68.4553
2033 | 2 | 3 | 7 | 72.8202
2033 | 2 | 3 | 8 | 80.3363
2033 | 2 | 3 | 9 | 77.6319
2033 | 2 | 3 | 10 | 71.0306
2033 | 2 | 3 | 11 | 64.9466
2033 | 2 | 3 | 12 | 63.7817
2033 | 2 | 3 | 13 | 63.3662
2033 | 2 | 3 | 14 | 63.1175
2033 | 2 | 3 | 15 | 63.7496
2033 | 2 | 3 | 16 | 66.1414
2033 | 2 | 3 | 17 | 73.7112
2033 | 2 | 3 | 18 | 82.9088
2033 | 2 | 3 | 19 | 80.6195
2033 | 2 | 3 | 20 | 78.8219
2033 | 2 | 3 | 21 | 76.3458
2033 | 2 | 3 | 22 | 73.9591
2033 | 2 | 3 | 23 | 71.0017
2033 | 2 | 4 | 0 | 68.9317
2033 | 2 | 4 | 1 | 68.7373
2033 | 2 | 4 | 2 | 67.9087
2033 | 2 | 4 | 3 | 67.9365
2033 | 2 | 4 | 4 | 68.4918
2033 | 2 | 4 | 5 | 68.881
2033 | 2 | 4 | 6 | 70.0088
2033 | 2 | 4 | 7 | 74.2886
2033 | 2 | 4 | 8 | 81.0537
2033 | 2 | 4 | 9 | 77.4596
2033 | 2 | 4 | 10 | 69.9334
2033 | 2 | 4 | 11 | 64.2722
2033 | 2 | 4 | 12 | 64.0581
2033 | 2 | 4 | 13 | 63.2405
2033 | 2 | 4 | 14 | 61.927
2033 | 2 | 4 | 15 | 61.6899
2033 | 2 | 4 | 16 | 63.931
2033 | 2 | 4 | 17 | 70.494
2033 | 2 | 4 | 18 | 81.4557
2033 | 2 | 4 | 19 | 79.9867
2033 | 2 | 4 | 20 | 78.391
2033 | 2 | 4 | 21 | 76.1268
2033 | 2 | 4 | 22 | 74.2072
2033 | 2 | 4 | 23 | 71.4023
2033 | 2 | 5 | 0 | 68.1486
2033 | 2 | 5 | 1 | 66.6737
2033 | 2 | 5 | 2 | 65.9728
2033 | 2 | 5 | 3 | 65.8455
2033 | 2 | 5 | 4 | 66.1243
2033 | 2 | 5 | 5 | 66.6065
2033 | 2 | 5 | 6 | 66.7793
2033 | 2 | 5 | 7 | 68.7646
2033 | 2 | 5 | 8 | 72.7099
2033 | 2 | 5 | 9 | 71.689
2033 | 2 | 5 | 10 | 68.8327
2033 | 2 | 5 | 11 | 64.9666
2033 | 2 | 5 | 12 | 65.6324
2033 | 2 | 5 | 13 | 64.7188
2033 | 2 | 5 | 14 | 63.373
2033 | 2 | 5 | 15 | 64.2427
2033 | 2 | 5 | 16 | 67.2001
2033 | 2 | 5 | 17 | 73.4507
2033 | 2 | 5 | 18 | 81.2451
2033 | 2 | 5 | 19 | 79.6686
2033 | 2 | 5 | 20 | 75.5333
2033 | 2 | 5 | 21 | 72.2756
2033 | 2 | 5 | 22 | 69.9443
2033 | 2 | 5 | 23 | 67.8994
2033 | 2 | 6 | 0 | 65.9
2033 | 2 | 6 | 1 | 64.4242
2033 | 2 | 6 | 2 | 63.6552
2033 | 2 | 6 | 3 | 63.4709
2033 | 2 | 6 | 4 | 63.7154
2033 | 2 | 6 | 5 | 64.0271
2033 | 2 | 6 | 6 | 62.8571
2033 | 2 | 6 | 7 | 64.6004
2033 | 2 | 6 | 8 | 70.7508
2033 | 2 | 6 | 9 | 72.6295
2033 | 2 | 6 | 10 | 70.7555
2033 | 2 | 6 | 11 | 66.0857
2033 | 2 | 6 | 12 | 65.5855
2033 | 2 | 6 | 13 | 65.7585
2033 | 2 | 6 | 14 | 65.2812
2033 | 2 | 6 | 15 | 66.5025
2033 | 2 | 6 | 16 | 70.0936
2033 | 2 | 6 | 17 | 76.6518
2033 | 2 | 6 | 18 | 80.8246
2033 | 2 | 6 | 19 | 78.7612
2033 | 2 | 6 | 20 | 74.7512
2033 | 2 | 6 | 21 | 71.2649
2033 | 2 | 6 | 22 | 68.3301
2033 | 2 | 6 | 23 | 66.0217
2033 | 2 | 7 | 0 | 63.8925
2033 | 2 | 7 | 1 | 63.2744
2033 | 2 | 7 | 2 | 62.5797
2033 | 2 | 7 | 3 | 62.621
2033 | 2 | 7 | 4 | 63.0933
2033 | 2 | 7 | 5 | 63.4816
2033 | 2 | 7 | 6 | 64.2545
2033 | 2 | 7 | 7 | 68.5949
2033 | 2 | 7 | 8 | 76.616
2033 | 2 | 7 | 9 | 74.4148
2033 | 2 | 7 | 10 | 68.5668
2033 | 2 | 7 | 11 | 64.0286
2033 | 2 | 7 | 12 | 64.0211
2033 | 2 | 7 | 13 | 63.2556
2033 | 2 | 7 | 14 | 62.865
2033 | 2 | 7 | 15 | 63.1637
2033 | 2 | 7 | 16 | 65.5338
2033 | 2 | 7 | 17 | 72.3834
2033 | 2 | 7 | 18 | 78.6123
2033 | 2 | 7 | 19 | 76.4745
2033 | 2 | 7 | 20 | 74.4426
2033 | 2 | 7 | 21 | 71.5977
2033 | 2 | 7 | 22 | 69.0391
2033 | 2 | 7 | 23 | 66.3147
2033 | 2 | 8 | 0 | 64.7855
2033 | 2 | 8 | 1 | 60.3378
2033 | 2 | 8 | 2 | 59.0483
2033 | 2 | 8 | 3 | 58.6695
2033 | 2 | 8 | 4 | 58.6933
2033 | 2 | 8 | 5 | 58.7394
2033 | 2 | 8 | 6 | 59.6954
2033 | 2 | 8 | 7 | 64.2158
2033 | 2 | 8 | 8 | 72.848
2033 | 2 | 8 | 9 | 72.0367
2033 | 2 | 8 | 10 | 66.2986
2033 | 2 | 8 | 11 | 61.7313
2033 | 2 | 8 | 12 | 61.1743
2033 | 2 | 8 | 13 | 60.5383
2033 | 2 | 8 | 14 | 59.9284
2033 | 2 | 8 | 15 | 60.1998
2033 | 2 | 8 | 16 | 63.2906
2033 | 2 | 8 | 17 | 69.4921
2033 | 2 | 8 | 18 | 75.6702
2033 | 2 | 8 | 19 | 71.9215
2033 | 2 | 8 | 20 | 69.2706
2033 | 2 | 8 | 21 | 66.2213
2033 | 2 | 8 | 22 | 63.8494
2033 | 2 | 8 | 23 | 61.3572
2033 | 2 | 9 | 0 | 57.5045
2033 | 2 | 9 | 1 | 53.9272
2033 | 2 | 9 | 2 | 52.5216
2033 | 2 | 9 | 3 | 52.0959
2033 | 2 | 9 | 4 | 52.1273
2033 | 2 | 9 | 5 | 52.3375
2033 | 2 | 9 | 6 | 52.6745
2033 | 2 | 9 | 7 | 57.0391
2033 | 2 | 9 | 8 | 65.6694
2033 | 2 | 9 | 9 | 64.8378
2033 | 2 | 9 | 10 | 58.9445
2033 | 2 | 9 | 11 | 54.7861
2033 | 2 | 9 | 12 | 54.4535
2033 | 2 | 9 | 13 | 54.4624
2033 | 2 | 9 | 14 | 54.3722
2033 | 2 | 9 | 15 | 53.8465
2033 | 2 | 9 | 16 | 56.1796
2033 | 2 | 9 | 17 | 63.4084
2033 | 2 | 9 | 18 | 69.5231
2033 | 2 | 9 | 19 | 66.1706
2033 | 2 | 9 | 20 | 63.6398
2033 | 2 | 9 | 21 | 60.817
2033 | 2 | 9 | 22 | 58.3271
2033 | 2 | 9 | 23 | 55.8171
2033 | 2 | 10 | 0 | 54.9167
2033 | 2 | 10 | 1 | 50.8851
2033 | 2 | 10 | 2 | 49.5686
2033 | 2 | 10 | 3 | 49.2945
2033 | 2 | 10 | 4 | 49.523
2033 | 2 | 10 | 5 | 50.0318
2033 | 2 | 10 | 6 | 51.1973
2033 | 2 | 10 | 7 | 55.7013
2033 | 2 | 10 | 8 | 63.8518
2033 | 2 | 10 | 9 | 62.3596
2033 | 2 | 10 | 10 | 56.3249
2033 | 2 | 10 | 11 | 52.0383
2033 | 2 | 10 | 12 | 51.8864
2033 | 2 | 10 | 13 | 51.6105
2033 | 2 | 10 | 14 | 51.5177
2033 | 2 | 10 | 15 | 51.707
2033 | 2 | 10 | 16 | 54.7381
2033 | 2 | 10 | 17 | 62.2121
2033 | 2 | 10 | 18 | 69.3483
2033 | 2 | 10 | 19 | 67.129
2033 | 2 | 10 | 20 | 64.9277
2033 | 2 | 10 | 21 | 62.3625
2033 | 2 | 10 | 22 | 60.2917
2033 | 2 | 10 | 23 | 57.8429
2033 | 2 | 11 | 0 | 55.3445
2033 | 2 | 11 | 1 | 50.9009
2033 | 2 | 11 | 2 | 49.648
2033 | 2 | 11 | 3 | 49.3602
2033 | 2 | 11 | 4 | 49.5926
2033 | 2 | 11 | 5 | 50.0362
2033 | 2 | 11 | 6 | 50.9675
2033 | 2 | 11 | 7 | 55.8255
2033 | 2 | 11 | 8 | 64.7036
2033 | 2 | 11 | 9 | 63.1804
2033 | 2 | 11 | 10 | 56.2376
2033 | 2 | 11 | 11 | 51.3545
2033 | 2 | 11 | 12 | 51.3794
2033 | 2 | 11 | 13 | 51.3601
2033 | 2 | 11 | 14 | 50.7848
2033 | 2 | 11 | 15 | 50.8416
2033 | 2 | 11 | 16 | 54.4503
2033 | 2 | 11 | 17 | 62.3834
2033 | 2 | 11 | 18 | 68.7935
2033 | 2 | 11 | 19 | 65.4016
2033 | 2 | 11 | 20 | 62.4934
2033 | 2 | 11 | 21 | 59.6547
2033 | 2 | 11 | 22 | 57.7597
2033 | 2 | 11 | 23 | 55.3247
2033 | 2 | 12 | 0 | 52.3247
2033 | 2 | 12 | 1 | 51.2393
2033 | 2 | 12 | 2 | 50.0322
2033 | 2 | 12 | 3 | 49.6245
2033 | 2 | 12 | 4 | 49.7134
2033 | 2 | 12 | 5 | 49.7128
2033 | 2 | 12 | 6 | 48.9736
2033 | 2 | 12 | 7 | 52.014
2033 | 2 | 12 | 8 | 61.0096
2033 | 2 | 12 | 9 | 61.6794
2033 | 2 | 12 | 10 | 57.0183
2033 | 2 | 12 | 11 | 52.2629
2033 | 2 | 12 | 12 | 50.5051
2033 | 2 | 12 | 13 | 49.6107
2033 | 2 | 12 | 14 | 49.1288
2033 | 2 | 12 | 15 | 50.1344
2033 | 2 | 12 | 16 | 55.0572
2033 | 2 | 12 | 17 | 64.1681
2033 | 2 | 12 | 18 | 73.6529
2033 | 2 | 12 | 19 | 69.7588
2033 | 2 | 12 | 20 | 65.3587
2033 | 2 | 12 | 21 | 62.0201
2033 | 2 | 12 | 22 | 60.3556
2033 | 2 | 12 | 23 | 58.815
2033 | 2 | 13 | 0 | 54.3263
2033 | 2 | 13 | 1 | 57.3329
2033 | 2 | 13 | 2 | 56.7854
2033 | 2 | 13 | 3 | 56.9592
2033 | 2 | 13 | 4 | 57.623
2033 | 2 | 13 | 5 | 58.0979
2033 | 2 | 13 | 6 | 57.6522
2033 | 2 | 13 | 7 | 59.7359
2033 | 2 | 13 | 8 | 65.7331
2033 | 2 | 13 | 9 | 63.5472
2033 | 2 | 13 | 10 | 59.5738
2033 | 2 | 13 | 11 | 54.5958
2033 | 2 | 13 | 12 | 53.2832
2033 | 2 | 13 | 13 | 52.0893
2033 | 2 | 13 | 14 | 51.9757
2033 | 2 | 13 | 15 | 53.3305
2033 | 2 | 13 | 16 | 58.0981
2033 | 2 | 13 | 17 | 67.4554
2033 | 2 | 13 | 18 | 79.9354
2033 | 2 | 13 | 19 | 77.7388
2033 | 2 | 13 | 20 | 74.0391
2033 | 2 | 13 | 21 | 70.7955
2033 | 2 | 13 | 22 | 68.3569
2033 | 2 | 13 | 23 | 66.2658
2033 | 2 | 14 | 0 | 64.7989
2033 | 2 | 14 | 1 | 61.8092
2033 | 2 | 14 | 2 | 61.2584
2033 | 2 | 14 | 3 | 61.373
2033 | 2 | 14 | 4 | 61.931
2033 | 2 | 14 | 5 | 62.4398
2033 | 2 | 14 | 6 | 63.6266
2033 | 2 | 14 | 7 | 67.8005
2033 | 2 | 14 | 8 | 74.2193
2033 | 2 | 14 | 9 | 68.9928
2033 | 2 | 14 | 10 | 62.3866
2033 | 2 | 14 | 11 | 57.8608
2033 | 2 | 14 | 12 | 58.2296
2033 | 2 | 14 | 13 | 58.3472
2033 | 2 | 14 | 14 | 57.5748
2033 | 2 | 14 | 15 | 57.8524
2033 | 2 | 14 | 16 | 59.3524
2033 | 2 | 14 | 17 | 66.1702
2033 | 2 | 14 | 18 | 75.568
2033 | 2 | 14 | 19 | 73.4697
2033 | 2 | 14 | 20 | 71.0056
2033 | 2 | 14 | 21 | 67.7186
2033 | 2 | 14 | 22 | 65.0887
2033 | 2 | 14 | 23 | 62.3139
2033 | 2 | 15 | 0 | 61.4086
2033 | 2 | 15 | 1 | 60.6136
2033 | 2 | 15 | 2 | 59.5716
2033 | 2 | 15 | 3 | 59.4987
2033 | 2 | 15 | 4 | 59.8393
2033 | 2 | 15 | 5 | 60.282
2033 | 2 | 15 | 6 | 61.2738
2033 | 2 | 15 | 7 | 65.9654
2033 | 2 | 15 | 8 | 74.4467
2033 | 2 | 15 | 9 | 72.475
2033 | 2 | 15 | 10 | 65.6956
2033 | 2 | 15 | 11 | 59.3281
2033 | 2 | 15 | 12 | 54.9019
2033 | 2 | 15 | 13 | 55.4482
2033 | 2 | 15 | 14 | 55.998
2033 | 2 | 15 | 15 | 56.3624
2033 | 2 | 15 | 16 | 57.7773
2033 | 2 | 15 | 17 | 64.0705
2033 | 2 | 15 | 18 | 72.9876
2033 | 2 | 15 | 19 | 72.1293
2033 | 2 | 15 | 20 | 70.2131
2033 | 2 | 15 | 21 | 67.5522
2033 | 2 | 15 | 22 | 65.0845
2033 | 2 | 15 | 23 | 62.336
2033 | 2 | 16 | 0 | 61.221
2033 | 2 | 16 | 1 | 60.9244
2033 | 2 | 16 | 2 | 60.074
2033 | 2 | 16 | 3 | 60.1573
2033 | 2 | 16 | 4 | 60.7335
2033 | 2 | 16 | 5 | 61.332
2033 | 2 | 16 | 6 | 62.013
2033 | 2 | 16 | 7 | 66.6287
2033 | 2 | 16 | 8 | 75.1263
2033 | 2 | 16 | 9 | 72.9203
2033 | 2 | 16 | 10 | 65.6853
2033 | 2 | 16 | 11 | 59.6642
2033 | 2 | 16 | 12 | 55.3395
2033 | 2 | 16 | 13 | 55.2989
2033 | 2 | 16 | 14 | 54.9344
2033 | 2 | 16 | 15 | 54.3539
2033 | 2 | 16 | 16 | 55.4691
2033 | 2 | 16 | 17 | 61.6521
2033 | 2 | 16 | 18 | 74.0285
2033 | 2 | 16 | 19 | 74.5065
2033 | 2 | 16 | 20 | 73.3336
2033 | 2 | 16 | 21 | 71.0865
2033 | 2 | 16 | 22 | 68.754
2033 | 2 | 16 | 23 | 66.0974
2033 | 2 | 17 | 0 | 63.7533
2033 | 2 | 17 | 1 | 63.1537
2033 | 2 | 17 | 2 | 62.399
2033 | 2 | 17 | 3 | 62.5357
2033 | 2 | 17 | 4 | 63.152
2033 | 2 | 17 | 5 | 63.8285
2033 | 2 | 17 | 6 | 65.0286
2033 | 2 | 17 | 7 | 69.2184
2033 | 2 | 17 | 8 | 75.5126
2033 | 2 | 17 | 9 | 70.8128
2033 | 2 | 17 | 10 | 63.3709
2033 | 2 | 17 | 11 | 57.6857
2033 | 2 | 17 | 12 | 56.1706
2033 | 2 | 17 | 13 | 56.1432
2033 | 2 | 17 | 14 | 55.8843
2033 | 2 | 17 | 15 | 55.7721
2033 | 2 | 17 | 16 | 56.8494
2033 | 2 | 17 | 17 | 63.1331
2033 | 2 | 17 | 18 | 74.1366
2033 | 2 | 17 | 19 | 74.7328
2033 | 2 | 17 | 20 | 73.5196
2033 | 2 | 17 | 21 | 71.2515
2033 | 2 | 17 | 22 | 69.0853
2033 | 2 | 17 | 23 | 66.3124
2033 | 2 | 18 | 0 | 64.3707
2033 | 2 | 18 | 1 | 63.1378
2033 | 2 | 18 | 2 | 62.227
2033 | 2 | 18 | 3 | 62.1508
2033 | 2 | 18 | 4 | 62.5551
2033 | 2 | 18 | 5 | 63.0181
2033 | 2 | 18 | 6 | 63.464
2033 | 2 | 18 | 7 | 67.9174
2033 | 2 | 18 | 8 | 75.1551
2033 | 2 | 18 | 9 | 71.0372
2033 | 2 | 18 | 10 | 62.7952
2033 | 2 | 18 | 11 | 56.9192
2033 | 2 | 18 | 12 | 58.0072
2033 | 2 | 18 | 13 | 58.024
2033 | 2 | 18 | 14 | 57.9485
2033 | 2 | 18 | 15 | 57.7299
2033 | 2 | 18 | 16 | 60.1224
2033 | 2 | 18 | 17 | 66.7259
2033 | 2 | 18 | 18 | 74.7121
2033 | 2 | 18 | 19 | 73.0278
2033 | 2 | 18 | 20 | 70.6954
2033 | 2 | 18 | 21 | 68.0661
2033 | 2 | 18 | 22 | 66.0281
2033 | 2 | 18 | 23 | 63.3723
2033 | 2 | 19 | 0 | 60.7137
2033 | 2 | 19 | 1 | 61.7273
2033 | 2 | 19 | 2 | 61.1242
2033 | 2 | 19 | 3 | 61.0685
2033 | 2 | 19 | 4 | 61.5518
2033 | 2 | 19 | 5 | 62.2181
2033 | 2 | 19 | 6 | 61.9663
2033 | 2 | 19 | 7 | 64.4894
2033 | 2 | 19 | 8 | 69.5185
2033 | 2 | 19 | 9 | 67.2807
2033 | 2 | 19 | 10 | 62.6569
2033 | 2 | 19 | 11 | 57.8194
2033 | 2 | 19 | 12 | 56.4317
2033 | 2 | 19 | 13 | 56.1017
2033 | 2 | 19 | 14 | 55.6136
2033 | 2 | 19 | 15 | 56.1308
2033 | 2 | 19 | 16 | 58.6122
2033 | 2 | 19 | 17 | 64.8296
2033 | 2 | 19 | 18 | 75.4768
2033 | 2 | 19 | 19 | 75.3131
2033 | 2 | 19 | 20 | 71.4939
2033 | 2 | 19 | 21 | 68.4019
2033 | 2 | 19 | 22 | 66.2746
2033 | 2 | 19 | 23 | 64.3553
2033 | 2 | 20 | 0 | 65.5026
2033 | 2 | 20 | 1 | 59.3746
2033 | 2 | 20 | 2 | 58.1377
2033 | 2 | 20 | 3 | 57.6742
2033 | 2 | 20 | 4 | 57.5558
2033 | 2 | 20 | 5 | 57.5039
2033 | 2 | 20 | 6 | 56.7773
2033 | 2 | 20 | 7 | 58.3531
2033 | 2 | 20 | 8 | 64.6406
2033 | 2 | 20 | 9 | 64.3373
2033 | 2 | 20 | 10 | 60.8163
2033 | 2 | 20 | 11 | 55.6667
2033 | 2 | 20 | 12 | 55.1761
2033 | 2 | 20 | 13 | 56.6076
2033 | 2 | 20 | 14 | 56.9099
2033 | 2 | 20 | 15 | 57.0234
2033 | 2 | 20 | 16 | 58.9961
2033 | 2 | 20 | 17 | 64.04
2033 | 2 | 20 | 18 | 72.9016
2033 | 2 | 20 | 19 | 69.8521
2033 | 2 | 20 | 20 | 65.5078
2033 | 2 | 20 | 21 | 61.6431
2033 | 2 | 20 | 22 | 58.561
2033 | 2 | 20 | 23 | 56.3623
2033 | 2 | 21 | 0 | 55.5398
2033 | 2 | 21 | 1 | 54.7229
2033 | 2 | 21 | 2 | 53.4024
2033 | 2 | 21 | 3 | 52.7265
2033 | 2 | 21 | 4 | 52.5255
2033 | 2 | 21 | 5 | 52.5761
2033 | 2 | 21 | 6 | 52.3863
2033 | 2 | 21 | 7 | 54.4644
2033 | 2 | 21 | 8 | 61.4976
2033 | 2 | 21 | 9 | 58.9191
2033 | 2 | 21 | 10 | 50.1388
2033 | 2 | 21 | 11 | 45.0705
2033 | 2 | 21 | 12 | 45.6368
2033 | 2 | 21 | 13 | 48.114
2033 | 2 | 21 | 14 | 48.0359
2033 | 2 | 21 | 15 | 47.3044
2033 | 2 | 21 | 16 | 47.6273
2033 | 2 | 21 | 17 | 56.2056
2033 | 2 | 21 | 18 | 65.2898
2033 | 2 | 21 | 19 | 62.1721
2033 | 2 | 21 | 20 | 58.9326
2033 | 2 | 21 | 21 | 55.5288
2033 | 2 | 21 | 22 | 52.7617
2033 | 2 | 21 | 23 | 50.3346
2033 | 2 | 22 | 0 | 50.5476
2033 | 2 | 22 | 1 | 49.517
2033 | 2 | 22 | 2 | 48.2785
2033 | 2 | 22 | 3 | 48.1001
2033 | 2 | 22 | 4 | 48.3611
2033 | 2 | 22 | 5 | 48.902
2033 | 2 | 22 | 6 | 50.3174
2033 | 2 | 22 | 7 | 55.2155
2033 | 2 | 22 | 8 | 63.9384
2033 | 2 | 22 | 9 | 61.8627
2033 | 2 | 22 | 10 | 54.556
2033 | 2 | 22 | 11 | 49.8259
2033 | 2 | 22 | 12 | 50.3721
2033 | 2 | 22 | 13 | 50.4535
2033 | 2 | 22 | 14 | 51.0109
2033 | 2 | 22 | 15 | 51.1967
2033 | 2 | 22 | 16 | 54.2573
2033 | 2 | 22 | 17 | 60.3358
2033 | 2 | 22 | 18 | 67.1353
2033 | 2 | 22 | 19 | 65.0438
2033 | 2 | 22 | 20 | 62.802
2033 | 2 | 22 | 21 | 59.9628
2033 | 2 | 22 | 22 | 57.6166
2033 | 2 | 22 | 23 | 55.2777
2033 | 2 | 23 | 0 | 53.5751
2033 | 2 | 23 | 1 | 50.2123
2033 | 2 | 23 | 2 | 49.0355
2033 | 2 | 23 | 3 | 48.8573
2033 | 2 | 23 | 4 | 49.1979
2033 | 2 | 23 | 5 | 49.7948
2033 | 2 | 23 | 6 | 51.0058
2033 | 2 | 23 | 7 | 55.7079
2033 | 2 | 23 | 8 | 64.253
2033 | 2 | 23 | 9 | 62.1186
2033 | 2 | 23 | 10 | 55.5393
2033 | 2 | 23 | 11 | 50.4809
2033 | 2 | 23 | 12 | 49.518
2033 | 2 | 23 | 13 | 50.1528
2033 | 2 | 23 | 14 | 50.6467
2033 | 2 | 23 | 15 | 50.2258
2033 | 2 | 23 | 16 | 52.3493
2033 | 2 | 23 | 17 | 59.1329
2033 | 2 | 23 | 18 | 66.6305
2033 | 2 | 23 | 19 | 64.4106
2033 | 2 | 23 | 20 | 62.1929
2033 | 2 | 23 | 21 | 59.2412
2033 | 2 | 23 | 22 | 56.7163
2033 | 2 | 23 | 23 | 54.2054
2033 | 2 | 24 | 0 | 54.2324
2033 | 2 | 24 | 1 | 50.2831
2033 | 2 | 24 | 2 | 49.0794
2033 | 2 | 24 | 3 | 48.8609
2033 | 2 | 24 | 4 | 49.1287
2033 | 2 | 24 | 5 | 49.7473
2033 | 2 | 24 | 6 | 51.2823
2033 | 2 | 24 | 7 | 55.8062
2033 | 2 | 24 | 8 | 63.5958
2033 | 2 | 24 | 9 | 61.0844
2033 | 2 | 24 | 10 | 54.8285
2033 | 2 | 24 | 11 | 49.7366
2033 | 2 | 24 | 12 | 49.1043
2033 | 2 | 24 | 13 | 50.3573
2033 | 2 | 24 | 14 | 51.2392
2033 | 2 | 24 | 15 | 51.2951
2033 | 2 | 24 | 16 | 53.1552
2033 | 2 | 24 | 17 | 60.2305
2033 | 2 | 24 | 18 | 69.8736
2033 | 2 | 24 | 19 | 67.0093
2033 | 2 | 24 | 20 | 64.4704
2033 | 2 | 24 | 21 | 61.4681
2033 | 2 | 24 | 22 | 59.1929
2033 | 2 | 24 | 23 | 56.6879
2033 | 2 | 25 | 0 | 52.829
2033 | 2 | 25 | 1 | 50.7746
2033 | 2 | 25 | 2 | 49.5064
2033 | 2 | 25 | 3 | 49.2137
2033 | 2 | 25 | 4 | 49.4344
2033 | 2 | 25 | 5 | 49.9961
2033 | 2 | 25 | 6 | 51.0629
2033 | 2 | 25 | 7 | 56.1124
2033 | 2 | 25 | 8 | 65.4065
2033 | 2 | 25 | 9 | 63.7029
2033 | 2 | 25 | 10 | 56.7903
2033 | 2 | 25 | 11 | 50.8526
2033 | 2 | 25 | 12 | 49.2818
2033 | 2 | 25 | 13 | 50.7521
2033 | 2 | 25 | 14 | 50.8814
2033 | 2 | 25 | 15 | 50.7723
2033 | 2 | 25 | 16 | 53.7616
2033 | 2 | 25 | 17 | 60.9878
2033 | 2 | 25 | 18 | 68.2607
2033 | 2 | 25 | 19 | 67.1551
2033 | 2 | 25 | 20 | 65.2226
2033 | 2 | 25 | 21 | 62.7735
2033 | 2 | 25 | 22 | 61.1672
2033 | 2 | 25 | 23 | 58.942
2033 | 2 | 26 | 0 | 52.292
2033 | 2 | 26 | 1 | 50.8739
2033 | 2 | 26 | 2 | 49.8133
2033 | 2 | 26 | 3 | 49.4968
2033 | 2 | 26 | 4 | 49.6392
2033 | 2 | 26 | 5 | 49.6618
2033 | 2 | 26 | 6 | 48.6572
2033 | 2 | 26 | 7 | 50.746
2033 | 2 | 26 | 8 | 55.5923
2033 | 2 | 26 | 9 | 51.7027
2033 | 2 | 26 | 10 | 46.8086
2033 | 2 | 26 | 11 | 42.8403
2033 | 2 | 26 | 12 | 41.3723
2033 | 2 | 26 | 13 | 42.8868
2033 | 2 | 26 | 14 | 42.4691
2033 | 2 | 26 | 15 | 41.6383
2033 | 2 | 26 | 16 | 42.5671
2033 | 2 | 26 | 17 | 48.066
2033 | 2 | 26 | 18 | 60.1419
2033 | 2 | 26 | 19 | 60.0232
2033 | 2 | 26 | 20 | 57.3194
2033 | 2 | 26 | 21 | 54.4246
2033 | 2 | 26 | 22 | 52.8218
2033 | 2 | 26 | 23 | 51.2523
2033 | 2 | 27 | 0 | 51.1161
2033 | 2 | 27 | 1 | 48.9731
2033 | 2 | 27 | 2 | 47.9978
2033 | 2 | 27 | 3 | 47.8065
2033 | 2 | 27 | 4 | 48.0653
2033 | 2 | 27 | 5 | 48.0522
2033 | 2 | 27 | 6 | 47.3331
2033 | 2 | 27 | 7 | 48.8419
2033 | 2 | 27 | 8 | 53.9723
2033 | 2 | 27 | 9 | 50.4794
2033 | 2 | 27 | 10 | 45.7491
2033 | 2 | 27 | 11 | 41.7527
2033 | 2 | 27 | 12 | 39.896
2033 | 2 | 27 | 13 | 41.662
2033 | 2 | 27 | 14 | 42.1023
2033 | 2 | 27 | 15 | 41.3062
2033 | 2 | 27 | 16 | 42.1635
2033 | 2 | 27 | 17 | 48.0773
2033 | 2 | 27 | 18 | 61.1293
2033 | 2 | 27 | 19 | 60.575
2033 | 2 | 27 | 20 | 58.1841
2033 | 2 | 27 | 21 | 55.1274
2033 | 2 | 27 | 22 | 52.8444
2033 | 2 | 27 | 23 | 50.8928
2033 | 2 | 28 | 0 | 51.0635
2033 | 2 | 28 | 1 | 49.3721
2033 | 2 | 28 | 2 | 48.7172
2033 | 2 | 28 | 3 | 48.8672
2033 | 2 | 28 | 4 | 49.4433
2033 | 2 | 28 | 5 | 50.2465
2033 | 2 | 28 | 6 | 50.8581
2033 | 2 | 28 | 7 | 55.6658
2033 | 2 | 28 | 8 | 64.1304
2033 | 2 | 28 | 9 | 61.6626
2033 | 2 | 28 | 10 | 55.9942
2033 | 2 | 28 | 11 | 51.245
2033 | 2 | 28 | 12 | 49.9559
2033 | 2 | 28 | 13 | 51.4971
2033 | 2 | 28 | 14 | 52.3418
2033 | 2 | 28 | 15 | 52.4515
2033 | 2 | 28 | 16 | 53.9371
2033 | 2 | 28 | 17 | 60.604
2033 | 2 | 28 | 18 | 67.9662
2033 | 2 | 28 | 19 | 65.2094
2033 | 2 | 28 | 20 | 62.8035
2033 | 2 | 28 | 21 | 59.4138
2033 | 2 | 28 | 22 | 56.7088
2033 | 2 | 28 | 23 | 54.1608
2033 | 3 | 1 | 0 | 53.7111
2033 | 3 | 1 | 1 | 52.3621
2033 | 3 | 1 | 2 | 51.3702
2033 | 3 | 1 | 3 | 51.4138
2033 | 3 | 1 | 4 | 51.8416
2033 | 3 | 1 | 5 | 52.3602
2033 | 3 | 1 | 6 | 53.7963
2033 | 3 | 1 | 7 | 59.0443
2033 | 3 | 1 | 8 | 67.2827
2033 | 3 | 1 | 9 | 62.9811
2033 | 3 | 1 | 10 | 54.2595
2033 | 3 | 1 | 11 | 48.6193
2033 | 3 | 1 | 12 | 50.1674
2033 | 3 | 1 | 13 | 50.5317
2033 | 3 | 1 | 14 | 50.412
2033 | 3 | 1 | 15 | 51.3103
2033 | 3 | 1 | 16 | 55.8353
2033 | 3 | 1 | 17 | 64.5198
2033 | 3 | 1 | 18 | 69.6909
2033 | 3 | 1 | 19 | 68.7057
2033 | 3 | 1 | 20 | 66.8414
2033 | 3 | 1 | 21 | 64.0645
2033 | 3 | 1 | 22 | 61.872
2033 | 3 | 1 | 23 | 59.453
2033 | 3 | 2 | 0 | 55.6017
2033 | 3 | 2 | 1 | 57.7062
2033 | 3 | 2 | 2 | 57.017
2033 | 3 | 2 | 3 | 57.2984
2033 | 3 | 2 | 4 | 58.015
2033 | 3 | 2 | 5 | 58.7113
2033 | 3 | 2 | 6 | 59.898
2033 | 3 | 2 | 7 | 64.2607
2033 | 3 | 2 | 8 | 69.3131
2033 | 3 | 2 | 9 | 61.6447
2033 | 3 | 2 | 10 | 52.5571
2033 | 3 | 2 | 11 | 47.2249
2033 | 3 | 2 | 12 | 51.4603
2033 | 3 | 2 | 13 | 51.9433
2033 | 3 | 2 | 14 | 52.0335
2033 | 3 | 2 | 15 | 51.9863
2033 | 3 | 2 | 16 | 54.9745
2033 | 3 | 2 | 17 | 63.3794
2033 | 3 | 2 | 18 | 72.6364
2033 | 3 | 2 | 19 | 71.7981
2033 | 3 | 2 | 20 | 70.2226
2033 | 3 | 2 | 21 | 67.5303
2033 | 3 | 2 | 22 | 65.0295
2033 | 3 | 2 | 23 | 62.3373
2033 | 3 | 3 | 0 | 61.6586
2033 | 3 | 3 | 1 | 61.2839
2033 | 3 | 3 | 2 | 60.4373
2033 | 3 | 3 | 3 | 60.4647
2033 | 3 | 3 | 4 | 60.8872
2033 | 3 | 3 | 5 | 61.3108
2033 | 3 | 3 | 6 | 62.8459
2033 | 3 | 3 | 7 | 66.6596
2033 | 3 | 3 | 8 | 70.3958
2033 | 3 | 3 | 9 | 63.1465
2033 | 3 | 3 | 10 | 55.9793
2033 | 3 | 3 | 11 | 51.2006
2033 | 3 | 3 | 12 | 53.5676
2033 | 3 | 3 | 13 | 54.1416
2033 | 3 | 3 | 14 | 53.9088
2033 | 3 | 3 | 15 | 53.544
2033 | 3 | 3 | 16 | 55.6501
2033 | 3 | 3 | 17 | 62.7794
2033 | 3 | 3 | 18 | 67.4198
2033 | 3 | 3 | 19 | 69.4058
2033 | 3 | 3 | 20 | 68.8359
2033 | 3 | 3 | 21 | 66.6059
2033 | 3 | 3 | 22 | 64.6022
2033 | 3 | 3 | 23 | 61.9453
2033 | 3 | 4 | 0 | 59.8562
2033 | 3 | 4 | 1 | 58.4947
2033 | 3 | 4 | 2 | 57.4161
2033 | 3 | 4 | 3 | 57.2345
2033 | 3 | 4 | 4 | 57.4527
2033 | 3 | 4 | 5 | 57.7362
2033 | 3 | 4 | 6 | 58.2323
2033 | 3 | 4 | 7 | 63.1045
2033 | 3 | 4 | 8 | 70.8184
2033 | 3 | 4 | 9 | 66.6555
2033 | 3 | 4 | 10 | 58.0807
2033 | 3 | 4 | 11 | 52.3591
2033 | 3 | 4 | 12 | 51.3922
2033 | 3 | 4 | 13 | 52.4199
2033 | 3 | 4 | 14 | 51.9384
2033 | 3 | 4 | 15 | 51.0162
2033 | 3 | 4 | 16 | 53.4632
2033 | 3 | 4 | 17 | 60.7521
2033 | 3 | 4 | 18 | 65.3002
2033 | 3 | 4 | 19 | 65.7192
2033 | 3 | 4 | 20 | 64.4419
2033 | 3 | 4 | 21 | 62.142
2033 | 3 | 4 | 22 | 60.2829
2033 | 3 | 4 | 23 | 57.7577
2033 | 3 | 5 | 0 | 56.2596
2033 | 3 | 5 | 1 | 57.7536
2033 | 3 | 5 | 2 | 57.1644
2033 | 3 | 5 | 3 | 57.1367
2033 | 3 | 5 | 4 | 57.6319
2033 | 3 | 5 | 5 | 58.0256
2033 | 3 | 5 | 6 | 57.7096
2033 | 3 | 5 | 7 | 60.6704
2033 | 3 | 5 | 8 | 66.0152
2033 | 3 | 5 | 9 | 63.2967
2033 | 3 | 5 | 10 | 58.4099
2033 | 3 | 5 | 11 | 53.4217
2033 | 3 | 5 | 12 | 53.7806
2033 | 3 | 5 | 13 | 54.2466
2033 | 3 | 5 | 14 | 53.6728
2033 | 3 | 5 | 15 | 54.0147
2033 | 3 | 5 | 16 | 57.7297
2033 | 3 | 5 | 17 | 64.9627
2033 | 3 | 5 | 18 | 70.6342
2033 | 3 | 5 | 19 | 72.6145
2033 | 3 | 5 | 20 | 70.206
2033 | 3 | 5 | 21 | 67.5393
2033 | 3 | 5 | 22 | 65.932
2033 | 3 | 5 | 23 | 64.2965
2033 | 3 | 6 | 0 | 62.3095
2033 | 3 | 6 | 1 | 59.8651
2033 | 3 | 6 | 2 | 59.042
2033 | 3 | 6 | 3 | 58.9885
2033 | 3 | 6 | 4 | 59.2009
2033 | 3 | 6 | 5 | 59.1885
2033 | 3 | 6 | 6 | 58.8193
2033 | 3 | 6 | 7 | 59.9241
2033 | 3 | 6 | 8 | 61.9214
2033 | 3 | 6 | 9 | 56.2667
2033 | 3 | 6 | 10 | 52.2891
2033 | 3 | 6 | 11 | 48.0887
2033 | 3 | 6 | 12 | 50.9173
2033 | 3 | 6 | 13 | 52.2081
2033 | 3 | 6 | 14 | 52.0155
2033 | 3 | 6 | 15 | 51.6521
2033 | 3 | 6 | 16 | 53.9657
2033 | 3 | 6 | 17 | 59.9657
2033 | 3 | 6 | 18 | 67.8559
2033 | 3 | 6 | 19 | 68.2248
2033 | 3 | 6 | 20 | 65.6619
2033 | 3 | 6 | 21 | 62.3581
2033 | 3 | 6 | 22 | 59.6418
2033 | 3 | 6 | 23 | 57.5315
2033 | 3 | 7 | 0 | 57.8072
2033 | 3 | 7 | 1 | 55.4257
2033 | 3 | 7 | 2 | 54.7146
2033 | 3 | 7 | 3 | 54.7781
2033 | 3 | 7 | 4 | 55.1969
2033 | 3 | 7 | 5 | 55.6583
2033 | 3 | 7 | 6 | 56.9971
2033 | 3 | 7 | 7 | 61.5047
2033 | 3 | 7 | 8 | 68.1561
2033 | 3 | 7 | 9 | 63.6621
2033 | 3 | 7 | 10 | 57.0674
2033 | 3 | 7 | 11 | 52.5193
2033 | 3 | 7 | 12 | 51.2279
2033 | 3 | 7 | 13 | 52.564
2033 | 3 | 7 | 14 | 53.0042
2033 | 3 | 7 | 15 | 52.3399
2033 | 3 | 7 | 16 | 53.3764
2033 | 3 | 7 | 17 | 59.9694
2033 | 3 | 7 | 18 | 68.2797
2033 | 3 | 7 | 19 | 68.2803
2033 | 3 | 7 | 20 | 66.9501
2033 | 3 | 7 | 21 | 64.0812
2033 | 3 | 7 | 22 | 61.5847
2033 | 3 | 7 | 23 | 59.035
2033 | 3 | 8 | 0 | 57.3092
2033 | 3 | 8 | 1 | 58.4051
2033 | 3 | 8 | 2 | 57.6365
2033 | 3 | 8 | 3 | 57.8936
2033 | 3 | 8 | 4 | 58.5466
2033 | 3 | 8 | 5 | 59.2039
2033 | 3 | 8 | 6 | 59.6663
2033 | 3 | 8 | 7 | 64.5951
2033 | 3 | 8 | 8 | 71.4508
2033 | 3 | 8 | 9 | 67.3681
2033 | 3 | 8 | 10 | 59.9343
2033 | 3 | 8 | 11 | 54.0045
2033 | 3 | 8 | 12 | 53.116
2033 | 3 | 8 | 13 | 53.626
2033 | 3 | 8 | 14 | 54.1514
2033 | 3 | 8 | 15 | 54.2455
2033 | 3 | 8 | 16 | 56.9862
2033 | 3 | 8 | 17 | 63.0961
2033 | 3 | 8 | 18 | 73.0039
2033 | 3 | 8 | 19 | 73.2469
2033 | 3 | 8 | 20 | 72.2596
2033 | 3 | 8 | 21 | 69.6619
2033 | 3 | 8 | 22 | 67.361
2033 | 3 | 8 | 23 | 64.893
2033 | 3 | 9 | 0 | 62.6708
2033 | 3 | 9 | 1 | 62.3688
2033 | 3 | 9 | 2 | 61.6756
2033 | 3 | 9 | 3 | 61.9221
2033 | 3 | 9 | 4 | 62.6652
2033 | 3 | 9 | 5 | 63.3098
2033 | 3 | 9 | 6 | 65.7961
2033 | 3 | 9 | 7 | 69.9222
2033 | 3 | 9 | 8 | 74.166
2033 | 3 | 9 | 9 | 67.6177
2033 | 3 | 9 | 10 | 60.589
2033 | 3 | 9 | 11 | 54.9131
2033 | 3 | 9 | 12 | 54.8815
2033 | 3 | 9 | 13 | 55.8455
2033 | 3 | 9 | 14 | 55.5164
2033 | 3 | 9 | 15 | 54.7042
2033 | 3 | 9 | 16 | 55.9369
2033 | 3 | 9 | 17 | 62.1435
2033 | 3 | 9 | 18 | 72.9993
2033 | 3 | 9 | 19 | 76.004
2033 | 3 | 9 | 20 | 76.2386
2033 | 3 | 9 | 21 | 74.1116
2033 | 3 | 9 | 22 | 71.9351
2033 | 3 | 9 | 23 | 69.3505
2033 | 3 | 10 | 0 | 66.2763
2033 | 3 | 10 | 1 | 66.9143
2033 | 3 | 10 | 2 | 66.286
2033 | 3 | 10 | 3 | 66.5392
2033 | 3 | 10 | 4 | 67.2313
2033 | 3 | 10 | 5 | 67.8559
2033 | 3 | 10 | 6 | 68.1433
2033 | 3 | 10 | 7 | 72.7296
2033 | 3 | 10 | 8 | 79.122
2033 | 3 | 10 | 9 | 75.1401
2033 | 3 | 10 | 10 | 68.6065
2033 | 3 | 10 | 11 | 61.7873
2033 | 3 | 10 | 12 | 58.5065
2033 | 3 | 10 | 13 | 59.784
2033 | 3 | 10 | 14 | 60.0085
2033 | 3 | 10 | 15 | 59.7585
2033 | 3 | 10 | 16 | 60.9695
2033 | 3 | 10 | 17 | 67.4752
2033 | 3 | 10 | 18 | 75.6956
2033 | 3 | 10 | 19 | 77.6195
2033 | 3 | 10 | 20 | 77.4993
2033 | 3 | 10 | 21 | 75.2277
2033 | 3 | 10 | 22 | 73.0561
2033 | 3 | 10 | 23 | 70.2813
2033 | 3 | 11 | 0 | 67.5878
2033 | 3 | 11 | 1 | 67.4617
2033 | 3 | 11 | 2 | 66.7411
2033 | 3 | 11 | 3 | 66.8487
2033 | 3 | 11 | 4 | 67.3887
2033 | 3 | 11 | 5 | 67.8172
2033 | 3 | 11 | 6 | 69.263
2033 | 3 | 11 | 7 | 73.1565
2033 | 3 | 11 | 8 | 76.489
2033 | 3 | 11 | 9 | 69.3711
2033 | 3 | 11 | 10 | 62.0028
2033 | 3 | 11 | 11 | 56.3732
2033 | 3 | 11 | 12 | 58.3021
2033 | 3 | 11 | 13 | 59.5414
2033 | 3 | 11 | 14 | 59.4042
2033 | 3 | 11 | 15 | 58.2434
2033 | 3 | 11 | 16 | 59.4244
2033 | 3 | 11 | 17 | 64.8276
2033 | 3 | 11 | 18 | 70.1548
2033 | 3 | 11 | 19 | 73.556
2033 | 3 | 11 | 20 | 73.879
2033 | 3 | 11 | 21 | 72.0029
2033 | 3 | 11 | 22 | 70.2575
2033 | 3 | 11 | 23 | 67.6428
2033 | 3 | 12 | 0 | 65.0081
2033 | 3 | 12 | 1 | 62.324
2033 | 3 | 12 | 2 | 61.6278
2033 | 3 | 12 | 3 | 61.486
2033 | 3 | 12 | 4 | 61.7208
2033 | 3 | 12 | 5 | 62.0106
2033 | 3 | 12 | 6 | 62.4899
2033 | 3 | 12 | 7 | 63.87
2033 | 3 | 12 | 8 | 63.9063
2033 | 3 | 12 | 9 | 58.5566
2033 | 3 | 12 | 10 | 55.1662
2033 | 3 | 12 | 11 | 51.8787
2033 | 3 | 12 | 12 | 53.0376
2033 | 3 | 12 | 13 | 55.2036
2033 | 3 | 12 | 14 | 54.1789
2033 | 3 | 12 | 15 | 52.9225
2033 | 3 | 12 | 16 | 52.5012
2033 | 3 | 12 | 17 | 55.9409
2033 | 3 | 12 | 18 | 69.6034
2033 | 3 | 12 | 19 | 70.1454
2033 | 3 | 12 | 20 | 67.5083
2033 | 3 | 12 | 21 | 64.2879
2033 | 3 | 12 | 22 | 62.0733
2033 | 3 | 12 | 23 | 60.2229
2033 | 3 | 13 | 0 | 59.3971
2033 | 3 | 13 | 1 | 55.8549
2033 | 3 | 13 | 2 | 55.7456
2033 | 3 | 13 | 3 | 55.8105
2033 | 3 | 13 | 4 | 56.2764
2033 | 3 | 13 | 5 | 57.5624
2033 | 3 | 13 | 6 | 59.1645
2033 | 3 | 13 | 7 | 60.5328
2033 | 3 | 13 | 8 | 58.6684
2033 | 3 | 13 | 9 | 52.8788
2033 | 3 | 13 | 10 | 51.2944
2033 | 3 | 13 | 11 | 47.9735
2033 | 3 | 13 | 12 | 47.4331
2033 | 3 | 13 | 13 | 49.6494
2033 | 3 | 13 | 14 | 48.5426
2033 | 3 | 13 | 15 | 48.143
2033 | 3 | 13 | 16 | 49.3824
2033 | 3 | 13 | 17 | 52.3075
2033 | 3 | 13 | 18 | 60.9451
2033 | 3 | 13 | 19 | 64.3049
2033 | 3 | 13 | 20 | 62.307
2033 | 3 | 13 | 21 | 58.7204
2033 | 3 | 13 | 22 | 55.3625
2033 | 3 | 13 | 23 | 53.0644
2033 | 3 | 14 | 0 | 53.0842
2033 | 3 | 14 | 1 | 53.5051
2033 | 3 | 14 | 2 | 53.6813
2033 | 3 | 14 | 3 | 54.1821
2033 | 3 | 14 | 4 | 54.999
2033 | 3 | 14 | 5 | 56.8134
2033 | 3 | 14 | 6 | 60.0099
2033 | 3 | 14 | 7 | 64.1578
2033 | 3 | 14 | 8 | 64.0245
2033 | 3 | 14 | 9 | 55.4416
2033 | 3 | 14 | 10 | 51.4417
2033 | 3 | 14 | 11 | 48.5871
2033 | 3 | 14 | 12 | 49.5628
2033 | 3 | 14 | 13 | 49.9883
2033 | 3 | 14 | 14 | 49.3982
2033 | 3 | 14 | 15 | 48.9868
2033 | 3 | 14 | 16 | 50.991
2033 | 3 | 14 | 17 | 54.8662
2033 | 3 | 14 | 18 | 60.8041
2033 | 3 | 14 | 19 | 63.8161
2033 | 3 | 14 | 20 | 63.1859
2033 | 3 | 14 | 21 | 60.004
2033 | 3 | 14 | 22 | 56.8036
2033 | 3 | 14 | 23 | 54.1334
2033 | 3 | 15 | 0 | 54.014
2033 | 3 | 15 | 1 | 53.0615
2033 | 3 | 15 | 2 | 52.9869
2033 | 3 | 15 | 3 | 53.2254
2033 | 3 | 15 | 4 | 53.6583
2033 | 3 | 15 | 5 | 54.4234
2033 | 3 | 15 | 6 | 54.6118
2033 | 3 | 15 | 7 | 56.3975
2033 | 3 | 15 | 8 | 55.5793
2033 | 3 | 15 | 9 | 46.3745
2033 | 3 | 15 | 10 | 40.9135
2033 | 3 | 15 | 11 | 40.187
2033 | 3 | 15 | 12 | 41.7982
2033 | 3 | 15 | 13 | 40.4918
2033 | 3 | 15 | 14 | 39.1343
2033 | 3 | 15 | 15 | 40.3519
2033 | 3 | 15 | 16 | 42.3673
2033 | 3 | 15 | 17 | 47.5342
2033 | 3 | 15 | 18 | 58.3575
2033 | 3 | 15 | 19 | 59.5913
2033 | 3 | 15 | 20 | 58.6007
2033 | 3 | 15 | 21 | 54.8943
2033 | 3 | 15 | 22 | 52.3471
2033 | 3 | 15 | 23 | 50.2032
2033 | 3 | 16 | 0 | 50.5585
2033 | 3 | 16 | 1 | 51.2023
2033 | 3 | 16 | 2 | 50.977
2033 | 3 | 16 | 3 | 51.2344
2033 | 3 | 16 | 4 | 51.8313
2033 | 3 | 16 | 5 | 53.5031
2033 | 3 | 16 | 6 | 56.4691
2033 | 3 | 16 | 7 | 60.3693
2033 | 3 | 16 | 8 | 59.3261
2033 | 3 | 16 | 9 | 50.0424
2033 | 3 | 16 | 10 | 45.6209
2033 | 3 | 16 | 11 | 42.7755
2033 | 3 | 16 | 12 | 45.8534
2033 | 3 | 16 | 13 | 47.2557
2033 | 3 | 16 | 14 | 46.3892
2033 | 3 | 16 | 15 | 45.5949
2033 | 3 | 16 | 16 | 47.5607
2033 | 3 | 16 | 17 | 52.2035
2033 | 3 | 16 | 18 | 62.3089
2033 | 3 | 16 | 19 | 61.6661
2033 | 3 | 16 | 20 | 60.1127
2033 | 3 | 16 | 21 | 56.5413
2033 | 3 | 16 | 22 | 53.2104
2033 | 3 | 16 | 23 | 50.5259
2033 | 3 | 17 | 0 | 49.175
2033 | 3 | 17 | 1 | 49.3803
2033 | 3 | 17 | 2 | 49.3511
2033 | 3 | 17 | 3 | 49.8057
2033 | 3 | 17 | 4 | 50.5991
2033 | 3 | 17 | 5 | 52.2144
2033 | 3 | 17 | 6 | 54.5972
2033 | 3 | 17 | 7 | 60.2536
2033 | 3 | 17 | 8 | 62.565
2033 | 3 | 17 | 9 | 58.7358
2033 | 3 | 17 | 10 | 54.4624
2033 | 3 | 17 | 11 | 49.9823
2033 | 3 | 17 | 12 | 48.409
2033 | 3 | 17 | 13 | 49.4807
2033 | 3 | 17 | 14 | 50.1509
2033 | 3 | 17 | 15 | 49.8004
2033 | 3 | 17 | 16 | 50.8433
2033 | 3 | 17 | 17 | 54.3917
2033 | 3 | 17 | 18 | 58.6378
2033 | 3 | 17 | 19 | 61.6168
2033 | 3 | 17 | 20 | 62.439
2033 | 3 | 17 | 21 | 60.5883
2033 | 3 | 17 | 22 | 58.557
2033 | 3 | 17 | 23 | 56.5728
2033 | 3 | 18 | 0 | 52.5806
2033 | 3 | 18 | 1 | 54.6663
2033 | 3 | 18 | 2 | 54.6472
2033 | 3 | 18 | 3 | 55.02
2033 | 3 | 18 | 4 | 55.9304
2033 | 3 | 18 | 5 | 57.2631
2033 | 3 | 18 | 6 | 58.7298
2033 | 3 | 18 | 7 | 62.569
2033 | 3 | 18 | 8 | 61.2528
2033 | 3 | 18 | 9 | 49.2432
2033 | 3 | 18 | 10 | 45.1868
2033 | 3 | 18 | 11 | 40.3075
2033 | 3 | 18 | 12 | 44.3309
2033 | 3 | 18 | 13 | 45.9052
2033 | 3 | 18 | 14 | 46.6848
2033 | 3 | 18 | 15 | 45.4303
2033 | 3 | 18 | 16 | 45.0154
2033 | 3 | 18 | 17 | 46.47
2033 | 3 | 18 | 18 | 55.6173
2033 | 3 | 18 | 19 | 62.107
2033 | 3 | 18 | 20 | 62.6553
2033 | 3 | 18 | 21 | 60.0491
2033 | 3 | 18 | 22 | 57.3559
2033 | 3 | 18 | 23 | 54.5548
2033 | 3 | 19 | 0 | 55.8699
2033 | 3 | 19 | 1 | 54.8351
2033 | 3 | 19 | 2 | 54.6651
2033 | 3 | 19 | 3 | 54.857
2033 | 3 | 19 | 4 | 55.3404
2033 | 3 | 19 | 5 | 56.665
2033 | 3 | 19 | 6 | 58.561
2033 | 3 | 19 | 7 | 60.5533
2033 | 3 | 19 | 8 | 58.5817
2033 | 3 | 19 | 9 | 51.0079
2033 | 3 | 19 | 10 | 48.9388
2033 | 3 | 19 | 11 | 45.7779
2033 | 3 | 19 | 12 | 44.4487
2033 | 3 | 19 | 13 | 45.0055
2033 | 3 | 19 | 14 | 43.3638
2033 | 3 | 19 | 15 | 43.1998
2033 | 3 | 19 | 16 | 46.1021
2033 | 3 | 19 | 17 | 50.6329
2033 | 3 | 19 | 18 | 57.034
2033 | 3 | 19 | 19 | 60.7302
2033 | 3 | 19 | 20 | 59.2439
2033 | 3 | 19 | 21 | 55.9277
2033 | 3 | 19 | 22 | 53.3908
2033 | 3 | 19 | 23 | 51.5261
2033 | 3 | 20 | 0 | 51.9389
2033 | 3 | 20 | 1 | 51.2526
2033 | 3 | 20 | 2 | 50.96
2033 | 3 | 20 | 3 | 50.9972
2033 | 3 | 20 | 4 | 51.3856
2033 | 3 | 20 | 5 | 52.4788
2033 | 3 | 20 | 6 | 53.3945
2033 | 3 | 20 | 7 | 54.9857
2033 | 3 | 20 | 8 | 54.2167
2033 | 3 | 20 | 9 | 47.3058
2033 | 3 | 20 | 10 | 44.2176
2033 | 3 | 20 | 11 | 41.3237
2033 | 3 | 20 | 12 | 43.5444
2033 | 3 | 20 | 13 | 45.5148
2033 | 3 | 20 | 14 | 45.1525
2033 | 3 | 20 | 15 | 44.9768
2033 | 3 | 20 | 16 | 47.5274
2033 | 3 | 20 | 17 | 51.9622
2033 | 3 | 20 | 18 | 59.2696
2033 | 3 | 20 | 19 | 58.6852
2033 | 3 | 20 | 20 | 56.1535
2033 | 3 | 20 | 21 | 51.9787
2033 | 3 | 20 | 22 | 48.4903
2033 | 3 | 20 | 23 | 46.2493
2033 | 3 | 21 | 0 | 48.1338
2033 | 3 | 21 | 1 | 48.1473
2033 | 3 | 21 | 2 | 48.0791
2033 | 3 | 21 | 3 | 48.4017
2033 | 3 | 21 | 4 | 49.0863
2033 | 3 | 21 | 5 | 50.9332
2033 | 3 | 21 | 6 | 54.7537
2033 | 3 | 21 | 7 | 59.039
2033 | 3 | 21 | 8 | 59.1333
2033 | 3 | 21 | 9 | 51.6725
2033 | 3 | 21 | 10 | 49.0447
2033 | 3 | 21 | 11 | 46.2714
2033 | 3 | 21 | 12 | 45.1613
2033 | 3 | 21 | 13 | 47.1648
2033 | 3 | 21 | 14 | 46.4886
2033 | 3 | 21 | 15 | 45.9385
2033 | 3 | 21 | 16 | 47.231
2033 | 3 | 21 | 17 | 50.7553
2033 | 3 | 21 | 18 | 61.569
2033 | 3 | 21 | 19 | 63.4348
2033 | 3 | 21 | 20 | 62.5435
2033 | 3 | 21 | 21 | 59.0353
2033 | 3 | 21 | 22 | 55.888
2033 | 3 | 21 | 23 | 53.4473
2033 | 3 | 22 | 0 | 50.5956
2033 | 3 | 22 | 1 | 50.537
2033 | 3 | 22 | 2 | 50.2473
2033 | 3 | 22 | 3 | 50.6026
2033 | 3 | 22 | 4 | 51.3829
2033 | 3 | 22 | 5 | 53.3397
2033 | 3 | 22 | 6 | 55.9257
2033 | 3 | 22 | 7 | 61.6372
2033 | 3 | 22 | 8 | 65.6115
2033 | 3 | 22 | 9 | 60.2331
2033 | 3 | 22 | 10 | 55.1994
2033 | 3 | 22 | 11 | 49.9944
2033 | 3 | 22 | 12 | 49.8841
2033 | 3 | 22 | 13 | 51.2397
2033 | 3 | 22 | 14 | 51.2149
2033 | 3 | 22 | 15 | 52.2132
2033 | 3 | 22 | 16 | 56.1256
2033 | 3 | 22 | 17 | 61.2924
2033 | 3 | 22 | 18 | 68.1109
2033 | 3 | 22 | 19 | 66.1808
2033 | 3 | 22 | 20 | 64.4059
2033 | 3 | 22 | 21 | 60.456
2033 | 3 | 22 | 22 | 57.056
2033 | 3 | 22 | 23 | 54.4142
2033 | 3 | 23 | 0 | 54.7654
2033 | 3 | 23 | 1 | 54.1694
2033 | 3 | 23 | 2 | 54.0503
2033 | 3 | 23 | 3 | 54.5005
2033 | 3 | 23 | 4 | 55.4509
2033 | 3 | 23 | 5 | 57.4824
2033 | 3 | 23 | 6 | 60.828
2033 | 3 | 23 | 7 | 65.9988
2033 | 3 | 23 | 8 | 68.6631
2033 | 3 | 23 | 9 | 62.8306
2033 | 3 | 23 | 10 | 58.9387
2033 | 3 | 23 | 11 | 53.226
2033 | 3 | 23 | 12 | 52.1341
2033 | 3 | 23 | 13 | 53.8723
2033 | 3 | 23 | 14 | 53.9211
2033 | 3 | 23 | 15 | 54.3404
2033 | 3 | 23 | 16 | 57.3174
2033 | 3 | 23 | 17 | 62.7012
2033 | 3 | 23 | 18 | 68.2774
2033 | 3 | 23 | 19 | 68.3227
2033 | 3 | 23 | 20 | 67.2891
2033 | 3 | 23 | 21 | 63.6022
2033 | 3 | 23 | 22 | 60.0961
2033 | 3 | 23 | 23 | 57.2456
2033 | 3 | 24 | 0 | 58.4687
2033 | 3 | 24 | 1 | 57.4163
2033 | 3 | 24 | 2 | 57.3191
2033 | 3 | 24 | 3 | 57.7181
2033 | 3 | 24 | 4 | 58.559
2033 | 3 | 24 | 5 | 60.4882
2033 | 3 | 24 | 6 | 64.123
2033 | 3 | 24 | 7 | 68.7106
2033 | 3 | 24 | 8 | 69.4025
2033 | 3 | 24 | 9 | 62.4479
2033 | 3 | 24 | 10 | 59.064
2033 | 3 | 24 | 11 | 53.8744
2033 | 3 | 24 | 12 | 53.5157
2033 | 3 | 24 | 13 | 55.5743
2033 | 3 | 24 | 14 | 55.7314
2033 | 3 | 24 | 15 | 56.0765
2033 | 3 | 24 | 16 | 58.005
2033 | 3 | 24 | 17 | 62.711
2033 | 3 | 24 | 18 | 69.6963
2033 | 3 | 24 | 19 | 69.2114
2033 | 3 | 24 | 20 | 68.0593
2033 | 3 | 24 | 21 | 64.323
2033 | 3 | 24 | 22 | 60.9267
2033 | 3 | 24 | 23 | 57.9405
2033 | 3 | 25 | 0 | 57.8636
2033 | 3 | 25 | 1 | 57.2626
2033 | 3 | 25 | 2 | 57.0062
2033 | 3 | 25 | 3 | 57.2382
2033 | 3 | 25 | 4 | 57.9189
2033 | 3 | 25 | 5 | 59.7095
2033 | 3 | 25 | 6 | 64.6337
2033 | 3 | 25 | 7 | 68.6044
2033 | 3 | 25 | 8 | 66.9491
2033 | 3 | 25 | 9 | 58.0961
2033 | 3 | 25 | 10 | 54.4187
2033 | 3 | 25 | 11 | 49.9245
2033 | 3 | 25 | 12 | 50.2322
2033 | 3 | 25 | 13 | 52.6682
2033 | 3 | 25 | 14 | 51.8161
2033 | 3 | 25 | 15 | 50.9626
2033 | 3 | 25 | 16 | 52.1733
2033 | 3 | 25 | 17 | 55.516
2033 | 3 | 25 | 18 | 63.2984
2033 | 3 | 25 | 19 | 66.5617
2033 | 3 | 25 | 20 | 66.6276
2033 | 3 | 25 | 21 | 63.8221
2033 | 3 | 25 | 22 | 61.1473
2033 | 3 | 25 | 23 | 58.4429
2033 | 3 | 26 | 0 | 56.0912
2033 | 3 | 26 | 1 | 54.4414
2033 | 3 | 26 | 2 | 54.3723
2033 | 3 | 26 | 3 | 54.5351
2033 | 3 | 26 | 4 | 55.0805
2033 | 3 | 26 | 5 | 56.5283
2033 | 3 | 26 | 6 | 58.6105
2033 | 3 | 26 | 7 | 60.3861
2033 | 3 | 26 | 8 | 57.6027
2033 | 3 | 26 | 9 | 51.4248
2033 | 3 | 26 | 10 | 50.7663
2033 | 3 | 26 | 11 | 47.7093
2033 | 3 | 26 | 12 | 51.4018
2033 | 3 | 26 | 13 | 53.2031
2033 | 3 | 26 | 14 | 52.8473
2033 | 3 | 26 | 15 | 52.7622
2033 | 3 | 26 | 16 | 55.1343
2033 | 3 | 26 | 17 | 58.5354
2033 | 3 | 26 | 18 | 66.7638
2033 | 3 | 26 | 19 | 64.9444
2033 | 3 | 26 | 20 | 61.8605
2033 | 3 | 26 | 21 | 57.6171
2033 | 3 | 26 | 22 | 54.4571
2033 | 3 | 26 | 23 | 52.4435
2033 | 3 | 27 | 0 | 52.4885
2033 | 3 | 27 | 1 | 49.2165
2033 | 3 | 27 | 2 | 48.7021
2033 | 3 | 27 | 3 | 48.5567
2033 | 3 | 27 | 4 | 48.7726
2033 | 3 | 27 | 5 | 49.7548
2033 | 3 | 27 | 6 | 51.5414
2033 | 3 | 27 | 7 | 52.9505
2033 | 3 | 27 | 8 | 52.6372
2033 | 3 | 27 | 9 | 47.8092
2033 | 3 | 27 | 10 | 46.3467
2033 | 3 | 27 | 11 | 43.0867
2033 | 3 | 27 | 12 | 47.3376
2033 | 3 | 27 | 13 | 50.6063
2033 | 3 | 27 | 14 | 50.4503
2033 | 3 | 27 | 15 | 50.2961
2033 | 3 | 27 | 16 | 53.0077
2033 | 3 | 27 | 17 | 56.7226
2033 | 3 | 27 | 18 | 64.2683
2033 | 3 | 27 | 19 | 61.6093
2033 | 3 | 27 | 20 | 58.8162
2033 | 3 | 27 | 21 | 54.4685
2033 | 3 | 27 | 22 | 50.9102
2033 | 3 | 27 | 23 | 48.8028
2033 | 3 | 28 | 0 | 45.7912
2033 | 3 | 28 | 1 | 48.225
2033 | 3 | 28 | 2 | 48.4652
2033 | 3 | 28 | 3 | 49.2495
2033 | 3 | 28 | 4 | 50.4263
2033 | 3 | 28 | 5 | 52.857
2033 | 3 | 28 | 6 | 56.4074
2033 | 3 | 28 | 7 | 60.9702
2033 | 3 | 28 | 8 | 62.3072
2033 | 3 | 28 | 9 | 56.7176
2033 | 3 | 28 | 10 | 54.1915
2033 | 3 | 28 | 11 | 49.6653
2033 | 3 | 28 | 12 | 49.3819
2033 | 3 | 28 | 13 | 51.1552
2033 | 3 | 28 | 14 | 51.9675
2033 | 3 | 28 | 15 | 52.4083
2033 | 3 | 28 | 16 | 55.2836
2033 | 3 | 28 | 17 | 59.5739
2033 | 3 | 28 | 18 | 65.9865
2033 | 3 | 28 | 19 | 68.9146
2033 | 3 | 28 | 20 | 68.9019
2033 | 3 | 28 | 21 | 65.9544
2033 | 3 | 28 | 22 | 62.635
2033 | 3 | 28 | 23 | 60.0079
2033 | 3 | 29 | 0 | 58.2646
2033 | 3 | 29 | 1 | 57.9833
2033 | 3 | 29 | 2 | 58.1413
2033 | 3 | 29 | 3 | 58.8188
2033 | 3 | 29 | 4 | 59.8514
2033 | 3 | 29 | 5 | 61.9115
2033 | 3 | 29 | 6 | 65.6222
2033 | 3 | 29 | 7 | 69.2169
2033 | 3 | 29 | 8 | 66.512
2033 | 3 | 29 | 9 | 57.7571
2033 | 3 | 29 | 10 | 55.4124
2033 | 3 | 29 | 11 | 51.5513
2033 | 3 | 29 | 12 | 52.2866
2033 | 3 | 29 | 13 | 53.3307
2033 | 3 | 29 | 14 | 52.8164
2033 | 3 | 29 | 15 | 52.4228
2033 | 3 | 29 | 16 | 53.871
2033 | 3 | 29 | 17 | 55.6667
2033 | 3 | 29 | 18 | 61.1021
2033 | 3 | 29 | 19 | 65.7532
2033 | 3 | 29 | 20 | 66.6289
2033 | 3 | 29 | 21 | 63.8196
2033 | 3 | 29 | 22 | 60.6577
2033 | 3 | 29 | 23 | 57.8551
2033 | 3 | 30 | 0 | 58.2835
2033 | 3 | 30 | 1 | 57.5205
2033 | 3 | 30 | 2 | 57.5197
2033 | 3 | 30 | 3 | 57.9716
2033 | 3 | 30 | 4 | 58.7096
2033 | 3 | 30 | 5 | 60.5641
2033 | 3 | 30 | 6 | 64.0539
2033 | 3 | 30 | 7 | 67.0334
2033 | 3 | 30 | 8 | 64.2041
2033 | 3 | 30 | 9 | 56.0273
2033 | 3 | 30 | 10 | 54.1813
2033 | 3 | 30 | 11 | 50.4305
2033 | 3 | 30 | 12 | 50.6598
2033 | 3 | 30 | 13 | 53.3215
2033 | 3 | 30 | 14 | 53.4446
2033 | 3 | 30 | 15 | 51.9868
2033 | 3 | 30 | 16 | 51.745
2033 | 3 | 30 | 17 | 54.2972
2033 | 3 | 30 | 18 | 59.9741
2033 | 3 | 30 | 19 | 63.7038
2033 | 3 | 30 | 20 | 64.1728
2033 | 3 | 30 | 21 | 61.3884
2033 | 3 | 30 | 22 | 57.9135
2033 | 3 | 30 | 23 | 54.9723
2033 | 3 | 31 | 0 | 54.0425
2033 | 3 | 31 | 1 | 54.2417
2033 | 3 | 31 | 2 | 54.0858
2033 | 3 | 31 | 3 | 54.4722
2033 | 3 | 31 | 4 | 55.1405
2033 | 3 | 31 | 5 | 57.1035
2033 | 3 | 31 | 6 | 60.2951
2033 | 3 | 31 | 7 | 63.2944
2033 | 3 | 31 | 8 | 60.8834
2033 | 3 | 31 | 9 | 54.3302
2033 | 3 | 31 | 10 | 53.0317
2033 | 3 | 31 | 11 | 49.787
2033 | 3 | 31 | 12 | 48.7024
2033 | 3 | 31 | 13 | 50.7376
2033 | 3 | 31 | 14 | 51.1551
2033 | 3 | 31 | 15 | 49.5496
2033 | 3 | 31 | 16 | 49.4362
2033 | 3 | 31 | 17 | 51.0945
2033 | 3 | 31 | 18 | 58.9933
2033 | 3 | 31 | 19 | 63.044
2033 | 3 | 31 | 20 | 63.7875
2033 | 3 | 31 | 21 | 61.4336
2033 | 3 | 31 | 22 | 58.3319
2033 | 3 | 31 | 23 | 55.5612
2033 | 4 | 1 | 0 | 53.3679
2033 | 4 | 1 | 1 | 55.0993
2033 | 4 | 1 | 2 | 54.9262
2033 | 4 | 1 | 3 | 55.1475
2033 | 4 | 1 | 4 | 55.9016
2033 | 4 | 1 | 5 | 57.7255
2033 | 4 | 1 | 6 | 61.1823
2033 | 4 | 1 | 7 | 63.9039
2033 | 4 | 1 | 8 | 60.4534
2033 | 4 | 1 | 9 | 50.963
2033 | 4 | 1 | 10 | 45.4714
2033 | 4 | 1 | 11 | 42.8533
2033 | 4 | 1 | 12 | 43.3946
2033 | 4 | 1 | 13 | 44.9415
2033 | 4 | 1 | 14 | 43.2503
2033 | 4 | 1 | 15 | 42.8777
2033 | 4 | 1 | 16 | 44.0907
2033 | 4 | 1 | 17 | 46.153
2033 | 4 | 1 | 18 | 55.0014
2033 | 4 | 1 | 19 | 59.9993
2033 | 4 | 1 | 20 | 61.5235
2033 | 4 | 1 | 21 | 58.8376
2033 | 4 | 1 | 22 | 56.3571
2033 | 4 | 1 | 23 | 53.9127
2033 | 4 | 2 | 0 | 53.5164
2033 | 4 | 2 | 1 | 51.9556
2033 | 4 | 2 | 2 | 51.7905
2033 | 4 | 2 | 3 | 51.8282
2033 | 4 | 2 | 4 | 52.3515
2033 | 4 | 2 | 5 | 53.5732
2033 | 4 | 2 | 6 | 55.9237
2033 | 4 | 2 | 7 | 56.8264
2033 | 4 | 2 | 8 | 53.8878
2033 | 4 | 2 | 9 | 46.5349
2033 | 4 | 2 | 10 | 42.8612
2033 | 4 | 2 | 11 | 40.4077
2033 | 4 | 2 | 12 | 42.6148
2033 | 4 | 2 | 13 | 44.4693
2033 | 4 | 2 | 14 | 42.8677
2033 | 4 | 2 | 15 | 43.458
2033 | 4 | 2 | 16 | 45.69
2033 | 4 | 2 | 17 | 48.9522
2033 | 4 | 2 | 18 | 59.7467
2033 | 4 | 2 | 19 | 59.2284
2033 | 4 | 2 | 20 | 57.7006
2033 | 4 | 2 | 21 | 53.5606
2033 | 4 | 2 | 22 | 50.6806
2033 | 4 | 2 | 23 | 48.8611
2033 | 4 | 3 | 0 | 49.3883
2033 | 4 | 3 | 1 | 49.899
2033 | 4 | 3 | 2 | 49.6106
2033 | 4 | 3 | 3 | 49.6102
2033 | 4 | 3 | 4 | 50.1423
2033 | 4 | 3 | 5 | 51.3037
2033 | 4 | 3 | 6 | 51.9578
2033 | 4 | 3 | 7 | 53.3097
2033 | 4 | 3 | 8 | 55.2726
2033 | 4 | 3 | 9 | 52.3525
2033 | 4 | 3 | 10 | 48.475
2033 | 4 | 3 | 11 | 44.7769
2033 | 4 | 3 | 12 | 43.5704
2033 | 4 | 3 | 13 | 45.1091
2033 | 4 | 3 | 14 | 44.7075
2033 | 4 | 3 | 15 | 46.0524
2033 | 4 | 3 | 16 | 50.3145
2033 | 4 | 3 | 17 | 55.0249
2033 | 4 | 3 | 18 | 57.8905
2033 | 4 | 3 | 19 | 59.9025
2033 | 4 | 3 | 20 | 59.6949
2033 | 4 | 3 | 21 | 56.0654
2033 | 4 | 3 | 22 | 52.9815
2033 | 4 | 3 | 23 | 50.9941
2033 | 4 | 4 | 0 | 50.6454
2033 | 4 | 4 | 1 | 51.1288
2033 | 4 | 4 | 2 | 51.3995
2033 | 4 | 4 | 3 | 51.9688
2033 | 4 | 4 | 4 | 52.9799
2033 | 4 | 4 | 5 | 55.0971
2033 | 4 | 4 | 6 | 58.26
2033 | 4 | 4 | 7 | 61.3054
2033 | 4 | 4 | 8 | 60.2527
2033 | 4 | 4 | 9 | 52.7808
2033 | 4 | 4 | 10 | 48.4174
2033 | 4 | 4 | 11 | 45.7453
2033 | 4 | 4 | 12 | 44.6621
2033 | 4 | 4 | 13 | 46.3484
2033 | 4 | 4 | 14 | 45.3947
2033 | 4 | 4 | 15 | 46.0038
2033 | 4 | 4 | 16 | 47.5562
2033 | 4 | 4 | 17 | 50.4846
2033 | 4 | 4 | 18 | 63.2564
2033 | 4 | 4 | 19 | 63.589
2033 | 4 | 4 | 20 | 63.5496
2033 | 4 | 4 | 21 | 59.7428
2033 | 4 | 4 | 22 | 56.1643
2033 | 4 | 4 | 23 | 53.5076
2033 | 4 | 5 | 0 | 53.8169
2033 | 4 | 5 | 1 | 52.661
2033 | 4 | 5 | 2 | 52.4781
2033 | 4 | 5 | 3 | 52.7989
2033 | 4 | 5 | 4 | 53.5811
2033 | 4 | 5 | 5 | 55.4984
2033 | 4 | 5 | 6 | 59.1427
2033 | 4 | 5 | 7 | 63.0157
2033 | 4 | 5 | 8 | 64.9694
2033 | 4 | 5 | 9 | 60.3513
2033 | 4 | 5 | 10 | 54.6719
2033 | 4 | 5 | 11 | 50.4084
2033 | 4 | 5 | 12 | 50.4532
2033 | 4 | 5 | 13 | 51.5525
2033 | 4 | 5 | 14 | 51.3221
2033 | 4 | 5 | 15 | 52.8879
2033 | 4 | 5 | 16 | 56.3577
2033 | 4 | 5 | 17 | 60.1472
2033 | 4 | 5 | 18 | 63.9314
2033 | 4 | 5 | 19 | 62.5462
2033 | 4 | 5 | 20 | 62.2023
2033 | 4 | 5 | 21 | 58.2919
2033 | 4 | 5 | 22 | 54.5591
2033 | 4 | 5 | 23 | 51.7214
2033 | 4 | 6 | 0 | 53.5883
2033 | 4 | 6 | 1 | 53.8869
2033 | 4 | 6 | 2 | 53.7495
2033 | 4 | 6 | 3 | 54.0922
2033 | 4 | 6 | 4 | 54.9439
2033 | 4 | 6 | 5 | 56.9278
2033 | 4 | 6 | 6 | 60.4607
2033 | 4 | 6 | 7 | 64.4017
2033 | 4 | 6 | 8 | 67.7637
2033 | 4 | 6 | 9 | 64.409
2033 | 4 | 6 | 10 | 58.6852
2033 | 4 | 6 | 11 | 53.658
2033 | 4 | 6 | 12 | 53.5172
2033 | 4 | 6 | 13 | 54.8485
2033 | 4 | 6 | 14 | 54.7109
2033 | 4 | 6 | 15 | 55.9961
2033 | 4 | 6 | 16 | 59.6903
2033 | 4 | 6 | 17 | 64.7026
2033 | 4 | 6 | 18 | 67.5675
2033 | 4 | 6 | 19 | 66.254
2033 | 4 | 6 | 20 | 66.0479
2033 | 4 | 6 | 21 | 62.3773
2033 | 4 | 6 | 22 | 58.5684
2033 | 4 | 6 | 23 | 55.6908
2033 | 4 | 7 | 0 | 55.8004
2033 | 4 | 7 | 1 | 55.9961
2033 | 4 | 7 | 2 | 55.8511
2033 | 4 | 7 | 3 | 56.1648
2033 | 4 | 7 | 4 | 56.9777
2033 | 4 | 7 | 5 | 58.9767
2033 | 4 | 7 | 6 | 63.3746
2033 | 4 | 7 | 7 | 66.1579
2033 | 4 | 7 | 8 | 65.3621
2033 | 4 | 7 | 9 | 59.7995
2033 | 4 | 7 | 10 | 55.6825
2033 | 4 | 7 | 11 | 51.7516
2033 | 4 | 7 | 12 | 49.0248
2033 | 4 | 7 | 13 | 50.501
2033 | 4 | 7 | 14 | 49.783
2033 | 4 | 7 | 15 | 50.1579
2033 | 4 | 7 | 16 | 51.4694
2033 | 4 | 7 | 17 | 53.9226
2033 | 4 | 7 | 18 | 62.0101
2033 | 4 | 7 | 19 | 65.3637
2033 | 4 | 7 | 20 | 66.7617
2033 | 4 | 7 | 21 | 64.041
2033 | 4 | 7 | 22 | 60.9204
2033 | 4 | 7 | 23 | 58.1317
2033 | 4 | 8 | 0 | 56.6615
2033 | 4 | 8 | 1 | 56.6074
2033 | 4 | 8 | 2 | 56.4643
2033 | 4 | 8 | 3 | 56.7354
2033 | 4 | 8 | 4 | 57.5018
2033 | 4 | 8 | 5 | 59.415
2033 | 4 | 8 | 6 | 62.8307
2033 | 4 | 8 | 7 | 65.587
2033 | 4 | 8 | 8 | 64.5322
2033 | 4 | 8 | 9 | 58.4915
2033 | 4 | 8 | 10 | 53.4171
2033 | 4 | 8 | 11 | 49.5931
2033 | 4 | 8 | 12 | 50.0909
2033 | 4 | 8 | 13 | 51.3219
2033 | 4 | 8 | 14 | 50.6658
2033 | 4 | 8 | 15 | 50.7133
2033 | 4 | 8 | 16 | 52.7537
2033 | 4 | 8 | 17 | 55.208
2033 | 4 | 8 | 18 | 64.3574
2033 | 4 | 8 | 19 | 63.4351
2033 | 4 | 8 | 20 | 63.232
2033 | 4 | 8 | 21 | 59.9423
2033 | 4 | 8 | 22 | 56.6646
2033 | 4 | 8 | 23 | 53.8121
2033 | 4 | 9 | 0 | 54.7825
2033 | 4 | 9 | 1 | 53.1977
2033 | 4 | 9 | 2 | 52.9659
2033 | 4 | 9 | 3 | 52.9597
2033 | 4 | 9 | 4 | 53.4402
2033 | 4 | 9 | 5 | 54.8669
2033 | 4 | 9 | 6 | 56.2711
2033 | 4 | 9 | 7 | 57.9489
2033 | 4 | 9 | 8 | 60.1636
2033 | 4 | 9 | 9 | 59.5015
2033 | 4 | 9 | 10 | 56.2416
2033 | 4 | 9 | 11 | 52.3912
2033 | 4 | 9 | 12 | 49.9194
2033 | 4 | 9 | 13 | 50.7957
2033 | 4 | 9 | 14 | 50.0768
2033 | 4 | 9 | 15 | 50.9086
2033 | 4 | 9 | 16 | 53.9383
2033 | 4 | 9 | 17 | 56.6875
2033 | 4 | 9 | 18 | 61.0083
2033 | 4 | 9 | 19 | 60.7731
2033 | 4 | 9 | 20 | 59.3602
2033 | 4 | 9 | 21 | 55.6636
2033 | 4 | 9 | 22 | 52.5355
2033 | 4 | 9 | 23 | 50.5474
2033 | 4 | 10 | 0 | 51.9071
2033 | 4 | 10 | 1 | 52.3744
2033 | 4 | 10 | 2 | 52.3539
2033 | 4 | 10 | 3 | 52.5538
2033 | 4 | 10 | 4 | 53.2063
2033 | 4 | 10 | 5 | 54.597
2033 | 4 | 10 | 6 | 55.7619
2033 | 4 | 10 | 7 | 56.1821
2033 | 4 | 10 | 8 | 55.8353
2033 | 4 | 10 | 9 | 51.8934
2033 | 4 | 10 | 10 | 48.0655
2033 | 4 | 10 | 11 | 45.0413
2033 | 4 | 10 | 12 | 48.4832
2033 | 4 | 10 | 13 | 49.9879
2033 | 4 | 10 | 14 | 49.6786
2033 | 4 | 10 | 15 | 50.7605
2033 | 4 | 10 | 16 | 54.1209
2033 | 4 | 10 | 17 | 57.6418
2033 | 4 | 10 | 18 | 60.3581
2033 | 4 | 10 | 19 | 60.9231
2033 | 4 | 10 | 20 | 60.2647
2033 | 4 | 10 | 21 | 56.7474
2033 | 4 | 10 | 22 | 53.2228
2033 | 4 | 10 | 23 | 50.9686
2033 | 4 | 11 | 0 | 51.3664
2033 | 4 | 11 | 1 | 51.8748
2033 | 4 | 11 | 2 | 52.1827
2033 | 4 | 11 | 3 | 52.7586
2033 | 4 | 11 | 4 | 53.7274
2033 | 4 | 11 | 5 | 55.8204
2033 | 4 | 11 | 6 | 58.5438
2033 | 4 | 11 | 7 | 61.6932
2033 | 4 | 11 | 8 | 62.8715
2033 | 4 | 11 | 9 | 57.5151
2033 | 4 | 11 | 10 | 52.0991
2033 | 4 | 11 | 11 | 49.251
2033 | 4 | 11 | 12 | 51.2598
2033 | 4 | 11 | 13 | 52.3233
2033 | 4 | 11 | 14 | 51.9254
2033 | 4 | 11 | 15 | 52.6795
2033 | 4 | 11 | 16 | 54.7326
2033 | 4 | 11 | 17 | 57.6251
2033 | 4 | 11 | 18 | 63.9255
2033 | 4 | 11 | 19 | 62.8535
2033 | 4 | 11 | 20 | 62.6533
2033 | 4 | 11 | 21 | 59.1456
2033 | 4 | 11 | 22 | 55.4035
2033 | 4 | 11 | 23 | 52.597
2033 | 4 | 12 | 0 | 52.6445
2033 | 4 | 12 | 1 | 52.3901
2033 | 4 | 12 | 2 | 52.2678
2033 | 4 | 12 | 3 | 52.6164
2033 | 4 | 12 | 4 | 53.356
2033 | 4 | 12 | 5 | 55.2607
2033 | 4 | 12 | 6 | 57.9666
2033 | 4 | 12 | 7 | 61.1988
2033 | 4 | 12 | 8 | 62.6955
2033 | 4 | 12 | 9 | 58.8671
2033 | 4 | 12 | 10 | 53.6632
2033 | 4 | 12 | 11 | 49.9761
2033 | 4 | 12 | 12 | 51.0974
2033 | 4 | 12 | 13 | 52.175
2033 | 4 | 12 | 14 | 51.7874
2033 | 4 | 12 | 15 | 52.9026
2033 | 4 | 12 | 16 | 55.855
2033 | 4 | 12 | 17 | 58.0261
2033 | 4 | 12 | 18 | 58.1386
2033 | 4 | 12 | 19 | 60.3514
2033 | 4 | 12 | 20 | 61.3074
2033 | 4 | 12 | 21 | 58.5755
2033 | 4 | 12 | 22 | 55.344
2033 | 4 | 12 | 23 | 52.684
2033 | 4 | 13 | 0 | 50.9273
2033 | 4 | 13 | 1 | 50.6426
2033 | 4 | 13 | 2 | 50.4392
2033 | 4 | 13 | 3 | 50.6646
2033 | 4 | 13 | 4 | 51.3035
2033 | 4 | 13 | 5 | 53.1563
2033 | 4 | 13 | 6 | 54.8952
2033 | 4 | 13 | 7 | 57.8136
2033 | 4 | 13 | 8 | 59.4748
2033 | 4 | 13 | 9 | 56.2215
2033 | 4 | 13 | 10 | 51.4005
2033 | 4 | 13 | 11 | 48.22
2033 | 4 | 13 | 12 | 50.3072
2033 | 4 | 13 | 13 | 51.6865
2033 | 4 | 13 | 14 | 51.388
2033 | 4 | 13 | 15 | 51.6634
2033 | 4 | 13 | 16 | 53.9321
2033 | 4 | 13 | 17 | 57.1112
2033 | 4 | 13 | 18 | 60.8205
2033 | 4 | 13 | 19 | 57.8819
2033 | 4 | 13 | 20 | 57.2619
2033 | 4 | 13 | 21 | 53.848
2033 | 4 | 13 | 22 | 50.032
2033 | 4 | 13 | 23 | 47.1787
2033 | 4 | 14 | 0 | 48.3943
2033 | 4 | 14 | 1 | 46.7209
2033 | 4 | 14 | 2 | 46.3868
2033 | 4 | 14 | 3 | 46.5958
2033 | 4 | 14 | 4 | 47.281
2033 | 4 | 14 | 5 | 49.3505
2033 | 4 | 14 | 6 | 52.5818
2033 | 4 | 14 | 7 | 56.0538
2033 | 4 | 14 | 8 | 59.614
2033 | 4 | 14 | 9 | 58.4714
2033 | 4 | 14 | 10 | 53.6825
2033 | 4 | 14 | 11 | 49.6112
2033 | 4 | 14 | 12 | 48.378
2033 | 4 | 14 | 13 | 49.5868
2033 | 4 | 14 | 14 | 49.8497
2033 | 4 | 14 | 15 | 50.6945
2033 | 4 | 14 | 16 | 53.3192
2033 | 4 | 14 | 17 | 56.4596
2033 | 4 | 14 | 18 | 61.9622
2033 | 4 | 14 | 19 | 58.914
2033 | 4 | 14 | 20 | 58.1656
2033 | 4 | 14 | 21 | 54.9229
2033 | 4 | 14 | 22 | 51.3075
2033 | 4 | 14 | 23 | 48.4347
2033 | 4 | 15 | 0 | 49.1296
2033 | 4 | 15 | 1 | 48.5367
2033 | 4 | 15 | 2 | 48.2292
2033 | 4 | 15 | 3 | 48.4437
2033 | 4 | 15 | 4 | 49.2121
2033 | 4 | 15 | 5 | 51.2983
2033 | 4 | 15 | 6 | 54.278
2033 | 4 | 15 | 7 | 58.1904
2033 | 4 | 15 | 8 | 62.8563
2033 | 4 | 15 | 9 | 62.2768
2033 | 4 | 15 | 10 | 56.7566
2033 | 4 | 15 | 11 | 51.7217
2033 | 4 | 15 | 12 | 51.8756
2033 | 4 | 15 | 13 | 52.7715
2033 | 4 | 15 | 14 | 52.1056
2033 | 4 | 15 | 15 | 53.352
2033 | 4 | 15 | 16 | 57.8088
2033 | 4 | 15 | 17 | 62.1127
2033 | 4 | 15 | 18 | 62.9397
2033 | 4 | 15 | 19 | 59.0656
2033 | 4 | 15 | 20 | 57.9601
2033 | 4 | 15 | 21 | 54.6967
2033 | 4 | 15 | 22 | 51.2974
2033 | 4 | 15 | 23 | 48.4119
2033 | 4 | 16 | 0 | 50.7125
2033 | 4 | 16 | 1 | 48.8158
2033 | 4 | 16 | 2 | 48.4135
2033 | 4 | 16 | 3 | 48.393
2033 | 4 | 16 | 4 | 48.789
2033 | 4 | 16 | 5 | 50.0402
2033 | 4 | 16 | 6 | 51.9296
2033 | 4 | 16 | 7 | 53.0247
2033 | 4 | 16 | 8 | 55.46
2033 | 4 | 16 | 9 | 55.6516
2033 | 4 | 16 | 10 | 53.3359
2033 | 4 | 16 | 11 | 49.4104
2033 | 4 | 16 | 12 | 45.7499
2033 | 4 | 16 | 13 | 46.0948
2033 | 4 | 16 | 14 | 45.3772
2033 | 4 | 16 | 15 | 46.0532
2033 | 4 | 16 | 16 | 49.3774
2033 | 4 | 16 | 17 | 52.1678
2033 | 4 | 16 | 18 | 53.4295
2033 | 4 | 16 | 19 | 54.0858
2033 | 4 | 16 | 20 | 53.2795
2033 | 4 | 16 | 21 | 50.2846
2033 | 4 | 16 | 22 | 47.4368
2033 | 4 | 16 | 23 | 45.4967
2033 | 4 | 17 | 0 | 47.0528
2033 | 4 | 17 | 1 | 46.5552
2033 | 4 | 17 | 2 | 46.2805
2033 | 4 | 17 | 3 | 46.3372
2033 | 4 | 17 | 4 | 46.8201
2033 | 4 | 17 | 5 | 48.0069
2033 | 4 | 17 | 6 | 49.5962
2033 | 4 | 17 | 7 | 49.2089
2033 | 4 | 17 | 8 | 49.0018
2033 | 4 | 17 | 9 | 47.4731
2033 | 4 | 17 | 10 | 45.6465
2033 | 4 | 17 | 11 | 42.8339
2033 | 4 | 17 | 12 | 45.8923
2033 | 4 | 17 | 13 | 47.0398
2033 | 4 | 17 | 14 | 46.6215
2033 | 4 | 17 | 15 | 47.9128
2033 | 4 | 17 | 16 | 52.35
2033 | 4 | 17 | 17 | 56.7182
2033 | 4 | 17 | 18 | 60.9106
2033 | 4 | 17 | 19 | 56.0781
2033 | 4 | 17 | 20 | 53.9644
2033 | 4 | 17 | 21 | 50.1822
2033 | 4 | 17 | 22 | 46.4828
2033 | 4 | 17 | 23 | 44.195
2033 | 4 | 18 | 0 | 44.6129
2033 | 4 | 18 | 1 | 45.6689
2033 | 4 | 18 | 2 | 45.7088
2033 | 4 | 18 | 3 | 46.1319
2033 | 4 | 18 | 4 | 47.0078
2033 | 4 | 18 | 5 | 49.1983
2033 | 4 | 18 | 6 | 52.1159
2033 | 4 | 18 | 7 | 55.4598
2033 | 4 | 18 | 8 | 59.432
2033 | 4 | 18 | 9 | 59.0524
2033 | 4 | 18 | 10 | 55.3661
2033 | 4 | 18 | 11 | 51.6638
2033 | 4 | 18 | 12 | 52.1325
2033 | 4 | 18 | 13 | 53.2044
2033 | 4 | 18 | 14 | 53.0831
2033 | 4 | 18 | 15 | 54.5882
2033 | 4 | 18 | 16 | 57.9788
2033 | 4 | 18 | 17 | 61.6967
2033 | 4 | 18 | 18 | 65.1839
2033 | 4 | 18 | 19 | 62.1727
2033 | 4 | 18 | 20 | 61.2908
2033 | 4 | 18 | 21 | 58.016
2033 | 4 | 18 | 22 | 54.301
2033 | 4 | 18 | 23 | 51.5572
2033 | 4 | 19 | 0 | 50.1066
2033 | 4 | 19 | 1 | 49.4655
2033 | 4 | 19 | 2 | 49.2514
2033 | 4 | 19 | 3 | 49.564
2033 | 4 | 19 | 4 | 50.3163
2033 | 4 | 19 | 5 | 52.3361
2033 | 4 | 19 | 6 | 55.7932
2033 | 4 | 19 | 7 | 58.1626
2033 | 4 | 19 | 8 | 58.281
2033 | 4 | 19 | 9 | 56.515
2033 | 4 | 19 | 10 | 54.4811
2033 | 4 | 19 | 11 | 50.7593
2033 | 4 | 19 | 12 | 47.1385
2033 | 4 | 19 | 13 | 48.3708
2033 | 4 | 19 | 14 | 47.6041
2033 | 4 | 19 | 15 | 48.2092
2033 | 4 | 19 | 16 | 49.7774
2033 | 4 | 19 | 17 | 50.4951
2033 | 4 | 19 | 18 | 54.6242
2033 | 4 | 19 | 19 | 58.102
2033 | 4 | 19 | 20 | 59.4131
2033 | 4 | 19 | 21 | 57.2813
2033 | 4 | 19 | 22 | 54.2343
2033 | 4 | 19 | 23 | 51.6
2033 | 4 | 20 | 0 | 50.065
2033 | 4 | 20 | 1 | 48.7295
2033 | 4 | 20 | 2 | 48.5908
2033 | 4 | 20 | 3 | 48.8814
2033 | 4 | 20 | 4 | 49.5745
2033 | 4 | 20 | 5 | 51.5223
2033 | 4 | 20 | 6 | 55.2436
2033 | 4 | 20 | 7 | 56.2797
2033 | 4 | 20 | 8 | 52.4989
2033 | 4 | 20 | 9 | 47.2405
2033 | 4 | 20 | 10 | 45.1
2033 | 4 | 20 | 11 | 43.1409
2033 | 4 | 20 | 12 | 46.0883
2033 | 4 | 20 | 13 | 47.9592
2033 | 4 | 20 | 14 | 47.3405
2033 | 4 | 20 | 15 | 46.9114
2033 | 4 | 20 | 16 | 47.1933
2033 | 4 | 20 | 17 | 48.427
2033 | 4 | 20 | 18 | 59.1795
2033 | 4 | 20 | 19 | 57.4445
2033 | 4 | 20 | 20 | 57.1169
2033 | 4 | 20 | 21 | 54.2929
2033 | 4 | 20 | 22 | 50.6666
2033 | 4 | 20 | 23 | 47.83
2033 | 4 | 21 | 0 | 46.3354
2033 | 4 | 21 | 1 | 45.1854
2033 | 4 | 21 | 2 | 44.8311
2033 | 4 | 21 | 3 | 44.9565
2033 | 4 | 21 | 4 | 45.5217
2033 | 4 | 21 | 5 | 47.5075
2033 | 4 | 21 | 6 | 50.9404
2033 | 4 | 21 | 7 | 53.3413
2033 | 4 | 21 | 8 | 54.4997
2033 | 4 | 21 | 9 | 52.963
2033 | 4 | 21 | 10 | 51.1811
2033 | 4 | 21 | 11 | 48.9265
2033 | 4 | 21 | 12 | 46.7328
2033 | 4 | 21 | 13 | 48.2768
2033 | 4 | 21 | 14 | 48.9199
2033 | 4 | 21 | 15 | 48.5924
2033 | 4 | 21 | 16 | 48.2295
2033 | 4 | 21 | 17 | 49.8459
2033 | 4 | 21 | 18 | 54.7434
2033 | 4 | 21 | 19 | 53.4977
2033 | 4 | 21 | 20 | 53.1568
2033 | 4 | 21 | 21 | 50.5596
2033 | 4 | 21 | 22 | 47.1236
2033 | 4 | 21 | 23 | 44.2099
2033 | 4 | 22 | 0 | 43.8444
2033 | 4 | 22 | 1 | 41.8439
2033 | 4 | 22 | 2 | 41.3728
2033 | 4 | 22 | 3 | 41.3323
2033 | 4 | 22 | 4 | 41.8255
2033 | 4 | 22 | 5 | 43.685
2033 | 4 | 22 | 6 | 46.4086
2033 | 4 | 22 | 7 | 50.0835
2033 | 4 | 22 | 8 | 55.231
2033 | 4 | 22 | 9 | 55.1575
2033 | 4 | 22 | 10 | 50.1034
2033 | 4 | 22 | 11 | 46.007
2033 | 4 | 22 | 12 | 47.8699
2033 | 4 | 22 | 13 | 48.8947
2033 | 4 | 22 | 14 | 48.3778
2033 | 4 | 22 | 15 | 48.1256
2033 | 4 | 22 | 16 | 50.4393
2033 | 4 | 22 | 17 | 52.6515
2033 | 4 | 22 | 18 | 52.23
2033 | 4 | 22 | 19 | 51.1744
2033 | 4 | 22 | 20 | 50.4266
2033 | 4 | 22 | 21 | 48.0852
2033 | 4 | 22 | 22 | 45.1329
2033 | 4 | 22 | 23 | 42.5763
2033 | 4 | 23 | 0 | 42.2919
2033 | 4 | 23 | 1 | 44.0837
2033 | 4 | 23 | 2 | 42.8991
2033 | 4 | 23 | 3 | 42.5308
2033 | 4 | 23 | 4 | 42.3497
2033 | 4 | 23 | 5 | 42.0098
2033 | 4 | 23 | 6 | 39.097
2033 | 4 | 23 | 7 | 38.5055
2033 | 4 | 23 | 8 | 46.2782
2033 | 4 | 23 | 9 | 47.5269
2033 | 4 | 23 | 10 | 42.2091
2033 | 4 | 23 | 11 | 37.0303
2033 | 4 | 23 | 12 | 37.3406
2033 | 4 | 23 | 13 | 38.0235
2033 | 4 | 23 | 14 | 39.8608
2033 | 4 | 23 | 15 | 41.3097
2033 | 4 | 23 | 16 | 44.3618
2033 | 4 | 23 | 17 | 48.4392
2033 | 4 | 23 | 18 | 49.8252
2033 | 4 | 23 | 19 | 47.0801
2033 | 4 | 23 | 20 | 45.7348
2033 | 4 | 23 | 21 | 42.7495
2033 | 4 | 23 | 22 | 39.8081
2033 | 4 | 23 | 23 | 38.2969
2033 | 4 | 24 | 0 | 40.1146
2033 | 4 | 24 | 1 | 39.44
2033 | 4 | 24 | 2 | 39.0015
2033 | 4 | 24 | 3 | 38.8945
2033 | 4 | 24 | 4 | 39.3182
2033 | 4 | 24 | 5 | 40.2302
2033 | 4 | 24 | 6 | 40.2308
2033 | 4 | 24 | 7 | 40.5245
2033 | 4 | 24 | 8 | 44.1428
2033 | 4 | 24 | 9 | 44.5024
2033 | 4 | 24 | 10 | 41.1809
2033 | 4 | 24 | 11 | 37.6551
2033 | 4 | 24 | 12 | 40.7439
2033 | 4 | 24 | 13 | 42.0393
2033 | 4 | 24 | 14 | 41.474
2033 | 4 | 24 | 15 | 42.5543
2033 | 4 | 24 | 16 | 47.4008
2033 | 4 | 24 | 17 | 53.0368
2033 | 4 | 24 | 18 | 56.8166
2033 | 4 | 24 | 19 | 51.2069
2033 | 4 | 24 | 20 | 49.2548
2033 | 4 | 24 | 21 | 45.7757
2033 | 4 | 24 | 22 | 42.1363
2033 | 4 | 24 | 23 | 39.7144
2033 | 4 | 25 | 0 | 39.9084
2033 | 4 | 25 | 1 | 40.4581
2033 | 4 | 25 | 2 | 40.6342
2033 | 4 | 25 | 3 | 41.1877
2033 | 4 | 25 | 4 | 42.1201
2033 | 4 | 25 | 5 | 44.4195
2033 | 4 | 25 | 6 | 46.726
2033 | 4 | 25 | 7 | 50.0189
2033 | 4 | 25 | 8 | 56.1649
2033 | 4 | 25 | 9 | 58.4145
2033 | 4 | 25 | 10 | 54.6347
2033 | 4 | 25 | 11 | 49.9114
2033 | 4 | 25 | 12 | 51.1148
2033 | 4 | 25 | 13 | 51.868
2033 | 4 | 25 | 14 | 51.3703
2033 | 4 | 25 | 15 | 53.0282
2033 | 4 | 25 | 16 | 57.5462
2033 | 4 | 25 | 17 | 61.5614
2033 | 4 | 25 | 18 | 65.8071
2033 | 4 | 25 | 19 | 60.4622
2033 | 4 | 25 | 20 | 58.7617
2033 | 4 | 25 | 21 | 55.5294
2033 | 4 | 25 | 22 | 51.6362
2033 | 4 | 25 | 23 | 48.8216
2033 | 4 | 26 | 0 | 45.9442
2033 | 4 | 26 | 1 | 47.8671
2033 | 4 | 26 | 2 | 47.8238
2033 | 4 | 26 | 3 | 48.2928
2033 | 4 | 26 | 4 | 49.1625
2033 | 4 | 26 | 5 | 51.3053
2033 | 4 | 26 | 6 | 54.2357
2033 | 4 | 26 | 7 | 55.6916
2033 | 4 | 26 | 8 | 53.6021
2033 | 4 | 26 | 9 | 50.7564
2033 | 4 | 26 | 10 | 48.9642
2033 | 4 | 26 | 11 | 45.9287
2033 | 4 | 26 | 12 | 51.824
2033 | 4 | 26 | 13 | 52.8921
2033 | 4 | 26 | 14 | 52.6876
2033 | 4 | 26 | 15 | 54.3595
2033 | 4 | 26 | 16 | 57.3173
2033 | 4 | 26 | 17 | 59.865
2033 | 4 | 26 | 18 | 61.074
2033 | 4 | 26 | 19 | 58.2918
2033 | 4 | 26 | 20 | 57.7239
2033 | 4 | 26 | 21 | 55.0617
2033 | 4 | 26 | 22 | 51.5396
2033 | 4 | 26 | 23 | 48.623
2033 | 4 | 27 | 0 | 47.7186
2033 | 4 | 27 | 1 | 47.7607
2033 | 4 | 27 | 2 | 47.5887
2033 | 4 | 27 | 3 | 47.8798
2033 | 4 | 27 | 4 | 48.5966
2033 | 4 | 27 | 5 | 50.6045
2033 | 4 | 27 | 6 | 51.8475
2033 | 4 | 27 | 7 | 54.5133
2033 | 4 | 27 | 8 | 58.3663
2033 | 4 | 27 | 9 | 59.517
2033 | 4 | 27 | 10 | 55.8018
2033 | 4 | 27 | 11 | 51.5692
2033 | 4 | 27 | 12 | 52.6313
2033 | 4 | 27 | 13 | 54.1926
2033 | 4 | 27 | 14 | 54.0849
2033 | 4 | 27 | 15 | 54.8731
2033 | 4 | 27 | 16 | 56.9127
2033 | 4 | 27 | 17 | 60.1654
2033 | 4 | 27 | 18 | 62.1363
2033 | 4 | 27 | 19 | 57.6435
2033 | 4 | 27 | 20 | 56.4651
2033 | 4 | 27 | 21 | 53.6364
2033 | 4 | 27 | 22 | 49.7929
2033 | 4 | 27 | 23 | 46.771
2033 | 4 | 28 | 0 | 46.4005
2033 | 4 | 28 | 1 | 45.9383
2033 | 4 | 28 | 2 | 45.5258
2033 | 4 | 28 | 3 | 45.6418
2033 | 4 | 28 | 4 | 46.2128
2033 | 4 | 28 | 5 | 48.2442
2033 | 4 | 28 | 6 | 50.8448
2033 | 4 | 28 | 7 | 53.1805
2033 | 4 | 28 | 8 | 55.9734
2033 | 4 | 28 | 9 | 57.0933
2033 | 4 | 28 | 10 | 54.2666
2033 | 4 | 28 | 11 | 50.4786
2033 | 4 | 28 | 12 | 50.5528
2033 | 4 | 28 | 13 | 52.0824
2033 | 4 | 28 | 14 | 51.7163
2033 | 4 | 28 | 15 | 52.5317
2033 | 4 | 28 | 16 | 54.5564
2033 | 4 | 28 | 17 | 56.7631
2033 | 4 | 28 | 18 | 64.5543
2033 | 4 | 28 | 19 | 59.457
2033 | 4 | 28 | 20 | 58.0596
2033 | 4 | 28 | 21 | 55.399
2033 | 4 | 28 | 22 | 51.9178
2033 | 4 | 28 | 23 | 49.0517
2033 | 4 | 29 | 0 | 46.1703
2033 | 4 | 29 | 1 | 48.8791
2033 | 4 | 29 | 2 | 48.6237
2033 | 4 | 29 | 3 | 48.9841
2033 | 4 | 29 | 4 | 49.9201
2033 | 4 | 29 | 5 | 52.3437
2033 | 4 | 29 | 6 | 56.0352
2033 | 4 | 29 | 7 | 57.9646
2033 | 4 | 29 | 8 | 58.116
2033 | 4 | 29 | 9 | 58.3601
2033 | 4 | 29 | 10 | 56.4072
2033 | 4 | 29 | 11 | 51.9115
2033 | 4 | 29 | 12 | 52.4945
2033 | 4 | 29 | 13 | 53.5281
2033 | 4 | 29 | 14 | 53.4035
2033 | 4 | 29 | 15 | 54.0252
2033 | 4 | 29 | 16 | 56.6953
2033 | 4 | 29 | 17 | 58.3972
2033 | 4 | 29 | 18 | 53.8922
2033 | 4 | 29 | 19 | 58.2011
2033 | 4 | 29 | 20 | 59.7358
2033 | 4 | 29 | 21 | 58.6414
2033 | 4 | 29 | 22 | 55.858
2033 | 4 | 29 | 23 | 52.9111
2033 | 4 | 30 | 0 | 52.8328
2033 | 4 | 30 | 1 | 54.5604
2033 | 4 | 30 | 2 | 54.2117
2033 | 4 | 30 | 3 | 54.3184
2033 | 4 | 30 | 4 | 54.8002
2033 | 4 | 30 | 5 | 56.169
2033 | 4 | 30 | 6 | 58.6274
2033 | 4 | 30 | 7 | 57.1817
2033 | 4 | 30 | 8 | 53.4435
2033 | 4 | 30 | 9 | 51.7838
2033 | 4 | 30 | 10 | 52.3921
2033 | 4 | 30 | 11 | 49.4291
2033 | 4 | 30 | 12 | 52.1013
2033 | 4 | 30 | 13 | 52.9668
2033 | 4 | 30 | 14 | 51.9473
2033 | 4 | 30 | 15 | 52.1432
2033 | 4 | 30 | 16 | 54.0871
2033 | 4 | 30 | 17 | 54.8065
2033 | 4 | 30 | 18 | 56.4639
2033 | 4 | 30 | 19 | 58.4184
2033 | 4 | 30 | 20 | 58.0206
2033 | 4 | 30 | 21 | 55.7813
2033 | 4 | 30 | 22 | 52.8352
2033 | 4 | 30 | 23 | 50.6093
2033 | 5 | 1 | 0 | 49.4568
2033 | 5 | 1 | 1 | 52.47
2033 | 5 | 1 | 2 | 51.9878
2033 | 5 | 1 | 3 | 51.9647
2033 | 5 | 1 | 4 | 52.4558
2033 | 5 | 1 | 5 | 54.1287
2033 | 5 | 1 | 6 | 54.2734
2033 | 5 | 1 | 7 | 54.4627
2033 | 5 | 1 | 8 | 60.0567
2033 | 5 | 1 | 9 | 65.022
2033 | 5 | 1 | 10 | 62.0421
2033 | 5 | 1 | 11 | 57.0897
2033 | 5 | 1 | 12 | 58.3007
2033 | 5 | 1 | 13 | 58.7075
2033 | 5 | 1 | 14 | 59.4362
2033 | 5 | 1 | 15 | 61.3467
2033 | 5 | 1 | 16 | 66.9126
2033 | 5 | 1 | 17 | 71.5046
2033 | 5 | 1 | 18 | 74.0353
2033 | 5 | 1 | 19 | 67.7236
2033 | 5 | 1 | 20 | 65.6422
2033 | 5 | 1 | 21 | 62.4865
2033 | 5 | 1 | 22 | 57.7768
2033 | 5 | 1 | 23 | 54.6586
2033 | 5 | 2 | 0 | 53.0335
2033 | 5 | 2 | 1 | 56.9477
2033 | 5 | 2 | 2 | 56.9175
2033 | 5 | 2 | 3 | 57.3624
2033 | 5 | 2 | 4 | 58.2839
2033 | 5 | 2 | 5 | 61.1965
2033 | 5 | 2 | 6 | 62.4178
2033 | 5 | 2 | 7 | 66.1755
2033 | 5 | 2 | 8 | 72.6984
2033 | 5 | 2 | 9 | 75.9486
2033 | 5 | 2 | 10 | 72.1264
2033 | 5 | 2 | 11 | 67.1713
2033 | 5 | 2 | 12 | 69.0518
2033 | 5 | 2 | 13 | 69.9308
2033 | 5 | 2 | 14 | 70.5091
2033 | 5 | 2 | 15 | 72.2542
2033 | 5 | 2 | 16 | 75.8229
2033 | 5 | 2 | 17 | 78.4322
2033 | 5 | 2 | 18 | 80.8813
2033 | 5 | 2 | 19 | 76.7126
2033 | 5 | 2 | 20 | 75.9742
2033 | 5 | 2 | 21 | 73.0889
2033 | 5 | 2 | 22 | 68.0559
2033 | 5 | 2 | 23 | 64.2159
2033 | 5 | 3 | 0 | 60.708
2033 | 5 | 3 | 1 | 62.6572
2033 | 5 | 3 | 2 | 62.4028
2033 | 5 | 3 | 3 | 62.8785
2033 | 5 | 3 | 4 | 63.7929
2033 | 5 | 3 | 5 | 66.7584
2033 | 5 | 3 | 6 | 70.111
2033 | 5 | 3 | 7 | 71.8453
2033 | 5 | 3 | 8 | 69.4938
2033 | 5 | 3 | 9 | 67.0519
2033 | 5 | 3 | 10 | 65.247
2033 | 5 | 3 | 11 | 60.8844
2033 | 5 | 3 | 12 | 67.9796
2033 | 5 | 3 | 13 | 69.2295
2033 | 5 | 3 | 14 | 69.9263
2033 | 5 | 3 | 15 | 71.7037
2033 | 5 | 3 | 16 | 75.0412
2033 | 5 | 3 | 17 | 76.0398
2033 | 5 | 3 | 18 | 79.1225
2033 | 5 | 3 | 19 | 75.2273
2033 | 5 | 3 | 20 | 74.7473
2033 | 5 | 3 | 21 | 71.9475
2033 | 5 | 3 | 22 | 66.6841
2033 | 5 | 3 | 23 | 62.4532
2033 | 5 | 4 | 0 | 62.7377
2033 | 5 | 4 | 1 | 60.9689
2033 | 5 | 4 | 2 | 60.7825
2033 | 5 | 4 | 3 | 61.2555
2033 | 5 | 4 | 4 | 62.2076
2033 | 5 | 4 | 5 | 65.1499
2033 | 5 | 4 | 6 | 69.3631
2033 | 5 | 4 | 7 | 70.4019
2033 | 5 | 4 | 8 | 66.5611
2033 | 5 | 4 | 9 | 62.8639
2033 | 5 | 4 | 10 | 61.0762
2033 | 5 | 4 | 11 | 57.4388
2033 | 5 | 4 | 12 | 63.604
2033 | 5 | 4 | 13 | 65.3337
2033 | 5 | 4 | 14 | 66.2751
2033 | 5 | 4 | 15 | 66.2373
2033 | 5 | 4 | 16 | 66.9966
2033 | 5 | 4 | 17 | 67.245
2033 | 5 | 4 | 18 | 62.6157
2033 | 5 | 4 | 19 | 69.176
2033 | 5 | 4 | 20 | 71.9793
2033 | 5 | 4 | 21 | 70.9343
2033 | 5 | 4 | 22 | 66.3719
2033 | 5 | 4 | 23 | 62.2948
2033 | 5 | 5 | 0 | 60.7047
2033 | 5 | 5 | 1 | 60.7421
2033 | 5 | 5 | 2 | 60.5119
2033 | 5 | 5 | 3 | 60.9891
2033 | 5 | 5 | 4 | 61.9644
2033 | 5 | 5 | 5 | 65.0304
2033 | 5 | 5 | 6 | 67.9013
2033 | 5 | 5 | 7 | 69.5596
2033 | 5 | 5 | 8 | 68.0664
2033 | 5 | 5 | 9 | 67.3983
2033 | 5 | 5 | 10 | 66.0756
2033 | 5 | 5 | 11 | 61.4462
2033 | 5 | 5 | 12 | 65.4719
2033 | 5 | 5 | 13 | 66.9792
2033 | 5 | 5 | 14 | 68.1704
2033 | 5 | 5 | 15 | 69.2218
2033 | 5 | 5 | 16 | 70.8203
2033 | 5 | 5 | 17 | 72.7101
2033 | 5 | 5 | 18 | 76.4366
2033 | 5 | 5 | 19 | 73.3592
2033 | 5 | 5 | 20 | 73.2345
2033 | 5 | 5 | 21 | 70.8963
2033 | 5 | 5 | 22 | 65.8284
2033 | 5 | 5 | 23 | 61.3835
2033 | 5 | 6 | 0 | 62.0077
2033 | 5 | 6 | 1 | 60.7293
2033 | 5 | 6 | 2 | 60.3039
2033 | 5 | 6 | 3 | 60.5485
2033 | 5 | 6 | 4 | 61.3575
2033 | 5 | 6 | 5 | 64.19
2033 | 5 | 6 | 6 | 65.6302
2033 | 5 | 6 | 7 | 68.9749
2033 | 5 | 6 | 8 | 73.1252
2033 | 5 | 6 | 9 | 75.0555
2033 | 5 | 6 | 10 | 70.2467
2033 | 5 | 6 | 11 | 64.2607
2033 | 5 | 6 | 12 | 65.1062
2033 | 5 | 6 | 13 | 66.5126
2033 | 5 | 6 | 14 | 66.817
2033 | 5 | 6 | 15 | 67.2847
2033 | 5 | 6 | 16 | 69.5664
2033 | 5 | 6 | 17 | 71.216
2033 | 5 | 6 | 18 | 66.8891
2033 | 5 | 6 | 19 | 69.3104
2033 | 5 | 6 | 20 | 70.6868
2033 | 5 | 6 | 21 | 69.3863
2033 | 5 | 6 | 22 | 65.356
2033 | 5 | 6 | 23 | 61.262
2033 | 5 | 7 | 0 | 59.6348
2033 | 5 | 7 | 1 | 60.6687
2033 | 5 | 7 | 2 | 60.3248
2033 | 5 | 7 | 3 | 60.4506
2033 | 5 | 7 | 4 | 61.1367
2033 | 5 | 7 | 5 | 62.9865
2033 | 5 | 7 | 6 | 63.4315
2033 | 5 | 7 | 7 | 62.899
2033 | 5 | 7 | 8 | 62.5847
2033 | 5 | 7 | 9 | 63.0578
2033 | 5 | 7 | 10 | 61.6806
2033 | 5 | 7 | 11 | 57.0431
2033 | 5 | 7 | 12 | 57.6693
2033 | 5 | 7 | 13 | 58.0215
2033 | 5 | 7 | 14 | 58.2508
2033 | 5 | 7 | 15 | 58.7594
2033 | 5 | 7 | 16 | 61.26
2033 | 5 | 7 | 17 | 62.5057
2033 | 5 | 7 | 18 | 66.3706
2033 | 5 | 7 | 19 | 67.8318
2033 | 5 | 7 | 20 | 67.7146
2033 | 5 | 7 | 21 | 65.8321
2033 | 5 | 7 | 22 | 62.146
2033 | 5 | 7 | 23 | 59.1323
2033 | 5 | 8 | 0 | 60.4384
2033 | 5 | 8 | 1 | 58.6588
2033 | 5 | 8 | 2 | 58.0558
2033 | 5 | 8 | 3 | 58.049
2033 | 5 | 8 | 4 | 58.5689
2033 | 5 | 8 | 5 | 60.0863
2033 | 5 | 8 | 6 | 62.4903
2033 | 5 | 8 | 7 | 60.1212
2033 | 5 | 8 | 8 | 57.0755
2033 | 5 | 8 | 9 | 56.6709
2033 | 5 | 8 | 10 | 57.4219
2033 | 5 | 8 | 11 | 53.2303
2033 | 5 | 8 | 12 | 53.4302
2033 | 5 | 8 | 13 | 55.2067
2033 | 5 | 8 | 14 | 55.3462
2033 | 5 | 8 | 15 | 55.4304
2033 | 5 | 8 | 16 | 56.6543
2033 | 5 | 8 | 17 | 57.4664
2033 | 5 | 8 | 18 | 59.3516
2033 | 5 | 8 | 19 | 64.9535
2033 | 5 | 8 | 20 | 66.8072
2033 | 5 | 8 | 21 | 65.5242
2033 | 5 | 8 | 22 | 61.416
2033 | 5 | 8 | 23 | 58.052
2033 | 5 | 9 | 0 | 58.1673
2033 | 5 | 9 | 1 | 58.4624
2033 | 5 | 9 | 2 | 58.6595
2033 | 5 | 9 | 3 | 59.3463
2033 | 5 | 9 | 4 | 60.4783
2033 | 5 | 9 | 5 | 63.4836
2033 | 5 | 9 | 6 | 67.0147
2033 | 5 | 9 | 7 | 68.1778
2033 | 5 | 9 | 8 | 64.9678
2033 | 5 | 9 | 9 | 62.0602
2033 | 5 | 9 | 10 | 61.6611
2033 | 5 | 9 | 11 | 58.2634
2033 | 5 | 9 | 12 | 62.7489
2033 | 5 | 9 | 13 | 64.5879
2033 | 5 | 9 | 14 | 65.4444
2033 | 5 | 9 | 15 | 66.3143
2033 | 5 | 9 | 16 | 67.0112
2033 | 5 | 9 | 17 | 67.4421
2033 | 5 | 9 | 18 | 70.236
2033 | 5 | 9 | 19 | 71.5446
2033 | 5 | 9 | 20 | 72.3839
2033 | 5 | 9 | 21 | 70.4113
2033 | 5 | 9 | 22 | 65.5182
2033 | 5 | 9 | 23 | 61.2917
2033 | 5 | 10 | 0 | 61.3332
2033 | 5 | 10 | 1 | 59.5863
2033 | 5 | 10 | 2 | 59.1363
2033 | 5 | 10 | 3 | 59.4363
2033 | 5 | 10 | 4 | 60.2121
2033 | 5 | 10 | 5 | 62.8803
2033 | 5 | 10 | 6 | 68.809
2033 | 5 | 10 | 7 | 69.484
2033 | 5 | 10 | 8 | 63.5917
2033 | 5 | 10 | 9 | 58.7458
2033 | 5 | 10 | 10 | 57.7158
2033 | 5 | 10 | 11 | 54.512
2033 | 5 | 10 | 12 | 61.8612
2033 | 5 | 10 | 13 | 63.4861
2033 | 5 | 10 | 14 | 63.6011
2033 | 5 | 10 | 15 | 64.4717
2033 | 5 | 10 | 16 | 65.4397
2033 | 5 | 10 | 17 | 65.0197
2033 | 5 | 10 | 18 | 74.8417
2033 | 5 | 10 | 19 | 72.3219
2033 | 5 | 10 | 20 | 72.2459
2033 | 5 | 10 | 21 | 69.9318
2033 | 5 | 10 | 22 | 65.084
2033 | 5 | 10 | 23 | 60.8861
2033 | 5 | 11 | 0 | 59.473
2033 | 5 | 11 | 1 | 58.6124
2033 | 5 | 11 | 2 | 58.1028
2033 | 5 | 11 | 3 | 58.3073
2033 | 5 | 11 | 4 | 59.0106
2033 | 5 | 11 | 5 | 61.7158
2033 | 5 | 11 | 6 | 65.5928
2033 | 5 | 11 | 7 | 68.6711
2033 | 5 | 11 | 8 | 72.6992
2033 | 5 | 11 | 9 | 73.5124
2033 | 5 | 11 | 10 | 69.554
2033 | 5 | 11 | 11 | 64.1887
2033 | 5 | 11 | 12 | 66.3091
2033 | 5 | 11 | 13 | 68.0894
2033 | 5 | 11 | 14 | 67.2133
2033 | 5 | 11 | 15 | 67.8602
2033 | 5 | 11 | 16 | 70.3394
2033 | 5 | 11 | 17 | 73.3974
2033 | 5 | 11 | 18 | 78.7737
2033 | 5 | 11 | 19 | 73.0614
2033 | 5 | 11 | 20 | 72.4285
2033 | 5 | 11 | 21 | 69.8754
2033 | 5 | 11 | 22 | 64.7919
2033 | 5 | 11 | 23 | 60.3462
2033 | 5 | 12 | 0 | 58.4617
2033 | 5 | 12 | 1 | 55.9999
2033 | 5 | 12 | 2 | 55.3843
2033 | 5 | 12 | 3 | 55.4734
2033 | 5 | 12 | 4 | 56.1627
2033 | 5 | 12 | 5 | 58.8546
2033 | 5 | 12 | 6 | 62.2239
2033 | 5 | 12 | 7 | 66.0996
2033 | 5 | 12 | 8 | 72.7875
2033 | 5 | 12 | 9 | 75.4145
2033 | 5 | 12 | 10 | 70.8473
2033 | 5 | 12 | 11 | 64.6224
2033 | 5 | 12 | 12 | 67.7674
2033 | 5 | 12 | 13 | 69.1052
2033 | 5 | 12 | 14 | 69.0609
2033 | 5 | 12 | 15 | 69.6748
2033 | 5 | 12 | 16 | 71.1911
2033 | 5 | 12 | 17 | 72.6845
2033 | 5 | 12 | 18 | 78.107
2033 | 5 | 12 | 19 | 72.4388
2033 | 5 | 12 | 20 | 71.5026
2033 | 5 | 12 | 21 | 69
2033 | 5 | 12 | 22 | 64.2465
2033 | 5 | 12 | 23 | 59.888
2033 | 5 | 13 | 0 | 57.9419
2033 | 5 | 13 | 1 | 56.2614
2033 | 5 | 13 | 2 | 55.7254
2033 | 5 | 13 | 3 | 55.9168
2033 | 5 | 13 | 4 | 56.8349
2033 | 5 | 13 | 5 | 59.5229
2033 | 5 | 13 | 6 | 62.4966
2033 | 5 | 13 | 7 | 66.9264
2033 | 5 | 13 | 8 | 74.909
2033 | 5 | 13 | 9 | 78.6445
2033 | 5 | 13 | 10 | 71.8672
2033 | 5 | 13 | 11 | 63.9001
2033 | 5 | 13 | 12 | 64.3016
2033 | 5 | 13 | 13 | 66.1915
2033 | 5 | 13 | 14 | 66.4929
2033 | 5 | 13 | 15 | 68.2835
2033 | 5 | 13 | 16 | 72.4905
2033 | 5 | 13 | 17 | 76.4346
2033 | 5 | 13 | 18 | 75.8296
2033 | 5 | 13 | 19 | 73.612
2033 | 5 | 13 | 20 | 73.436
2033 | 5 | 13 | 21 | 71.6838
2033 | 5 | 13 | 22 | 67.433
2033 | 5 | 13 | 23 | 63.1115
2033 | 5 | 14 | 0 | 62.8497
2033 | 5 | 14 | 1 | 61.7168
2033 | 5 | 14 | 2 | 61.0256
2033 | 5 | 14 | 3 | 60.9187
2033 | 5 | 14 | 4 | 61.3705
2033 | 5 | 14 | 5 | 62.8322
2033 | 5 | 14 | 6 | 64.2095
2033 | 5 | 14 | 7 | 64.0655
2033 | 5 | 14 | 8 | 65.5451
2033 | 5 | 14 | 9 | 66.4413
2033 | 5 | 14 | 10 | 64.797
2033 | 5 | 14 | 11 | 58.6587
2033 | 5 | 14 | 12 | 56.7039
2033 | 5 | 14 | 13 | 56.9829
2033 | 5 | 14 | 14 | 55.4333
2033 | 5 | 14 | 15 | 56.7045
2033 | 5 | 14 | 16 | 60.4178
2033 | 5 | 14 | 17 | 63.255
2033 | 5 | 14 | 18 | 65.1746
2033 | 5 | 14 | 19 | 70.4858
2033 | 5 | 14 | 20 | 72.0303
2033 | 5 | 14 | 21 | 70.9841
2033 | 5 | 14 | 22 | 67.7732
2033 | 5 | 14 | 23 | 64.7251
2033 | 5 | 15 | 0 | 62.4391
2033 | 5 | 15 | 1 | 62.3527
2033 | 5 | 15 | 2 | 61.851
2033 | 5 | 15 | 3 | 61.7631
2033 | 5 | 15 | 4 | 62.3685
2033 | 5 | 15 | 5 | 63.7541
2033 | 5 | 15 | 6 | 64.5471
2033 | 5 | 15 | 7 | 62.2807
2033 | 5 | 15 | 8 | 59.0002
2033 | 5 | 15 | 9 | 56.3141
2033 | 5 | 15 | 10 | 56.2697
2033 | 5 | 15 | 11 | 51.9851
2033 | 5 | 15 | 12 | 58.008
2033 | 5 | 15 | 13 | 59.3534
2033 | 5 | 15 | 14 | 59.6436
2033 | 5 | 15 | 15 | 59.6312
2033 | 5 | 15 | 16 | 62.9486
2033 | 5 | 15 | 17 | 64.159
2033 | 5 | 15 | 18 | 62.0837
2033 | 5 | 15 | 19 | 68.7361
2033 | 5 | 15 | 20 | 70.4287
2033 | 5 | 15 | 21 | 69.5172
2033 | 5 | 15 | 22 | 65.6299
2033 | 5 | 15 | 23 | 62.0267
2033 | 5 | 16 | 0 | 60.6349
2033 | 5 | 16 | 1 | 60.3125
2033 | 5 | 16 | 2 | 60.3223
2033 | 5 | 16 | 3 | 60.8041
2033 | 5 | 16 | 4 | 61.7517
2033 | 5 | 16 | 5 | 64.3909
2033 | 5 | 16 | 6 | 66.5532
2033 | 5 | 16 | 7 | 68.6749
2033 | 5 | 16 | 8 | 69.8097
2033 | 5 | 16 | 9 | 69.8606
2033 | 5 | 16 | 10 | 68.1868
2033 | 5 | 16 | 11 | 63.688
2033 | 5 | 16 | 12 | 63.769
2033 | 5 | 16 | 13 | 65.8721
2033 | 5 | 16 | 14 | 65.5657
2033 | 5 | 16 | 15 | 66.3385
2033 | 5 | 16 | 16 | 66.675
2033 | 5 | 16 | 17 | 66.8407
2033 | 5 | 16 | 18 | 66.4831
2033 | 5 | 16 | 19 | 71.2461
2033 | 5 | 16 | 20 | 73.4019
2033 | 5 | 16 | 21 | 72.388
2033 | 5 | 16 | 22 | 68.202
2033 | 5 | 16 | 23 | 64.1084
2033 | 5 | 17 | 0 | 61.1853
2033 | 5 | 17 | 1 | 60.0952
2033 | 5 | 17 | 2 | 59.7289
2033 | 5 | 17 | 3 | 60.1388
2033 | 5 | 17 | 4 | 61.0121
2033 | 5 | 17 | 5 | 63.5857
2033 | 5 | 17 | 6 | 68.0229
2033 | 5 | 17 | 7 | 68.8433
2033 | 5 | 17 | 8 | 63.8192
2033 | 5 | 17 | 9 | 59.4382
2033 | 5 | 17 | 10 | 57.9125
2033 | 5 | 17 | 11 | 54.0674
2033 | 5 | 17 | 12 | 59.2123
2033 | 5 | 17 | 13 | 61.0086
2033 | 5 | 17 | 14 | 61.0371
2033 | 5 | 17 | 15 | 61.734
2033 | 5 | 17 | 16 | 61.9775
2033 | 5 | 17 | 17 | 60.62
2033 | 5 | 17 | 18 | 69.7684
2033 | 5 | 17 | 19 | 69.5315
2033 | 5 | 17 | 20 | 70.242
2033 | 5 | 17 | 21 | 68.6622
2033 | 5 | 17 | 22 | 64.1445
2033 | 5 | 17 | 23 | 59.8781
2033 | 5 | 18 | 0 | 60.4043
2033 | 5 | 18 | 1 | 59.8087
2033 | 5 | 18 | 2 | 59.2759
2033 | 5 | 18 | 3 | 59.4636
2033 | 5 | 18 | 4 | 60.1555
2033 | 5 | 18 | 5 | 62.6606
2033 | 5 | 18 | 6 | 66.1308
2033 | 5 | 18 | 7 | 69.6869
2033 | 5 | 18 | 8 | 75.3224
2033 | 5 | 18 | 9 | 75.5524
2033 | 5 | 18 | 10 | 68.9486
2033 | 5 | 18 | 11 | 62.2398
2033 | 5 | 18 | 12 | 64.1327
2033 | 5 | 18 | 13 | 65.963
2033 | 5 | 18 | 14 | 64.1572
2033 | 5 | 18 | 15 | 65.1588
2033 | 5 | 18 | 16 | 68.1098
2033 | 5 | 18 | 17 | 71.7434
2033 | 5 | 18 | 18 | 77.046
2033 | 5 | 18 | 19 | 72.4748
2033 | 5 | 18 | 20 | 72.331
2033 | 5 | 18 | 21 | 70.3679
2033 | 5 | 18 | 22 | 65.6767
2033 | 5 | 18 | 23 | 61.1964
2033 | 5 | 19 | 0 | 59.4446
2033 | 5 | 19 | 1 | 57.0893
2033 | 5 | 19 | 2 | 56.4659
2033 | 5 | 19 | 3 | 56.6172
2033 | 5 | 19 | 4 | 57.3301
2033 | 5 | 19 | 5 | 59.956
2033 | 5 | 19 | 6 | 64.0043
2033 | 5 | 19 | 7 | 67.466
2033 | 5 | 19 | 8 | 72.92
2033 | 5 | 19 | 9 | 74.4535
2033 | 5 | 19 | 10 | 69.7237
2033 | 5 | 19 | 11 | 63.3131
2033 | 5 | 19 | 12 | 63.2185
2033 | 5 | 19 | 13 | 65.251
2033 | 5 | 19 | 14 | 64.8565
2033 | 5 | 19 | 15 | 65.5767
2033 | 5 | 19 | 16 | 65.8776
2033 | 5 | 19 | 17 | 67.5306
2033 | 5 | 19 | 18 | 68.4213
2033 | 5 | 19 | 19 | 70.146
2033 | 5 | 19 | 20 | 71.3023
2033 | 5 | 19 | 21 | 70.2305
2033 | 5 | 19 | 22 | 65.8722
2033 | 5 | 19 | 23 | 61.128
2033 | 5 | 20 | 0 | 58.2958
2033 | 5 | 20 | 1 | 56.7977
2033 | 5 | 20 | 2 | 56.0617
2033 | 5 | 20 | 3 | 56.0175
2033 | 5 | 20 | 4 | 56.6564
2033 | 5 | 20 | 5 | 58.9234
2033 | 5 | 20 | 6 | 61.7151
2033 | 5 | 20 | 7 | 64.8574
2033 | 5 | 20 | 8 | 69.0335
2033 | 5 | 20 | 9 | 69.9178
2033 | 5 | 20 | 10 | 67.5802
2033 | 5 | 20 | 11 | 63.6869
2033 | 5 | 20 | 12 | 65.0503
2033 | 5 | 20 | 13 | 67.0098
2033 | 5 | 20 | 14 | 66.7811
2033 | 5 | 20 | 15 | 65.9552
2033 | 5 | 20 | 16 | 63.6861
2033 | 5 | 20 | 17 | 63.3719
2033 | 5 | 20 | 18 | 67.8684
2033 | 5 | 20 | 19 | 66.3174
2033 | 5 | 20 | 20 | 65.6548
2033 | 5 | 20 | 21 | 64.1145
2033 | 5 | 20 | 22 | 60.3417
2033 | 5 | 20 | 23 | 56.1692
2033 | 5 | 21 | 0 | 57.4533
2033 | 5 | 21 | 1 | 58.5352
2033 | 5 | 21 | 2 | 57.0637
2033 | 5 | 21 | 3 | 56.5473
2033 | 5 | 21 | 4 | 56.4958
2033 | 5 | 21 | 5 | 56.9626
2033 | 5 | 21 | 6 | 56.7901
2033 | 5 | 21 | 7 | 58.3227
2033 | 5 | 21 | 8 | 67.4668
2033 | 5 | 21 | 9 | 73.8959
2033 | 5 | 21 | 10 | 69.351
2033 | 5 | 21 | 11 | 63.9433
2033 | 5 | 21 | 12 | 64.4575
2033 | 5 | 21 | 13 | 63.4614
2033 | 5 | 21 | 14 | 64.2497
2033 | 5 | 21 | 15 | 67.6974
2033 | 5 | 21 | 16 | 71.5958
2033 | 5 | 21 | 17 | 75.6925
2033 | 5 | 21 | 18 | 81.4299
2033 | 5 | 21 | 19 | 76.1892
2033 | 5 | 21 | 20 | 73.4681
2033 | 5 | 21 | 21 | 70.8228
2033 | 5 | 21 | 22 | 66.5283
2033 | 5 | 21 | 23 | 62.2522
2033 | 5 | 22 | 0 | 63.5384
2033 | 5 | 22 | 1 | 58.1741
2033 | 5 | 22 | 2 | 56.2817
2033 | 5 | 22 | 3 | 55.3522
2033 | 5 | 22 | 4 | 54.8625
2033 | 5 | 22 | 5 | 54.8847
2033 | 5 | 22 | 6 | 55.1085
2033 | 5 | 22 | 7 | 54.9378
2033 | 5 | 22 | 8 | 62.5145
2033 | 5 | 22 | 9 | 68.4003
2033 | 5 | 22 | 10 | 64.9845
2033 | 5 | 22 | 11 | 58.6284
2033 | 5 | 22 | 12 | 61.254
2033 | 5 | 22 | 13 | 61.9712
2033 | 5 | 22 | 14 | 60.5519
2033 | 5 | 22 | 15 | 61.1073
2033 | 5 | 22 | 16 | 66.4559
2033 | 5 | 22 | 17 | 72.9198
2033 | 5 | 22 | 18 | 79.2799
2033 | 5 | 22 | 19 | 70.9028
2033 | 5 | 22 | 20 | 69.204
2033 | 5 | 22 | 21 | 66.4211
2033 | 5 | 22 | 22 | 61.4754
2033 | 5 | 22 | 23 | 57.0572
2033 | 5 | 23 | 0 | 55.4802
2033 | 5 | 23 | 1 | 52.1651
2033 | 5 | 23 | 2 | 51.3892
2033 | 5 | 23 | 3 | 51.2486
2033 | 5 | 23 | 4 | 51.7351
2033 | 5 | 23 | 5 | 53.6831
2033 | 5 | 23 | 6 | 57.8425
2033 | 5 | 23 | 7 | 58.8374
2033 | 5 | 23 | 8 | 59.0473
2033 | 5 | 23 | 9 | 60.7403
2033 | 5 | 23 | 10 | 61.6651
2033 | 5 | 23 | 11 | 60.7084
2033 | 5 | 23 | 12 | 58.3061
2033 | 5 | 23 | 13 | 61.0722
2033 | 5 | 23 | 14 | 61.8423
2033 | 5 | 23 | 15 | 60.8179
2033 | 5 | 23 | 16 | 57.5127
2033 | 5 | 23 | 17 | 56.5816
2033 | 5 | 23 | 18 | 62.8825
2033 | 5 | 23 | 19 | 66.4084
2033 | 5 | 23 | 20 | 67.0395
2033 | 5 | 23 | 21 | 65.4822
2033 | 5 | 23 | 22 | 60.6924
2033 | 5 | 23 | 23 | 55.9682
2033 | 5 | 24 | 0 | 55.578
2033 | 5 | 24 | 1 | 54.117
2033 | 5 | 24 | 2 | 53.4209
2033 | 5 | 24 | 3 | 53.3696
2033 | 5 | 24 | 4 | 53.9557
2033 | 5 | 24 | 5 | 55.8355
2033 | 5 | 24 | 6 | 58.92
2033 | 5 | 24 | 7 | 59.8598
2033 | 5 | 24 | 8 | 59.112
2033 | 5 | 24 | 9 | 60.436
2033 | 5 | 24 | 10 | 61.8841
2033 | 5 | 24 | 11 | 60.5435
2033 | 5 | 24 | 12 | 61.778
2033 | 5 | 24 | 13 | 64.3051
2033 | 5 | 24 | 14 | 63.5917
2033 | 5 | 24 | 15 | 63.8732
2033 | 5 | 24 | 16 | 63.2285
2033 | 5 | 24 | 17 | 63.3502
2033 | 5 | 24 | 18 | 68.6346
2033 | 5 | 24 | 19 | 69.8916
2033 | 5 | 24 | 20 | 70.5748
2033 | 5 | 24 | 21 | 69.0477
2033 | 5 | 24 | 22 | 64.4422
2033 | 5 | 24 | 23 | 59.3487
2033 | 5 | 25 | 0 | 57.3761
2033 | 5 | 25 | 1 | 53.5102
2033 | 5 | 25 | 2 | 53.0237
2033 | 5 | 25 | 3 | 53.0855
2033 | 5 | 25 | 4 | 53.7648
2033 | 5 | 25 | 5 | 55.9102
2033 | 5 | 25 | 6 | 58.8705
2033 | 5 | 25 | 7 | 60.3168
2033 | 5 | 25 | 8 | 62.2293
2033 | 5 | 25 | 9 | 63.5669
2033 | 5 | 25 | 10 | 61.5786
2033 | 5 | 25 | 11 | 58.494
2033 | 5 | 25 | 12 | 63.7031
2033 | 5 | 25 | 13 | 65.9037
2033 | 5 | 25 | 14 | 63.5574
2033 | 5 | 25 | 15 | 63.467
2033 | 5 | 25 | 16 | 64.9164
2033 | 5 | 25 | 17 | 67.2174
2033 | 5 | 25 | 18 | 74.9251
2033 | 5 | 25 | 19 | 70.0309
2033 | 5 | 25 | 20 | 69.6393
2033 | 5 | 25 | 21 | 67.601
2033 | 5 | 25 | 22 | 62.8176
2033 | 5 | 25 | 23 | 57.7905
2033 | 5 | 26 | 0 | 55.8818
2033 | 5 | 26 | 1 | 55.0412
2033 | 5 | 26 | 2 | 54.5945
2033 | 5 | 26 | 3 | 54.8985
2033 | 5 | 26 | 4 | 55.6906
2033 | 5 | 26 | 5 | 58.1034
2033 | 5 | 26 | 6 | 62.7534
2033 | 5 | 26 | 7 | 62.4956
2033 | 5 | 26 | 8 | 57.4529
2033 | 5 | 26 | 9 | 54.407
2033 | 5 | 26 | 10 | 53.4077
2033 | 5 | 26 | 11 | 48.6797
2033 | 5 | 26 | 12 | 51.8101
2033 | 5 | 26 | 13 | 54.2893
2033 | 5 | 26 | 14 | 52.9129
2033 | 5 | 26 | 15 | 52.212
2033 | 5 | 26 | 16 | 51.4366
2033 | 5 | 26 | 17 | 50.3648
2033 | 5 | 26 | 18 | 55.0872
2033 | 5 | 26 | 19 | 64.4546
2033 | 5 | 26 | 20 | 68.4146
2033 | 5 | 26 | 21 | 68.9443
2033 | 5 | 26 | 22 | 65.5647
2033 | 5 | 26 | 23 | 61.14
2033 | 5 | 27 | 0 | 59.0959
2033 | 5 | 27 | 1 | 58.775
2033 | 5 | 27 | 2 | 58.2386
2033 | 5 | 27 | 3 | 58.4342
2033 | 5 | 27 | 4 | 59.1583
2033 | 5 | 27 | 5 | 61.4895
2033 | 5 | 27 | 6 | 65.1951
2033 | 5 | 27 | 7 | 65.1283
2033 | 5 | 27 | 8 | 59.3638
2033 | 5 | 27 | 9 | 54.7883
2033 | 5 | 27 | 10 | 52.8951
2033 | 5 | 27 | 11 | 48.4072
2033 | 5 | 27 | 12 | 52.7388
2033 | 5 | 27 | 13 | 55.1029
2033 | 5 | 27 | 14 | 52.5528
2033 | 5 | 27 | 15 | 51.3873
2033 | 5 | 27 | 16 | 50.8358
2033 | 5 | 27 | 17 | 49.2061
2033 | 5 | 27 | 18 | 57.4069
2033 | 5 | 27 | 19 | 64.0451
2033 | 5 | 27 | 20 | 66.9302
2033 | 5 | 27 | 21 | 67.1764
2033 | 5 | 27 | 22 | 64.1616
2033 | 5 | 27 | 23 | 59.922
2033 | 5 | 28 | 0 | 57.9438
2033 | 5 | 28 | 1 | 56.4905
2033 | 5 | 28 | 2 | 55.5974
2033 | 5 | 28 | 3 | 55.2121
2033 | 5 | 28 | 4 | 55.6005
2033 | 5 | 28 | 5 | 56.5932
2033 | 5 | 28 | 6 | 57.303
2033 | 5 | 28 | 7 | 56.9065
2033 | 5 | 28 | 8 | 58.3338
2033 | 5 | 28 | 9 | 58.955
2033 | 5 | 28 | 10 | 57.0543
2033 | 5 | 28 | 11 | 51.443
2033 | 5 | 28 | 12 | 55.8151
2033 | 5 | 28 | 13 | 57.3129
2033 | 5 | 28 | 14 | 56.0386
2033 | 5 | 28 | 15 | 56.8226
2033 | 5 | 28 | 16 | 60.1851
2033 | 5 | 28 | 17 | 63.0036
2033 | 5 | 28 | 18 | 65.1386
2033 | 5 | 28 | 19 | 63.8338
2033 | 5 | 28 | 20 | 63.0553
2033 | 5 | 28 | 21 | 61.6666
2033 | 5 | 28 | 22 | 58.5704
2033 | 5 | 28 | 23 | 55.2759
2033 | 5 | 29 | 0 | 56.0461
2033 | 5 | 29 | 1 | 56.3452
2033 | 5 | 29 | 2 | 55.623
2033 | 5 | 29 | 3 | 55.4917
2033 | 5 | 29 | 4 | 55.9826
2033 | 5 | 29 | 5 | 56.8739
2033 | 5 | 29 | 6 | 56.9158
2033 | 5 | 29 | 7 | 54.3257
2033 | 5 | 29 | 8 | 51.6319
2033 | 5 | 29 | 9 | 49.8654
2033 | 5 | 29 | 10 | 50.2511
2033 | 5 | 29 | 11 | 49.499
2033 | 5 | 29 | 12 | 50.4263
2033 | 5 | 29 | 13 | 52.5743
2033 | 5 | 29 | 14 | 51.1932
2033 | 5 | 29 | 15 | 52.0047
2033 | 5 | 29 | 16 | 53.6102
2033 | 5 | 29 | 17 | 57.8112
2033 | 5 | 29 | 18 | 64.8631
2033 | 5 | 29 | 19 | 64.6254
2033 | 5 | 29 | 20 | 64.6253
2033 | 5 | 29 | 21 | 63.4356
2033 | 5 | 29 | 22 | 59.6605
2033 | 5 | 29 | 23 | 55.887
2033 | 5 | 30 | 0 | 54.6756
2033 | 5 | 30 | 1 | 53.0769
2033 | 5 | 30 | 2 | 52.8547
2033 | 5 | 30 | 3 | 53.1703
2033 | 5 | 30 | 4 | 54.0739
2033 | 5 | 30 | 5 | 56.5137
2033 | 5 | 30 | 6 | 60.3734
2033 | 5 | 30 | 7 | 61.3334
2033 | 5 | 30 | 8 | 58.2265
2033 | 5 | 30 | 9 | 55.7464
2033 | 5 | 30 | 10 | 57.6168
2033 | 5 | 30 | 11 | 57.6835
2033 | 5 | 30 | 12 | 57.1203
2033 | 5 | 30 | 13 | 59.7486
2033 | 5 | 30 | 14 | 59.7626
2033 | 5 | 30 | 15 | 60.0288
2033 | 5 | 30 | 16 | 57.4742
2033 | 5 | 30 | 17 | 57.8448
2033 | 5 | 30 | 18 | 62.6915
2033 | 5 | 30 | 19 | 66.7796
2033 | 5 | 30 | 20 | 68.1635
2033 | 5 | 30 | 21 | 67.3164
2033 | 5 | 30 | 22 | 62.9617
2033 | 5 | 30 | 23 | 58.3173
2033 | 5 | 31 | 0 | 57.4696
2033 | 5 | 31 | 1 | 56.7082
2033 | 5 | 31 | 2 | 56.2209
2033 | 5 | 31 | 3 | 56.5231
2033 | 5 | 31 | 4 | 57.4158
2033 | 5 | 31 | 5 | 59.7217
2033 | 5 | 31 | 6 | 63.9593
2033 | 5 | 31 | 7 | 64.7301
2033 | 5 | 31 | 8 | 59.8235
2033 | 5 | 31 | 9 | 55.9491
2033 | 5 | 31 | 10 | 54.9587
2033 | 5 | 31 | 11 | 50.3412
2033 | 5 | 31 | 12 | 51.0916
2033 | 5 | 31 | 13 | 53.9167
2033 | 5 | 31 | 14 | 53.0165
2033 | 5 | 31 | 15 | 53.7553
2033 | 5 | 31 | 16 | 53.0437
2033 | 5 | 31 | 17 | 51.9262
2033 | 5 | 31 | 18 | 54.2042
2033 | 5 | 31 | 19 | 65.7103
2033 | 5 | 31 | 20 | 70.0289
2033 | 5 | 31 | 21 | 70.6543
2033 | 5 | 31 | 22 | 67.6022
2033 | 5 | 31 | 23 | 63.6477
2033 | 6 | 1 | 0 | 61.0147
2033 | 6 | 1 | 1 | 64.7674
2033 | 6 | 1 | 2 | 64.1276
2033 | 6 | 1 | 3 | 64.2507
2033 | 6 | 1 | 4 | 64.9754
2033 | 6 | 1 | 5 | 67.1017
2033 | 6 | 1 | 6 | 69.1476
2033 | 6 | 1 | 7 | 69.4875
2033 | 6 | 1 | 8 | 62.6516
2033 | 6 | 1 | 9 | 55.5963
2033 | 6 | 1 | 10 | 56.7806
2033 | 6 | 1 | 11 | 56.3598
2033 | 6 | 1 | 12 | 56.1117
2033 | 6 | 1 | 13 | 59.4286
2033 | 6 | 1 | 14 | 58.8526
2033 | 6 | 1 | 15 | 58.2519
2033 | 6 | 1 | 16 | 56.812
2033 | 6 | 1 | 17 | 59.9316
2033 | 6 | 1 | 18 | 66.057
2033 | 6 | 1 | 19 | 71.751
2033 | 6 | 1 | 20 | 73.3519
2033 | 6 | 1 | 21 | 73.0274
2033 | 6 | 1 | 22 | 69.3407
2033 | 6 | 1 | 23 | 64.5112
2033 | 6 | 2 | 0 | 63.8183
2033 | 6 | 2 | 1 | 60.2952
2033 | 6 | 2 | 2 | 59.6457
2033 | 6 | 2 | 3 | 59.7385
2033 | 6 | 2 | 4 | 60.4237
2033 | 6 | 2 | 5 | 62.5878
2033 | 6 | 2 | 6 | 66.03
2033 | 6 | 2 | 7 | 66.4846
2033 | 6 | 2 | 8 | 60.719
2033 | 6 | 2 | 9 | 55.8599
2033 | 6 | 2 | 10 | 57.6523
2033 | 6 | 2 | 11 | 56.483
2033 | 6 | 2 | 12 | 56.997
2033 | 6 | 2 | 13 | 59.2482
2033 | 6 | 2 | 14 | 59.421
2033 | 6 | 2 | 15 | 59.2816
2033 | 6 | 2 | 16 | 59.3508
2033 | 6 | 2 | 17 | 62.507
2033 | 6 | 2 | 18 | 65.2316
2033 | 6 | 2 | 19 | 71.6352
2033 | 6 | 2 | 20 | 73.2643
2033 | 6 | 2 | 21 | 73.147
2033 | 6 | 2 | 22 | 69.3822
2033 | 6 | 2 | 23 | 64.5311
2033 | 6 | 3 | 0 | 63.0958
2033 | 6 | 3 | 1 | 60.6272
2033 | 6 | 3 | 2 | 59.8132
2033 | 6 | 3 | 3 | 59.7267
2033 | 6 | 3 | 4 | 60.4107
2033 | 6 | 3 | 5 | 62.434
2033 | 6 | 3 | 6 | 65.9162
2033 | 6 | 3 | 7 | 66.8296
2033 | 6 | 3 | 8 | 61.1453
2033 | 6 | 3 | 9 | 56.2108
2033 | 6 | 3 | 10 | 57.9122
2033 | 6 | 3 | 11 | 57.3938
2033 | 6 | 3 | 12 | 56.5416
2033 | 6 | 3 | 13 | 59.21
2033 | 6 | 3 | 14 | 59.4192
2033 | 6 | 3 | 15 | 58.3605
2033 | 6 | 3 | 16 | 56.7948
2033 | 6 | 3 | 17 | 58.3578
2033 | 6 | 3 | 18 | 64.8006
2033 | 6 | 3 | 19 | 70.3678
2033 | 6 | 3 | 20 | 71.5619
2033 | 6 | 3 | 21 | 71.2784
2033 | 6 | 3 | 22 | 68.1029
2033 | 6 | 3 | 23 | 63.4295
2033 | 6 | 4 | 0 | 61.6033
2033 | 6 | 4 | 1 | 57.5637
2033 | 6 | 4 | 2 | 56.306
2033 | 6 | 4 | 3 | 55.7938
2033 | 6 | 4 | 4 | 55.9477
2033 | 6 | 4 | 5 | 56.3608
2033 | 6 | 4 | 6 | 56.5682
2033 | 6 | 4 | 7 | 56.7447
2033 | 6 | 4 | 8 | 60.9496
2033 | 6 | 4 | 9 | 61.5164
2033 | 6 | 4 | 10 | 58.7405
2033 | 6 | 4 | 11 | 55.155
2033 | 6 | 4 | 12 | 55.8287
2033 | 6 | 4 | 13 | 55.1369
2033 | 6 | 4 | 14 | 53.3191
2033 | 6 | 4 | 15 | 54.4343
2033 | 6 | 4 | 16 | 58.2202
2033 | 6 | 4 | 17 | 65.0234
2033 | 6 | 4 | 18 | 77.5331
2033 | 6 | 4 | 19 | 71.2562
2033 | 6 | 4 | 20 | 68.7341
2033 | 6 | 4 | 21 | 66.1397
2033 | 6 | 4 | 22 | 63.0405
2033 | 6 | 4 | 23 | 59.7034
2033 | 6 | 5 | 0 | 57.5524
2033 | 6 | 5 | 1 | 54.0971
2033 | 6 | 5 | 2 | 52.9206
2033 | 6 | 5 | 3 | 52.5226
2033 | 6 | 5 | 4 | 52.6046
2033 | 6 | 5 | 5 | 52.8149
2033 | 6 | 5 | 6 | 51.289
2033 | 6 | 5 | 7 | 50.0009
2033 | 6 | 5 | 8 | 54.903
2033 | 6 | 5 | 9 | 55.2992
2033 | 6 | 5 | 10 | 53.4195
2033 | 6 | 5 | 11 | 50.539
2033 | 6 | 5 | 12 | 52.8382
2033 | 6 | 5 | 13 | 52.7502
2033 | 6 | 5 | 14 | 51.6457
2033 | 6 | 5 | 15 | 52.4878
2033 | 6 | 5 | 16 | 55.0253
2033 | 6 | 5 | 17 | 59.5959
2033 | 6 | 5 | 18 | 68.0458
2033 | 6 | 5 | 19 | 68.2209
2033 | 6 | 5 | 20 | 67.2048
2033 | 6 | 5 | 21 | 65.114
2033 | 6 | 5 | 22 | 61.1654
2033 | 6 | 5 | 23 | 56.9859
2033 | 6 | 6 | 0 | 53.6108
2033 | 6 | 6 | 1 | 52.9134
2033 | 6 | 6 | 2 | 52.432
2033 | 6 | 6 | 3 | 52.4679
2033 | 6 | 6 | 4 | 53.1224
2033 | 6 | 6 | 5 | 55.1505
2033 | 6 | 6 | 6 | 58.0405
2033 | 6 | 6 | 7 | 61.4483
2033 | 6 | 6 | 8 | 67.0087
2033 | 6 | 6 | 9 | 67.1034
2033 | 6 | 6 | 10 | 63.7841
2033 | 6 | 6 | 11 | 58.6483
2033 | 6 | 6 | 12 | 60.5276
2033 | 6 | 6 | 13 | 62.7016
2033 | 6 | 6 | 14 | 62.1369
2033 | 6 | 6 | 15 | 61.7869
2033 | 6 | 6 | 16 | 63.0149
2033 | 6 | 6 | 17 | 65.6254
2033 | 6 | 6 | 18 | 70.5011
2033 | 6 | 6 | 19 | 72.3695
2033 | 6 | 6 | 20 | 72.7145
2033 | 6 | 6 | 21 | 71.0836
2033 | 6 | 6 | 22 | 66.7648
2033 | 6 | 6 | 23 | 61.7793
2033 | 6 | 7 | 0 | 59.6727
2033 | 6 | 7 | 1 | 56.9176
2033 | 6 | 7 | 2 | 56.1447
2033 | 6 | 7 | 3 | 56.1515
2033 | 6 | 7 | 4 | 56.6922
2033 | 6 | 7 | 5 | 58.5844
2033 | 6 | 7 | 6 | 60.413
2033 | 6 | 7 | 7 | 63.9034
2033 | 6 | 7 | 8 | 68.7042
2033 | 6 | 7 | 9 | 66.9539
2033 | 6 | 7 | 10 | 61.6992
2033 | 6 | 7 | 11 | 55.3578
2033 | 6 | 7 | 12 | 58.2959
2033 | 6 | 7 | 13 | 60.2914
2033 | 6 | 7 | 14 | 59.6438
2033 | 6 | 7 | 15 | 59.708
2033 | 6 | 7 | 16 | 62.0751
2033 | 6 | 7 | 17 | 64.6388
2033 | 6 | 7 | 18 | 70.4322
2033 | 6 | 7 | 19 | 70.603
2033 | 6 | 7 | 20 | 70.7258
2033 | 6 | 7 | 21 | 69.2774
2033 | 6 | 7 | 22 | 65.1626
2033 | 6 | 7 | 23 | 60.3389
2033 | 6 | 8 | 0 | 60.7925
2033 | 6 | 8 | 1 | 56.9787
2033 | 6 | 8 | 2 | 56.2907
2033 | 6 | 8 | 3 | 56.3046
2033 | 6 | 8 | 4 | 56.9116
2033 | 6 | 8 | 5 | 58.8431
2033 | 6 | 8 | 6 | 61.2015
2033 | 6 | 8 | 7 | 62.9795
2033 | 6 | 8 | 8 | 63.5948
2033 | 6 | 8 | 9 | 61.1923
2033 | 6 | 8 | 10 | 59.0299
2033 | 6 | 8 | 11 | 55.4475
2033 | 6 | 8 | 12 | 61.7507
2033 | 6 | 8 | 13 | 63.7574
2033 | 6 | 8 | 14 | 62.3726
2033 | 6 | 8 | 15 | 61.5964
2033 | 6 | 8 | 16 | 63.8972
2033 | 6 | 8 | 17 | 67.3439
2033 | 6 | 8 | 18 | 78.9105
2033 | 6 | 8 | 19 | 74.2398
2033 | 6 | 8 | 20 | 73.4918
2033 | 6 | 8 | 21 | 71.3663
2033 | 6 | 8 | 22 | 66.891
2033 | 6 | 8 | 23 | 61.8961
2033 | 6 | 9 | 0 | 59.9612
2033 | 6 | 9 | 1 | 55.9479
2033 | 6 | 9 | 2 | 55.3314
2033 | 6 | 9 | 3 | 55.394
2033 | 6 | 9 | 4 | 55.9631
2033 | 6 | 9 | 5 | 58.0753
2033 | 6 | 9 | 6 | 59.4854
2033 | 6 | 9 | 7 | 61.8506
2033 | 6 | 9 | 8 | 66.5728
2033 | 6 | 9 | 9 | 66.8789
2033 | 6 | 9 | 10 | 64.4957
2033 | 6 | 9 | 11 | 59.5021
2033 | 6 | 9 | 12 | 63.8998
2033 | 6 | 9 | 13 | 65.531
2033 | 6 | 9 | 14 | 64.6221
2033 | 6 | 9 | 15 | 63.2402
2033 | 6 | 9 | 16 | 65.0201
2033 | 6 | 9 | 17 | 65.614
2033 | 6 | 9 | 18 | 71.7195
2033 | 6 | 9 | 19 | 66.4014
2033 | 6 | 9 | 20 | 66.4501
2033 | 6 | 9 | 21 | 65.5335
2033 | 6 | 9 | 22 | 62.3142
2033 | 6 | 9 | 23 | 58.1797
2033 | 6 | 10 | 0 | 57.2304
2033 | 6 | 10 | 1 | 56.9774
2033 | 6 | 10 | 2 | 55.9719
2033 | 6 | 10 | 3 | 55.6241
2033 | 6 | 10 | 4 | 56.0176
2033 | 6 | 10 | 5 | 57.8054
2033 | 6 | 10 | 6 | 60.1205
2033 | 6 | 10 | 7 | 63.9644
2033 | 6 | 10 | 8 | 70.2392
2033 | 6 | 10 | 9 | 70.7741
2033 | 6 | 10 | 10 | 65.5259
2033 | 6 | 10 | 11 | 58.5892
2033 | 6 | 10 | 12 | 63.2607
2033 | 6 | 10 | 13 | 64.9615
2033 | 6 | 10 | 14 | 63.5273
2033 | 6 | 10 | 15 | 62.7661
2033 | 6 | 10 | 16 | 65.712
2033 | 6 | 10 | 17 | 68.3938
2033 | 6 | 10 | 18 | 74.9391
2033 | 6 | 10 | 19 | 72.7033
2033 | 6 | 10 | 20 | 72.1214
2033 | 6 | 10 | 21 | 70.4613
2033 | 6 | 10 | 22 | 66.7447
2033 | 6 | 10 | 23 | 61.9168
2033 | 6 | 11 | 0 | 59.9589
2033 | 6 | 11 | 1 | 54.6906
2033 | 6 | 11 | 2 | 53.457
2033 | 6 | 11 | 3 | 52.9081
2033 | 6 | 11 | 4 | 52.8678
2033 | 6 | 11 | 5 | 53.1485
2033 | 6 | 11 | 6 | 52.361
2033 | 6 | 11 | 7 | 52.4264
2033 | 6 | 11 | 8 | 58.5938
2033 | 6 | 11 | 9 | 59.0066
2033 | 6 | 11 | 10 | 55.8469
2033 | 6 | 11 | 11 | 52.0871
2033 | 6 | 11 | 12 | 54.2147
2033 | 6 | 11 | 13 | 53.4216
2033 | 6 | 11 | 14 | 50.6586
2033 | 6 | 11 | 15 | 51.0948
2033 | 6 | 11 | 16 | 54.8416
2033 | 6 | 11 | 17 | 59.2982
2033 | 6 | 11 | 18 | 69.1273
2033 | 6 | 11 | 19 | 62.5434
2033 | 6 | 11 | 20 | 61.4477
2033 | 6 | 11 | 21 | 59.681
2033 | 6 | 11 | 22 | 57.122
2033 | 6 | 11 | 23 | 54.1271
2033 | 6 | 12 | 0 | 52.7163
2033 | 6 | 12 | 1 | 56.4501
2033 | 6 | 12 | 2 | 54.9884
2033 | 6 | 12 | 3 | 54.2409
2033 | 6 | 12 | 4 | 54.2127
2033 | 6 | 12 | 5 | 54.1572
2033 | 6 | 12 | 6 | 52.6193
2033 | 6 | 12 | 7 | 52.1187
2033 | 6 | 12 | 8 | 56.328
2033 | 6 | 12 | 9 | 54.9054
2033 | 6 | 12 | 10 | 53.0194
2033 | 6 | 12 | 11 | 50.8936
2033 | 6 | 12 | 12 | 52.0118
2033 | 6 | 12 | 13 | 53.3406
2033 | 6 | 12 | 14 | 54.8461
2033 | 6 | 12 | 15 | 57.1121
2033 | 6 | 12 | 16 | 60.9305
2033 | 6 | 12 | 17 | 69.9763
2033 | 6 | 12 | 18 | 84.6839
2033 | 6 | 12 | 19 | 83.7384
2033 | 6 | 12 | 20 | 81.8462
2033 | 6 | 12 | 21 | 79.0422
2033 | 6 | 12 | 22 | 73.7761
2033 | 6 | 12 | 23 | 67.8629
2033 | 6 | 13 | 0 | 62.0871
2033 | 6 | 13 | 1 | 59.9338
2033 | 6 | 13 | 2 | 59.0485
2033 | 6 | 13 | 3 | 58.7841
2033 | 6 | 13 | 4 | 59.1527
2033 | 6 | 13 | 5 | 61.0469
2033 | 6 | 13 | 6 | 63.1746
2033 | 6 | 13 | 7 | 66.2745
2033 | 6 | 13 | 8 | 69.2945
2033 | 6 | 13 | 9 | 66.7717
2033 | 6 | 13 | 10 | 63.3514
2033 | 6 | 13 | 11 | 60.5203
2033 | 6 | 13 | 12 | 61.8406
2033 | 6 | 13 | 13 | 64.3471
2033 | 6 | 13 | 14 | 64.139
2033 | 6 | 13 | 15 | 63.5275
2033 | 6 | 13 | 16 | 65.1334
2033 | 6 | 13 | 17 | 71.8847
2033 | 6 | 13 | 18 | 82.484
2033 | 6 | 13 | 19 | 86.1895
2033 | 6 | 13 | 20 | 85.0713
2033 | 6 | 13 | 21 | 82.7461
2033 | 6 | 13 | 22 | 77.4948
2033 | 6 | 13 | 23 | 71.1372
2033 | 6 | 14 | 0 | 64.4824
2033 | 6 | 14 | 1 | 61.0684
2033 | 6 | 14 | 2 | 59.8625
2033 | 6 | 14 | 3 | 59.6061
2033 | 6 | 14 | 4 | 59.9215
2033 | 6 | 14 | 5 | 61.5522
2033 | 6 | 14 | 6 | 63.292
2033 | 6 | 14 | 7 | 64.8481
2033 | 6 | 14 | 8 | 64.963
2033 | 6 | 14 | 9 | 62.184
2033 | 6 | 14 | 10 | 60.489
2033 | 6 | 14 | 11 | 58.4247
2033 | 6 | 14 | 12 | 61.6354
2033 | 6 | 14 | 13 | 63.5323
2033 | 6 | 14 | 14 | 63.5528
2033 | 6 | 14 | 15 | 62.9758
2033 | 6 | 14 | 16 | 63.6638
2033 | 6 | 14 | 17 | 64.9694
2033 | 6 | 14 | 18 | 79.8548
2033 | 6 | 14 | 19 | 76.8518
2033 | 6 | 14 | 20 | 76.0672
2033 | 6 | 14 | 21 | 73.9165
2033 | 6 | 14 | 22 | 69.3535
2033 | 6 | 14 | 23 | 64.1119
2033 | 6 | 15 | 0 | 61.7631
2033 | 6 | 15 | 1 | 61.6939
2033 | 6 | 15 | 2 | 60.5937
2033 | 6 | 15 | 3 | 60.2456
2033 | 6 | 15 | 4 | 60.6173
2033 | 6 | 15 | 5 | 62.1172
2033 | 6 | 15 | 6 | 63.8556
2033 | 6 | 15 | 7 | 66.1171
2033 | 6 | 15 | 8 | 69.323
2033 | 6 | 15 | 9 | 68.6673
2033 | 6 | 15 | 10 | 66.416
2033 | 6 | 15 | 11 | 62.8053
2033 | 6 | 15 | 12 | 64.4589
2033 | 6 | 15 | 13 | 67.3071
2033 | 6 | 15 | 14 | 66.6453
2033 | 6 | 15 | 15 | 65.3563
2033 | 6 | 15 | 16 | 66.085
2033 | 6 | 15 | 17 | 70.7623
2033 | 6 | 15 | 18 | 83.0709
2033 | 6 | 15 | 19 | 86.7912
2033 | 6 | 15 | 20 | 86.1031
2033 | 6 | 15 | 21 | 84.0194
2033 | 6 | 15 | 22 | 78.5327
2033 | 6 | 15 | 23 | 71.8185
2033 | 6 | 16 | 0 | 64.1514
2033 | 6 | 16 | 1 | 64.7078
2033 | 6 | 16 | 2 | 63.3618
2033 | 6 | 16 | 3 | 62.8226
2033 | 6 | 16 | 4 | 63.0738
2033 | 6 | 16 | 5 | 64.6821
2033 | 6 | 16 | 6 | 66.3315
2033 | 6 | 16 | 7 | 69.0544
2033 | 6 | 16 | 8 | 70.2978
2033 | 6 | 16 | 9 | 67.5852
2033 | 6 | 16 | 10 | 64.5151
2033 | 6 | 16 | 11 | 61.743
2033 | 6 | 16 | 12 | 64.7575
2033 | 6 | 16 | 13 | 67.5792
2033 | 6 | 16 | 14 | 67.8361
2033 | 6 | 16 | 15 | 67.4702
2033 | 6 | 16 | 16 | 67.8859
2033 | 6 | 16 | 17 | 74.7696
2033 | 6 | 16 | 18 | 84.6327
2033 | 6 | 16 | 19 | 91.7332
2033 | 6 | 16 | 20 | 90.4062
2033 | 6 | 16 | 21 | 88.182
2033 | 6 | 16 | 22 | 82.721
2033 | 6 | 16 | 23 | 75.5847
2033 | 6 | 17 | 0 | 69.2628
2033 | 6 | 17 | 1 | 64.6799
2033 | 6 | 17 | 2 | 63.1267
2033 | 6 | 17 | 3 | 62.4603
2033 | 6 | 17 | 4 | 62.5728
2033 | 6 | 17 | 5 | 64.1205
2033 | 6 | 17 | 6 | 65.5741
2033 | 6 | 17 | 7 | 66.9372
2033 | 6 | 17 | 8 | 64.1677
2033 | 6 | 17 | 9 | 59.6326
2033 | 6 | 17 | 10 | 58.6427
2033 | 6 | 17 | 11 | 58.1058
2033 | 6 | 17 | 12 | 59.653
2033 | 6 | 17 | 13 | 62.4082
2033 | 6 | 17 | 14 | 62.1415
2033 | 6 | 17 | 15 | 60.6587
2033 | 6 | 17 | 16 | 59.7619
2033 | 6 | 17 | 17 | 65.2446
2033 | 6 | 17 | 18 | 75.0801
2033 | 6 | 17 | 19 | 78.2167
2033 | 6 | 17 | 20 | 77.228
2033 | 6 | 17 | 21 | 75.8663
2033 | 6 | 17 | 22 | 72.2089
2033 | 6 | 17 | 23 | 66.864
2033 | 6 | 18 | 0 | 65.1204
2033 | 6 | 18 | 1 | 60.7077
2033 | 6 | 18 | 2 | 58.9924
2033 | 6 | 18 | 3 | 57.9721
2033 | 6 | 18 | 4 | 57.7093
2033 | 6 | 18 | 5 | 57.824
2033 | 6 | 18 | 6 | 56.5941
2033 | 6 | 18 | 7 | 56.3668
2033 | 6 | 18 | 8 | 59.6819
2033 | 6 | 18 | 9 | 58.1238
2033 | 6 | 18 | 10 | 54.8791
2033 | 6 | 18 | 11 | 53.4783
2033 | 6 | 18 | 12 | 55.8595
2033 | 6 | 18 | 13 | 56.2602
2033 | 6 | 18 | 14 | 54.3516
2033 | 6 | 18 | 15 | 53.6726
2033 | 6 | 18 | 16 | 56.117
2033 | 6 | 18 | 17 | 63.3184
2033 | 6 | 18 | 18 | 76.7421
2033 | 6 | 18 | 19 | 72.3078
2033 | 6 | 18 | 20 | 70.7556
2033 | 6 | 18 | 21 | 68.4124
2033 | 6 | 18 | 22 | 64.8991
2033 | 6 | 18 | 23 | 60.6879
2033 | 6 | 19 | 0 | 57.3468
2033 | 6 | 19 | 1 | 58.0262
2033 | 6 | 19 | 2 | 56.523
2033 | 6 | 19 | 3 | 55.7137
2033 | 6 | 19 | 4 | 55.6461
2033 | 6 | 19 | 5 | 55.7477
2033 | 6 | 19 | 6 | 54.6034
2033 | 6 | 19 | 7 | 53.8981
2033 | 6 | 19 | 8 | 57.6125
2033 | 6 | 19 | 9 | 56.1483
2033 | 6 | 19 | 10 | 53.5638
2033 | 6 | 19 | 11 | 52.412
2033 | 6 | 19 | 12 | 54.0429
2033 | 6 | 19 | 13 | 55.2031
2033 | 6 | 19 | 14 | 55.0553
2033 | 6 | 19 | 15 | 57.215
2033 | 6 | 19 | 16 | 61.267
2033 | 6 | 19 | 17 | 69.1324
2033 | 6 | 19 | 18 | 81.8862
2033 | 6 | 19 | 19 | 75.6963
2033 | 6 | 19 | 20 | 74.3699
2033 | 6 | 19 | 21 | 72.0002
2033 | 6 | 19 | 22 | 67.7495
2033 | 6 | 19 | 23 | 63.0093
2033 | 6 | 20 | 0 | 59.5609
2033 | 6 | 20 | 1 | 53.4014
2033 | 6 | 20 | 2 | 53.0021
2033 | 6 | 20 | 3 | 52.9932
2033 | 6 | 20 | 4 | 53.589
2033 | 6 | 20 | 5 | 55.6296
2033 | 6 | 20 | 6 | 57.5811
2033 | 6 | 20 | 7 | 59.8456
2033 | 6 | 20 | 8 | 64.6446
2033 | 6 | 20 | 9 | 65.1878
2033 | 6 | 20 | 10 | 64.0145
2033 | 6 | 20 | 11 | 60.6707
2033 | 6 | 20 | 12 | 63.8997
2033 | 6 | 20 | 13 | 65.2557
2033 | 6 | 20 | 14 | 64.0656
2033 | 6 | 20 | 15 | 62.5948
2033 | 6 | 20 | 16 | 63.0531
2033 | 6 | 20 | 17 | 61.9421
2033 | 6 | 20 | 18 | 69.7427
2033 | 6 | 20 | 19 | 66.5875
2033 | 6 | 20 | 20 | 66.1854
2033 | 6 | 20 | 21 | 64.8684
2033 | 6 | 20 | 22 | 61.5539
2033 | 6 | 20 | 23 | 57.5153
2033 | 6 | 21 | 0 | 56.3905
2033 | 6 | 21 | 1 | 57.705
2033 | 6 | 21 | 2 | 56.9135
2033 | 6 | 21 | 3 | 56.9319
2033 | 6 | 21 | 4 | 57.4375
2033 | 6 | 21 | 5 | 59.1474
2033 | 6 | 21 | 6 | 61.2642
2033 | 6 | 21 | 7 | 64.2015
2033 | 6 | 21 | 8 | 69.1379
2033 | 6 | 21 | 9 | 69.5133
2033 | 6 | 21 | 10 | 66.7531
2033 | 6 | 21 | 11 | 61.6826
2033 | 6 | 21 | 12 | 64.8521
2033 | 6 | 21 | 13 | 66.8278
2033 | 6 | 21 | 14 | 65.6642
2033 | 6 | 21 | 15 | 65.2402
2033 | 6 | 21 | 16 | 69.7466
2033 | 6 | 21 | 17 | 72.508
2033 | 6 | 21 | 18 | 79.3283
2033 | 6 | 21 | 19 | 73.9963
2033 | 6 | 21 | 20 | 73.5277
2033 | 6 | 21 | 21 | 71.8533
2033 | 6 | 21 | 22 | 67.7935
2033 | 6 | 21 | 23 | 62.9067
2033 | 6 | 22 | 0 | 61.2462
2033 | 6 | 22 | 1 | 60.4225
2033 | 6 | 22 | 2 | 59.4142
2033 | 6 | 22 | 3 | 59.0912
2033 | 6 | 22 | 4 | 59.3981
2033 | 6 | 22 | 5 | 61.1709
2033 | 6 | 22 | 6 | 62.6317
2033 | 6 | 22 | 7 | 65.095
2033 | 6 | 22 | 8 | 69.3768
2033 | 6 | 22 | 9 | 69.0865
2033 | 6 | 22 | 10 | 66.4109
2033 | 6 | 22 | 11 | 62.3095
2033 | 6 | 22 | 12 | 65.4244
2033 | 6 | 22 | 13 | 67.5788
2033 | 6 | 22 | 14 | 66.4832
2033 | 6 | 22 | 15 | 65.0108
2033 | 6 | 22 | 16 | 67.9393
2033 | 6 | 22 | 17 | 72.3296
2033 | 6 | 22 | 18 | 77.3035
2033 | 6 | 22 | 19 | 73.6678
2033 | 6 | 22 | 20 | 72.8402
2033 | 6 | 22 | 21 | 71.1035
2033 | 6 | 22 | 22 | 67.0229
2033 | 6 | 22 | 23 | 62.1628
2033 | 6 | 23 | 0 | 61.6145
2033 | 6 | 23 | 1 | 60.7988
2033 | 6 | 23 | 2 | 59.6531
2033 | 6 | 23 | 3 | 59.4046
2033 | 6 | 23 | 4 | 59.7298
2033 | 6 | 23 | 5 | 61.4793
2033 | 6 | 23 | 6 | 63.6483
2033 | 6 | 23 | 7 | 65.7402
2033 | 6 | 23 | 8 | 67.5726
2033 | 6 | 23 | 9 | 66.6644
2033 | 6 | 23 | 10 | 65.3573
2033 | 6 | 23 | 11 | 61.6197
2033 | 6 | 23 | 12 | 59.139
2033 | 6 | 23 | 13 | 62.1889
2033 | 6 | 23 | 14 | 62.4787
2033 | 6 | 23 | 15 | 61.3484
2033 | 6 | 23 | 16 | 60.0433
2033 | 6 | 23 | 17 | 65.3287
2033 | 6 | 23 | 18 | 80.458
2033 | 6 | 23 | 19 | 81.426
2033 | 6 | 23 | 20 | 81.099
2033 | 6 | 23 | 21 | 79.5185
2033 | 6 | 23 | 22 | 74.8651
2033 | 6 | 23 | 23 | 68.851
2033 | 6 | 24 | 0 | 63.6129
2033 | 6 | 24 | 1 | 60.7761
2033 | 6 | 24 | 2 | 59.621
2033 | 6 | 24 | 3 | 59.2088
2033 | 6 | 24 | 4 | 59.4546
2033 | 6 | 24 | 5 | 61.1273
2033 | 6 | 24 | 6 | 63.0018
2033 | 6 | 24 | 7 | 66.1303
2033 | 6 | 24 | 8 | 71.6562
2033 | 6 | 24 | 9 | 72.3084
2033 | 6 | 24 | 10 | 67.923
2033 | 6 | 24 | 11 | 62.1514
2033 | 6 | 24 | 12 | 66.1089
2033 | 6 | 24 | 13 | 67.1963
2033 | 6 | 24 | 14 | 65.9678
2033 | 6 | 24 | 15 | 64.2895
2033 | 6 | 24 | 16 | 65.3722
2033 | 6 | 24 | 17 | 63.6831
2033 | 6 | 24 | 18 | 72.2469
2033 | 6 | 24 | 19 | 73.2866
2033 | 6 | 24 | 20 | 72.234
2033 | 6 | 24 | 21 | 70.695
2033 | 6 | 24 | 22 | 67.0807
2033 | 6 | 24 | 23 | 62.095
2033 | 6 | 25 | 0 | 60.3458
2033 | 6 | 25 | 1 | 58.9887
2033 | 6 | 25 | 2 | 57.3249
2033 | 6 | 25 | 3 | 56.3205
2033 | 6 | 25 | 4 | 56.1751
2033 | 6 | 25 | 5 | 56.2271
2033 | 6 | 25 | 6 | 55.9543
2033 | 6 | 25 | 7 | 54.7019
2033 | 6 | 25 | 8 | 52.2317
2033 | 6 | 25 | 9 | 48.4519
2033 | 6 | 25 | 10 | 48.8183
2033 | 6 | 25 | 11 | 49.3221
2033 | 6 | 25 | 12 | 53.2575
2033 | 6 | 25 | 13 | 53.7552
2033 | 6 | 25 | 14 | 52.3112
2033 | 6 | 25 | 15 | 52.3567
2033 | 6 | 25 | 16 | 53.3931
2033 | 6 | 25 | 17 | 59.2888
2033 | 6 | 25 | 18 | 70.1602
2033 | 6 | 25 | 19 | 70.6822
2033 | 6 | 25 | 20 | 69.7799
2033 | 6 | 25 | 21 | 67.61
2033 | 6 | 25 | 22 | 64.0858
2033 | 6 | 25 | 23 | 59.9958
2033 | 6 | 26 | 0 | 58.3949
2033 | 6 | 26 | 1 | 55.0184
2033 | 6 | 26 | 2 | 53.4721
2033 | 6 | 26 | 3 | 52.6332
2033 | 6 | 26 | 4 | 52.5756
2033 | 6 | 26 | 5 | 52.6028
2033 | 6 | 26 | 6 | 51.8019
2033 | 6 | 26 | 7 | 52.6563
2033 | 6 | 26 | 8 | 61.0956
2033 | 6 | 26 | 9 | 61.155
2033 | 6 | 26 | 10 | 54.4105
2033 | 6 | 26 | 11 | 48.9277
2033 | 6 | 26 | 12 | 53.7642
2033 | 6 | 26 | 13 | 54.4017
2033 | 6 | 26 | 14 | 53.3593
2033 | 6 | 26 | 15 | 55.1774
2033 | 6 | 26 | 16 | 59.3826
2033 | 6 | 26 | 17 | 66.7935
2033 | 6 | 26 | 18 | 76.0662
2033 | 6 | 26 | 19 | 71.4712
2033 | 6 | 26 | 20 | 70.184
2033 | 6 | 26 | 21 | 67.2196
2033 | 6 | 26 | 22 | 62.7665
2033 | 6 | 26 | 23 | 58.2636
2033 | 6 | 27 | 0 | 57.0932
2033 | 6 | 27 | 1 | 50.6814
2033 | 6 | 27 | 2 | 50.3364
2033 | 6 | 27 | 3 | 50.4534
2033 | 6 | 27 | 4 | 50.9985
2033 | 6 | 27 | 5 | 52.8517
2033 | 6 | 27 | 6 | 54.8651
2033 | 6 | 27 | 7 | 55.8828
2033 | 6 | 27 | 8 | 55.4275
2033 | 6 | 27 | 9 | 52.4405
2033 | 6 | 27 | 10 | 55.5792
2033 | 6 | 27 | 11 | 55.9609
2033 | 6 | 27 | 12 | 55.9384
2033 | 6 | 27 | 13 | 57.8164
2033 | 6 | 27 | 14 | 57.3499
2033 | 6 | 27 | 15 | 55.7031
2033 | 6 | 27 | 16 | 53.3774
2033 | 6 | 27 | 17 | 53.784
2033 | 6 | 27 | 18 | 65.8399
2033 | 6 | 27 | 19 | 72.022
2033 | 6 | 27 | 20 | 72.3014
2033 | 6 | 27 | 21 | 70.4784
2033 | 6 | 27 | 22 | 66.2753
2033 | 6 | 27 | 23 | 60.6934
2033 | 6 | 28 | 0 | 56.2889
2033 | 6 | 28 | 1 | 53.5893
2033 | 6 | 28 | 2 | 52.749
2033 | 6 | 28 | 3 | 52.6575
2033 | 6 | 28 | 4 | 53.1662
2033 | 6 | 28 | 5 | 54.7399
2033 | 6 | 28 | 6 | 56.0174
2033 | 6 | 28 | 7 | 56.7095
2033 | 6 | 28 | 8 | 54.1586
2033 | 6 | 28 | 9 | 48.9175
2033 | 6 | 28 | 10 | 50.0474
2033 | 6 | 28 | 11 | 51.0705
2033 | 6 | 28 | 12 | 54.4956
2033 | 6 | 28 | 13 | 56.5414
2033 | 6 | 28 | 14 | 56.309
2033 | 6 | 28 | 15 | 55.1887
2033 | 6 | 28 | 16 | 54.718
2033 | 6 | 28 | 17 | 57.1276
2033 | 6 | 28 | 18 | 69.2943
2033 | 6 | 28 | 19 | 75.3527
2033 | 6 | 28 | 20 | 75.9373
2033 | 6 | 28 | 21 | 74.1427
2033 | 6 | 28 | 22 | 69.6234
2033 | 6 | 28 | 23 | 63.5409
2033 | 6 | 29 | 0 | 59.6298
2033 | 6 | 29 | 1 | 58.1155
2033 | 6 | 29 | 2 | 57.018
2033 | 6 | 29 | 3 | 56.6882
2033 | 6 | 29 | 4 | 57.0737
2033 | 6 | 29 | 5 | 58.445
2033 | 6 | 29 | 6 | 59.7438
2033 | 6 | 29 | 7 | 60.806
2033 | 6 | 29 | 8 | 60.5021
2033 | 6 | 29 | 9 | 56.2428
2033 | 6 | 29 | 10 | 56.4798
2033 | 6 | 29 | 11 | 56.5793
2033 | 6 | 29 | 12 | 59.1795
2033 | 6 | 29 | 13 | 61.7506
2033 | 6 | 29 | 14 | 61.3264
2033 | 6 | 29 | 15 | 59.9874
2033 | 6 | 29 | 16 | 62.4444
2033 | 6 | 29 | 17 | 69.0056
2033 | 6 | 29 | 18 | 79.2356
2033 | 6 | 29 | 19 | 83.8492
2033 | 6 | 29 | 20 | 84.0426
2033 | 6 | 29 | 21 | 81.9957
2033 | 6 | 29 | 22 | 76.8792
2033 | 6 | 29 | 23 | 70.0666
2033 | 6 | 30 | 0 | 65.1374
2033 | 6 | 30 | 1 | 58.3344
2033 | 6 | 30 | 2 | 57.0672
2033 | 6 | 30 | 3 | 56.5933
2033 | 6 | 30 | 4 | 56.8433
2033 | 6 | 30 | 5 | 58.4343
2033 | 6 | 30 | 6 | 60.3851
2033 | 6 | 30 | 7 | 61.7028
2033 | 6 | 30 | 8 | 61.3501
2033 | 6 | 30 | 9 | 57.4482
2033 | 6 | 30 | 10 | 56.6578
2033 | 6 | 30 | 11 | 55.6036
2033 | 6 | 30 | 12 | 56.9578
2033 | 6 | 30 | 13 | 58.864
2033 | 6 | 30 | 14 | 59.3622
2033 | 6 | 30 | 15 | 58.0704
2033 | 6 | 30 | 16 | 57.6706
2033 | 6 | 30 | 17 | 60.8237
2033 | 6 | 30 | 18 | 76.4489
2033 | 6 | 30 | 19 | 76.1488
2033 | 6 | 30 | 20 | 76.4114
2033 | 6 | 30 | 21 | 74.6877
2033 | 6 | 30 | 22 | 70.6396
2033 | 6 | 30 | 23 | 64.8635
2033 | 7 | 1 | 0 | 62.2917
2033 | 7 | 1 | 1 | 62.3348
2033 | 7 | 1 | 2 | 60.1902
2033 | 7 | 1 | 3 | 59.0502
2033 | 7 | 1 | 4 | 58.4621
2033 | 7 | 1 | 5 | 58.5249
2033 | 7 | 1 | 6 | 58.5324
2033 | 7 | 1 | 7 | 60.9213
2033 | 7 | 1 | 8 | 68.7657
2033 | 7 | 1 | 9 | 71.0094
2033 | 7 | 1 | 10 | 62.8387
2033 | 7 | 1 | 11 | 61.2126
2033 | 7 | 1 | 12 | 62.6045
2033 | 7 | 1 | 13 | 64.3726
2033 | 7 | 1 | 14 | 57.8697
2033 | 7 | 1 | 15 | 54.3525
2033 | 7 | 1 | 16 | 63.8901
2033 | 7 | 1 | 17 | 73.5425
2033 | 7 | 1 | 18 | 90.265
2033 | 7 | 1 | 19 | 82.6781
2033 | 7 | 1 | 20 | 78.9349
2033 | 7 | 1 | 21 | 77.3857
2033 | 7 | 1 | 22 | 73.529
2033 | 7 | 1 | 23 | 68.884
2033 | 7 | 2 | 0 | 64.3038
2033 | 7 | 2 | 1 | 66.177
2033 | 7 | 2 | 2 | 63.7423
2033 | 7 | 2 | 3 | 62.1992
2033 | 7 | 2 | 4 | 61.6904
2033 | 7 | 2 | 5 | 61.3325
2033 | 7 | 2 | 6 | 61.9033
2033 | 7 | 2 | 7 | 65.2376
2033 | 7 | 2 | 8 | 73.005
2033 | 7 | 2 | 9 | 71.7398
2033 | 7 | 2 | 10 | 64.8579
2033 | 7 | 2 | 11 | 57.3013
2033 | 7 | 2 | 12 | 55.2825
2033 | 7 | 2 | 13 | 56.2558
2033 | 7 | 2 | 14 | 57.7721
2033 | 7 | 2 | 15 | 62.2057
2033 | 7 | 2 | 16 | 67.3286
2033 | 7 | 2 | 17 | 80.6946
2033 | 7 | 2 | 18 | 99.2396
2033 | 7 | 2 | 19 | 103.91
2033 | 7 | 2 | 20 | 99.6696
2033 | 7 | 2 | 21 | 96.5251
2033 | 7 | 2 | 22 | 90.2736
2033 | 7 | 2 | 23 | 82.6186
2033 | 7 | 3 | 0 | 75.3209
2033 | 7 | 3 | 1 | 65.2827
2033 | 7 | 3 | 2 | 62.4933
2033 | 7 | 3 | 3 | 60.6918
2033 | 7 | 3 | 4 | 59.9271
2033 | 7 | 3 | 5 | 59.1829
2033 | 7 | 3 | 6 | 58.102
2033 | 7 | 3 | 7 | 57.0677
2033 | 7 | 3 | 8 | 56.6705
2033 | 7 | 3 | 9 | 51.9714
2033 | 7 | 3 | 10 | 49.6458
2033 | 7 | 3 | 11 | 45.6762
2033 | 7 | 3 | 12 | 51.7908
2033 | 7 | 3 | 13 | 53.85
2033 | 7 | 3 | 14 | 52.5637
2033 | 7 | 3 | 15 | 51.5502
2033 | 7 | 3 | 16 | 53.5463
2033 | 7 | 3 | 17 | 65.4435
2033 | 7 | 3 | 18 | 82.1336
2033 | 7 | 3 | 19 | 87.8806
2033 | 7 | 3 | 20 | 84.755
2033 | 7 | 3 | 21 | 81.755
2033 | 7 | 3 | 22 | 75.6025
2033 | 7 | 3 | 23 | 68.9683
2033 | 7 | 4 | 0 | 64.5351
2033 | 7 | 4 | 1 | 57.8814
2033 | 7 | 4 | 2 | 56.6613
2033 | 7 | 4 | 3 | 56.2445
2033 | 7 | 4 | 4 | 56.6749
2033 | 7 | 4 | 5 | 57.9948
2033 | 7 | 4 | 6 | 59.1208
2033 | 7 | 4 | 7 | 60.153
2033 | 7 | 4 | 8 | 59.3112
2033 | 7 | 4 | 9 | 53.7921
2033 | 7 | 4 | 10 | 52.9539
2033 | 7 | 4 | 11 | 52.1589
2033 | 7 | 4 | 12 | 57.5328
2033 | 7 | 4 | 13 | 59.9921
2033 | 7 | 4 | 14 | 59.2963
2033 | 7 | 4 | 15 | 59.1242
2033 | 7 | 4 | 16 | 61.6733
2033 | 7 | 4 | 17 | 68.2924
2033 | 7 | 4 | 18 | 79.382
2033 | 7 | 4 | 19 | 74.2003
2033 | 7 | 4 | 20 | 72.5778
2033 | 7 | 4 | 21 | 70.7111
2033 | 7 | 4 | 22 | 66.3982
2033 | 7 | 4 | 23 | 61.6323
2033 | 7 | 5 | 0 | 63.6093
2033 | 7 | 5 | 1 | 59.757
2033 | 7 | 5 | 2 | 58.3884
2033 | 7 | 5 | 3 | 57.7179
2033 | 7 | 5 | 4 | 57.97
2033 | 7 | 5 | 5 | 59.3787
2033 | 7 | 5 | 6 | 61.4539
2033 | 7 | 5 | 7 | 65.0037
2033 | 7 | 5 | 8 | 69.6951
2033 | 7 | 5 | 9 | 66.7399
2033 | 7 | 5 | 10 | 62.4831
2033 | 7 | 5 | 11 | 55.6512
2033 | 7 | 5 | 12 | 56.1538
2033 | 7 | 5 | 13 | 58.0194
2033 | 7 | 5 | 14 | 57.8654
2033 | 7 | 5 | 15 | 58.7999
2033 | 7 | 5 | 16 | 60.7623
2033 | 7 | 5 | 17 | 66.8436
2033 | 7 | 5 | 18 | 84.1602
2033 | 7 | 5 | 19 | 79.8781
2033 | 7 | 5 | 20 | 77.4573
2033 | 7 | 5 | 21 | 75.2904
2033 | 7 | 5 | 22 | 70.9184
2033 | 7 | 5 | 23 | 65.7666
2033 | 7 | 6 | 0 | 63.861
2033 | 7 | 6 | 1 | 56.5226
2033 | 7 | 6 | 2 | 55.5326
2033 | 7 | 6 | 3 | 55.2919
2033 | 7 | 6 | 4 | 55.7006
2033 | 7 | 6 | 5 | 57.4043
2033 | 7 | 6 | 6 | 59.2602
2033 | 7 | 6 | 7 | 60.1897
2033 | 7 | 6 | 8 | 58.3947
2033 | 7 | 6 | 9 | 53.9745
2033 | 7 | 6 | 10 | 56.0306
2033 | 7 | 6 | 11 | 54.0215
2033 | 7 | 6 | 12 | 56.511
2033 | 7 | 6 | 13 | 58.6104
2033 | 7 | 6 | 14 | 57.4214
2033 | 7 | 6 | 15 | 55.6852
2033 | 7 | 6 | 16 | 51.4166
2033 | 7 | 6 | 17 | 53.7161
2033 | 7 | 6 | 18 | 68.1178
2033 | 7 | 6 | 19 | 73.4954
2033 | 7 | 6 | 20 | 72.8447
2033 | 7 | 6 | 21 | 71.6717
2033 | 7 | 6 | 22 | 67.0494
2033 | 7 | 6 | 23 | 61.3465
2033 | 7 | 7 | 0 | 58.1151
2033 | 7 | 7 | 1 | 57.1845
2033 | 7 | 7 | 2 | 55.9456
2033 | 7 | 7 | 3 | 55.5101
2033 | 7 | 7 | 4 | 55.9052
2033 | 7 | 7 | 5 | 57.4817
2033 | 7 | 7 | 6 | 59.31
2033 | 7 | 7 | 7 | 61.4839
2033 | 7 | 7 | 8 | 62.0104
2033 | 7 | 7 | 9 | 57.5509
2033 | 7 | 7 | 10 | 56.2962
2033 | 7 | 7 | 11 | 52.8154
2033 | 7 | 7 | 12 | 58.0073
2033 | 7 | 7 | 13 | 59.6037
2033 | 7 | 7 | 14 | 58.9757
2033 | 7 | 7 | 15 | 58.4299
2033 | 7 | 7 | 16 | 59.3782
2033 | 7 | 7 | 17 | 65.4883
2033 | 7 | 7 | 18 | 76.7695
2033 | 7 | 7 | 19 | 80.74
2033 | 7 | 7 | 20 | 79.3634
2033 | 7 | 7 | 21 | 77.7069
2033 | 7 | 7 | 22 | 72.5321
2033 | 7 | 7 | 23 | 66.2282
2033 | 7 | 8 | 0 | 64.9508
2033 | 7 | 8 | 1 | 61.0906
2033 | 7 | 8 | 2 | 59.5792
2033 | 7 | 8 | 3 | 58.9542
2033 | 7 | 8 | 4 | 59.112
2033 | 7 | 8 | 5 | 60.6683
2033 | 7 | 8 | 6 | 62.6738
2033 | 7 | 8 | 7 | 66.6447
2033 | 7 | 8 | 8 | 72.8535
2033 | 7 | 8 | 9 | 70.7091
2033 | 7 | 8 | 10 | 64.5944
2033 | 7 | 8 | 11 | 57.2132
2033 | 7 | 8 | 12 | 58.0154
2033 | 7 | 8 | 13 | 59.9926
2033 | 7 | 8 | 14 | 58.4298
2033 | 7 | 8 | 15 | 57.5687
2033 | 7 | 8 | 16 | 61.0868
2033 | 7 | 8 | 17 | 68.7452
2033 | 7 | 8 | 18 | 82.1605
2033 | 7 | 8 | 19 | 84.9181
2033 | 7 | 8 | 20 | 83.6785
2033 | 7 | 8 | 21 | 82.0802
2033 | 7 | 8 | 22 | 77.0911
2033 | 7 | 8 | 23 | 70.2466
2033 | 7 | 9 | 0 | 62.9714
2033 | 7 | 9 | 1 | 59.573
2033 | 7 | 9 | 2 | 57.455
2033 | 7 | 9 | 3 | 56.1115
2033 | 7 | 9 | 4 | 55.7562
2033 | 7 | 9 | 5 | 55.4637
2033 | 7 | 9 | 6 | 54.9344
2033 | 7 | 9 | 7 | 56.5463
2033 | 7 | 9 | 8 | 65.0146
2033 | 7 | 9 | 9 | 63.8971
2033 | 7 | 9 | 10 | 57.3542
2033 | 7 | 9 | 11 | 50.4038
2033 | 7 | 9 | 12 | 54.2427
2033 | 7 | 9 | 13 | 54.0072
2033 | 7 | 9 | 14 | 52.2719
2033 | 7 | 9 | 15 | 52.7985
2033 | 7 | 9 | 16 | 59.7967
2033 | 7 | 9 | 17 | 70.2347
2033 | 7 | 9 | 18 | 82.736
2033 | 7 | 9 | 19 | 79.2473
2033 | 7 | 9 | 20 | 76.4899
2033 | 7 | 9 | 21 | 73.9845
2033 | 7 | 9 | 22 | 69.5257
2033 | 7 | 9 | 23 | 64.3248
2033 | 7 | 10 | 0 | 61.5772
2033 | 7 | 10 | 1 | 57.6334
2033 | 7 | 10 | 2 | 55.5838
2033 | 7 | 10 | 3 | 54.372
2033 | 7 | 10 | 4 | 54.0668
2033 | 7 | 10 | 5 | 53.7651
2033 | 7 | 10 | 6 | 51.6121
2033 | 7 | 10 | 7 | 50.5009
2033 | 7 | 10 | 8 | 52.3974
2033 | 7 | 10 | 9 | 47.2088
2033 | 7 | 10 | 10 | 43.2462
2033 | 7 | 10 | 11 | 41.0685
2033 | 7 | 10 | 12 | 47.8229
2033 | 7 | 10 | 13 | 48.7119
2033 | 7 | 10 | 14 | 47.2847
2033 | 7 | 10 | 15 | 47.4558
2033 | 7 | 10 | 16 | 49.3184
2033 | 7 | 10 | 17 | 58.7637
2033 | 7 | 10 | 18 | 76.2868
2033 | 7 | 10 | 19 | 70.6611
2033 | 7 | 10 | 20 | 68.802
2033 | 7 | 10 | 21 | 66.6046
2033 | 7 | 10 | 22 | 62.2837
2033 | 7 | 10 | 23 | 57.7431
2033 | 7 | 11 | 0 | 57.8085
2033 | 7 | 11 | 1 | 53.6498
2033 | 7 | 11 | 2 | 52.8112
2033 | 7 | 11 | 3 | 52.5258
2033 | 7 | 11 | 4 | 53.0691
2033 | 7 | 11 | 5 | 54.6869
2033 | 7 | 11 | 6 | 56.045
2033 | 7 | 11 | 7 | 58.5703
2033 | 7 | 11 | 8 | 60.786
2033 | 7 | 11 | 9 | 56.1684
2033 | 7 | 11 | 10 | 53.2909
2033 | 7 | 11 | 11 | 49.4611
2033 | 7 | 11 | 12 | 56.9277
2033 | 7 | 11 | 13 | 58.7921
2033 | 7 | 11 | 14 | 57.6787
2033 | 7 | 11 | 15 | 57.9562
2033 | 7 | 11 | 16 | 60.5147
2033 | 7 | 11 | 17 | 66.6207
2033 | 7 | 11 | 18 | 69.3153
2033 | 7 | 11 | 19 | 73.8645
2033 | 7 | 11 | 20 | 73.8924
2033 | 7 | 11 | 21 | 72.7395
2033 | 7 | 11 | 22 | 68.0331
2033 | 7 | 11 | 23 | 62.5759
2033 | 7 | 12 | 0 | 61.2856
2033 | 7 | 12 | 1 | 56.2363
2033 | 7 | 12 | 2 | 55.2587
2033 | 7 | 12 | 3 | 55.0222
2033 | 7 | 12 | 4 | 55.5867
2033 | 7 | 12 | 5 | 57.247
2033 | 7 | 12 | 6 | 59.0665
2033 | 7 | 12 | 7 | 61.3512
2033 | 7 | 12 | 8 | 61.9255
2033 | 7 | 12 | 9 | 57.2052
2033 | 7 | 12 | 10 | 54.9888
2033 | 7 | 12 | 11 | 50.6313
2033 | 7 | 12 | 12 | 56.148
2033 | 7 | 12 | 13 | 57.713
2033 | 7 | 12 | 14 | 56.5525
2033 | 7 | 12 | 15 | 57.06
2033 | 7 | 12 | 16 | 59.8446
2033 | 7 | 12 | 17 | 65.1103
2033 | 7 | 12 | 18 | 66.7946
2033 | 7 | 12 | 19 | 72.7663
2033 | 7 | 12 | 20 | 73.5137
2033 | 7 | 12 | 21 | 72.8424
2033 | 7 | 12 | 22 | 68.3564
2033 | 7 | 12 | 23 | 62.7994
2033 | 7 | 13 | 0 | 61.5047
2033 | 7 | 13 | 1 | 57.0302
2033 | 7 | 13 | 2 | 55.9101
2033 | 7 | 13 | 3 | 55.5837
2033 | 7 | 13 | 4 | 56.0595
2033 | 7 | 13 | 5 | 57.6879
2033 | 7 | 13 | 6 | 58.927
2033 | 7 | 13 | 7 | 59.9366
2033 | 7 | 13 | 8 | 57.7363
2033 | 7 | 13 | 9 | 51.7811
2033 | 7 | 13 | 10 | 52.4965
2033 | 7 | 13 | 11 | 51.3559
2033 | 7 | 13 | 12 | 56.3871
2033 | 7 | 13 | 13 | 58.6367
2033 | 7 | 13 | 14 | 57.5575
2033 | 7 | 13 | 15 | 56.1638
2033 | 7 | 13 | 16 | 55.2635
2033 | 7 | 13 | 17 | 61.8126
2033 | 7 | 13 | 18 | 77.8227
2033 | 7 | 13 | 19 | 80.0727
2033 | 7 | 13 | 20 | 79.3291
2033 | 7 | 13 | 21 | 77.7547
2033 | 7 | 13 | 22 | 72.3609
2033 | 7 | 13 | 23 | 65.98
2033 | 7 | 14 | 0 | 62.8012
2033 | 7 | 14 | 1 | 58.2651
2033 | 7 | 14 | 2 | 56.9498
2033 | 7 | 14 | 3 | 56.4536
2033 | 7 | 14 | 4 | 56.8121
2033 | 7 | 14 | 5 | 58.5064
2033 | 7 | 14 | 6 | 60.1983
2033 | 7 | 14 | 7 | 61.7605
2033 | 7 | 14 | 8 | 61.2888
2033 | 7 | 14 | 9 | 56.2211
2033 | 7 | 14 | 10 | 55.6903
2033 | 7 | 14 | 11 | 53.4497
2033 | 7 | 14 | 12 | 57.9726
2033 | 7 | 14 | 13 | 59.6525
2033 | 7 | 14 | 14 | 59.1498
2033 | 7 | 14 | 15 | 58.6429
2033 | 7 | 14 | 16 | 61.3815
2033 | 7 | 14 | 17 | 69.1173
2033 | 7 | 14 | 18 | 80.1246
2033 | 7 | 14 | 19 | 76.8772
2033 | 7 | 14 | 20 | 75.3747
2033 | 7 | 14 | 21 | 73.5459
2033 | 7 | 14 | 22 | 68.815
2033 | 7 | 14 | 23 | 63.3366
2033 | 7 | 15 | 0 | 64.2732
2033 | 7 | 15 | 1 | 61.0818
2033 | 7 | 15 | 2 | 59.5448
2033 | 7 | 15 | 3 | 58.8931
2033 | 7 | 15 | 4 | 59.1381
2033 | 7 | 15 | 5 | 60.6362
2033 | 7 | 15 | 6 | 62.9833
2033 | 7 | 15 | 7 | 66.7284
2033 | 7 | 15 | 8 | 72.4181
2033 | 7 | 15 | 9 | 70.1278
2033 | 7 | 15 | 10 | 64.2206
2033 | 7 | 15 | 11 | 57.4247
2033 | 7 | 15 | 12 | 58.0273
2033 | 7 | 15 | 13 | 60.1929
2033 | 7 | 15 | 14 | 59.1886
2033 | 7 | 15 | 15 | 58.409
2033 | 7 | 15 | 16 | 61.7005
2033 | 7 | 15 | 17 | 69.6762
2033 | 7 | 15 | 18 | 84.6942
2033 | 7 | 15 | 19 | 81.8254
2033 | 7 | 15 | 20 | 80.3985
2033 | 7 | 15 | 21 | 78.6438
2033 | 7 | 15 | 22 | 73.971
2033 | 7 | 15 | 23 | 67.855
2033 | 7 | 16 | 0 | 64.2582
2033 | 7 | 16 | 1 | 62.6035
2033 | 7 | 16 | 2 | 60.4088
2033 | 7 | 16 | 3 | 59.0095
2033 | 7 | 16 | 4 | 58.5866
2033 | 7 | 16 | 5 | 58.4121
2033 | 7 | 16 | 6 | 58.4202
2033 | 7 | 16 | 7 | 60.8081
2033 | 7 | 16 | 8 | 67.6211
2033 | 7 | 16 | 9 | 65.5315
2033 | 7 | 16 | 10 | 58.7733
2033 | 7 | 16 | 11 | 52.6408
2033 | 7 | 16 | 12 | 54.2435
2033 | 7 | 16 | 13 | 54.6378
2033 | 7 | 16 | 14 | 54.959
2033 | 7 | 16 | 15 | 57.1483
2033 | 7 | 16 | 16 | 62.6376
2033 | 7 | 16 | 17 | 75.3191
2033 | 7 | 16 | 18 | 91.3575
2033 | 7 | 16 | 19 | 90.3342
2033 | 7 | 16 | 20 | 86.6005
2033 | 7 | 16 | 21 | 83.3379
2033 | 7 | 16 | 22 | 77.8148
2033 | 7 | 16 | 23 | 71.6016
2033 | 7 | 17 | 0 | 67.2455
2033 | 7 | 17 | 1 | 61.4935
2033 | 7 | 17 | 2 | 59.1923
2033 | 7 | 17 | 3 | 57.7263
2033 | 7 | 17 | 4 | 57.1972
2033 | 7 | 17 | 5 | 56.8536
2033 | 7 | 17 | 6 | 55.9741
2033 | 7 | 17 | 7 | 56.8742
2033 | 7 | 17 | 8 | 65.0373
2033 | 7 | 17 | 9 | 64.4611
2033 | 7 | 17 | 10 | 57.6043
2033 | 7 | 17 | 11 | 50.1063
2033 | 7 | 17 | 12 | 53.8999
2033 | 7 | 17 | 13 | 54.9623
2033 | 7 | 17 | 14 | 53.9085
2033 | 7 | 17 | 15 | 54.2312
2033 | 7 | 17 | 16 | 60.1178
2033 | 7 | 17 | 17 | 71.4527
2033 | 7 | 17 | 18 | 80.5465
2033 | 7 | 17 | 19 | 83.7714
2033 | 7 | 17 | 20 | 81.0863
2033 | 7 | 17 | 21 | 78.2478
2033 | 7 | 17 | 22 | 72.555
2033 | 7 | 17 | 23 | 66.5539
2033 | 7 | 18 | 0 | 61.001
2033 | 7 | 18 | 1 | 60.9427
2033 | 7 | 18 | 2 | 59.668
2033 | 7 | 18 | 3 | 59.195
2033 | 7 | 18 | 4 | 59.519
2033 | 7 | 18 | 5 | 60.9935
2033 | 7 | 18 | 6 | 63.0165
2033 | 7 | 18 | 7 | 65.6564
2033 | 7 | 18 | 8 | 66.1985
2033 | 7 | 18 | 9 | 60.9128
2033 | 7 | 18 | 10 | 58.7904
2033 | 7 | 18 | 11 | 56.6887
2033 | 7 | 18 | 12 | 60.7953
2033 | 7 | 18 | 13 | 62.8399
2033 | 7 | 18 | 14 | 62.7496
2033 | 7 | 18 | 15 | 62.9462
2033 | 7 | 18 | 16 | 65.3034
2033 | 7 | 18 | 17 | 73.6243
2033 | 7 | 18 | 18 | 87.5861
2033 | 7 | 18 | 19 | 92.1688
2033 | 7 | 18 | 20 | 89.7577
2033 | 7 | 18 | 21 | 86.693
2033 | 7 | 18 | 22 | 80.2504
2033 | 7 | 18 | 23 | 73.1676
2033 | 7 | 19 | 0 | 68.5351
2033 | 7 | 19 | 1 | 67.2913
2033 | 7 | 19 | 2 | 65.4063
2033 | 7 | 19 | 3 | 64.5095
2033 | 7 | 19 | 4 | 64.5707
2033 | 7 | 19 | 5 | 65.9516
2033 | 7 | 19 | 6 | 67.5626
2033 | 7 | 19 | 7 | 70.0189
2033 | 7 | 19 | 8 | 68.2998
2033 | 7 | 19 | 9 | 61.4638
2033 | 7 | 19 | 10 | 59.4147
2033 | 7 | 19 | 11 | 58.0887
2033 | 7 | 19 | 12 | 63.257
2033 | 7 | 19 | 13 | 64.9038
2033 | 7 | 19 | 14 | 64.8305
2033 | 7 | 19 | 15 | 65.7116
2033 | 7 | 19 | 16 | 69.8818
2033 | 7 | 19 | 17 | 80.2277
2033 | 7 | 19 | 18 | 93.4008
2033 | 7 | 19 | 19 | 98.3362
2033 | 7 | 19 | 20 | 95.8448
2033 | 7 | 19 | 21 | 92.7315
2033 | 7 | 19 | 22 | 86.1018
2033 | 7 | 19 | 23 | 78.3284
2033 | 7 | 20 | 0 | 72.6503
2033 | 7 | 20 | 1 | 67.2853
2033 | 7 | 20 | 2 | 65.3373
2033 | 7 | 20 | 3 | 64.4045
2033 | 7 | 20 | 4 | 64.4309
2033 | 7 | 20 | 5 | 65.7699
2033 | 7 | 20 | 6 | 67.469
2033 | 7 | 20 | 7 | 70.0241
2033 | 7 | 20 | 8 | 71.0435
2033 | 7 | 20 | 9 | 65.9348
2033 | 7 | 20 | 10 | 62.1435
2033 | 7 | 20 | 11 | 58.9482
2033 | 7 | 20 | 12 | 63.974
2033 | 7 | 20 | 13 | 65.7937
2033 | 7 | 20 | 14 | 65.6078
2033 | 7 | 20 | 15 | 65.3958
2033 | 7 | 20 | 16 | 71.0555
2033 | 7 | 20 | 17 | 81.6693
2033 | 7 | 20 | 18 | 93.1688
2033 | 7 | 20 | 19 | 88.4889
2033 | 7 | 20 | 20 | 86.1842
2033 | 7 | 20 | 21 | 83.3706
2033 | 7 | 20 | 22 | 77.6004
2033 | 7 | 20 | 23 | 71.3474
2033 | 7 | 21 | 0 | 70.9351
2033 | 7 | 21 | 1 | 64.7683
2033 | 7 | 21 | 2 | 63.0805
2033 | 7 | 21 | 3 | 62.3458
2033 | 7 | 21 | 4 | 62.3555
2033 | 7 | 21 | 5 | 63.9993
2033 | 7 | 21 | 6 | 66.6414
2033 | 7 | 21 | 7 | 70.3701
2033 | 7 | 21 | 8 | 76.3458
2033 | 7 | 21 | 9 | 75.5892
2033 | 7 | 21 | 10 | 70.6438
2033 | 7 | 21 | 11 | 63.3238
2033 | 7 | 21 | 12 | 66.8852
2033 | 7 | 21 | 13 | 67.1879
2033 | 7 | 21 | 14 | 67.2472
2033 | 7 | 21 | 15 | 67.0758
2033 | 7 | 21 | 16 | 70.5981
2033 | 7 | 21 | 17 | 73.1032
2033 | 7 | 21 | 18 | 79.0508
2033 | 7 | 21 | 19 | 81.0144
2033 | 7 | 21 | 20 | 78.9935
2033 | 7 | 21 | 21 | 76.917
2033 | 7 | 21 | 22 | 72.2162
2033 | 7 | 21 | 23 | 66.7536
2033 | 7 | 22 | 0 | 65.0805
2033 | 7 | 22 | 1 | 61.2548
2033 | 7 | 22 | 2 | 59.7766
2033 | 7 | 22 | 3 | 58.9884
2033 | 7 | 22 | 4 | 59.2196
2033 | 7 | 22 | 5 | 60.7637
2033 | 7 | 22 | 6 | 61.7572
2033 | 7 | 22 | 7 | 63.1016
2033 | 7 | 22 | 8 | 59.6136
2033 | 7 | 22 | 9 | 53.3478
2033 | 7 | 22 | 10 | 53.5206
2033 | 7 | 22 | 11 | 51.9519
2033 | 7 | 22 | 12 | 52.0225
2033 | 7 | 22 | 13 | 54.2638
2033 | 7 | 22 | 14 | 55.9012
2033 | 7 | 22 | 15 | 54.2259
2033 | 7 | 22 | 16 | 52.5986
2033 | 7 | 22 | 17 | 56.7315
2033 | 7 | 22 | 18 | 68.0431
2033 | 7 | 22 | 19 | 73.9055
2033 | 7 | 22 | 20 | 73.707
2033 | 7 | 22 | 21 | 72.7437
2033 | 7 | 22 | 22 | 68.6132
2033 | 7 | 22 | 23 | 63.4153
2033 | 7 | 23 | 0 | 62.4327
2033 | 7 | 23 | 1 | 57.6081
2033 | 7 | 23 | 2 | 55.9217
2033 | 7 | 23 | 3 | 54.94
2033 | 7 | 23 | 4 | 54.8836
2033 | 7 | 23 | 5 | 55.2355
2033 | 7 | 23 | 6 | 54.5178
2033 | 7 | 23 | 7 | 54.482
2033 | 7 | 23 | 8 | 55.171
2033 | 7 | 23 | 9 | 49.6483
2033 | 7 | 23 | 10 | 47.6791
2033 | 7 | 23 | 11 | 48.0824
2033 | 7 | 23 | 12 | 48.363
2033 | 7 | 23 | 13 | 48.1552
2033 | 7 | 23 | 14 | 47.4115
2033 | 7 | 23 | 15 | 49.3072
2033 | 7 | 23 | 16 | 49.7953
2033 | 7 | 23 | 17 | 58.8587
2033 | 7 | 23 | 18 | 75.5045
2033 | 7 | 23 | 19 | 76.564
2033 | 7 | 23 | 20 | 74.4856
2033 | 7 | 23 | 21 | 71.9516
2033 | 7 | 23 | 22 | 67.6178
2033 | 7 | 23 | 23 | 62.8291
2033 | 7 | 24 | 0 | 60.6099
2033 | 7 | 24 | 1 | 55.978
2033 | 7 | 24 | 2 | 54.1793
2033 | 7 | 24 | 3 | 53.1469
2033 | 7 | 24 | 4 | 53.0691
2033 | 7 | 24 | 5 | 53.0542
2033 | 7 | 24 | 6 | 51.1637
2033 | 7 | 24 | 7 | 49.9935
2033 | 7 | 24 | 8 | 49.9149
2033 | 7 | 24 | 9 | 43.8366
2033 | 7 | 24 | 10 | 42.476
2033 | 7 | 24 | 11 | 42.11
2033 | 7 | 24 | 12 | 44.6489
2033 | 7 | 24 | 13 | 46.2445
2033 | 7 | 24 | 14 | 47.0403
2033 | 7 | 24 | 15 | 49.2885
2033 | 7 | 24 | 16 | 50.1408
2033 | 7 | 24 | 17 | 61.8238
2033 | 7 | 24 | 18 | 78.459
2033 | 7 | 24 | 19 | 82.984
2033 | 7 | 24 | 20 | 80.5986
2033 | 7 | 24 | 21 | 77.4824
2033 | 7 | 24 | 22 | 71.5445
2033 | 7 | 24 | 23 | 65.5788
2033 | 7 | 25 | 0 | 62.1121
2033 | 7 | 25 | 1 | 57.7188
2033 | 7 | 25 | 2 | 56.6932
2033 | 7 | 25 | 3 | 56.3875
2033 | 7 | 25 | 4 | 56.8194
2033 | 7 | 25 | 5 | 58.68
2033 | 7 | 25 | 6 | 60.7997
2033 | 7 | 25 | 7 | 63.7871
2033 | 7 | 25 | 8 | 66.5599
2033 | 7 | 25 | 9 | 62.6188
2033 | 7 | 25 | 10 | 60.8853
2033 | 7 | 25 | 11 | 57.8008
2033 | 7 | 25 | 12 | 57.426
2033 | 7 | 25 | 13 | 59.4366
2033 | 7 | 25 | 14 | 59.3045
2033 | 7 | 25 | 15 | 58.8966
2033 | 7 | 25 | 16 | 61.5668
2033 | 7 | 25 | 17 | 71.1471
2033 | 7 | 25 | 18 | 84.428
2033 | 7 | 25 | 19 | 90.2116
2033 | 7 | 25 | 20 | 88.4306
2033 | 7 | 25 | 21 | 85.2739
2033 | 7 | 25 | 22 | 78.6693
2033 | 7 | 25 | 23 | 71.5904
2033 | 7 | 26 | 0 | 66.3608
2033 | 7 | 26 | 1 | 63.087
2033 | 7 | 26 | 2 | 61.4666
2033 | 7 | 26 | 3 | 60.835
2033 | 7 | 26 | 4 | 61.0577
2033 | 7 | 26 | 5 | 62.6533
2033 | 7 | 26 | 6 | 65.1604
2033 | 7 | 26 | 7 | 68.4402
2033 | 7 | 26 | 8 | 70.3953
2033 | 7 | 26 | 9 | 65.4839
2033 | 7 | 26 | 10 | 61.7463
2033 | 7 | 26 | 11 | 57.6708
2033 | 7 | 26 | 12 | 60.4571
2033 | 7 | 26 | 13 | 61.6292
2033 | 7 | 26 | 14 | 61.5285
2033 | 7 | 26 | 15 | 61.7232
2033 | 7 | 26 | 16 | 66.3801
2033 | 7 | 26 | 17 | 74.3981
2033 | 7 | 26 | 18 | 84.7168
2033 | 7 | 26 | 19 | 85.4431
2033 | 7 | 26 | 20 | 83.6396
2033 | 7 | 26 | 21 | 80.8008
2033 | 7 | 26 | 22 | 75.2223
2033 | 7 | 26 | 23 | 69.1879
2033 | 7 | 27 | 0 | 68.6193
2033 | 7 | 27 | 1 | 65.1879
2033 | 7 | 27 | 2 | 63.4889
2033 | 7 | 27 | 3 | 62.7545
2033 | 7 | 27 | 4 | 62.8623
2033 | 7 | 27 | 5 | 64.3509
2033 | 7 | 27 | 6 | 66.3037
2033 | 7 | 27 | 7 | 69.6476
2033 | 7 | 27 | 8 | 72.1388
2033 | 7 | 27 | 9 | 67.1674
2033 | 7 | 27 | 10 | 62.3829
2033 | 7 | 27 | 11 | 58.0342
2033 | 7 | 27 | 12 | 62.6487
2033 | 7 | 27 | 13 | 64.3528
2033 | 7 | 27 | 14 | 64.2533
2033 | 7 | 27 | 15 | 63.7402
2033 | 7 | 27 | 16 | 68.8477
2033 | 7 | 27 | 17 | 78.1589
2033 | 7 | 27 | 18 | 90.4603
2033 | 7 | 27 | 19 | 93.9652
2033 | 7 | 27 | 20 | 92.2926
2033 | 7 | 27 | 21 | 89.2015
2033 | 7 | 27 | 22 | 82.5938
2033 | 7 | 27 | 23 | 75.3482
2033 | 7 | 28 | 0 | 68.9559
2033 | 7 | 28 | 1 | 61.2163
2033 | 7 | 28 | 2 | 59.7591
2033 | 7 | 28 | 3 | 59.1389
2033 | 7 | 28 | 4 | 59.3007
2033 | 7 | 28 | 5 | 61.1233
2033 | 7 | 28 | 6 | 63.4129
2033 | 7 | 28 | 7 | 66.9906
2033 | 7 | 28 | 8 | 70.7678
2033 | 7 | 28 | 9 | 67.3538
2033 | 7 | 28 | 10 | 61.9475
2033 | 7 | 28 | 11 | 56.0474
2033 | 7 | 28 | 12 | 60.8009
2033 | 7 | 28 | 13 | 61.7698
2033 | 7 | 28 | 14 | 61.9151
2033 | 7 | 28 | 15 | 61.1049
2033 | 7 | 28 | 16 | 63.3109
2033 | 7 | 28 | 17 | 66.9603
2033 | 7 | 28 | 18 | 76.0779
2033 | 7 | 28 | 19 | 72.2089
2033 | 7 | 28 | 20 | 70.9851
2033 | 7 | 28 | 21 | 69.0058
2033 | 7 | 28 | 22 | 65.0754
2033 | 7 | 28 | 23 | 60.7161
2033 | 7 | 29 | 0 | 61.8422
2033 | 7 | 29 | 1 | 57.4026
2033 | 7 | 29 | 2 | 56.2905
2033 | 7 | 29 | 3 | 55.9102
2033 | 7 | 29 | 4 | 56.204
2033 | 7 | 29 | 5 | 57.963
2033 | 7 | 29 | 6 | 59.8657
2033 | 7 | 29 | 7 | 61.6756
2033 | 7 | 29 | 8 | 60.7145
2033 | 7 | 29 | 9 | 55.8746
2033 | 7 | 29 | 10 | 55.6808
2033 | 7 | 29 | 11 | 53.4737
2033 | 7 | 29 | 12 | 53.8271
2033 | 7 | 29 | 13 | 56.0175
2033 | 7 | 29 | 14 | 55.6609
2033 | 7 | 29 | 15 | 53.8196
2033 | 7 | 29 | 16 | 51.6334
2033 | 7 | 29 | 17 | 55.8398
2033 | 7 | 29 | 18 | 68.8609
2033 | 7 | 29 | 19 | 74.7216
2033 | 7 | 29 | 20 | 73.6176
2033 | 7 | 29 | 21 | 71.5405
2033 | 7 | 29 | 22 | 67.0333
2033 | 7 | 29 | 23 | 61.6748
2033 | 7 | 30 | 0 | 57.5781
2033 | 7 | 30 | 1 | 56.5095
2033 | 7 | 30 | 2 | 54.9349
2033 | 7 | 30 | 3 | 53.9783
2033 | 7 | 30 | 4 | 53.9769
2033 | 7 | 30 | 5 | 54.2776
2033 | 7 | 30 | 6 | 54.4099
2033 | 7 | 30 | 7 | 54.6045
2033 | 7 | 30 | 8 | 54.2151
2033 | 7 | 30 | 9 | 47.9585
2033 | 7 | 30 | 10 | 45.6873
2033 | 7 | 30 | 11 | 44.609
2033 | 7 | 30 | 12 | 44.8348
2033 | 7 | 30 | 13 | 45.156
2033 | 7 | 30 | 14 | 44.8517
2033 | 7 | 30 | 15 | 46.9181
2033 | 7 | 30 | 16 | 48.5507
2033 | 7 | 30 | 17 | 57.2657
2033 | 7 | 30 | 18 | 67.9428
2033 | 7 | 30 | 19 | 72.4504
2033 | 7 | 30 | 20 | 71.9134
2033 | 7 | 30 | 21 | 69.5968
2033 | 7 | 30 | 22 | 65.3885
2033 | 7 | 30 | 23 | 61.085
2033 | 7 | 31 | 0 | 59.8624
2033 | 7 | 31 | 1 | 54.3151
2033 | 7 | 31 | 2 | 52.6865
2033 | 7 | 31 | 3 | 51.7501
2033 | 7 | 31 | 4 | 51.7198
2033 | 7 | 31 | 5 | 51.7619
2033 | 7 | 31 | 6 | 51.2659
2033 | 7 | 31 | 7 | 51.7891
2033 | 7 | 31 | 8 | 56.2127
2033 | 7 | 31 | 9 | 51.0638
2033 | 7 | 31 | 10 | 46.9187
2033 | 7 | 31 | 11 | 43.3772
2033 | 7 | 31 | 12 | 44.6275
2033 | 7 | 31 | 13 | 45.1151
2033 | 7 | 31 | 14 | 45.5169
2033 | 7 | 31 | 15 | 47.0138
2033 | 7 | 31 | 16 | 49.789
2033 | 7 | 31 | 17 | 60.2719
2033 | 7 | 31 | 18 | 77.4695
2033 | 7 | 31 | 19 | 74.4474
2033 | 7 | 31 | 20 | 72.6662
2033 | 7 | 31 | 21 | 69.6041
2033 | 7 | 31 | 22 | 64.8191
2033 | 7 | 31 | 23 | 60.2947
2033 | 8 | 1 | 0 | 59.6832
2033 | 8 | 1 | 1 | 57.5543
2033 | 8 | 1 | 2 | 55.7609
2033 | 8 | 1 | 3 | 54.8014
2033 | 8 | 1 | 4 | 54.7535
2033 | 8 | 1 | 5 | 55.2817
2033 | 8 | 1 | 6 | 55.0928
2033 | 8 | 1 | 7 | 57.2483
2033 | 8 | 1 | 8 | 65.5711
2033 | 8 | 1 | 9 | 66.894
2033 | 8 | 1 | 10 | 62.1449
2033 | 8 | 1 | 11 | 58.8446
2033 | 8 | 1 | 12 | 52.3909
2033 | 8 | 1 | 13 | 53.9593
2033 | 8 | 1 | 14 | 56.172
2033 | 8 | 1 | 15 | 57.0038
2033 | 8 | 1 | 16 | 63.6048
2033 | 8 | 1 | 17 | 72.3896
2033 | 8 | 1 | 18 | 86.116
2033 | 8 | 1 | 19 | 80.7041
2033 | 8 | 1 | 20 | 79.5103
2033 | 8 | 1 | 21 | 76.0871
2033 | 8 | 1 | 22 | 69.2988
2033 | 8 | 1 | 23 | 63.6385
2033 | 8 | 2 | 0 | 60.6396
2033 | 8 | 2 | 1 | 58.8318
2033 | 8 | 2 | 2 | 57.4369
2033 | 8 | 2 | 3 | 57.1798
2033 | 8 | 2 | 4 | 57.4804
2033 | 8 | 2 | 5 | 59.015
2033 | 8 | 2 | 6 | 60.6856
2033 | 8 | 2 | 7 | 63.4933
2033 | 8 | 2 | 8 | 66.0317
2033 | 8 | 2 | 9 | 63.5432
2033 | 8 | 2 | 10 | 60.5753
2033 | 8 | 2 | 11 | 56.4077
2033 | 8 | 2 | 12 | 60.1512
2033 | 8 | 2 | 13 | 61.9589
2033 | 8 | 2 | 14 | 61.2813
2033 | 8 | 2 | 15 | 61.417
2033 | 8 | 2 | 16 | 64.742
2033 | 8 | 2 | 17 | 71.8739
2033 | 8 | 2 | 18 | 83.8399
2033 | 8 | 2 | 19 | 79.6703
2033 | 8 | 2 | 20 | 78.1264
2033 | 8 | 2 | 21 | 75.089
2033 | 8 | 2 | 22 | 69.1479
2033 | 8 | 2 | 23 | 63.538
2033 | 8 | 3 | 0 | 61.9189
2033 | 8 | 3 | 1 | 58.3055
2033 | 8 | 3 | 2 | 56.9712
2033 | 8 | 3 | 3 | 56.6492
2033 | 8 | 3 | 4 | 56.9543
2033 | 8 | 3 | 5 | 58.4161
2033 | 8 | 3 | 6 | 59.9849
2033 | 8 | 3 | 7 | 62.7571
2033 | 8 | 3 | 8 | 66.9829
2033 | 8 | 3 | 9 | 65.98
2033 | 8 | 3 | 10 | 62.8097
2033 | 8 | 3 | 11 | 57.6651
2033 | 8 | 3 | 12 | 59.4361
2033 | 8 | 3 | 13 | 62.0593
2033 | 8 | 3 | 14 | 61.185
2033 | 8 | 3 | 15 | 60.1394
2033 | 8 | 3 | 16 | 61.9402
2033 | 8 | 3 | 17 | 70.3335
2033 | 8 | 3 | 18 | 80.4443
2033 | 8 | 3 | 19 | 81.9126
2033 | 8 | 3 | 20 | 80.9278
2033 | 8 | 3 | 21 | 78.2892
2033 | 8 | 3 | 22 | 72.0582
2033 | 8 | 3 | 23 | 65.895
2033 | 8 | 4 | 0 | 60.5149
2033 | 8 | 4 | 1 | 58.0231
2033 | 8 | 4 | 2 | 56.6972
2033 | 8 | 4 | 3 | 56.3958
2033 | 8 | 4 | 4 | 56.7582
2033 | 8 | 4 | 5 | 58.3267
2033 | 8 | 4 | 6 | 59.6681
2033 | 8 | 4 | 7 | 62.0977
2033 | 8 | 4 | 8 | 63.1797
2033 | 8 | 4 | 9 | 60.5463
2033 | 8 | 4 | 10 | 58.8835
2033 | 8 | 4 | 11 | 55.4412
2033 | 8 | 4 | 12 | 59.6446
2033 | 8 | 4 | 13 | 62.033
2033 | 8 | 4 | 14 | 61.6876
2033 | 8 | 4 | 15 | 61.1227
2033 | 8 | 4 | 16 | 61.4918
2033 | 8 | 4 | 17 | 68.4242
2033 | 8 | 4 | 18 | 82.8298
2033 | 8 | 4 | 19 | 82.9513
2033 | 8 | 4 | 20 | 82.1057
2033 | 8 | 4 | 21 | 79.6617
2033 | 8 | 4 | 22 | 73.7647
2033 | 8 | 4 | 23 | 67.5208
2033 | 8 | 5 | 0 | 62.7764
2033 | 8 | 5 | 1 | 60.0924
2033 | 8 | 5 | 2 | 58.58
2033 | 8 | 5 | 3 | 58.0762
2033 | 8 | 5 | 4 | 58.3277
2033 | 8 | 5 | 5 | 59.7304
2033 | 8 | 5 | 6 | 60.9215
2033 | 8 | 5 | 7 | 63.2316
2033 | 8 | 5 | 8 | 62.4569
2033 | 8 | 5 | 9 | 57.9686
2033 | 8 | 5 | 10 | 56.5901
2033 | 8 | 5 | 11 | 54.6547
2033 | 8 | 5 | 12 | 58.9324
2033 | 8 | 5 | 13 | 61.4879
2033 | 8 | 5 | 14 | 60.3685
2033 | 8 | 5 | 15 | 59.5191
2033 | 8 | 5 | 16 | 61.3707
2033 | 8 | 5 | 17 | 70.7902
2033 | 8 | 5 | 18 | 85.1115
2033 | 8 | 5 | 19 | 86.631
2033 | 8 | 5 | 20 | 84.8416
2033 | 8 | 5 | 21 | 81.6836
2033 | 8 | 5 | 22 | 75.4172
2033 | 8 | 5 | 23 | 68.6726
2033 | 8 | 6 | 0 | 64.5102
2033 | 8 | 6 | 1 | 61.1974
2033 | 8 | 6 | 2 | 58.9797
2033 | 8 | 6 | 3 | 57.7853
2033 | 8 | 6 | 4 | 57.4197
2033 | 8 | 6 | 5 | 57.1549
2033 | 8 | 6 | 6 | 55.8494
2033 | 8 | 6 | 7 | 56.6289
2033 | 8 | 6 | 8 | 58.016
2033 | 8 | 6 | 9 | 54.012
2033 | 8 | 6 | 10 | 51.551
2033 | 8 | 6 | 11 | 49.3613
2033 | 8 | 6 | 12 | 51.4634
2033 | 8 | 6 | 13 | 52.7705
2033 | 8 | 6 | 14 | 52.6513
2033 | 8 | 6 | 15 | 54.3654
2033 | 8 | 6 | 16 | 57.4976
2033 | 8 | 6 | 17 | 71.5919
2033 | 8 | 6 | 18 | 88.5683
2033 | 8 | 6 | 19 | 90.3431
2033 | 8 | 6 | 20 | 87.0775
2033 | 8 | 6 | 21 | 82.9796
2033 | 8 | 6 | 22 | 76.5552
2033 | 8 | 6 | 23 | 70.3794
2033 | 8 | 7 | 0 | 66.0383
2033 | 8 | 7 | 1 | 62.3134
2033 | 8 | 7 | 2 | 59.92
2033 | 8 | 7 | 3 | 58.6401
2033 | 8 | 7 | 4 | 58.2016
2033 | 8 | 7 | 5 | 57.7467
2033 | 8 | 7 | 6 | 56.0799
2033 | 8 | 7 | 7 | 56.1964
2033 | 8 | 7 | 8 | 57.4791
2033 | 8 | 7 | 9 | 53.3381
2033 | 8 | 7 | 10 | 50.548
2033 | 8 | 7 | 11 | 48.4096
2033 | 8 | 7 | 12 | 52.2065
2033 | 8 | 7 | 13 | 54.1376
2033 | 8 | 7 | 14 | 55.2188
2033 | 8 | 7 | 15 | 56.9449
2033 | 8 | 7 | 16 | 62.2551
2033 | 8 | 7 | 17 | 78.2051
2033 | 8 | 7 | 18 | 93.5986
2033 | 8 | 7 | 19 | 92.371
2033 | 8 | 7 | 20 | 89.2569
2033 | 8 | 7 | 21 | 84.8122
2033 | 8 | 7 | 22 | 77.6191
2033 | 8 | 7 | 23 | 71.0417
2033 | 8 | 8 | 0 | 67.7462
2033 | 8 | 8 | 1 | 65.6401
2033 | 8 | 8 | 2 | 63.9622
2033 | 8 | 8 | 3 | 63.3403
2033 | 8 | 8 | 4 | 63.4804
2033 | 8 | 8 | 5 | 64.7898
2033 | 8 | 8 | 6 | 66.553
2033 | 8 | 8 | 7 | 70.2151
2033 | 8 | 8 | 8 | 71.1555
2033 | 8 | 8 | 9 | 65.2362
2033 | 8 | 8 | 10 | 61.6613
2033 | 8 | 8 | 11 | 59.6667
2033 | 8 | 8 | 12 | 63.2777
2033 | 8 | 8 | 13 | 65.8844
2033 | 8 | 8 | 14 | 65.9055
2033 | 8 | 8 | 15 | 66.8949
2033 | 8 | 8 | 16 | 72.7573
2033 | 8 | 8 | 17 | 87.2278
2033 | 8 | 8 | 18 | 101.7931
2033 | 8 | 8 | 19 | 100.2615
2033 | 8 | 8 | 20 | 97.436
2033 | 8 | 8 | 21 | 92.8472
2033 | 8 | 8 | 22 | 85.3072
2033 | 8 | 8 | 23 | 78.0079
2033 | 8 | 9 | 0 | 73.6482
2033 | 8 | 9 | 1 | 73.3232
2033 | 8 | 9 | 2 | 70.9364
2033 | 8 | 9 | 3 | 69.9513
2033 | 8 | 9 | 4 | 69.8084
2033 | 8 | 9 | 5 | 70.8232
2033 | 8 | 9 | 6 | 72.9955
2033 | 8 | 9 | 7 | 77.7207
2033 | 8 | 9 | 8 | 80.0915
2033 | 8 | 9 | 9 | 74.4025
2033 | 8 | 9 | 10 | 67.9919
2033 | 8 | 9 | 11 | 63.5018
2033 | 8 | 9 | 12 | 66.0669
2033 | 8 | 9 | 13 | 68.3855
2033 | 8 | 9 | 14 | 68.6845
2033 | 8 | 9 | 15 | 70.6137
2033 | 8 | 9 | 16 | 78.9145
2033 | 8 | 9 | 17 | 94.8472
2033 | 8 | 9 | 18 | 106.5024
2033 | 8 | 9 | 19 | 106.308
2033 | 8 | 9 | 20 | 103.1972
2033 | 8 | 9 | 21 | 98.4043
2033 | 8 | 9 | 22 | 90.6903
2033 | 8 | 9 | 23 | 82.9526
2033 | 8 | 10 | 0 | 78.8606
2033 | 8 | 10 | 1 | 73.4643
2033 | 8 | 10 | 2 | 71.0816
2033 | 8 | 10 | 3 | 70.0056
2033 | 8 | 10 | 4 | 69.7342
2033 | 8 | 10 | 5 | 70.8117
2033 | 8 | 10 | 6 | 72.1238
2033 | 8 | 10 | 7 | 75.9744
2033 | 8 | 10 | 8 | 78.4741
2033 | 8 | 10 | 9 | 73.199
2033 | 8 | 10 | 10 | 66.9567
2033 | 8 | 10 | 11 | 62.9165
2033 | 8 | 10 | 12 | 65.9731
2033 | 8 | 10 | 13 | 68.5712
2033 | 8 | 10 | 14 | 68.7362
2033 | 8 | 10 | 15 | 69.3636
2033 | 8 | 10 | 16 | 77.0338
2033 | 8 | 10 | 17 | 92.5032
2033 | 8 | 10 | 18 | 99.6667
2033 | 8 | 10 | 19 | 100.1432
2033 | 8 | 10 | 20 | 97.3582
2033 | 8 | 10 | 21 | 92.9284
2033 | 8 | 10 | 22 | 85.7056
2033 | 8 | 10 | 23 | 78.6826
2033 | 8 | 11 | 0 | 73.9747
2033 | 8 | 11 | 1 | 66.5318
2033 | 8 | 11 | 2 | 64.5844
2033 | 8 | 11 | 3 | 63.842
2033 | 8 | 11 | 4 | 63.8273
2033 | 8 | 11 | 5 | 65.1835
2033 | 8 | 11 | 6 | 67.0254
2033 | 8 | 11 | 7 | 69.6517
2033 | 8 | 11 | 8 | 68.8698
2033 | 8 | 11 | 9 | 64.0356
2033 | 8 | 11 | 10 | 61.6102
2033 | 8 | 11 | 11 | 58.6905
2033 | 8 | 11 | 12 | 59.744
2033 | 8 | 11 | 13 | 62.3521
2033 | 8 | 11 | 14 | 63.0576
2033 | 8 | 11 | 15 | 62.9304
2033 | 8 | 11 | 16 | 63.4486
2033 | 8 | 11 | 17 | 72.2103
2033 | 8 | 11 | 18 | 83.0807
2033 | 8 | 11 | 19 | 85.9609
2033 | 8 | 11 | 20 | 84.1076
2033 | 8 | 11 | 21 | 80.5871
2033 | 8 | 11 | 22 | 74.6577
2033 | 8 | 11 | 23 | 68.8633
2033 | 8 | 12 | 0 | 66.2402
2033 | 8 | 12 | 1 | 60.2862
2033 | 8 | 12 | 2 | 58.8702
2033 | 8 | 12 | 3 | 58.312
2033 | 8 | 12 | 4 | 58.6185
2033 | 8 | 12 | 5 | 59.9665
2033 | 8 | 12 | 6 | 61.6735
2033 | 8 | 12 | 7 | 63.9945
2033 | 8 | 12 | 8 | 62.8373
2033 | 8 | 12 | 9 | 58.9748
2033 | 8 | 12 | 10 | 58.2732
2033 | 8 | 12 | 11 | 55.8361
2033 | 8 | 12 | 12 | 58.3278
2033 | 8 | 12 | 13 | 61.0221
2033 | 8 | 12 | 14 | 60.826
2033 | 8 | 12 | 15 | 60.0641
2033 | 8 | 12 | 16 | 60.8286
2033 | 8 | 12 | 17 | 67.6704
2033 | 8 | 12 | 18 | 74.0774
2033 | 8 | 12 | 19 | 77.2586
2033 | 8 | 12 | 20 | 76.7959
2033 | 8 | 12 | 21 | 74.2274
2033 | 8 | 12 | 22 | 69.1812
2033 | 8 | 12 | 23 | 64.0047
2033 | 8 | 13 | 0 | 61.8533
2033 | 8 | 13 | 1 | 56.7298
2033 | 8 | 13 | 2 | 55.1348
2033 | 8 | 13 | 3 | 54.3855
2033 | 8 | 13 | 4 | 54.346
2033 | 8 | 13 | 5 | 54.6508
2033 | 8 | 13 | 6 | 53.4914
2033 | 8 | 13 | 7 | 53.8201
2033 | 8 | 13 | 8 | 53.7324
2033 | 8 | 13 | 9 | 47.3163
2033 | 8 | 13 | 10 | 45.2865
2033 | 8 | 13 | 11 | 46.2457
2033 | 8 | 13 | 12 | 47.6157
2033 | 8 | 13 | 13 | 48.2331
2033 | 8 | 13 | 14 | 46.5753
2033 | 8 | 13 | 15 | 49.2187
2033 | 8 | 13 | 16 | 50.8131
2033 | 8 | 13 | 17 | 61.5892
2033 | 8 | 13 | 18 | 76.4842
2033 | 8 | 13 | 19 | 76.3842
2033 | 8 | 13 | 20 | 74.6518
2033 | 8 | 13 | 21 | 71.1513
2033 | 8 | 13 | 22 | 66.3132
2033 | 8 | 13 | 23 | 62.0518
2033 | 8 | 14 | 0 | 58.8032
2033 | 8 | 14 | 1 | 54.3648
2033 | 8 | 14 | 2 | 52.7141
2033 | 8 | 14 | 3 | 51.9556
2033 | 8 | 14 | 4 | 51.894
2033 | 8 | 14 | 5 | 51.8303
2033 | 8 | 14 | 6 | 50.4545
2033 | 8 | 14 | 7 | 50.4062
2033 | 8 | 14 | 8 | 53.5444
2033 | 8 | 14 | 9 | 49.1481
2033 | 8 | 14 | 10 | 47.1859
2033 | 8 | 14 | 11 | 45.1779
2033 | 8 | 14 | 12 | 46.3372
2033 | 8 | 14 | 13 | 47.6491
2033 | 8 | 14 | 14 | 47.7809
2033 | 8 | 14 | 15 | 50.0436
2033 | 8 | 14 | 16 | 54.7577
2033 | 8 | 14 | 17 | 68.0229
2033 | 8 | 14 | 18 | 82.2203
2033 | 8 | 14 | 19 | 81.4899
2033 | 8 | 14 | 20 | 79.6204
2033 | 8 | 14 | 21 | 75.4709
2033 | 8 | 14 | 22 | 69.2026
2033 | 8 | 14 | 23 | 63.913
2033 | 8 | 15 | 0 | 59.3437
2033 | 8 | 15 | 1 | 56.6537
2033 | 8 | 15 | 2 | 55.704
2033 | 8 | 15 | 3 | 55.5928
2033 | 8 | 15 | 4 | 56.0279
2033 | 8 | 15 | 5 | 57.8577
2033 | 8 | 15 | 6 | 59.869
2033 | 8 | 15 | 7 | 63.5848
2033 | 8 | 15 | 8 | 65.6626
2033 | 8 | 15 | 9 | 60.4442
2033 | 8 | 15 | 10 | 57.7851
2033 | 8 | 15 | 11 | 55.1424
2033 | 8 | 15 | 12 | 56.2297
2033 | 8 | 15 | 13 | 58.7913
2033 | 8 | 15 | 14 | 58.2868
2033 | 8 | 15 | 15 | 57.8524
2033 | 8 | 15 | 16 | 61.552
2033 | 8 | 15 | 17 | 73.576
2033 | 8 | 15 | 18 | 83.6741
2033 | 8 | 15 | 19 | 86.5775
2033 | 8 | 15 | 20 | 85.1658
2033 | 8 | 15 | 21 | 81.0823
2033 | 8 | 15 | 22 | 74.3499
2033 | 8 | 15 | 23 | 68.2272
2033 | 8 | 16 | 0 | 64.1576
2033 | 8 | 16 | 1 | 61.123
2033 | 8 | 16 | 2 | 59.6513
2033 | 8 | 16 | 3 | 59.3706
2033 | 8 | 16 | 4 | 59.6009
2033 | 8 | 16 | 5 | 61.2246
2033 | 8 | 16 | 6 | 62.5275
2033 | 8 | 16 | 7 | 65.3896
2033 | 8 | 16 | 8 | 63.5162
2033 | 8 | 16 | 9 | 56.053
2033 | 8 | 16 | 10 | 53.6993
2033 | 8 | 16 | 11 | 52.2673
2033 | 8 | 16 | 12 | 54.8146
2033 | 8 | 16 | 13 | 57.1569
2033 | 8 | 16 | 14 | 57.4424
2033 | 8 | 16 | 15 | 57.2782
2033 | 8 | 16 | 16 | 58.6652
2033 | 8 | 16 | 17 | 68.1435
2033 | 8 | 16 | 18 | 82.5483
2033 | 8 | 16 | 19 | 84.5085
2033 | 8 | 16 | 20 | 83.2417
2033 | 8 | 16 | 21 | 79.1778
2033 | 8 | 16 | 22 | 72.702
2033 | 8 | 16 | 23 | 66.884
2033 | 8 | 17 | 0 | 64.7799
2033 | 8 | 17 | 1 | 64.7788
2033 | 8 | 17 | 2 | 63.1775
2033 | 8 | 17 | 3 | 62.714
2033 | 8 | 17 | 4 | 62.874
2033 | 8 | 17 | 5 | 64.2711
2033 | 8 | 17 | 6 | 66.3687
2033 | 8 | 17 | 7 | 70.3826
2033 | 8 | 17 | 8 | 71.9751
2033 | 8 | 17 | 9 | 66.3543
2033 | 8 | 17 | 10 | 62.5683
2033 | 8 | 17 | 11 | 58.8114
2033 | 8 | 17 | 12 | 62.7001
2033 | 8 | 17 | 13 | 65.0719
2033 | 8 | 17 | 14 | 64.7079
2033 | 8 | 17 | 15 | 64.3883
2033 | 8 | 17 | 16 | 70.2798
2033 | 8 | 17 | 17 | 82.2546
2033 | 8 | 17 | 18 | 93.4095
2033 | 8 | 17 | 19 | 92.2845
2033 | 8 | 17 | 20 | 90.6883
2033 | 8 | 17 | 21 | 86.3996
2033 | 8 | 17 | 22 | 79.4597
2033 | 8 | 17 | 23 | 73.0767
2033 | 8 | 18 | 0 | 69.8002
2033 | 8 | 18 | 1 | 62.6184
2033 | 8 | 18 | 2 | 61.0578
2033 | 8 | 18 | 3 | 60.499
2033 | 8 | 18 | 4 | 60.6128
2033 | 8 | 18 | 5 | 62.3806
2033 | 8 | 18 | 6 | 64.5979
2033 | 8 | 18 | 7 | 68.5521
2033 | 8 | 18 | 8 | 72.526
2033 | 8 | 18 | 9 | 69.002
2033 | 8 | 18 | 10 | 64.5384
2033 | 8 | 18 | 11 | 59.3309
2033 | 8 | 18 | 12 | 59.9541
2033 | 8 | 18 | 13 | 61.6005
2033 | 8 | 18 | 14 | 61.5995
2033 | 8 | 18 | 15 | 60.9936
2033 | 8 | 18 | 16 | 64.557
2033 | 8 | 18 | 17 | 73.0627
2033 | 8 | 18 | 18 | 83.2188
2033 | 8 | 18 | 19 | 83.2304
2033 | 8 | 18 | 20 | 82.2122
2033 | 8 | 18 | 21 | 78.652
2033 | 8 | 18 | 22 | 72.9734
2033 | 8 | 18 | 23 | 67.5575
2033 | 8 | 19 | 0 | 63.6209
2033 | 8 | 19 | 1 | 61.3315
2033 | 8 | 19 | 2 | 59.8797
2033 | 8 | 19 | 3 | 59.4925
2033 | 8 | 19 | 4 | 59.7163
2033 | 8 | 19 | 5 | 61.1962
2033 | 8 | 19 | 6 | 62.6854
2033 | 8 | 19 | 7 | 65.6353
2033 | 8 | 19 | 8 | 64.807
2033 | 8 | 19 | 9 | 58.3057
2033 | 8 | 19 | 10 | 55.7873
2033 | 8 | 19 | 11 | 53.8275
2033 | 8 | 19 | 12 | 54.6334
2033 | 8 | 19 | 13 | 57.8703
2033 | 8 | 19 | 14 | 57.547
2033 | 8 | 19 | 15 | 56.5097
2033 | 8 | 19 | 16 | 59.1345
2033 | 8 | 19 | 17 | 70.8096
2033 | 8 | 19 | 18 | 84.1991
2033 | 8 | 19 | 19 | 87.2027
2033 | 8 | 19 | 20 | 85.7988
2033 | 8 | 19 | 21 | 81.6442
2033 | 8 | 19 | 22 | 75.227
2033 | 8 | 19 | 23 | 69.0024
2033 | 8 | 20 | 0 | 63.6698
2033 | 8 | 20 | 1 | 62.5197
2033 | 8 | 20 | 2 | 60.4886
2033 | 8 | 20 | 3 | 59.405
2033 | 8 | 20 | 4 | 59.102
2033 | 8 | 20 | 5 | 59.1897
2033 | 8 | 20 | 6 | 58.2886
2033 | 8 | 20 | 7 | 59.9377
2033 | 8 | 20 | 8 | 60.2022
2033 | 8 | 20 | 9 | 53.0416
2033 | 8 | 20 | 10 | 49.5047
2033 | 8 | 20 | 11 | 48.8802
2033 | 8 | 20 | 12 | 49.5185
2033 | 8 | 20 | 13 | 50.9836
2033 | 8 | 20 | 14 | 51.0493
2033 | 8 | 20 | 15 | 53.9398
2033 | 8 | 20 | 16 | 58.0924
2033 | 8 | 20 | 17 | 73.3391
2033 | 8 | 20 | 18 | 90.5111
2033 | 8 | 20 | 19 | 92.3651
2033 | 8 | 20 | 20 | 89.479
2033 | 8 | 20 | 21 | 84.4464
2033 | 8 | 20 | 22 | 77.9417
2033 | 8 | 20 | 23 | 72.1875
2033 | 8 | 21 | 0 | 67.1387
2033 | 8 | 21 | 1 | 61.6549
2033 | 8 | 21 | 2 | 59.4641
2033 | 8 | 21 | 3 | 58.3163
2033 | 8 | 21 | 4 | 57.9217
2033 | 8 | 21 | 5 | 57.7077
2033 | 8 | 21 | 6 | 56.3512
2033 | 8 | 21 | 7 | 57.3075
2033 | 8 | 21 | 8 | 59.1245
2033 | 8 | 21 | 9 | 52.9359
2033 | 8 | 21 | 10 | 49.0713
2033 | 8 | 21 | 11 | 46.7007
2033 | 8 | 21 | 12 | 50.0975
2033 | 8 | 21 | 13 | 51.6397
2033 | 8 | 21 | 14 | 52.5156
2033 | 8 | 21 | 15 | 53.9003
2033 | 8 | 21 | 16 | 59.9954
2033 | 8 | 21 | 17 | 75.1229
2033 | 8 | 21 | 18 | 90.4973
2033 | 8 | 21 | 19 | 87.1181
2033 | 8 | 21 | 20 | 84.5361
2033 | 8 | 21 | 21 | 79.3301
2033 | 8 | 21 | 22 | 72.6149
2033 | 8 | 21 | 23 | 67.2603
2033 | 8 | 22 | 0 | 65.8359
2033 | 8 | 22 | 1 | 64.669
2033 | 8 | 22 | 2 | 63.2435
2033 | 8 | 22 | 3 | 62.8061
2033 | 8 | 22 | 4 | 63.015
2033 | 8 | 22 | 5 | 64.5839
2033 | 8 | 22 | 6 | 67.5185
2033 | 8 | 22 | 7 | 73.2717
2033 | 8 | 22 | 8 | 78.4784
2033 | 8 | 22 | 9 | 73.1563
2033 | 8 | 22 | 10 | 67.0474
2033 | 8 | 22 | 11 | 61.935
2033 | 8 | 22 | 12 | 64.6732
2033 | 8 | 22 | 13 | 66.4386
2033 | 8 | 22 | 14 | 66.3281
2033 | 8 | 22 | 15 | 67.0492
2033 | 8 | 22 | 16 | 76.6354
2033 | 8 | 22 | 17 | 89.8356
2033 | 8 | 22 | 18 | 100.8867
2033 | 8 | 22 | 19 | 97.0843
2033 | 8 | 22 | 20 | 94.6303
2033 | 8 | 22 | 21 | 89.0793
2033 | 8 | 22 | 22 | 81.6805
2033 | 8 | 22 | 23 | 75.2961
2033 | 8 | 23 | 0 | 72.8007
2033 | 8 | 23 | 1 | 69.0017
2033 | 8 | 23 | 2 | 67.0364
2033 | 8 | 23 | 3 | 66.2891
2033 | 8 | 23 | 4 | 66.2742
2033 | 8 | 23 | 5 | 67.7397
2033 | 8 | 23 | 6 | 69.8213
2033 | 8 | 23 | 7 | 74.4075
2033 | 8 | 23 | 8 | 74.369
2033 | 8 | 23 | 9 | 65.5917
2033 | 8 | 23 | 10 | 59.7198
2033 | 8 | 23 | 11 | 56.9822
2033 | 8 | 23 | 12 | 59.9864
2033 | 8 | 23 | 13 | 62.014
2033 | 8 | 23 | 14 | 62.921
2033 | 8 | 23 | 15 | 63.715
2033 | 8 | 23 | 16 | 68.7994
2033 | 8 | 23 | 17 | 81.2573
2033 | 8 | 23 | 18 | 94.0149
2033 | 8 | 23 | 19 | 96.7306
2033 | 8 | 23 | 20 | 94.3769
2033 | 8 | 23 | 21 | 88.8549
2033 | 8 | 23 | 22 | 81.492
2033 | 8 | 23 | 23 | 74.9449
2033 | 8 | 24 | 0 | 72.0588
2033 | 8 | 24 | 1 | 69.2793
2033 | 8 | 24 | 2 | 67.3775
2033 | 8 | 24 | 3 | 66.6635
2033 | 8 | 24 | 4 | 66.6966
2033 | 8 | 24 | 5 | 67.9875
2033 | 8 | 24 | 6 | 69.8897
2033 | 8 | 24 | 7 | 74.0091
2033 | 8 | 24 | 8 | 73.4312
2033 | 8 | 24 | 9 | 64.6529
2033 | 8 | 24 | 10 | 59.5776
2033 | 8 | 24 | 11 | 57.2528
2033 | 8 | 24 | 12 | 60.4892
2033 | 8 | 24 | 13 | 63.5056
2033 | 8 | 24 | 14 | 64.1983
2033 | 8 | 24 | 15 | 64.2318
2033 | 8 | 24 | 16 | 68.9306
2033 | 8 | 24 | 17 | 83.1237
2033 | 8 | 24 | 18 | 98.4999
2033 | 8 | 24 | 19 | 94.6475
2033 | 8 | 24 | 20 | 92.7055
2033 | 8 | 24 | 21 | 87.6355
2033 | 8 | 24 | 22 | 80.7509
2033 | 8 | 24 | 23 | 74.7484
2033 | 8 | 25 | 0 | 72.5946
2033 | 8 | 25 | 1 | 68.3041
2033 | 8 | 25 | 2 | 66.5388
2033 | 8 | 25 | 3 | 65.7717
2033 | 8 | 25 | 4 | 65.7926
2033 | 8 | 25 | 5 | 67.3565
2033 | 8 | 25 | 6 | 70.2565
2033 | 8 | 25 | 7 | 75.433
2033 | 8 | 25 | 8 | 79.9437
2033 | 8 | 25 | 9 | 74.9468
2033 | 8 | 25 | 10 | 68.9598
2033 | 8 | 25 | 11 | 63.3254
2033 | 8 | 25 | 12 | 62.41
2033 | 8 | 25 | 13 | 64.7544
2033 | 8 | 25 | 14 | 65.2456
2033 | 8 | 25 | 15 | 65.7377
2033 | 8 | 25 | 16 | 70.8182
2033 | 8 | 25 | 17 | 83.4947
2033 | 8 | 25 | 18 | 93.029
2033 | 8 | 25 | 19 | 94.2329
2033 | 8 | 25 | 20 | 92.0074
2033 | 8 | 25 | 21 | 86.9833
2033 | 8 | 25 | 22 | 80.4464
2033 | 8 | 25 | 23 | 74.3617
2033 | 8 | 26 | 0 | 69.9327
2033 | 8 | 26 | 1 | 65.719
2033 | 8 | 26 | 2 | 64.0182
2033 | 8 | 26 | 3 | 63.3083
2033 | 8 | 26 | 4 | 63.3783
2033 | 8 | 26 | 5 | 64.89
2033 | 8 | 26 | 6 | 66.9095
2033 | 8 | 26 | 7 | 70.6296
2033 | 8 | 26 | 8 | 68.8781
2033 | 8 | 26 | 9 | 60.1369
2033 | 8 | 26 | 10 | 56.3831
2033 | 8 | 26 | 11 | 54.5109
2033 | 8 | 26 | 12 | 55.7758
2033 | 8 | 26 | 13 | 58.6373
2033 | 8 | 26 | 14 | 58.534
2033 | 8 | 26 | 15 | 57.8814
2033 | 8 | 26 | 16 | 59.705
2033 | 8 | 26 | 17 | 71.0029
2033 | 8 | 26 | 18 | 84.3028
2033 | 8 | 26 | 19 | 87.4999
2033 | 8 | 26 | 20 | 85.4894
2033 | 8 | 26 | 21 | 80.6699
2033 | 8 | 26 | 22 | 74.6503
2033 | 8 | 26 | 23 | 68.9659
2033 | 8 | 27 | 0 | 65.7017
2033 | 8 | 27 | 1 | 65.2928
2033 | 8 | 27 | 2 | 63.2365
2033 | 8 | 27 | 3 | 62.0881
2033 | 8 | 27 | 4 | 61.8009
2033 | 8 | 27 | 5 | 61.9689
2033 | 8 | 27 | 6 | 62.4385
2033 | 8 | 27 | 7 | 65.3397
2033 | 8 | 27 | 8 | 66.363
2033 | 8 | 27 | 9 | 58.4798
2033 | 8 | 27 | 10 | 53.7169
2033 | 8 | 27 | 11 | 52.607
2033 | 8 | 27 | 12 | 51.9051
2033 | 8 | 27 | 13 | 52.499
2033 | 8 | 27 | 14 | 53.4383
2033 | 8 | 27 | 15 | 56.488
2033 | 8 | 27 | 16 | 59.3276
2033 | 8 | 27 | 17 | 72.4944
2033 | 8 | 27 | 18 | 92.1964
2033 | 8 | 27 | 19 | 90.1655
2033 | 8 | 27 | 20 | 86.7192
2033 | 8 | 27 | 21 | 80.8439
2033 | 8 | 27 | 22 | 74.782
2033 | 8 | 27 | 23 | 69.7882
2033 | 8 | 28 | 0 | 69.445
2033 | 8 | 28 | 1 | 63.9566
2033 | 8 | 28 | 2 | 61.7802
2033 | 8 | 28 | 3 | 60.5367
2033 | 8 | 28 | 4 | 60.1465
2033 | 8 | 28 | 5 | 60.0034
2033 | 8 | 28 | 6 | 59.4899
2033 | 8 | 28 | 7 | 62.2738
2033 | 8 | 28 | 8 | 66.0598
2033 | 8 | 28 | 9 | 59.0904
2033 | 8 | 28 | 10 | 51.3163
2033 | 8 | 28 | 11 | 46.5237
2033 | 8 | 28 | 12 | 52.6322
2033 | 8 | 28 | 13 | 54.2527
2033 | 8 | 28 | 14 | 54.1032
2033 | 8 | 28 | 15 | 56.6026
2033 | 8 | 28 | 16 | 63.0415
2033 | 8 | 28 | 17 | 76.422
2033 | 8 | 28 | 18 | 92.0406
2033 | 8 | 28 | 19 | 86.6306
2033 | 8 | 28 | 20 | 83.833
2033 | 8 | 28 | 21 | 78.3308
2033 | 8 | 28 | 22 | 72.1666
2033 | 8 | 28 | 23 | 67.4475
2033 | 8 | 29 | 0 | 66.3312
2033 | 8 | 29 | 1 | 58.8437
2033 | 8 | 29 | 2 | 57.9646
2033 | 8 | 29 | 3 | 57.8082
2033 | 8 | 29 | 4 | 58.2026
2033 | 8 | 29 | 5 | 60.0944
2033 | 8 | 29 | 6 | 62.9486
2033 | 8 | 29 | 7 | 67.8928
2033 | 8 | 29 | 8 | 72.2031
2033 | 8 | 29 | 9 | 66.4701
2033 | 8 | 29 | 10 | 61.7889
2033 | 8 | 29 | 11 | 57.1245
2033 | 8 | 29 | 12 | 55.97
2033 | 8 | 29 | 13 | 58.4458
2033 | 8 | 29 | 14 | 58.0805
2033 | 8 | 29 | 15 | 58.0349
2033 | 8 | 29 | 16 | 60.9463
2033 | 8 | 29 | 17 | 70.4355
2033 | 8 | 29 | 18 | 84.879
2033 | 8 | 29 | 19 | 85.2095
2033 | 8 | 29 | 20 | 83.6558
2033 | 8 | 29 | 21 | 78.441
2033 | 8 | 29 | 22 | 72.0668
2033 | 8 | 29 | 23 | 66.7926
2033 | 8 | 30 | 0 | 61.0878
2033 | 8 | 30 | 1 | 61.1167
2033 | 8 | 30 | 2 | 60.0144
2033 | 8 | 30 | 3 | 59.7717
2033 | 8 | 30 | 4 | 60.1876
2033 | 8 | 30 | 5 | 61.8769
2033 | 8 | 30 | 6 | 63.96
2033 | 8 | 30 | 7 | 67.5736
2033 | 8 | 30 | 8 | 64.8835
2033 | 8 | 30 | 9 | 54.8684
2033 | 8 | 30 | 10 | 52.591
2033 | 8 | 30 | 11 | 51.8231
2033 | 8 | 30 | 12 | 54.5563
2033 | 8 | 30 | 13 | 57.6687
2033 | 8 | 30 | 14 | 57.5218
2033 | 8 | 30 | 15 | 58.0487
2033 | 8 | 30 | 16 | 58.9397
2033 | 8 | 30 | 17 | 69.6036
2033 | 8 | 30 | 18 | 85.5619
2033 | 8 | 30 | 19 | 88.7208
2033 | 8 | 30 | 20 | 87.1126
2033 | 8 | 30 | 21 | 81.7665
2033 | 8 | 30 | 22 | 75.1063
2033 | 8 | 30 | 23 | 69.2285
2033 | 8 | 31 | 0 | 63.6346
2033 | 8 | 31 | 1 | 62.1982
2033 | 8 | 31 | 2 | 60.9893
2033 | 8 | 31 | 3 | 60.5685
2033 | 8 | 31 | 4 | 60.9429
2033 | 8 | 31 | 5 | 62.6462
2033 | 8 | 31 | 6 | 64.8351
2033 | 8 | 31 | 7 | 68.8259
2033 | 8 | 31 | 8 | 67.1866
2033 | 8 | 31 | 9 | 57.5357
2033 | 8 | 31 | 10 | 54.6281
2033 | 8 | 31 | 11 | 52.8925
2033 | 8 | 31 | 12 | 56.9721
2033 | 8 | 31 | 13 | 59.8485
2033 | 8 | 31 | 14 | 59.1775
2033 | 8 | 31 | 15 | 58.7129
2033 | 8 | 31 | 16 | 59.9267
2033 | 8 | 31 | 17 | 70.6143
2033 | 8 | 31 | 18 | 81.8495
2033 | 8 | 31 | 19 | 84.4169
2033 | 8 | 31 | 20 | 82.8067
2033 | 8 | 31 | 21 | 77.7703
2033 | 8 | 31 | 22 | 71.6374
2033 | 8 | 31 | 23 | 66.3908
2033 | 9 | 1 | 0 | 65.4585
2033 | 9 | 1 | 1 | 60.0872
2033 | 9 | 1 | 2 | 59.1745
2033 | 9 | 1 | 3 | 59.223
2033 | 9 | 1 | 4 | 59.584
2033 | 9 | 1 | 5 | 61.5147
2033 | 9 | 1 | 6 | 63.6478
2033 | 9 | 1 | 7 | 67.3433
2033 | 9 | 1 | 8 | 65.357
2033 | 9 | 1 | 9 | 58.955
2033 | 9 | 1 | 10 | 57.767
2033 | 9 | 1 | 11 | 55.9001
2033 | 9 | 1 | 12 | 57.6302
2033 | 9 | 1 | 13 | 60.4185
2033 | 9 | 1 | 14 | 60.4015
2033 | 9 | 1 | 15 | 58.4487
2033 | 9 | 1 | 16 | 57.9467
2033 | 9 | 1 | 17 | 66.6347
2033 | 9 | 1 | 18 | 83.326
2033 | 9 | 1 | 19 | 83.5966
2033 | 9 | 1 | 20 | 81.8667
2033 | 9 | 1 | 21 | 76.5716
2033 | 9 | 1 | 22 | 70.3997
2033 | 9 | 1 | 23 | 65.0732
2033 | 9 | 2 | 0 | 63.7329
2033 | 9 | 2 | 1 | 60.6378
2033 | 9 | 2 | 2 | 59.675
2033 | 9 | 2 | 3 | 59.6112
2033 | 9 | 2 | 4 | 59.9905
2033 | 9 | 2 | 5 | 61.6971
2033 | 9 | 2 | 6 | 63.8421
2033 | 9 | 2 | 7 | 68.014
2033 | 9 | 2 | 8 | 66.4175
2033 | 9 | 2 | 9 | 59.5636
2033 | 9 | 2 | 10 | 57.3372
2033 | 9 | 2 | 11 | 55.3532
2033 | 9 | 2 | 12 | 57.9594
2033 | 9 | 2 | 13 | 60.9147
2033 | 9 | 2 | 14 | 59.8523
2033 | 9 | 2 | 15 | 57.6637
2033 | 9 | 2 | 16 | 58.5868
2033 | 9 | 2 | 17 | 68.1598
2033 | 9 | 2 | 18 | 84.2809
2033 | 9 | 2 | 19 | 85.2175
2033 | 9 | 2 | 20 | 83.1711
2033 | 9 | 2 | 21 | 77.8603
2033 | 9 | 2 | 22 | 71.9266
2033 | 9 | 2 | 23 | 66.4216
2033 | 9 | 3 | 0 | 64.6687
2033 | 9 | 3 | 1 | 62.1529
2033 | 9 | 3 | 2 | 60.5498
2033 | 9 | 3 | 3 | 59.819
2033 | 9 | 3 | 4 | 59.6006
2033 | 9 | 3 | 5 | 59.7162
2033 | 9 | 3 | 6 | 59.7176
2033 | 9 | 3 | 7 | 62.8619
2033 | 9 | 3 | 8 | 64.1938
2033 | 9 | 3 | 9 | 57.6365
2033 | 9 | 3 | 10 | 53.8052
2033 | 9 | 3 | 11 | 51.2749
2033 | 9 | 3 | 12 | 52.6322
2033 | 9 | 3 | 13 | 53.8998
2033 | 9 | 3 | 14 | 53.1002
2033 | 9 | 3 | 15 | 54.4248
2033 | 9 | 3 | 16 | 59.2708
2033 | 9 | 3 | 17 | 74.266
2033 | 9 | 3 | 18 | 91.5186
2033 | 9 | 3 | 19 | 90.4514
2033 | 9 | 3 | 20 | 86.728
2033 | 9 | 3 | 21 | 80.2591
2033 | 9 | 3 | 22 | 74.1177
2033 | 9 | 3 | 23 | 69.0777
2033 | 9 | 4 | 0 | 66.5898
2033 | 9 | 4 | 1 | 63.4331
2033 | 9 | 4 | 2 | 61.602
2033 | 9 | 4 | 3 | 60.7347
2033 | 9 | 4 | 4 | 60.4028
2033 | 9 | 4 | 5 | 60.2305
2033 | 9 | 4 | 6 | 59.7501
2033 | 9 | 4 | 7 | 62.3488
2033 | 9 | 4 | 8 | 63.9836
2033 | 9 | 4 | 9 | 57.4728
2033 | 9 | 4 | 10 | 53.0968
2033 | 9 | 4 | 11 | 49.7852
2033 | 9 | 4 | 12 | 52.6085
2033 | 9 | 4 | 13 | 54.8197
2033 | 9 | 4 | 14 | 55.4275
2033 | 9 | 4 | 15 | 56.585
2033 | 9 | 4 | 16 | 62.8335
2033 | 9 | 4 | 17 | 80.1153
2033 | 9 | 4 | 18 | 97.0945
2033 | 9 | 4 | 19 | 94.8565
2033 | 9 | 4 | 20 | 91.0215
2033 | 9 | 4 | 21 | 84.0418
2033 | 9 | 4 | 22 | 76.8288
2033 | 9 | 4 | 23 | 71.025
2033 | 9 | 5 | 0 | 68.5621
2033 | 9 | 5 | 1 | 67.8484
2033 | 9 | 5 | 2 | 65.845
2033 | 9 | 5 | 3 | 64.9124
2033 | 9 | 5 | 4 | 64.7642
2033 | 9 | 5 | 5 | 65.0545
2033 | 9 | 5 | 6 | 63.9725
2033 | 9 | 5 | 7 | 66.3386
2033 | 9 | 5 | 8 | 69.4685
2033 | 9 | 5 | 9 | 66.4356
2033 | 9 | 5 | 10 | 57.1587
2033 | 9 | 5 | 11 | 52.6004
2033 | 9 | 5 | 12 | 55.8358
2033 | 9 | 5 | 13 | 58.4887
2033 | 9 | 5 | 14 | 58.054
2033 | 9 | 5 | 15 | 61.9479
2033 | 9 | 5 | 16 | 63.7518
2033 | 9 | 5 | 17 | 79.1563
2033 | 9 | 5 | 18 | 93.1964
2033 | 9 | 5 | 19 | 91.0056
2033 | 9 | 5 | 20 | 87.3119
2033 | 9 | 5 | 21 | 78.9776
2033 | 9 | 5 | 22 | 71.6087
2033 | 9 | 5 | 23 | 66.5627
2033 | 9 | 6 | 0 | 65.298
2033 | 9 | 6 | 1 | 67.7588
2033 | 9 | 6 | 2 | 66.4101
2033 | 9 | 6 | 3 | 66.1407
2033 | 9 | 6 | 4 | 66.3734
2033 | 9 | 6 | 5 | 67.891
2033 | 9 | 6 | 6 | 70.8561
2033 | 9 | 6 | 7 | 76.216
2033 | 9 | 6 | 8 | 75.8406
2033 | 9 | 6 | 9 | 67.958
2033 | 9 | 6 | 10 | 63.7798
2033 | 9 | 6 | 11 | 60.5135
2033 | 9 | 6 | 12 | 62.1243
2033 | 9 | 6 | 13 | 64.9129
2033 | 9 | 6 | 14 | 64.4028
2033 | 9 | 6 | 15 | 64.4911
2033 | 9 | 6 | 16 | 68.6576
2033 | 9 | 6 | 17 | 80.8622
2033 | 9 | 6 | 18 | 96.1654
2033 | 9 | 6 | 19 | 95.7611
2033 | 9 | 6 | 20 | 92.7642
2033 | 9 | 6 | 21 | 86.1073
2033 | 9 | 6 | 22 | 79.2107
2033 | 9 | 6 | 23 | 73.2485
2033 | 9 | 7 | 0 | 71.4733
2033 | 9 | 7 | 1 | 69.1646
2033 | 9 | 7 | 2 | 67.808
2033 | 9 | 7 | 3 | 67.4069
2033 | 9 | 7 | 4 | 67.5915
2033 | 9 | 7 | 5 | 69.0635
2033 | 9 | 7 | 6 | 71.8487
2033 | 9 | 7 | 7 | 77.1807
2033 | 9 | 7 | 8 | 76.2084
2033 | 9 | 7 | 9 | 67.7268
2033 | 9 | 7 | 10 | 63.6811
2033 | 9 | 7 | 11 | 60.8501
2033 | 9 | 7 | 12 | 64.375
2033 | 9 | 7 | 13 | 67.6301
2033 | 9 | 7 | 14 | 66.9036
2033 | 9 | 7 | 15 | 66.2821
2033 | 9 | 7 | 16 | 70.0045
2033 | 9 | 7 | 17 | 83.62
2033 | 9 | 7 | 18 | 98.2809
2033 | 9 | 7 | 19 | 96.685
2033 | 9 | 7 | 20 | 93.8009
2033 | 9 | 7 | 21 | 87.4355
2033 | 9 | 7 | 22 | 80.7274
2033 | 9 | 7 | 23 | 74.7953
2033 | 9 | 8 | 0 | 72.5773
2033 | 9 | 8 | 1 | 70.9233
2033 | 9 | 8 | 2 | 69.4517
2033 | 9 | 8 | 3 | 68.9785
2033 | 9 | 8 | 4 | 69.0956
2033 | 9 | 8 | 5 | 70.6783
2033 | 9 | 8 | 6 | 74.2789
2033 | 9 | 8 | 7 | 80.1179
2033 | 9 | 8 | 8 | 80.6094
2033 | 9 | 8 | 9 | 73.4128
2033 | 9 | 8 | 10 | 69.5499
2033 | 9 | 8 | 11 | 65.3338
2033 | 9 | 8 | 12 | 66.6548
2033 | 9 | 8 | 13 | 69.2889
2033 | 9 | 8 | 14 | 68.7079
2033 | 9 | 8 | 15 | 68.9184
2033 | 9 | 8 | 16 | 74.0307
2033 | 9 | 8 | 17 | 87.3261
2033 | 9 | 8 | 18 | 100.0311
2033 | 9 | 8 | 19 | 95.0066
2033 | 9 | 8 | 20 | 92.0305
2033 | 9 | 8 | 21 | 86.1057
2033 | 9 | 8 | 22 | 80.4677
2033 | 9 | 8 | 23 | 75.2395
2033 | 9 | 9 | 0 | 74.8409
2033 | 9 | 9 | 1 | 67.8853
2033 | 9 | 9 | 2 | 66.5917
2033 | 9 | 9 | 3 | 66.1586
2033 | 9 | 9 | 4 | 66.1635
2033 | 9 | 9 | 5 | 67.9008
2033 | 9 | 9 | 6 | 72.2829
2033 | 9 | 9 | 7 | 79.4619
2033 | 9 | 9 | 8 | 85.138
2033 | 9 | 9 | 9 | 81.081
2033 | 9 | 9 | 10 | 73.71
2033 | 9 | 9 | 11 | 65.1477
2033 | 9 | 9 | 12 | 66.5352
2033 | 9 | 9 | 13 | 67.8672
2033 | 9 | 9 | 14 | 65.9278
2033 | 9 | 9 | 15 | 64.9161
2033 | 9 | 9 | 16 | 70.3336
2033 | 9 | 9 | 17 | 76.8203
2033 | 9 | 9 | 18 | 84.196
2033 | 9 | 9 | 19 | 77.7942
2033 | 9 | 9 | 20 | 75.17
2033 | 9 | 9 | 21 | 70.0713
2033 | 9 | 9 | 22 | 66.3729
2033 | 9 | 9 | 23 | 63.1285
2033 | 9 | 10 | 0 | 63.6685
2033 | 9 | 10 | 1 | 65.0295
2033 | 9 | 10 | 2 | 63.5955
2033 | 9 | 10 | 3 | 62.8913
2033 | 9 | 10 | 4 | 62.6268
2033 | 9 | 10 | 5 | 63.0457
2033 | 9 | 10 | 6 | 64.5165
2033 | 9 | 10 | 7 | 69.9757
2033 | 9 | 10 | 8 | 77.7597
2033 | 9 | 10 | 9 | 73.6155
2033 | 9 | 10 | 10 | 65.0683
2033 | 9 | 10 | 11 | 58.9103
2033 | 9 | 10 | 12 | 59.5004
2033 | 9 | 10 | 13 | 59.2221
2033 | 9 | 10 | 14 | 57.2262
2033 | 9 | 10 | 15 | 58.4879
2033 | 9 | 10 | 16 | 64.8868
2033 | 9 | 10 | 17 | 75.9567
2033 | 9 | 10 | 18 | 88.4147
2033 | 9 | 10 | 19 | 81.2968
2033 | 9 | 10 | 20 | 78.0553
2033 | 9 | 10 | 21 | 71.8376
2033 | 9 | 10 | 22 | 67.5307
2033 | 9 | 10 | 23 | 64.2255
2033 | 9 | 11 | 0 | 61.9281
2033 | 9 | 11 | 1 | 62.0634
2033 | 9 | 11 | 2 | 60.6115
2033 | 9 | 11 | 3 | 59.8947
2033 | 9 | 11 | 4 | 59.7962
2033 | 9 | 11 | 5 | 59.9389
2033 | 9 | 11 | 6 | 60.2344
2033 | 9 | 11 | 7 | 63.6849
2033 | 9 | 11 | 8 | 66.7337
2033 | 9 | 11 | 9 | 59.3052
2033 | 9 | 11 | 10 | 52.5376
2033 | 9 | 11 | 11 | 48.6041
2033 | 9 | 11 | 12 | 53.4911
2033 | 9 | 11 | 13 | 55.2649
2033 | 9 | 11 | 14 | 53.4591
2033 | 9 | 11 | 15 | 55.9472
2033 | 9 | 11 | 16 | 61.4696
2033 | 9 | 11 | 17 | 74.5984
2033 | 9 | 11 | 18 | 86.9577
2033 | 9 | 11 | 19 | 80.2384
2033 | 9 | 11 | 20 | 77.2465
2033 | 9 | 11 | 21 | 71.1324
2033 | 9 | 11 | 22 | 66.2906
2033 | 9 | 11 | 23 | 62.89
2033 | 9 | 12 | 0 | 63.2221
2033 | 9 | 12 | 1 | 59.0749
2033 | 9 | 12 | 2 | 58.7165
2033 | 9 | 12 | 3 | 58.903
2033 | 9 | 12 | 4 | 59.485
2033 | 9 | 12 | 5 | 61.485
2033 | 9 | 12 | 6 | 65.1478
2033 | 9 | 12 | 7 | 71.1507
2033 | 9 | 12 | 8 | 73.8528
2033 | 9 | 12 | 9 | 67.6131
2033 | 9 | 12 | 10 | 64.348
2033 | 9 | 12 | 11 | 60.1782
2033 | 9 | 12 | 12 | 60.0493
2033 | 9 | 12 | 13 | 62.8759
2033 | 9 | 12 | 14 | 61.337
2033 | 9 | 12 | 15 | 60.9029
2033 | 9 | 12 | 16 | 63.1132
2033 | 9 | 12 | 17 | 73.7223
2033 | 9 | 12 | 18 | 87.8002
2033 | 9 | 12 | 19 | 87.752
2033 | 9 | 12 | 20 | 84.9311
2033 | 9 | 12 | 21 | 78.3988
2033 | 9 | 12 | 22 | 72.2268
2033 | 9 | 12 | 23 | 67.1663
2033 | 9 | 13 | 0 | 63.8854
2033 | 9 | 13 | 1 | 64.0482
2033 | 9 | 13 | 2 | 63.123
2033 | 9 | 13 | 3 | 63.0281
2033 | 9 | 13 | 4 | 63.4694
2033 | 9 | 13 | 5 | 65.25
2033 | 9 | 13 | 6 | 68.2689
2033 | 9 | 13 | 7 | 74.0583
2033 | 9 | 13 | 8 | 73.3472
2033 | 9 | 13 | 9 | 64.2326
2033 | 9 | 13 | 10 | 59.7309
2033 | 9 | 13 | 11 | 56.6623
2033 | 9 | 13 | 12 | 62.3269
2033 | 9 | 13 | 13 | 64.5877
2033 | 9 | 13 | 14 | 63.1344
2033 | 9 | 13 | 15 | 63.4681
2033 | 9 | 13 | 16 | 67.5107
2033 | 9 | 13 | 17 | 78.0913
2033 | 9 | 13 | 18 | 90.2979
2033 | 9 | 13 | 19 | 86.235
2033 | 9 | 13 | 20 | 83.6225
2033 | 9 | 13 | 21 | 77.6101
2033 | 9 | 13 | 22 | 72.2469
2033 | 9 | 13 | 23 | 67.7156
2033 | 9 | 14 | 0 | 68.0513
2033 | 9 | 14 | 1 | 62.0763
2033 | 9 | 14 | 2 | 61.2924
2033 | 9 | 14 | 3 | 61.1922
2033 | 9 | 14 | 4 | 61.6057
2033 | 9 | 14 | 5 | 63.49
2033 | 9 | 14 | 6 | 66.885
2033 | 9 | 14 | 7 | 72.6297
2033 | 9 | 14 | 8 | 75.7615
2033 | 9 | 14 | 9 | 69.824
2033 | 9 | 14 | 10 | 64.6478
2033 | 9 | 14 | 11 | 59.2531
2033 | 9 | 14 | 12 | 62.1971
2033 | 9 | 14 | 13 | 64.2902
2033 | 9 | 14 | 14 | 62.514
2033 | 9 | 14 | 15 | 61.4191
2033 | 9 | 14 | 16 | 64.1127
2033 | 9 | 14 | 17 | 72.5246
2033 | 9 | 14 | 18 | 82.6883
2033 | 9 | 14 | 19 | 80.9047
2033 | 9 | 14 | 20 | 78.1563
2033 | 9 | 14 | 21 | 71.943
2033 | 9 | 14 | 22 | 66.3631
2033 | 9 | 14 | 23 | 62.0924
2033 | 9 | 15 | 0 | 61.9259
2033 | 9 | 15 | 1 | 61.0098
2033 | 9 | 15 | 2 | 60.3224
2033 | 9 | 15 | 3 | 60.3485
2033 | 9 | 15 | 4 | 60.8367
2033 | 9 | 15 | 5 | 62.8195
2033 | 9 | 15 | 6 | 67.5128
2033 | 9 | 15 | 7 | 74.3564
2033 | 9 | 15 | 8 | 79.3278
2033 | 9 | 15 | 9 | 73.7828
2033 | 9 | 15 | 10 | 65.0862
2033 | 9 | 15 | 11 | 56.7121
2033 | 9 | 15 | 12 | 59.2229
2033 | 9 | 15 | 13 | 61.7029
2033 | 9 | 15 | 14 | 59.349
2033 | 9 | 15 | 15 | 60.6306
2033 | 9 | 15 | 16 | 66.3581
2033 | 9 | 15 | 17 | 79.0055
2033 | 9 | 15 | 18 | 89.8772
2033 | 9 | 15 | 19 | 85.8777
2033 | 9 | 15 | 20 | 82.9948
2033 | 9 | 15 | 21 | 76.7888
2033 | 9 | 15 | 22 | 71.4256
2033 | 9 | 15 | 23 | 66.9435
2033 | 9 | 16 | 0 | 63.9848
2033 | 9 | 16 | 1 | 62.7699
2033 | 9 | 16 | 2 | 62.0953
2033 | 9 | 16 | 3 | 62.0757
2033 | 9 | 16 | 4 | 62.5609
2033 | 9 | 16 | 5 | 64.6858
2033 | 9 | 16 | 6 | 68.4619
2033 | 9 | 16 | 7 | 75.3725
2033 | 9 | 16 | 8 | 79.6561
2033 | 9 | 16 | 9 | 72.9936
2033 | 9 | 16 | 10 | 64.7544
2033 | 9 | 16 | 11 | 56.7451
2033 | 9 | 16 | 12 | 59.2181
2033 | 9 | 16 | 13 | 61.4188
2033 | 9 | 16 | 14 | 57.895
2033 | 9 | 16 | 15 | 58.3027
2033 | 9 | 16 | 16 | 63.3246
2033 | 9 | 16 | 17 | 74.739
2033 | 9 | 16 | 18 | 87.2805
2033 | 9 | 16 | 19 | 83.4456
2033 | 9 | 16 | 20 | 80.3735
2033 | 9 | 16 | 21 | 74.4748
2033 | 9 | 16 | 22 | 69.8007
2033 | 9 | 16 | 23 | 65.4761
2033 | 9 | 17 | 0 | 62.7793
2033 | 9 | 17 | 1 | 61.8065
2033 | 9 | 17 | 2 | 60.6709
2033 | 9 | 17 | 3 | 59.9664
2033 | 9 | 17 | 4 | 60.0653
2033 | 9 | 17 | 5 | 60.6548
2033 | 9 | 17 | 6 | 61.8269
2033 | 9 | 17 | 7 | 66.9591
2033 | 9 | 17 | 8 | 72.5482
2033 | 9 | 17 | 9 | 64.8774
2033 | 9 | 17 | 10 | 57.3205
2033 | 9 | 17 | 11 | 51.0083
2033 | 9 | 17 | 12 | 53.2431
2033 | 9 | 17 | 13 | 53.8192
2033 | 9 | 17 | 14 | 50.5677
2033 | 9 | 17 | 15 | 51.4683
2033 | 9 | 17 | 16 | 57.0894
2033 | 9 | 17 | 17 | 70.837
2033 | 9 | 17 | 18 | 85.8486
2033 | 9 | 17 | 19 | 82.0063
2033 | 9 | 17 | 20 | 77.4121
2033 | 9 | 17 | 21 | 70.8162
2033 | 9 | 17 | 22 | 66.5167
2033 | 9 | 17 | 23 | 63.4507
2033 | 9 | 18 | 0 | 61.0095
2033 | 9 | 18 | 1 | 58.849
2033 | 9 | 18 | 2 | 57.8139
2033 | 9 | 18 | 3 | 57.4536
2033 | 9 | 18 | 4 | 57.6246
2033 | 9 | 18 | 5 | 58.082
2033 | 9 | 18 | 6 | 58.9857
2033 | 9 | 18 | 7 | 62.5052
2033 | 9 | 18 | 8 | 67.4412
2033 | 9 | 18 | 9 | 61.8652
2033 | 9 | 18 | 10 | 55.0815
2033 | 9 | 18 | 11 | 48.8135
2033 | 9 | 18 | 12 | 50.6505
2033 | 9 | 18 | 13 | 51.2247
2033 | 9 | 18 | 14 | 49.4906
2033 | 9 | 18 | 15 | 51.7459
2033 | 9 | 18 | 16 | 57.4816
2033 | 9 | 18 | 17 | 72.2061
2033 | 9 | 18 | 18 | 83.2851
2033 | 9 | 18 | 19 | 79.3615
2033 | 9 | 18 | 20 | 75.5406
2033 | 9 | 18 | 21 | 68.8399
2033 | 9 | 18 | 22 | 63.7492
2033 | 9 | 18 | 23 | 60.4469
2033 | 9 | 19 | 0 | 59.1975
2033 | 9 | 19 | 1 | 57.8193
2033 | 9 | 19 | 2 | 57.6848
2033 | 9 | 19 | 3 | 57.9621
2033 | 9 | 19 | 4 | 58.7687
2033 | 9 | 19 | 5 | 61.0812
2033 | 9 | 19 | 6 | 64.1101
2033 | 9 | 19 | 7 | 71.4749
2033 | 9 | 19 | 8 | 75.761
2033 | 9 | 19 | 9 | 67.8558
2033 | 9 | 19 | 10 | 61.5383
2033 | 9 | 19 | 11 | 55.3674
2033 | 9 | 19 | 12 | 57.2962
2033 | 9 | 19 | 13 | 59.4545
2033 | 9 | 19 | 14 | 58.1472
2033 | 9 | 19 | 15 | 59.1496
2033 | 9 | 19 | 16 | 61.9089
2033 | 9 | 19 | 17 | 72.8562
2033 | 9 | 19 | 18 | 85.5891
2033 | 9 | 19 | 19 | 83.4648
2033 | 9 | 19 | 20 | 80.2272
2033 | 9 | 19 | 21 | 73.7793
2033 | 9 | 19 | 22 | 68.379
2033 | 9 | 19 | 23 | 64.2992
2033 | 9 | 20 | 0 | 63.1518
2033 | 9 | 20 | 1 | 60.2278
2033 | 9 | 20 | 2 | 59.7431
2033 | 9 | 20 | 3 | 59.894
2033 | 9 | 20 | 4 | 60.5673
2033 | 9 | 20 | 5 | 62.7106
2033 | 9 | 20 | 6 | 65.3315
2033 | 9 | 20 | 7 | 71.1461
2033 | 9 | 20 | 8 | 69.5887
2033 | 9 | 20 | 9 | 59.3497
2033 | 9 | 20 | 10 | 55.5361
2033 | 9 | 20 | 11 | 51.939
2033 | 9 | 20 | 12 | 54.6526
2033 | 9 | 20 | 13 | 56.5738
2033 | 9 | 20 | 14 | 56.009
2033 | 9 | 20 | 15 | 56.4337
2033 | 9 | 20 | 16 | 57.2683
2033 | 9 | 20 | 17 | 65.9483
2033 | 9 | 20 | 18 | 78.9775
2033 | 9 | 20 | 19 | 79.9017
2033 | 9 | 20 | 20 | 77.2325
2033 | 9 | 20 | 21 | 71.5266
2033 | 9 | 20 | 22 | 66.4336
2033 | 9 | 20 | 23 | 62.5047
2033 | 9 | 21 | 0 | 63.0307
2033 | 9 | 21 | 1 | 60.7765
2033 | 9 | 21 | 2 | 60.4103
2033 | 9 | 21 | 3 | 60.5704
2033 | 9 | 21 | 4 | 61.2763
2033 | 9 | 21 | 5 | 63.3821
2033 | 9 | 21 | 6 | 65.9319
2033 | 9 | 21 | 7 | 71.1854
2033 | 9 | 21 | 8 | 68.6408
2033 | 9 | 21 | 9 | 57.4639
2033 | 9 | 21 | 10 | 53.0788
2033 | 9 | 21 | 11 | 49.847
2033 | 9 | 21 | 12 | 52.6425
2033 | 9 | 21 | 13 | 55.1005
2033 | 9 | 21 | 14 | 54.0416
2033 | 9 | 21 | 15 | 53.9334
2033 | 9 | 21 | 16 | 54.8797
2033 | 9 | 21 | 17 | 65.789
2033 | 9 | 21 | 18 | 79.9557
2033 | 9 | 21 | 19 | 80.5577
2033 | 9 | 21 | 20 | 77.9905
2033 | 9 | 21 | 21 | 72.4113
2033 | 9 | 21 | 22 | 67.1399
2033 | 9 | 21 | 23 | 63.089
2033 | 9 | 22 | 0 | 63.1903
2033 | 9 | 22 | 1 | 60.3934
2033 | 9 | 22 | 2 | 59.934
2033 | 9 | 22 | 3 | 60.1058
2033 | 9 | 22 | 4 | 60.8528
2033 | 9 | 22 | 5 | 63.1749
2033 | 9 | 22 | 6 | 66.5524
2033 | 9 | 22 | 7 | 71.4551
2033 | 9 | 22 | 8 | 68.4695
2033 | 9 | 22 | 9 | 59.3291
2033 | 9 | 22 | 10 | 56.881
2033 | 9 | 22 | 11 | 54.1572
2033 | 9 | 22 | 12 | 58.0475
2033 | 9 | 22 | 13 | 60.138
2033 | 9 | 22 | 14 | 58.7148
2033 | 9 | 22 | 15 | 58.7515
2033 | 9 | 22 | 16 | 58.9321
2033 | 9 | 22 | 17 | 68.0949
2033 | 9 | 22 | 18 | 80.1224
2033 | 9 | 22 | 19 | 80.7005
2033 | 9 | 22 | 20 | 78.2336
2033 | 9 | 22 | 21 | 72.5459
2033 | 9 | 22 | 22 | 67.3686
2033 | 9 | 22 | 23 | 62.9819
2033 | 9 | 23 | 0 | 62.4967
2033 | 9 | 23 | 1 | 58.6406
2033 | 9 | 23 | 2 | 58.1034
2033 | 9 | 23 | 3 | 58.0764
2033 | 9 | 23 | 4 | 58.6842
2033 | 9 | 23 | 5 | 60.7597
2033 | 9 | 23 | 6 | 64.9454
2033 | 9 | 23 | 7 | 70.7285
2033 | 9 | 23 | 8 | 70.5316
2033 | 9 | 23 | 9 | 62.9578
2033 | 9 | 23 | 10 | 58.1264
2033 | 9 | 23 | 11 | 53.7146
2033 | 9 | 23 | 12 | 57.7641
2033 | 9 | 23 | 13 | 58.9609
2033 | 9 | 23 | 14 | 56.7508
2033 | 9 | 23 | 15 | 56.8029
2033 | 9 | 23 | 16 | 60.2287
2033 | 9 | 23 | 17 | 70.6982
2033 | 9 | 23 | 18 | 82.914
2033 | 9 | 23 | 19 | 81.047
2033 | 9 | 23 | 20 | 77.614
2033 | 9 | 23 | 21 | 71.6407
2033 | 9 | 23 | 22 | 66.7534
2033 | 9 | 23 | 23 | 62.6713
2033 | 9 | 24 | 0 | 60.546
2033 | 9 | 24 | 1 | 59.1787
2033 | 9 | 24 | 2 | 58.0601
2033 | 9 | 24 | 3 | 57.5332
2033 | 9 | 24 | 4 | 57.5533
2033 | 9 | 24 | 5 | 58.0885
2033 | 9 | 24 | 6 | 59.1807
2033 | 9 | 24 | 7 | 64.5427
2033 | 9 | 24 | 8 | 71.9839
2033 | 9 | 24 | 9 | 66.1926
2033 | 9 | 24 | 10 | 56.6257
2033 | 9 | 24 | 11 | 49.0053
2033 | 9 | 24 | 12 | 49.8208
2033 | 9 | 24 | 13 | 49.1927
2033 | 9 | 24 | 14 | 46.6316
2033 | 9 | 24 | 15 | 49.671
2033 | 9 | 24 | 16 | 55.8475
2033 | 9 | 24 | 17 | 71.786
2033 | 9 | 24 | 18 | 85.5548
2033 | 9 | 24 | 19 | 80.3884
2033 | 9 | 24 | 20 | 75.3344
2033 | 9 | 24 | 21 | 68.363
2033 | 9 | 24 | 22 | 64.0771
2033 | 9 | 24 | 23 | 61.3305
2033 | 9 | 25 | 0 | 58.918
2033 | 9 | 25 | 1 | 58.9133
2033 | 9 | 25 | 2 | 58.171
2033 | 9 | 25 | 3 | 57.8997
2033 | 9 | 25 | 4 | 58.1587
2033 | 9 | 25 | 5 | 58.7208
2033 | 9 | 25 | 6 | 58.4333
2033 | 9 | 25 | 7 | 61.8002
2033 | 9 | 25 | 8 | 62.0164
2033 | 9 | 25 | 9 | 49.3545
2033 | 9 | 25 | 10 | 41.7083
2033 | 9 | 25 | 11 | 35.742
2033 | 9 | 25 | 12 | 39.3278
2033 | 9 | 25 | 13 | 42.0769
2033 | 9 | 25 | 14 | 42.4087
2033 | 9 | 25 | 15 | 45.1509
2033 | 9 | 25 | 16 | 49.3664
2033 | 9 | 25 | 17 | 64.0652
2033 | 9 | 25 | 18 | 78.7765
2033 | 9 | 25 | 19 | 77.3679
2033 | 9 | 25 | 20 | 73.9387
2033 | 9 | 25 | 21 | 67.6255
2033 | 9 | 25 | 22 | 62.5317
2033 | 9 | 25 | 23 | 59.0913
2033 | 9 | 26 | 0 | 59.8544
2033 | 9 | 26 | 1 | 58.692
2033 | 9 | 26 | 2 | 58.6883
2033 | 9 | 26 | 3 | 59.1943
2033 | 9 | 26 | 4 | 60.0869
2033 | 9 | 26 | 5 | 62.6972
2033 | 9 | 26 | 6 | 65.0864
2033 | 9 | 26 | 7 | 71.8313
2033 | 9 | 26 | 8 | 75.7484
2033 | 9 | 26 | 9 | 69.1826
2033 | 9 | 26 | 10 | 61.8468
2033 | 9 | 26 | 11 | 55.3496
2033 | 9 | 26 | 12 | 57.0488
2033 | 9 | 26 | 13 | 58.6461
2033 | 9 | 26 | 14 | 56.3145
2033 | 9 | 26 | 15 | 58.3605
2033 | 9 | 26 | 16 | 63.7696
2033 | 9 | 26 | 17 | 76.659
2033 | 9 | 26 | 18 | 85.1063
2033 | 9 | 26 | 19 | 82.0272
2033 | 9 | 26 | 20 | 78.4509
2033 | 9 | 26 | 21 | 72.1379
2033 | 9 | 26 | 22 | 66.7455
2033 | 9 | 26 | 23 | 62.6748
2033 | 9 | 27 | 0 | 62.4276
2033 | 9 | 27 | 1 | 62.2727
2033 | 9 | 27 | 2 | 61.8926
2033 | 9 | 27 | 3 | 62.1922
2033 | 9 | 27 | 4 | 62.871
2033 | 9 | 27 | 5 | 65.2966
2033 | 9 | 27 | 6 | 69.1208
2033 | 9 | 27 | 7 | 76.4184
2033 | 9 | 27 | 8 | 79.2198
2033 | 9 | 27 | 9 | 68.4373
2033 | 9 | 27 | 10 | 59.0146
2033 | 9 | 27 | 11 | 51.5657
2033 | 9 | 27 | 12 | 58.4081
2033 | 9 | 27 | 13 | 58.9707
2033 | 9 | 27 | 14 | 55.8814
2033 | 9 | 27 | 15 | 58.4795
2033 | 9 | 27 | 16 | 66.3308
2033 | 9 | 27 | 17 | 79.6247
2033 | 9 | 27 | 18 | 84.8379
2033 | 9 | 27 | 19 | 82.1859
2033 | 9 | 27 | 20 | 78.8044
2033 | 9 | 27 | 21 | 72.7698
2033 | 9 | 27 | 22 | 67.5121
2033 | 9 | 27 | 23 | 63.6405
2033 | 9 | 28 | 0 | 62.9906
2033 | 9 | 28 | 1 | 63.2115
2033 | 9 | 28 | 2 | 62.7907
2033 | 9 | 28 | 3 | 62.9728
2033 | 9 | 28 | 4 | 63.7379
2033 | 9 | 28 | 5 | 66.1118
2033 | 9 | 28 | 6 | 70.1656
2033 | 9 | 28 | 7 | 76.4072
2033 | 9 | 28 | 8 | 75.5933
2033 | 9 | 28 | 9 | 64.0179
2033 | 9 | 28 | 10 | 57.6815
2033 | 9 | 28 | 11 | 53.0709
2033 | 9 | 28 | 12 | 55.9729
2033 | 9 | 28 | 13 | 57.9872
2033 | 9 | 28 | 14 | 56.8797
2033 | 9 | 28 | 15 | 58.1583
2033 | 9 | 28 | 16 | 61.7132
2033 | 9 | 28 | 17 | 74.8189
2033 | 9 | 28 | 18 | 89.3512
2033 | 9 | 28 | 19 | 85.3991
2033 | 9 | 28 | 20 | 81.3554
2033 | 9 | 28 | 21 | 75.2576
2033 | 9 | 28 | 22 | 70.2763
2033 | 9 | 28 | 23 | 66.6832
2033 | 9 | 29 | 0 | 63.5207
2033 | 9 | 29 | 1 | 58.498
2033 | 9 | 29 | 2 | 58.095
2033 | 9 | 29 | 3 | 58.3089
2033 | 9 | 29 | 4 | 58.9013
2033 | 9 | 29 | 5 | 61.3066
2033 | 9 | 29 | 6 | 65.1633
2033 | 9 | 29 | 7 | 71.8669
2033 | 9 | 29 | 8 | 75.5318
2033 | 9 | 29 | 9 | 69.1879
2033 | 9 | 29 | 10 | 64.6053
2033 | 9 | 29 | 11 | 58.3409
2033 | 9 | 29 | 12 | 61.6439
2033 | 9 | 29 | 13 | 62.4677
2033 | 9 | 29 | 14 | 61.1303
2033 | 9 | 29 | 15 | 61.582
2033 | 9 | 29 | 16 | 65.3575
2033 | 9 | 29 | 17 | 72.3954
2033 | 9 | 29 | 18 | 74.9376
2033 | 9 | 29 | 19 | 69.614
2033 | 9 | 29 | 20 | 66.9163
2033 | 9 | 29 | 21 | 62.2351
2033 | 9 | 29 | 22 | 58.8285
2033 | 9 | 29 | 23 | 56.3033
2033 | 9 | 30 | 0 | 56.7063
2033 | 9 | 30 | 1 | 55.6342
2033 | 9 | 30 | 2 | 55.013
2033 | 9 | 30 | 3 | 54.8313
2033 | 9 | 30 | 4 | 55.2476
2033 | 9 | 30 | 5 | 57.1453
2033 | 9 | 30 | 6 | 60.0255
2033 | 9 | 30 | 7 | 67.5329
2033 | 9 | 30 | 8 | 73.3403
2033 | 9 | 30 | 9 | 65.8666
2033 | 9 | 30 | 10 | 55.3652
2033 | 9 | 30 | 11 | 47.4602
2033 | 9 | 30 | 12 | 49.9686
2033 | 9 | 30 | 13 | 51.4118
2033 | 9 | 30 | 14 | 49.3271
2033 | 9 | 30 | 15 | 50.6216
2033 | 9 | 30 | 16 | 57.1523
2033 | 9 | 30 | 17 | 69.9676
2033 | 9 | 30 | 18 | 77.425
2033 | 9 | 30 | 19 | 74.1284
2033 | 9 | 30 | 20 | 70.3833
2033 | 9 | 30 | 21 | 65.163
2033 | 9 | 30 | 22 | 61.2181
2033 | 9 | 30 | 23 | 57.9819
2033 | 10 | 1 | 0 | 56.5062
2033 | 10 | 1 | 1 | 53.7781
2033 | 10 | 1 | 2 | 53.015
2033 | 10 | 1 | 3 | 52.7027
2033 | 10 | 1 | 4 | 52.8918
2033 | 10 | 1 | 5 | 53.6511
2033 | 10 | 1 | 6 | 54.0941
2033 | 10 | 1 | 7 | 58.8088
2033 | 10 | 1 | 8 | 63.1248
2033 | 10 | 1 | 9 | 55.1241
2033 | 10 | 1 | 10 | 46.3479
2033 | 10 | 1 | 11 | 41.3877
2033 | 10 | 1 | 12 | 42.1536
2033 | 10 | 1 | 13 | 42.0783
2033 | 10 | 1 | 14 | 40.3981
2033 | 10 | 1 | 15 | 42.8747
2033 | 10 | 1 | 16 | 48.0052
2033 | 10 | 1 | 17 | 62.6757
2033 | 10 | 1 | 18 | 73.493
2033 | 10 | 1 | 19 | 69.8232
2033 | 10 | 1 | 20 | 65.0835
2033 | 10 | 1 | 21 | 59.668
2033 | 10 | 1 | 22 | 56.2463
2033 | 10 | 1 | 23 | 53.8474
2033 | 10 | 2 | 0 | 52.6092
2033 | 10 | 2 | 1 | 49.9668
2033 | 10 | 2 | 2 | 49.3991
2033 | 10 | 2 | 3 | 49.1402
2033 | 10 | 2 | 4 | 49.5177
2033 | 10 | 2 | 5 | 50.2305
2033 | 10 | 2 | 6 | 51.0417
2033 | 10 | 2 | 7 | 54.1751
2033 | 10 | 2 | 8 | 55.03
2033 | 10 | 2 | 9 | 45.4674
2033 | 10 | 2 | 10 | 39.1685
2033 | 10 | 2 | 11 | 34.4528
2033 | 10 | 2 | 12 | 38.4273
2033 | 10 | 2 | 13 | 40.2522
2033 | 10 | 2 | 14 | 40.9563
2033 | 10 | 2 | 15 | 42.1572
2033 | 10 | 2 | 16 | 45.5244
2033 | 10 | 2 | 17 | 56.0877
2033 | 10 | 2 | 18 | 70.8329
2033 | 10 | 2 | 19 | 66.9783
2033 | 10 | 2 | 20 | 62.1579
2033 | 10 | 2 | 21 | 56.8943
2033 | 10 | 2 | 22 | 52.8359
2033 | 10 | 2 | 23 | 50.0206
2033 | 10 | 3 | 0 | 50.1893
2033 | 10 | 3 | 1 | 44.8223
2033 | 10 | 3 | 2 | 44.7816
2033 | 10 | 3 | 3 | 45.11
2033 | 10 | 3 | 4 | 45.8277
2033 | 10 | 3 | 5 | 47.8805
2033 | 10 | 3 | 6 | 50.3897
2033 | 10 | 3 | 7 | 54.8563
2033 | 10 | 3 | 8 | 54.5562
2033 | 10 | 3 | 9 | 47.4049
2033 | 10 | 3 | 10 | 46.0329
2033 | 10 | 3 | 11 | 45.3672
2033 | 10 | 3 | 12 | 46.4089
2033 | 10 | 3 | 13 | 47.4343
2033 | 10 | 3 | 14 | 47.2812
2033 | 10 | 3 | 15 | 47.3152
2033 | 10 | 3 | 16 | 45.0939
2033 | 10 | 3 | 17 | 51.4206
2033 | 10 | 3 | 18 | 61.2606
2033 | 10 | 3 | 19 | 59.8999
2033 | 10 | 3 | 20 | 56.9229
2033 | 10 | 3 | 21 | 52.708
2033 | 10 | 3 | 22 | 49.1438
2033 | 10 | 3 | 23 | 46.3891
2033 | 10 | 4 | 0 | 46.3685
2033 | 10 | 4 | 1 | 45.5753
2033 | 10 | 4 | 2 | 45.1249
2033 | 10 | 4 | 3 | 45.0932
2033 | 10 | 4 | 4 | 45.5652
2033 | 10 | 4 | 5 | 47.2142
2033 | 10 | 4 | 6 | 50.1331
2033 | 10 | 4 | 7 | 56.354
2033 | 10 | 4 | 8 | 59.8871
2033 | 10 | 4 | 9 | 53.9559
2033 | 10 | 4 | 10 | 48.959
2033 | 10 | 4 | 11 | 44.5496
2033 | 10 | 4 | 12 | 44.8421
2033 | 10 | 4 | 13 | 45.3404
2033 | 10 | 4 | 14 | 46.4136
2033 | 10 | 4 | 15 | 47.4585
2033 | 10 | 4 | 16 | 49.2863
2033 | 10 | 4 | 17 | 57.4555
2033 | 10 | 4 | 18 | 67.661
2033 | 10 | 4 | 19 | 64.8389
2033 | 10 | 4 | 20 | 60.734
2033 | 10 | 4 | 21 | 56.1075
2033 | 10 | 4 | 22 | 52.3861
2033 | 10 | 4 | 23 | 49.7562
2033 | 10 | 5 | 0 | 48.6697
2033 | 10 | 5 | 1 | 49.3138
2033 | 10 | 5 | 2 | 49.1877
2033 | 10 | 5 | 3 | 49.5866
2033 | 10 | 5 | 4 | 50.488
2033 | 10 | 5 | 5 | 52.5018
2033 | 10 | 5 | 6 | 55.3811
2033 | 10 | 5 | 7 | 60.7756
2033 | 10 | 5 | 8 | 62.2998
2033 | 10 | 5 | 9 | 55.1106
2033 | 10 | 5 | 10 | 48.2209
2033 | 10 | 5 | 11 | 43.5898
2033 | 10 | 5 | 12 | 44.0627
2033 | 10 | 5 | 13 | 46.1682
2033 | 10 | 5 | 14 | 46.1597
2033 | 10 | 5 | 15 | 47.7843
2033 | 10 | 5 | 16 | 50.414
2033 | 10 | 5 | 17 | 60.8138
2033 | 10 | 5 | 18 | 68.5473
2033 | 10 | 5 | 19 | 68.0018
2033 | 10 | 5 | 20 | 65.3175
2033 | 10 | 5 | 21 | 61.2812
2033 | 10 | 5 | 22 | 57.504
2033 | 10 | 5 | 23 | 54.2486
2033 | 10 | 6 | 0 | 54.0102
2033 | 10 | 6 | 1 | 52.7395
2033 | 10 | 6 | 2 | 52.5831
2033 | 10 | 6 | 3 | 52.92
2033 | 10 | 6 | 4 | 53.5943
2033 | 10 | 6 | 5 | 55.5826
2033 | 10 | 6 | 6 | 58.8898
2033 | 10 | 6 | 7 | 63.1182
2033 | 10 | 6 | 8 | 62.6139
2033 | 10 | 6 | 9 | 55.3413
2033 | 10 | 6 | 10 | 50.3279
2033 | 10 | 6 | 11 | 45.8631
2033 | 10 | 6 | 12 | 46.985
2033 | 10 | 6 | 13 | 47.947
2033 | 10 | 6 | 14 | 46.5458
2033 | 10 | 6 | 15 | 47.3026
2033 | 10 | 6 | 16 | 49.8209
2033 | 10 | 6 | 17 | 58.404
2033 | 10 | 6 | 18 | 66.2665
2033 | 10 | 6 | 19 | 66.235
2033 | 10 | 6 | 20 | 63.8963
2033 | 10 | 6 | 21 | 60.0761
2033 | 10 | 6 | 22 | 56.4869
2033 | 10 | 6 | 23 | 53.1382
2033 | 10 | 7 | 0 | 51.954
2033 | 10 | 7 | 1 | 51.9506
2033 | 10 | 7 | 2 | 51.6867
2033 | 10 | 7 | 3 | 51.8548
2033 | 10 | 7 | 4 | 52.3737
2033 | 10 | 7 | 5 | 54.2045
2033 | 10 | 7 | 6 | 57.6
2033 | 10 | 7 | 7 | 62.4007
2033 | 10 | 7 | 8 | 62.8071
2033 | 10 | 7 | 9 | 54.6901
2033 | 10 | 7 | 10 | 47.8769
2033 | 10 | 7 | 11 | 42.6283
2033 | 10 | 7 | 12 | 43.9266
2033 | 10 | 7 | 13 | 44.7334
2033 | 10 | 7 | 14 | 43.3964
2033 | 10 | 7 | 15 | 43.69
2033 | 10 | 7 | 16 | 46.9428
2033 | 10 | 7 | 17 | 55.6976
2033 | 10 | 7 | 18 | 68.253
2033 | 10 | 7 | 19 | 65.6143
2033 | 10 | 7 | 20 | 62.1028
2033 | 10 | 7 | 21 | 58.1283
2033 | 10 | 7 | 22 | 54.6129
2033 | 10 | 7 | 23 | 51.6312
2033 | 10 | 8 | 0 | 50.2688
2033 | 10 | 8 | 1 | 50.2328
2033 | 10 | 8 | 2 | 49.7042
2033 | 10 | 8 | 3 | 49.4969
2033 | 10 | 8 | 4 | 49.7803
2033 | 10 | 8 | 5 | 50.7246
2033 | 10 | 8 | 6 | 51.9844
2033 | 10 | 8 | 7 | 54.9548
2033 | 10 | 8 | 8 | 55.4795
2033 | 10 | 8 | 9 | 48.906
2033 | 10 | 8 | 10 | 44.5013
2033 | 10 | 8 | 11 | 42.4286
2033 | 10 | 8 | 12 | 40.8857
2033 | 10 | 8 | 13 | 41.5703
2033 | 10 | 8 | 14 | 40.2782
2033 | 10 | 8 | 15 | 40.7994
2033 | 10 | 8 | 16 | 42.954
2033 | 10 | 8 | 17 | 52.9492
2033 | 10 | 8 | 18 | 62.6057
2033 | 10 | 8 | 19 | 60.6552
2033 | 10 | 8 | 20 | 56.2726
2033 | 10 | 8 | 21 | 52.0209
2033 | 10 | 8 | 22 | 49.1581
2033 | 10 | 8 | 23 | 47.2079
2033 | 10 | 9 | 0 | 46.5972
2033 | 10 | 9 | 1 | 46.4432
2033 | 10 | 9 | 2 | 45.8687
2033 | 10 | 9 | 3 | 45.6932
2033 | 10 | 9 | 4 | 46.0131
2033 | 10 | 9 | 5 | 46.7592
2033 | 10 | 9 | 6 | 47.0924
2033 | 10 | 9 | 7 | 50.3879
2033 | 10 | 9 | 8 | 54.9776
2033 | 10 | 9 | 9 | 50.2749
2033 | 10 | 9 | 10 | 44.0371
2033 | 10 | 9 | 11 | 40.1478
2033 | 10 | 9 | 12 | 42.988
2033 | 10 | 9 | 13 | 43.3229
2033 | 10 | 9 | 14 | 42.2587
2033 | 10 | 9 | 15 | 43.7048
2033 | 10 | 9 | 16 | 48.3548
2033 | 10 | 9 | 17 | 59.8693
2033 | 10 | 9 | 18 | 66.929
2033 | 10 | 9 | 19 | 62.322
2033 | 10 | 9 | 20 | 57.7096
2033 | 10 | 9 | 21 | 52.9296
2033 | 10 | 9 | 22 | 49.4926
2033 | 10 | 9 | 23 | 47.2863
2033 | 10 | 10 | 0 | 45.6487
2033 | 10 | 10 | 1 | 47.0065
2033 | 10 | 10 | 2 | 46.2491
2033 | 10 | 10 | 3 | 46.0196
2033 | 10 | 10 | 4 | 46.4502
2033 | 10 | 10 | 5 | 47.1649
2033 | 10 | 10 | 6 | 47.4198
2033 | 10 | 10 | 7 | 51.5732
2033 | 10 | 10 | 8 | 59.1421
2033 | 10 | 10 | 9 | 55.4035
2033 | 10 | 10 | 10 | 46.9137
2033 | 10 | 10 | 11 | 40.5494
2033 | 10 | 10 | 12 | 39.5532
2033 | 10 | 10 | 13 | 41.1313
2033 | 10 | 10 | 14 | 41.7446
2033 | 10 | 10 | 15 | 44.4494
2033 | 10 | 10 | 16 | 48.8715
2033 | 10 | 10 | 17 | 62.1771
2033 | 10 | 10 | 18 | 68.6596
2033 | 10 | 10 | 19 | 63.4623
2033 | 10 | 10 | 20 | 58.4496
2033 | 10 | 10 | 21 | 53.7245
2033 | 10 | 10 | 22 | 49.7732
2033 | 10 | 10 | 23 | 47.7213
2033 | 10 | 11 | 0 | 48.0446
2033 | 10 | 11 | 1 | 47.7881
2033 | 10 | 11 | 2 | 47.349
2033 | 10 | 11 | 3 | 47.5464
2033 | 10 | 11 | 4 | 48.1497
2033 | 10 | 11 | 5 | 50.1249
2033 | 10 | 11 | 6 | 53.1615
2033 | 10 | 11 | 7 | 59.118
2033 | 10 | 11 | 8 | 63.2012
2033 | 10 | 11 | 9 | 58.2067
2033 | 10 | 11 | 10 | 51.7006
2033 | 10 | 11 | 11 | 46.6531
2033 | 10 | 11 | 12 | 46.3997
2033 | 10 | 11 | 13 | 47.3559
2033 | 10 | 11 | 14 | 46.9666
2033 | 10 | 11 | 15 | 49.0057
2033 | 10 | 11 | 16 | 53.6998
2033 | 10 | 11 | 17 | 63.7416
2033 | 10 | 11 | 18 | 69.7863
2033 | 10 | 11 | 19 | 65.7773
2033 | 10 | 11 | 20 | 61.8732
2033 | 10 | 11 | 21 | 57.3631
2033 | 10 | 11 | 22 | 53.5191
2033 | 10 | 11 | 23 | 50.4644
2033 | 10 | 12 | 0 | 50.1381
2033 | 10 | 12 | 1 | 48.8211
2033 | 10 | 12 | 2 | 48.4598
2033 | 10 | 12 | 3 | 48.6383
2033 | 10 | 12 | 4 | 49.2609
2033 | 10 | 12 | 5 | 51.2173
2033 | 10 | 12 | 6 | 54.4122
2033 | 10 | 12 | 7 | 60.4883
2033 | 10 | 12 | 8 | 65.9428
2033 | 10 | 12 | 9 | 61.6578
2033 | 10 | 12 | 10 | 54.855
2033 | 10 | 12 | 11 | 48.6273
2033 | 10 | 12 | 12 | 48.345
2033 | 10 | 12 | 13 | 48.901
2033 | 10 | 12 | 14 | 48.7101
2033 | 10 | 12 | 15 | 50.2455
2033 | 10 | 12 | 16 | 55.6832
2033 | 10 | 12 | 17 | 66.6346
2033 | 10 | 12 | 18 | 71.8047
2033 | 10 | 12 | 19 | 68.076
2033 | 10 | 12 | 20 | 64.3494
2033 | 10 | 12 | 21 | 60.0891
2033 | 10 | 12 | 22 | 56.084
2033 | 10 | 12 | 23 | 53.1074
2033 | 10 | 13 | 0 | 52.2126
2033 | 10 | 13 | 1 | 52.1962
2033 | 10 | 13 | 2 | 51.8908
2033 | 10 | 13 | 3 | 52.1156
2033 | 10 | 13 | 4 | 52.8133
2033 | 10 | 13 | 5 | 54.8552
2033 | 10 | 13 | 6 | 57.7155
2033 | 10 | 13 | 7 | 63.6103
2033 | 10 | 13 | 8 | 67.2149
2033 | 10 | 13 | 9 | 61.4765
2033 | 10 | 13 | 10 | 54.9792
2033 | 10 | 13 | 11 | 49.5549
2033 | 10 | 13 | 12 | 49.3894
2033 | 10 | 13 | 13 | 50.2734
2033 | 10 | 13 | 14 | 50.5725
2033 | 10 | 13 | 15 | 52.5442
2033 | 10 | 13 | 16 | 56.8992
2033 | 10 | 13 | 17 | 67.8517
2033 | 10 | 13 | 18 | 70.3663
2033 | 10 | 13 | 19 | 68.2887
2033 | 10 | 13 | 20 | 65.1759
2033 | 10 | 13 | 21 | 61.2819
2033 | 10 | 13 | 22 | 57.6912
2033 | 10 | 13 | 23 | 54.6405
2033 | 10 | 14 | 0 | 53.8428
2033 | 10 | 14 | 1 | 52.2267
2033 | 10 | 14 | 2 | 51.7197
2033 | 10 | 14 | 3 | 51.6608
2033 | 10 | 14 | 4 | 52.0525
2033 | 10 | 14 | 5 | 53.7653
2033 | 10 | 14 | 6 | 56.6283
2033 | 10 | 14 | 7 | 62.2683
2033 | 10 | 14 | 8 | 64.932
2033 | 10 | 14 | 9 | 57.7234
2033 | 10 | 14 | 10 | 50.4511
2033 | 10 | 14 | 11 | 45.9225
2033 | 10 | 14 | 12 | 48.5385
2033 | 10 | 14 | 13 | 49.5245
2033 | 10 | 14 | 14 | 48.894
2033 | 10 | 14 | 15 | 49.9847
2033 | 10 | 14 | 16 | 54.7947
2033 | 10 | 14 | 17 | 65.1949
2033 | 10 | 14 | 18 | 66.7313
2033 | 10 | 14 | 19 | 63.4976
2033 | 10 | 14 | 20 | 59.732
2033 | 10 | 14 | 21 | 55.722
2033 | 10 | 14 | 22 | 52.414
2033 | 10 | 14 | 23 | 49.5564
2033 | 10 | 15 | 0 | 48.6704
2033 | 10 | 15 | 1 | 47.1782
2033 | 10 | 15 | 2 | 46.4609
2033 | 10 | 15 | 3 | 46.0453
2033 | 10 | 15 | 4 | 46.2579
2033 | 10 | 15 | 5 | 47.1323
2033 | 10 | 15 | 6 | 48.276
2033 | 10 | 15 | 7 | 51.2269
2033 | 10 | 15 | 8 | 53.3469
2033 | 10 | 15 | 9 | 48.2007
2033 | 10 | 15 | 10 | 43.8638
2033 | 10 | 15 | 11 | 43.0376
2033 | 10 | 15 | 12 | 41.8846
2033 | 10 | 15 | 13 | 41.4283
2033 | 10 | 15 | 14 | 39.2141
2033 | 10 | 15 | 15 | 39.069
2033 | 10 | 15 | 16 | 42.4213
2033 | 10 | 15 | 17 | 53.4044
2033 | 10 | 15 | 18 | 64.1228
2033 | 10 | 15 | 19 | 60.3502
2033 | 10 | 15 | 20 | 55.4724
2033 | 10 | 15 | 21 | 51.0636
2033 | 10 | 15 | 22 | 48.2853
2033 | 10 | 15 | 23 | 46.4177
2033 | 10 | 16 | 0 | 45.2784
2033 | 10 | 16 | 1 | 46.2468
2033 | 10 | 16 | 2 | 45.9919
2033 | 10 | 16 | 3 | 46.2073
2033 | 10 | 16 | 4 | 46.7418
2033 | 10 | 16 | 5 | 47.6601
2033 | 10 | 16 | 6 | 47.9706
2033 | 10 | 16 | 7 | 51.1113
2033 | 10 | 16 | 8 | 54.1395
2033 | 10 | 16 | 9 | 48.8351
2033 | 10 | 16 | 10 | 43.6533
2033 | 10 | 16 | 11 | 37.7774
2033 | 10 | 16 | 12 | 36.3897
2033 | 10 | 16 | 13 | 38.0364
2033 | 10 | 16 | 14 | 40.2404
2033 | 10 | 16 | 15 | 42.24
2033 | 10 | 16 | 16 | 45.3962
2033 | 10 | 16 | 17 | 54.6398
2033 | 10 | 16 | 18 | 65.8982
2033 | 10 | 16 | 19 | 63.4449
2033 | 10 | 16 | 20 | 59.8478
2033 | 10 | 16 | 21 | 55.6441
2033 | 10 | 16 | 22 | 52.1647
2033 | 10 | 16 | 23 | 49.8825
2033 | 10 | 17 | 0 | 49.0212
2033 | 10 | 17 | 1 | 48.6531
2033 | 10 | 17 | 2 | 48.7602
2033 | 10 | 17 | 3 | 49.2934
2033 | 10 | 17 | 4 | 50.2314
2033 | 10 | 17 | 5 | 52.4605
2033 | 10 | 17 | 6 | 55.8849
2033 | 10 | 17 | 7 | 60.7103
2033 | 10 | 17 | 8 | 60.8325
2033 | 10 | 17 | 9 | 51.8209
2033 | 10 | 17 | 10 | 46.4195
2033 | 10 | 17 | 11 | 43.4519
2033 | 10 | 17 | 12 | 43.3305
2033 | 10 | 17 | 13 | 45.0878
2033 | 10 | 17 | 14 | 44.2893
2033 | 10 | 17 | 15 | 45.2797
2033 | 10 | 17 | 16 | 47.9826
2033 | 10 | 17 | 17 | 57.3201
2033 | 10 | 17 | 18 | 69.8102
2033 | 10 | 17 | 19 | 66.6391
2033 | 10 | 17 | 20 | 62.9932
2033 | 10 | 17 | 21 | 58.5918
2033 | 10 | 17 | 22 | 54.7248
2033 | 10 | 17 | 23 | 51.5705
2033 | 10 | 18 | 0 | 51.7675
2033 | 10 | 18 | 1 | 48.7043
2033 | 10 | 18 | 2 | 48.3073
2033 | 10 | 18 | 3 | 48.3673
2033 | 10 | 18 | 4 | 48.7556
2033 | 10 | 18 | 5 | 50.4327
2033 | 10 | 18 | 6 | 53.9357
2033 | 10 | 18 | 7 | 59.5889
2033 | 10 | 18 | 8 | 63.9606
2033 | 10 | 18 | 9 | 58.275
2033 | 10 | 18 | 10 | 52.0248
2033 | 10 | 18 | 11 | 47.1286
2033 | 10 | 18 | 12 | 49.5255
2033 | 10 | 18 | 13 | 49.4751
2033 | 10 | 18 | 14 | 48.0252
2033 | 10 | 18 | 15 | 48.7558
2033 | 10 | 18 | 16 | 54.3561
2033 | 10 | 18 | 17 | 63.5873
2033 | 10 | 18 | 18 | 66.1321
2033 | 10 | 18 | 19 | 62.6067
2033 | 10 | 18 | 20 | 59.0392
2033 | 10 | 18 | 21 | 54.6751
2033 | 10 | 18 | 22 | 50.755
2033 | 10 | 18 | 23 | 47.758
2033 | 10 | 19 | 0 | 46.4753
2033 | 10 | 19 | 1 | 46.3882
2033 | 10 | 19 | 2 | 46.0172
2033 | 10 | 19 | 3 | 46.1033
2033 | 10 | 19 | 4 | 46.6265
2033 | 10 | 19 | 5 | 48.4128
2033 | 10 | 19 | 6 | 52.2073
2033 | 10 | 19 | 7 | 58.1934
2033 | 10 | 19 | 8 | 62.8325
2033 | 10 | 19 | 9 | 56.4669
2033 | 10 | 19 | 10 | 48.8928
2033 | 10 | 19 | 11 | 43.8443
2033 | 10 | 19 | 12 | 44.0306
2033 | 10 | 19 | 13 | 45.2185
2033 | 10 | 19 | 14 | 45.1258
2033 | 10 | 19 | 15 | 45.9428
2033 | 10 | 19 | 16 | 51.1619
2033 | 10 | 19 | 17 | 62.8437
2033 | 10 | 19 | 18 | 64.054
2033 | 10 | 19 | 19 | 61.9598
2033 | 10 | 19 | 20 | 58.3757
2033 | 10 | 19 | 21 | 54.724
2033 | 10 | 19 | 22 | 51.1729
2033 | 10 | 19 | 23 | 48.6045
2033 | 10 | 20 | 0 | 47.9962
2033 | 10 | 20 | 1 | 48.286
2033 | 10 | 20 | 2 | 47.861
2033 | 10 | 20 | 3 | 47.951
2033 | 10 | 20 | 4 | 48.4728
2033 | 10 | 20 | 5 | 50.4122
2033 | 10 | 20 | 6 | 53.0241
2033 | 10 | 20 | 7 | 58.6791
2033 | 10 | 20 | 8 | 61.4428
2033 | 10 | 20 | 9 | 53.1983
2033 | 10 | 20 | 10 | 46.2458
2033 | 10 | 20 | 11 | 42.3697
2033 | 10 | 20 | 12 | 44.3207
2033 | 10 | 20 | 13 | 45.3363
2033 | 10 | 20 | 14 | 44.4408
2033 | 10 | 20 | 15 | 45.5549
2033 | 10 | 20 | 16 | 51.1389
2033 | 10 | 20 | 17 | 62.5044
2033 | 10 | 20 | 18 | 67.4748
2033 | 10 | 20 | 19 | 64.0658
2033 | 10 | 20 | 20 | 60.6678
2033 | 10 | 20 | 21 | 56.8062
2033 | 10 | 20 | 22 | 53.5117
2033 | 10 | 20 | 23 | 50.6216
2033 | 10 | 21 | 0 | 48.9414
2033 | 10 | 21 | 1 | 45.7269
2033 | 10 | 21 | 2 | 45.1773
2033 | 10 | 21 | 3 | 45.1839
2033 | 10 | 21 | 4 | 45.6597
2033 | 10 | 21 | 5 | 47.5625
2033 | 10 | 21 | 6 | 51.0423
2033 | 10 | 21 | 7 | 57.2406
2033 | 10 | 21 | 8 | 63.3326
2033 | 10 | 21 | 9 | 59.1513
2033 | 10 | 21 | 10 | 51.6216
2033 | 10 | 21 | 11 | 45.7492
2033 | 10 | 21 | 12 | 45.7142
2033 | 10 | 21 | 13 | 46.2762
2033 | 10 | 21 | 14 | 45.5097
2033 | 10 | 21 | 15 | 46.5931
2033 | 10 | 21 | 16 | 53.6578
2033 | 10 | 21 | 17 | 65.063
2033 | 10 | 21 | 18 | 67.5384
2033 | 10 | 21 | 19 | 63.1355
2033 | 10 | 21 | 20 | 59.0354
2033 | 10 | 21 | 21 | 55.092
2033 | 10 | 21 | 22 | 51.6682
2033 | 10 | 21 | 23 | 48.7976
2033 | 10 | 22 | 0 | 48.2452
2033 | 10 | 22 | 1 | 47.1858
2033 | 10 | 22 | 2 | 46.473
2033 | 10 | 22 | 3 | 46.1682
2033 | 10 | 22 | 4 | 46.3418
2033 | 10 | 22 | 5 | 47.2173
2033 | 10 | 22 | 6 | 48.3016
2033 | 10 | 22 | 7 | 52.5439
2033 | 10 | 22 | 8 | 58.3775
2033 | 10 | 22 | 9 | 54.0676
2033 | 10 | 22 | 10 | 47.8738
2033 | 10 | 22 | 11 | 42.8297
2033 | 10 | 22 | 12 | 42.1624
2033 | 10 | 22 | 13 | 42.3035
2033 | 10 | 22 | 14 | 41.6057
2033 | 10 | 22 | 15 | 42.7673
2033 | 10 | 22 | 16 | 50.1244
2033 | 10 | 22 | 17 | 62.1091
2033 | 10 | 22 | 18 | 66.0242
2033 | 10 | 22 | 19 | 60.3649
2033 | 10 | 22 | 20 | 55.1156
2033 | 10 | 22 | 21 | 50.6347
2033 | 10 | 22 | 22 | 47.5217
2033 | 10 | 22 | 23 | 45.5055
2033 | 10 | 23 | 0 | 45.9048
2033 | 10 | 23 | 1 | 44.4446
2033 | 10 | 23 | 2 | 43.799
2033 | 10 | 23 | 3 | 43.58
2033 | 10 | 23 | 4 | 43.8662
2033 | 10 | 23 | 5 | 44.7464
2033 | 10 | 23 | 6 | 45.874
2033 | 10 | 23 | 7 | 49.5605
2033 | 10 | 23 | 8 | 55.8877
2033 | 10 | 23 | 9 | 52.0842
2033 | 10 | 23 | 10 | 45.4209
2033 | 10 | 23 | 11 | 40.6487
2033 | 10 | 23 | 12 | 40.7616
2033 | 10 | 23 | 13 | 41.1427
2033 | 10 | 23 | 14 | 41.1303
2033 | 10 | 23 | 15 | 42.6907
2033 | 10 | 23 | 16 | 50.5472
2033 | 10 | 23 | 17 | 63.6095
2033 | 10 | 23 | 18 | 65.1156
2033 | 10 | 23 | 19 | 59.6324
2033 | 10 | 23 | 20 | 54.8485
2033 | 10 | 23 | 21 | 50.4177
2033 | 10 | 23 | 22 | 46.8189
2033 | 10 | 23 | 23 | 44.5299
2033 | 10 | 24 | 0 | 45.7338
2033 | 10 | 24 | 1 | 44.5873
2033 | 10 | 24 | 2 | 44.4119
2033 | 10 | 24 | 3 | 44.633
2033 | 10 | 24 | 4 | 45.2716
2033 | 10 | 24 | 5 | 47.2697
2033 | 10 | 24 | 6 | 51.0299
2033 | 10 | 24 | 7 | 56.8778
2033 | 10 | 24 | 8 | 61.096
2033 | 10 | 24 | 9 | 54.2001
2033 | 10 | 24 | 10 | 47.5093
2033 | 10 | 24 | 11 | 43.8725
2033 | 10 | 24 | 12 | 44.9768
2033 | 10 | 24 | 13 | 45.7055
2033 | 10 | 24 | 14 | 45.5916
2033 | 10 | 24 | 15 | 46.8579
2033 | 10 | 24 | 16 | 52.3834
2033 | 10 | 24 | 17 | 63.3847
2033 | 10 | 24 | 18 | 66.554
2033 | 10 | 24 | 19 | 63.0554
2033 | 10 | 24 | 20 | 59.2723
2033 | 10 | 24 | 21 | 55.1312
2033 | 10 | 24 | 22 | 51.3517
2033 | 10 | 24 | 23 | 48.5817
2033 | 10 | 25 | 0 | 48.2027
2033 | 10 | 25 | 1 | 47.1293
2033 | 10 | 25 | 2 | 46.6694
2033 | 10 | 25 | 3 | 46.792
2033 | 10 | 25 | 4 | 47.3106
2033 | 10 | 25 | 5 | 49.1926
2033 | 10 | 25 | 6 | 52.2409
2033 | 10 | 25 | 7 | 58.3901
2033 | 10 | 25 | 8 | 63.2311
2033 | 10 | 25 | 9 | 56.9931
2033 | 10 | 25 | 10 | 49.6074
2033 | 10 | 25 | 11 | 44.8197
2033 | 10 | 25 | 12 | 46.1057
2033 | 10 | 25 | 13 | 46.7723
2033 | 10 | 25 | 14 | 46.7177
2033 | 10 | 25 | 15 | 48.5727
2033 | 10 | 25 | 16 | 55.351
2033 | 10 | 25 | 17 | 66.5154
2033 | 10 | 25 | 18 | 67.0296
2033 | 10 | 25 | 19 | 62.7959
2033 | 10 | 25 | 20 | 58.843
2033 | 10 | 25 | 21 | 54.7244
2033 | 10 | 25 | 22 | 50.9914
2033 | 10 | 25 | 23 | 48.196
2033 | 10 | 26 | 0 | 48.2767
2033 | 10 | 26 | 1 | 47.9093
2033 | 10 | 26 | 2 | 47.5449
2033 | 10 | 26 | 3 | 47.7223
2033 | 10 | 26 | 4 | 48.3251
2033 | 10 | 26 | 5 | 50.2601
2033 | 10 | 26 | 6 | 52.0193
2033 | 10 | 26 | 7 | 58.0758
2033 | 10 | 26 | 8 | 63.5814
2033 | 10 | 26 | 9 | 58.0271
2033 | 10 | 26 | 10 | 50.6338
2033 | 10 | 26 | 11 | 45.648
2033 | 10 | 26 | 12 | 47.0397
2033 | 10 | 26 | 13 | 47.8837
2033 | 10 | 26 | 14 | 47.8249
2033 | 10 | 26 | 15 | 49.1425
2033 | 10 | 26 | 16 | 55.9191
2033 | 10 | 26 | 17 | 68.0612
2033 | 10 | 26 | 18 | 68.4206
2033 | 10 | 26 | 19 | 64.1888
2033 | 10 | 26 | 20 | 60.3424
2033 | 10 | 26 | 21 | 56.3977
2033 | 10 | 26 | 22 | 52.5805
2033 | 10 | 26 | 23 | 49.7312
2033 | 10 | 27 | 0 | 49.3452
2033 | 10 | 27 | 1 | 48.2113
2033 | 10 | 27 | 2 | 47.8233
2033 | 10 | 27 | 3 | 47.9647
2033 | 10 | 27 | 4 | 48.5219
2033 | 10 | 27 | 5 | 50.4774
2033 | 10 | 27 | 6 | 53.7474
2033 | 10 | 27 | 7 | 59.1264
2033 | 10 | 27 | 8 | 61.7704
2033 | 10 | 27 | 9 | 53.6589
2033 | 10 | 27 | 10 | 46.4447
2033 | 10 | 27 | 11 | 42.3847
2033 | 10 | 27 | 12 | 41.1386
2033 | 10 | 27 | 13 | 42.2633
2033 | 10 | 27 | 14 | 41.7251
2033 | 10 | 27 | 15 | 42.1072
2033 | 10 | 27 | 16 | 46.473
2033 | 10 | 27 | 17 | 56.5699
2033 | 10 | 27 | 18 | 64.1772
2033 | 10 | 27 | 19 | 61.9628
2033 | 10 | 27 | 20 | 58.8947
2033 | 10 | 27 | 21 | 55.4174
2033 | 10 | 27 | 22 | 51.9909
2033 | 10 | 27 | 23 | 49.1075
2033 | 10 | 28 | 0 | 48.8315
2033 | 10 | 28 | 1 | 47.9742
2033 | 10 | 28 | 2 | 47.5328
2033 | 10 | 28 | 3 | 47.5888
2033 | 10 | 28 | 4 | 48.0691
2033 | 10 | 28 | 5 | 49.9164
2033 | 10 | 28 | 6 | 53.148
2033 | 10 | 28 | 7 | 58.2195
2033 | 10 | 28 | 8 | 59.3368
2033 | 10 | 28 | 9 | 49.7962
2033 | 10 | 28 | 10 | 42.1292
2033 | 10 | 28 | 11 | 38.531
2033 | 10 | 28 | 12 | 40.2532
2033 | 10 | 28 | 13 | 41.3532
2033 | 10 | 28 | 14 | 40.4654
2033 | 10 | 28 | 15 | 40.3676
2033 | 10 | 28 | 16 | 45.3293
2033 | 10 | 28 | 17 | 55.2297
2033 | 10 | 28 | 18 | 61.24
2033 | 10 | 28 | 19 | 58.9405
2033 | 10 | 28 | 20 | 55.6623
2033 | 10 | 28 | 21 | 52.2882
2033 | 10 | 28 | 22 | 49.1674
2033 | 10 | 28 | 23 | 46.3932
2033 | 10 | 29 | 0 | 46.5482
2033 | 10 | 29 | 1 | 45.6978
2033 | 10 | 29 | 2 | 44.9979
2033 | 10 | 29 | 3 | 44.6752
2033 | 10 | 29 | 4 | 44.8442
2033 | 10 | 29 | 5 | 45.6879
2033 | 10 | 29 | 6 | 47.2936
2033 | 10 | 29 | 7 | 51.4732
2033 | 10 | 29 | 8 | 58.4966
2033 | 10 | 29 | 9 | 54.6235
2033 | 10 | 29 | 10 | 46.9943
2033 | 10 | 29 | 11 | 42.7146
2033 | 10 | 29 | 12 | 42.8249
2033 | 10 | 29 | 13 | 42.1287
2033 | 10 | 29 | 14 | 39.4737
2033 | 10 | 29 | 15 | 40.0813
2033 | 10 | 29 | 16 | 48.3596
2033 | 10 | 29 | 17 | 61.4582
2033 | 10 | 29 | 18 | 62.5872
2033 | 10 | 29 | 19 | 58.0331
2033 | 10 | 29 | 20 | 53.2399
2033 | 10 | 29 | 21 | 49.1926
2033 | 10 | 29 | 22 | 46.4832
2033 | 10 | 29 | 23 | 44.6652
2033 | 10 | 30 | 0 | 43.6914
2033 | 10 | 30 | 1 | 43.3907
2033 | 10 | 30 | 2 | 42.8865
2033 | 10 | 30 | 3 | 42.8715
2033 | 10 | 30 | 4 | 43.2499
2033 | 10 | 30 | 5 | 44.107
2033 | 10 | 30 | 6 | 45.2326
2033 | 10 | 30 | 7 | 49.0235
2033 | 10 | 30 | 8 | 55.7823
2033 | 10 | 30 | 9 | 52.2476
2033 | 10 | 30 | 10 | 45.6983
2033 | 10 | 30 | 11 | 40.1605
2033 | 10 | 30 | 12 | 39.7414
2033 | 10 | 30 | 13 | 40.2928
2033 | 10 | 30 | 14 | 41.2711
2033 | 10 | 30 | 15 | 43.3371
2033 | 10 | 30 | 16 | 50.8975
2033 | 10 | 30 | 17 | 63.4302
2033 | 10 | 30 | 18 | 65.0832
2033 | 10 | 30 | 19 | 60.8245
2033 | 10 | 30 | 20 | 56.8012
2033 | 10 | 30 | 21 | 52.7953
2033 | 10 | 30 | 22 | 49.3939
2033 | 10 | 30 | 23 | 47.1627
2033 | 10 | 31 | 0 | 46.5512
2033 | 10 | 31 | 1 | 46.6211
2033 | 10 | 31 | 2 | 46.5842
2033 | 10 | 31 | 3 | 46.9553
2033 | 10 | 31 | 4 | 47.7125
2033 | 10 | 31 | 5 | 49.7676
2033 | 10 | 31 | 6 | 53.1063
2033 | 10 | 31 | 7 | 58.0387
2033 | 10 | 31 | 8 | 59.3672
2033 | 10 | 31 | 9 | 50.1624
2033 | 10 | 31 | 10 | 43.9323
2033 | 10 | 31 | 11 | 41.316
2033 | 10 | 31 | 12 | 42.8948
2033 | 10 | 31 | 13 | 43.9527
2033 | 10 | 31 | 14 | 43.0843
2033 | 10 | 31 | 15 | 43.8214
2033 | 10 | 31 | 16 | 48.5199
2033 | 10 | 31 | 17 | 58.7046
2033 | 10 | 31 | 18 | 69.8081
2033 | 10 | 31 | 19 | 64.9676
2033 | 10 | 31 | 20 | 60.8328
2033 | 10 | 31 | 21 | 56.546
2033 | 10 | 31 | 22 | 52.7282
2033 | 10 | 31 | 23 | 49.7905
2033 | 11 | 1 | 0 | 49.1276
2033 | 11 | 1 | 1 | 46.5084
2033 | 11 | 1 | 2 | 46.0155
2033 | 11 | 1 | 3 | 45.9258
2033 | 11 | 1 | 4 | 46.2476
2033 | 11 | 1 | 5 | 48.0177
2033 | 11 | 1 | 6 | 51.2645
2033 | 11 | 1 | 7 | 56.6803
2033 | 11 | 1 | 8 | 61.4305
2033 | 11 | 1 | 9 | 55.5861
2033 | 11 | 1 | 10 | 49.0161
2033 | 11 | 1 | 11 | 44.6577
2033 | 11 | 1 | 12 | 47.631
2033 | 11 | 1 | 13 | 48.5768
2033 | 11 | 1 | 14 | 47.945
2033 | 11 | 1 | 15 | 49.5359
2033 | 11 | 1 | 16 | 57.2648
2033 | 11 | 1 | 17 | 66.9626
2033 | 11 | 1 | 18 | 68.7464
2033 | 11 | 1 | 19 | 62.8499
2033 | 11 | 1 | 20 | 58.4837
2033 | 11 | 1 | 21 | 54.004
2033 | 11 | 1 | 22 | 50.1933
2033 | 11 | 1 | 23 | 47.3437
2033 | 11 | 2 | 0 | 46.7411
2033 | 11 | 2 | 1 | 47.725
2033 | 11 | 2 | 2 | 47.4809
2033 | 11 | 2 | 3 | 47.7122
2033 | 11 | 2 | 4 | 48.4862
2033 | 11 | 2 | 5 | 50.6542
2033 | 11 | 2 | 6 | 53.8069
2033 | 11 | 2 | 7 | 59.5184
2033 | 11 | 2 | 8 | 65.0287
2033 | 11 | 2 | 9 | 60.0179
2033 | 11 | 2 | 10 | 53.4499
2033 | 11 | 2 | 11 | 48.0592
2033 | 11 | 2 | 12 | 48.0636
2033 | 11 | 2 | 13 | 49.3115
2033 | 11 | 2 | 14 | 49.283
2033 | 11 | 2 | 15 | 50.9586
2033 | 11 | 2 | 16 | 58.0865
2033 | 11 | 2 | 17 | 68.9424
2033 | 11 | 2 | 18 | 71.8513
2033 | 11 | 2 | 19 | 68.0321
2033 | 11 | 2 | 20 | 64.6439
2033 | 11 | 2 | 21 | 60.8024
2033 | 11 | 2 | 22 | 57.0676
2033 | 11 | 2 | 23 | 54.0733
2033 | 11 | 3 | 0 | 53.4209
2033 | 11 | 3 | 1 | 53.4891
2033 | 11 | 3 | 2 | 53.2767
2033 | 11 | 3 | 3 | 53.4105
2033 | 11 | 3 | 4 | 54.0745
2033 | 11 | 3 | 5 | 56.0679
2033 | 11 | 3 | 6 | 59.636
2033 | 11 | 3 | 7 | 64.6736
2033 | 11 | 3 | 8 | 67.7222
2033 | 11 | 3 | 9 | 60.8801
2033 | 11 | 3 | 10 | 55.1826
2033 | 11 | 3 | 11 | 50.6202
2033 | 11 | 3 | 12 | 52.642
2033 | 11 | 3 | 13 | 53.0946
2033 | 11 | 3 | 14 | 52.6765
2033 | 11 | 3 | 15 | 54.4009
2033 | 11 | 3 | 16 | 61.2999
2033 | 11 | 3 | 17 | 71.1545
2033 | 11 | 3 | 18 | 73.5907
2033 | 11 | 3 | 19 | 68.4991
2033 | 11 | 3 | 20 | 64.6699
2033 | 11 | 3 | 21 | 60.4708
2033 | 11 | 3 | 22 | 56.818
2033 | 11 | 3 | 23 | 53.698
2033 | 11 | 4 | 0 | 53.8265
2033 | 11 | 4 | 1 | 53.4626
2033 | 11 | 4 | 2 | 53.1534
2033 | 11 | 4 | 3 | 53.2074
2033 | 11 | 4 | 4 | 53.8066
2033 | 11 | 4 | 5 | 55.741
2033 | 11 | 4 | 6 | 59.2958
2033 | 11 | 4 | 7 | 64.4566
2033 | 11 | 4 | 8 | 68.0988
2033 | 11 | 4 | 9 | 62.3611
2033 | 11 | 4 | 10 | 56.3505
2033 | 11 | 4 | 11 | 50.8854
2033 | 11 | 4 | 12 | 49.1786
2033 | 11 | 4 | 13 | 50.2913
2033 | 11 | 4 | 14 | 49.6562
2033 | 11 | 4 | 15 | 50.707
2033 | 11 | 4 | 16 | 56.8949
2033 | 11 | 4 | 17 | 66.2682
2033 | 11 | 4 | 18 | 72.8141
2033 | 11 | 4 | 19 | 68.8306
2033 | 11 | 4 | 20 | 65.2761
2033 | 11 | 4 | 21 | 61.5527
2033 | 11 | 4 | 22 | 58.3178
2033 | 11 | 4 | 23 | 55.2759
2033 | 11 | 5 | 0 | 53.3255
2033 | 11 | 5 | 1 | 52.5686
2033 | 11 | 5 | 2 | 52.1461
2033 | 11 | 5 | 3 | 51.9106
2033 | 11 | 5 | 4 | 52.1598
2033 | 11 | 5 | 5 | 53.3831
2033 | 11 | 5 | 6 | 55.8061
2033 | 11 | 5 | 7 | 59.0057
2033 | 11 | 5 | 8 | 62.6662
2033 | 11 | 5 | 9 | 58.4399
2033 | 11 | 5 | 10 | 53.8828
2033 | 11 | 5 | 11 | 49.607
2033 | 11 | 5 | 12 | 48.6946
2033 | 11 | 5 | 13 | 48.9152
2033 | 11 | 5 | 14 | 47.2546
2033 | 11 | 5 | 15 | 48.6432
2033 | 11 | 5 | 16 | 55.7697
2033 | 11 | 5 | 17 | 64.965
2033 | 11 | 5 | 18 | 70.9056
2033 | 11 | 5 | 19 | 65.4015
2033 | 11 | 5 | 20 | 60.1783
2033 | 11 | 5 | 21 | 55.6782
2033 | 11 | 5 | 22 | 52.4374
2033 | 11 | 5 | 23 | 50.2365
2033 | 11 | 6 | 0 | 50.3323
2033 | 11 | 6 | 1 | 49.6252
2033 | 11 | 6 | 2 | 48.3618
2033 | 11 | 6 | 3 | 47.742
2033 | 11 | 6 | 4 | 47.6693
2033 | 11 | 6 | 5 | 47.4339
2033 | 11 | 6 | 6 | 48.5088
2033 | 11 | 6 | 7 | 50.1782
2033 | 11 | 6 | 8 | 55.7484
2033 | 11 | 6 | 9 | 52.0521
2033 | 11 | 6 | 10 | 45.8449
2033 | 11 | 6 | 11 | 42.2961
2033 | 11 | 6 | 12 | 44.0274
2033 | 11 | 6 | 13 | 46.2264
2033 | 11 | 6 | 14 | 46.205
2033 | 11 | 6 | 15 | 46.2066
2033 | 11 | 6 | 16 | 50.6151
2033 | 11 | 6 | 17 | 60.0733
2033 | 11 | 6 | 18 | 69.7999
2033 | 11 | 6 | 19 | 63.3606
2033 | 11 | 6 | 20 | 59.0533
2033 | 11 | 6 | 21 | 55.1058
2033 | 11 | 6 | 22 | 52.253
2033 | 11 | 6 | 23 | 50.0765
2033 | 11 | 7 | 0 | 49.5287
2033 | 11 | 7 | 1 | 47.2357
2033 | 11 | 7 | 2 | 46.3296
2033 | 11 | 7 | 3 | 46.1095
2033 | 11 | 7 | 4 | 46.3916
2033 | 11 | 7 | 5 | 47.0561
2033 | 11 | 7 | 6 | 49.0978
2033 | 11 | 7 | 7 | 53.8952
2033 | 11 | 7 | 8 | 62.0102
2033 | 11 | 7 | 9 | 59.1906
2033 | 11 | 7 | 10 | 52.7775
2033 | 11 | 7 | 11 | 49.1543
2033 | 11 | 7 | 12 | 48.3783
2033 | 11 | 7 | 13 | 49.7434
2033 | 11 | 7 | 14 | 50.2225
2033 | 11 | 7 | 15 | 50.3578
2033 | 11 | 7 | 16 | 54.3141
2033 | 11 | 7 | 17 | 63.6369
2033 | 11 | 7 | 18 | 70.4154
2033 | 11 | 7 | 19 | 65.0084
2033 | 11 | 7 | 20 | 61.8045
2033 | 11 | 7 | 21 | 58.2283
2033 | 11 | 7 | 22 | 55.3476
2033 | 11 | 7 | 23 | 52.7244
2033 | 11 | 8 | 0 | 51.428
2033 | 11 | 8 | 1 | 48.7166
2033 | 11 | 8 | 2 | 47.5244
2033 | 11 | 8 | 3 | 47.2275
2033 | 11 | 8 | 4 | 47.445
2033 | 11 | 8 | 5 | 48.0457
2033 | 11 | 8 | 6 | 49.8747
2033 | 11 | 8 | 7 | 54.9695
2033 | 11 | 8 | 8 | 63.3492
2033 | 11 | 8 | 9 | 60.7014
2033 | 11 | 8 | 10 | 53.3591
2033 | 11 | 8 | 11 | 48.7541
2033 | 11 | 8 | 12 | 47.9815
2033 | 11 | 8 | 13 | 49.0742
2033 | 11 | 8 | 14 | 49.4336
2033 | 11 | 8 | 15 | 50.0904
2033 | 11 | 8 | 16 | 54.8977
2033 | 11 | 8 | 17 | 64.1827
2033 | 11 | 8 | 18 | 67.6934
2033 | 11 | 8 | 19 | 62.9248
2033 | 11 | 8 | 20 | 60.118
2033 | 11 | 8 | 21 | 56.778
2033 | 11 | 8 | 22 | 54.0469
2033 | 11 | 8 | 23 | 51.3668
2033 | 11 | 9 | 0 | 51.7761
2033 | 11 | 9 | 1 | 48.5976
2033 | 11 | 9 | 2 | 47.2742
2033 | 11 | 9 | 3 | 46.7363
2033 | 11 | 9 | 4 | 46.7294
2033 | 11 | 9 | 5 | 47.1551
2033 | 11 | 9 | 6 | 48.5639
2033 | 11 | 9 | 7 | 53.3715
2033 | 11 | 9 | 8 | 61.4608
2033 | 11 | 9 | 9 | 57.5371
2033 | 11 | 9 | 10 | 50.8114
2033 | 11 | 9 | 11 | 46.6126
2033 | 11 | 9 | 12 | 48.0091
2033 | 11 | 9 | 13 | 49.3273
2033 | 11 | 9 | 14 | 49.4182
2033 | 11 | 9 | 15 | 48.3858
2033 | 11 | 9 | 16 | 51.2209
2033 | 11 | 9 | 17 | 59.7872
2033 | 11 | 9 | 18 | 66.4034
2033 | 11 | 9 | 19 | 61.557
2033 | 11 | 9 | 20 | 58.7155
2033 | 11 | 9 | 21 | 55.3555
2033 | 11 | 9 | 22 | 52.8011
2033 | 11 | 9 | 23 | 50.2411
2033 | 11 | 10 | 0 | 47.6057
2033 | 11 | 10 | 1 | 44.6677
2033 | 11 | 10 | 2 | 43.4495
2033 | 11 | 10 | 3 | 43.0954
2033 | 11 | 10 | 4 | 43.3399
2033 | 11 | 10 | 5 | 43.9987
2033 | 11 | 10 | 6 | 45.8037
2033 | 11 | 10 | 7 | 50.9063
2033 | 11 | 10 | 8 | 60.0173
2033 | 11 | 10 | 9 | 58.2935
2033 | 11 | 10 | 10 | 50.7683
2033 | 11 | 10 | 11 | 45.6488
2033 | 11 | 10 | 12 | 44.9121
2033 | 11 | 10 | 13 | 46.2429
2033 | 11 | 10 | 14 | 47.66
2033 | 11 | 10 | 15 | 48.4957
2033 | 11 | 10 | 16 | 53.6917
2033 | 11 | 10 | 17 | 64.686
2033 | 11 | 10 | 18 | 69.9507
2033 | 11 | 10 | 19 | 64.2863
2033 | 11 | 10 | 20 | 61.0973
2033 | 11 | 10 | 21 | 57.8546
2033 | 11 | 10 | 22 | 55.146
2033 | 11 | 10 | 23 | 52.4241
2033 | 11 | 11 | 0 | 51.8123
2033 | 11 | 11 | 1 | 49.7053
2033 | 11 | 11 | 2 | 48.4749
2033 | 11 | 11 | 3 | 48.1476
2033 | 11 | 11 | 4 | 48.447
2033 | 11 | 11 | 5 | 49.1382
2033 | 11 | 11 | 6 | 51.0747
2033 | 11 | 11 | 7 | 55.8326
2033 | 11 | 11 | 8 | 63.6584
2033 | 11 | 11 | 9 | 61.0716
2033 | 11 | 11 | 10 | 53.6795
2033 | 11 | 11 | 11 | 49.0453
2033 | 11 | 11 | 12 | 48.041
2033 | 11 | 11 | 13 | 49.378
2033 | 11 | 11 | 14 | 48.5641
2033 | 11 | 11 | 15 | 48.7688
2033 | 11 | 11 | 16 | 53.648
2033 | 11 | 11 | 17 | 63.2799
2033 | 11 | 11 | 18 | 67.3254
2033 | 11 | 11 | 19 | 63.7133
2033 | 11 | 11 | 20 | 61.4117
2033 | 11 | 11 | 21 | 58.5684
2033 | 11 | 11 | 22 | 56.535
2033 | 11 | 11 | 23 | 53.6942
2033 | 11 | 12 | 0 | 52.2474
2033 | 11 | 12 | 1 | 50.2007
2033 | 11 | 12 | 2 | 48.9213
2033 | 11 | 12 | 3 | 48.2589
2033 | 11 | 12 | 4 | 48.2718
2033 | 11 | 12 | 5 | 48.1322
2033 | 11 | 12 | 6 | 48.4293
2033 | 11 | 12 | 7 | 51.6116
2033 | 11 | 12 | 8 | 60.3857
2033 | 11 | 12 | 9 | 58.7776
2033 | 11 | 12 | 10 | 52.8866
2033 | 11 | 12 | 11 | 48.152
2033 | 11 | 12 | 12 | 46.4483
2033 | 11 | 12 | 13 | 46.2649
2033 | 11 | 12 | 14 | 45.7159
2033 | 11 | 12 | 15 | 45.8275
2033 | 11 | 12 | 16 | 52.4682
2033 | 11 | 12 | 17 | 63.2681
2033 | 11 | 12 | 18 | 69.169
2033 | 11 | 12 | 19 | 64.724
2033 | 11 | 12 | 20 | 60.8178
2033 | 11 | 12 | 21 | 57.4615
2033 | 11 | 12 | 22 | 55.4561
2033 | 11 | 12 | 23 | 53.4372
2033 | 11 | 13 | 0 | 52.0807
2033 | 11 | 13 | 1 | 51.5301
2033 | 11 | 13 | 2 | 50.391
2033 | 11 | 13 | 3 | 49.9663
2033 | 11 | 13 | 4 | 50.0633
2033 | 11 | 13 | 5 | 49.97
2033 | 11 | 13 | 6 | 50.2503
2033 | 11 | 13 | 7 | 52.2222
2033 | 11 | 13 | 8 | 59.2187
2033 | 11 | 13 | 9 | 56.5991
2033 | 11 | 13 | 10 | 50.3766
2033 | 11 | 13 | 11 | 46.1184
2033 | 11 | 13 | 12 | 48.331
2033 | 11 | 13 | 13 | 48.3801
2033 | 11 | 13 | 14 | 48.4617
2033 | 11 | 13 | 15 | 49.7721
2033 | 11 | 13 | 16 | 56.8311
2033 | 11 | 13 | 17 | 68.1836
2033 | 11 | 13 | 18 | 73.7913
2033 | 11 | 13 | 19 | 67.5856
2033 | 11 | 13 | 20 | 63.6061
2033 | 11 | 13 | 21 | 59.9269
2033 | 11 | 13 | 22 | 57.268
2033 | 11 | 13 | 23 | 55.0817
2033 | 11 | 14 | 0 | 53.1773
2033 | 11 | 14 | 1 | 53.1155
2033 | 11 | 14 | 2 | 52.4368
2033 | 11 | 14 | 3 | 52.4545
2033 | 11 | 14 | 4 | 52.9956
2033 | 11 | 14 | 5 | 53.7724
2033 | 11 | 14 | 6 | 55.3187
2033 | 11 | 14 | 7 | 59.9211
2033 | 11 | 14 | 8 | 67.443
2033 | 11 | 14 | 9 | 63.6699
2033 | 11 | 14 | 10 | 56.7778
2033 | 11 | 14 | 11 | 52.2177
2033 | 11 | 14 | 12 | 51.9673
2033 | 11 | 14 | 13 | 52.5213
2033 | 11 | 14 | 14 | 52.6378
2033 | 11 | 14 | 15 | 53.5917
2033 | 11 | 14 | 16 | 58.1163
2033 | 11 | 14 | 17 | 67.7914
2033 | 11 | 14 | 18 | 76.3307
2033 | 11 | 14 | 19 | 70.9677
2033 | 11 | 14 | 20 | 68.0258
2033 | 11 | 14 | 21 | 64.578
2033 | 11 | 14 | 22 | 61.6887
2033 | 11 | 14 | 23 | 58.8407
2033 | 11 | 15 | 0 | 57.8289
2033 | 11 | 15 | 1 | 57.2601
2033 | 11 | 15 | 2 | 56.2391
2033 | 11 | 15 | 3 | 56.0925
2033 | 11 | 15 | 4 | 56.4853
2033 | 11 | 15 | 5 | 57.0857
2033 | 11 | 15 | 6 | 58.8802
2033 | 11 | 15 | 7 | 63.4865
2033 | 11 | 15 | 8 | 70.4267
2033 | 11 | 15 | 9 | 66.1577
2033 | 11 | 15 | 10 | 58.3281
2033 | 11 | 15 | 11 | 53.0674
2033 | 11 | 15 | 12 | 53.4912
2033 | 11 | 15 | 13 | 53.5893
2033 | 11 | 15 | 14 | 53.6093
2033 | 11 | 15 | 15 | 54.7676
2033 | 11 | 15 | 16 | 59.6442
2033 | 11 | 15 | 17 | 68.5517
2033 | 11 | 15 | 18 | 76.48
2033 | 11 | 15 | 19 | 71.5634
2033 | 11 | 15 | 20 | 69.0202
2033 | 11 | 15 | 21 | 65.8158
2033 | 11 | 15 | 22 | 63.1131
2033 | 11 | 15 | 23 | 60.2425
2033 | 11 | 16 | 0 | 59.427
2033 | 11 | 16 | 1 | 58.7686
2033 | 11 | 16 | 2 | 57.87
2033 | 11 | 16 | 3 | 57.7661
2033 | 11 | 16 | 4 | 58.1989
2033 | 11 | 16 | 5 | 58.7781
2033 | 11 | 16 | 6 | 59.7834
2033 | 11 | 16 | 7 | 64.0835
2033 | 11 | 16 | 8 | 70.913
2033 | 11 | 16 | 9 | 66.4292
2033 | 11 | 16 | 10 | 58.426
2033 | 11 | 16 | 11 | 53.2948
2033 | 11 | 16 | 12 | 55.04
2033 | 11 | 16 | 13 | 55.4544
2033 | 11 | 16 | 14 | 55.2683
2033 | 11 | 16 | 15 | 55.8255
2033 | 11 | 16 | 16 | 60.3284
2033 | 11 | 16 | 17 | 70.0803
2033 | 11 | 16 | 18 | 76.0373
2033 | 11 | 16 | 19 | 72.4526
2033 | 11 | 16 | 20 | 70.5542
2033 | 11 | 16 | 21 | 67.7687
2033 | 11 | 16 | 22 | 65.1454
2033 | 11 | 16 | 23 | 62.2534
2033 | 11 | 17 | 0 | 59.3133
2033 | 11 | 17 | 1 | 59.4478
2033 | 11 | 17 | 2 | 58.516
2033 | 11 | 17 | 3 | 58.402
2033 | 11 | 17 | 4 | 58.8221
2033 | 11 | 17 | 5 | 59.4648
2033 | 11 | 17 | 6 | 60.7613
2033 | 11 | 17 | 7 | 64.8283
2033 | 11 | 17 | 8 | 70.71
2033 | 11 | 17 | 9 | 65.9794
2033 | 11 | 17 | 10 | 58.5203
2033 | 11 | 17 | 11 | 53.5173
2033 | 11 | 17 | 12 | 55.058
2033 | 11 | 17 | 13 | 55.1724
2033 | 11 | 17 | 14 | 55.1628
2033 | 11 | 17 | 15 | 56.0028
2033 | 11 | 17 | 16 | 60.546
2033 | 11 | 17 | 17 | 69.8785
2033 | 11 | 17 | 18 | 78.2844
2033 | 11 | 17 | 19 | 73.7238
2033 | 11 | 17 | 20 | 71.4695
2033 | 11 | 17 | 21 | 68.6333
2033 | 11 | 17 | 22 | 66.1367
2033 | 11 | 17 | 23 | 63.1977
2033 | 11 | 18 | 0 | 60.3636
2033 | 11 | 18 | 1 | 58.7239
2033 | 11 | 18 | 2 | 57.5573
2033 | 11 | 18 | 3 | 57.1522
2033 | 11 | 18 | 4 | 57.2927
2033 | 11 | 18 | 5 | 57.6398
2033 | 11 | 18 | 6 | 58.6071
2033 | 11 | 18 | 7 | 62.6458
2033 | 11 | 18 | 8 | 68.4117
2033 | 11 | 18 | 9 | 63.4864
2033 | 11 | 18 | 10 | 55.5771
2033 | 11 | 18 | 11 | 51.2026
2033 | 11 | 18 | 12 | 51.8603
2033 | 11 | 18 | 13 | 52.0608
2033 | 11 | 18 | 14 | 50.7698
2033 | 11 | 18 | 15 | 50.5045
2033 | 11 | 18 | 16 | 54.6336
2033 | 11 | 18 | 17 | 63.0138
2033 | 11 | 18 | 18 | 70.9546
2033 | 11 | 18 | 19 | 67.4982
2033 | 11 | 18 | 20 | 65.5074
2033 | 11 | 18 | 21 | 62.961
2033 | 11 | 18 | 22 | 60.9769
2033 | 11 | 18 | 23 | 58.2398
2033 | 11 | 19 | 0 | 55.673
2033 | 11 | 19 | 1 | 52.4001
2033 | 11 | 19 | 2 | 51.2283
2033 | 11 | 19 | 3 | 50.6271
2033 | 11 | 19 | 4 | 50.6109
2033 | 11 | 19 | 5 | 50.5264
2033 | 11 | 19 | 6 | 50.3215
2033 | 11 | 19 | 7 | 52.2918
2033 | 11 | 19 | 8 | 57.3654
2033 | 11 | 19 | 9 | 54.9342
2033 | 11 | 19 | 10 | 49.5338
2033 | 11 | 19 | 11 | 46.0618
2033 | 11 | 19 | 12 | 48.5639
2033 | 11 | 19 | 13 | 48.7597
2033 | 11 | 19 | 14 | 48.0584
2033 | 11 | 19 | 15 | 48.7453
2033 | 11 | 19 | 16 | 53.9614
2033 | 11 | 19 | 17 | 62.8293
2033 | 11 | 19 | 18 | 70.1063
2033 | 11 | 19 | 19 | 63.8475
2033 | 11 | 19 | 20 | 59.4467
2033 | 11 | 19 | 21 | 55.8457
2033 | 11 | 19 | 22 | 53.6845
2033 | 11 | 19 | 23 | 51.694
2033 | 11 | 20 | 0 | 51.5771
2033 | 11 | 20 | 1 | 49.4207
2033 | 11 | 20 | 2 | 48.0961
2033 | 11 | 20 | 3 | 47.4484
2033 | 11 | 20 | 4 | 47.4066
2033 | 11 | 20 | 5 | 47.1114
2033 | 11 | 20 | 6 | 47.7166
2033 | 11 | 20 | 7 | 49.5554
2033 | 11 | 20 | 8 | 56.6091
2033 | 11 | 20 | 9 | 55.0657
2033 | 11 | 20 | 10 | 49.5098
2033 | 11 | 20 | 11 | 45.1771
2033 | 11 | 20 | 12 | 47.4361
2033 | 11 | 20 | 13 | 48.1944
2033 | 11 | 20 | 14 | 48.2857
2033 | 11 | 20 | 15 | 49.2431
2033 | 11 | 20 | 16 | 54.7709
2033 | 11 | 20 | 17 | 64.5284
2033 | 11 | 20 | 18 | 70.7575
2033 | 11 | 20 | 19 | 63.9698
2033 | 11 | 20 | 20 | 59.8586
2033 | 11 | 20 | 21 | 56.0876
2033 | 11 | 20 | 22 | 53.3505
2033 | 11 | 20 | 23 | 51.0598
2033 | 11 | 21 | 0 | 50.9589
2033 | 11 | 21 | 1 | 48.6346
2033 | 11 | 21 | 2 | 47.6806
2033 | 11 | 21 | 3 | 47.4994
2033 | 11 | 21 | 4 | 47.8668
2033 | 11 | 21 | 5 | 48.5219
2033 | 11 | 21 | 6 | 50.4896
2033 | 11 | 21 | 7 | 55.3407
2033 | 11 | 21 | 8 | 64.6081
2033 | 11 | 21 | 9 | 63.0465
2033 | 11 | 21 | 10 | 56.5669
2033 | 11 | 21 | 11 | 52.0564
2033 | 11 | 21 | 12 | 51.8407
2033 | 11 | 21 | 13 | 51.5819
2033 | 11 | 21 | 14 | 51.4235
2033 | 11 | 21 | 15 | 52.9618
2033 | 11 | 21 | 16 | 58.9983
2033 | 11 | 21 | 17 | 69.3382
2033 | 11 | 21 | 18 | 73.8904
2033 | 11 | 21 | 19 | 68.0274
2033 | 11 | 21 | 20 | 65.0241
2033 | 11 | 21 | 21 | 61.6363
2033 | 11 | 21 | 22 | 58.8925
2033 | 11 | 21 | 23 | 56.1356
2033 | 11 | 22 | 0 | 54.4426
2033 | 11 | 22 | 1 | 53.9017
2033 | 11 | 22 | 2 | 52.7948
2033 | 11 | 22 | 3 | 52.63
2033 | 11 | 22 | 4 | 53.0054
2033 | 11 | 22 | 5 | 53.6039
2033 | 11 | 22 | 6 | 55.8197
2033 | 11 | 22 | 7 | 60.2536
2033 | 11 | 22 | 8 | 66.7957
2033 | 11 | 22 | 9 | 62.1602
2033 | 11 | 22 | 10 | 54.3743
2033 | 11 | 22 | 11 | 49.4546
2033 | 11 | 22 | 12 | 52.185
2033 | 11 | 22 | 13 | 51.6846
2033 | 11 | 22 | 14 | 51.4432
2033 | 11 | 22 | 15 | 53.2384
2033 | 11 | 22 | 16 | 59.4072
2033 | 11 | 22 | 17 | 68.9226
2033 | 11 | 22 | 18 | 76.4906
2033 | 11 | 22 | 19 | 70.5662
2033 | 11 | 22 | 20 | 67.7279
2033 | 11 | 22 | 21 | 64.473
2033 | 11 | 22 | 22 | 61.8535
2033 | 11 | 22 | 23 | 59.032
2033 | 11 | 23 | 0 | 57.2814
2033 | 11 | 23 | 1 | 55.6813
2033 | 11 | 23 | 2 | 54.3966
2033 | 11 | 23 | 3 | 53.9872
2033 | 11 | 23 | 4 | 54.1698
2033 | 11 | 23 | 5 | 54.5688
2033 | 11 | 23 | 6 | 55.6923
2033 | 11 | 23 | 7 | 60.1837
2033 | 11 | 23 | 8 | 68.7723
2033 | 11 | 23 | 9 | 67.3022
2033 | 11 | 23 | 10 | 60.8091
2033 | 11 | 23 | 11 | 55.3661
2033 | 11 | 23 | 12 | 53.7179
2033 | 11 | 23 | 13 | 53.5164
2033 | 11 | 23 | 14 | 53.2046
2033 | 11 | 23 | 15 | 54.0976
2033 | 11 | 23 | 16 | 59.382
2033 | 11 | 23 | 17 | 69.1708
2033 | 11 | 23 | 18 | 76.227
2033 | 11 | 23 | 19 | 70.1861
2033 | 11 | 23 | 20 | 67.3919
2033 | 11 | 23 | 21 | 64.1823
2033 | 11 | 23 | 22 | 61.4438
2033 | 11 | 23 | 23 | 58.5351
2033 | 11 | 24 | 0 | 57.1724
2033 | 11 | 24 | 1 | 55.1354
2033 | 11 | 24 | 2 | 53.8478
2033 | 11 | 24 | 3 | 53.4768
2033 | 11 | 24 | 4 | 53.6706
2033 | 11 | 24 | 5 | 54.1685
2033 | 11 | 24 | 6 | 55.0533
2033 | 11 | 24 | 7 | 59.6191
2033 | 11 | 24 | 8 | 68.3788
2033 | 11 | 24 | 9 | 67.3387
2033 | 11 | 24 | 10 | 60.6588
2033 | 11 | 24 | 11 | 55.1571
2033 | 11 | 24 | 12 | 51.8993
2033 | 11 | 24 | 13 | 51.7702
2033 | 11 | 24 | 14 | 51.4531
2033 | 11 | 24 | 15 | 52.5194
2033 | 11 | 24 | 16 | 57.4062
2033 | 11 | 24 | 17 | 67.0465
2033 | 11 | 24 | 18 | 72.1301
2033 | 11 | 24 | 19 | 68.5161
2033 | 11 | 24 | 20 | 66.6844
2033 | 11 | 24 | 21 | 64.1337
2033 | 11 | 24 | 22 | 61.8016
2033 | 11 | 24 | 23 | 58.849
2033 | 11 | 25 | 0 | 57.5503
2033 | 11 | 25 | 1 | 55.5543
2033 | 11 | 25 | 2 | 54.2609
2033 | 11 | 25 | 3 | 53.8399
2033 | 11 | 25 | 4 | 54.007
2033 | 11 | 25 | 5 | 54.402
2033 | 11 | 25 | 6 | 54.7164
2033 | 11 | 25 | 7 | 59.557
2033 | 11 | 25 | 8 | 68.9665
2033 | 11 | 25 | 9 | 68.2541
2033 | 11 | 25 | 10 | 60.9548
2033 | 11 | 25 | 11 | 55.3118
2033 | 11 | 25 | 12 | 54.7385
2033 | 11 | 25 | 13 | 53.8894
2033 | 11 | 25 | 14 | 53.1144
2033 | 11 | 25 | 15 | 54.1955
2033 | 11 | 25 | 16 | 60.8852
2033 | 11 | 25 | 17 | 70.9583
2033 | 11 | 25 | 18 | 74.918
2033 | 11 | 25 | 19 | 69.3081
2033 | 11 | 25 | 20 | 66.6015
2033 | 11 | 25 | 21 | 63.8077
2033 | 11 | 25 | 22 | 61.7501
2033 | 11 | 25 | 23 | 58.9958
2033 | 11 | 26 | 0 | 55.9043
2033 | 11 | 26 | 1 | 56.0525
2033 | 11 | 26 | 2 | 55.0922
2033 | 11 | 26 | 3 | 54.7594
2033 | 11 | 26 | 4 | 55.021
2033 | 11 | 26 | 5 | 55.1809
2033 | 11 | 26 | 6 | 53.9076
2033 | 11 | 26 | 7 | 56.9974
2033 | 11 | 26 | 8 | 65.9372
2033 | 11 | 26 | 9 | 67.2064
2033 | 11 | 26 | 10 | 62.3596
2033 | 11 | 26 | 11 | 57.0304
2033 | 11 | 26 | 12 | 55.5986
2033 | 11 | 26 | 13 | 53.6051
2033 | 11 | 26 | 14 | 53.0073
2033 | 11 | 26 | 15 | 55.1294
2033 | 11 | 26 | 16 | 62.9261
2033 | 11 | 26 | 17 | 74.1096
2033 | 11 | 26 | 18 | 78.4506
2033 | 11 | 26 | 19 | 71.925
2033 | 11 | 26 | 20 | 67.4869
2033 | 11 | 26 | 21 | 63.9795
2033 | 11 | 26 | 22 | 61.8139
2033 | 11 | 26 | 23 | 59.6939
2033 | 11 | 27 | 0 | 59.8282
2033 | 11 | 27 | 1 | 56.6278
2033 | 11 | 27 | 2 | 55.2288
2033 | 11 | 27 | 3 | 54.6401
2033 | 11 | 27 | 4 | 54.5146
2033 | 11 | 27 | 5 | 54.2404
2033 | 11 | 27 | 6 | 54.0092
2033 | 11 | 27 | 7 | 55.507
2033 | 11 | 27 | 8 | 62.2912
2033 | 11 | 27 | 9 | 62.3564
2033 | 11 | 27 | 10 | 58.6889
2033 | 11 | 27 | 11 | 53.8626
2033 | 11 | 27 | 12 | 51.7176
2033 | 11 | 27 | 13 | 50.8262
2033 | 11 | 27 | 14 | 50.2264
2033 | 11 | 27 | 15 | 51.565
2033 | 11 | 27 | 16 | 57.759
2033 | 11 | 27 | 17 | 67.2169
2033 | 11 | 27 | 18 | 76.8377
2033 | 11 | 27 | 19 | 69.7971
2033 | 11 | 27 | 20 | 65.5642
2033 | 11 | 27 | 21 | 61.7618
2033 | 11 | 27 | 22 | 58.8284
2033 | 11 | 27 | 23 | 56.3817
2033 | 11 | 28 | 0 | 56.1005
2033 | 11 | 28 | 1 | 54.994
2033 | 11 | 28 | 2 | 54.0555
2033 | 11 | 28 | 3 | 53.8875
2033 | 11 | 28 | 4 | 54.2351
2033 | 11 | 28 | 5 | 54.7569
2033 | 11 | 28 | 6 | 55.8062
2033 | 11 | 28 | 7 | 60.4955
2033 | 11 | 28 | 8 | 69.9189
2033 | 11 | 28 | 9 | 68.8096
2033 | 11 | 28 | 10 | 62.3363
2033 | 11 | 28 | 11 | 57.1277
2033 | 11 | 28 | 12 | 56.4527
2033 | 11 | 28 | 13 | 55.7836
2033 | 11 | 28 | 14 | 55.6626
2033 | 11 | 28 | 15 | 57.5354
2033 | 11 | 28 | 16 | 63.5858
2033 | 11 | 28 | 17 | 74.0549
2033 | 11 | 28 | 18 | 80.259
2033 | 11 | 28 | 19 | 74.5189
2033 | 11 | 28 | 20 | 71.7409
2033 | 11 | 28 | 21 | 68.5814
2033 | 11 | 28 | 22 | 65.9127
2033 | 11 | 28 | 23 | 63.0518
2033 | 11 | 29 | 0 | 59.2536
2033 | 11 | 29 | 1 | 59.5661
2033 | 11 | 29 | 2 | 58.5634
2033 | 11 | 29 | 3 | 58.5037
2033 | 11 | 29 | 4 | 58.9646
2033 | 11 | 29 | 5 | 59.4945
2033 | 11 | 29 | 6 | 60.0966
2033 | 11 | 29 | 7 | 64.6456
2033 | 11 | 29 | 8 | 72.3678
2033 | 11 | 29 | 9 | 69.6494
2033 | 11 | 29 | 10 | 62.1622
2033 | 11 | 29 | 11 | 56.5779
2033 | 11 | 29 | 12 | 54.9431
2033 | 11 | 29 | 13 | 53.5459
2033 | 11 | 29 | 14 | 52.639
2033 | 11 | 29 | 15 | 54.2088
2033 | 11 | 29 | 16 | 59.7887
2033 | 11 | 29 | 17 | 68.4654
2033 | 11 | 29 | 18 | 77.0257
2033 | 11 | 29 | 19 | 73.275
2033 | 11 | 29 | 20 | 71.5836
2033 | 11 | 29 | 21 | 68.9474
2033 | 11 | 29 | 22 | 66.5187
2033 | 11 | 29 | 23 | 63.5819
2033 | 11 | 30 | 0 | 62.4634
2033 | 11 | 30 | 1 | 59.5513
2033 | 11 | 30 | 2 | 58.3268
2033 | 11 | 30 | 3 | 57.951
2033 | 11 | 30 | 4 | 58.1347
2033 | 11 | 30 | 5 | 58.3667
2033 | 11 | 30 | 6 | 59.3306
2033 | 11 | 30 | 7 | 63.7909
2033 | 11 | 30 | 8 | 72.8762
2033 | 11 | 30 | 9 | 72.2008
2033 | 11 | 30 | 10 | 65.5322
2033 | 11 | 30 | 11 | 60.0417
2033 | 11 | 30 | 12 | 58.5851
2033 | 11 | 30 | 13 | 57.402
2033 | 11 | 30 | 14 | 56.5775
2033 | 11 | 30 | 15 | 57.5983
2033 | 11 | 30 | 16 | 63.0817
2033 | 11 | 30 | 17 | 72.8411
2033 | 11 | 30 | 18 | 78.5533
2033 | 11 | 30 | 19 | 72.9438
2033 | 11 | 30 | 20 | 70.5666
2033 | 11 | 30 | 21 | 67.5765
2033 | 11 | 30 | 22 | 64.9123
2033 | 11 | 30 | 23 | 61.9024
2033 | 12 | 1 | 0 | 59.2635
2033 | 12 | 1 | 1 | 56.2792
2033 | 12 | 1 | 2 | 54.8943
2033 | 12 | 1 | 3 | 54.4522
2033 | 12 | 1 | 4 | 54.5604
2033 | 12 | 1 | 5 | 55.201
2033 | 12 | 1 | 6 | 56.5334
2033 | 12 | 1 | 7 | 60.7469
2033 | 12 | 1 | 8 | 69.0378
2033 | 12 | 1 | 9 | 68.4633
2033 | 12 | 1 | 10 | 62.873
2033 | 12 | 1 | 11 | 57.414
2033 | 12 | 1 | 12 | 56.7048
2033 | 12 | 1 | 13 | 57.7361
2033 | 12 | 1 | 14 | 58.4997
2033 | 12 | 1 | 15 | 58.8773
2033 | 12 | 1 | 16 | 62.2632
2033 | 12 | 1 | 17 | 70.2987
2033 | 12 | 1 | 18 | 73.0871
2033 | 12 | 1 | 19 | 68.8485
2033 | 12 | 1 | 20 | 66.9585
2033 | 12 | 1 | 21 | 64.3626
2033 | 12 | 1 | 22 | 61.9476
2033 | 12 | 1 | 23 | 58.9263
2033 | 12 | 2 | 0 | 57.332
2033 | 12 | 2 | 1 | 53.8039
2033 | 12 | 2 | 2 | 52.2703
2033 | 12 | 2 | 3 | 51.6772
2033 | 12 | 2 | 4 | 51.6743
2033 | 12 | 2 | 5 | 52.189
2033 | 12 | 2 | 6 | 53.4176
2033 | 12 | 2 | 7 | 57.8654
2033 | 12 | 2 | 8 | 66.6301
2033 | 12 | 2 | 9 | 66.4642
2033 | 12 | 2 | 10 | 60.4607
2033 | 12 | 2 | 11 | 55.2881
2033 | 12 | 2 | 12 | 55.6153
2033 | 12 | 2 | 13 | 56.1398
2033 | 12 | 2 | 14 | 56.0937
2033 | 12 | 2 | 15 | 56.0551
2033 | 12 | 2 | 16 | 60.6512
2033 | 12 | 2 | 17 | 68.523
2033 | 12 | 2 | 18 | 71.8611
2033 | 12 | 2 | 19 | 66.3427
2033 | 12 | 2 | 20 | 63.8178
2033 | 12 | 2 | 21 | 61.1156
2033 | 12 | 2 | 22 | 59.0491
2033 | 12 | 2 | 23 | 56.2747
2033 | 12 | 3 | 0 | 54.0163
2033 | 12 | 3 | 1 | 49.0735
2033 | 12 | 3 | 2 | 47.4383
2033 | 12 | 3 | 3 | 46.5605
2033 | 12 | 3 | 4 | 46.2817
2033 | 12 | 3 | 5 | 46.1249
2033 | 12 | 3 | 6 | 45.5676
2033 | 12 | 3 | 7 | 48.087
2033 | 12 | 3 | 8 | 56.8809
2033 | 12 | 3 | 9 | 58.6065
2033 | 12 | 3 | 10 | 54.538
2033 | 12 | 3 | 11 | 49.7617
2033 | 12 | 3 | 12 | 49.5659
2033 | 12 | 3 | 13 | 51.0655
2033 | 12 | 3 | 14 | 50.8672
2033 | 12 | 3 | 15 | 51.2326
2033 | 12 | 3 | 16 | 55.5574
2033 | 12 | 3 | 17 | 63.4148
2033 | 12 | 3 | 18 | 69.5188
2033 | 12 | 3 | 19 | 63.0726
2033 | 12 | 3 | 20 | 58.9948
2033 | 12 | 3 | 21 | 55.6
2033 | 12 | 3 | 22 | 53.7557
2033 | 12 | 3 | 23 | 51.8754
2033 | 12 | 4 | 0 | 48.6021
2033 | 12 | 4 | 1 | 47.8395
2033 | 12 | 4 | 2 | 46.5578
2033 | 12 | 4 | 3 | 46.0337
2033 | 12 | 4 | 4 | 46.1924
2033 | 12 | 4 | 5 | 46.2731
2033 | 12 | 4 | 6 | 46.0581
2033 | 12 | 4 | 7 | 48.273
2033 | 12 | 4 | 8 | 57.2582
2033 | 12 | 4 | 9 | 58.7002
2033 | 12 | 4 | 10 | 54.6965
2033 | 12 | 4 | 11 | 49.5868
2033 | 12 | 4 | 12 | 49.9056
2033 | 12 | 4 | 13 | 50.6097
2033 | 12 | 4 | 14 | 51.3545
2033 | 12 | 4 | 15 | 52.5948
2033 | 12 | 4 | 16 | 58.588
2033 | 12 | 4 | 17 | 68.5261
2033 | 12 | 4 | 18 | 71.9132
2033 | 12 | 4 | 19 | 66.2124
2033 | 12 | 4 | 20 | 62.8475
2033 | 12 | 4 | 21 | 59.6129
2033 | 12 | 4 | 22 | 57.2624
2033 | 12 | 4 | 23 | 54.9504
2033 | 12 | 5 | 0 | 54.529
2033 | 12 | 5 | 1 | 51.0766
2033 | 12 | 5 | 2 | 50.0537
2033 | 12 | 5 | 3 | 49.8323
2033 | 12 | 5 | 4 | 50.1536
2033 | 12 | 5 | 5 | 50.8999
2033 | 12 | 5 | 6 | 51.6914
2033 | 12 | 5 | 7 | 56.0857
2033 | 12 | 5 | 8 | 64.5924
2033 | 12 | 5 | 9 | 63.7314
2033 | 12 | 5 | 10 | 58.9631
2033 | 12 | 5 | 11 | 54.6794
2033 | 12 | 5 | 12 | 54.7676
2033 | 12 | 5 | 13 | 55.1867
2033 | 12 | 5 | 14 | 55.2388
2033 | 12 | 5 | 15 | 56.0719
2033 | 12 | 5 | 16 | 60.3109
2033 | 12 | 5 | 17 | 68.6491
2033 | 12 | 5 | 18 | 74.6737
2033 | 12 | 5 | 19 | 68.7726
2033 | 12 | 5 | 20 | 66.0024
2033 | 12 | 5 | 21 | 62.6535
2033 | 12 | 5 | 22 | 60.0413
2033 | 12 | 5 | 23 | 57.1992
2033 | 12 | 6 | 0 | 54.9731
2033 | 12 | 6 | 1 | 52.9431
2033 | 12 | 6 | 2 | 51.6031
2033 | 12 | 6 | 3 | 51.3006
2033 | 12 | 6 | 4 | 51.5016
2033 | 12 | 6 | 5 | 52.1658
2033 | 12 | 6 | 6 | 53.3735
2033 | 12 | 6 | 7 | 58.0179
2033 | 12 | 6 | 8 | 66.957
2033 | 12 | 6 | 9 | 66.4131
2033 | 12 | 6 | 10 | 60.4996
2033 | 12 | 6 | 11 | 54.6802
2033 | 12 | 6 | 12 | 54.007
2033 | 12 | 6 | 13 | 54.866
2033 | 12 | 6 | 14 | 55.5492
2033 | 12 | 6 | 15 | 56.8821
2033 | 12 | 6 | 16 | 61.3609
2033 | 12 | 6 | 17 | 69.9439
2033 | 12 | 6 | 18 | 70.9808
2033 | 12 | 6 | 19 | 66.7951
2033 | 12 | 6 | 20 | 64.8076
2033 | 12 | 6 | 21 | 62.0317
2033 | 12 | 6 | 22 | 59.5395
2033 | 12 | 6 | 23 | 56.5436
2033 | 12 | 7 | 0 | 55.7246
2033 | 12 | 7 | 1 | 54.0192
2033 | 12 | 7 | 2 | 52.6906
2033 | 12 | 7 | 3 | 52.3231
2033 | 12 | 7 | 4 | 52.4945
2033 | 12 | 7 | 5 | 53.0691
2033 | 12 | 7 | 6 | 53.634
2033 | 12 | 7 | 7 | 57.8613
2033 | 12 | 7 | 8 | 66.2819
2033 | 12 | 7 | 9 | 65.6815
2033 | 12 | 7 | 10 | 60.0277
2033 | 12 | 7 | 11 | 54.9955
2033 | 12 | 7 | 12 | 56.4318
2033 | 12 | 7 | 13 | 57.028
2033 | 12 | 7 | 14 | 57.2862
2033 | 12 | 7 | 15 | 57.77
2033 | 12 | 7 | 16 | 62.1263
2033 | 12 | 7 | 17 | 70.9013
2033 | 12 | 7 | 18 | 76.3722
2033 | 12 | 7 | 19 | 70.3432
2033 | 12 | 7 | 20 | 67.7998
2033 | 12 | 7 | 21 | 64.8221
2033 | 12 | 7 | 22 | 62.2337
2033 | 12 | 7 | 23 | 59.3331
2033 | 12 | 8 | 0 | 55.5857
2033 | 12 | 8 | 1 | 52.8736
2033 | 12 | 8 | 2 | 51.3856
2033 | 12 | 8 | 3 | 50.9074
2033 | 12 | 8 | 4 | 50.9764
2033 | 12 | 8 | 5 | 51.5721
2033 | 12 | 8 | 6 | 52.7536
2033 | 12 | 8 | 7 | 56.9958
2033 | 12 | 8 | 8 | 65.3897
2033 | 12 | 8 | 9 | 65.2834
2033 | 12 | 8 | 10 | 60.0209
2033 | 12 | 8 | 11 | 54.9968
2033 | 12 | 8 | 12 | 55.1449
2033 | 12 | 8 | 13 | 55.7232
2033 | 12 | 8 | 14 | 56.2558
2033 | 12 | 8 | 15 | 56.9672
2033 | 12 | 8 | 16 | 61.1046
2033 | 12 | 8 | 17 | 69.8327
2033 | 12 | 8 | 18 | 73.2662
2033 | 12 | 8 | 19 | 67.5065
2033 | 12 | 8 | 20 | 65.0249
2033 | 12 | 8 | 21 | 62.1745
2033 | 12 | 8 | 22 | 59.716
2033 | 12 | 8 | 23 | 56.6963
2033 | 12 | 9 | 0 | 55.4261
2033 | 12 | 9 | 1 | 52.2822
2033 | 12 | 9 | 2 | 50.7531
2033 | 12 | 9 | 3 | 50.2348
2033 | 12 | 9 | 4 | 50.3051
2033 | 12 | 9 | 5 | 50.8581
2033 | 12 | 9 | 6 | 52.1776
2033 | 12 | 9 | 7 | 56.7251
2033 | 12 | 9 | 8 | 65.6734
2033 | 12 | 9 | 9 | 65.6274
2033 | 12 | 9 | 10 | 59.4723
2033 | 12 | 9 | 11 | 54.0875
2033 | 12 | 9 | 12 | 54.4703
2033 | 12 | 9 | 13 | 54.8427
2033 | 12 | 9 | 14 | 54.7043
2033 | 12 | 9 | 15 | 55.1527
2033 | 12 | 9 | 16 | 60.1431
2033 | 12 | 9 | 17 | 68.9181
2033 | 12 | 9 | 18 | 70.9649
2033 | 12 | 9 | 19 | 65.5227
2033 | 12 | 9 | 20 | 63.0279
2033 | 12 | 9 | 21 | 60.3643
2033 | 12 | 9 | 22 | 58.251
2033 | 12 | 9 | 23 | 55.3215
2033 | 12 | 10 | 0 | 54.6099
2033 | 12 | 10 | 1 | 51.8836
2033 | 12 | 10 | 2 | 50.5087
2033 | 12 | 10 | 3 | 49.9282
2033 | 12 | 10 | 4 | 49.8831
2033 | 12 | 10 | 5 | 49.8915
2033 | 12 | 10 | 6 | 49.5231
2033 | 12 | 10 | 7 | 52.1609
2033 | 12 | 10 | 8 | 60.8453
2033 | 12 | 10 | 9 | 62.5916
2033 | 12 | 10 | 10 | 58.626
2033 | 12 | 10 | 11 | 53.7541
2033 | 12 | 10 | 12 | 53.2988
2033 | 12 | 10 | 13 | 53.0864
2033 | 12 | 10 | 14 | 52.892
2033 | 12 | 10 | 15 | 53.8617
2033 | 12 | 10 | 16 | 59.2757
2033 | 12 | 10 | 17 | 68.4683
2033 | 12 | 10 | 18 | 73.2286
2033 | 12 | 10 | 19 | 66.6728
2033 | 12 | 10 | 20 | 62.5531
2033 | 12 | 10 | 21 | 59.1807
2033 | 12 | 10 | 22 | 57.1419
2033 | 12 | 10 | 23 | 55.0058
2033 | 12 | 11 | 0 | 53.8363
2033 | 12 | 11 | 1 | 52.0154
2033 | 12 | 11 | 2 | 50.6595
2033 | 12 | 11 | 3 | 50.1481
2033 | 12 | 11 | 4 | 50.1145
2033 | 12 | 11 | 5 | 50.0072
2033 | 12 | 11 | 6 | 48.8784
2033 | 12 | 11 | 7 | 50.5646
2033 | 12 | 11 | 8 | 58.4963
2033 | 12 | 11 | 9 | 59.5745
2033 | 12 | 11 | 10 | 55.7973
2033 | 12 | 11 | 11 | 51.2289
2033 | 12 | 11 | 12 | 51.5425
2033 | 12 | 11 | 13 | 51.8103
2033 | 12 | 11 | 14 | 51.8028
2033 | 12 | 11 | 15 | 52.8626
2033 | 12 | 11 | 16 | 58.4621
2033 | 12 | 11 | 17 | 68.0313
2033 | 12 | 11 | 18 | 73.4817
2033 | 12 | 11 | 19 | 67.0633
2033 | 12 | 11 | 20 | 63.3981
2033 | 12 | 11 | 21 | 59.99
2033 | 12 | 11 | 22 | 57.4112
2033 | 12 | 11 | 23 | 54.9856
2033 | 12 | 12 | 0 | 53.2445
2033 | 12 | 12 | 1 | 51.279
2033 | 12 | 12 | 2 | 50.1417
2033 | 12 | 12 | 3 | 49.8613
2033 | 12 | 12 | 4 | 50.0715
2033 | 12 | 12 | 5 | 50.6727
2033 | 12 | 12 | 6 | 52.136
2033 | 12 | 12 | 7 | 56.5475
2033 | 12 | 12 | 8 | 65.546
2033 | 12 | 12 | 9 | 65.4085
2033 | 12 | 12 | 10 | 60.602
2033 | 12 | 12 | 11 | 56.1309
2033 | 12 | 12 | 12 | 55.0826
2033 | 12 | 12 | 13 | 55.5981
2033 | 12 | 12 | 14 | 55.5897
2033 | 12 | 12 | 15 | 56.3931
2033 | 12 | 12 | 16 | 60.2932
2033 | 12 | 12 | 17 | 69.0525
2033 | 12 | 12 | 18 | 73.6103
2033 | 12 | 12 | 19 | 67.9423
2033 | 12 | 12 | 20 | 65.2967
2033 | 12 | 12 | 21 | 62.1306
2033 | 12 | 12 | 22 | 59.412
2033 | 12 | 12 | 23 | 56.4121
2033 | 12 | 13 | 0 | 55.5654
2033 | 12 | 13 | 1 | 52.87
2033 | 12 | 13 | 2 | 51.4416
2033 | 12 | 13 | 3 | 51.0709
2033 | 12 | 13 | 4 | 51.1774
2033 | 12 | 13 | 5 | 51.6608
2033 | 12 | 13 | 6 | 53.4919
2033 | 12 | 13 | 7 | 57.8676
2033 | 12 | 13 | 8 | 65.9784
2033 | 12 | 13 | 9 | 65.3507
2033 | 12 | 13 | 10 | 59.8584
2033 | 12 | 13 | 11 | 54.9173
2033 | 12 | 13 | 12 | 55.2371
2033 | 12 | 13 | 13 | 55.4327
2033 | 12 | 13 | 14 | 55.5264
2033 | 12 | 13 | 15 | 56.602
2033 | 12 | 13 | 16 | 61.2012
2033 | 12 | 13 | 17 | 69.3404
2033 | 12 | 13 | 18 | 75.0794
2033 | 12 | 13 | 19 | 69.4655
2033 | 12 | 13 | 20 | 67.0169
2033 | 12 | 13 | 21 | 64.0837
2033 | 12 | 13 | 22 | 61.6156
2033 | 12 | 13 | 23 | 58.7001
2033 | 12 | 14 | 0 | 55.5192
2033 | 12 | 14 | 1 | 53.559
2033 | 12 | 14 | 2 | 52.0786
2033 | 12 | 14 | 3 | 51.6153
2033 | 12 | 14 | 4 | 51.679
2033 | 12 | 14 | 5 | 52.1214
2033 | 12 | 14 | 6 | 52.8831
2033 | 12 | 14 | 7 | 57.2396
2033 | 12 | 14 | 8 | 66.2971
2033 | 12 | 14 | 9 | 66.6124
2033 | 12 | 14 | 10 | 61.3258
2033 | 12 | 14 | 11 | 56.2579
2033 | 12 | 14 | 12 | 56.27
2033 | 12 | 14 | 13 | 56.6762
2033 | 12 | 14 | 14 | 56.6449
2033 | 12 | 14 | 15 | 57.1475
2033 | 12 | 14 | 16 | 61.5512
2033 | 12 | 14 | 17 | 70.6833
2033 | 12 | 14 | 18 | 76.8807
2033 | 12 | 14 | 19 | 70.5888
2033 | 12 | 14 | 20 | 67.9554
2033 | 12 | 14 | 21 | 65.0012
2033 | 12 | 14 | 22 | 62.4382
2033 | 12 | 14 | 23 | 59.5144
2033 | 12 | 15 | 0 | 55.9756
2033 | 12 | 15 | 1 | 52.8818
2033 | 12 | 15 | 2 | 51.362
2033 | 12 | 15 | 3 | 50.886
2033 | 12 | 15 | 4 | 50.9292
2033 | 12 | 15 | 5 | 51.447
2033 | 12 | 15 | 6 | 52.2664
2033 | 12 | 15 | 7 | 56.5529
2033 | 12 | 15 | 8 | 65.1036
2033 | 12 | 15 | 9 | 65.3197
2033 | 12 | 15 | 10 | 60.1664
2033 | 12 | 15 | 11 | 55.2687
2033 | 12 | 15 | 12 | 55.2055
2033 | 12 | 15 | 13 | 55.6027
2033 | 12 | 15 | 14 | 55.8654
2033 | 12 | 15 | 15 | 56.6544
2033 | 12 | 15 | 16 | 60.9282
2033 | 12 | 15 | 17 | 70.0018
2033 | 12 | 15 | 18 | 73.4991
2033 | 12 | 15 | 19 | 67.5642
2033 | 12 | 15 | 20 | 65.0242
2033 | 12 | 15 | 21 | 62.1857
2033 | 12 | 15 | 22 | 59.7218
2033 | 12 | 15 | 23 | 56.6482
2033 | 12 | 16 | 0 | 55.8515
2033 | 12 | 16 | 1 | 52.2333
2033 | 12 | 16 | 2 | 50.7044
2033 | 12 | 16 | 3 | 50.201
2033 | 12 | 16 | 4 | 50.2444
2033 | 12 | 16 | 5 | 50.6994
2033 | 12 | 16 | 6 | 51.8939
2033 | 12 | 16 | 7 | 56.3292
2033 | 12 | 16 | 8 | 64.8505
2033 | 12 | 16 | 9 | 64.7611
2033 | 12 | 16 | 10 | 58.79
2033 | 12 | 16 | 11 | 53.7796
2033 | 12 | 16 | 12 | 51.5089
2033 | 12 | 16 | 13 | 52.0399
2033 | 12 | 16 | 14 | 51.2624
2033 | 12 | 16 | 15 | 51.1322
2033 | 12 | 16 | 16 | 54.7533
2033 | 12 | 16 | 17 | 63.1123
2033 | 12 | 16 | 18 | 70.6654
2033 | 12 | 16 | 19 | 65.1614
2033 | 12 | 16 | 20 | 62.6314
2033 | 12 | 16 | 21 | 59.9686
2033 | 12 | 16 | 22 | 57.8265
2033 | 12 | 16 | 23 | 54.8176
2033 | 12 | 17 | 0 | 54.3324
2033 | 12 | 17 | 1 | 51.2718
2033 | 12 | 17 | 2 | 49.7373
2033 | 12 | 17 | 3 | 49.0494
2033 | 12 | 17 | 4 | 48.857
2033 | 12 | 17 | 5 | 48.6557
2033 | 12 | 17 | 6 | 48.3947
2033 | 12 | 17 | 7 | 50.8791
2033 | 12 | 17 | 8 | 59.391
2033 | 12 | 17 | 9 | 61.3458
2033 | 12 | 17 | 10 | 57.658
2033 | 12 | 17 | 11 | 53.1295
2033 | 12 | 17 | 12 | 52.826
2033 | 12 | 17 | 13 | 52.7085
2033 | 12 | 17 | 14 | 52.0276
2033 | 12 | 17 | 15 | 52.9773
2033 | 12 | 17 | 16 | 58.5313
2033 | 12 | 17 | 17 | 68.0358
2033 | 12 | 17 | 18 | 71.7032
2033 | 12 | 17 | 19 | 66.0986
2033 | 12 | 17 | 20 | 62.4204
2033 | 12 | 17 | 21 | 59.3249
2033 | 12 | 17 | 22 | 57.5093
2033 | 12 | 17 | 23 | 55.4252
2033 | 12 | 18 | 0 | 52.4758
2033 | 12 | 18 | 1 | 49.929
2033 | 12 | 18 | 2 | 48.3303
2033 | 12 | 18 | 3 | 47.6242
2033 | 12 | 18 | 4 | 47.4034
2033 | 12 | 18 | 5 | 47.0397
2033 | 12 | 18 | 6 | 45.9982
2033 | 12 | 18 | 7 | 47.7375
2033 | 12 | 18 | 8 | 56.2496
2033 | 12 | 18 | 9 | 58.104
2033 | 12 | 18 | 10 | 54.4015
2033 | 12 | 18 | 11 | 50.0891
2033 | 12 | 18 | 12 | 49.5805
2033 | 12 | 18 | 13 | 50.0542
2033 | 12 | 18 | 14 | 50.0745
2033 | 12 | 18 | 15 | 50.8182
2033 | 12 | 18 | 16 | 55.8792
2033 | 12 | 18 | 17 | 65.6147
2033 | 12 | 18 | 18 | 70.5748
2033 | 12 | 18 | 19 | 63.5071
2033 | 12 | 18 | 20 | 59.6613
2033 | 12 | 18 | 21 | 56.1668
2033 | 12 | 18 | 22 | 53.5422
2033 | 12 | 18 | 23 | 51.0566
2033 | 12 | 19 | 0 | 51.3347
2033 | 12 | 19 | 1 | 49.0744
2033 | 12 | 19 | 2 | 47.83
2033 | 12 | 19 | 3 | 47.4831
2033 | 12 | 19 | 4 | 47.5811
2033 | 12 | 19 | 5 | 48.0666
2033 | 12 | 19 | 6 | 49.1055
2033 | 12 | 19 | 7 | 53.5094
2033 | 12 | 19 | 8 | 62.4928
2033 | 12 | 19 | 9 | 62.716
2033 | 12 | 19 | 10 | 58.3454
2033 | 12 | 19 | 11 | 54.4221
2033 | 12 | 19 | 12 | 54.2237
2033 | 12 | 19 | 13 | 54.7073
2033 | 12 | 19 | 14 | 54.4902
2033 | 12 | 19 | 15 | 55.363
2033 | 12 | 19 | 16 | 59.7565
2033 | 12 | 19 | 17 | 69.0974
2033 | 12 | 19 | 18 | 75.0735
2033 | 12 | 19 | 19 | 68.6063
2033 | 12 | 19 | 20 | 65.5951
2033 | 12 | 19 | 21 | 62.3669
2033 | 12 | 19 | 22 | 59.7719
2033 | 12 | 19 | 23 | 56.9114
2033 | 12 | 20 | 0 | 53.5371
2033 | 12 | 20 | 1 | 51.7274
2033 | 12 | 20 | 2 | 50.3843
2033 | 12 | 20 | 3 | 50.1819
2033 | 12 | 20 | 4 | 50.4536
2033 | 12 | 20 | 5 | 51.0717
2033 | 12 | 20 | 6 | 52.2972
2033 | 12 | 20 | 7 | 57.049
2033 | 12 | 20 | 8 | 65.9632
2033 | 12 | 20 | 9 | 65.8091
2033 | 12 | 20 | 10 | 59.8672
2033 | 12 | 20 | 11 | 54.5187
2033 | 12 | 20 | 12 | 54.3876
2033 | 12 | 20 | 13 | 54.619
2033 | 12 | 20 | 14 | 54.4616
2033 | 12 | 20 | 15 | 55.972
2033 | 12 | 20 | 16 | 61.079
2033 | 12 | 20 | 17 | 70.3505
2033 | 12 | 20 | 18 | 75.0227
2033 | 12 | 20 | 19 | 70.3554
2033 | 12 | 20 | 20 | 68.2543
2033 | 12 | 20 | 21 | 65.5619
2033 | 12 | 20 | 22 | 63.1478
2033 | 12 | 20 | 23 | 60.1622
2033 | 12 | 21 | 0 | 57.8644
2033 | 12 | 21 | 1 | 56.9209
2033 | 12 | 21 | 2 | 55.7255
2033 | 12 | 21 | 3 | 55.5773
2033 | 12 | 21 | 4 | 55.968
2033 | 12 | 21 | 5 | 56.5588
2033 | 12 | 21 | 6 | 59.2411
2033 | 12 | 21 | 7 | 63.4381
2033 | 12 | 21 | 8 | 70.6048
2033 | 12 | 21 | 9 | 68.0157
2033 | 12 | 21 | 10 | 61.5511
2033 | 12 | 21 | 11 | 56.2407
2033 | 12 | 21 | 12 | 57.9586
2033 | 12 | 21 | 13 | 58.2818
2033 | 12 | 21 | 14 | 57.7063
2033 | 12 | 21 | 15 | 58.4629
2033 | 12 | 21 | 16 | 62.405
2033 | 12 | 21 | 17 | 72.1663
2033 | 12 | 21 | 18 | 80.9352
2033 | 12 | 21 | 19 | 75.8955
2033 | 12 | 21 | 20 | 73.7928
2033 | 12 | 21 | 21 | 71.0436
2033 | 12 | 21 | 22 | 68.4341
2033 | 12 | 21 | 23 | 65.2455
2033 | 12 | 22 | 0 | 62.2262
2033 | 12 | 22 | 1 | 62.7182
2033 | 12 | 22 | 2 | 61.5238
2033 | 12 | 22 | 3 | 61.3046
2033 | 12 | 22 | 4 | 61.559
2033 | 12 | 22 | 5 | 62.0376
2033 | 12 | 22 | 6 | 62.9748
2033 | 12 | 22 | 7 | 67.008
2033 | 12 | 22 | 8 | 74.0223
2033 | 12 | 22 | 9 | 72.0593
2033 | 12 | 22 | 10 | 66.5044
2033 | 12 | 22 | 11 | 60.881
2033 | 12 | 22 | 12 | 61.0704
2033 | 12 | 22 | 13 | 61.6207
2033 | 12 | 22 | 14 | 61.1627
2033 | 12 | 22 | 15 | 62.1696
2033 | 12 | 22 | 16 | 65.8592
2033 | 12 | 22 | 17 | 75.3705
2033 | 12 | 22 | 18 | 82.1531
2033 | 12 | 22 | 19 | 76.7588
2033 | 12 | 22 | 20 | 74.4764
2033 | 12 | 22 | 21 | 71.701
2033 | 12 | 22 | 22 | 69.1886
2033 | 12 | 22 | 23 | 65.8607
2033 | 12 | 23 | 0 | 63.7673
2033 | 12 | 23 | 1 | 62.6799
2033 | 12 | 23 | 2 | 61.422
2033 | 12 | 23 | 3 | 61.1059
2033 | 12 | 23 | 4 | 61.2462
2033 | 12 | 23 | 5 | 61.5677
2033 | 12 | 23 | 6 | 60.9023
2033 | 12 | 23 | 7 | 65.1713
2033 | 12 | 23 | 8 | 73.2746
2033 | 12 | 23 | 9 | 73.1812
2033 | 12 | 23 | 10 | 67.4393
2033 | 12 | 23 | 11 | 61.7543
2033 | 12 | 23 | 12 | 61.4686
2033 | 12 | 23 | 13 | 61.7836
2033 | 12 | 23 | 14 | 61.2569
2033 | 12 | 23 | 15 | 61.6068
2033 | 12 | 23 | 16 | 65.8315
2033 | 12 | 23 | 17 | 74.753
2033 | 12 | 23 | 18 | 80.9709
2033 | 12 | 23 | 19 | 74.9904
2033 | 12 | 23 | 20 | 72.3309
2033 | 12 | 23 | 21 | 69.6357
2033 | 12 | 23 | 22 | 67.3885
2033 | 12 | 23 | 23 | 64.2153
2033 | 12 | 24 | 0 | 61.3905
2033 | 12 | 24 | 1 | 56.6462
2033 | 12 | 24 | 2 | 54.8788
2033 | 12 | 24 | 3 | 54.0289
2033 | 12 | 24 | 4 | 53.4016
2033 | 12 | 24 | 5 | 53.1857
2033 | 12 | 24 | 6 | 52.3802
2033 | 12 | 24 | 7 | 54.6401
2033 | 12 | 24 | 8 | 62.0902
2033 | 12 | 24 | 9 | 64.7866
2033 | 12 | 24 | 10 | 62.3349
2033 | 12 | 24 | 11 | 58.1987
2033 | 12 | 24 | 12 | 57.7623
2033 | 12 | 24 | 13 | 57.9964
2033 | 12 | 24 | 14 | 58.8355
2033 | 12 | 24 | 15 | 58.4539
2033 | 12 | 24 | 16 | 60.3828
2033 | 12 | 24 | 17 | 66.8315
2033 | 12 | 24 | 18 | 70.59
2033 | 12 | 24 | 19 | 63.1685
2033 | 12 | 24 | 20 | 58.2192
2033 | 12 | 24 | 21 | 55.0157
2033 | 12 | 24 | 22 | 53.7127
2033 | 12 | 24 | 23 | 52.6176
2033 | 12 | 25 | 0 | 52.9968
2033 | 12 | 25 | 1 | 46.3076
2033 | 12 | 25 | 2 | 44.1988
2033 | 12 | 25 | 3 | 43.2016
2033 | 12 | 25 | 4 | 43.0881
2033 | 12 | 25 | 5 | 43.021
2033 | 12 | 25 | 6 | 42.7375
2033 | 12 | 25 | 7 | 44.8031
2033 | 12 | 25 | 8 | 51.8699
2033 | 12 | 25 | 9 | 53.4703
2033 | 12 | 25 | 10 | 44.7678
2033 | 12 | 25 | 11 | 38.2053
2033 | 12 | 25 | 12 | 44.0189
2033 | 12 | 25 | 13 | 46.0233
2033 | 12 | 25 | 14 | 46.5464
2033 | 12 | 25 | 15 | 43.6441
2033 | 12 | 25 | 16 | 51.7071
2033 | 12 | 25 | 17 | 64.8375
2033 | 12 | 25 | 18 | 68.2861
2033 | 12 | 25 | 19 | 60.6338
2033 | 12 | 25 | 20 | 57.2374
2033 | 12 | 25 | 21 | 55.032
2033 | 12 | 25 | 22 | 53.8418
2033 | 12 | 25 | 23 | 52.8535
2033 | 12 | 26 | 0 | 51.6355
2033 | 12 | 26 | 1 | 46.5122
2033 | 12 | 26 | 2 | 45.238
2033 | 12 | 26 | 3 | 44.6079
2033 | 12 | 26 | 4 | 44.6116
2033 | 12 | 26 | 5 | 44.878
2033 | 12 | 26 | 6 | 44.5027
2033 | 12 | 26 | 7 | 46.1047
2033 | 12 | 26 | 8 | 52.6673
2033 | 12 | 26 | 9 | 55.4116
2033 | 12 | 26 | 10 | 54.915
2033 | 12 | 26 | 11 | 54.576
2033 | 12 | 26 | 12 | 56.4552
2033 | 12 | 26 | 13 | 57.3266
2033 | 12 | 26 | 14 | 56.4963
2033 | 12 | 26 | 15 | 55.7972
2033 | 12 | 26 | 16 | 59.4572
2033 | 12 | 26 | 17 | 65.841
2033 | 12 | 26 | 18 | 73.4215
2033 | 12 | 26 | 19 | 67.498
2033 | 12 | 26 | 20 | 64.3183
2033 | 12 | 26 | 21 | 61.3397
2033 | 12 | 26 | 22 | 59.6447
2033 | 12 | 26 | 23 | 58.2221
2033 | 12 | 27 | 0 | 53.5458
2033 | 12 | 27 | 1 | 58.9228
2033 | 12 | 27 | 2 | 58.2714
2033 | 12 | 27 | 3 | 58.1704
2033 | 12 | 27 | 4 | 58.4322
2033 | 12 | 27 | 5 | 58.4955
2033 | 12 | 27 | 6 | 56.863
2033 | 12 | 27 | 7 | 58.935
2033 | 12 | 27 | 8 | 66.6647
2033 | 12 | 27 | 9 | 69.4749
2033 | 12 | 27 | 10 | 70.9554
2033 | 12 | 27 | 11 | 68.7314
2033 | 12 | 27 | 12 | 66.1797
2033 | 12 | 27 | 13 | 66.2334
2033 | 12 | 27 | 14 | 66.539
2033 | 12 | 27 | 15 | 71.4316
2033 | 12 | 27 | 16 | 72.597
2033 | 12 | 27 | 17 | 76.8751
2033 | 12 | 27 | 18 | 80.4142
2033 | 12 | 27 | 19 | 75.0021
2033 | 12 | 27 | 20 | 70.899
2033 | 12 | 27 | 21 | 67.5747
2033 | 12 | 27 | 22 | 64.9143
2033 | 12 | 27 | 23 | 62.0334
2033 | 12 | 28 | 0 | 60.331
2033 | 12 | 28 | 1 | 60.7202
2033 | 12 | 28 | 2 | 59.5574
2033 | 12 | 28 | 3 | 59.1978
2033 | 12 | 28 | 4 | 59.4773
2033 | 12 | 28 | 5 | 59.6788
2033 | 12 | 28 | 6 | 59.6822
2033 | 12 | 28 | 7 | 62.9823
2033 | 12 | 28 | 8 | 70.5758
2033 | 12 | 28 | 9 | 71.5251
2033 | 12 | 28 | 10 | 67.0935
2033 | 12 | 28 | 11 | 62.1514
2033 | 12 | 28 | 12 | 61.674
2033 | 12 | 28 | 13 | 61.3782
2033 | 12 | 28 | 14 | 59.8762
2033 | 12 | 28 | 15 | 62.3625
2033 | 12 | 28 | 16 | 66.256
2033 | 12 | 28 | 17 | 75.0764
2033 | 12 | 28 | 18 | 80.6393
2033 | 12 | 28 | 19 | 74.5273
2033 | 12 | 28 | 20 | 71.6306
2033 | 12 | 28 | 21 | 68.4163
2033 | 12 | 28 | 22 | 65.5585
2033 | 12 | 28 | 23 | 62.6613
2033 | 12 | 29 | 0 | 62.2571
2033 | 12 | 29 | 1 | 59.1695
2033 | 12 | 29 | 2 | 57.815
2033 | 12 | 29 | 3 | 57.3022
2033 | 12 | 29 | 4 | 57.3765
2033 | 12 | 29 | 5 | 57.5332
2033 | 12 | 29 | 6 | 58.4938
2033 | 12 | 29 | 7 | 61.4623
2033 | 12 | 29 | 8 | 68.1748
2033 | 12 | 29 | 9 | 69.1505
2033 | 12 | 29 | 10 | 65.0764
2033 | 12 | 29 | 11 | 60.489
2033 | 12 | 29 | 12 | 59.1628
2033 | 12 | 29 | 13 | 59.4039
2033 | 12 | 29 | 14 | 58.644
2033 | 12 | 29 | 15 | 60.9415
2033 | 12 | 29 | 16 | 63.8275
2033 | 12 | 29 | 17 | 72.0139
2033 | 12 | 29 | 18 | 79.4741
2033 | 12 | 29 | 19 | 73.3892
2033 | 12 | 29 | 20 | 70.42
2033 | 12 | 29 | 21 | 67.4253
2033 | 12 | 29 | 22 | 64.7309
2033 | 12 | 29 | 23 | 61.8139
2033 | 12 | 30 | 0 | 60.3678
2033 | 12 | 30 | 1 | 56.5549
2033 | 12 | 30 | 2 | 54.9521
2033 | 12 | 30 | 3 | 54.1746
2033 | 12 | 30 | 4 | 54.0056
2033 | 12 | 30 | 5 | 53.9195
2033 | 12 | 30 | 6 | 54.5568
2033 | 12 | 30 | 7 | 57.7752
2033 | 12 | 30 | 8 | 65.1215
2033 | 12 | 30 | 9 | 66.4683
2033 | 12 | 30 | 10 | 61.6668
2033 | 12 | 30 | 11 | 57.9246
2033 | 12 | 30 | 12 | 57.8565
2033 | 12 | 30 | 13 | 57.6215
2033 | 12 | 30 | 14 | 55.6982
2033 | 12 | 30 | 15 | 57.1305
2033 | 12 | 30 | 16 | 60.8864
2033 | 12 | 30 | 17 | 68.4963
2033 | 12 | 30 | 18 | 73.4159
2033 | 12 | 30 | 19 | 67.6803
2033 | 12 | 30 | 20 | 64.7318
2033 | 12 | 30 | 21 | 61.9651
2033 | 12 | 30 | 22 | 59.7764
2033 | 12 | 30 | 23 | 57.181
2033 | 12 | 31 | 0 | 55.8347
2033 | 12 | 31 | 1 | 50.6383
2033 | 12 | 31 | 2 | 48.9661
2033 | 12 | 31 | 3 | 47.8449
2033 | 12 | 31 | 4 | 47.578
2033 | 12 | 31 | 5 | 47.2954
2033 | 12 | 31 | 6 | 47.4813
2033 | 12 | 31 | 7 | 49.7408
2033 | 12 | 31 | 8 | 57.1158
2033 | 12 | 31 | 9 | 60.0787
2033 | 12 | 31 | 10 | 57.8058
2033 | 12 | 31 | 11 | 56.5908
2033 | 12 | 31 | 12 | 58.6189
2033 | 12 | 31 | 13 | 58.5391
2033 | 12 | 31 | 14 | 56.686
2033 | 12 | 31 | 15 | 57.0085
2033 | 12 | 31 | 16 | 59.8331
2033 | 12 | 31 | 17 | 66.4113
2033 | 12 | 31 | 18 | 72.6507
2033 | 12 | 31 | 19 | 65.0336
2033 | 12 | 31 | 20 | 59.1663
2033 | 12 | 31 | 21 | 54.8441
2033 | 12 | 31 | 22 | 53.4864
2033 | 12 | 31 | 23 | 53.18
2034 | 1 | 1 | 0 | 52.6332
2034 | 1 | 1 | 1 | 55.1684
2034 | 1 | 1 | 2 | 53.3525
2034 | 1 | 1 | 3 | 51.7399
2034 | 1 | 1 | 4 | 50.9167
2034 | 1 | 1 | 5 | 50.2117
2034 | 1 | 1 | 6 | 48.5856
2034 | 1 | 1 | 7 | 49.0028
2034 | 1 | 1 | 8 | 53.7743
2034 | 1 | 1 | 9 | 56.3138
2034 | 1 | 1 | 10 | 60.2004
2034 | 1 | 1 | 11 | 61.0706
2034 | 1 | 1 | 12 | 61.744
2034 | 1 | 1 | 13 | 56.4311
2034 | 1 | 1 | 14 | 53.714
2034 | 1 | 1 | 15 | 55.6348
2034 | 1 | 1 | 16 | 61.9775
2034 | 1 | 1 | 17 | 70.8783
2034 | 1 | 1 | 18 | 73.6788
2034 | 1 | 1 | 19 | 66.1643
2034 | 1 | 1 | 20 | 61.2916
2034 | 1 | 1 | 21 | 57.3291
2034 | 1 | 1 | 22 | 54.8328
2034 | 1 | 1 | 23 | 53.0645
2034 | 1 | 2 | 0 | 54.0583
2034 | 1 | 2 | 1 | 52.2253
2034 | 1 | 2 | 2 | 51.2583
2034 | 1 | 2 | 3 | 51.0032
2034 | 1 | 2 | 4 | 51.1687
2034 | 1 | 2 | 5 | 51.357
2034 | 1 | 2 | 6 | 50.7754
2034 | 1 | 2 | 7 | 53.0081
2034 | 1 | 2 | 8 | 61.1696
2034 | 1 | 2 | 9 | 62.6838
2034 | 1 | 2 | 10 | 54.2028
2034 | 1 | 2 | 11 | 46.6154
2034 | 1 | 2 | 12 | 45.7924
2034 | 1 | 2 | 13 | 50.8088
2034 | 1 | 2 | 14 | 52.9118
2034 | 1 | 2 | 15 | 52.7643
2034 | 1 | 2 | 16 | 57.999
2034 | 1 | 2 | 17 | 68.278
2034 | 1 | 2 | 18 | 72.5961
2034 | 1 | 2 | 19 | 66.427
2034 | 1 | 2 | 20 | 62.3699
2034 | 1 | 2 | 21 | 58.8093
2034 | 1 | 2 | 22 | 56.0519
2034 | 1 | 2 | 23 | 53.7956
2034 | 1 | 3 | 0 | 54.4427
2034 | 1 | 3 | 1 | 53.5805
2034 | 1 | 3 | 2 | 52.348
2034 | 1 | 3 | 3 | 52.1765
2034 | 1 | 3 | 4 | 52.5056
2034 | 1 | 3 | 5 | 53.0451
2034 | 1 | 3 | 6 | 54.6948
2034 | 1 | 3 | 7 | 59.433
2034 | 1 | 3 | 8 | 68.4888
2034 | 1 | 3 | 9 | 68.899
2034 | 1 | 3 | 10 | 63.2814
2034 | 1 | 3 | 11 | 57.7175
2034 | 1 | 3 | 12 | 57.2526
2034 | 1 | 3 | 13 | 57.2004
2034 | 1 | 3 | 14 | 57.1146
2034 | 1 | 3 | 15 | 58.5125
2034 | 1 | 3 | 16 | 63.7661
2034 | 1 | 3 | 17 | 72.5737
2034 | 1 | 3 | 18 | 76.6295
2034 | 1 | 3 | 19 | 70.6544
2034 | 1 | 3 | 20 | 67.7232
2034 | 1 | 3 | 21 | 64.6562
2034 | 1 | 3 | 22 | 62.2386
2034 | 1 | 3 | 23 | 59.6649
2034 | 1 | 4 | 0 | 58.1627
2034 | 1 | 4 | 1 | 58.0406
2034 | 1 | 4 | 2 | 57.0368
2034 | 1 | 4 | 3 | 57.0527
2034 | 1 | 4 | 4 | 57.6727
2034 | 1 | 4 | 5 | 58.3957
2034 | 1 | 4 | 6 | 60.1067
2034 | 1 | 4 | 7 | 64.8529
2034 | 1 | 4 | 8 | 74.3162
2034 | 1 | 4 | 9 | 75.0277
2034 | 1 | 4 | 10 | 69.4548
2034 | 1 | 4 | 11 | 62.773
2034 | 1 | 4 | 12 | 61.2659
2034 | 1 | 4 | 13 | 61.2297
2034 | 1 | 4 | 14 | 61.0892
2034 | 1 | 4 | 15 | 62.2834
2034 | 1 | 4 | 16 | 67.4054
2034 | 1 | 4 | 17 | 77.1179
2034 | 1 | 4 | 18 | 82.6569
2034 | 1 | 4 | 19 | 77.5101
2034 | 1 | 4 | 20 | 75.0506
2034 | 1 | 4 | 21 | 72.209
2034 | 1 | 4 | 22 | 69.707
2034 | 1 | 4 | 23 | 66.957
2034 | 1 | 5 | 0 | 64.8575
2034 | 1 | 5 | 1 | 64.8703
2034 | 1 | 5 | 2 | 63.8702
2034 | 1 | 5 | 3 | 63.7911
2034 | 1 | 5 | 4 | 64.2808
2034 | 1 | 5 | 5 | 64.8493
2034 | 1 | 5 | 6 | 65.8312
2034 | 1 | 5 | 7 | 70.5125
2034 | 1 | 5 | 8 | 79.9733
2034 | 1 | 5 | 9 | 81.0556
2034 | 1 | 5 | 10 | 76.0506
2034 | 1 | 5 | 11 | 68.984
2034 | 1 | 5 | 12 | 64.6783
2034 | 1 | 5 | 13 | 64.85
2034 | 1 | 5 | 14 | 64.3651
2034 | 1 | 5 | 15 | 65.5628
2034 | 1 | 5 | 16 | 69.7327
2034 | 1 | 5 | 17 | 78.9466
2034 | 1 | 5 | 18 | 83.0084
2034 | 1 | 5 | 19 | 79.1099
2034 | 1 | 5 | 20 | 77.119
2034 | 1 | 5 | 21 | 74.4893
2034 | 1 | 5 | 22 | 72.2602
2034 | 1 | 5 | 23 | 69.3655
2034 | 1 | 6 | 0 | 67.0763
2034 | 1 | 6 | 1 | 67.9116
2034 | 1 | 6 | 2 | 67.0209
2034 | 1 | 6 | 3 | 67.0135
2034 | 1 | 6 | 4 | 67.5393
2034 | 1 | 6 | 5 | 68.0538
2034 | 1 | 6 | 6 | 68.3071
2034 | 1 | 6 | 7 | 72.7637
2034 | 1 | 6 | 8 | 80.8035
2034 | 1 | 6 | 9 | 79.8433
2034 | 1 | 6 | 10 | 73.1843
2034 | 1 | 6 | 11 | 66.244
2034 | 1 | 6 | 12 | 64.7106
2034 | 1 | 6 | 13 | 65.0127
2034 | 1 | 6 | 14 | 64.4315
2034 | 1 | 6 | 15 | 64.9123
2034 | 1 | 6 | 16 | 68.7056
2034 | 1 | 6 | 17 | 77.5851
2034 | 1 | 6 | 18 | 84.2714
2034 | 1 | 6 | 19 | 80.0141
2034 | 1 | 6 | 20 | 77.7501
2034 | 1 | 6 | 21 | 75.2658
2034 | 1 | 6 | 22 | 73.2124
2034 | 1 | 6 | 23 | 70.3355
2034 | 1 | 7 | 0 | 68.0474
2034 | 1 | 7 | 1 | 67.782
2034 | 1 | 7 | 2 | 67.116
2034 | 1 | 7 | 3 | 67.0142
2034 | 1 | 7 | 4 | 67.3446
2034 | 1 | 7 | 5 | 67.9194
2034 | 1 | 7 | 6 | 67.5731
2034 | 1 | 7 | 7 | 69.9623
2034 | 1 | 7 | 8 | 75.8932
2034 | 1 | 7 | 9 | 78.4931
2034 | 1 | 7 | 10 | 76.9839
2034 | 1 | 7 | 11 | 71.7359
2034 | 1 | 7 | 12 | 66.7435
2034 | 1 | 7 | 13 | 66.3655
2034 | 1 | 7 | 14 | 64.7526
2034 | 1 | 7 | 15 | 65.6554
2034 | 1 | 7 | 16 | 69.3328
2034 | 1 | 7 | 17 | 76.6238
2034 | 1 | 7 | 18 | 84.4296
2034 | 1 | 7 | 19 | 80.9896
2034 | 1 | 7 | 20 | 76.671
2034 | 1 | 7 | 21 | 73.3723
2034 | 1 | 7 | 22 | 70.9987
2034 | 1 | 7 | 23 | 68.895
2034 | 1 | 8 | 0 | 68.2483
2034 | 1 | 8 | 1 | 65.9363
2034 | 1 | 8 | 2 | 65.0981
2034 | 1 | 8 | 3 | 64.88
2034 | 1 | 8 | 4 | 65.0502
2034 | 1 | 8 | 5 | 65.3477
2034 | 1 | 8 | 6 | 64.5018
2034 | 1 | 8 | 7 | 65.7554
2034 | 1 | 8 | 8 | 70.672
2034 | 1 | 8 | 9 | 72.7175
2034 | 1 | 8 | 10 | 71.3232
2034 | 1 | 8 | 11 | 66.722
2034 | 1 | 8 | 12 | 64.1171
2034 | 1 | 8 | 13 | 64.7123
2034 | 1 | 8 | 14 | 63.8256
2034 | 1 | 8 | 15 | 64.4881
2034 | 1 | 8 | 16 | 67.6162
2034 | 1 | 8 | 17 | 74.5072
2034 | 1 | 8 | 18 | 82.3953
2034 | 1 | 8 | 19 | 78.1475
2034 | 1 | 8 | 20 | 73.8965
2034 | 1 | 8 | 21 | 70.3105
2034 | 1 | 8 | 22 | 67.2429
2034 | 1 | 8 | 23 | 64.8252
2034 | 1 | 9 | 0 | 64.4061
2034 | 1 | 9 | 1 | 64.1234
2034 | 1 | 9 | 2 | 63.4199
2034 | 1 | 9 | 3 | 63.4893
2034 | 1 | 9 | 4 | 64.0248
2034 | 1 | 9 | 5 | 64.5221
2034 | 1 | 9 | 6 | 66.2885
2034 | 1 | 9 | 7 | 70.6941
2034 | 1 | 9 | 8 | 79.4693
2034 | 1 | 9 | 9 | 79.7003
2034 | 1 | 9 | 10 | 74.6452
2034 | 1 | 9 | 11 | 68.9315
2034 | 1 | 9 | 12 | 65.4497
2034 | 1 | 9 | 13 | 65.3471
2034 | 1 | 9 | 14 | 64.7516
2034 | 1 | 9 | 15 | 65.2738
2034 | 1 | 9 | 16 | 68.4491
2034 | 1 | 9 | 17 | 76.3443
2034 | 1 | 9 | 18 | 85.2167
2034 | 1 | 9 | 19 | 81.4401
2034 | 1 | 9 | 20 | 79.3541
2034 | 1 | 9 | 21 | 76.618
2034 | 1 | 9 | 22 | 74.1139
2034 | 1 | 9 | 23 | 71.3598
2034 | 1 | 10 | 0 | 67.782
2034 | 1 | 10 | 1 | 67.3456
2034 | 1 | 10 | 2 | 66.3545
2034 | 1 | 10 | 3 | 66.2643
2034 | 1 | 10 | 4 | 66.5988
2034 | 1 | 10 | 5 | 66.8683
2034 | 1 | 10 | 6 | 67.5105
2034 | 1 | 10 | 7 | 71.5427
2034 | 1 | 10 | 8 | 78.0446
2034 | 1 | 10 | 9 | 75.7892
2034 | 1 | 10 | 10 | 69.6827
2034 | 1 | 10 | 11 | 64.5062
2034 | 1 | 10 | 12 | 64.435
2034 | 1 | 10 | 13 | 63.9181
2034 | 1 | 10 | 14 | 62.9314
2034 | 1 | 10 | 15 | 63.2722
2034 | 1 | 10 | 16 | 66.5418
2034 | 1 | 10 | 17 | 73.3751
2034 | 1 | 10 | 18 | 81.7383
2034 | 1 | 10 | 19 | 77.4147
2034 | 1 | 10 | 20 | 75.2584
2034 | 1 | 10 | 21 | 72.4676
2034 | 1 | 10 | 22 | 70.0721
2034 | 1 | 10 | 23 | 67.3464
2034 | 1 | 11 | 0 | 65.8853
2034 | 1 | 11 | 1 | 62.667
2034 | 1 | 11 | 2 | 61.4185
2034 | 1 | 11 | 3 | 61.0987
2034 | 1 | 11 | 4 | 61.2673
2034 | 1 | 11 | 5 | 61.4864
2034 | 1 | 11 | 6 | 62.2997
2034 | 1 | 11 | 7 | 66.7002
2034 | 1 | 11 | 8 | 75.9595
2034 | 1 | 11 | 9 | 76.8606
2034 | 1 | 11 | 10 | 71.2417
2034 | 1 | 11 | 11 | 65.4624
2034 | 1 | 11 | 12 | 64.3123
2034 | 1 | 11 | 13 | 64.3143
2034 | 1 | 11 | 14 | 63.9309
2034 | 1 | 11 | 15 | 64.1126
2034 | 1 | 11 | 16 | 67.9179
2034 | 1 | 11 | 17 | 76.6179
2034 | 1 | 11 | 18 | 79.9812
2034 | 1 | 11 | 19 | 74.3553
2034 | 1 | 11 | 20 | 71.6612
2034 | 1 | 11 | 21 | 68.7193
2034 | 1 | 11 | 22 | 66.0362
2034 | 1 | 11 | 23 | 63.2261
2034 | 1 | 12 | 0 | 62.9393
2034 | 1 | 12 | 1 | 63.0422
2034 | 1 | 12 | 2 | 62.1133
2034 | 1 | 12 | 3 | 62.176
2034 | 1 | 12 | 4 | 62.727
2034 | 1 | 12 | 5 | 63.3772
2034 | 1 | 12 | 6 | 64.0542
2034 | 1 | 12 | 7 | 68.3014
2034 | 1 | 12 | 8 | 75.7365
2034 | 1 | 12 | 9 | 74.3067
2034 | 1 | 12 | 10 | 68.0767
2034 | 1 | 12 | 11 | 62.054
2034 | 1 | 12 | 12 | 60.6052
2034 | 1 | 12 | 13 | 60.5985
2034 | 1 | 12 | 14 | 59.8974
2034 | 1 | 12 | 15 | 60.5381
2034 | 1 | 12 | 16 | 64.1867
2034 | 1 | 12 | 17 | 72.7269
2034 | 1 | 12 | 18 | 80.4845
2034 | 1 | 12 | 19 | 77.4068
2034 | 1 | 12 | 20 | 75.7051
2034 | 1 | 12 | 21 | 73.4378
2034 | 1 | 12 | 22 | 71.252
2034 | 1 | 12 | 23 | 68.4459
2034 | 1 | 13 | 0 | 67.0523
2034 | 1 | 13 | 1 | 64.665
2034 | 1 | 13 | 2 | 63.6653
2034 | 1 | 13 | 3 | 63.5351
2034 | 1 | 13 | 4 | 63.9227
2034 | 1 | 13 | 5 | 64.2964
2034 | 1 | 13 | 6 | 65.3345
2034 | 1 | 13 | 7 | 69.5466
2034 | 1 | 13 | 8 | 76.5083
2034 | 1 | 13 | 9 | 74.2537
2034 | 1 | 13 | 10 | 67.2785
2034 | 1 | 13 | 11 | 61.6362
2034 | 1 | 13 | 12 | 63.2684
2034 | 1 | 13 | 13 | 62.7882
2034 | 1 | 13 | 14 | 61.7491
2034 | 1 | 13 | 15 | 61.9233
2034 | 1 | 13 | 16 | 66.1105
2034 | 1 | 13 | 17 | 74.3002
2034 | 1 | 13 | 18 | 81.272
2034 | 1 | 13 | 19 | 75.9667
2034 | 1 | 13 | 20 | 73.1824
2034 | 1 | 13 | 21 | 70.3797
2034 | 1 | 13 | 22 | 68.3111
2034 | 1 | 13 | 23 | 65.557
2034 | 1 | 14 | 0 | 63.5246
2034 | 1 | 14 | 1 | 60.3478
2034 | 1 | 14 | 2 | 59.1427
2034 | 1 | 14 | 3 | 58.6452
2034 | 1 | 14 | 4 | 58.5902
2034 | 1 | 14 | 5 | 58.7168
2034 | 1 | 14 | 6 | 58.7267
2034 | 1 | 14 | 7 | 60.887
2034 | 1 | 14 | 8 | 67.242
2034 | 1 | 14 | 9 | 69.1072
2034 | 1 | 14 | 10 | 66.1562
2034 | 1 | 14 | 11 | 61.5991
2034 | 1 | 14 | 12 | 58.383
2034 | 1 | 14 | 13 | 58.1326
2034 | 1 | 14 | 14 | 56.793
2034 | 1 | 14 | 15 | 57.4408
2034 | 1 | 14 | 16 | 61.3965
2034 | 1 | 14 | 17 | 69.1742
2034 | 1 | 14 | 18 | 73.9776
2034 | 1 | 14 | 19 | 70.7076
2034 | 1 | 14 | 20 | 66.6996
2034 | 1 | 14 | 21 | 63.5645
2034 | 1 | 14 | 22 | 61.4941
2034 | 1 | 14 | 23 | 59.5413
2034 | 1 | 15 | 0 | 59.6976
2034 | 1 | 15 | 1 | 55.9628
2034 | 1 | 15 | 2 | 54.6568
2034 | 1 | 15 | 3 | 54.0596
2034 | 1 | 15 | 4 | 53.9222
2034 | 1 | 15 | 5 | 53.7449
2034 | 1 | 15 | 6 | 52.9207
2034 | 1 | 15 | 7 | 54.4736
2034 | 1 | 15 | 8 | 61.4761
2034 | 1 | 15 | 9 | 63.9208
2034 | 1 | 15 | 10 | 61.0028
2034 | 1 | 15 | 11 | 56.4334
2034 | 1 | 15 | 12 | 56.8046
2034 | 1 | 15 | 13 | 58.1617
2034 | 1 | 15 | 14 | 57.7774
2034 | 1 | 15 | 15 | 58.5452
2034 | 1 | 15 | 16 | 62.4968
2034 | 1 | 15 | 17 | 70.5028
2034 | 1 | 15 | 18 | 74.911
2034 | 1 | 15 | 19 | 68.6946
2034 | 1 | 15 | 20 | 63.9836
2034 | 1 | 15 | 21 | 60.1813
2034 | 1 | 15 | 22 | 57.3432
2034 | 1 | 15 | 23 | 55.1241
2034 | 1 | 16 | 0 | 54.6435
2034 | 1 | 16 | 1 | 53.4082
2034 | 1 | 16 | 2 | 52.3544
2034 | 1 | 16 | 3 | 52.1533
2034 | 1 | 16 | 4 | 52.3797
2034 | 1 | 16 | 5 | 52.8019
2034 | 1 | 16 | 6 | 53.5907
2034 | 1 | 16 | 7 | 58.0535
2034 | 1 | 16 | 8 | 67.1207
2034 | 1 | 16 | 9 | 67.5509
2034 | 1 | 16 | 10 | 62.7391
2034 | 1 | 16 | 11 | 58.2066
2034 | 1 | 16 | 12 | 56.5427
2034 | 1 | 16 | 13 | 56.6039
2034 | 1 | 16 | 14 | 56.3026
2034 | 1 | 16 | 15 | 56.8147
2034 | 1 | 16 | 16 | 60.7757
2034 | 1 | 16 | 17 | 69.2198
2034 | 1 | 16 | 18 | 77.8107
2034 | 1 | 16 | 19 | 72.0145
2034 | 1 | 16 | 20 | 68.7965
2034 | 1 | 16 | 21 | 65.6129
2034 | 1 | 16 | 22 | 63.1608
2034 | 1 | 16 | 23 | 60.7099
2034 | 1 | 17 | 0 | 57.3055
2034 | 1 | 17 | 1 | 57.9356
2034 | 1 | 17 | 2 | 57.2054
2034 | 1 | 17 | 3 | 57.604
2034 | 1 | 17 | 4 | 58.4895
2034 | 1 | 17 | 5 | 59.4454
2034 | 1 | 17 | 6 | 61.0555
2034 | 1 | 17 | 7 | 65.8011
2034 | 1 | 17 | 8 | 73.2494
2034 | 1 | 17 | 9 | 70.3659
2034 | 1 | 17 | 10 | 62.5427
2034 | 1 | 17 | 11 | 55.9468
2034 | 1 | 17 | 12 | 55.2234
2034 | 1 | 17 | 13 | 54.9292
2034 | 1 | 17 | 14 | 54.6007
2034 | 1 | 17 | 15 | 56.0611
2034 | 1 | 17 | 16 | 60.3747
2034 | 1 | 17 | 17 | 68.9135
2034 | 1 | 17 | 18 | 80.467
2034 | 1 | 17 | 19 | 76.9685
2034 | 1 | 17 | 20 | 74.8542
2034 | 1 | 17 | 21 | 72.2422
2034 | 1 | 17 | 22 | 69.7907
2034 | 1 | 17 | 23 | 66.9837
2034 | 1 | 18 | 0 | 67.27
2034 | 1 | 18 | 1 | 64.1825
2034 | 1 | 18 | 2 | 62.9107
2034 | 1 | 18 | 3 | 62.4369
2034 | 1 | 18 | 4 | 62.439
2034 | 1 | 18 | 5 | 62.4195
2034 | 1 | 18 | 6 | 63.0045
2034 | 1 | 18 | 7 | 66.9571
2034 | 1 | 18 | 8 | 74.3997
2034 | 1 | 18 | 9 | 73.1656
2034 | 1 | 18 | 10 | 67.9387
2034 | 1 | 18 | 11 | 62.9633
2034 | 1 | 18 | 12 | 62.4544
2034 | 1 | 18 | 13 | 62.3808
2034 | 1 | 18 | 14 | 61.0637
2034 | 1 | 18 | 15 | 60.9388
2034 | 1 | 18 | 16 | 64.0322
2034 | 1 | 18 | 17 | 72.0619
2034 | 1 | 18 | 18 | 77.9736
2034 | 1 | 18 | 19 | 72.1684
2034 | 1 | 18 | 20 | 69.1449
2034 | 1 | 18 | 21 | 65.7778
2034 | 1 | 18 | 22 | 63.2507
2034 | 1 | 18 | 23 | 60.497
2034 | 1 | 19 | 0 | 58.5737
2034 | 1 | 19 | 1 | 55.4044
2034 | 1 | 19 | 2 | 53.8743
2034 | 1 | 19 | 3 | 53.3477
2034 | 1 | 19 | 4 | 53.1971
2034 | 1 | 19 | 5 | 53.4052
2034 | 1 | 19 | 6 | 53.5812
2034 | 1 | 19 | 7 | 57.6227
2034 | 1 | 19 | 8 | 65.6785
2034 | 1 | 19 | 9 | 65.3801
2034 | 1 | 19 | 10 | 59.5708
2034 | 1 | 19 | 11 | 54.38
2034 | 1 | 19 | 12 | 51.7832
2034 | 1 | 19 | 13 | 53.1325
2034 | 1 | 19 | 14 | 53.8454
2034 | 1 | 19 | 15 | 53.742
2034 | 1 | 19 | 16 | 55.6501
2034 | 1 | 19 | 17 | 64.2009
2034 | 1 | 19 | 18 | 70.6735
2034 | 1 | 19 | 19 | 65.3581
2034 | 1 | 19 | 20 | 62.2704
2034 | 1 | 19 | 21 | 59.4249
2034 | 1 | 19 | 22 | 56.9494
2034 | 1 | 19 | 23 | 54.1511
2034 | 1 | 20 | 0 | 54.4144
2034 | 1 | 20 | 1 | 49.5612
2034 | 1 | 20 | 2 | 47.9817
2034 | 1 | 20 | 3 | 47.4264
2034 | 1 | 20 | 4 | 47.3516
2034 | 1 | 20 | 5 | 47.5914
2034 | 1 | 20 | 6 | 49.0735
2034 | 1 | 20 | 7 | 53.3608
2034 | 1 | 20 | 8 | 61.1879
2034 | 1 | 20 | 9 | 60.5585
2034 | 1 | 20 | 10 | 54.1349
2034 | 1 | 20 | 11 | 50.0542
2034 | 1 | 20 | 12 | 50.5212
2034 | 1 | 20 | 13 | 50.334
2034 | 1 | 20 | 14 | 49.3628
2034 | 1 | 20 | 15 | 48.7844
2034 | 1 | 20 | 16 | 52.9394
2034 | 1 | 20 | 17 | 60.6417
2034 | 1 | 20 | 18 | 68.586
2034 | 1 | 20 | 19 | 63.9027
2034 | 1 | 20 | 20 | 61.0623
2034 | 1 | 20 | 21 | 58.5332
2034 | 1 | 20 | 22 | 56.8493
2034 | 1 | 20 | 23 | 54.5954
2034 | 1 | 21 | 0 | 50.8082
2034 | 1 | 21 | 1 | 49.3014
2034 | 1 | 21 | 2 | 48.2303
2034 | 1 | 21 | 3 | 47.8929
2034 | 1 | 21 | 4 | 48.1469
2034 | 1 | 21 | 5 | 48.1875
2034 | 1 | 21 | 6 | 48.124
2034 | 1 | 21 | 7 | 51.5392
2034 | 1 | 21 | 8 | 61.4752
2034 | 1 | 21 | 9 | 63.7102
2034 | 1 | 21 | 10 | 59.1353
2034 | 1 | 21 | 11 | 53.1814
2034 | 1 | 21 | 12 | 52.9007
2034 | 1 | 21 | 13 | 52.7898
2034 | 1 | 21 | 14 | 52.5271
2034 | 1 | 21 | 15 | 54.0847
2034 | 1 | 21 | 16 | 60.2032
2034 | 1 | 21 | 17 | 70.7076
2034 | 1 | 21 | 18 | 76.7689
2034 | 1 | 21 | 19 | 71.1237
2034 | 1 | 21 | 20 | 66.53
2034 | 1 | 21 | 21 | 63.2087
2034 | 1 | 21 | 22 | 61.5934
2034 | 1 | 21 | 23 | 59.9493
2034 | 1 | 22 | 0 | 56.2267
2034 | 1 | 22 | 1 | 55.5397
2034 | 1 | 22 | 2 | 54.4767
2034 | 1 | 22 | 3 | 54.3404
2034 | 1 | 22 | 4 | 54.566
2034 | 1 | 22 | 5 | 54.558
2034 | 1 | 22 | 6 | 54.2204
2034 | 1 | 22 | 7 | 55.9631
2034 | 1 | 22 | 8 | 62.4201
2034 | 1 | 22 | 9 | 61.0444
2034 | 1 | 22 | 10 | 56.7427
2034 | 1 | 22 | 11 | 51.4446
2034 | 1 | 22 | 12 | 50.6261
2034 | 1 | 22 | 13 | 49.8734
2034 | 1 | 22 | 14 | 49.6862
2034 | 1 | 22 | 15 | 50.8064
2034 | 1 | 22 | 16 | 56.1215
2034 | 1 | 22 | 17 | 66.1538
2034 | 1 | 22 | 18 | 74.9332
2034 | 1 | 22 | 19 | 70.5599
2034 | 1 | 22 | 20 | 66.7759
2034 | 1 | 22 | 21 | 63.4438
2034 | 1 | 22 | 22 | 60.9326
2034 | 1 | 22 | 23 | 58.7392
2034 | 1 | 23 | 0 | 59.2738
2034 | 1 | 23 | 1 | 56.2105
2034 | 1 | 23 | 2 | 55.3428
2034 | 1 | 23 | 3 | 55.2634
2034 | 1 | 23 | 4 | 55.5888
2034 | 1 | 23 | 5 | 56.0464
2034 | 1 | 23 | 6 | 56.9796
2034 | 1 | 23 | 7 | 61.3523
2034 | 1 | 23 | 8 | 69.6662
2034 | 1 | 23 | 9 | 68.2838
2034 | 1 | 23 | 10 | 62.6537
2034 | 1 | 23 | 11 | 57.257
2034 | 1 | 23 | 12 | 52.761
2034 | 1 | 23 | 13 | 53.7573
2034 | 1 | 23 | 14 | 53.1518
2034 | 1 | 23 | 15 | 53.5722
2034 | 1 | 23 | 16 | 55.6583
2034 | 1 | 23 | 17 | 64.0942
2034 | 1 | 23 | 18 | 74.965
2034 | 1 | 23 | 19 | 70.5444
2034 | 1 | 23 | 20 | 67.525
2034 | 1 | 23 | 21 | 64.25
2034 | 1 | 23 | 22 | 61.6449
2034 | 1 | 23 | 23 | 58.8686
2034 | 1 | 24 | 0 | 57.6436
2034 | 1 | 24 | 1 | 56.7486
2034 | 1 | 24 | 2 | 55.5586
2034 | 1 | 24 | 3 | 55.3718
2034 | 1 | 24 | 4 | 55.5355
2034 | 1 | 24 | 5 | 55.8693
2034 | 1 | 24 | 6 | 56.642
2034 | 1 | 24 | 7 | 60.7709
2034 | 1 | 24 | 8 | 67.5202
2034 | 1 | 24 | 9 | 64.7618
2034 | 1 | 24 | 10 | 57.9152
2034 | 1 | 24 | 11 | 52.7048
2034 | 1 | 24 | 12 | 51.8281
2034 | 1 | 24 | 13 | 52.4304
2034 | 1 | 24 | 14 | 52.0485
2034 | 1 | 24 | 15 | 52.475
2034 | 1 | 24 | 16 | 55.2722
2034 | 1 | 24 | 17 | 62.7977
2034 | 1 | 24 | 18 | 73.1864
2034 | 1 | 24 | 19 | 68.7067
2034 | 1 | 24 | 20 | 65.852
2034 | 1 | 24 | 21 | 62.8763
2034 | 1 | 24 | 22 | 60.4427
2034 | 1 | 24 | 23 | 57.7895
2034 | 1 | 25 | 0 | 56.3218
2034 | 1 | 25 | 1 | 53.3946
2034 | 1 | 25 | 2 | 52.0648
2034 | 1 | 25 | 3 | 51.7528
2034 | 1 | 25 | 4 | 51.8972
2034 | 1 | 25 | 5 | 52.2548
2034 | 1 | 25 | 6 | 53.3749
2034 | 1 | 25 | 7 | 57.7374
2034 | 1 | 25 | 8 | 66.2872
2034 | 1 | 25 | 9 | 65.7569
2034 | 1 | 25 | 10 | 59.2547
2034 | 1 | 25 | 11 | 53.9656
2034 | 1 | 25 | 12 | 52.6943
2034 | 1 | 25 | 13 | 52.8514
2034 | 1 | 25 | 14 | 52.8538
2034 | 1 | 25 | 15 | 52.7291
2034 | 1 | 25 | 16 | 55.8827
2034 | 1 | 25 | 17 | 64.115
2034 | 1 | 25 | 18 | 72.7159
2034 | 1 | 25 | 19 | 68.0789
2034 | 1 | 25 | 20 | 65.273
2034 | 1 | 25 | 21 | 62.3861
2034 | 1 | 25 | 22 | 59.897
2034 | 1 | 25 | 23 | 57.2856
2034 | 1 | 26 | 0 | 55.7616
2034 | 1 | 26 | 1 | 53.5332
2034 | 1 | 26 | 2 | 52.2646
2034 | 1 | 26 | 3 | 52.0437
2034 | 1 | 26 | 4 | 52.2884
2034 | 1 | 26 | 5 | 52.8328
2034 | 1 | 26 | 6 | 53.4225
2034 | 1 | 26 | 7 | 58.1106
2034 | 1 | 26 | 8 | 67.355
2034 | 1 | 26 | 9 | 67.2304
2034 | 1 | 26 | 10 | 60.5959
2034 | 1 | 26 | 11 | 54.6408
2034 | 1 | 26 | 12 | 53.8718
2034 | 1 | 26 | 13 | 53.9746
2034 | 1 | 26 | 14 | 53.9912
2034 | 1 | 26 | 15 | 54.997
2034 | 1 | 26 | 16 | 59.5164
2034 | 1 | 26 | 17 | 68.8329
2034 | 1 | 26 | 18 | 75.2332
2034 | 1 | 26 | 19 | 71.627
2034 | 1 | 26 | 20 | 69.1518
2034 | 1 | 26 | 21 | 66.5828
2034 | 1 | 26 | 22 | 64.5822
2034 | 1 | 26 | 23 | 62.0531
2034 | 1 | 27 | 0 | 57.1314
2034 | 1 | 27 | 1 | 56.9981
2034 | 1 | 27 | 2 | 56.01
2034 | 1 | 27 | 3 | 56.0508
2034 | 1 | 27 | 4 | 56.6013
2034 | 1 | 27 | 5 | 57.3376
2034 | 1 | 27 | 6 | 57.5291
2034 | 1 | 27 | 7 | 62.1091
2034 | 1 | 27 | 8 | 69.6799
2034 | 1 | 27 | 9 | 67.0723
2034 | 1 | 27 | 10 | 58.9717
2034 | 1 | 27 | 11 | 52.3716
2034 | 1 | 27 | 12 | 52.508
2034 | 1 | 27 | 13 | 52.5837
2034 | 1 | 27 | 14 | 52.399
2034 | 1 | 27 | 15 | 53.0487
2034 | 1 | 27 | 16 | 57.3454
2034 | 1 | 27 | 17 | 66.1558
2034 | 1 | 27 | 18 | 75.4179
2034 | 1 | 27 | 19 | 71.6998
2034 | 1 | 27 | 20 | 68.9696
2034 | 1 | 27 | 21 | 66.3656
2034 | 1 | 27 | 22 | 64.3512
2034 | 1 | 27 | 23 | 61.6231
2034 | 1 | 28 | 0 | 61.196
2034 | 1 | 28 | 1 | 57.423
2034 | 1 | 28 | 2 | 55.8901
2034 | 1 | 28 | 3 | 55.2806
2034 | 1 | 28 | 4 | 54.9722
2034 | 1 | 28 | 5 | 54.7421
2034 | 1 | 28 | 6 | 53.4075
2034 | 1 | 28 | 7 | 55.8353
2034 | 1 | 28 | 8 | 63.9619
2034 | 1 | 28 | 9 | 65.0752
2034 | 1 | 28 | 10 | 60.4638
2034 | 1 | 28 | 11 | 54.8729
2034 | 1 | 28 | 12 | 50.8758
2034 | 1 | 28 | 13 | 50.8703
2034 | 1 | 28 | 14 | 49.6487
2034 | 1 | 28 | 15 | 50.0992
2034 | 1 | 28 | 16 | 53.9818
2034 | 1 | 28 | 17 | 61.9876
2034 | 1 | 28 | 18 | 73.6494
2034 | 1 | 28 | 19 | 68.2101
2034 | 1 | 28 | 20 | 63.386
2034 | 1 | 28 | 21 | 59.7839
2034 | 1 | 28 | 22 | 57.69
2034 | 1 | 28 | 23 | 55.9043
2034 | 1 | 29 | 0 | 53.8055
2034 | 1 | 29 | 1 | 52.2814
2034 | 1 | 29 | 2 | 50.9746
2034 | 1 | 29 | 3 | 50.4393
2034 | 1 | 29 | 4 | 50.4432
2034 | 1 | 29 | 5 | 50.3943
2034 | 1 | 29 | 6 | 48.6931
2034 | 1 | 29 | 7 | 50.9094
2034 | 1 | 29 | 8 | 60.0736
2034 | 1 | 29 | 9 | 62.0803
2034 | 1 | 29 | 10 | 56.7133
2034 | 1 | 29 | 11 | 51.4311
2034 | 1 | 29 | 12 | 50.3465
2034 | 1 | 29 | 13 | 50.5482
2034 | 1 | 29 | 14 | 50.2027
2034 | 1 | 29 | 15 | 51.7862
2034 | 1 | 29 | 16 | 58.0406
2034 | 1 | 29 | 17 | 68.4069
2034 | 1 | 29 | 18 | 76.0014
2034 | 1 | 29 | 19 | 70.94
2034 | 1 | 29 | 20 | 66.6052
2034 | 1 | 29 | 21 | 63.2553
2034 | 1 | 29 | 22 | 61.051
2034 | 1 | 29 | 23 | 59.1421
2034 | 1 | 30 | 0 | 55.6514
2034 | 1 | 30 | 1 | 56.1922
2034 | 1 | 30 | 2 | 55.5285
2034 | 1 | 30 | 3 | 55.7348
2034 | 1 | 30 | 4 | 56.3736
2034 | 1 | 30 | 5 | 57.1591
2034 | 1 | 30 | 6 | 56.5284
2034 | 1 | 30 | 7 | 61.1002
2034 | 1 | 30 | 8 | 69.3115
2034 | 1 | 30 | 9 | 67.1582
2034 | 1 | 30 | 10 | 60.386
2034 | 1 | 30 | 11 | 54.8549
2034 | 1 | 30 | 12 | 53.2924
2034 | 1 | 30 | 13 | 53.0222
2034 | 1 | 30 | 14 | 52.789
2034 | 1 | 30 | 15 | 53.5287
2034 | 1 | 30 | 16 | 57.0543
2034 | 1 | 30 | 17 | 65.1333
2034 | 1 | 30 | 18 | 73.941
2034 | 1 | 30 | 19 | 71.825
2034 | 1 | 30 | 20 | 69.6962
2034 | 1 | 30 | 21 | 66.9676
2034 | 1 | 30 | 22 | 64.596
2034 | 1 | 30 | 23 | 61.9733
2034 | 1 | 31 | 0 | 62.2804
2034 | 1 | 31 | 1 | 58.9926
2034 | 1 | 31 | 2 | 57.9088
2034 | 1 | 31 | 3 | 57.7985
2034 | 1 | 31 | 4 | 58.0827
2034 | 1 | 31 | 5 | 58.4912
2034 | 1 | 31 | 6 | 58.7
2034 | 1 | 31 | 7 | 63.4806
2034 | 1 | 31 | 8 | 72.3528
2034 | 1 | 31 | 9 | 70.9366
2034 | 1 | 31 | 10 | 63.6448
2034 | 1 | 31 | 11 | 57.1588
2034 | 1 | 31 | 12 | 56.889
2034 | 1 | 31 | 13 | 56.8485
2034 | 1 | 31 | 14 | 56.6345
2034 | 1 | 31 | 15 | 58.0324
2034 | 1 | 31 | 16 | 62.6435
2034 | 1 | 31 | 17 | 71.0998
2034 | 1 | 31 | 18 | 78.3649
2034 | 1 | 31 | 19 | 75.0222
2034 | 1 | 31 | 20 | 72.4975
2034 | 1 | 31 | 21 | 69.6406
2034 | 1 | 31 | 22 | 67.5402
2034 | 1 | 31 | 23 | 65.043
2034 | 2 | 1 | 0 | 58.5609
2034 | 2 | 1 | 1 | 58.9049
2034 | 2 | 1 | 2 | 58.0036
2034 | 2 | 1 | 3 | 58.1179
2034 | 2 | 1 | 4 | 58.7246
2034 | 2 | 1 | 5 | 59.3144
2034 | 2 | 1 | 6 | 60.0076
2034 | 2 | 1 | 7 | 64.4239
2034 | 2 | 1 | 8 | 72.5995
2034 | 2 | 1 | 9 | 70.6442
2034 | 2 | 1 | 10 | 64.462
2034 | 2 | 1 | 11 | 58.6337
2034 | 2 | 1 | 12 | 58.3413
2034 | 2 | 1 | 13 | 58.5531
2034 | 2 | 1 | 14 | 58.4787
2034 | 2 | 1 | 15 | 59.1866
2034 | 2 | 1 | 16 | 62.4881
2034 | 2 | 1 | 17 | 71.3854
2034 | 2 | 1 | 18 | 77.8477
2034 | 2 | 1 | 19 | 75.2833
2034 | 2 | 1 | 20 | 73.1881
2034 | 2 | 1 | 21 | 70.5481
2034 | 2 | 1 | 22 | 68.0795
2034 | 2 | 1 | 23 | 65.3858
2034 | 2 | 2 | 0 | 63.9172
2034 | 2 | 2 | 1 | 63.9317
2034 | 2 | 2 | 2 | 63.1035
2034 | 2 | 2 | 3 | 63.1995
2034 | 2 | 2 | 4 | 63.8116
2034 | 2 | 2 | 5 | 64.3479
2034 | 2 | 2 | 6 | 65.2807
2034 | 2 | 2 | 7 | 69.4323
2034 | 2 | 2 | 8 | 76.4033
2034 | 2 | 2 | 9 | 73.8187
2034 | 2 | 2 | 10 | 67.9965
2034 | 2 | 2 | 11 | 62.6205
2034 | 2 | 2 | 12 | 61.6982
2034 | 2 | 2 | 13 | 61.1086
2034 | 2 | 2 | 14 | 60.4121
2034 | 2 | 2 | 15 | 60.9282
2034 | 2 | 2 | 16 | 63.5078
2034 | 2 | 2 | 17 | 71.1288
2034 | 2 | 2 | 18 | 79.1235
2034 | 2 | 2 | 19 | 77.8746
2034 | 2 | 2 | 20 | 76.3792
2034 | 2 | 2 | 21 | 73.9546
2034 | 2 | 2 | 22 | 71.8819
2034 | 2 | 2 | 23 | 69.1718
2034 | 2 | 3 | 0 | 66.2585
2034 | 2 | 3 | 1 | 66.3597
2034 | 2 | 3 | 2 | 65.5013
2034 | 2 | 3 | 3 | 65.5076
2034 | 2 | 3 | 4 | 66.0061
2034 | 2 | 3 | 5 | 66.3809
2034 | 2 | 3 | 6 | 66.9911
2034 | 2 | 3 | 7 | 71.3166
2034 | 2 | 3 | 8 | 78.5975
2034 | 2 | 3 | 9 | 75.0102
2034 | 2 | 3 | 10 | 67.4243
2034 | 2 | 3 | 11 | 61.5601
2034 | 2 | 3 | 12 | 61.212
2034 | 2 | 3 | 13 | 61.2207
2034 | 2 | 3 | 14 | 59.9532
2034 | 2 | 3 | 15 | 59.9714
2034 | 2 | 3 | 16 | 62.4222
2034 | 2 | 3 | 17 | 70.0747
2034 | 2 | 3 | 18 | 79.3411
2034 | 2 | 3 | 19 | 77.2134
2034 | 2 | 3 | 20 | 75.2248
2034 | 2 | 3 | 21 | 72.78
2034 | 2 | 3 | 22 | 70.885
2034 | 2 | 3 | 23 | 68.1784
2034 | 2 | 4 | 0 | 65.0017
2034 | 2 | 4 | 1 | 65.3749
2034 | 2 | 4 | 2 | 64.6978
2034 | 2 | 4 | 3 | 64.6035
2034 | 2 | 4 | 4 | 64.9782
2034 | 2 | 4 | 5 | 65.4737
2034 | 2 | 4 | 6 | 65.934
2034 | 2 | 4 | 7 | 68.3153
2034 | 2 | 4 | 8 | 73.8174
2034 | 2 | 4 | 9 | 73.4288
2034 | 2 | 4 | 10 | 70.2921
2034 | 2 | 4 | 11 | 65.7958
2034 | 2 | 4 | 12 | 64.5457
2034 | 2 | 4 | 13 | 63.4086
2034 | 2 | 4 | 14 | 62.0979
2034 | 2 | 4 | 15 | 63.1547
2034 | 2 | 4 | 16 | 66.7917
2034 | 2 | 4 | 17 | 74.0035
2034 | 2 | 4 | 18 | 82.7605
2034 | 2 | 4 | 19 | 80.1075
2034 | 2 | 4 | 20 | 75.6634
2034 | 2 | 4 | 21 | 72.2728
2034 | 2 | 4 | 22 | 70.021
2034 | 2 | 4 | 23 | 68.089
2034 | 2 | 5 | 0 | 67.347
2034 | 2 | 5 | 1 | 66.2255
2034 | 2 | 5 | 2 | 65.5731
2034 | 2 | 5 | 3 | 65.5438
2034 | 2 | 5 | 4 | 65.915
2034 | 2 | 5 | 5 | 66.2908
2034 | 2 | 5 | 6 | 66.1998
2034 | 2 | 5 | 7 | 67.4713
2034 | 2 | 5 | 8 | 71.3842
2034 | 2 | 5 | 9 | 69.9267
2034 | 2 | 5 | 10 | 67.2243
2034 | 2 | 5 | 11 | 63.0185
2034 | 2 | 5 | 12 | 63.7306
2034 | 2 | 5 | 13 | 63.5523
2034 | 2 | 5 | 14 | 62.9304
2034 | 2 | 5 | 15 | 63.697
2034 | 2 | 5 | 16 | 66.3038
2034 | 2 | 5 | 17 | 72.7135
2034 | 2 | 5 | 18 | 83.3741
2034 | 2 | 5 | 19 | 81.1482
2034 | 2 | 5 | 20 | 77.1456
2034 | 2 | 5 | 21 | 73.6308
2034 | 2 | 5 | 22 | 70.7028
2034 | 2 | 5 | 23 | 68.4332
2034 | 2 | 6 | 0 | 66.8643
2034 | 2 | 6 | 1 | 67.1057
2034 | 2 | 6 | 2 | 66.6913
2034 | 2 | 6 | 3 | 66.9859
2034 | 2 | 6 | 4 | 67.7013
2034 | 2 | 6 | 5 | 68.2099
2034 | 2 | 6 | 6 | 69.0507
2034 | 2 | 6 | 7 | 73.2155
2034 | 2 | 6 | 8 | 80.4118
2034 | 2 | 6 | 9 | 76.5486
2034 | 2 | 6 | 10 | 69.8664
2034 | 2 | 6 | 11 | 64.7928
2034 | 2 | 6 | 12 | 65.2136
2034 | 2 | 6 | 13 | 64.7174
2034 | 2 | 6 | 14 | 64.1112
2034 | 2 | 6 | 15 | 64.5613
2034 | 2 | 6 | 16 | 66.5691
2034 | 2 | 6 | 17 | 73.7267
2034 | 2 | 6 | 18 | 83.2562
2034 | 2 | 6 | 19 | 81.4351
2034 | 2 | 6 | 20 | 79.5693
2034 | 2 | 6 | 21 | 76.7749
2034 | 2 | 6 | 22 | 74.2706
2034 | 2 | 6 | 23 | 71.538
2034 | 2 | 7 | 0 | 68.6584
2034 | 2 | 7 | 1 | 68.6778
2034 | 2 | 7 | 2 | 67.8815
2034 | 2 | 7 | 3 | 67.9857
2034 | 2 | 7 | 4 | 68.5135
2034 | 2 | 7 | 5 | 68.8612
2034 | 2 | 7 | 6 | 68.7778
2034 | 2 | 7 | 7 | 73.5908
2034 | 2 | 7 | 8 | 83.0103
2034 | 2 | 7 | 9 | 82.1234
2034 | 2 | 7 | 10 | 75.4003
2034 | 2 | 7 | 11 | 68.9095
2034 | 2 | 7 | 12 | 67.461
2034 | 2 | 7 | 13 | 66.5798
2034 | 2 | 7 | 14 | 66.114
2034 | 2 | 7 | 15 | 67.1492
2034 | 2 | 7 | 16 | 70.791
2034 | 2 | 7 | 17 | 77.7124
2034 | 2 | 7 | 18 | 82.6682
2034 | 2 | 7 | 19 | 80.6847
2034 | 2 | 7 | 20 | 78.8594
2034 | 2 | 7 | 21 | 76.1693
2034 | 2 | 7 | 22 | 73.8125
2034 | 2 | 7 | 23 | 71.1512
2034 | 2 | 8 | 0 | 68.0802
2034 | 2 | 8 | 1 | 66.828
2034 | 2 | 8 | 2 | 65.8539
2034 | 2 | 8 | 3 | 65.7508
2034 | 2 | 8 | 4 | 66.1186
2034 | 2 | 8 | 5 | 66.3597
2034 | 2 | 8 | 6 | 66.9443
2034 | 2 | 8 | 7 | 71.1418
2034 | 2 | 8 | 8 | 79.1252
2034 | 2 | 8 | 9 | 76.7554
2034 | 2 | 8 | 10 | 69.9085
2034 | 2 | 8 | 11 | 64.4217
2034 | 2 | 8 | 12 | 65.1758
2034 | 2 | 8 | 13 | 64.6146
2034 | 2 | 8 | 14 | 64.2438
2034 | 2 | 8 | 15 | 64.1327
2034 | 2 | 8 | 16 | 66.5276
2034 | 2 | 8 | 17 | 73.7614
2034 | 2 | 8 | 18 | 79.4408
2034 | 2 | 8 | 19 | 77.1183
2034 | 2 | 8 | 20 | 75.2104
2034 | 2 | 8 | 21 | 72.5285
2034 | 2 | 8 | 22 | 70.0148
2034 | 2 | 8 | 23 | 67.303
2034 | 2 | 9 | 0 | 65.8729
2034 | 2 | 9 | 1 | 61.4015
2034 | 2 | 9 | 2 | 60.0971
2034 | 2 | 9 | 3 | 59.6733
2034 | 2 | 9 | 4 | 59.6904
2034 | 2 | 9 | 5 | 59.7886
2034 | 2 | 9 | 6 | 60.7028
2034 | 2 | 9 | 7 | 64.9615
2034 | 2 | 9 | 8 | 73.6897
2034 | 2 | 9 | 9 | 73.1447
2034 | 2 | 9 | 10 | 67.58
2034 | 2 | 9 | 11 | 62.7209
2034 | 2 | 9 | 12 | 61.726
2034 | 2 | 9 | 13 | 61.4063
2034 | 2 | 9 | 14 | 61.0664
2034 | 2 | 9 | 15 | 60.9943
2034 | 2 | 9 | 16 | 63.6385
2034 | 2 | 9 | 17 | 70.6168
2034 | 2 | 9 | 18 | 77.009
2034 | 2 | 9 | 19 | 73.0718
2034 | 2 | 9 | 20 | 70.3665
2034 | 2 | 9 | 21 | 67.4494
2034 | 2 | 9 | 22 | 65.2094
2034 | 2 | 9 | 23 | 62.7098
2034 | 2 | 10 | 0 | 58.6263
2034 | 2 | 10 | 1 | 54.9277
2034 | 2 | 10 | 2 | 53.4508
2034 | 2 | 10 | 3 | 52.9502
2034 | 2 | 10 | 4 | 52.9435
2034 | 2 | 10 | 5 | 53.146
2034 | 2 | 10 | 6 | 53.4231
2034 | 2 | 10 | 7 | 57.9873
2034 | 2 | 10 | 8 | 66.9672
2034 | 2 | 10 | 9 | 66.1083
2034 | 2 | 10 | 10 | 59.3883
2034 | 2 | 10 | 11 | 54.6709
2034 | 2 | 10 | 12 | 54.052
2034 | 2 | 10 | 13 | 53.9342
2034 | 2 | 10 | 14 | 53.4468
2034 | 2 | 10 | 15 | 52.8775
2034 | 2 | 10 | 16 | 55.9658
2034 | 2 | 10 | 17 | 63.0867
2034 | 2 | 10 | 18 | 69.282
2034 | 2 | 10 | 19 | 65.7674
2034 | 2 | 10 | 20 | 62.9625
2034 | 2 | 10 | 21 | 60.2876
2034 | 2 | 10 | 22 | 58.3914
2034 | 2 | 10 | 23 | 56.0663
2034 | 2 | 11 | 0 | 55.0526
2034 | 2 | 11 | 1 | 50.719
2034 | 2 | 11 | 2 | 49.5488
2034 | 2 | 11 | 3 | 49.0416
2034 | 2 | 11 | 4 | 49.1171
2034 | 2 | 11 | 5 | 49.0147
2034 | 2 | 11 | 6 | 48.5387
2034 | 2 | 11 | 7 | 51.3504
2034 | 2 | 11 | 8 | 59.2958
2034 | 2 | 11 | 9 | 59.3353
2034 | 2 | 11 | 10 | 54.8298
2034 | 2 | 11 | 11 | 50.1197
2034 | 2 | 11 | 12 | 50.5742
2034 | 2 | 11 | 13 | 51.6978
2034 | 2 | 11 | 14 | 51.3543
2034 | 2 | 11 | 15 | 51.567
2034 | 2 | 11 | 16 | 54.0427
2034 | 2 | 11 | 17 | 61.0296
2034 | 2 | 11 | 18 | 69.0137
2034 | 2 | 11 | 19 | 65.8289
2034 | 2 | 11 | 20 | 61.5563
2034 | 2 | 11 | 21 | 58.1519
2034 | 2 | 11 | 22 | 56.3888
2034 | 2 | 11 | 23 | 54.8233
2034 | 2 | 12 | 0 | 53.2617
2034 | 2 | 12 | 1 | 49.3649
2034 | 2 | 12 | 2 | 48.1775
2034 | 2 | 12 | 3 | 47.8085
2034 | 2 | 12 | 4 | 47.8856
2034 | 2 | 12 | 5 | 47.6322
2034 | 2 | 12 | 6 | 46.4984
2034 | 2 | 12 | 7 | 48.651
2034 | 2 | 12 | 8 | 57.3631
2034 | 2 | 12 | 9 | 57.3935
2034 | 2 | 12 | 10 | 52.6585
2034 | 2 | 12 | 11 | 47.8787
2034 | 2 | 12 | 12 | 48.3945
2034 | 2 | 12 | 13 | 48.9899
2034 | 2 | 12 | 14 | 49.2688
2034 | 2 | 12 | 15 | 49.9631
2034 | 2 | 12 | 16 | 54.0178
2034 | 2 | 12 | 17 | 62.7754
2034 | 2 | 12 | 18 | 69.9042
2034 | 2 | 12 | 19 | 65.0795
2034 | 2 | 12 | 20 | 60.745
2034 | 2 | 12 | 21 | 57.0031
2034 | 2 | 12 | 22 | 54.5382
2034 | 2 | 12 | 23 | 52.6558
2034 | 2 | 13 | 0 | 50.7797
2034 | 2 | 13 | 1 | 50.2318
2034 | 2 | 13 | 2 | 49.4032
2034 | 2 | 13 | 3 | 49.4463
2034 | 2 | 13 | 4 | 49.9553
2034 | 2 | 13 | 5 | 50.6576
2034 | 2 | 13 | 6 | 51.36
2034 | 2 | 13 | 7 | 56.273
2034 | 2 | 13 | 8 | 65.8955
2034 | 2 | 13 | 9 | 64.2314
2034 | 2 | 13 | 10 | 58.0592
2034 | 2 | 13 | 11 | 52.9829
2034 | 2 | 13 | 12 | 51.8499
2034 | 2 | 13 | 13 | 52.2887
2034 | 2 | 13 | 14 | 52.5558
2034 | 2 | 13 | 15 | 53.5262
2034 | 2 | 13 | 16 | 56.8374
2034 | 2 | 13 | 17 | 65.498
2034 | 2 | 13 | 18 | 75.8601
2034 | 2 | 13 | 19 | 72.3886
2034 | 2 | 13 | 20 | 69.2725
2034 | 2 | 13 | 21 | 66.0043
2034 | 2 | 13 | 22 | 63.6522
2034 | 2 | 13 | 23 | 61.3473
2034 | 2 | 14 | 0 | 56.5674
2034 | 2 | 14 | 1 | 59.0115
2034 | 2 | 14 | 2 | 58.4148
2034 | 2 | 14 | 3 | 58.8808
2034 | 2 | 14 | 4 | 59.8341
2034 | 2 | 14 | 5 | 60.8196
2034 | 2 | 14 | 6 | 61.854
2034 | 2 | 14 | 7 | 66.7415
2034 | 2 | 14 | 8 | 74.3409
2034 | 2 | 14 | 9 | 69.6732
2034 | 2 | 14 | 10 | 61.4978
2034 | 2 | 14 | 11 | 54.574
2034 | 2 | 14 | 12 | 53.843
2034 | 2 | 14 | 13 | 53.9055
2034 | 2 | 14 | 14 | 53.8413
2034 | 2 | 14 | 15 | 55.3864
2034 | 2 | 14 | 16 | 58.8404
2034 | 2 | 14 | 17 | 66.8449
2034 | 2 | 14 | 18 | 79.6908
2034 | 2 | 14 | 19 | 78.1484
2034 | 2 | 14 | 20 | 76.0246
2034 | 2 | 14 | 21 | 73.2503
2034 | 2 | 14 | 22 | 70.9226
2034 | 2 | 14 | 23 | 68.3267
2034 | 2 | 15 | 0 | 66.4218
2034 | 2 | 15 | 1 | 65.3607
2034 | 2 | 15 | 2 | 64.5308
2034 | 2 | 15 | 3 | 64.5011
2034 | 2 | 15 | 4 | 64.9545
2034 | 2 | 15 | 5 | 65.3163
2034 | 2 | 15 | 6 | 66.3155
2034 | 2 | 15 | 7 | 70.3462
2034 | 2 | 15 | 8 | 76.7251
2034 | 2 | 15 | 9 | 71.3256
2034 | 2 | 15 | 10 | 63.7194
2034 | 2 | 15 | 11 | 58.245
2034 | 2 | 15 | 12 | 59.3759
2034 | 2 | 15 | 13 | 59.6991
2034 | 2 | 15 | 14 | 58.9459
2034 | 2 | 15 | 15 | 58.8137
2034 | 2 | 15 | 16 | 60.3372
2034 | 2 | 15 | 17 | 67.5393
2034 | 2 | 15 | 18 | 76.3921
2034 | 2 | 15 | 19 | 74.1092
2034 | 2 | 15 | 20 | 71.7685
2034 | 2 | 15 | 21 | 68.6438
2034 | 2 | 15 | 22 | 66.0587
2034 | 2 | 15 | 23 | 63.2964
2034 | 2 | 16 | 0 | 62.4911
2034 | 2 | 16 | 1 | 61.6777
2034 | 2 | 16 | 2 | 60.6211
2034 | 2 | 16 | 3 | 60.5037
2034 | 2 | 16 | 4 | 60.8381
2034 | 2 | 16 | 5 | 61.3334
2034 | 2 | 16 | 6 | 62.2835
2034 | 2 | 16 | 7 | 66.7136
2034 | 2 | 16 | 8 | 75.2907
2034 | 2 | 16 | 9 | 73.5836
2034 | 2 | 16 | 10 | 66.9761
2034 | 2 | 16 | 11 | 60.3142
2034 | 2 | 16 | 12 | 55.4446
2034 | 2 | 16 | 13 | 56.3089
2034 | 2 | 16 | 14 | 57.1304
2034 | 2 | 16 | 15 | 57.1513
2034 | 2 | 16 | 16 | 58.1173
2034 | 2 | 16 | 17 | 65.1874
2034 | 2 | 16 | 18 | 74.3226
2034 | 2 | 16 | 19 | 73.2799
2034 | 2 | 16 | 20 | 71.3104
2034 | 2 | 16 | 21 | 68.7823
2034 | 2 | 16 | 22 | 66.4463
2034 | 2 | 16 | 23 | 63.6901
2034 | 2 | 17 | 0 | 62.3482
2034 | 2 | 17 | 1 | 61.935
2034 | 2 | 17 | 2 | 61.0141
2034 | 2 | 17 | 3 | 61.0231
2034 | 2 | 17 | 4 | 61.562
2034 | 2 | 17 | 5 | 62.1535
2034 | 2 | 17 | 6 | 62.775
2034 | 2 | 17 | 7 | 67.5907
2034 | 2 | 17 | 8 | 76.4377
2034 | 2 | 17 | 9 | 74.2024
2034 | 2 | 17 | 10 | 66.1388
2034 | 2 | 17 | 11 | 59.556
2034 | 2 | 17 | 12 | 54.9393
2034 | 2 | 17 | 13 | 54.7719
2034 | 2 | 17 | 14 | 54.0098
2034 | 2 | 17 | 15 | 53.3856
2034 | 2 | 17 | 16 | 55.2543
2034 | 2 | 17 | 17 | 61.3278
2034 | 2 | 17 | 18 | 73.7939
2034 | 2 | 17 | 19 | 74.1153
2034 | 2 | 17 | 20 | 72.6702
2034 | 2 | 17 | 21 | 70.5719
2034 | 2 | 17 | 22 | 68.8332
2034 | 2 | 17 | 23 | 66.3614
2034 | 2 | 18 | 0 | 63.9019
2034 | 2 | 18 | 1 | 62.6595
2034 | 2 | 18 | 2 | 61.9885
2034 | 2 | 18 | 3 | 61.9396
2034 | 2 | 18 | 4 | 62.3035
2034 | 2 | 18 | 5 | 62.7524
2034 | 2 | 18 | 6 | 62.717
2034 | 2 | 18 | 7 | 65.0168
2034 | 2 | 18 | 8 | 69.9588
2034 | 2 | 18 | 9 | 67.2649
2034 | 2 | 18 | 10 | 62.7736
2034 | 2 | 18 | 11 | 57.6432
2034 | 2 | 18 | 12 | 56.1437
2034 | 2 | 18 | 13 | 56.1842
2034 | 2 | 18 | 14 | 55.4646
2034 | 2 | 18 | 15 | 55.6653
2034 | 2 | 18 | 16 | 57.3751
2034 | 2 | 18 | 17 | 63.1828
2034 | 2 | 18 | 18 | 74.3151
2034 | 2 | 18 | 19 | 74.2889
2034 | 2 | 18 | 20 | 70.5608
2034 | 2 | 18 | 21 | 67.3961
2034 | 2 | 18 | 22 | 65.2927
2034 | 2 | 18 | 23 | 63.4768
2034 | 2 | 19 | 0 | 62.7639
2034 | 2 | 19 | 1 | 60.1205
2034 | 2 | 19 | 2 | 59.2631
2034 | 2 | 19 | 3 | 59.0941
2034 | 2 | 19 | 4 | 59.2998
2034 | 2 | 19 | 5 | 59.51
2034 | 2 | 19 | 6 | 58.41
2034 | 2 | 19 | 7 | 59.913
2034 | 2 | 19 | 8 | 65.4453
2034 | 2 | 19 | 9 | 63.3752
2034 | 2 | 19 | 10 | 58.5633
2034 | 2 | 19 | 11 | 53.8953
2034 | 2 | 19 | 12 | 55.6753
2034 | 2 | 19 | 13 | 56.0108
2034 | 2 | 19 | 14 | 56.3281
2034 | 2 | 19 | 15 | 57.0394
2034 | 2 | 19 | 16 | 60.3682
2034 | 2 | 19 | 17 | 67.2535
2034 | 2 | 19 | 18 | 75.0746
2034 | 2 | 19 | 19 | 72.4679
2034 | 2 | 19 | 20 | 68.2272
2034 | 2 | 19 | 21 | 64.5494
2034 | 2 | 19 | 22 | 61.7176
2034 | 2 | 19 | 23 | 59.6452
2034 | 2 | 20 | 0 | 58.5071
2034 | 2 | 20 | 1 | 63.6409
2034 | 2 | 20 | 2 | 62.9439
2034 | 2 | 20 | 3 | 62.9186
2034 | 2 | 20 | 4 | 63.4443
2034 | 2 | 20 | 5 | 64.0116
2034 | 2 | 20 | 6 | 63.521
2034 | 2 | 20 | 7 | 65.6113
2034 | 2 | 20 | 8 | 71.4393
2034 | 2 | 20 | 9 | 66.0663
2034 | 2 | 20 | 10 | 55.6777
2034 | 2 | 20 | 11 | 48.8784
2034 | 2 | 20 | 12 | 49.5081
2034 | 2 | 20 | 13 | 51.3989
2034 | 2 | 20 | 14 | 50.9873
2034 | 2 | 20 | 15 | 50.9725
2034 | 2 | 20 | 16 | 51.7567
2034 | 2 | 20 | 17 | 60.4563
2034 | 2 | 20 | 18 | 74.9326
2034 | 2 | 20 | 19 | 74.2119
2034 | 2 | 20 | 20 | 71.919
2034 | 2 | 20 | 21 | 68.9702
2034 | 2 | 20 | 22 | 66.3412
2034 | 2 | 20 | 23 | 63.8212
2034 | 2 | 21 | 0 | 64.6847
2034 | 2 | 21 | 1 | 63.352
2034 | 2 | 21 | 2 | 62.2449
2034 | 2 | 21 | 3 | 62.0037
2034 | 2 | 21 | 4 | 62.2126
2034 | 2 | 21 | 5 | 62.4399
2034 | 2 | 21 | 6 | 63.3087
2034 | 2 | 21 | 7 | 67.8418
2034 | 2 | 21 | 8 | 76.0006
2034 | 2 | 21 | 9 | 73.2823
2034 | 2 | 21 | 10 | 66.2816
2034 | 2 | 21 | 11 | 60.7618
2034 | 2 | 21 | 12 | 59.4576
2034 | 2 | 21 | 13 | 59.3085
2034 | 2 | 21 | 14 | 59.0417
2034 | 2 | 21 | 15 | 58.999
2034 | 2 | 21 | 16 | 61.1282
2034 | 2 | 21 | 17 | 66.3809
2034 | 2 | 21 | 18 | 75.3361
2034 | 2 | 21 | 19 | 72.6554
2034 | 2 | 21 | 20 | 70.2028
2034 | 2 | 21 | 21 | 66.9925
2034 | 2 | 21 | 22 | 64.5506
2034 | 2 | 21 | 23 | 62.0581
2034 | 2 | 22 | 0 | 60.463
2034 | 2 | 22 | 1 | 56.0179
2034 | 2 | 22 | 2 | 54.7104
2034 | 2 | 22 | 3 | 54.3213
2034 | 2 | 22 | 4 | 54.354
2034 | 2 | 22 | 5 | 54.5967
2034 | 2 | 22 | 6 | 55.2813
2034 | 2 | 22 | 7 | 59.6571
2034 | 2 | 22 | 8 | 68.4418
2034 | 2 | 22 | 9 | 66.2686
2034 | 2 | 22 | 10 | 59.0787
2034 | 2 | 22 | 11 | 53.8841
2034 | 2 | 22 | 12 | 53.1224
2034 | 2 | 22 | 13 | 54.3422
2034 | 2 | 22 | 14 | 55.0374
2034 | 2 | 22 | 15 | 54.1595
2034 | 2 | 22 | 16 | 55.2942
2034 | 2 | 22 | 17 | 62.1421
2034 | 2 | 22 | 18 | 68.256
2034 | 2 | 22 | 19 | 65.3189
2034 | 2 | 22 | 20 | 62.7655
2034 | 2 | 22 | 21 | 59.7647
2034 | 2 | 22 | 22 | 57.1083
2034 | 2 | 22 | 23 | 54.5799
2034 | 2 | 23 | 0 | 54.5365
2034 | 2 | 23 | 1 | 50.6109
2034 | 2 | 23 | 2 | 49.3586
2034 | 2 | 23 | 3 | 49.1348
2034 | 2 | 23 | 4 | 49.3917
2034 | 2 | 23 | 5 | 49.9846
2034 | 2 | 23 | 6 | 51.377
2034 | 2 | 23 | 7 | 55.9958
2034 | 2 | 23 | 8 | 64.7228
2034 | 2 | 23 | 9 | 62.9694
2034 | 2 | 23 | 10 | 55.9944
2034 | 2 | 23 | 11 | 51.0352
2034 | 2 | 23 | 12 | 51.1792
2034 | 2 | 23 | 13 | 51.6408
2034 | 2 | 23 | 14 | 52.4658
2034 | 2 | 23 | 15 | 52.296
2034 | 2 | 23 | 16 | 54.8388
2034 | 2 | 23 | 17 | 61.6411
2034 | 2 | 23 | 18 | 68.5811
2034 | 2 | 23 | 19 | 66.2385
2034 | 2 | 23 | 20 | 63.9692
2034 | 2 | 23 | 21 | 61.2466
2034 | 2 | 23 | 22 | 59.0271
2034 | 2 | 23 | 23 | 56.6813
2034 | 2 | 24 | 0 | 54.7486
2034 | 2 | 24 | 1 | 51.2533
2034 | 2 | 24 | 2 | 50.0065
2034 | 2 | 24 | 3 | 49.7529
2034 | 2 | 24 | 4 | 50.0582
2034 | 2 | 24 | 5 | 50.6473
2034 | 2 | 24 | 6 | 51.8176
2034 | 2 | 24 | 7 | 56.7017
2034 | 2 | 24 | 8 | 65.5042
2034 | 2 | 24 | 9 | 63.3984
2034 | 2 | 24 | 10 | 56.1521
2034 | 2 | 24 | 11 | 50.5965
2034 | 2 | 24 | 12 | 49.3803
2034 | 2 | 24 | 13 | 49.9523
2034 | 2 | 24 | 14 | 50.0456
2034 | 2 | 24 | 15 | 49.5693
2034 | 2 | 24 | 16 | 52.3765
2034 | 2 | 24 | 17 | 58.9986
2034 | 2 | 24 | 18 | 66.5045
2034 | 2 | 24 | 19 | 64.0591
2034 | 2 | 24 | 20 | 61.5941
2034 | 2 | 24 | 21 | 58.7743
2034 | 2 | 24 | 22 | 56.8377
2034 | 2 | 24 | 23 | 54.512
2034 | 2 | 25 | 0 | 54.4247
2034 | 2 | 25 | 1 | 49.8975
2034 | 2 | 25 | 2 | 48.6128
2034 | 2 | 25 | 3 | 48.1665
2034 | 2 | 25 | 4 | 48.1678
2034 | 2 | 25 | 5 | 48.0735
2034 | 2 | 25 | 6 | 47.7833
2034 | 2 | 25 | 7 | 50.5691
2034 | 2 | 25 | 8 | 59.0478
2034 | 2 | 25 | 9 | 58.3403
2034 | 2 | 25 | 10 | 52.9933
2034 | 2 | 25 | 11 | 47.9717
2034 | 2 | 25 | 12 | 46.7486
2034 | 2 | 25 | 13 | 47.3491
2034 | 2 | 25 | 14 | 47.4738
2034 | 2 | 25 | 15 | 47.6167
2034 | 2 | 25 | 16 | 50.9664
2034 | 2 | 25 | 17 | 58.5021
2034 | 2 | 25 | 18 | 68.6167
2034 | 2 | 25 | 19 | 64.6357
2034 | 2 | 25 | 20 | 60.4701
2034 | 2 | 25 | 21 | 56.9104
2034 | 2 | 25 | 22 | 55.0923
2034 | 2 | 25 | 23 | 53.6306
2034 | 2 | 26 | 0 | 50.6123
2034 | 2 | 26 | 1 | 48.597
2034 | 2 | 26 | 2 | 47.3411
2034 | 2 | 26 | 3 | 46.9174
2034 | 2 | 26 | 4 | 46.973
2034 | 2 | 26 | 5 | 46.8024
2034 | 2 | 26 | 6 | 45.8102
2034 | 2 | 26 | 7 | 48.1107
2034 | 2 | 26 | 8 | 57.3921
2034 | 2 | 26 | 9 | 57.4241
2034 | 2 | 26 | 10 | 52.3992
2034 | 2 | 26 | 11 | 47.1095
2034 | 2 | 26 | 12 | 45.8537
2034 | 2 | 26 | 13 | 47.3452
2034 | 2 | 26 | 14 | 47.806
2034 | 2 | 26 | 15 | 48.3368
2034 | 2 | 26 | 16 | 52.4174
2034 | 2 | 26 | 17 | 60.7111
2034 | 2 | 26 | 18 | 68.3693
2034 | 2 | 26 | 19 | 65.841
2034 | 2 | 26 | 20 | 62.716
2034 | 2 | 26 | 21 | 59.4554
2034 | 2 | 26 | 22 | 57.4326
2034 | 2 | 26 | 23 | 55.8313
2034 | 2 | 27 | 0 | 50.2817
2034 | 2 | 27 | 1 | 50.0881
2034 | 2 | 27 | 2 | 49.404
2034 | 2 | 27 | 3 | 49.5349
2034 | 2 | 27 | 4 | 50.0701
2034 | 2 | 27 | 5 | 50.8515
2034 | 2 | 27 | 6 | 51.4102
2034 | 2 | 27 | 7 | 55.3146
2034 | 2 | 27 | 8 | 60.4872
2034 | 2 | 27 | 9 | 54.4696
2034 | 2 | 27 | 10 | 48.6108
2034 | 2 | 27 | 11 | 44.938
2034 | 2 | 27 | 12 | 43.6917
2034 | 2 | 27 | 13 | 45.6493
2034 | 2 | 27 | 14 | 45.7399
2034 | 2 | 27 | 15 | 44.8882
2034 | 2 | 27 | 16 | 44.8346
2034 | 2 | 27 | 17 | 50.128
2034 | 2 | 27 | 18 | 62.856
2034 | 2 | 27 | 19 | 63.1663
2034 | 2 | 27 | 20 | 61.7342
2034 | 2 | 27 | 21 | 58.9408
2034 | 2 | 27 | 22 | 56.6809
2034 | 2 | 27 | 23 | 54.4016
2034 | 2 | 28 | 0 | 54.0096
2034 | 2 | 28 | 1 | 51.6472
2034 | 2 | 28 | 2 | 50.7535
2034 | 2 | 28 | 3 | 50.8709
2034 | 2 | 28 | 4 | 51.4046
2034 | 2 | 28 | 5 | 52.1505
2034 | 2 | 28 | 6 | 53.3701
2034 | 2 | 28 | 7 | 57.5973
2034 | 2 | 28 | 8 | 63.0457
2034 | 2 | 28 | 9 | 57.3888
2034 | 2 | 28 | 10 | 50.404
2034 | 2 | 28 | 11 | 45.6486
2034 | 2 | 28 | 12 | 43.8711
2034 | 2 | 28 | 13 | 45.6623
2034 | 2 | 28 | 14 | 46.0488
2034 | 2 | 28 | 15 | 45.4742
2034 | 2 | 28 | 16 | 45.5417
2034 | 2 | 28 | 17 | 50.2834
2034 | 2 | 28 | 18 | 63.1795
2034 | 2 | 28 | 19 | 63.3991
2034 | 2 | 28 | 20 | 62.165
2034 | 2 | 28 | 21 | 59.4647
2034 | 2 | 28 | 22 | 57.222
2034 | 2 | 28 | 23 | 54.8301
2034 | 3 | 1 | 0 | 54.6943
2034 | 3 | 1 | 1 | 53.1305
2034 | 3 | 1 | 2 | 52.2271
2034 | 3 | 1 | 3 | 52.2632
2034 | 3 | 1 | 4 | 52.6771
2034 | 3 | 1 | 5 | 53.1147
2034 | 3 | 1 | 6 | 53.2371
2034 | 3 | 1 | 7 | 58.201
2034 | 3 | 1 | 8 | 66.7204
2034 | 3 | 1 | 9 | 62.3276
2034 | 3 | 1 | 10 | 53.4736
2034 | 3 | 1 | 11 | 48.0978
2034 | 3 | 1 | 12 | 49.0918
2034 | 3 | 1 | 13 | 49.7424
2034 | 3 | 1 | 14 | 49.5142
2034 | 3 | 1 | 15 | 49.2475
2034 | 3 | 1 | 16 | 52.56
2034 | 3 | 1 | 17 | 61.7728
2034 | 3 | 1 | 18 | 67.0458
2034 | 3 | 1 | 19 | 64.6892
2034 | 3 | 1 | 20 | 62.3835
2034 | 3 | 1 | 21 | 59.3453
2034 | 3 | 1 | 22 | 56.8537
2034 | 3 | 1 | 23 | 54.3554
2034 | 3 | 2 | 0 | 53.8297
2034 | 3 | 2 | 1 | 53.4404
2034 | 3 | 2 | 2 | 52.4312
2034 | 3 | 2 | 3 | 52.4303
2034 | 3 | 2 | 4 | 52.851
2034 | 3 | 2 | 5 | 53.4145
2034 | 3 | 2 | 6 | 54.8175
2034 | 3 | 2 | 7 | 59.78
2034 | 3 | 2 | 8 | 68.0422
2034 | 3 | 2 | 9 | 64.0588
2034 | 3 | 2 | 10 | 55.6507
2034 | 3 | 2 | 11 | 49.772
2034 | 3 | 2 | 12 | 50.9142
2034 | 3 | 2 | 13 | 51.6541
2034 | 3 | 2 | 14 | 51.7977
2034 | 3 | 2 | 15 | 52.3214
2034 | 3 | 2 | 16 | 56.36
2034 | 3 | 2 | 17 | 65.7608
2034 | 3 | 2 | 18 | 71.1259
2034 | 3 | 2 | 19 | 69.8704
2034 | 3 | 2 | 20 | 67.9983
2034 | 3 | 2 | 21 | 65.3522
2034 | 3 | 2 | 22 | 63.2864
2034 | 3 | 2 | 23 | 60.8557
2034 | 3 | 3 | 0 | 56.783
2034 | 3 | 3 | 1 | 58.7382
2034 | 3 | 3 | 2 | 57.976
2034 | 3 | 3 | 3 | 58.1832
2034 | 3 | 3 | 4 | 58.8617
2034 | 3 | 3 | 5 | 59.5434
2034 | 3 | 3 | 6 | 60.6792
2034 | 3 | 3 | 7 | 65.2168
2034 | 3 | 3 | 8 | 70.5419
2034 | 3 | 3 | 9 | 62.8933
2034 | 3 | 3 | 10 | 53.119
2034 | 3 | 3 | 11 | 47.2809
2034 | 3 | 3 | 12 | 51.2654
2034 | 3 | 3 | 13 | 51.6804
2034 | 3 | 3 | 14 | 51.366
2034 | 3 | 3 | 15 | 51.244
2034 | 3 | 3 | 16 | 54.9465
2034 | 3 | 3 | 17 | 63.1811
2034 | 3 | 3 | 18 | 72.5046
2034 | 3 | 3 | 19 | 71.422
2034 | 3 | 3 | 20 | 69.6193
2034 | 3 | 3 | 21 | 67.0732
2034 | 3 | 3 | 22 | 65.1606
2034 | 3 | 3 | 23 | 62.6486
2034 | 3 | 4 | 0 | 61.8664
2034 | 3 | 4 | 1 | 60.5993
2034 | 3 | 4 | 2 | 59.6558
2034 | 3 | 4 | 3 | 59.5035
2034 | 3 | 4 | 4 | 59.6085
2034 | 3 | 4 | 5 | 59.6384
2034 | 3 | 4 | 6 | 59.6611
2034 | 3 | 4 | 7 | 61.5917
2034 | 3 | 4 | 8 | 64.9603
2034 | 3 | 4 | 9 | 59.7867
2034 | 3 | 4 | 10 | 54.6766
2034 | 3 | 4 | 11 | 50.3379
2034 | 3 | 4 | 12 | 52.0984
2034 | 3 | 4 | 13 | 51.8656
2034 | 3 | 4 | 14 | 50.9687
2034 | 3 | 4 | 15 | 50.9267
2034 | 3 | 4 | 16 | 54.7026
2034 | 3 | 4 | 17 | 61.916
2034 | 3 | 4 | 18 | 66.5974
2034 | 3 | 4 | 19 | 67.7474
2034 | 3 | 4 | 20 | 65.0992
2034 | 3 | 4 | 21 | 62.1753
2034 | 3 | 4 | 22 | 60.3468
2034 | 3 | 4 | 23 | 58.727
2034 | 3 | 5 | 0 | 57.7319
2034 | 3 | 5 | 1 | 55.0968
2034 | 3 | 5 | 2 | 54.0287
2034 | 3 | 5 | 3 | 53.6949
2034 | 3 | 5 | 4 | 53.734
2034 | 3 | 5 | 5 | 53.5906
2034 | 3 | 5 | 6 | 52.381
2034 | 3 | 5 | 7 | 54.3454
2034 | 3 | 5 | 8 | 60.9731
2034 | 3 | 5 | 9 | 58.8743
2034 | 3 | 5 | 10 | 52.8763
2034 | 3 | 5 | 11 | 48.5215
2034 | 3 | 5 | 12 | 48.1779
2034 | 3 | 5 | 13 | 49.2664
2034 | 3 | 5 | 14 | 48.7502
2034 | 3 | 5 | 15 | 48.7106
2034 | 3 | 5 | 16 | 52.3751
2034 | 3 | 5 | 17 | 60.2832
2034 | 3 | 5 | 18 | 64.5615
2034 | 3 | 5 | 19 | 63.9744
2034 | 3 | 5 | 20 | 61.1638
2034 | 3 | 5 | 21 | 57.922
2034 | 3 | 5 | 22 | 55.5063
2034 | 3 | 5 | 23 | 53.62
2034 | 3 | 6 | 0 | 53.4832
2034 | 3 | 6 | 1 | 56.854
2034 | 3 | 6 | 2 | 56.4286
2034 | 3 | 6 | 3 | 56.8662
2034 | 3 | 6 | 4 | 57.7056
2034 | 3 | 6 | 5 | 58.5393
2034 | 3 | 6 | 6 | 59.2506
2034 | 3 | 6 | 7 | 64.1255
2034 | 3 | 6 | 8 | 71.4942
2034 | 3 | 6 | 9 | 66.4541
2034 | 3 | 6 | 10 | 58.8414
2034 | 3 | 6 | 11 | 53.248
2034 | 3 | 6 | 12 | 53.3702
2034 | 3 | 6 | 13 | 54.0501
2034 | 3 | 6 | 14 | 54.0523
2034 | 3 | 6 | 15 | 54.3202
2034 | 3 | 6 | 16 | 57.6528
2034 | 3 | 6 | 17 | 65.197
2034 | 3 | 6 | 18 | 71.8901
2034 | 3 | 6 | 19 | 73.9719
2034 | 3 | 6 | 20 | 73.4543
2034 | 3 | 6 | 21 | 71.1345
2034 | 3 | 6 | 22 | 69.005
2034 | 3 | 6 | 23 | 66.6955
2034 | 3 | 7 | 0 | 64.2104
2034 | 3 | 7 | 1 | 62.7122
2034 | 3 | 7 | 2 | 61.9823
2034 | 3 | 7 | 3 | 62.1448
2034 | 3 | 7 | 4 | 62.6829
2034 | 3 | 7 | 5 | 63.0893
2034 | 3 | 7 | 6 | 64.4055
2034 | 3 | 7 | 7 | 68.3734
2034 | 3 | 7 | 8 | 71.82
2034 | 3 | 7 | 9 | 63.8465
2034 | 3 | 7 | 10 | 56.3486
2034 | 3 | 7 | 11 | 51.7008
2034 | 3 | 7 | 12 | 54.2576
2034 | 3 | 7 | 13 | 54.7727
2034 | 3 | 7 | 14 | 53.946
2034 | 3 | 7 | 15 | 53.5665
2034 | 3 | 7 | 16 | 55.6524
2034 | 3 | 7 | 17 | 61.2929
2034 | 3 | 7 | 18 | 69.109
2034 | 3 | 7 | 19 | 70.0514
2034 | 3 | 7 | 20 | 69.2477
2034 | 3 | 7 | 21 | 66.5135
2034 | 3 | 7 | 22 | 64.3015
2034 | 3 | 7 | 23 | 61.8521
2034 | 3 | 8 | 0 | 61.5188
2034 | 3 | 8 | 1 | 59.0304
2034 | 3 | 8 | 2 | 58.0417
2034 | 3 | 8 | 3 | 57.9621
2034 | 3 | 8 | 4 | 58.2798
2034 | 3 | 8 | 5 | 58.594
2034 | 3 | 8 | 6 | 59.7649
2034 | 3 | 8 | 7 | 64.107
2034 | 3 | 8 | 8 | 70.6048
2034 | 3 | 8 | 9 | 65.9972
2034 | 3 | 8 | 10 | 58.5911
2034 | 3 | 8 | 11 | 53.1566
2034 | 3 | 8 | 12 | 52.6591
2034 | 3 | 8 | 13 | 54.3018
2034 | 3 | 8 | 14 | 54.7724
2034 | 3 | 8 | 15 | 53.6677
2034 | 3 | 8 | 16 | 54.622
2034 | 3 | 8 | 17 | 61.5013
2034 | 3 | 8 | 18 | 69.2362
2034 | 3 | 8 | 19 | 68.9757
2034 | 3 | 8 | 20 | 67.819
2034 | 3 | 8 | 21 | 65.0957
2034 | 3 | 8 | 22 | 62.6348
2034 | 3 | 8 | 23 | 60.0966
2034 | 3 | 9 | 0 | 58.4789
2034 | 3 | 9 | 1 | 59.5284
2034 | 3 | 9 | 2 | 58.7474
2034 | 3 | 9 | 3 | 58.9617
2034 | 3 | 9 | 4 | 59.6125
2034 | 3 | 9 | 5 | 60.3226
2034 | 3 | 9 | 6 | 60.7621
2034 | 3 | 9 | 7 | 65.407
2034 | 3 | 9 | 8 | 72.2422
2034 | 3 | 9 | 9 | 68.4793
2034 | 3 | 9 | 10 | 61.4049
2034 | 3 | 9 | 11 | 55.2436
2034 | 3 | 9 | 12 | 53.951
2034 | 3 | 9 | 13 | 54.8781
2034 | 3 | 9 | 14 | 55.6847
2034 | 3 | 9 | 15 | 55.4058
2034 | 3 | 9 | 16 | 57.5944
2034 | 3 | 9 | 17 | 64.3835
2034 | 3 | 9 | 18 | 74.4818
2034 | 3 | 9 | 19 | 74.4624
2034 | 3 | 9 | 20 | 73.4716
2034 | 3 | 9 | 21 | 70.9895
2034 | 3 | 9 | 22 | 68.8113
2034 | 3 | 9 | 23 | 66.3344
2034 | 3 | 10 | 0 | 63.8931
2034 | 3 | 10 | 1 | 63.4277
2034 | 3 | 10 | 2 | 62.6653
2034 | 3 | 10 | 3 | 62.8371
2034 | 3 | 10 | 4 | 63.5454
2034 | 3 | 10 | 5 | 64.1822
2034 | 3 | 10 | 6 | 66.6297
2034 | 3 | 10 | 7 | 70.9369
2034 | 3 | 10 | 8 | 75.4321
2034 | 3 | 10 | 9 | 68.906
2034 | 3 | 10 | 10 | 61.2094
2034 | 3 | 10 | 11 | 55.0352
2034 | 3 | 10 | 12 | 54.7517
2034 | 3 | 10 | 13 | 55.6536
2034 | 3 | 10 | 14 | 54.9226
2034 | 3 | 10 | 15 | 54.0545
2034 | 3 | 10 | 16 | 55.9696
2034 | 3 | 10 | 17 | 62.0142
2034 | 3 | 10 | 18 | 72.8832
2034 | 3 | 10 | 19 | 75.6695
2034 | 3 | 10 | 20 | 75.6603
2034 | 3 | 10 | 21 | 73.6662
2034 | 3 | 10 | 22 | 72.0787
2034 | 3 | 10 | 23 | 69.6793
2034 | 3 | 11 | 0 | 66.4864
2034 | 3 | 11 | 1 | 66.1196
2034 | 3 | 11 | 2 | 65.4707
2034 | 3 | 11 | 3 | 65.5264
2034 | 3 | 11 | 4 | 65.9021
2034 | 3 | 11 | 5 | 66.3436
2034 | 3 | 11 | 6 | 65.4586
2034 | 3 | 11 | 7 | 68.0788
2034 | 3 | 11 | 8 | 73.1699
2034 | 3 | 11 | 9 | 71.508
2034 | 3 | 11 | 10 | 68.0274
2034 | 3 | 11 | 11 | 62.5266
2034 | 3 | 11 | 12 | 58.5605
2034 | 3 | 11 | 13 | 58.4661
2034 | 3 | 11 | 14 | 57.7419
2034 | 3 | 11 | 15 | 57.9004
2034 | 3 | 11 | 16 | 61.0773
2034 | 3 | 11 | 17 | 67.6218
2034 | 3 | 11 | 18 | 75.4275
2034 | 3 | 11 | 19 | 76.7636
2034 | 3 | 11 | 20 | 74.27
2034 | 3 | 11 | 21 | 71.2179
2034 | 3 | 11 | 22 | 69.1896
2034 | 3 | 11 | 23 | 67.4914
2034 | 3 | 12 | 0 | 66.0354
2034 | 3 | 12 | 1 | 62.9098
2034 | 3 | 12 | 2 | 62.9568
2034 | 3 | 12 | 3 | 63.2357
2034 | 3 | 12 | 4 | 63.827
2034 | 3 | 12 | 5 | 65.357
2034 | 3 | 12 | 6 | 67.3774
2034 | 3 | 12 | 7 | 68.7955
2034 | 3 | 12 | 8 | 67.1395
2034 | 3 | 12 | 9 | 60.6906
2034 | 3 | 12 | 10 | 58.5625
2034 | 3 | 12 | 11 | 54.6233
2034 | 3 | 12 | 12 | 56.5978
2034 | 3 | 12 | 13 | 56.711
2034 | 3 | 12 | 14 | 55.8471
2034 | 3 | 12 | 15 | 56.8556
2034 | 3 | 12 | 16 | 61.4521
2034 | 3 | 12 | 17 | 66.611
2034 | 3 | 12 | 18 | 69.2176
2034 | 3 | 12 | 19 | 72.1967
2034 | 3 | 12 | 20 | 69.8374
2034 | 3 | 12 | 21 | 66.1753
2034 | 3 | 12 | 22 | 62.6998
2034 | 3 | 12 | 23 | 60.4017
2034 | 3 | 13 | 0 | 60.3343
2034 | 3 | 13 | 1 | 61.7019
2034 | 3 | 13 | 2 | 62.008
2034 | 3 | 13 | 3 | 62.5835
2034 | 3 | 13 | 4 | 63.4716
2034 | 3 | 13 | 5 | 65.2097
2034 | 3 | 13 | 6 | 68.5709
2034 | 3 | 13 | 7 | 72.5795
2034 | 3 | 13 | 8 | 72.3634
2034 | 3 | 13 | 9 | 62.8694
2034 | 3 | 13 | 10 | 58.0526
2034 | 3 | 13 | 11 | 54.2782
2034 | 3 | 13 | 12 | 54.1589
2034 | 3 | 13 | 13 | 54.6737
2034 | 3 | 13 | 14 | 53.3616
2034 | 3 | 13 | 15 | 52.9187
2034 | 3 | 13 | 16 | 54.4664
2034 | 3 | 13 | 17 | 58.4531
2034 | 3 | 13 | 18 | 71.203
2034 | 3 | 13 | 19 | 71.9629
2034 | 3 | 13 | 20 | 70.7124
2034 | 3 | 13 | 21 | 67.2263
2034 | 3 | 13 | 22 | 63.8414
2034 | 3 | 13 | 23 | 61.0639
2034 | 3 | 14 | 0 | 60.4535
2034 | 3 | 14 | 1 | 60.0182
2034 | 3 | 14 | 2 | 59.8988
2034 | 3 | 14 | 3 | 60.2774
2034 | 3 | 14 | 4 | 60.9793
2034 | 3 | 14 | 5 | 62.6018
2034 | 3 | 14 | 6 | 65.681
2034 | 3 | 14 | 7 | 69.9556
2034 | 3 | 14 | 8 | 70.1677
2034 | 3 | 14 | 9 | 61.9904
2034 | 3 | 14 | 10 | 57.0223
2034 | 3 | 14 | 11 | 52.7567
2034 | 3 | 14 | 12 | 51.0325
2034 | 3 | 14 | 13 | 51.4836
2034 | 3 | 14 | 14 | 50.2485
2034 | 3 | 14 | 15 | 49.8105
2034 | 3 | 14 | 16 | 51.6221
2034 | 3 | 14 | 17 | 54.7375
2034 | 3 | 14 | 18 | 63.6219
2034 | 3 | 14 | 19 | 67.2619
2034 | 3 | 14 | 20 | 67.0787
2034 | 3 | 14 | 21 | 64.1892
2034 | 3 | 14 | 22 | 61.226
2034 | 3 | 14 | 23 | 58.6086
2034 | 3 | 15 | 0 | 57.9273
2034 | 3 | 15 | 1 | 57.107
2034 | 3 | 15 | 2 | 57.007
2034 | 3 | 15 | 3 | 57.3652
2034 | 3 | 15 | 4 | 58.0816
2034 | 3 | 15 | 5 | 59.7507
2034 | 3 | 15 | 6 | 62.7821
2034 | 3 | 15 | 7 | 66.7639
2034 | 3 | 15 | 8 | 66.4673
2034 | 3 | 15 | 9 | 57.7648
2034 | 3 | 15 | 10 | 52.9572
2034 | 3 | 15 | 11 | 49.2186
2034 | 3 | 15 | 12 | 50.9916
2034 | 3 | 15 | 13 | 51.7223
2034 | 3 | 15 | 14 | 51.1612
2034 | 3 | 15 | 15 | 50.3097
2034 | 3 | 15 | 16 | 52.2332
2034 | 3 | 15 | 17 | 56.3908
2034 | 3 | 15 | 18 | 61.7499
2034 | 3 | 15 | 19 | 64.505
2034 | 3 | 15 | 20 | 64.0493
2034 | 3 | 15 | 21 | 61.0127
2034 | 3 | 15 | 22 | 57.8468
2034 | 3 | 15 | 23 | 55.1878
2034 | 3 | 16 | 0 | 55.1789
2034 | 3 | 16 | 1 | 54.682
2034 | 3 | 16 | 2 | 54.5275
2034 | 3 | 16 | 3 | 54.8632
2034 | 3 | 16 | 4 | 55.5519
2034 | 3 | 16 | 5 | 57.3303
2034 | 3 | 16 | 6 | 60.2893
2034 | 3 | 16 | 7 | 64.2477
2034 | 3 | 16 | 8 | 63.5465
2034 | 3 | 16 | 9 | 54.9228
2034 | 3 | 16 | 10 | 50.6554
2034 | 3 | 16 | 11 | 47.0791
2034 | 3 | 16 | 12 | 48.4279
2034 | 3 | 16 | 13 | 49.4342
2034 | 3 | 16 | 14 | 49.0429
2034 | 3 | 16 | 15 | 48.5919
2034 | 3 | 16 | 16 | 50.5663
2034 | 3 | 16 | 17 | 54.8769
2034 | 3 | 16 | 18 | 62.2584
2034 | 3 | 16 | 19 | 63.3171
2034 | 3 | 16 | 20 | 62.2419
2034 | 3 | 16 | 21 | 58.9683
2034 | 3 | 16 | 22 | 55.8958
2034 | 3 | 16 | 23 | 53.2069
2034 | 3 | 17 | 0 | 53.3671
2034 | 3 | 17 | 1 | 52.2814
2034 | 3 | 17 | 2 | 51.9923
2034 | 3 | 17 | 3 | 52.1764
2034 | 3 | 17 | 4 | 52.7429
2034 | 3 | 17 | 5 | 54.4159
2034 | 3 | 17 | 6 | 57.3555
2034 | 3 | 17 | 7 | 61.4384
2034 | 3 | 17 | 8 | 60.5967
2034 | 3 | 17 | 9 | 51.3326
2034 | 3 | 17 | 10 | 46.291
2034 | 3 | 17 | 11 | 42.9589
2034 | 3 | 17 | 12 | 45.7948
2034 | 3 | 17 | 13 | 47.1766
2034 | 3 | 17 | 14 | 45.9245
2034 | 3 | 17 | 15 | 45.0771
2034 | 3 | 17 | 16 | 47.6633
2034 | 3 | 17 | 17 | 52.1082
2034 | 3 | 17 | 18 | 62.2155
2034 | 3 | 17 | 19 | 61.3553
2034 | 3 | 17 | 20 | 59.5585
2034 | 3 | 17 | 21 | 56.1025
2034 | 3 | 17 | 22 | 53.3551
2034 | 3 | 17 | 23 | 50.8586
2034 | 3 | 18 | 0 | 49.3912
2034 | 3 | 18 | 1 | 49.6248
2034 | 3 | 18 | 2 | 49.5549
2034 | 3 | 18 | 3 | 49.7357
2034 | 3 | 18 | 4 | 50.403
2034 | 3 | 18 | 5 | 51.7548
2034 | 3 | 18 | 6 | 53.0066
2034 | 3 | 18 | 7 | 56.1418
2034 | 3 | 18 | 8 | 58.1524
2034 | 3 | 18 | 9 | 53.7019
2034 | 3 | 18 | 10 | 50.8545
2034 | 3 | 18 | 11 | 46.5378
2034 | 3 | 18 | 12 | 45.7636
2034 | 3 | 18 | 13 | 46.6216
2034 | 3 | 18 | 14 | 46.2145
2034 | 3 | 18 | 15 | 46.5924
2034 | 3 | 18 | 16 | 50.4685
2034 | 3 | 18 | 17 | 56.1854
2034 | 3 | 18 | 18 | 62.2694
2034 | 3 | 18 | 19 | 63.797
2034 | 3 | 18 | 20 | 61.4972
2034 | 3 | 18 | 21 | 57.9166
2034 | 3 | 18 | 22 | 55.5905
2034 | 3 | 18 | 23 | 53.9611
2034 | 3 | 19 | 0 | 51.9745
2034 | 3 | 19 | 1 | 54.235
2034 | 3 | 19 | 2 | 54.2507
2034 | 3 | 19 | 3 | 54.6371
2034 | 3 | 19 | 4 | 55.3568
2034 | 3 | 19 | 5 | 56.6486
2034 | 3 | 19 | 6 | 57.9412
2034 | 3 | 19 | 7 | 59.3922
2034 | 3 | 19 | 8 | 57.394
2034 | 3 | 19 | 9 | 49.0325
2034 | 3 | 19 | 10 | 47.095
2034 | 3 | 19 | 11 | 43.2818
2034 | 3 | 19 | 12 | 43.2605
2034 | 3 | 19 | 13 | 44.6067
2034 | 3 | 19 | 14 | 44.1183
2034 | 3 | 19 | 15 | 43.976
2034 | 3 | 19 | 16 | 46.5374
2034 | 3 | 19 | 17 | 51.4426
2034 | 3 | 19 | 18 | 60.7226
2034 | 3 | 19 | 19 | 63.7311
2034 | 3 | 19 | 20 | 62.3604
2034 | 3 | 19 | 21 | 58.8074
2034 | 3 | 19 | 22 | 55.7174
2034 | 3 | 19 | 23 | 53.6258
2034 | 3 | 20 | 0 | 54.8351
2034 | 3 | 20 | 1 | 54.4301
2034 | 3 | 20 | 2 | 54.7425
2034 | 3 | 20 | 3 | 55.3661
2034 | 3 | 20 | 4 | 56.3209
2034 | 3 | 20 | 5 | 58.2658
2034 | 3 | 20 | 6 | 61.6123
2034 | 3 | 20 | 7 | 65.5188
2034 | 3 | 20 | 8 | 64.0552
2034 | 3 | 20 | 9 | 54.06
2034 | 3 | 20 | 10 | 50.7178
2034 | 3 | 20 | 11 | 47.2692
2034 | 3 | 20 | 12 | 46.7653
2034 | 3 | 20 | 13 | 48.9728
2034 | 3 | 20 | 14 | 48.1327
2034 | 3 | 20 | 15 | 47.7824
2034 | 3 | 20 | 16 | 48.5241
2034 | 3 | 20 | 17 | 52.5466
2034 | 3 | 20 | 18 | 60.0497
2034 | 3 | 20 | 19 | 64.0337
2034 | 3 | 20 | 20 | 63.8768
2034 | 3 | 20 | 21 | 60.5956
2034 | 3 | 20 | 22 | 57.4519
2034 | 3 | 20 | 23 | 54.7916
2034 | 3 | 21 | 0 | 54.8489
2034 | 3 | 21 | 1 | 55.1959
2034 | 3 | 21 | 2 | 55.0541
2034 | 3 | 21 | 3 | 55.4219
2034 | 3 | 21 | 4 | 56.1017
2034 | 3 | 21 | 5 | 57.8177
2034 | 3 | 21 | 6 | 60.5744
2034 | 3 | 21 | 7 | 64.9813
2034 | 3 | 21 | 8 | 64.8292
2034 | 3 | 21 | 9 | 55.564
2034 | 3 | 21 | 10 | 50.379
2034 | 3 | 21 | 11 | 46.514
2034 | 3 | 21 | 12 | 48.5419
2034 | 3 | 21 | 13 | 50.3014
2034 | 3 | 21 | 14 | 50.1773
2034 | 3 | 21 | 15 | 50.0412
2034 | 3 | 21 | 16 | 51.6915
2034 | 3 | 21 | 17 | 55.2562
2034 | 3 | 21 | 18 | 62.7911
2034 | 3 | 21 | 19 | 62.7321
2034 | 3 | 21 | 20 | 61.426
2034 | 3 | 21 | 21 | 57.6443
2034 | 3 | 21 | 22 | 54.2607
2034 | 3 | 21 | 23 | 51.5701
2034 | 3 | 22 | 0 | 53.0184
2034 | 3 | 22 | 1 | 51.7052
2034 | 3 | 22 | 2 | 51.3557
2034 | 3 | 22 | 3 | 51.5342
2034 | 3 | 22 | 4 | 52.1135
2034 | 3 | 22 | 5 | 53.8076
2034 | 3 | 22 | 6 | 57.4522
2034 | 3 | 22 | 7 | 61.5696
2034 | 3 | 22 | 8 | 61.5432
2034 | 3 | 22 | 9 | 53.9631
2034 | 3 | 22 | 10 | 50.4855
2034 | 3 | 22 | 11 | 46.8209
2034 | 3 | 22 | 12 | 46.4997
2034 | 3 | 22 | 13 | 48.7695
2034 | 3 | 22 | 14 | 48.1051
2034 | 3 | 22 | 15 | 47.112
2034 | 3 | 22 | 16 | 48.3859
2034 | 3 | 22 | 17 | 52.2257
2034 | 3 | 22 | 18 | 62.4778
2034 | 3 | 22 | 19 | 64.0789
2034 | 3 | 22 | 20 | 63.3587
2034 | 3 | 22 | 21 | 60.0108
2034 | 3 | 22 | 22 | 56.9019
2034 | 3 | 22 | 23 | 54.4698
2034 | 3 | 23 | 0 | 51.7248
2034 | 3 | 23 | 1 | 51.6489
2034 | 3 | 23 | 2 | 51.3477
2034 | 3 | 23 | 3 | 51.6602
2034 | 3 | 23 | 4 | 52.4386
2034 | 3 | 23 | 5 | 54.45
2034 | 3 | 23 | 6 | 57.0162
2034 | 3 | 23 | 7 | 62.4449
2034 | 3 | 23 | 8 | 66.3946
2034 | 3 | 23 | 9 | 61.334
2034 | 3 | 23 | 10 | 56.6632
2034 | 3 | 23 | 11 | 51.2277
2034 | 3 | 23 | 12 | 50.7145
2034 | 3 | 23 | 13 | 52.4884
2034 | 3 | 23 | 14 | 52.744
2034 | 3 | 23 | 15 | 53.3706
2034 | 3 | 23 | 16 | 56.7326
2034 | 3 | 23 | 17 | 62.5772
2034 | 3 | 23 | 18 | 69.5818
2034 | 3 | 23 | 19 | 67.3862
2034 | 3 | 23 | 20 | 65.6066
2034 | 3 | 23 | 21 | 61.7704
2034 | 3 | 23 | 22 | 58.4915
2034 | 3 | 23 | 23 | 55.8406
2034 | 3 | 24 | 0 | 55.9762
2034 | 3 | 24 | 1 | 55.2325
2034 | 3 | 24 | 2 | 55.0459
2034 | 3 | 24 | 3 | 55.4236
2034 | 3 | 24 | 4 | 56.3409
2034 | 3 | 24 | 5 | 58.3672
2034 | 3 | 24 | 6 | 61.6768
2034 | 3 | 24 | 7 | 67.0256
2034 | 3 | 24 | 8 | 69.9169
2034 | 3 | 24 | 9 | 64.108
2034 | 3 | 24 | 10 | 59.581
2034 | 3 | 24 | 11 | 53.3693
2034 | 3 | 24 | 12 | 52.0242
2034 | 3 | 24 | 13 | 53.7375
2034 | 3 | 24 | 14 | 53.3986
2034 | 3 | 24 | 15 | 53.7464
2034 | 3 | 24 | 16 | 57.3747
2034 | 3 | 24 | 17 | 62.5503
2034 | 3 | 24 | 18 | 68.1775
2034 | 3 | 24 | 19 | 67.9859
2034 | 3 | 24 | 20 | 66.7289
2034 | 3 | 24 | 21 | 63.1713
2034 | 3 | 24 | 22 | 60.2481
2034 | 3 | 24 | 23 | 57.5805
2034 | 3 | 25 | 0 | 58.7026
2034 | 3 | 25 | 1 | 56.9525
2034 | 3 | 25 | 2 | 56.7561
2034 | 3 | 25 | 3 | 56.9569
2034 | 3 | 25 | 4 | 57.4825
2034 | 3 | 25 | 5 | 58.8993
2034 | 3 | 25 | 6 | 60.8984
2034 | 3 | 25 | 7 | 63.6323
2034 | 3 | 25 | 8 | 64.53
2034 | 3 | 25 | 9 | 59.8338
2034 | 3 | 25 | 10 | 58.1999
2034 | 3 | 25 | 11 | 53.6116
2034 | 3 | 25 | 12 | 52.2471
2034 | 3 | 25 | 13 | 52.7733
2034 | 3 | 25 | 14 | 52.1125
2034 | 3 | 25 | 15 | 52.6779
2034 | 3 | 25 | 16 | 56.7948
2034 | 3 | 25 | 17 | 62.0389
2034 | 3 | 25 | 18 | 68.9221
2034 | 3 | 25 | 19 | 67.4113
2034 | 3 | 25 | 20 | 64.3763
2034 | 3 | 25 | 21 | 60.0728
2034 | 3 | 25 | 22 | 57.0026
2034 | 3 | 25 | 23 | 55.1021
2034 | 3 | 26 | 0 | 55.9665
2034 | 3 | 26 | 1 | 54.3528
2034 | 3 | 26 | 2 | 54.099
2034 | 3 | 26 | 3 | 54.2036
2034 | 3 | 26 | 4 | 54.6848
2034 | 3 | 26 | 5 | 55.9924
2034 | 3 | 26 | 6 | 59.1095
2034 | 3 | 26 | 7 | 60.1761
2034 | 3 | 26 | 8 | 57.8081
2034 | 3 | 26 | 9 | 51.184
2034 | 3 | 26 | 10 | 50.1463
2034 | 3 | 26 | 11 | 46.9193
2034 | 3 | 26 | 12 | 47.4782
2034 | 3 | 26 | 13 | 49.4521
2034 | 3 | 26 | 14 | 48.716
2034 | 3 | 26 | 15 | 48.6742
2034 | 3 | 26 | 16 | 51.4589
2034 | 3 | 26 | 17 | 55.7024
2034 | 3 | 26 | 18 | 63.1944
2034 | 3 | 26 | 19 | 65.2444
2034 | 3 | 26 | 20 | 63.8077
2034 | 3 | 26 | 21 | 60.1471
2034 | 3 | 26 | 22 | 56.9171
2034 | 3 | 26 | 23 | 54.8582
2034 | 3 | 27 | 0 | 53.7743
2034 | 3 | 27 | 1 | 54.1784
2034 | 3 | 27 | 2 | 54.4506
2034 | 3 | 27 | 3 | 55.066
2034 | 3 | 27 | 4 | 55.998
2034 | 3 | 27 | 5 | 57.9927
2034 | 3 | 27 | 6 | 61.3518
2034 | 3 | 27 | 7 | 65.0195
2034 | 3 | 27 | 8 | 63.568
2034 | 3 | 27 | 9 | 55.3121
2034 | 3 | 27 | 10 | 53.0338
2034 | 3 | 27 | 11 | 49.9409
2034 | 3 | 27 | 12 | 53.4352
2034 | 3 | 27 | 13 | 55.1572
2034 | 3 | 27 | 14 | 55.3979
2034 | 3 | 27 | 15 | 55.1614
2034 | 3 | 27 | 16 | 56.9446
2034 | 3 | 27 | 17 | 60.6658
2034 | 3 | 27 | 18 | 69.6254
2034 | 3 | 27 | 19 | 67.9107
2034 | 3 | 27 | 20 | 66.3718
2034 | 3 | 27 | 21 | 62.3908
2034 | 3 | 27 | 22 | 58.7066
2034 | 3 | 27 | 23 | 56.0073
2034 | 3 | 28 | 0 | 55.5631
2034 | 3 | 28 | 1 | 52.9416
2034 | 3 | 28 | 2 | 52.5557
2034 | 3 | 28 | 3 | 52.7157
2034 | 3 | 28 | 4 | 53.1902
2034 | 3 | 28 | 5 | 54.8338
2034 | 3 | 28 | 6 | 58.5333
2034 | 3 | 28 | 7 | 62.6942
2034 | 3 | 28 | 8 | 63.073
2034 | 3 | 28 | 9 | 56.3093
2034 | 3 | 28 | 10 | 52.9266
2034 | 3 | 28 | 11 | 49.4582
2034 | 3 | 28 | 12 | 52.9455
2034 | 3 | 28 | 13 | 54.6492
2034 | 3 | 28 | 14 | 54.2962
2034 | 3 | 28 | 15 | 54.2
2034 | 3 | 28 | 16 | 57.1242
2034 | 3 | 28 | 17 | 60.4669
2034 | 3 | 28 | 18 | 67.6918
2034 | 3 | 28 | 19 | 65.5635
2034 | 3 | 28 | 20 | 64.0215
2034 | 3 | 28 | 21 | 60.1865
2034 | 3 | 28 | 22 | 56.8388
2034 | 3 | 28 | 23 | 54.3722
2034 | 3 | 29 | 0 | 50.8895
2034 | 3 | 29 | 1 | 51.6323
2034 | 3 | 29 | 2 | 51.5889
2034 | 3 | 29 | 3 | 52.2323
2034 | 3 | 29 | 4 | 53.2979
2034 | 3 | 29 | 5 | 55.5836
2034 | 3 | 29 | 6 | 58.9245
2034 | 3 | 29 | 7 | 63.283
2034 | 3 | 29 | 8 | 64.6234
2034 | 3 | 29 | 9 | 59.1449
2034 | 3 | 29 | 10 | 55.7953
2034 | 3 | 29 | 11 | 50.3702
2034 | 3 | 29 | 12 | 50.8378
2034 | 3 | 29 | 13 | 52.762
2034 | 3 | 29 | 14 | 53.6047
2034 | 3 | 29 | 15 | 53.5867
2034 | 3 | 29 | 16 | 56.5661
2034 | 3 | 29 | 17 | 61.182
2034 | 3 | 29 | 18 | 66.8711
2034 | 3 | 29 | 19 | 69.4526
2034 | 3 | 29 | 20 | 69.582
2034 | 3 | 29 | 21 | 66.8342
2034 | 3 | 29 | 22 | 63.533
2034 | 3 | 29 | 23 | 60.9044
2034 | 3 | 30 | 0 | 59.2509
2034 | 3 | 30 | 1 | 58.919
2034 | 3 | 30 | 2 | 59.0586
2034 | 3 | 30 | 3 | 59.695
2034 | 3 | 30 | 4 | 60.7148
2034 | 3 | 30 | 5 | 62.829
2034 | 3 | 30 | 6 | 66.4768
2034 | 3 | 30 | 7 | 69.7467
2034 | 3 | 30 | 8 | 67.1722
2034 | 3 | 30 | 9 | 58.9567
2034 | 3 | 30 | 10 | 56.9608
2034 | 3 | 30 | 11 | 52.8586
2034 | 3 | 30 | 12 | 53.1477
2034 | 3 | 30 | 13 | 54.4536
2034 | 3 | 30 | 14 | 54.2183
2034 | 3 | 30 | 15 | 53.4311
2034 | 3 | 30 | 16 | 54.5089
2034 | 3 | 30 | 17 | 57.0202
2034 | 3 | 30 | 18 | 62.4943
2034 | 3 | 30 | 19 | 66.7997
2034 | 3 | 30 | 20 | 67.6412
2034 | 3 | 30 | 21 | 65.0013
2034 | 3 | 30 | 22 | 61.9446
2034 | 3 | 30 | 23 | 59.1199
2034 | 3 | 31 | 0 | 59.3146
2034 | 3 | 31 | 1 | 58.4016
2034 | 3 | 31 | 2 | 58.3259
2034 | 3 | 31 | 3 | 58.7065
2034 | 3 | 31 | 4 | 59.3999
2034 | 3 | 31 | 5 | 61.2483
2034 | 3 | 31 | 6 | 64.6575
2034 | 3 | 31 | 7 | 67.7729
2034 | 3 | 31 | 8 | 65.3274
2034 | 3 | 31 | 9 | 57.3972
2034 | 3 | 31 | 10 | 54.9011
2034 | 3 | 31 | 11 | 50.6415
2034 | 3 | 31 | 12 | 50.5751
2034 | 3 | 31 | 13 | 53.057
2034 | 3 | 31 | 14 | 52.792
2034 | 3 | 31 | 15 | 51.24
2034 | 3 | 31 | 16 | 51.8283
2034 | 3 | 31 | 17 | 54.2109
2034 | 3 | 31 | 18 | 59.7936
2034 | 3 | 31 | 19 | 63.202
2034 | 3 | 31 | 20 | 63.4165
2034 | 3 | 31 | 21 | 60.8169
2034 | 3 | 31 | 22 | 57.9087
2034 | 3 | 31 | 23 | 55.1375
2034 | 4 | 1 | 0 | 54.0853
2034 | 4 | 1 | 1 | 54.9291
2034 | 4 | 1 | 2 | 54.7802
2034 | 4 | 1 | 3 | 54.7392
2034 | 4 | 1 | 4 | 55.2385
2034 | 4 | 1 | 5 | 56.5213
2034 | 4 | 1 | 6 | 58.3052
2034 | 4 | 1 | 7 | 59.1154
2034 | 4 | 1 | 8 | 56.0276
2034 | 4 | 1 | 9 | 49.6156
2034 | 4 | 1 | 10 | 46.179
2034 | 4 | 1 | 11 | 43.822
2034 | 4 | 1 | 12 | 43.1218
2034 | 4 | 1 | 13 | 45.2595
2034 | 4 | 1 | 14 | 43.4872
2034 | 4 | 1 | 15 | 43.7735
2034 | 4 | 1 | 16 | 44.9736
2034 | 4 | 1 | 17 | 47.1969
2034 | 4 | 1 | 18 | 56.7715
2034 | 4 | 1 | 19 | 60.734
2034 | 4 | 1 | 20 | 60.3713
2034 | 4 | 1 | 21 | 56.8365
2034 | 4 | 1 | 22 | 54.4098
2034 | 4 | 1 | 23 | 52.8227
2034 | 4 | 2 | 0 | 51.5105
2034 | 4 | 2 | 1 | 52.9173
2034 | 4 | 2 | 2 | 52.8834
2034 | 4 | 2 | 3 | 52.9942
2034 | 4 | 2 | 4 | 53.6377
2034 | 4 | 2 | 5 | 54.8357
2034 | 4 | 2 | 6 | 56.3298
2034 | 4 | 2 | 7 | 56.2568
2034 | 4 | 2 | 8 | 52.1921
2034 | 4 | 2 | 9 | 44.5184
2034 | 4 | 2 | 10 | 41.5417
2034 | 4 | 2 | 11 | 39.1288
2034 | 4 | 2 | 12 | 40.7882
2034 | 4 | 2 | 13 | 43.7841
2034 | 4 | 2 | 14 | 42.8974
2034 | 4 | 2 | 15 | 43.1193
2034 | 4 | 2 | 16 | 44.0933
2034 | 4 | 2 | 17 | 46.4377
2034 | 4 | 2 | 18 | 55.7911
2034 | 4 | 2 | 19 | 59.3365
2034 | 4 | 2 | 20 | 59.3201
2034 | 4 | 2 | 21 | 55.654
2034 | 4 | 2 | 22 | 52.5537
2034 | 4 | 2 | 23 | 50.5963
2034 | 4 | 3 | 0 | 51.3977
2034 | 4 | 3 | 1 | 51.0429
2034 | 4 | 3 | 2 | 51.2488
2034 | 4 | 3 | 3 | 51.7207
2034 | 4 | 3 | 4 | 52.6296
2034 | 4 | 3 | 5 | 54.6005
2034 | 4 | 3 | 6 | 58.4963
2034 | 4 | 3 | 7 | 61.1894
2034 | 4 | 3 | 8 | 58.7813
2034 | 4 | 3 | 9 | 49.5634
2034 | 4 | 3 | 10 | 44.8776
2034 | 4 | 3 | 11 | 42.9664
2034 | 4 | 3 | 12 | 45.1646
2034 | 4 | 3 | 13 | 46.9005
2034 | 4 | 3 | 14 | 45.6426
2034 | 4 | 3 | 15 | 46.207
2034 | 4 | 3 | 16 | 47.9096
2034 | 4 | 3 | 17 | 51.2154
2034 | 4 | 3 | 18 | 62.3428
2034 | 4 | 3 | 19 | 62.1942
2034 | 4 | 3 | 20 | 61.9661
2034 | 4 | 3 | 21 | 57.997
2034 | 4 | 3 | 22 | 54.5184
2034 | 4 | 3 | 23 | 52.0232
2034 | 4 | 4 | 0 | 52.2314
2034 | 4 | 4 | 1 | 52.6258
2034 | 4 | 4 | 2 | 52.4227
2034 | 4 | 4 | 3 | 52.7452
2034 | 4 | 4 | 4 | 53.5414
2034 | 4 | 4 | 5 | 55.4773
2034 | 4 | 4 | 6 | 58.0457
2034 | 4 | 4 | 7 | 62.0817
2034 | 4 | 4 | 8 | 64.4471
2034 | 4 | 4 | 9 | 59.5849
2034 | 4 | 4 | 10 | 53.6132
2034 | 4 | 4 | 11 | 49.1254
2034 | 4 | 4 | 12 | 47.8978
2034 | 4 | 4 | 13 | 49.2881
2034 | 4 | 4 | 14 | 48.9243
2034 | 4 | 4 | 15 | 50.4717
2034 | 4 | 4 | 16 | 54.0757
2034 | 4 | 4 | 17 | 57.6403
2034 | 4 | 4 | 18 | 60.2113
2034 | 4 | 4 | 19 | 62.8964
2034 | 4 | 4 | 20 | 63.7861
2034 | 4 | 4 | 21 | 60.5451
2034 | 4 | 4 | 22 | 57.4578
2034 | 4 | 4 | 23 | 55.0179
2034 | 4 | 5 | 0 | 54.3442
2034 | 4 | 5 | 1 | 54.5611
2034 | 4 | 5 | 2 | 54.5521
2034 | 4 | 5 | 3 | 54.9796
2034 | 4 | 5 | 4 | 55.8826
2034 | 4 | 5 | 5 | 57.8613
2034 | 4 | 5 | 6 | 60.8241
2034 | 4 | 5 | 7 | 63.6696
2034 | 4 | 5 | 8 | 62.5968
2034 | 4 | 5 | 9 | 55.2341
2034 | 4 | 5 | 10 | 50.0604
2034 | 4 | 5 | 11 | 46.4998
2034 | 4 | 5 | 12 | 46.1717
2034 | 4 | 5 | 13 | 48.0139
2034 | 4 | 5 | 14 | 47.0915
2034 | 4 | 5 | 15 | 47.2621
2034 | 4 | 5 | 16 | 48.8874
2034 | 4 | 5 | 17 | 52.151
2034 | 4 | 5 | 18 | 64.1528
2034 | 4 | 5 | 19 | 64.1554
2034 | 4 | 5 | 20 | 64.2388
2034 | 4 | 5 | 21 | 60.6162
2034 | 4 | 5 | 22 | 57.0558
2034 | 4 | 5 | 23 | 54.4024
2034 | 4 | 6 | 0 | 54.7929
2034 | 4 | 6 | 1 | 53.6097
2034 | 4 | 6 | 2 | 53.4118
2034 | 4 | 6 | 3 | 53.6905
2034 | 4 | 6 | 4 | 54.4628
2034 | 4 | 6 | 5 | 56.441
2034 | 4 | 6 | 6 | 60.0322
2034 | 4 | 6 | 7 | 63.5874
2034 | 4 | 6 | 8 | 65.6583
2034 | 4 | 6 | 9 | 61.5864
2034 | 4 | 6 | 10 | 56.2667
2034 | 4 | 6 | 11 | 51.7693
2034 | 4 | 6 | 12 | 51.3723
2034 | 4 | 6 | 13 | 52.7384
2034 | 4 | 6 | 14 | 52.7909
2034 | 4 | 6 | 15 | 53.9858
2034 | 4 | 6 | 16 | 57.0589
2034 | 4 | 6 | 17 | 61.5785
2034 | 4 | 6 | 18 | 65.3433
2034 | 4 | 6 | 19 | 63.6241
2034 | 4 | 6 | 20 | 63.2251
2034 | 4 | 6 | 21 | 59.4683
2034 | 4 | 6 | 22 | 55.8401
2034 | 4 | 6 | 23 | 52.9852
2034 | 4 | 7 | 0 | 54.6088
2034 | 4 | 7 | 1 | 54.3327
2034 | 4 | 7 | 2 | 54.1928
2034 | 4 | 7 | 3 | 54.3175
2034 | 4 | 7 | 4 | 54.8745
2034 | 4 | 7 | 5 | 55.8911
2034 | 4 | 7 | 6 | 56.5745
2034 | 4 | 7 | 7 | 58.2058
2034 | 4 | 7 | 8 | 61.7578
2034 | 4 | 7 | 9 | 58.342
2034 | 4 | 7 | 10 | 51.1291
2034 | 4 | 7 | 11 | 48.2058
2034 | 4 | 7 | 12 | 47.6896
2034 | 4 | 7 | 13 | 46.9805
2034 | 4 | 7 | 14 | 45.7208
2034 | 4 | 7 | 15 | 48.2888
2034 | 4 | 7 | 16 | 52.188
2034 | 4 | 7 | 17 | 58.5971
2034 | 4 | 7 | 18 | 64.9326
2034 | 4 | 7 | 19 | 63.2687
2034 | 4 | 7 | 20 | 62.8406
2034 | 4 | 7 | 21 | 59.0322
2034 | 4 | 7 | 22 | 56.4699
2034 | 4 | 7 | 23 | 54.3068
2034 | 4 | 8 | 0 | 54.2625
2034 | 4 | 8 | 1 | 55.5092
2034 | 4 | 8 | 2 | 55.3367
2034 | 4 | 8 | 3 | 55.4312
2034 | 4 | 8 | 4 | 55.9794
2034 | 4 | 8 | 5 | 57.4273
2034 | 4 | 8 | 6 | 60.196
2034 | 4 | 8 | 7 | 61.1498
2034 | 4 | 8 | 8 | 60.4082
2034 | 4 | 8 | 9 | 56.9285
2034 | 4 | 8 | 10 | 54.4867
2034 | 4 | 8 | 11 | 50.8579
2034 | 4 | 8 | 12 | 47.7105
2034 | 4 | 8 | 13 | 48.5926
2034 | 4 | 8 | 14 | 47.1407
2034 | 4 | 8 | 15 | 47.7066
2034 | 4 | 8 | 16 | 50.3269
2034 | 4 | 8 | 17 | 52.9781
2034 | 4 | 8 | 18 | 61.2159
2034 | 4 | 8 | 19 | 63.5622
2034 | 4 | 8 | 20 | 63.0025
2034 | 4 | 8 | 21 | 59.6679
2034 | 4 | 8 | 22 | 56.8954
2034 | 4 | 8 | 23 | 55.122
2034 | 4 | 9 | 0 | 54.6055
2034 | 4 | 9 | 1 | 53.977
2034 | 4 | 9 | 2 | 53.9913
2034 | 4 | 9 | 3 | 54.1529
2034 | 4 | 9 | 4 | 54.6768
2034 | 4 | 9 | 5 | 55.5875
2034 | 4 | 9 | 6 | 56.5882
2034 | 4 | 9 | 7 | 57.3231
2034 | 4 | 9 | 8 | 56.1993
2034 | 4 | 9 | 9 | 54.5528
2034 | 4 | 9 | 10 | 51.9934
2034 | 4 | 9 | 11 | 49.2531
2034 | 4 | 9 | 12 | 49.1211
2034 | 4 | 9 | 13 | 50.2316
2034 | 4 | 9 | 14 | 50.1814
2034 | 4 | 9 | 15 | 50.2675
2034 | 4 | 9 | 16 | 51.3778
2034 | 4 | 9 | 17 | 52.8452
2034 | 4 | 9 | 18 | 60.6224
2034 | 4 | 9 | 19 | 58.7867
2034 | 4 | 9 | 20 | 58.4396
2034 | 4 | 9 | 21 | 55.3663
2034 | 4 | 9 | 22 | 52.3889
2034 | 4 | 9 | 23 | 50.8134
2034 | 4 | 10 | 0 | 51.8175
2034 | 4 | 10 | 1 | 52.2753
2034 | 4 | 10 | 2 | 52.4414
2034 | 4 | 10 | 3 | 52.8084
2034 | 4 | 10 | 4 | 53.6978
2034 | 4 | 10 | 5 | 55.0875
2034 | 4 | 10 | 6 | 56.0249
2034 | 4 | 10 | 7 | 59.2247
2034 | 4 | 10 | 8 | 62.7969
2034 | 4 | 10 | 9 | 58.0463
2034 | 4 | 10 | 10 | 54.0098
2034 | 4 | 10 | 11 | 49.452
2034 | 4 | 10 | 12 | 51.1974
2034 | 4 | 10 | 13 | 52.5445
2034 | 4 | 10 | 14 | 54.5458
2034 | 4 | 10 | 15 | 54.7831
2034 | 4 | 10 | 16 | 54.7645
2034 | 4 | 10 | 17 | 55.1796
2034 | 4 | 10 | 18 | 60.7353
2034 | 4 | 10 | 19 | 62.652
2034 | 4 | 10 | 20 | 63.1468
2034 | 4 | 10 | 21 | 59.7435
2034 | 4 | 10 | 22 | 55.879
2034 | 4 | 10 | 23 | 53.053
2034 | 4 | 11 | 0 | 55.2378
2034 | 4 | 11 | 1 | 55.3743
2034 | 4 | 11 | 2 | 55.4064
2034 | 4 | 11 | 3 | 55.9173
2034 | 4 | 11 | 4 | 56.8325
2034 | 4 | 11 | 5 | 58.8486
2034 | 4 | 11 | 6 | 61.7677
2034 | 4 | 11 | 7 | 64.9173
2034 | 4 | 11 | 8 | 65.5797
2034 | 4 | 11 | 9 | 59.6848
2034 | 4 | 11 | 10 | 53.2709
2034 | 4 | 11 | 11 | 49.3585
2034 | 4 | 11 | 12 | 52.5156
2034 | 4 | 11 | 13 | 53.4499
2034 | 4 | 11 | 14 | 53.074
2034 | 4 | 11 | 15 | 54.3117
2034 | 4 | 11 | 16 | 57.3079
2034 | 4 | 11 | 17 | 60.0538
2034 | 4 | 11 | 18 | 62.5395
2034 | 4 | 11 | 19 | 63.6244
2034 | 4 | 11 | 20 | 64.2797
2034 | 4 | 11 | 21 | 61.2873
2034 | 4 | 11 | 22 | 57.91
2034 | 4 | 11 | 23 | 55.2362
2034 | 4 | 12 | 0 | 55.1792
2034 | 4 | 12 | 1 | 55.3422
2034 | 4 | 12 | 2 | 55.3666
2034 | 4 | 12 | 3 | 55.7952
2034 | 4 | 12 | 4 | 56.6574
2034 | 4 | 12 | 5 | 58.5968
2034 | 4 | 12 | 6 | 61.1244
2034 | 4 | 12 | 7 | 64.0751
2034 | 4 | 12 | 8 | 65.2226
2034 | 4 | 12 | 9 | 59.9308
2034 | 4 | 12 | 10 | 53.6692
2034 | 4 | 12 | 11 | 49.9052
2034 | 4 | 12 | 12 | 52.722
2034 | 4 | 12 | 13 | 53.9699
2034 | 4 | 12 | 14 | 53.5515
2034 | 4 | 12 | 15 | 53.903
2034 | 4 | 12 | 16 | 55.9696
2034 | 4 | 12 | 17 | 59.2032
2034 | 4 | 12 | 18 | 64.7708
2034 | 4 | 12 | 19 | 63.39
2034 | 4 | 12 | 20 | 63.3032
2034 | 4 | 12 | 21 | 60.0059
2034 | 4 | 12 | 22 | 56.3139
2034 | 4 | 12 | 23 | 53.5085
2034 | 4 | 13 | 0 | 53.6476
2034 | 4 | 13 | 1 | 53.3655
2034 | 4 | 13 | 2 | 53.2283
2034 | 4 | 13 | 3 | 53.5319
2034 | 4 | 13 | 4 | 54.2639
2034 | 4 | 13 | 5 | 56.2255
2034 | 4 | 13 | 6 | 58.8844
2034 | 4 | 13 | 7 | 61.8017
2034 | 4 | 13 | 8 | 63.3977
2034 | 4 | 13 | 9 | 60.0934
2034 | 4 | 13 | 10 | 55.241
2034 | 4 | 13 | 11 | 51.3113
2034 | 4 | 13 | 12 | 52.0191
2034 | 4 | 13 | 13 | 53.3807
2034 | 4 | 13 | 14 | 53.2512
2034 | 4 | 13 | 15 | 54.0228
2034 | 4 | 13 | 16 | 56.533
2034 | 4 | 13 | 17 | 59.4405
2034 | 4 | 13 | 18 | 59.5237
2034 | 4 | 13 | 19 | 61.4295
2034 | 4 | 13 | 20 | 62.318
2034 | 4 | 13 | 21 | 59.7473
2034 | 4 | 13 | 22 | 56.6374
2034 | 4 | 13 | 23 | 53.9618
2034 | 4 | 14 | 0 | 51.9562
2034 | 4 | 14 | 1 | 51.5616
2034 | 4 | 14 | 2 | 51.2869
2034 | 4 | 14 | 3 | 51.4372
2034 | 4 | 14 | 4 | 52.037
2034 | 4 | 14 | 5 | 53.8867
2034 | 4 | 14 | 6 | 55.5599
2034 | 4 | 14 | 7 | 58.6245
2034 | 4 | 14 | 8 | 60.6388
2034 | 4 | 14 | 9 | 57.6168
2034 | 4 | 14 | 10 | 52.1481
2034 | 4 | 14 | 11 | 48.458
2034 | 4 | 14 | 12 | 50.2842
2034 | 4 | 14 | 13 | 51.5041
2034 | 4 | 14 | 14 | 50.7957
2034 | 4 | 14 | 15 | 51.0274
2034 | 4 | 14 | 16 | 54.0559
2034 | 4 | 14 | 17 | 57.0864
2034 | 4 | 14 | 18 | 60.6384
2034 | 4 | 14 | 19 | 57.4112
2034 | 4 | 14 | 20 | 56.5015
2034 | 4 | 14 | 21 | 53.2632
2034 | 4 | 14 | 22 | 50.03
2034 | 4 | 14 | 23 | 47.3531
2034 | 4 | 15 | 0 | 48.4374
2034 | 4 | 15 | 1 | 46.319
2034 | 4 | 15 | 2 | 46.0079
2034 | 4 | 15 | 3 | 45.9492
2034 | 4 | 15 | 4 | 46.4411
2034 | 4 | 15 | 5 | 47.7106
2034 | 4 | 15 | 6 | 49.0693
2034 | 4 | 15 | 7 | 50.8453
2034 | 4 | 15 | 8 | 55.2266
2034 | 4 | 15 | 9 | 55.9175
2034 | 4 | 15 | 10 | 51.8261
2034 | 4 | 15 | 11 | 47.6493
2034 | 4 | 15 | 12 | 46.3091
2034 | 4 | 15 | 13 | 47.5624
2034 | 4 | 15 | 14 | 47.0839
2034 | 4 | 15 | 15 | 47.9172
2034 | 4 | 15 | 16 | 51.2618
2034 | 4 | 15 | 17 | 54.7042
2034 | 4 | 15 | 18 | 60.6742
2034 | 4 | 15 | 19 | 56.4176
2034 | 4 | 15 | 20 | 54.0386
2034 | 4 | 15 | 21 | 50.2196
2034 | 4 | 15 | 22 | 47.1614
2034 | 4 | 15 | 23 | 45.2833
2034 | 4 | 16 | 0 | 46.7188
2034 | 4 | 16 | 1 | 47.3888
2034 | 4 | 16 | 2 | 47.1633
2034 | 4 | 16 | 3 | 47.2813
2034 | 4 | 16 | 4 | 47.9051
2034 | 4 | 16 | 5 | 49.174
2034 | 4 | 16 | 6 | 49.9914
2034 | 4 | 16 | 7 | 51.2134
2034 | 4 | 16 | 8 | 56.121
2034 | 4 | 16 | 9 | 57.278
2034 | 4 | 16 | 10 | 53.8885
2034 | 4 | 16 | 11 | 49.0569
2034 | 4 | 16 | 12 | 49.4696
2034 | 4 | 16 | 13 | 50.5288
2034 | 4 | 16 | 14 | 50.6332
2034 | 4 | 16 | 15 | 52.417
2034 | 4 | 16 | 16 | 57.546
2034 | 4 | 16 | 17 | 63.0038
2034 | 4 | 16 | 18 | 64.4005
2034 | 4 | 16 | 19 | 58.8455
2034 | 4 | 16 | 20 | 56.4654
2034 | 4 | 16 | 21 | 52.3998
2034 | 4 | 16 | 22 | 48.5602
2034 | 4 | 16 | 23 | 46.2519
2034 | 4 | 17 | 0 | 49.5373
2034 | 4 | 17 | 1 | 47.7729
2034 | 4 | 17 | 2 | 47.8485
2034 | 4 | 17 | 3 | 48.2464
2034 | 4 | 17 | 4 | 49.088
2034 | 4 | 17 | 5 | 51.1575
2034 | 4 | 17 | 6 | 54.7327
2034 | 4 | 17 | 7 | 57.6067
2034 | 4 | 17 | 8 | 59.9499
2034 | 4 | 17 | 9 | 58.1692
2034 | 4 | 17 | 10 | 55.2104
2034 | 4 | 17 | 11 | 51.6448
2034 | 4 | 17 | 12 | 48.7441
2034 | 4 | 17 | 13 | 50.1761
2034 | 4 | 17 | 14 | 49.9366
2034 | 4 | 17 | 15 | 50.6061
2034 | 4 | 17 | 16 | 52.2456
2034 | 4 | 17 | 17 | 54.4689
2034 | 4 | 17 | 18 | 56.2006
2034 | 4 | 17 | 19 | 57.346
2034 | 4 | 17 | 20 | 57.5978
2034 | 4 | 17 | 21 | 54.6393
2034 | 4 | 17 | 22 | 51.1318
2034 | 4 | 17 | 23 | 48.4277
2034 | 4 | 18 | 0 | 49.7671
2034 | 4 | 18 | 1 | 49.8239
2034 | 4 | 18 | 2 | 49.715
2034 | 4 | 18 | 3 | 50.108
2034 | 4 | 18 | 4 | 50.8792
2034 | 4 | 18 | 5 | 52.8806
2034 | 4 | 18 | 6 | 56.49
2034 | 4 | 18 | 7 | 58.7931
2034 | 4 | 18 | 8 | 58.556
2034 | 4 | 18 | 9 | 54.9875
2034 | 4 | 18 | 10 | 51.6221
2034 | 4 | 18 | 11 | 47.9251
2034 | 4 | 18 | 12 | 51.1971
2034 | 4 | 18 | 13 | 52.589
2034 | 4 | 18 | 14 | 52.4159
2034 | 4 | 18 | 15 | 53.9106
2034 | 4 | 18 | 16 | 57.116
2034 | 4 | 18 | 17 | 60.1265
2034 | 4 | 18 | 18 | 64.1929
2034 | 4 | 18 | 19 | 60.0405
2034 | 4 | 18 | 20 | 58.8131
2034 | 4 | 18 | 21 | 55.3503
2034 | 4 | 18 | 22 | 51.5964
2034 | 4 | 18 | 23 | 48.8099
2034 | 4 | 19 | 0 | 48.9515
2034 | 4 | 19 | 1 | 49.1273
2034 | 4 | 19 | 2 | 48.8834
2034 | 4 | 19 | 3 | 49.159
2034 | 4 | 19 | 4 | 49.9282
2034 | 4 | 19 | 5 | 51.9652
2034 | 4 | 19 | 6 | 54.6873
2034 | 4 | 19 | 7 | 57.8327
2034 | 4 | 19 | 8 | 61.7781
2034 | 4 | 19 | 9 | 61.4703
2034 | 4 | 19 | 10 | 56.9409
2034 | 4 | 19 | 11 | 52.3215
2034 | 4 | 19 | 12 | 53.596
2034 | 4 | 19 | 13 | 54.8522
2034 | 4 | 19 | 14 | 54.7108
2034 | 4 | 19 | 15 | 55.8144
2034 | 4 | 19 | 16 | 59.2205
2034 | 4 | 19 | 17 | 63.2807
2034 | 4 | 19 | 18 | 66.031
2034 | 4 | 19 | 19 | 62.7082
2034 | 4 | 19 | 20 | 61.9387
2034 | 4 | 19 | 21 | 58.8746
2034 | 4 | 19 | 22 | 55.2098
2034 | 4 | 19 | 23 | 52.4672
2034 | 4 | 20 | 0 | 51.1061
2034 | 4 | 20 | 1 | 50.4436
2034 | 4 | 20 | 2 | 50.2107
2034 | 4 | 20 | 3 | 50.4757
2034 | 4 | 20 | 4 | 51.2197
2034 | 4 | 20 | 5 | 53.2854
2034 | 4 | 20 | 6 | 56.6941
2034 | 4 | 20 | 7 | 58.7445
2034 | 4 | 20 | 8 | 58.9634
2034 | 4 | 20 | 9 | 57.7001
2034 | 4 | 20 | 10 | 55.9975
2034 | 4 | 20 | 11 | 52.0154
2034 | 4 | 20 | 12 | 47.9959
2034 | 4 | 20 | 13 | 49.5246
2034 | 4 | 20 | 14 | 48.9875
2034 | 4 | 20 | 15 | 49.256
2034 | 4 | 20 | 16 | 50.3647
2034 | 4 | 20 | 17 | 51.8139
2034 | 4 | 20 | 18 | 55.9707
2034 | 4 | 20 | 19 | 59.1447
2034 | 4 | 20 | 20 | 60.3938
2034 | 4 | 20 | 21 | 58.444
2034 | 4 | 20 | 22 | 55.5348
2034 | 4 | 20 | 23 | 52.8815
2034 | 4 | 21 | 0 | 51.1093
2034 | 4 | 21 | 1 | 49.6526
2034 | 4 | 21 | 2 | 49.439
2034 | 4 | 21 | 3 | 49.652
2034 | 4 | 21 | 4 | 50.3054
2034 | 4 | 21 | 5 | 52.239
2034 | 4 | 21 | 6 | 55.8949
2034 | 4 | 21 | 7 | 57.0717
2034 | 4 | 21 | 8 | 53.6394
2034 | 4 | 21 | 9 | 48.5851
2034 | 4 | 21 | 10 | 45.776
2034 | 4 | 21 | 11 | 43.2913
2034 | 4 | 21 | 12 | 46.0007
2034 | 4 | 21 | 13 | 47.7251
2034 | 4 | 21 | 14 | 46.668
2034 | 4 | 21 | 15 | 46.202
2034 | 4 | 21 | 16 | 47.2253
2034 | 4 | 21 | 17 | 48.3051
2034 | 4 | 21 | 18 | 58.9614
2034 | 4 | 21 | 19 | 56.9409
2034 | 4 | 21 | 20 | 56.3292
2034 | 4 | 21 | 21 | 53.7015
2034 | 4 | 21 | 22 | 50.6741
2034 | 4 | 21 | 23 | 48.0107
2034 | 4 | 22 | 0 | 46.3921
2034 | 4 | 22 | 1 | 44.7969
2034 | 4 | 22 | 2 | 44.2608
2034 | 4 | 22 | 3 | 44.0201
2034 | 4 | 22 | 4 | 44.3028
2034 | 4 | 22 | 5 | 45.3234
2034 | 4 | 22 | 6 | 46.7118
2034 | 4 | 22 | 7 | 47.1793
2034 | 4 | 22 | 8 | 50.0083
2034 | 4 | 22 | 9 | 50.7215
2034 | 4 | 22 | 10 | 48.3152
2034 | 4 | 22 | 11 | 46.5593
2034 | 4 | 22 | 12 | 43.9267
2034 | 4 | 22 | 13 | 44.7094
2034 | 4 | 22 | 14 | 42.935
2034 | 4 | 22 | 15 | 42.6076
2034 | 4 | 22 | 16 | 44.3485
2034 | 4 | 22 | 17 | 47.9275
2034 | 4 | 22 | 18 | 52.8859
2034 | 4 | 22 | 19 | 50.1943
2034 | 4 | 22 | 20 | 48.2955
2034 | 4 | 22 | 21 | 45.1958
2034 | 4 | 22 | 22 | 42.4006
2034 | 4 | 22 | 23 | 40.5295
2034 | 4 | 23 | 0 | 40.6428
2034 | 4 | 23 | 1 | 40.6606
2034 | 4 | 23 | 2 | 40.1383
2034 | 4 | 23 | 3 | 40.0216
2034 | 4 | 23 | 4 | 40.3585
2034 | 4 | 23 | 5 | 41.1883
2034 | 4 | 23 | 6 | 41.3302
2034 | 4 | 23 | 7 | 42.097
2034 | 4 | 23 | 8 | 48.6579
2034 | 4 | 23 | 9 | 51.0027
2034 | 4 | 23 | 10 | 46.4705
2034 | 4 | 23 | 11 | 42.4843
2034 | 4 | 23 | 12 | 44.2546
2034 | 4 | 23 | 13 | 45.2171
2034 | 4 | 23 | 14 | 44.7965
2034 | 4 | 23 | 15 | 45.6139
2034 | 4 | 23 | 16 | 48.4639
2034 | 4 | 23 | 17 | 52.62
2034 | 4 | 23 | 18 | 52.5189
2034 | 4 | 23 | 19 | 49.6256
2034 | 4 | 23 | 20 | 47.9857
2034 | 4 | 23 | 21 | 44.8777
2034 | 4 | 23 | 22 | 41.6209
2034 | 4 | 23 | 23 | 39.5889
2034 | 4 | 24 | 0 | 39.964
2034 | 4 | 24 | 1 | 40.9344
2034 | 4 | 24 | 2 | 40.9876
2034 | 4 | 24 | 3 | 41.3233
2034 | 4 | 24 | 4 | 42.0646
2034 | 4 | 24 | 5 | 44.1206
2034 | 4 | 24 | 6 | 45.9658
2034 | 4 | 24 | 7 | 49.0469
2034 | 4 | 24 | 8 | 52.7803
2034 | 4 | 24 | 9 | 50.8577
2034 | 4 | 24 | 10 | 46.2067
2034 | 4 | 24 | 11 | 43.3675
2034 | 4 | 24 | 12 | 45.0736
2034 | 4 | 24 | 13 | 46.8837
2034 | 4 | 24 | 14 | 45.6654
2034 | 4 | 24 | 15 | 46.618
2034 | 4 | 24 | 16 | 49.7861
2034 | 4 | 24 | 17 | 54.0634
2034 | 4 | 24 | 18 | 51.2449
2034 | 4 | 24 | 19 | 52.0516
2034 | 4 | 24 | 20 | 52.0327
2034 | 4 | 24 | 21 | 49.5698
2034 | 4 | 24 | 22 | 46.111
2034 | 4 | 24 | 23 | 43.2605
2034 | 4 | 25 | 0 | 43.8853
2034 | 4 | 25 | 1 | 41.9937
2034 | 4 | 25 | 2 | 41.8491
2034 | 4 | 25 | 3 | 42.294
2034 | 4 | 25 | 4 | 43.0779
2034 | 4 | 25 | 5 | 45.2352
2034 | 4 | 25 | 6 | 47.3572
2034 | 4 | 25 | 7 | 49.7254
2034 | 4 | 25 | 8 | 52.5552
2034 | 4 | 25 | 9 | 53.2283
2034 | 4 | 25 | 10 | 49.7452
2034 | 4 | 25 | 11 | 45.9449
2034 | 4 | 25 | 12 | 48.3632
2034 | 4 | 25 | 13 | 49.7195
2034 | 4 | 25 | 14 | 49.0404
2034 | 4 | 25 | 15 | 50.252
2034 | 4 | 25 | 16 | 53.5812
2034 | 4 | 25 | 17 | 56.3692
2034 | 4 | 25 | 18 | 58.7299
2034 | 4 | 25 | 19 | 54.2333
2034 | 4 | 25 | 20 | 53.0045
2034 | 4 | 25 | 21 | 49.9104
2034 | 4 | 25 | 22 | 46.1958
2034 | 4 | 25 | 23 | 43.2399
2034 | 4 | 26 | 0 | 43.2708
2034 | 4 | 26 | 1 | 43.9021
2034 | 4 | 26 | 2 | 43.7984
2034 | 4 | 26 | 3 | 44.2071
2034 | 4 | 26 | 4 | 45.0337
2034 | 4 | 26 | 5 | 47.1908
2034 | 4 | 26 | 6 | 49.3035
2034 | 4 | 26 | 7 | 52.4007
2034 | 4 | 26 | 8 | 58.5198
2034 | 4 | 26 | 9 | 60.8693
2034 | 4 | 26 | 10 | 56.271
2034 | 4 | 26 | 11 | 50.6468
2034 | 4 | 26 | 12 | 52.6354
2034 | 4 | 26 | 13 | 53.5604
2034 | 4 | 26 | 14 | 53.0699
2034 | 4 | 26 | 15 | 54.3187
2034 | 4 | 26 | 16 | 58.8692
2034 | 4 | 26 | 17 | 63.2299
2034 | 4 | 26 | 18 | 66.6886
2034 | 4 | 26 | 19 | 61.0275
2034 | 4 | 26 | 20 | 59.4331
2034 | 4 | 26 | 21 | 56.3917
2034 | 4 | 26 | 22 | 52.5324
2034 | 4 | 26 | 23 | 49.7224
2034 | 4 | 27 | 0 | 46.9211
2034 | 4 | 27 | 1 | 48.836
2034 | 4 | 27 | 2 | 48.7779
2034 | 4 | 27 | 3 | 49.2021
2034 | 4 | 27 | 4 | 50.0644
2034 | 4 | 27 | 5 | 52.2644
2034 | 4 | 27 | 6 | 55.1481
2034 | 4 | 27 | 7 | 56.2866
2034 | 4 | 27 | 8 | 54.2913
2034 | 4 | 27 | 9 | 51.971
2034 | 4 | 27 | 10 | 50.5353
2034 | 4 | 27 | 11 | 47.2581
2034 | 4 | 27 | 12 | 52.7467
2034 | 4 | 27 | 13 | 54.0988
2034 | 4 | 27 | 14 | 54.1526
2034 | 4 | 27 | 15 | 55.4817
2034 | 4 | 27 | 16 | 57.9974
2034 | 4 | 27 | 17 | 61.282
2034 | 4 | 27 | 18 | 62.4633
2034 | 4 | 27 | 19 | 59.367
2034 | 4 | 27 | 20 | 58.7294
2034 | 4 | 27 | 21 | 56.2284
2034 | 4 | 27 | 22 | 52.8275
2034 | 4 | 27 | 23 | 49.895
2034 | 4 | 28 | 0 | 48.7429
2034 | 4 | 28 | 1 | 48.6756
2034 | 4 | 28 | 2 | 48.4324
2034 | 4 | 28 | 3 | 48.6484
2034 | 4 | 28 | 4 | 49.3263
2034 | 4 | 28 | 5 | 51.3312
2034 | 4 | 28 | 6 | 52.5077
2034 | 4 | 28 | 7 | 55.3194
2034 | 4 | 28 | 8 | 59.5287
2034 | 4 | 28 | 9 | 60.917
2034 | 4 | 28 | 10 | 56.5557
2034 | 4 | 28 | 11 | 51.812
2034 | 4 | 28 | 12 | 52.6117
2034 | 4 | 28 | 13 | 54.0138
2034 | 4 | 28 | 14 | 53.4965
2034 | 4 | 28 | 15 | 54.2417
2034 | 4 | 28 | 16 | 57.0407
2034 | 4 | 28 | 17 | 60.1451
2034 | 4 | 28 | 18 | 61.9561
2034 | 4 | 28 | 19 | 57.1725
2034 | 4 | 28 | 20 | 55.7036
2034 | 4 | 28 | 21 | 53.0513
2034 | 4 | 28 | 22 | 49.7905
2034 | 4 | 28 | 23 | 46.9448
2034 | 4 | 29 | 0 | 46.4407
2034 | 4 | 29 | 1 | 48.1774
2034 | 4 | 29 | 2 | 47.6488
2034 | 4 | 29 | 3 | 47.486
2034 | 4 | 29 | 4 | 47.8489
2034 | 4 | 29 | 5 | 49.0929
2034 | 4 | 29 | 6 | 49.7325
2034 | 4 | 29 | 7 | 50.4213
2034 | 4 | 29 | 8 | 54.7486
2034 | 4 | 29 | 9 | 57.814
2034 | 4 | 29 | 10 | 54.8958
2034 | 4 | 29 | 11 | 50.6311
2034 | 4 | 29 | 12 | 50.3703
2034 | 4 | 29 | 13 | 51.7265
2034 | 4 | 29 | 14 | 50.3876
2034 | 4 | 29 | 15 | 51.2978
2034 | 4 | 29 | 16 | 54.7576
2034 | 4 | 29 | 17 | 57.6673
2034 | 4 | 29 | 18 | 66.5209
2034 | 4 | 29 | 19 | 59.8001
2034 | 4 | 29 | 20 | 56.7784
2034 | 4 | 29 | 21 | 53.426
2034 | 4 | 29 | 22 | 50.3571
2034 | 4 | 29 | 23 | 48.3985
2034 | 4 | 30 | 0 | 46.0871
2034 | 4 | 30 | 1 | 50.6382
2034 | 4 | 30 | 2 | 50.5049
2034 | 4 | 30 | 3 | 50.724
2034 | 4 | 30 | 4 | 51.5831
2034 | 4 | 30 | 5 | 53.1525
2034 | 4 | 30 | 6 | 54.6726
2034 | 4 | 30 | 7 | 53.7397
2034 | 4 | 30 | 8 | 54.162
2034 | 4 | 30 | 9 | 56.1345
2034 | 4 | 30 | 10 | 56.2302
2034 | 4 | 30 | 11 | 52.0899
2034 | 4 | 30 | 12 | 53.002
2034 | 4 | 30 | 13 | 54.0021
2034 | 4 | 30 | 14 | 54.3714
2034 | 4 | 30 | 15 | 55.5863
2034 | 4 | 30 | 16 | 59.3245
2034 | 4 | 30 | 17 | 62.7216
2034 | 4 | 30 | 18 | 58.6534
2034 | 4 | 30 | 19 | 61.4442
2034 | 4 | 30 | 20 | 61.7568
2034 | 4 | 30 | 21 | 59.7109
2034 | 4 | 30 | 22 | 56.4589
2034 | 4 | 30 | 23 | 54.03
2034 | 5 | 1 | 0 | 55.0157
2034 | 5 | 1 | 1 | 57.2039
2034 | 5 | 1 | 2 | 57.4823
2034 | 5 | 1 | 3 | 58.0898
2034 | 5 | 1 | 4 | 59.0924
2034 | 5 | 1 | 5 | 61.8512
2034 | 5 | 1 | 6 | 65.9123
2034 | 5 | 1 | 7 | 66.6767
2034 | 5 | 1 | 8 | 62.7608
2034 | 5 | 1 | 9 | 59.3049
2034 | 5 | 1 | 10 | 59.377
2034 | 5 | 1 | 11 | 56.9105
2034 | 5 | 1 | 12 | 60.0227
2034 | 5 | 1 | 13 | 61.1737
2034 | 5 | 1 | 14 | 61.4386
2034 | 5 | 1 | 15 | 61.5749
2034 | 5 | 1 | 16 | 61.8741
2034 | 5 | 1 | 17 | 61.3937
2034 | 5 | 1 | 18 | 64.1389
2034 | 5 | 1 | 19 | 67.4732
2034 | 5 | 1 | 20 | 68.8819
2034 | 5 | 1 | 21 | 66.9235
2034 | 5 | 1 | 22 | 62.5665
2034 | 5 | 1 | 23 | 59.0518
2034 | 5 | 2 | 0 | 56.9116
2034 | 5 | 2 | 1 | 59.5763
2034 | 5 | 2 | 2 | 59.2836
2034 | 5 | 2 | 3 | 59.7225
2034 | 5 | 2 | 4 | 60.5981
2034 | 5 | 2 | 5 | 63.4555
2034 | 5 | 2 | 6 | 66.2005
2034 | 5 | 2 | 7 | 69.8207
2034 | 5 | 2 | 8 | 75.3293
2034 | 5 | 2 | 9 | 77.6865
2034 | 5 | 2 | 10 | 72.8323
2034 | 5 | 2 | 11 | 66.0821
2034 | 5 | 2 | 12 | 67.9288
2034 | 5 | 2 | 13 | 69.4191
2034 | 5 | 2 | 14 | 70.8571
2034 | 5 | 2 | 15 | 73.1716
2034 | 5 | 2 | 16 | 76.9196
2034 | 5 | 2 | 17 | 79.6883
2034 | 5 | 2 | 18 | 82.5223
2034 | 5 | 2 | 19 | 76.8208
2034 | 5 | 2 | 20 | 75.5804
2034 | 5 | 2 | 21 | 72.5324
2034 | 5 | 2 | 22 | 67.3295
2034 | 5 | 2 | 23 | 63.352
2034 | 5 | 3 | 0 | 61.3844
2034 | 5 | 3 | 1 | 64.4883
2034 | 5 | 3 | 2 | 64.0752
2034 | 5 | 3 | 3 | 64.3423
2034 | 5 | 3 | 4 | 65.1652
2034 | 5 | 3 | 5 | 68.005
2034 | 5 | 3 | 6 | 69.0397
2034 | 5 | 3 | 7 | 72.7683
2034 | 5 | 3 | 8 | 79.5294
2034 | 5 | 3 | 9 | 82.7694
2034 | 5 | 3 | 10 | 77.5171
2034 | 5 | 3 | 11 | 71.1045
2034 | 5 | 3 | 12 | 74.1614
2034 | 5 | 3 | 13 | 75.3559
2034 | 5 | 3 | 14 | 75.9076
2034 | 5 | 3 | 15 | 77.2111
2034 | 5 | 3 | 16 | 81.006
2034 | 5 | 3 | 17 | 84.2785
2034 | 5 | 3 | 18 | 86.0336
2034 | 5 | 3 | 19 | 81.3341
2034 | 5 | 3 | 20 | 80.7342
2034 | 5 | 3 | 21 | 77.95
2034 | 5 | 3 | 22 | 72.7472
2034 | 5 | 3 | 23 | 68.7262
2034 | 5 | 4 | 0 | 65.1699
2034 | 5 | 4 | 1 | 63.8924
2034 | 5 | 4 | 2 | 63.6099
2034 | 5 | 4 | 3 | 64.0173
2034 | 5 | 4 | 4 | 64.9158
2034 | 5 | 4 | 5 | 67.9209
2034 | 5 | 4 | 6 | 71.2149
2034 | 5 | 4 | 7 | 72.5664
2034 | 5 | 4 | 8 | 70.2964
2034 | 5 | 4 | 9 | 68.2552
2034 | 5 | 4 | 10 | 66.7776
2034 | 5 | 4 | 11 | 62.091
2034 | 5 | 4 | 12 | 68.664
2034 | 5 | 4 | 13 | 70.3316
2034 | 5 | 4 | 14 | 71.3045
2034 | 5 | 4 | 15 | 72.6367
2034 | 5 | 4 | 16 | 75.3848
2034 | 5 | 4 | 17 | 77.4346
2034 | 5 | 4 | 18 | 80.7094
2034 | 5 | 4 | 19 | 76.5002
2034 | 5 | 4 | 20 | 75.9611
2034 | 5 | 4 | 21 | 73.3735
2034 | 5 | 4 | 22 | 68.3205
2034 | 5 | 4 | 23 | 64.0838
2034 | 5 | 5 | 0 | 64.0659
2034 | 5 | 5 | 1 | 62.1341
2034 | 5 | 5 | 2 | 61.8448
2034 | 5 | 5 | 3 | 62.2098
2034 | 5 | 5 | 4 | 63.1041
2034 | 5 | 5 | 5 | 66.0063
2034 | 5 | 5 | 6 | 70.1371
2034 | 5 | 5 | 7 | 71.4076
2034 | 5 | 5 | 8 | 67.9871
2034 | 5 | 5 | 9 | 64.3015
2034 | 5 | 5 | 10 | 61.5115
2034 | 5 | 5 | 11 | 57.1931
2034 | 5 | 5 | 12 | 63.0383
2034 | 5 | 5 | 13 | 64.5948
2034 | 5 | 5 | 14 | 64.9236
2034 | 5 | 5 | 15 | 64.8429
2034 | 5 | 5 | 16 | 66.6153
2034 | 5 | 5 | 17 | 66.737
2034 | 5 | 5 | 18 | 62.1307
2034 | 5 | 5 | 19 | 68.4002
2034 | 5 | 5 | 20 | 70.8485
2034 | 5 | 5 | 21 | 70.0344
2034 | 5 | 5 | 22 | 66.2959
2034 | 5 | 5 | 23 | 62.4687
2034 | 5 | 6 | 0 | 60.7288
2034 | 5 | 6 | 1 | 60.5698
2034 | 5 | 6 | 2 | 60.246
2034 | 5 | 6 | 3 | 60.3809
2034 | 5 | 6 | 4 | 61.0415
2034 | 5 | 6 | 5 | 62.8404
2034 | 5 | 6 | 6 | 62.9679
2034 | 5 | 6 | 7 | 62.4623
2034 | 5 | 6 | 8 | 62.9272
2034 | 5 | 6 | 9 | 64.3447
2034 | 5 | 6 | 10 | 63.1476
2034 | 5 | 6 | 11 | 58.1588
2034 | 5 | 6 | 12 | 61.3965
2034 | 5 | 6 | 13 | 62.1051
2034 | 5 | 6 | 14 | 62.2405
2034 | 5 | 6 | 15 | 63.2508
2034 | 5 | 6 | 16 | 66.6664
2034 | 5 | 6 | 17 | 69.6414
2034 | 5 | 6 | 18 | 74.3366
2034 | 5 | 6 | 19 | 69.5449
2034 | 5 | 6 | 20 | 67.599
2034 | 5 | 6 | 21 | 64.6711
2034 | 5 | 6 | 22 | 60.4903
2034 | 5 | 6 | 23 | 57.4454
2034 | 5 | 7 | 0 | 58.9262
2034 | 5 | 7 | 1 | 58.4197
2034 | 5 | 7 | 2 | 57.9451
2034 | 5 | 7 | 3 | 58.0274
2034 | 5 | 7 | 4 | 58.6101
2034 | 5 | 7 | 5 | 60.1393
2034 | 5 | 7 | 6 | 58.4147
2034 | 5 | 7 | 7 | 58.2433
2034 | 5 | 7 | 8 | 63.6783
2034 | 5 | 7 | 9 | 67.5788
2034 | 5 | 7 | 10 | 64.1374
2034 | 5 | 7 | 11 | 58.1678
2034 | 5 | 7 | 12 | 59.184
2034 | 5 | 7 | 13 | 60.5742
2034 | 5 | 7 | 14 | 61.5477
2034 | 5 | 7 | 15 | 62.7487
2034 | 5 | 7 | 16 | 66.527
2034 | 5 | 7 | 17 | 70.1225
2034 | 5 | 7 | 18 | 66.8091
2034 | 5 | 7 | 19 | 66.9985
2034 | 5 | 7 | 20 | 67.1466
2034 | 5 | 7 | 21 | 64.9543
2034 | 5 | 7 | 22 | 60.5388
2034 | 5 | 7 | 23 | 57.2762
2034 | 5 | 8 | 0 | 56.858
2034 | 5 | 8 | 1 | 58.9103
2034 | 5 | 8 | 2 | 59.1213
2034 | 5 | 8 | 3 | 59.8599
2034 | 5 | 8 | 4 | 61.0701
2034 | 5 | 8 | 5 | 64.1926
2034 | 5 | 8 | 6 | 67.0056
2034 | 5 | 8 | 7 | 68.7729
2034 | 5 | 8 | 8 | 67.7857
2034 | 5 | 8 | 9 | 65.5331
2034 | 5 | 8 | 10 | 63.7638
2034 | 5 | 8 | 11 | 59.5488
2034 | 5 | 8 | 12 | 61.1345
2034 | 5 | 8 | 13 | 62.9678
2034 | 5 | 8 | 14 | 64.0203
2034 | 5 | 8 | 15 | 64.7082
2034 | 5 | 8 | 16 | 65.1799
2034 | 5 | 8 | 17 | 65.4323
2034 | 5 | 8 | 18 | 69.928
2034 | 5 | 8 | 19 | 72.253
2034 | 5 | 8 | 20 | 73.3078
2034 | 5 | 8 | 21 | 71.3827
2034 | 5 | 8 | 22 | 66.5788
2034 | 5 | 8 | 23 | 62.5435
2034 | 5 | 9 | 0 | 63.7546
2034 | 5 | 9 | 1 | 61.8176
2034 | 5 | 9 | 2 | 61.4364
2034 | 5 | 9 | 3 | 61.8193
2034 | 5 | 9 | 4 | 62.7186
2034 | 5 | 9 | 5 | 65.4831
2034 | 5 | 9 | 6 | 70.8497
2034 | 5 | 9 | 7 | 71.9986
2034 | 5 | 9 | 8 | 68.1932
2034 | 5 | 9 | 9 | 65.0874
2034 | 5 | 9 | 10 | 63.9551
2034 | 5 | 9 | 11 | 59.4673
2034 | 5 | 9 | 12 | 60.0964
2034 | 5 | 9 | 13 | 61.895
2034 | 5 | 9 | 14 | 61.7529
2034 | 5 | 9 | 15 | 62.2527
2034 | 5 | 9 | 16 | 62.2516
2034 | 5 | 9 | 17 | 61.1976
2034 | 5 | 9 | 18 | 62.483
2034 | 5 | 9 | 19 | 69.4129
2034 | 5 | 9 | 20 | 72.3444
2034 | 5 | 9 | 21 | 71.4167
2034 | 5 | 9 | 22 | 67.2908
2034 | 5 | 9 | 23 | 63.332
2034 | 5 | 10 | 0 | 63.2424
2034 | 5 | 10 | 1 | 63.0079
2034 | 5 | 10 | 2 | 62.8235
2034 | 5 | 10 | 3 | 63.3088
2034 | 5 | 10 | 4 | 64.2936
2034 | 5 | 10 | 5 | 67.0728
2034 | 5 | 10 | 6 | 70.3507
2034 | 5 | 10 | 7 | 71.2899
2034 | 5 | 10 | 8 | 67.9856
2034 | 5 | 10 | 9 | 64.9035
2034 | 5 | 10 | 10 | 63.2715
2034 | 5 | 10 | 11 | 58.6752
2034 | 5 | 10 | 12 | 64.2353
2034 | 5 | 10 | 13 | 66.3428
2034 | 5 | 10 | 14 | 67.1419
2034 | 5 | 10 | 15 | 67.4793
2034 | 5 | 10 | 16 | 68.218
2034 | 5 | 10 | 17 | 69.1773
2034 | 5 | 10 | 18 | 71.148
2034 | 5 | 10 | 19 | 72.1391
2034 | 5 | 10 | 20 | 73.154
2034 | 5 | 10 | 21 | 71.4334
2034 | 5 | 10 | 22 | 66.6348
2034 | 5 | 10 | 23 | 62.4295
2034 | 5 | 11 | 0 | 62.6032
2034 | 5 | 11 | 1 | 60.834
2034 | 5 | 11 | 2 | 60.3509
2034 | 5 | 11 | 3 | 60.5796
2034 | 5 | 11 | 4 | 61.3385
2034 | 5 | 11 | 5 | 64.032
2034 | 5 | 11 | 6 | 69.8959
2034 | 5 | 11 | 7 | 70.1854
2034 | 5 | 11 | 8 | 64.3825
2034 | 5 | 11 | 9 | 59.9076
2034 | 5 | 11 | 10 | 59.1711
2034 | 5 | 11 | 11 | 55.6187
2034 | 5 | 11 | 12 | 62.4742
2034 | 5 | 11 | 13 | 64.5326
2034 | 5 | 11 | 14 | 64.8871
2034 | 5 | 11 | 15 | 65.3238
2034 | 5 | 11 | 16 | 65.6845
2034 | 5 | 11 | 17 | 66.3136
2034 | 5 | 11 | 18 | 76.3885
2034 | 5 | 11 | 19 | 73.555
2034 | 5 | 11 | 20 | 73.4263
2034 | 5 | 11 | 21 | 71.3504
2034 | 5 | 11 | 22 | 66.7337
2034 | 5 | 11 | 23 | 62.5254
2034 | 5 | 12 | 0 | 60.8267
2034 | 5 | 12 | 1 | 59.7893
2034 | 5 | 12 | 2 | 59.1721
2034 | 5 | 12 | 3 | 59.2655
2034 | 5 | 12 | 4 | 59.9102
2034 | 5 | 12 | 5 | 62.5609
2034 | 5 | 12 | 6 | 66.3523
2034 | 5 | 12 | 7 | 69.6564
2034 | 5 | 12 | 8 | 74.1006
2034 | 5 | 12 | 9 | 74.8884
2034 | 5 | 12 | 10 | 69.897
2034 | 5 | 12 | 11 | 63.8292
2034 | 5 | 12 | 12 | 65.6625
2034 | 5 | 12 | 13 | 67.2859
2034 | 5 | 12 | 14 | 65.7619
2034 | 5 | 12 | 15 | 66.3755
2034 | 5 | 12 | 16 | 69.8455
2034 | 5 | 12 | 17 | 72.7703
2034 | 5 | 12 | 18 | 78.2269
2034 | 5 | 12 | 19 | 72.2386
2034 | 5 | 12 | 20 | 71.2612
2034 | 5 | 12 | 21 | 68.967
2034 | 5 | 12 | 22 | 64.7292
2034 | 5 | 12 | 23 | 60.5292
2034 | 5 | 13 | 0 | 58.5102
2034 | 5 | 13 | 1 | 56.7894
2034 | 5 | 13 | 2 | 55.9093
2034 | 5 | 13 | 3 | 55.6146
2034 | 5 | 13 | 4 | 55.9167
2034 | 5 | 13 | 5 | 57.1108
2034 | 5 | 13 | 6 | 57.4303
2034 | 5 | 13 | 7 | 58.8005
2034 | 5 | 13 | 8 | 68.5057
2034 | 5 | 13 | 9 | 73.9861
2034 | 5 | 13 | 10 | 68.1489
2034 | 5 | 13 | 11 | 62.0564
2034 | 5 | 13 | 12 | 63.8607
2034 | 5 | 13 | 13 | 63.568
2034 | 5 | 13 | 14 | 60.8385
2034 | 5 | 13 | 15 | 61.7313
2034 | 5 | 13 | 16 | 65.8501
2034 | 5 | 13 | 17 | 70.3649
2034 | 5 | 13 | 18 | 76.3775
2034 | 5 | 13 | 19 | 68.6361
2034 | 5 | 13 | 20 | 65.9571
2034 | 5 | 13 | 21 | 62.8704
2034 | 5 | 13 | 22 | 59.0865
2034 | 5 | 13 | 23 | 56.1028
2034 | 5 | 14 | 0 | 54.598
2034 | 5 | 14 | 1 | 54.0458
2034 | 5 | 14 | 2 | 53.5647
2034 | 5 | 14 | 3 | 53.818
2034 | 5 | 14 | 4 | 54.5271
2034 | 5 | 14 | 5 | 55.8617
2034 | 5 | 14 | 6 | 55.5289
2034 | 5 | 14 | 7 | 56.6581
2034 | 5 | 14 | 8 | 66.3299
2034 | 5 | 14 | 9 | 72.0825
2034 | 5 | 14 | 10 | 66.7058
2034 | 5 | 14 | 11 | 57.7243
2034 | 5 | 14 | 12 | 57.876
2034 | 5 | 14 | 13 | 58.9256
2034 | 5 | 14 | 14 | 61.8915
2034 | 5 | 14 | 15 | 65.7391
2034 | 5 | 14 | 16 | 70.2816
2034 | 5 | 14 | 17 | 75.572
2034 | 5 | 14 | 18 | 76.246
2034 | 5 | 14 | 19 | 71.577
2034 | 5 | 14 | 20 | 70.6051
2034 | 5 | 14 | 21 | 67.9149
2034 | 5 | 14 | 22 | 63.268
2034 | 5 | 14 | 23 | 59.7744
2034 | 5 | 15 | 0 | 60.9131
2034 | 5 | 15 | 1 | 60.5842
2034 | 5 | 15 | 2 | 60.658
2034 | 5 | 15 | 3 | 61.3162
2034 | 5 | 15 | 4 | 62.503
2034 | 5 | 15 | 5 | 65.4088
2034 | 5 | 15 | 6 | 68.9056
2034 | 5 | 15 | 7 | 70.5844
2034 | 5 | 15 | 8 | 71.0891
2034 | 5 | 15 | 9 | 71.1379
2034 | 5 | 15 | 10 | 70.1311
2034 | 5 | 15 | 11 | 64.9861
2034 | 5 | 15 | 12 | 62.992
2034 | 5 | 15 | 13 | 65.4068
2034 | 5 | 15 | 14 | 64.5225
2034 | 5 | 15 | 15 | 65.2514
2034 | 5 | 15 | 16 | 65.4722
2034 | 5 | 15 | 17 | 65.396
2034 | 5 | 15 | 18 | 67.3112
2034 | 5 | 15 | 19 | 74.2178
2034 | 5 | 15 | 20 | 77.1263
2034 | 5 | 15 | 21 | 76.2612
2034 | 5 | 15 | 22 | 72.3029
2034 | 5 | 15 | 23 | 68.0897
2034 | 5 | 16 | 0 | 65.3736
2034 | 5 | 16 | 1 | 64.4617
2034 | 5 | 16 | 2 | 64.3359
2034 | 5 | 16 | 3 | 64.9041
2034 | 5 | 16 | 4 | 65.8645
2034 | 5 | 16 | 5 | 68.456
2034 | 5 | 16 | 6 | 72.1408
2034 | 5 | 16 | 7 | 73.053
2034 | 5 | 16 | 8 | 70.1415
2034 | 5 | 16 | 9 | 66.7591
2034 | 5 | 16 | 10 | 64.1087
2034 | 5 | 16 | 11 | 58.0512
2034 | 5 | 16 | 12 | 64.5771
2034 | 5 | 16 | 13 | 65.7621
2034 | 5 | 16 | 14 | 65.6164
2034 | 5 | 16 | 15 | 66.6522
2034 | 5 | 16 | 16 | 68.8343
2034 | 5 | 16 | 17 | 68.4318
2034 | 5 | 16 | 18 | 65.09
2034 | 5 | 16 | 19 | 71.7442
2034 | 5 | 16 | 20 | 74.6288
2034 | 5 | 16 | 21 | 74.0344
2034 | 5 | 16 | 22 | 69.9426
2034 | 5 | 16 | 23 | 65.8339
2034 | 5 | 17 | 0 | 64.5797
2034 | 5 | 17 | 1 | 64.8652
2034 | 5 | 17 | 2 | 64.4887
2034 | 5 | 17 | 3 | 64.7659
2034 | 5 | 17 | 4 | 65.5653
2034 | 5 | 17 | 5 | 67.9642
2034 | 5 | 17 | 6 | 69.8712
2034 | 5 | 17 | 7 | 71.7643
2034 | 5 | 17 | 8 | 72.8043
2034 | 5 | 17 | 9 | 72.6453
2034 | 5 | 17 | 10 | 69.707
2034 | 5 | 17 | 11 | 63.9873
2034 | 5 | 17 | 12 | 65.1765
2034 | 5 | 17 | 13 | 67.5638
2034 | 5 | 17 | 14 | 67.1642
2034 | 5 | 17 | 15 | 67.415
2034 | 5 | 17 | 16 | 67.7731
2034 | 5 | 17 | 17 | 68.4639
2034 | 5 | 17 | 18 | 67.3543
2034 | 5 | 17 | 19 | 71.7981
2034 | 5 | 17 | 20 | 74.1348
2034 | 5 | 17 | 21 | 73.3983
2034 | 5 | 17 | 22 | 69.3274
2034 | 5 | 17 | 23 | 65.2503
2034 | 5 | 18 | 0 | 62.4775
2034 | 5 | 18 | 1 | 61.3331
2034 | 5 | 18 | 2 | 60.9388
2034 | 5 | 18 | 3 | 61.2805
2034 | 5 | 18 | 4 | 62.1379
2034 | 5 | 18 | 5 | 64.7516
2034 | 5 | 18 | 6 | 69.1291
2034 | 5 | 18 | 7 | 69.5676
2034 | 5 | 18 | 8 | 64.6278
2034 | 5 | 18 | 9 | 60.6495
2034 | 5 | 18 | 10 | 59.4509
2034 | 5 | 18 | 11 | 55.2812
2034 | 5 | 18 | 12 | 59.906
2034 | 5 | 18 | 13 | 62.1194
2034 | 5 | 18 | 14 | 62.4247
2034 | 5 | 18 | 15 | 62.6776
2034 | 5 | 18 | 16 | 62.335
2034 | 5 | 18 | 17 | 62.0312
2034 | 5 | 18 | 18 | 71.3652
2034 | 5 | 18 | 19 | 70.8105
2034 | 5 | 18 | 20 | 71.4606
2034 | 5 | 18 | 21 | 70.0918
2034 | 5 | 18 | 22 | 65.7836
2034 | 5 | 18 | 23 | 61.5114
2034 | 5 | 19 | 0 | 61.7349
2034 | 5 | 19 | 1 | 60.9752
2034 | 5 | 19 | 2 | 60.3398
2034 | 5 | 19 | 3 | 60.4198
2034 | 5 | 19 | 4 | 61.0542
2034 | 5 | 19 | 5 | 63.5197
2034 | 5 | 19 | 6 | 66.9081
2034 | 5 | 19 | 7 | 70.6933
2034 | 5 | 19 | 8 | 76.739
2034 | 5 | 19 | 9 | 76.9764
2034 | 5 | 19 | 10 | 69.3755
2034 | 5 | 19 | 11 | 61.9891
2034 | 5 | 19 | 12 | 63.5664
2034 | 5 | 19 | 13 | 65.2235
2034 | 5 | 19 | 14 | 62.8079
2034 | 5 | 19 | 15 | 63.7656
2034 | 5 | 19 | 16 | 67.7273
2034 | 5 | 19 | 17 | 71.2306
2034 | 5 | 19 | 18 | 76.5457
2034 | 5 | 19 | 19 | 71.6955
2034 | 5 | 19 | 20 | 71.1999
2034 | 5 | 19 | 21 | 69.4685
2034 | 5 | 19 | 22 | 65.6014
2034 | 5 | 19 | 23 | 61.3715
2034 | 5 | 20 | 0 | 59.47
2034 | 5 | 20 | 1 | 57.4724
2034 | 5 | 20 | 2 | 56.609
2034 | 5 | 20 | 3 | 56.3173
2034 | 5 | 20 | 4 | 56.6509
2034 | 5 | 20 | 5 | 57.7944
2034 | 5 | 20 | 6 | 58.9191
2034 | 5 | 20 | 7 | 60.0018
2034 | 5 | 20 | 8 | 68.2696
2034 | 5 | 20 | 9 | 72.2671
2034 | 5 | 20 | 10 | 66.4381
2034 | 5 | 20 | 11 | 60.2756
2034 | 5 | 20 | 12 | 59.0772
2034 | 5 | 20 | 13 | 59.5493
2034 | 5 | 20 | 14 | 56.4462
2034 | 5 | 20 | 15 | 57.0941
2034 | 5 | 20 | 16 | 60.3479
2034 | 5 | 20 | 17 | 64.8642
2034 | 5 | 20 | 18 | 66.4338
2034 | 5 | 20 | 19 | 66.1267
2034 | 5 | 20 | 20 | 65.5181
2034 | 5 | 20 | 21 | 63.9089
2034 | 5 | 20 | 22 | 60.5658
2034 | 5 | 20 | 23 | 57.254
2034 | 5 | 21 | 0 | 54.9577
2034 | 5 | 21 | 1 | 54.9608
2034 | 5 | 21 | 2 | 54.0093
2034 | 5 | 21 | 3 | 53.7773
2034 | 5 | 21 | 4 | 54.1019
2034 | 5 | 21 | 5 | 54.8538
2034 | 5 | 21 | 6 | 54.1295
2034 | 5 | 21 | 7 | 53.3692
2034 | 5 | 21 | 8 | 60.7921
2034 | 5 | 21 | 9 | 65.7468
2034 | 5 | 21 | 10 | 63.1452
2034 | 5 | 21 | 11 | 60.257
2034 | 5 | 21 | 12 | 59.6716
2034 | 5 | 21 | 13 | 59.6077
2034 | 5 | 21 | 14 | 58.6897
2034 | 5 | 21 | 15 | 59.8098
2034 | 5 | 21 | 16 | 60.3653
2034 | 5 | 21 | 17 | 64.0318
2034 | 5 | 21 | 18 | 69.1415
2034 | 5 | 21 | 19 | 64.477
2034 | 5 | 21 | 20 | 62.5984
2034 | 5 | 21 | 21 | 60.2353
2034 | 5 | 21 | 22 | 56.2496
2034 | 5 | 21 | 23 | 52.9144
2034 | 5 | 22 | 0 | 54.8407
2034 | 5 | 22 | 1 | 62.8299
2034 | 5 | 22 | 2 | 61.0276
2034 | 5 | 22 | 3 | 60.4086
2034 | 5 | 22 | 4 | 60.3911
2034 | 5 | 22 | 5 | 60.7312
2034 | 5 | 22 | 6 | 59.6893
2034 | 5 | 22 | 7 | 60.7442
2034 | 5 | 22 | 8 | 69.9247
2034 | 5 | 22 | 9 | 72.0703
2034 | 5 | 22 | 10 | 68.5184
2034 | 5 | 22 | 11 | 65.0833
2034 | 5 | 22 | 12 | 67.2957
2034 | 5 | 22 | 13 | 68.6313
2034 | 5 | 22 | 14 | 71.4405
2034 | 5 | 22 | 15 | 71.3003
2034 | 5 | 22 | 16 | 72.6574
2034 | 5 | 22 | 17 | 74.9676
2034 | 5 | 22 | 18 | 86.4081
2034 | 5 | 22 | 19 | 80.5432
2034 | 5 | 22 | 20 | 77.7746
2034 | 5 | 22 | 21 | 74.3463
2034 | 5 | 22 | 22 | 68.8643
2034 | 5 | 22 | 23 | 64.3438
2034 | 5 | 23 | 0 | 66.4638
2034 | 5 | 23 | 1 | 62.7731
2034 | 5 | 23 | 2 | 61.4649
2034 | 5 | 23 | 3 | 61.1449
2034 | 5 | 23 | 4 | 61.3858
2034 | 5 | 23 | 5 | 63.3735
2034 | 5 | 23 | 6 | 66.6402
2034 | 5 | 23 | 7 | 69.9545
2034 | 5 | 23 | 8 | 75.0338
2034 | 5 | 23 | 9 | 76.3652
2034 | 5 | 23 | 10 | 72.0607
2034 | 5 | 23 | 11 | 67.2842
2034 | 5 | 23 | 12 | 68.8015
2034 | 5 | 23 | 13 | 70.5436
2034 | 5 | 23 | 14 | 70.0999
2034 | 5 | 23 | 15 | 70.5366
2034 | 5 | 23 | 16 | 74.0353
2034 | 5 | 23 | 17 | 75.7118
2034 | 5 | 23 | 18 | 82.0755
2034 | 5 | 23 | 19 | 75.9543
2034 | 5 | 23 | 20 | 75.1844
2034 | 5 | 23 | 21 | 72.8693
2034 | 5 | 23 | 22 | 68.2247
2034 | 5 | 23 | 23 | 63.2502
2034 | 5 | 24 | 0 | 61.3017
2034 | 5 | 24 | 1 | 56.7172
2034 | 5 | 24 | 2 | 55.561
2034 | 5 | 24 | 3 | 55.2198
2034 | 5 | 24 | 4 | 55.5596
2034 | 5 | 24 | 5 | 57.2827
2034 | 5 | 24 | 6 | 61.1882
2034 | 5 | 24 | 7 | 61.9595
2034 | 5 | 24 | 8 | 62.0713
2034 | 5 | 24 | 9 | 63.5849
2034 | 5 | 24 | 10 | 63.2755
2034 | 5 | 24 | 11 | 61.1176
2034 | 5 | 24 | 12 | 59.7973
2034 | 5 | 24 | 13 | 62.8307
2034 | 5 | 24 | 14 | 63.5436
2034 | 5 | 24 | 15 | 61.9888
2034 | 5 | 24 | 16 | 58.7295
2034 | 5 | 24 | 17 | 58.3283
2034 | 5 | 24 | 18 | 63.8022
2034 | 5 | 24 | 19 | 67.0084
2034 | 5 | 24 | 20 | 67.8153
2034 | 5 | 24 | 21 | 66.5094
2034 | 5 | 24 | 22 | 61.8141
2034 | 5 | 24 | 23 | 57.1117
2034 | 5 | 25 | 0 | 56.8541
2034 | 5 | 25 | 1 | 55.3612
2034 | 5 | 25 | 2 | 54.6375
2034 | 5 | 25 | 3 | 54.5186
2034 | 5 | 25 | 4 | 55.089
2034 | 5 | 25 | 5 | 57.0096
2034 | 5 | 25 | 6 | 60.0358
2034 | 5 | 25 | 7 | 60.5937
2034 | 5 | 25 | 8 | 59.9256
2034 | 5 | 25 | 9 | 61.6462
2034 | 5 | 25 | 10 | 63.4183
2034 | 5 | 25 | 11 | 61.7504
2034 | 5 | 25 | 12 | 62.469
2034 | 5 | 25 | 13 | 65.4124
2034 | 5 | 25 | 14 | 64.9766
2034 | 5 | 25 | 15 | 64.8144
2034 | 5 | 25 | 16 | 63.5846
2034 | 5 | 25 | 17 | 64.7585
2034 | 5 | 25 | 18 | 70.2326
2034 | 5 | 25 | 19 | 71.1701
2034 | 5 | 25 | 20 | 71.793
2034 | 5 | 25 | 21 | 70.4769
2034 | 5 | 25 | 22 | 66.081
2034 | 5 | 25 | 23 | 60.9826
2034 | 5 | 26 | 0 | 58.7099
2034 | 5 | 26 | 1 | 54.6925
2034 | 5 | 26 | 2 | 54.0983
2034 | 5 | 26 | 3 | 54.0493
2034 | 5 | 26 | 4 | 54.67
2034 | 5 | 26 | 5 | 56.7615
2034 | 5 | 26 | 6 | 59.6371
2034 | 5 | 26 | 7 | 61.3111
2034 | 5 | 26 | 8 | 63.6418
2034 | 5 | 26 | 9 | 64.9534
2034 | 5 | 26 | 10 | 61.9301
2034 | 5 | 26 | 11 | 58.1406
2034 | 5 | 26 | 12 | 63.0593
2034 | 5 | 26 | 13 | 65.1025
2034 | 5 | 26 | 14 | 62.1098
2034 | 5 | 26 | 15 | 61.987
2034 | 5 | 26 | 16 | 64.4283
2034 | 5 | 26 | 17 | 66.5968
2034 | 5 | 26 | 18 | 74.3823
2034 | 5 | 26 | 19 | 69.2113
2034 | 5 | 26 | 20 | 68.4748
2034 | 5 | 26 | 21 | 66.6949
2034 | 5 | 26 | 22 | 62.757
2034 | 5 | 26 | 23 | 57.9763
2034 | 5 | 27 | 0 | 55.933
2034 | 5 | 27 | 1 | 55.4744
2034 | 5 | 27 | 2 | 54.6884
2034 | 5 | 27 | 3 | 54.3588
2034 | 5 | 27 | 4 | 54.7767
2034 | 5 | 27 | 5 | 55.5748
2034 | 5 | 27 | 6 | 57.3686
2034 | 5 | 27 | 7 | 55.9438
2034 | 5 | 27 | 8 | 52.8174
2034 | 5 | 27 | 9 | 47.8521
2034 | 5 | 27 | 10 | 45.921
2034 | 5 | 27 | 11 | 40.3541
2034 | 5 | 27 | 12 | 43.8658
2034 | 5 | 27 | 13 | 46.2913
2034 | 5 | 27 | 14 | 45.704
2034 | 5 | 27 | 15 | 45.5098
2034 | 5 | 27 | 16 | 45.653
2034 | 5 | 27 | 17 | 46.1814
2034 | 5 | 27 | 18 | 53.8656
2034 | 5 | 27 | 19 | 62.0296
2034 | 5 | 27 | 20 | 64.3992
2034 | 5 | 27 | 21 | 64.1613
2034 | 5 | 27 | 22 | 61.6362
2034 | 5 | 27 | 23 | 58.5249
2034 | 5 | 28 | 0 | 57.2137
2034 | 5 | 28 | 1 | 57.2461
2034 | 5 | 28 | 2 | 56.4656
2034 | 5 | 28 | 3 | 56.1768
2034 | 5 | 28 | 4 | 56.6249
2034 | 5 | 28 | 5 | 57.3816
2034 | 5 | 28 | 6 | 57.9238
2034 | 5 | 28 | 7 | 55.022
2034 | 5 | 28 | 8 | 50.3722
2034 | 5 | 28 | 9 | 44.7268
2034 | 5 | 28 | 10 | 43.4948
2034 | 5 | 28 | 11 | 39.2022
2034 | 5 | 28 | 12 | 44.6726
2034 | 5 | 28 | 13 | 47.6907
2034 | 5 | 28 | 14 | 46.2668
2034 | 5 | 28 | 15 | 45.6143
2034 | 5 | 28 | 16 | 46.5266
2034 | 5 | 28 | 17 | 47.7323
2034 | 5 | 28 | 18 | 58.3288
2034 | 5 | 28 | 19 | 63.1225
2034 | 5 | 28 | 20 | 64.752
2034 | 5 | 28 | 21 | 63.9946
2034 | 5 | 28 | 22 | 60.608
2034 | 5 | 28 | 23 | 57.1574
2034 | 5 | 29 | 0 | 56.1811
2034 | 5 | 29 | 1 | 53.9074
2034 | 5 | 29 | 2 | 53.7075
2034 | 5 | 29 | 3 | 54.0871
2034 | 5 | 29 | 4 | 54.972
2034 | 5 | 29 | 5 | 57.4011
2034 | 5 | 29 | 6 | 60.7164
2034 | 5 | 29 | 7 | 62.3338
2034 | 5 | 29 | 8 | 63.0823
2034 | 5 | 29 | 9 | 62.5017
2034 | 5 | 29 | 10 | 60.558
2034 | 5 | 29 | 11 | 55.3317
2034 | 5 | 29 | 12 | 60.4583
2034 | 5 | 29 | 13 | 62.5153
2034 | 5 | 29 | 14 | 61.6686
2034 | 5 | 29 | 15 | 63.105
2034 | 5 | 29 | 16 | 65.0681
2034 | 5 | 29 | 17 | 67.1513
2034 | 5 | 29 | 18 | 68.9652
2034 | 5 | 29 | 19 | 67.9175
2034 | 5 | 29 | 20 | 68.1712
2034 | 5 | 29 | 21 | 66.6519
2034 | 5 | 29 | 22 | 62.2973
2034 | 5 | 29 | 23 | 58.1005
2034 | 5 | 30 | 0 | 59.0878
2034 | 5 | 30 | 1 | 59.3087
2034 | 5 | 30 | 2 | 58.8616
2034 | 5 | 30 | 3 | 59.1996
2034 | 5 | 30 | 4 | 60.0742
2034 | 5 | 30 | 5 | 62.416
2034 | 5 | 30 | 6 | 65.5758
2034 | 5 | 30 | 7 | 66.5502
2034 | 5 | 30 | 8 | 62.4172
2034 | 5 | 30 | 9 | 57.8878
2034 | 5 | 30 | 10 | 57.3576
2034 | 5 | 30 | 11 | 56.0443
2034 | 5 | 30 | 12 | 57.4694
2034 | 5 | 30 | 13 | 59.9382
2034 | 5 | 30 | 14 | 59.1699
2034 | 5 | 30 | 15 | 60.4898
2034 | 5 | 30 | 16 | 60.4054
2034 | 5 | 30 | 17 | 61.8202
2034 | 5 | 30 | 18 | 68.2987
2034 | 5 | 30 | 19 | 69.5812
2034 | 5 | 30 | 20 | 70.4782
2034 | 5 | 30 | 21 | 69.562
2034 | 5 | 30 | 22 | 65.5741
2034 | 5 | 30 | 23 | 61.1802
2034 | 5 | 31 | 0 | 59.9812
2034 | 5 | 31 | 1 | 57.619
2034 | 5 | 31 | 2 | 57.0208
2034 | 5 | 31 | 3 | 57.1386
2034 | 5 | 31 | 4 | 57.8962
2034 | 5 | 31 | 5 | 60.1253
2034 | 5 | 31 | 6 | 63.7348
2034 | 5 | 31 | 7 | 64.4749
2034 | 5 | 31 | 8 | 61.2694
2034 | 5 | 31 | 9 | 58.6466
2034 | 5 | 31 | 10 | 59.3147
2034 | 5 | 31 | 11 | 58.2025
2034 | 5 | 31 | 12 | 58.6906
2034 | 5 | 31 | 13 | 61.5703
2034 | 5 | 31 | 14 | 61.5651
2034 | 5 | 31 | 15 | 61.289
2034 | 5 | 31 | 16 | 58.8
2034 | 5 | 31 | 17 | 59.7028
2034 | 5 | 31 | 18 | 63.6561
2034 | 5 | 31 | 19 | 67.4221
2034 | 5 | 31 | 20 | 68.9743
2034 | 5 | 31 | 21 | 68.3513
2034 | 5 | 31 | 22 | 64.0694
2034 | 5 | 31 | 23 | 59.4512
2034 | 6 | 1 | 0 | 58.7216
2034 | 6 | 1 | 1 | 63.2019
2034 | 6 | 1 | 2 | 62.5447
2034 | 6 | 1 | 3 | 62.6734
2034 | 6 | 1 | 4 | 63.4649
2034 | 6 | 1 | 5 | 65.6678
2034 | 6 | 1 | 6 | 69.1454
2034 | 6 | 1 | 7 | 69.6797
2034 | 6 | 1 | 8 | 62.9553
2034 | 6 | 1 | 9 | 56.0795
2034 | 6 | 1 | 10 | 55.6831
2034 | 6 | 1 | 11 | 50.7325
2034 | 6 | 1 | 12 | 50.6509
2034 | 6 | 1 | 13 | 53.8385
2034 | 6 | 1 | 14 | 53.9122
2034 | 6 | 1 | 15 | 53.9749
2034 | 6 | 1 | 16 | 53.9367
2034 | 6 | 1 | 17 | 56.1091
2034 | 6 | 1 | 18 | 61.7231
2034 | 6 | 1 | 19 | 72.8698
2034 | 6 | 1 | 20 | 76.5316
2034 | 6 | 1 | 21 | 77.1538
2034 | 6 | 1 | 22 | 74.6403
2034 | 6 | 1 | 23 | 70.6827
2034 | 6 | 2 | 0 | 67.7779
2034 | 6 | 2 | 1 | 65.9201
2034 | 6 | 2 | 2 | 65.1829
2034 | 6 | 2 | 3 | 65.2016
2034 | 6 | 2 | 4 | 65.8699
2034 | 6 | 2 | 5 | 67.9717
2034 | 6 | 2 | 6 | 69.9408
2034 | 6 | 2 | 7 | 70.517
2034 | 6 | 2 | 8 | 64.1005
2034 | 6 | 2 | 9 | 57.0926
2034 | 6 | 2 | 10 | 57.3042
2034 | 6 | 2 | 11 | 56.2223
2034 | 6 | 2 | 12 | 55.6322
2034 | 6 | 2 | 13 | 58.7582
2034 | 6 | 2 | 14 | 57.6084
2034 | 6 | 2 | 15 | 56.9549
2034 | 6 | 2 | 16 | 56.5511
2034 | 6 | 2 | 17 | 59.5447
2034 | 6 | 2 | 18 | 65.6139
2034 | 6 | 2 | 19 | 71.0159
2034 | 6 | 2 | 20 | 72.2563
2034 | 6 | 2 | 21 | 72.1352
2034 | 6 | 2 | 22 | 69.2504
2034 | 6 | 2 | 23 | 64.6761
2034 | 6 | 3 | 0 | 63.8175
2034 | 6 | 3 | 1 | 61.7037
2034 | 6 | 3 | 2 | 60.744
2034 | 6 | 3 | 3 | 60.2928
2034 | 6 | 3 | 4 | 60.6621
2034 | 6 | 3 | 5 | 61.3491
2034 | 6 | 3 | 6 | 61.726
2034 | 6 | 3 | 7 | 60.1408
2034 | 6 | 3 | 8 | 56.6135
2034 | 6 | 3 | 9 | 52.7361
2034 | 6 | 3 | 10 | 53.9389
2034 | 6 | 3 | 11 | 53.4426
2034 | 6 | 3 | 12 | 52.6876
2034 | 6 | 3 | 13 | 53.9633
2034 | 6 | 3 | 14 | 52.5627
2034 | 6 | 3 | 15 | 52.1068
2034 | 6 | 3 | 16 | 54.0536
2034 | 6 | 3 | 17 | 59.2172
2034 | 6 | 3 | 18 | 63.3414
2034 | 6 | 3 | 19 | 68.7168
2034 | 6 | 3 | 20 | 68.689
2034 | 6 | 3 | 21 | 68.0169
2034 | 6 | 3 | 22 | 65.3702
2034 | 6 | 3 | 23 | 61.8165
2034 | 6 | 4 | 0 | 60.597
2034 | 6 | 4 | 1 | 58.7503
2034 | 6 | 4 | 2 | 57.7178
2034 | 6 | 4 | 3 | 57.4455
2034 | 6 | 4 | 4 | 57.7882
2034 | 6 | 4 | 5 | 58.2448
2034 | 6 | 4 | 6 | 58.3183
2034 | 6 | 4 | 7 | 55.5159
2034 | 6 | 4 | 8 | 52.4541
2034 | 6 | 4 | 9 | 50.1062
2034 | 6 | 4 | 10 | 51.3843
2034 | 6 | 4 | 11 | 51.1145
2034 | 6 | 4 | 12 | 50.0279
2034 | 6 | 4 | 13 | 51.3127
2034 | 6 | 4 | 14 | 50.8887
2034 | 6 | 4 | 15 | 51.429
2034 | 6 | 4 | 16 | 52.4334
2034 | 6 | 4 | 17 | 58.3533
2034 | 6 | 4 | 18 | 65.3145
2034 | 6 | 4 | 19 | 67.9509
2034 | 6 | 4 | 20 | 68.0765
2034 | 6 | 4 | 21 | 66.7875
2034 | 6 | 4 | 22 | 63.2127
2034 | 6 | 4 | 23 | 59.4216
2034 | 6 | 5 | 0 | 58.5187
2034 | 6 | 5 | 1 | 55.1917
2034 | 6 | 5 | 2 | 54.8532
2034 | 6 | 5 | 3 | 55.0339
2034 | 6 | 5 | 4 | 55.8971
2034 | 6 | 5 | 5 | 58.0042
2034 | 6 | 5 | 6 | 61.0179
2034 | 6 | 5 | 7 | 63.6131
2034 | 6 | 5 | 8 | 65.3619
2034 | 6 | 5 | 9 | 63.2829
2034 | 6 | 5 | 10 | 62.8357
2034 | 6 | 5 | 11 | 59.6408
2034 | 6 | 5 | 12 | 61.5959
2034 | 6 | 5 | 13 | 63.7945
2034 | 6 | 5 | 14 | 64.1101
2034 | 6 | 5 | 15 | 64.0941
2034 | 6 | 5 | 16 | 64.7606
2034 | 6 | 5 | 17 | 67.5076
2034 | 6 | 5 | 18 | 80.6714
2034 | 6 | 5 | 19 | 75.9272
2034 | 6 | 5 | 20 | 74.2972
2034 | 6 | 5 | 21 | 71.7667
2034 | 6 | 5 | 22 | 67.5881
2034 | 6 | 5 | 23 | 63.2324
2034 | 6 | 6 | 0 | 61.3805
2034 | 6 | 6 | 1 | 57.0188
2034 | 6 | 6 | 2 | 56.4309
2034 | 6 | 6 | 3 | 56.5572
2034 | 6 | 6 | 4 | 57.211
2034 | 6 | 6 | 5 | 59.176
2034 | 6 | 6 | 6 | 61.0132
2034 | 6 | 6 | 7 | 63.1107
2034 | 6 | 6 | 8 | 65.2804
2034 | 6 | 6 | 9 | 63.6016
2034 | 6 | 6 | 10 | 62.978
2034 | 6 | 6 | 11 | 59.7053
2034 | 6 | 6 | 12 | 62.7209
2034 | 6 | 6 | 13 | 64.4938
2034 | 6 | 6 | 14 | 63.8964
2034 | 6 | 6 | 15 | 63.189
2034 | 6 | 6 | 16 | 63.5359
2034 | 6 | 6 | 17 | 62.9436
2034 | 6 | 6 | 18 | 70.5136
2034 | 6 | 6 | 19 | 72.7677
2034 | 6 | 6 | 20 | 72.4259
2034 | 6 | 6 | 21 | 70.8532
2034 | 6 | 6 | 22 | 66.858
2034 | 6 | 6 | 23 | 62.0584
2034 | 6 | 7 | 0 | 58.8387
2034 | 6 | 7 | 1 | 57.4563
2034 | 6 | 7 | 2 | 56.5993
2034 | 6 | 7 | 3 | 56.4376
2034 | 6 | 7 | 4 | 56.9464
2034 | 6 | 7 | 5 | 58.7642
2034 | 6 | 7 | 6 | 61.4051
2034 | 6 | 7 | 7 | 64.5904
2034 | 6 | 7 | 8 | 70.0431
2034 | 6 | 7 | 9 | 69.9923
2034 | 6 | 7 | 10 | 65.476
2034 | 6 | 7 | 11 | 59.1666
2034 | 6 | 7 | 12 | 62.0947
2034 | 6 | 7 | 13 | 64.5206
2034 | 6 | 7 | 14 | 63.9372
2034 | 6 | 7 | 15 | 63.0457
2034 | 6 | 7 | 16 | 64.3354
2034 | 6 | 7 | 17 | 67.4758
2034 | 6 | 7 | 18 | 71.4582
2034 | 6 | 7 | 19 | 73.0066
2034 | 6 | 7 | 20 | 73.5209
2034 | 6 | 7 | 21 | 72.1149
2034 | 6 | 7 | 22 | 67.8688
2034 | 6 | 7 | 23 | 62.91
2034 | 6 | 8 | 0 | 60.923
2034 | 6 | 8 | 1 | 58.1504
2034 | 6 | 8 | 2 | 57.355
2034 | 6 | 8 | 3 | 57.2974
2034 | 6 | 8 | 4 | 57.8236
2034 | 6 | 8 | 5 | 59.7712
2034 | 6 | 8 | 6 | 61.5463
2034 | 6 | 8 | 7 | 64.6558
2034 | 6 | 8 | 8 | 69.5265
2034 | 6 | 8 | 9 | 68.2082
2034 | 6 | 8 | 10 | 63.3173
2034 | 6 | 8 | 11 | 56.6772
2034 | 6 | 8 | 12 | 59.0689
2034 | 6 | 8 | 13 | 61.4651
2034 | 6 | 8 | 14 | 61.1322
2034 | 6 | 8 | 15 | 60.7426
2034 | 6 | 8 | 16 | 62.542
2034 | 6 | 8 | 17 | 66.1591
2034 | 6 | 8 | 18 | 72.0738
2034 | 6 | 8 | 19 | 71.9242
2034 | 6 | 8 | 20 | 71.9805
2034 | 6 | 8 | 21 | 70.7163
2034 | 6 | 8 | 22 | 66.7894
2034 | 6 | 8 | 23 | 61.9652
2034 | 6 | 9 | 0 | 62.1013
2034 | 6 | 9 | 1 | 58.1396
2034 | 6 | 9 | 2 | 57.3544
2034 | 6 | 9 | 3 | 57.264
2034 | 6 | 9 | 4 | 57.8147
2034 | 6 | 9 | 5 | 59.722
2034 | 6 | 9 | 6 | 62.0031
2034 | 6 | 9 | 7 | 64.0159
2034 | 6 | 9 | 8 | 65.0427
2034 | 6 | 9 | 9 | 62.6826
2034 | 6 | 9 | 10 | 59.5511
2034 | 6 | 9 | 11 | 55.3109
2034 | 6 | 9 | 12 | 61.2652
2034 | 6 | 9 | 13 | 63.0824
2034 | 6 | 9 | 14 | 61.1245
2034 | 6 | 9 | 15 | 60.2959
2034 | 6 | 9 | 16 | 63.6288
2034 | 6 | 9 | 17 | 66.9491
2034 | 6 | 9 | 18 | 78.4537
2034 | 6 | 9 | 19 | 73.5021
2034 | 6 | 9 | 20 | 72.396
2034 | 6 | 9 | 21 | 70.4759
2034 | 6 | 9 | 22 | 66.8033
2034 | 6 | 9 | 23 | 62.0638
2034 | 6 | 10 | 0 | 59.9645
2034 | 6 | 10 | 1 | 57.3501
2034 | 6 | 10 | 2 | 56.1527
2034 | 6 | 10 | 3 | 55.502
2034 | 6 | 10 | 4 | 55.5603
2034 | 6 | 10 | 5 | 55.8982
2034 | 6 | 10 | 6 | 54.2334
2034 | 6 | 10 | 7 | 54.7612
2034 | 6 | 10 | 8 | 62.594
2034 | 6 | 10 | 9 | 62.7708
2034 | 6 | 10 | 10 | 57.8723
2034 | 6 | 10 | 11 | 53.5607
2034 | 6 | 10 | 12 | 57.2177
2034 | 6 | 10 | 13 | 56.9071
2034 | 6 | 10 | 14 | 53.6869
2034 | 6 | 10 | 15 | 53.172
2034 | 6 | 10 | 16 | 57.9865
2034 | 6 | 10 | 17 | 63.3488
2034 | 6 | 10 | 18 | 71.1392
2034 | 6 | 10 | 19 | 64.0975
2034 | 6 | 10 | 20 | 62.4259
2034 | 6 | 10 | 21 | 60.6865
2034 | 6 | 10 | 22 | 58.3661
2034 | 6 | 10 | 23 | 55.5881
2034 | 6 | 11 | 0 | 54.8014
2034 | 6 | 11 | 1 | 55.7319
2034 | 6 | 11 | 2 | 54.3151
2034 | 6 | 11 | 3 | 53.6746
2034 | 6 | 11 | 4 | 53.6838
2034 | 6 | 11 | 5 | 53.7308
2034 | 6 | 11 | 6 | 52.4621
2034 | 6 | 11 | 7 | 53.0481
2034 | 6 | 11 | 8 | 61.8719
2034 | 6 | 11 | 9 | 62.9896
2034 | 6 | 11 | 10 | 56.779
2034 | 6 | 11 | 11 | 49.8408
2034 | 6 | 11 | 12 | 54.6389
2034 | 6 | 11 | 13 | 55.1832
2034 | 6 | 11 | 14 | 54.3931
2034 | 6 | 11 | 15 | 55.9926
2034 | 6 | 11 | 16 | 60.5236
2034 | 6 | 11 | 17 | 67.7622
2034 | 6 | 11 | 18 | 75.8378
2034 | 6 | 11 | 19 | 71.2124
2034 | 6 | 11 | 20 | 69.7593
2034 | 6 | 11 | 21 | 66.9611
2034 | 6 | 11 | 22 | 62.7993
2034 | 6 | 11 | 23 | 58.7405
2034 | 6 | 12 | 0 | 57.5682
2034 | 6 | 12 | 1 | 52.8443
2034 | 6 | 12 | 2 | 52.683
2034 | 6 | 12 | 3 | 53.0012
2034 | 6 | 12 | 4 | 53.7767
2034 | 6 | 12 | 5 | 55.9323
2034 | 6 | 12 | 6 | 57.8377
2034 | 6 | 12 | 7 | 59.7971
2034 | 6 | 12 | 8 | 63.3747
2034 | 6 | 12 | 9 | 63.1825
2034 | 6 | 12 | 10 | 63.4402
2034 | 6 | 12 | 11 | 60.4186
2034 | 6 | 12 | 12 | 62.7388
2034 | 6 | 12 | 13 | 64.809
2034 | 6 | 12 | 14 | 63.6148
2034 | 6 | 12 | 15 | 62.1925
2034 | 6 | 12 | 16 | 62.6707
2034 | 6 | 12 | 17 | 61.9782
2034 | 6 | 12 | 18 | 71.6604
2034 | 6 | 12 | 19 | 66.817
2034 | 6 | 12 | 20 | 66.6045
2034 | 6 | 12 | 21 | 65.1329
2034 | 6 | 12 | 22 | 61.6771
2034 | 6 | 12 | 23 | 57.6454
2034 | 6 | 13 | 0 | 56.4059
2034 | 6 | 13 | 1 | 60.1107
2034 | 6 | 13 | 2 | 59.2352
2034 | 6 | 13 | 3 | 59.1688
2034 | 6 | 13 | 4 | 59.659
2034 | 6 | 13 | 5 | 61.3301
2034 | 6 | 13 | 6 | 63.0968
2034 | 6 | 13 | 7 | 65.2865
2034 | 6 | 13 | 8 | 66.6054
2034 | 6 | 13 | 9 | 64.1349
2034 | 6 | 13 | 10 | 63.1171
2034 | 6 | 13 | 11 | 60.6208
2034 | 6 | 13 | 12 | 63.4443
2034 | 6 | 13 | 13 | 65.8434
2034 | 6 | 13 | 14 | 65.221
2034 | 6 | 13 | 15 | 65.0304
2034 | 6 | 13 | 16 | 67.8445
2034 | 6 | 13 | 17 | 73.557
2034 | 6 | 13 | 18 | 85.4562
2034 | 6 | 13 | 19 | 86.5347
2034 | 6 | 13 | 20 | 85.5577
2034 | 6 | 13 | 21 | 83.225
2034 | 6 | 13 | 22 | 77.8554
2034 | 6 | 13 | 23 | 71.441
2034 | 6 | 14 | 0 | 65.8872
2034 | 6 | 14 | 1 | 64.4692
2034 | 6 | 14 | 2 | 63.2087
2034 | 6 | 14 | 3 | 62.7471
2034 | 6 | 14 | 4 | 62.9704
2034 | 6 | 14 | 5 | 64.6544
2034 | 6 | 14 | 6 | 66.5337
2034 | 6 | 14 | 7 | 69.4114
2034 | 6 | 14 | 8 | 72.3264
2034 | 6 | 14 | 9 | 69.6609
2034 | 6 | 14 | 10 | 65.0437
2034 | 6 | 14 | 11 | 61.0366
2034 | 6 | 14 | 12 | 63.4063
2034 | 6 | 14 | 13 | 66.1643
2034 | 6 | 14 | 14 | 65.9373
2034 | 6 | 14 | 15 | 64.7845
2034 | 6 | 14 | 16 | 66.4517
2034 | 6 | 14 | 17 | 73.7285
2034 | 6 | 14 | 18 | 83.4284
2034 | 6 | 14 | 19 | 86.8119
2034 | 6 | 14 | 20 | 85.8645
2034 | 6 | 14 | 21 | 83.765
2034 | 6 | 14 | 22 | 78.5874
2034 | 6 | 14 | 23 | 72.258
2034 | 6 | 15 | 0 | 65.7276
2034 | 6 | 15 | 1 | 62.2969
2034 | 6 | 15 | 2 | 61.0689
2034 | 6 | 15 | 3 | 60.7484
2034 | 6 | 15 | 4 | 61.0495
2034 | 6 | 15 | 5 | 62.7359
2034 | 6 | 15 | 6 | 64.4223
2034 | 6 | 15 | 7 | 65.5994
2034 | 6 | 15 | 8 | 65.7892
2034 | 6 | 15 | 9 | 63.4434
2034 | 6 | 15 | 10 | 62.1084
2034 | 6 | 15 | 11 | 59.7409
2034 | 6 | 15 | 12 | 62.4049
2034 | 6 | 15 | 13 | 64.7026
2034 | 6 | 15 | 14 | 65.0371
2034 | 6 | 15 | 15 | 64.0071
2034 | 6 | 15 | 16 | 64.1291
2034 | 6 | 15 | 17 | 66.4893
2034 | 6 | 15 | 18 | 81.4864
2034 | 6 | 15 | 19 | 78.1664
2034 | 6 | 15 | 20 | 77.3162
2034 | 6 | 15 | 21 | 75.3504
2034 | 6 | 15 | 22 | 70.9759
2034 | 6 | 15 | 23 | 65.7342
2034 | 6 | 16 | 0 | 63.0708
2034 | 6 | 16 | 1 | 62.8499
2034 | 6 | 16 | 2 | 61.6528
2034 | 6 | 16 | 3 | 61.2008
2034 | 6 | 16 | 4 | 61.5165
2034 | 6 | 16 | 5 | 62.9925
2034 | 6 | 16 | 6 | 64.6544
2034 | 6 | 16 | 7 | 67.1501
2034 | 6 | 16 | 8 | 70.7649
2034 | 6 | 16 | 9 | 70.1497
2034 | 6 | 16 | 10 | 66.9294
2034 | 6 | 16 | 11 | 62.6609
2034 | 6 | 16 | 12 | 63.9705
2034 | 6 | 16 | 13 | 66.6283
2034 | 6 | 16 | 14 | 65.3928
2034 | 6 | 16 | 15 | 64.0518
2034 | 6 | 16 | 16 | 65.8142
2034 | 6 | 16 | 17 | 70.3639
2034 | 6 | 16 | 18 | 82.6097
2034 | 6 | 16 | 19 | 86.0401
2034 | 6 | 16 | 20 | 84.9939
2034 | 6 | 16 | 21 | 83.1155
2034 | 6 | 16 | 22 | 78.4327
2034 | 6 | 16 | 23 | 71.9756
2034 | 6 | 17 | 0 | 64.1503
2034 | 6 | 17 | 1 | 64.207
2034 | 6 | 17 | 2 | 62.3741
2034 | 6 | 17 | 3 | 61.2757
2034 | 6 | 17 | 4 | 61.0247
2034 | 6 | 17 | 5 | 61.0148
2034 | 6 | 17 | 6 | 60.0545
2034 | 6 | 17 | 7 | 61.4579
2034 | 6 | 17 | 8 | 65.8551
2034 | 6 | 17 | 9 | 63.9635
2034 | 6 | 17 | 10 | 58.5129
2034 | 6 | 17 | 11 | 55.2628
2034 | 6 | 17 | 12 | 56.2346
2034 | 6 | 17 | 13 | 57.671
2034 | 6 | 17 | 14 | 58.082
2034 | 6 | 17 | 15 | 60.6779
2034 | 6 | 17 | 16 | 62.4747
2034 | 6 | 17 | 17 | 71.5762
2034 | 6 | 17 | 18 | 84.3206
2034 | 6 | 17 | 19 | 89.7151
2034 | 6 | 17 | 20 | 86.8749
2034 | 6 | 17 | 21 | 84.1542
2034 | 6 | 17 | 22 | 79.47
2034 | 6 | 17 | 23 | 73.6974
2034 | 6 | 18 | 0 | 68.0622
2034 | 6 | 18 | 1 | 62.9941
2034 | 6 | 18 | 2 | 60.9605
2034 | 6 | 18 | 3 | 59.7776
2034 | 6 | 18 | 4 | 59.3985
2034 | 6 | 18 | 5 | 59.0869
2034 | 6 | 18 | 6 | 57.3946
2034 | 6 | 18 | 7 | 55.7905
2034 | 6 | 18 | 8 | 54.9778
2034 | 6 | 18 | 9 | 51.3797
2034 | 6 | 18 | 10 | 50.4593
2034 | 6 | 18 | 11 | 49.4157
2034 | 6 | 18 | 12 | 52.2413
2034 | 6 | 18 | 13 | 54.7714
2034 | 6 | 18 | 14 | 54.7722
2034 | 6 | 18 | 15 | 54.6977
2034 | 6 | 18 | 16 | 54.9621
2034 | 6 | 18 | 17 | 64.8544
2034 | 6 | 18 | 18 | 76.4135
2034 | 6 | 18 | 19 | 77.6198
2034 | 6 | 18 | 20 | 75.5685
2034 | 6 | 18 | 21 | 73.1543
2034 | 6 | 18 | 22 | 68.8434
2034 | 6 | 18 | 23 | 64.1369
2034 | 6 | 19 | 0 | 63.2828
2034 | 6 | 19 | 1 | 57.4059
2034 | 6 | 19 | 2 | 56.7549
2034 | 6 | 19 | 3 | 56.7064
2034 | 6 | 19 | 4 | 57.2422
2034 | 6 | 19 | 5 | 59.0178
2034 | 6 | 19 | 6 | 60.2247
2034 | 6 | 19 | 7 | 61.5504
2034 | 6 | 19 | 8 | 63.134
2034 | 6 | 19 | 9 | 61.3654
2034 | 6 | 19 | 10 | 60.8729
2034 | 6 | 19 | 11 | 59.4369
2034 | 6 | 19 | 12 | 61.6396
2034 | 6 | 19 | 13 | 64.2473
2034 | 6 | 19 | 14 | 63.6969
2034 | 6 | 19 | 15 | 62.6322
2034 | 6 | 19 | 16 | 63.2352
2034 | 6 | 19 | 17 | 66.1953
2034 | 6 | 19 | 18 | 79.2732
2034 | 6 | 19 | 19 | 75.1557
2034 | 6 | 19 | 20 | 74.2322
2034 | 6 | 19 | 21 | 72.125
2034 | 6 | 19 | 22 | 67.8512
2034 | 6 | 19 | 23 | 63.0501
2034 | 6 | 20 | 0 | 60.5248
2034 | 6 | 20 | 1 | 60.3596
2034 | 6 | 20 | 2 | 59.4796
2034 | 6 | 20 | 3 | 59.3312
2034 | 6 | 20 | 4 | 59.8005
2034 | 6 | 20 | 5 | 61.4335
2034 | 6 | 20 | 6 | 63.1305
2034 | 6 | 20 | 7 | 64.9464
2034 | 6 | 20 | 8 | 66.6672
2034 | 6 | 20 | 9 | 65.3835
2034 | 6 | 20 | 10 | 65.0079
2034 | 6 | 20 | 11 | 62.4171
2034 | 6 | 20 | 12 | 65.4271
2034 | 6 | 20 | 13 | 67.7936
2034 | 6 | 20 | 14 | 66.8419
2034 | 6 | 20 | 15 | 66.5624
2034 | 6 | 20 | 16 | 69.5934
2034 | 6 | 20 | 17 | 73.297
2034 | 6 | 20 | 18 | 83.4763
2034 | 6 | 20 | 19 | 78.301
2034 | 6 | 20 | 20 | 77.4044
2034 | 6 | 20 | 21 | 75.4197
2034 | 6 | 20 | 22 | 71.1723
2034 | 6 | 20 | 23 | 65.9989
2034 | 6 | 21 | 0 | 63.0137
2034 | 6 | 21 | 1 | 57.9438
2034 | 6 | 21 | 2 | 57.1687
2034 | 6 | 21 | 3 | 56.9624
2034 | 6 | 21 | 4 | 57.4125
2034 | 6 | 21 | 5 | 59.2429
2034 | 6 | 21 | 6 | 60.9462
2034 | 6 | 21 | 7 | 62.9893
2034 | 6 | 21 | 8 | 67.6815
2034 | 6 | 21 | 9 | 68.0788
2034 | 6 | 21 | 10 | 65.7061
2034 | 6 | 21 | 11 | 61.1869
2034 | 6 | 21 | 12 | 65.4632
2034 | 6 | 21 | 13 | 67.072
2034 | 6 | 21 | 14 | 65.8639
2034 | 6 | 21 | 15 | 63.8528
2034 | 6 | 21 | 16 | 64.3736
2034 | 6 | 21 | 17 | 63.7964
2034 | 6 | 21 | 18 | 70.7007
2034 | 6 | 21 | 19 | 67.2308
2034 | 6 | 21 | 20 | 66.9987
2034 | 6 | 21 | 21 | 65.9063
2034 | 6 | 21 | 22 | 62.6634
2034 | 6 | 21 | 23 | 58.6505
2034 | 6 | 22 | 0 | 57.6443
2034 | 6 | 22 | 1 | 58.937
2034 | 6 | 22 | 2 | 58.123
2034 | 6 | 22 | 3 | 58.077
2034 | 6 | 22 | 4 | 58.5681
2034 | 6 | 22 | 5 | 60.3336
2034 | 6 | 22 | 6 | 62.3966
2034 | 6 | 22 | 7 | 64.9535
2034 | 6 | 22 | 8 | 69.9597
2034 | 6 | 22 | 9 | 70.7649
2034 | 6 | 22 | 10 | 68.3658
2034 | 6 | 22 | 11 | 62.9953
2034 | 6 | 22 | 12 | 65.6181
2034 | 6 | 22 | 13 | 67.9946
2034 | 6 | 22 | 14 | 67.1463
2034 | 6 | 22 | 15 | 66.269
2034 | 6 | 22 | 16 | 70.2054
2034 | 6 | 22 | 17 | 74.0199
2034 | 6 | 22 | 18 | 80.9605
2034 | 6 | 22 | 19 | 75.314
2034 | 6 | 22 | 20 | 74.7793
2034 | 6 | 22 | 21 | 73.2894
2034 | 6 | 22 | 22 | 69.4175
2034 | 6 | 22 | 23 | 64.5302
2034 | 6 | 23 | 0 | 62.5545
2034 | 6 | 23 | 1 | 61.5798
2034 | 6 | 23 | 2 | 60.4745
2034 | 6 | 23 | 3 | 60.0476
2034 | 6 | 23 | 4 | 60.2986
2034 | 6 | 23 | 5 | 62.0472
2034 | 6 | 23 | 6 | 63.4319
2034 | 6 | 23 | 7 | 66.1292
2034 | 6 | 23 | 8 | 70.8185
2034 | 6 | 23 | 9 | 70.5684
2034 | 6 | 23 | 10 | 66.9243
2034 | 6 | 23 | 11 | 62.1656
2034 | 6 | 23 | 12 | 64.9349
2034 | 6 | 23 | 13 | 66.8998
2034 | 6 | 23 | 14 | 65.2308
2034 | 6 | 23 | 15 | 63.7067
2034 | 6 | 23 | 16 | 67.6666
2034 | 6 | 23 | 17 | 71.9295
2034 | 6 | 23 | 18 | 76.8483
2034 | 6 | 23 | 19 | 72.9307
2034 | 6 | 23 | 20 | 71.7451
2034 | 6 | 23 | 21 | 70.2134
2034 | 6 | 23 | 22 | 66.935
2034 | 6 | 23 | 23 | 62.3302
2034 | 6 | 24 | 0 | 61.6161
2034 | 6 | 24 | 1 | 61.0021
2034 | 6 | 24 | 2 | 59.29
2034 | 6 | 24 | 3 | 58.3253
2034 | 6 | 24 | 4 | 58.0656
2034 | 6 | 24 | 5 | 58.0491
2034 | 6 | 24 | 6 | 57.2252
2034 | 6 | 24 | 7 | 57.8197
2034 | 6 | 24 | 8 | 63.1899
2034 | 6 | 24 | 9 | 62.7497
2034 | 6 | 24 | 10 | 59.3276
2034 | 6 | 24 | 11 | 55.2335
2034 | 6 | 24 | 12 | 52.5796
2034 | 6 | 24 | 13 | 53.6981
2034 | 6 | 24 | 14 | 53.1769
2034 | 6 | 24 | 15 | 52.9242
2034 | 6 | 24 | 16 | 53.7333
2034 | 6 | 24 | 17 | 63.0121
2034 | 6 | 24 | 18 | 80.0323
2034 | 6 | 24 | 19 | 79.1039
2034 | 6 | 24 | 20 | 77.1743
2034 | 6 | 24 | 21 | 74.6764
2034 | 6 | 24 | 22 | 70.6506
2034 | 6 | 24 | 23 | 65.7751
2034 | 6 | 25 | 0 | 60.7588
2034 | 6 | 25 | 1 | 59.4301
2034 | 6 | 25 | 2 | 57.7905
2034 | 6 | 25 | 3 | 56.892
2034 | 6 | 25 | 4 | 56.6835
2034 | 6 | 25 | 5 | 56.614
2034 | 6 | 25 | 6 | 55.329
2034 | 6 | 25 | 7 | 55.6528
2034 | 6 | 25 | 8 | 63.3386
2034 | 6 | 25 | 9 | 63.8134
2034 | 6 | 25 | 10 | 58.2569
2034 | 6 | 25 | 11 | 52.7874
2034 | 6 | 25 | 12 | 57.3251
2034 | 6 | 25 | 13 | 57.6445
2034 | 6 | 25 | 14 | 56.9894
2034 | 6 | 25 | 15 | 57.5558
2034 | 6 | 25 | 16 | 60.0588
2034 | 6 | 25 | 17 | 63.0964
2034 | 6 | 25 | 18 | 73.7857
2034 | 6 | 25 | 19 | 72.8588
2034 | 6 | 25 | 20 | 70.907
2034 | 6 | 25 | 21 | 68.266
2034 | 6 | 25 | 22 | 64.0608
2034 | 6 | 25 | 23 | 59.7356
2034 | 6 | 26 | 0 | 58.6852
2034 | 6 | 26 | 1 | 55.6885
2034 | 6 | 26 | 2 | 55.1267
2034 | 6 | 26 | 3 | 55.0651
2034 | 6 | 26 | 4 | 55.702
2034 | 6 | 26 | 5 | 57.5338
2034 | 6 | 26 | 6 | 59.7658
2034 | 6 | 26 | 7 | 60.1439
2034 | 6 | 26 | 8 | 56.129
2034 | 6 | 26 | 9 | 52.7206
2034 | 6 | 26 | 10 | 56.0499
2034 | 6 | 26 | 11 | 56.8257
2034 | 6 | 26 | 12 | 60.6165
2034 | 6 | 26 | 13 | 63.0344
2034 | 6 | 26 | 14 | 63.05
2034 | 6 | 26 | 15 | 61.9993
2034 | 6 | 26 | 16 | 61.047
2034 | 6 | 26 | 17 | 62.5063
2034 | 6 | 26 | 18 | 72.813
2034 | 6 | 26 | 19 | 73.7645
2034 | 6 | 26 | 20 | 73.5548
2034 | 6 | 26 | 21 | 71.5876
2034 | 6 | 26 | 22 | 67.202
2034 | 6 | 26 | 23 | 62.3124
2034 | 6 | 27 | 0 | 61.2168
2034 | 6 | 27 | 1 | 56.8836
2034 | 6 | 27 | 2 | 56.0258
2034 | 6 | 27 | 3 | 55.9067
2034 | 6 | 27 | 4 | 56.4159
2034 | 6 | 27 | 5 | 58.132
2034 | 6 | 27 | 6 | 60.4111
2034 | 6 | 27 | 7 | 63.9192
2034 | 6 | 27 | 8 | 70.4157
2034 | 6 | 27 | 9 | 71.4139
2034 | 6 | 27 | 10 | 66.8484
2034 | 6 | 27 | 11 | 60.1383
2034 | 6 | 27 | 12 | 65.1883
2034 | 6 | 27 | 13 | 67.0101
2034 | 6 | 27 | 14 | 65.7619
2034 | 6 | 27 | 15 | 65.879
2034 | 6 | 27 | 16 | 68.6685
2034 | 6 | 27 | 17 | 70.8668
2034 | 6 | 27 | 18 | 77.9622
2034 | 6 | 27 | 19 | 74.463
2034 | 6 | 27 | 20 | 73.6613
2034 | 6 | 27 | 21 | 71.289
2034 | 6 | 27 | 22 | 66.8609
2034 | 6 | 27 | 23 | 61.9058
2034 | 6 | 28 | 0 | 61.2167
2034 | 6 | 28 | 1 | 57.0488
2034 | 6 | 28 | 2 | 56.4177
2034 | 6 | 28 | 3 | 56.4548
2034 | 6 | 28 | 4 | 56.9299
2034 | 6 | 28 | 5 | 58.8379
2034 | 6 | 28 | 6 | 60.5366
2034 | 6 | 28 | 7 | 61.2216
2034 | 6 | 28 | 8 | 59.6308
2034 | 6 | 28 | 9 | 57.582
2034 | 6 | 28 | 10 | 60.5027
2034 | 6 | 28 | 11 | 59.3118
2034 | 6 | 28 | 12 | 60.643
2034 | 6 | 28 | 13 | 63.0892
2034 | 6 | 28 | 14 | 62.2557
2034 | 6 | 28 | 15 | 59.928
2034 | 6 | 28 | 16 | 56.1005
2034 | 6 | 28 | 17 | 56.3504
2034 | 6 | 28 | 18 | 66.6586
2034 | 6 | 28 | 19 | 72.6003
2034 | 6 | 28 | 20 | 72.3923
2034 | 6 | 28 | 21 | 71.0043
2034 | 6 | 28 | 22 | 66.726
2034 | 6 | 28 | 23 | 61.537
2034 | 6 | 29 | 0 | 57.8497
2034 | 6 | 29 | 1 | 56.6477
2034 | 6 | 29 | 2 | 55.8748
2034 | 6 | 29 | 3 | 55.8366
2034 | 6 | 29 | 4 | 56.4065
2034 | 6 | 29 | 5 | 58.3008
2034 | 6 | 29 | 6 | 59.4589
2034 | 6 | 29 | 7 | 59.6604
2034 | 6 | 29 | 8 | 56.153
2034 | 6 | 29 | 9 | 52.4281
2034 | 6 | 29 | 10 | 54.9008
2034 | 6 | 29 | 11 | 55.2242
2034 | 6 | 29 | 12 | 58.4053
2034 | 6 | 29 | 13 | 61.1678
2034 | 6 | 29 | 14 | 60.9013
2034 | 6 | 29 | 15 | 59.1878
2034 | 6 | 29 | 16 | 56.585
2034 | 6 | 29 | 17 | 59.3592
2034 | 6 | 29 | 18 | 70.7937
2034 | 6 | 29 | 19 | 76.6097
2034 | 6 | 29 | 20 | 76.4706
2034 | 6 | 29 | 21 | 75.0704
2034 | 6 | 29 | 22 | 70.5916
2034 | 6 | 29 | 23 | 64.8754
2034 | 6 | 30 | 0 | 61.2468
2034 | 6 | 30 | 1 | 61.0973
2034 | 6 | 30 | 2 | 59.9928
2034 | 6 | 30 | 3 | 59.6767
2034 | 6 | 30 | 4 | 60.0818
2034 | 6 | 30 | 5 | 61.6942
2034 | 6 | 30 | 6 | 62.8506
2034 | 6 | 30 | 7 | 64.0356
2034 | 6 | 30 | 8 | 63.1099
2034 | 6 | 30 | 9 | 59.9755
2034 | 6 | 30 | 10 | 60.2266
2034 | 6 | 30 | 11 | 59.2712
2034 | 6 | 30 | 12 | 61.8293
2034 | 6 | 30 | 13 | 64.5264
2034 | 6 | 30 | 14 | 63.1798
2034 | 6 | 30 | 15 | 61.6483
2034 | 6 | 30 | 16 | 63.5698
2034 | 6 | 30 | 17 | 69.3125
2034 | 6 | 30 | 18 | 78.635
2034 | 6 | 30 | 19 | 83.042
2034 | 6 | 30 | 20 | 82.2198
2034 | 6 | 30 | 21 | 80.588
2034 | 6 | 30 | 22 | 76.127
2034 | 6 | 30 | 23 | 69.9374
2034 | 7 | 1 | 0 | 65.4422
2034 | 7 | 1 | 1 | 62.2139
2034 | 7 | 1 | 2 | 59.9042
2034 | 7 | 1 | 3 | 58.619
2034 | 7 | 1 | 4 | 58.1314
2034 | 7 | 1 | 5 | 57.8559
2034 | 7 | 1 | 6 | 56.4698
2034 | 7 | 1 | 7 | 55.0864
2034 | 7 | 1 | 8 | 57.8761
2034 | 7 | 1 | 9 | 55.6888
2034 | 7 | 1 | 10 | 51.8252
2034 | 7 | 1 | 11 | 52.9066
2034 | 7 | 1 | 12 | 54.7514
2034 | 7 | 1 | 13 | 53.9019
2034 | 7 | 1 | 14 | 52.0316
2034 | 7 | 1 | 15 | 51.691
2034 | 7 | 1 | 16 | 54.394
2034 | 7 | 1 | 17 | 64.142
2034 | 7 | 1 | 18 | 86.3598
2034 | 7 | 1 | 19 | 80.0946
2034 | 7 | 1 | 20 | 73.7487
2034 | 7 | 1 | 21 | 73.7948
2034 | 7 | 1 | 22 | 70.8406
2034 | 7 | 1 | 23 | 68.2752
2034 | 7 | 2 | 0 | 64.2771
2034 | 7 | 2 | 1 | 58.3301
2034 | 7 | 2 | 2 | 56.3654
2034 | 7 | 2 | 3 | 55.2233
2034 | 7 | 2 | 4 | 55.0521
2034 | 7 | 2 | 5 | 54.7189
2034 | 7 | 2 | 6 | 53.2586
2034 | 7 | 2 | 7 | 54.4836
2034 | 7 | 2 | 8 | 64.7559
2034 | 7 | 2 | 9 | 63.5257
2034 | 7 | 2 | 10 | 55.2877
2034 | 7 | 2 | 11 | 48.5093
2034 | 7 | 2 | 12 | 53.6557
2034 | 7 | 2 | 13 | 53.5926
2034 | 7 | 2 | 14 | 53.646
2034 | 7 | 2 | 15 | 55.3643
2034 | 7 | 2 | 16 | 64.1793
2034 | 7 | 2 | 17 | 75.5174
2034 | 7 | 2 | 18 | 88.93
2034 | 7 | 2 | 19 | 80.7982
2034 | 7 | 2 | 20 | 78.2648
2034 | 7 | 2 | 21 | 75.311
2034 | 7 | 2 | 22 | 70.0898
2034 | 7 | 2 | 23 | 64.5446
2034 | 7 | 3 | 0 | 63.4344
2034 | 7 | 3 | 1 | 65.1142
2034 | 7 | 3 | 2 | 63.1785
2034 | 7 | 3 | 3 | 61.899
2034 | 7 | 3 | 4 | 61.3649
2034 | 7 | 3 | 5 | 61.4026
2034 | 7 | 3 | 6 | 62.8432
2034 | 7 | 3 | 7 | 67.479
2034 | 7 | 3 | 8 | 73.5907
2034 | 7 | 3 | 9 | 71.3061
2034 | 7 | 3 | 10 | 65.3123
2034 | 7 | 3 | 11 | 59.7624
2034 | 7 | 3 | 12 | 57.8256
2034 | 7 | 3 | 13 | 61.9262
2034 | 7 | 3 | 14 | 56.6875
2034 | 7 | 3 | 15 | 54.9427
2034 | 7 | 3 | 16 | 60.1395
2034 | 7 | 3 | 17 | 75.8471
2034 | 7 | 3 | 18 | 95.0174
2034 | 7 | 3 | 19 | 103.3595
2034 | 7 | 3 | 20 | 101.7584
2034 | 7 | 3 | 21 | 96.1313
2034 | 7 | 3 | 22 | 88.4908
2034 | 7 | 3 | 23 | 79.2086
2034 | 7 | 4 | 0 | 71.2322
2034 | 7 | 4 | 1 | 66.0565
2034 | 7 | 4 | 2 | 63.8675
2034 | 7 | 4 | 3 | 62.7806
2034 | 7 | 4 | 4 | 62.6487
2034 | 7 | 4 | 5 | 63.6856
2034 | 7 | 4 | 6 | 65.5922
2034 | 7 | 4 | 7 | 67.9006
2034 | 7 | 4 | 8 | 67.5363
2034 | 7 | 4 | 9 | 58.8819
2034 | 7 | 4 | 10 | 53.6489
2034 | 7 | 4 | 11 | 51.279
2034 | 7 | 4 | 12 | 54.8487
2034 | 7 | 4 | 13 | 55.9733
2034 | 7 | 4 | 14 | 56.3972
2034 | 7 | 4 | 15 | 56.9021
2034 | 7 | 4 | 16 | 59.926
2034 | 7 | 4 | 17 | 68.1092
2034 | 7 | 4 | 18 | 85.0243
2034 | 7 | 4 | 19 | 91.3519
2034 | 7 | 4 | 20 | 89.8349
2034 | 7 | 4 | 21 | 87.0134
2034 | 7 | 4 | 22 | 81.2842
2034 | 7 | 4 | 23 | 73.9591
2034 | 7 | 5 | 0 | 68.8777
2034 | 7 | 5 | 1 | 60.5976
2034 | 7 | 5 | 2 | 58.9127
2034 | 7 | 5 | 3 | 58.1814
2034 | 7 | 5 | 4 | 58.3907
2034 | 7 | 5 | 5 | 59.2362
2034 | 7 | 5 | 6 | 60.1812
2034 | 7 | 5 | 7 | 61.1061
2034 | 7 | 5 | 8 | 61.1978
2034 | 7 | 5 | 9 | 54.4587
2034 | 7 | 5 | 10 | 51.4347
2034 | 7 | 5 | 11 | 49.8546
2034 | 7 | 5 | 12 | 55.9707
2034 | 7 | 5 | 13 | 58.3657
2034 | 7 | 5 | 14 | 57.9997
2034 | 7 | 5 | 15 | 57.4265
2034 | 7 | 5 | 16 | 61.6034
2034 | 7 | 5 | 17 | 69.4372
2034 | 7 | 5 | 18 | 80.4738
2034 | 7 | 5 | 19 | 74.8952
2034 | 7 | 5 | 20 | 74.1005
2034 | 7 | 5 | 21 | 72.2491
2034 | 7 | 5 | 22 | 68.1569
2034 | 7 | 5 | 23 | 63.0519
2034 | 7 | 6 | 0 | 64.549
2034 | 7 | 6 | 1 | 59.1654
2034 | 7 | 6 | 2 | 57.685
2034 | 7 | 6 | 3 | 56.8334
2034 | 7 | 6 | 4 | 56.9956
2034 | 7 | 6 | 5 | 58.1954
2034 | 7 | 6 | 6 | 60.2831
2034 | 7 | 6 | 7 | 63.5646
2034 | 7 | 6 | 8 | 69.3603
2034 | 7 | 6 | 9 | 65.7581
2034 | 7 | 6 | 10 | 60.8779
2034 | 7 | 6 | 11 | 54.1408
2034 | 7 | 6 | 12 | 53.7967
2034 | 7 | 6 | 13 | 55.7472
2034 | 7 | 6 | 14 | 56.2558
2034 | 7 | 6 | 15 | 56.8763
2034 | 7 | 6 | 16 | 59.8388
2034 | 7 | 6 | 17 | 67.6587
2034 | 7 | 6 | 18 | 85.9314
2034 | 7 | 6 | 19 | 81.2492
2034 | 7 | 6 | 20 | 79.4211
2034 | 7 | 6 | 21 | 77.2292
2034 | 7 | 6 | 22 | 73.1933
2034 | 7 | 6 | 23 | 67.6757
2034 | 7 | 7 | 0 | 64.8601
2034 | 7 | 7 | 1 | 55.8626
2034 | 7 | 7 | 2 | 54.6858
2034 | 7 | 7 | 3 | 54.2236
2034 | 7 | 7 | 4 | 54.5005
2034 | 7 | 7 | 5 | 55.9154
2034 | 7 | 7 | 6 | 57.7609
2034 | 7 | 7 | 7 | 59.0387
2034 | 7 | 7 | 8 | 58.6922
2034 | 7 | 7 | 9 | 53.2361
2034 | 7 | 7 | 10 | 53.3325
2034 | 7 | 7 | 11 | 51.0569
2034 | 7 | 7 | 12 | 52.8987
2034 | 7 | 7 | 13 | 54.4925
2034 | 7 | 7 | 14 | 53.0786
2034 | 7 | 7 | 15 | 51.4317
2034 | 7 | 7 | 16 | 49.7696
2034 | 7 | 7 | 17 | 52.633
2034 | 7 | 7 | 18 | 67.8166
2034 | 7 | 7 | 19 | 72.8181
2034 | 7 | 7 | 20 | 72.4658
2034 | 7 | 7 | 21 | 71.2873
2034 | 7 | 7 | 22 | 67.6157
2034 | 7 | 7 | 23 | 61.8035
2034 | 7 | 8 | 0 | 57.814
2034 | 7 | 8 | 1 | 57.9035
2034 | 7 | 8 | 2 | 56.1545
2034 | 7 | 8 | 3 | 55.1604
2034 | 7 | 8 | 4 | 55.1176
2034 | 7 | 8 | 5 | 55.033
2034 | 7 | 8 | 6 | 53.7797
2034 | 7 | 8 | 7 | 54.4137
2034 | 7 | 8 | 8 | 58.1805
2034 | 7 | 8 | 9 | 53.8642
2034 | 7 | 8 | 10 | 50.3402
2034 | 7 | 8 | 11 | 46.8259
2034 | 7 | 8 | 12 | 49.9866
2034 | 7 | 8 | 13 | 50.0953
2034 | 7 | 8 | 14 | 49.5541
2034 | 7 | 8 | 15 | 51.3895
2034 | 7 | 8 | 16 | 53.7436
2034 | 7 | 8 | 17 | 62.44
2034 | 7 | 8 | 18 | 76.4427
2034 | 7 | 8 | 19 | 78.8106
2034 | 7 | 8 | 20 | 75.8784
2034 | 7 | 8 | 21 | 73.5652
2034 | 7 | 8 | 22 | 69.3189
2034 | 7 | 8 | 23 | 64.3289
2034 | 7 | 9 | 0 | 63.4024
2034 | 7 | 9 | 1 | 57.9977
2034 | 7 | 9 | 2 | 56.0523
2034 | 7 | 9 | 3 | 55.0347
2034 | 7 | 9 | 4 | 54.7042
2034 | 7 | 9 | 5 | 54.3649
2034 | 7 | 9 | 6 | 53.0309
2034 | 7 | 9 | 7 | 53.883
2034 | 7 | 9 | 8 | 63.0528
2034 | 7 | 9 | 9 | 62.5504
2034 | 7 | 9 | 10 | 55.9041
2034 | 7 | 9 | 11 | 47.5802
2034 | 7 | 9 | 12 | 48.8069
2034 | 7 | 9 | 13 | 49.7249
2034 | 7 | 9 | 14 | 49.0316
2034 | 7 | 9 | 15 | 50.9086
2034 | 7 | 9 | 16 | 56.3839
2034 | 7 | 9 | 17 | 68.567
2034 | 7 | 9 | 18 | 83.6955
2034 | 7 | 9 | 19 | 83.348
2034 | 7 | 9 | 20 | 80.9414
2034 | 7 | 9 | 21 | 78.2472
2034 | 7 | 9 | 22 | 72.6776
2034 | 7 | 9 | 23 | 66.7008
2034 | 7 | 10 | 0 | 60.6546
2034 | 7 | 10 | 1 | 57.5726
2034 | 7 | 10 | 2 | 56.4942
2034 | 7 | 10 | 3 | 56.1249
2034 | 7 | 10 | 4 | 56.5694
2034 | 7 | 10 | 5 | 58.1199
2034 | 7 | 10 | 6 | 60.2247
2034 | 7 | 10 | 7 | 63.5132
2034 | 7 | 10 | 8 | 69.8067
2034 | 7 | 10 | 9 | 67.3308
2034 | 7 | 10 | 10 | 62.391
2034 | 7 | 10 | 11 | 56.5595
2034 | 7 | 10 | 12 | 60.394
2034 | 7 | 10 | 13 | 61.9657
2034 | 7 | 10 | 14 | 60.7365
2034 | 7 | 10 | 15 | 60.6059
2034 | 7 | 10 | 16 | 65.8581
2034 | 7 | 10 | 17 | 72.8506
2034 | 7 | 10 | 18 | 84.792
2034 | 7 | 10 | 19 | 82.3326
2034 | 7 | 10 | 20 | 80.5834
2034 | 7 | 10 | 21 | 78.2802
2034 | 7 | 10 | 22 | 72.9976
2034 | 7 | 10 | 23 | 67.0756
2034 | 7 | 11 | 0 | 64.7234
2034 | 7 | 11 | 1 | 59.4873
2034 | 7 | 11 | 2 | 58.1352
2034 | 7 | 11 | 3 | 57.6964
2034 | 7 | 11 | 4 | 58.0165
2034 | 7 | 11 | 5 | 59.4873
2034 | 7 | 11 | 6 | 60.3307
2034 | 7 | 11 | 7 | 62.0632
2034 | 7 | 11 | 8 | 62.338
2034 | 7 | 11 | 9 | 56.8351
2034 | 7 | 11 | 10 | 53.8398
2034 | 7 | 11 | 11 | 50.9621
2034 | 7 | 11 | 12 | 57.0403
2034 | 7 | 11 | 13 | 58.6893
2034 | 7 | 11 | 14 | 57.8536
2034 | 7 | 11 | 15 | 57.5855
2034 | 7 | 11 | 16 | 58.2392
2034 | 7 | 11 | 17 | 62.4877
2034 | 7 | 11 | 18 | 78.4927
2034 | 7 | 11 | 19 | 73.71
2034 | 7 | 11 | 20 | 72.4369
2034 | 7 | 11 | 21 | 70.7843
2034 | 7 | 11 | 22 | 66.6017
2034 | 7 | 11 | 23 | 61.7111
2034 | 7 | 12 | 0 | 62.2224
2034 | 7 | 12 | 1 | 58.1833
2034 | 7 | 12 | 2 | 56.9745
2034 | 7 | 12 | 3 | 56.4953
2034 | 7 | 12 | 4 | 56.8941
2034 | 7 | 12 | 5 | 58.3168
2034 | 7 | 12 | 6 | 59.4306
2034 | 7 | 12 | 7 | 61.7381
2034 | 7 | 12 | 8 | 63.8458
2034 | 7 | 12 | 9 | 59.1198
2034 | 7 | 12 | 10 | 55.0776
2034 | 7 | 12 | 11 | 50.096
2034 | 7 | 12 | 12 | 58.5768
2034 | 7 | 12 | 13 | 60.6773
2034 | 7 | 12 | 14 | 59.5831
2034 | 7 | 12 | 15 | 59.308
2034 | 7 | 12 | 16 | 61.9473
2034 | 7 | 12 | 17 | 68.5833
2034 | 7 | 12 | 18 | 70.3191
2034 | 7 | 12 | 19 | 74.5433
2034 | 7 | 12 | 20 | 74.734
2034 | 7 | 12 | 21 | 73.779
2034 | 7 | 12 | 22 | 69.1245
2034 | 7 | 12 | 23 | 63.6991
2034 | 7 | 13 | 0 | 62.5126
2034 | 7 | 13 | 1 | 57.4613
2034 | 7 | 13 | 2 | 56.4665
2034 | 7 | 13 | 3 | 56.1691
2034 | 7 | 13 | 4 | 56.7202
2034 | 7 | 13 | 5 | 58.4509
2034 | 7 | 13 | 6 | 60.2202
2034 | 7 | 13 | 7 | 62.129
2034 | 7 | 13 | 8 | 62.7736
2034 | 7 | 13 | 9 | 58.5208
2034 | 7 | 13 | 10 | 56.6977
2034 | 7 | 13 | 11 | 52.0627
2034 | 7 | 13 | 12 | 57.0015
2034 | 7 | 13 | 13 | 58.9516
2034 | 7 | 13 | 14 | 58.1436
2034 | 7 | 13 | 15 | 58.1865
2034 | 7 | 13 | 16 | 60.4234
2034 | 7 | 13 | 17 | 66.7433
2034 | 7 | 13 | 18 | 68.4855
2034 | 7 | 13 | 19 | 74.1286
2034 | 7 | 13 | 20 | 74.802
2034 | 7 | 13 | 21 | 74.2875
2034 | 7 | 13 | 22 | 69.9686
2034 | 7 | 13 | 23 | 64.4164
2034 | 7 | 14 | 0 | 62.7912
2034 | 7 | 14 | 1 | 58.1826
2034 | 7 | 14 | 2 | 56.9706
2034 | 7 | 14 | 3 | 56.5437
2034 | 7 | 14 | 4 | 56.9645
2034 | 7 | 14 | 5 | 58.5835
2034 | 7 | 14 | 6 | 59.7501
2034 | 7 | 14 | 7 | 60.9989
2034 | 7 | 14 | 8 | 59.2092
2034 | 7 | 14 | 9 | 53.3323
2034 | 7 | 14 | 10 | 53.1083
2034 | 7 | 14 | 11 | 51.3306
2034 | 7 | 14 | 12 | 55.9855
2034 | 7 | 14 | 13 | 58.0292
2034 | 7 | 14 | 14 | 56.4139
2034 | 7 | 14 | 15 | 54.958
2034 | 7 | 14 | 16 | 55.1137
2034 | 7 | 14 | 17 | 61.5369
2034 | 7 | 14 | 18 | 77.4124
2034 | 7 | 14 | 19 | 79.3721
2034 | 7 | 14 | 20 | 78.2637
2034 | 7 | 14 | 21 | 76.8675
2034 | 7 | 14 | 22 | 72.2561
2034 | 7 | 14 | 23 | 66.1367
2034 | 7 | 15 | 0 | 62.78
2034 | 7 | 15 | 1 | 58.4957
2034 | 7 | 15 | 2 | 56.669
2034 | 7 | 15 | 3 | 55.6197
2034 | 7 | 15 | 4 | 55.4714
2034 | 7 | 15 | 5 | 55.3764
2034 | 7 | 15 | 6 | 53.9385
2034 | 7 | 15 | 7 | 53.6656
2034 | 7 | 15 | 8 | 56.5057
2034 | 7 | 15 | 9 | 52.8138
2034 | 7 | 15 | 10 | 50.8292
2034 | 7 | 15 | 11 | 47.7497
2034 | 7 | 15 | 12 | 51.2209
2034 | 7 | 15 | 13 | 51.4107
2034 | 7 | 15 | 14 | 50.2085
2034 | 7 | 15 | 15 | 51.2194
2034 | 7 | 15 | 16 | 55.7294
2034 | 7 | 15 | 17 | 66.5542
2034 | 7 | 15 | 18 | 79.3422
2034 | 7 | 15 | 19 | 74.2004
2034 | 7 | 15 | 20 | 71.0253
2034 | 7 | 15 | 21 | 68.4652
2034 | 7 | 15 | 22 | 64.5361
2034 | 7 | 15 | 23 | 60.4012
2034 | 7 | 16 | 0 | 61.8873
2034 | 7 | 16 | 1 | 58.1139
2034 | 7 | 16 | 2 | 56.1715
2034 | 7 | 16 | 3 | 55.1031
2034 | 7 | 16 | 4 | 54.8589
2034 | 7 | 16 | 5 | 54.595
2034 | 7 | 16 | 6 | 53.6127
2034 | 7 | 16 | 7 | 54.3613
2034 | 7 | 16 | 8 | 63.2687
2034 | 7 | 16 | 9 | 62.6636
2034 | 7 | 16 | 10 | 56.0495
2034 | 7 | 16 | 11 | 48.8418
2034 | 7 | 16 | 12 | 49.7271
2034 | 7 | 16 | 13 | 50.3967
2034 | 7 | 16 | 14 | 50.522
2034 | 7 | 16 | 15 | 52.0834
2034 | 7 | 16 | 16 | 57.3447
2034 | 7 | 16 | 17 | 69.8604
2034 | 7 | 16 | 18 | 86.4813
2034 | 7 | 16 | 19 | 80.5585
2034 | 7 | 16 | 20 | 78.0418
2034 | 7 | 16 | 21 | 75.0892
2034 | 7 | 16 | 22 | 69.7543
2034 | 7 | 16 | 23 | 64.3382
2034 | 7 | 17 | 0 | 61.6147
2034 | 7 | 17 | 1 | 61.5369
2034 | 7 | 17 | 2 | 60.3004
2034 | 7 | 17 | 3 | 59.7953
2034 | 7 | 17 | 4 | 60.1212
2034 | 7 | 17 | 5 | 61.6753
2034 | 7 | 17 | 6 | 64.1515
2034 | 7 | 17 | 7 | 68.0534
2034 | 7 | 17 | 8 | 72.4775
2034 | 7 | 17 | 9 | 68.3007
2034 | 7 | 17 | 10 | 63.0885
2034 | 7 | 17 | 11 | 58.2134
2034 | 7 | 17 | 12 | 61.226
2034 | 7 | 17 | 13 | 63.3064
2034 | 7 | 17 | 14 | 62.9516
2034 | 7 | 17 | 15 | 63.2829
2034 | 7 | 17 | 16 | 67.5437
2034 | 7 | 17 | 17 | 78.2672
2034 | 7 | 17 | 18 | 92.9785
2034 | 7 | 17 | 19 | 93.1571
2034 | 7 | 17 | 20 | 90.4529
2034 | 7 | 17 | 21 | 87.1461
2034 | 7 | 17 | 22 | 80.7071
2034 | 7 | 17 | 23 | 73.7225
2034 | 7 | 18 | 0 | 69.5604
2034 | 7 | 18 | 1 | 64.0134
2034 | 7 | 18 | 2 | 62.3871
2034 | 7 | 18 | 3 | 61.7014
2034 | 7 | 18 | 4 | 61.8216
2034 | 7 | 18 | 5 | 63.3683
2034 | 7 | 18 | 6 | 65.4048
2034 | 7 | 18 | 7 | 69.2824
2034 | 7 | 18 | 8 | 76.0168
2034 | 7 | 18 | 9 | 73.7119
2034 | 7 | 18 | 10 | 66.4873
2034 | 7 | 18 | 11 | 59.2917
2034 | 7 | 18 | 12 | 62.0985
2034 | 7 | 18 | 13 | 63.2046
2034 | 7 | 18 | 14 | 62.7579
2034 | 7 | 18 | 15 | 63.0787
2034 | 7 | 18 | 16 | 68.2709
2034 | 7 | 18 | 17 | 75.2915
2034 | 7 | 18 | 18 | 82.9277
2034 | 7 | 18 | 19 | 86.9778
2034 | 7 | 18 | 20 | 85.053
2034 | 7 | 18 | 21 | 82.5609
2034 | 7 | 18 | 22 | 77.0042
2034 | 7 | 18 | 23 | 70.6547
2034 | 7 | 19 | 0 | 65.2201
2034 | 7 | 19 | 1 | 65.4594
2034 | 7 | 19 | 2 | 63.8199
2034 | 7 | 19 | 3 | 63.1566
2034 | 7 | 19 | 4 | 63.3374
2034 | 7 | 19 | 5 | 64.6316
2034 | 7 | 19 | 6 | 66.4132
2034 | 7 | 19 | 7 | 68.8389
2034 | 7 | 19 | 8 | 69.2705
2034 | 7 | 19 | 9 | 63.9094
2034 | 7 | 19 | 10 | 60.6544
2034 | 7 | 19 | 11 | 57.4226
2034 | 7 | 19 | 12 | 62.5183
2034 | 7 | 19 | 13 | 64.7825
2034 | 7 | 19 | 14 | 64.7476
2034 | 7 | 19 | 15 | 64.3812
2034 | 7 | 19 | 16 | 66.84
2034 | 7 | 19 | 17 | 75.692
2034 | 7 | 19 | 18 | 88.6152
2034 | 7 | 19 | 19 | 92.8711
2034 | 7 | 19 | 20 | 90.6186
2034 | 7 | 19 | 21 | 87.7273
2034 | 7 | 19 | 22 | 81.3172
2034 | 7 | 19 | 23 | 74.2724
2034 | 7 | 20 | 0 | 69.7323
2034 | 7 | 20 | 1 | 68.5046
2034 | 7 | 20 | 2 | 66.6033
2034 | 7 | 20 | 3 | 65.6463
2034 | 7 | 20 | 4 | 65.6946
2034 | 7 | 20 | 5 | 67.1462
2034 | 7 | 20 | 6 | 68.7073
2034 | 7 | 20 | 7 | 70.7875
2034 | 7 | 20 | 8 | 69.1412
2034 | 7 | 20 | 9 | 62.7749
2034 | 7 | 20 | 10 | 61.1189
2034 | 7 | 20 | 11 | 59.5122
2034 | 7 | 20 | 12 | 64.103
2034 | 7 | 20 | 13 | 66.1348
2034 | 7 | 20 | 14 | 66.4128
2034 | 7 | 20 | 15 | 66.8288
2034 | 7 | 20 | 16 | 70.4499
2034 | 7 | 20 | 17 | 81.8447
2034 | 7 | 20 | 18 | 95.0634
2034 | 7 | 20 | 19 | 99.6714
2034 | 7 | 20 | 20 | 97.1093
2034 | 7 | 20 | 21 | 94.1554
2034 | 7 | 20 | 22 | 87.6951
2034 | 7 | 20 | 23 | 79.9289
2034 | 7 | 21 | 0 | 73.925
2034 | 7 | 21 | 1 | 68.4268
2034 | 7 | 21 | 2 | 66.3878
2034 | 7 | 21 | 3 | 65.3551
2034 | 7 | 21 | 4 | 65.327
2034 | 7 | 21 | 5 | 66.6569
2034 | 7 | 21 | 6 | 68.283
2034 | 7 | 21 | 7 | 71.0757
2034 | 7 | 21 | 8 | 72.5022
2034 | 7 | 21 | 9 | 67.471
2034 | 7 | 21 | 10 | 62.745
2034 | 7 | 21 | 11 | 58.9148
2034 | 7 | 21 | 12 | 63.5644
2034 | 7 | 21 | 13 | 65.1786
2034 | 7 | 21 | 14 | 64.4556
2034 | 7 | 21 | 15 | 64.1802
2034 | 7 | 21 | 16 | 70.889
2034 | 7 | 21 | 17 | 81.3726
2034 | 7 | 21 | 18 | 92.7423
2034 | 7 | 21 | 19 | 87.7794
2034 | 7 | 21 | 20 | 85.1115
2034 | 7 | 21 | 21 | 82.4773
2034 | 7 | 21 | 22 | 77.49
2034 | 7 | 21 | 23 | 71.4984
2034 | 7 | 22 | 0 | 70.9053
2034 | 7 | 22 | 1 | 65.6205
2034 | 7 | 22 | 2 | 63.4121
2034 | 7 | 22 | 3 | 62.0215
2034 | 7 | 22 | 4 | 61.4545
2034 | 7 | 22 | 5 | 61.5639
2034 | 7 | 22 | 6 | 61.7165
2034 | 7 | 22 | 7 | 64.0571
2034 | 7 | 22 | 8 | 72.6742
2034 | 7 | 22 | 9 | 72.7507
2034 | 7 | 22 | 10 | 65.6793
2034 | 7 | 22 | 11 | 58.5016
2034 | 7 | 22 | 12 | 61.6485
2034 | 7 | 22 | 13 | 60.3705
2034 | 7 | 22 | 14 | 59.024
2034 | 7 | 22 | 15 | 59.5494
2034 | 7 | 22 | 16 | 64.5181
2034 | 7 | 22 | 17 | 70.4029
2034 | 7 | 22 | 18 | 78.0455
2034 | 7 | 22 | 19 | 79.1195
2034 | 7 | 22 | 20 | 75.8212
2034 | 7 | 22 | 21 | 73.0651
2034 | 7 | 22 | 22 | 68.8847
2034 | 7 | 22 | 23 | 64.4512
2034 | 7 | 23 | 0 | 62.8846
2034 | 7 | 23 | 1 | 61.1981
2034 | 7 | 23 | 2 | 59.2359
2034 | 7 | 23 | 3 | 57.992
2034 | 7 | 23 | 4 | 57.7788
2034 | 7 | 23 | 5 | 57.787
2034 | 7 | 23 | 6 | 55.9342
2034 | 7 | 23 | 7 | 54.6519
2034 | 7 | 23 | 8 | 52.5723
2034 | 7 | 23 | 9 | 45.0244
2034 | 7 | 23 | 10 | 43.1268
2034 | 7 | 23 | 11 | 42.7816
2034 | 7 | 23 | 12 | 43.6659
2034 | 7 | 23 | 13 | 45.09
2034 | 7 | 23 | 14 | 46.556
2034 | 7 | 23 | 15 | 46.8208
2034 | 7 | 23 | 16 | 46.3721
2034 | 7 | 23 | 17 | 55.5888
2034 | 7 | 23 | 18 | 68.8924
2034 | 7 | 23 | 19 | 73.7622
2034 | 7 | 23 | 20 | 73.0977
2034 | 7 | 23 | 21 | 71.0487
2034 | 7 | 23 | 22 | 66.2441
2034 | 7 | 23 | 23 | 61.5816
2034 | 7 | 24 | 0 | 60.9824
2034 | 7 | 24 | 1 | 54.6445
2034 | 7 | 24 | 2 | 53.9903
2034 | 7 | 24 | 3 | 53.8755
2034 | 7 | 24 | 4 | 54.5248
2034 | 7 | 24 | 5 | 56.3797
2034 | 7 | 24 | 6 | 57.9468
2034 | 7 | 24 | 7 | 59.2243
2034 | 7 | 24 | 8 | 58.0251
2034 | 7 | 24 | 9 | 53.2899
2034 | 7 | 24 | 10 | 55.5851
2034 | 7 | 24 | 11 | 55.2212
2034 | 7 | 24 | 12 | 57.2732
2034 | 7 | 24 | 13 | 59.5519
2034 | 7 | 24 | 14 | 59.2424
2034 | 7 | 24 | 15 | 58.3734
2034 | 7 | 24 | 16 | 56.9097
2034 | 7 | 24 | 17 | 62.3514
2034 | 7 | 24 | 18 | 77.5453
2034 | 7 | 24 | 19 | 79.1421
2034 | 7 | 24 | 20 | 77.593
2034 | 7 | 24 | 21 | 75.0807
2034 | 7 | 24 | 22 | 69.7774
2034 | 7 | 24 | 23 | 64.163
2034 | 7 | 25 | 0 | 62.588
2034 | 7 | 25 | 1 | 58.789
2034 | 7 | 25 | 2 | 57.6372
2034 | 7 | 25 | 3 | 57.2498
2034 | 7 | 25 | 4 | 57.7011
2034 | 7 | 25 | 5 | 59.4525
2034 | 7 | 25 | 6 | 60.6093
2034 | 7 | 25 | 7 | 62.2763
2034 | 7 | 25 | 8 | 60.3575
2034 | 7 | 25 | 9 | 53.7145
2034 | 7 | 25 | 10 | 53.4026
2034 | 7 | 25 | 11 | 52.7072
2034 | 7 | 25 | 12 | 56.3124
2034 | 7 | 25 | 13 | 58.3595
2034 | 7 | 25 | 14 | 58.3819
2034 | 7 | 25 | 15 | 58.0804
2034 | 7 | 25 | 16 | 58.05
2034 | 7 | 25 | 17 | 65.9214
2034 | 7 | 25 | 18 | 80.156
2034 | 7 | 25 | 19 | 86.0246
2034 | 7 | 25 | 20 | 84.3867
2034 | 7 | 25 | 21 | 81.5523
2034 | 7 | 25 | 22 | 75.5274
2034 | 7 | 25 | 23 | 68.9211
2034 | 7 | 26 | 0 | 65.4304
2034 | 7 | 26 | 1 | 62.3521
2034 | 7 | 26 | 2 | 60.9476
2034 | 7 | 26 | 3 | 60.4409
2034 | 7 | 26 | 4 | 60.7249
2034 | 7 | 26 | 5 | 62.3609
2034 | 7 | 26 | 6 | 64.2484
2034 | 7 | 26 | 7 | 67.0614
2034 | 7 | 26 | 8 | 69.6751
2034 | 7 | 26 | 9 | 65.3189
2034 | 7 | 26 | 10 | 62.2675
2034 | 7 | 26 | 11 | 58.0177
2034 | 7 | 26 | 12 | 58.7029
2034 | 7 | 26 | 13 | 60.9927
2034 | 7 | 26 | 14 | 60.8116
2034 | 7 | 26 | 15 | 59.8675
2034 | 7 | 26 | 16 | 62.6263
2034 | 7 | 26 | 17 | 72.8098
2034 | 7 | 26 | 18 | 85.355
2034 | 7 | 26 | 19 | 90.907
2034 | 7 | 26 | 20 | 89.3228
2034 | 7 | 26 | 21 | 86.3559
2034 | 7 | 26 | 22 | 79.8421
2034 | 7 | 26 | 23 | 72.8019
2034 | 7 | 27 | 0 | 67.7057
2034 | 7 | 27 | 1 | 64.3995
2034 | 7 | 27 | 2 | 62.7588
2034 | 7 | 27 | 3 | 62.063
2034 | 7 | 27 | 4 | 62.2702
2034 | 7 | 27 | 5 | 63.9217
2034 | 7 | 27 | 6 | 66.3941
2034 | 7 | 27 | 7 | 69.3447
2034 | 7 | 27 | 8 | 71.314
2034 | 7 | 27 | 9 | 66.5965
2034 | 7 | 27 | 10 | 63.1349
2034 | 7 | 27 | 11 | 58.7921
2034 | 7 | 27 | 12 | 61.0122
2034 | 7 | 27 | 13 | 62.5969
2034 | 7 | 27 | 14 | 62.8178
2034 | 7 | 27 | 15 | 62.5534
2034 | 7 | 27 | 16 | 66.6889
2034 | 7 | 27 | 17 | 75.8388
2034 | 7 | 27 | 18 | 86.3725
2034 | 7 | 27 | 19 | 86.8687
2034 | 7 | 27 | 20 | 85.0193
2034 | 7 | 27 | 21 | 82.3029
2034 | 7 | 27 | 22 | 76.9082
2034 | 7 | 27 | 23 | 70.889
2034 | 7 | 28 | 0 | 69.9993
2034 | 7 | 28 | 1 | 66.4265
2034 | 7 | 28 | 2 | 64.6325
2034 | 7 | 28 | 3 | 63.7941
2034 | 7 | 28 | 4 | 63.8448
2034 | 7 | 28 | 5 | 65.3098
2034 | 7 | 28 | 6 | 67.2054
2034 | 7 | 28 | 7 | 70.8338
2034 | 7 | 28 | 8 | 73.6759
2034 | 7 | 28 | 9 | 68.5081
2034 | 7 | 28 | 10 | 62.6711
2034 | 7 | 28 | 11 | 57.6993
2034 | 7 | 28 | 12 | 61.9467
2034 | 7 | 28 | 13 | 63.4726
2034 | 7 | 28 | 14 | 62.806
2034 | 7 | 28 | 15 | 62.2351
2034 | 7 | 28 | 16 | 68.4204
2034 | 7 | 28 | 17 | 77.6834
2034 | 7 | 28 | 18 | 90.0205
2034 | 7 | 28 | 19 | 93.3266
2034 | 7 | 28 | 20 | 91.3155
2034 | 7 | 28 | 21 | 88.3676
2034 | 7 | 28 | 22 | 82.5591
2034 | 7 | 28 | 23 | 75.5858
2034 | 7 | 29 | 0 | 69.0293
2034 | 7 | 29 | 1 | 62.8401
2034 | 7 | 29 | 2 | 60.7747
2034 | 7 | 29 | 3 | 59.4705
2034 | 7 | 29 | 4 | 59.0312
2034 | 7 | 29 | 5 | 59.1381
2034 | 7 | 29 | 6 | 58.8528
2034 | 7 | 29 | 7 | 60.9178
2034 | 7 | 29 | 8 | 66.8659
2034 | 7 | 29 | 9 | 63.1503
2034 | 7 | 29 | 10 | 55.3295
2034 | 7 | 29 | 11 | 49.4011
2034 | 7 | 29 | 12 | 54.6562
2034 | 7 | 29 | 13 | 54.3298
2034 | 7 | 29 | 14 | 52.0512
2034 | 7 | 29 | 15 | 51.719
2034 | 7 | 29 | 16 | 55.7525
2034 | 7 | 29 | 17 | 63.8975
2034 | 7 | 29 | 18 | 74.5694
2034 | 7 | 29 | 19 | 70.0522
2034 | 7 | 29 | 20 | 67.5667
2034 | 7 | 29 | 21 | 64.7961
2034 | 7 | 29 | 22 | 61.4274
2034 | 7 | 29 | 23 | 58.236
2034 | 7 | 30 | 0 | 59.6215
2034 | 7 | 30 | 1 | 57.0866
2034 | 7 | 30 | 2 | 55.4921
2034 | 7 | 30 | 3 | 54.6356
2034 | 7 | 30 | 4 | 54.4996
2034 | 7 | 30 | 5 | 54.7752
2034 | 7 | 30 | 6 | 53.6349
2034 | 7 | 30 | 7 | 52.9212
2034 | 7 | 30 | 8 | 54.1906
2034 | 7 | 30 | 9 | 47.7143
2034 | 7 | 30 | 10 | 44.666
2034 | 7 | 30 | 11 | 44.2681
2034 | 7 | 30 | 12 | 44.7024
2034 | 7 | 30 | 13 | 45.2464
2034 | 7 | 30 | 14 | 45.3683
2034 | 7 | 30 | 15 | 45.9962
2034 | 7 | 30 | 16 | 45.4999
2034 | 7 | 30 | 17 | 55.1107
2034 | 7 | 30 | 18 | 70.4332
2034 | 7 | 30 | 19 | 74.737
2034 | 7 | 30 | 20 | 73.1171
2034 | 7 | 30 | 21 | 69.8103
2034 | 7 | 30 | 22 | 64.6811
2034 | 7 | 30 | 23 | 59.8303
2034 | 7 | 31 | 0 | 55.8682
2034 | 7 | 31 | 1 | 53.5125
2034 | 7 | 31 | 2 | 53.0097
2034 | 7 | 31 | 3 | 52.8747
2034 | 7 | 31 | 4 | 53.574
2034 | 7 | 31 | 5 | 55.5859
2034 | 7 | 31 | 6 | 58.1038
2034 | 7 | 31 | 7 | 59.7788
2034 | 7 | 31 | 8 | 58.0233
2034 | 7 | 31 | 9 | 52.8954
2034 | 7 | 31 | 10 | 54.3823
2034 | 7 | 31 | 11 | 53.5722
2034 | 7 | 31 | 12 | 54.86
2034 | 7 | 31 | 13 | 56.8323
2034 | 7 | 31 | 14 | 57.132
2034 | 7 | 31 | 15 | 56.2332
2034 | 7 | 31 | 16 | 56.2515
2034 | 7 | 31 | 17 | 61.4444
2034 | 7 | 31 | 18 | 70.6312
2034 | 7 | 31 | 19 | 75.5812
2034 | 7 | 31 | 20 | 75.6237
2034 | 7 | 31 | 21 | 73.2591
2034 | 7 | 31 | 22 | 68.0099
2034 | 7 | 31 | 23 | 62.6903
2034 | 8 | 1 | 0 | 61.6231
2034 | 8 | 1 | 1 | 55.5939
2034 | 8 | 1 | 2 | 54.5653
2034 | 8 | 1 | 3 | 54.5488
2034 | 8 | 1 | 4 | 55.1084
2034 | 8 | 1 | 5 | 56.7171
2034 | 8 | 1 | 6 | 59.0181
2034 | 8 | 1 | 7 | 61.6724
2034 | 8 | 1 | 8 | 63.9815
2034 | 8 | 1 | 9 | 62.5246
2034 | 8 | 1 | 10 | 61.8059
2034 | 8 | 1 | 11 | 57.2777
2034 | 8 | 1 | 12 | 59.12
2034 | 8 | 1 | 13 | 61.1409
2034 | 8 | 1 | 14 | 60.1008
2034 | 8 | 1 | 15 | 59.7904
2034 | 8 | 1 | 16 | 59.9218
2034 | 8 | 1 | 17 | 65.6703
2034 | 8 | 1 | 18 | 78.9734
2034 | 8 | 1 | 19 | 76.1861
2034 | 8 | 1 | 20 | 75.3008
2034 | 8 | 1 | 21 | 73.1887
2034 | 8 | 1 | 22 | 67.9599
2034 | 8 | 1 | 23 | 62.7404
2034 | 8 | 2 | 0 | 61.8733
2034 | 8 | 2 | 1 | 59.2346
2034 | 8 | 2 | 2 | 57.9855
2034 | 8 | 2 | 3 | 57.7493
2034 | 8 | 2 | 4 | 58.0004
2034 | 8 | 2 | 5 | 59.5853
2034 | 8 | 2 | 6 | 61.3145
2034 | 8 | 2 | 7 | 64.842
2034 | 8 | 2 | 8 | 71.0989
2034 | 8 | 2 | 9 | 70.9404
2034 | 8 | 2 | 10 | 66.9883
2034 | 8 | 2 | 11 | 60.1639
2034 | 8 | 2 | 12 | 62.8748
2034 | 8 | 2 | 13 | 64.7231
2034 | 8 | 2 | 14 | 63.4464
2034 | 8 | 2 | 15 | 62.5813
2034 | 8 | 2 | 16 | 66.5194
2034 | 8 | 2 | 17 | 74.9044
2034 | 8 | 2 | 18 | 88.4986
2034 | 8 | 2 | 19 | 81.873
2034 | 8 | 2 | 20 | 80.5155
2034 | 8 | 2 | 21 | 77.7555
2034 | 8 | 2 | 22 | 71.7116
2034 | 8 | 2 | 23 | 65.9518
2034 | 8 | 3 | 0 | 62.005
2034 | 8 | 3 | 1 | 60.0951
2034 | 8 | 3 | 2 | 58.684
2034 | 8 | 3 | 3 | 58.3658
2034 | 8 | 3 | 4 | 58.6525
2034 | 8 | 3 | 5 | 60.2577
2034 | 8 | 3 | 6 | 61.8884
2034 | 8 | 3 | 7 | 64.3454
2034 | 8 | 3 | 8 | 66.9221
2034 | 8 | 3 | 9 | 64.7782
2034 | 8 | 3 | 10 | 62.162
2034 | 8 | 3 | 11 | 57.7342
2034 | 8 | 3 | 12 | 60.8915
2034 | 8 | 3 | 13 | 63.0894
2034 | 8 | 3 | 14 | 62.7674
2034 | 8 | 3 | 15 | 62.4363
2034 | 8 | 3 | 16 | 65.2371
2034 | 8 | 3 | 17 | 73.4628
2034 | 8 | 3 | 18 | 85.5248
2034 | 8 | 3 | 19 | 81.0837
2034 | 8 | 3 | 20 | 79.4778
2034 | 8 | 3 | 21 | 76.5683
2034 | 8 | 3 | 22 | 70.7929
2034 | 8 | 3 | 23 | 65.1948
2034 | 8 | 4 | 0 | 63.2428
2034 | 8 | 4 | 1 | 59.4975
2034 | 8 | 4 | 2 | 58.0723
2034 | 8 | 4 | 3 | 57.6494
2034 | 8 | 4 | 4 | 57.8989
2034 | 8 | 4 | 5 | 59.3517
2034 | 8 | 4 | 6 | 60.8576
2034 | 8 | 4 | 7 | 63.893
2034 | 8 | 4 | 8 | 68.4925
2034 | 8 | 4 | 9 | 67.4422
2034 | 8 | 4 | 10 | 63.2943
2034 | 8 | 4 | 11 | 57.5344
2034 | 8 | 4 | 12 | 58.9224
2034 | 8 | 4 | 13 | 61.3446
2034 | 8 | 4 | 14 | 59.9376
2034 | 8 | 4 | 15 | 58.8268
2034 | 8 | 4 | 16 | 61.7049
2034 | 8 | 4 | 17 | 70.0119
2034 | 8 | 4 | 18 | 80.0433
2034 | 8 | 4 | 19 | 81.2685
2034 | 8 | 4 | 20 | 79.9287
2034 | 8 | 4 | 21 | 77.438
2034 | 8 | 4 | 22 | 71.9874
2034 | 8 | 4 | 23 | 66.0924
2034 | 8 | 5 | 0 | 60.534
2034 | 8 | 5 | 1 | 58.7957
2034 | 8 | 5 | 2 | 56.9158
2034 | 8 | 5 | 3 | 55.984
2034 | 8 | 5 | 4 | 55.8085
2034 | 8 | 5 | 5 | 55.7791
2034 | 8 | 5 | 6 | 54.4073
2034 | 8 | 5 | 7 | 55.5199
2034 | 8 | 5 | 8 | 59.6415
2034 | 8 | 5 | 9 | 56.5153
2034 | 8 | 5 | 10 | 51.6731
2034 | 8 | 5 | 11 | 48.5745
2034 | 8 | 5 | 12 | 51.7457
2034 | 8 | 5 | 13 | 52.2037
2034 | 8 | 5 | 14 | 50.9918
2034 | 8 | 5 | 15 | 52.3741
2034 | 8 | 5 | 16 | 54.7269
2034 | 8 | 5 | 17 | 65.5163
2034 | 8 | 5 | 18 | 82.2157
2034 | 8 | 5 | 19 | 80.9656
2034 | 8 | 5 | 20 | 78.7912
2034 | 8 | 5 | 21 | 75.5402
2034 | 8 | 5 | 22 | 70.314
2034 | 8 | 5 | 23 | 65.3073
2034 | 8 | 6 | 0 | 60.7853
2034 | 8 | 6 | 1 | 58.0199
2034 | 8 | 6 | 2 | 56.0828
2034 | 8 | 6 | 3 | 55.1515
2034 | 8 | 6 | 4 | 54.9919
2034 | 8 | 6 | 5 | 54.7367
2034 | 8 | 6 | 6 | 52.8065
2034 | 8 | 6 | 7 | 52.4673
2034 | 8 | 6 | 8 | 54.1794
2034 | 8 | 6 | 9 | 49.7295
2034 | 8 | 6 | 10 | 47.0346
2034 | 8 | 6 | 11 | 45.3886
2034 | 8 | 6 | 12 | 49.0842
2034 | 8 | 6 | 13 | 50.7826
2034 | 8 | 6 | 14 | 51.3307
2034 | 8 | 6 | 15 | 53.7599
2034 | 8 | 6 | 16 | 56.8914
2034 | 8 | 6 | 17 | 70.1628
2034 | 8 | 6 | 18 | 87.1866
2034 | 8 | 6 | 19 | 86.4533
2034 | 8 | 6 | 20 | 83.711
2034 | 8 | 6 | 21 | 79.4976
2034 | 8 | 6 | 22 | 72.7
2034 | 8 | 6 | 23 | 66.6994
2034 | 8 | 7 | 0 | 63.3512
2034 | 8 | 7 | 1 | 62.6958
2034 | 8 | 7 | 2 | 60.5638
2034 | 8 | 7 | 3 | 59.3531
2034 | 8 | 7 | 4 | 59.3041
2034 | 8 | 7 | 5 | 59.5962
2034 | 8 | 7 | 6 | 58.6428
2034 | 8 | 7 | 7 | 59.501
2034 | 8 | 7 | 8 | 60.7109
2034 | 8 | 7 | 9 | 56.1042
2034 | 8 | 7 | 10 | 53.1132
2034 | 8 | 7 | 11 | 54.7126
2034 | 8 | 7 | 12 | 49.5662
2034 | 8 | 7 | 13 | 52.3162
2034 | 8 | 7 | 14 | 55.6015
2034 | 8 | 7 | 15 | 56.762
2034 | 8 | 7 | 16 | 61.3006
2034 | 8 | 7 | 17 | 73.9351
2034 | 8 | 7 | 18 | 89.1024
2034 | 8 | 7 | 19 | 92.9338
2034 | 8 | 7 | 20 | 91.0525
2034 | 8 | 7 | 21 | 86.4294
2034 | 8 | 7 | 22 | 78.405
2034 | 8 | 7 | 23 | 71.524
2034 | 8 | 8 | 0 | 68.3323
2034 | 8 | 8 | 1 | 66.0382
2034 | 8 | 8 | 2 | 64.2246
2034 | 8 | 8 | 3 | 63.6879
2034 | 8 | 8 | 4 | 63.8519
2034 | 8 | 8 | 5 | 65.1318
2034 | 8 | 8 | 6 | 66.4598
2034 | 8 | 8 | 7 | 69.3572
2034 | 8 | 8 | 8 | 68.2647
2034 | 8 | 8 | 9 | 61.6151
2034 | 8 | 8 | 10 | 58.5075
2034 | 8 | 8 | 11 | 56.5042
2034 | 8 | 8 | 12 | 60.7783
2034 | 8 | 8 | 13 | 63.3079
2034 | 8 | 8 | 14 | 63.2455
2034 | 8 | 8 | 15 | 64.0763
2034 | 8 | 8 | 16 | 68.8223
2034 | 8 | 8 | 17 | 81.6138
2034 | 8 | 8 | 18 | 94.9719
2034 | 8 | 8 | 19 | 95.2737
2034 | 8 | 8 | 20 | 93.0369
2034 | 8 | 8 | 21 | 88.923
2034 | 8 | 8 | 22 | 81.8341
2034 | 8 | 8 | 23 | 74.9655
2034 | 8 | 9 | 0 | 71.8931
2034 | 8 | 9 | 1 | 70.202
2034 | 8 | 9 | 2 | 68.1553
2034 | 8 | 9 | 3 | 67.3396
2034 | 8 | 9 | 4 | 67.335
2034 | 8 | 9 | 5 | 68.4496
2034 | 8 | 9 | 6 | 69.9783
2034 | 8 | 9 | 7 | 73.4471
2034 | 8 | 9 | 8 | 74.2509
2034 | 8 | 9 | 9 | 68.1041
2034 | 8 | 9 | 10 | 63.3228
2034 | 8 | 9 | 11 | 60.1921
2034 | 8 | 9 | 12 | 64.8112
2034 | 8 | 9 | 13 | 67.6585
2034 | 8 | 9 | 14 | 67.7012
2034 | 8 | 9 | 15 | 68.1347
2034 | 8 | 9 | 16 | 74.0985
2034 | 8 | 9 | 17 | 89.1316
2034 | 8 | 9 | 18 | 102.7746
2034 | 8 | 9 | 19 | 100.9707
2034 | 8 | 9 | 20 | 98.3207
2034 | 8 | 9 | 21 | 93.902
2034 | 8 | 9 | 22 | 86.4139
2034 | 8 | 9 | 23 | 79.1553
2034 | 8 | 10 | 0 | 74.9
2034 | 8 | 10 | 1 | 74.571
2034 | 8 | 10 | 2 | 72.1691
2034 | 8 | 10 | 3 | 71.1237
2034 | 8 | 10 | 4 | 70.9674
2034 | 8 | 10 | 5 | 72.0534
2034 | 8 | 10 | 6 | 74.1852
2034 | 8 | 10 | 7 | 78.5576
2034 | 8 | 10 | 8 | 80.967
2034 | 8 | 10 | 9 | 75.6259
2034 | 8 | 10 | 10 | 69.5708
2034 | 8 | 10 | 11 | 64.8208
2034 | 8 | 10 | 12 | 66.801
2034 | 8 | 10 | 13 | 69.5091
2034 | 8 | 10 | 14 | 70.1628
2034 | 8 | 10 | 15 | 71.6232
2034 | 8 | 10 | 16 | 79.3946
2034 | 8 | 10 | 17 | 96.4117
2034 | 8 | 10 | 18 | 108.1631
2034 | 8 | 10 | 19 | 107.6931
2034 | 8 | 10 | 20 | 104.522
2034 | 8 | 10 | 21 | 99.8588
2034 | 8 | 10 | 22 | 92.3124
2034 | 8 | 10 | 23 | 84.5888
2034 | 8 | 11 | 0 | 80.1665
2034 | 8 | 11 | 1 | 74.6403
2034 | 8 | 11 | 2 | 72.1677
2034 | 8 | 11 | 3 | 70.9916
2034 | 8 | 11 | 4 | 70.6652
2034 | 8 | 11 | 5 | 71.7341
2034 | 8 | 11 | 6 | 72.9836
2034 | 8 | 11 | 7 | 77.0963
2034 | 8 | 11 | 8 | 79.9715
2034 | 8 | 11 | 9 | 74.6535
2034 | 8 | 11 | 10 | 67.4368
2034 | 8 | 11 | 11 | 62.7803
2034 | 8 | 11 | 12 | 65.4524
2034 | 8 | 11 | 13 | 67.8496
2034 | 8 | 11 | 14 | 67.4808
2034 | 8 | 11 | 15 | 68.0412
2034 | 8 | 11 | 16 | 76.7825
2034 | 8 | 11 | 17 | 92.158
2034 | 8 | 11 | 18 | 99.2454
2034 | 8 | 11 | 19 | 99.4797
2034 | 8 | 11 | 20 | 96.3417
2034 | 8 | 11 | 21 | 92.0617
2034 | 8 | 11 | 22 | 85.6203
2034 | 8 | 11 | 23 | 78.8664
2034 | 8 | 12 | 0 | 73.9795
2034 | 8 | 12 | 1 | 68.5791
2034 | 8 | 12 | 2 | 66.0963
2034 | 8 | 12 | 3 | 64.6782
2034 | 8 | 12 | 4 | 64.0596
2034 | 8 | 12 | 5 | 64.0089
2034 | 8 | 12 | 6 | 63.6422
2034 | 8 | 12 | 7 | 64.9684
2034 | 8 | 12 | 8 | 66.1548
2034 | 8 | 12 | 9 | 61.6179
2034 | 8 | 12 | 10 | 56.6652
2034 | 8 | 12 | 11 | 54.5803
2034 | 8 | 12 | 12 | 55.8287
2034 | 8 | 12 | 13 | 56.8413
2034 | 8 | 12 | 14 | 55.0473
2034 | 8 | 12 | 15 | 54.698
2034 | 8 | 12 | 16 | 56.5233
2034 | 8 | 12 | 17 | 69.2067
2034 | 8 | 12 | 18 | 81.4212
2034 | 8 | 12 | 19 | 84.3429
2034 | 8 | 12 | 20 | 81.5424
2034 | 8 | 12 | 21 | 77.3301
2034 | 8 | 12 | 22 | 71.8107
2034 | 8 | 12 | 23 | 66.8688
2034 | 8 | 13 | 0 | 64.0239
2034 | 8 | 13 | 1 | 60.6453
2034 | 8 | 13 | 2 | 58.7857
2034 | 8 | 13 | 3 | 57.8362
2034 | 8 | 13 | 4 | 57.748
2034 | 8 | 13 | 5 | 57.8442
2034 | 8 | 13 | 6 | 56.9595
2034 | 8 | 13 | 7 | 56.9596
2034 | 8 | 13 | 8 | 57.2442
2034 | 8 | 13 | 9 | 51.3026
2034 | 8 | 13 | 10 | 47.0909
2034 | 8 | 13 | 11 | 47.1207
2034 | 8 | 13 | 12 | 49.0703
2034 | 8 | 13 | 13 | 50.3415
2034 | 8 | 13 | 14 | 50.3634
2034 | 8 | 13 | 15 | 52.5856
2034 | 8 | 13 | 16 | 54.4938
2034 | 8 | 13 | 17 | 66.1926
2034 | 8 | 13 | 18 | 75.16
2034 | 8 | 13 | 19 | 77.6912
2034 | 8 | 13 | 20 | 77.0804
2034 | 8 | 13 | 21 | 73.4959
2034 | 8 | 13 | 22 | 67.808
2034 | 8 | 13 | 23 | 63.1139
2034 | 8 | 14 | 0 | 61.0348
2034 | 8 | 14 | 1 | 53.5865
2034 | 8 | 14 | 2 | 53.0452
2034 | 8 | 14 | 3 | 53.091
2034 | 8 | 14 | 4 | 53.7338
2034 | 8 | 14 | 5 | 55.5877
2034 | 8 | 14 | 6 | 56.6093
2034 | 8 | 14 | 7 | 58.3274
2034 | 8 | 14 | 8 | 56.88
2034 | 8 | 14 | 9 | 51.5048
2034 | 8 | 14 | 10 | 53.8522
2034 | 8 | 14 | 11 | 54.3367
2034 | 8 | 14 | 12 | 57.6214
2034 | 8 | 14 | 13 | 60.2166
2034 | 8 | 14 | 14 | 59.2456
2034 | 8 | 14 | 15 | 58.3602
2034 | 8 | 14 | 16 | 58.2742
2034 | 8 | 14 | 17 | 65.6523
2034 | 8 | 14 | 18 | 78.9546
2034 | 8 | 14 | 19 | 79.1493
2034 | 8 | 14 | 20 | 77.8827
2034 | 8 | 14 | 21 | 74.2178
2034 | 8 | 14 | 22 | 68.3347
2034 | 8 | 14 | 23 | 63.0732
2034 | 8 | 15 | 0 | 60.1389
2034 | 8 | 15 | 1 | 57.4688
2034 | 8 | 15 | 2 | 56.4677
2034 | 8 | 15 | 3 | 56.3872
2034 | 8 | 15 | 4 | 56.8681
2034 | 8 | 15 | 5 | 58.5868
2034 | 8 | 15 | 6 | 60.3584
2034 | 8 | 15 | 7 | 63.0986
2034 | 8 | 15 | 8 | 63.9674
2034 | 8 | 15 | 9 | 59.0521
2034 | 8 | 15 | 10 | 58.3123
2034 | 8 | 15 | 11 | 55.9381
2034 | 8 | 15 | 12 | 58.1274
2034 | 8 | 15 | 13 | 60.2242
2034 | 8 | 15 | 14 | 59.3138
2034 | 8 | 15 | 15 | 59.0784
2034 | 8 | 15 | 16 | 62.6877
2034 | 8 | 15 | 17 | 71.951
2034 | 8 | 15 | 18 | 83.6562
2034 | 8 | 15 | 19 | 84.5991
2034 | 8 | 15 | 20 | 83.522
2034 | 8 | 15 | 21 | 79.7356
2034 | 8 | 15 | 22 | 73.384
2034 | 8 | 15 | 23 | 67.5015
2034 | 8 | 16 | 0 | 62.9954
2034 | 8 | 16 | 1 | 61.268
2034 | 8 | 16 | 2 | 59.9494
2034 | 8 | 16 | 3 | 59.6436
2034 | 8 | 16 | 4 | 59.9329
2034 | 8 | 16 | 5 | 61.5675
2034 | 8 | 16 | 6 | 63.3539
2034 | 8 | 16 | 7 | 66.902
2034 | 8 | 16 | 8 | 68.8126
2034 | 8 | 16 | 9 | 63.2452
2034 | 8 | 16 | 10 | 59.3358
2034 | 8 | 16 | 11 | 55.5748
2034 | 8 | 16 | 12 | 57.6628
2034 | 8 | 16 | 13 | 60.4704
2034 | 8 | 16 | 14 | 59.9918
2034 | 8 | 16 | 15 | 59.0004
2034 | 8 | 16 | 16 | 62.8281
2034 | 8 | 16 | 17 | 75.4594
2034 | 8 | 16 | 18 | 84.6891
2034 | 8 | 16 | 19 | 87.3611
2034 | 8 | 16 | 20 | 86.1327
2034 | 8 | 16 | 21 | 82.1871
2034 | 8 | 16 | 22 | 75.503
2034 | 8 | 16 | 23 | 69.4269
2034 | 8 | 17 | 0 | 65.4589
2034 | 8 | 17 | 1 | 62.4358
2034 | 8 | 17 | 2 | 60.9436
2034 | 8 | 17 | 3 | 60.5983
2034 | 8 | 17 | 4 | 60.8129
2034 | 8 | 17 | 5 | 62.4926
2034 | 8 | 17 | 6 | 63.7623
2034 | 8 | 17 | 7 | 66.2957
2034 | 8 | 17 | 8 | 64.4401
2034 | 8 | 17 | 9 | 57.1737
2034 | 8 | 17 | 10 | 55.0952
2034 | 8 | 17 | 11 | 53.3936
2034 | 8 | 17 | 12 | 55.3747
2034 | 8 | 17 | 13 | 58.1283
2034 | 8 | 17 | 14 | 58.7349
2034 | 8 | 17 | 15 | 58.1119
2034 | 8 | 17 | 16 | 58.9808
2034 | 8 | 17 | 17 | 69.5888
2034 | 8 | 17 | 18 | 84.2042
2034 | 8 | 17 | 19 | 85.9337
2034 | 8 | 17 | 20 | 84.6206
2034 | 8 | 17 | 21 | 80.6807
2034 | 8 | 17 | 22 | 74.3896
2034 | 8 | 17 | 23 | 68.5862
2034 | 8 | 18 | 0 | 66.1623
2034 | 8 | 18 | 1 | 66.0159
2034 | 8 | 18 | 2 | 64.3195
2034 | 8 | 18 | 3 | 63.7518
2034 | 8 | 18 | 4 | 63.8545
2034 | 8 | 18 | 5 | 65.2281
2034 | 8 | 18 | 6 | 67.2687
2034 | 8 | 18 | 7 | 71.5664
2034 | 8 | 18 | 8 | 73.5103
2034 | 8 | 18 | 9 | 67.6939
2034 | 8 | 18 | 10 | 62.8549
2034 | 8 | 18 | 11 | 58.4749
2034 | 8 | 18 | 12 | 61.997
2034 | 8 | 18 | 13 | 64.1898
2034 | 8 | 18 | 14 | 63.259
2034 | 8 | 18 | 15 | 62.8813
2034 | 8 | 18 | 16 | 69.8496
2034 | 8 | 18 | 17 | 81.7727
2034 | 8 | 18 | 18 | 92.9644
2034 | 8 | 18 | 19 | 91.6463
2034 | 8 | 18 | 20 | 89.7119
2034 | 8 | 18 | 21 | 85.5678
2034 | 8 | 18 | 22 | 79.4274
2034 | 8 | 18 | 23 | 73.3154
2034 | 8 | 19 | 0 | 69.871
2034 | 8 | 19 | 1 | 63.6005
2034 | 8 | 19 | 2 | 61.4387
2034 | 8 | 19 | 3 | 60.2159
2034 | 8 | 19 | 4 | 59.729
2034 | 8 | 19 | 5 | 59.6518
2034 | 8 | 19 | 6 | 59.2823
2034 | 8 | 19 | 7 | 61.6064
2034 | 8 | 19 | 8 | 67.639
2034 | 8 | 19 | 9 | 64.5256
2034 | 8 | 19 | 10 | 58.4577
2034 | 8 | 19 | 11 | 52.374
2034 | 8 | 19 | 12 | 53.4818
2034 | 8 | 19 | 13 | 54.4051
2034 | 8 | 19 | 14 | 52.1767
2034 | 8 | 19 | 15 | 52.3117
2034 | 8 | 19 | 16 | 57.4859
2034 | 8 | 19 | 17 | 69.8991
2034 | 8 | 19 | 18 | 81.7095
2034 | 8 | 19 | 19 | 80.8773
2034 | 8 | 19 | 20 | 78.401
2034 | 8 | 19 | 21 | 74.1659
2034 | 8 | 19 | 22 | 69.0994
2034 | 8 | 19 | 23 | 64.9925
2034 | 8 | 20 | 0 | 61.7206
2034 | 8 | 20 | 1 | 60.044
2034 | 8 | 20 | 2 | 58.179
2034 | 8 | 20 | 3 | 57.2892
2034 | 8 | 20 | 4 | 57.0714
2034 | 8 | 20 | 5 | 57.0901
2034 | 8 | 20 | 6 | 55.4769
2034 | 8 | 20 | 7 | 55.9549
2034 | 8 | 20 | 8 | 57.9177
2034 | 8 | 20 | 9 | 51.086
2034 | 8 | 20 | 10 | 46.6449
2034 | 8 | 20 | 11 | 46.084
2034 | 8 | 20 | 12 | 46.7055
2034 | 8 | 20 | 13 | 48.2078
2034 | 8 | 20 | 14 | 49.2709
2034 | 8 | 20 | 15 | 50.2551
2034 | 8 | 20 | 16 | 54.341
2034 | 8 | 20 | 17 | 70.5667
2034 | 8 | 20 | 18 | 86.3111
2034 | 8 | 20 | 19 | 87.377
2034 | 8 | 20 | 20 | 85.2734
2034 | 8 | 20 | 21 | 79.8483
2034 | 8 | 20 | 22 | 72.7524
2034 | 8 | 20 | 23 | 66.9062
2034 | 8 | 21 | 0 | 61.6545
2034 | 8 | 21 | 1 | 60.7108
2034 | 8 | 21 | 2 | 59.666
2034 | 8 | 21 | 3 | 59.3849
2034 | 8 | 21 | 4 | 59.7863
2034 | 8 | 21 | 5 | 61.5187
2034 | 8 | 21 | 6 | 62.8363
2034 | 8 | 21 | 7 | 65.9864
2034 | 8 | 21 | 8 | 64.6146
2034 | 8 | 21 | 9 | 56.3481
2034 | 8 | 21 | 10 | 55.3314
2034 | 8 | 21 | 11 | 55.4819
2034 | 8 | 21 | 12 | 58.002
2034 | 8 | 21 | 13 | 60.8937
2034 | 8 | 21 | 14 | 60.8538
2034 | 8 | 21 | 15 | 60.7439
2034 | 8 | 21 | 16 | 63.7922
2034 | 8 | 21 | 17 | 76.9874
2034 | 8 | 21 | 18 | 92.6655
2034 | 8 | 21 | 19 | 95.1946
2034 | 8 | 21 | 20 | 93.0908
2034 | 8 | 21 | 21 | 87.7924
2034 | 8 | 21 | 22 | 80.2946
2034 | 8 | 21 | 23 | 73.5897
2034 | 8 | 22 | 0 | 68.5691
2034 | 8 | 22 | 1 | 65.0425
2034 | 8 | 22 | 2 | 63.4652
2034 | 8 | 22 | 3 | 63.0513
2034 | 8 | 22 | 4 | 63.2568
2034 | 8 | 22 | 5 | 64.8142
2034 | 8 | 22 | 6 | 66.4678
2034 | 8 | 22 | 7 | 70.2751
2034 | 8 | 22 | 8 | 69.9446
2034 | 8 | 22 | 9 | 61.6956
2034 | 8 | 22 | 10 | 57.7478
2034 | 8 | 22 | 11 | 55.4646
2034 | 8 | 22 | 12 | 59.1235
2034 | 8 | 22 | 13 | 61.1802
2034 | 8 | 22 | 14 | 61.3159
2034 | 8 | 22 | 15 | 61.6591
2034 | 8 | 22 | 16 | 67.0433
2034 | 8 | 22 | 17 | 78.6001
2034 | 8 | 22 | 18 | 92.0904
2034 | 8 | 22 | 19 | 90.1657
2034 | 8 | 22 | 20 | 88.4355
2034 | 8 | 22 | 21 | 83.5634
2034 | 8 | 22 | 22 | 76.939
2034 | 8 | 22 | 23 | 71.2099
2034 | 8 | 23 | 0 | 69.9421
2034 | 8 | 23 | 1 | 69.2839
2034 | 8 | 23 | 2 | 67.485
2034 | 8 | 23 | 3 | 66.8501
2034 | 8 | 23 | 4 | 66.9123
2034 | 8 | 23 | 5 | 68.2716
2034 | 8 | 23 | 6 | 70.9768
2034 | 8 | 23 | 7 | 76.5565
2034 | 8 | 23 | 8 | 81.5968
2034 | 8 | 23 | 9 | 75.8935
2034 | 8 | 23 | 10 | 68.505
2034 | 8 | 23 | 11 | 62.2534
2034 | 8 | 23 | 12 | 66.0194
2034 | 8 | 23 | 13 | 68.0479
2034 | 8 | 23 | 14 | 67.9257
2034 | 8 | 23 | 15 | 68.0989
2034 | 8 | 23 | 16 | 77.7865
2034 | 8 | 23 | 17 | 91.5891
2034 | 8 | 23 | 18 | 101.8386
2034 | 8 | 23 | 19 | 97.8139
2034 | 8 | 23 | 20 | 95.5509
2034 | 8 | 23 | 21 | 90.166
2034 | 8 | 23 | 22 | 82.8375
2034 | 8 | 23 | 23 | 76.4953
2034 | 8 | 24 | 0 | 74.115
2034 | 8 | 24 | 1 | 70.3782
2034 | 8 | 24 | 2 | 68.3931
2034 | 8 | 24 | 3 | 67.5736
2034 | 8 | 24 | 4 | 67.5498
2034 | 8 | 24 | 5 | 69.0607
2034 | 8 | 24 | 6 | 71.1281
2034 | 8 | 24 | 7 | 75.394
2034 | 8 | 24 | 8 | 75.3257
2034 | 8 | 24 | 9 | 66.6846
2034 | 8 | 24 | 10 | 61.0679
2034 | 8 | 24 | 11 | 58.0367
2034 | 8 | 24 | 12 | 60.5456
2034 | 8 | 24 | 13 | 63.0304
2034 | 8 | 24 | 14 | 64.1924
2034 | 8 | 24 | 15 | 64.6009
2034 | 8 | 24 | 16 | 69.0442
2034 | 8 | 24 | 17 | 82.6518
2034 | 8 | 24 | 18 | 95.6093
2034 | 8 | 24 | 19 | 98.1518
2034 | 8 | 24 | 20 | 95.7154
2034 | 8 | 24 | 21 | 90.3343
2034 | 8 | 24 | 22 | 83.2002
2034 | 8 | 24 | 23 | 76.6722
2034 | 8 | 25 | 0 | 73.4661
2034 | 8 | 25 | 1 | 70.5838
2034 | 8 | 25 | 2 | 68.5873
2034 | 8 | 25 | 3 | 67.7613
2034 | 8 | 25 | 4 | 67.7437
2034 | 8 | 25 | 5 | 69.0005
2034 | 8 | 25 | 6 | 70.8657
2034 | 8 | 25 | 7 | 75.279
2034 | 8 | 25 | 8 | 75.0091
2034 | 8 | 25 | 9 | 65.9766
2034 | 8 | 25 | 10 | 59.8261
2034 | 8 | 25 | 11 | 56.8511
2034 | 8 | 25 | 12 | 59.793
2034 | 8 | 25 | 13 | 62.6754
2034 | 8 | 25 | 14 | 62.7348
2034 | 8 | 25 | 15 | 62.7839
2034 | 8 | 25 | 16 | 68.4418
2034 | 8 | 25 | 17 | 82.604
2034 | 8 | 25 | 18 | 98.0002
2034 | 8 | 25 | 19 | 94.0157
2034 | 8 | 25 | 20 | 91.6982
2034 | 8 | 25 | 21 | 86.789
2034 | 8 | 25 | 22 | 80.7471
2034 | 8 | 25 | 23 | 75.0191
2034 | 8 | 26 | 0 | 72.6951
2034 | 8 | 26 | 1 | 68.747
2034 | 8 | 26 | 2 | 66.5079
2034 | 8 | 26 | 3 | 65.159
2034 | 8 | 26 | 4 | 64.6513
2034 | 8 | 26 | 5 | 64.7179
2034 | 8 | 26 | 6 | 65.3636
2034 | 8 | 26 | 7 | 69.2901
2034 | 8 | 26 | 8 | 76.1713
2034 | 8 | 26 | 9 | 72.1006
2034 | 8 | 26 | 10 | 63.9095
2034 | 8 | 26 | 11 | 58.1674
2034 | 8 | 26 | 12 | 55.879
2034 | 8 | 26 | 13 | 57.089
2034 | 8 | 26 | 14 | 56.7177
2034 | 8 | 26 | 15 | 59.1259
2034 | 8 | 26 | 16 | 65.1085
2034 | 8 | 26 | 17 | 80.1236
2034 | 8 | 26 | 18 | 92.0574
2034 | 8 | 26 | 19 | 92.5611
2034 | 8 | 26 | 20 | 89.0466
2034 | 8 | 26 | 21 | 83.5699
2034 | 8 | 26 | 22 | 77.698
2034 | 8 | 26 | 23 | 72.7883
2034 | 8 | 27 | 0 | 68.7873
2034 | 8 | 27 | 1 | 64.8719
2034 | 8 | 27 | 2 | 62.7326
2034 | 8 | 27 | 3 | 61.5464
2034 | 8 | 27 | 4 | 61.1628
2034 | 8 | 27 | 5 | 61.1044
2034 | 8 | 27 | 6 | 60.3259
2034 | 8 | 27 | 7 | 61.4009
2034 | 8 | 27 | 8 | 61.2948
2034 | 8 | 27 | 9 | 52.6098
2034 | 8 | 27 | 10 | 47.7021
2034 | 8 | 27 | 11 | 46.5296
2034 | 8 | 27 | 12 | 48.3328
2034 | 8 | 27 | 13 | 50.5649
2034 | 8 | 27 | 14 | 50.6877
2034 | 8 | 27 | 15 | 51.8809
2034 | 8 | 27 | 16 | 54.5672
2034 | 8 | 27 | 17 | 70.1911
2034 | 8 | 27 | 18 | 85.5068
2034 | 8 | 27 | 19 | 87.5178
2034 | 8 | 27 | 20 | 84.8061
2034 | 8 | 27 | 21 | 78.978
2034 | 8 | 27 | 22 | 72.3062
2034 | 8 | 27 | 23 | 67.1296
2034 | 8 | 28 | 0 | 64.3577
2034 | 8 | 28 | 1 | 63.5301
2034 | 8 | 28 | 2 | 62.4049
2034 | 8 | 28 | 3 | 62.0774
2034 | 8 | 28 | 4 | 62.4998
2034 | 8 | 28 | 5 | 64.0801
2034 | 8 | 28 | 6 | 66.7562
2034 | 8 | 28 | 7 | 70.9596
2034 | 8 | 28 | 8 | 69.7699
2034 | 8 | 28 | 9 | 60.513
2034 | 8 | 28 | 10 | 58.6253
2034 | 8 | 28 | 11 | 57.4378
2034 | 8 | 28 | 12 | 59.0982
2034 | 8 | 28 | 13 | 61.9376
2034 | 8 | 28 | 14 | 62.1725
2034 | 8 | 28 | 15 | 62.758
2034 | 8 | 28 | 16 | 64.3967
2034 | 8 | 28 | 17 | 75.684
2034 | 8 | 28 | 18 | 93.8977
2034 | 8 | 28 | 19 | 92.611
2034 | 8 | 28 | 20 | 89.7685
2034 | 8 | 28 | 21 | 83.7464
2034 | 8 | 28 | 22 | 76.8302
2034 | 8 | 28 | 23 | 71.1659
2034 | 8 | 29 | 0 | 71.3802
2034 | 8 | 29 | 1 | 66.9701
2034 | 8 | 29 | 2 | 65.421
2034 | 8 | 29 | 3 | 64.8444
2034 | 8 | 29 | 4 | 65.0442
2034 | 8 | 29 | 5 | 66.6444
2034 | 8 | 29 | 6 | 68.9096
2034 | 8 | 29 | 7 | 74.5697
2034 | 8 | 29 | 8 | 76.9085
2034 | 8 | 29 | 9 | 68.1332
2034 | 8 | 29 | 10 | 60.46
2034 | 8 | 29 | 11 | 55.7371
2034 | 8 | 29 | 12 | 62.2839
2034 | 8 | 29 | 13 | 63.9536
2034 | 8 | 29 | 14 | 63.5632
2034 | 8 | 29 | 15 | 64.5875
2034 | 8 | 29 | 16 | 70.4732
2034 | 8 | 29 | 17 | 80.4685
2034 | 8 | 29 | 18 | 94.1057
2034 | 8 | 29 | 19 | 89.6733
2034 | 8 | 29 | 20 | 87.5466
2034 | 8 | 29 | 21 | 82.1985
2034 | 8 | 29 | 22 | 76.1302
2034 | 8 | 29 | 23 | 70.9149
2034 | 8 | 30 | 0 | 69.724
2034 | 8 | 30 | 1 | 63.5638
2034 | 8 | 30 | 2 | 62.3159
2034 | 8 | 30 | 3 | 61.953
2034 | 8 | 30 | 4 | 62.2112
2034 | 8 | 30 | 5 | 63.8917
2034 | 8 | 30 | 6 | 66.5497
2034 | 8 | 30 | 7 | 71.3404
2034 | 8 | 30 | 8 | 75.4128
2034 | 8 | 30 | 9 | 69.2382
2034 | 8 | 30 | 10 | 63.2733
2034 | 8 | 30 | 11 | 57.4545
2034 | 8 | 30 | 12 | 57.4102
2034 | 8 | 30 | 13 | 60.2006
2034 | 8 | 30 | 14 | 59.763
2034 | 8 | 30 | 15 | 59.2712
2034 | 8 | 30 | 16 | 62.133
2034 | 8 | 30 | 17 | 72.2669
2034 | 8 | 30 | 18 | 85.8188
2034 | 8 | 30 | 19 | 86.008
2034 | 8 | 30 | 20 | 84.5813
2034 | 8 | 30 | 21 | 79.5287
2034 | 8 | 30 | 22 | 73.2673
2034 | 8 | 30 | 23 | 68.0444
2034 | 8 | 31 | 0 | 62.4413
2034 | 8 | 31 | 1 | 62.5285
2034 | 8 | 31 | 2 | 61.4105
2034 | 8 | 31 | 3 | 61.0945
2034 | 8 | 31 | 4 | 61.5053
2034 | 8 | 31 | 5 | 63.2491
2034 | 8 | 31 | 6 | 65.3313
2034 | 8 | 31 | 7 | 68.6344
2034 | 8 | 31 | 8 | 65.8905
2034 | 8 | 31 | 9 | 56.0141
2034 | 8 | 31 | 10 | 54.0092
2034 | 8 | 31 | 11 | 52.9563
2034 | 8 | 31 | 12 | 55.2015
2034 | 8 | 31 | 13 | 58.7765
2034 | 8 | 31 | 14 | 58.8903
2034 | 8 | 31 | 15 | 59.0587
2034 | 8 | 31 | 16 | 59.2739
2034 | 8 | 31 | 17 | 71.1046
2034 | 8 | 31 | 18 | 87.1854
2034 | 8 | 31 | 19 | 90.1978
2034 | 8 | 31 | 20 | 88.4806
2034 | 8 | 31 | 21 | 83.2564
2034 | 8 | 31 | 22 | 76.8246
2034 | 8 | 31 | 23 | 70.9717
2034 | 9 | 1 | 0 | 65.0451
2034 | 9 | 1 | 1 | 63.3076
2034 | 9 | 1 | 2 | 62.2461
2034 | 9 | 1 | 3 | 62.0745
2034 | 9 | 1 | 4 | 62.3281
2034 | 9 | 1 | 5 | 64.0515
2034 | 9 | 1 | 6 | 66.3533
2034 | 9 | 1 | 7 | 71.0064
2034 | 9 | 1 | 8 | 70.9475
2034 | 9 | 1 | 9 | 64.9461
2034 | 9 | 1 | 10 | 62.0398
2034 | 9 | 1 | 11 | 58.7408
2034 | 9 | 1 | 12 | 62.2269
2034 | 9 | 1 | 13 | 64.5011
2034 | 9 | 1 | 14 | 62.9565
2034 | 9 | 1 | 15 | 60.8336
2034 | 9 | 1 | 16 | 64.1904
2034 | 9 | 1 | 17 | 73.4926
2034 | 9 | 1 | 18 | 84.6851
2034 | 9 | 1 | 19 | 83.6926
2034 | 9 | 1 | 20 | 81.364
2034 | 9 | 1 | 21 | 76.2611
2034 | 9 | 1 | 22 | 70.9409
2034 | 9 | 1 | 23 | 66.0567
2034 | 9 | 2 | 0 | 65.9916
2034 | 9 | 2 | 1 | 61.1055
2034 | 9 | 2 | 2 | 59.5867
2034 | 9 | 2 | 3 | 58.9379
2034 | 9 | 2 | 4 | 58.7243
2034 | 9 | 2 | 5 | 58.8598
2034 | 9 | 2 | 6 | 58.1603
2034 | 9 | 2 | 7 | 60.3785
2034 | 9 | 2 | 8 | 61.2442
2034 | 9 | 2 | 9 | 54.2839
2034 | 9 | 2 | 10 | 50.4392
2034 | 9 | 2 | 11 | 48.365
2034 | 9 | 2 | 12 | 50.1762
2034 | 9 | 2 | 13 | 51.3619
2034 | 9 | 2 | 14 | 49.7556
2034 | 9 | 2 | 15 | 49.0149
2034 | 9 | 2 | 16 | 50.5692
2034 | 9 | 2 | 17 | 63.7557
2034 | 9 | 2 | 18 | 82.3823
2034 | 9 | 2 | 19 | 81.3246
2034 | 9 | 2 | 20 | 78.1088
2034 | 9 | 2 | 21 | 71.9245
2034 | 9 | 2 | 22 | 66.4498
2034 | 9 | 2 | 23 | 62.3833
2034 | 9 | 3 | 0 | 61.3687
2034 | 9 | 3 | 1 | 59.2441
2034 | 9 | 3 | 2 | 57.8208
2034 | 9 | 3 | 3 | 57.2738
2034 | 9 | 3 | 4 | 57.2288
2034 | 9 | 3 | 5 | 57.2694
2034 | 9 | 3 | 6 | 56.2276
2034 | 9 | 3 | 7 | 57.7887
2034 | 9 | 3 | 8 | 58.7103
2034 | 9 | 3 | 9 | 51.0796
2034 | 9 | 3 | 10 | 46.9972
2034 | 9 | 3 | 11 | 45.7349
2034 | 9 | 3 | 12 | 48.3172
2034 | 9 | 3 | 13 | 50.0846
2034 | 9 | 3 | 14 | 50.1958
2034 | 9 | 3 | 15 | 50.8375
2034 | 9 | 3 | 16 | 53.2486
2034 | 9 | 3 | 17 | 67.5403
2034 | 9 | 3 | 18 | 86.2026
2034 | 9 | 3 | 19 | 85.0536
2034 | 9 | 3 | 20 | 82.1177
2034 | 9 | 3 | 21 | 75.607
2034 | 9 | 3 | 22 | 69.1571
2034 | 9 | 3 | 23 | 64.3051
2034 | 9 | 4 | 0 | 63.0909
2034 | 9 | 4 | 1 | 63.6611
2034 | 9 | 4 | 2 | 62.0855
2034 | 9 | 4 | 3 | 61.4251
2034 | 9 | 4 | 4 | 61.5134
2034 | 9 | 4 | 5 | 61.9293
2034 | 9 | 4 | 6 | 60.9969
2034 | 9 | 4 | 7 | 62.9394
2034 | 9 | 4 | 8 | 66.0711
2034 | 9 | 4 | 9 | 63.9134
2034 | 9 | 4 | 10 | 56.6661
2034 | 9 | 4 | 11 | 52.2523
2034 | 9 | 4 | 12 | 55.9919
2034 | 9 | 4 | 13 | 58.5687
2034 | 9 | 4 | 14 | 57.4667
2034 | 9 | 4 | 15 | 60.8464
2034 | 9 | 4 | 16 | 62.431
2034 | 9 | 4 | 17 | 76.5494
2034 | 9 | 4 | 18 | 90.3695
2034 | 9 | 4 | 19 | 88.7745
2034 | 9 | 4 | 20 | 85.4438
2034 | 9 | 4 | 21 | 77.3588
2034 | 9 | 4 | 22 | 70.01
2034 | 9 | 4 | 23 | 64.9765
2034 | 9 | 5 | 0 | 63.254
2034 | 9 | 5 | 1 | 67.3292
2034 | 9 | 5 | 2 | 66.0965
2034 | 9 | 5 | 3 | 65.9547
2034 | 9 | 5 | 4 | 66.2222
2034 | 9 | 5 | 5 | 67.8331
2034 | 9 | 5 | 6 | 70.4702
2034 | 9 | 5 | 7 | 75.9191
2034 | 9 | 5 | 8 | 75.0575
2034 | 9 | 5 | 9 | 66.1941
2034 | 9 | 5 | 10 | 61.572
2034 | 9 | 5 | 11 | 58.5032
2034 | 9 | 5 | 12 | 61.9112
2034 | 9 | 5 | 13 | 64.7508
2034 | 9 | 5 | 14 | 64.0834
2034 | 9 | 5 | 15 | 64.0627
2034 | 9 | 5 | 16 | 69.4495
2034 | 9 | 5 | 17 | 83.4214
2034 | 9 | 5 | 18 | 98.3409
2034 | 9 | 5 | 19 | 97.9226
2034 | 9 | 5 | 20 | 95.005
2034 | 9 | 5 | 21 | 88.3951
2034 | 9 | 5 | 22 | 81.29
2034 | 9 | 5 | 23 | 75.0945
2034 | 9 | 6 | 0 | 72.7348
2034 | 9 | 6 | 1 | 69.4428
2034 | 9 | 6 | 2 | 68.0636
2034 | 9 | 6 | 3 | 67.7209
2034 | 9 | 6 | 4 | 67.8732
2034 | 9 | 6 | 5 | 69.4317
2034 | 9 | 6 | 6 | 71.6116
2034 | 9 | 6 | 7 | 76.6198
2034 | 9 | 6 | 8 | 75.601
2034 | 9 | 6 | 9 | 66.6598
2034 | 9 | 6 | 10 | 61.7674
2034 | 9 | 6 | 11 | 58.97
2034 | 9 | 6 | 12 | 62.2281
2034 | 9 | 6 | 13 | 65.5585
2034 | 9 | 6 | 14 | 65.2009
2034 | 9 | 6 | 15 | 64.2962
2034 | 9 | 6 | 16 | 67.6955
2034 | 9 | 6 | 17 | 81.9663
2034 | 9 | 6 | 18 | 97.1858
2034 | 9 | 6 | 19 | 96.5273
2034 | 9 | 6 | 20 | 93.4804
2034 | 9 | 6 | 21 | 86.8877
2034 | 9 | 6 | 22 | 79.8927
2034 | 9 | 6 | 23 | 73.975
2034 | 9 | 7 | 0 | 72.1247
2034 | 9 | 7 | 1 | 69.1097
2034 | 9 | 7 | 2 | 67.75
2034 | 9 | 7 | 3 | 67.4108
2034 | 9 | 7 | 4 | 67.6404
2034 | 9 | 7 | 5 | 69.2271
2034 | 9 | 7 | 6 | 72.1844
2034 | 9 | 7 | 7 | 77.21
2034 | 9 | 7 | 8 | 76.8031
2034 | 9 | 7 | 9 | 69.2101
2034 | 9 | 7 | 10 | 65.383
2034 | 9 | 7 | 11 | 61.8414
2034 | 9 | 7 | 12 | 62.9464
2034 | 9 | 7 | 13 | 66.1762
2034 | 9 | 7 | 14 | 65.9607
2034 | 9 | 7 | 15 | 65.683
2034 | 9 | 7 | 16 | 69.1661
2034 | 9 | 7 | 17 | 82.4969
2034 | 9 | 7 | 18 | 97.8058
2034 | 9 | 7 | 19 | 97.2123
2034 | 9 | 7 | 20 | 94.092
2034 | 9 | 7 | 21 | 87.5637
2034 | 9 | 7 | 22 | 80.8774
2034 | 9 | 7 | 23 | 74.9373
2034 | 9 | 8 | 0 | 72.8121
2034 | 9 | 8 | 1 | 70.4423
2034 | 9 | 8 | 2 | 68.9999
2034 | 9 | 8 | 3 | 68.4893
2034 | 9 | 8 | 4 | 68.6291
2034 | 9 | 8 | 5 | 70.0907
2034 | 9 | 8 | 6 | 72.8452
2034 | 9 | 8 | 7 | 78.4568
2034 | 9 | 8 | 8 | 77.7907
2034 | 9 | 8 | 9 | 69.209
2034 | 9 | 8 | 10 | 64.1847
2034 | 9 | 8 | 11 | 60.7217
2034 | 9 | 8 | 12 | 63.9398
2034 | 9 | 8 | 13 | 67.0454
2034 | 9 | 8 | 14 | 65.7252
2034 | 9 | 8 | 15 | 65.1389
2034 | 9 | 8 | 16 | 69.7781
2034 | 9 | 8 | 17 | 83.3395
2034 | 9 | 8 | 18 | 97.8297
2034 | 9 | 8 | 19 | 96.08
2034 | 9 | 8 | 20 | 92.7801
2034 | 9 | 8 | 21 | 86.5634
2034 | 9 | 8 | 22 | 80.6798
2034 | 9 | 8 | 23 | 75.0255
2034 | 9 | 9 | 0 | 72.6087
2034 | 9 | 9 | 1 | 70.5165
2034 | 9 | 9 | 2 | 68.5967
2034 | 9 | 9 | 3 | 67.5273
2034 | 9 | 9 | 4 | 67.1222
2034 | 9 | 9 | 5 | 67.165
2034 | 9 | 9 | 6 | 68.2883
2034 | 9 | 9 | 7 | 72.8569
2034 | 9 | 9 | 8 | 76.3998
2034 | 9 | 9 | 9 | 70.7073
2034 | 9 | 9 | 10 | 65.016
2034 | 9 | 9 | 11 | 60.3711
2034 | 9 | 9 | 12 | 60.0006
2034 | 9 | 9 | 13 | 61.2672
2034 | 9 | 9 | 14 | 60.6911
2034 | 9 | 9 | 15 | 62.9875
2034 | 9 | 9 | 16 | 69.1402
2034 | 9 | 9 | 17 | 84.4517
2034 | 9 | 9 | 18 | 99.645
2034 | 9 | 9 | 19 | 93.2501
2034 | 9 | 9 | 20 | 88.762
2034 | 9 | 9 | 21 | 82.3059
2034 | 9 | 9 | 22 | 77.3479
2034 | 9 | 9 | 23 | 73.3028
2034 | 9 | 10 | 0 | 73.3584
2034 | 9 | 10 | 1 | 67.0434
2034 | 9 | 10 | 2 | 65.2712
2034 | 9 | 10 | 3 | 64.3261
2034 | 9 | 10 | 4 | 63.8406
2034 | 9 | 10 | 5 | 63.8355
2034 | 9 | 10 | 6 | 65.3279
2034 | 9 | 10 | 7 | 69.6213
2034 | 9 | 10 | 8 | 76.6611
2034 | 9 | 10 | 9 | 73.1217
2034 | 9 | 10 | 10 | 65.4773
2034 | 9 | 10 | 11 | 56.9285
2034 | 9 | 10 | 12 | 59.8208
2034 | 9 | 10 | 13 | 60.9957
2034 | 9 | 10 | 14 | 58.6352
2034 | 9 | 10 | 15 | 58.7599
2034 | 9 | 10 | 16 | 65.0829
2034 | 9 | 10 | 17 | 76.2311
2034 | 9 | 10 | 18 | 85.0781
2034 | 9 | 10 | 19 | 77.4769
2034 | 9 | 10 | 20 | 73.9899
2034 | 9 | 10 | 21 | 67.8637
2034 | 9 | 10 | 22 | 63.4676
2034 | 9 | 10 | 23 | 60.7856
2034 | 9 | 11 | 0 | 62.0186
2034 | 9 | 11 | 1 | 62.168
2034 | 9 | 11 | 2 | 61.7311
2034 | 9 | 11 | 3 | 61.9255
2034 | 9 | 11 | 4 | 62.4129
2034 | 9 | 11 | 5 | 64.2679
2034 | 9 | 11 | 6 | 68.0403
2034 | 9 | 11 | 7 | 74.8267
2034 | 9 | 11 | 8 | 80.506
2034 | 9 | 11 | 9 | 76.0019
2034 | 9 | 11 | 10 | 70.8783
2034 | 9 | 11 | 11 | 64.0799
2034 | 9 | 11 | 12 | 65.9344
2034 | 9 | 11 | 13 | 68.2869
2034 | 9 | 11 | 14 | 66.6217
2034 | 9 | 11 | 15 | 66.5178
2034 | 9 | 11 | 16 | 71.2585
2034 | 9 | 11 | 17 | 79.0423
2034 | 9 | 11 | 18 | 90.4977
2034 | 9 | 11 | 19 | 83.8206
2034 | 9 | 11 | 20 | 81.0304
2034 | 9 | 11 | 21 | 74.8947
2034 | 9 | 11 | 22 | 69.8055
2034 | 9 | 11 | 23 | 65.967
2034 | 9 | 12 | 0 | 64.604
2034 | 9 | 12 | 1 | 64.1856
2034 | 9 | 12 | 2 | 63.4014
2034 | 9 | 12 | 3 | 63.3241
2034 | 9 | 12 | 4 | 63.7831
2034 | 9 | 12 | 5 | 65.6005
2034 | 9 | 12 | 6 | 68.6472
2034 | 9 | 12 | 7 | 74.8037
2034 | 9 | 12 | 8 | 76.5373
2034 | 9 | 12 | 9 | 69.1869
2034 | 9 | 12 | 10 | 64.1333
2034 | 9 | 12 | 11 | 59.3626
2034 | 9 | 12 | 12 | 65.0836
2034 | 9 | 12 | 13 | 67.2893
2034 | 9 | 12 | 14 | 65.4517
2034 | 9 | 12 | 15 | 65.6606
2034 | 9 | 12 | 16 | 70.3156
2034 | 9 | 12 | 17 | 79.3318
2034 | 9 | 12 | 18 | 89.1173
2034 | 9 | 12 | 19 | 83.1422
2034 | 9 | 12 | 20 | 80.5284
2034 | 9 | 12 | 21 | 74.6359
2034 | 9 | 12 | 22 | 69.7894
2034 | 9 | 12 | 23 | 65.83
2034 | 9 | 13 | 0 | 66.2261
2034 | 9 | 13 | 1 | 63.6406
2034 | 9 | 13 | 2 | 62.9155
2034 | 9 | 13 | 3 | 62.9003
2034 | 9 | 13 | 4 | 63.3433
2034 | 9 | 13 | 5 | 65.1512
2034 | 9 | 13 | 6 | 68.5888
2034 | 9 | 13 | 7 | 74.3905
2034 | 9 | 13 | 8 | 76.9624
2034 | 9 | 13 | 9 | 70.5863
2034 | 9 | 13 | 10 | 66.1301
2034 | 9 | 13 | 11 | 60.8088
2034 | 9 | 13 | 12 | 61.7441
2034 | 9 | 13 | 13 | 64.7867
2034 | 9 | 13 | 14 | 63.2212
2034 | 9 | 13 | 15 | 62.3219
2034 | 9 | 13 | 16 | 64.5593
2034 | 9 | 13 | 17 | 75.7789
2034 | 9 | 13 | 18 | 88.7449
2034 | 9 | 13 | 19 | 88.4536
2034 | 9 | 13 | 20 | 85.7251
2034 | 9 | 13 | 21 | 79.3875
2034 | 9 | 13 | 22 | 73.2962
2034 | 9 | 13 | 23 | 68.2774
2034 | 9 | 14 | 0 | 65.0702
2034 | 9 | 14 | 1 | 65.276
2034 | 9 | 14 | 2 | 64.3323
2034 | 9 | 14 | 3 | 64.1698
2034 | 9 | 14 | 4 | 64.5991
2034 | 9 | 14 | 5 | 66.444
2034 | 9 | 14 | 6 | 69.4195
2034 | 9 | 14 | 7 | 74.8408
2034 | 9 | 14 | 8 | 74.2068
2034 | 9 | 14 | 9 | 65.5333
2034 | 9 | 14 | 10 | 61.3793
2034 | 9 | 14 | 11 | 58.021
2034 | 9 | 14 | 12 | 63.1426
2034 | 9 | 14 | 13 | 65.7621
2034 | 9 | 14 | 14 | 64.6108
2034 | 9 | 14 | 15 | 64.5401
2034 | 9 | 14 | 16 | 68.0186
2034 | 9 | 14 | 17 | 79.7179
2034 | 9 | 14 | 18 | 91.9042
2034 | 9 | 14 | 19 | 87.5731
2034 | 9 | 14 | 20 | 84.8423
2034 | 9 | 14 | 21 | 79.0022
2034 | 9 | 14 | 22 | 73.834
2034 | 9 | 14 | 23 | 69.3103
2034 | 9 | 15 | 0 | 69.2971
2034 | 9 | 15 | 1 | 63.2344
2034 | 9 | 15 | 2 | 62.3571
2034 | 9 | 15 | 3 | 62.1495
2034 | 9 | 15 | 4 | 62.5093
2034 | 9 | 15 | 5 | 64.378
2034 | 9 | 15 | 6 | 67.7064
2034 | 9 | 15 | 7 | 73.6968
2034 | 9 | 15 | 8 | 77.2387
2034 | 9 | 15 | 9 | 71.3486
2034 | 9 | 15 | 10 | 65.1912
2034 | 9 | 15 | 11 | 59.1531
2034 | 9 | 15 | 12 | 61.7581
2034 | 9 | 15 | 13 | 63.6199
2034 | 9 | 15 | 14 | 61.2575
2034 | 9 | 15 | 15 | 60.16
2034 | 9 | 15 | 16 | 63.8908
2034 | 9 | 15 | 17 | 72.245
2034 | 9 | 15 | 18 | 82.2132
2034 | 9 | 15 | 19 | 80.1933
2034 | 9 | 15 | 20 | 77.0345
2034 | 9 | 15 | 21 | 71.0141
2034 | 9 | 15 | 22 | 66.2437
2034 | 9 | 15 | 23 | 62.2362
2034 | 9 | 16 | 0 | 61.8719
2034 | 9 | 16 | 1 | 61.6425
2034 | 9 | 16 | 2 | 60.5143
2034 | 9 | 16 | 3 | 59.9896
2034 | 9 | 16 | 4 | 60.0159
2034 | 9 | 16 | 5 | 60.5012
2034 | 9 | 16 | 6 | 62.3883
2034 | 9 | 16 | 7 | 68.214
2034 | 9 | 16 | 8 | 75.7479
2034 | 9 | 16 | 9 | 68.4553
2034 | 9 | 16 | 10 | 57.1519
2034 | 9 | 16 | 11 | 48.2326
2034 | 9 | 16 | 12 | 50.854
2034 | 9 | 16 | 13 | 52.2069
2034 | 9 | 16 | 14 | 50.6932
2034 | 9 | 16 | 15 | 53.384
2034 | 9 | 16 | 16 | 59.7444
2034 | 9 | 16 | 17 | 74.8753
2034 | 9 | 16 | 18 | 88.2831
2034 | 9 | 16 | 19 | 83.3057
2034 | 9 | 16 | 20 | 79.3036
2034 | 9 | 16 | 21 | 72.2087
2034 | 9 | 16 | 22 | 67.4524
2034 | 9 | 16 | 23 | 64.0735
2034 | 9 | 17 | 0 | 61.4267
2034 | 9 | 17 | 1 | 61.2251
2034 | 9 | 17 | 2 | 60.135
2034 | 9 | 17 | 3 | 59.5414
2034 | 9 | 17 | 4 | 59.6491
2034 | 9 | 17 | 5 | 60.1205
2034 | 9 | 17 | 6 | 61.037
2034 | 9 | 17 | 7 | 65.5497
2034 | 9 | 17 | 8 | 71.2498
2034 | 9 | 17 | 9 | 61.9327
2034 | 9 | 17 | 10 | 51.8815
2034 | 9 | 17 | 11 | 44.6556
2034 | 9 | 17 | 12 | 48.1529
2034 | 9 | 17 | 13 | 50.2197
2034 | 9 | 17 | 14 | 47.4461
2034 | 9 | 17 | 15 | 50.2921
2034 | 9 | 17 | 16 | 57.2492
2034 | 9 | 17 | 17 | 73.3178
2034 | 9 | 17 | 18 | 88.6827
2034 | 9 | 17 | 19 | 83.0151
2034 | 9 | 17 | 20 | 78.9348
2034 | 9 | 17 | 21 | 71.9315
2034 | 9 | 17 | 22 | 66.7776
2034 | 9 | 17 | 23 | 63.3357
2034 | 9 | 18 | 0 | 61.5641
2034 | 9 | 18 | 1 | 57.6999
2034 | 9 | 18 | 2 | 57.5631
2034 | 9 | 18 | 3 | 57.8467
2034 | 9 | 18 | 4 | 58.5607
2034 | 9 | 18 | 5 | 60.8794
2034 | 9 | 18 | 6 | 64.7492
2034 | 9 | 18 | 7 | 71.6931
2034 | 9 | 18 | 8 | 76.3218
2034 | 9 | 18 | 9 | 69.1827
2034 | 9 | 18 | 10 | 63.2124
2034 | 9 | 18 | 11 | 56.491
2034 | 9 | 18 | 12 | 59.5104
2034 | 9 | 18 | 13 | 60.9558
2034 | 9 | 18 | 14 | 59.013
2034 | 9 | 18 | 15 | 59.7448
2034 | 9 | 18 | 16 | 63.5398
2034 | 9 | 18 | 17 | 74.3562
2034 | 9 | 18 | 18 | 88.1204
2034 | 9 | 18 | 19 | 84.4162
2034 | 9 | 18 | 20 | 80.8201
2034 | 9 | 18 | 21 | 74.2088
2034 | 9 | 18 | 22 | 68.6865
2034 | 9 | 18 | 23 | 64.7648
2034 | 9 | 19 | 0 | 62.8958
2034 | 9 | 19 | 1 | 61.2427
2034 | 9 | 19 | 2 | 60.7314
2034 | 9 | 19 | 3 | 60.8849
2034 | 9 | 19 | 4 | 61.5563
2034 | 9 | 19 | 5 | 63.7059
2034 | 9 | 19 | 6 | 67.9989
2034 | 9 | 19 | 7 | 74.9293
2034 | 9 | 19 | 8 | 77.7083
2034 | 9 | 19 | 9 | 70.2867
2034 | 9 | 19 | 10 | 63.9404
2034 | 9 | 19 | 11 | 57.2106
2034 | 9 | 19 | 12 | 59.6771
2034 | 9 | 19 | 13 | 61.3618
2034 | 9 | 19 | 14 | 59.9328
2034 | 9 | 19 | 15 | 61.5011
2034 | 9 | 19 | 16 | 65.5802
2034 | 9 | 19 | 17 | 76.1523
2034 | 9 | 19 | 18 | 86.0532
2034 | 9 | 19 | 19 | 83.7776
2034 | 9 | 19 | 20 | 80.5665
2034 | 9 | 19 | 21 | 74.2743
2034 | 9 | 19 | 22 | 69.0624
2034 | 9 | 19 | 23 | 65.209
2034 | 9 | 20 | 0 | 64.129
2034 | 9 | 20 | 1 | 62.3596
2034 | 9 | 20 | 2 | 61.8528
2034 | 9 | 20 | 3 | 61.9292
2034 | 9 | 20 | 4 | 62.5922
2034 | 9 | 20 | 5 | 64.7028
2034 | 9 | 20 | 6 | 67.4939
2034 | 9 | 20 | 7 | 74.6472
2034 | 9 | 20 | 8 | 78.8284
2034 | 9 | 20 | 9 | 70.7873
2034 | 9 | 20 | 10 | 63.2608
2034 | 9 | 20 | 11 | 55.9299
2034 | 9 | 20 | 12 | 58.9137
2034 | 9 | 20 | 13 | 61.2822
2034 | 9 | 20 | 14 | 59.9435
2034 | 9 | 20 | 15 | 60.4525
2034 | 9 | 20 | 16 | 63.2773
2034 | 9 | 20 | 17 | 74.8196
2034 | 9 | 20 | 18 | 86.5161
2034 | 9 | 20 | 19 | 84.1235
2034 | 9 | 20 | 20 | 81.0044
2034 | 9 | 20 | 21 | 74.7699
2034 | 9 | 20 | 22 | 69.4491
2034 | 9 | 20 | 23 | 65.4035
2034 | 9 | 21 | 0 | 64.3432
2034 | 9 | 21 | 1 | 61.4114
2034 | 9 | 21 | 2 | 60.9016
2034 | 9 | 21 | 3 | 60.9827
2034 | 9 | 21 | 4 | 61.6376
2034 | 9 | 21 | 5 | 63.8347
2034 | 9 | 21 | 6 | 66.3972
2034 | 9 | 21 | 7 | 71.8409
2034 | 9 | 21 | 8 | 70.4178
2034 | 9 | 21 | 9 | 60.6194
2034 | 9 | 21 | 10 | 57.0942
2034 | 9 | 21 | 11 | 53.1981
2034 | 9 | 21 | 12 | 55.3647
2034 | 9 | 21 | 13 | 57.5901
2034 | 9 | 21 | 14 | 57.3038
2034 | 9 | 21 | 15 | 57.3203
2034 | 9 | 21 | 16 | 57.6782
2034 | 9 | 21 | 17 | 67.5235
2034 | 9 | 21 | 18 | 80.5451
2034 | 9 | 21 | 19 | 81.1877
2034 | 9 | 21 | 20 | 78.3962
2034 | 9 | 21 | 21 | 72.883
2034 | 9 | 21 | 22 | 67.9896
2034 | 9 | 21 | 23 | 64.0638
2034 | 9 | 22 | 0 | 64.2411
2034 | 9 | 22 | 1 | 61.8877
2034 | 9 | 22 | 2 | 61.4215
2034 | 9 | 22 | 3 | 61.4721
2034 | 9 | 22 | 4 | 62.1178
2034 | 9 | 22 | 5 | 64.1978
2034 | 9 | 22 | 6 | 66.6662
2034 | 9 | 22 | 7 | 72.1632
2034 | 9 | 22 | 8 | 70.0911
2034 | 9 | 22 | 9 | 58.9655
2034 | 9 | 22 | 10 | 53.5397
2034 | 9 | 22 | 11 | 49.6524
2034 | 9 | 22 | 12 | 52.1018
2034 | 9 | 22 | 13 | 54.2733
2034 | 9 | 22 | 14 | 52.6048
2034 | 9 | 22 | 15 | 52.4894
2034 | 9 | 22 | 16 | 54.5587
2034 | 9 | 22 | 17 | 65.4523
2034 | 9 | 22 | 18 | 79.4329
2034 | 9 | 22 | 19 | 79.7879
2034 | 9 | 22 | 20 | 76.8059
2034 | 9 | 22 | 21 | 71.4396
2034 | 9 | 22 | 22 | 66.9824
2034 | 9 | 22 | 23 | 63.1906
2034 | 9 | 23 | 0 | 63.0942
2034 | 9 | 23 | 1 | 60.7788
2034 | 9 | 23 | 2 | 59.7373
2034 | 9 | 23 | 3 | 59.1589
2034 | 9 | 23 | 4 | 59.3322
2034 | 9 | 23 | 5 | 59.8351
2034 | 9 | 23 | 6 | 60.3136
2034 | 9 | 23 | 7 | 63.4938
2034 | 9 | 23 | 8 | 63.8402
2034 | 9 | 23 | 9 | 54.326
2034 | 9 | 23 | 10 | 48.8109
2034 | 9 | 23 | 11 | 46.4541
2034 | 9 | 23 | 12 | 50.2363
2034 | 9 | 23 | 13 | 50.0618
2034 | 9 | 23 | 14 | 46.0335
2034 | 9 | 23 | 15 | 47.1604
2034 | 9 | 23 | 16 | 51.1943
2034 | 9 | 23 | 17 | 65.8701
2034 | 9 | 23 | 18 | 79.3557
2034 | 9 | 23 | 19 | 77.7555
2034 | 9 | 23 | 20 | 73.482
2034 | 9 | 23 | 21 | 66.9134
2034 | 9 | 23 | 22 | 62.5435
2034 | 9 | 23 | 23 | 59.6351
2034 | 9 | 24 | 0 | 59.5535
2034 | 9 | 24 | 1 | 58.1044
2034 | 9 | 24 | 2 | 57.162
2034 | 9 | 24 | 3 | 56.7496
2034 | 9 | 24 | 4 | 57.0326
2034 | 9 | 24 | 5 | 57.4064
2034 | 9 | 24 | 6 | 58.0023
2034 | 9 | 24 | 7 | 60.6655
2034 | 9 | 24 | 8 | 62.5635
2034 | 9 | 24 | 9 | 54.8175
2034 | 9 | 24 | 10 | 49.5128
2034 | 9 | 24 | 11 | 45.5597
2034 | 9 | 24 | 12 | 49.7168
2034 | 9 | 24 | 13 | 50.3638
2034 | 9 | 24 | 14 | 49.0338
2034 | 9 | 24 | 15 | 50.8876
2034 | 9 | 24 | 16 | 55.4773
2034 | 9 | 24 | 17 | 70.013
2034 | 9 | 24 | 18 | 83.9946
2034 | 9 | 24 | 19 | 80.3133
2034 | 9 | 24 | 20 | 75.8672
2034 | 9 | 24 | 21 | 68.794
2034 | 9 | 24 | 22 | 63.5661
2034 | 9 | 24 | 23 | 60.1765
2034 | 9 | 25 | 0 | 58.6031
2034 | 9 | 25 | 1 | 57.3993
2034 | 9 | 25 | 2 | 57.2483
2034 | 9 | 25 | 3 | 57.4864
2034 | 9 | 25 | 4 | 58.2608
2034 | 9 | 25 | 5 | 60.588
2034 | 9 | 25 | 6 | 64.3954
2034 | 9 | 25 | 7 | 71.6581
2034 | 9 | 25 | 8 | 76.7974
2034 | 9 | 25 | 9 | 70.0754
2034 | 9 | 25 | 10 | 63.3153
2034 | 9 | 25 | 11 | 56.9033
2034 | 9 | 25 | 12 | 58.0261
2034 | 9 | 25 | 13 | 59.8698
2034 | 9 | 25 | 14 | 58.2445
2034 | 9 | 25 | 15 | 59.5035
2034 | 9 | 25 | 16 | 63.1028
2034 | 9 | 25 | 17 | 75.0116
2034 | 9 | 25 | 18 | 88.3589
2034 | 9 | 25 | 19 | 84.7775
2034 | 9 | 25 | 20 | 80.5456
2034 | 9 | 25 | 21 | 73.8188
2034 | 9 | 25 | 22 | 68.6174
2034 | 9 | 25 | 23 | 64.8394
2034 | 9 | 26 | 0 | 62.465
2034 | 9 | 26 | 1 | 61.9496
2034 | 9 | 26 | 2 | 61.6449
2034 | 9 | 26 | 3 | 61.9377
2034 | 9 | 26 | 4 | 62.6201
2034 | 9 | 26 | 5 | 64.8457
2034 | 9 | 26 | 6 | 67.7972
2034 | 9 | 26 | 7 | 73.6319
2034 | 9 | 26 | 8 | 72.7338
2034 | 9 | 26 | 9 | 61.1718
2034 | 9 | 26 | 10 | 53.2701
2034 | 9 | 26 | 11 | 48.3532
2034 | 9 | 26 | 12 | 51.1054
2034 | 9 | 26 | 13 | 53.091
2034 | 9 | 26 | 14 | 50.5188
2034 | 9 | 26 | 15 | 52.2976
2034 | 9 | 26 | 16 | 57.1114
2034 | 9 | 26 | 17 | 69.8589
2034 | 9 | 26 | 18 | 81.5928
2034 | 9 | 26 | 19 | 81.1563
2034 | 9 | 26 | 20 | 78.2682
2034 | 9 | 26 | 21 | 72.5217
2034 | 9 | 26 | 22 | 67.4448
2034 | 9 | 26 | 23 | 63.5225
2034 | 9 | 27 | 0 | 64.0749
2034 | 9 | 27 | 1 | 63.0562
2034 | 9 | 27 | 2 | 62.6699
2034 | 9 | 27 | 3 | 62.9734
2034 | 9 | 27 | 4 | 63.7134
2034 | 9 | 27 | 5 | 66.1072
2034 | 9 | 27 | 6 | 68.2561
2034 | 9 | 27 | 7 | 74.7706
2034 | 9 | 27 | 8 | 78.664
2034 | 9 | 27 | 9 | 71.9483
2034 | 9 | 27 | 10 | 63.3703
2034 | 9 | 27 | 11 | 55.7188
2034 | 9 | 27 | 12 | 58.4898
2034 | 9 | 27 | 13 | 60.311
2034 | 9 | 27 | 14 | 57.9487
2034 | 9 | 27 | 15 | 59.4126
2034 | 9 | 27 | 16 | 65.036
2034 | 9 | 27 | 17 | 78.5052
2034 | 9 | 27 | 18 | 85.893
2034 | 9 | 27 | 19 | 82.4532
2034 | 9 | 27 | 20 | 79.0428
2034 | 9 | 27 | 21 | 72.989
2034 | 9 | 27 | 22 | 67.6767
2034 | 9 | 27 | 23 | 63.636
2034 | 9 | 28 | 0 | 63.5205
2034 | 9 | 28 | 1 | 63.3272
2034 | 9 | 28 | 2 | 62.9178
2034 | 9 | 28 | 3 | 63.1482
2034 | 9 | 28 | 4 | 63.8057
2034 | 9 | 28 | 5 | 66.2806
2034 | 9 | 28 | 6 | 70.0575
2034 | 9 | 28 | 7 | 76.9658
2034 | 9 | 28 | 8 | 79.9213
2034 | 9 | 28 | 9 | 69.569
2034 | 9 | 28 | 10 | 60.4651
2034 | 9 | 28 | 11 | 52.7366
2034 | 9 | 28 | 12 | 59.0512
2034 | 9 | 28 | 13 | 59.9874
2034 | 9 | 28 | 14 | 57.2017
2034 | 9 | 28 | 15 | 59.3051
2034 | 9 | 28 | 16 | 66.74
2034 | 9 | 28 | 17 | 81.1366
2034 | 9 | 28 | 18 | 86.3093
2034 | 9 | 28 | 19 | 83.294
2034 | 9 | 28 | 20 | 79.8422
2034 | 9 | 28 | 21 | 74.026
2034 | 9 | 28 | 22 | 68.9635
2034 | 9 | 28 | 23 | 65.0948
2034 | 9 | 29 | 0 | 64.1426
2034 | 9 | 29 | 1 | 61.0083
2034 | 9 | 29 | 2 | 60.5094
2034 | 9 | 29 | 3 | 60.579
2034 | 9 | 29 | 4 | 61.2462
2034 | 9 | 29 | 5 | 63.4735
2034 | 9 | 29 | 6 | 67.2591
2034 | 9 | 29 | 7 | 73.4054
2034 | 9 | 29 | 8 | 73.1025
2034 | 9 | 29 | 9 | 62.1401
2034 | 9 | 29 | 10 | 55.1542
2034 | 9 | 29 | 11 | 50.1654
2034 | 9 | 29 | 12 | 52.6168
2034 | 9 | 29 | 13 | 54.3239
2034 | 9 | 29 | 14 | 52.7133
2034 | 9 | 29 | 15 | 53.8403
2034 | 9 | 29 | 16 | 58.3478
2034 | 9 | 29 | 17 | 70.7312
2034 | 9 | 29 | 18 | 84.326
2034 | 9 | 29 | 19 | 80.2586
2034 | 9 | 29 | 20 | 76.0716
2034 | 9 | 29 | 21 | 70.5033
2034 | 9 | 29 | 22 | 66.5384
2034 | 9 | 29 | 23 | 63.3691
2034 | 9 | 30 | 0 | 60.2219
2034 | 9 | 30 | 1 | 55.5643
2034 | 9 | 30 | 2 | 54.8188
2034 | 9 | 30 | 3 | 54.6237
2034 | 9 | 30 | 4 | 54.7306
2034 | 9 | 30 | 5 | 55.5708
2034 | 9 | 30 | 6 | 56.4801
2034 | 9 | 30 | 7 | 60.5224
2034 | 9 | 30 | 8 | 67.6182
2034 | 9 | 30 | 9 | 64.6505
2034 | 9 | 30 | 10 | 58.1638
2034 | 9 | 30 | 11 | 52.8502
2034 | 9 | 30 | 12 | 54.1962
2034 | 9 | 30 | 13 | 52.0324
2034 | 9 | 30 | 14 | 47.5705
2034 | 9 | 30 | 15 | 48.8076
2034 | 9 | 30 | 16 | 56.3402
2034 | 9 | 30 | 17 | 67.2767
2034 | 9 | 30 | 18 | 69.6452
2034 | 9 | 30 | 19 | 62.1743
2034 | 9 | 30 | 20 | 58.0797
2034 | 9 | 30 | 21 | 53.1101
2034 | 9 | 30 | 22 | 50.7462
2034 | 9 | 30 | 23 | 49.7119
2034 | 10 | 1 | 0 | 50.4182
2034 | 10 | 1 | 1 | 53.1639
2034 | 10 | 1 | 2 | 52.43
2034 | 10 | 1 | 3 | 52.3124
2034 | 10 | 1 | 4 | 52.5296
2034 | 10 | 1 | 5 | 53.1159
2034 | 10 | 1 | 6 | 53.0126
2034 | 10 | 1 | 7 | 57.6779
2034 | 10 | 1 | 8 | 65.3017
2034 | 10 | 1 | 9 | 60.5776
2034 | 10 | 1 | 10 | 51.5857
2034 | 10 | 1 | 11 | 43.2825
2034 | 10 | 1 | 12 | 43.6043
2034 | 10 | 1 | 13 | 44.315
2034 | 10 | 1 | 14 | 45.5044
2034 | 10 | 1 | 15 | 48.9225
2034 | 10 | 1 | 16 | 53.2452
2034 | 10 | 1 | 17 | 66.7075
2034 | 10 | 1 | 18 | 75.2154
2034 | 10 | 1 | 19 | 71.0126
2034 | 10 | 1 | 20 | 66.3359
2034 | 10 | 1 | 21 | 60.7379
2034 | 10 | 1 | 22 | 56.7033
2034 | 10 | 1 | 23 | 54.1405
2034 | 10 | 2 | 0 | 53.6184
2034 | 10 | 2 | 1 | 50.2717
2034 | 10 | 2 | 2 | 50.2643
2034 | 10 | 2 | 3 | 50.6649
2034 | 10 | 2 | 4 | 51.468
2034 | 10 | 2 | 5 | 53.5776
2034 | 10 | 2 | 6 | 55.9003
2034 | 10 | 2 | 7 | 61.6436
2034 | 10 | 2 | 8 | 63.9619
2034 | 10 | 2 | 9 | 56.2127
2034 | 10 | 2 | 10 | 50.2487
2034 | 10 | 2 | 11 | 46.6007
2034 | 10 | 2 | 12 | 46.8145
2034 | 10 | 2 | 13 | 48.6011
2034 | 10 | 2 | 14 | 47.8023
2034 | 10 | 2 | 15 | 49.1891
2034 | 10 | 2 | 16 | 51.3112
2034 | 10 | 2 | 17 | 61.8255
2034 | 10 | 2 | 18 | 71.673
2034 | 10 | 2 | 19 | 69.7894
2034 | 10 | 2 | 20 | 66.0716
2034 | 10 | 2 | 21 | 61.1921
2034 | 10 | 2 | 22 | 57.3093
2034 | 10 | 2 | 23 | 54.1621
2034 | 10 | 3 | 0 | 52.8334
2034 | 10 | 3 | 1 | 47.9996
2034 | 10 | 3 | 2 | 47.7757
2034 | 10 | 3 | 3 | 48.0566
2034 | 10 | 3 | 4 | 48.6496
2034 | 10 | 3 | 5 | 50.4993
2034 | 10 | 3 | 6 | 53.6646
2034 | 10 | 3 | 7 | 58.5701
2034 | 10 | 3 | 8 | 59.1834
2034 | 10 | 3 | 9 | 51.1533
2034 | 10 | 3 | 10 | 44.2995
2034 | 10 | 3 | 11 | 39.6042
2034 | 10 | 3 | 12 | 43.1594
2034 | 10 | 3 | 13 | 43.7138
2034 | 10 | 3 | 14 | 42.9373
2034 | 10 | 3 | 15 | 44.3745
2034 | 10 | 3 | 16 | 48.0181
2034 | 10 | 3 | 17 | 56.8747
2034 | 10 | 3 | 18 | 68.4504
2034 | 10 | 3 | 19 | 64.8736
2034 | 10 | 3 | 20 | 60.9371
2034 | 10 | 3 | 21 | 56.2572
2034 | 10 | 3 | 22 | 52.2586
2034 | 10 | 3 | 23 | 49.3084
2034 | 10 | 4 | 0 | 49.6357
2034 | 10 | 4 | 1 | 48.25
2034 | 10 | 4 | 2 | 47.9263
2034 | 10 | 4 | 3 | 48.1046
2034 | 10 | 4 | 4 | 48.7139
2034 | 10 | 4 | 5 | 50.6165
2034 | 10 | 4 | 6 | 52.9625
2034 | 10 | 4 | 7 | 57.2696
2034 | 10 | 4 | 8 | 56.9117
2034 | 10 | 4 | 9 | 49.6336
2034 | 10 | 4 | 10 | 47.3642
2034 | 10 | 4 | 11 | 45.8324
2034 | 10 | 4 | 12 | 47.688
2034 | 10 | 4 | 13 | 48.9256
2034 | 10 | 4 | 14 | 48.7645
2034 | 10 | 4 | 15 | 48.365
2034 | 10 | 4 | 16 | 46.2427
2034 | 10 | 4 | 17 | 52.9909
2034 | 10 | 4 | 18 | 62.0446
2034 | 10 | 4 | 19 | 60.415
2034 | 10 | 4 | 20 | 57.559
2034 | 10 | 4 | 21 | 53.5125
2034 | 10 | 4 | 22 | 49.9952
2034 | 10 | 4 | 23 | 47.2587
2034 | 10 | 5 | 0 | 47.3362
2034 | 10 | 5 | 1 | 46.4821
2034 | 10 | 5 | 2 | 46.0086
2034 | 10 | 5 | 3 | 45.9251
2034 | 10 | 5 | 4 | 46.3823
2034 | 10 | 5 | 5 | 48.0727
2034 | 10 | 5 | 6 | 50.9635
2034 | 10 | 5 | 7 | 56.9065
2034 | 10 | 5 | 8 | 60.5623
2034 | 10 | 5 | 9 | 54.9377
2034 | 10 | 5 | 10 | 50.1662
2034 | 10 | 5 | 11 | 45.5347
2034 | 10 | 5 | 12 | 45.4361
2034 | 10 | 5 | 13 | 46.2164
2034 | 10 | 5 | 14 | 47.5168
2034 | 10 | 5 | 15 | 48.1933
2034 | 10 | 5 | 16 | 49.7167
2034 | 10 | 5 | 17 | 58.7371
2034 | 10 | 5 | 18 | 68.9308
2034 | 10 | 5 | 19 | 65.8299
2034 | 10 | 5 | 20 | 61.6637
2034 | 10 | 5 | 21 | 57.1901
2034 | 10 | 5 | 22 | 53.606
2034 | 10 | 5 | 23 | 50.9711
2034 | 10 | 6 | 0 | 49.655
2034 | 10 | 6 | 1 | 50.172
2034 | 10 | 6 | 2 | 49.9671
2034 | 10 | 6 | 3 | 50.2848
2034 | 10 | 6 | 4 | 51.1406
2034 | 10 | 6 | 5 | 53.1364
2034 | 10 | 6 | 6 | 55.9703
2034 | 10 | 6 | 7 | 61.5472
2034 | 10 | 6 | 8 | 63.4448
2034 | 10 | 6 | 9 | 56.2669
2034 | 10 | 6 | 10 | 48.6001
2034 | 10 | 6 | 11 | 43.4788
2034 | 10 | 6 | 12 | 43.712
2034 | 10 | 6 | 13 | 45.658
2034 | 10 | 6 | 14 | 45.2071
2034 | 10 | 6 | 15 | 46.7652
2034 | 10 | 6 | 16 | 50.2945
2034 | 10 | 6 | 17 | 60.6624
2034 | 10 | 6 | 18 | 68.2472
2034 | 10 | 6 | 19 | 67.452
2034 | 10 | 6 | 20 | 64.4888
2034 | 10 | 6 | 21 | 60.6214
2034 | 10 | 6 | 22 | 57.4434
2034 | 10 | 6 | 23 | 54.3745
2034 | 10 | 7 | 0 | 54.0209
2034 | 10 | 7 | 1 | 52.8462
2034 | 10 | 7 | 2 | 52.314
2034 | 10 | 7 | 3 | 52.0506
2034 | 10 | 7 | 4 | 52.3201
2034 | 10 | 7 | 5 | 53.1526
2034 | 10 | 7 | 6 | 54.622
2034 | 10 | 7 | 7 | 58.0147
2034 | 10 | 7 | 8 | 58.6867
2034 | 10 | 7 | 9 | 49.4199
2034 | 10 | 7 | 10 | 43.6622
2034 | 10 | 7 | 11 | 38.9775
2034 | 10 | 7 | 12 | 40.7646
2034 | 10 | 7 | 13 | 41.3376
2034 | 10 | 7 | 14 | 39.6694
2034 | 10 | 7 | 15 | 40.6093
2034 | 10 | 7 | 16 | 45.3993
2034 | 10 | 7 | 17 | 56.3867
2034 | 10 | 7 | 18 | 66.2721
2034 | 10 | 7 | 19 | 65.0642
2034 | 10 | 7 | 20 | 61.1127
2034 | 10 | 7 | 21 | 56.6253
2034 | 10 | 7 | 22 | 53.4313
2034 | 10 | 7 | 23 | 51.1632
2034 | 10 | 8 | 0 | 50.6788
2034 | 10 | 8 | 1 | 51.1827
2034 | 10 | 8 | 2 | 50.7334
2034 | 10 | 8 | 3 | 50.504
2034 | 10 | 8 | 4 | 50.8918
2034 | 10 | 8 | 5 | 51.7646
2034 | 10 | 8 | 6 | 52.8236
2034 | 10 | 8 | 7 | 55.3513
2034 | 10 | 8 | 8 | 55.7136
2034 | 10 | 8 | 9 | 46.9765
2034 | 10 | 8 | 10 | 41.7226
2034 | 10 | 8 | 11 | 37.7928
2034 | 10 | 8 | 12 | 39.3518
2034 | 10 | 8 | 13 | 40.729
2034 | 10 | 8 | 14 | 40.1408
2034 | 10 | 8 | 15 | 40.2818
2034 | 10 | 8 | 16 | 44.3711
2034 | 10 | 8 | 17 | 54.2536
2034 | 10 | 8 | 18 | 68.2111
2034 | 10 | 8 | 19 | 65.1792
2034 | 10 | 8 | 20 | 60.6387
2034 | 10 | 8 | 21 | 56.0103
2034 | 10 | 8 | 22 | 52.3739
2034 | 10 | 8 | 23 | 49.8978
2034 | 10 | 9 | 0 | 49.0799
2034 | 10 | 9 | 1 | 52.0539
2034 | 10 | 9 | 2 | 51.4578
2034 | 10 | 9 | 3 | 51.3492
2034 | 10 | 9 | 4 | 51.8293
2034 | 10 | 9 | 5 | 52.566
2034 | 10 | 9 | 6 | 52.8131
2034 | 10 | 9 | 7 | 55.678
2034 | 10 | 9 | 8 | 58.411
2034 | 10 | 9 | 9 | 50.6374
2034 | 10 | 9 | 10 | 44.0936
2034 | 10 | 9 | 11 | 40.0486
2034 | 10 | 9 | 12 | 38.9931
2034 | 10 | 9 | 13 | 40.792
2034 | 10 | 9 | 14 | 41.4135
2034 | 10 | 9 | 15 | 42.8688
2034 | 10 | 9 | 16 | 43.8643
2034 | 10 | 9 | 17 | 55.1477
2034 | 10 | 9 | 18 | 65.125
2034 | 10 | 9 | 19 | 62.5067
2034 | 10 | 9 | 20 | 58.2357
2034 | 10 | 9 | 21 | 53.9678
2034 | 10 | 9 | 22 | 50.3166
2034 | 10 | 9 | 23 | 48.4669
2034 | 10 | 10 | 0 | 48.4498
2034 | 10 | 10 | 1 | 48.4853
2034 | 10 | 10 | 2 | 48.1234
2034 | 10 | 10 | 3 | 48.2737
2034 | 10 | 10 | 4 | 48.8796
2034 | 10 | 10 | 5 | 50.7139
2034 | 10 | 10 | 6 | 53.4664
2034 | 10 | 10 | 7 | 59.6201
2034 | 10 | 10 | 8 | 63.1142
2034 | 10 | 10 | 9 | 55.8279
2034 | 10 | 10 | 10 | 49.0954
2034 | 10 | 10 | 11 | 44.6227
2034 | 10 | 10 | 12 | 47.9423
2034 | 10 | 10 | 13 | 48.5453
2034 | 10 | 10 | 14 | 48.267
2034 | 10 | 10 | 15 | 49.7106
2034 | 10 | 10 | 16 | 53.5113
2034 | 10 | 10 | 17 | 62.7048
2034 | 10 | 10 | 18 | 69.4663
2034 | 10 | 10 | 19 | 65.9641
2034 | 10 | 10 | 20 | 62.0599
2034 | 10 | 10 | 21 | 57.5732
2034 | 10 | 10 | 22 | 53.9915
2034 | 10 | 10 | 23 | 51.3754
2034 | 10 | 11 | 0 | 49.8502
2034 | 10 | 11 | 1 | 47.5292
2034 | 10 | 11 | 2 | 47.0566
2034 | 10 | 11 | 3 | 47.0901
2034 | 10 | 11 | 4 | 47.6348
2034 | 10 | 11 | 5 | 49.4057
2034 | 10 | 11 | 6 | 52.365
2034 | 10 | 11 | 7 | 58.3639
2034 | 10 | 11 | 8 | 63.0547
2034 | 10 | 11 | 9 | 58.1277
2034 | 10 | 11 | 10 | 51.2254
2034 | 10 | 11 | 11 | 46.2342
2034 | 10 | 11 | 12 | 45.9499
2034 | 10 | 11 | 13 | 47.2393
2034 | 10 | 11 | 14 | 47.3894
2034 | 10 | 11 | 15 | 48.7934
2034 | 10 | 11 | 16 | 53.0319
2034 | 10 | 11 | 17 | 64.2868
2034 | 10 | 11 | 18 | 70.0728
2034 | 10 | 11 | 19 | 65.9584
2034 | 10 | 11 | 20 | 61.933
2034 | 10 | 11 | 21 | 57.429
2034 | 10 | 11 | 22 | 53.5289
2034 | 10 | 11 | 23 | 50.6768
2034 | 10 | 12 | 0 | 50.5222
2034 | 10 | 12 | 1 | 48.6981
2034 | 10 | 12 | 2 | 48.2359
2034 | 10 | 12 | 3 | 48.3818
2034 | 10 | 12 | 4 | 48.9705
2034 | 10 | 12 | 5 | 50.9876
2034 | 10 | 12 | 6 | 53.9962
2034 | 10 | 12 | 7 | 59.6744
2034 | 10 | 12 | 8 | 63.8812
2034 | 10 | 12 | 9 | 59.1946
2034 | 10 | 12 | 10 | 52.9117
2034 | 10 | 12 | 11 | 47.6412
2034 | 10 | 12 | 12 | 46.9959
2034 | 10 | 12 | 13 | 48.2348
2034 | 10 | 12 | 14 | 48.0706
2034 | 10 | 12 | 15 | 49.7428
2034 | 10 | 12 | 16 | 54.1366
2034 | 10 | 12 | 17 | 65.0322
2034 | 10 | 12 | 18 | 71.0591
2034 | 10 | 12 | 19 | 66.7697
2034 | 10 | 12 | 20 | 62.8046
2034 | 10 | 12 | 21 | 58.4475
2034 | 10 | 12 | 22 | 54.7406
2034 | 10 | 12 | 23 | 51.6803
2034 | 10 | 13 | 0 | 51.1254
2034 | 10 | 13 | 1 | 49.6786
2034 | 10 | 13 | 2 | 49.2382
2034 | 10 | 13 | 3 | 49.3352
2034 | 10 | 13 | 4 | 49.9118
2034 | 10 | 13 | 5 | 51.8501
2034 | 10 | 13 | 6 | 55
2034 | 10 | 13 | 7 | 61.2595
2034 | 10 | 13 | 8 | 67.093
2034 | 10 | 13 | 9 | 62.8235
2034 | 10 | 13 | 10 | 55.2437
2034 | 10 | 13 | 11 | 48.5235
2034 | 10 | 13 | 12 | 48.0004
2034 | 10 | 13 | 13 | 48.3948
2034 | 10 | 13 | 14 | 47.7612
2034 | 10 | 13 | 15 | 49.23
2034 | 10 | 13 | 16 | 55.5713
2034 | 10 | 13 | 17 | 66.4916
2034 | 10 | 13 | 18 | 71.5093
2034 | 10 | 13 | 19 | 67.5263
2034 | 10 | 13 | 20 | 63.5192
2034 | 10 | 13 | 21 | 59.4277
2034 | 10 | 13 | 22 | 56.0214
2034 | 10 | 13 | 23 | 53.2317
2034 | 10 | 14 | 0 | 52.2207
2034 | 10 | 14 | 1 | 52.1847
2034 | 10 | 14 | 2 | 51.7667
2034 | 10 | 14 | 3 | 51.7522
2034 | 10 | 14 | 4 | 52.1713
2034 | 10 | 14 | 5 | 53.3228
2034 | 10 | 14 | 6 | 54.1782
2034 | 10 | 14 | 7 | 58.425
2034 | 10 | 14 | 8 | 63.5139
2034 | 10 | 14 | 9 | 59.4611
2034 | 10 | 14 | 10 | 53.2779
2034 | 10 | 14 | 11 | 47.8419
2034 | 10 | 14 | 12 | 46.691
2034 | 10 | 14 | 13 | 46.2556
2034 | 10 | 14 | 14 | 45.7223
2034 | 10 | 14 | 15 | 47.6847
2034 | 10 | 14 | 16 | 54.1339
2034 | 10 | 14 | 17 | 66.189
2034 | 10 | 14 | 18 | 69.1095
2034 | 10 | 14 | 19 | 65.7238
2034 | 10 | 14 | 20 | 61.1947
2034 | 10 | 14 | 21 | 56.8891
2034 | 10 | 14 | 22 | 53.9184
2034 | 10 | 14 | 23 | 51.9605
2034 | 10 | 15 | 0 | 51.8307
2034 | 10 | 15 | 1 | 49.7596
2034 | 10 | 15 | 2 | 49.1343
2034 | 10 | 15 | 3 | 48.952
2034 | 10 | 15 | 4 | 49.145
2034 | 10 | 15 | 5 | 49.9494
2034 | 10 | 15 | 6 | 50.4489
2034 | 10 | 15 | 7 | 53.3982
2034 | 10 | 15 | 8 | 57.085
2034 | 10 | 15 | 9 | 51.4744
2034 | 10 | 15 | 10 | 44.9832
2034 | 10 | 15 | 11 | 40.517
2034 | 10 | 15 | 12 | 43.2868
2034 | 10 | 15 | 13 | 44.2525
2034 | 10 | 15 | 14 | 44.0057
2034 | 10 | 15 | 15 | 45.7232
2034 | 10 | 15 | 16 | 52.0211
2034 | 10 | 15 | 17 | 63.8251
2034 | 10 | 15 | 18 | 65.7653
2034 | 10 | 15 | 19 | 60.9165
2034 | 10 | 15 | 20 | 56.2478
2034 | 10 | 15 | 21 | 51.5709
2034 | 10 | 15 | 22 | 47.9069
2034 | 10 | 15 | 23 | 45.6886
2034 | 10 | 16 | 0 | 45.7747
2034 | 10 | 16 | 1 | 45.7228
2034 | 10 | 16 | 2 | 45.5655
2034 | 10 | 16 | 3 | 45.7896
2034 | 10 | 16 | 4 | 46.4563
2034 | 10 | 16 | 5 | 48.4466
2034 | 10 | 16 | 6 | 51.4138
2034 | 10 | 16 | 7 | 56.4548
2034 | 10 | 16 | 8 | 57.5875
2034 | 10 | 16 | 9 | 49.747
2034 | 10 | 16 | 10 | 46.4393
2034 | 10 | 16 | 11 | 44.7066
2034 | 10 | 16 | 12 | 44.2676
2034 | 10 | 16 | 13 | 45.4968
2034 | 10 | 16 | 14 | 46.4586
2034 | 10 | 16 | 15 | 46.4586
2034 | 10 | 16 | 16 | 47.1059
2034 | 10 | 16 | 17 | 55.2308
2034 | 10 | 16 | 18 | 67.0102
2034 | 10 | 16 | 19 | 64.0922
2034 | 10 | 16 | 20 | 60.2182
2034 | 10 | 16 | 21 | 55.8417
2034 | 10 | 16 | 22 | 52.0977
2034 | 10 | 16 | 23 | 49.4291
2034 | 10 | 17 | 0 | 48.5704
2034 | 10 | 17 | 1 | 48.0694
2034 | 10 | 17 | 2 | 47.8251
2034 | 10 | 17 | 3 | 48.0736
2034 | 10 | 17 | 4 | 48.7801
2034 | 10 | 17 | 5 | 50.6338
2034 | 10 | 17 | 6 | 53.4872
2034 | 10 | 17 | 7 | 59.1863
2034 | 10 | 17 | 8 | 61.5991
2034 | 10 | 17 | 9 | 54.023
2034 | 10 | 17 | 10 | 46.9813
2034 | 10 | 17 | 11 | 42.2749
2034 | 10 | 17 | 12 | 41.4115
2034 | 10 | 17 | 13 | 42.2284
2034 | 10 | 17 | 14 | 41.949
2034 | 10 | 17 | 15 | 43.3926
2034 | 10 | 17 | 16 | 48.3555
2034 | 10 | 17 | 17 | 58.0575
2034 | 10 | 17 | 18 | 68.1872
2034 | 10 | 17 | 19 | 66.5483
2034 | 10 | 17 | 20 | 63.4035
2034 | 10 | 17 | 21 | 59.512
2034 | 10 | 17 | 22 | 56.0278
2034 | 10 | 17 | 23 | 53.4751
2034 | 10 | 18 | 0 | 52.4187
2034 | 10 | 18 | 1 | 52.05
2034 | 10 | 18 | 2 | 51.8695
2034 | 10 | 18 | 3 | 52.2517
2034 | 10 | 18 | 4 | 53.0769
2034 | 10 | 18 | 5 | 55.1486
2034 | 10 | 18 | 6 | 58.3994
2034 | 10 | 18 | 7 | 63.0639
2034 | 10 | 18 | 8 | 63.1711
2034 | 10 | 18 | 9 | 54.0287
2034 | 10 | 18 | 10 | 47.6802
2034 | 10 | 18 | 11 | 43.8357
2034 | 10 | 18 | 12 | 44.5212
2034 | 10 | 18 | 13 | 46.4505
2034 | 10 | 18 | 14 | 45.626
2034 | 10 | 18 | 15 | 46.1816
2034 | 10 | 18 | 16 | 49.0537
2034 | 10 | 18 | 17 | 58.8505
2034 | 10 | 18 | 18 | 70.5684
2034 | 10 | 18 | 19 | 67.1197
2034 | 10 | 18 | 20 | 63.5907
2034 | 10 | 18 | 21 | 59.373
2034 | 10 | 18 | 22 | 55.5563
2034 | 10 | 18 | 23 | 52.4166
2034 | 10 | 19 | 0 | 52.7123
2034 | 10 | 19 | 1 | 49.6518
2034 | 10 | 19 | 2 | 49.2365
2034 | 10 | 19 | 3 | 49.2463
2034 | 10 | 19 | 4 | 49.6242
2034 | 10 | 19 | 5 | 51.3503
2034 | 10 | 19 | 6 | 54.8378
2034 | 10 | 19 | 7 | 60.2141
2034 | 10 | 19 | 8 | 64.6677
2034 | 10 | 19 | 9 | 59.2902
2034 | 10 | 19 | 10 | 53.3076
2034 | 10 | 19 | 11 | 48.1961
2034 | 10 | 19 | 12 | 50.2103
2034 | 10 | 19 | 13 | 50.4823
2034 | 10 | 19 | 14 | 49.2731
2034 | 10 | 19 | 15 | 49.6375
2034 | 10 | 19 | 16 | 54.8757
2034 | 10 | 19 | 17 | 64.9261
2034 | 10 | 19 | 18 | 67.4378
2034 | 10 | 19 | 19 | 63.6387
2034 | 10 | 19 | 20 | 60.0138
2034 | 10 | 19 | 21 | 55.7874
2034 | 10 | 19 | 22 | 52.0006
2034 | 10 | 19 | 23 | 49.0009
2034 | 10 | 20 | 0 | 47.4881
2034 | 10 | 20 | 1 | 47.2422
2034 | 10 | 20 | 2 | 46.7921
2034 | 10 | 20 | 3 | 46.7966
2034 | 10 | 20 | 4 | 47.2735
2034 | 10 | 20 | 5 | 49.0416
2034 | 10 | 20 | 6 | 52.7919
2034 | 10 | 20 | 7 | 58.9614
2034 | 10 | 20 | 8 | 63.9783
2034 | 10 | 20 | 9 | 57.6251
2034 | 10 | 20 | 10 | 49.273
2034 | 10 | 20 | 11 | 43.7337
2034 | 10 | 20 | 12 | 43.6798
2034 | 10 | 20 | 13 | 44.707
2034 | 10 | 20 | 14 | 44.1717
2034 | 10 | 20 | 15 | 44.9211
2034 | 10 | 20 | 16 | 51.0435
2034 | 10 | 20 | 17 | 62.6952
2034 | 10 | 20 | 18 | 63.7475
2034 | 10 | 20 | 19 | 61.4013
2034 | 10 | 20 | 20 | 57.5369
2034 | 10 | 20 | 21 | 54.0548
2034 | 10 | 20 | 22 | 51.1032
2034 | 10 | 20 | 23 | 48.7222
2034 | 10 | 21 | 0 | 47.9983
2034 | 10 | 21 | 1 | 47.37
2034 | 10 | 21 | 2 | 46.834
2034 | 10 | 21 | 3 | 46.6719
2034 | 10 | 21 | 4 | 46.8819
2034 | 10 | 21 | 5 | 47.7123
2034 | 10 | 21 | 6 | 48.2688
2034 | 10 | 21 | 7 | 52.5198
2034 | 10 | 21 | 8 | 57.4336
2034 | 10 | 21 | 9 | 50.1729
2034 | 10 | 21 | 10 | 42.1687
2034 | 10 | 21 | 11 | 36.9213
2034 | 10 | 21 | 12 | 39.1764
2034 | 10 | 21 | 13 | 39.8723
2034 | 10 | 21 | 14 | 38.6458
2034 | 10 | 21 | 15 | 40.4714
2034 | 10 | 21 | 16 | 47.4039
2034 | 10 | 21 | 17 | 60.3535
2034 | 10 | 21 | 18 | 66.2763
2034 | 10 | 21 | 19 | 60.8151
2034 | 10 | 21 | 20 | 56.0942
2034 | 10 | 21 | 21 | 51.6038
2034 | 10 | 21 | 22 | 48.737
2034 | 10 | 21 | 23 | 46.9285
2034 | 10 | 22 | 0 | 46.1263
2034 | 10 | 22 | 1 | 44.8388
2034 | 10 | 22 | 2 | 44.1942
2034 | 10 | 22 | 3 | 43.9179
2034 | 10 | 22 | 4 | 44.2284
2034 | 10 | 22 | 5 | 45.0143
2034 | 10 | 22 | 6 | 46.1095
2034 | 10 | 22 | 7 | 50.054
2034 | 10 | 22 | 8 | 56.9974
2034 | 10 | 22 | 9 | 52.7011
2034 | 10 | 22 | 10 | 46.0741
2034 | 10 | 22 | 11 | 40.4895
2034 | 10 | 22 | 12 | 40.8731
2034 | 10 | 22 | 13 | 41.6225
2034 | 10 | 22 | 14 | 41.7946
2034 | 10 | 22 | 15 | 43.222
2034 | 10 | 22 | 16 | 51.2848
2034 | 10 | 22 | 17 | 64.517
2034 | 10 | 22 | 18 | 68.3643
2034 | 10 | 22 | 19 | 62.5858
2034 | 10 | 22 | 20 | 57.581
2034 | 10 | 22 | 21 | 52.929
2034 | 10 | 22 | 22 | 49.2906
2034 | 10 | 22 | 23 | 47.0059
2034 | 10 | 23 | 0 | 47.1714
2034 | 10 | 23 | 1 | 45.6317
2034 | 10 | 23 | 2 | 45.4496
2034 | 10 | 23 | 3 | 45.6487
2034 | 10 | 23 | 4 | 46.241
2034 | 10 | 23 | 5 | 48.1825
2034 | 10 | 23 | 6 | 51.2186
2034 | 10 | 23 | 7 | 57.046
2034 | 10 | 23 | 8 | 62.1515
2034 | 10 | 23 | 9 | 56.5559
2034 | 10 | 23 | 10 | 50.4664
2034 | 10 | 23 | 11 | 46.1244
2034 | 10 | 23 | 12 | 46.0414
2034 | 10 | 23 | 13 | 46.8362
2034 | 10 | 23 | 14 | 46.4356
2034 | 10 | 23 | 15 | 47.8149
2034 | 10 | 23 | 16 | 53.8652
2034 | 10 | 23 | 17 | 65.1136
2034 | 10 | 23 | 18 | 68.8848
2034 | 10 | 23 | 19 | 63.7617
2034 | 10 | 23 | 20 | 59.3036
2034 | 10 | 23 | 21 | 54.7517
2034 | 10 | 23 | 22 | 50.8206
2034 | 10 | 23 | 23 | 48.0835
2034 | 10 | 24 | 0 | 48.5068
2034 | 10 | 24 | 1 | 46.8407
2034 | 10 | 24 | 2 | 46.3653
2034 | 10 | 24 | 3 | 46.5048
2034 | 10 | 24 | 4 | 47.0528
2034 | 10 | 24 | 5 | 48.9632
2034 | 10 | 24 | 6 | 52.3619
2034 | 10 | 24 | 7 | 58.6343
2034 | 10 | 24 | 8 | 64.2733
2034 | 10 | 24 | 9 | 58.6198
2034 | 10 | 24 | 10 | 50.8467
2034 | 10 | 24 | 11 | 45.4594
2034 | 10 | 24 | 12 | 46.0084
2034 | 10 | 24 | 13 | 46.7395
2034 | 10 | 24 | 14 | 46.8411
2034 | 10 | 24 | 15 | 48.7877
2034 | 10 | 24 | 16 | 55.5838
2034 | 10 | 24 | 17 | 67.0422
2034 | 10 | 24 | 18 | 67.9677
2034 | 10 | 24 | 19 | 63.3369
2034 | 10 | 24 | 20 | 59.1776
2034 | 10 | 24 | 21 | 54.9368
2034 | 10 | 24 | 22 | 51.1148
2034 | 10 | 24 | 23 | 48.3391
2034 | 10 | 25 | 0 | 49.5032
2034 | 10 | 25 | 1 | 48.0059
2034 | 10 | 25 | 2 | 47.5402
2034 | 10 | 25 | 3 | 47.61
2034 | 10 | 25 | 4 | 48.1333
2034 | 10 | 25 | 5 | 49.9683
2034 | 10 | 25 | 6 | 53.5405
2034 | 10 | 25 | 7 | 59.2288
2034 | 10 | 25 | 8 | 63.4489
2034 | 10 | 25 | 9 | 56.4285
2034 | 10 | 25 | 10 | 48.7636
2034 | 10 | 25 | 11 | 44.2351
2034 | 10 | 25 | 12 | 46.134
2034 | 10 | 25 | 13 | 47.0026
2034 | 10 | 25 | 14 | 46.8519
2034 | 10 | 25 | 15 | 47.6954
2034 | 10 | 25 | 16 | 53.3981
2034 | 10 | 25 | 17 | 64.8714
2034 | 10 | 25 | 18 | 67.3263
2034 | 10 | 25 | 19 | 63.5611
2034 | 10 | 25 | 20 | 59.8947
2034 | 10 | 25 | 21 | 55.9423
2034 | 10 | 25 | 22 | 52.2146
2034 | 10 | 25 | 23 | 49.4551
2034 | 10 | 26 | 0 | 49.1688
2034 | 10 | 26 | 1 | 48.0383
2034 | 10 | 26 | 2 | 47.5553
2034 | 10 | 26 | 3 | 47.6263
2034 | 10 | 26 | 4 | 48.1301
2034 | 10 | 26 | 5 | 50.0539
2034 | 10 | 26 | 6 | 53.0743
2034 | 10 | 26 | 7 | 58.9454
2034 | 10 | 26 | 8 | 63.9111
2034 | 10 | 26 | 9 | 57.9793
2034 | 10 | 26 | 10 | 50.8155
2034 | 10 | 26 | 11 | 45.8052
2034 | 10 | 26 | 12 | 46.7015
2034 | 10 | 26 | 13 | 47.6503
2034 | 10 | 26 | 14 | 47.8214
2034 | 10 | 26 | 15 | 49.3091
2034 | 10 | 26 | 16 | 55.7901
2034 | 10 | 26 | 17 | 67.81
2034 | 10 | 26 | 18 | 68.2984
2034 | 10 | 26 | 19 | 63.784
2034 | 10 | 26 | 20 | 59.77
2034 | 10 | 26 | 21 | 55.8051
2034 | 10 | 26 | 22 | 52.2093
2034 | 10 | 26 | 23 | 49.4086
2034 | 10 | 27 | 0 | 49.2613
2034 | 10 | 27 | 1 | 48.8017
2034 | 10 | 27 | 2 | 48.3629
2034 | 10 | 27 | 3 | 48.4602
2034 | 10 | 27 | 4 | 49.0216
2034 | 10 | 27 | 5 | 50.946
2034 | 10 | 27 | 6 | 52.6698
2034 | 10 | 27 | 7 | 58.9118
2034 | 10 | 27 | 8 | 64.7543
2034 | 10 | 27 | 9 | 59.2147
2034 | 10 | 27 | 10 | 51.0877
2034 | 10 | 27 | 11 | 45.6186
2034 | 10 | 27 | 12 | 46.7774
2034 | 10 | 27 | 13 | 47.5013
2034 | 10 | 27 | 14 | 47.017
2034 | 10 | 27 | 15 | 48.2705
2034 | 10 | 27 | 16 | 55.8894
2034 | 10 | 27 | 17 | 67.9686
2034 | 10 | 27 | 18 | 68.1584
2034 | 10 | 27 | 19 | 63.6778
2034 | 10 | 27 | 20 | 59.5538
2034 | 10 | 27 | 21 | 55.7628
2034 | 10 | 27 | 22 | 52.5409
2034 | 10 | 27 | 23 | 49.8815
2034 | 10 | 28 | 0 | 49.3798
2034 | 10 | 28 | 1 | 48.1956
2034 | 10 | 28 | 2 | 47.6922
2034 | 10 | 28 | 3 | 47.5885
2034 | 10 | 28 | 4 | 47.8875
2034 | 10 | 28 | 5 | 48.8605
2034 | 10 | 28 | 6 | 49.9909
2034 | 10 | 28 | 7 | 53.7528
2034 | 10 | 28 | 8 | 58.1312
2034 | 10 | 28 | 9 | 51.6099
2034 | 10 | 28 | 10 | 44.3172
2034 | 10 | 28 | 11 | 39.8634
2034 | 10 | 28 | 12 | 37.8844
2034 | 10 | 28 | 13 | 38.2458
2034 | 10 | 28 | 14 | 36.9608
2034 | 10 | 28 | 15 | 37.3081
2034 | 10 | 28 | 16 | 43.2938
2034 | 10 | 28 | 17 | 54.3588
2034 | 10 | 28 | 18 | 62.6711
2034 | 10 | 28 | 19 | 59.0729
2034 | 10 | 28 | 20 | 54.6917
2034 | 10 | 28 | 21 | 50.7986
2034 | 10 | 28 | 22 | 48.0126
2034 | 10 | 28 | 23 | 46.1787
2034 | 10 | 29 | 0 | 46.5036
2034 | 10 | 29 | 1 | 46.1626
2034 | 10 | 29 | 2 | 45.6581
2034 | 10 | 29 | 3 | 45.5733
2034 | 10 | 29 | 4 | 45.8791
2034 | 10 | 29 | 5 | 46.7082
2034 | 10 | 29 | 6 | 47.5175
2034 | 10 | 29 | 7 | 49.9493
2034 | 10 | 29 | 8 | 52.213
2034 | 10 | 29 | 9 | 44.2369
2034 | 10 | 29 | 10 | 37.3843
2034 | 10 | 29 | 11 | 33.9308
2034 | 10 | 29 | 12 | 35.7159
2034 | 10 | 29 | 13 | 36.5802
2034 | 10 | 29 | 14 | 36.0185
2034 | 10 | 29 | 15 | 36.4738
2034 | 10 | 29 | 16 | 42.814
2034 | 10 | 29 | 17 | 54.3559
2034 | 10 | 29 | 18 | 60.9891
2034 | 10 | 29 | 19 | 56.9654
2034 | 10 | 29 | 20 | 52.8629
2034 | 10 | 29 | 21 | 48.8422
2034 | 10 | 29 | 22 | 45.4812
2034 | 10 | 29 | 23 | 43.3453
2034 | 10 | 30 | 0 | 44.3449
2034 | 10 | 30 | 1 | 44.1748
2034 | 10 | 30 | 2 | 44.0079
2034 | 10 | 30 | 3 | 44.2229
2034 | 10 | 30 | 4 | 44.8337
2034 | 10 | 30 | 5 | 46.7939
2034 | 10 | 30 | 6 | 50.3424
2034 | 10 | 30 | 7 | 56.4215
2034 | 10 | 30 | 8 | 62.3061
2034 | 10 | 30 | 9 | 56.1519
2034 | 10 | 30 | 10 | 49.2824
2034 | 10 | 30 | 11 | 45.0474
2034 | 10 | 30 | 12 | 45.9446
2034 | 10 | 30 | 13 | 46.5796
2034 | 10 | 30 | 14 | 45.7702
2034 | 10 | 30 | 15 | 46.5448
2034 | 10 | 30 | 16 | 52.668
2034 | 10 | 30 | 17 | 63.8155
2034 | 10 | 30 | 18 | 65.4619
2034 | 10 | 30 | 19 | 61.7553
2034 | 10 | 30 | 20 | 57.8362
2034 | 10 | 30 | 21 | 53.7352
2034 | 10 | 30 | 22 | 50.1278
2034 | 10 | 30 | 23 | 47.5416
2034 | 10 | 31 | 0 | 46.7213
2034 | 10 | 31 | 1 | 45.4803
2034 | 10 | 31 | 2 | 45.0492
2034 | 10 | 31 | 3 | 45.2002
2034 | 10 | 31 | 4 | 45.8002
2034 | 10 | 31 | 5 | 47.6511
2034 | 10 | 31 | 6 | 51.1792
2034 | 10 | 31 | 7 | 57.5331
2034 | 10 | 31 | 8 | 63.5157
2034 | 10 | 31 | 9 | 57.8862
2034 | 10 | 31 | 10 | 49.9005
2034 | 10 | 31 | 11 | 44.6089
2034 | 10 | 31 | 12 | 44.8003
2034 | 10 | 31 | 13 | 45.3041
2034 | 10 | 31 | 14 | 45.0324
2034 | 10 | 31 | 15 | 47.0371
2034 | 10 | 31 | 16 | 54.8354
2034 | 10 | 31 | 17 | 66.6472
2034 | 10 | 31 | 18 | 67.5644
2034 | 10 | 31 | 19 | 64.2344
2034 | 10 | 31 | 20 | 60.7394
2034 | 10 | 31 | 21 | 56.9627
2034 | 10 | 31 | 22 | 53.4441
2034 | 10 | 31 | 23 | 50.8153
2034 | 11 | 1 | 0 | 50.0553
2034 | 11 | 1 | 1 | 48.8068
2034 | 11 | 1 | 2 | 48.616
2034 | 11 | 1 | 3 | 48.798
2034 | 11 | 1 | 4 | 49.4469
2034 | 11 | 1 | 5 | 51.4148
2034 | 11 | 1 | 6 | 55.0177
2034 | 11 | 1 | 7 | 59.2898
2034 | 11 | 1 | 8 | 59.9743
2034 | 11 | 1 | 9 | 50.7552
2034 | 11 | 1 | 10 | 44.6748
2034 | 11 | 1 | 11 | 41.7168
2034 | 11 | 1 | 12 | 43.6313
2034 | 11 | 1 | 13 | 45.6674
2034 | 11 | 1 | 14 | 44.8439
2034 | 11 | 1 | 15 | 44.9644
2034 | 11 | 1 | 16 | 49.1804
2034 | 11 | 1 | 17 | 58.0363
2034 | 11 | 1 | 18 | 69.3261
2034 | 11 | 1 | 19 | 64.0567
2034 | 11 | 1 | 20 | 60.0276
2034 | 11 | 1 | 21 | 55.6262
2034 | 11 | 1 | 22 | 51.8287
2034 | 11 | 1 | 23 | 48.811
2034 | 11 | 2 | 0 | 48.3763
2034 | 11 | 2 | 1 | 47.4961
2034 | 11 | 2 | 2 | 46.9707
2034 | 11 | 2 | 3 | 46.8229
2034 | 11 | 2 | 4 | 47.1303
2034 | 11 | 2 | 5 | 48.944
2034 | 11 | 2 | 6 | 52.1421
2034 | 11 | 2 | 7 | 57.2627
2034 | 11 | 2 | 8 | 62.1145
2034 | 11 | 2 | 9 | 56.6634
2034 | 11 | 2 | 10 | 50.3843
2034 | 11 | 2 | 11 | 45.7641
2034 | 11 | 2 | 12 | 48.3001
2034 | 11 | 2 | 13 | 49.4327
2034 | 11 | 2 | 14 | 49.0105
2034 | 11 | 2 | 15 | 50.3218
2034 | 11 | 2 | 16 | 57.7335
2034 | 11 | 2 | 17 | 68.2071
2034 | 11 | 2 | 18 | 70.0428
2034 | 11 | 2 | 19 | 63.9006
2034 | 11 | 2 | 20 | 59.5094
2034 | 11 | 2 | 21 | 55.1829
2034 | 11 | 2 | 22 | 51.5247
2034 | 11 | 2 | 23 | 48.668
2034 | 11 | 3 | 0 | 47.8055
2034 | 11 | 3 | 1 | 48.6362
2034 | 11 | 3 | 2 | 48.3084
2034 | 11 | 3 | 3 | 48.4538
2034 | 11 | 3 | 4 | 49.1867
2034 | 11 | 3 | 5 | 51.3488
2034 | 11 | 3 | 6 | 54.4478
2034 | 11 | 3 | 7 | 60.334
2034 | 11 | 3 | 8 | 66.2035
2034 | 11 | 3 | 9 | 61.2624
2034 | 11 | 3 | 10 | 53.9663
2034 | 11 | 3 | 11 | 48.0302
2034 | 11 | 3 | 12 | 47.7442
2034 | 11 | 3 | 13 | 48.7732
2034 | 11 | 3 | 14 | 48.3162
2034 | 11 | 3 | 15 | 50.0006
2034 | 11 | 3 | 16 | 57.9966
2034 | 11 | 3 | 17 | 68.7205
2034 | 11 | 3 | 18 | 71.5332
2034 | 11 | 3 | 19 | 67.5139
2034 | 11 | 3 | 20 | 63.8818
2034 | 11 | 3 | 21 | 60.2047
2034 | 11 | 3 | 22 | 57.0817
2034 | 11 | 3 | 23 | 54.2776
2034 | 11 | 4 | 0 | 53.4906
2034 | 11 | 4 | 1 | 54.0479
2034 | 11 | 4 | 2 | 53.7241
2034 | 11 | 4 | 3 | 53.6809
2034 | 11 | 4 | 4 | 54.0456
2034 | 11 | 4 | 5 | 55.2576
2034 | 11 | 4 | 6 | 56.8505
2034 | 11 | 4 | 7 | 60.1938
2034 | 11 | 4 | 8 | 64.3138
2034 | 11 | 4 | 9 | 59.2098
2034 | 11 | 4 | 10 | 54.5521
2034 | 11 | 4 | 11 | 49.5055
2034 | 11 | 4 | 12 | 50.6008
2034 | 11 | 4 | 13 | 50.1334
2034 | 11 | 4 | 14 | 49.3965
2034 | 11 | 4 | 15 | 51.2448
2034 | 11 | 4 | 16 | 59.7572
2034 | 11 | 4 | 17 | 70.2727
2034 | 11 | 4 | 18 | 73.3924
2034 | 11 | 4 | 19 | 66.9934
2034 | 11 | 4 | 20 | 61.5161
2034 | 11 | 4 | 21 | 56.8044
2034 | 11 | 4 | 22 | 53.5439
2034 | 11 | 4 | 23 | 51.4449
2034 | 11 | 5 | 0 | 52.3094
2034 | 11 | 5 | 1 | 52.5322
2034 | 11 | 5 | 2 | 51.4594
2034 | 11 | 5 | 3 | 51.0801
2034 | 11 | 5 | 4 | 51.2038
2034 | 11 | 5 | 5 | 51.171
2034 | 11 | 5 | 6 | 50.7462
2034 | 11 | 5 | 7 | 52.5715
2034 | 11 | 5 | 8 | 59.1706
2034 | 11 | 5 | 9 | 57.0151
2034 | 11 | 5 | 10 | 51.6212
2034 | 11 | 5 | 11 | 47.4741
2034 | 11 | 5 | 12 | 45.9841
2034 | 11 | 5 | 13 | 46.6791
2034 | 11 | 5 | 14 | 46.8118
2034 | 11 | 5 | 15 | 47.4756
2034 | 11 | 5 | 16 | 53.8236
2034 | 11 | 5 | 17 | 65.3652
2034 | 11 | 5 | 18 | 74.0587
2034 | 11 | 5 | 19 | 68.3325
2034 | 11 | 5 | 20 | 64.3517
2034 | 11 | 5 | 21 | 60.6522
2034 | 11 | 5 | 22 | 58.0542
2034 | 11 | 5 | 23 | 56.0382
2034 | 11 | 6 | 0 | 54.1584
2034 | 11 | 6 | 1 | 53.3195
2034 | 11 | 6 | 2 | 52.6085
2034 | 11 | 6 | 3 | 52.5216
2034 | 11 | 6 | 4 | 52.931
2034 | 11 | 6 | 5 | 53.6087
2034 | 11 | 6 | 6 | 55.6099
2034 | 11 | 6 | 7 | 60.1209
2034 | 11 | 6 | 8 | 67.0557
2034 | 11 | 6 | 9 | 62.2406
2034 | 11 | 6 | 10 | 55.3289
2034 | 11 | 6 | 11 | 51.275
2034 | 11 | 6 | 12 | 51.2474
2034 | 11 | 6 | 13 | 53.0547
2034 | 11 | 6 | 14 | 52.8157
2034 | 11 | 6 | 15 | 53.0166
2034 | 11 | 6 | 16 | 56.7836
2034 | 11 | 6 | 17 | 66.3167
2034 | 11 | 6 | 18 | 75.1383
2034 | 11 | 6 | 19 | 69.641
2034 | 11 | 6 | 20 | 66.3945
2034 | 11 | 6 | 21 | 62.7069
2034 | 11 | 6 | 22 | 59.8106
2034 | 11 | 6 | 23 | 57.1895
2034 | 11 | 7 | 0 | 55.9673
2034 | 11 | 7 | 1 | 53.0936
2034 | 11 | 7 | 2 | 51.9443
2034 | 11 | 7 | 3 | 51.6421
2034 | 11 | 7 | 4 | 51.8296
2034 | 11 | 7 | 5 | 52.325
2034 | 11 | 7 | 6 | 55.349
2034 | 11 | 7 | 7 | 59.7554
2034 | 11 | 7 | 8 | 65.6422
2034 | 11 | 7 | 9 | 59.8252
2034 | 11 | 7 | 10 | 51.7846
2034 | 11 | 7 | 11 | 47.5981
2034 | 11 | 7 | 12 | 49.0863
2034 | 11 | 7 | 13 | 50.6726
2034 | 11 | 7 | 14 | 50.6588
2034 | 11 | 7 | 15 | 50.8794
2034 | 11 | 7 | 16 | 54.8042
2034 | 11 | 7 | 17 | 63.4137
2034 | 11 | 7 | 18 | 73.0023
2034 | 11 | 7 | 19 | 67.2431
2034 | 11 | 7 | 20 | 64.0145
2034 | 11 | 7 | 21 | 60.4554
2034 | 11 | 7 | 22 | 57.6718
2034 | 11 | 7 | 23 | 55.0646
2034 | 11 | 8 | 0 | 54.1343
2034 | 11 | 8 | 1 | 50.7577
2034 | 11 | 8 | 2 | 49.5556
2034 | 11 | 8 | 3 | 49.1803
2034 | 11 | 8 | 4 | 49.3475
2034 | 11 | 8 | 5 | 49.8455
2034 | 11 | 8 | 6 | 51.6857
2034 | 11 | 8 | 7 | 56.3079
2034 | 11 | 8 | 8 | 64.3735
2034 | 11 | 8 | 9 | 61.5114
2034 | 11 | 8 | 10 | 54.2217
2034 | 11 | 8 | 11 | 49.709
2034 | 11 | 8 | 12 | 49.7052
2034 | 11 | 8 | 13 | 51.1668
2034 | 11 | 8 | 14 | 51.5901
2034 | 11 | 8 | 15 | 51.3606
2034 | 11 | 8 | 16 | 55.4347
2034 | 11 | 8 | 17 | 65.1776
2034 | 11 | 8 | 18 | 71.291
2034 | 11 | 8 | 19 | 65.623
2034 | 11 | 8 | 20 | 62.5586
2034 | 11 | 8 | 21 | 59.1616
2034 | 11 | 8 | 22 | 56.3405
2034 | 11 | 8 | 23 | 53.7248
2034 | 11 | 9 | 0 | 52.4919
2034 | 11 | 9 | 1 | 49.7074
2034 | 11 | 9 | 2 | 48.4817
2034 | 11 | 9 | 3 | 48.1265
2034 | 11 | 9 | 4 | 48.3294
2034 | 11 | 9 | 5 | 48.972
2034 | 11 | 9 | 6 | 50.7504
2034 | 11 | 9 | 7 | 55.5494
2034 | 11 | 9 | 8 | 64.036
2034 | 11 | 9 | 9 | 61.7861
2034 | 11 | 9 | 10 | 54.7336
2034 | 11 | 9 | 11 | 49.8664
2034 | 11 | 9 | 12 | 48.6511
2034 | 11 | 9 | 13 | 49.9308
2034 | 11 | 9 | 14 | 50.5013
2034 | 11 | 9 | 15 | 50.8771
2034 | 11 | 9 | 16 | 55.3631
2034 | 11 | 9 | 17 | 65.4232
2034 | 11 | 9 | 18 | 68.9883
2034 | 11 | 9 | 19 | 63.9757
2034 | 11 | 9 | 20 | 61.146
2034 | 11 | 9 | 21 | 57.9609
2034 | 11 | 9 | 22 | 55.3838
2034 | 11 | 9 | 23 | 52.6969
2034 | 11 | 10 | 0 | 52.8478
2034 | 11 | 10 | 1 | 49.5577
2034 | 11 | 10 | 2 | 48.1514
2034 | 11 | 10 | 3 | 47.5295
2034 | 11 | 10 | 4 | 47.4786
2034 | 11 | 10 | 5 | 47.8871
2034 | 11 | 10 | 6 | 49.2349
2034 | 11 | 10 | 7 | 54.2177
2034 | 11 | 10 | 8 | 62.6469
2034 | 11 | 10 | 9 | 58.787
2034 | 11 | 10 | 10 | 51.3375
2034 | 11 | 10 | 11 | 46.6231
2034 | 11 | 10 | 12 | 47.7475
2034 | 11 | 10 | 13 | 48.8678
2034 | 11 | 10 | 14 | 48.514
2034 | 11 | 10 | 15 | 47.4696
2034 | 11 | 10 | 16 | 51.1346
2034 | 11 | 10 | 17 | 59.6042
2034 | 11 | 10 | 18 | 66.1689
2034 | 11 | 10 | 19 | 61.1033
2034 | 11 | 10 | 20 | 58.0041
2034 | 11 | 10 | 21 | 54.8033
2034 | 11 | 10 | 22 | 52.855
2034 | 11 | 10 | 23 | 50.4797
2034 | 11 | 11 | 0 | 47.7046
2034 | 11 | 11 | 1 | 44.612
2034 | 11 | 11 | 2 | 43.419
2034 | 11 | 11 | 3 | 42.9673
2034 | 11 | 11 | 4 | 43.0452
2034 | 11 | 11 | 5 | 42.8146
2034 | 11 | 11 | 6 | 42.4205
2034 | 11 | 11 | 7 | 45.9182
2034 | 11 | 11 | 8 | 56.4659
2034 | 11 | 11 | 9 | 56.7684
2034 | 11 | 11 | 10 | 49.7511
2034 | 11 | 11 | 11 | 43.9598
2034 | 11 | 11 | 12 | 42.2026
2034 | 11 | 11 | 13 | 42.7128
2034 | 11 | 11 | 14 | 44.6512
2034 | 11 | 11 | 15 | 46.1931
2034 | 11 | 11 | 16 | 51.4951
2034 | 11 | 11 | 17 | 62.1825
2034 | 11 | 11 | 18 | 68.1533
2034 | 11 | 11 | 19 | 61.4287
2034 | 11 | 11 | 20 | 57.1764
2034 | 11 | 11 | 21 | 53.4848
2034 | 11 | 11 | 22 | 51.5093
2034 | 11 | 11 | 23 | 49.7661
2034 | 11 | 12 | 0 | 49.8197
2034 | 11 | 12 | 1 | 47.6018
2034 | 11 | 12 | 2 | 46.3123
2034 | 11 | 12 | 3 | 45.8114
2034 | 11 | 12 | 4 | 45.8114
2034 | 11 | 12 | 5 | 45.4598
2034 | 11 | 12 | 6 | 45.3176
2034 | 11 | 12 | 7 | 47.6618
2034 | 11 | 12 | 8 | 56.5256
2034 | 11 | 12 | 9 | 54.781
2034 | 11 | 12 | 10 | 48.0886
2034 | 11 | 12 | 11 | 43.0162
2034 | 11 | 12 | 12 | 42.92
2034 | 11 | 12 | 13 | 43.6128
2034 | 11 | 12 | 14 | 43.3099
2034 | 11 | 12 | 15 | 44.7503
2034 | 11 | 12 | 16 | 51.6865
2034 | 11 | 12 | 17 | 64.1469
2034 | 11 | 12 | 18 | 69.0669
2034 | 11 | 12 | 19 | 62.9556
2034 | 11 | 12 | 20 | 59.4811
2034 | 11 | 12 | 21 | 55.7227
2034 | 11 | 12 | 22 | 53.0922
2034 | 11 | 12 | 23 | 50.9907
2034 | 11 | 13 | 0 | 50.7781
2034 | 11 | 13 | 1 | 47.8817
2034 | 11 | 13 | 2 | 47.1247
2034 | 11 | 13 | 3 | 47.059
2034 | 11 | 13 | 4 | 47.4691
2034 | 11 | 13 | 5 | 48.1957
2034 | 11 | 13 | 6 | 50.1779
2034 | 11 | 13 | 7 | 54.8616
2034 | 11 | 13 | 8 | 64.1274
2034 | 11 | 13 | 9 | 61.9494
2034 | 11 | 13 | 10 | 54.8873
2034 | 11 | 13 | 11 | 49.6242
2034 | 11 | 13 | 12 | 48.7606
2034 | 11 | 13 | 13 | 49.447
2034 | 11 | 13 | 14 | 49.113
2034 | 11 | 13 | 15 | 49.8016
2034 | 11 | 13 | 16 | 55.1127
2034 | 11 | 13 | 17 | 65.4599
2034 | 11 | 13 | 18 | 71.2433
2034 | 11 | 13 | 19 | 66.531
2034 | 11 | 13 | 20 | 63.7347
2034 | 11 | 13 | 21 | 60.3463
2034 | 11 | 13 | 22 | 57.4957
2034 | 11 | 13 | 23 | 54.7867
2034 | 11 | 14 | 0 | 53.5111
2034 | 11 | 14 | 1 | 54.3167
2034 | 11 | 14 | 2 | 53.305
2034 | 11 | 14 | 3 | 53.1799
2034 | 11 | 14 | 4 | 53.5756
2034 | 11 | 14 | 5 | 54.2128
2034 | 11 | 14 | 6 | 56.4065
2034 | 11 | 14 | 7 | 61.1074
2034 | 11 | 14 | 8 | 68.3583
2034 | 11 | 14 | 9 | 63.5342
2034 | 11 | 14 | 10 | 55.1177
2034 | 11 | 14 | 11 | 49.8321
2034 | 11 | 14 | 12 | 52.4783
2034 | 11 | 14 | 13 | 53.0857
2034 | 11 | 14 | 14 | 53.2442
2034 | 11 | 14 | 15 | 54.7839
2034 | 11 | 14 | 16 | 60.5351
2034 | 11 | 14 | 17 | 70.5264
2034 | 11 | 14 | 18 | 76.1181
2034 | 11 | 14 | 19 | 70.644
2034 | 11 | 14 | 20 | 67.7341
2034 | 11 | 14 | 21 | 64.3706
2034 | 11 | 14 | 22 | 61.7362
2034 | 11 | 14 | 23 | 59.0482
2034 | 11 | 15 | 0 | 56.8024
2034 | 11 | 15 | 1 | 56.6217
2034 | 11 | 15 | 2 | 55.652
2034 | 11 | 15 | 3 | 55.5165
2034 | 11 | 15 | 4 | 55.947
2034 | 11 | 15 | 5 | 56.5674
2034 | 11 | 15 | 6 | 57.9239
2034 | 11 | 15 | 7 | 62.3588
2034 | 11 | 15 | 8 | 69.8334
2034 | 11 | 15 | 9 | 65.985
2034 | 11 | 15 | 10 | 58.1965
2034 | 11 | 15 | 11 | 52.7312
2034 | 11 | 15 | 12 | 53.2539
2034 | 11 | 15 | 13 | 53.9407
2034 | 11 | 15 | 14 | 54.0302
2034 | 11 | 15 | 15 | 54.6076
2034 | 11 | 15 | 16 | 59.234
2034 | 11 | 15 | 17 | 69.3067
2034 | 11 | 15 | 18 | 77.1669
2034 | 11 | 15 | 19 | 71.5599
2034 | 11 | 15 | 20 | 68.7574
2034 | 11 | 15 | 21 | 65.4838
2034 | 11 | 15 | 22 | 62.6515
2034 | 11 | 15 | 23 | 59.8157
2034 | 11 | 16 | 0 | 58.8798
2034 | 11 | 16 | 1 | 58.2865
2034 | 11 | 16 | 2 | 57.2393
2034 | 11 | 16 | 3 | 57.0393
2034 | 11 | 16 | 4 | 57.4199
2034 | 11 | 16 | 5 | 58.0634
2034 | 11 | 16 | 6 | 59.8147
2034 | 11 | 16 | 7 | 64.1344
2034 | 11 | 16 | 8 | 71.1593
2034 | 11 | 16 | 9 | 67.2472
2034 | 11 | 16 | 10 | 59.692
2034 | 11 | 16 | 11 | 54.1819
2034 | 11 | 16 | 12 | 54.181
2034 | 11 | 16 | 13 | 54.5232
2034 | 11 | 16 | 14 | 54.7666
2034 | 11 | 16 | 15 | 55.615
2034 | 11 | 16 | 16 | 60.1215
2034 | 11 | 16 | 17 | 69.819
2034 | 11 | 16 | 18 | 77.831
2034 | 11 | 16 | 19 | 72.6694
2034 | 11 | 16 | 20 | 70.0886
2034 | 11 | 16 | 21 | 67.0284
2034 | 11 | 16 | 22 | 64.4697
2034 | 11 | 16 | 23 | 61.591
2034 | 11 | 17 | 0 | 60.5251
2034 | 11 | 17 | 1 | 59.7675
2034 | 11 | 17 | 2 | 58.782
2034 | 11 | 17 | 3 | 58.5931
2034 | 11 | 17 | 4 | 58.9784
2034 | 11 | 17 | 5 | 59.5309
2034 | 11 | 17 | 6 | 60.4621
2034 | 11 | 17 | 7 | 64.9288
2034 | 11 | 17 | 8 | 72.0935
2034 | 11 | 17 | 9 | 67.7041
2034 | 11 | 17 | 10 | 58.9944
2034 | 11 | 17 | 11 | 53.3604
2034 | 11 | 17 | 12 | 54.8342
2034 | 11 | 17 | 13 | 55.0115
2034 | 11 | 17 | 14 | 54.3512
2034 | 11 | 17 | 15 | 54.9116
2034 | 11 | 17 | 16 | 60.2635
2034 | 11 | 17 | 17 | 69.9435
2034 | 11 | 17 | 18 | 75.8645
2034 | 11 | 17 | 19 | 72.0457
2034 | 11 | 17 | 20 | 69.8913
2034 | 11 | 17 | 21 | 67.271
2034 | 11 | 17 | 22 | 65.2565
2034 | 11 | 17 | 23 | 62.5435
2034 | 11 | 18 | 0 | 59.4512
2034 | 11 | 18 | 1 | 58.7307
2034 | 11 | 18 | 2 | 57.788
2034 | 11 | 18 | 3 | 57.4294
2034 | 11 | 18 | 4 | 57.5903
2034 | 11 | 18 | 5 | 57.7314
2034 | 11 | 18 | 6 | 57.4915
2034 | 11 | 18 | 7 | 59.723
2034 | 11 | 18 | 8 | 65.3361
2034 | 11 | 18 | 9 | 62.6385
2034 | 11 | 18 | 10 | 56.9894
2034 | 11 | 18 | 11 | 52.5391
2034 | 11 | 18 | 12 | 53.8038
2034 | 11 | 18 | 13 | 53.3485
2034 | 11 | 18 | 14 | 52.4428
2034 | 11 | 18 | 15 | 53.5414
2034 | 11 | 18 | 16 | 59.3957
2034 | 11 | 18 | 17 | 68.8681
2034 | 11 | 18 | 18 | 77.3532
2034 | 11 | 18 | 19 | 71.932
2034 | 11 | 18 | 20 | 67.666
2034 | 11 | 18 | 21 | 64.1424
2034 | 11 | 18 | 22 | 62.0011
2034 | 11 | 18 | 23 | 60.0819
2034 | 11 | 19 | 0 | 58.227
2034 | 11 | 19 | 1 | 56.0009
2034 | 11 | 19 | 2 | 54.8286
2034 | 11 | 19 | 3 | 54.3127
2034 | 11 | 19 | 4 | 54.2699
2034 | 11 | 19 | 5 | 54.0526
2034 | 11 | 19 | 6 | 53.0681
2034 | 11 | 19 | 7 | 54.2595
2034 | 11 | 19 | 8 | 59.4375
2034 | 11 | 19 | 9 | 56.3837
2034 | 11 | 19 | 10 | 50.7972
2034 | 11 | 19 | 11 | 46.8551
2034 | 11 | 19 | 12 | 48.2828
2034 | 11 | 19 | 13 | 49.1852
2034 | 11 | 19 | 14 | 48.3893
2034 | 11 | 19 | 15 | 48.9688
2034 | 11 | 19 | 16 | 53.7566
2034 | 11 | 19 | 17 | 62.6667
2034 | 11 | 19 | 18 | 70.858
2034 | 11 | 19 | 19 | 66.1379
2034 | 11 | 19 | 20 | 62.642
2034 | 11 | 19 | 21 | 59.1697
2034 | 11 | 19 | 22 | 56.5527
2034 | 11 | 19 | 23 | 54.366
2034 | 11 | 20 | 0 | 53.0442
2034 | 11 | 20 | 1 | 52.3587
2034 | 11 | 20 | 2 | 51.5204
2034 | 11 | 20 | 3 | 51.3911
2034 | 11 | 20 | 4 | 51.7331
2034 | 11 | 20 | 5 | 52.3002
2034 | 11 | 20 | 6 | 53.5002
2034 | 11 | 20 | 7 | 57.3317
2034 | 11 | 20 | 8 | 63.2287
2034 | 11 | 20 | 9 | 58.654
2034 | 11 | 20 | 10 | 52.1939
2034 | 11 | 20 | 11 | 48.7634
2034 | 11 | 20 | 12 | 51.0537
2034 | 11 | 20 | 13 | 51.0804
2034 | 11 | 20 | 14 | 51.0428
2034 | 11 | 20 | 15 | 51.727
2034 | 11 | 20 | 16 | 56.3885
2034 | 11 | 20 | 17 | 65.4846
2034 | 11 | 20 | 18 | 73.5227
2034 | 11 | 20 | 19 | 67.5127
2034 | 11 | 20 | 20 | 64.4517
2034 | 11 | 20 | 21 | 61.0412
2034 | 11 | 20 | 22 | 58.2529
2034 | 11 | 20 | 23 | 55.5653
2034 | 11 | 21 | 0 | 55.0501
2034 | 11 | 21 | 1 | 52.2377
2034 | 11 | 21 | 2 | 50.9366
2034 | 11 | 21 | 3 | 50.581
2034 | 11 | 21 | 4 | 50.7647
2034 | 11 | 21 | 5 | 51.2
2034 | 11 | 21 | 6 | 53.7339
2034 | 11 | 21 | 7 | 58.271
2034 | 11 | 21 | 8 | 65.886
2034 | 11 | 21 | 9 | 62.3774
2034 | 11 | 21 | 10 | 54.5826
2034 | 11 | 21 | 11 | 49.9891
2034 | 11 | 21 | 12 | 51.6933
2034 | 11 | 21 | 13 | 51.103
2034 | 11 | 21 | 14 | 50.7866
2034 | 11 | 21 | 15 | 52.0415
2034 | 11 | 21 | 16 | 57.9144
2034 | 11 | 21 | 17 | 67.1202
2034 | 11 | 21 | 18 | 72.8983
2034 | 11 | 21 | 19 | 66.8724
2034 | 11 | 21 | 20 | 63.9989
2034 | 11 | 21 | 21 | 60.7165
2034 | 11 | 21 | 22 | 58.1378
2034 | 11 | 21 | 23 | 55.4892
2034 | 11 | 22 | 0 | 55.0062
2034 | 11 | 22 | 1 | 52.1586
2034 | 11 | 22 | 2 | 50.9086
2034 | 11 | 22 | 3 | 50.5721
2034 | 11 | 22 | 4 | 50.8247
2034 | 11 | 22 | 5 | 51.3134
2034 | 11 | 22 | 6 | 53.0795
2034 | 11 | 22 | 7 | 57.7555
2034 | 11 | 22 | 8 | 66.9752
2034 | 11 | 22 | 9 | 65.3728
2034 | 11 | 22 | 10 | 58.0166
2034 | 11 | 22 | 11 | 52.6152
2034 | 11 | 22 | 12 | 53.1727
2034 | 11 | 22 | 13 | 53.0079
2034 | 11 | 22 | 14 | 52.7929
2034 | 11 | 22 | 15 | 53.9683
2034 | 11 | 22 | 16 | 60.1255
2034 | 11 | 22 | 17 | 70.8871
2034 | 11 | 22 | 18 | 74.7709
2034 | 11 | 22 | 19 | 68.6464
2034 | 11 | 22 | 20 | 65.7828
2034 | 11 | 22 | 21 | 62.5745
2034 | 11 | 22 | 22 | 59.8906
2034 | 11 | 22 | 23 | 57.1409
2034 | 11 | 23 | 0 | 55.5109
2034 | 11 | 23 | 1 | 54.9951
2034 | 11 | 23 | 2 | 53.8598
2034 | 11 | 23 | 3 | 53.6428
2034 | 11 | 23 | 4 | 54.0001
2034 | 11 | 23 | 5 | 54.6231
2034 | 11 | 23 | 6 | 56.779
2034 | 11 | 23 | 7 | 60.9198
2034 | 11 | 23 | 8 | 67.5204
2034 | 11 | 23 | 9 | 63.2651
2034 | 11 | 23 | 10 | 55.7772
2034 | 11 | 23 | 11 | 50.651
2034 | 11 | 23 | 12 | 52.9765
2034 | 11 | 23 | 13 | 52.7023
2034 | 11 | 23 | 14 | 52.6384
2034 | 11 | 23 | 15 | 54.1206
2034 | 11 | 23 | 16 | 59.9059
2034 | 11 | 23 | 17 | 70.2738
2034 | 11 | 23 | 18 | 77.9808
2034 | 11 | 23 | 19 | 71.7756
2034 | 11 | 23 | 20 | 68.8852
2034 | 11 | 23 | 21 | 65.7737
2034 | 11 | 23 | 22 | 63.2936
2034 | 11 | 23 | 23 | 60.4527
2034 | 11 | 24 | 0 | 58.4361
2034 | 11 | 24 | 1 | 56.7233
2034 | 11 | 24 | 2 | 55.3537
2034 | 11 | 24 | 3 | 54.8618
2034 | 11 | 24 | 4 | 54.9946
2034 | 11 | 24 | 5 | 55.358
2034 | 11 | 24 | 6 | 56.4027
2034 | 11 | 24 | 7 | 61.0627
2034 | 11 | 24 | 8 | 69.9662
2034 | 11 | 24 | 9 | 68.5873
2034 | 11 | 24 | 10 | 61.3944
2034 | 11 | 24 | 11 | 55.4763
2034 | 11 | 24 | 12 | 53.5681
2034 | 11 | 24 | 13 | 53.1494
2034 | 11 | 24 | 14 | 52.3469
2034 | 11 | 24 | 15 | 53.2267
2034 | 11 | 24 | 16 | 59.3292
2034 | 11 | 24 | 17 | 69.0846
2034 | 11 | 24 | 18 | 76.1458
2034 | 11 | 24 | 19 | 69.8498
2034 | 11 | 24 | 20 | 66.7835
2034 | 11 | 24 | 21 | 63.7328
2034 | 11 | 24 | 22 | 61.5955
2034 | 11 | 24 | 23 | 58.8597
2034 | 11 | 25 | 0 | 57.3447
2034 | 11 | 25 | 1 | 54.2975
2034 | 11 | 25 | 2 | 52.9619
2034 | 11 | 25 | 3 | 52.3226
2034 | 11 | 25 | 4 | 52.2615
2034 | 11 | 25 | 5 | 52.1345
2034 | 11 | 25 | 6 | 51.3465
2034 | 11 | 25 | 7 | 54.1316
2034 | 11 | 25 | 8 | 63.2051
2034 | 11 | 25 | 9 | 64.1229
2034 | 11 | 25 | 10 | 58.5845
2034 | 11 | 25 | 11 | 53.6033
2034 | 11 | 25 | 12 | 49.8799
2034 | 11 | 25 | 13 | 48.9032
2034 | 11 | 25 | 14 | 47.5267
2034 | 11 | 25 | 15 | 48.786
2034 | 11 | 25 | 16 | 55.3012
2034 | 11 | 25 | 17 | 65.379
2034 | 11 | 25 | 18 | 70.552
2034 | 11 | 25 | 19 | 66.0112
2034 | 11 | 25 | 20 | 62.4236
2034 | 11 | 25 | 21 | 59.2842
2034 | 11 | 25 | 22 | 57.4521
2034 | 11 | 25 | 23 | 55.5628
2034 | 11 | 26 | 0 | 55.1451
2034 | 11 | 26 | 1 | 53.5186
2034 | 11 | 26 | 2 | 52.2779
2034 | 11 | 26 | 3 | 51.7441
2034 | 11 | 26 | 4 | 51.7501
2034 | 11 | 26 | 5 | 51.4881
2034 | 11 | 26 | 6 | 49.816
2034 | 11 | 26 | 7 | 51.8871
2034 | 11 | 26 | 8 | 60.8937
2034 | 11 | 26 | 9 | 61.9275
2034 | 11 | 26 | 10 | 56.9537
2034 | 11 | 26 | 11 | 51.8008
2034 | 11 | 26 | 12 | 51.8271
2034 | 11 | 26 | 13 | 51.4508
2034 | 11 | 26 | 14 | 51.2146
2034 | 11 | 26 | 15 | 53.0034
2034 | 11 | 26 | 16 | 60.3308
2034 | 11 | 26 | 17 | 71.2271
2034 | 11 | 26 | 18 | 75.5824
2034 | 11 | 26 | 19 | 68.5904
2034 | 11 | 26 | 20 | 64.4373
2034 | 11 | 26 | 21 | 60.7377
2034 | 11 | 26 | 22 | 58.1393
2034 | 11 | 26 | 23 | 55.9507
2034 | 11 | 27 | 0 | 54.0092
2034 | 11 | 27 | 1 | 54.7521
2034 | 11 | 27 | 2 | 54.0685
2034 | 11 | 27 | 3 | 54.1779
2034 | 11 | 27 | 4 | 54.8251
2034 | 11 | 27 | 5 | 55.6022
2034 | 11 | 27 | 6 | 55.61
2034 | 11 | 27 | 7 | 60.552
2034 | 11 | 27 | 8 | 70.6065
2034 | 11 | 27 | 9 | 69.6428
2034 | 11 | 27 | 10 | 62.7944
2034 | 11 | 27 | 11 | 57.0224
2034 | 11 | 27 | 12 | 56.0328
2034 | 11 | 27 | 13 | 55.0462
2034 | 11 | 27 | 14 | 55.047
2034 | 11 | 27 | 15 | 57.2007
2034 | 11 | 27 | 16 | 63.8511
2034 | 11 | 27 | 17 | 74.7864
2034 | 11 | 27 | 18 | 79.9417
2034 | 11 | 27 | 19 | 73.7402
2034 | 11 | 27 | 20 | 70.7908
2034 | 11 | 27 | 21 | 67.4593
2034 | 11 | 27 | 22 | 64.6607
2034 | 11 | 27 | 23 | 61.7953
2034 | 11 | 28 | 0 | 61.5689
2034 | 11 | 28 | 1 | 59.575
2034 | 11 | 28 | 2 | 58.3264
2034 | 11 | 28 | 3 | 57.977
2034 | 11 | 28 | 4 | 58.1779
2034 | 11 | 28 | 5 | 58.4539
2034 | 11 | 28 | 6 | 60.0482
2034 | 11 | 28 | 7 | 64.3649
2034 | 11 | 28 | 8 | 71.9737
2034 | 11 | 28 | 9 | 69.7669
2034 | 11 | 28 | 10 | 63.2752
2034 | 11 | 28 | 11 | 57.8888
2034 | 11 | 28 | 12 | 55.8318
2034 | 11 | 28 | 13 | 54.6983
2034 | 11 | 28 | 14 | 53.7107
2034 | 11 | 28 | 15 | 55.1239
2034 | 11 | 28 | 16 | 60.5614
2034 | 11 | 28 | 17 | 69.3086
2034 | 11 | 28 | 18 | 78.8454
2034 | 11 | 28 | 19 | 72.459
2034 | 11 | 28 | 20 | 69.6102
2034 | 11 | 28 | 21 | 66.2507
2034 | 11 | 28 | 22 | 63.6431
2034 | 11 | 28 | 23 | 60.7821
2034 | 11 | 29 | 0 | 59.9888
2034 | 11 | 29 | 1 | 58.5272
2034 | 11 | 29 | 2 | 57.2927
2034 | 11 | 29 | 3 | 56.9695
2034 | 11 | 29 | 4 | 57.2022
2034 | 11 | 29 | 5 | 57.5575
2034 | 11 | 29 | 6 | 58.4037
2034 | 11 | 29 | 7 | 62.9176
2034 | 11 | 29 | 8 | 72.2936
2034 | 11 | 29 | 9 | 71.1442
2034 | 11 | 29 | 10 | 63.7943
2034 | 11 | 29 | 11 | 57.6938
2034 | 11 | 29 | 12 | 57.7913
2034 | 11 | 29 | 13 | 57.2156
2034 | 11 | 29 | 14 | 57.038
2034 | 11 | 29 | 15 | 58.5485
2034 | 11 | 29 | 16 | 64.7197
2034 | 11 | 29 | 17 | 75.6106
2034 | 11 | 29 | 18 | 81.1487
2034 | 11 | 29 | 19 | 75.1472
2034 | 11 | 29 | 20 | 72.5093
2034 | 11 | 29 | 21 | 69.5296
2034 | 11 | 29 | 22 | 66.9208
2034 | 11 | 29 | 23 | 64.0671
2034 | 11 | 30 | 0 | 60.3287
2034 | 11 | 30 | 1 | 60.6435
2034 | 11 | 30 | 2 | 59.617
2034 | 11 | 30 | 3 | 59.5069
2034 | 11 | 30 | 4 | 59.954
2034 | 11 | 30 | 5 | 60.518
2034 | 11 | 30 | 6 | 61.0704
2034 | 11 | 30 | 7 | 65.3345
2034 | 11 | 30 | 8 | 73.1197
2034 | 11 | 30 | 9 | 70.753
2034 | 11 | 30 | 10 | 63.5451
2034 | 11 | 30 | 11 | 57.739
2034 | 11 | 30 | 12 | 55.6929
2034 | 11 | 30 | 13 | 54.5584
2034 | 11 | 30 | 14 | 53.8572
2034 | 11 | 30 | 15 | 55.1008
2034 | 11 | 30 | 16 | 60.2797
2034 | 11 | 30 | 17 | 69.7846
2034 | 11 | 30 | 18 | 78.4689
2034 | 11 | 30 | 19 | 74.4573
2034 | 11 | 30 | 20 | 72.7149
2034 | 11 | 30 | 21 | 70.2179
2034 | 11 | 30 | 22 | 67.9262
2034 | 11 | 30 | 23 | 64.975
2034 | 12 | 1 | 0 | 63.6035
2034 | 12 | 1 | 1 | 59.5232
2034 | 12 | 1 | 2 | 58.2038
2034 | 12 | 1 | 3 | 57.7636
2034 | 12 | 1 | 4 | 57.938
2034 | 12 | 1 | 5 | 58.4956
2034 | 12 | 1 | 6 | 59.6588
2034 | 12 | 1 | 7 | 64.1788
2034 | 12 | 1 | 8 | 73.2835
2034 | 12 | 1 | 9 | 72.8597
2034 | 12 | 1 | 10 | 66.3953
2034 | 12 | 1 | 11 | 60.2174
2034 | 12 | 1 | 12 | 59.1036
2034 | 12 | 1 | 13 | 59.6835
2034 | 12 | 1 | 14 | 59.5299
2034 | 12 | 1 | 15 | 59.5946
2034 | 12 | 1 | 16 | 63.8313
2034 | 12 | 1 | 17 | 71.6614
2034 | 12 | 1 | 18 | 76.8038
2034 | 12 | 1 | 19 | 71.5183
2034 | 12 | 1 | 20 | 69.1106
2034 | 12 | 1 | 21 | 66.3289
2034 | 12 | 1 | 22 | 64.2557
2034 | 12 | 1 | 23 | 61.4291
2034 | 12 | 2 | 0 | 58.7827
2034 | 12 | 2 | 1 | 54.8242
2034 | 12 | 2 | 2 | 53.3896
2034 | 12 | 2 | 3 | 52.6711
2034 | 12 | 2 | 4 | 52.5241
2034 | 12 | 2 | 5 | 52.6361
2034 | 12 | 2 | 6 | 52.3908
2034 | 12 | 2 | 7 | 54.7514
2034 | 12 | 2 | 8 | 62.9075
2034 | 12 | 2 | 9 | 64.4018
2034 | 12 | 2 | 10 | 60.1197
2034 | 12 | 2 | 11 | 55.2978
2034 | 12 | 2 | 12 | 54.5118
2034 | 12 | 2 | 13 | 55.1692
2034 | 12 | 2 | 14 | 54.7586
2034 | 12 | 2 | 15 | 55.4133
2034 | 12 | 2 | 16 | 60.13
2034 | 12 | 2 | 17 | 68.2769
2034 | 12 | 2 | 18 | 71.0536
2034 | 12 | 2 | 19 | 66.0128
2034 | 12 | 2 | 20 | 62.2173
2034 | 12 | 2 | 21 | 58.957
2034 | 12 | 2 | 22 | 56.9518
2034 | 12 | 2 | 23 | 54.9547
2034 | 12 | 3 | 0 | 54.3454
2034 | 12 | 3 | 1 | 51.2796
2034 | 12 | 3 | 2 | 49.8259
2034 | 12 | 3 | 3 | 49.106
2034 | 12 | 3 | 4 | 48.9738
2034 | 12 | 3 | 5 | 48.8599
2034 | 12 | 3 | 6 | 48.1238
2034 | 12 | 3 | 7 | 49.787
2034 | 12 | 3 | 8 | 57.9517
2034 | 12 | 3 | 9 | 59.4858
2034 | 12 | 3 | 10 | 55.7021
2034 | 12 | 3 | 11 | 50.8023
2034 | 12 | 3 | 12 | 52.2682
2034 | 12 | 3 | 13 | 54.1619
2034 | 12 | 3 | 14 | 54.7102
2034 | 12 | 3 | 15 | 55.3895
2034 | 12 | 3 | 16 | 59.9493
2034 | 12 | 3 | 17 | 68.2107
2034 | 12 | 3 | 18 | 72.0083
2034 | 12 | 3 | 19 | 65.1736
2034 | 12 | 3 | 20 | 61.1412
2034 | 12 | 3 | 21 | 57.4567
2034 | 12 | 3 | 22 | 54.8009
2034 | 12 | 3 | 23 | 52.5361
2034 | 12 | 4 | 0 | 51.4816
2034 | 12 | 4 | 1 | 48.78
2034 | 12 | 4 | 2 | 47.5108
2034 | 12 | 4 | 3 | 47.0783
2034 | 12 | 4 | 4 | 47.1552
2034 | 12 | 4 | 5 | 47.7515
2034 | 12 | 4 | 6 | 48.7935
2034 | 12 | 4 | 7 | 53.1234
2034 | 12 | 4 | 8 | 62.2514
2034 | 12 | 4 | 9 | 62.0109
2034 | 12 | 4 | 10 | 57.307
2034 | 12 | 4 | 11 | 53.285
2034 | 12 | 4 | 12 | 52.791
2034 | 12 | 4 | 13 | 53.6038
2034 | 12 | 4 | 14 | 53.7063
2034 | 12 | 4 | 15 | 54.1093
2034 | 12 | 4 | 16 | 58.2365
2034 | 12 | 4 | 17 | 66.4369
2034 | 12 | 4 | 18 | 72.9654
2034 | 12 | 4 | 19 | 66.9269
2034 | 12 | 4 | 20 | 64.0679
2034 | 12 | 4 | 21 | 60.8383
2034 | 12 | 4 | 22 | 58.4007
2034 | 12 | 4 | 23 | 55.8656
2034 | 12 | 5 | 0 | 52.2592
2034 | 12 | 5 | 1 | 50.03
2034 | 12 | 5 | 2 | 48.7089
2034 | 12 | 5 | 3 | 48.5179
2034 | 12 | 5 | 4 | 48.8875
2034 | 12 | 5 | 5 | 49.7663
2034 | 12 | 5 | 6 | 51.4188
2034 | 12 | 5 | 7 | 56.2892
2034 | 12 | 5 | 8 | 65.7599
2034 | 12 | 5 | 9 | 65.1704
2034 | 12 | 5 | 10 | 58.7128
2034 | 12 | 5 | 11 | 52.6921
2034 | 12 | 5 | 12 | 52.9427
2034 | 12 | 5 | 13 | 53.4305
2034 | 12 | 5 | 14 | 54.097
2034 | 12 | 5 | 15 | 55.7076
2034 | 12 | 5 | 16 | 61.4074
2034 | 12 | 5 | 17 | 70.2279
2034 | 12 | 5 | 18 | 73.3414
2034 | 12 | 5 | 19 | 68.4351
2034 | 12 | 5 | 20 | 66.206
2034 | 12 | 5 | 21 | 63.3828
2034 | 12 | 5 | 22 | 60.972
2034 | 12 | 5 | 23 | 58.218
2034 | 12 | 6 | 0 | 57.5331
2034 | 12 | 6 | 1 | 54.6261
2034 | 12 | 6 | 2 | 53.3141
2034 | 12 | 6 | 3 | 52.9421
2034 | 12 | 6 | 4 | 53.1507
2034 | 12 | 6 | 5 | 53.7318
2034 | 12 | 6 | 6 | 54.3277
2034 | 12 | 6 | 7 | 58.5559
2034 | 12 | 6 | 8 | 66.9936
2034 | 12 | 6 | 9 | 66.0542
2034 | 12 | 6 | 10 | 60.3975
2034 | 12 | 6 | 11 | 55.2374
2034 | 12 | 6 | 12 | 56.1153
2034 | 12 | 6 | 13 | 56.6879
2034 | 12 | 6 | 14 | 56.6964
2034 | 12 | 6 | 15 | 57.136
2034 | 12 | 6 | 16 | 61.4442
2034 | 12 | 6 | 17 | 70.2161
2034 | 12 | 6 | 18 | 75.5973
2034 | 12 | 6 | 19 | 69.4343
2034 | 12 | 6 | 20 | 66.7894
2034 | 12 | 6 | 21 | 63.6092
2034 | 12 | 6 | 22 | 61.0468
2034 | 12 | 6 | 23 | 58.2108
2034 | 12 | 7 | 0 | 56.0563
2034 | 12 | 7 | 1 | 54.0095
2034 | 12 | 7 | 2 | 52.6453
2034 | 12 | 7 | 3 | 52.2921
2034 | 12 | 7 | 4 | 52.4788
2034 | 12 | 7 | 5 | 53.1774
2034 | 12 | 7 | 6 | 54.3364
2034 | 12 | 7 | 7 | 58.6961
2034 | 12 | 7 | 8 | 67.6995
2034 | 12 | 7 | 9 | 67.5106
2034 | 12 | 7 | 10 | 61.8791
2034 | 12 | 7 | 11 | 55.8379
2034 | 12 | 7 | 12 | 54.7548
2034 | 12 | 7 | 13 | 55.8795
2034 | 12 | 7 | 14 | 56.7708
2034 | 12 | 7 | 15 | 57.7772
2034 | 12 | 7 | 16 | 61.853
2034 | 12 | 7 | 17 | 71.2637
2034 | 12 | 7 | 18 | 72.4136
2034 | 12 | 7 | 19 | 67.967
2034 | 12 | 7 | 20 | 65.9283
2034 | 12 | 7 | 21 | 63.2915
2034 | 12 | 7 | 22 | 60.9362
2034 | 12 | 7 | 23 | 57.9257
2034 | 12 | 8 | 0 | 56.8537
2034 | 12 | 8 | 1 | 55.0808
2034 | 12 | 8 | 2 | 53.6742
2034 | 12 | 8 | 3 | 53.229
2034 | 12 | 8 | 4 | 53.3527
2034 | 12 | 8 | 5 | 53.893
2034 | 12 | 8 | 6 | 54.3861
2034 | 12 | 8 | 7 | 58.7914
2034 | 12 | 8 | 8 | 67.5063
2034 | 12 | 8 | 9 | 66.9599
2034 | 12 | 8 | 10 | 60.5932
2034 | 12 | 8 | 11 | 55.1005
2034 | 12 | 8 | 12 | 56.2974
2034 | 12 | 8 | 13 | 56.736
2034 | 12 | 8 | 14 | 56.5172
2034 | 12 | 8 | 15 | 56.9575
2034 | 12 | 8 | 16 | 62.0815
2034 | 12 | 8 | 17 | 70.8367
2034 | 12 | 8 | 18 | 76.3332
2034 | 12 | 8 | 19 | 70.0488
2034 | 12 | 8 | 20 | 67.2188
2034 | 12 | 8 | 21 | 64.3896
2034 | 12 | 8 | 22 | 62.3925
2034 | 12 | 8 | 23 | 59.6636
2034 | 12 | 9 | 0 | 55.77
2034 | 12 | 9 | 1 | 52.2074
2034 | 12 | 9 | 2 | 50.6753
2034 | 12 | 9 | 3 | 49.9451
2034 | 12 | 9 | 4 | 49.768
2034 | 12 | 9 | 5 | 49.6809
2034 | 12 | 9 | 6 | 49.0957
2034 | 12 | 9 | 7 | 51.5869
2034 | 12 | 9 | 8 | 60.4353
2034 | 12 | 9 | 9 | 62.1683
2034 | 12 | 9 | 10 | 57.8777
2034 | 12 | 9 | 11 | 52.9963
2034 | 12 | 9 | 12 | 52.8818
2034 | 12 | 9 | 13 | 53.1378
2034 | 12 | 9 | 14 | 52.8155
2034 | 12 | 9 | 15 | 53.6664
2034 | 12 | 9 | 16 | 58.9938
2034 | 12 | 9 | 17 | 68.05
2034 | 12 | 9 | 18 | 71.8357
2034 | 12 | 9 | 19 | 65.047
2034 | 12 | 9 | 20 | 60.818
2034 | 12 | 9 | 21 | 57.3573
2034 | 12 | 9 | 22 | 55.356
2034 | 12 | 9 | 23 | 53.3517
2034 | 12 | 10 | 0 | 52.9335
2034 | 12 | 10 | 1 | 50.3772
2034 | 12 | 10 | 2 | 48.9121
2034 | 12 | 10 | 3 | 48.2713
2034 | 12 | 10 | 4 | 48.1909
2034 | 12 | 10 | 5 | 48.0217
2034 | 12 | 10 | 6 | 47.3135
2034 | 12 | 10 | 7 | 49.1329
2034 | 12 | 10 | 8 | 57.8788
2034 | 12 | 10 | 9 | 59.5057
2034 | 12 | 10 | 10 | 55.4547
2034 | 12 | 10 | 11 | 50.6173
2034 | 12 | 10 | 12 | 51.5248
2034 | 12 | 10 | 13 | 52.2509
2034 | 12 | 10 | 14 | 52.5827
2034 | 12 | 10 | 15 | 53.6609
2034 | 12 | 10 | 16 | 59.3489
2034 | 12 | 10 | 17 | 69.1359
2034 | 12 | 10 | 18 | 71.6252
2034 | 12 | 10 | 19 | 64.7532
2034 | 12 | 10 | 20 | 60.901
2034 | 12 | 10 | 21 | 57.3613
2034 | 12 | 10 | 22 | 54.7809
2034 | 12 | 10 | 23 | 52.4343
2034 | 12 | 11 | 0 | 52.8224
2034 | 12 | 11 | 1 | 50.8138
2034 | 12 | 11 | 2 | 49.7991
2034 | 12 | 11 | 3 | 49.6502
2034 | 12 | 11 | 4 | 50.0033
2034 | 12 | 11 | 5 | 50.7324
2034 | 12 | 11 | 6 | 51.8694
2034 | 12 | 11 | 7 | 56.3414
2034 | 12 | 11 | 8 | 65.5587
2034 | 12 | 11 | 9 | 65.151
2034 | 12 | 11 | 10 | 59.8607
2034 | 12 | 11 | 11 | 55.1636
2034 | 12 | 11 | 12 | 55.0629
2034 | 12 | 11 | 13 | 55.4533
2034 | 12 | 11 | 14 | 55.7023
2034 | 12 | 11 | 15 | 56.6808
2034 | 12 | 11 | 16 | 61.068
2034 | 12 | 11 | 17 | 70.0949
2034 | 12 | 11 | 18 | 75.4456
2034 | 12 | 11 | 19 | 69.3321
2034 | 12 | 11 | 20 | 66.5127
2034 | 12 | 11 | 21 | 63.2558
2034 | 12 | 11 | 22 | 60.5936
2034 | 12 | 11 | 23 | 57.7416
2034 | 12 | 12 | 0 | 56.2731
2034 | 12 | 12 | 1 | 54.8912
2034 | 12 | 12 | 2 | 53.6513
2034 | 12 | 12 | 3 | 53.4362
2034 | 12 | 12 | 4 | 53.6934
2034 | 12 | 12 | 5 | 54.2721
2034 | 12 | 12 | 6 | 55.0353
2034 | 12 | 12 | 7 | 59.4831
2034 | 12 | 12 | 8 | 67.8676
2034 | 12 | 12 | 9 | 66.7031
2034 | 12 | 12 | 10 | 60.5217
2034 | 12 | 12 | 11 | 55.1622
2034 | 12 | 12 | 12 | 55.6485
2034 | 12 | 12 | 13 | 56.0249
2034 | 12 | 12 | 14 | 55.9367
2034 | 12 | 12 | 15 | 57.1528
2034 | 12 | 12 | 16 | 61.82
2034 | 12 | 12 | 17 | 70.3659
2034 | 12 | 12 | 18 | 75.7556
2034 | 12 | 12 | 19 | 70.0451
2034 | 12 | 12 | 20 | 67.5382
2034 | 12 | 12 | 21 | 64.4955
2034 | 12 | 12 | 22 | 62.0125
2034 | 12 | 12 | 23 | 59.13
2034 | 12 | 13 | 0 | 57.0138
2034 | 12 | 13 | 1 | 54.8046
2034 | 12 | 13 | 2 | 53.3825
2034 | 12 | 13 | 3 | 52.9531
2034 | 12 | 13 | 4 | 53.0545
2034 | 12 | 13 | 5 | 53.5001
2034 | 12 | 13 | 6 | 54.7813
2034 | 12 | 13 | 7 | 59.0348
2034 | 12 | 13 | 8 | 67.9678
2034 | 12 | 13 | 9 | 67.7216
2034 | 12 | 13 | 10 | 62.0076
2034 | 12 | 13 | 11 | 56.6455
2034 | 12 | 13 | 12 | 56.3851
2034 | 12 | 13 | 13 | 57.0919
2034 | 12 | 13 | 14 | 57.0692
2034 | 12 | 13 | 15 | 57.4661
2034 | 12 | 13 | 16 | 61.4181
2034 | 12 | 13 | 17 | 70.5887
2034 | 12 | 13 | 18 | 74.4845
2034 | 12 | 13 | 19 | 68.5718
2034 | 12 | 13 | 20 | 66.0511
2034 | 12 | 13 | 21 | 63.049
2034 | 12 | 13 | 22 | 60.3773
2034 | 12 | 13 | 23 | 57.3884
2034 | 12 | 14 | 0 | 56.6272
2034 | 12 | 14 | 1 | 53.9121
2034 | 12 | 14 | 2 | 52.4639
2034 | 12 | 14 | 3 | 52.0442
2034 | 12 | 14 | 4 | 52.1402
2034 | 12 | 14 | 5 | 52.6676
2034 | 12 | 14 | 6 | 54.4634
2034 | 12 | 14 | 7 | 58.562
2034 | 12 | 14 | 8 | 66.7388
2034 | 12 | 14 | 9 | 66.4345
2034 | 12 | 14 | 10 | 61.2058
2034 | 12 | 14 | 11 | 56.0299
2034 | 12 | 14 | 12 | 55.941
2034 | 12 | 14 | 13 | 56.4392
2034 | 12 | 14 | 14 | 56.7693
2034 | 12 | 14 | 15 | 57.505
2034 | 12 | 14 | 16 | 61.6848
2034 | 12 | 14 | 17 | 70.6279
2034 | 12 | 14 | 18 | 76.4703
2034 | 12 | 14 | 19 | 70.6102
2034 | 12 | 14 | 20 | 68.1092
2034 | 12 | 14 | 21 | 65.3099
2034 | 12 | 14 | 22 | 62.9759
2034 | 12 | 14 | 23 | 60.0511
2034 | 12 | 15 | 0 | 56.6259
2034 | 12 | 15 | 1 | 54.5957
2034 | 12 | 15 | 2 | 53.0417
2034 | 12 | 15 | 3 | 52.5022
2034 | 12 | 15 | 4 | 52.5222
2034 | 12 | 15 | 5 | 52.9399
2034 | 12 | 15 | 6 | 53.6425
2034 | 12 | 15 | 7 | 58.1852
2034 | 12 | 15 | 8 | 67.5408
2034 | 12 | 15 | 9 | 67.8799
2034 | 12 | 15 | 10 | 61.8619
2034 | 12 | 15 | 11 | 56.3192
2034 | 12 | 15 | 12 | 56.0897
2034 | 12 | 15 | 13 | 56.3758
2034 | 12 | 15 | 14 | 55.8963
2034 | 12 | 15 | 15 | 56.3425
2034 | 12 | 15 | 16 | 61.4973
2034 | 12 | 15 | 17 | 70.587
2034 | 12 | 15 | 18 | 76.7945
2034 | 12 | 15 | 19 | 70.2636
2034 | 12 | 15 | 20 | 67.3431
2034 | 12 | 15 | 21 | 64.5323
2034 | 12 | 15 | 22 | 62.5579
2034 | 12 | 15 | 23 | 59.811
2034 | 12 | 16 | 0 | 56.1382
2034 | 12 | 16 | 1 | 52.4364
2034 | 12 | 16 | 2 | 50.8815
2034 | 12 | 16 | 3 | 50.1588
2034 | 12 | 16 | 4 | 49.9572
2034 | 12 | 16 | 5 | 49.7538
2034 | 12 | 16 | 6 | 48.7724
2034 | 12 | 16 | 7 | 51.3285
2034 | 12 | 16 | 8 | 60.3998
2034 | 12 | 16 | 9 | 62.4123
2034 | 12 | 16 | 10 | 58.2018
2034 | 12 | 16 | 11 | 53.414
2034 | 12 | 16 | 12 | 53.0695
2034 | 12 | 16 | 13 | 53.152
2034 | 12 | 16 | 14 | 52.5875
2034 | 12 | 16 | 15 | 53.4719
2034 | 12 | 16 | 16 | 58.8769
2034 | 12 | 16 | 17 | 68.3689
2034 | 12 | 16 | 18 | 72.3218
2034 | 12 | 16 | 19 | 65.298
2034 | 12 | 16 | 20 | 61.021
2034 | 12 | 16 | 21 | 57.5753
2034 | 12 | 16 | 22 | 55.5763
2034 | 12 | 16 | 23 | 53.5107
2034 | 12 | 17 | 0 | 53.5362
2034 | 12 | 17 | 1 | 50.4244
2034 | 12 | 17 | 2 | 48.9396
2034 | 12 | 17 | 3 | 48.3163
2034 | 12 | 17 | 4 | 48.1975
2034 | 12 | 17 | 5 | 47.8992
2034 | 12 | 17 | 6 | 47.0193
2034 | 12 | 17 | 7 | 48.7259
2034 | 12 | 17 | 8 | 57.1605
2034 | 12 | 17 | 9 | 58.7675
2034 | 12 | 17 | 10 | 54.8441
2034 | 12 | 17 | 11 | 50.3599
2034 | 12 | 17 | 12 | 48.5162
2034 | 12 | 17 | 13 | 49.2452
2034 | 12 | 17 | 14 | 48.9176
2034 | 12 | 17 | 15 | 49.4242
2034 | 12 | 17 | 16 | 53.8682
2034 | 12 | 17 | 17 | 63.3418
2034 | 12 | 17 | 18 | 71.3831
2034 | 12 | 17 | 19 | 64.4024
2034 | 12 | 17 | 20 | 60.5533
2034 | 12 | 17 | 21 | 57.0423
2034 | 12 | 17 | 22 | 54.4452
2034 | 12 | 17 | 23 | 52.0213
2034 | 12 | 18 | 0 | 52.6045
2034 | 12 | 18 | 1 | 50.4501
2034 | 12 | 18 | 2 | 49.3133
2034 | 12 | 18 | 3 | 49.0627
2034 | 12 | 18 | 4 | 49.2727
2034 | 12 | 18 | 5 | 49.8153
2034 | 12 | 18 | 6 | 51.1201
2034 | 12 | 18 | 7 | 55.4381
2034 | 12 | 18 | 8 | 64.256
2034 | 12 | 18 | 9 | 64.0603
2034 | 12 | 18 | 10 | 59.3417
2034 | 12 | 18 | 11 | 55.1221
2034 | 12 | 18 | 12 | 55.1893
2034 | 12 | 18 | 13 | 55.6577
2034 | 12 | 18 | 14 | 55.4375
2034 | 12 | 18 | 15 | 56.3708
2034 | 12 | 18 | 16 | 60.7979
2034 | 12 | 18 | 17 | 70.1542
2034 | 12 | 18 | 18 | 74.4322
2034 | 12 | 18 | 19 | 69.2705
2034 | 12 | 18 | 20 | 66.7969
2034 | 12 | 18 | 21 | 63.7814
2034 | 12 | 18 | 22 | 61.3199
2034 | 12 | 18 | 23 | 58.5109
2034 | 12 | 19 | 0 | 55.2746
2034 | 12 | 19 | 1 | 53.0337
2034 | 12 | 19 | 2 | 51.5586
2034 | 12 | 19 | 3 | 51.1626
2034 | 12 | 19 | 4 | 51.2144
2034 | 12 | 19 | 5 | 51.5962
2034 | 12 | 19 | 6 | 52.5228
2034 | 12 | 19 | 7 | 56.9918
2034 | 12 | 19 | 8 | 65.6875
2034 | 12 | 19 | 9 | 65.395
2034 | 12 | 19 | 10 | 59.7303
2034 | 12 | 19 | 11 | 54.8054
2034 | 12 | 19 | 12 | 54.3357
2034 | 12 | 19 | 13 | 54.6294
2034 | 12 | 19 | 14 | 54.5836
2034 | 12 | 19 | 15 | 55.5259
2034 | 12 | 19 | 16 | 59.8098
2034 | 12 | 19 | 17 | 68.5588
2034 | 12 | 19 | 18 | 73.3929
2034 | 12 | 19 | 19 | 67.0513
2034 | 12 | 19 | 20 | 64.2448
2034 | 12 | 19 | 21 | 61.0961
2034 | 12 | 19 | 22 | 58.5154
2034 | 12 | 19 | 23 | 55.5752
2034 | 12 | 20 | 0 | 55.5143
2034 | 12 | 20 | 1 | 52.6443
2034 | 12 | 20 | 2 | 51.1175
2034 | 12 | 20 | 3 | 50.6245
2034 | 12 | 20 | 4 | 50.6117
2034 | 12 | 20 | 5 | 50.9328
2034 | 12 | 20 | 6 | 51.784
2034 | 12 | 20 | 7 | 56.0316
2034 | 12 | 20 | 8 | 64.9267
2034 | 12 | 20 | 9 | 65.0343
2034 | 12 | 20 | 10 | 59.7612
2034 | 12 | 20 | 11 | 54.9757
2034 | 12 | 20 | 12 | 55.5829
2034 | 12 | 20 | 13 | 56.2785
2034 | 12 | 20 | 14 | 56.0304
2034 | 12 | 20 | 15 | 56.4799
2034 | 12 | 20 | 16 | 60.8941
2034 | 12 | 20 | 17 | 70.6856
2034 | 12 | 20 | 18 | 76.0411
2034 | 12 | 20 | 19 | 69.3106
2034 | 12 | 20 | 20 | 66.4091
2034 | 12 | 20 | 21 | 63.3389
2034 | 12 | 20 | 22 | 60.7838
2034 | 12 | 20 | 23 | 57.9282
2034 | 12 | 21 | 0 | 54.6337
2034 | 12 | 21 | 1 | 52.8397
2034 | 12 | 21 | 2 | 51.4748
2034 | 12 | 21 | 3 | 51.2247
2034 | 12 | 21 | 4 | 51.4803
2034 | 12 | 21 | 5 | 52.1242
2034 | 12 | 21 | 6 | 53.2961
2034 | 12 | 21 | 7 | 57.7652
2034 | 12 | 21 | 8 | 66.7208
2034 | 12 | 21 | 9 | 66.9148
2034 | 12 | 21 | 10 | 61.2594
2034 | 12 | 21 | 11 | 55.7178
2034 | 12 | 21 | 12 | 55.1938
2034 | 12 | 21 | 13 | 55.7109
2034 | 12 | 21 | 14 | 55.744
2034 | 12 | 21 | 15 | 56.9112
2034 | 12 | 21 | 16 | 61.5842
2034 | 12 | 21 | 17 | 71.7229
2034 | 12 | 21 | 18 | 76.5528
2034 | 12 | 21 | 19 | 71.6062
2034 | 12 | 21 | 20 | 69.4391
2034 | 12 | 21 | 21 | 66.8802
2034 | 12 | 21 | 22 | 64.5956
2034 | 12 | 21 | 23 | 61.5893
2034 | 12 | 22 | 0 | 59.0342
2034 | 12 | 22 | 1 | 57.9624
2034 | 12 | 22 | 2 | 56.6939
2034 | 12 | 22 | 3 | 56.4699
2034 | 12 | 22 | 4 | 56.8173
2034 | 12 | 22 | 5 | 57.3837
2034 | 12 | 22 | 6 | 60.0096
2034 | 12 | 22 | 7 | 64.3926
2034 | 12 | 22 | 8 | 71.8547
2034 | 12 | 22 | 9 | 69.2852
2034 | 12 | 22 | 10 | 62.0875
2034 | 12 | 22 | 11 | 56.302
2034 | 12 | 22 | 12 | 57.7808
2034 | 12 | 22 | 13 | 57.9837
2034 | 12 | 22 | 14 | 56.9592
2034 | 12 | 22 | 15 | 57.6597
2034 | 12 | 22 | 16 | 62.3523
2034 | 12 | 22 | 17 | 72.0721
2034 | 12 | 22 | 18 | 80.8548
2034 | 12 | 22 | 19 | 75.578
2034 | 12 | 22 | 20 | 73.1889
2034 | 12 | 22 | 21 | 70.5834
2034 | 12 | 22 | 22 | 68.5624
2034 | 12 | 22 | 23 | 65.5503
2034 | 12 | 23 | 0 | 62.3979
2034 | 12 | 23 | 1 | 62.1795
2034 | 12 | 23 | 2 | 60.874
2034 | 12 | 23 | 3 | 60.4496
2034 | 12 | 23 | 4 | 60.3695
2034 | 12 | 23 | 5 | 60.3788
2034 | 12 | 23 | 6 | 59.7739
2034 | 12 | 23 | 7 | 61.9516
2034 | 12 | 23 | 8 | 68.8881
2034 | 12 | 23 | 9 | 69.0558
2034 | 12 | 23 | 10 | 65.3521
2034 | 12 | 23 | 11 | 60.6085
2034 | 12 | 23 | 12 | 59.7767
2034 | 12 | 23 | 13 | 58.58
2034 | 12 | 23 | 14 | 57.1136
2034 | 12 | 23 | 15 | 58.4101
2034 | 12 | 23 | 16 | 64.5081
2034 | 12 | 23 | 17 | 74.6911
2034 | 12 | 23 | 18 | 81.3623
2034 | 12 | 23 | 19 | 75.0955
2034 | 12 | 23 | 20 | 70.8375
2034 | 12 | 23 | 21 | 67.4704
2034 | 12 | 23 | 22 | 65.2828
2034 | 12 | 23 | 23 | 63.0563
2034 | 12 | 24 | 0 | 61.9647
2034 | 12 | 24 | 1 | 59.6785
2034 | 12 | 24 | 2 | 58.2093
2034 | 12 | 24 | 3 | 57.6952
2034 | 12 | 24 | 4 | 57.3431
2034 | 12 | 24 | 5 | 57.2763
2034 | 12 | 24 | 6 | 54.84
2034 | 12 | 24 | 7 | 56.3434
2034 | 12 | 24 | 8 | 63.6609
2034 | 12 | 24 | 9 | 65.8901
2034 | 12 | 24 | 10 | 63.4078
2034 | 12 | 24 | 11 | 59.0872
2034 | 12 | 24 | 12 | 59.5227
2034 | 12 | 24 | 13 | 58.975
2034 | 12 | 24 | 14 | 60.2266
2034 | 12 | 24 | 15 | 60.7891
2034 | 12 | 24 | 16 | 64.9729
2034 | 12 | 24 | 17 | 73.532
2034 | 12 | 24 | 18 | 77.5106
2034 | 12 | 24 | 19 | 69.538
2034 | 12 | 24 | 20 | 64.7364
2034 | 12 | 24 | 21 | 61.4286
2034 | 12 | 24 | 22 | 59.6548
2034 | 12 | 24 | 23 | 58.3872
2034 | 12 | 25 | 0 | 57.406
2034 | 12 | 25 | 1 | 54.5563
2034 | 12 | 25 | 2 | 53.1839
2034 | 12 | 25 | 3 | 52.4047
2034 | 12 | 25 | 4 | 52.3295
2034 | 12 | 25 | 5 | 52.2797
2034 | 12 | 25 | 6 | 52.0533
2034 | 12 | 25 | 7 | 53.8014
2034 | 12 | 25 | 8 | 60.6305
2034 | 12 | 25 | 9 | 62.9688
2034 | 12 | 25 | 10 | 60.5933
2034 | 12 | 25 | 11 | 57.5437
2034 | 12 | 25 | 12 | 58.0817
2034 | 12 | 25 | 13 | 58.8575
2034 | 12 | 25 | 14 | 59.6897
2034 | 12 | 25 | 15 | 59.4665
2034 | 12 | 25 | 16 | 62.4652
2034 | 12 | 25 | 17 | 69.3476
2034 | 12 | 25 | 18 | 71.9224
2034 | 12 | 25 | 19 | 63.8585
2034 | 12 | 25 | 20 | 59.56
2034 | 12 | 25 | 21 | 56.9749
2034 | 12 | 25 | 22 | 55.5038
2034 | 12 | 25 | 23 | 54.2862
2034 | 12 | 26 | 0 | 55.3618
2034 | 12 | 26 | 1 | 49.8028
2034 | 12 | 26 | 2 | 48.1948
2034 | 12 | 26 | 3 | 47.3827
2034 | 12 | 26 | 4 | 47.1707
2034 | 12 | 26 | 5 | 47.174
2034 | 12 | 26 | 6 | 47.5141
2034 | 12 | 26 | 7 | 48.9256
2034 | 12 | 26 | 8 | 54.7618
2034 | 12 | 26 | 9 | 56.8488
2034 | 12 | 26 | 10 | 55.0429
2034 | 12 | 26 | 11 | 54.2582
2034 | 12 | 26 | 12 | 57.3543
2034 | 12 | 26 | 13 | 58.1932
2034 | 12 | 26 | 14 | 57.5336
2034 | 12 | 26 | 15 | 56.6868
2034 | 12 | 26 | 16 | 60.0557
2034 | 12 | 26 | 17 | 65.6718
2034 | 12 | 26 | 18 | 70.8869
2034 | 12 | 26 | 19 | 64.2177
2034 | 12 | 26 | 20 | 60.9097
2034 | 12 | 26 | 21 | 57.8673
2034 | 12 | 26 | 22 | 56.0606
2034 | 12 | 26 | 23 | 54.5494
2034 | 12 | 27 | 0 | 52.7779
2034 | 12 | 27 | 1 | 53.7062
2034 | 12 | 27 | 2 | 52.2637
2034 | 12 | 27 | 3 | 51.7372
2034 | 12 | 27 | 4 | 51.8514
2034 | 12 | 27 | 5 | 52.0701
2034 | 12 | 27 | 6 | 51.9942
2034 | 12 | 27 | 7 | 55.3461
2034 | 12 | 27 | 8 | 63.6555
2034 | 12 | 27 | 9 | 65.2986
2034 | 12 | 27 | 10 | 60.9615
2034 | 12 | 27 | 11 | 56.5881
2034 | 12 | 27 | 12 | 57.1157
2034 | 12 | 27 | 13 | 56.8859
2034 | 12 | 27 | 14 | 55.4141
2034 | 12 | 27 | 15 | 57.8754
2034 | 12 | 27 | 16 | 63.0187
2034 | 12 | 27 | 17 | 71.964
2034 | 12 | 27 | 18 | 79.4723
2034 | 12 | 27 | 19 | 73.5587
2034 | 12 | 27 | 20 | 70.7106
2034 | 12 | 27 | 21 | 67.8154
2034 | 12 | 27 | 22 | 65.473
2034 | 12 | 27 | 23 | 63.1819
2034 | 12 | 28 | 0 | 58.1018
2034 | 12 | 28 | 1 | 56.568
2034 | 12 | 28 | 2 | 55.5101
2034 | 12 | 28 | 3 | 55.4012
2034 | 12 | 28 | 4 | 55.9426
2034 | 12 | 28 | 5 | 56.5712
2034 | 12 | 28 | 6 | 55.7541
2034 | 12 | 28 | 7 | 59.3852
2034 | 12 | 28 | 8 | 67.7739
2034 | 12 | 28 | 9 | 69.2702
2034 | 12 | 28 | 10 | 64.2825
2034 | 12 | 28 | 11 | 58.6878
2034 | 12 | 28 | 12 | 58.3723
2034 | 12 | 28 | 13 | 58.0532
2034 | 12 | 28 | 14 | 57.119
2034 | 12 | 28 | 15 | 60.5777
2034 | 12 | 28 | 16 | 65.9076
2034 | 12 | 28 | 17 | 75.6392
2034 | 12 | 28 | 18 | 81.1384
2034 | 12 | 28 | 19 | 76.7834
2034 | 12 | 28 | 20 | 74.5495
2034 | 12 | 28 | 21 | 72.0056
2034 | 12 | 28 | 22 | 69.7634
2034 | 12 | 28 | 23 | 67.1458
2034 | 12 | 29 | 0 | 64.1194
2034 | 12 | 29 | 1 | 61.7672
2034 | 12 | 29 | 2 | 60.5313
2034 | 12 | 29 | 3 | 60.0956
2034 | 12 | 29 | 4 | 60.3317
2034 | 12 | 29 | 5 | 60.5082
2034 | 12 | 29 | 6 | 60.4514
2034 | 12 | 29 | 7 | 63.9361
2034 | 12 | 29 | 8 | 71.8257
2034 | 12 | 29 | 9 | 72.7997
2034 | 12 | 29 | 10 | 67.6379
2034 | 12 | 29 | 11 | 62.2211
2034 | 12 | 29 | 12 | 61.5015
2034 | 12 | 29 | 13 | 61.0847
2034 | 12 | 29 | 14 | 59.1322
2034 | 12 | 29 | 15 | 61.5649
2034 | 12 | 29 | 16 | 66.2088
2034 | 12 | 29 | 17 | 74.9864
2034 | 12 | 29 | 18 | 80.5585
2034 | 12 | 29 | 19 | 74.2078
2034 | 12 | 29 | 20 | 71.0236
2034 | 12 | 29 | 21 | 67.9523
2034 | 12 | 29 | 22 | 65.6827
2034 | 12 | 29 | 23 | 62.9624
2034 | 12 | 30 | 0 | 62.4288
2034 | 12 | 30 | 1 | 58.8318
2034 | 12 | 30 | 2 | 57.371
2034 | 12 | 30 | 3 | 56.7424
2034 | 12 | 30 | 4 | 56.4729
2034 | 12 | 30 | 5 | 56.2721
2034 | 12 | 30 | 6 | 56.0593
2034 | 12 | 30 | 7 | 58.1449
2034 | 12 | 30 | 8 | 65.2688
2034 | 12 | 30 | 9 | 67.3572
2034 | 12 | 30 | 10 | 63.9469
2034 | 12 | 30 | 11 | 60.1802
2034 | 12 | 30 | 12 | 58.1236
2034 | 12 | 30 | 13 | 57.5756
2034 | 12 | 30 | 14 | 56.2879
2034 | 12 | 30 | 15 | 56.8657
2034 | 12 | 30 | 16 | 61.4919
2034 | 12 | 30 | 17 | 71.1979
2034 | 12 | 30 | 18 | 78.2275
2034 | 12 | 30 | 19 | 71.2687
2034 | 12 | 30 | 20 | 66.5985
2034 | 12 | 30 | 21 | 63.0479
2034 | 12 | 30 | 22 | 60.6812
2034 | 12 | 30 | 23 | 58.3489
2034 | 12 | 31 | 0 | 57.9003
2034 | 12 | 31 | 1 | 53.273
2034 | 12 | 31 | 2 | 51.4264
2034 | 12 | 31 | 3 | 50.2094
2034 | 12 | 31 | 4 | 49.7456
2034 | 12 | 31 | 5 | 49.2169
2034 | 12 | 31 | 6 | 48.565
2034 | 12 | 31 | 7 | 49.719
2034 | 12 | 31 | 8 | 56.6752
2034 | 12 | 31 | 9 | 59.4502
2034 | 12 | 31 | 10 | 57.2931
2034 | 12 | 31 | 11 | 56.1804
2034 | 12 | 31 | 12 | 58.9841
2034 | 12 | 31 | 13 | 59.7231
2034 | 12 | 31 | 14 | 58.1041
2034 | 12 | 31 | 15 | 58.3508
2034 | 12 | 31 | 16 | 61.0058
2034 | 12 | 31 | 17 | 67.3999
2034 | 12 | 31 | 18 | 70.7777
2034 | 12 | 31 | 19 | 62.9785
2034 | 12 | 31 | 20 | 57.325
2034 | 12 | 31 | 21 | 52.7365
2034 | 12 | 31 | 22 | 50.608
2034 | 12 | 31 | 23 | 49.9911
2035 | 1 | 1 | 0 | 51.525
2035 | 1 | 1 | 1 | 60.0772
2035 | 1 | 1 | 2 | 58.6539
2035 | 1 | 1 | 3 | 57.3878
2035 | 1 | 1 | 4 | 56.8435
2035 | 1 | 1 | 5 | 56.3846
2035 | 1 | 1 | 6 | 55.14
2035 | 1 | 1 | 7 | 56.1449
2035 | 1 | 1 | 8 | 61.8797
2035 | 1 | 1 | 9 | 63.0655
2035 | 1 | 1 | 10 | 60.897
2035 | 1 | 1 | 11 | 57.5988
2035 | 1 | 1 | 12 | 57.8847
2035 | 1 | 1 | 13 | 56.6645
2035 | 1 | 1 | 14 | 55.9441
2035 | 1 | 1 | 15 | 57.2946
2035 | 1 | 1 | 16 | 64.8013
2035 | 1 | 1 | 17 | 75.5967
2035 | 1 | 1 | 18 | 81.2703
2035 | 1 | 1 | 19 | 73.7434
2035 | 1 | 1 | 20 | 69.1704
2035 | 1 | 1 | 21 | 65.2145
2035 | 1 | 1 | 22 | 62.7578
2035 | 1 | 1 | 23 | 60.9568
2035 | 1 | 2 | 0 | 59.4315
2035 | 1 | 2 | 1 | 60.173
2035 | 1 | 2 | 2 | 59.1227
2035 | 1 | 2 | 3 | 59.0491
2035 | 1 | 2 | 4 | 59.4365
2035 | 1 | 2 | 5 | 59.9297
2035 | 1 | 2 | 6 | 60.9818
2035 | 1 | 2 | 7 | 65.2364
2035 | 1 | 2 | 8 | 72.7871
2035 | 1 | 2 | 9 | 70.566
2035 | 1 | 2 | 10 | 63.7106
2035 | 1 | 2 | 11 | 58.0333
2035 | 1 | 2 | 12 | 57.2215
2035 | 1 | 2 | 13 | 57.7869
2035 | 1 | 2 | 14 | 57.0483
2035 | 1 | 2 | 15 | 57.8762
2035 | 1 | 2 | 16 | 61.3748
2035 | 1 | 2 | 17 | 69.4775
2035 | 1 | 2 | 18 | 80.0443
2035 | 1 | 2 | 19 | 74.1855
2035 | 1 | 2 | 20 | 71.3532
2035 | 1 | 2 | 21 | 68.299
2035 | 1 | 2 | 22 | 65.8878
2035 | 1 | 2 | 23 | 63.3101
2035 | 1 | 3 | 0 | 61.4875
2035 | 1 | 3 | 1 | 60.148
2035 | 1 | 3 | 2 | 58.9396
2035 | 1 | 3 | 3 | 58.6436
2035 | 1 | 3 | 4 | 58.8674
2035 | 1 | 3 | 5 | 59.1755
2035 | 1 | 3 | 6 | 59.4451
2035 | 1 | 3 | 7 | 63.7566
2035 | 1 | 3 | 8 | 72.9868
2035 | 1 | 3 | 9 | 73.6149
2035 | 1 | 3 | 10 | 68.1973
2035 | 1 | 3 | 11 | 62.6669
2035 | 1 | 3 | 12 | 61.5384
2035 | 1 | 3 | 13 | 61.631
2035 | 1 | 3 | 14 | 60.8975
2035 | 1 | 3 | 15 | 61.1415
2035 | 1 | 3 | 16 | 65.3157
2035 | 1 | 3 | 17 | 74.124
2035 | 1 | 3 | 18 | 75.4718
2035 | 1 | 3 | 19 | 71.5279
2035 | 1 | 3 | 20 | 69.5757
2035 | 1 | 3 | 21 | 66.9639
2035 | 1 | 3 | 22 | 64.7348
2035 | 1 | 3 | 23 | 62.2297
2035 | 1 | 4 | 0 | 60.3063
2035 | 1 | 4 | 1 | 57.9712
2035 | 1 | 4 | 2 | 56.8098
2035 | 1 | 4 | 3 | 56.6011
2035 | 1 | 4 | 4 | 56.8775
2035 | 1 | 4 | 5 | 57.349
2035 | 1 | 4 | 6 | 57.7292
2035 | 1 | 4 | 7 | 62.0526
2035 | 1 | 4 | 8 | 70.9342
2035 | 1 | 4 | 9 | 71.4702
2035 | 1 | 4 | 10 | 66.1278
2035 | 1 | 4 | 11 | 60.5664
2035 | 1 | 4 | 12 | 60.0113
2035 | 1 | 4 | 13 | 60.2612
2035 | 1 | 4 | 14 | 60.1894
2035 | 1 | 4 | 15 | 60.9735
2035 | 1 | 4 | 16 | 65.4119
2035 | 1 | 4 | 17 | 74.7296
2035 | 1 | 4 | 18 | 76.7663
2035 | 1 | 4 | 19 | 70.5834
2035 | 1 | 4 | 20 | 67.6584
2035 | 1 | 4 | 21 | 64.6958
2035 | 1 | 4 | 22 | 62.3319
2035 | 1 | 4 | 23 | 59.6833
2035 | 1 | 5 | 0 | 59.3156
2035 | 1 | 5 | 1 | 56.1827
2035 | 1 | 5 | 2 | 54.8122
2035 | 1 | 5 | 3 | 54.3725
2035 | 1 | 5 | 4 | 54.4697
2035 | 1 | 5 | 5 | 54.7505
2035 | 1 | 5 | 6 | 55.6215
2035 | 1 | 5 | 7 | 60.007
2035 | 1 | 5 | 8 | 68.6116
2035 | 1 | 5 | 9 | 68.7251
2035 | 1 | 5 | 10 | 62.7155
2035 | 1 | 5 | 11 | 57.6803
2035 | 1 | 5 | 12 | 57.5376
2035 | 1 | 5 | 13 | 57.7258
2035 | 1 | 5 | 14 | 56.8505
2035 | 1 | 5 | 15 | 56.7657
2035 | 1 | 5 | 16 | 61.155
2035 | 1 | 5 | 17 | 69.8417
2035 | 1 | 5 | 18 | 72.9634
2035 | 1 | 5 | 19 | 66.8711
2035 | 1 | 5 | 20 | 63.7764
2035 | 1 | 5 | 21 | 60.8742
2035 | 1 | 5 | 22 | 58.9025
2035 | 1 | 5 | 23 | 56.4333
2035 | 1 | 6 | 0 | 55.9921
2035 | 1 | 6 | 1 | 53.4284
2035 | 1 | 6 | 2 | 52.2571
2035 | 1 | 6 | 3 | 51.78
2035 | 1 | 6 | 4 | 51.8669
2035 | 1 | 6 | 5 | 51.9047
2035 | 1 | 6 | 6 | 52.1116
2035 | 1 | 6 | 7 | 54.8279
2035 | 1 | 6 | 8 | 63.259
2035 | 1 | 6 | 9 | 65.8785
2035 | 1 | 6 | 10 | 62.5809
2035 | 1 | 6 | 11 | 57.7404
2035 | 1 | 6 | 12 | 56.7759
2035 | 1 | 6 | 13 | 56.8515
2035 | 1 | 6 | 14 | 56.1113
2035 | 1 | 6 | 15 | 57.17
2035 | 1 | 6 | 16 | 62.6144
2035 | 1 | 6 | 17 | 72.2719
2035 | 1 | 6 | 18 | 76.6411
2035 | 1 | 6 | 19 | 69.803
2035 | 1 | 6 | 20 | 64.8539
2035 | 1 | 6 | 21 | 61.2356
2035 | 1 | 6 | 22 | 59.299
2035 | 1 | 6 | 23 | 57.6221
2035 | 1 | 7 | 0 | 56.7099
2035 | 1 | 7 | 1 | 57.4409
2035 | 1 | 7 | 2 | 56.5612
2035 | 1 | 7 | 3 | 56.4227
2035 | 1 | 7 | 4 | 56.8182
2035 | 1 | 7 | 5 | 57.0625
2035 | 1 | 7 | 6 | 57.1814
2035 | 1 | 7 | 7 | 59.3462
2035 | 1 | 7 | 8 | 67.3385
2035 | 1 | 7 | 9 | 69.9421
2035 | 1 | 7 | 10 | 67.8103
2035 | 1 | 7 | 11 | 62.1853
2035 | 1 | 7 | 12 | 60.6379
2035 | 1 | 7 | 13 | 60.1935
2035 | 1 | 7 | 14 | 60.2765
2035 | 1 | 7 | 15 | 62.0083
2035 | 1 | 7 | 16 | 68.4458
2035 | 1 | 7 | 17 | 78.923
2035 | 1 | 7 | 18 | 84.7097
2035 | 1 | 7 | 19 | 78.3387
2035 | 1 | 7 | 20 | 73.7875
2035 | 1 | 7 | 21 | 70.1203
2035 | 1 | 7 | 22 | 67.5065
2035 | 1 | 7 | 23 | 65.4241
2035 | 1 | 8 | 0 | 64.3316
2035 | 1 | 8 | 1 | 62.9304
2035 | 1 | 8 | 2 | 62.2807
2035 | 1 | 8 | 3 | 62.3948
2035 | 1 | 8 | 4 | 63.022
2035 | 1 | 8 | 5 | 63.6151
2035 | 1 | 8 | 6 | 64.4192
2035 | 1 | 8 | 7 | 69.2456
2035 | 1 | 8 | 8 | 79.3806
2035 | 1 | 8 | 9 | 80.0982
2035 | 1 | 8 | 10 | 75.1356
2035 | 1 | 8 | 11 | 68.648
2035 | 1 | 8 | 12 | 64.2244
2035 | 1 | 8 | 13 | 64.4815
2035 | 1 | 8 | 14 | 63.7034
2035 | 1 | 8 | 15 | 64.926
2035 | 1 | 8 | 16 | 69.0236
2035 | 1 | 8 | 17 | 78.37
2035 | 1 | 8 | 18 | 83.6225
2035 | 1 | 8 | 19 | 79.4161
2035 | 1 | 8 | 20 | 77.0252
2035 | 1 | 8 | 21 | 73.9611
2035 | 1 | 8 | 22 | 71.5159
2035 | 1 | 8 | 23 | 68.8195
2035 | 1 | 9 | 0 | 66.9293
2035 | 1 | 9 | 1 | 68.1043
2035 | 1 | 9 | 2 | 67.3404
2035 | 1 | 9 | 3 | 67.5167
2035 | 1 | 9 | 4 | 68.1363
2035 | 1 | 9 | 5 | 68.6729
2035 | 1 | 9 | 6 | 68.8615
2035 | 1 | 9 | 7 | 73.3592
2035 | 1 | 9 | 8 | 81.4842
2035 | 1 | 9 | 9 | 80.0437
2035 | 1 | 9 | 10 | 73.3029
2035 | 1 | 9 | 11 | 66.295
2035 | 1 | 9 | 12 | 65.0293
2035 | 1 | 9 | 13 | 65.2309
2035 | 1 | 9 | 14 | 65.1024
2035 | 1 | 9 | 15 | 66.4254
2035 | 1 | 9 | 16 | 70.2584
2035 | 1 | 9 | 17 | 78.9748
2035 | 1 | 9 | 18 | 86.1283
2035 | 1 | 9 | 19 | 81.5811
2035 | 1 | 9 | 20 | 79.2378
2035 | 1 | 9 | 21 | 76.3651
2035 | 1 | 9 | 22 | 73.8797
2035 | 1 | 9 | 23 | 71.0626
2035 | 1 | 10 | 0 | 69.3935
2035 | 1 | 10 | 1 | 70.4303
2035 | 1 | 10 | 2 | 69.7165
2035 | 1 | 10 | 3 | 69.8632
2035 | 1 | 10 | 4 | 70.4961
2035 | 1 | 10 | 5 | 70.9602
2035 | 1 | 10 | 6 | 71.153
2035 | 1 | 10 | 7 | 75.5568
2035 | 1 | 10 | 8 | 84.495
2035 | 1 | 10 | 9 | 84.2618
2035 | 1 | 10 | 10 | 77.9752
2035 | 1 | 10 | 11 | 70.8538
2035 | 1 | 10 | 12 | 66.3636
2035 | 1 | 10 | 13 | 66.5084
2035 | 1 | 10 | 14 | 65.4929
2035 | 1 | 10 | 15 | 65.6084
2035 | 1 | 10 | 16 | 68.3631
2035 | 1 | 10 | 17 | 76.7106
2035 | 1 | 10 | 18 | 85.5777
2035 | 1 | 10 | 19 | 82.0534
2035 | 1 | 10 | 20 | 80.2981
2035 | 1 | 10 | 21 | 77.7309
2035 | 1 | 10 | 22 | 75.214
2035 | 1 | 10 | 23 | 72.3438
2035 | 1 | 11 | 0 | 70.7829
2035 | 1 | 11 | 1 | 70.3565
2035 | 1 | 11 | 2 | 69.5005
2035 | 1 | 11 | 3 | 69.4926
2035 | 1 | 11 | 4 | 69.944
2035 | 1 | 11 | 5 | 70.3193
2035 | 1 | 11 | 6 | 70.6147
2035 | 1 | 11 | 7 | 74.6919
2035 | 1 | 11 | 8 | 82.6277
2035 | 1 | 11 | 9 | 82.2648
2035 | 1 | 11 | 10 | 76.4698
2035 | 1 | 11 | 11 | 70.0301
2035 | 1 | 11 | 12 | 66.1544
2035 | 1 | 11 | 13 | 66.1264
2035 | 1 | 11 | 14 | 65.4618
2035 | 1 | 11 | 15 | 65.5605
2035 | 1 | 11 | 16 | 67.9145
2035 | 1 | 11 | 17 | 75.6669
2035 | 1 | 11 | 18 | 84.5506
2035 | 1 | 11 | 19 | 80.5042
2035 | 1 | 11 | 20 | 78.4979
2035 | 1 | 11 | 21 | 75.9022
2035 | 1 | 11 | 22 | 73.5534
2035 | 1 | 11 | 23 | 70.6632
2035 | 1 | 12 | 0 | 68.9125
2035 | 1 | 12 | 1 | 67.8381
2035 | 1 | 12 | 2 | 66.7609
2035 | 1 | 12 | 3 | 66.5943
2035 | 1 | 12 | 4 | 66.9626
2035 | 1 | 12 | 5 | 67.294
2035 | 1 | 12 | 6 | 68.8574
2035 | 1 | 12 | 7 | 73.3192
2035 | 1 | 12 | 8 | 82.181
2035 | 1 | 12 | 9 | 82.3471
2035 | 1 | 12 | 10 | 75.6874
2035 | 1 | 12 | 11 | 68.682
2035 | 1 | 12 | 12 | 65.5866
2035 | 1 | 12 | 13 | 65.4012
2035 | 1 | 12 | 14 | 64.3847
2035 | 1 | 12 | 15 | 64.4656
2035 | 1 | 12 | 16 | 68.3232
2035 | 1 | 12 | 17 | 76.316
2035 | 1 | 12 | 18 | 84.77
2035 | 1 | 12 | 19 | 80.9481
2035 | 1 | 12 | 20 | 78.8448
2035 | 1 | 12 | 21 | 76.5165
2035 | 1 | 12 | 22 | 74.6312
2035 | 1 | 12 | 23 | 71.9711
2035 | 1 | 13 | 0 | 68.2156
2035 | 1 | 13 | 1 | 65.9935
2035 | 1 | 13 | 2 | 65.0596
2035 | 1 | 13 | 3 | 64.7087
2035 | 1 | 13 | 4 | 64.7801
2035 | 1 | 13 | 5 | 65.0238
2035 | 1 | 13 | 6 | 64.5799
2035 | 1 | 13 | 7 | 66.3719
2035 | 1 | 13 | 8 | 70.7713
2035 | 1 | 13 | 9 | 71.0031
2035 | 1 | 13 | 10 | 68.3829
2035 | 1 | 13 | 11 | 63.6297
2035 | 1 | 13 | 12 | 63.7739
2035 | 1 | 13 | 13 | 64.561
2035 | 1 | 13 | 14 | 63.3144
2035 | 1 | 13 | 15 | 63.7562
2035 | 1 | 13 | 16 | 66.4155
2035 | 1 | 13 | 17 | 72.6637
2035 | 1 | 13 | 18 | 81.2706
2035 | 1 | 13 | 19 | 76.6602
2035 | 1 | 13 | 20 | 71.8589
2035 | 1 | 13 | 21 | 68.2664
2035 | 1 | 13 | 22 | 65.9
2035 | 1 | 13 | 23 | 63.9534
2035 | 1 | 14 | 0 | 63.5078
2035 | 1 | 14 | 1 | 59.4956
2035 | 1 | 14 | 2 | 58.3098
2035 | 1 | 14 | 3 | 57.7804
2035 | 1 | 14 | 4 | 57.7564
2035 | 1 | 14 | 5 | 57.7592
2035 | 1 | 14 | 6 | 57.1171
2035 | 1 | 14 | 7 | 58.7801
2035 | 1 | 14 | 8 | 66.0125
2035 | 1 | 14 | 9 | 68.9629
2035 | 1 | 14 | 10 | 66.2661
2035 | 1 | 14 | 11 | 61.2157
2035 | 1 | 14 | 12 | 61.0941
2035 | 1 | 14 | 13 | 62.2588
2035 | 1 | 14 | 14 | 61.9081
2035 | 1 | 14 | 15 | 62.9792
2035 | 1 | 14 | 16 | 67.3354
2035 | 1 | 14 | 17 | 75.4921
2035 | 1 | 14 | 18 | 78.9011
2035 | 1 | 14 | 19 | 72.634
2035 | 1 | 14 | 20 | 67.7346
2035 | 1 | 14 | 21 | 63.8461
2035 | 1 | 14 | 22 | 60.9106
2035 | 1 | 14 | 23 | 58.698
2035 | 1 | 15 | 0 | 59.7065
2035 | 1 | 15 | 1 | 60.9953
2035 | 1 | 15 | 2 | 60.4116
2035 | 1 | 15 | 3 | 60.6628
2035 | 1 | 15 | 4 | 61.3585
2035 | 1 | 15 | 5 | 62.0626
2035 | 1 | 15 | 6 | 62.5573
2035 | 1 | 15 | 7 | 66.9598
2035 | 1 | 15 | 8 | 75.1781
2035 | 1 | 15 | 9 | 73.355
2035 | 1 | 15 | 10 | 67.0416
2035 | 1 | 15 | 11 | 61.4432
2035 | 1 | 15 | 12 | 59.7825
2035 | 1 | 15 | 13 | 59.7829
2035 | 1 | 15 | 14 | 58.8608
2035 | 1 | 15 | 15 | 59.5862
2035 | 1 | 15 | 16 | 63.2372
2035 | 1 | 15 | 17 | 71.7798
2035 | 1 | 15 | 18 | 80.7876
2035 | 1 | 15 | 19 | 77.5222
2035 | 1 | 15 | 20 | 75.4633
2035 | 1 | 15 | 21 | 72.7822
2035 | 1 | 15 | 22 | 70.4011
2035 | 1 | 15 | 23 | 67.8077
2035 | 1 | 16 | 0 | 66.8273
2035 | 1 | 16 | 1 | 64.868
2035 | 1 | 16 | 2 | 63.988
2035 | 1 | 16 | 3 | 64.0392
2035 | 1 | 16 | 4 | 64.5184
2035 | 1 | 16 | 5 | 64.9121
2035 | 1 | 16 | 6 | 65.8602
2035 | 1 | 16 | 7 | 70.1113
2035 | 1 | 16 | 8 | 77.204
2035 | 1 | 16 | 9 | 74.484
2035 | 1 | 16 | 10 | 67.3726
2035 | 1 | 16 | 11 | 61.6061
2035 | 1 | 16 | 12 | 63.4589
2035 | 1 | 16 | 13 | 62.7969
2035 | 1 | 16 | 14 | 62.2038
2035 | 1 | 16 | 15 | 63.2603
2035 | 1 | 16 | 16 | 67.5267
2035 | 1 | 16 | 17 | 75.536
2035 | 1 | 16 | 18 | 83.0776
2035 | 1 | 16 | 19 | 77.5242
2035 | 1 | 16 | 20 | 74.6756
2035 | 1 | 16 | 21 | 71.4998
2035 | 1 | 16 | 22 | 69.0092
2035 | 1 | 16 | 23 | 66.3115
2035 | 1 | 17 | 0 | 64.8896
2035 | 1 | 17 | 1 | 63.5687
2035 | 1 | 17 | 2 | 62.4423
2035 | 1 | 17 | 3 | 62.2364
2035 | 1 | 17 | 4 | 62.4933
2035 | 1 | 17 | 5 | 62.7645
2035 | 1 | 17 | 6 | 63.6525
2035 | 1 | 17 | 7 | 67.7655
2035 | 1 | 17 | 8 | 75.9425
2035 | 1 | 17 | 9 | 75.0515
2035 | 1 | 17 | 10 | 68.7859
2035 | 1 | 17 | 11 | 62.6191
2035 | 1 | 17 | 12 | 60.0692
2035 | 1 | 17 | 13 | 60.5718
2035 | 1 | 17 | 14 | 60.157
2035 | 1 | 17 | 15 | 60.0763
2035 | 1 | 17 | 16 | 62.6055
2035 | 1 | 17 | 17 | 70.9967
2035 | 1 | 17 | 18 | 76.8122
2035 | 1 | 17 | 19 | 73.6378
2035 | 1 | 17 | 20 | 71.6787
2035 | 1 | 17 | 21 | 69.0802
2035 | 1 | 17 | 22 | 66.637
2035 | 1 | 17 | 23 | 63.8686
2035 | 1 | 18 | 0 | 63.3039
2035 | 1 | 18 | 1 | 60.4254
2035 | 1 | 18 | 2 | 59.1326
2035 | 1 | 18 | 3 | 58.7866
2035 | 1 | 18 | 4 | 58.8818
2035 | 1 | 18 | 5 | 59.1271
2035 | 1 | 18 | 6 | 59.8523
2035 | 1 | 18 | 7 | 64.0892
2035 | 1 | 18 | 8 | 72.8765
2035 | 1 | 18 | 9 | 73.2217
2035 | 1 | 18 | 10 | 67.3932
2035 | 1 | 18 | 11 | 61.7456
2035 | 1 | 18 | 12 | 60.5693
2035 | 1 | 18 | 13 | 60.5856
2035 | 1 | 18 | 14 | 60.4064
2035 | 1 | 18 | 15 | 60.8018
2035 | 1 | 18 | 16 | 64.4595
2035 | 1 | 18 | 17 | 73.1443
2035 | 1 | 18 | 18 | 78.0999
2035 | 1 | 18 | 19 | 72.397
2035 | 1 | 18 | 20 | 69.4377
2035 | 1 | 18 | 21 | 66.5028
2035 | 1 | 18 | 22 | 64.1546
2035 | 1 | 18 | 23 | 61.49
2035 | 1 | 19 | 0 | 59.9387
2035 | 1 | 19 | 1 | 57.1078
2035 | 1 | 19 | 2 | 55.6852
2035 | 1 | 19 | 3 | 55.2502
2035 | 1 | 19 | 4 | 55.3136
2035 | 1 | 19 | 5 | 55.5798
2035 | 1 | 19 | 6 | 56.1789
2035 | 1 | 19 | 7 | 60.7058
2035 | 1 | 19 | 8 | 69.8622
2035 | 1 | 19 | 9 | 70.196
2035 | 1 | 19 | 10 | 63.7604
2035 | 1 | 19 | 11 | 57.9209
2035 | 1 | 19 | 12 | 56.6417
2035 | 1 | 19 | 13 | 56.6577
2035 | 1 | 19 | 14 | 55.9643
2035 | 1 | 19 | 15 | 56.0222
2035 | 1 | 19 | 16 | 60.6481
2035 | 1 | 19 | 17 | 69.1664
2035 | 1 | 19 | 18 | 77.3226
2035 | 1 | 19 | 19 | 71.4996
2035 | 1 | 19 | 20 | 68.2648
2035 | 1 | 19 | 21 | 65.4842
2035 | 1 | 19 | 22 | 63.6483
2035 | 1 | 19 | 23 | 61.2962
2035 | 1 | 20 | 0 | 57.726
2035 | 1 | 20 | 1 | 59.0755
2035 | 1 | 20 | 2 | 58.5865
2035 | 1 | 20 | 3 | 58.6842
2035 | 1 | 20 | 4 | 59.3676
2035 | 1 | 20 | 5 | 59.9638
2035 | 1 | 20 | 6 | 60.385
2035 | 1 | 20 | 7 | 63.1354
2035 | 1 | 20 | 8 | 69.2338
2035 | 1 | 20 | 9 | 68.57
2035 | 1 | 20 | 10 | 64.3226
2035 | 1 | 20 | 11 | 58.7434
2035 | 1 | 20 | 12 | 57.2075
2035 | 1 | 20 | 13 | 56.4122
2035 | 1 | 20 | 14 | 55.6866
2035 | 1 | 20 | 15 | 56.8533
2035 | 1 | 20 | 16 | 61.2218
2035 | 1 | 20 | 17 | 70.4936
2035 | 1 | 20 | 18 | 82.5962
2035 | 1 | 20 | 19 | 78.4582
2035 | 1 | 20 | 20 | 74.0198
2035 | 1 | 20 | 21 | 70.7735
2035 | 1 | 20 | 22 | 68.8119
2035 | 1 | 20 | 23 | 66.9058
2035 | 1 | 21 | 0 | 67.8123
2035 | 1 | 21 | 1 | 62.0172
2035 | 1 | 21 | 2 | 60.5065
2035 | 1 | 21 | 3 | 59.9866
2035 | 1 | 21 | 4 | 59.6374
2035 | 1 | 21 | 5 | 59.234
2035 | 1 | 21 | 6 | 57.8247
2035 | 1 | 21 | 7 | 59.0788
2035 | 1 | 21 | 8 | 65.9556
2035 | 1 | 21 | 9 | 66.6205
2035 | 1 | 21 | 10 | 63.5803
2035 | 1 | 21 | 11 | 57.8475
2035 | 1 | 21 | 12 | 57.3222
2035 | 1 | 21 | 13 | 57.798
2035 | 1 | 21 | 14 | 57.4025
2035 | 1 | 21 | 15 | 58.2303
2035 | 1 | 21 | 16 | 62.8073
2035 | 1 | 21 | 17 | 70.7609
2035 | 1 | 21 | 18 | 77.3355
2035 | 1 | 21 | 19 | 70.4224
2035 | 1 | 21 | 20 | 65.4683
2035 | 1 | 21 | 21 | 61.3707
2035 | 1 | 21 | 22 | 58.3319
2035 | 1 | 21 | 23 | 56.165
2035 | 1 | 22 | 0 | 55.4218
2035 | 1 | 22 | 1 | 53.3673
2035 | 1 | 22 | 2 | 52.1853
2035 | 1 | 22 | 3 | 51.8496
2035 | 1 | 22 | 4 | 51.8462
2035 | 1 | 22 | 5 | 52.113
2035 | 1 | 22 | 6 | 52.1049
2035 | 1 | 22 | 7 | 56.3094
2035 | 1 | 22 | 8 | 65.1619
2035 | 1 | 22 | 9 | 64.441
2035 | 1 | 22 | 10 | 58.5039
2035 | 1 | 22 | 11 | 53.7085
2035 | 1 | 22 | 12 | 50.8868
2035 | 1 | 22 | 13 | 52.2492
2035 | 1 | 22 | 14 | 52.7571
2035 | 1 | 22 | 15 | 52.7378
2035 | 1 | 22 | 16 | 54.637
2035 | 1 | 22 | 17 | 63.1774
2035 | 1 | 22 | 18 | 70.956
2035 | 1 | 22 | 19 | 65.4831
2035 | 1 | 22 | 20 | 62.0389
2035 | 1 | 22 | 21 | 58.7796
2035 | 1 | 22 | 22 | 56.1077
2035 | 1 | 22 | 23 | 53.5226
2035 | 1 | 23 | 0 | 54.2044
2035 | 1 | 23 | 1 | 49.7287
2035 | 1 | 23 | 2 | 48.2787
2035 | 1 | 23 | 3 | 47.9086
2035 | 1 | 23 | 4 | 47.9337
2035 | 1 | 23 | 5 | 48.2133
2035 | 1 | 23 | 6 | 49.63
2035 | 1 | 23 | 7 | 53.972
2035 | 1 | 23 | 8 | 61.9352
2035 | 1 | 23 | 9 | 60.7764
2035 | 1 | 23 | 10 | 54.178
2035 | 1 | 23 | 11 | 49.9431
2035 | 1 | 23 | 12 | 50.6315
2035 | 1 | 23 | 13 | 50.3377
2035 | 1 | 23 | 14 | 49.8707
2035 | 1 | 23 | 15 | 50.1496
2035 | 1 | 23 | 16 | 54.3504
2035 | 1 | 23 | 17 | 61.8265
2035 | 1 | 23 | 18 | 70.307
2035 | 1 | 23 | 19 | 65.4085
2035 | 1 | 23 | 20 | 62.5029
2035 | 1 | 23 | 21 | 59.5903
2035 | 1 | 23 | 22 | 57.4786
2035 | 1 | 23 | 23 | 55.291
2035 | 1 | 24 | 0 | 52.1398
2035 | 1 | 24 | 1 | 49.8479
2035 | 1 | 24 | 2 | 48.6742
2035 | 1 | 24 | 3 | 48.6203
2035 | 1 | 24 | 4 | 49.0817
2035 | 1 | 24 | 5 | 49.7762
2035 | 1 | 24 | 6 | 51.0424
2035 | 1 | 24 | 7 | 56.0886
2035 | 1 | 24 | 8 | 66.5733
2035 | 1 | 24 | 9 | 66.7024
2035 | 1 | 24 | 10 | 59.4027
2035 | 1 | 24 | 11 | 52.9205
2035 | 1 | 24 | 12 | 53.3584
2035 | 1 | 24 | 13 | 53.4555
2035 | 1 | 24 | 14 | 53.4075
2035 | 1 | 24 | 15 | 54.7265
2035 | 1 | 24 | 16 | 60.5775
2035 | 1 | 24 | 17 | 71.1434
2035 | 1 | 24 | 18 | 77.053
2035 | 1 | 24 | 19 | 72.1789
2035 | 1 | 24 | 20 | 69.2605
2035 | 1 | 24 | 21 | 66.4
2035 | 1 | 24 | 22 | 64.1329
2035 | 1 | 24 | 23 | 61.746
2035 | 1 | 25 | 0 | 57.7781
2035 | 1 | 25 | 1 | 57.278
2035 | 1 | 25 | 2 | 56.2864
2035 | 1 | 25 | 3 | 56.3196
2035 | 1 | 25 | 4 | 56.8598
2035 | 1 | 25 | 5 | 57.5724
2035 | 1 | 25 | 6 | 59.1023
2035 | 1 | 25 | 7 | 63.3604
2035 | 1 | 25 | 8 | 70.3486
2035 | 1 | 25 | 9 | 67.0176
2035 | 1 | 25 | 10 | 59.713
2035 | 1 | 25 | 11 | 53.445
2035 | 1 | 25 | 12 | 52.8101
2035 | 1 | 25 | 13 | 53.1081
2035 | 1 | 25 | 14 | 52.7634
2035 | 1 | 25 | 15 | 53.7277
2035 | 1 | 25 | 16 | 57.1794
2035 | 1 | 25 | 17 | 66.3974
2035 | 1 | 25 | 18 | 75.3625
2035 | 1 | 25 | 19 | 72.068
2035 | 1 | 25 | 20 | 69.7023
2035 | 1 | 25 | 21 | 66.9649
2035 | 1 | 25 | 22 | 64.7763
2035 | 1 | 25 | 23 | 62.0163
2035 | 1 | 26 | 0 | 61.8284
2035 | 1 | 26 | 1 | 59.911
2035 | 1 | 26 | 2 | 58.6766
2035 | 1 | 26 | 3 | 58.3651
2035 | 1 | 26 | 4 | 58.5295
2035 | 1 | 26 | 5 | 58.8353
2035 | 1 | 26 | 6 | 59.5764
2035 | 1 | 26 | 7 | 64.021
2035 | 1 | 26 | 8 | 72.4387
2035 | 1 | 26 | 9 | 70.9333
2035 | 1 | 26 | 10 | 63.6358
2035 | 1 | 26 | 11 | 56.9048
2035 | 1 | 26 | 12 | 52.7819
2035 | 1 | 26 | 13 | 53.7393
2035 | 1 | 26 | 14 | 52.7593
2035 | 1 | 26 | 15 | 52.7244
2035 | 1 | 26 | 16 | 55.4641
2035 | 1 | 26 | 17 | 63.9614
2035 | 1 | 26 | 18 | 74.4502
2035 | 1 | 26 | 19 | 70.0301
2035 | 1 | 26 | 20 | 66.9932
2035 | 1 | 26 | 21 | 64.1209
2035 | 1 | 26 | 22 | 62.1307
2035 | 1 | 26 | 23 | 59.4539
2035 | 1 | 27 | 0 | 58.0679
2035 | 1 | 27 | 1 | 55.1083
2035 | 1 | 27 | 2 | 53.8435
2035 | 1 | 27 | 3 | 53.3135
2035 | 1 | 27 | 4 | 53.2095
2035 | 1 | 27 | 5 | 53.1303
2035 | 1 | 27 | 6 | 52.4144
2035 | 1 | 27 | 7 | 54.4539
2035 | 1 | 27 | 8 | 60.9138
2035 | 1 | 27 | 9 | 60.5058
2035 | 1 | 27 | 10 | 55.1425
2035 | 1 | 27 | 11 | 50.5906
2035 | 1 | 27 | 12 | 49.0835
2035 | 1 | 27 | 13 | 49.4902
2035 | 1 | 27 | 14 | 48.1284
2035 | 1 | 27 | 15 | 48.478
2035 | 1 | 27 | 16 | 52.1428
2035 | 1 | 27 | 17 | 60.2786
2035 | 1 | 27 | 18 | 70.8162
2035 | 1 | 27 | 19 | 65.8463
2035 | 1 | 27 | 20 | 61.1752
2035 | 1 | 27 | 21 | 57.752
2035 | 1 | 27 | 22 | 55.8551
2035 | 1 | 27 | 23 | 54.1565
2035 | 1 | 28 | 0 | 53.3671
2035 | 1 | 28 | 1 | 51.2464
2035 | 1 | 28 | 2 | 49.9787
2035 | 1 | 28 | 3 | 49.4574
2035 | 1 | 28 | 4 | 49.4424
2035 | 1 | 28 | 5 | 49.2264
2035 | 1 | 28 | 6 | 48.4787
2035 | 1 | 28 | 7 | 50.2966
2035 | 1 | 28 | 8 | 58.1181
2035 | 1 | 28 | 9 | 59.2408
2035 | 1 | 28 | 10 | 54.5477
2035 | 1 | 28 | 11 | 49.2037
2035 | 1 | 28 | 12 | 48.7377
2035 | 1 | 28 | 13 | 50.1509
2035 | 1 | 28 | 14 | 50.4562
2035 | 1 | 28 | 15 | 50.9695
2035 | 1 | 28 | 16 | 54.462
2035 | 1 | 28 | 17 | 62.6319
2035 | 1 | 28 | 18 | 71.9465
2035 | 1 | 28 | 19 | 66.2864
2035 | 1 | 28 | 20 | 61.718
2035 | 1 | 28 | 21 | 58.0302
2035 | 1 | 28 | 22 | 55.5019
2035 | 1 | 28 | 23 | 53.4819
2035 | 1 | 29 | 0 | 52.952
2035 | 1 | 29 | 1 | 51.4702
2035 | 1 | 29 | 2 | 50.5517
2035 | 1 | 29 | 3 | 50.5212
2035 | 1 | 29 | 4 | 50.9149
2035 | 1 | 29 | 5 | 51.5232
2035 | 1 | 29 | 6 | 51.9431
2035 | 1 | 29 | 7 | 56.794
2035 | 1 | 29 | 8 | 66.8231
2035 | 1 | 29 | 9 | 66.2727
2035 | 1 | 29 | 10 | 59.536
2035 | 1 | 29 | 11 | 53.9909
2035 | 1 | 29 | 12 | 53.0094
2035 | 1 | 29 | 13 | 53.1569
2035 | 1 | 29 | 14 | 52.9809
2035 | 1 | 29 | 15 | 54.0583
2035 | 1 | 29 | 16 | 58.5627
2035 | 1 | 29 | 17 | 67.8579
2035 | 1 | 29 | 18 | 75.493
2035 | 1 | 29 | 19 | 71.7163
2035 | 1 | 29 | 20 | 68.8841
2035 | 1 | 29 | 21 | 65.8964
2035 | 1 | 29 | 22 | 63.6977
2035 | 1 | 29 | 23 | 61.3862
2035 | 1 | 30 | 0 | 56.8927
2035 | 1 | 30 | 1 | 57.1592
2035 | 1 | 30 | 2 | 56.3
2035 | 1 | 30 | 3 | 56.5256
2035 | 1 | 30 | 4 | 57.1755
2035 | 1 | 30 | 5 | 57.9511
2035 | 1 | 30 | 6 | 58.0782
2035 | 1 | 30 | 7 | 62.7128
2035 | 1 | 30 | 8 | 70.4199
2035 | 1 | 30 | 9 | 67.2846
2035 | 1 | 30 | 10 | 59.0106
2035 | 1 | 30 | 11 | 52.2584
2035 | 1 | 30 | 12 | 52.6166
2035 | 1 | 30 | 13 | 52.5854
2035 | 1 | 30 | 14 | 52.9044
2035 | 1 | 30 | 15 | 54.4102
2035 | 1 | 30 | 16 | 58.7525
2035 | 1 | 30 | 17 | 67.3359
2035 | 1 | 30 | 18 | 77.1329
2035 | 1 | 30 | 19 | 73.1989
2035 | 1 | 30 | 20 | 70.4034
2035 | 1 | 30 | 21 | 67.4159
2035 | 1 | 30 | 22 | 64.9741
2035 | 1 | 30 | 23 | 62.3127
2035 | 1 | 31 | 0 | 62.5187
2035 | 1 | 31 | 1 | 59.8656
2035 | 1 | 31 | 2 | 58.5712
2035 | 1 | 31 | 3 | 58.1804
2035 | 1 | 31 | 4 | 58.2443
2035 | 1 | 31 | 5 | 58.4305
2035 | 1 | 31 | 6 | 58.4676
2035 | 1 | 31 | 7 | 62.7594
2035 | 1 | 31 | 8 | 71.3859
2035 | 1 | 31 | 9 | 69.9639
2035 | 1 | 31 | 10 | 62.9839
2035 | 1 | 31 | 11 | 56.9878
2035 | 1 | 31 | 12 | 54.0554
2035 | 1 | 31 | 13 | 54.7366
2035 | 1 | 31 | 14 | 53.8916
2035 | 1 | 31 | 15 | 53.682
2035 | 1 | 31 | 16 | 55.9929
2035 | 1 | 31 | 17 | 64.2728
2035 | 1 | 31 | 18 | 76.3294
2035 | 1 | 31 | 19 | 71.448
2035 | 1 | 31 | 20 | 68.3236
2035 | 1 | 31 | 21 | 65.0966
2035 | 1 | 31 | 22 | 62.6715
2035 | 1 | 31 | 23 | 60.107
2035 | 2 | 1 | 0 | 57.4995
2035 | 2 | 1 | 1 | 55.7879
2035 | 2 | 1 | 2 | 54.5038
2035 | 2 | 1 | 3 | 54.2689
2035 | 2 | 1 | 4 | 54.5062
2035 | 2 | 1 | 5 | 54.9335
2035 | 2 | 1 | 6 | 54.9705
2035 | 2 | 1 | 7 | 59.5783
2035 | 2 | 1 | 8 | 69.2965
2035 | 2 | 1 | 9 | 69.1768
2035 | 2 | 1 | 10 | 63.394
2035 | 2 | 1 | 11 | 57.7603
2035 | 2 | 1 | 12 | 56.9524
2035 | 2 | 1 | 13 | 57.563
2035 | 2 | 1 | 14 | 57.7232
2035 | 2 | 1 | 15 | 58.7604
2035 | 2 | 1 | 16 | 62.7245
2035 | 2 | 1 | 17 | 72.1894
2035 | 2 | 1 | 18 | 78.1701
2035 | 2 | 1 | 19 | 73.8999
2035 | 2 | 1 | 20 | 71.0404
2035 | 2 | 1 | 21 | 68.2446
2035 | 2 | 1 | 22 | 66.1505
2035 | 2 | 1 | 23 | 63.7769
2035 | 2 | 2 | 0 | 59.5448
2035 | 2 | 2 | 1 | 59.1288
2035 | 2 | 2 | 2 | 58.0882
2035 | 2 | 2 | 3 | 58.0237
2035 | 2 | 2 | 4 | 58.4986
2035 | 2 | 2 | 5 | 58.9759
2035 | 2 | 2 | 6 | 58.2609
2035 | 2 | 2 | 7 | 62.682
2035 | 2 | 2 | 8 | 70.5197
2035 | 2 | 2 | 9 | 68.3407
2035 | 2 | 2 | 10 | 61.7483
2035 | 2 | 2 | 11 | 56.6363
2035 | 2 | 2 | 12 | 56.38
2035 | 2 | 2 | 13 | 55.8049
2035 | 2 | 2 | 14 | 54.6277
2035 | 2 | 2 | 15 | 54.6349
2035 | 2 | 2 | 16 | 58.3463
2035 | 2 | 2 | 17 | 66.0793
2035 | 2 | 2 | 18 | 71.9976
2035 | 2 | 2 | 19 | 70.0912
2035 | 2 | 2 | 20 | 68.1169
2035 | 2 | 2 | 21 | 65.7202
2035 | 2 | 2 | 22 | 64.031
2035 | 2 | 2 | 23 | 61.6626
2035 | 2 | 3 | 0 | 61.8922
2035 | 2 | 3 | 1 | 57.7064
2035 | 2 | 3 | 2 | 56.4989
2035 | 2 | 3 | 3 | 56.0994
2035 | 2 | 3 | 4 | 56.0598
2035 | 2 | 3 | 5 | 55.8987
2035 | 2 | 3 | 6 | 54.6206
2035 | 2 | 3 | 7 | 57.1075
2035 | 2 | 3 | 8 | 65.339
2035 | 2 | 3 | 9 | 66.2877
2035 | 2 | 3 | 10 | 62.7598
2035 | 2 | 3 | 11 | 58.1063
2035 | 2 | 3 | 12 | 57.7398
2035 | 2 | 3 | 13 | 57.0664
2035 | 2 | 3 | 14 | 55.9132
2035 | 2 | 3 | 15 | 56.9646
2035 | 2 | 3 | 16 | 62.0112
2035 | 2 | 3 | 17 | 70.7391
2035 | 2 | 3 | 18 | 76.0488
2035 | 2 | 3 | 19 | 72.2423
2035 | 2 | 3 | 20 | 67.9559
2035 | 2 | 3 | 21 | 64.5838
2035 | 2 | 3 | 22 | 62.8945
2035 | 2 | 3 | 23 | 61.4672
2035 | 2 | 4 | 0 | 55.7409
2035 | 2 | 4 | 1 | 56.8809
2035 | 2 | 4 | 2 | 56.0685
2035 | 2 | 4 | 3 | 55.9426
2035 | 2 | 4 | 4 | 56.3509
2035 | 2 | 4 | 5 | 56.5492
2035 | 2 | 4 | 6 | 55.7501
2035 | 2 | 4 | 7 | 57.5636
2035 | 2 | 4 | 8 | 64.4441
2035 | 2 | 4 | 9 | 64.4765
2035 | 2 | 4 | 10 | 61.0163
2035 | 2 | 4 | 11 | 56.7224
2035 | 2 | 4 | 12 | 56.243
2035 | 2 | 4 | 13 | 55.4486
2035 | 2 | 4 | 14 | 55.0186
2035 | 2 | 4 | 15 | 56.4113
2035 | 2 | 4 | 16 | 61.759
2035 | 2 | 4 | 17 | 71.3451
2035 | 2 | 4 | 18 | 77.6311
2035 | 2 | 4 | 19 | 74.2878
2035 | 2 | 4 | 20 | 70.3305
2035 | 2 | 4 | 21 | 66.9568
2035 | 2 | 4 | 22 | 64.5958
2035 | 2 | 4 | 23 | 62.6842
2035 | 2 | 5 | 0 | 62.2875
2035 | 2 | 5 | 1 | 61.8616
2035 | 2 | 5 | 2 | 61.3853
2035 | 2 | 5 | 3 | 61.6735
2035 | 2 | 5 | 4 | 62.4361
2035 | 2 | 5 | 5 | 63.0406
2035 | 2 | 5 | 6 | 63.8013
2035 | 2 | 5 | 7 | 68.1239
2035 | 2 | 5 | 8 | 75.8949
2035 | 2 | 5 | 9 | 72.8586
2035 | 2 | 5 | 10 | 66.8899
2035 | 2 | 5 | 11 | 61.8958
2035 | 2 | 5 | 12 | 60.7468
2035 | 2 | 5 | 13 | 60.2096
2035 | 2 | 5 | 14 | 59.3386
2035 | 2 | 5 | 15 | 59.9252
2035 | 2 | 5 | 16 | 62.4784
2035 | 2 | 5 | 17 | 70.0664
2035 | 2 | 5 | 18 | 79.3492
2035 | 2 | 5 | 19 | 77.9566
2035 | 2 | 5 | 20 | 76.1031
2035 | 2 | 5 | 21 | 73.2594
2035 | 2 | 5 | 22 | 70.9873
2035 | 2 | 5 | 23 | 68.4952
2035 | 2 | 6 | 0 | 66.0148
2035 | 2 | 6 | 1 | 66.4354
2035 | 2 | 6 | 2 | 65.7172
2035 | 2 | 6 | 3 | 65.9114
2035 | 2 | 6 | 4 | 66.5196
2035 | 2 | 6 | 5 | 66.959
2035 | 2 | 6 | 6 | 67.5443
2035 | 2 | 6 | 7 | 71.9409
2035 | 2 | 6 | 8 | 79.3527
2035 | 2 | 6 | 9 | 75.1727
2035 | 2 | 6 | 10 | 67.4003
2035 | 2 | 6 | 11 | 61.3692
2035 | 2 | 6 | 12 | 61.257
2035 | 2 | 6 | 13 | 61.2648
2035 | 2 | 6 | 14 | 60.5719
2035 | 2 | 6 | 15 | 61.4093
2035 | 2 | 6 | 16 | 63.8698
2035 | 2 | 6 | 17 | 71.2395
2035 | 2 | 6 | 18 | 80.9366
2035 | 2 | 6 | 19 | 78.6142
2035 | 2 | 6 | 20 | 76.559
2035 | 2 | 6 | 21 | 73.716
2035 | 2 | 6 | 22 | 71.3865
2035 | 2 | 6 | 23 | 68.7614
2035 | 2 | 7 | 0 | 66.2492
2035 | 2 | 7 | 1 | 67.9581
2035 | 2 | 7 | 2 | 67.242
2035 | 2 | 7 | 3 | 67.433
2035 | 2 | 7 | 4 | 68.1107
2035 | 2 | 7 | 5 | 68.6037
2035 | 2 | 7 | 6 | 69.6666
2035 | 2 | 7 | 7 | 74.0596
2035 | 2 | 7 | 8 | 82.3369
2035 | 2 | 7 | 9 | 79.0117
2035 | 2 | 7 | 10 | 71.2656
2035 | 2 | 7 | 11 | 64.6139
2035 | 2 | 7 | 12 | 63.9819
2035 | 2 | 7 | 13 | 63.8233
2035 | 2 | 7 | 14 | 63.4196
2035 | 2 | 7 | 15 | 63.7131
2035 | 2 | 7 | 16 | 66.1035
2035 | 2 | 7 | 17 | 74.0253
2035 | 2 | 7 | 18 | 83.9652
2035 | 2 | 7 | 19 | 81.3485
2035 | 2 | 7 | 20 | 79.3172
2035 | 2 | 7 | 21 | 76.5854
2035 | 2 | 7 | 22 | 74.0445
2035 | 2 | 7 | 23 | 71.3177
2035 | 2 | 8 | 0 | 69.7782
2035 | 2 | 8 | 1 | 69.8858
2035 | 2 | 8 | 2 | 69.1831
2035 | 2 | 8 | 3 | 69.3545
2035 | 2 | 8 | 4 | 70.0135
2035 | 2 | 8 | 5 | 70.5198
2035 | 2 | 8 | 6 | 71.5808
2035 | 2 | 8 | 7 | 75.6699
2035 | 2 | 8 | 8 | 82.6596
2035 | 2 | 8 | 9 | 78.7349
2035 | 2 | 8 | 10 | 71.1928
2035 | 2 | 8 | 11 | 65.0713
2035 | 2 | 8 | 12 | 64.6561
2035 | 2 | 8 | 13 | 64.1539
2035 | 2 | 8 | 14 | 63.6838
2035 | 2 | 8 | 15 | 63.9223
2035 | 2 | 8 | 16 | 65.7259
2035 | 2 | 8 | 17 | 72.7836
2035 | 2 | 8 | 18 | 84.3954
2035 | 2 | 8 | 19 | 82.5461
2035 | 2 | 8 | 20 | 80.8306
2035 | 2 | 8 | 21 | 78.3013
2035 | 2 | 8 | 22 | 76.0796
2035 | 2 | 8 | 23 | 73.3484
2035 | 2 | 9 | 0 | 70.5295
2035 | 2 | 9 | 1 | 70.7194
2035 | 2 | 9 | 2 | 69.9494
2035 | 2 | 9 | 3 | 70.0148
2035 | 2 | 9 | 4 | 70.5789
2035 | 2 | 9 | 5 | 70.9607
2035 | 2 | 9 | 6 | 71.6494
2035 | 2 | 9 | 7 | 75.9024
2035 | 2 | 9 | 8 | 83.1979
2035 | 2 | 9 | 9 | 79.1481
2035 | 2 | 9 | 10 | 70.7868
2035 | 2 | 9 | 11 | 64.3643
2035 | 2 | 9 | 12 | 65.1676
2035 | 2 | 9 | 13 | 64.7397
2035 | 2 | 9 | 14 | 63.8291
2035 | 2 | 9 | 15 | 63.7863
2035 | 2 | 9 | 16 | 66.4103
2035 | 2 | 9 | 17 | 73.5736
2035 | 2 | 9 | 18 | 82.6181
2035 | 2 | 9 | 19 | 80.8179
2035 | 2 | 9 | 20 | 78.933
2035 | 2 | 9 | 21 | 76.5261
2035 | 2 | 9 | 22 | 74.6297
2035 | 2 | 9 | 23 | 72.0115
2035 | 2 | 10 | 0 | 69.0014
2035 | 2 | 10 | 1 | 67.0885
2035 | 2 | 10 | 2 | 66.3749
2035 | 2 | 10 | 3 | 66.2042
2035 | 2 | 10 | 4 | 66.4696
2035 | 2 | 10 | 5 | 66.9134
2035 | 2 | 10 | 6 | 65.9415
2035 | 2 | 10 | 7 | 68.4995
2035 | 2 | 10 | 8 | 75.506
2035 | 2 | 10 | 9 | 77.1603
2035 | 2 | 10 | 10 | 74.1825
2035 | 2 | 10 | 11 | 68.7064
2035 | 2 | 10 | 12 | 67.2025
2035 | 2 | 10 | 13 | 66.9901
2035 | 2 | 10 | 14 | 66.0364
2035 | 2 | 10 | 15 | 67.1862
2035 | 2 | 10 | 16 | 70.7336
2035 | 2 | 10 | 17 | 77.1889
2035 | 2 | 10 | 18 | 82.0398
2035 | 2 | 10 | 19 | 79.9844
2035 | 2 | 10 | 20 | 75.447
2035 | 2 | 10 | 21 | 71.9505
2035 | 2 | 10 | 22 | 69.6621
2035 | 2 | 10 | 23 | 67.8569
2035 | 2 | 11 | 0 | 65.8943
2035 | 2 | 11 | 1 | 63.6042
2035 | 2 | 11 | 2 | 62.7246
2035 | 2 | 11 | 3 | 62.4427
2035 | 2 | 11 | 4 | 62.6164
2035 | 2 | 11 | 5 | 62.8076
2035 | 2 | 11 | 6 | 62.118
2035 | 2 | 11 | 7 | 63.5467
2035 | 2 | 11 | 8 | 68.9876
2035 | 2 | 11 | 9 | 68.6596
2035 | 2 | 11 | 10 | 65.2904
2035 | 2 | 11 | 11 | 60.5733
2035 | 2 | 11 | 12 | 62.4246
2035 | 2 | 11 | 13 | 63.2477
2035 | 2 | 11 | 14 | 63.1323
2035 | 2 | 11 | 15 | 63.9445
2035 | 2 | 11 | 16 | 66.7199
2035 | 2 | 11 | 17 | 73.1014
2035 | 2 | 11 | 18 | 78.6864
2035 | 2 | 11 | 19 | 75.8637
2035 | 2 | 11 | 20 | 71.5162
2035 | 2 | 11 | 21 | 67.7917
2035 | 2 | 11 | 22 | 64.8763
2035 | 2 | 11 | 23 | 62.7548
2035 | 2 | 12 | 0 | 62.7707
2035 | 2 | 12 | 1 | 59.2819
2035 | 2 | 12 | 2 | 58.3367
2035 | 2 | 12 | 3 | 58.1069
2035 | 2 | 12 | 4 | 58.2813
2035 | 2 | 12 | 5 | 58.4632
2035 | 2 | 12 | 6 | 59.2326
2035 | 2 | 12 | 7 | 63.6704
2035 | 2 | 12 | 8 | 73.1891
2035 | 2 | 12 | 9 | 72.156
2035 | 2 | 12 | 10 | 66.4506
2035 | 2 | 12 | 11 | 61.9723
2035 | 2 | 12 | 12 | 60.7649
2035 | 2 | 12 | 13 | 60.5656
2035 | 2 | 12 | 14 | 60.0917
2035 | 2 | 12 | 15 | 60.0662
2035 | 2 | 12 | 16 | 62.6634
2035 | 2 | 12 | 17 | 69.5759
2035 | 2 | 12 | 18 | 77.17
2035 | 2 | 12 | 19 | 73.0967
2035 | 2 | 12 | 20 | 70.0338
2035 | 2 | 12 | 21 | 66.6883
2035 | 2 | 12 | 22 | 64.2449
2035 | 2 | 12 | 23 | 61.973
2035 | 2 | 13 | 0 | 58.3407
2035 | 2 | 13 | 1 | 55.0165
2035 | 2 | 13 | 2 | 53.6826
2035 | 2 | 13 | 3 | 53.3723
2035 | 2 | 13 | 4 | 53.4777
2035 | 2 | 13 | 5 | 53.7493
2035 | 2 | 13 | 6 | 53.9995
2035 | 2 | 13 | 7 | 58.6423
2035 | 2 | 13 | 8 | 67.7655
2035 | 2 | 13 | 9 | 66.2835
2035 | 2 | 13 | 10 | 59.3321
2035 | 2 | 13 | 11 | 54.4186
2035 | 2 | 13 | 12 | 54.0218
2035 | 2 | 13 | 13 | 53.9104
2035 | 2 | 13 | 14 | 54.0142
2035 | 2 | 13 | 15 | 54.2633
2035 | 2 | 13 | 16 | 57.348
2035 | 2 | 13 | 17 | 64.1737
2035 | 2 | 13 | 18 | 70.8572
2035 | 2 | 13 | 19 | 67.1774
2035 | 2 | 13 | 20 | 64.306
2035 | 2 | 13 | 21 | 61.2327
2035 | 2 | 13 | 22 | 58.9007
2035 | 2 | 13 | 23 | 56.6571
2035 | 2 | 14 | 0 | 56.3129
2035 | 2 | 14 | 1 | 52.3073
2035 | 2 | 14 | 2 | 51.0701
2035 | 2 | 14 | 3 | 50.8451
2035 | 2 | 14 | 4 | 51.1257
2035 | 2 | 14 | 5 | 51.5711
2035 | 2 | 14 | 6 | 52.404
2035 | 2 | 14 | 7 | 56.9443
2035 | 2 | 14 | 8 | 65.8482
2035 | 2 | 14 | 9 | 63.7014
2035 | 2 | 14 | 10 | 56.5282
2035 | 2 | 14 | 11 | 51.6745
2035 | 2 | 14 | 12 | 52.07
2035 | 2 | 14 | 13 | 52.1192
2035 | 2 | 14 | 14 | 51.9125
2035 | 2 | 14 | 15 | 51.7386
2035 | 2 | 14 | 16 | 54.748
2035 | 2 | 14 | 17 | 62.5406
2035 | 2 | 14 | 18 | 70.3303
2035 | 2 | 14 | 19 | 67.7888
2035 | 2 | 14 | 20 | 65.3533
2035 | 2 | 14 | 21 | 62.5226
2035 | 2 | 14 | 22 | 60.2937
2035 | 2 | 14 | 23 | 58.0855
2035 | 2 | 15 | 0 | 56.1347
2035 | 2 | 15 | 1 | 52.0391
2035 | 2 | 15 | 2 | 50.9119
2035 | 2 | 15 | 3 | 50.7675
2035 | 2 | 15 | 4 | 51.1034
2035 | 2 | 15 | 5 | 51.6641
2035 | 2 | 15 | 6 | 52.5285
2035 | 2 | 15 | 7 | 57.1962
2035 | 2 | 15 | 8 | 66.3001
2035 | 2 | 15 | 9 | 64.4474
2035 | 2 | 15 | 10 | 57.4891
2035 | 2 | 15 | 11 | 52.1462
2035 | 2 | 15 | 12 | 51.97
2035 | 2 | 15 | 13 | 52.2667
2035 | 2 | 15 | 14 | 52.5353
2035 | 2 | 15 | 15 | 53.0677
2035 | 2 | 15 | 16 | 56.2398
2035 | 2 | 15 | 17 | 64.6684
2035 | 2 | 15 | 18 | 71.7259
2035 | 2 | 15 | 19 | 67.9525
2035 | 2 | 15 | 20 | 64.9238
2035 | 2 | 15 | 21 | 61.8196
2035 | 2 | 15 | 22 | 59.6226
2035 | 2 | 15 | 23 | 57.2615
2035 | 2 | 16 | 0 | 54.6965
2035 | 2 | 16 | 1 | 53.8633
2035 | 2 | 16 | 2 | 52.6816
2035 | 2 | 16 | 3 | 52.4978
2035 | 2 | 16 | 4 | 52.8575
2035 | 2 | 16 | 5 | 53.4373
2035 | 2 | 16 | 6 | 53.9854
2035 | 2 | 16 | 7 | 58.9937
2035 | 2 | 16 | 8 | 68.7272
2035 | 2 | 16 | 9 | 66.8464
2035 | 2 | 16 | 10 | 58.9506
2035 | 2 | 16 | 11 | 52.4973
2035 | 2 | 16 | 12 | 51.734
2035 | 2 | 16 | 13 | 52.2475
2035 | 2 | 16 | 14 | 52.2268
2035 | 2 | 16 | 15 | 52.7026
2035 | 2 | 16 | 16 | 56.616
2035 | 2 | 16 | 17 | 65.2682
2035 | 2 | 16 | 18 | 75.1993
2035 | 2 | 16 | 19 | 71.7785
2035 | 2 | 16 | 20 | 68.6439
2035 | 2 | 16 | 21 | 65.7631
2035 | 2 | 16 | 22 | 64.0175
2035 | 2 | 16 | 23 | 61.8269
2035 | 2 | 17 | 0 | 56.9249
2035 | 2 | 17 | 1 | 59.9414
2035 | 2 | 17 | 2 | 59.4563
2035 | 2 | 17 | 3 | 59.6453
2035 | 2 | 17 | 4 | 60.3365
2035 | 2 | 17 | 5 | 60.9588
2035 | 2 | 17 | 6 | 60.7388
2035 | 2 | 17 | 7 | 63.6457
2035 | 2 | 17 | 8 | 70.4909
2035 | 2 | 17 | 9 | 68.0435
2035 | 2 | 17 | 10 | 62.9711
2035 | 2 | 17 | 11 | 57.1862
2035 | 2 | 17 | 12 | 54.8834
2035 | 2 | 17 | 13 | 53.3715
2035 | 2 | 17 | 14 | 52.8227
2035 | 2 | 17 | 15 | 54.0815
2035 | 2 | 17 | 16 | 58.7856
2035 | 2 | 17 | 17 | 68.0082
2035 | 2 | 17 | 18 | 81.0836
2035 | 2 | 17 | 19 | 78.9
2035 | 2 | 17 | 20 | 74.6728
2035 | 2 | 17 | 21 | 71.4093
2035 | 2 | 17 | 22 | 69.6133
2035 | 2 | 17 | 23 | 68.0354
2035 | 2 | 18 | 0 | 66.7529
2035 | 2 | 18 | 1 | 63.3088
2035 | 2 | 18 | 2 | 62.3208
2035 | 2 | 18 | 3 | 62.2043
2035 | 2 | 18 | 4 | 62.3214
2035 | 2 | 18 | 5 | 62.3997
2035 | 2 | 18 | 6 | 61.6803
2035 | 2 | 18 | 7 | 63.0152
2035 | 2 | 18 | 8 | 68.4181
2035 | 2 | 18 | 9 | 65.0325
2035 | 2 | 18 | 10 | 60.1404
2035 | 2 | 18 | 11 | 54.9672
2035 | 2 | 18 | 12 | 55.6128
2035 | 2 | 18 | 13 | 55.2871
2035 | 2 | 18 | 14 | 55.0187
2035 | 2 | 18 | 15 | 55.7978
2035 | 2 | 18 | 16 | 59.5944
2035 | 2 | 18 | 17 | 67.1329
2035 | 2 | 18 | 18 | 76.124
2035 | 2 | 18 | 19 | 72.9269
2035 | 2 | 18 | 20 | 68.5989
2035 | 2 | 18 | 21 | 64.7576
2035 | 2 | 18 | 22 | 61.8157
2035 | 2 | 18 | 23 | 59.76
2035 | 2 | 19 | 0 | 60.172
2035 | 2 | 19 | 1 | 61.7833
2035 | 2 | 19 | 2 | 60.7907
2035 | 2 | 19 | 3 | 60.4372
2035 | 2 | 19 | 4 | 60.5894
2035 | 2 | 19 | 5 | 60.8238
2035 | 2 | 19 | 6 | 60.5763
2035 | 2 | 19 | 7 | 62.7201
2035 | 2 | 19 | 8 | 70.2499
2035 | 2 | 19 | 9 | 67.5066
2035 | 2 | 19 | 10 | 58.2776
2035 | 2 | 19 | 11 | 51.2083
2035 | 2 | 19 | 12 | 48.2416
2035 | 2 | 19 | 13 | 50.781
2035 | 2 | 19 | 14 | 50.7333
2035 | 2 | 19 | 15 | 50.4712
2035 | 2 | 19 | 16 | 50.5731
2035 | 2 | 19 | 17 | 59.594
2035 | 2 | 19 | 18 | 72.372
2035 | 2 | 19 | 19 | 70.7353
2035 | 2 | 19 | 20 | 67.9085
2035 | 2 | 19 | 21 | 64.7183
2035 | 2 | 19 | 22 | 62.1043
2035 | 2 | 19 | 23 | 59.6861
2035 | 2 | 20 | 0 | 59.1839
2035 | 2 | 20 | 1 | 61.8471
2035 | 2 | 20 | 2 | 61.0667
2035 | 2 | 20 | 3 | 61.2661
2035 | 2 | 20 | 4 | 61.9153
2035 | 2 | 20 | 5 | 62.5762
2035 | 2 | 20 | 6 | 63.1995
2035 | 2 | 20 | 7 | 68.0746
2035 | 2 | 20 | 8 | 77.0817
2035 | 2 | 20 | 9 | 74.2089
2035 | 2 | 20 | 10 | 65.9677
2035 | 2 | 20 | 11 | 59.2215
2035 | 2 | 20 | 12 | 54.8709
2035 | 2 | 20 | 13 | 54.8172
2035 | 2 | 20 | 14 | 54.6834
2035 | 2 | 20 | 15 | 54.7713
2035 | 2 | 20 | 16 | 56.7098
2035 | 2 | 20 | 17 | 62.4138
2035 | 2 | 20 | 18 | 75.245
2035 | 2 | 20 | 19 | 75.29
2035 | 2 | 20 | 20 | 73.8352
2035 | 2 | 20 | 21 | 71.3617
2035 | 2 | 20 | 22 | 69.1807
2035 | 2 | 20 | 23 | 66.795
2035 | 2 | 21 | 0 | 65.0624
2035 | 2 | 21 | 1 | 64.5016
2035 | 2 | 21 | 2 | 63.8239
2035 | 2 | 21 | 3 | 64.0119
2035 | 2 | 21 | 4 | 64.6808
2035 | 2 | 21 | 5 | 65.2891
2035 | 2 | 21 | 6 | 66.1904
2035 | 2 | 21 | 7 | 70.3745
2035 | 2 | 21 | 8 | 77.3348
2035 | 2 | 21 | 9 | 72.0242
2035 | 2 | 21 | 10 | 63.659
2035 | 2 | 21 | 11 | 57.4856
2035 | 2 | 21 | 12 | 56.5779
2035 | 2 | 21 | 13 | 57.0514
2035 | 2 | 21 | 14 | 56.7131
2035 | 2 | 21 | 15 | 56.1135
2035 | 2 | 21 | 16 | 57.1393
2035 | 2 | 21 | 17 | 63.5783
2035 | 2 | 21 | 18 | 75.1621
2035 | 2 | 21 | 19 | 75.2621
2035 | 2 | 21 | 20 | 73.9215
2035 | 2 | 21 | 21 | 71.3994
2035 | 2 | 21 | 22 | 69.0607
2035 | 2 | 21 | 23 | 66.5264
2035 | 2 | 22 | 0 | 65.1927
2035 | 2 | 22 | 1 | 64.2876
2035 | 2 | 22 | 2 | 63.4974
2035 | 2 | 22 | 3 | 63.5661
2035 | 2 | 22 | 4 | 64.074
2035 | 2 | 22 | 5 | 64.6392
2035 | 2 | 22 | 6 | 65.059
2035 | 2 | 22 | 7 | 69.2491
2035 | 2 | 22 | 8 | 76.5085
2035 | 2 | 22 | 9 | 72.195
2035 | 2 | 22 | 10 | 64.3603
2035 | 2 | 22 | 11 | 58.1802
2035 | 2 | 22 | 12 | 59.1628
2035 | 2 | 22 | 13 | 59.7327
2035 | 2 | 22 | 14 | 60.5161
2035 | 2 | 22 | 15 | 60.6328
2035 | 2 | 22 | 16 | 62.4709
2035 | 2 | 22 | 17 | 69.3321
2035 | 2 | 22 | 18 | 77.8787
2035 | 2 | 22 | 19 | 75.5421
2035 | 2 | 22 | 20 | 73.2448
2035 | 2 | 22 | 21 | 70.3493
2035 | 2 | 22 | 22 | 67.9883
2035 | 2 | 22 | 23 | 65.3975
2035 | 2 | 23 | 0 | 63.2315
2035 | 2 | 23 | 1 | 65.1406
2035 | 2 | 23 | 2 | 64.3766
2035 | 2 | 23 | 3 | 64.5555
2035 | 2 | 23 | 4 | 65.2689
2035 | 2 | 23 | 5 | 66.0318
2035 | 2 | 23 | 6 | 66.4701
2035 | 2 | 23 | 7 | 71.0321
2035 | 2 | 23 | 8 | 78.539
2035 | 2 | 23 | 9 | 73.7013
2035 | 2 | 23 | 10 | 64.6083
2035 | 2 | 23 | 11 | 57.415
2035 | 2 | 23 | 12 | 56.4017
2035 | 2 | 23 | 13 | 57.0492
2035 | 2 | 23 | 14 | 57.0717
2035 | 2 | 23 | 15 | 56.7635
2035 | 2 | 23 | 16 | 58.7903
2035 | 2 | 23 | 17 | 65.1954
2035 | 2 | 23 | 18 | 76.7739
2035 | 2 | 23 | 19 | 76.2434
2035 | 2 | 23 | 20 | 74.612
2035 | 2 | 23 | 21 | 72.2763
2035 | 2 | 23 | 22 | 70.3051
2035 | 2 | 23 | 23 | 67.7717
2035 | 2 | 24 | 0 | 68.1618
2035 | 2 | 24 | 1 | 62.2435
2035 | 2 | 24 | 2 | 61.0622
2035 | 2 | 24 | 3 | 60.6134
2035 | 2 | 24 | 4 | 60.5238
2035 | 2 | 24 | 5 | 60.5913
2035 | 2 | 24 | 6 | 60.1324
2035 | 2 | 24 | 7 | 62.4219
2035 | 2 | 24 | 8 | 69.1381
2035 | 2 | 24 | 9 | 68.8685
2035 | 2 | 24 | 10 | 64.9971
2035 | 2 | 24 | 11 | 59.3111
2035 | 2 | 24 | 12 | 57.9621
2035 | 2 | 24 | 13 | 59.357
2035 | 2 | 24 | 14 | 59.1868
2035 | 2 | 24 | 15 | 59.1097
2035 | 2 | 24 | 16 | 60.6939
2035 | 2 | 24 | 17 | 65.2898
2035 | 2 | 24 | 18 | 74.672
2035 | 2 | 24 | 19 | 71.278
2035 | 2 | 24 | 20 | 66.5979
2035 | 2 | 24 | 21 | 62.6698
2035 | 2 | 24 | 22 | 60.2019
2035 | 2 | 24 | 23 | 58.4965
2035 | 2 | 25 | 0 | 57.8716
2035 | 2 | 25 | 1 | 52.068
2035 | 2 | 25 | 2 | 50.7238
2035 | 2 | 25 | 3 | 50.0651
2035 | 2 | 25 | 4 | 49.9258
2035 | 2 | 25 | 5 | 49.7507
2035 | 2 | 25 | 6 | 48.7891
2035 | 2 | 25 | 7 | 50.4233
2035 | 2 | 25 | 8 | 57.9048
2035 | 2 | 25 | 9 | 57.8581
2035 | 2 | 25 | 10 | 52.6002
2035 | 2 | 25 | 11 | 48.2796
2035 | 2 | 25 | 12 | 48.5353
2035 | 2 | 25 | 13 | 50.9799
2035 | 2 | 25 | 14 | 51.2626
2035 | 2 | 25 | 15 | 51.1242
2035 | 2 | 25 | 16 | 53.0495
2035 | 2 | 25 | 17 | 59.4384
2035 | 2 | 25 | 18 | 65.4131
2035 | 2 | 25 | 19 | 61.5674
2035 | 2 | 25 | 20 | 57.4666
2035 | 2 | 25 | 21 | 53.6476
2035 | 2 | 25 | 22 | 50.9788
2035 | 2 | 25 | 23 | 49.1206
2035 | 2 | 26 | 0 | 50.2611
2035 | 2 | 26 | 1 | 48.7099
2035 | 2 | 26 | 2 | 47.8179
2035 | 2 | 26 | 3 | 47.7898
2035 | 2 | 26 | 4 | 48.2106
2035 | 2 | 26 | 5 | 48.8765
2035 | 2 | 26 | 6 | 50.1703
2035 | 2 | 26 | 7 | 54.8915
2035 | 2 | 26 | 8 | 64.0641
2035 | 2 | 26 | 9 | 62.0296
2035 | 2 | 26 | 10 | 55.4997
2035 | 2 | 26 | 11 | 51.123
2035 | 2 | 26 | 12 | 51.1559
2035 | 2 | 26 | 13 | 51.9968
2035 | 2 | 26 | 14 | 52.6861
2035 | 2 | 26 | 15 | 52.4882
2035 | 2 | 26 | 16 | 54.6858
2035 | 2 | 26 | 17 | 61.1526
2035 | 2 | 26 | 18 | 69.2237
2035 | 2 | 26 | 19 | 66.4887
2035 | 2 | 26 | 20 | 64.0078
2035 | 2 | 26 | 21 | 60.8101
2035 | 2 | 26 | 22 | 58.3619
2035 | 2 | 26 | 23 | 56.2335
2035 | 2 | 27 | 0 | 54.7658
2035 | 2 | 27 | 1 | 51.5311
2035 | 2 | 27 | 2 | 50.4221
2035 | 2 | 27 | 3 | 50.3591
2035 | 2 | 27 | 4 | 50.7779
2035 | 2 | 27 | 5 | 51.414
2035 | 2 | 27 | 6 | 52.5956
2035 | 2 | 27 | 7 | 57.4672
2035 | 2 | 27 | 8 | 66.0748
2035 | 2 | 27 | 9 | 63.58
2035 | 2 | 27 | 10 | 56.7157
2035 | 2 | 27 | 11 | 51.1862
2035 | 2 | 27 | 12 | 50.304
2035 | 2 | 27 | 13 | 51.1292
2035 | 2 | 27 | 14 | 51.7917
2035 | 2 | 27 | 15 | 52.0402
2035 | 2 | 27 | 16 | 54.588
2035 | 2 | 27 | 17 | 60.647
2035 | 2 | 27 | 18 | 68.5704
2035 | 2 | 27 | 19 | 65.6551
2035 | 2 | 27 | 20 | 63.2894
2035 | 2 | 27 | 21 | 60.0392
2035 | 2 | 27 | 22 | 57.6428
2035 | 2 | 27 | 23 | 55.3832
2035 | 2 | 28 | 0 | 55.9851
2035 | 2 | 28 | 1 | 51.9399
2035 | 2 | 28 | 2 | 50.8137
2035 | 2 | 28 | 3 | 50.6461
2035 | 2 | 28 | 4 | 50.9719
2035 | 2 | 28 | 5 | 51.5091
2035 | 2 | 28 | 6 | 52.7663
2035 | 2 | 28 | 7 | 57.2254
2035 | 2 | 28 | 8 | 65.3517
2035 | 2 | 28 | 9 | 62.4478
2035 | 2 | 28 | 10 | 55.7825
2035 | 2 | 28 | 11 | 50.3794
2035 | 2 | 28 | 12 | 50.4255
2035 | 2 | 28 | 13 | 52.3219
2035 | 2 | 28 | 14 | 53.0821
2035 | 2 | 28 | 15 | 52.6679
2035 | 2 | 28 | 16 | 54.1656
2035 | 2 | 28 | 17 | 61.2254
2035 | 2 | 28 | 18 | 71.4344
2035 | 2 | 28 | 19 | 67.9072
2035 | 2 | 28 | 20 | 65.3256
2035 | 2 | 28 | 21 | 62.0092
2035 | 2 | 28 | 22 | 59.545
2035 | 2 | 28 | 23 | 57.2661
2035 | 3 | 1 | 0 | 53.9789
2035 | 3 | 1 | 1 | 52.3452
2035 | 3 | 1 | 2 | 51.2347
2035 | 3 | 1 | 3 | 51.1176
2035 | 3 | 1 | 4 | 51.3909
2035 | 3 | 1 | 5 | 51.8406
2035 | 3 | 1 | 6 | 52.587
2035 | 3 | 1 | 7 | 57.668
2035 | 3 | 1 | 8 | 66.9347
2035 | 3 | 1 | 9 | 63.353
2035 | 3 | 1 | 10 | 54.8249
2035 | 3 | 1 | 11 | 48.9506
2035 | 3 | 1 | 12 | 48.8025
2035 | 3 | 1 | 13 | 49.7518
2035 | 3 | 1 | 14 | 49.6311
2035 | 3 | 1 | 15 | 49.9563
2035 | 3 | 1 | 16 | 54.012
2035 | 3 | 1 | 17 | 63.6231
2035 | 3 | 1 | 18 | 69.9335
2035 | 3 | 1 | 19 | 68.7786
2035 | 3 | 1 | 20 | 66.8494
2035 | 3 | 1 | 21 | 64.2778
2035 | 3 | 1 | 22 | 62.5129
2035 | 3 | 1 | 23 | 60.3882
2035 | 3 | 2 | 0 | 54.0099
2035 | 3 | 2 | 1 | 54.1234
2035 | 3 | 2 | 2 | 53.1187
2035 | 3 | 2 | 3 | 53.0529
2035 | 3 | 2 | 4 | 53.3871
2035 | 3 | 2 | 5 | 53.82
2035 | 3 | 2 | 6 | 53.9653
2035 | 3 | 2 | 7 | 58.2047
2035 | 3 | 2 | 8 | 63.2966
2035 | 3 | 2 | 9 | 55.4886
2035 | 3 | 2 | 10 | 46.2057
2035 | 3 | 2 | 11 | 41.6516
2035 | 3 | 2 | 12 | 42.3851
2035 | 3 | 2 | 13 | 43.5131
2035 | 3 | 2 | 14 | 42.2121
2035 | 3 | 2 | 15 | 40.8593
2035 | 3 | 2 | 16 | 42.969
2035 | 3 | 2 | 17 | 50.2236
2035 | 3 | 2 | 18 | 60.8721
2035 | 3 | 2 | 19 | 61.6177
2035 | 3 | 2 | 20 | 60.244
2035 | 3 | 2 | 21 | 57.9825
2035 | 3 | 2 | 22 | 56.4792
2035 | 3 | 2 | 23 | 54.3448
2035 | 3 | 3 | 0 | 53.6495
2035 | 3 | 3 | 1 | 52.0538
2035 | 3 | 3 | 2 | 51.1718
2035 | 3 | 3 | 3 | 51.0254
2035 | 3 | 3 | 4 | 51.2596
2035 | 3 | 3 | 5 | 51.1618
2035 | 3 | 3 | 6 | 50.4122
2035 | 3 | 3 | 7 | 52.9643
2035 | 3 | 3 | 8 | 58.6656
2035 | 3 | 3 | 9 | 53.3943
2035 | 3 | 3 | 10 | 45.9996
2035 | 3 | 3 | 11 | 41.743
2035 | 3 | 3 | 12 | 40.5255
2035 | 3 | 3 | 13 | 41.1047
2035 | 3 | 3 | 14 | 39.9901
2035 | 3 | 3 | 15 | 39.0885
2035 | 3 | 3 | 16 | 41.3709
2035 | 3 | 3 | 17 | 49.0722
2035 | 3 | 3 | 18 | 61.0702
2035 | 3 | 3 | 19 | 60.8645
2035 | 3 | 3 | 20 | 58.0513
2035 | 3 | 3 | 21 | 55.1085
2035 | 3 | 3 | 22 | 53.6146
2035 | 3 | 3 | 23 | 52.2023
2035 | 3 | 4 | 0 | 52.3734
2035 | 3 | 4 | 1 | 51.6987
2035 | 3 | 4 | 2 | 50.7461
2035 | 3 | 4 | 3 | 50.6045
2035 | 3 | 4 | 4 | 50.8008
2035 | 3 | 4 | 5 | 50.5593
2035 | 3 | 4 | 6 | 48.7206
2035 | 3 | 4 | 7 | 51.1144
2035 | 3 | 4 | 8 | 59.3459
2035 | 3 | 4 | 9 | 56.8018
2035 | 3 | 4 | 10 | 49.9737
2035 | 3 | 4 | 11 | 44.8572
2035 | 3 | 4 | 12 | 45.7591
2035 | 3 | 4 | 13 | 46.4711
2035 | 3 | 4 | 14 | 46.5042
2035 | 3 | 4 | 15 | 46.7542
2035 | 3 | 4 | 16 | 51.4236
2035 | 3 | 4 | 17 | 61.0821
2035 | 3 | 4 | 18 | 66.8513
2035 | 3 | 4 | 19 | 63.0634
2035 | 3 | 4 | 20 | 59.4122
2035 | 3 | 4 | 21 | 55.7139
2035 | 3 | 4 | 22 | 53.2562
2035 | 3 | 4 | 23 | 51.458
2035 | 3 | 5 | 0 | 51.8348
2035 | 3 | 5 | 1 | 51.5357
2035 | 3 | 5 | 2 | 50.8865
2035 | 3 | 5 | 3 | 51.081
2035 | 3 | 5 | 4 | 51.6655
2035 | 3 | 5 | 5 | 52.3021
2035 | 3 | 5 | 6 | 53.6066
2035 | 3 | 5 | 7 | 58.6712
2035 | 3 | 5 | 8 | 67.3791
2035 | 3 | 5 | 9 | 63.1166
2035 | 3 | 5 | 10 | 55.1554
2035 | 3 | 5 | 11 | 49.8603
2035 | 3 | 5 | 12 | 50.8905
2035 | 3 | 5 | 13 | 52.0093
2035 | 3 | 5 | 14 | 52.0177
2035 | 3 | 5 | 15 | 52.5126
2035 | 3 | 5 | 16 | 56.2046
2035 | 3 | 5 | 17 | 65.2674
2035 | 3 | 5 | 18 | 71.7647
2035 | 3 | 5 | 19 | 70.1165
2035 | 3 | 5 | 20 | 68.0326
2035 | 3 | 5 | 21 | 64.9115
2035 | 3 | 5 | 22 | 62.6168
2035 | 3 | 5 | 23 | 60.4033
2035 | 3 | 6 | 0 | 56.7972
2035 | 3 | 6 | 1 | 59.0284
2035 | 3 | 6 | 2 | 58.4075
2035 | 3 | 6 | 3 | 58.8042
2035 | 3 | 6 | 4 | 59.5991
2035 | 3 | 6 | 5 | 60.3348
2035 | 3 | 6 | 6 | 61.4922
2035 | 3 | 6 | 7 | 66.0242
2035 | 3 | 6 | 8 | 71.1368
2035 | 3 | 6 | 9 | 63.1049
2035 | 3 | 6 | 10 | 53.7312
2035 | 3 | 6 | 11 | 47.9279
2035 | 3 | 6 | 12 | 52.247
2035 | 3 | 6 | 13 | 52.9202
2035 | 3 | 6 | 14 | 53.1787
2035 | 3 | 6 | 15 | 53.8012
2035 | 3 | 6 | 16 | 57.214
2035 | 3 | 6 | 17 | 64.8951
2035 | 3 | 6 | 18 | 74.5788
2035 | 3 | 6 | 19 | 73.0462
2035 | 3 | 6 | 20 | 71.3232
2035 | 3 | 6 | 21 | 68.3326
2035 | 3 | 6 | 22 | 65.9603
2035 | 3 | 6 | 23 | 63.5192
2035 | 3 | 7 | 0 | 63.4148
2035 | 3 | 7 | 1 | 62.9663
2035 | 3 | 7 | 2 | 62.2013
2035 | 3 | 7 | 3 | 62.2792
2035 | 3 | 7 | 4 | 62.7631
2035 | 3 | 7 | 5 | 63.1121
2035 | 3 | 7 | 6 | 64.3796
2035 | 3 | 7 | 7 | 68.1347
2035 | 3 | 7 | 8 | 72.1848
2035 | 3 | 7 | 9 | 64.5413
2035 | 3 | 7 | 10 | 56.9803
2035 | 3 | 7 | 11 | 51.899
2035 | 3 | 7 | 12 | 54.9512
2035 | 3 | 7 | 13 | 56.1732
2035 | 3 | 7 | 14 | 55.8214
2035 | 3 | 7 | 15 | 55.0063
2035 | 3 | 7 | 16 | 56.7206
2035 | 3 | 7 | 17 | 63.8456
2035 | 3 | 7 | 18 | 68.9932
2035 | 3 | 7 | 19 | 70.34
2035 | 3 | 7 | 20 | 69.7094
2035 | 3 | 7 | 21 | 67.1518
2035 | 3 | 7 | 22 | 64.9595
2035 | 3 | 7 | 23 | 62.5332
2035 | 3 | 8 | 0 | 61.005
2035 | 3 | 8 | 1 | 59.8915
2035 | 3 | 8 | 2 | 58.9408
2035 | 3 | 8 | 3 | 58.9038
2035 | 3 | 8 | 4 | 59.2346
2035 | 3 | 8 | 5 | 59.6241
2035 | 3 | 8 | 6 | 60.1178
2035 | 3 | 8 | 7 | 64.7051
2035 | 3 | 8 | 8 | 72.2071
2035 | 3 | 8 | 9 | 67.9771
2035 | 3 | 8 | 10 | 60.1311
2035 | 3 | 8 | 11 | 54.214
2035 | 3 | 8 | 12 | 53.1818
2035 | 3 | 8 | 13 | 54.8485
2035 | 3 | 8 | 14 | 55.2059
2035 | 3 | 8 | 15 | 54.6721
2035 | 3 | 8 | 16 | 56.3122
2035 | 3 | 8 | 17 | 63.7735
2035 | 3 | 8 | 18 | 68.8232
2035 | 3 | 8 | 19 | 68.5433
2035 | 3 | 8 | 20 | 67.3192
2035 | 3 | 8 | 21 | 64.6918
2035 | 3 | 8 | 22 | 62.5002
2035 | 3 | 8 | 23 | 60.0388
2035 | 3 | 9 | 0 | 58.9897
2035 | 3 | 9 | 1 | 60.6483
2035 | 3 | 9 | 2 | 59.8636
2035 | 3 | 9 | 3 | 60.0723
2035 | 3 | 9 | 4 | 60.7626
2035 | 3 | 9 | 5 | 61.4514
2035 | 3 | 9 | 6 | 62.0457
2035 | 3 | 9 | 7 | 66.9301
2035 | 3 | 9 | 8 | 74.0947
2035 | 3 | 9 | 9 | 69.0737
2035 | 3 | 9 | 10 | 60.3239
2035 | 3 | 9 | 11 | 53.5765
2035 | 3 | 9 | 12 | 54.1785
2035 | 3 | 9 | 13 | 55.144
2035 | 3 | 9 | 14 | 54.8235
2035 | 3 | 9 | 15 | 54.521
2035 | 3 | 9 | 16 | 58.2333
2035 | 3 | 9 | 17 | 65.5462
2035 | 3 | 9 | 18 | 71.6965
2035 | 3 | 9 | 19 | 73.5353
2035 | 3 | 9 | 20 | 73.1409
2035 | 3 | 9 | 21 | 71.1773
2035 | 3 | 9 | 22 | 69.6339
2035 | 3 | 9 | 23 | 67.4251
2035 | 3 | 10 | 0 | 64.8246
2035 | 3 | 10 | 1 | 62.7334
2035 | 3 | 10 | 2 | 61.9662
2035 | 3 | 10 | 3 | 61.9277
2035 | 3 | 10 | 4 | 62.1689
2035 | 3 | 10 | 5 | 62.2759
2035 | 3 | 10 | 6 | 62.1748
2035 | 3 | 10 | 7 | 63.9931
2035 | 3 | 10 | 8 | 66.4162
2035 | 3 | 10 | 9 | 60.7924
2035 | 3 | 10 | 10 | 56.4644
2035 | 3 | 10 | 11 | 51.7284
2035 | 3 | 10 | 12 | 53.7004
2035 | 3 | 10 | 13 | 54.9544
2035 | 3 | 10 | 14 | 54.2891
2035 | 3 | 10 | 15 | 53.7348
2035 | 3 | 10 | 16 | 55.6599
2035 | 3 | 10 | 17 | 61.2122
2035 | 3 | 10 | 18 | 69.6223
2035 | 3 | 10 | 19 | 69.649
2035 | 3 | 10 | 20 | 66.7516
2035 | 3 | 10 | 21 | 63.3848
2035 | 3 | 10 | 22 | 61.2829
2035 | 3 | 10 | 23 | 59.6657
2035 | 3 | 11 | 0 | 60.1396
2035 | 3 | 11 | 1 | 54.59
2035 | 3 | 11 | 2 | 54.2233
2035 | 3 | 11 | 3 | 54.1886
2035 | 3 | 11 | 4 | 54.527
2035 | 3 | 11 | 5 | 55.6718
2035 | 3 | 11 | 6 | 57.1533
2035 | 3 | 11 | 7 | 59.3055
2035 | 3 | 11 | 8 | 61.8899
2035 | 3 | 11 | 9 | 57.9235
2035 | 3 | 11 | 10 | 54.1477
2035 | 3 | 11 | 11 | 49.8772
2035 | 3 | 11 | 12 | 48.9152
2035 | 3 | 11 | 13 | 49.2078
2035 | 3 | 11 | 14 | 48.3794
2035 | 3 | 11 | 15 | 49.1898
2035 | 3 | 11 | 16 | 54.2909
2035 | 3 | 11 | 17 | 60.874
2035 | 3 | 11 | 18 | 66.1114
2035 | 3 | 11 | 19 | 65.2474
2035 | 3 | 11 | 20 | 61.8529
2035 | 3 | 11 | 21 | 57.7184
2035 | 3 | 11 | 22 | 54.3364
2035 | 3 | 11 | 23 | 52.2519
2035 | 3 | 12 | 0 | 52.7487
2035 | 3 | 12 | 1 | 56.2346
2035 | 3 | 12 | 2 | 56.5069
2035 | 3 | 12 | 3 | 57.19
2035 | 3 | 12 | 4 | 58.2559
2035 | 3 | 12 | 5 | 60.2737
2035 | 3 | 12 | 6 | 62.5503
2035 | 3 | 12 | 7 | 67.8461
2035 | 3 | 12 | 8 | 72.4316
2035 | 3 | 12 | 9 | 66.8059
2035 | 3 | 12 | 10 | 61.3888
2035 | 3 | 12 | 11 | 55.7829
2035 | 3 | 12 | 12 | 53.7353
2035 | 3 | 12 | 13 | 53.8119
2035 | 3 | 12 | 14 | 53.5552
2035 | 3 | 12 | 15 | 54.4161
2035 | 3 | 12 | 16 | 58.6443
2035 | 3 | 12 | 17 | 64.6918
2035 | 3 | 12 | 18 | 73.6605
2035 | 3 | 12 | 19 | 73.6374
2035 | 3 | 12 | 20 | 71.7628
2035 | 3 | 12 | 21 | 68.1303
2035 | 3 | 12 | 22 | 64.8178
2035 | 3 | 12 | 23 | 62.269
2035 | 3 | 13 | 0 | 61.2586
2035 | 3 | 13 | 1 | 62.3664
2035 | 3 | 13 | 2 | 62.4433
2035 | 3 | 13 | 3 | 63.0796
2035 | 3 | 13 | 4 | 64.1604
2035 | 3 | 13 | 5 | 66.0936
2035 | 3 | 13 | 6 | 70.5079
2035 | 3 | 13 | 7 | 75.3602
2035 | 3 | 13 | 8 | 76.9048
2035 | 3 | 13 | 9 | 68.4123
2035 | 3 | 13 | 10 | 62.3699
2035 | 3 | 13 | 11 | 56.2099
2035 | 3 | 13 | 12 | 55.6251
2035 | 3 | 13 | 13 | 55.5965
2035 | 3 | 13 | 14 | 54.5282
2035 | 3 | 13 | 15 | 55.576
2035 | 3 | 13 | 16 | 59.5244
2035 | 3 | 13 | 17 | 64.5781
2035 | 3 | 13 | 18 | 73.5379
2035 | 3 | 13 | 19 | 76.2672
2035 | 3 | 13 | 20 | 75.6679
2035 | 3 | 13 | 21 | 72.5381
2035 | 3 | 13 | 22 | 69.5813
2035 | 3 | 13 | 23 | 66.9665
2035 | 3 | 14 | 0 | 65.4189
2035 | 3 | 14 | 1 | 67.2525
2035 | 3 | 14 | 2 | 67.404
2035 | 3 | 14 | 3 | 67.9827
2035 | 3 | 14 | 4 | 68.9924
2035 | 3 | 14 | 5 | 70.7849
2035 | 3 | 14 | 6 | 72.7504
2035 | 3 | 14 | 7 | 77.829
2035 | 3 | 14 | 8 | 81.7981
2035 | 3 | 14 | 9 | 75.8417
2035 | 3 | 14 | 10 | 70.1701
2035 | 3 | 14 | 11 | 63.026
2035 | 3 | 14 | 12 | 59.7875
2035 | 3 | 14 | 13 | 60.5253
2035 | 3 | 14 | 14 | 59.7205
2035 | 3 | 14 | 15 | 60.1909
2035 | 3 | 14 | 16 | 63.3313
2035 | 3 | 14 | 17 | 69.393
2035 | 3 | 14 | 18 | 75.8546
2035 | 3 | 14 | 19 | 77.5355
2035 | 3 | 14 | 20 | 76.6866
2035 | 3 | 14 | 21 | 73.3967
2035 | 3 | 14 | 22 | 70.1273
2035 | 3 | 14 | 23 | 67.2967
2035 | 3 | 15 | 0 | 66.1292
2035 | 3 | 15 | 1 | 67.5161
2035 | 3 | 15 | 2 | 67.6218
2035 | 3 | 15 | 3 | 68.1491
2035 | 3 | 15 | 4 | 69.0579
2035 | 3 | 15 | 5 | 70.8348
2035 | 3 | 15 | 6 | 74.2252
2035 | 3 | 15 | 7 | 78.3838
2035 | 3 | 15 | 8 | 78.763
2035 | 3 | 15 | 9 | 69.994
2035 | 3 | 15 | 10 | 64.6108
2035 | 3 | 15 | 11 | 58.7646
2035 | 3 | 15 | 12 | 59.9904
2035 | 3 | 15 | 13 | 60.6806
2035 | 3 | 15 | 14 | 60.472
2035 | 3 | 15 | 15 | 60.87
2035 | 3 | 15 | 16 | 63.5649
2035 | 3 | 15 | 17 | 68.7002
2035 | 3 | 15 | 18 | 72.2615
2035 | 3 | 15 | 19 | 75.3618
2035 | 3 | 15 | 20 | 75.0706
2035 | 3 | 15 | 21 | 72.1765
2035 | 3 | 15 | 22 | 69.1894
2035 | 3 | 15 | 23 | 66.3523
2035 | 3 | 16 | 0 | 65.1314
2035 | 3 | 16 | 1 | 65.5282
2035 | 3 | 16 | 2 | 65.4791
2035 | 3 | 16 | 3 | 65.827
2035 | 3 | 16 | 4 | 66.5705
2035 | 3 | 16 | 5 | 68.1706
2035 | 3 | 16 | 6 | 71.4242
2035 | 3 | 16 | 7 | 75.4448
2035 | 3 | 16 | 8 | 74.9891
2035 | 3 | 16 | 9 | 65.5193
2035 | 3 | 16 | 10 | 59.607
2035 | 3 | 16 | 11 | 54.6843
2035 | 3 | 16 | 12 | 55.0505
2035 | 3 | 16 | 13 | 55.8922
2035 | 3 | 16 | 14 | 54.2754
2035 | 3 | 16 | 15 | 53.2657
2035 | 3 | 16 | 16 | 55.1316
2035 | 3 | 16 | 17 | 58.8565
2035 | 3 | 16 | 18 | 71.048
2035 | 3 | 16 | 19 | 71.5723
2035 | 3 | 16 | 20 | 70.4486
2035 | 3 | 16 | 21 | 67.3042
2035 | 3 | 16 | 22 | 64.5028
2035 | 3 | 16 | 23 | 61.8292
2035 | 3 | 17 | 0 | 61.1017
2035 | 3 | 17 | 1 | 58.7209
2035 | 3 | 17 | 2 | 58.6679
2035 | 3 | 17 | 3 | 58.7478
2035 | 3 | 17 | 4 | 59.2428
2035 | 3 | 17 | 5 | 60.6489
2035 | 3 | 17 | 6 | 62.5201
2035 | 3 | 17 | 7 | 64.6021
2035 | 3 | 17 | 8 | 63.1614
2035 | 3 | 17 | 9 | 57.4025
2035 | 3 | 17 | 10 | 55.4691
2035 | 3 | 17 | 11 | 51.6132
2035 | 3 | 17 | 12 | 50.2141
2035 | 3 | 17 | 13 | 52.3942
2035 | 3 | 17 | 14 | 50.8142
2035 | 3 | 17 | 15 | 50.2237
2035 | 3 | 17 | 16 | 51.074
2035 | 3 | 17 | 17 | 53.5496
2035 | 3 | 17 | 18 | 62.7076
2035 | 3 | 17 | 19 | 65.7269
2035 | 3 | 17 | 20 | 63.3947
2035 | 3 | 17 | 21 | 59.745
2035 | 3 | 17 | 22 | 57.0011
2035 | 3 | 17 | 23 | 55.196
2035 | 3 | 18 | 0 | 55.4139
2035 | 3 | 18 | 1 | 54.7125
2035 | 3 | 18 | 2 | 54.6831
2035 | 3 | 18 | 3 | 54.8455
2035 | 3 | 18 | 4 | 55.4076
2035 | 3 | 18 | 5 | 56.6291
2035 | 3 | 18 | 6 | 57.9783
2035 | 3 | 18 | 7 | 59.2944
2035 | 3 | 18 | 8 | 57.5381
2035 | 3 | 18 | 9 | 50.7152
2035 | 3 | 18 | 10 | 48.5786
2035 | 3 | 18 | 11 | 45.0068
2035 | 3 | 18 | 12 | 47.8997
2035 | 3 | 18 | 13 | 50.5078
2035 | 3 | 18 | 14 | 50.3458
2035 | 3 | 18 | 15 | 50.1001
2035 | 3 | 18 | 16 | 51.9073
2035 | 3 | 18 | 17 | 55.4072
2035 | 3 | 18 | 18 | 61.2099
2035 | 3 | 18 | 19 | 62.8146
2035 | 3 | 18 | 20 | 60.5656
2035 | 3 | 18 | 21 | 56.6109
2035 | 3 | 18 | 22 | 53.2622
2035 | 3 | 18 | 23 | 51.1711
2035 | 3 | 19 | 0 | 52.3124
2035 | 3 | 19 | 1 | 52.7399
2035 | 3 | 19 | 2 | 52.9401
2035 | 3 | 19 | 3 | 53.4695
2035 | 3 | 19 | 4 | 54.3171
2035 | 3 | 19 | 5 | 56.16
2035 | 3 | 19 | 6 | 59.0075
2035 | 3 | 19 | 7 | 63.0669
2035 | 3 | 19 | 8 | 62.8614
2035 | 3 | 19 | 9 | 53.9613
2035 | 3 | 19 | 10 | 50.0933
2035 | 3 | 19 | 11 | 47.0912
2035 | 3 | 19 | 12 | 48.3223
2035 | 3 | 19 | 13 | 49.6661
2035 | 3 | 19 | 14 | 49.1231
2035 | 3 | 19 | 15 | 48.6415
2035 | 3 | 19 | 16 | 50.3341
2035 | 3 | 19 | 17 | 54.3445
2035 | 3 | 19 | 18 | 62.8667
2035 | 3 | 19 | 19 | 63.5245
2035 | 3 | 19 | 20 | 62.2339
2035 | 3 | 19 | 21 | 58.5012
2035 | 3 | 19 | 22 | 55.2045
2035 | 3 | 19 | 23 | 52.7302
2035 | 3 | 20 | 0 | 53.3536
2035 | 3 | 20 | 1 | 52.5409
2035 | 3 | 20 | 2 | 52.388
2035 | 3 | 20 | 3 | 52.7603
2035 | 3 | 20 | 4 | 53.4386
2035 | 3 | 20 | 5 | 55.1573
2035 | 3 | 20 | 6 | 58.1051
2035 | 3 | 20 | 7 | 62.181
2035 | 3 | 20 | 8 | 61.1742
2035 | 3 | 20 | 9 | 51.527
2035 | 3 | 20 | 10 | 46.8379
2035 | 3 | 20 | 11 | 43.5311
2035 | 3 | 20 | 12 | 46.6971
2035 | 3 | 20 | 13 | 48.2951
2035 | 3 | 20 | 14 | 47.5998
2035 | 3 | 20 | 15 | 47.4948
2035 | 3 | 20 | 16 | 49.8553
2035 | 3 | 20 | 17 | 53.7834
2035 | 3 | 20 | 18 | 64.2605
2035 | 3 | 20 | 19 | 62.944
2035 | 3 | 20 | 20 | 61.2238
2035 | 3 | 20 | 21 | 57.3396
2035 | 3 | 20 | 22 | 54.1369
2035 | 3 | 20 | 23 | 51.7084
2035 | 3 | 21 | 0 | 50.9197
2035 | 3 | 21 | 1 | 51.2371
2035 | 3 | 21 | 2 | 51.1632
2035 | 3 | 21 | 3 | 51.6606
2035 | 3 | 21 | 4 | 52.5782
2035 | 3 | 21 | 5 | 54.5649
2035 | 3 | 21 | 6 | 57.2189
2035 | 3 | 21 | 7 | 61.9805
2035 | 3 | 21 | 8 | 64.072
2035 | 3 | 21 | 9 | 57.5091
2035 | 3 | 21 | 10 | 52.908
2035 | 3 | 21 | 11 | 47.9228
2035 | 3 | 21 | 12 | 48.0864
2035 | 3 | 21 | 13 | 49.9016
2035 | 3 | 21 | 14 | 50.1713
2035 | 3 | 21 | 15 | 50.1109
2035 | 3 | 21 | 16 | 52.7724
2035 | 3 | 21 | 17 | 58.122
2035 | 3 | 21 | 18 | 64.2643
2035 | 3 | 21 | 19 | 66.2128
2035 | 3 | 21 | 20 | 65.61
2035 | 3 | 21 | 21 | 62.3646
2035 | 3 | 21 | 22 | 59.3007
2035 | 3 | 21 | 23 | 56.875
2035 | 3 | 22 | 0 | 54.6453
2035 | 3 | 22 | 1 | 56.5717
2035 | 3 | 22 | 2 | 56.6456
2035 | 3 | 22 | 3 | 57.2334
2035 | 3 | 22 | 4 | 58.2473
2035 | 3 | 22 | 5 | 60.3114
2035 | 3 | 22 | 6 | 63.5951
2035 | 3 | 22 | 7 | 67.4963
2035 | 3 | 22 | 8 | 65.6574
2035 | 3 | 22 | 9 | 55.5669
2035 | 3 | 22 | 10 | 51.5436
2035 | 3 | 22 | 11 | 47.1495
2035 | 3 | 22 | 12 | 46.9483
2035 | 3 | 22 | 13 | 48.9324
2035 | 3 | 22 | 14 | 48.3862
2035 | 3 | 22 | 15 | 48.0233
2035 | 3 | 22 | 16 | 48.9505
2035 | 3 | 22 | 17 | 53.025
2035 | 3 | 22 | 18 | 62.1723
2035 | 3 | 22 | 19 | 66.0145
2035 | 3 | 22 | 20 | 66.151
2035 | 3 | 22 | 21 | 63.1593
2035 | 3 | 22 | 22 | 60.3346
2035 | 3 | 22 | 23 | 57.7269
2035 | 3 | 23 | 0 | 58.2465
2035 | 3 | 23 | 1 | 57.7985
2035 | 3 | 23 | 2 | 57.832
2035 | 3 | 23 | 3 | 58.087
2035 | 3 | 23 | 4 | 58.6455
2035 | 3 | 23 | 5 | 59.5066
2035 | 3 | 23 | 6 | 59.9743
2035 | 3 | 23 | 7 | 61.4471
2035 | 3 | 23 | 8 | 59.5561
2035 | 3 | 23 | 9 | 49.3188
2035 | 3 | 23 | 10 | 44.081
2035 | 3 | 23 | 11 | 42.1234
2035 | 3 | 23 | 12 | 41.9778
2035 | 3 | 23 | 13 | 42.6242
2035 | 3 | 23 | 14 | 40.7987
2035 | 3 | 23 | 15 | 41.2175
2035 | 3 | 23 | 16 | 41.7078
2035 | 3 | 23 | 17 | 47.024
2035 | 3 | 23 | 18 | 57.4926
2035 | 3 | 23 | 19 | 61.1933
2035 | 3 | 23 | 20 | 61.205
2035 | 3 | 23 | 21 | 57.9186
2035 | 3 | 23 | 22 | 56.0056
2035 | 3 | 23 | 23 | 53.995
2035 | 3 | 24 | 0 | 53.8907
2035 | 3 | 24 | 1 | 54.1159
2035 | 3 | 24 | 2 | 53.8795
2035 | 3 | 24 | 3 | 53.9317
2035 | 3 | 24 | 4 | 54.3491
2035 | 3 | 24 | 5 | 55.5623
2035 | 3 | 24 | 6 | 56.7468
2035 | 3 | 24 | 7 | 59.0518
2035 | 3 | 24 | 8 | 58.7071
2035 | 3 | 24 | 9 | 51.8264
2035 | 3 | 24 | 10 | 48.3882
2035 | 3 | 24 | 11 | 44.9595
2035 | 3 | 24 | 12 | 46.3232
2035 | 3 | 24 | 13 | 48.2573
2035 | 3 | 24 | 14 | 47.4221
2035 | 3 | 24 | 15 | 47.0556
2035 | 3 | 24 | 16 | 49.2179
2035 | 3 | 24 | 17 | 53.2041
2035 | 3 | 24 | 18 | 61.0311
2035 | 3 | 24 | 19 | 60.1039
2035 | 3 | 24 | 20 | 57.2377
2035 | 3 | 24 | 21 | 52.9994
2035 | 3 | 24 | 22 | 50.1249
2035 | 3 | 24 | 23 | 48.3771
2035 | 3 | 25 | 0 | 50.4607
2035 | 3 | 25 | 1 | 49.2356
2035 | 3 | 25 | 2 | 49.0173
2035 | 3 | 25 | 3 | 48.9859
2035 | 3 | 25 | 4 | 49.3427
2035 | 3 | 25 | 5 | 49.9264
2035 | 3 | 25 | 6 | 51.0811
2035 | 3 | 25 | 7 | 53.4401
2035 | 3 | 25 | 8 | 53.4992
2035 | 3 | 25 | 9 | 50.1512
2035 | 3 | 25 | 10 | 48.3585
2035 | 3 | 25 | 11 | 44.9554
2035 | 3 | 25 | 12 | 44.2755
2035 | 3 | 25 | 13 | 47.6964
2035 | 3 | 25 | 14 | 47.5345
2035 | 3 | 25 | 15 | 46.301
2035 | 3 | 25 | 16 | 46.0305
2035 | 3 | 25 | 17 | 47.961
2035 | 3 | 25 | 18 | 57.296
2035 | 3 | 25 | 19 | 57.916
2035 | 3 | 25 | 20 | 57.1648
2035 | 3 | 25 | 21 | 54.1461
2035 | 3 | 25 | 22 | 51.9049
2035 | 3 | 25 | 23 | 50.772
2035 | 3 | 26 | 0 | 47.7684
2035 | 3 | 26 | 1 | 48.8975
2035 | 3 | 26 | 2 | 48.9809
2035 | 3 | 26 | 3 | 49.4224
2035 | 3 | 26 | 4 | 50.3559
2035 | 3 | 26 | 5 | 51.8206
2035 | 3 | 26 | 6 | 52.3907
2035 | 3 | 26 | 7 | 57.4979
2035 | 3 | 26 | 8 | 62.4893
2035 | 3 | 26 | 9 | 55.6134
2035 | 3 | 26 | 10 | 52.0929
2035 | 3 | 26 | 11 | 46.5425
2035 | 3 | 26 | 12 | 49.9976
2035 | 3 | 26 | 13 | 52.1081
2035 | 3 | 26 | 14 | 54.4098
2035 | 3 | 26 | 15 | 54.4668
2035 | 3 | 26 | 16 | 55.6359
2035 | 3 | 26 | 17 | 58.7464
2035 | 3 | 26 | 18 | 67.0851
2035 | 3 | 26 | 19 | 66.277
2035 | 3 | 26 | 20 | 64.6879
2035 | 3 | 26 | 21 | 60.5283
2035 | 3 | 26 | 22 | 56.7836
2035 | 3 | 26 | 23 | 54.1979
2035 | 3 | 27 | 0 | 56.0058
2035 | 3 | 27 | 1 | 54.9626
2035 | 3 | 27 | 2 | 54.9022
2035 | 3 | 27 | 3 | 55.477
2035 | 3 | 27 | 4 | 56.4829
2035 | 3 | 27 | 5 | 58.5786
2035 | 3 | 27 | 6 | 61.7805
2035 | 3 | 27 | 7 | 66.9918
2035 | 3 | 27 | 8 | 70.1429
2035 | 3 | 27 | 9 | 64.7441
2035 | 3 | 27 | 10 | 60.6604
2035 | 3 | 27 | 11 | 54.4583
2035 | 3 | 27 | 12 | 53.3106
2035 | 3 | 27 | 13 | 54.8378
2035 | 3 | 27 | 14 | 55.1123
2035 | 3 | 27 | 15 | 56.1412
2035 | 3 | 27 | 16 | 59.964
2035 | 3 | 27 | 17 | 64.654
2035 | 3 | 27 | 18 | 70.1106
2035 | 3 | 27 | 19 | 69.1702
2035 | 3 | 27 | 20 | 67.8836
2035 | 3 | 27 | 21 | 64.033
2035 | 3 | 27 | 22 | 60.5845
2035 | 3 | 27 | 23 | 57.9507
2035 | 3 | 28 | 0 | 59.6843
2035 | 3 | 28 | 1 | 58.3437
2035 | 3 | 28 | 2 | 58.3145
2035 | 3 | 28 | 3 | 58.7772
2035 | 3 | 28 | 4 | 59.6469
2035 | 3 | 28 | 5 | 61.5368
2035 | 3 | 28 | 6 | 64.7399
2035 | 3 | 28 | 7 | 69.0847
2035 | 3 | 28 | 8 | 70.7004
2035 | 3 | 28 | 9 | 64.489
2035 | 3 | 28 | 10 | 60.8438
2035 | 3 | 28 | 11 | 55.3254
2035 | 3 | 28 | 12 | 55.4555
2035 | 3 | 28 | 13 | 57.5888
2035 | 3 | 28 | 14 | 57.7091
2035 | 3 | 28 | 15 | 57.5182
2035 | 3 | 28 | 16 | 59.6565
2035 | 3 | 28 | 17 | 64.4022
2035 | 3 | 28 | 18 | 71.1185
2035 | 3 | 28 | 19 | 69.5761
2035 | 3 | 28 | 20 | 68.2117
2035 | 3 | 28 | 21 | 64.34
2035 | 3 | 28 | 22 | 60.654
2035 | 3 | 28 | 23 | 57.8492
2035 | 3 | 29 | 0 | 58.2417
2035 | 3 | 29 | 1 | 57.8697
2035 | 3 | 29 | 2 | 57.723
2035 | 3 | 29 | 3 | 58.1113
2035 | 3 | 29 | 4 | 58.8675
2035 | 3 | 29 | 5 | 60.7919
2035 | 3 | 29 | 6 | 65.5392
2035 | 3 | 29 | 7 | 69.0379
2035 | 3 | 29 | 8 | 67.8192
2035 | 3 | 29 | 9 | 60.0323
2035 | 3 | 29 | 10 | 57.173
2035 | 3 | 29 | 11 | 52.4504
2035 | 3 | 29 | 12 | 52.4934
2035 | 3 | 29 | 13 | 54.9539
2035 | 3 | 29 | 14 | 55.0055
2035 | 3 | 29 | 15 | 54.4515
2035 | 3 | 29 | 16 | 55.5193
2035 | 3 | 29 | 17 | 59.1112
2035 | 3 | 29 | 18 | 66.6297
2035 | 3 | 29 | 19 | 68.7727
2035 | 3 | 29 | 20 | 68.7382
2035 | 3 | 29 | 21 | 65.8134
2035 | 3 | 29 | 22 | 62.7091
2035 | 3 | 29 | 23 | 60.0166
2035 | 3 | 30 | 0 | 58.021
2035 | 3 | 30 | 1 | 57.3728
2035 | 3 | 30 | 2 | 57.2738
2035 | 3 | 30 | 3 | 57.6706
2035 | 3 | 30 | 4 | 58.4272
2035 | 3 | 30 | 5 | 60.3035
2035 | 3 | 30 | 6 | 63.4111
2035 | 3 | 30 | 7 | 66.9415
2035 | 3 | 30 | 8 | 65.7829
2035 | 3 | 30 | 9 | 58.4587
2035 | 3 | 30 | 10 | 55.143
2035 | 3 | 30 | 11 | 50.8731
2035 | 3 | 30 | 12 | 54.6884
2035 | 3 | 30 | 13 | 56.2358
2035 | 3 | 30 | 14 | 56.2191
2035 | 3 | 30 | 15 | 55.3438
2035 | 3 | 30 | 16 | 57.9894
2035 | 3 | 30 | 17 | 61.5189
2035 | 3 | 30 | 18 | 69.3118
2035 | 3 | 30 | 19 | 67.0238
2035 | 3 | 30 | 20 | 65.4879
2035 | 3 | 30 | 21 | 62.019
2035 | 3 | 30 | 22 | 58.842
2035 | 3 | 30 | 23 | 56.2045
2035 | 3 | 31 | 0 | 55.5691
2035 | 3 | 31 | 1 | 51.3098
2035 | 3 | 31 | 2 | 50.8365
2035 | 3 | 31 | 3 | 50.7172
2035 | 3 | 31 | 4 | 50.9278
2035 | 3 | 31 | 5 | 52.0638
2035 | 3 | 31 | 6 | 53.9526
2035 | 3 | 31 | 7 | 55.8956
2035 | 3 | 31 | 8 | 56.6405
2035 | 3 | 31 | 9 | 52.9806
2035 | 3 | 31 | 10 | 51.2715
2035 | 3 | 31 | 11 | 47.4511
2035 | 3 | 31 | 12 | 50.6512
2035 | 3 | 31 | 13 | 53.2739
2035 | 3 | 31 | 14 | 52.7135
2035 | 3 | 31 | 15 | 52.2996
2035 | 3 | 31 | 16 | 55.2584
2035 | 3 | 31 | 17 | 58.6148
2035 | 3 | 31 | 18 | 65.8572
2035 | 3 | 31 | 19 | 62.4518
2035 | 3 | 31 | 20 | 59.1503
2035 | 3 | 31 | 21 | 54.9336
2035 | 3 | 31 | 22 | 51.8929
2035 | 3 | 31 | 23 | 50.2314
2035 | 4 | 1 | 0 | 47.3121
2035 | 4 | 1 | 1 | 52.375
2035 | 4 | 1 | 2 | 52.5148
2035 | 4 | 1 | 3 | 52.7608
2035 | 4 | 1 | 4 | 53.7343
2035 | 4 | 1 | 5 | 55.2389
2035 | 4 | 1 | 6 | 56.9582
2035 | 4 | 1 | 7 | 58.3254
2035 | 4 | 1 | 8 | 58.5573
2035 | 4 | 1 | 9 | 53.8185
2035 | 4 | 1 | 10 | 49.8941
2035 | 4 | 1 | 11 | 45.9781
2035 | 4 | 1 | 12 | 46.7439
2035 | 4 | 1 | 13 | 48.1978
2035 | 4 | 1 | 14 | 47.8634
2035 | 4 | 1 | 15 | 49.8965
2035 | 4 | 1 | 16 | 54.6158
2035 | 4 | 1 | 17 | 60.5199
2035 | 4 | 1 | 18 | 67.5354
2035 | 4 | 1 | 19 | 69.2797
2035 | 4 | 1 | 20 | 68.5383
2035 | 4 | 1 | 21 | 64.6673
2035 | 4 | 1 | 22 | 61.8054
2035 | 4 | 1 | 23 | 60.0449
2035 | 4 | 2 | 0 | 59.0645
2035 | 4 | 2 | 1 | 58.7155
2035 | 4 | 2 | 2 | 59.207
2035 | 4 | 2 | 3 | 59.9009
2035 | 4 | 2 | 4 | 61.105
2035 | 4 | 2 | 5 | 63.1541
2035 | 4 | 2 | 6 | 66.721
2035 | 4 | 2 | 7 | 69.6101
2035 | 4 | 2 | 8 | 67.5051
2035 | 4 | 2 | 9 | 58.0202
2035 | 4 | 2 | 10 | 53.1422
2035 | 4 | 2 | 11 | 49.9988
2035 | 4 | 2 | 12 | 50.199
2035 | 4 | 2 | 13 | 51.3072
2035 | 4 | 2 | 14 | 49.8516
2035 | 4 | 2 | 15 | 50.686
2035 | 4 | 2 | 16 | 52.3812
2035 | 4 | 2 | 17 | 55.381
2035 | 4 | 2 | 18 | 62.9767
2035 | 4 | 2 | 19 | 67.2867
2035 | 4 | 2 | 20 | 68.5795
2035 | 4 | 2 | 21 | 65.1397
2035 | 4 | 2 | 22 | 62.0575
2035 | 4 | 2 | 23 | 59.5993
2035 | 4 | 3 | 0 | 60.0421
2035 | 4 | 3 | 1 | 60.3981
2035 | 4 | 3 | 2 | 60.4559
2035 | 4 | 3 | 3 | 60.8884
2035 | 4 | 3 | 4 | 61.7193
2035 | 4 | 3 | 5 | 63.4838
2035 | 4 | 3 | 6 | 66.9321
2035 | 4 | 3 | 7 | 69.5589
2035 | 4 | 3 | 8 | 66.9219
2035 | 4 | 3 | 9 | 57.615
2035 | 4 | 3 | 10 | 52.1896
2035 | 4 | 3 | 11 | 48.3403
2035 | 4 | 3 | 12 | 48.6343
2035 | 4 | 3 | 13 | 50.7965
2035 | 4 | 3 | 14 | 50.0189
2035 | 4 | 3 | 15 | 50.8619
2035 | 4 | 3 | 16 | 52.1246
2035 | 4 | 3 | 17 | 54.7794
2035 | 4 | 3 | 18 | 61.7149
2035 | 4 | 3 | 19 | 65.0716
2035 | 4 | 3 | 20 | 66.0294
2035 | 4 | 3 | 21 | 62.6605
2035 | 4 | 3 | 22 | 59.4959
2035 | 4 | 3 | 23 | 56.9449
2035 | 4 | 4 | 0 | 56.3559
2035 | 4 | 4 | 1 | 57.4553
2035 | 4 | 4 | 2 | 57.3677
2035 | 4 | 4 | 3 | 57.6702
2035 | 4 | 4 | 4 | 58.4115
2035 | 4 | 4 | 5 | 60.1639
2035 | 4 | 4 | 6 | 63.0651
2035 | 4 | 4 | 7 | 65.4775
2035 | 4 | 4 | 8 | 63.5338
2035 | 4 | 4 | 9 | 55.8195
2035 | 4 | 4 | 10 | 50.8172
2035 | 4 | 4 | 11 | 47.6342
2035 | 4 | 4 | 12 | 47.2111
2035 | 4 | 4 | 13 | 49.1992
2035 | 4 | 4 | 14 | 48.4257
2035 | 4 | 4 | 15 | 47.9812
2035 | 4 | 4 | 16 | 48.5859
2035 | 4 | 4 | 17 | 51.055
2035 | 4 | 4 | 18 | 60.3526
2035 | 4 | 4 | 19 | 64.0633
2035 | 4 | 4 | 20 | 65.4012
2035 | 4 | 4 | 21 | 62.4475
2035 | 4 | 4 | 22 | 59.3388
2035 | 4 | 4 | 23 | 56.9329
2035 | 4 | 5 | 0 | 55.0789
2035 | 4 | 5 | 1 | 55.6841
2035 | 4 | 5 | 2 | 55.6168
2035 | 4 | 5 | 3 | 55.995
2035 | 4 | 5 | 4 | 56.8214
2035 | 4 | 5 | 5 | 58.7721
2035 | 4 | 5 | 6 | 62.0412
2035 | 4 | 5 | 7 | 64.2835
2035 | 4 | 5 | 8 | 61.2885
2035 | 4 | 5 | 9 | 52.863
2035 | 4 | 5 | 10 | 48.1729
2035 | 4 | 5 | 11 | 45.3198
2035 | 4 | 5 | 12 | 45.5912
2035 | 4 | 5 | 13 | 47.157
2035 | 4 | 5 | 14 | 46.3656
2035 | 4 | 5 | 15 | 46.2727
2035 | 4 | 5 | 16 | 47.372
2035 | 4 | 5 | 17 | 49.6712
2035 | 4 | 5 | 18 | 58.3118
2035 | 4 | 5 | 19 | 62.1703
2035 | 4 | 5 | 20 | 63.6143
2035 | 4 | 5 | 21 | 60.8234
2035 | 4 | 5 | 22 | 57.9132
2035 | 4 | 5 | 23 | 55.4758
2035 | 4 | 6 | 0 | 55.4483
2035 | 4 | 6 | 1 | 54.2386
2035 | 4 | 6 | 2 | 54.0734
2035 | 4 | 6 | 3 | 54.3268
2035 | 4 | 6 | 4 | 55.0602
2035 | 4 | 6 | 5 | 56.9128
2035 | 4 | 6 | 6 | 60.5568
2035 | 4 | 6 | 7 | 63.1135
2035 | 4 | 6 | 8 | 60.9987
2035 | 4 | 6 | 9 | 52.7135
2035 | 4 | 6 | 10 | 46.9928
2035 | 4 | 6 | 11 | 43.904
2035 | 4 | 6 | 12 | 46.4242
2035 | 4 | 6 | 13 | 47.9853
2035 | 4 | 6 | 14 | 46.4714
2035 | 4 | 6 | 15 | 46.3962
2035 | 4 | 6 | 16 | 48.9611
2035 | 4 | 6 | 17 | 52.0753
2035 | 4 | 6 | 18 | 62.0338
2035 | 4 | 6 | 19 | 61.3112
2035 | 4 | 6 | 20 | 61.0852
2035 | 4 | 6 | 21 | 57.6284
2035 | 4 | 6 | 22 | 54.6567
2035 | 4 | 6 | 23 | 52.2229
2035 | 4 | 7 | 0 | 52.239
2035 | 4 | 7 | 1 | 52.046
2035 | 4 | 7 | 2 | 51.799
2035 | 4 | 7 | 3 | 51.8186
2035 | 4 | 7 | 4 | 52.3505
2035 | 4 | 7 | 5 | 53.6577
2035 | 4 | 7 | 6 | 54.4285
2035 | 4 | 7 | 7 | 56.3218
2035 | 4 | 7 | 8 | 59.3097
2035 | 4 | 7 | 9 | 57.5124
2035 | 4 | 7 | 10 | 53.3694
2035 | 4 | 7 | 11 | 49.0917
2035 | 4 | 7 | 12 | 46.8848
2035 | 4 | 7 | 13 | 47.8107
2035 | 4 | 7 | 14 | 46.9555
2035 | 4 | 7 | 15 | 48.0973
2035 | 4 | 7 | 16 | 52.5179
2035 | 4 | 7 | 17 | 56.8874
2035 | 4 | 7 | 18 | 59.4377
2035 | 4 | 7 | 19 | 60.75
2035 | 4 | 7 | 20 | 60.0075
2035 | 4 | 7 | 21 | 56.5209
2035 | 4 | 7 | 22 | 53.9874
2035 | 4 | 7 | 23 | 52.4488
2035 | 4 | 8 | 0 | 52.1927
2035 | 4 | 8 | 1 | 52.75
2035 | 4 | 8 | 2 | 52.7067
2035 | 4 | 8 | 3 | 52.9499
2035 | 4 | 8 | 4 | 53.6285
2035 | 4 | 8 | 5 | 54.9186
2035 | 4 | 8 | 6 | 55.8137
2035 | 4 | 8 | 7 | 55.9728
2035 | 4 | 8 | 8 | 55.0393
2035 | 4 | 8 | 9 | 50.3063
2035 | 4 | 8 | 10 | 47.247
2035 | 4 | 8 | 11 | 43.8623
2035 | 4 | 8 | 12 | 43.4582
2035 | 4 | 8 | 13 | 45.0457
2035 | 4 | 8 | 14 | 44.375
2035 | 4 | 8 | 15 | 45.0695
2035 | 4 | 8 | 16 | 48.2458
2035 | 4 | 8 | 17 | 52.038
2035 | 4 | 8 | 18 | 63.9525
2035 | 4 | 8 | 19 | 62.254
2035 | 4 | 8 | 20 | 60.7922
2035 | 4 | 8 | 21 | 56.6856
2035 | 4 | 8 | 22 | 53.1606
2035 | 4 | 8 | 23 | 51.161
2035 | 4 | 9 | 0 | 52.3637
2035 | 4 | 9 | 1 | 51.2274
2035 | 4 | 9 | 2 | 51.3732
2035 | 4 | 9 | 3 | 51.8381
2035 | 4 | 9 | 4 | 52.7575
2035 | 4 | 9 | 5 | 54.8033
2035 | 4 | 9 | 6 | 58.195
2035 | 4 | 9 | 7 | 61.727
2035 | 4 | 9 | 8 | 64.6773
2035 | 4 | 9 | 9 | 61.0952
2035 | 4 | 9 | 10 | 56.2272
2035 | 4 | 9 | 11 | 52.2271
2035 | 4 | 9 | 12 | 51.7187
2035 | 4 | 9 | 13 | 53.0655
2035 | 4 | 9 | 14 | 52.8841
2035 | 4 | 9 | 15 | 54.1451
2035 | 4 | 9 | 16 | 57.1484
2035 | 4 | 9 | 17 | 61.4557
2035 | 4 | 9 | 18 | 65.7144
2035 | 4 | 9 | 19 | 63.3949
2035 | 4 | 9 | 20 | 62.5741
2035 | 4 | 9 | 21 | 58.5481
2035 | 4 | 9 | 22 | 54.7133
2035 | 4 | 9 | 23 | 52.0422
2035 | 4 | 10 | 0 | 54.0506
2035 | 4 | 10 | 1 | 54.6268
2035 | 4 | 10 | 2 | 54.5434
2035 | 4 | 10 | 3 | 54.9915
2035 | 4 | 10 | 4 | 55.9043
2035 | 4 | 10 | 5 | 57.9339
2035 | 4 | 10 | 6 | 61.3242
2035 | 4 | 10 | 7 | 65.2811
2035 | 4 | 10 | 8 | 69.216
2035 | 4 | 10 | 9 | 66.474
2035 | 4 | 10 | 10 | 60.5065
2035 | 4 | 10 | 11 | 54.9163
2035 | 4 | 10 | 12 | 54.8492
2035 | 4 | 10 | 13 | 55.8807
2035 | 4 | 10 | 14 | 55.8079
2035 | 4 | 10 | 15 | 57.8895
2035 | 4 | 10 | 16 | 62.3311
2035 | 4 | 10 | 17 | 66.7685
2035 | 4 | 10 | 18 | 69.2011
2035 | 4 | 10 | 19 | 66.9437
2035 | 4 | 10 | 20 | 66.3184
2035 | 4 | 10 | 21 | 62.5842
2035 | 4 | 10 | 22 | 58.9204
2035 | 4 | 10 | 23 | 56.2565
2035 | 4 | 11 | 0 | 56.8335
2035 | 4 | 11 | 1 | 57.0751
2035 | 4 | 11 | 2 | 56.9938
2035 | 4 | 11 | 3 | 57.3486
2035 | 4 | 11 | 4 | 58.2027
2035 | 4 | 11 | 5 | 60.1266
2035 | 4 | 11 | 6 | 64.1337
2035 | 4 | 11 | 7 | 66.6981
2035 | 4 | 11 | 8 | 66.7475
2035 | 4 | 11 | 9 | 61.7646
2035 | 4 | 11 | 10 | 57.28
2035 | 4 | 11 | 11 | 52.9467
2035 | 4 | 11 | 12 | 50.8896
2035 | 4 | 11 | 13 | 52.5189
2035 | 4 | 11 | 14 | 51.5747
2035 | 4 | 11 | 15 | 51.6058
2035 | 4 | 11 | 16 | 52.8768
2035 | 4 | 11 | 17 | 55.4624
2035 | 4 | 11 | 18 | 63.2594
2035 | 4 | 11 | 19 | 65.7048
2035 | 4 | 11 | 20 | 66.79
2035 | 4 | 11 | 21 | 63.9907
2035 | 4 | 11 | 22 | 60.698
2035 | 4 | 11 | 23 | 58.0977
2035 | 4 | 12 | 0 | 57.093
2035 | 4 | 12 | 1 | 57.4096
2035 | 4 | 12 | 2 | 57.3728
2035 | 4 | 12 | 3 | 57.7768
2035 | 4 | 12 | 4 | 58.6349
2035 | 4 | 12 | 5 | 60.6425
2035 | 4 | 12 | 6 | 63.9302
2035 | 4 | 12 | 7 | 66.2378
2035 | 4 | 12 | 8 | 65.503
2035 | 4 | 12 | 9 | 60.3428
2035 | 4 | 12 | 10 | 55.999
2035 | 4 | 12 | 11 | 51.8627
2035 | 4 | 12 | 12 | 52.3051
2035 | 4 | 12 | 13 | 53.6918
2035 | 4 | 12 | 14 | 53.7397
2035 | 4 | 12 | 15 | 54.29
2035 | 4 | 12 | 16 | 55.8596
2035 | 4 | 12 | 17 | 58.6204
2035 | 4 | 12 | 18 | 67.5253
2035 | 4 | 12 | 19 | 65.635
2035 | 4 | 12 | 20 | 65.2374
2035 | 4 | 12 | 21 | 61.8888
2035 | 4 | 12 | 22 | 58.3109
2035 | 4 | 12 | 23 | 55.4766
2035 | 4 | 13 | 0 | 56.813
2035 | 4 | 13 | 1 | 56.1433
2035 | 4 | 13 | 2 | 55.9031
2035 | 4 | 13 | 3 | 56.1036
2035 | 4 | 13 | 4 | 56.8226
2035 | 4 | 13 | 5 | 58.6951
2035 | 4 | 13 | 6 | 61.2467
2035 | 4 | 13 | 7 | 64.6802
2035 | 4 | 13 | 8 | 68.1323
2035 | 4 | 13 | 9 | 66.1614
2035 | 4 | 13 | 10 | 60.3378
2035 | 4 | 13 | 11 | 55.2276
2035 | 4 | 13 | 12 | 53.294
2035 | 4 | 13 | 13 | 54.34
2035 | 4 | 13 | 14 | 53.7696
2035 | 4 | 13 | 15 | 54.0383
2035 | 4 | 13 | 16 | 56.7658
2035 | 4 | 13 | 17 | 59.4946
2035 | 4 | 13 | 18 | 63.3544
2035 | 4 | 13 | 19 | 62.8742
2035 | 4 | 13 | 20 | 62.8196
2035 | 4 | 13 | 21 | 59.905
2035 | 4 | 13 | 22 | 56.8467
2035 | 4 | 13 | 23 | 54.2207
2035 | 4 | 14 | 0 | 54.963
2035 | 4 | 14 | 1 | 54.665
2035 | 4 | 14 | 2 | 54.6825
2035 | 4 | 14 | 3 | 54.8852
2035 | 4 | 14 | 4 | 55.5488
2035 | 4 | 14 | 5 | 57.0542
2035 | 4 | 14 | 6 | 58.3706
2035 | 4 | 14 | 7 | 59.3481
2035 | 4 | 14 | 8 | 59.9426
2035 | 4 | 14 | 9 | 56.9821
2035 | 4 | 14 | 10 | 52.8195
2035 | 4 | 14 | 11 | 49.1506
2035 | 4 | 14 | 12 | 51.7504
2035 | 4 | 14 | 13 | 52.7401
2035 | 4 | 14 | 14 | 51.8266
2035 | 4 | 14 | 15 | 52.8523
2035 | 4 | 14 | 16 | 56.1319
2035 | 4 | 14 | 17 | 59.3519
2035 | 4 | 14 | 18 | 61.7807
2035 | 4 | 14 | 19 | 61.7557
2035 | 4 | 14 | 20 | 60.4965
2035 | 4 | 14 | 21 | 57.1711
2035 | 4 | 14 | 22 | 54.2938
2035 | 4 | 14 | 23 | 52.492
2035 | 4 | 15 | 0 | 52.9919
2035 | 4 | 15 | 1 | 53.0669
2035 | 4 | 15 | 2 | 53.0562
2035 | 4 | 15 | 3 | 53.2944
2035 | 4 | 15 | 4 | 53.9411
2035 | 4 | 15 | 5 | 55.2763
2035 | 4 | 15 | 6 | 55.8279
2035 | 4 | 15 | 7 | 56.0484
2035 | 4 | 15 | 8 | 56.9635
2035 | 4 | 15 | 9 | 54.3026
2035 | 4 | 15 | 10 | 50.2591
2035 | 4 | 15 | 11 | 46.6065
2035 | 4 | 15 | 12 | 49.7355
2035 | 4 | 15 | 13 | 51.2824
2035 | 4 | 15 | 14 | 51.0829
2035 | 4 | 15 | 15 | 52.0854
2035 | 4 | 15 | 16 | 55.2905
2035 | 4 | 15 | 17 | 58.7055
2035 | 4 | 15 | 18 | 64.1095
2035 | 4 | 15 | 19 | 61.1858
2035 | 4 | 15 | 20 | 59.4029
2035 | 4 | 15 | 21 | 55.5635
2035 | 4 | 15 | 22 | 51.8455
2035 | 4 | 15 | 23 | 49.6625
2035 | 4 | 16 | 0 | 50.713
2035 | 4 | 16 | 1 | 50.9834
2035 | 4 | 16 | 2 | 51.1899
2035 | 4 | 16 | 3 | 51.6796
2035 | 4 | 16 | 4 | 52.5588
2035 | 4 | 16 | 5 | 54.5879
2035 | 4 | 16 | 6 | 57.0482
2035 | 4 | 16 | 7 | 59.9429
2035 | 4 | 16 | 8 | 62.4187
2035 | 4 | 16 | 9 | 59.6035
2035 | 4 | 16 | 10 | 55.2025
2035 | 4 | 16 | 11 | 51.7695
2035 | 4 | 16 | 12 | 52.365
2035 | 4 | 16 | 13 | 53.7072
2035 | 4 | 16 | 14 | 53.344
2035 | 4 | 16 | 15 | 54.182
2035 | 4 | 16 | 16 | 56.6229
2035 | 4 | 16 | 17 | 59.3195
2035 | 4 | 16 | 18 | 59.8998
2035 | 4 | 16 | 19 | 61.2021
2035 | 4 | 16 | 20 | 61.6678
2035 | 4 | 16 | 21 | 58.8268
2035 | 4 | 16 | 22 | 55.5099
2035 | 4 | 16 | 23 | 53.018
2035 | 4 | 17 | 0 | 51.4004
2035 | 4 | 17 | 1 | 51.3806
2035 | 4 | 17 | 2 | 51.2311
2035 | 4 | 17 | 3 | 51.562
2035 | 4 | 17 | 4 | 52.2618
2035 | 4 | 17 | 5 | 54.1603
2035 | 4 | 17 | 6 | 55.7554
2035 | 4 | 17 | 7 | 58.6892
2035 | 4 | 17 | 8 | 60.9222
2035 | 4 | 17 | 9 | 58.2819
2035 | 4 | 17 | 10 | 53.2176
2035 | 4 | 17 | 11 | 49.4752
2035 | 4 | 17 | 12 | 51.6373
2035 | 4 | 17 | 13 | 52.7169
2035 | 4 | 17 | 14 | 52.483
2035 | 4 | 17 | 15 | 53.5544
2035 | 4 | 17 | 16 | 56.5696
2035 | 4 | 17 | 17 | 59.1727
2035 | 4 | 17 | 18 | 62.4502
2035 | 4 | 17 | 19 | 58.5668
2035 | 4 | 17 | 20 | 57.5274
2035 | 4 | 17 | 21 | 54.05
2035 | 4 | 17 | 22 | 50.3791
2035 | 4 | 17 | 23 | 47.7395
2035 | 4 | 18 | 0 | 49.4231
2035 | 4 | 18 | 1 | 47.8336
2035 | 4 | 18 | 2 | 47.5597
2035 | 4 | 18 | 3 | 47.8072
2035 | 4 | 18 | 4 | 48.5321
2035 | 4 | 18 | 5 | 50.5157
2035 | 4 | 18 | 6 | 53.3603
2035 | 4 | 18 | 7 | 56.6303
2035 | 4 | 18 | 8 | 61.0191
2035 | 4 | 18 | 9 | 60.3438
2035 | 4 | 18 | 10 | 55.13
2035 | 4 | 18 | 11 | 50.6514
2035 | 4 | 18 | 12 | 50.1027
2035 | 4 | 18 | 13 | 51.4808
2035 | 4 | 18 | 14 | 51.4929
2035 | 4 | 18 | 15 | 52
2035 | 4 | 18 | 16 | 54.5879
2035 | 4 | 18 | 17 | 57.8901
2035 | 4 | 18 | 18 | 63.1886
2035 | 4 | 18 | 19 | 59.2641
2035 | 4 | 18 | 20 | 58.2138
2035 | 4 | 18 | 21 | 54.8883
2035 | 4 | 18 | 22 | 51.1144
2035 | 4 | 18 | 23 | 48.4318
2035 | 4 | 19 | 0 | 49.6031
2035 | 4 | 19 | 1 | 49.3665
2035 | 4 | 19 | 2 | 49.1656
2035 | 4 | 19 | 3 | 49.5128
2035 | 4 | 19 | 4 | 50.3723
2035 | 4 | 19 | 5 | 52.5531
2035 | 4 | 19 | 6 | 55.412
2035 | 4 | 19 | 7 | 58.8957
2035 | 4 | 19 | 8 | 63.8629
2035 | 4 | 19 | 9 | 64.0761
2035 | 4 | 19 | 10 | 59.2541
2035 | 4 | 19 | 11 | 53.919
2035 | 4 | 19 | 12 | 54.0097
2035 | 4 | 19 | 13 | 55.0653
2035 | 4 | 19 | 14 | 55.1061
2035 | 4 | 19 | 15 | 56.8541
2035 | 4 | 19 | 16 | 60.8598
2035 | 4 | 19 | 17 | 65.5029
2035 | 4 | 19 | 18 | 66.1174
2035 | 4 | 19 | 19 | 61.3079
2035 | 4 | 19 | 20 | 60.0144
2035 | 4 | 19 | 21 | 56.6685
2035 | 4 | 19 | 22 | 52.9667
2035 | 4 | 19 | 23 | 50.1047
2035 | 4 | 20 | 0 | 52.7703
2035 | 4 | 20 | 1 | 51.1269
2035 | 4 | 20 | 2 | 50.8357
2035 | 4 | 20 | 3 | 50.9996
2035 | 4 | 20 | 4 | 51.6811
2035 | 4 | 20 | 5 | 53.619
2035 | 4 | 20 | 6 | 56.99
2035 | 4 | 20 | 7 | 59.7532
2035 | 4 | 20 | 8 | 62.2798
2035 | 4 | 20 | 9 | 61.3098
2035 | 4 | 20 | 10 | 57.2862
2035 | 4 | 20 | 11 | 52.5045
2035 | 4 | 20 | 12 | 50.0695
2035 | 4 | 20 | 13 | 51.4176
2035 | 4 | 20 | 14 | 50.8019
2035 | 4 | 20 | 15 | 50.991
2035 | 4 | 20 | 16 | 53.24
2035 | 4 | 20 | 17 | 55.3273
2035 | 4 | 20 | 18 | 55.8195
2035 | 4 | 20 | 19 | 56.5195
2035 | 4 | 20 | 20 | 56.6831
2035 | 4 | 20 | 21 | 54.2508
2035 | 4 | 20 | 22 | 51.3318
2035 | 4 | 20 | 23 | 48.7012
2035 | 4 | 21 | 0 | 49.8337
2035 | 4 | 21 | 1 | 48.8747
2035 | 4 | 21 | 2 | 48.6383
2035 | 4 | 21 | 3 | 48.6975
2035 | 4 | 21 | 4 | 49.1908
2035 | 4 | 21 | 5 | 50.4923
2035 | 4 | 21 | 6 | 52.2408
2035 | 4 | 21 | 7 | 52.4296
2035 | 4 | 21 | 8 | 53.1418
2035 | 4 | 21 | 9 | 52.5052
2035 | 4 | 21 | 10 | 50.3127
2035 | 4 | 21 | 11 | 46.8684
2035 | 4 | 21 | 12 | 49.0769
2035 | 4 | 21 | 13 | 49.7134
2035 | 4 | 21 | 14 | 48.6935
2035 | 4 | 21 | 15 | 49.9268
2035 | 4 | 21 | 16 | 54.3022
2035 | 4 | 21 | 17 | 58.4015
2035 | 4 | 21 | 18 | 62.3443
2035 | 4 | 21 | 19 | 56.9529
2035 | 4 | 21 | 20 | 54.2445
2035 | 4 | 21 | 21 | 50.6304
2035 | 4 | 21 | 22 | 47.576
2035 | 4 | 21 | 23 | 45.7459
2035 | 4 | 22 | 0 | 46.2642
2035 | 4 | 22 | 1 | 47.2854
2035 | 4 | 22 | 2 | 47.0278
2035 | 4 | 22 | 3 | 47.0861
2035 | 4 | 22 | 4 | 47.6651
2035 | 4 | 22 | 5 | 48.9242
2035 | 4 | 22 | 6 | 49.5333
2035 | 4 | 22 | 7 | 50.0569
2035 | 4 | 22 | 8 | 54.301
2035 | 4 | 22 | 9 | 56.3968
2035 | 4 | 22 | 10 | 53.5518
2035 | 4 | 22 | 11 | 49.0111
2035 | 4 | 22 | 12 | 50.4376
2035 | 4 | 22 | 13 | 51.7609
2035 | 4 | 22 | 14 | 51.7495
2035 | 4 | 22 | 15 | 53.3699
2035 | 4 | 22 | 16 | 58.0152
2035 | 4 | 22 | 17 | 62.6485
2035 | 4 | 22 | 18 | 65.4342
2035 | 4 | 22 | 19 | 60.4558
2035 | 4 | 22 | 20 | 58.2366
2035 | 4 | 22 | 21 | 54.69
2035 | 4 | 22 | 22 | 51.1797
2035 | 4 | 22 | 23 | 49.0916
2035 | 4 | 23 | 0 | 48.4809
2035 | 4 | 23 | 1 | 48.1031
2035 | 4 | 23 | 2 | 48.2106
2035 | 4 | 23 | 3 | 48.6592
2035 | 4 | 23 | 4 | 49.5489
2035 | 4 | 23 | 5 | 51.6712
2035 | 4 | 23 | 6 | 54.8853
2035 | 4 | 23 | 7 | 56.9303
2035 | 4 | 23 | 8 | 58.0113
2035 | 4 | 23 | 9 | 57.1205
2035 | 4 | 23 | 10 | 55.8094
2035 | 4 | 23 | 11 | 52.3192
2035 | 4 | 23 | 12 | 48.2056
2035 | 4 | 23 | 13 | 49.731
2035 | 4 | 23 | 14 | 48.9354
2035 | 4 | 23 | 15 | 49.2767
2035 | 4 | 23 | 16 | 50.3201
2035 | 4 | 23 | 17 | 51.5887
2035 | 4 | 23 | 18 | 56.327
2035 | 4 | 23 | 19 | 58.932
2035 | 4 | 23 | 20 | 59.7701
2035 | 4 | 23 | 21 | 57.5457
2035 | 4 | 23 | 22 | 54.4431
2035 | 4 | 23 | 23 | 51.9754
2035 | 4 | 24 | 0 | 50.6004
2035 | 4 | 24 | 1 | 49.5123
2035 | 4 | 24 | 2 | 49.4205
2035 | 4 | 24 | 3 | 49.8114
2035 | 4 | 24 | 4 | 50.5634
2035 | 4 | 24 | 5 | 52.5348
2035 | 4 | 24 | 6 | 56.1157
2035 | 4 | 24 | 7 | 57.1798
2035 | 4 | 24 | 8 | 53.9519
2035 | 4 | 24 | 9 | 49.1662
2035 | 4 | 24 | 10 | 46.702
2035 | 4 | 24 | 11 | 44.1593
2035 | 4 | 24 | 12 | 47.2178
2035 | 4 | 24 | 13 | 48.8177
2035 | 4 | 24 | 14 | 48.2103
2035 | 4 | 24 | 15 | 48.5904
2035 | 4 | 24 | 16 | 49.6052
2035 | 4 | 24 | 17 | 50.2881
2035 | 4 | 24 | 18 | 60.7518
2035 | 4 | 24 | 19 | 58.1097
2035 | 4 | 24 | 20 | 57.38
2035 | 4 | 24 | 21 | 54.5089
2035 | 4 | 24 | 22 | 51.0575
2035 | 4 | 24 | 23 | 48.4332
2035 | 4 | 25 | 0 | 47.4259
2035 | 4 | 25 | 1 | 46.3041
2035 | 4 | 25 | 2 | 46.0063
2035 | 4 | 25 | 3 | 46.1675
2035 | 4 | 25 | 4 | 46.7715
2035 | 4 | 25 | 5 | 48.6603
2035 | 4 | 25 | 6 | 51.7041
2035 | 4 | 25 | 7 | 53.8996
2035 | 4 | 25 | 8 | 55.8884
2035 | 4 | 25 | 9 | 54.7945
2035 | 4 | 25 | 10 | 52.5646
2035 | 4 | 25 | 11 | 49.8862
2035 | 4 | 25 | 12 | 48.398
2035 | 4 | 25 | 13 | 50.1236
2035 | 4 | 25 | 14 | 50.4882
2035 | 4 | 25 | 15 | 49.8301
2035 | 4 | 25 | 16 | 49.4134
2035 | 4 | 25 | 17 | 51.188
2035 | 4 | 25 | 18 | 55.9321
2035 | 4 | 25 | 19 | 53.8125
2035 | 4 | 25 | 20 | 53.1749
2035 | 4 | 25 | 21 | 50.5153
2035 | 4 | 25 | 22 | 46.9368
2035 | 4 | 25 | 23 | 44.2099
2035 | 4 | 26 | 0 | 44.3314
2035 | 4 | 26 | 1 | 42.6698
2035 | 4 | 26 | 2 | 42.3054
2035 | 4 | 26 | 3 | 42.3974
2035 | 4 | 26 | 4 | 42.9815
2035 | 4 | 26 | 5 | 44.9355
2035 | 4 | 26 | 6 | 47.538
2035 | 4 | 26 | 7 | 50.7842
2035 | 4 | 26 | 8 | 56.2331
2035 | 4 | 26 | 9 | 56.9527
2035 | 4 | 26 | 10 | 52.5971
2035 | 4 | 26 | 11 | 48.201
2035 | 4 | 26 | 12 | 50.0017
2035 | 4 | 26 | 13 | 51.1862
2035 | 4 | 26 | 14 | 51.3761
2035 | 4 | 26 | 15 | 51.6247
2035 | 4 | 26 | 16 | 53.486
2035 | 4 | 26 | 17 | 56.0362
2035 | 4 | 26 | 18 | 55.4016
2035 | 4 | 26 | 19 | 53.4121
2035 | 4 | 26 | 20 | 52.4766
2035 | 4 | 26 | 21 | 50.0531
2035 | 4 | 26 | 22 | 46.7986
2035 | 4 | 26 | 23 | 44.2657
2035 | 4 | 27 | 0 | 44.3448
2035 | 4 | 27 | 1 | 44.3403
2035 | 4 | 27 | 2 | 44.0196
2035 | 4 | 27 | 3 | 44.1161
2035 | 4 | 27 | 4 | 44.6953
2035 | 4 | 27 | 5 | 46.5977
2035 | 4 | 27 | 6 | 48.2423
2035 | 4 | 27 | 7 | 51.2262
2035 | 4 | 27 | 8 | 55.126
2035 | 4 | 27 | 9 | 53.875
2035 | 4 | 27 | 10 | 48.0788
2035 | 4 | 27 | 11 | 44.0005
2035 | 4 | 27 | 12 | 46.2039
2035 | 4 | 27 | 13 | 47.9583
2035 | 4 | 27 | 14 | 46.3114
2035 | 4 | 27 | 15 | 46.7972
2035 | 4 | 27 | 16 | 50.5609
2035 | 4 | 27 | 17 | 54.7268
2035 | 4 | 27 | 18 | 50.8116
2035 | 4 | 27 | 19 | 51.2102
2035 | 4 | 27 | 20 | 51.1205
2035 | 4 | 27 | 21 | 49.1994
2035 | 4 | 27 | 22 | 46.3589
2035 | 4 | 27 | 23 | 43.5805
2035 | 4 | 28 | 0 | 44.0198
2035 | 4 | 28 | 1 | 41.7945
2035 | 4 | 28 | 2 | 41.3909
2035 | 4 | 28 | 3 | 41.2836
2035 | 4 | 28 | 4 | 41.7163
2035 | 4 | 28 | 5 | 42.7319
2035 | 4 | 28 | 6 | 42.8956
2035 | 4 | 28 | 7 | 43.7823
2035 | 4 | 28 | 8 | 48.3031
2035 | 4 | 28 | 9 | 49.441
2035 | 4 | 28 | 10 | 45.6957
2035 | 4 | 28 | 11 | 41.5329
2035 | 4 | 28 | 12 | 43.7859
2035 | 4 | 28 | 13 | 44.5867
2035 | 4 | 28 | 14 | 43.3945
2035 | 4 | 28 | 15 | 44.4225
2035 | 4 | 28 | 16 | 49.2103
2035 | 4 | 28 | 17 | 54.6071
2035 | 4 | 28 | 18 | 58.225
2035 | 4 | 28 | 19 | 52.0917
2035 | 4 | 28 | 20 | 49.557
2035 | 4 | 28 | 21 | 46.2423
2035 | 4 | 28 | 22 | 43.2618
2035 | 4 | 28 | 23 | 41.2996
2035 | 4 | 29 | 0 | 41.6032
2035 | 4 | 29 | 1 | 47.0786
2035 | 4 | 29 | 2 | 46.8057
2035 | 4 | 29 | 3 | 46.8395
2035 | 4 | 29 | 4 | 47.5335
2035 | 4 | 29 | 5 | 48.7552
2035 | 4 | 29 | 6 | 48.466
2035 | 4 | 29 | 7 | 49.38
2035 | 4 | 29 | 8 | 56.4459
2035 | 4 | 29 | 9 | 59.6802
2035 | 4 | 29 | 10 | 56.4603
2035 | 4 | 29 | 11 | 50.908
2035 | 4 | 29 | 12 | 52.7465
2035 | 4 | 29 | 13 | 53.7575
2035 | 4 | 29 | 14 | 53.8551
2035 | 4 | 29 | 15 | 55.0903
2035 | 4 | 29 | 16 | 61.2431
2035 | 4 | 29 | 17 | 66.8322
2035 | 4 | 29 | 18 | 71.7015
2035 | 4 | 29 | 19 | 64.4841
2035 | 4 | 29 | 20 | 61.4472
2035 | 4 | 29 | 21 | 57.8497
2035 | 4 | 29 | 22 | 54.14
2035 | 4 | 29 | 23 | 51.7582
2035 | 4 | 30 | 0 | 49.0753
2035 | 4 | 30 | 1 | 53.1654
2035 | 4 | 30 | 2 | 53.48
2035 | 4 | 30 | 3 | 54.1674
2035 | 4 | 30 | 4 | 55.315
2035 | 4 | 30 | 5 | 57.8657
2035 | 4 | 30 | 6 | 60.9468
2035 | 4 | 30 | 7 | 62.2789
2035 | 4 | 30 | 8 | 60.9441
2035 | 4 | 30 | 9 | 58.4593
2035 | 4 | 30 | 10 | 57.1368
2035 | 4 | 30 | 11 | 53.9457
2035 | 4 | 30 | 12 | 60.1264
2035 | 4 | 30 | 13 | 61.7033
2035 | 4 | 30 | 14 | 61.4116
2035 | 4 | 30 | 15 | 63.0242
2035 | 4 | 30 | 16 | 65.8268
2035 | 4 | 30 | 17 | 69.434
2035 | 4 | 30 | 18 | 71.6502
2035 | 4 | 30 | 19 | 67.5536
2035 | 4 | 30 | 20 | 66.386
2035 | 4 | 30 | 21 | 63.2094
2035 | 4 | 30 | 22 | 59.1385
2035 | 4 | 30 | 23 | 56.0078
2035 | 5 | 1 | 0 | 55.1672
2035 | 5 | 1 | 1 | 60.0881
2035 | 5 | 1 | 2 | 59.9756
2035 | 5 | 1 | 3 | 60.4851
2035 | 5 | 1 | 4 | 61.3747
2035 | 5 | 1 | 5 | 64.0846
2035 | 5 | 1 | 6 | 64.7009
2035 | 5 | 1 | 7 | 68.2106
2035 | 5 | 1 | 8 | 73.9634
2035 | 5 | 1 | 9 | 76.1566
2035 | 5 | 1 | 10 | 71.129
2035 | 5 | 1 | 11 | 64.7245
2035 | 5 | 1 | 12 | 65.6997
2035 | 5 | 1 | 13 | 66.94
2035 | 5 | 1 | 14 | 68.0309
2035 | 5 | 1 | 15 | 69.8886
2035 | 5 | 1 | 16 | 72.988
2035 | 5 | 1 | 17 | 75.5468
2035 | 5 | 1 | 18 | 78.633
2035 | 5 | 1 | 19 | 72.6965
2035 | 5 | 1 | 20 | 71.3846
2035 | 5 | 1 | 21 | 68.2385
2035 | 5 | 1 | 22 | 63.2432
2035 | 5 | 1 | 23 | 59.5217
2035 | 5 | 2 | 0 | 58.9944
2035 | 5 | 2 | 1 | 61.8394
2035 | 5 | 2 | 2 | 61.4112
2035 | 5 | 2 | 3 | 61.633
2035 | 5 | 2 | 4 | 62.3565
2035 | 5 | 2 | 5 | 65.0578
2035 | 5 | 2 | 6 | 67.1523
2035 | 5 | 2 | 7 | 70.2062
2035 | 5 | 2 | 8 | 75.2133
2035 | 5 | 2 | 9 | 77.0115
2035 | 5 | 2 | 10 | 72.4517
2035 | 5 | 2 | 11 | 66.4308
2035 | 5 | 2 | 12 | 67.0153
2035 | 5 | 2 | 13 | 68.9309
2035 | 5 | 2 | 14 | 69.2839
2035 | 5 | 2 | 15 | 69.8452
2035 | 5 | 2 | 16 | 72.1086
2035 | 5 | 2 | 17 | 74.4947
2035 | 5 | 2 | 18 | 85.7495
2035 | 5 | 2 | 19 | 78.8697
2035 | 5 | 2 | 20 | 77.3819
2035 | 5 | 2 | 21 | 74.2334
2035 | 5 | 2 | 22 | 69.0575
2035 | 5 | 2 | 23 | 65.2937
2035 | 5 | 3 | 0 | 61.5477
2035 | 5 | 3 | 1 | 64.8171
2035 | 5 | 3 | 2 | 64.6537
2035 | 5 | 3 | 3 | 65.3085
2035 | 5 | 3 | 4 | 66.5528
2035 | 5 | 3 | 5 | 69.9441
2035 | 5 | 3 | 6 | 73.6923
2035 | 5 | 3 | 7 | 75.9384
2035 | 5 | 3 | 8 | 76.8645
2035 | 5 | 3 | 9 | 77.6841
2035 | 5 | 3 | 10 | 75.5882
2035 | 5 | 3 | 11 | 68.7897
2035 | 5 | 3 | 12 | 69.071
2035 | 5 | 3 | 13 | 70.3644
2035 | 5 | 3 | 14 | 72.3034
2035 | 5 | 3 | 15 | 73.7324
2035 | 5 | 3 | 16 | 76.2144
2035 | 5 | 3 | 17 | 78.2216
2035 | 5 | 3 | 18 | 74.0535
2035 | 5 | 3 | 19 | 79.1876
2035 | 5 | 3 | 20 | 81.6467
2035 | 5 | 3 | 21 | 80.5285
2035 | 5 | 3 | 22 | 76.0904
2035 | 5 | 3 | 23 | 72.0386
2035 | 5 | 4 | 0 | 71.7633
2035 | 5 | 4 | 1 | 69.6146
2035 | 5 | 4 | 2 | 69.3914
2035 | 5 | 4 | 3 | 69.7285
2035 | 5 | 4 | 4 | 70.629
2035 | 5 | 4 | 5 | 73.4346
2035 | 5 | 4 | 6 | 77.7961
2035 | 5 | 4 | 7 | 78.6878
2035 | 5 | 4 | 8 | 74.3157
2035 | 5 | 4 | 9 | 70.2317
2035 | 5 | 4 | 10 | 68.2173
2035 | 5 | 4 | 11 | 63.7066
2035 | 5 | 4 | 12 | 68.0287
2035 | 5 | 4 | 13 | 69.4091
2035 | 5 | 4 | 14 | 68.8878
2035 | 5 | 4 | 15 | 68.4665
2035 | 5 | 4 | 16 | 69.6419
2035 | 5 | 4 | 17 | 69.2269
2035 | 5 | 4 | 18 | 71.6724
2035 | 5 | 4 | 19 | 75.2233
2035 | 5 | 4 | 20 | 76.8327
2035 | 5 | 4 | 21 | 75.3162
2035 | 5 | 4 | 22 | 71.3605
2035 | 5 | 4 | 23 | 67.5049
2035 | 5 | 5 | 0 | 64.9277
2035 | 5 | 5 | 1 | 62.8077
2035 | 5 | 5 | 2 | 62.2753
2035 | 5 | 5 | 3 | 62.2197
2035 | 5 | 5 | 4 | 62.7713
2035 | 5 | 5 | 5 | 64.6807
2035 | 5 | 5 | 6 | 65.1168
2035 | 5 | 5 | 7 | 66.3119
2035 | 5 | 5 | 8 | 73.6397
2035 | 5 | 5 | 9 | 79.0532
2035 | 5 | 5 | 10 | 74.501
2035 | 5 | 5 | 11 | 67.9992
2035 | 5 | 5 | 12 | 68.3843
2035 | 5 | 5 | 13 | 68.3491
2035 | 5 | 5 | 14 | 68.0506
2035 | 5 | 5 | 15 | 70.1994
2035 | 5 | 5 | 16 | 76.4305
2035 | 5 | 5 | 17 | 81.5986
2035 | 5 | 5 | 18 | 85.1863
2035 | 5 | 5 | 19 | 77.7425
2035 | 5 | 5 | 20 | 74.7369
2035 | 5 | 5 | 21 | 71.3587
2035 | 5 | 5 | 22 | 67.0866
2035 | 5 | 5 | 23 | 64.212
2035 | 5 | 6 | 0 | 62.6288
2035 | 5 | 6 | 1 | 63.5375
2035 | 5 | 6 | 2 | 63.0038
2035 | 5 | 6 | 3 | 62.9818
2035 | 5 | 6 | 4 | 63.541
2035 | 5 | 6 | 5 | 65.1658
2035 | 5 | 6 | 6 | 63.1937
2035 | 5 | 6 | 7 | 63.6269
2035 | 5 | 6 | 8 | 71.2185
2035 | 5 | 6 | 9 | 76.4915
2035 | 5 | 6 | 10 | 72.321
2035 | 5 | 6 | 11 | 65.1001
2035 | 5 | 6 | 12 | 68.7376
2035 | 5 | 6 | 13 | 70.8568
2035 | 5 | 6 | 14 | 71.6363
2035 | 5 | 6 | 15 | 73.7073
2035 | 5 | 6 | 16 | 78.8809
2035 | 5 | 6 | 17 | 83.1054
2035 | 5 | 6 | 18 | 86.1827
2035 | 5 | 6 | 19 | 79.3522
2035 | 5 | 6 | 20 | 77.015
2035 | 5 | 6 | 21 | 73.5388
2035 | 5 | 6 | 22 | 68.541
2035 | 5 | 6 | 23 | 65.2961
2035 | 5 | 7 | 0 | 62.7514
2035 | 5 | 7 | 1 | 62.2396
2035 | 5 | 7 | 2 | 62.3816
2035 | 5 | 7 | 3 | 63.0193
2035 | 5 | 7 | 4 | 64.1183
2035 | 5 | 7 | 5 | 67.1499
2035 | 5 | 7 | 6 | 70.2863
2035 | 5 | 7 | 7 | 71.8125
2035 | 5 | 7 | 8 | 70.4907
2035 | 5 | 7 | 9 | 67.8285
2035 | 5 | 7 | 10 | 66.3138
2035 | 5 | 7 | 11 | 62.1635
2035 | 5 | 7 | 12 | 68.8494
2035 | 5 | 7 | 13 | 70.6969
2035 | 5 | 7 | 14 | 71.097
2035 | 5 | 7 | 15 | 72.6064
2035 | 5 | 7 | 16 | 75.3418
2035 | 5 | 7 | 17 | 77.4571
2035 | 5 | 7 | 18 | 82.4135
2035 | 5 | 7 | 19 | 77.7038
2035 | 5 | 7 | 20 | 76.7153
2035 | 5 | 7 | 21 | 73.6736
2035 | 5 | 7 | 22 | 68.4001
2035 | 5 | 7 | 23 | 64.3578
2035 | 5 | 8 | 0 | 64.965
2035 | 5 | 8 | 1 | 63.429
2035 | 5 | 8 | 2 | 63.2682
2035 | 5 | 8 | 3 | 63.8549
2035 | 5 | 8 | 4 | 64.886
2035 | 5 | 8 | 5 | 67.7872
2035 | 5 | 8 | 6 | 71.9367
2035 | 5 | 8 | 7 | 73.2343
2035 | 5 | 8 | 8 | 69.8478
2035 | 5 | 8 | 9 | 65.3681
2035 | 5 | 8 | 10 | 62.4543
2035 | 5 | 8 | 11 | 57.9357
2035 | 5 | 8 | 12 | 64.4893
2035 | 5 | 8 | 13 | 66.0599
2035 | 5 | 8 | 14 | 66.7631
2035 | 5 | 8 | 15 | 67.8817
2035 | 5 | 8 | 16 | 69.7013
2035 | 5 | 8 | 17 | 69.5625
2035 | 5 | 8 | 18 | 65.463
2035 | 5 | 8 | 19 | 71.3333
2035 | 5 | 8 | 20 | 73.7778
2035 | 5 | 8 | 21 | 72.5812
2035 | 5 | 8 | 22 | 68.3323
2035 | 5 | 8 | 23 | 64.5083
2035 | 5 | 9 | 0 | 63.6538
2035 | 5 | 9 | 1 | 63.6561
2035 | 5 | 9 | 2 | 63.4638
2035 | 5 | 9 | 3 | 63.9678
2035 | 5 | 9 | 4 | 64.9953
2035 | 5 | 9 | 5 | 67.8589
2035 | 5 | 9 | 6 | 70.3081
2035 | 5 | 9 | 7 | 71.918
2035 | 5 | 9 | 8 | 71.2885
2035 | 5 | 9 | 9 | 69.8429
2035 | 5 | 9 | 10 | 67.2329
2035 | 5 | 9 | 11 | 61.923
2035 | 5 | 9 | 12 | 67.1117
2035 | 5 | 9 | 13 | 69.0694
2035 | 5 | 9 | 14 | 69.633
2035 | 5 | 9 | 15 | 70.3151
2035 | 5 | 9 | 16 | 71.9226
2035 | 5 | 9 | 17 | 74.411
2035 | 5 | 9 | 18 | 78.9887
2035 | 5 | 9 | 19 | 75.1121
2035 | 5 | 9 | 20 | 74.7246
2035 | 5 | 9 | 21 | 72.1931
2035 | 5 | 9 | 22 | 67.0008
2035 | 5 | 9 | 23 | 62.7687
2035 | 5 | 10 | 0 | 64.1626
2035 | 5 | 10 | 1 | 63.2586
2035 | 5 | 10 | 2 | 62.9309
2035 | 5 | 10 | 3 | 63.326
2035 | 5 | 10 | 4 | 64.2541
2035 | 5 | 10 | 5 | 67.125
2035 | 5 | 10 | 6 | 68.4806
2035 | 5 | 10 | 7 | 71.4967
2035 | 5 | 10 | 8 | 75.8858
2035 | 5 | 10 | 9 | 77.5205
2035 | 5 | 10 | 10 | 72.8896
2035 | 5 | 10 | 11 | 66.3472
2035 | 5 | 10 | 12 | 67.2916
2035 | 5 | 10 | 13 | 69.1342
2035 | 5 | 10 | 14 | 70.0938
2035 | 5 | 10 | 15 | 71.3187
2035 | 5 | 10 | 16 | 73.058
2035 | 5 | 10 | 17 | 75.5416
2035 | 5 | 10 | 18 | 71.9297
2035 | 5 | 10 | 19 | 73.56
2035 | 5 | 10 | 20 | 74.8521
2035 | 5 | 10 | 21 | 73.3752
2035 | 5 | 10 | 22 | 69.042
2035 | 5 | 10 | 23 | 64.9406
2035 | 5 | 11 | 0 | 63.8954
2035 | 5 | 11 | 1 | 64.9315
2035 | 5 | 11 | 2 | 64.6138
2035 | 5 | 11 | 3 | 65.0194
2035 | 5 | 11 | 4 | 66.0199
2035 | 5 | 11 | 5 | 68.9013
2035 | 5 | 11 | 6 | 71.5419
2035 | 5 | 11 | 7 | 73.3717
2035 | 5 | 11 | 8 | 72.4128
2035 | 5 | 11 | 9 | 69.9726
2035 | 5 | 11 | 10 | 66.1109
2035 | 5 | 11 | 11 | 60.122
2035 | 5 | 11 | 12 | 62.5138
2035 | 5 | 11 | 13 | 64.4426
2035 | 5 | 11 | 14 | 64.7305
2035 | 5 | 11 | 15 | 64.8444
2035 | 5 | 11 | 16 | 66.1825
2035 | 5 | 11 | 17 | 66.5703
2035 | 5 | 11 | 18 | 70.4194
2035 | 5 | 11 | 19 | 72.5685
2035 | 5 | 11 | 20 | 73.6532
2035 | 5 | 11 | 21 | 72.3631
2035 | 5 | 11 | 22 | 68.4194
2035 | 5 | 11 | 23 | 64.4328
2035 | 5 | 12 | 0 | 65.4884
2035 | 5 | 12 | 1 | 63.1641
2035 | 5 | 12 | 2 | 62.5685
2035 | 5 | 12 | 3 | 62.5354
2035 | 5 | 12 | 4 | 63.0619
2035 | 5 | 12 | 5 | 64.6395
2035 | 5 | 12 | 6 | 67.3581
2035 | 5 | 12 | 7 | 65.9365
2035 | 5 | 12 | 8 | 63.851
2035 | 5 | 12 | 9 | 63.2814
2035 | 5 | 12 | 10 | 62.8895
2035 | 5 | 12 | 11 | 57.7434
2035 | 5 | 12 | 12 | 56.9354
2035 | 5 | 12 | 13 | 58.2292
2035 | 5 | 12 | 14 | 57.2878
2035 | 5 | 12 | 15 | 57.3551
2035 | 5 | 12 | 16 | 58.5674
2035 | 5 | 12 | 17 | 59.3807
2035 | 5 | 12 | 18 | 61.9578
2035 | 5 | 12 | 19 | 67.3284
2035 | 5 | 12 | 20 | 68.5487
2035 | 5 | 12 | 21 | 67.4023
2035 | 5 | 12 | 22 | 64.2512
2035 | 5 | 12 | 23 | 61.4835
2035 | 5 | 13 | 0 | 61.8365
2035 | 5 | 13 | 1 | 61.8339
2035 | 5 | 13 | 2 | 61.455
2035 | 5 | 13 | 3 | 61.6182
2035 | 5 | 13 | 4 | 62.3062
2035 | 5 | 13 | 5 | 63.7932
2035 | 5 | 13 | 6 | 64.0416
2035 | 5 | 13 | 7 | 61.6516
2035 | 5 | 13 | 8 | 59.557
2035 | 5 | 13 | 9 | 58.575
2035 | 5 | 13 | 10 | 57.6017
2035 | 5 | 13 | 11 | 52.8941
2035 | 5 | 13 | 12 | 58.3188
2035 | 5 | 13 | 13 | 59.8443
2035 | 5 | 13 | 14 | 60.3361
2035 | 5 | 13 | 15 | 61.4182
2035 | 5 | 13 | 16 | 64.8411
2035 | 5 | 13 | 17 | 67.486
2035 | 5 | 13 | 18 | 70.3764
2035 | 5 | 13 | 19 | 69.3309
2035 | 5 | 13 | 20 | 68.932
2035 | 5 | 13 | 21 | 66.6958
2035 | 5 | 13 | 22 | 62.3207
2035 | 5 | 13 | 23 | 59.0242
2035 | 5 | 14 | 0 | 60.1502
2035 | 5 | 14 | 1 | 59.1198
2035 | 5 | 14 | 2 | 59.063
2035 | 5 | 14 | 3 | 59.5221
2035 | 5 | 14 | 4 | 60.4803
2035 | 5 | 14 | 5 | 63.21
2035 | 5 | 14 | 6 | 68.9635
2035 | 5 | 14 | 7 | 69.4134
2035 | 5 | 14 | 8 | 64.4943
2035 | 5 | 14 | 9 | 59.3898
2035 | 5 | 14 | 10 | 58.6624
2035 | 5 | 14 | 11 | 55.6894
2035 | 5 | 14 | 12 | 62.6334
2035 | 5 | 14 | 13 | 64.8618
2035 | 5 | 14 | 14 | 64.6709
2035 | 5 | 14 | 15 | 65.259
2035 | 5 | 14 | 16 | 65.5871
2035 | 5 | 14 | 17 | 66.2611
2035 | 5 | 14 | 18 | 78.0643
2035 | 5 | 14 | 19 | 74.7521
2035 | 5 | 14 | 20 | 74.174
2035 | 5 | 14 | 21 | 71.6258
2035 | 5 | 14 | 22 | 66.7744
2035 | 5 | 14 | 23 | 62.7657
2035 | 5 | 15 | 0 | 61.6481
2035 | 5 | 15 | 1 | 61.0349
2035 | 5 | 15 | 2 | 60.5457
2035 | 5 | 15 | 3 | 60.8596
2035 | 5 | 15 | 4 | 61.6379
2035 | 5 | 15 | 5 | 64.2983
2035 | 5 | 15 | 6 | 68.1062
2035 | 5 | 15 | 7 | 71.4758
2035 | 5 | 15 | 8 | 76.0839
2035 | 5 | 15 | 9 | 76.1865
2035 | 5 | 15 | 10 | 71.0674
2035 | 5 | 15 | 11 | 64.7933
2035 | 5 | 15 | 12 | 67.2375
2035 | 5 | 15 | 13 | 68.8596
2035 | 5 | 15 | 14 | 67.7162
2035 | 5 | 15 | 15 | 69.5304
2035 | 5 | 15 | 16 | 73.0974
2035 | 5 | 15 | 17 | 75.8131
2035 | 5 | 15 | 18 | 81.8789
2035 | 5 | 15 | 19 | 75.2808
2035 | 5 | 15 | 20 | 74.2342
2035 | 5 | 15 | 21 | 71.5054
2035 | 5 | 15 | 22 | 66.7271
2035 | 5 | 15 | 23 | 62.5285
2035 | 5 | 16 | 0 | 61.375
2035 | 5 | 16 | 1 | 58.829
2035 | 5 | 16 | 2 | 58.2502
2035 | 5 | 16 | 3 | 58.3632
2035 | 5 | 16 | 4 | 59.1013
2035 | 5 | 16 | 5 | 61.5997
2035 | 5 | 16 | 6 | 64.5588
2035 | 5 | 16 | 7 | 68.4254
2035 | 5 | 16 | 8 | 76.1032
2035 | 5 | 16 | 9 | 78.0382
2035 | 5 | 16 | 10 | 72.1654
2035 | 5 | 16 | 11 | 65.2584
2035 | 5 | 16 | 12 | 69.5231
2035 | 5 | 16 | 13 | 71.2921
2035 | 5 | 16 | 14 | 70.6383
2035 | 5 | 16 | 15 | 70.8654
2035 | 5 | 16 | 16 | 72.4103
2035 | 5 | 16 | 17 | 74.4996
2035 | 5 | 16 | 18 | 80.7312
2035 | 5 | 16 | 19 | 74.2206
2035 | 5 | 16 | 20 | 73.0018
2035 | 5 | 16 | 21 | 70.2763
2035 | 5 | 16 | 22 | 65.3818
2035 | 5 | 16 | 23 | 61.2421
2035 | 5 | 17 | 0 | 60.0095
2035 | 5 | 17 | 1 | 58.7101
2035 | 5 | 17 | 2 | 58.2751
2035 | 5 | 17 | 3 | 58.6196
2035 | 5 | 17 | 4 | 59.6597
2035 | 5 | 17 | 5 | 62.3987
2035 | 5 | 17 | 6 | 65.3158
2035 | 5 | 17 | 7 | 69.438
2035 | 5 | 17 | 8 | 77.7165
2035 | 5 | 17 | 9 | 81.2179
2035 | 5 | 17 | 10 | 74.6207
2035 | 5 | 17 | 11 | 66.0893
2035 | 5 | 17 | 12 | 66.5535
2035 | 5 | 17 | 13 | 68.8708
2035 | 5 | 17 | 14 | 69.8652
2035 | 5 | 17 | 15 | 72.4234
2035 | 5 | 17 | 16 | 76.1397
2035 | 5 | 17 | 17 | 80.958
2035 | 5 | 17 | 18 | 81.0582
2035 | 5 | 17 | 19 | 77.9739
2035 | 5 | 17 | 20 | 77.682
2035 | 5 | 17 | 21 | 75.7191
2035 | 5 | 17 | 22 | 71.1404
2035 | 5 | 17 | 23 | 66.8124
2035 | 5 | 18 | 0 | 67.1391
2035 | 5 | 18 | 1 | 66.6339
2035 | 5 | 18 | 2 | 66.1767
2035 | 5 | 18 | 3 | 66.5006
2035 | 5 | 18 | 4 | 67.4772
2035 | 5 | 18 | 5 | 70.1381
2035 | 5 | 18 | 6 | 73.4744
2035 | 5 | 18 | 7 | 75.2142
2035 | 5 | 18 | 8 | 75.7725
2035 | 5 | 18 | 9 | 75.6729
2035 | 5 | 18 | 10 | 72.5867
2035 | 5 | 18 | 11 | 65.652
2035 | 5 | 18 | 12 | 64.4029
2035 | 5 | 18 | 13 | 66.9231
2035 | 5 | 18 | 14 | 65.2412
2035 | 5 | 18 | 15 | 65.3968
2035 | 5 | 18 | 16 | 66.4797
2035 | 5 | 18 | 17 | 66.5334
2035 | 5 | 18 | 18 | 67.758
2035 | 5 | 18 | 19 | 74.5667
2035 | 5 | 18 | 20 | 77.5368
2035 | 5 | 18 | 21 | 77.3246
2035 | 5 | 18 | 22 | 74.241
2035 | 5 | 18 | 23 | 70.0734
2035 | 5 | 19 | 0 | 67.135
2035 | 5 | 19 | 1 | 66.9169
2035 | 5 | 19 | 2 | 66.4242
2035 | 5 | 19 | 3 | 66.3088
2035 | 5 | 19 | 4 | 66.9222
2035 | 5 | 19 | 5 | 68.3658
2035 | 5 | 19 | 6 | 69.4477
2035 | 5 | 19 | 7 | 68.1305
2035 | 5 | 19 | 8 | 65.8065
2035 | 5 | 19 | 9 | 62.919
2035 | 5 | 19 | 10 | 61.7189
2035 | 5 | 19 | 11 | 56.4783
2035 | 5 | 19 | 12 | 61.5862
2035 | 5 | 19 | 13 | 62.4421
2035 | 5 | 19 | 14 | 61.6538
2035 | 5 | 19 | 15 | 61.6228
2035 | 5 | 19 | 16 | 64.9622
2035 | 5 | 19 | 17 | 66.1801
2035 | 5 | 19 | 18 | 64.7335
2035 | 5 | 19 | 19 | 71.1713
2035 | 5 | 19 | 20 | 72.228
2035 | 5 | 19 | 21 | 71.459
2035 | 5 | 19 | 22 | 68.5324
2035 | 5 | 19 | 23 | 65.5216
2035 | 5 | 20 | 0 | 64.3435
2035 | 5 | 20 | 1 | 63.0672
2035 | 5 | 20 | 2 | 62.4757
2035 | 5 | 20 | 3 | 62.4385
2035 | 5 | 20 | 4 | 62.9382
2035 | 5 | 20 | 5 | 64.1456
2035 | 5 | 20 | 6 | 63.0443
2035 | 5 | 20 | 7 | 61.5708
2035 | 5 | 20 | 8 | 63.6102
2035 | 5 | 20 | 9 | 65.6668
2035 | 5 | 20 | 10 | 63.4093
2035 | 5 | 20 | 11 | 57.3635
2035 | 5 | 20 | 12 | 58.7327
2035 | 5 | 20 | 13 | 61.2615
2035 | 5 | 20 | 14 | 60.6584
2035 | 5 | 20 | 15 | 61.7302
2035 | 5 | 20 | 16 | 64.3595
2035 | 5 | 20 | 17 | 66.2718
2035 | 5 | 20 | 18 | 65.9393
2035 | 5 | 20 | 19 | 68.5085
2035 | 5 | 20 | 20 | 69.3298
2035 | 5 | 20 | 21 | 67.9937
2035 | 5 | 20 | 22 | 64.2063
2035 | 5 | 20 | 23 | 60.9943
2035 | 5 | 21 | 0 | 59.2202
2035 | 5 | 21 | 1 | 63.4802
2035 | 5 | 21 | 2 | 62.4494
2035 | 5 | 21 | 3 | 62.4925
2035 | 5 | 21 | 4 | 62.8996
2035 | 5 | 21 | 5 | 63.8121
2035 | 5 | 21 | 6 | 64.2949
2035 | 5 | 21 | 7 | 61.8972
2035 | 5 | 21 | 8 | 61.551
2035 | 5 | 21 | 9 | 59.2041
2035 | 5 | 21 | 10 | 58.247
2035 | 5 | 21 | 11 | 54.4048
2035 | 5 | 21 | 12 | 57.3559
2035 | 5 | 21 | 13 | 59.1378
2035 | 5 | 21 | 14 | 61.6634
2035 | 5 | 21 | 15 | 61.1995
2035 | 5 | 21 | 16 | 60.0614
2035 | 5 | 21 | 17 | 58.8461
2035 | 5 | 21 | 18 | 75.3414
2035 | 5 | 21 | 19 | 71.1603
2035 | 5 | 21 | 20 | 70.2865
2035 | 5 | 21 | 21 | 67.8854
2035 | 5 | 21 | 22 | 63.1975
2035 | 5 | 21 | 23 | 59.9253
2035 | 5 | 22 | 0 | 61.869
2035 | 5 | 22 | 1 | 62.2317
2035 | 5 | 22 | 2 | 61.7292
2035 | 5 | 22 | 3 | 62.0327
2035 | 5 | 22 | 4 | 62.8016
2035 | 5 | 22 | 5 | 65.2886
2035 | 5 | 22 | 6 | 68.6903
2035 | 5 | 22 | 7 | 72.553
2035 | 5 | 22 | 8 | 78.7855
2035 | 5 | 22 | 9 | 78.3612
2035 | 5 | 22 | 10 | 70.6216
2035 | 5 | 22 | 11 | 63.0303
2035 | 5 | 22 | 12 | 65.1849
2035 | 5 | 22 | 13 | 66.8248
2035 | 5 | 22 | 14 | 64.8126
2035 | 5 | 22 | 15 | 66.966
2035 | 5 | 22 | 16 | 71.054
2035 | 5 | 22 | 17 | 74.3617
2035 | 5 | 22 | 18 | 80.2145
2035 | 5 | 22 | 19 | 74.772
2035 | 5 | 22 | 20 | 74.2086
2035 | 5 | 22 | 21 | 72.0253
2035 | 5 | 22 | 22 | 67.6024
2035 | 5 | 22 | 23 | 63.3779
2035 | 5 | 23 | 0 | 62.3287
2035 | 5 | 23 | 1 | 59.9357
2035 | 5 | 23 | 2 | 59.349
2035 | 5 | 23 | 3 | 59.5253
2035 | 5 | 23 | 4 | 60.2873
2035 | 5 | 23 | 5 | 62.7187
2035 | 5 | 23 | 6 | 66.3676
2035 | 5 | 23 | 7 | 69.8135
2035 | 5 | 23 | 8 | 76.2379
2035 | 5 | 23 | 9 | 77.0619
2035 | 5 | 23 | 10 | 71.0238
2035 | 5 | 23 | 11 | 63.9282
2035 | 5 | 23 | 12 | 64.9017
2035 | 5 | 23 | 13 | 67.3764
2035 | 5 | 23 | 14 | 66.3669
2035 | 5 | 23 | 15 | 66.7018
2035 | 5 | 23 | 16 | 67.0119
2035 | 5 | 23 | 17 | 69.2634
2035 | 5 | 23 | 18 | 70.8909
2035 | 5 | 23 | 19 | 71.8912
2035 | 5 | 23 | 20 | 72.7983
2035 | 5 | 23 | 21 | 71.5265
2035 | 5 | 23 | 22 | 67.0335
2035 | 5 | 23 | 23 | 62.5019
2035 | 5 | 24 | 0 | 60.369
2035 | 5 | 24 | 1 | 59.2457
2035 | 5 | 24 | 2 | 58.6126
2035 | 5 | 24 | 3 | 58.7211
2035 | 5 | 24 | 4 | 59.4787
2035 | 5 | 24 | 5 | 61.8048
2035 | 5 | 24 | 6 | 64.5405
2035 | 5 | 24 | 7 | 67.3585
2035 | 5 | 24 | 8 | 71.7655
2035 | 5 | 24 | 9 | 72.403
2035 | 5 | 24 | 10 | 70.3498
2035 | 5 | 24 | 11 | 65.9812
2035 | 5 | 24 | 12 | 67.3934
2035 | 5 | 24 | 13 | 69.7649
2035 | 5 | 24 | 14 | 70.2585
2035 | 5 | 24 | 15 | 70.1481
2035 | 5 | 24 | 16 | 67.3056
2035 | 5 | 24 | 17 | 67.8014
2035 | 5 | 24 | 18 | 73.0155
2035 | 5 | 24 | 19 | 70.6066
2035 | 5 | 24 | 20 | 69.8134
2035 | 5 | 24 | 21 | 68.0389
2035 | 5 | 24 | 22 | 63.9241
2035 | 5 | 24 | 23 | 59.7522
2035 | 5 | 25 | 0 | 61.6342
2035 | 5 | 25 | 1 | 65.0558
2035 | 5 | 25 | 2 | 63.7599
2035 | 5 | 25 | 3 | 63.3193
2035 | 5 | 25 | 4 | 63.7234
2035 | 5 | 25 | 5 | 65.5258
2035 | 5 | 25 | 6 | 68.0084
2035 | 5 | 25 | 7 | 72.1167
2035 | 5 | 25 | 8 | 77.7994
2035 | 5 | 25 | 9 | 77.6125
2035 | 5 | 25 | 10 | 71.731
2035 | 5 | 25 | 11 | 66.8008
2035 | 5 | 25 | 12 | 71.5247
2035 | 5 | 25 | 13 | 73.5351
2035 | 5 | 25 | 14 | 72.881
2035 | 5 | 25 | 15 | 73.007
2035 | 5 | 25 | 16 | 76.0174
2035 | 5 | 25 | 17 | 79.4421
2035 | 5 | 25 | 18 | 84.8399
2035 | 5 | 25 | 19 | 81.8441
2035 | 5 | 25 | 20 | 80.1213
2035 | 5 | 25 | 21 | 77.8473
2035 | 5 | 25 | 22 | 73.3427
2035 | 5 | 25 | 23 | 68.0657
2035 | 5 | 26 | 0 | 68.9242
2035 | 5 | 26 | 1 | 62.6624
2035 | 5 | 26 | 2 | 60.7619
2035 | 5 | 26 | 3 | 59.7948
2035 | 5 | 26 | 4 | 59.2967
2035 | 5 | 26 | 5 | 59.3701
2035 | 5 | 26 | 6 | 59.8772
2035 | 5 | 26 | 7 | 60.6929
2035 | 5 | 26 | 8 | 69.3951
2035 | 5 | 26 | 9 | 75.2491
2035 | 5 | 26 | 10 | 70.6574
2035 | 5 | 26 | 11 | 63.3361
2035 | 5 | 26 | 12 | 64.9632
2035 | 5 | 26 | 13 | 65.1645
2035 | 5 | 26 | 14 | 62.6772
2035 | 5 | 26 | 15 | 63.2126
2035 | 5 | 26 | 16 | 68.6363
2035 | 5 | 26 | 17 | 75.1953
2035 | 5 | 26 | 18 | 82.2495
2035 | 5 | 26 | 19 | 73.4163
2035 | 5 | 26 | 20 | 71.0206
2035 | 5 | 26 | 21 | 68.3233
2035 | 5 | 26 | 22 | 64.2998
2035 | 5 | 26 | 23 | 60.4656
2035 | 5 | 27 | 0 | 59.0841
2035 | 5 | 27 | 1 | 57.9061
2035 | 5 | 27 | 2 | 56.0751
2035 | 5 | 27 | 3 | 54.9984
2035 | 5 | 27 | 4 | 54.7424
2035 | 5 | 27 | 5 | 54.7654
2035 | 5 | 27 | 6 | 55.5885
2035 | 5 | 27 | 7 | 53.8046
2035 | 5 | 27 | 8 | 56.0171
2035 | 5 | 27 | 9 | 57.0953
2035 | 5 | 27 | 10 | 54.8225
2035 | 5 | 27 | 11 | 53.1072
2035 | 5 | 27 | 12 | 53.5636
2035 | 5 | 27 | 13 | 55.2946
2035 | 5 | 27 | 14 | 54.8567
2035 | 5 | 27 | 15 | 53.3702
2035 | 5 | 27 | 16 | 52.3345
2035 | 5 | 27 | 17 | 57.3257
2035 | 5 | 27 | 18 | 64.2397
2035 | 5 | 27 | 19 | 66.2491
2035 | 5 | 27 | 20 | 66.2442
2035 | 5 | 27 | 21 | 63.9783
2035 | 5 | 27 | 22 | 59.2197
2035 | 5 | 27 | 23 | 54.8326
2035 | 5 | 28 | 0 | 54.3324
2035 | 5 | 28 | 1 | 53.5445
2035 | 5 | 28 | 2 | 53.248
2035 | 5 | 28 | 3 | 53.357
2035 | 5 | 28 | 4 | 54.1247
2035 | 5 | 28 | 5 | 56.0831
2035 | 5 | 28 | 6 | 58.9542
2035 | 5 | 28 | 7 | 59.6808
2035 | 5 | 28 | 8 | 59.9798
2035 | 5 | 28 | 9 | 61.2092
2035 | 5 | 28 | 10 | 63.0665
2035 | 5 | 28 | 11 | 62.0341
2035 | 5 | 28 | 12 | 62.7074
2035 | 5 | 28 | 13 | 65.8194
2035 | 5 | 28 | 14 | 64.8626
2035 | 5 | 28 | 15 | 64.831
2035 | 5 | 28 | 16 | 63.5623
2035 | 5 | 28 | 17 | 64.7939
2035 | 5 | 28 | 18 | 71.849
2035 | 5 | 28 | 19 | 72.3702
2035 | 5 | 28 | 20 | 72.5498
2035 | 5 | 28 | 21 | 70.7472
2035 | 5 | 28 | 22 | 66.0988
2035 | 5 | 28 | 23 | 61.1893
2035 | 5 | 29 | 0 | 59.4729
2035 | 5 | 29 | 1 | 55.8327
2035 | 5 | 29 | 2 | 55.3772
2035 | 5 | 29 | 3 | 55.5529
2035 | 5 | 29 | 4 | 56.309
2035 | 5 | 29 | 5 | 58.4305
2035 | 5 | 29 | 6 | 61.3141
2035 | 5 | 29 | 7 | 63.0334
2035 | 5 | 29 | 8 | 65.4835
2035 | 5 | 29 | 9 | 66.1844
2035 | 5 | 29 | 10 | 63.134
2035 | 5 | 29 | 11 | 59.2248
2035 | 5 | 29 | 12 | 64.7485
2035 | 5 | 29 | 13 | 66.7646
2035 | 5 | 29 | 14 | 64.2032
2035 | 5 | 29 | 15 | 65.2472
2035 | 5 | 29 | 16 | 67.8096
2035 | 5 | 29 | 17 | 69.7635
2035 | 5 | 29 | 18 | 78.0597
2035 | 5 | 29 | 19 | 72.2892
2035 | 5 | 29 | 20 | 71.474
2035 | 5 | 29 | 21 | 69.2142
2035 | 5 | 29 | 22 | 64.6977
2035 | 5 | 29 | 23 | 59.9177
2035 | 5 | 30 | 0 | 58.709
2035 | 5 | 30 | 1 | 57.827
2035 | 5 | 30 | 2 | 57.4353
2035 | 5 | 30 | 3 | 57.7767
2035 | 5 | 30 | 4 | 58.6225
2035 | 5 | 30 | 5 | 60.8822
2035 | 5 | 30 | 6 | 65.1529
2035 | 5 | 30 | 7 | 64.8315
2035 | 5 | 30 | 8 | 60.5789
2035 | 5 | 30 | 9 | 56.8487
2035 | 5 | 30 | 10 | 54.7014
2035 | 5 | 30 | 11 | 49.3868
2035 | 5 | 30 | 12 | 53.5489
2035 | 5 | 30 | 13 | 56.4281
2035 | 5 | 30 | 14 | 54.5345
2035 | 5 | 30 | 15 | 53.394
2035 | 5 | 30 | 16 | 52.6731
2035 | 5 | 30 | 17 | 52.1672
2035 | 5 | 30 | 18 | 57.4803
2035 | 5 | 30 | 19 | 66.2398
2035 | 5 | 30 | 20 | 69.9749
2035 | 5 | 30 | 21 | 70.2491
2035 | 5 | 30 | 22 | 66.6857
2035 | 5 | 30 | 23 | 62.4924
2035 | 5 | 31 | 0 | 61.1145
2035 | 5 | 31 | 1 | 61.2265
2035 | 5 | 31 | 2 | 60.8118
2035 | 5 | 31 | 3 | 61.1739
2035 | 5 | 31 | 4 | 62.0213
2035 | 5 | 31 | 5 | 64.4575
2035 | 5 | 31 | 6 | 68.1323
2035 | 5 | 31 | 7 | 67.7014
2035 | 5 | 31 | 8 | 61.9965
2035 | 5 | 31 | 9 | 57.1854
2035 | 5 | 31 | 10 | 55.6844
2035 | 5 | 31 | 11 | 50.7831
2035 | 5 | 31 | 12 | 55.1231
2035 | 5 | 31 | 13 | 57.8563
2035 | 5 | 31 | 14 | 56.1051
2035 | 5 | 31 | 15 | 55.6179
2035 | 5 | 31 | 16 | 54.5829
2035 | 5 | 31 | 17 | 53.753
2035 | 5 | 31 | 18 | 62.5233
2035 | 5 | 31 | 19 | 68.4288
2035 | 5 | 31 | 20 | 71.2195
2035 | 5 | 31 | 21 | 71.179
2035 | 5 | 31 | 22 | 67.7696
2035 | 5 | 31 | 23 | 63.5433
2035 | 6 | 1 | 0 | 62.0651
2035 | 6 | 1 | 1 | 65.1458
2035 | 6 | 1 | 2 | 64.2864
2035 | 6 | 1 | 3 | 64.2331
2035 | 6 | 1 | 4 | 64.8203
2035 | 6 | 1 | 5 | 66.9106
2035 | 6 | 1 | 6 | 69.364
2035 | 6 | 1 | 7 | 71.2044
2035 | 6 | 1 | 8 | 70.0589
2035 | 6 | 1 | 9 | 65.9888
2035 | 6 | 1 | 10 | 62.3566
2035 | 6 | 1 | 11 | 55.4258
2035 | 6 | 1 | 12 | 60.9795
2035 | 6 | 1 | 13 | 63.0155
2035 | 6 | 1 | 14 | 62.2311
2035 | 6 | 1 | 15 | 62.828
2035 | 6 | 1 | 16 | 67.0458
2035 | 6 | 1 | 17 | 71.5841
2035 | 6 | 1 | 18 | 75.6259
2035 | 6 | 1 | 19 | 74.3087
2035 | 6 | 1 | 20 | 73.9489
2035 | 6 | 1 | 21 | 72.7483
2035 | 6 | 1 | 22 | 69.5114
2035 | 6 | 1 | 23 | 65.3818
2035 | 6 | 2 | 0 | 66.1764
2035 | 6 | 2 | 1 | 66.1067
2035 | 6 | 2 | 2 | 65.2714
2035 | 6 | 2 | 3 | 65.0212
2035 | 6 | 2 | 4 | 65.4371
2035 | 6 | 2 | 5 | 66.3074
2035 | 6 | 2 | 6 | 65.9317
2035 | 6 | 2 | 7 | 64.4524
2035 | 6 | 2 | 8 | 60.7685
2035 | 6 | 2 | 9 | 55.5177
2035 | 6 | 2 | 10 | 55.195
2035 | 6 | 2 | 11 | 53.6536
2035 | 6 | 2 | 12 | 53.1163
2035 | 6 | 2 | 13 | 54.6507
2035 | 6 | 2 | 14 | 53.0615
2035 | 6 | 2 | 15 | 53.5788
2035 | 6 | 2 | 16 | 56.5626
2035 | 6 | 2 | 17 | 63.1112
2035 | 6 | 2 | 18 | 73.7883
2035 | 6 | 2 | 19 | 73.1883
2035 | 6 | 2 | 20 | 71.8887
2035 | 6 | 2 | 21 | 70.4868
2035 | 6 | 2 | 22 | 67.9024
2035 | 6 | 2 | 23 | 64.7445
2035 | 6 | 3 | 0 | 63.7008
2035 | 6 | 3 | 1 | 62.7969
2035 | 6 | 3 | 2 | 61.7435
2035 | 6 | 3 | 3 | 61.4065
2035 | 6 | 3 | 4 | 61.7283
2035 | 6 | 3 | 5 | 62.3072
2035 | 6 | 3 | 6 | 61.8626
2035 | 6 | 3 | 7 | 59.2174
2035 | 6 | 3 | 8 | 56.4136
2035 | 6 | 3 | 9 | 53.0809
2035 | 6 | 3 | 10 | 53.5712
2035 | 6 | 3 | 11 | 52.7021
2035 | 6 | 3 | 12 | 52.0158
2035 | 6 | 3 | 13 | 53.5616
2035 | 6 | 3 | 14 | 52.8899
2035 | 6 | 3 | 15 | 53.209
2035 | 6 | 3 | 16 | 55.3329
2035 | 6 | 3 | 17 | 61.922
2035 | 6 | 3 | 18 | 69.5823
2035 | 6 | 3 | 19 | 70.905
2035 | 6 | 3 | 20 | 70.554
2035 | 6 | 3 | 21 | 69.1243
2035 | 6 | 3 | 22 | 65.6103
2035 | 6 | 3 | 23 | 61.8963
2035 | 6 | 4 | 0 | 61.6463
2035 | 6 | 4 | 1 | 61.4796
2035 | 6 | 4 | 2 | 61.2713
2035 | 6 | 4 | 3 | 61.6456
2035 | 6 | 4 | 4 | 62.6425
2035 | 6 | 4 | 5 | 64.9478
2035 | 6 | 4 | 6 | 68.2923
2035 | 6 | 4 | 7 | 69.0103
2035 | 6 | 4 | 8 | 63.1323
2035 | 6 | 4 | 9 | 55.75
2035 | 6 | 4 | 10 | 55.5368
2035 | 6 | 4 | 11 | 51.2616
2035 | 6 | 4 | 12 | 51.004
2035 | 6 | 4 | 13 | 54.2983
2035 | 6 | 4 | 14 | 54.011
2035 | 6 | 4 | 15 | 54.1658
2035 | 6 | 4 | 16 | 54.192
2035 | 6 | 4 | 17 | 56.4532
2035 | 6 | 4 | 18 | 63.374
2035 | 6 | 4 | 19 | 74.2719
2035 | 6 | 4 | 20 | 77.5151
2035 | 6 | 4 | 21 | 77.5761
2035 | 6 | 4 | 22 | 74.7557
2035 | 6 | 4 | 23 | 71.0247
2035 | 6 | 5 | 0 | 68.6038
2035 | 6 | 5 | 1 | 67.2218
2035 | 6 | 5 | 2 | 66.6362
2035 | 6 | 5 | 3 | 66.8909
2035 | 6 | 5 | 4 | 67.6986
2035 | 6 | 5 | 5 | 69.8754
2035 | 6 | 5 | 6 | 71.8479
2035 | 6 | 5 | 7 | 72.4622
2035 | 6 | 5 | 8 | 66.0028
2035 | 6 | 5 | 9 | 58.341
2035 | 6 | 5 | 10 | 58.6818
2035 | 6 | 5 | 11 | 57.5985
2035 | 6 | 5 | 12 | 57.4316
2035 | 6 | 5 | 13 | 60.4994
2035 | 6 | 5 | 14 | 59.9258
2035 | 6 | 5 | 15 | 60.3984
2035 | 6 | 5 | 16 | 60.1293
2035 | 6 | 5 | 17 | 62.9327
2035 | 6 | 5 | 18 | 69.2759
2035 | 6 | 5 | 19 | 74.2539
2035 | 6 | 5 | 20 | 75.429
2035 | 6 | 5 | 21 | 74.7756
2035 | 6 | 5 | 22 | 71.2653
2035 | 6 | 5 | 23 | 66.7087
2035 | 6 | 6 | 0 | 66.6588
2035 | 6 | 6 | 1 | 63.1358
2035 | 6 | 6 | 2 | 62.5534
2035 | 6 | 6 | 3 | 62.6902
2035 | 6 | 6 | 4 | 63.4307
2035 | 6 | 6 | 5 | 65.4826
2035 | 6 | 6 | 6 | 68.5371
2035 | 6 | 6 | 7 | 68.9508
2035 | 6 | 6 | 8 | 63.9507
2035 | 6 | 6 | 9 | 58.4769
2035 | 6 | 6 | 10 | 59.2668
2035 | 6 | 6 | 11 | 57.6396
2035 | 6 | 6 | 12 | 59.0558
2035 | 6 | 6 | 13 | 61.6539
2035 | 6 | 6 | 14 | 61.4476
2035 | 6 | 6 | 15 | 60.8459
2035 | 6 | 6 | 16 | 61.0453
2035 | 6 | 6 | 17 | 64.8455
2035 | 6 | 6 | 18 | 67.9215
2035 | 6 | 6 | 19 | 73.665
2035 | 6 | 6 | 20 | 75.0116
2035 | 6 | 6 | 21 | 74.5477
2035 | 6 | 6 | 22 | 70.5281
2035 | 6 | 6 | 23 | 65.9153
2035 | 6 | 7 | 0 | 65.1099
2035 | 6 | 7 | 1 | 63.0886
2035 | 6 | 7 | 2 | 62.402
2035 | 6 | 7 | 3 | 62.4842
2035 | 6 | 7 | 4 | 63.293
2035 | 6 | 7 | 5 | 65.4463
2035 | 6 | 7 | 6 | 68.9013
2035 | 6 | 7 | 7 | 69.4741
2035 | 6 | 7 | 8 | 63.8417
2035 | 6 | 7 | 9 | 58.7315
2035 | 6 | 7 | 10 | 60.95
2035 | 6 | 7 | 11 | 60.1296
2035 | 6 | 7 | 12 | 59.1446
2035 | 6 | 7 | 13 | 62.1539
2035 | 6 | 7 | 14 | 63.2816
2035 | 6 | 7 | 15 | 62.8817
2035 | 6 | 7 | 16 | 60.8578
2035 | 6 | 7 | 17 | 63.2785
2035 | 6 | 7 | 18 | 70.1244
2035 | 6 | 7 | 19 | 74.9387
2035 | 6 | 7 | 20 | 75.998
2035 | 6 | 7 | 21 | 75.3655
2035 | 6 | 7 | 22 | 71.7496
2035 | 6 | 7 | 23 | 67.0915
2035 | 6 | 8 | 0 | 65.7371
2035 | 6 | 8 | 1 | 61.1011
2035 | 6 | 8 | 2 | 60.2502
2035 | 6 | 8 | 3 | 60.1052
2035 | 6 | 8 | 4 | 60.7581
2035 | 6 | 8 | 5 | 62.6815
2035 | 6 | 8 | 6 | 65.5442
2035 | 6 | 8 | 7 | 68.2352
2035 | 6 | 8 | 8 | 70.0371
2035 | 6 | 8 | 9 | 67.9376
2035 | 6 | 8 | 10 | 65.5889
2035 | 6 | 8 | 11 | 60.7573
2035 | 6 | 8 | 12 | 63.3784
2035 | 6 | 8 | 13 | 65.5962
2035 | 6 | 8 | 14 | 65.3238
2035 | 6 | 8 | 15 | 64.6689
2035 | 6 | 8 | 16 | 66.3088
2035 | 6 | 8 | 17 | 69.2514
2035 | 6 | 8 | 18 | 81.5709
2035 | 6 | 8 | 19 | 76.5219
2035 | 6 | 8 | 20 | 74.8422
2035 | 6 | 8 | 21 | 72.8016
2035 | 6 | 8 | 22 | 69.3859
2035 | 6 | 8 | 23 | 65.0962
2035 | 6 | 9 | 0 | 62.9599
2035 | 6 | 9 | 1 | 58.4726
2035 | 6 | 9 | 2 | 57.3251
2035 | 6 | 9 | 3 | 56.9147
2035 | 6 | 9 | 4 | 57.0029
2035 | 6 | 9 | 5 | 57.3421
2035 | 6 | 9 | 6 | 56.0895
2035 | 6 | 9 | 7 | 55.789
2035 | 6 | 9 | 8 | 61.7525
2035 | 6 | 9 | 9 | 62.1932
2035 | 6 | 9 | 10 | 59.3302
2035 | 6 | 9 | 11 | 55.6595
2035 | 6 | 9 | 12 | 56.8088
2035 | 6 | 9 | 13 | 56.1095
2035 | 6 | 9 | 14 | 54.1312
2035 | 6 | 9 | 15 | 54.905
2035 | 6 | 9 | 16 | 57.5767
2035 | 6 | 9 | 17 | 62.23
2035 | 6 | 9 | 18 | 71.062
2035 | 6 | 9 | 19 | 70.9087
2035 | 6 | 9 | 20 | 69.1725
2035 | 6 | 9 | 21 | 67.0437
2035 | 6 | 9 | 22 | 63.9253
2035 | 6 | 9 | 23 | 60.3564
2035 | 6 | 10 | 0 | 57.0715
2035 | 6 | 10 | 1 | 56.7718
2035 | 6 | 10 | 2 | 55.3173
2035 | 6 | 10 | 3 | 54.667
2035 | 6 | 10 | 4 | 54.6508
2035 | 6 | 10 | 5 | 54.6297
2035 | 6 | 10 | 6 | 53.8626
2035 | 6 | 10 | 7 | 54.2523
2035 | 6 | 10 | 8 | 62.5721
2035 | 6 | 10 | 9 | 62.6795
2035 | 6 | 10 | 10 | 56.0376
2035 | 6 | 10 | 11 | 48.7674
2035 | 6 | 10 | 12 | 52.226
2035 | 6 | 10 | 13 | 53.2555
2035 | 6 | 10 | 14 | 52.753
2035 | 6 | 10 | 15 | 54.4004
2035 | 6 | 10 | 16 | 58.5797
2035 | 6 | 10 | 17 | 66.5813
2035 | 6 | 10 | 18 | 72.1578
2035 | 6 | 10 | 19 | 71.0933
2035 | 6 | 10 | 20 | 70.5126
2035 | 6 | 10 | 21 | 68.1417
2035 | 6 | 10 | 22 | 64.0122
2035 | 6 | 10 | 23 | 59.9434
2035 | 6 | 11 | 0 | 58.5998
2035 | 6 | 11 | 1 | 56.3421
2035 | 6 | 11 | 2 | 55.9932
2035 | 6 | 11 | 3 | 56.178
2035 | 6 | 11 | 4 | 56.905
2035 | 6 | 11 | 5 | 58.9507
2035 | 6 | 11 | 6 | 60.5637
2035 | 6 | 11 | 7 | 63.9007
2035 | 6 | 11 | 8 | 69.8154
2035 | 6 | 11 | 9 | 68.0854
2035 | 6 | 11 | 10 | 63.3011
2035 | 6 | 11 | 11 | 57.3077
2035 | 6 | 11 | 12 | 59.5654
2035 | 6 | 11 | 13 | 62.0548
2035 | 6 | 11 | 14 | 61.3541
2035 | 6 | 11 | 15 | 61.0489
2035 | 6 | 11 | 16 | 62.9439
2035 | 6 | 11 | 17 | 66.6744
2035 | 6 | 11 | 18 | 73.9011
2035 | 6 | 11 | 19 | 73.3102
2035 | 6 | 11 | 20 | 72.8864
2035 | 6 | 11 | 21 | 71.029
2035 | 6 | 11 | 22 | 66.7711
2035 | 6 | 11 | 23 | 62.1586
2035 | 6 | 12 | 0 | 62.8305
2035 | 6 | 12 | 1 | 59.3088
2035 | 6 | 12 | 2 | 58.6743
2035 | 6 | 12 | 3 | 58.818
2035 | 6 | 12 | 4 | 59.5061
2035 | 6 | 12 | 5 | 61.4851
2035 | 6 | 12 | 6 | 63.775
2035 | 6 | 12 | 7 | 65.8504
2035 | 6 | 12 | 8 | 66.9611
2035 | 6 | 12 | 9 | 64.0263
2035 | 6 | 12 | 10 | 60.967
2035 | 6 | 12 | 11 | 56.6715
2035 | 6 | 12 | 12 | 63.1605
2035 | 6 | 12 | 13 | 64.8972
2035 | 6 | 12 | 14 | 63.5019
2035 | 6 | 12 | 15 | 63.7963
2035 | 6 | 12 | 16 | 67.3276
2035 | 6 | 12 | 17 | 70.4633
2035 | 6 | 12 | 18 | 82.3345
2035 | 6 | 12 | 19 | 76.7824
2035 | 6 | 12 | 20 | 75.5711
2035 | 6 | 12 | 21 | 73.088
2035 | 6 | 12 | 22 | 68.7765
2035 | 6 | 12 | 23 | 64.0519
2035 | 6 | 13 | 0 | 62.7402
2035 | 6 | 13 | 1 | 58.7191
2035 | 6 | 13 | 2 | 58.1702
2035 | 6 | 13 | 3 | 58.2764
2035 | 6 | 13 | 4 | 58.8989
2035 | 6 | 13 | 5 | 60.8981
2035 | 6 | 13 | 6 | 61.888
2035 | 6 | 13 | 7 | 64.2429
2035 | 6 | 13 | 8 | 69.8979
2035 | 6 | 13 | 9 | 69.6718
2035 | 6 | 13 | 10 | 66.2194
2035 | 6 | 13 | 11 | 60.7068
2035 | 6 | 13 | 12 | 66.0688
2035 | 6 | 13 | 13 | 68.0369
2035 | 6 | 13 | 14 | 66.7317
2035 | 6 | 13 | 15 | 64.8676
2035 | 6 | 13 | 16 | 66.805
2035 | 6 | 13 | 17 | 68.002
2035 | 6 | 13 | 18 | 74.5129
2035 | 6 | 13 | 19 | 68.3477
2035 | 6 | 13 | 20 | 68.0886
2035 | 6 | 13 | 21 | 66.8127
2035 | 6 | 13 | 22 | 63.3473
2035 | 6 | 13 | 23 | 59.4625
2035 | 6 | 14 | 0 | 59.1509
2035 | 6 | 14 | 1 | 59.3806
2035 | 6 | 14 | 2 | 58.4993
2035 | 6 | 14 | 3 | 58.3161
2035 | 6 | 14 | 4 | 58.8298
2035 | 6 | 14 | 5 | 60.7438
2035 | 6 | 14 | 6 | 63.0132
2035 | 6 | 14 | 7 | 66.5631
2035 | 6 | 14 | 8 | 73.0807
2035 | 6 | 14 | 9 | 73.5273
2035 | 6 | 14 | 10 | 68.6852
2035 | 6 | 14 | 11 | 61.3441
2035 | 6 | 14 | 12 | 65.9709
2035 | 6 | 14 | 13 | 67.9971
2035 | 6 | 14 | 14 | 67.4552
2035 | 6 | 14 | 15 | 67.3576
2035 | 6 | 14 | 16 | 69.9172
2035 | 6 | 14 | 17 | 73.4747
2035 | 6 | 14 | 18 | 80.4248
2035 | 6 | 14 | 19 | 77.3115
2035 | 6 | 14 | 20 | 76.5664
2035 | 6 | 14 | 21 | 74.5353
2035 | 6 | 14 | 22 | 70.3697
2035 | 6 | 14 | 23 | 65.5547
2035 | 6 | 15 | 0 | 64.0664
2035 | 6 | 15 | 1 | 58.7138
2035 | 6 | 15 | 2 | 58.043
2035 | 6 | 15 | 3 | 58.0378
2035 | 6 | 15 | 4 | 58.6016
2035 | 6 | 15 | 5 | 60.5743
2035 | 6 | 15 | 6 | 62.3099
2035 | 6 | 15 | 7 | 64.3541
2035 | 6 | 15 | 8 | 68.016
2035 | 6 | 15 | 9 | 67.8355
2035 | 6 | 15 | 10 | 66.2037
2035 | 6 | 15 | 11 | 61.5483
2035 | 6 | 15 | 12 | 64.5407
2035 | 6 | 15 | 13 | 66.628
2035 | 6 | 15 | 14 | 64.8201
2035 | 6 | 15 | 15 | 62.7349
2035 | 6 | 15 | 16 | 64.1833
2035 | 6 | 15 | 17 | 63.6278
2035 | 6 | 15 | 18 | 72.4063
2035 | 6 | 15 | 19 | 67.2565
2035 | 6 | 15 | 20 | 67.0184
2035 | 6 | 15 | 21 | 66.0548
2035 | 6 | 15 | 22 | 63.3741
2035 | 6 | 15 | 23 | 59.4139
2035 | 6 | 16 | 0 | 57.9006
2035 | 6 | 16 | 1 | 60.8631
2035 | 6 | 16 | 2 | 59.4259
2035 | 6 | 16 | 3 | 58.6604
2035 | 6 | 16 | 4 | 58.6367
2035 | 6 | 16 | 5 | 58.7058
2035 | 6 | 16 | 6 | 57.441
2035 | 6 | 16 | 7 | 57.9406
2035 | 6 | 16 | 8 | 63.2002
2035 | 6 | 16 | 9 | 61.7932
2035 | 6 | 16 | 10 | 58.9237
2035 | 6 | 16 | 11 | 56.0198
2035 | 6 | 16 | 12 | 55.9693
2035 | 6 | 16 | 13 | 56.7093
2035 | 6 | 16 | 14 | 57.3827
2035 | 6 | 16 | 15 | 59.6031
2035 | 6 | 16 | 16 | 63.5761
2035 | 6 | 16 | 17 | 72.776
2035 | 6 | 16 | 18 | 87.9656
2035 | 6 | 16 | 19 | 86.6739
2035 | 6 | 16 | 20 | 84.0476
2035 | 6 | 16 | 21 | 81.1942
2035 | 6 | 16 | 22 | 76.7371
2035 | 6 | 16 | 23 | 71.407
2035 | 6 | 17 | 0 | 65.6831
2035 | 6 | 17 | 1 | 63.0287
2035 | 6 | 17 | 2 | 61.1484
2035 | 6 | 17 | 3 | 60.0741
2035 | 6 | 17 | 4 | 59.7251
2035 | 6 | 17 | 5 | 59.3735
2035 | 6 | 17 | 6 | 57.9694
2035 | 6 | 17 | 7 | 57.9838
2035 | 6 | 17 | 8 | 63.4663
2035 | 6 | 17 | 9 | 62.6975
2035 | 6 | 17 | 10 | 57.9513
2035 | 6 | 17 | 11 | 51.9725
2035 | 6 | 17 | 12 | 54.9574
2035 | 6 | 17 | 13 | 57.4413
2035 | 6 | 17 | 14 | 57.4343
2035 | 6 | 17 | 15 | 58.3313
2035 | 6 | 17 | 16 | 62.2863
2035 | 6 | 17 | 17 | 73.3754
2035 | 6 | 17 | 18 | 84.9719
2035 | 6 | 17 | 19 | 85.8007
2035 | 6 | 17 | 20 | 83.2846
2035 | 6 | 17 | 21 | 80.4276
2035 | 6 | 17 | 22 | 75.3431
2035 | 6 | 17 | 23 | 69.8904
2035 | 6 | 18 | 0 | 64.2717
2035 | 6 | 18 | 1 | 60.5592
2035 | 6 | 18 | 2 | 59.7703
2035 | 6 | 18 | 3 | 59.6878
2035 | 6 | 18 | 4 | 60.1858
2035 | 6 | 18 | 5 | 61.966
2035 | 6 | 18 | 6 | 63.4887
2035 | 6 | 18 | 7 | 64.8604
2035 | 6 | 18 | 8 | 66.0145
2035 | 6 | 18 | 9 | 63.2394
2035 | 6 | 18 | 10 | 62.0716
2035 | 6 | 18 | 11 | 60.4235
2035 | 6 | 18 | 12 | 62.9582
2035 | 6 | 18 | 13 | 65.3475
2035 | 6 | 18 | 14 | 65.3255
2035 | 6 | 18 | 15 | 64.3689
2035 | 6 | 18 | 16 | 64.558
2035 | 6 | 18 | 17 | 67.0103
2035 | 6 | 18 | 18 | 83.4741
2035 | 6 | 18 | 19 | 79.6588
2035 | 6 | 18 | 20 | 78.313
2035 | 6 | 18 | 21 | 75.742
2035 | 6 | 18 | 22 | 71.0289
2035 | 6 | 18 | 23 | 65.9918
2035 | 6 | 19 | 0 | 63.8165
2035 | 6 | 19 | 1 | 64.0993
2035 | 6 | 19 | 2 | 63.0459
2035 | 6 | 19 | 3 | 62.8218
2035 | 6 | 19 | 4 | 63.271
2035 | 6 | 19 | 5 | 64.8114
2035 | 6 | 19 | 6 | 66.4714
2035 | 6 | 19 | 7 | 69.038
2035 | 6 | 19 | 8 | 72.7807
2035 | 6 | 19 | 9 | 71.6206
2035 | 6 | 19 | 10 | 68.471
2035 | 6 | 19 | 11 | 64.1468
2035 | 6 | 19 | 12 | 65.9119
2035 | 6 | 19 | 13 | 68.5036
2035 | 6 | 19 | 14 | 67.8428
2035 | 6 | 19 | 15 | 67.6162
2035 | 6 | 19 | 16 | 69.5503
2035 | 6 | 19 | 17 | 73.9363
2035 | 6 | 19 | 18 | 86.5613
2035 | 6 | 19 | 19 | 89.5341
2035 | 6 | 19 | 20 | 88.3837
2035 | 6 | 19 | 21 | 85.943
2035 | 6 | 19 | 22 | 80.604
2035 | 6 | 19 | 23 | 74.1326
2035 | 6 | 20 | 0 | 66.9972
2035 | 6 | 20 | 1 | 67.6188
2035 | 6 | 20 | 2 | 66.3287
2035 | 6 | 20 | 3 | 65.8236
2035 | 6 | 20 | 4 | 66.1231
2035 | 6 | 20 | 5 | 67.6103
2035 | 6 | 20 | 6 | 68.8433
2035 | 6 | 20 | 7 | 71.5617
2035 | 6 | 20 | 8 | 73.6824
2035 | 6 | 20 | 9 | 70.3894
2035 | 6 | 20 | 10 | 66.2392
2035 | 6 | 20 | 11 | 62.9835
2035 | 6 | 20 | 12 | 66.9402
2035 | 6 | 20 | 13 | 70.1178
2035 | 6 | 20 | 14 | 69.997
2035 | 6 | 20 | 15 | 69.1652
2035 | 6 | 20 | 16 | 69.7166
2035 | 6 | 20 | 17 | 77.3037
2035 | 6 | 20 | 18 | 87.6322
2035 | 6 | 20 | 19 | 94.0837
2035 | 6 | 20 | 20 | 92.427
2035 | 6 | 20 | 21 | 89.8227
2035 | 6 | 20 | 22 | 84.0797
2035 | 6 | 20 | 23 | 77.1452
2035 | 6 | 21 | 0 | 71.3752
2035 | 6 | 21 | 1 | 67.2059
2035 | 6 | 21 | 2 | 65.7683
2035 | 6 | 21 | 3 | 65.2614
2035 | 6 | 21 | 4 | 65.4896
2035 | 6 | 21 | 5 | 67.1597
2035 | 6 | 21 | 6 | 68.5538
2035 | 6 | 21 | 7 | 69.5834
2035 | 6 | 21 | 8 | 66.9123
2035 | 6 | 21 | 9 | 62.208
2035 | 6 | 21 | 10 | 61.6921
2035 | 6 | 21 | 11 | 60.853
2035 | 6 | 21 | 12 | 62.3057
2035 | 6 | 21 | 13 | 65.403
2035 | 6 | 21 | 14 | 66.0473
2035 | 6 | 21 | 15 | 65.2165
2035 | 6 | 21 | 16 | 63.8722
2035 | 6 | 21 | 17 | 70.2752
2035 | 6 | 21 | 18 | 80.568
2035 | 6 | 21 | 19 | 82.9129
2035 | 6 | 21 | 20 | 81.7545
2035 | 6 | 21 | 21 | 80.0265
2035 | 6 | 21 | 22 | 75.9211
2035 | 6 | 21 | 23 | 70.5808
2035 | 6 | 22 | 0 | 69.3103
2035 | 6 | 22 | 1 | 63.3531
2035 | 6 | 22 | 2 | 62.1843
2035 | 6 | 22 | 3 | 61.8062
2035 | 6 | 22 | 4 | 62.1262
2035 | 6 | 22 | 5 | 63.7124
2035 | 6 | 22 | 6 | 64.7376
2035 | 6 | 22 | 7 | 66.1374
2035 | 6 | 22 | 8 | 67.7713
2035 | 6 | 22 | 9 | 65.9874
2035 | 6 | 22 | 10 | 63.5926
2035 | 6 | 22 | 11 | 60.5499
2035 | 6 | 22 | 12 | 63.4228
2035 | 6 | 22 | 13 | 66.0567
2035 | 6 | 22 | 14 | 64.9035
2035 | 6 | 22 | 15 | 63.182
2035 | 6 | 22 | 16 | 64.7575
2035 | 6 | 22 | 17 | 67.9168
2035 | 6 | 22 | 18 | 80.1488
2035 | 6 | 22 | 19 | 75.7373
2035 | 6 | 22 | 20 | 74.7761
2035 | 6 | 22 | 21 | 73.166
2035 | 6 | 22 | 22 | 69.6535
2035 | 6 | 22 | 23 | 64.9107
2035 | 6 | 23 | 0 | 62.0896
2035 | 6 | 23 | 1 | 62.4644
2035 | 6 | 23 | 2 | 60.9849
2035 | 6 | 23 | 3 | 60.1568
2035 | 6 | 23 | 4 | 60.0929
2035 | 6 | 23 | 5 | 60.3217
2035 | 6 | 23 | 6 | 59.4568
2035 | 6 | 23 | 7 | 59.7484
2035 | 6 | 23 | 8 | 64.5052
2035 | 6 | 23 | 9 | 63.0559
2035 | 6 | 23 | 10 | 59.4768
2035 | 6 | 23 | 11 | 57.5625
2035 | 6 | 23 | 12 | 58.0328
2035 | 6 | 23 | 13 | 58.6016
2035 | 6 | 23 | 14 | 57.5952
2035 | 6 | 23 | 15 | 59.7076
2035 | 6 | 23 | 16 | 63.918
2035 | 6 | 23 | 17 | 71.9187
2035 | 6 | 23 | 18 | 85.1232
2035 | 6 | 23 | 19 | 78.5035
2035 | 6 | 23 | 20 | 76.4521
2035 | 6 | 23 | 21 | 74.0398
2035 | 6 | 23 | 22 | 70.6144
2035 | 6 | 23 | 23 | 66.4759
2035 | 6 | 24 | 0 | 63.1166
2035 | 6 | 24 | 1 | 58.5126
2035 | 6 | 24 | 2 | 57.0364
2035 | 6 | 24 | 3 | 56.219
2035 | 6 | 24 | 4 | 56.1334
2035 | 6 | 24 | 5 | 56.0794
2035 | 6 | 24 | 6 | 54.6639
2035 | 6 | 24 | 7 | 54.022
2035 | 6 | 24 | 8 | 60.5026
2035 | 6 | 24 | 9 | 60.0904
2035 | 6 | 24 | 10 | 55.5994
2035 | 6 | 24 | 11 | 50.6906
2035 | 6 | 24 | 12 | 55.7441
2035 | 6 | 24 | 13 | 56.7901
2035 | 6 | 24 | 14 | 54.673
2035 | 6 | 24 | 15 | 55.0558
2035 | 6 | 24 | 16 | 58.0797
2035 | 6 | 24 | 17 | 62.5499
2035 | 6 | 24 | 18 | 71.4665
2035 | 6 | 24 | 19 | 66.3086
2035 | 6 | 24 | 20 | 64.9891
2035 | 6 | 24 | 21 | 63.1034
2035 | 6 | 24 | 22 | 60.0239
2035 | 6 | 24 | 23 | 56.9193
2035 | 6 | 25 | 0 | 56.5114
2035 | 6 | 25 | 1 | 57.1421
2035 | 6 | 25 | 2 | 56.7743
2035 | 6 | 25 | 3 | 56.9709
2035 | 6 | 25 | 4 | 57.6622
2035 | 6 | 25 | 5 | 59.5227
2035 | 6 | 25 | 6 | 61.4285
2035 | 6 | 25 | 7 | 64.2035
2035 | 6 | 25 | 8 | 70.256
2035 | 6 | 25 | 9 | 70.6857
2035 | 6 | 25 | 10 | 68.4356
2035 | 6 | 25 | 11 | 63.7334
2035 | 6 | 25 | 12 | 66.2262
2035 | 6 | 25 | 13 | 68.6956
2035 | 6 | 25 | 14 | 67.4705
2035 | 6 | 25 | 15 | 66.6693
2035 | 6 | 25 | 16 | 70.7379
2035 | 6 | 25 | 17 | 74.6692
2035 | 6 | 25 | 18 | 82.9392
2035 | 6 | 25 | 19 | 76.7577
2035 | 6 | 25 | 20 | 75.7329
2035 | 6 | 25 | 21 | 73.6459
2035 | 6 | 25 | 22 | 69.4439
2035 | 6 | 25 | 23 | 64.7673
2035 | 6 | 26 | 0 | 63.2914
2035 | 6 | 26 | 1 | 62.8076
2035 | 6 | 26 | 2 | 61.8476
2035 | 6 | 26 | 3 | 61.649
2035 | 6 | 26 | 4 | 62.0323
2035 | 6 | 26 | 5 | 63.85
2035 | 6 | 26 | 6 | 65.2281
2035 | 6 | 26 | 7 | 67.9996
2035 | 6 | 26 | 8 | 72.8353
2035 | 6 | 26 | 9 | 72.0465
2035 | 6 | 26 | 10 | 68.4659
2035 | 6 | 26 | 11 | 63.6431
2035 | 6 | 26 | 12 | 66.8928
2035 | 6 | 26 | 13 | 68.7797
2035 | 6 | 26 | 14 | 67.6781
2035 | 6 | 26 | 15 | 67.2652
2035 | 6 | 26 | 16 | 71.4342
2035 | 6 | 26 | 17 | 75.5285
2035 | 6 | 26 | 18 | 80.7018
2035 | 6 | 26 | 19 | 76.2013
2035 | 6 | 26 | 20 | 74.9091
2035 | 6 | 26 | 21 | 72.821
2035 | 6 | 26 | 22 | 68.9105
2035 | 6 | 26 | 23 | 64.3229
2035 | 6 | 27 | 0 | 64.4199
2035 | 6 | 27 | 1 | 63.6475
2035 | 6 | 27 | 2 | 62.5608
2035 | 6 | 27 | 3 | 62.351
2035 | 6 | 27 | 4 | 62.7257
2035 | 6 | 27 | 5 | 64.3564
2035 | 6 | 27 | 6 | 66.1173
2035 | 6 | 27 | 7 | 68.1945
2035 | 6 | 27 | 8 | 70.9137
2035 | 6 | 27 | 9 | 69.4539
2035 | 6 | 27 | 10 | 67.0948
2035 | 6 | 27 | 11 | 62.8582
2035 | 6 | 27 | 12 | 61.232
2035 | 6 | 27 | 13 | 64.6414
2035 | 6 | 27 | 14 | 64.5541
2035 | 6 | 27 | 15 | 62.9457
2035 | 6 | 27 | 16 | 61.7488
2035 | 6 | 27 | 17 | 67.7122
2035 | 6 | 27 | 18 | 83.3908
2035 | 6 | 27 | 19 | 83.612
2035 | 6 | 27 | 20 | 82.9713
2035 | 6 | 27 | 21 | 81.0208
2035 | 6 | 27 | 22 | 76.0984
2035 | 6 | 27 | 23 | 70.3041
2035 | 6 | 28 | 0 | 65.6352
2035 | 6 | 28 | 1 | 63.2398
2035 | 6 | 28 | 2 | 62.2067
2035 | 6 | 28 | 3 | 61.958
2035 | 6 | 28 | 4 | 62.3216
2035 | 6 | 28 | 5 | 64.1187
2035 | 6 | 28 | 6 | 65.9405
2035 | 6 | 28 | 7 | 68.7636
2035 | 6 | 28 | 8 | 74.5203
2035 | 6 | 28 | 9 | 75.0861
2035 | 6 | 28 | 10 | 71.1205
2035 | 6 | 28 | 11 | 64.9632
2035 | 6 | 28 | 12 | 68.8646
2035 | 6 | 28 | 13 | 70.2676
2035 | 6 | 28 | 14 | 69.9346
2035 | 6 | 28 | 15 | 68.9053
2035 | 6 | 28 | 16 | 69.5721
2035 | 6 | 28 | 17 | 68.6888
2035 | 6 | 28 | 18 | 77.6896
2035 | 6 | 28 | 19 | 77.9042
2035 | 6 | 28 | 20 | 76.6808
2035 | 6 | 28 | 21 | 74.7727
2035 | 6 | 28 | 22 | 70.711
2035 | 6 | 28 | 23 | 65.7357
2035 | 6 | 29 | 0 | 64.4595
2035 | 6 | 29 | 1 | 61.6064
2035 | 6 | 29 | 2 | 60.5284
2035 | 6 | 29 | 3 | 60.1369
2035 | 6 | 29 | 4 | 60.5597
2035 | 6 | 29 | 5 | 62.2032
2035 | 6 | 29 | 6 | 64.2708
2035 | 6 | 29 | 7 | 64.7069
2035 | 6 | 29 | 8 | 60.6469
2035 | 6 | 29 | 9 | 57.1953
2035 | 6 | 29 | 10 | 58.6875
2035 | 6 | 29 | 11 | 57.8941
2035 | 6 | 29 | 12 | 62.3823
2035 | 6 | 29 | 13 | 64.8231
2035 | 6 | 29 | 14 | 64.2456
2035 | 6 | 29 | 15 | 62.5384
2035 | 6 | 29 | 16 | 62.532
2035 | 6 | 29 | 17 | 64.1649
2035 | 6 | 29 | 18 | 73.5785
2035 | 6 | 29 | 19 | 74.3224
2035 | 6 | 29 | 20 | 74.0872
2035 | 6 | 29 | 21 | 72.6195
2035 | 6 | 29 | 22 | 68.9931
2035 | 6 | 29 | 23 | 64.1604
2035 | 6 | 30 | 0 | 62.7934
2035 | 6 | 30 | 1 | 59.4085
2035 | 6 | 30 | 2 | 57.8853
2035 | 6 | 30 | 3 | 57.027
2035 | 6 | 30 | 4 | 56.9734
2035 | 6 | 30 | 5 | 57.1267
2035 | 6 | 30 | 6 | 56.6105
2035 | 6 | 30 | 7 | 58.4868
2035 | 6 | 30 | 8 | 68.0439
2035 | 6 | 30 | 9 | 68.1425
2035 | 6 | 30 | 10 | 60.337
2035 | 6 | 30 | 11 | 54.0225
2035 | 6 | 30 | 12 | 57.7496
2035 | 6 | 30 | 13 | 57.7874
2035 | 6 | 30 | 14 | 55.8722
2035 | 6 | 30 | 15 | 57.6375
2035 | 6 | 30 | 16 | 62.0035
2035 | 6 | 30 | 17 | 69.5424
2035 | 6 | 30 | 18 | 79.2104
2035 | 6 | 30 | 19 | 74.2109
2035 | 6 | 30 | 20 | 72.1993
2035 | 6 | 30 | 21 | 69.1829
2035 | 6 | 30 | 22 | 65.5519
2035 | 6 | 30 | 23 | 61.6545
2035 | 7 | 1 | 0 | 60.6095
2035 | 7 | 1 | 1 | 58.7806
2035 | 7 | 1 | 2 | 56.9629
2035 | 7 | 1 | 3 | 56.1597
2035 | 7 | 1 | 4 | 55.9205
2035 | 7 | 1 | 5 | 55.8667
2035 | 7 | 1 | 6 | 53.9988
2035 | 7 | 1 | 7 | 51.2699
2035 | 7 | 1 | 8 | 53.4895
2035 | 7 | 1 | 9 | 50.3917
2035 | 7 | 1 | 10 | 47.9811
2035 | 7 | 1 | 11 | 50.7417
2035 | 7 | 1 | 12 | 51.4365
2035 | 7 | 1 | 13 | 50.6426
2035 | 7 | 1 | 14 | 49.5216
2035 | 7 | 1 | 15 | 50.6112
2035 | 7 | 1 | 16 | 52.2729
2035 | 7 | 1 | 17 | 60.6029
2035 | 7 | 1 | 18 | 79.3942
2035 | 7 | 1 | 19 | 78.7789
2035 | 7 | 1 | 20 | 73.0944
2035 | 7 | 1 | 21 | 73.2321
2035 | 7 | 1 | 22 | 69.7605
2035 | 7 | 1 | 23 | 66.9918
2035 | 7 | 2 | 0 | 60.9472
2035 | 7 | 2 | 1 | 52.2729
2035 | 7 | 2 | 2 | 51.2705
2035 | 7 | 2 | 3 | 50.7062
2035 | 7 | 2 | 4 | 50.6851
2035 | 7 | 2 | 5 | 51.1885
2035 | 7 | 2 | 6 | 50.8641
2035 | 7 | 2 | 7 | 51.6485
2035 | 7 | 2 | 8 | 51.2259
2035 | 7 | 2 | 9 | 47.2683
2035 | 7 | 2 | 10 | 47.8998
2035 | 7 | 2 | 11 | 47.4277
2035 | 7 | 2 | 12 | 48.252
2035 | 7 | 2 | 13 | 52.5929
2035 | 7 | 2 | 14 | 46.5796
2035 | 7 | 2 | 15 | 42.5915
2035 | 7 | 2 | 16 | 41.9515
2035 | 7 | 2 | 17 | 50.6797
2035 | 7 | 2 | 18 | 69.0984
2035 | 7 | 2 | 19 | 76.7633
2035 | 7 | 2 | 20 | 77.1067
2035 | 7 | 2 | 21 | 72.9424
2035 | 7 | 2 | 22 | 67.1879
2035 | 7 | 2 | 23 | 60.4152
2035 | 7 | 3 | 0 | 56.7538
2035 | 7 | 3 | 1 | 59.0683
2035 | 7 | 3 | 2 | 57.7228
2035 | 7 | 3 | 3 | 57.2808
2035 | 7 | 3 | 4 | 57.6784
2035 | 7 | 3 | 5 | 58.8789
2035 | 7 | 3 | 6 | 60.2228
2035 | 7 | 3 | 7 | 62.0775
2035 | 7 | 3 | 8 | 63.639
2035 | 7 | 3 | 9 | 57.0559
2035 | 7 | 3 | 10 | 54.6981
2035 | 7 | 3 | 11 | 52.2797
2035 | 7 | 3 | 12 | 55.6651
2035 | 7 | 3 | 13 | 57.5788
2035 | 7 | 3 | 14 | 56.6926
2035 | 7 | 3 | 15 | 56.9467
2035 | 7 | 3 | 16 | 61.8102
2035 | 7 | 3 | 17 | 71.2859
2035 | 7 | 3 | 18 | 84.6479
2035 | 7 | 3 | 19 | 88.4181
2035 | 7 | 3 | 20 | 87.5946
2035 | 7 | 3 | 21 | 85.234
2035 | 7 | 3 | 22 | 79.7204
2035 | 7 | 3 | 23 | 72.5953
2035 | 7 | 4 | 0 | 68.2152
2035 | 7 | 4 | 1 | 59.7482
2035 | 7 | 4 | 2 | 58.2433
2035 | 7 | 4 | 3 | 57.5679
2035 | 7 | 4 | 4 | 57.8007
2035 | 7 | 4 | 5 | 59.0611
2035 | 7 | 4 | 6 | 60.7308
2035 | 7 | 4 | 7 | 62.5281
2035 | 7 | 4 | 8 | 64.4119
2035 | 7 | 4 | 9 | 58.1487
2035 | 7 | 4 | 10 | 54.5783
2035 | 7 | 4 | 11 | 51.2044
2035 | 7 | 4 | 12 | 54.1328
2035 | 7 | 4 | 13 | 55.9839
2035 | 7 | 4 | 14 | 55.6415
2035 | 7 | 4 | 15 | 54.4004
2035 | 7 | 4 | 16 | 55.2969
2035 | 7 | 4 | 17 | 62.2697
2035 | 7 | 4 | 18 | 81.3008
2035 | 7 | 4 | 19 | 80.1236
2035 | 7 | 4 | 20 | 79.5131
2035 | 7 | 4 | 21 | 77.4598
2035 | 7 | 4 | 22 | 72.6019
2035 | 7 | 4 | 23 | 66.4954
2035 | 7 | 5 | 0 | 64.5091
2035 | 7 | 5 | 1 | 61.1499
2035 | 7 | 5 | 2 | 59.6124
2035 | 7 | 5 | 3 | 59.0218
2035 | 7 | 5 | 4 | 59.3297
2035 | 7 | 5 | 5 | 60.4245
2035 | 7 | 5 | 6 | 62.3013
2035 | 7 | 5 | 7 | 65.9337
2035 | 7 | 5 | 8 | 74.2097
2035 | 7 | 5 | 9 | 71.3266
2035 | 7 | 5 | 10 | 63.7553
2035 | 7 | 5 | 11 | 56.2207
2035 | 7 | 5 | 12 | 61.3597
2035 | 7 | 5 | 13 | 62.967
2035 | 7 | 5 | 14 | 62.206
2035 | 7 | 5 | 15 | 62.4647
2035 | 7 | 5 | 16 | 71.0707
2035 | 7 | 5 | 17 | 79.9329
2035 | 7 | 5 | 18 | 92.2339
2035 | 7 | 5 | 19 | 85.7019
2035 | 7 | 5 | 20 | 84.6297
2035 | 7 | 5 | 21 | 82.336
2035 | 7 | 5 | 22 | 77.424
2035 | 7 | 5 | 23 | 71.0543
2035 | 7 | 6 | 0 | 69.5221
2035 | 7 | 6 | 1 | 70.4832
2035 | 7 | 6 | 2 | 68.2978
2035 | 7 | 6 | 3 | 67.0805
2035 | 7 | 6 | 4 | 66.9624
2035 | 7 | 6 | 5 | 67.7907
2035 | 7 | 6 | 6 | 70.5615
2035 | 7 | 6 | 7 | 75.5441
2035 | 7 | 6 | 8 | 82.0357
2035 | 7 | 6 | 9 | 76.6465
2035 | 7 | 6 | 10 | 67.9917
2035 | 7 | 6 | 11 | 60.8626
2035 | 7 | 6 | 12 | 62.1121
2035 | 7 | 6 | 13 | 64.0675
2035 | 7 | 6 | 14 | 63.4137
2035 | 7 | 6 | 15 | 64.0114
2035 | 7 | 6 | 16 | 71.0841
2035 | 7 | 6 | 17 | 85.2291
2035 | 7 | 6 | 18 | 101.7889
2035 | 7 | 6 | 19 | 107.6656
2035 | 7 | 6 | 20 | 105.1488
2035 | 7 | 6 | 21 | 101.9568
2035 | 7 | 6 | 22 | 95.5553
2035 | 7 | 6 | 23 | 86.5822
2035 | 7 | 7 | 0 | 78.0895
2035 | 7 | 7 | 1 | 69.8355
2035 | 7 | 7 | 2 | 67.0493
2035 | 7 | 7 | 3 | 65.213
2035 | 7 | 7 | 4 | 64.441
2035 | 7 | 7 | 5 | 63.8104
2035 | 7 | 7 | 6 | 63.0101
2035 | 7 | 7 | 7 | 62.9675
2035 | 7 | 7 | 8 | 63.5467
2035 | 7 | 7 | 9 | 58.8111
2035 | 7 | 7 | 10 | 55.4954
2035 | 7 | 7 | 11 | 50.7186
2035 | 7 | 7 | 12 | 55.7441
2035 | 7 | 7 | 13 | 57.2261
2035 | 7 | 7 | 14 | 55.0632
2035 | 7 | 7 | 15 | 53.9516
2035 | 7 | 7 | 16 | 56.0731
2035 | 7 | 7 | 17 | 68.1696
2035 | 7 | 7 | 18 | 85.3731
2035 | 7 | 7 | 19 | 90.8812
2035 | 7 | 7 | 20 | 87.0021
2035 | 7 | 7 | 21 | 83.9497
2035 | 7 | 7 | 22 | 78.592
2035 | 7 | 7 | 23 | 72.5291
2035 | 7 | 8 | 0 | 68.169
2035 | 7 | 8 | 1 | 63.5301
2035 | 7 | 8 | 2 | 61.3365
2035 | 7 | 8 | 3 | 60.0115
2035 | 7 | 8 | 4 | 59.7279
2035 | 7 | 8 | 5 | 59.4521
2035 | 7 | 8 | 6 | 57.3554
2035 | 7 | 8 | 7 | 55.8743
2035 | 7 | 8 | 8 | 57.5142
2035 | 7 | 8 | 9 | 51.7014
2035 | 7 | 8 | 10 | 47.074
2035 | 7 | 8 | 11 | 46.6478
2035 | 7 | 8 | 12 | 53.6449
2035 | 7 | 8 | 13 | 54.191
2035 | 7 | 8 | 14 | 53.125
2035 | 7 | 8 | 15 | 52.8534
2035 | 7 | 8 | 16 | 57.841
2035 | 7 | 8 | 17 | 70.0687
2035 | 7 | 8 | 18 | 81.812
2035 | 7 | 8 | 19 | 74.9458
2035 | 7 | 8 | 20 | 72.7724
2035 | 7 | 8 | 21 | 70.0862
2035 | 7 | 8 | 22 | 65.679
2035 | 7 | 8 | 23 | 61.0908
2035 | 7 | 9 | 0 | 62.4926
2035 | 7 | 9 | 1 | 59.2256
2035 | 7 | 9 | 2 | 58.2714
2035 | 7 | 9 | 3 | 57.7682
2035 | 7 | 9 | 4 | 58.2019
2035 | 7 | 9 | 5 | 59.7565
2035 | 7 | 9 | 6 | 61.6201
2035 | 7 | 9 | 7 | 65.0175
2035 | 7 | 9 | 8 | 70.8206
2035 | 7 | 9 | 9 | 67.8668
2035 | 7 | 9 | 10 | 64.0966
2035 | 7 | 9 | 11 | 57.6052
2035 | 7 | 9 | 12 | 57.3885
2035 | 7 | 9 | 13 | 59.7458
2035 | 7 | 9 | 14 | 59.5466
2035 | 7 | 9 | 15 | 60.1256
2035 | 7 | 9 | 16 | 61.6092
2035 | 7 | 9 | 17 | 68.9131
2035 | 7 | 9 | 18 | 87.8467
2035 | 7 | 9 | 19 | 82.7324
2035 | 7 | 9 | 20 | 79.7246
2035 | 7 | 9 | 21 | 77.1373
2035 | 7 | 9 | 22 | 72.6181
2035 | 7 | 9 | 23 | 67.672
2035 | 7 | 10 | 0 | 65.9468
2035 | 7 | 10 | 1 | 58.8442
2035 | 7 | 10 | 2 | 57.9028
2035 | 7 | 10 | 3 | 57.7879
2035 | 7 | 10 | 4 | 58.2745
2035 | 7 | 10 | 5 | 60.022
2035 | 7 | 10 | 6 | 61.8016
2035 | 7 | 10 | 7 | 63.0149
2035 | 7 | 10 | 8 | 61.6765
2035 | 7 | 10 | 9 | 56.6921
2035 | 7 | 10 | 10 | 57.919
2035 | 7 | 10 | 11 | 55.2223
2035 | 7 | 10 | 12 | 57.8366
2035 | 7 | 10 | 13 | 59.6674
2035 | 7 | 10 | 14 | 58.4709
2035 | 7 | 10 | 15 | 57.79
2035 | 7 | 10 | 16 | 54.6468
2035 | 7 | 10 | 17 | 56.6167
2035 | 7 | 10 | 18 | 71.3682
2035 | 7 | 10 | 19 | 76.0252
2035 | 7 | 10 | 20 | 74.913
2035 | 7 | 10 | 21 | 73.3976
2035 | 7 | 10 | 22 | 68.9367
2035 | 7 | 10 | 23 | 63.4927
2035 | 7 | 11 | 0 | 60.8636
2035 | 7 | 11 | 1 | 59.9742
2035 | 7 | 11 | 2 | 58.7929
2035 | 7 | 11 | 3 | 58.3931
2035 | 7 | 11 | 4 | 58.8388
2035 | 7 | 11 | 5 | 60.2937
2035 | 7 | 11 | 6 | 61.7087
2035 | 7 | 11 | 7 | 63.8692
2035 | 7 | 11 | 8 | 65.2613
2035 | 7 | 11 | 9 | 60.1936
2035 | 7 | 11 | 10 | 57.8882
2035 | 7 | 11 | 11 | 53.9129
2035 | 7 | 11 | 12 | 60.0816
2035 | 7 | 11 | 13 | 62.0142
2035 | 7 | 11 | 14 | 60.9945
2035 | 7 | 11 | 15 | 59.9798
2035 | 7 | 11 | 16 | 61.0721
2035 | 7 | 11 | 17 | 67.873
2035 | 7 | 11 | 18 | 79.642
2035 | 7 | 11 | 19 | 82.9141
2035 | 7 | 11 | 20 | 81.2073
2035 | 7 | 11 | 21 | 79.1797
2035 | 7 | 11 | 22 | 73.7276
2035 | 7 | 11 | 23 | 67.6386
2035 | 7 | 12 | 0 | 66.9933
2035 | 7 | 12 | 1 | 63.5488
2035 | 7 | 12 | 2 | 62.1587
2035 | 7 | 12 | 3 | 61.6973
2035 | 7 | 12 | 4 | 61.9726
2035 | 7 | 12 | 5 | 63.6663
2035 | 7 | 12 | 6 | 65.6248
2035 | 7 | 12 | 7 | 69.3076
2035 | 7 | 12 | 8 | 75.7535
2035 | 7 | 12 | 9 | 73.5111
2035 | 7 | 12 | 10 | 67.8226
2035 | 7 | 12 | 11 | 60.0541
2035 | 7 | 12 | 12 | 60.7205
2035 | 7 | 12 | 13 | 63.0109
2035 | 7 | 12 | 14 | 62.3762
2035 | 7 | 12 | 15 | 62.1665
2035 | 7 | 12 | 16 | 65.3281
2035 | 7 | 12 | 17 | 73.9449
2035 | 7 | 12 | 18 | 87.8054
2035 | 7 | 12 | 19 | 89.7639
2035 | 7 | 12 | 20 | 88.3439
2035 | 7 | 12 | 21 | 86.3489
2035 | 7 | 12 | 22 | 80.8687
2035 | 7 | 12 | 23 | 74.0093
2035 | 7 | 13 | 0 | 67.1034
2035 | 7 | 13 | 1 | 63.5022
2035 | 7 | 13 | 2 | 61.909
2035 | 7 | 13 | 3 | 61.2112
2035 | 7 | 13 | 4 | 61.4405
2035 | 7 | 13 | 5 | 62.8277
2035 | 7 | 13 | 6 | 64.7734
2035 | 7 | 13 | 7 | 68.1771
2035 | 7 | 13 | 8 | 74.5921
2035 | 7 | 13 | 9 | 72.1547
2035 | 7 | 13 | 10 | 65.3045
2035 | 7 | 13 | 11 | 57.8396
2035 | 7 | 13 | 12 | 62.3135
2035 | 7 | 13 | 13 | 63.8606
2035 | 7 | 13 | 14 | 62.0929
2035 | 7 | 13 | 15 | 61.3001
2035 | 7 | 13 | 16 | 67.6454
2035 | 7 | 13 | 17 | 74.9125
2035 | 7 | 13 | 18 | 85.8503
2035 | 7 | 13 | 19 | 83.1223
2035 | 7 | 13 | 20 | 81.3079
2035 | 7 | 13 | 21 | 79.4448
2035 | 7 | 13 | 22 | 74.8629
2035 | 7 | 13 | 23 | 68.9891
2035 | 7 | 14 | 0 | 66.3131
2035 | 7 | 14 | 1 | 62.0268
2035 | 7 | 14 | 2 | 60.0128
2035 | 7 | 14 | 3 | 58.789
2035 | 7 | 14 | 4 | 58.4882
2035 | 7 | 14 | 5 | 58.3671
2035 | 7 | 14 | 6 | 56.4915
2035 | 7 | 14 | 7 | 56.3861
2035 | 7 | 14 | 8 | 59.2787
2035 | 7 | 14 | 9 | 54.1769
2035 | 7 | 14 | 10 | 49.3322
2035 | 7 | 14 | 11 | 46.4714
2035 | 7 | 14 | 12 | 52.0299
2035 | 7 | 14 | 13 | 52.2572
2035 | 7 | 14 | 14 | 50.1024
2035 | 7 | 14 | 15 | 50.1521
2035 | 7 | 14 | 16 | 52.2212
2035 | 7 | 14 | 17 | 61.8412
2035 | 7 | 14 | 18 | 79.6147
2035 | 7 | 14 | 19 | 73.5613
2035 | 7 | 14 | 20 | 70.9416
2035 | 7 | 14 | 21 | 68.5966
2035 | 7 | 14 | 22 | 65.0135
2035 | 7 | 14 | 23 | 61.096
2035 | 7 | 15 | 0 | 61.2452
2035 | 7 | 15 | 1 | 58.6984
2035 | 7 | 15 | 2 | 56.8933
2035 | 7 | 15 | 3 | 55.8406
2035 | 7 | 15 | 4 | 55.7538
2035 | 7 | 15 | 5 | 55.6263
2035 | 7 | 15 | 6 | 53.6404
2035 | 7 | 15 | 7 | 53.6423
2035 | 7 | 15 | 8 | 57.8865
2035 | 7 | 15 | 9 | 51.8073
2035 | 7 | 15 | 10 | 45.1102
2035 | 7 | 15 | 11 | 40.5618
2035 | 7 | 15 | 12 | 49.268
2035 | 7 | 15 | 13 | 50.1491
2035 | 7 | 15 | 14 | 49.5821
2035 | 7 | 15 | 15 | 51.651
2035 | 7 | 15 | 16 | 56.5409
2035 | 7 | 15 | 17 | 67.7313
2035 | 7 | 15 | 18 | 71.4758
2035 | 7 | 15 | 19 | 74.1979
2035 | 7 | 15 | 20 | 73.5398
2035 | 7 | 15 | 21 | 71.5729
2035 | 7 | 15 | 22 | 66.9013
2035 | 7 | 15 | 23 | 62.1292
2035 | 7 | 16 | 0 | 61.0157
2035 | 7 | 16 | 1 | 55.6022
2035 | 7 | 16 | 2 | 55.0709
2035 | 7 | 16 | 3 | 55.0252
2035 | 7 | 16 | 4 | 55.7819
2035 | 7 | 16 | 5 | 57.6669
2035 | 7 | 16 | 6 | 59.2883
2035 | 7 | 16 | 7 | 61.4195
2035 | 7 | 16 | 8 | 63.0186
2035 | 7 | 16 | 9 | 58.4354
2035 | 7 | 16 | 10 | 56.9059
2035 | 7 | 16 | 11 | 53.0476
2035 | 7 | 16 | 12 | 57.7789
2035 | 7 | 16 | 13 | 59.7485
2035 | 7 | 16 | 14 | 58.7159
2035 | 7 | 16 | 15 | 58.8081
2035 | 7 | 16 | 16 | 61.2312
2035 | 7 | 16 | 17 | 67.7247
2035 | 7 | 16 | 18 | 70.4312
2035 | 7 | 16 | 19 | 75.7251
2035 | 7 | 16 | 20 | 75.9019
2035 | 7 | 16 | 21 | 74.6992
2035 | 7 | 16 | 22 | 69.9562
2035 | 7 | 16 | 23 | 64.6215
2035 | 7 | 17 | 0 | 63.4406
2035 | 7 | 17 | 1 | 59.3041
2035 | 7 | 17 | 2 | 58.2612
2035 | 7 | 17 | 3 | 58.0793
2035 | 7 | 17 | 4 | 58.6408
2035 | 7 | 17 | 5 | 60.4014
2035 | 7 | 17 | 6 | 61.5755
2035 | 7 | 17 | 7 | 62.8931
2035 | 7 | 17 | 8 | 61.1175
2035 | 7 | 17 | 9 | 54.7703
2035 | 7 | 17 | 10 | 54.8364
2035 | 7 | 17 | 11 | 53.1651
2035 | 7 | 17 | 12 | 58.1863
2035 | 7 | 17 | 13 | 60.0708
2035 | 7 | 17 | 14 | 59.2129
2035 | 7 | 17 | 15 | 58.8165
2035 | 7 | 17 | 16 | 59.2203
2035 | 7 | 17 | 17 | 65.5294
2035 | 7 | 17 | 18 | 81.5005
2035 | 7 | 17 | 19 | 82.9691
2035 | 7 | 17 | 20 | 81.7215
2035 | 7 | 17 | 21 | 79.6366
2035 | 7 | 17 | 22 | 74.2622
2035 | 7 | 17 | 23 | 68.1569
2035 | 7 | 18 | 0 | 65.4897
2035 | 7 | 18 | 1 | 61.0256
2035 | 7 | 18 | 2 | 59.7923
2035 | 7 | 18 | 3 | 59.3474
2035 | 7 | 18 | 4 | 59.7615
2035 | 7 | 18 | 5 | 61.4109
2035 | 7 | 18 | 6 | 62.7049
2035 | 7 | 18 | 7 | 64.263
2035 | 7 | 18 | 8 | 64.6198
2035 | 7 | 18 | 9 | 59.0982
2035 | 7 | 18 | 10 | 57.6958
2035 | 7 | 18 | 11 | 55.0998
2035 | 7 | 18 | 12 | 60.4426
2035 | 7 | 18 | 13 | 62.3777
2035 | 7 | 18 | 14 | 61.6744
2035 | 7 | 18 | 15 | 60.6464
2035 | 7 | 18 | 16 | 63.6618
2035 | 7 | 18 | 17 | 72.1325
2035 | 7 | 18 | 18 | 83.2779
2035 | 7 | 18 | 19 | 79.2077
2035 | 7 | 18 | 20 | 77.3387
2035 | 7 | 18 | 21 | 75.0013
2035 | 7 | 18 | 22 | 69.8921
2035 | 7 | 18 | 23 | 64.6649
2035 | 7 | 19 | 0 | 66.1926
2035 | 7 | 19 | 1 | 63.4933
2035 | 7 | 19 | 2 | 62.103
2035 | 7 | 19 | 3 | 61.6311
2035 | 7 | 19 | 4 | 62.0004
2035 | 7 | 19 | 5 | 63.7098
2035 | 7 | 19 | 6 | 66.033
2035 | 7 | 19 | 7 | 69.5055
2035 | 7 | 19 | 8 | 75.4028
2035 | 7 | 19 | 9 | 73.176
2035 | 7 | 19 | 10 | 67.8661
2035 | 7 | 19 | 11 | 60.8114
2035 | 7 | 19 | 12 | 61.1288
2035 | 7 | 19 | 13 | 63.5283
2035 | 7 | 19 | 14 | 63.6502
2035 | 7 | 19 | 15 | 63.4704
2035 | 7 | 19 | 16 | 66.506
2035 | 7 | 19 | 17 | 75.4632
2035 | 7 | 19 | 18 | 90.6066
2035 | 7 | 19 | 19 | 86.8399
2035 | 7 | 19 | 20 | 85.1955
2035 | 7 | 19 | 21 | 82.9066
2035 | 7 | 19 | 22 | 77.6399
2035 | 7 | 19 | 23 | 71.5435
2035 | 7 | 20 | 0 | 68.2985
2035 | 7 | 20 | 1 | 67.5061
2035 | 7 | 20 | 2 | 65.7675
2035 | 7 | 20 | 3 | 64.9417
2035 | 7 | 20 | 4 | 65.0536
2035 | 7 | 20 | 5 | 66.4894
2035 | 7 | 20 | 6 | 68.8233
2035 | 7 | 20 | 7 | 72.8624
2035 | 7 | 20 | 8 | 77.3634
2035 | 7 | 20 | 9 | 73.2945
2035 | 7 | 20 | 10 | 66.2679
2035 | 7 | 20 | 11 | 59.8472
2035 | 7 | 20 | 12 | 63.3974
2035 | 7 | 20 | 13 | 65.4125
2035 | 7 | 20 | 14 | 64.6475
2035 | 7 | 20 | 15 | 64.2929
2035 | 7 | 20 | 16 | 69.6922
2035 | 7 | 20 | 17 | 80.7649
2035 | 7 | 20 | 18 | 94.3126
2035 | 7 | 20 | 19 | 94.2621
2035 | 7 | 20 | 20 | 91.4559
2035 | 7 | 20 | 21 | 88.4912
2035 | 7 | 20 | 22 | 82.6683
2035 | 7 | 20 | 23 | 75.7277
2035 | 7 | 21 | 0 | 71.1652
2035 | 7 | 21 | 1 | 65.9206
2035 | 7 | 21 | 2 | 63.6663
2035 | 7 | 21 | 3 | 62.1944
2035 | 7 | 21 | 4 | 61.6694
2035 | 7 | 21 | 5 | 61.5505
2035 | 7 | 21 | 6 | 60.9794
2035 | 7 | 21 | 7 | 62.9288
2035 | 7 | 21 | 8 | 72.1753
2035 | 7 | 21 | 9 | 71.8578
2035 | 7 | 21 | 10 | 64.1735
2035 | 7 | 21 | 11 | 55.9788
2035 | 7 | 21 | 12 | 58.4416
2035 | 7 | 21 | 13 | 58.7957
2035 | 7 | 21 | 14 | 57.1337
2035 | 7 | 21 | 15 | 57.3058
2035 | 7 | 21 | 16 | 63.5255
2035 | 7 | 21 | 17 | 75.0762
2035 | 7 | 21 | 18 | 84.0787
2035 | 7 | 21 | 19 | 87.0118
2035 | 7 | 21 | 20 | 83.5322
2035 | 7 | 21 | 21 | 80.4551
2035 | 7 | 21 | 22 | 75.4133
2035 | 7 | 21 | 23 | 70.0257
2035 | 7 | 22 | 0 | 64.4213
2035 | 7 | 22 | 1 | 64.7829
2035 | 7 | 22 | 2 | 62.6498
2035 | 7 | 22 | 3 | 61.387
2035 | 7 | 22 | 4 | 61.065
2035 | 7 | 22 | 5 | 60.9981
2035 | 7 | 22 | 6 | 59.8145
2035 | 7 | 22 | 7 | 60.0442
2035 | 7 | 22 | 8 | 63.5298
2035 | 7 | 22 | 9 | 59.2853
2035 | 7 | 22 | 10 | 54.2114
2035 | 7 | 22 | 11 | 51.6511
2035 | 7 | 22 | 12 | 55.5366
2035 | 7 | 22 | 13 | 55.9885
2035 | 7 | 22 | 14 | 57.5665
2035 | 7 | 22 | 15 | 59.4008
2035 | 7 | 22 | 16 | 63.9213
2035 | 7 | 22 | 17 | 76.0704
2035 | 7 | 22 | 18 | 91.2337
2035 | 7 | 22 | 19 | 93.5163
2035 | 7 | 22 | 20 | 90.1832
2035 | 7 | 22 | 21 | 86.3323
2035 | 7 | 22 | 22 | 79.7859
2035 | 7 | 22 | 23 | 73.1335
2035 | 7 | 23 | 0 | 68.3207
2035 | 7 | 23 | 1 | 66.9208
2035 | 7 | 23 | 2 | 65.4689
2035 | 7 | 23 | 3 | 64.7519
2035 | 7 | 23 | 4 | 64.9957
2035 | 7 | 23 | 5 | 66.597
2035 | 7 | 23 | 6 | 68.0267
2035 | 7 | 23 | 7 | 70.3846
2035 | 7 | 23 | 8 | 69.5939
2035 | 7 | 23 | 9 | 62.6156
2035 | 7 | 23 | 10 | 61.1687
2035 | 7 | 23 | 11 | 60.4249
2035 | 7 | 23 | 12 | 64.7818
2035 | 7 | 23 | 13 | 66.8456
2035 | 7 | 23 | 14 | 66.925
2035 | 7 | 23 | 15 | 67.3915
2035 | 7 | 23 | 16 | 71.2719
2035 | 7 | 23 | 17 | 83.0122
2035 | 7 | 23 | 18 | 97.4909
2035 | 7 | 23 | 19 | 101.8248
2035 | 7 | 23 | 20 | 98.73
2035 | 7 | 23 | 21 | 94.9821
2035 | 7 | 23 | 22 | 88.0554
2035 | 7 | 23 | 23 | 80.4835
2035 | 7 | 24 | 0 | 74.8445
2035 | 7 | 24 | 1 | 69.9251
2035 | 7 | 24 | 2 | 68.0284
2035 | 7 | 24 | 3 | 67.2192
2035 | 7 | 24 | 4 | 67.3179
2035 | 7 | 24 | 5 | 68.7401
2035 | 7 | 24 | 6 | 70.4111
2035 | 7 | 24 | 7 | 73.3921
2035 | 7 | 24 | 8 | 74.7805
2035 | 7 | 24 | 9 | 68.7037
2035 | 7 | 24 | 10 | 63.9158
2035 | 7 | 24 | 11 | 60.1547
2035 | 7 | 24 | 12 | 65.2173
2035 | 7 | 24 | 13 | 66.7367
2035 | 7 | 24 | 14 | 66.6878
2035 | 7 | 24 | 15 | 67.5132
2035 | 7 | 24 | 16 | 74.6185
2035 | 7 | 24 | 17 | 85.2174
2035 | 7 | 24 | 18 | 97.0133
2035 | 7 | 24 | 19 | 91.6322
2035 | 7 | 24 | 20 | 88.8572
2035 | 7 | 24 | 21 | 85.4654
2035 | 7 | 24 | 22 | 79.7619
2035 | 7 | 24 | 23 | 73.8019
2035 | 7 | 25 | 0 | 73.9815
2035 | 7 | 25 | 1 | 67.8783
2035 | 7 | 25 | 2 | 66.2546
2035 | 7 | 25 | 3 | 65.556
2035 | 7 | 25 | 4 | 65.6087
2035 | 7 | 25 | 5 | 67.1625
2035 | 7 | 25 | 6 | 69.4613
2035 | 7 | 25 | 7 | 73.34
2035 | 7 | 25 | 8 | 80.1101
2035 | 7 | 25 | 9 | 78.256
2035 | 7 | 25 | 10 | 72.0496
2035 | 7 | 25 | 11 | 64.308
2035 | 7 | 25 | 12 | 68.7108
2035 | 7 | 25 | 13 | 69.3239
2035 | 7 | 25 | 14 | 69.0967
2035 | 7 | 25 | 15 | 68.4283
2035 | 7 | 25 | 16 | 72.3012
2035 | 7 | 25 | 17 | 75.6607
2035 | 7 | 25 | 18 | 82.1232
2035 | 7 | 25 | 19 | 83.5844
2035 | 7 | 25 | 20 | 81.2567
2035 | 7 | 25 | 21 | 78.5879
2035 | 7 | 25 | 22 | 73.5595
2035 | 7 | 25 | 23 | 68.3709
2035 | 7 | 26 | 0 | 67.2812
2035 | 7 | 26 | 1 | 63.9771
2035 | 7 | 26 | 2 | 62.6248
2035 | 7 | 26 | 3 | 61.9957
2035 | 7 | 26 | 4 | 62.3412
2035 | 7 | 26 | 5 | 64.0234
2035 | 7 | 26 | 6 | 65.0137
2035 | 7 | 26 | 7 | 66.1851
2035 | 7 | 26 | 8 | 62.6
2035 | 7 | 26 | 9 | 55.4334
2035 | 7 | 26 | 10 | 55.8707
2035 | 7 | 26 | 11 | 54.1113
2035 | 7 | 26 | 12 | 53.9732
2035 | 7 | 26 | 13 | 56.5653
2035 | 7 | 26 | 14 | 59.2043
2035 | 7 | 26 | 15 | 58.1517
2035 | 7 | 26 | 16 | 56.2345
2035 | 7 | 26 | 17 | 61.5262
2035 | 7 | 26 | 18 | 73.5497
2035 | 7 | 26 | 19 | 78.9407
2035 | 7 | 26 | 20 | 78.6355
2035 | 7 | 26 | 21 | 77.0926
2035 | 7 | 26 | 22 | 72.4674
2035 | 7 | 26 | 23 | 67.3245
2035 | 7 | 27 | 0 | 66.7973
2035 | 7 | 27 | 1 | 60.7513
2035 | 7 | 27 | 2 | 59.5877
2035 | 7 | 27 | 3 | 59.1441
2035 | 7 | 27 | 4 | 59.5769
2035 | 7 | 27 | 5 | 61.2594
2035 | 7 | 27 | 6 | 62.7047
2035 | 7 | 27 | 7 | 64.1902
2035 | 7 | 27 | 8 | 62.8395
2035 | 7 | 27 | 9 | 57.4575
2035 | 7 | 27 | 10 | 57.7135
2035 | 7 | 27 | 11 | 55.8721
2035 | 7 | 27 | 12 | 58.5113
2035 | 7 | 27 | 13 | 60.8218
2035 | 7 | 27 | 14 | 59.9701
2035 | 7 | 27 | 15 | 58.4241
2035 | 7 | 27 | 16 | 58.0419
2035 | 7 | 27 | 17 | 63.9421
2035 | 7 | 27 | 18 | 78.5073
2035 | 7 | 27 | 19 | 80.138
2035 | 7 | 27 | 20 | 78.5816
2035 | 7 | 27 | 21 | 76.3719
2035 | 7 | 27 | 22 | 71.7762
2035 | 7 | 27 | 23 | 66.247
2035 | 7 | 28 | 0 | 64.3648
2035 | 7 | 28 | 1 | 60.6874
2035 | 7 | 28 | 2 | 58.9123
2035 | 7 | 28 | 3 | 57.8554
2035 | 7 | 28 | 4 | 57.7762
2035 | 7 | 28 | 5 | 57.8874
2035 | 7 | 28 | 6 | 56.3345
2035 | 7 | 28 | 7 | 56.337
2035 | 7 | 28 | 8 | 57.0306
2035 | 7 | 28 | 9 | 50.034
2035 | 7 | 28 | 10 | 47.3929
2035 | 7 | 28 | 11 | 46.3984
2035 | 7 | 28 | 12 | 47.7196
2035 | 7 | 28 | 13 | 48.7697
2035 | 7 | 28 | 14 | 48.748
2035 | 7 | 28 | 15 | 50.9322
2035 | 7 | 28 | 16 | 52.065
2035 | 7 | 28 | 17 | 64.2433
2035 | 7 | 28 | 18 | 81.7415
2035 | 7 | 28 | 19 | 86.3324
2035 | 7 | 28 | 20 | 83.2719
2035 | 7 | 28 | 21 | 79.8763
2035 | 7 | 28 | 22 | 74.7165
2035 | 7 | 28 | 23 | 69.3836
2035 | 7 | 29 | 0 | 65.9887
2035 | 7 | 29 | 1 | 61.1794
2035 | 7 | 29 | 2 | 59.1938
2035 | 7 | 29 | 3 | 58.0701
2035 | 7 | 29 | 4 | 57.8137
2035 | 7 | 29 | 5 | 57.6268
2035 | 7 | 29 | 6 | 56.2377
2035 | 7 | 29 | 7 | 56.5833
2035 | 7 | 29 | 8 | 62.1961
2035 | 7 | 29 | 9 | 58.4672
2035 | 7 | 29 | 10 | 54.1167
2035 | 7 | 29 | 11 | 48.9986
2035 | 7 | 29 | 12 | 49.3472
2035 | 7 | 29 | 13 | 50.5366
2035 | 7 | 29 | 14 | 51.4437
2035 | 7 | 29 | 15 | 52.9223
2035 | 7 | 29 | 16 | 58.281
2035 | 7 | 29 | 17 | 72.5414
2035 | 7 | 29 | 18 | 87.622
2035 | 7 | 29 | 19 | 90.7354
2035 | 7 | 29 | 20 | 87.7511
2035 | 7 | 29 | 21 | 83.7124
2035 | 7 | 29 | 22 | 77.2395
2035 | 7 | 29 | 23 | 70.9593
2035 | 7 | 30 | 0 | 66.3261
2035 | 7 | 30 | 1 | 62.9044
2035 | 7 | 30 | 2 | 61.7043
2035 | 7 | 30 | 3 | 61.2419
2035 | 7 | 30 | 4 | 61.6418
2035 | 7 | 30 | 5 | 63.4019
2035 | 7 | 30 | 6 | 65.778
2035 | 7 | 30 | 7 | 69.0881
2035 | 7 | 30 | 8 | 71.8975
2035 | 7 | 30 | 9 | 66.1294
2035 | 7 | 30 | 10 | 62.6144
2035 | 7 | 30 | 11 | 59.0683
2035 | 7 | 30 | 12 | 61.0712
2035 | 7 | 30 | 13 | 62.7464
2035 | 7 | 30 | 14 | 62.6653
2035 | 7 | 30 | 15 | 62.4638
2035 | 7 | 30 | 16 | 66.8792
2035 | 7 | 30 | 17 | 76.4538
2035 | 7 | 30 | 18 | 88.5592
2035 | 7 | 30 | 19 | 88.8558
2035 | 7 | 30 | 20 | 86.5348
2035 | 7 | 30 | 21 | 83.0129
2035 | 7 | 30 | 22 | 77.226
2035 | 7 | 30 | 23 | 71.4388
2035 | 7 | 31 | 0 | 71.0399
2035 | 7 | 31 | 1 | 67.9436
2035 | 7 | 31 | 2 | 66.2916
2035 | 7 | 31 | 3 | 65.6764
2035 | 7 | 31 | 4 | 65.8533
2035 | 7 | 31 | 5 | 67.3982
2035 | 7 | 31 | 6 | 69.3497
2035 | 7 | 31 | 7 | 73.203
2035 | 7 | 31 | 8 | 76.0055
2035 | 7 | 31 | 9 | 69.6342
2035 | 7 | 31 | 10 | 63.639
2035 | 7 | 31 | 11 | 58.7104
2035 | 7 | 31 | 12 | 63.383
2035 | 7 | 31 | 13 | 64.8346
2035 | 7 | 31 | 14 | 64.8089
2035 | 7 | 31 | 15 | 65.3418
2035 | 7 | 31 | 16 | 71.9186
2035 | 7 | 31 | 17 | 81.3152
2035 | 7 | 31 | 18 | 94.2142
2035 | 7 | 31 | 19 | 97.2912
2035 | 7 | 31 | 20 | 95.2005
2035 | 7 | 31 | 21 | 91.4845
2035 | 7 | 31 | 22 | 84.9645
2035 | 7 | 31 | 23 | 78.0087
2035 | 8 | 1 | 0 | 72.1362
2035 | 8 | 1 | 1 | 62.5623
2035 | 8 | 1 | 2 | 61.0912
2035 | 8 | 1 | 3 | 60.6714
2035 | 8 | 1 | 4 | 60.895
2035 | 8 | 1 | 5 | 62.3497
2035 | 8 | 1 | 6 | 63.8985
2035 | 8 | 1 | 7 | 67.0298
2035 | 8 | 1 | 8 | 71.8775
2035 | 8 | 1 | 9 | 70.9342
2035 | 8 | 1 | 10 | 66.1238
2035 | 8 | 1 | 11 | 59.4511
2035 | 8 | 1 | 12 | 65.0125
2035 | 8 | 1 | 13 | 66.8019
2035 | 8 | 1 | 14 | 65.8681
2035 | 8 | 1 | 15 | 64.8346
2035 | 8 | 1 | 16 | 66.3657
2035 | 8 | 1 | 17 | 70.9362
2035 | 8 | 1 | 18 | 79.3261
2035 | 8 | 1 | 19 | 73.3199
2035 | 8 | 1 | 20 | 71.8695
2035 | 8 | 1 | 21 | 69.7309
2035 | 8 | 1 | 22 | 65.1277
2035 | 8 | 1 | 23 | 60.9385
2035 | 8 | 2 | 0 | 62.2585
2035 | 8 | 2 | 1 | 58.3033
2035 | 8 | 2 | 2 | 57.2456
2035 | 8 | 2 | 3 | 57.1971
2035 | 8 | 2 | 4 | 57.6244
2035 | 8 | 2 | 5 | 59.259
2035 | 8 | 2 | 6 | 60.7747
2035 | 8 | 2 | 7 | 61.8026
2035 | 8 | 2 | 8 | 61.1215
2035 | 8 | 2 | 9 | 59.17
2035 | 8 | 2 | 10 | 61.1762
2035 | 8 | 2 | 11 | 58.4011
2035 | 8 | 2 | 12 | 58.4788
2035 | 8 | 2 | 13 | 61.4966
2035 | 8 | 2 | 14 | 61.3499
2035 | 8 | 2 | 15 | 60.4047
2035 | 8 | 2 | 16 | 56.9112
2035 | 8 | 2 | 17 | 62.2868
2035 | 8 | 2 | 18 | 74.6348
2035 | 8 | 2 | 19 | 78.4341
2035 | 8 | 2 | 20 | 77.26
2035 | 8 | 2 | 21 | 75.0223
2035 | 8 | 2 | 22 | 69.638
2035 | 8 | 2 | 23 | 64.208
2035 | 8 | 3 | 0 | 60.0699
2035 | 8 | 3 | 1 | 57.8492
2035 | 8 | 3 | 2 | 56.7572
2035 | 8 | 3 | 3 | 56.4558
2035 | 8 | 3 | 4 | 56.9565
2035 | 8 | 3 | 5 | 58.5179
2035 | 8 | 3 | 6 | 60.5283
2035 | 8 | 3 | 7 | 61.7979
2035 | 8 | 3 | 8 | 60.2223
2035 | 8 | 3 | 9 | 58.1746
2035 | 8 | 3 | 10 | 59.5164
2035 | 8 | 3 | 11 | 56.8302
2035 | 8 | 3 | 12 | 58.65
2035 | 8 | 3 | 13 | 61.1426
2035 | 8 | 3 | 14 | 60.1129
2035 | 8 | 3 | 15 | 58.8231
2035 | 8 | 3 | 16 | 58.9189
2035 | 8 | 3 | 17 | 64.5718
2035 | 8 | 3 | 18 | 71.6841
2035 | 8 | 3 | 19 | 75.1372
2035 | 8 | 3 | 20 | 75.2573
2035 | 8 | 3 | 21 | 73.6616
2035 | 8 | 3 | 22 | 68.7661
2035 | 8 | 3 | 23 | 63.4081
2035 | 8 | 4 | 0 | 61.6107
2035 | 8 | 4 | 1 | 57.1755
2035 | 8 | 4 | 2 | 55.5056
2035 | 8 | 4 | 3 | 54.7194
2035 | 8 | 4 | 4 | 54.7095
2035 | 8 | 4 | 5 | 54.6425
2035 | 8 | 4 | 6 | 54.1051
2035 | 8 | 4 | 7 | 55.1932
2035 | 8 | 4 | 8 | 60.8189
2035 | 8 | 4 | 9 | 58.7214
2035 | 8 | 4 | 10 | 55.3036
2035 | 8 | 4 | 11 | 50.7461
2035 | 8 | 4 | 12 | 50.6385
2035 | 8 | 4 | 13 | 51.0016
2035 | 8 | 4 | 14 | 49.8919
2035 | 8 | 4 | 15 | 51.57
2035 | 8 | 4 | 16 | 53.6649
2035 | 8 | 4 | 17 | 64.5977
2035 | 8 | 4 | 18 | 81.0668
2035 | 8 | 4 | 19 | 76.3503
2035 | 8 | 4 | 20 | 73.9315
2035 | 8 | 4 | 21 | 71.0058
2035 | 8 | 4 | 22 | 66.6006
2035 | 8 | 4 | 23 | 62.6099
2035 | 8 | 5 | 0 | 61.6407
2035 | 8 | 5 | 1 | 58.6337
2035 | 8 | 5 | 2 | 56.7788
2035 | 8 | 5 | 3 | 55.9322
2035 | 8 | 5 | 4 | 55.6702
2035 | 8 | 5 | 5 | 55.3669
2035 | 8 | 5 | 6 | 53.7676
2035 | 8 | 5 | 7 | 54.785
2035 | 8 | 5 | 8 | 63.6379
2035 | 8 | 5 | 9 | 63.634
2035 | 8 | 5 | 10 | 58.5591
2035 | 8 | 5 | 11 | 50.7722
2035 | 8 | 5 | 12 | 53.2683
2035 | 8 | 5 | 13 | 54.5026
2035 | 8 | 5 | 14 | 54.075
2035 | 8 | 5 | 15 | 55.6158
2035 | 8 | 5 | 16 | 61.9561
2035 | 8 | 5 | 17 | 74.3607
2035 | 8 | 5 | 18 | 90.6519
2035 | 8 | 5 | 19 | 81.7414
2035 | 8 | 5 | 20 | 78.9719
2035 | 8 | 5 | 21 | 75.162
2035 | 8 | 5 | 22 | 69.2474
2035 | 8 | 5 | 23 | 64.3418
2035 | 8 | 6 | 0 | 60.9529
2035 | 8 | 6 | 1 | 61.5185
2035 | 8 | 6 | 2 | 59.6189
2035 | 8 | 6 | 3 | 58.6047
2035 | 8 | 6 | 4 | 58.6324
2035 | 8 | 6 | 5 | 59.0589
2035 | 8 | 6 | 6 | 58.3981
2035 | 8 | 6 | 7 | 59.6383
2035 | 8 | 6 | 8 | 64.9939
2035 | 8 | 6 | 9 | 62.955
2035 | 8 | 6 | 10 | 58.1864
2035 | 8 | 6 | 11 | 56.9776
2035 | 8 | 6 | 12 | 51.6681
2035 | 8 | 6 | 13 | 53.95
2035 | 8 | 6 | 14 | 56.8512
2035 | 8 | 6 | 15 | 57.7503
2035 | 8 | 6 | 16 | 63.6229
2035 | 8 | 6 | 17 | 73.2815
2035 | 8 | 6 | 18 | 86.2576
2035 | 8 | 6 | 19 | 82.5429
2035 | 8 | 6 | 20 | 80.829
2035 | 8 | 6 | 21 | 76.6027
2035 | 8 | 6 | 22 | 69.7425
2035 | 8 | 6 | 23 | 64.5269
2035 | 8 | 7 | 0 | 64.1292
2035 | 8 | 7 | 1 | 60.9398
2035 | 8 | 7 | 2 | 59.6635
2035 | 8 | 7 | 3 | 59.4706
2035 | 8 | 7 | 4 | 59.849
2035 | 8 | 7 | 5 | 61.3815
2035 | 8 | 7 | 6 | 62.9468
2035 | 8 | 7 | 7 | 66.2231
2035 | 8 | 7 | 8 | 70.783
2035 | 8 | 7 | 9 | 68.4765
2035 | 8 | 7 | 10 | 64.1557
2035 | 8 | 7 | 11 | 58.443
2035 | 8 | 7 | 12 | 60.1972
2035 | 8 | 7 | 13 | 62.566
2035 | 8 | 7 | 14 | 61.791
2035 | 8 | 7 | 15 | 61.7722
2035 | 8 | 7 | 16 | 65.0101
2035 | 8 | 7 | 17 | 73.4771
2035 | 8 | 7 | 18 | 84.0812
2035 | 8 | 7 | 19 | 85.0882
2035 | 8 | 7 | 20 | 83.6898
2035 | 8 | 7 | 21 | 80.4067
2035 | 8 | 7 | 22 | 74.2478
2035 | 8 | 7 | 23 | 68.3959
2035 | 8 | 8 | 0 | 63.536
2035 | 8 | 8 | 1 | 61.1105
2035 | 8 | 8 | 2 | 59.8556
2035 | 8 | 8 | 3 | 59.5967
2035 | 8 | 8 | 4 | 60.0062
2035 | 8 | 8 | 5 | 61.4838
2035 | 8 | 8 | 6 | 62.4815
2035 | 8 | 8 | 7 | 65.0927
2035 | 8 | 8 | 8 | 66.8306
2035 | 8 | 8 | 9 | 62.8244
2035 | 8 | 8 | 10 | 59.8662
2035 | 8 | 8 | 11 | 56.0996
2035 | 8 | 8 | 12 | 61.1339
2035 | 8 | 8 | 13 | 63.8769
2035 | 8 | 8 | 14 | 63.246
2035 | 8 | 8 | 15 | 62.1726
2035 | 8 | 8 | 16 | 62.8911
2035 | 8 | 8 | 17 | 70.8335
2035 | 8 | 8 | 18 | 85.9889
2035 | 8 | 8 | 19 | 85.6722
2035 | 8 | 8 | 20 | 84.5581
2035 | 8 | 8 | 21 | 81.4516
2035 | 8 | 8 | 22 | 75.2022
2035 | 8 | 8 | 23 | 69.2339
2035 | 8 | 9 | 0 | 65.0187
2035 | 8 | 9 | 1 | 62.819
2035 | 8 | 9 | 2 | 61.4427
2035 | 8 | 9 | 3 | 61.1091
2035 | 8 | 9 | 4 | 61.4765
2035 | 8 | 9 | 5 | 63.0451
2035 | 8 | 9 | 6 | 64.2535
2035 | 8 | 9 | 7 | 66.4399
2035 | 8 | 9 | 8 | 65.5723
2035 | 8 | 9 | 9 | 60.1546
2035 | 8 | 9 | 10 | 59.0399
2035 | 8 | 9 | 11 | 56.9737
2035 | 8 | 9 | 12 | 61.041
2035 | 8 | 9 | 13 | 63.9247
2035 | 8 | 9 | 14 | 63.8422
2035 | 8 | 9 | 15 | 63.605
2035 | 8 | 9 | 16 | 65.2883
2035 | 8 | 9 | 17 | 76.0003
2035 | 8 | 9 | 18 | 90.9933
2035 | 8 | 9 | 19 | 92.0156
2035 | 8 | 9 | 20 | 90.0904
2035 | 8 | 9 | 21 | 86.2318
2035 | 8 | 9 | 22 | 79.3905
2035 | 8 | 9 | 23 | 72.6924
2035 | 8 | 10 | 0 | 68.9012
2035 | 8 | 10 | 1 | 66.0344
2035 | 8 | 10 | 2 | 64.3021
2035 | 8 | 10 | 3 | 63.6792
2035 | 8 | 10 | 4 | 63.8533
2035 | 8 | 10 | 5 | 65.2333
2035 | 8 | 10 | 6 | 66.316
2035 | 8 | 10 | 7 | 68.9954
2035 | 8 | 10 | 8 | 68.1064
2035 | 8 | 10 | 9 | 61.4976
2035 | 8 | 10 | 10 | 58.4037
2035 | 8 | 10 | 11 | 56.1701
2035 | 8 | 10 | 12 | 59.7334
2035 | 8 | 10 | 13 | 62.5512
2035 | 8 | 10 | 14 | 61.8286
2035 | 8 | 10 | 15 | 61.1729
2035 | 8 | 10 | 16 | 64.1303
2035 | 8 | 10 | 17 | 76.4073
2035 | 8 | 10 | 18 | 91.7289
2035 | 8 | 10 | 19 | 94.7153
2035 | 8 | 10 | 20 | 92.4806
2035 | 8 | 10 | 21 | 88.5679
2035 | 8 | 10 | 22 | 81.8851
2035 | 8 | 10 | 23 | 74.9388
2035 | 8 | 11 | 0 | 70.3259
2035 | 8 | 11 | 1 | 67.1031
2035 | 8 | 11 | 2 | 64.734
2035 | 8 | 11 | 3 | 63.4323
2035 | 8 | 11 | 4 | 62.9888
2035 | 8 | 11 | 5 | 62.6829
2035 | 8 | 11 | 6 | 61.3646
2035 | 8 | 11 | 7 | 62.6822
2035 | 8 | 11 | 8 | 64.7495
2035 | 8 | 11 | 9 | 59.787
2035 | 8 | 11 | 10 | 55.7614
2035 | 8 | 11 | 11 | 53.0146
2035 | 8 | 11 | 12 | 55.5552
2035 | 8 | 11 | 13 | 56.9129
2035 | 8 | 11 | 14 | 57.257
2035 | 8 | 11 | 15 | 58.8894
2035 | 8 | 11 | 16 | 64.5926
2035 | 8 | 11 | 17 | 81.1127
2035 | 8 | 11 | 18 | 97.211
2035 | 8 | 11 | 19 | 95.9547
2035 | 8 | 11 | 20 | 92.1406
2035 | 8 | 11 | 21 | 87.3415
2035 | 8 | 11 | 22 | 80.8632
2035 | 8 | 11 | 23 | 74.9177
2035 | 8 | 12 | 0 | 71.6658
2035 | 8 | 12 | 1 | 68.8794
2035 | 8 | 12 | 2 | 66.3506
2035 | 8 | 12 | 3 | 64.9481
2035 | 8 | 12 | 4 | 64.4195
2035 | 8 | 12 | 5 | 63.9583
2035 | 8 | 12 | 6 | 62.6446
2035 | 8 | 12 | 7 | 63.8958
2035 | 8 | 12 | 8 | 67.2877
2035 | 8 | 12 | 9 | 63.0135
2035 | 8 | 12 | 10 | 57.6581
2035 | 8 | 12 | 11 | 53.8426
2035 | 8 | 12 | 12 | 57.3541
2035 | 8 | 12 | 13 | 59.5016
2035 | 8 | 12 | 14 | 61.2704
2035 | 8 | 12 | 15 | 63.9658
2035 | 8 | 12 | 16 | 71.5829
2035 | 8 | 12 | 17 | 89.0921
2035 | 8 | 12 | 18 | 105.4976
2035 | 8 | 12 | 19 | 101.7797
2035 | 8 | 12 | 20 | 97.8343
2035 | 8 | 12 | 21 | 92.5453
2035 | 8 | 12 | 22 | 84.9745
2035 | 8 | 12 | 23 | 78.2811
2035 | 8 | 13 | 0 | 74.3787
2035 | 8 | 13 | 1 | 73.2925
2035 | 8 | 13 | 2 | 71.3187
2035 | 8 | 13 | 3 | 70.5005
2035 | 8 | 13 | 4 | 70.5301
2035 | 8 | 13 | 5 | 71.7152
2035 | 8 | 13 | 6 | 73.7548
2035 | 8 | 13 | 7 | 78.5372
2035 | 8 | 13 | 8 | 81.7642
2035 | 8 | 13 | 9 | 75.239
2035 | 8 | 13 | 10 | 69.0427
2035 | 8 | 13 | 11 | 65.1
2035 | 8 | 13 | 12 | 66.8486
2035 | 8 | 13 | 13 | 69.6719
2035 | 8 | 13 | 14 | 70.0347
2035 | 8 | 13 | 15 | 71.5848
2035 | 8 | 13 | 16 | 79.7228
2035 | 8 | 13 | 17 | 97.3414
2035 | 8 | 13 | 18 | 110.7353
2035 | 8 | 13 | 19 | 110.0956
2035 | 8 | 13 | 20 | 106.4399
2035 | 8 | 13 | 21 | 100.9059
2035 | 8 | 13 | 22 | 92.9278
2035 | 8 | 13 | 23 | 85.4145
2035 | 8 | 14 | 0 | 81.4202
2035 | 8 | 14 | 1 | 76.3405
2035 | 8 | 14 | 2 | 73.999
2035 | 8 | 14 | 3 | 73.0401
2035 | 8 | 14 | 4 | 72.8328
2035 | 8 | 14 | 5 | 73.9749
2035 | 8 | 14 | 6 | 75.2794
2035 | 8 | 14 | 7 | 79.6514
2035 | 8 | 14 | 8 | 82.4576
2035 | 8 | 14 | 9 | 75.8108
2035 | 8 | 14 | 10 | 68.3688
2035 | 8 | 14 | 11 | 63.7782
2035 | 8 | 14 | 12 | 66.8385
2035 | 8 | 14 | 13 | 69.1817
2035 | 8 | 14 | 14 | 69.4627
2035 | 8 | 14 | 15 | 71.1436
2035 | 8 | 14 | 16 | 80.3445
2035 | 8 | 14 | 17 | 96.0005
2035 | 8 | 14 | 18 | 103.6104
2035 | 8 | 14 | 19 | 103.6098
2035 | 8 | 14 | 20 | 100.3824
2035 | 8 | 14 | 21 | 95.2795
2035 | 8 | 14 | 22 | 88.113
2035 | 8 | 14 | 23 | 81.3876
2035 | 8 | 15 | 0 | 77.2107
2035 | 8 | 15 | 1 | 69.7456
2035 | 8 | 15 | 2 | 67.8645
2035 | 8 | 15 | 3 | 67.1609
2035 | 8 | 15 | 4 | 67.1884
2035 | 8 | 15 | 5 | 68.4652
2035 | 8 | 15 | 6 | 69.9749
2035 | 8 | 15 | 7 | 72.7898
2035 | 8 | 15 | 8 | 72.6297
2035 | 8 | 15 | 9 | 66.4204
2035 | 8 | 15 | 10 | 62.721
2035 | 8 | 15 | 11 | 59.5092
2035 | 8 | 15 | 12 | 61.3141
2035 | 8 | 15 | 13 | 64.2639
2035 | 8 | 15 | 14 | 64.7385
2035 | 8 | 15 | 15 | 64.0992
2035 | 8 | 15 | 16 | 64.9901
2035 | 8 | 15 | 17 | 74.7946
2035 | 8 | 15 | 18 | 86.2892
2035 | 8 | 15 | 19 | 88.7734
2035 | 8 | 15 | 20 | 86.6286
2035 | 8 | 15 | 21 | 82.4016
2035 | 8 | 15 | 22 | 76.0976
2035 | 8 | 15 | 23 | 70.5906
2035 | 8 | 16 | 0 | 68.5153
2035 | 8 | 16 | 1 | 63.0158
2035 | 8 | 16 | 2 | 61.7375
2035 | 8 | 16 | 3 | 61.3486
2035 | 8 | 16 | 4 | 61.7719
2035 | 8 | 16 | 5 | 63.2849
2035 | 8 | 16 | 6 | 65.0175
2035 | 8 | 16 | 7 | 67.215
2035 | 8 | 16 | 8 | 65.9588
2035 | 8 | 16 | 9 | 61.1769
2035 | 8 | 16 | 10 | 60.7499
2035 | 8 | 16 | 11 | 58.174
2035 | 8 | 16 | 12 | 60.4267
2035 | 8 | 16 | 13 | 63.4515
2035 | 8 | 16 | 14 | 64.3071
2035 | 8 | 16 | 15 | 64.1587
2035 | 8 | 16 | 16 | 64.7375
2035 | 8 | 16 | 17 | 72.8307
2035 | 8 | 16 | 18 | 79.7831
2035 | 8 | 16 | 19 | 82.4937
2035 | 8 | 16 | 20 | 81.9162
2035 | 8 | 16 | 21 | 78.6566
2035 | 8 | 16 | 22 | 73.055
2035 | 8 | 16 | 23 | 67.95
2035 | 8 | 17 | 0 | 66.2019
2035 | 8 | 17 | 1 | 59.6564
2035 | 8 | 17 | 2 | 58.6178
2035 | 8 | 17 | 3 | 58.3442
2035 | 8 | 17 | 4 | 58.7726
2035 | 8 | 17 | 5 | 60.4839
2035 | 8 | 17 | 6 | 61.3815
2035 | 8 | 17 | 7 | 63.3228
2035 | 8 | 17 | 8 | 61.7111
2035 | 8 | 17 | 9 | 55.7437
2035 | 8 | 17 | 10 | 56.1201
2035 | 8 | 17 | 11 | 55.1893
2035 | 8 | 17 | 12 | 59.0238
2035 | 8 | 17 | 13 | 61.6231
2035 | 8 | 17 | 14 | 60.1744
2035 | 8 | 17 | 15 | 58.5905
2035 | 8 | 17 | 16 | 59.6511
2035 | 8 | 17 | 17 | 67.528
2035 | 8 | 17 | 18 | 80.0311
2035 | 8 | 17 | 19 | 80.2324
2035 | 8 | 17 | 20 | 78.9496
2035 | 8 | 17 | 21 | 75.5137
2035 | 8 | 17 | 22 | 70.2851
2035 | 8 | 17 | 23 | 65.124
2035 | 8 | 18 | 0 | 61.8288
2035 | 8 | 18 | 1 | 59.0182
2035 | 8 | 18 | 2 | 57.409
2035 | 8 | 18 | 3 | 56.6404
2035 | 8 | 18 | 4 | 56.5807
2035 | 8 | 18 | 5 | 56.6873
2035 | 8 | 18 | 6 | 55.6682
2035 | 8 | 18 | 7 | 56.8221
2035 | 8 | 18 | 8 | 60.7704
2035 | 8 | 18 | 9 | 55.5813
2035 | 8 | 18 | 10 | 52.4303
2035 | 8 | 18 | 11 | 49.8398
2035 | 8 | 18 | 12 | 49.6715
2035 | 8 | 18 | 13 | 50.3837
2035 | 8 | 18 | 14 | 49.801
2035 | 8 | 18 | 15 | 51.968
2035 | 8 | 18 | 16 | 57.0864
2035 | 8 | 18 | 17 | 70.8825
2035 | 8 | 18 | 18 | 85.6965
2035 | 8 | 18 | 19 | 84.9437
2035 | 8 | 18 | 20 | 82.387
2035 | 8 | 18 | 21 | 77.861
2035 | 8 | 18 | 22 | 72.3006
2035 | 8 | 18 | 23 | 67.6681
2035 | 8 | 19 | 0 | 63.1067
2035 | 8 | 19 | 1 | 60.2804
2035 | 8 | 19 | 2 | 58.3633
2035 | 8 | 19 | 3 | 57.4368
2035 | 8 | 19 | 4 | 57.185
2035 | 8 | 19 | 5 | 56.9531
2035 | 8 | 19 | 6 | 55.4624
2035 | 8 | 19 | 7 | 56.5108
2035 | 8 | 19 | 8 | 61.1177
2035 | 8 | 19 | 9 | 55.9926
2035 | 8 | 19 | 10 | 51.0044
2035 | 8 | 19 | 11 | 46.2465
2035 | 8 | 19 | 12 | 48.2724
2035 | 8 | 19 | 13 | 50.2777
2035 | 8 | 19 | 14 | 50.67
2035 | 8 | 19 | 15 | 52.0004
2035 | 8 | 19 | 16 | 58.4373
2035 | 8 | 19 | 17 | 75.3272
2035 | 8 | 19 | 18 | 86.8783
2035 | 8 | 19 | 19 | 87.2008
2035 | 8 | 19 | 20 | 84.5316
2035 | 8 | 19 | 21 | 79.4611
2035 | 8 | 19 | 22 | 72.7913
2035 | 8 | 19 | 23 | 67.5557
2035 | 8 | 20 | 0 | 64.1478
2035 | 8 | 20 | 1 | 60.879
2035 | 8 | 20 | 2 | 59.8452
2035 | 8 | 20 | 3 | 59.7493
2035 | 8 | 20 | 4 | 60.1601
2035 | 8 | 20 | 5 | 61.9938
2035 | 8 | 20 | 6 | 63.1572
2035 | 8 | 20 | 7 | 66.0545
2035 | 8 | 20 | 8 | 64.961
2035 | 8 | 20 | 9 | 56.699
2035 | 8 | 20 | 10 | 54.6913
2035 | 8 | 20 | 11 | 53.9031
2035 | 8 | 20 | 12 | 55.5752
2035 | 8 | 20 | 13 | 58.3898
2035 | 8 | 20 | 14 | 58.8144
2035 | 8 | 20 | 15 | 58.2166
2035 | 8 | 20 | 16 | 59.3721
2035 | 8 | 20 | 17 | 70.4405
2035 | 8 | 20 | 18 | 86.4898
2035 | 8 | 20 | 19 | 88.0354
2035 | 8 | 20 | 20 | 86.2394
2035 | 8 | 20 | 21 | 81.3922
2035 | 8 | 20 | 22 | 74.6289
2035 | 8 | 20 | 23 | 69.075
2035 | 8 | 21 | 0 | 67.0699
2035 | 8 | 21 | 1 | 67.5071
2035 | 8 | 21 | 2 | 65.9645
2035 | 8 | 21 | 3 | 65.6313
2035 | 8 | 21 | 4 | 65.8634
2035 | 8 | 21 | 5 | 67.3451
2035 | 8 | 21 | 6 | 69.4512
2035 | 8 | 21 | 7 | 73.9929
2035 | 8 | 21 | 8 | 75.8733
2035 | 8 | 21 | 9 | 68.9079
2035 | 8 | 21 | 10 | 63.995
2035 | 8 | 21 | 11 | 59.716
2035 | 8 | 21 | 12 | 63.5925
2035 | 8 | 21 | 13 | 65.6893
2035 | 8 | 21 | 14 | 65.4707
2035 | 8 | 21 | 15 | 66.179
2035 | 8 | 21 | 16 | 73.5936
2035 | 8 | 21 | 17 | 85.7029
2035 | 8 | 21 | 18 | 97.2988
2035 | 8 | 21 | 19 | 95.6693
2035 | 8 | 21 | 20 | 93.6428
2035 | 8 | 21 | 21 | 88.6564
2035 | 8 | 21 | 22 | 81.7557
2035 | 8 | 21 | 23 | 75.685
2035 | 8 | 22 | 0 | 72.947
2035 | 8 | 22 | 1 | 65.7698
2035 | 8 | 22 | 2 | 64.2817
2035 | 8 | 22 | 3 | 63.7646
2035 | 8 | 22 | 4 | 63.9226
2035 | 8 | 22 | 5 | 65.6176
2035 | 8 | 22 | 6 | 67.5087
2035 | 8 | 22 | 7 | 71.6727
2035 | 8 | 22 | 8 | 76.3443
2035 | 8 | 22 | 9 | 71.466
2035 | 8 | 22 | 10 | 65.696
2035 | 8 | 22 | 11 | 60.1598
2035 | 8 | 22 | 12 | 61.5275
2035 | 8 | 22 | 13 | 63.5003
2035 | 8 | 22 | 14 | 63.2571
2035 | 8 | 22 | 15 | 62.1314
2035 | 8 | 22 | 16 | 66.1162
2035 | 8 | 22 | 17 | 75.6605
2035 | 8 | 22 | 18 | 86.4296
2035 | 8 | 22 | 19 | 85.9994
2035 | 8 | 22 | 20 | 84.703
2035 | 8 | 22 | 21 | 80.4356
2035 | 8 | 22 | 22 | 74.3865
2035 | 8 | 22 | 23 | 69.264
2035 | 8 | 23 | 0 | 65.8542
2035 | 8 | 23 | 1 | 64.0778
2035 | 8 | 23 | 2 | 62.7631
2035 | 8 | 23 | 3 | 62.548
2035 | 8 | 23 | 4 | 62.8873
2035 | 8 | 23 | 5 | 64.5342
2035 | 8 | 23 | 6 | 66.0456
2035 | 8 | 23 | 7 | 68.8819
2035 | 8 | 23 | 8 | 67.9599
2035 | 8 | 23 | 9 | 60.4971
2035 | 8 | 23 | 10 | 58.2244
2035 | 8 | 23 | 11 | 56.1333
2035 | 8 | 23 | 12 | 56.6734
2035 | 8 | 23 | 13 | 60.2494
2035 | 8 | 23 | 14 | 60.9757
2035 | 8 | 23 | 15 | 60.5476
2035 | 8 | 23 | 16 | 63.0164
2035 | 8 | 23 | 17 | 76.02
2035 | 8 | 23 | 18 | 90.0663
2035 | 8 | 23 | 19 | 92.5965
2035 | 8 | 23 | 20 | 91.0628
2035 | 8 | 23 | 21 | 86.1917
2035 | 8 | 23 | 22 | 79.1973
2035 | 8 | 23 | 23 | 73.0274
2035 | 8 | 24 | 0 | 68.0474
2035 | 8 | 24 | 1 | 66.9754
2035 | 8 | 24 | 2 | 65.4249
2035 | 8 | 24 | 3 | 64.8107
2035 | 8 | 24 | 4 | 65.0001
2035 | 8 | 24 | 5 | 66.577
2035 | 8 | 24 | 6 | 67.7957
2035 | 8 | 24 | 7 | 71.2037
2035 | 8 | 24 | 8 | 69.6226
2035 | 8 | 24 | 9 | 60.6516
2035 | 8 | 24 | 10 | 57.5825
2035 | 8 | 24 | 11 | 56.2861
2035 | 8 | 24 | 12 | 59.4155
2035 | 8 | 24 | 13 | 62.3628
2035 | 8 | 24 | 14 | 61.7946
2035 | 8 | 24 | 15 | 61.0748
2035 | 8 | 24 | 16 | 65.2021
2035 | 8 | 24 | 17 | 79.0186
2035 | 8 | 24 | 18 | 93.9255
2035 | 8 | 24 | 19 | 96.5601
2035 | 8 | 24 | 20 | 94.3876
2035 | 8 | 24 | 21 | 89.3062
2035 | 8 | 24 | 22 | 82.4793
2035 | 8 | 24 | 23 | 75.854
2035 | 8 | 25 | 0 | 70.4357
2035 | 8 | 25 | 1 | 66.6079
2035 | 8 | 25 | 2 | 64.4503
2035 | 8 | 25 | 3 | 63.2658
2035 | 8 | 25 | 4 | 62.8842
2035 | 8 | 25 | 5 | 62.8108
2035 | 8 | 25 | 6 | 61.8618
2035 | 8 | 25 | 7 | 64.0622
2035 | 8 | 25 | 8 | 66.5524
2035 | 8 | 25 | 9 | 59.3846
2035 | 8 | 25 | 10 | 54.2408
2035 | 8 | 25 | 11 | 51.217
2035 | 8 | 25 | 12 | 53.5035
2035 | 8 | 25 | 13 | 54.5655
2035 | 8 | 25 | 14 | 54.5727
2035 | 8 | 25 | 15 | 56.0363
2035 | 8 | 25 | 16 | 62.255
2035 | 8 | 25 | 17 | 78.0019
2035 | 8 | 25 | 18 | 93.9804
2035 | 8 | 25 | 19 | 90.6844
2035 | 8 | 25 | 20 | 87.3081
2035 | 8 | 25 | 21 | 81.748
2035 | 8 | 25 | 22 | 75.8435
2035 | 8 | 25 | 23 | 71.1546
2035 | 8 | 26 | 0 | 69.7854
2035 | 8 | 26 | 1 | 68.2124
2035 | 8 | 26 | 2 | 65.9379
2035 | 8 | 26 | 3 | 64.6837
2035 | 8 | 26 | 4 | 64.2641
2035 | 8 | 26 | 5 | 64.035
2035 | 8 | 26 | 6 | 63.8997
2035 | 8 | 26 | 7 | 67.3628
2035 | 8 | 26 | 8 | 75.1441
2035 | 8 | 26 | 9 | 70.8132
2035 | 8 | 26 | 10 | 62.4136
2035 | 8 | 26 | 11 | 55.5434
2035 | 8 | 26 | 12 | 58.3105
2035 | 8 | 26 | 13 | 59.5066
2035 | 8 | 26 | 14 | 61.0972
2035 | 8 | 26 | 15 | 64.0741
2035 | 8 | 26 | 16 | 75.1782
2035 | 8 | 26 | 17 | 91.7565
2035 | 8 | 26 | 18 | 104.5942
2035 | 8 | 26 | 19 | 98.6265
2035 | 8 | 26 | 20 | 94.873
2035 | 8 | 26 | 21 | 88.5701
2035 | 8 | 26 | 22 | 81.3472
2035 | 8 | 26 | 23 | 75.6156
2035 | 8 | 27 | 0 | 73.509
2035 | 8 | 27 | 1 | 69.2865
2035 | 8 | 27 | 2 | 67.7522
2035 | 8 | 27 | 3 | 67.1375
2035 | 8 | 27 | 4 | 67.3352
2035 | 8 | 27 | 5 | 68.9479
2035 | 8 | 27 | 6 | 71.0135
2035 | 8 | 27 | 7 | 75.7194
2035 | 8 | 27 | 8 | 76.2354
2035 | 8 | 27 | 9 | 66.291
2035 | 8 | 27 | 10 | 60.5768
2035 | 8 | 27 | 11 | 58.3196
2035 | 8 | 27 | 12 | 60.8551
2035 | 8 | 27 | 13 | 63.6051
2035 | 8 | 27 | 14 | 64.2955
2035 | 8 | 27 | 15 | 65.0861
2035 | 8 | 27 | 16 | 69.3322
2035 | 8 | 27 | 17 | 83.5572
2035 | 8 | 27 | 18 | 97.864
2035 | 8 | 27 | 19 | 100.5026
2035 | 8 | 27 | 20 | 97.3917
2035 | 8 | 27 | 21 | 91.1495
2035 | 8 | 27 | 22 | 83.7267
2035 | 8 | 27 | 23 | 77.4532
2035 | 8 | 28 | 0 | 74.6471
2035 | 8 | 28 | 1 | 72.4732
2035 | 8 | 28 | 2 | 70.6314
2035 | 8 | 28 | 3 | 70.0023
2035 | 8 | 28 | 4 | 70.1425
2035 | 8 | 28 | 5 | 71.4712
2035 | 8 | 28 | 6 | 73.4931
2035 | 8 | 28 | 7 | 78.2028
2035 | 8 | 28 | 8 | 77.6192
2035 | 8 | 28 | 9 | 67.1317
2035 | 8 | 28 | 10 | 60.8102
2035 | 8 | 28 | 11 | 57.8673
2035 | 8 | 28 | 12 | 61.4511
2035 | 8 | 28 | 13 | 64.4417
2035 | 8 | 28 | 14 | 64.9687
2035 | 8 | 28 | 15 | 66.4399
2035 | 8 | 28 | 16 | 71.998
2035 | 8 | 28 | 17 | 86.4939
2035 | 8 | 28 | 18 | 102.2405
2035 | 8 | 28 | 19 | 98.1635
2035 | 8 | 28 | 20 | 95.5683
2035 | 8 | 28 | 21 | 89.8474
2035 | 8 | 28 | 22 | 83.2231
2035 | 8 | 28 | 23 | 77.565
2035 | 8 | 29 | 0 | 75.9458
2035 | 8 | 29 | 1 | 71.94
2035 | 8 | 29 | 2 | 70.25
2035 | 8 | 29 | 3 | 69.4798
2035 | 8 | 29 | 4 | 69.5805
2035 | 8 | 29 | 5 | 71.0232
2035 | 8 | 29 | 6 | 73.7223
2035 | 8 | 29 | 7 | 79.189
2035 | 8 | 29 | 8 | 84.1471
2035 | 8 | 29 | 9 | 77.458
2035 | 8 | 29 | 10 | 70.0415
2035 | 8 | 29 | 11 | 63.9528
2035 | 8 | 29 | 12 | 64.1274
2035 | 8 | 29 | 13 | 67.0481
2035 | 8 | 29 | 14 | 66.9771
2035 | 8 | 29 | 15 | 67.3712
2035 | 8 | 29 | 16 | 72.2524
2035 | 8 | 29 | 17 | 86.1671
2035 | 8 | 29 | 18 | 96.1664
2035 | 8 | 29 | 19 | 97.2711
2035 | 8 | 29 | 20 | 94.5305
2035 | 8 | 29 | 21 | 88.8354
2035 | 8 | 29 | 22 | 82.1344
2035 | 8 | 29 | 23 | 76.3584
2035 | 8 | 30 | 0 | 72.4264
2035 | 8 | 30 | 1 | 68.9291
2035 | 8 | 30 | 2 | 67.3675
2035 | 8 | 30 | 3 | 66.7831
2035 | 8 | 30 | 4 | 67.0032
2035 | 8 | 30 | 5 | 68.6372
2035 | 8 | 30 | 6 | 70.8019
2035 | 8 | 30 | 7 | 74.4816
2035 | 8 | 30 | 8 | 72.3627
2035 | 8 | 30 | 9 | 62.3098
2035 | 8 | 30 | 10 | 58.6832
2035 | 8 | 30 | 11 | 56.5625
2035 | 8 | 30 | 12 | 57.9387
2035 | 8 | 30 | 13 | 61.3722
2035 | 8 | 30 | 14 | 61.9942
2035 | 8 | 30 | 15 | 62.3612
2035 | 8 | 30 | 16 | 63.3711
2035 | 8 | 30 | 17 | 76.1244
2035 | 8 | 30 | 18 | 89.9417
2035 | 8 | 30 | 19 | 92.992
2035 | 8 | 30 | 20 | 90.6246
2035 | 8 | 30 | 21 | 85.1374
2035 | 8 | 30 | 22 | 78.7671
2035 | 8 | 30 | 23 | 73.1719
2035 | 8 | 31 | 0 | 70.2714
2035 | 8 | 31 | 1 | 70.0899
2035 | 8 | 31 | 2 | 68.4633
2035 | 8 | 31 | 3 | 67.7768
2035 | 8 | 31 | 4 | 68.0116
2035 | 8 | 31 | 5 | 69.4104
2035 | 8 | 31 | 6 | 72.0849
2035 | 8 | 31 | 7 | 76.6043
2035 | 8 | 31 | 8 | 75.0422
2035 | 8 | 31 | 9 | 64.8757
2035 | 8 | 31 | 10 | 60.8701
2035 | 8 | 31 | 11 | 58.146
2035 | 8 | 31 | 12 | 60.6259
2035 | 8 | 31 | 13 | 63.6659
2035 | 8 | 31 | 14 | 63.1823
2035 | 8 | 31 | 15 | 63.4233
2035 | 8 | 31 | 16 | 65.7141
2035 | 8 | 31 | 17 | 77.6762
2035 | 8 | 31 | 18 | 95.0489
2035 | 8 | 31 | 19 | 94.008
2035 | 8 | 31 | 20 | 90.9432
2035 | 8 | 31 | 21 | 85.1537
2035 | 8 | 31 | 22 | 79.0506
2035 | 8 | 31 | 23 | 73.5017
2035 | 9 | 1 | 0 | 73.3882
2035 | 9 | 1 | 1 | 68.9233
2035 | 9 | 1 | 2 | 67.0275
2035 | 9 | 1 | 3 | 66.0931
2035 | 9 | 1 | 4 | 65.6615
2035 | 9 | 1 | 5 | 65.6883
2035 | 9 | 1 | 6 | 65.7989
2035 | 9 | 1 | 7 | 70.2566
2035 | 9 | 1 | 8 | 75.9241
2035 | 9 | 1 | 9 | 71.7747
2035 | 9 | 1 | 10 | 63.6961
2035 | 9 | 1 | 11 | 57.219
2035 | 9 | 1 | 12 | 62.1386
2035 | 9 | 1 | 13 | 62.9199
2035 | 9 | 1 | 14 | 61.4733
2035 | 9 | 1 | 15 | 62.5549
2035 | 9 | 1 | 16 | 70.0206
2035 | 9 | 1 | 17 | 82.6699
2035 | 9 | 1 | 18 | 98.797
2035 | 9 | 1 | 19 | 90.1063
2035 | 9 | 1 | 20 | 86.067
2035 | 9 | 1 | 21 | 80.0142
2035 | 9 | 1 | 22 | 74.7496
2035 | 9 | 1 | 23 | 70.8062
2035 | 9 | 2 | 0 | 70.8034
2035 | 9 | 2 | 1 | 64.3432
2035 | 9 | 2 | 2 | 62.7159
2035 | 9 | 2 | 3 | 62.0188
2035 | 9 | 2 | 4 | 61.656
2035 | 9 | 2 | 5 | 61.6893
2035 | 9 | 2 | 6 | 61.5729
2035 | 9 | 2 | 7 | 64.4052
2035 | 9 | 2 | 8 | 71.7152
2035 | 9 | 2 | 9 | 68.9033
2035 | 9 | 2 | 10 | 62.0975
2035 | 9 | 2 | 11 | 55.4582
2035 | 9 | 2 | 12 | 56.0976
2035 | 9 | 2 | 13 | 57.4415
2035 | 9 | 2 | 14 | 56.0562
2035 | 9 | 2 | 15 | 55.1333
2035 | 9 | 2 | 16 | 61.2749
2035 | 9 | 2 | 17 | 75.2433
2035 | 9 | 2 | 18 | 90.5117
2035 | 9 | 2 | 19 | 86.094
2035 | 9 | 2 | 20 | 83.1785
2035 | 9 | 2 | 21 | 76.7657
2035 | 9 | 2 | 22 | 70.4984
2035 | 9 | 2 | 23 | 65.9233
2035 | 9 | 3 | 0 | 61.2775
2035 | 9 | 3 | 1 | 64.1566
2035 | 9 | 3 | 2 | 62.7362
2035 | 9 | 3 | 3 | 62.197
2035 | 9 | 3 | 4 | 62.3156
2035 | 9 | 3 | 5 | 62.7137
2035 | 9 | 3 | 6 | 61.4009
2035 | 9 | 3 | 7 | 62.6212
2035 | 9 | 3 | 8 | 65.7673
2035 | 9 | 3 | 9 | 64.2465
2035 | 9 | 3 | 10 | 57.5778
2035 | 9 | 3 | 11 | 53.4249
2035 | 9 | 3 | 12 | 56.4569
2035 | 9 | 3 | 13 | 59.4345
2035 | 9 | 3 | 14 | 58.686
2035 | 9 | 3 | 15 | 61.8893
2035 | 9 | 3 | 16 | 61.4389
2035 | 9 | 3 | 17 | 74.207
2035 | 9 | 3 | 18 | 89.5478
2035 | 9 | 3 | 19 | 87.3826
2035 | 9 | 3 | 20 | 84.1644
2035 | 9 | 3 | 21 | 76.2915
2035 | 9 | 3 | 22 | 69.2691
2035 | 9 | 3 | 23 | 64.6949
2035 | 9 | 4 | 0 | 60.8911
2035 | 9 | 4 | 1 | 65.0454
2035 | 9 | 4 | 2 | 64.1492
2035 | 9 | 4 | 3 | 64.1864
2035 | 9 | 4 | 4 | 64.5981
2035 | 9 | 4 | 5 | 66.3918
2035 | 9 | 4 | 6 | 68.8442
2035 | 9 | 4 | 7 | 73.7889
2035 | 9 | 4 | 8 | 73.4471
2035 | 9 | 4 | 9 | 66.0411
2035 | 9 | 4 | 10 | 62.9976
2035 | 9 | 4 | 11 | 59.7146
2035 | 9 | 4 | 12 | 63.8447
2035 | 9 | 4 | 13 | 66.2099
2035 | 9 | 4 | 14 | 65.1011
2035 | 9 | 4 | 15 | 64.3361
2035 | 9 | 4 | 16 | 67.5935
2035 | 9 | 4 | 17 | 77.1311
2035 | 9 | 4 | 18 | 88.6777
2035 | 9 | 4 | 19 | 87.6161
2035 | 9 | 4 | 20 | 85.0356
2035 | 9 | 4 | 21 | 79.1369
2035 | 9 | 4 | 22 | 73.2462
2035 | 9 | 4 | 23 | 68.4396
2035 | 9 | 5 | 0 | 69.1337
2035 | 9 | 5 | 1 | 63.5898
2035 | 9 | 5 | 2 | 62.7658
2035 | 9 | 5 | 3 | 62.8244
2035 | 9 | 5 | 4 | 63.2705
2035 | 9 | 5 | 5 | 65.0859
2035 | 9 | 5 | 6 | 67.0062
2035 | 9 | 5 | 7 | 70.9682
2035 | 9 | 5 | 8 | 69.325
2035 | 9 | 5 | 9 | 61.2086
2035 | 9 | 5 | 10 | 58.6684
2035 | 9 | 5 | 11 | 56.4081
2035 | 9 | 5 | 12 | 59.2702
2035 | 9 | 5 | 13 | 62.6417
2035 | 9 | 5 | 14 | 62.0544
2035 | 9 | 5 | 15 | 59.9646
2035 | 9 | 5 | 16 | 59.1737
2035 | 9 | 5 | 17 | 69.0357
2035 | 9 | 5 | 18 | 86.3059
2035 | 9 | 5 | 19 | 86.4633
2035 | 9 | 5 | 20 | 84.2267
2035 | 9 | 5 | 21 | 78.2564
2035 | 9 | 5 | 22 | 71.9262
2035 | 9 | 5 | 23 | 66.9201
2035 | 9 | 6 | 0 | 66.1257
2035 | 9 | 6 | 1 | 63.7646
2035 | 9 | 6 | 2 | 62.9527
2035 | 9 | 6 | 3 | 63.0247
2035 | 9 | 6 | 4 | 63.5589
2035 | 9 | 6 | 5 | 65.3911
2035 | 9 | 6 | 6 | 67.6834
2035 | 9 | 6 | 7 | 71.8222
2035 | 9 | 6 | 8 | 69.8602
2035 | 9 | 6 | 9 | 61.7251
2035 | 9 | 6 | 10 | 59.6509
2035 | 9 | 6 | 11 | 57.4172
2035 | 9 | 6 | 12 | 60.1561
2035 | 9 | 6 | 13 | 63.6845
2035 | 9 | 6 | 14 | 63.3322
2035 | 9 | 6 | 15 | 62.1386
2035 | 9 | 6 | 16 | 62.2333
2035 | 9 | 6 | 17 | 73.2337
2035 | 9 | 6 | 18 | 89.9169
2035 | 9 | 6 | 19 | 90.6715
2035 | 9 | 6 | 20 | 88.2678
2035 | 9 | 6 | 21 | 82.2818
2035 | 9 | 6 | 22 | 75.9987
2035 | 9 | 6 | 23 | 70.5855
2035 | 9 | 7 | 0 | 69.2199
2035 | 9 | 7 | 1 | 67.1082
2035 | 9 | 7 | 2 | 66.0279
2035 | 9 | 7 | 3 | 65.8084
2035 | 9 | 7 | 4 | 66.145
2035 | 9 | 7 | 5 | 67.8478
2035 | 9 | 7 | 6 | 70.3713
2035 | 9 | 7 | 7 | 75.4542
2035 | 9 | 7 | 8 | 74.2832
2035 | 9 | 7 | 9 | 65.624
2035 | 9 | 7 | 10 | 61.8496
2035 | 9 | 7 | 11 | 58.8024
2035 | 9 | 7 | 12 | 62.3148
2035 | 9 | 7 | 13 | 65.4791
2035 | 9 | 7 | 14 | 63.7537
2035 | 9 | 7 | 15 | 62.4221
2035 | 9 | 7 | 16 | 66.334
2035 | 9 | 7 | 17 | 79.4126
2035 | 9 | 7 | 18 | 94.5419
2035 | 9 | 7 | 19 | 94.9345
2035 | 9 | 7 | 20 | 91.9157
2035 | 9 | 7 | 21 | 85.6257
2035 | 9 | 7 | 22 | 79.3659
2035 | 9 | 7 | 23 | 73.5231
2035 | 9 | 8 | 0 | 70.7585
2035 | 9 | 8 | 1 | 68.6229
2035 | 9 | 8 | 2 | 66.8362
2035 | 9 | 8 | 3 | 65.9157
2035 | 9 | 8 | 4 | 65.6185
2035 | 9 | 8 | 5 | 65.5695
2035 | 9 | 8 | 6 | 65.5749
2035 | 9 | 8 | 7 | 69.4789
2035 | 9 | 8 | 8 | 71.6402
2035 | 9 | 8 | 9 | 63.9887
2035 | 9 | 8 | 10 | 58.2875
2035 | 9 | 8 | 11 | 54.2544
2035 | 9 | 8 | 12 | 56.1466
2035 | 9 | 8 | 13 | 58.0109
2035 | 9 | 8 | 14 | 57.5841
2035 | 9 | 8 | 15 | 59.0324
2035 | 9 | 8 | 16 | 65.0645
2035 | 9 | 8 | 17 | 83.0735
2035 | 9 | 8 | 18 | 100.5755
2035 | 9 | 8 | 19 | 98.6155
2035 | 9 | 8 | 20 | 93.8448
2035 | 9 | 8 | 21 | 86.503
2035 | 9 | 8 | 22 | 80.2031
2035 | 9 | 8 | 23 | 75.0736
2035 | 9 | 9 | 0 | 72.63
2035 | 9 | 9 | 1 | 69.2967
2035 | 9 | 9 | 2 | 67.349
2035 | 9 | 9 | 3 | 66.3328
2035 | 9 | 9 | 4 | 65.9477
2035 | 9 | 9 | 5 | 65.7173
2035 | 9 | 9 | 6 | 64.9772
2035 | 9 | 9 | 7 | 67.6383
2035 | 9 | 9 | 8 | 68.6557
2035 | 9 | 9 | 9 | 60.3533
2035 | 9 | 9 | 10 | 54.6477
2035 | 9 | 9 | 11 | 51.0068
2035 | 9 | 9 | 12 | 54.7673
2035 | 9 | 9 | 13 | 57.6772
2035 | 9 | 9 | 14 | 57.5366
2035 | 9 | 9 | 15 | 58.3821
2035 | 9 | 9 | 16 | 63.4079
2035 | 9 | 9 | 17 | 81.6863
2035 | 9 | 9 | 18 | 99.0831
2035 | 9 | 9 | 19 | 96.9165
2035 | 9 | 9 | 20 | 92.4127
2035 | 9 | 9 | 21 | 84.8011
2035 | 9 | 9 | 22 | 77.8856
2035 | 9 | 9 | 23 | 72.6203
2035 | 9 | 10 | 0 | 71.1442
2035 | 9 | 10 | 1 | 68.0216
2035 | 9 | 10 | 2 | 67.1137
2035 | 9 | 10 | 3 | 66.9845
2035 | 9 | 10 | 4 | 67.4336
2035 | 9 | 10 | 5 | 69.0993
2035 | 9 | 10 | 6 | 72.0627
2035 | 9 | 10 | 7 | 77.5547
2035 | 9 | 10 | 8 | 77.7279
2035 | 9 | 10 | 9 | 68.6927
2035 | 9 | 10 | 10 | 64.6999
2035 | 9 | 10 | 11 | 61.9064
2035 | 9 | 10 | 12 | 63.0259
2035 | 9 | 10 | 13 | 66.549
2035 | 9 | 10 | 14 | 65.7998
2035 | 9 | 10 | 15 | 65.8732
2035 | 9 | 10 | 16 | 69.1865
2035 | 9 | 10 | 17 | 83.1534
2035 | 9 | 10 | 18 | 100.0462
2035 | 9 | 10 | 19 | 99.5158
2035 | 9 | 10 | 20 | 95.7519
2035 | 9 | 10 | 21 | 88.3569
2035 | 9 | 10 | 22 | 81.4078
2035 | 9 | 10 | 23 | 75.7283
2035 | 9 | 11 | 0 | 74.0502
2035 | 9 | 11 | 1 | 72.3818
2035 | 9 | 11 | 2 | 71.0991
2035 | 9 | 11 | 3 | 70.7871
2035 | 9 | 11 | 4 | 71.0856
2035 | 9 | 11 | 5 | 72.6077
2035 | 9 | 11 | 6 | 75.5406
2035 | 9 | 11 | 7 | 81.4915
2035 | 9 | 11 | 8 | 80.4791
2035 | 9 | 11 | 9 | 70.2944
2035 | 9 | 11 | 10 | 65.0412
2035 | 9 | 11 | 11 | 61.5957
2035 | 9 | 11 | 12 | 65.4793
2035 | 9 | 11 | 13 | 68.7189
2035 | 9 | 11 | 14 | 67.8088
2035 | 9 | 11 | 15 | 68.6416
2035 | 9 | 11 | 16 | 73.1676
2035 | 9 | 11 | 17 | 87.0915
2035 | 9 | 11 | 18 | 102.0357
2035 | 9 | 11 | 19 | 100.28
2035 | 9 | 11 | 20 | 96.702
2035 | 9 | 11 | 21 | 89.6462
2035 | 9 | 11 | 22 | 83.2015
2035 | 9 | 11 | 23 | 77.621
2035 | 9 | 12 | 0 | 75.9202
2035 | 9 | 12 | 1 | 74.395
2035 | 9 | 12 | 2 | 72.9995
2035 | 9 | 12 | 3 | 72.5314
2035 | 9 | 12 | 4 | 72.721
2035 | 9 | 12 | 5 | 74.192
2035 | 9 | 12 | 6 | 77.5585
2035 | 9 | 12 | 7 | 83.6482
2035 | 9 | 12 | 8 | 84.688
2035 | 9 | 12 | 9 | 76.0722
2035 | 9 | 12 | 10 | 70.8498
2035 | 9 | 12 | 11 | 66.1958
2035 | 9 | 12 | 12 | 68.5894
2035 | 9 | 12 | 13 | 71.6488
2035 | 9 | 12 | 14 | 70.5107
2035 | 9 | 12 | 15 | 70.5953
2035 | 9 | 12 | 16 | 75.6713
2035 | 9 | 12 | 17 | 90.2265
2035 | 9 | 12 | 18 | 103.2363
2035 | 9 | 12 | 19 | 97.9013
2035 | 9 | 12 | 20 | 94.3576
2035 | 9 | 12 | 21 | 87.7998
2035 | 9 | 12 | 22 | 81.9849
2035 | 9 | 12 | 23 | 77.0653
2035 | 9 | 13 | 0 | 77.2025
2035 | 9 | 13 | 1 | 70.7201
2035 | 9 | 13 | 2 | 69.5646
2035 | 9 | 13 | 3 | 69.2683
2035 | 9 | 13 | 4 | 69.4045
2035 | 9 | 13 | 5 | 71.2865
2035 | 9 | 13 | 6 | 75.7621
2035 | 9 | 13 | 7 | 82.856
2035 | 9 | 13 | 8 | 88.6138
2035 | 9 | 13 | 9 | 83.936
2035 | 9 | 13 | 10 | 76.7058
2035 | 9 | 13 | 11 | 67.7748
2035 | 9 | 13 | 12 | 69.1699
2035 | 9 | 13 | 13 | 70.7382
2035 | 9 | 13 | 14 | 69.5394
2035 | 9 | 13 | 15 | 69.4948
2035 | 9 | 13 | 16 | 74.4814
2035 | 9 | 13 | 17 | 82.3707
2035 | 9 | 13 | 18 | 89.748
2035 | 9 | 13 | 19 | 82.8214
2035 | 9 | 13 | 20 | 79.7489
2035 | 9 | 13 | 21 | 74.0828
2035 | 9 | 13 | 22 | 70.0164
2035 | 9 | 13 | 23 | 66.8732
2035 | 9 | 14 | 0 | 67.7871
2035 | 9 | 14 | 1 | 68.1456
2035 | 9 | 14 | 2 | 67.2032
2035 | 9 | 14 | 3 | 67.0544
2035 | 9 | 14 | 4 | 67.3268
2035 | 9 | 14 | 5 | 69.0182
2035 | 9 | 14 | 6 | 72.68
2035 | 9 | 14 | 7 | 79.6988
2035 | 9 | 14 | 8 | 85.5936
2035 | 9 | 14 | 9 | 81.0292
2035 | 9 | 14 | 10 | 73.7613
2035 | 9 | 14 | 11 | 65.3032
2035 | 9 | 14 | 12 | 67.8412
2035 | 9 | 14 | 13 | 69.9416
2035 | 9 | 14 | 14 | 67.558
2035 | 9 | 14 | 15 | 67.0358
2035 | 9 | 14 | 16 | 72.9741
2035 | 9 | 14 | 17 | 81.449
2035 | 9 | 14 | 18 | 91.4358
2035 | 9 | 14 | 19 | 84.6222
2035 | 9 | 14 | 20 | 81.5042
2035 | 9 | 14 | 21 | 75.7509
2035 | 9 | 14 | 22 | 71.4432
2035 | 9 | 14 | 23 | 67.714
2035 | 9 | 15 | 0 | 65.9337
2035 | 9 | 15 | 1 | 66.518
2035 | 9 | 15 | 2 | 65.1033
2035 | 9 | 15 | 3 | 64.3479
2035 | 9 | 15 | 4 | 64.2568
2035 | 9 | 15 | 5 | 64.5604
2035 | 9 | 15 | 6 | 65.1974
2035 | 9 | 15 | 7 | 69.7919
2035 | 9 | 15 | 8 | 73.9694
2035 | 9 | 15 | 9 | 66.4632
2035 | 9 | 15 | 10 | 58.4557
2035 | 9 | 15 | 11 | 53.7663
2035 | 9 | 15 | 12 | 57.5703
2035 | 9 | 15 | 13 | 58.4462
2035 | 9 | 15 | 14 | 55.645
2035 | 9 | 15 | 15 | 58.3635
2035 | 9 | 15 | 16 | 64.228
2035 | 9 | 15 | 17 | 78.0609
2035 | 9 | 15 | 18 | 90.1324
2035 | 9 | 15 | 19 | 83.2245
2035 | 9 | 15 | 20 | 79.1671
2035 | 9 | 15 | 21 | 72.8876
2035 | 9 | 15 | 22 | 68.9016
2035 | 9 | 15 | 23 | 66.1672
2035 | 9 | 16 | 0 | 66.4755
2035 | 9 | 16 | 1 | 63.3526
2035 | 9 | 16 | 2 | 62.0285
2035 | 9 | 16 | 3 | 61.3883
2035 | 9 | 16 | 4 | 61.3207
2035 | 9 | 16 | 5 | 61.4506
2035 | 9 | 16 | 6 | 61.7766
2035 | 9 | 16 | 7 | 65.2465
2035 | 9 | 16 | 8 | 70.5874
2035 | 9 | 16 | 9 | 64.0802
2035 | 9 | 16 | 10 | 57.2976
2035 | 9 | 16 | 11 | 51.9618
2035 | 9 | 16 | 12 | 52.5651
2035 | 9 | 16 | 13 | 54.1182
2035 | 9 | 16 | 14 | 52.988
2035 | 9 | 16 | 15 | 54.9307
2035 | 9 | 16 | 16 | 59.7219
2035 | 9 | 16 | 17 | 75.6828
2035 | 9 | 16 | 18 | 90.5586
2035 | 9 | 16 | 19 | 88.3426
2035 | 9 | 16 | 20 | 84.1812
2035 | 9 | 16 | 21 | 76.8703
2035 | 9 | 16 | 22 | 70.9028
2035 | 9 | 16 | 23 | 66.6236
2035 | 9 | 17 | 0 | 63.5315
2035 | 9 | 17 | 1 | 63.5384
2035 | 9 | 17 | 2 | 63.0474
2035 | 9 | 17 | 3 | 63.1078
2035 | 9 | 17 | 4 | 63.7378
2035 | 9 | 17 | 5 | 65.7034
2035 | 9 | 17 | 6 | 68.5647
2035 | 9 | 17 | 7 | 74.3182
2035 | 9 | 17 | 8 | 74.7299
2035 | 9 | 17 | 9 | 65.5207
2035 | 9 | 17 | 10 | 61.3229
2035 | 9 | 17 | 11 | 58.7055
2035 | 9 | 17 | 12 | 63.7589
2035 | 9 | 17 | 13 | 66.2015
2035 | 9 | 17 | 14 | 64.5717
2035 | 9 | 17 | 15 | 64.8129
2035 | 9 | 17 | 16 | 68.5704
2035 | 9 | 17 | 17 | 80.9306
2035 | 9 | 17 | 18 | 93.9406
2035 | 9 | 17 | 19 | 89.2981
2035 | 9 | 17 | 20 | 85.7813
2035 | 9 | 17 | 21 | 79.224
2035 | 9 | 17 | 22 | 73.7379
2035 | 9 | 17 | 23 | 69.4655
2035 | 9 | 18 | 0 | 69.8444
2035 | 9 | 18 | 1 | 64.4397
2035 | 9 | 18 | 2 | 63.7202
2035 | 9 | 18 | 3 | 63.727
2035 | 9 | 18 | 4 | 64.2226
2035 | 9 | 18 | 5 | 66.1867
2035 | 9 | 18 | 6 | 69.569
2035 | 9 | 18 | 7 | 75.7551
2035 | 9 | 18 | 8 | 79.5192
2035 | 9 | 18 | 9 | 72.9958
2035 | 9 | 18 | 10 | 66.6961
2035 | 9 | 18 | 11 | 60.6104
2035 | 9 | 18 | 12 | 63.7122
2035 | 9 | 18 | 13 | 65.2204
2035 | 9 | 18 | 14 | 63.3169
2035 | 9 | 18 | 15 | 63.56
2035 | 9 | 18 | 16 | 67.6507
2035 | 9 | 18 | 17 | 76.3157
2035 | 9 | 18 | 18 | 86.0294
2035 | 9 | 18 | 19 | 83.6601
2035 | 9 | 18 | 20 | 80.1027
2035 | 9 | 18 | 21 | 73.4034
2035 | 9 | 18 | 22 | 68.0095
2035 | 9 | 18 | 23 | 64.0639
2035 | 9 | 19 | 0 | 64.3755
2035 | 9 | 19 | 1 | 63.8137
2035 | 9 | 19 | 2 | 63.2054
2035 | 9 | 19 | 3 | 63.2534
2035 | 9 | 19 | 4 | 63.7978
2035 | 9 | 19 | 5 | 65.6986
2035 | 9 | 19 | 6 | 70.0633
2035 | 9 | 19 | 7 | 77.0488
2035 | 9 | 19 | 8 | 83.0539
2035 | 9 | 19 | 9 | 76.8859
2035 | 9 | 19 | 10 | 66.8409
2035 | 9 | 19 | 11 | 57.9449
2035 | 9 | 19 | 12 | 61.4154
2035 | 9 | 19 | 13 | 63.9295
2035 | 9 | 19 | 14 | 61.0458
2035 | 9 | 19 | 15 | 62.1602
2035 | 9 | 19 | 16 | 68.2686
2035 | 9 | 19 | 17 | 82.1963
2035 | 9 | 19 | 18 | 92.8172
2035 | 9 | 19 | 19 | 88.2412
2035 | 9 | 19 | 20 | 84.6898
2035 | 9 | 19 | 21 | 77.9771
2035 | 9 | 19 | 22 | 72.3735
2035 | 9 | 19 | 23 | 68.1788
2035 | 9 | 20 | 0 | 65.6523
2035 | 9 | 20 | 1 | 65.2174
2035 | 9 | 20 | 2 | 64.685
2035 | 9 | 20 | 3 | 64.8142
2035 | 9 | 20 | 4 | 65.425
2035 | 9 | 20 | 5 | 67.7146
2035 | 9 | 20 | 6 | 71.5075
2035 | 9 | 20 | 7 | 78.2537
2035 | 9 | 20 | 8 | 82.8452
2035 | 9 | 20 | 9 | 75.9822
2035 | 9 | 20 | 10 | 67.9229
2035 | 9 | 20 | 11 | 59.5432
2035 | 9 | 20 | 12 | 61.962
2035 | 9 | 20 | 13 | 64.1797
2035 | 9 | 20 | 14 | 61.4044
2035 | 9 | 20 | 15 | 62.7668
2035 | 9 | 20 | 16 | 67.5959
2035 | 9 | 20 | 17 | 80.5102
2035 | 9 | 20 | 18 | 92.8199
2035 | 9 | 20 | 19 | 88.3317
2035 | 9 | 20 | 20 | 84.7427
2035 | 9 | 20 | 21 | 78.3424
2035 | 9 | 20 | 22 | 73.2439
2035 | 9 | 20 | 23 | 68.9834
2035 | 9 | 21 | 0 | 66.5711
2035 | 9 | 21 | 1 | 63.5741
2035 | 9 | 21 | 2 | 62.9317
2035 | 9 | 21 | 3 | 62.8744
2035 | 9 | 21 | 4 | 63.3729
2035 | 9 | 21 | 5 | 65.5263
2035 | 9 | 21 | 6 | 69.2735
2035 | 9 | 21 | 7 | 76.4435
2035 | 9 | 21 | 8 | 81.2972
2035 | 9 | 21 | 9 | 74.0516
2035 | 9 | 21 | 10 | 65.9011
2035 | 9 | 21 | 11 | 57.5104
2035 | 9 | 21 | 12 | 61.2261
2035 | 9 | 21 | 13 | 62.3973
2035 | 9 | 21 | 14 | 59.7267
2035 | 9 | 21 | 15 | 60.0273
2035 | 9 | 21 | 16 | 65.0436
2035 | 9 | 21 | 17 | 76.5872
2035 | 9 | 21 | 18 | 88.9976
2035 | 9 | 21 | 19 | 85.1798
2035 | 9 | 21 | 20 | 81.2682
2035 | 9 | 21 | 21 | 75.0502
2035 | 9 | 21 | 22 | 70.3017
2035 | 9 | 21 | 23 | 66.4813
2035 | 9 | 22 | 0 | 64.2024
2035 | 9 | 22 | 1 | 63.2795
2035 | 9 | 22 | 2 | 62.2935
2035 | 9 | 22 | 3 | 61.8996
2035 | 9 | 22 | 4 | 62.0867
2035 | 9 | 22 | 5 | 62.7196
2035 | 9 | 22 | 6 | 63.9881
2035 | 9 | 22 | 7 | 68.6617
2035 | 9 | 22 | 8 | 74.7291
2035 | 9 | 22 | 9 | 69.1062
2035 | 9 | 22 | 10 | 61.1039
2035 | 9 | 22 | 11 | 54.0536
2035 | 9 | 22 | 12 | 54.7661
2035 | 9 | 22 | 13 | 54.4298
2035 | 9 | 22 | 14 | 51.706
2035 | 9 | 22 | 15 | 54.2152
2035 | 9 | 22 | 16 | 60.2566
2035 | 9 | 22 | 17 | 75.7262
2035 | 9 | 22 | 18 | 86.4216
2035 | 9 | 22 | 19 | 82.3818
2035 | 9 | 22 | 20 | 77.4561
2035 | 9 | 22 | 21 | 70.5615
2035 | 9 | 22 | 22 | 66.3231
2035 | 9 | 22 | 23 | 63.6951
2035 | 9 | 23 | 0 | 62.3807
2035 | 9 | 23 | 1 | 61.5296
2035 | 9 | 23 | 2 | 60.5238
2035 | 9 | 23 | 3 | 60.1452
2035 | 9 | 23 | 4 | 60.3227
2035 | 9 | 23 | 5 | 60.7314
2035 | 9 | 23 | 6 | 60.1873
2035 | 9 | 23 | 7 | 64.5239
2035 | 9 | 23 | 8 | 71.7475
2035 | 9 | 23 | 9 | 64.4406
2035 | 9 | 23 | 10 | 54.6949
2035 | 9 | 23 | 11 | 46.7701
2035 | 9 | 23 | 12 | 49.843
2035 | 9 | 23 | 13 | 50.2797
2035 | 9 | 23 | 14 | 48.5633
2035 | 9 | 23 | 15 | 51.6168
2035 | 9 | 23 | 16 | 57.9446
2035 | 9 | 23 | 17 | 74.6972
2035 | 9 | 23 | 18 | 87.2055
2035 | 9 | 23 | 19 | 82.1587
2035 | 9 | 23 | 20 | 77.5836
2035 | 9 | 23 | 21 | 70.3289
2035 | 9 | 23 | 22 | 65.2056
2035 | 9 | 23 | 23 | 62.1348
2035 | 9 | 24 | 0 | 61.5643
2035 | 9 | 24 | 1 | 59.657
2035 | 9 | 24 | 2 | 59.6135
2035 | 9 | 24 | 3 | 59.9236
2035 | 9 | 24 | 4 | 60.7894
2035 | 9 | 24 | 5 | 63.1234
2035 | 9 | 24 | 6 | 65.5805
2035 | 9 | 24 | 7 | 71.3595
2035 | 9 | 24 | 8 | 70.9114
2035 | 9 | 24 | 9 | 60.5599
2035 | 9 | 24 | 10 | 57.0611
2035 | 9 | 24 | 11 | 53.9068
2035 | 9 | 24 | 12 | 55.9622
2035 | 9 | 24 | 13 | 58.0598
2035 | 9 | 24 | 14 | 57.3327
2035 | 9 | 24 | 15 | 57.6662
2035 | 9 | 24 | 16 | 58.1645
2035 | 9 | 24 | 17 | 68.5938
2035 | 9 | 24 | 18 | 82.4395
2035 | 9 | 24 | 19 | 82.8638
2035 | 9 | 24 | 20 | 79.2894
2035 | 9 | 24 | 21 | 73.0435
2035 | 9 | 24 | 22 | 67.8317
2035 | 9 | 24 | 23 | 64.1715
2035 | 9 | 25 | 0 | 64.7437
2035 | 9 | 25 | 1 | 62.9255
2035 | 9 | 25 | 2 | 62.6242
2035 | 9 | 25 | 3 | 62.8965
2035 | 9 | 25 | 4 | 63.6847
2035 | 9 | 25 | 5 | 65.8674
2035 | 9 | 25 | 6 | 68.4101
2035 | 9 | 25 | 7 | 74.0712
2035 | 9 | 25 | 8 | 72.1059
2035 | 9 | 25 | 9 | 60.2427
2035 | 9 | 25 | 10 | 54.7839
2035 | 9 | 25 | 11 | 50.9191
2035 | 9 | 25 | 12 | 53.9061
2035 | 9 | 25 | 13 | 55.8887
2035 | 9 | 25 | 14 | 54.7479
2035 | 9 | 25 | 15 | 55.8651
2035 | 9 | 25 | 16 | 58.2839
2035 | 9 | 25 | 17 | 69.3983
2035 | 9 | 25 | 18 | 83.1158
2035 | 9 | 25 | 19 | 83.0399
2035 | 9 | 25 | 20 | 79.7447
2035 | 9 | 25 | 21 | 73.7283
2035 | 9 | 25 | 22 | 68.641
2035 | 9 | 25 | 23 | 64.9183
2035 | 9 | 26 | 0 | 65.571
2035 | 9 | 26 | 1 | 62.8001
2035 | 9 | 26 | 2 | 62.4111
2035 | 9 | 26 | 3 | 62.6092
2035 | 9 | 26 | 4 | 63.4076
2035 | 9 | 26 | 5 | 65.6403
2035 | 9 | 26 | 6 | 68.7064
2035 | 9 | 26 | 7 | 73.6683
2035 | 9 | 26 | 8 | 71.6643
2035 | 9 | 26 | 9 | 61.8101
2035 | 9 | 26 | 10 | 58.1876
2035 | 9 | 26 | 11 | 55.079
2035 | 9 | 26 | 12 | 60.023
2035 | 9 | 26 | 13 | 62.3489
2035 | 9 | 26 | 14 | 60.4788
2035 | 9 | 26 | 15 | 60.0717
2035 | 9 | 26 | 16 | 60.7512
2035 | 9 | 26 | 17 | 70.9628
2035 | 9 | 26 | 18 | 82.6318
2035 | 9 | 26 | 19 | 82.446
2035 | 9 | 26 | 20 | 79.4737
2035 | 9 | 26 | 21 | 73.3647
2035 | 9 | 26 | 22 | 67.9362
2035 | 9 | 26 | 23 | 63.8376
2035 | 9 | 27 | 0 | 63.9623
2035 | 9 | 27 | 1 | 60.4412
2035 | 9 | 27 | 2 | 60.0299
2035 | 9 | 27 | 3 | 60.1546
2035 | 9 | 27 | 4 | 60.8767
2035 | 9 | 27 | 5 | 63.0969
2035 | 9 | 27 | 6 | 67.363
2035 | 9 | 27 | 7 | 72.8862
2035 | 9 | 27 | 8 | 73.0381
2035 | 9 | 27 | 9 | 65.199
2035 | 9 | 27 | 10 | 60.7135
2035 | 9 | 27 | 11 | 56.059
2035 | 9 | 27 | 12 | 60.1874
2035 | 9 | 27 | 13 | 61.6964
2035 | 9 | 27 | 14 | 60.3578
2035 | 9 | 27 | 15 | 60.9739
2035 | 9 | 27 | 16 | 64.4914
2035 | 9 | 27 | 17 | 76.1818
2035 | 9 | 27 | 18 | 87.9716
2035 | 9 | 27 | 19 | 85.0918
2035 | 9 | 27 | 20 | 81.3707
2035 | 9 | 27 | 21 | 75.0104
2035 | 9 | 27 | 22 | 69.6747
2035 | 9 | 27 | 23 | 65.6593
2035 | 9 | 28 | 0 | 64.0348
2035 | 9 | 28 | 1 | 62.8009
2035 | 9 | 28 | 2 | 62.134
2035 | 9 | 28 | 3 | 62.035
2035 | 9 | 28 | 4 | 62.5893
2035 | 9 | 28 | 5 | 64.7445
2035 | 9 | 28 | 6 | 68.495
2035 | 9 | 28 | 7 | 75.9228
2035 | 9 | 28 | 8 | 81.3386
2035 | 9 | 28 | 9 | 74.4743
2035 | 9 | 28 | 10 | 65.6794
2035 | 9 | 28 | 11 | 57.6759
2035 | 9 | 28 | 12 | 59.566
2035 | 9 | 28 | 13 | 61.4747
2035 | 9 | 28 | 14 | 59.2406
2035 | 9 | 28 | 15 | 59.7387
2035 | 9 | 28 | 16 | 64.7461
2035 | 9 | 28 | 17 | 77.121
2035 | 9 | 28 | 18 | 88.9253
2035 | 9 | 28 | 19 | 84.8933
2035 | 9 | 28 | 20 | 80.5476
2035 | 9 | 28 | 21 | 74.2943
2035 | 9 | 28 | 22 | 69.8487
2035 | 9 | 28 | 23 | 66.1774
2035 | 9 | 29 | 0 | 63.5681
2035 | 9 | 29 | 1 | 59.3354
2035 | 9 | 29 | 2 | 58.6565
2035 | 9 | 29 | 3 | 58.3732
2035 | 9 | 29 | 4 | 58.6155
2035 | 9 | 29 | 5 | 59.2848
2035 | 9 | 29 | 6 | 59.3934
2035 | 9 | 29 | 7 | 63.5775
2035 | 9 | 29 | 8 | 64.9393
2035 | 9 | 29 | 9 | 52.7283
2035 | 9 | 29 | 10 | 44.4226
2035 | 9 | 29 | 11 | 38.1025
2035 | 9 | 29 | 12 | 40.5799
2035 | 9 | 29 | 13 | 42.7095
2035 | 9 | 29 | 14 | 42.231
2035 | 9 | 29 | 15 | 44.6061
2035 | 9 | 29 | 16 | 49.2648
2035 | 9 | 29 | 17 | 63.5808
2035 | 9 | 29 | 18 | 77.0671
2035 | 9 | 29 | 19 | 75.1808
2035 | 9 | 29 | 20 | 71.186
2035 | 9 | 29 | 21 | 65.1773
2035 | 9 | 29 | 22 | 61.1332
2035 | 9 | 29 | 23 | 58.502
2035 | 9 | 30 | 0 | 59.4489
2035 | 9 | 30 | 1 | 55.252
2035 | 9 | 30 | 2 | 54.5084
2035 | 9 | 30 | 3 | 54.112
2035 | 9 | 30 | 4 | 54.3999
2035 | 9 | 30 | 5 | 55.0253
2035 | 9 | 30 | 6 | 54.318
2035 | 9 | 30 | 7 | 58.1538
2035 | 9 | 30 | 8 | 63.1991
2035 | 9 | 30 | 9 | 55.3418
2035 | 9 | 30 | 10 | 46.7448
2035 | 9 | 30 | 11 | 39.5591
2035 | 9 | 30 | 12 | 43.4889
2035 | 9 | 30 | 13 | 45.4087
2035 | 9 | 30 | 14 | 43.7217
2035 | 9 | 30 | 15 | 45.611
2035 | 9 | 30 | 16 | 53.6953
2035 | 9 | 30 | 17 | 69.1447
2035 | 9 | 30 | 18 | 77.5104
2035 | 9 | 30 | 19 | 72.343
2035 | 9 | 30 | 20 | 67.9026
2035 | 9 | 30 | 21 | 61.6881
2035 | 9 | 30 | 22 | 57.1353
2035 | 9 | 30 | 23 | 54.369
2035 | 10 | 1 | 0 | 54.9979
2035 | 10 | 1 | 1 | 54.0753
2035 | 10 | 1 | 2 | 54.0917
2035 | 10 | 1 | 3 | 54.5122
2035 | 10 | 1 | 4 | 55.2821
2035 | 10 | 1 | 5 | 57.5589
2035 | 10 | 1 | 6 | 60.924
2035 | 10 | 1 | 7 | 67.418
2035 | 10 | 1 | 8 | 71.1365
2035 | 10 | 1 | 9 | 62.6174
2035 | 10 | 1 | 10 | 55.4792
2035 | 10 | 1 | 11 | 50.0386
2035 | 10 | 1 | 12 | 53.2687
2035 | 10 | 1 | 13 | 53.8085
2035 | 10 | 1 | 14 | 52.2099
2035 | 10 | 1 | 15 | 54.2179
2035 | 10 | 1 | 16 | 59.0525
2035 | 10 | 1 | 17 | 71.2936
2035 | 10 | 1 | 18 | 76.6818
2035 | 10 | 1 | 19 | 74.5149
2035 | 10 | 1 | 20 | 70.496
2035 | 10 | 1 | 21 | 65.2463
2035 | 10 | 1 | 22 | 60.7918
2035 | 10 | 1 | 23 | 57.5847
2035 | 10 | 2 | 0 | 57.0544
2035 | 10 | 2 | 1 | 53.7755
2035 | 10 | 2 | 2 | 53.4639
2035 | 10 | 2 | 3 | 53.7258
2035 | 10 | 2 | 4 | 54.4334
2035 | 10 | 2 | 5 | 56.443
2035 | 10 | 2 | 6 | 59.8939
2035 | 10 | 2 | 7 | 65.515
2035 | 10 | 2 | 8 | 65.6614
2035 | 10 | 2 | 9 | 56.6044
2035 | 10 | 2 | 10 | 51.2682
2035 | 10 | 2 | 11 | 47.5716
2035 | 10 | 2 | 12 | 48.0776
2035 | 10 | 2 | 13 | 49.1462
2035 | 10 | 2 | 14 | 49.282
2035 | 10 | 2 | 15 | 51.255
2035 | 10 | 2 | 16 | 53.6849
2035 | 10 | 2 | 17 | 63.8361
2035 | 10 | 2 | 18 | 75.4133
2035 | 10 | 2 | 19 | 72.3024
2035 | 10 | 2 | 20 | 68.0774
2035 | 10 | 2 | 21 | 63.1515
2035 | 10 | 2 | 22 | 59.4424
2035 | 10 | 2 | 23 | 56.7068
2035 | 10 | 3 | 0 | 54.5407
2035 | 10 | 3 | 1 | 49.333
2035 | 10 | 3 | 2 | 49.0492
2035 | 10 | 3 | 3 | 49.2618
2035 | 10 | 3 | 4 | 49.7963
2035 | 10 | 3 | 5 | 51.671
2035 | 10 | 3 | 6 | 54.6497
2035 | 10 | 3 | 7 | 60.2765
2035 | 10 | 3 | 8 | 64.1941
2035 | 10 | 3 | 9 | 59.3791
2035 | 10 | 3 | 10 | 55.4061
2035 | 10 | 3 | 11 | 50.6251
2035 | 10 | 3 | 12 | 52.1266
2035 | 10 | 3 | 13 | 52.7164
2035 | 10 | 3 | 14 | 52.3274
2035 | 10 | 3 | 15 | 52.4274
2035 | 10 | 3 | 16 | 54.225
2035 | 10 | 3 | 17 | 60.1384
2035 | 10 | 3 | 18 | 62.1915
2035 | 10 | 3 | 19 | 58.0797
2035 | 10 | 3 | 20 | 55.1429
2035 | 10 | 3 | 21 | 51.4052
2035 | 10 | 3 | 22 | 48.6709
2035 | 10 | 3 | 23 | 46.7924
2035 | 10 | 4 | 0 | 47.4603
2035 | 10 | 4 | 1 | 49.264
2035 | 10 | 4 | 2 | 48.8318
2035 | 10 | 4 | 3 | 48.8194
2035 | 10 | 4 | 4 | 49.2891
2035 | 10 | 4 | 5 | 51.0343
2035 | 10 | 4 | 6 | 53.6455
2035 | 10 | 4 | 7 | 60.0118
2035 | 10 | 4 | 8 | 65.3064
2035 | 10 | 4 | 9 | 59.5974
2035 | 10 | 4 | 10 | 51.6555
2035 | 10 | 4 | 11 | 45.3467
2035 | 10 | 4 | 12 | 45.5874
2035 | 10 | 4 | 13 | 46.7616
2035 | 10 | 4 | 14 | 46.6659
2035 | 10 | 4 | 15 | 48.3303
2035 | 10 | 4 | 16 | 52.1124
2035 | 10 | 4 | 17 | 63.2954
2035 | 10 | 4 | 18 | 69.5427
2035 | 10 | 4 | 19 | 66.8349
2035 | 10 | 4 | 20 | 63.0236
2035 | 10 | 4 | 21 | 58.6156
2035 | 10 | 4 | 22 | 55.1352
2035 | 10 | 4 | 23 | 52.3892
2035 | 10 | 5 | 0 | 51.3957
2035 | 10 | 5 | 1 | 50.3505
2035 | 10 | 5 | 2 | 49.9596
2035 | 10 | 5 | 3 | 50.0818
2035 | 10 | 5 | 4 | 50.6575
2035 | 10 | 5 | 5 | 52.471
2035 | 10 | 5 | 6 | 54.5463
2035 | 10 | 5 | 7 | 59.9581
2035 | 10 | 5 | 8 | 62.3127
2035 | 10 | 5 | 9 | 55.0277
2035 | 10 | 5 | 10 | 47.9758
2035 | 10 | 5 | 11 | 43.4542
2035 | 10 | 5 | 12 | 44.2018
2035 | 10 | 5 | 13 | 45.86
2035 | 10 | 5 | 14 | 44.6652
2035 | 10 | 5 | 15 | 45.3844
2035 | 10 | 5 | 16 | 48.4312
2035 | 10 | 5 | 17 | 58.514
2035 | 10 | 5 | 18 | 66.4465
2035 | 10 | 5 | 19 | 64.3871
2035 | 10 | 5 | 20 | 60.8687
2035 | 10 | 5 | 21 | 56.745
2035 | 10 | 5 | 22 | 53.7333
2035 | 10 | 5 | 23 | 50.9069
2035 | 10 | 6 | 0 | 49.518
2035 | 10 | 6 | 1 | 48.9318
2035 | 10 | 6 | 2 | 48.4247
2035 | 10 | 6 | 3 | 48.1649
2035 | 10 | 6 | 4 | 48.5114
2035 | 10 | 6 | 5 | 49.2745
2035 | 10 | 6 | 6 | 50.3213
2035 | 10 | 6 | 7 | 53.9947
2035 | 10 | 6 | 8 | 55.7064
2035 | 10 | 6 | 9 | 46.7245
2035 | 10 | 6 | 10 | 40.0559
2035 | 10 | 6 | 11 | 35.1705
2035 | 10 | 6 | 12 | 38.1244
2035 | 10 | 6 | 13 | 39.4024
2035 | 10 | 6 | 14 | 39.4292
2035 | 10 | 6 | 15 | 40.3604
2035 | 10 | 6 | 16 | 43.9902
2035 | 10 | 6 | 17 | 54.036
2035 | 10 | 6 | 18 | 67.4098
2035 | 10 | 6 | 19 | 63.3932
2035 | 10 | 6 | 20 | 58.3315
2035 | 10 | 6 | 21 | 53.4534
2035 | 10 | 6 | 22 | 50.3184
2035 | 10 | 6 | 23 | 48.2036
2035 | 10 | 7 | 0 | 48.5217
2035 | 10 | 7 | 1 | 47.3545
2035 | 10 | 7 | 2 | 46.6119
2035 | 10 | 7 | 3 | 46.2472
2035 | 10 | 7 | 4 | 46.4665
2035 | 10 | 7 | 5 | 47.0532
2035 | 10 | 7 | 6 | 47.0511
2035 | 10 | 7 | 7 | 48.7861
2035 | 10 | 7 | 8 | 50.5771
2035 | 10 | 7 | 9 | 44.5165
2035 | 10 | 7 | 10 | 40.8822
2035 | 10 | 7 | 11 | 40.7254
2035 | 10 | 7 | 12 | 42.3079
2035 | 10 | 7 | 13 | 41.9309
2035 | 10 | 7 | 14 | 39.0303
2035 | 10 | 7 | 15 | 38.9667
2035 | 10 | 7 | 16 | 41.3161
2035 | 10 | 7 | 17 | 52.9753
2035 | 10 | 7 | 18 | 61.8065
2035 | 10 | 7 | 19 | 58.0117
2035 | 10 | 7 | 20 | 53.8882
2035 | 10 | 7 | 21 | 49.3497
2035 | 10 | 7 | 22 | 46.2078
2035 | 10 | 7 | 23 | 44.2887
2035 | 10 | 8 | 0 | 44.4979
2035 | 10 | 8 | 1 | 46.777
2035 | 10 | 8 | 2 | 46.0634
2035 | 10 | 8 | 3 | 45.7341
2035 | 10 | 8 | 4 | 46.0965
2035 | 10 | 8 | 5 | 46.6224
2035 | 10 | 8 | 6 | 46.551
2035 | 10 | 8 | 7 | 50.6031
2035 | 10 | 8 | 8 | 57.9904
2035 | 10 | 8 | 9 | 53.1116
2035 | 10 | 8 | 10 | 45.9096
2035 | 10 | 8 | 11 | 39.6707
2035 | 10 | 8 | 12 | 39.6307
2035 | 10 | 8 | 13 | 40.9368
2035 | 10 | 8 | 14 | 42.4113
2035 | 10 | 8 | 15 | 43.9017
2035 | 10 | 8 | 16 | 46.1701
2035 | 10 | 8 | 17 | 57.842
2035 | 10 | 8 | 18 | 68.2581
2035 | 10 | 8 | 19 | 63.3335
2035 | 10 | 8 | 20 | 57.9265
2035 | 10 | 8 | 21 | 53.048
2035 | 10 | 8 | 22 | 49.281
2035 | 10 | 8 | 23 | 47.7057
2035 | 10 | 9 | 0 | 47.4098
2035 | 10 | 9 | 1 | 49.8214
2035 | 10 | 9 | 2 | 49.7282
2035 | 10 | 9 | 3 | 50.2092
2035 | 10 | 9 | 4 | 51.148
2035 | 10 | 9 | 5 | 53.1695
2035 | 10 | 9 | 6 | 56.0264
2035 | 10 | 9 | 7 | 61.6101
2035 | 10 | 9 | 8 | 63.7196
2035 | 10 | 9 | 9 | 56.1203
2035 | 10 | 9 | 10 | 48.4899
2035 | 10 | 9 | 11 | 43.4521
2035 | 10 | 9 | 12 | 44.085
2035 | 10 | 9 | 13 | 45.9441
2035 | 10 | 9 | 14 | 45.9258
2035 | 10 | 9 | 15 | 48.2137
2035 | 10 | 9 | 16 | 52.1918
2035 | 10 | 9 | 17 | 62.4905
2035 | 10 | 9 | 18 | 69.6866
2035 | 10 | 9 | 19 | 68.3824
2035 | 10 | 9 | 20 | 65.3403
2035 | 10 | 9 | 21 | 61.1408
2035 | 10 | 9 | 22 | 57.5512
2035 | 10 | 9 | 23 | 54.5755
2035 | 10 | 10 | 0 | 54.8736
2035 | 10 | 10 | 1 | 53.587
2035 | 10 | 10 | 2 | 53.4732
2035 | 10 | 10 | 3 | 53.8279
2035 | 10 | 10 | 4 | 54.5194
2035 | 10 | 10 | 5 | 56.3947
2035 | 10 | 10 | 6 | 59.431
2035 | 10 | 10 | 7 | 63.6139
2035 | 10 | 10 | 8 | 63.9684
2035 | 10 | 10 | 9 | 56.2536
2035 | 10 | 10 | 10 | 50.3761
2035 | 10 | 10 | 11 | 45.6647
2035 | 10 | 10 | 12 | 47.5443
2035 | 10 | 10 | 13 | 48.7121
2035 | 10 | 10 | 14 | 47.0098
2035 | 10 | 10 | 15 | 47.2896
2035 | 10 | 10 | 16 | 50.3697
2035 | 10 | 10 | 17 | 59.5594
2035 | 10 | 10 | 18 | 67.0235
2035 | 10 | 10 | 19 | 66.2665
2035 | 10 | 10 | 20 | 63.6756
2035 | 10 | 10 | 21 | 59.677
2035 | 10 | 10 | 22 | 55.9578
2035 | 10 | 10 | 23 | 52.8633
2035 | 10 | 11 | 0 | 52.2142
2035 | 10 | 11 | 1 | 52.5137
2035 | 10 | 11 | 2 | 52.3387
2035 | 10 | 11 | 3 | 52.6187
2035 | 10 | 11 | 4 | 53.2062
2035 | 10 | 11 | 5 | 55.1044
2035 | 10 | 11 | 6 | 58.4951
2035 | 10 | 11 | 7 | 63.0235
2035 | 10 | 11 | 8 | 63.7612
2035 | 10 | 11 | 9 | 55.5269
2035 | 10 | 11 | 10 | 48.972
2035 | 10 | 11 | 11 | 43.5838
2035 | 10 | 11 | 12 | 44.8915
2035 | 10 | 11 | 13 | 45.8947
2035 | 10 | 11 | 14 | 45.2146
2035 | 10 | 11 | 15 | 45.87
2035 | 10 | 11 | 16 | 49.2696
2035 | 10 | 11 | 17 | 58.8078
2035 | 10 | 11 | 18 | 70.962
2035 | 10 | 11 | 19 | 67.5375
2035 | 10 | 11 | 20 | 63.8873
2035 | 10 | 11 | 21 | 59.7344
2035 | 10 | 11 | 22 | 55.9451
2035 | 10 | 11 | 23 | 53.051
2035 | 10 | 12 | 0 | 52.1115
2035 | 10 | 12 | 1 | 52.3985
2035 | 10 | 12 | 2 | 51.9896
2035 | 10 | 12 | 3 | 52.0429
2035 | 10 | 12 | 4 | 52.5709
2035 | 10 | 12 | 5 | 54.3524
2035 | 10 | 12 | 6 | 57.3631
2035 | 10 | 12 | 7 | 62.2595
2035 | 10 | 12 | 8 | 62.3115
2035 | 10 | 12 | 9 | 53.4617
2035 | 10 | 12 | 10 | 47.9736
2035 | 10 | 12 | 11 | 45.0688
2035 | 10 | 12 | 12 | 44.4537
2035 | 10 | 12 | 13 | 45.744
2035 | 10 | 12 | 14 | 45.4682
2035 | 10 | 12 | 15 | 45.4855
2035 | 10 | 12 | 16 | 47.1869
2035 | 10 | 12 | 17 | 56.1852
2035 | 10 | 12 | 18 | 65.0118
2035 | 10 | 12 | 19 | 63.4757
2035 | 10 | 12 | 20 | 60.0461
2035 | 10 | 12 | 21 | 56.2744
2035 | 10 | 12 | 22 | 53.2562
2035 | 10 | 12 | 23 | 50.7112
2035 | 10 | 13 | 0 | 49.969
2035 | 10 | 13 | 1 | 48.5302
2035 | 10 | 13 | 2 | 47.9809
2035 | 10 | 13 | 3 | 47.7883
2035 | 10 | 13 | 4 | 48.1007
2035 | 10 | 13 | 5 | 48.9417
2035 | 10 | 13 | 6 | 49.5609
2035 | 10 | 13 | 7 | 53.5925
2035 | 10 | 13 | 8 | 59.0946
2035 | 10 | 13 | 9 | 54.3775
2035 | 10 | 13 | 10 | 47.3763
2035 | 10 | 13 | 11 | 43.0228
2035 | 10 | 13 | 12 | 45.0903
2035 | 10 | 13 | 13 | 44.9916
2035 | 10 | 13 | 14 | 43.2931
2035 | 10 | 13 | 15 | 44.5447
2035 | 10 | 13 | 16 | 49.6685
2035 | 10 | 13 | 17 | 61.3265
2035 | 10 | 13 | 18 | 67.9323
2035 | 10 | 13 | 19 | 62.9218
2035 | 10 | 13 | 20 | 57.7669
2035 | 10 | 13 | 21 | 53.0435
2035 | 10 | 13 | 22 | 50.2766
2035 | 10 | 13 | 23 | 48.5952
2035 | 10 | 14 | 0 | 47.1164
2035 | 10 | 14 | 1 | 45.2149
2035 | 10 | 14 | 2 | 44.6376
2035 | 10 | 14 | 3 | 44.5906
2035 | 10 | 14 | 4 | 44.8974
2035 | 10 | 14 | 5 | 45.5998
2035 | 10 | 14 | 6 | 46.0852
2035 | 10 | 14 | 7 | 49.821
2035 | 10 | 14 | 8 | 56.2486
2035 | 10 | 14 | 9 | 52.74
2035 | 10 | 14 | 10 | 45.8054
2035 | 10 | 14 | 11 | 39.353
2035 | 10 | 14 | 12 | 39.13
2035 | 10 | 14 | 13 | 40.3347
2035 | 10 | 14 | 14 | 42.0322
2035 | 10 | 14 | 15 | 44.7795
2035 | 10 | 14 | 16 | 50.0602
2035 | 10 | 14 | 17 | 62.1389
2035 | 10 | 14 | 18 | 68.47
2035 | 10 | 14 | 19 | 62.3276
2035 | 10 | 14 | 20 | 57.5225
2035 | 10 | 14 | 21 | 52.5377
2035 | 10 | 14 | 22 | 48.8078
2035 | 10 | 14 | 23 | 46.6496
2035 | 10 | 15 | 0 | 47.3334
2035 | 10 | 15 | 1 | 46.1492
2035 | 10 | 15 | 2 | 46.0176
2035 | 10 | 15 | 3 | 46.3327
2035 | 10 | 15 | 4 | 47.0517
2035 | 10 | 15 | 5 | 49.1134
2035 | 10 | 15 | 6 | 52.0251
2035 | 10 | 15 | 7 | 57.818
2035 | 10 | 15 | 8 | 62.8955
2035 | 10 | 15 | 9 | 57.8927
2035 | 10 | 15 | 10 | 51.6925
2035 | 10 | 15 | 11 | 47.0543
2035 | 10 | 15 | 12 | 46.3603
2035 | 10 | 15 | 13 | 47.634
2035 | 10 | 15 | 14 | 47.1945
2035 | 10 | 15 | 15 | 48.8236
2035 | 10 | 15 | 16 | 53.6088
2035 | 10 | 15 | 17 | 64.6513
2035 | 10 | 15 | 18 | 71.0595
2035 | 10 | 15 | 19 | 66.3212
2035 | 10 | 15 | 20 | 61.9866
2035 | 10 | 15 | 21 | 57.2671
2035 | 10 | 15 | 22 | 53.3798
2035 | 10 | 15 | 23 | 50.5591
2035 | 10 | 16 | 0 | 50.4421
2035 | 10 | 16 | 1 | 49.3284
2035 | 10 | 16 | 2 | 49
2035 | 10 | 16 | 3 | 49.2604
2035 | 10 | 16 | 4 | 49.9203
2035 | 10 | 16 | 5 | 51.8843
2035 | 10 | 16 | 6 | 55.0569
2035 | 10 | 16 | 7 | 61.3227
2035 | 10 | 16 | 8 | 67.3646
2035 | 10 | 16 | 9 | 62.6712
2035 | 10 | 16 | 10 | 55.1278
2035 | 10 | 16 | 11 | 48.4925
2035 | 10 | 16 | 12 | 48.3697
2035 | 10 | 16 | 13 | 48.6785
2035 | 10 | 16 | 14 | 48.4777
2035 | 10 | 16 | 15 | 50.6763
2035 | 10 | 16 | 16 | 57.464
2035 | 10 | 16 | 17 | 68.3146
2035 | 10 | 16 | 18 | 72.946
2035 | 10 | 16 | 19 | 68.4567
2035 | 10 | 16 | 20 | 64.3716
2035 | 10 | 16 | 21 | 59.9481
2035 | 10 | 16 | 22 | 56.1305
2035 | 10 | 16 | 23 | 53.4336
2035 | 10 | 17 | 0 | 53.075
2035 | 10 | 17 | 1 | 53.0709
2035 | 10 | 17 | 2 | 52.8057
2035 | 10 | 17 | 3 | 53.0485
2035 | 10 | 17 | 4 | 53.7613
2035 | 10 | 17 | 5 | 55.6848
2035 | 10 | 17 | 6 | 58.2593
2035 | 10 | 17 | 7 | 64.1091
2035 | 10 | 17 | 8 | 68.5859
2035 | 10 | 17 | 9 | 62.4095
2035 | 10 | 17 | 10 | 55.0221
2035 | 10 | 17 | 11 | 49.3368
2035 | 10 | 17 | 12 | 49.9142
2035 | 10 | 17 | 13 | 50.9734
2035 | 10 | 17 | 14 | 50.9606
2035 | 10 | 17 | 15 | 52.4676
2035 | 10 | 17 | 16 | 57.3893
2035 | 10 | 17 | 17 | 68.9601
2035 | 10 | 17 | 18 | 71.1444
2035 | 10 | 17 | 19 | 68.3517
2035 | 10 | 17 | 20 | 64.9862
2035 | 10 | 17 | 21 | 60.9183
2035 | 10 | 17 | 22 | 57.1991
2035 | 10 | 17 | 23 | 54.398
2035 | 10 | 18 | 0 | 54.1304
2035 | 10 | 18 | 1 | 52.8536
2035 | 10 | 18 | 2 | 52.4378
2035 | 10 | 18 | 3 | 52.4923
2035 | 10 | 18 | 4 | 52.955
2035 | 10 | 18 | 5 | 54.7373
2035 | 10 | 18 | 6 | 57.5922
2035 | 10 | 18 | 7 | 62.962
2035 | 10 | 18 | 8 | 65.9271
2035 | 10 | 18 | 9 | 58.6061
2035 | 10 | 18 | 10 | 51.6108
2035 | 10 | 18 | 11 | 46.9367
2035 | 10 | 18 | 12 | 49.5543
2035 | 10 | 18 | 13 | 50.7473
2035 | 10 | 18 | 14 | 50.7794
2035 | 10 | 18 | 15 | 52.2465
2035 | 10 | 18 | 16 | 57.1452
2035 | 10 | 18 | 17 | 68.3066
2035 | 10 | 18 | 18 | 69.4962
2035 | 10 | 18 | 19 | 65.4942
2035 | 10 | 18 | 20 | 61.5928
2035 | 10 | 18 | 21 | 57.3934
2035 | 10 | 18 | 22 | 53.8093
2035 | 10 | 18 | 23 | 51.0375
2035 | 10 | 19 | 0 | 50.5691
2035 | 10 | 19 | 1 | 48.9147
2035 | 10 | 19 | 2 | 48.3736
2035 | 10 | 19 | 3 | 48.3441
2035 | 10 | 19 | 4 | 48.8333
2035 | 10 | 19 | 5 | 50.658
2035 | 10 | 19 | 6 | 53.5209
2035 | 10 | 19 | 7 | 58.5863
2035 | 10 | 19 | 8 | 59.8998
2035 | 10 | 19 | 9 | 52.0442
2035 | 10 | 19 | 10 | 47.2774
2035 | 10 | 19 | 11 | 44.444
2035 | 10 | 19 | 12 | 44.5525
2035 | 10 | 19 | 13 | 45.7642
2035 | 10 | 19 | 14 | 46.2791
2035 | 10 | 19 | 15 | 45.6985
2035 | 10 | 19 | 16 | 47.4031
2035 | 10 | 19 | 17 | 55.7488
2035 | 10 | 19 | 18 | 66.2205
2035 | 10 | 19 | 19 | 63.0112
2035 | 10 | 19 | 20 | 59.1067
2035 | 10 | 19 | 21 | 55.1839
2035 | 10 | 19 | 22 | 52.0706
2035 | 10 | 19 | 23 | 49.5277
2035 | 10 | 20 | 0 | 48.5263
2035 | 10 | 20 | 1 | 48.3249
2035 | 10 | 20 | 2 | 48.0884
2035 | 10 | 20 | 3 | 48.2858
2035 | 10 | 20 | 4 | 48.8062
2035 | 10 | 20 | 5 | 49.8066
2035 | 10 | 20 | 6 | 50.3766
2035 | 10 | 20 | 7 | 54.251
2035 | 10 | 20 | 8 | 58.244
2035 | 10 | 20 | 9 | 52.9268
2035 | 10 | 20 | 10 | 46.9131
2035 | 10 | 20 | 11 | 40.5507
2035 | 10 | 20 | 12 | 38.3684
2035 | 10 | 20 | 13 | 39.5104
2035 | 10 | 20 | 14 | 41.0533
2035 | 10 | 20 | 15 | 42.8676
2035 | 10 | 20 | 16 | 46.5637
2035 | 10 | 20 | 17 | 55.9933
2035 | 10 | 20 | 18 | 66.8816
2035 | 10 | 20 | 19 | 64.0315
2035 | 10 | 20 | 20 | 59.8894
2035 | 10 | 20 | 21 | 55.7627
2035 | 10 | 20 | 22 | 52.9586
2035 | 10 | 20 | 23 | 51.1935
2035 | 10 | 21 | 0 | 50.4865
2035 | 10 | 21 | 1 | 49.0098
2035 | 10 | 21 | 2 | 48.611
2035 | 10 | 21 | 3 | 48.6687
2035 | 10 | 21 | 4 | 49.0807
2035 | 10 | 21 | 5 | 50.0084
2035 | 10 | 21 | 6 | 51.2749
2035 | 10 | 21 | 7 | 53.8004
2035 | 10 | 21 | 8 | 55.6454
2035 | 10 | 21 | 9 | 47.2299
2035 | 10 | 21 | 10 | 40.2427
2035 | 10 | 21 | 11 | 35.8921
2035 | 10 | 21 | 12 | 37.2283
2035 | 10 | 21 | 13 | 37.6016
2035 | 10 | 21 | 14 | 36.4801
2035 | 10 | 21 | 15 | 38.2622
2035 | 10 | 21 | 16 | 45.0399
2035 | 10 | 21 | 17 | 58.2244
2035 | 10 | 21 | 18 | 70.1034
2035 | 10 | 21 | 19 | 63.9203
2035 | 10 | 21 | 20 | 59.2191
2035 | 10 | 21 | 21 | 54.4126
2035 | 10 | 21 | 22 | 50.645
2035 | 10 | 21 | 23 | 48.4629
2035 | 10 | 22 | 0 | 49.8177
2035 | 10 | 22 | 1 | 47.1296
2035 | 10 | 22 | 2 | 47.0425
2035 | 10 | 22 | 3 | 47.2218
2035 | 10 | 22 | 4 | 47.7282
2035 | 10 | 22 | 5 | 49.4937
2035 | 10 | 22 | 6 | 52.8691
2035 | 10 | 22 | 7 | 58.3601
2035 | 10 | 22 | 8 | 63.6951
2035 | 10 | 22 | 9 | 58.0052
2035 | 10 | 22 | 10 | 52.0801
2035 | 10 | 22 | 11 | 47.5869
2035 | 10 | 22 | 12 | 49.5361
2035 | 10 | 22 | 13 | 49.8132
2035 | 10 | 22 | 14 | 48.3178
2035 | 10 | 22 | 15 | 48.6518
2035 | 10 | 22 | 16 | 54.2846
2035 | 10 | 22 | 17 | 64.4928
2035 | 10 | 22 | 18 | 67.4601
2035 | 10 | 22 | 19 | 63.2232
2035 | 10 | 22 | 20 | 59.2285
2035 | 10 | 22 | 21 | 54.6442
2035 | 10 | 22 | 22 | 50.6785
2035 | 10 | 22 | 23 | 47.9136
2035 | 10 | 23 | 0 | 46.8342
2035 | 10 | 23 | 1 | 46.9216
2035 | 10 | 23 | 2 | 46.5811
2035 | 10 | 23 | 3 | 46.7494
2035 | 10 | 23 | 4 | 47.3076
2035 | 10 | 23 | 5 | 49.0961
2035 | 10 | 23 | 6 | 52.8538
2035 | 10 | 23 | 7 | 59.0293
2035 | 10 | 23 | 8 | 64.2665
2035 | 10 | 23 | 9 | 57.4944
2035 | 10 | 23 | 10 | 49.1543
2035 | 10 | 23 | 11 | 43.685
2035 | 10 | 23 | 12 | 44.017
2035 | 10 | 23 | 13 | 44.9275
2035 | 10 | 23 | 14 | 44.8132
2035 | 10 | 23 | 15 | 46.3046
2035 | 10 | 23 | 16 | 52.8774
2035 | 10 | 23 | 17 | 64.4691
2035 | 10 | 23 | 18 | 65.2096
2035 | 10 | 23 | 19 | 62.3673
2035 | 10 | 23 | 20 | 58.4248
2035 | 10 | 23 | 21 | 54.6148
2035 | 10 | 23 | 22 | 51.2528
2035 | 10 | 23 | 23 | 48.9597
2035 | 10 | 24 | 0 | 48.8825
2035 | 10 | 24 | 1 | 49.186
2035 | 10 | 24 | 2 | 48.7987
2035 | 10 | 24 | 3 | 48.9069
2035 | 10 | 24 | 4 | 49.4416
2035 | 10 | 24 | 5 | 51.2571
2035 | 10 | 24 | 6 | 53.5683
2035 | 10 | 24 | 7 | 59.1779
2035 | 10 | 24 | 8 | 62.8243
2035 | 10 | 24 | 9 | 54.1436
2035 | 10 | 24 | 10 | 46.2757
2035 | 10 | 24 | 11 | 42.1256
2035 | 10 | 24 | 12 | 44.8068
2035 | 10 | 24 | 13 | 45.9672
2035 | 10 | 24 | 14 | 44.7473
2035 | 10 | 24 | 15 | 45.4077
2035 | 10 | 24 | 16 | 51.563
2035 | 10 | 24 | 17 | 63.5574
2035 | 10 | 24 | 18 | 68.27
2035 | 10 | 24 | 19 | 64.1568
2035 | 10 | 24 | 20 | 60.5058
2035 | 10 | 24 | 21 | 56.475
2035 | 10 | 24 | 22 | 53.0536
2035 | 10 | 24 | 23 | 50.4084
2035 | 10 | 25 | 0 | 49.2525
2035 | 10 | 25 | 1 | 46.3139
2035 | 10 | 25 | 2 | 45.8508
2035 | 10 | 25 | 3 | 45.9694
2035 | 10 | 25 | 4 | 46.5116
2035 | 10 | 25 | 5 | 48.4765
2035 | 10 | 25 | 6 | 51.9367
2035 | 10 | 25 | 7 | 57.8633
2035 | 10 | 25 | 8 | 64.3009
2035 | 10 | 25 | 9 | 60.0077
2035 | 10 | 25 | 10 | 52.7108
2035 | 10 | 25 | 11 | 46.6847
2035 | 10 | 25 | 12 | 46.6443
2035 | 10 | 25 | 13 | 47.372
2035 | 10 | 25 | 14 | 47.251
2035 | 10 | 25 | 15 | 48.7081
2035 | 10 | 25 | 16 | 55.9258
2035 | 10 | 25 | 17 | 68.1262
2035 | 10 | 25 | 18 | 70.2656
2035 | 10 | 25 | 19 | 65.0876
2035 | 10 | 25 | 20 | 60.8485
2035 | 10 | 25 | 21 | 56.7313
2035 | 10 | 25 | 22 | 53.0351
2035 | 10 | 25 | 23 | 50.2474
2035 | 10 | 26 | 0 | 50.1129
2035 | 10 | 26 | 1 | 48.815
2035 | 10 | 26 | 2 | 48.2421
2035 | 10 | 26 | 3 | 48.1865
2035 | 10 | 26 | 4 | 48.5946
2035 | 10 | 26 | 5 | 50.3576
2035 | 10 | 26 | 6 | 53.2629
2035 | 10 | 26 | 7 | 59.1118
2035 | 10 | 26 | 8 | 64.4478
2035 | 10 | 26 | 9 | 58.8372
2035 | 10 | 26 | 10 | 51.222
2035 | 10 | 26 | 11 | 45.7601
2035 | 10 | 26 | 12 | 46.2049
2035 | 10 | 26 | 13 | 46.911
2035 | 10 | 26 | 14 | 46.0358
2035 | 10 | 26 | 15 | 46.8421
2035 | 10 | 26 | 16 | 54.0121
2035 | 10 | 26 | 17 | 65.5223
2035 | 10 | 26 | 18 | 68.0741
2035 | 10 | 26 | 19 | 62.6671
2035 | 10 | 26 | 20 | 58.1759
2035 | 10 | 26 | 21 | 54.0979
2035 | 10 | 26 | 22 | 50.803
2035 | 10 | 26 | 23 | 48.1839
2035 | 10 | 27 | 0 | 48.4585
2035 | 10 | 27 | 1 | 46.5492
2035 | 10 | 27 | 2 | 45.9193
2035 | 10 | 27 | 3 | 45.6824
2035 | 10 | 27 | 4 | 45.9523
2035 | 10 | 27 | 5 | 46.9091
2035 | 10 | 27 | 6 | 48.282
2035 | 10 | 27 | 7 | 52.7022
2035 | 10 | 27 | 8 | 60.007
2035 | 10 | 27 | 9 | 56.1948
2035 | 10 | 27 | 10 | 48.6738
2035 | 10 | 27 | 11 | 43.4019
2035 | 10 | 27 | 12 | 42.7069
2035 | 10 | 27 | 13 | 42.5522
2035 | 10 | 27 | 14 | 41.8656
2035 | 10 | 27 | 15 | 43.2519
2035 | 10 | 27 | 16 | 51.655
2035 | 10 | 27 | 17 | 64.9157
2035 | 10 | 27 | 18 | 66.1173
2035 | 10 | 27 | 19 | 60.2472
2035 | 10 | 27 | 20 | 54.9176
2035 | 10 | 27 | 21 | 50.5682
2035 | 10 | 27 | 22 | 47.646
2035 | 10 | 27 | 23 | 45.8694
2035 | 10 | 28 | 0 | 47.2234
2035 | 10 | 28 | 1 | 46.2737
2035 | 10 | 28 | 2 | 45.6825
2035 | 10 | 28 | 3 | 45.5344
2035 | 10 | 28 | 4 | 45.8251
2035 | 10 | 28 | 5 | 46.6487
2035 | 10 | 28 | 6 | 47.8758
2035 | 10 | 28 | 7 | 51.1378
2035 | 10 | 28 | 8 | 56.6688
2035 | 10 | 28 | 9 | 51.1932
2035 | 10 | 28 | 10 | 43.9688
2035 | 10 | 28 | 11 | 39.0931
2035 | 10 | 28 | 12 | 40.8691
2035 | 10 | 28 | 13 | 41.6073
2035 | 10 | 28 | 14 | 41.6463
2035 | 10 | 28 | 15 | 42.8384
2035 | 10 | 28 | 16 | 50.5425
2035 | 10 | 28 | 17 | 63.3015
2035 | 10 | 28 | 18 | 66.0123
2035 | 10 | 28 | 19 | 60.4785
2035 | 10 | 28 | 20 | 55.7393
2035 | 10 | 28 | 21 | 51.3831
2035 | 10 | 28 | 22 | 47.9264
2035 | 10 | 28 | 23 | 45.8831
2035 | 10 | 29 | 0 | 46.2302
2035 | 10 | 29 | 1 | 45.6659
2035 | 10 | 29 | 2 | 45.509
2035 | 10 | 29 | 3 | 45.7491
2035 | 10 | 29 | 4 | 46.3803
2035 | 10 | 29 | 5 | 48.3333
2035 | 10 | 29 | 6 | 51.2259
2035 | 10 | 29 | 7 | 57.199
2035 | 10 | 29 | 8 | 62.9665
2035 | 10 | 29 | 9 | 56.7911
2035 | 10 | 29 | 10 | 49.7869
2035 | 10 | 29 | 11 | 45.4245
2035 | 10 | 29 | 12 | 46.2537
2035 | 10 | 29 | 13 | 47.1833
2035 | 10 | 29 | 14 | 47.031
2035 | 10 | 29 | 15 | 48.5302
2035 | 10 | 29 | 16 | 55.3158
2035 | 10 | 29 | 17 | 67.4812
2035 | 10 | 29 | 18 | 68.5105
2035 | 10 | 29 | 19 | 63.5492
2035 | 10 | 29 | 20 | 59.1727
2035 | 10 | 29 | 21 | 54.8335
2035 | 10 | 29 | 22 | 51.0578
2035 | 10 | 29 | 23 | 48.4827
2035 | 10 | 30 | 0 | 48.7378
2035 | 10 | 30 | 1 | 48.7732
2035 | 10 | 30 | 2 | 48.4376
2035 | 10 | 30 | 3 | 48.6957
2035 | 10 | 30 | 4 | 49.3346
2035 | 10 | 30 | 5 | 51.2549
2035 | 10 | 30 | 6 | 52.958
2035 | 10 | 30 | 7 | 59.1735
2035 | 10 | 30 | 8 | 65.0632
2035 | 10 | 30 | 9 | 59.269
2035 | 10 | 30 | 10 | 51.4002
2035 | 10 | 30 | 11 | 46.0884
2035 | 10 | 30 | 12 | 47.64
2035 | 10 | 30 | 13 | 48.193
2035 | 10 | 30 | 14 | 48.0401
2035 | 10 | 30 | 15 | 50.1221
2035 | 10 | 30 | 16 | 58.0252
2035 | 10 | 30 | 17 | 70.0357
2035 | 10 | 30 | 18 | 70.0268
2035 | 10 | 30 | 19 | 65.0041
2035 | 10 | 30 | 20 | 60.8166
2035 | 10 | 30 | 21 | 56.6662
2035 | 10 | 30 | 22 | 53.0339
2035 | 10 | 30 | 23 | 50.444
2035 | 10 | 31 | 0 | 50.5226
2035 | 10 | 31 | 1 | 49.5417
2035 | 10 | 31 | 2 | 49.1852
2035 | 10 | 31 | 3 | 49.34
2035 | 10 | 31 | 4 | 49.9119
2035 | 10 | 31 | 5 | 51.7255
2035 | 10 | 31 | 6 | 54.6655
2035 | 10 | 31 | 7 | 59.9545
2035 | 10 | 31 | 8 | 63.2103
2035 | 10 | 31 | 9 | 54.9046
2035 | 10 | 31 | 10 | 47.1619
2035 | 10 | 31 | 11 | 42.9243
2035 | 10 | 31 | 12 | 42.4005
2035 | 10 | 31 | 13 | 43.6122
2035 | 10 | 31 | 14 | 42.6576
2035 | 10 | 31 | 15 | 42.7349
2035 | 10 | 31 | 16 | 47.3864
2035 | 10 | 31 | 17 | 58.0206
2035 | 10 | 31 | 18 | 65.5179
2035 | 10 | 31 | 19 | 62.566
2035 | 10 | 31 | 20 | 59.2845
2035 | 10 | 31 | 21 | 55.5803
2035 | 10 | 31 | 22 | 52.0295
2035 | 10 | 31 | 23 | 49.3724
2035 | 11 | 1 | 0 | 49.5272
2035 | 11 | 1 | 1 | 47.7524
2035 | 11 | 1 | 2 | 47.5227
2035 | 11 | 1 | 3 | 47.6487
2035 | 11 | 1 | 4 | 48.1991
2035 | 11 | 1 | 5 | 50.1577
2035 | 11 | 1 | 6 | 53.7636
2035 | 11 | 1 | 7 | 58.0248
2035 | 11 | 1 | 8 | 58.6399
2035 | 11 | 1 | 9 | 49.3134
2035 | 11 | 1 | 10 | 43.2754
2035 | 11 | 1 | 11 | 40.12
2035 | 11 | 1 | 12 | 41.339
2035 | 11 | 1 | 13 | 43.3195
2035 | 11 | 1 | 14 | 43.0564
2035 | 11 | 1 | 15 | 43.2956
2035 | 11 | 1 | 16 | 47.5203
2035 | 11 | 1 | 17 | 56.3571
2035 | 11 | 1 | 18 | 63.2044
2035 | 11 | 1 | 19 | 59.9708
2035 | 11 | 1 | 20 | 56.579
2035 | 11 | 1 | 21 | 52.6907
2035 | 11 | 1 | 22 | 49.2728
2035 | 11 | 1 | 23 | 46.4655
2035 | 11 | 2 | 0 | 47.082
2035 | 11 | 2 | 1 | 46.4488
2035 | 11 | 2 | 2 | 46.0064
2035 | 11 | 2 | 3 | 45.9197
2035 | 11 | 2 | 4 | 46.3489
2035 | 11 | 2 | 5 | 48.1886
2035 | 11 | 2 | 6 | 51.9808
2035 | 11 | 2 | 7 | 57.5452
2035 | 11 | 2 | 8 | 62.9274
2035 | 11 | 2 | 9 | 57.0765
2035 | 11 | 2 | 10 | 49.956
2035 | 11 | 2 | 11 | 45.0912
2035 | 11 | 2 | 12 | 45.9501
2035 | 11 | 2 | 13 | 47.105
2035 | 11 | 2 | 14 | 45.8218
2035 | 11 | 2 | 15 | 46.029
2035 | 11 | 2 | 16 | 52.5013
2035 | 11 | 2 | 17 | 62.0069
2035 | 11 | 2 | 18 | 63.664
2035 | 11 | 2 | 19 | 59.5809
2035 | 11 | 2 | 20 | 55.6791
2035 | 11 | 2 | 21 | 51.742
2035 | 11 | 2 | 22 | 48.7641
2035 | 11 | 2 | 23 | 46.1848
2035 | 11 | 3 | 0 | 45.2662
2035 | 11 | 3 | 1 | 44.577
2035 | 11 | 3 | 2 | 44.1969
2035 | 11 | 3 | 3 | 44.111
2035 | 11 | 3 | 4 | 44.478
2035 | 11 | 3 | 5 | 45.4793
2035 | 11 | 3 | 6 | 47.2194
2035 | 11 | 3 | 7 | 51.1982
2035 | 11 | 3 | 8 | 58.2144
2035 | 11 | 3 | 9 | 55.0395
2035 | 11 | 3 | 10 | 48.9357
2035 | 11 | 3 | 11 | 43.3398
2035 | 11 | 3 | 12 | 41.5061
2035 | 11 | 3 | 13 | 42.0617
2035 | 11 | 3 | 14 | 42.3755
2035 | 11 | 3 | 15 | 44.3337
2035 | 11 | 3 | 16 | 51.6915
2035 | 11 | 3 | 17 | 62.4414
2035 | 11 | 3 | 18 | 65.0168
2035 | 11 | 3 | 19 | 60.3164
2035 | 11 | 3 | 20 | 55.8316
2035 | 11 | 3 | 21 | 51.6035
2035 | 11 | 3 | 22 | 48.8876
2035 | 11 | 3 | 23 | 47.0631
2035 | 11 | 4 | 0 | 46.637
2035 | 11 | 4 | 1 | 47.9968
2035 | 11 | 4 | 2 | 46.8795
2035 | 11 | 4 | 3 | 46.5026
2035 | 11 | 4 | 4 | 46.5494
2035 | 11 | 4 | 5 | 46.1829
2035 | 11 | 4 | 6 | 45.5874
2035 | 11 | 4 | 7 | 46.9885
2035 | 11 | 4 | 8 | 51.9451
2035 | 11 | 4 | 9 | 45.6708
2035 | 11 | 4 | 10 | 38.3162
2035 | 11 | 4 | 11 | 34.7944
2035 | 11 | 4 | 12 | 37.4329
2035 | 11 | 4 | 13 | 39.368
2035 | 11 | 4 | 14 | 39.3198
2035 | 11 | 4 | 15 | 39.3765
2035 | 11 | 4 | 16 | 44.3382
2035 | 11 | 4 | 17 | 55.9218
2035 | 11 | 4 | 18 | 70.0167
2035 | 11 | 4 | 19 | 62.1486
2035 | 11 | 4 | 20 | 57.7698
2035 | 11 | 4 | 21 | 53.5677
2035 | 11 | 4 | 22 | 50.8532
2035 | 11 | 4 | 23 | 48.9592
2035 | 11 | 5 | 0 | 48.3296
2035 | 11 | 5 | 1 | 46.6403
2035 | 11 | 5 | 2 | 45.7172
2035 | 11 | 5 | 3 | 45.4492
2035 | 11 | 5 | 4 | 45.627
2035 | 11 | 5 | 5 | 46.2295
2035 | 11 | 5 | 6 | 47.2864
2035 | 11 | 5 | 7 | 51.9244
2035 | 11 | 5 | 8 | 60.3167
2035 | 11 | 5 | 9 | 56.3904
2035 | 11 | 5 | 10 | 49.0946
2035 | 11 | 5 | 11 | 45.0073
2035 | 11 | 5 | 12 | 47.9702
2035 | 11 | 5 | 13 | 49.9982
2035 | 11 | 5 | 14 | 50.1262
2035 | 11 | 5 | 15 | 50.4943
2035 | 11 | 5 | 16 | 55.8861
2035 | 11 | 5 | 17 | 66.7736
2035 | 11 | 5 | 18 | 71.6717
2035 | 11 | 5 | 19 | 64.8024
2035 | 11 | 5 | 20 | 60.8046
2035 | 11 | 5 | 21 | 56.8099
2035 | 11 | 5 | 22 | 53.922
2035 | 11 | 5 | 23 | 51.5706
2035 | 11 | 6 | 0 | 50.0761
2035 | 11 | 6 | 1 | 50.0032
2035 | 11 | 6 | 2 | 49.0544
2035 | 11 | 6 | 3 | 49.0718
2035 | 11 | 6 | 4 | 49.6236
2035 | 11 | 6 | 5 | 50.5455
2035 | 11 | 6 | 6 | 51.6106
2035 | 11 | 6 | 7 | 56.8976
2035 | 11 | 6 | 8 | 65.643
2035 | 11 | 6 | 9 | 62.1504
2035 | 11 | 6 | 10 | 53.8101
2035 | 11 | 6 | 11 | 47.8736
2035 | 11 | 6 | 12 | 48.466
2035 | 11 | 6 | 13 | 50.2318
2035 | 11 | 6 | 14 | 51.0036
2035 | 11 | 6 | 15 | 52.5301
2035 | 11 | 6 | 16 | 58.579
2035 | 11 | 6 | 17 | 69.5231
2035 | 11 | 6 | 18 | 74.6453
2035 | 11 | 6 | 19 | 69.8231
2035 | 11 | 6 | 20 | 66.8757
2035 | 11 | 6 | 21 | 63.5656
2035 | 11 | 6 | 22 | 60.9844
2035 | 11 | 6 | 23 | 58.5341
2035 | 11 | 7 | 0 | 57.317
2035 | 11 | 7 | 1 | 56.1086
2035 | 11 | 7 | 2 | 55.2011
2035 | 11 | 7 | 3 | 55.0568
2035 | 11 | 7 | 4 | 55.4785
2035 | 11 | 7 | 5 | 56.1049
2035 | 11 | 7 | 6 | 57.3371
2035 | 11 | 7 | 7 | 61.7156
2035 | 11 | 7 | 8 | 68.2726
2035 | 11 | 7 | 9 | 62.9156
2035 | 11 | 7 | 10 | 55.3218
2035 | 11 | 7 | 11 | 50.374
2035 | 11 | 7 | 12 | 53.5825
2035 | 11 | 7 | 13 | 55.0052
2035 | 11 | 7 | 14 | 55.0967
2035 | 11 | 7 | 15 | 55.5322
2035 | 11 | 7 | 16 | 60.5656
2035 | 11 | 7 | 17 | 71.2167
2035 | 11 | 7 | 18 | 76.0046
2035 | 11 | 7 | 19 | 69.9423
2035 | 11 | 7 | 20 | 66.6592
2035 | 11 | 7 | 21 | 62.9756
2035 | 11 | 7 | 22 | 60.159
2035 | 11 | 7 | 23 | 57.5574
2035 | 11 | 8 | 0 | 57.1207
2035 | 11 | 8 | 1 | 55.798
2035 | 11 | 8 | 2 | 54.8402
2035 | 11 | 8 | 3 | 54.7102
2035 | 11 | 8 | 4 | 55.1185
2035 | 11 | 8 | 5 | 55.8665
2035 | 11 | 8 | 6 | 57.3513
2035 | 11 | 8 | 7 | 61.6261
2035 | 11 | 8 | 8 | 68.2489
2035 | 11 | 8 | 9 | 64.3222
2035 | 11 | 8 | 10 | 57.5386
2035 | 11 | 8 | 11 | 51.7952
2035 | 11 | 8 | 12 | 50.5245
2035 | 11 | 8 | 13 | 52.5984
2035 | 11 | 8 | 14 | 53.4307
2035 | 11 | 8 | 15 | 54.0312
2035 | 11 | 8 | 16 | 57.9377
2035 | 11 | 8 | 17 | 68.284
2035 | 11 | 8 | 18 | 77.1784
2035 | 11 | 8 | 19 | 72.1661
2035 | 11 | 8 | 20 | 69.2719
2035 | 11 | 8 | 21 | 66.0646
2035 | 11 | 8 | 22 | 63.5221
2035 | 11 | 8 | 23 | 60.8319
2035 | 11 | 9 | 0 | 58.2028
2035 | 11 | 9 | 1 | 56.897
2035 | 11 | 9 | 2 | 55.7748
2035 | 11 | 9 | 3 | 55.423
2035 | 11 | 9 | 4 | 55.649
2035 | 11 | 9 | 5 | 56.14
2035 | 11 | 9 | 6 | 57.9351
2035 | 11 | 9 | 7 | 62.4254
2035 | 11 | 9 | 8 | 69.4447
2035 | 11 | 9 | 9 | 64.8629
2035 | 11 | 9 | 10 | 56.6556
2035 | 11 | 9 | 11 | 51.4109
2035 | 11 | 9 | 12 | 51.7856
2035 | 11 | 9 | 13 | 53.2682
2035 | 11 | 9 | 14 | 52.4815
2035 | 11 | 9 | 15 | 52.355
2035 | 11 | 9 | 16 | 57.0575
2035 | 11 | 9 | 17 | 66.676
2035 | 11 | 9 | 18 | 74.6415
2035 | 11 | 9 | 19 | 68.9539
2035 | 11 | 9 | 20 | 65.7559
2035 | 11 | 9 | 21 | 62.5192
2035 | 11 | 9 | 22 | 60.2871
2035 | 11 | 9 | 23 | 57.7652
2035 | 11 | 10 | 0 | 56.2937
2035 | 11 | 10 | 1 | 52.1494
2035 | 11 | 10 | 2 | 50.8689
2035 | 11 | 10 | 3 | 50.2125
2035 | 11 | 10 | 4 | 50.1222
2035 | 11 | 10 | 5 | 49.9533
2035 | 11 | 10 | 6 | 51.1793
2035 | 11 | 10 | 7 | 53.5202
2035 | 11 | 10 | 8 | 59.9313
2035 | 11 | 10 | 9 | 56.5574
2035 | 11 | 10 | 10 | 49.7709
2035 | 11 | 10 | 11 | 45.6191
2035 | 11 | 10 | 12 | 46.3766
2035 | 11 | 10 | 13 | 47.6993
2035 | 11 | 10 | 14 | 46.9104
2035 | 11 | 10 | 15 | 47.0554
2035 | 11 | 10 | 16 | 51.8602
2035 | 11 | 10 | 17 | 61.2826
2035 | 11 | 10 | 18 | 71.0917
2035 | 11 | 10 | 19 | 64.3781
2035 | 11 | 10 | 20 | 59.6416
2035 | 11 | 10 | 21 | 55.7645
2035 | 11 | 10 | 22 | 53.6353
2035 | 11 | 10 | 23 | 51.9526
2035 | 11 | 11 | 0 | 51.4267
2035 | 11 | 11 | 1 | 48.6869
2035 | 11 | 11 | 2 | 47.4098
2035 | 11 | 11 | 3 | 46.7856
2035 | 11 | 11 | 4 | 46.7491
2035 | 11 | 11 | 5 | 46.4193
2035 | 11 | 11 | 6 | 46.09
2035 | 11 | 11 | 7 | 48.1548
2035 | 11 | 11 | 8 | 56.5007
2035 | 11 | 11 | 9 | 55.5421
2035 | 11 | 11 | 10 | 49.4797
2035 | 11 | 11 | 11 | 44.8122
2035 | 11 | 11 | 12 | 45.1815
2035 | 11 | 11 | 13 | 47.0116
2035 | 11 | 11 | 14 | 47.4636
2035 | 11 | 11 | 15 | 47.919
2035 | 11 | 11 | 16 | 53.2283
2035 | 11 | 11 | 17 | 63.4956
2035 | 11 | 11 | 18 | 70.0126
2035 | 11 | 11 | 19 | 62.9204
2035 | 11 | 11 | 20 | 58.5525
2035 | 11 | 11 | 21 | 54.581
2035 | 11 | 11 | 22 | 51.9415
2035 | 11 | 11 | 23 | 49.9705
2035 | 11 | 12 | 0 | 49.4554
2035 | 11 | 12 | 1 | 47.5498
2035 | 11 | 12 | 2 | 46.6275
2035 | 11 | 12 | 3 | 46.4301
2035 | 11 | 12 | 4 | 46.7578
2035 | 11 | 12 | 5 | 47.4239
2035 | 11 | 12 | 6 | 49.0037
2035 | 11 | 12 | 7 | 53.8727
2035 | 11 | 12 | 8 | 63.1351
2035 | 11 | 12 | 9 | 60.8176
2035 | 11 | 12 | 10 | 54.0089
2035 | 11 | 12 | 11 | 49.6818
2035 | 11 | 12 | 12 | 48.2734
2035 | 11 | 12 | 13 | 49.281
2035 | 11 | 12 | 14 | 49.4739
2035 | 11 | 12 | 15 | 50.0612
2035 | 11 | 12 | 16 | 54.8193
2035 | 11 | 12 | 17 | 64.8928
2035 | 11 | 12 | 18 | 69.2903
2035 | 11 | 12 | 19 | 63.9283
2035 | 11 | 12 | 20 | 60.8077
2035 | 11 | 12 | 21 | 57.2569
2035 | 11 | 12 | 22 | 54.5326
2035 | 11 | 12 | 23 | 52.0586
2035 | 11 | 13 | 0 | 52.5397
2035 | 11 | 13 | 1 | 49.5997
2035 | 11 | 13 | 2 | 48.2784
2035 | 11 | 13 | 3 | 47.8089
2035 | 11 | 13 | 4 | 47.8358
2035 | 11 | 13 | 5 | 48.249
2035 | 11 | 13 | 6 | 49.5185
2035 | 11 | 13 | 7 | 54.463
2035 | 11 | 13 | 8 | 63.0073
2035 | 11 | 13 | 9 | 58.974
2035 | 11 | 13 | 10 | 51.7212
2035 | 11 | 13 | 11 | 46.998
2035 | 11 | 13 | 12 | 48.3762
2035 | 11 | 13 | 13 | 49.1036
2035 | 11 | 13 | 14 | 49.0807
2035 | 11 | 13 | 15 | 49.0218
2035 | 11 | 13 | 16 | 53.0162
2035 | 11 | 13 | 17 | 61.2841
2035 | 11 | 13 | 18 | 67.9099
2035 | 11 | 13 | 19 | 62.438
2035 | 11 | 13 | 20 | 59.3395
2035 | 11 | 13 | 21 | 55.8037
2035 | 11 | 13 | 22 | 53.4769
2035 | 11 | 13 | 23 | 51.1678
2035 | 11 | 14 | 0 | 48.9395
2035 | 11 | 14 | 1 | 46.0297
2035 | 11 | 14 | 2 | 44.8188
2035 | 11 | 14 | 3 | 44.4671
2035 | 11 | 14 | 4 | 44.7215
2035 | 11 | 14 | 5 | 45.2375
2035 | 11 | 14 | 6 | 46.6422
2035 | 11 | 14 | 7 | 51.6399
2035 | 11 | 14 | 8 | 61.4783
2035 | 11 | 14 | 9 | 59.6455
2035 | 11 | 14 | 10 | 51.4872
2035 | 11 | 14 | 11 | 46.017
2035 | 11 | 14 | 12 | 45.8584
2035 | 11 | 14 | 13 | 47.0133
2035 | 11 | 14 | 14 | 47.9978
2035 | 11 | 14 | 15 | 48.6811
2035 | 11 | 14 | 16 | 54.268
2035 | 11 | 14 | 17 | 65.6971
2035 | 11 | 14 | 18 | 71.126
2035 | 11 | 14 | 19 | 64.8518
2035 | 11 | 14 | 20 | 61.5115
2035 | 11 | 14 | 21 | 58.0827
2035 | 11 | 14 | 22 | 55.2868
2035 | 11 | 14 | 23 | 52.7851
2035 | 11 | 15 | 0 | 52.5686
2035 | 11 | 15 | 1 | 50.7862
2035 | 11 | 15 | 2 | 49.6095
2035 | 11 | 15 | 3 | 49.3789
2035 | 11 | 15 | 4 | 49.7396
2035 | 11 | 15 | 5 | 50.4686
2035 | 11 | 15 | 6 | 52.2708
2035 | 11 | 15 | 7 | 56.6966
2035 | 11 | 15 | 8 | 64.7209
2035 | 11 | 15 | 9 | 62.3499
2035 | 11 | 15 | 10 | 55.4483
2035 | 11 | 15 | 11 | 50.5713
2035 | 11 | 15 | 12 | 49.3964
2035 | 11 | 15 | 13 | 50.5483
2035 | 11 | 15 | 14 | 50.2585
2035 | 11 | 15 | 15 | 51.1494
2035 | 11 | 15 | 16 | 56.004
2035 | 11 | 15 | 17 | 66.2466
2035 | 11 | 15 | 18 | 70.45
2035 | 11 | 15 | 19 | 66.1705
2035 | 11 | 15 | 20 | 63.8323
2035 | 11 | 15 | 21 | 60.8034
2035 | 11 | 15 | 22 | 58.539
2035 | 11 | 15 | 23 | 55.7516
2035 | 11 | 16 | 0 | 54.5874
2035 | 11 | 16 | 1 | 51.5115
2035 | 11 | 16 | 2 | 50.3458
2035 | 11 | 16 | 3 | 50.0179
2035 | 11 | 16 | 4 | 50.243
2035 | 11 | 16 | 5 | 50.7741
2035 | 11 | 16 | 6 | 52.5453
2035 | 11 | 16 | 7 | 57.21
2035 | 11 | 16 | 8 | 66.5354
2035 | 11 | 16 | 9 | 64.581
2035 | 11 | 16 | 10 | 56.2279
2035 | 11 | 16 | 11 | 49.803
2035 | 11 | 16 | 12 | 49.3587
2035 | 11 | 16 | 13 | 49.7422
2035 | 11 | 16 | 14 | 48.8443
2035 | 11 | 16 | 15 | 49.1883
2035 | 11 | 16 | 16 | 55.4015
2035 | 11 | 16 | 17 | 65.8719
2035 | 11 | 16 | 18 | 70.841
2035 | 11 | 16 | 19 | 65.9203
2035 | 11 | 16 | 20 | 63.1575
2035 | 11 | 16 | 21 | 60.214
2035 | 11 | 16 | 22 | 58.0201
2035 | 11 | 16 | 23 | 55.4042
2035 | 11 | 17 | 0 | 53.8772
2035 | 11 | 17 | 1 | 54.1029
2035 | 11 | 17 | 2 | 52.9492
2035 | 11 | 17 | 3 | 52.491
2035 | 11 | 17 | 4 | 52.5687
2035 | 11 | 17 | 5 | 52.5333
2035 | 11 | 17 | 6 | 52.9593
2035 | 11 | 17 | 7 | 55.6047
2035 | 11 | 17 | 8 | 63.4201
2035 | 11 | 17 | 9 | 61.1162
2035 | 11 | 17 | 10 | 54.3187
2035 | 11 | 17 | 11 | 49.4851
2035 | 11 | 17 | 12 | 50.7406
2035 | 11 | 17 | 13 | 49.9329
2035 | 11 | 17 | 14 | 49.2307
2035 | 11 | 17 | 15 | 50.6684
2035 | 11 | 17 | 16 | 58.0932
2035 | 11 | 17 | 17 | 69.4495
2035 | 11 | 17 | 18 | 75.1767
2035 | 11 | 17 | 19 | 68.6793
2035 | 11 | 17 | 20 | 64.256
2035 | 11 | 17 | 21 | 60.6416
2035 | 11 | 17 | 22 | 58.6992
2035 | 11 | 17 | 23 | 57.0005
2035 | 11 | 18 | 0 | 55.1148
2035 | 11 | 18 | 1 | 54.8785
2035 | 11 | 18 | 2 | 53.8249
2035 | 11 | 18 | 3 | 53.4608
2035 | 11 | 18 | 4 | 53.635
2035 | 11 | 18 | 5 | 53.58
2035 | 11 | 18 | 6 | 52.9795
2035 | 11 | 18 | 7 | 54.7898
2035 | 11 | 18 | 8 | 62.0626
2035 | 11 | 18 | 9 | 60.3613
2035 | 11 | 18 | 10 | 54.6544
2035 | 11 | 18 | 11 | 49.7666
2035 | 11 | 18 | 12 | 50.0336
2035 | 11 | 18 | 13 | 49.8107
2035 | 11 | 18 | 14 | 49.7575
2035 | 11 | 18 | 15 | 51.1118
2035 | 11 | 18 | 16 | 57.9206
2035 | 11 | 18 | 17 | 68.8561
2035 | 11 | 18 | 18 | 76.7288
2035 | 11 | 18 | 19 | 69.8129
2035 | 11 | 18 | 20 | 65.5252
2035 | 11 | 18 | 21 | 61.6907
2035 | 11 | 18 | 22 | 58.9971
2035 | 11 | 18 | 23 | 56.8833
2035 | 11 | 19 | 0 | 56.7483
2035 | 11 | 19 | 1 | 56.169
2035 | 11 | 19 | 2 | 55.4276
2035 | 11 | 19 | 3 | 55.3882
2035 | 11 | 19 | 4 | 55.8916
2035 | 11 | 19 | 5 | 56.5499
2035 | 11 | 19 | 6 | 58.0977
2035 | 11 | 19 | 7 | 62.4896
2035 | 11 | 19 | 8 | 70.2687
2035 | 11 | 19 | 9 | 66.2831
2035 | 11 | 19 | 10 | 58.9767
2035 | 11 | 19 | 11 | 54.0351
2035 | 11 | 19 | 12 | 53.8564
2035 | 11 | 19 | 13 | 53.948
2035 | 11 | 19 | 14 | 53.7978
2035 | 11 | 19 | 15 | 54.8404
2035 | 11 | 19 | 16 | 59.5871
2035 | 11 | 19 | 17 | 69.3368
2035 | 11 | 19 | 18 | 78.2167
2035 | 11 | 19 | 19 | 72.6883
2035 | 11 | 19 | 20 | 69.8017
2035 | 11 | 19 | 21 | 66.37
2035 | 11 | 19 | 22 | 63.6566
2035 | 11 | 19 | 23 | 60.9848
2035 | 11 | 20 | 0 | 60.248
2035 | 11 | 20 | 1 | 59.8241
2035 | 11 | 20 | 2 | 58.9303
2035 | 11 | 20 | 3 | 58.898
2035 | 11 | 20 | 4 | 59.3629
2035 | 11 | 20 | 5 | 59.9212
2035 | 11 | 20 | 6 | 60.7819
2035 | 11 | 20 | 7 | 65.2205
2035 | 11 | 20 | 8 | 72.4814
2035 | 11 | 20 | 9 | 67.8803
2035 | 11 | 20 | 10 | 59.3537
2035 | 11 | 20 | 11 | 53.7254
2035 | 11 | 20 | 12 | 55.4691
2035 | 11 | 20 | 13 | 55.3127
2035 | 11 | 20 | 14 | 54.9964
2035 | 11 | 20 | 15 | 56.5112
2035 | 11 | 20 | 16 | 62.1424
2035 | 11 | 20 | 17 | 71.635
2035 | 11 | 20 | 18 | 77.6407
2035 | 11 | 20 | 19 | 73.4137
2035 | 11 | 20 | 20 | 71.2441
2035 | 11 | 20 | 21 | 68.2774
2035 | 11 | 20 | 22 | 65.8743
2035 | 11 | 20 | 23 | 63.2268
2035 | 11 | 21 | 0 | 60.6915
2035 | 11 | 21 | 1 | 60.8416
2035 | 11 | 21 | 2 | 59.9243
2035 | 11 | 21 | 3 | 59.8176
2035 | 11 | 21 | 4 | 60.2498
2035 | 11 | 21 | 5 | 60.7509
2035 | 11 | 21 | 6 | 61.6544
2035 | 11 | 21 | 7 | 65.6255
2035 | 11 | 21 | 8 | 72.2128
2035 | 11 | 21 | 9 | 67.3328
2035 | 11 | 21 | 10 | 59.226
2035 | 11 | 21 | 11 | 53.886
2035 | 11 | 21 | 12 | 56.0224
2035 | 11 | 21 | 13 | 56.0188
2035 | 11 | 21 | 14 | 55.5885
2035 | 11 | 21 | 15 | 56.2464
2035 | 11 | 21 | 16 | 61.1314
2035 | 11 | 21 | 17 | 70.9132
2035 | 11 | 21 | 18 | 79.508
2035 | 11 | 21 | 19 | 74.3374
2035 | 11 | 21 | 20 | 71.9172
2035 | 11 | 21 | 21 | 68.8844
2035 | 11 | 21 | 22 | 66.2905
2035 | 11 | 21 | 23 | 63.5706
2035 | 11 | 22 | 0 | 61.1403
2035 | 11 | 22 | 1 | 59.8332
2035 | 11 | 22 | 2 | 58.7275
2035 | 11 | 22 | 3 | 58.4237
2035 | 11 | 22 | 4 | 58.6275
2035 | 11 | 22 | 5 | 59.0134
2035 | 11 | 22 | 6 | 59.8534
2035 | 11 | 22 | 7 | 63.5694
2035 | 11 | 22 | 8 | 69.5127
2035 | 11 | 22 | 9 | 64.7631
2035 | 11 | 22 | 10 | 57.3294
2035 | 11 | 22 | 11 | 52.7258
2035 | 11 | 22 | 12 | 53.2302
2035 | 11 | 22 | 13 | 53.3033
2035 | 11 | 22 | 14 | 52.5491
2035 | 11 | 22 | 15 | 52.9399
2035 | 11 | 22 | 16 | 56.9952
2035 | 11 | 22 | 17 | 66.0009
2035 | 11 | 22 | 18 | 74.1247
2035 | 11 | 22 | 19 | 70.0003
2035 | 11 | 22 | 20 | 67.958
2035 | 11 | 22 | 21 | 65.2152
2035 | 11 | 22 | 22 | 62.9901
2035 | 11 | 22 | 23 | 60.3054
2035 | 11 | 23 | 0 | 58.0304
2035 | 11 | 23 | 1 | 56.0079
2035 | 11 | 23 | 2 | 54.7681
2035 | 11 | 23 | 3 | 54.3814
2035 | 11 | 23 | 4 | 54.5405
2035 | 11 | 23 | 5 | 54.9133
2035 | 11 | 23 | 6 | 55.9106
2035 | 11 | 23 | 7 | 59.7336
2035 | 11 | 23 | 8 | 65.6731
2035 | 11 | 23 | 9 | 61.2853
2035 | 11 | 23 | 10 | 53.5191
2035 | 11 | 23 | 11 | 48.939
2035 | 11 | 23 | 12 | 51.6621
2035 | 11 | 23 | 13 | 51.4449
2035 | 11 | 23 | 14 | 50.856
2035 | 11 | 23 | 15 | 51.1659
2035 | 11 | 23 | 16 | 56.6813
2035 | 11 | 23 | 17 | 65.9172
2035 | 11 | 23 | 18 | 73.162
2035 | 11 | 23 | 19 | 66.9439
2035 | 11 | 23 | 20 | 63.9015
2035 | 11 | 23 | 21 | 60.925
2035 | 11 | 23 | 22 | 58.7833
2035 | 11 | 23 | 23 | 56.1878
2035 | 11 | 24 | 0 | 55.4303
2035 | 11 | 24 | 1 | 52.0631
2035 | 11 | 24 | 2 | 50.7334
2035 | 11 | 24 | 3 | 50.0596
2035 | 11 | 24 | 4 | 49.9988
2035 | 11 | 24 | 5 | 49.7538
2035 | 11 | 24 | 6 | 50.5075
2035 | 11 | 24 | 7 | 53.0313
2035 | 11 | 24 | 8 | 60.8612
2035 | 11 | 24 | 9 | 59.5879
2035 | 11 | 24 | 10 | 53.4473
2035 | 11 | 24 | 11 | 48.5807
2035 | 11 | 24 | 12 | 49.9153
2035 | 11 | 24 | 13 | 49.8964
2035 | 11 | 24 | 14 | 49.2005
2035 | 11 | 24 | 15 | 50.2384
2035 | 11 | 24 | 16 | 56.0504
2035 | 11 | 24 | 17 | 65.8647
2035 | 11 | 24 | 18 | 72.276
2035 | 11 | 24 | 19 | 65.178
2035 | 11 | 24 | 20 | 60.5931
2035 | 11 | 24 | 21 | 56.8702
2035 | 11 | 24 | 22 | 54.832
2035 | 11 | 24 | 23 | 53.0217
2035 | 11 | 25 | 0 | 52.9481
2035 | 11 | 25 | 1 | 50.6768
2035 | 11 | 25 | 2 | 49.3759
2035 | 11 | 25 | 3 | 48.8164
2035 | 11 | 25 | 4 | 48.845
2035 | 11 | 25 | 5 | 48.5388
2035 | 11 | 25 | 6 | 48.2145
2035 | 11 | 25 | 7 | 50.3395
2035 | 11 | 25 | 8 | 59.6341
2035 | 11 | 25 | 9 | 59.9517
2035 | 11 | 25 | 10 | 54.2828
2035 | 11 | 25 | 11 | 49.0385
2035 | 11 | 25 | 12 | 49.6341
2035 | 11 | 25 | 13 | 49.2719
2035 | 11 | 25 | 14 | 49.1027
2035 | 11 | 25 | 15 | 50.9176
2035 | 11 | 25 | 16 | 58.621
2035 | 11 | 25 | 17 | 70.1909
2035 | 11 | 25 | 18 | 74.4576
2035 | 11 | 25 | 19 | 66.8824
2035 | 11 | 25 | 20 | 62.6038
2035 | 11 | 25 | 21 | 58.8139
2035 | 11 | 25 | 22 | 56.2817
2035 | 11 | 25 | 23 | 54.2022
2035 | 11 | 26 | 0 | 53.3022
2035 | 11 | 26 | 1 | 52.9038
2035 | 11 | 26 | 2 | 52.0813
2035 | 11 | 26 | 3 | 52.0297
2035 | 11 | 26 | 4 | 52.5119
2035 | 11 | 26 | 5 | 53.1508
2035 | 11 | 26 | 6 | 55.1106
2035 | 11 | 26 | 7 | 59.3335
2035 | 11 | 26 | 8 | 66.6686
2035 | 11 | 26 | 9 | 62.3014
2035 | 11 | 26 | 10 | 55.0476
2035 | 11 | 26 | 11 | 50.5032
2035 | 11 | 26 | 12 | 52.6651
2035 | 11 | 26 | 13 | 52.1995
2035 | 11 | 26 | 14 | 51.7551
2035 | 11 | 26 | 15 | 53.4012
2035 | 11 | 26 | 16 | 59.3768
2035 | 11 | 26 | 17 | 69.8117
2035 | 11 | 26 | 18 | 78.4099
2035 | 11 | 26 | 19 | 71.8381
2035 | 11 | 26 | 20 | 68.6269
2035 | 11 | 26 | 21 | 65.1331
2035 | 11 | 26 | 22 | 62.4882
2035 | 11 | 26 | 23 | 59.8532
2035 | 11 | 27 | 0 | 58.1762
2035 | 11 | 27 | 1 | 56.8301
2035 | 11 | 27 | 2 | 55.5549
2035 | 11 | 27 | 3 | 55.2228
2035 | 11 | 27 | 4 | 55.4337
2035 | 11 | 27 | 5 | 55.7942
2035 | 11 | 27 | 6 | 56.7635
2035 | 11 | 27 | 7 | 61.3971
2035 | 11 | 27 | 8 | 70.3724
2035 | 11 | 27 | 9 | 68.7719
2035 | 11 | 27 | 10 | 61.7652
2035 | 11 | 27 | 11 | 55.881
2035 | 11 | 27 | 12 | 54.2619
2035 | 11 | 27 | 13 | 53.5309
2035 | 11 | 27 | 14 | 53.0562
2035 | 11 | 27 | 15 | 54.8732
2035 | 11 | 27 | 16 | 61.2223
2035 | 11 | 27 | 17 | 70.8288
2035 | 11 | 27 | 18 | 78.0131
2035 | 11 | 27 | 19 | 71.2934
2035 | 11 | 27 | 20 | 68.1981
2035 | 11 | 27 | 21 | 64.7956
2035 | 11 | 27 | 22 | 62.2625
2035 | 11 | 27 | 23 | 59.586
2035 | 11 | 28 | 0 | 58.6244
2035 | 11 | 28 | 1 | 56.5976
2035 | 11 | 28 | 2 | 55.3338
2035 | 11 | 28 | 3 | 54.9775
2035 | 11 | 28 | 4 | 55.1836
2035 | 11 | 28 | 5 | 55.5322
2035 | 11 | 28 | 6 | 56.0265
2035 | 11 | 28 | 7 | 60.5083
2035 | 11 | 28 | 8 | 69.9325
2035 | 11 | 28 | 9 | 68.6989
2035 | 11 | 28 | 10 | 61.3616
2035 | 11 | 28 | 11 | 55.5642
2035 | 11 | 28 | 12 | 52.9321
2035 | 11 | 28 | 13 | 52.764
2035 | 11 | 28 | 14 | 52.0225
2035 | 11 | 28 | 15 | 52.8603
2035 | 11 | 28 | 16 | 58.0084
2035 | 11 | 28 | 17 | 68.152
2035 | 11 | 28 | 18 | 73.485
2035 | 11 | 28 | 19 | 69.2432
2035 | 11 | 28 | 20 | 67.216
2035 | 11 | 28 | 21 | 64.4522
2035 | 11 | 28 | 22 | 62.0055
2035 | 11 | 28 | 23 | 59.2648
2035 | 11 | 29 | 0 | 58.3784
2035 | 11 | 29 | 1 | 56.7327
2035 | 11 | 29 | 2 | 55.5096
2035 | 11 | 29 | 3 | 55.1975
2035 | 11 | 29 | 4 | 55.4283
2035 | 11 | 29 | 5 | 55.8544
2035 | 11 | 29 | 6 | 56.0439
2035 | 11 | 29 | 7 | 60.5737
2035 | 11 | 29 | 8 | 70.12
2035 | 11 | 29 | 9 | 69.5395
2035 | 11 | 29 | 10 | 62.706
2035 | 11 | 29 | 11 | 56.8749
2035 | 11 | 29 | 12 | 56.1802
2035 | 11 | 29 | 13 | 55.2824
2035 | 11 | 29 | 14 | 55.0409
2035 | 11 | 29 | 15 | 56.7324
2035 | 11 | 29 | 16 | 63.2691
2035 | 11 | 29 | 17 | 74.0225
2035 | 11 | 29 | 18 | 78.2253
2035 | 11 | 29 | 19 | 71.9278
2035 | 11 | 29 | 20 | 69.1393
2035 | 11 | 29 | 21 | 66.1324
2035 | 11 | 29 | 22 | 63.8164
2035 | 11 | 29 | 23 | 61.1074
2035 | 11 | 30 | 0 | 58.3148
2035 | 11 | 30 | 1 | 58.4468
2035 | 11 | 30 | 2 | 57.3639
2035 | 11 | 30 | 3 | 57.2188
2035 | 11 | 30 | 4 | 57.6808
2035 | 11 | 30 | 5 | 58.2549
2035 | 11 | 30 | 6 | 58.0561
2035 | 11 | 30 | 7 | 62.9905
2035 | 11 | 30 | 8 | 73.061
2035 | 11 | 30 | 9 | 72.2737
2035 | 11 | 30 | 10 | 64.124
2035 | 11 | 30 | 11 | 57.2323
2035 | 11 | 30 | 12 | 56.6948
2035 | 11 | 30 | 13 | 55.4859
2035 | 11 | 30 | 14 | 54.9191
2035 | 11 | 30 | 15 | 56.6804
2035 | 11 | 30 | 16 | 64.1509
2035 | 11 | 30 | 17 | 75.2629
2035 | 11 | 30 | 18 | 79.6667
2035 | 11 | 30 | 19 | 73.2399
2035 | 11 | 30 | 20 | 70.2942
2035 | 11 | 30 | 21 | 67.3908
2035 | 11 | 30 | 22 | 65.2315
2035 | 11 | 30 | 23 | 62.4523
2035 | 12 | 1 | 0 | 61.981
2035 | 12 | 1 | 1 | 58.2944
2035 | 12 | 1 | 2 | 56.8851
2035 | 12 | 1 | 3 | 56.2943
2035 | 12 | 1 | 4 | 56.1864
2035 | 12 | 1 | 5 | 56.3062
2035 | 12 | 1 | 6 | 56.4915
2035 | 12 | 1 | 7 | 58.5689
2035 | 12 | 1 | 8 | 65.7875
2035 | 12 | 1 | 9 | 66.2678
2035 | 12 | 1 | 10 | 62.9294
2035 | 12 | 1 | 11 | 57.4129
2035 | 12 | 1 | 12 | 54.9756
2035 | 12 | 1 | 13 | 55.3274
2035 | 12 | 1 | 14 | 55.0687
2035 | 12 | 1 | 15 | 55.5121
2035 | 12 | 1 | 16 | 59.8632
2035 | 12 | 1 | 17 | 67.5605
2035 | 12 | 1 | 18 | 76.8717
2035 | 12 | 1 | 19 | 70.0637
2035 | 12 | 1 | 20 | 65.5685
2035 | 12 | 1 | 21 | 61.8518
2035 | 12 | 1 | 22 | 59.5923
2035 | 12 | 1 | 23 | 57.6241
2035 | 12 | 2 | 0 | 57.512
2035 | 12 | 2 | 1 | 54.8759
2035 | 12 | 2 | 2 | 53.5552
2035 | 12 | 2 | 3 | 52.9891
2035 | 12 | 2 | 4 | 53.0068
2035 | 12 | 2 | 5 | 53.1395
2035 | 12 | 2 | 6 | 52.4658
2035 | 12 | 2 | 7 | 54.1821
2035 | 12 | 2 | 8 | 62.5608
2035 | 12 | 2 | 9 | 63.8469
2035 | 12 | 2 | 10 | 59.5129
2035 | 12 | 2 | 11 | 54.4439
2035 | 12 | 2 | 12 | 55.1356
2035 | 12 | 2 | 13 | 55.6457
2035 | 12 | 2 | 14 | 55.9989
2035 | 12 | 2 | 15 | 57.3673
2035 | 12 | 2 | 16 | 63.7416
2035 | 12 | 2 | 17 | 73.598
2035 | 12 | 2 | 18 | 78.3018
2035 | 12 | 2 | 19 | 71.7574
2035 | 12 | 2 | 20 | 67.7616
2035 | 12 | 2 | 21 | 64.2174
2035 | 12 | 2 | 22 | 61.738
2035 | 12 | 2 | 23 | 59.6298
2035 | 12 | 3 | 0 | 56.95
2035 | 12 | 3 | 1 | 57.5915
2035 | 12 | 3 | 2 | 56.8681
2035 | 12 | 3 | 3 | 56.9454
2035 | 12 | 3 | 4 | 57.55
2035 | 12 | 3 | 5 | 58.4642
2035 | 12 | 3 | 6 | 59.0776
2035 | 12 | 3 | 7 | 63.3106
2035 | 12 | 3 | 8 | 71.4847
2035 | 12 | 3 | 9 | 69.18
2035 | 12 | 3 | 10 | 63.1377
2035 | 12 | 3 | 11 | 57.7723
2035 | 12 | 3 | 12 | 56.2012
2035 | 12 | 3 | 13 | 56.8596
2035 | 12 | 3 | 14 | 56.878
2035 | 12 | 3 | 15 | 57.3227
2035 | 12 | 3 | 16 | 60.5816
2035 | 12 | 3 | 17 | 68.3601
2035 | 12 | 3 | 18 | 77.4574
2035 | 12 | 3 | 19 | 73.6035
2035 | 12 | 3 | 20 | 71.7514
2035 | 12 | 3 | 21 | 68.9142
2035 | 12 | 3 | 22 | 66.4354
2035 | 12 | 3 | 23 | 63.6832
2035 | 12 | 4 | 0 | 62.7806
2035 | 12 | 4 | 1 | 59.6981
2035 | 12 | 4 | 2 | 58.4826
2035 | 12 | 4 | 3 | 58.2098
2035 | 12 | 4 | 4 | 58.4625
2035 | 12 | 4 | 5 | 59.0095
2035 | 12 | 4 | 6 | 60.1
2035 | 12 | 4 | 7 | 64.6053
2035 | 12 | 4 | 8 | 73.7387
2035 | 12 | 4 | 9 | 73.0463
2035 | 12 | 4 | 10 | 66.7575
2035 | 12 | 4 | 11 | 60.6553
2035 | 12 | 4 | 12 | 59.8626
2035 | 12 | 4 | 13 | 60.2086
2035 | 12 | 4 | 14 | 60.3787
2035 | 12 | 4 | 15 | 61.3348
2035 | 12 | 4 | 16 | 65.7389
2035 | 12 | 4 | 17 | 73.4756
2035 | 12 | 4 | 18 | 78.8049
2035 | 12 | 4 | 19 | 73.0767
2035 | 12 | 4 | 20 | 70.6097
2035 | 12 | 4 | 21 | 67.4593
2035 | 12 | 4 | 22 | 64.9729
2035 | 12 | 4 | 23 | 62.1985
2035 | 12 | 5 | 0 | 60.1139
2035 | 12 | 5 | 1 | 57.8355
2035 | 12 | 5 | 2 | 56.4792
2035 | 12 | 5 | 3 | 56.0577
2035 | 12 | 5 | 4 | 56.1744
2035 | 12 | 5 | 5 | 56.6484
2035 | 12 | 5 | 6 | 57.5809
2035 | 12 | 5 | 7 | 61.7139
2035 | 12 | 5 | 8 | 70.6228
2035 | 12 | 5 | 9 | 69.8406
2035 | 12 | 5 | 10 | 63.6029
2035 | 12 | 5 | 11 | 57.9047
2035 | 12 | 5 | 12 | 57.8551
2035 | 12 | 5 | 13 | 58.8896
2035 | 12 | 5 | 14 | 59.1968
2035 | 12 | 5 | 15 | 59.3118
2035 | 12 | 5 | 16 | 62.8938
2035 | 12 | 5 | 17 | 71.5082
2035 | 12 | 5 | 18 | 74.6232
2035 | 12 | 5 | 19 | 69.7221
2035 | 12 | 5 | 20 | 67.6075
2035 | 12 | 5 | 21 | 64.787
2035 | 12 | 5 | 22 | 62.2426
2035 | 12 | 5 | 23 | 59.4207
2035 | 12 | 6 | 0 | 58.2335
2035 | 12 | 6 | 1 | 55.0505
2035 | 12 | 6 | 2 | 53.5965
2035 | 12 | 6 | 3 | 53.1199
2035 | 12 | 6 | 4 | 53.1808
2035 | 12 | 6 | 5 | 53.7192
2035 | 12 | 6 | 6 | 54.8262
2035 | 12 | 6 | 7 | 58.9746
2035 | 12 | 6 | 8 | 67.8325
2035 | 12 | 6 | 9 | 67.7529
2035 | 12 | 6 | 10 | 62.2063
2035 | 12 | 6 | 11 | 56.888
2035 | 12 | 6 | 12 | 57.1267
2035 | 12 | 6 | 13 | 57.6825
2035 | 12 | 6 | 14 | 58.1667
2035 | 12 | 6 | 15 | 58.6914
2035 | 12 | 6 | 16 | 63.0523
2035 | 12 | 6 | 17 | 71.6565
2035 | 12 | 6 | 18 | 75.2994
2035 | 12 | 6 | 19 | 69.0759
2035 | 12 | 6 | 20 | 66.4397
2035 | 12 | 6 | 21 | 63.508
2035 | 12 | 6 | 22 | 61.1655
2035 | 12 | 6 | 23 | 58.429
2035 | 12 | 7 | 0 | 56.4771
2035 | 12 | 7 | 1 | 52.4787
2035 | 12 | 7 | 2 | 50.8224
2035 | 12 | 7 | 3 | 50.1421
2035 | 12 | 7 | 4 | 50.0407
2035 | 12 | 7 | 5 | 50.4449
2035 | 12 | 7 | 6 | 51.2995
2035 | 12 | 7 | 7 | 55.6399
2035 | 12 | 7 | 8 | 64.7677
2035 | 12 | 7 | 9 | 64.633
2035 | 12 | 7 | 10 | 58.5922
2035 | 12 | 7 | 11 | 53.4486
2035 | 12 | 7 | 12 | 53.4223
2035 | 12 | 7 | 13 | 54.1075
2035 | 12 | 7 | 14 | 53.6843
2035 | 12 | 7 | 15 | 53.6538
2035 | 12 | 7 | 16 | 58.5377
2035 | 12 | 7 | 17 | 66.9095
2035 | 12 | 7 | 18 | 72.6918
2035 | 12 | 7 | 19 | 66.4439
2035 | 12 | 7 | 20 | 63.573
2035 | 12 | 7 | 21 | 60.7556
2035 | 12 | 7 | 22 | 58.9441
2035 | 12 | 7 | 23 | 56.499
2035 | 12 | 8 | 0 | 52.6723
2035 | 12 | 8 | 1 | 50.6211
2035 | 12 | 8 | 2 | 49.3532
2035 | 12 | 8 | 3 | 48.8184
2035 | 12 | 8 | 4 | 48.9587
2035 | 12 | 8 | 5 | 49.0747
2035 | 12 | 8 | 6 | 49.0134
2035 | 12 | 8 | 7 | 51.9366
2035 | 12 | 8 | 8 | 61.6131
2035 | 12 | 8 | 9 | 63.2348
2035 | 12 | 8 | 10 | 58.6274
2035 | 12 | 8 | 11 | 53.0672
2035 | 12 | 8 | 12 | 52.5256
2035 | 12 | 8 | 13 | 52.6109
2035 | 12 | 8 | 14 | 52.5617
2035 | 12 | 8 | 15 | 53.7896
2035 | 12 | 8 | 16 | 59.9056
2035 | 12 | 8 | 17 | 70.0079
2035 | 12 | 8 | 18 | 73.6999
2035 | 12 | 8 | 19 | 67.6535
2035 | 12 | 8 | 20 | 63.756
2035 | 12 | 8 | 21 | 60.5368
2035 | 12 | 8 | 22 | 58.8504
2035 | 12 | 8 | 23 | 57.0043
2035 | 12 | 9 | 0 | 56.6248
2035 | 12 | 9 | 1 | 53.7004
2035 | 12 | 9 | 2 | 52.2694
2035 | 12 | 9 | 3 | 51.7586
2035 | 12 | 9 | 4 | 51.6856
2035 | 12 | 9 | 5 | 51.4732
2035 | 12 | 9 | 6 | 49.873
2035 | 12 | 9 | 7 | 51.5525
2035 | 12 | 9 | 8 | 60.1767
2035 | 12 | 9 | 9 | 61.073
2035 | 12 | 9 | 10 | 57.2309
2035 | 12 | 9 | 11 | 51.7697
2035 | 12 | 9 | 12 | 52.4739
2035 | 12 | 9 | 13 | 52.928
2035 | 12 | 9 | 14 | 53.4036
2035 | 12 | 9 | 15 | 54.4701
2035 | 12 | 9 | 16 | 60.3297
2035 | 12 | 9 | 17 | 69.9783
2035 | 12 | 9 | 18 | 76.0544
2035 | 12 | 9 | 19 | 68.2846
2035 | 12 | 9 | 20 | 64.1236
2035 | 12 | 9 | 21 | 60.3532
2035 | 12 | 9 | 22 | 57.7374
2035 | 12 | 9 | 23 | 55.5303
2035 | 12 | 10 | 0 | 54.1349
2035 | 12 | 10 | 1 | 52.0129
2035 | 12 | 10 | 2 | 50.9783
2035 | 12 | 10 | 3 | 50.8029
2035 | 12 | 10 | 4 | 51.1171
2035 | 12 | 10 | 5 | 51.8251
2035 | 12 | 10 | 6 | 52.7991
2035 | 12 | 10 | 7 | 57.262
2035 | 12 | 10 | 8 | 66.9351
2035 | 12 | 10 | 9 | 66.5459
2035 | 12 | 10 | 10 | 61.1221
2035 | 12 | 10 | 11 | 55.719
2035 | 12 | 10 | 12 | 54.5241
2035 | 12 | 10 | 13 | 55.594
2035 | 12 | 10 | 14 | 56.1132
2035 | 12 | 10 | 15 | 57.2077
2035 | 12 | 10 | 16 | 61.3457
2035 | 12 | 10 | 17 | 70.8935
2035 | 12 | 10 | 18 | 73.0254
2035 | 12 | 10 | 19 | 68.1917
2035 | 12 | 10 | 20 | 65.7866
2035 | 12 | 10 | 21 | 62.7397
2035 | 12 | 10 | 22 | 60.1919
2035 | 12 | 10 | 23 | 57.3792
2035 | 12 | 11 | 0 | 56.6633
2035 | 12 | 11 | 1 | 55.2828
2035 | 12 | 11 | 2 | 53.9873
2035 | 12 | 11 | 3 | 53.7142
2035 | 12 | 11 | 4 | 53.9184
2035 | 12 | 11 | 5 | 54.4492
2035 | 12 | 11 | 6 | 54.8777
2035 | 12 | 11 | 7 | 59.2782
2035 | 12 | 11 | 8 | 68.0021
2035 | 12 | 11 | 9 | 67.1485
2035 | 12 | 11 | 10 | 60.9427
2035 | 12 | 11 | 11 | 55.5388
2035 | 12 | 11 | 12 | 57.0711
2035 | 12 | 11 | 13 | 57.3344
2035 | 12 | 11 | 14 | 57.4521
2035 | 12 | 11 | 15 | 58.7538
2035 | 12 | 11 | 16 | 63.9957
2035 | 12 | 11 | 17 | 72.6721
2035 | 12 | 11 | 18 | 78.3782
2035 | 12 | 11 | 19 | 71.6512
2035 | 12 | 11 | 20 | 68.747
2035 | 12 | 11 | 21 | 65.5384
2035 | 12 | 11 | 22 | 63.1179
2035 | 12 | 11 | 23 | 60.4401
2035 | 12 | 12 | 0 | 57.1191
2035 | 12 | 12 | 1 | 54.4746
2035 | 12 | 12 | 2 | 53.0292
2035 | 12 | 12 | 3 | 52.5809
2035 | 12 | 12 | 4 | 52.6628
2035 | 12 | 12 | 5 | 53.0941
2035 | 12 | 12 | 6 | 53.8907
2035 | 12 | 12 | 7 | 58.0719
2035 | 12 | 12 | 8 | 67.044
2035 | 12 | 12 | 9 | 66.6527
2035 | 12 | 12 | 10 | 60.7138
2035 | 12 | 12 | 11 | 55.4781
2035 | 12 | 12 | 12 | 56.3188
2035 | 12 | 12 | 13 | 57.017
2035 | 12 | 12 | 14 | 57.1188
2035 | 12 | 12 | 15 | 57.5083
2035 | 12 | 12 | 16 | 61.7448
2035 | 12 | 12 | 17 | 71.083
2035 | 12 | 12 | 18 | 74.8893
2035 | 12 | 12 | 19 | 68.4648
2035 | 12 | 12 | 20 | 65.7279
2035 | 12 | 12 | 21 | 62.631
2035 | 12 | 12 | 22 | 60.023
2035 | 12 | 12 | 23 | 57.2006
2035 | 12 | 13 | 0 | 56.3574
2035 | 12 | 13 | 1 | 53.5745
2035 | 12 | 13 | 2 | 52.1391
2035 | 12 | 13 | 3 | 51.7467
2035 | 12 | 13 | 4 | 51.8852
2035 | 12 | 13 | 5 | 52.4641
2035 | 12 | 13 | 6 | 53.6774
2035 | 12 | 13 | 7 | 57.945
2035 | 12 | 13 | 8 | 66.9466
2035 | 12 | 13 | 9 | 66.9095
2035 | 12 | 13 | 10 | 61.182
2035 | 12 | 13 | 11 | 55.6786
2035 | 12 | 13 | 12 | 56.0056
2035 | 12 | 13 | 13 | 56.5261
2035 | 12 | 13 | 14 | 56.9438
2035 | 12 | 13 | 15 | 57.8962
2035 | 12 | 13 | 16 | 62.5542
2035 | 12 | 13 | 17 | 72.0929
2035 | 12 | 13 | 18 | 74.4897
2035 | 12 | 13 | 19 | 68.3409
2035 | 12 | 13 | 20 | 65.7046
2035 | 12 | 13 | 21 | 62.7897
2035 | 12 | 13 | 22 | 60.3802
2035 | 12 | 13 | 23 | 57.4866
2035 | 12 | 14 | 0 | 57.102
2035 | 12 | 14 | 1 | 54.6057
2035 | 12 | 14 | 2 | 53.2087
2035 | 12 | 14 | 3 | 52.8177
2035 | 12 | 14 | 4 | 52.9885
2035 | 12 | 14 | 5 | 53.5081
2035 | 12 | 14 | 6 | 54.4478
2035 | 12 | 14 | 7 | 58.9338
2035 | 12 | 14 | 8 | 68.1051
2035 | 12 | 14 | 9 | 67.7885
2035 | 12 | 14 | 10 | 61.1707
2035 | 12 | 14 | 11 | 55.4085
2035 | 12 | 14 | 12 | 55.8079
2035 | 12 | 14 | 13 | 56.1127
2035 | 12 | 14 | 14 | 55.8031
2035 | 12 | 14 | 15 | 56.3139
2035 | 12 | 14 | 16 | 61.3937
2035 | 12 | 14 | 17 | 70.6681
2035 | 12 | 14 | 18 | 75.3525
2035 | 12 | 14 | 19 | 68.9945
2035 | 12 | 14 | 20 | 66.1339
2035 | 12 | 14 | 21 | 63.2776
2035 | 12 | 14 | 22 | 61.227
2035 | 12 | 14 | 23 | 58.453
2035 | 12 | 15 | 0 | 56.7579
2035 | 12 | 15 | 1 | 54.8461
2035 | 12 | 15 | 2 | 53.5179
2035 | 12 | 15 | 3 | 53.0053
2035 | 12 | 15 | 4 | 52.9574
2035 | 12 | 15 | 5 | 52.8875
2035 | 12 | 15 | 6 | 51.9271
2035 | 12 | 15 | 7 | 54.3409
2035 | 12 | 15 | 8 | 62.9232
2035 | 12 | 15 | 9 | 64.1035
2035 | 12 | 15 | 10 | 59.6935
2035 | 12 | 15 | 11 | 54.7022
2035 | 12 | 15 | 12 | 54.1879
2035 | 12 | 15 | 13 | 53.9538
2035 | 12 | 15 | 14 | 53.1774
2035 | 12 | 15 | 15 | 54.1654
2035 | 12 | 15 | 16 | 59.7899
2035 | 12 | 15 | 17 | 69.5539
2035 | 12 | 15 | 18 | 75.3564
2035 | 12 | 15 | 19 | 68.5904
2035 | 12 | 15 | 20 | 64.3621
2035 | 12 | 15 | 21 | 60.9475
2035 | 12 | 15 | 22 | 59.0126
2035 | 12 | 15 | 23 | 57.0508
2035 | 12 | 16 | 0 | 55.3704
2035 | 12 | 16 | 1 | 52.906
2035 | 12 | 16 | 2 | 51.3988
2035 | 12 | 16 | 3 | 50.7626
2035 | 12 | 16 | 4 | 50.6093
2035 | 12 | 16 | 5 | 50.3317
2035 | 12 | 16 | 6 | 49.5958
2035 | 12 | 16 | 7 | 51.2538
2035 | 12 | 16 | 8 | 59.9657
2035 | 12 | 16 | 9 | 61.6912
2035 | 12 | 16 | 10 | 57.6917
2035 | 12 | 16 | 11 | 52.8323
2035 | 12 | 16 | 12 | 52.6432
2035 | 12 | 16 | 13 | 53.1105
2035 | 12 | 16 | 14 | 52.9253
2035 | 12 | 16 | 15 | 53.9645
2035 | 12 | 16 | 16 | 59.6329
2035 | 12 | 16 | 17 | 69.7017
2035 | 12 | 16 | 18 | 73.8885
2035 | 12 | 16 | 19 | 66.603
2035 | 12 | 16 | 20 | 62.5467
2035 | 12 | 16 | 21 | 58.9276
2035 | 12 | 16 | 22 | 56.3173
2035 | 12 | 16 | 23 | 54.001
2035 | 12 | 17 | 0 | 54.071
2035 | 12 | 17 | 1 | 51.9865
2035 | 12 | 17 | 2 | 50.8775
2035 | 12 | 17 | 3 | 50.6432
2035 | 12 | 17 | 4 | 50.8672
2035 | 12 | 17 | 5 | 51.3965
2035 | 12 | 17 | 6 | 53.0094
2035 | 12 | 17 | 7 | 57.2229
2035 | 12 | 17 | 8 | 66.0274
2035 | 12 | 17 | 9 | 65.4768
2035 | 12 | 17 | 10 | 60.4452
2035 | 12 | 17 | 11 | 55.9483
2035 | 12 | 17 | 12 | 55.7794
2035 | 12 | 17 | 13 | 56.3026
2035 | 12 | 17 | 14 | 56.2576
2035 | 12 | 17 | 15 | 57.0351
2035 | 12 | 17 | 16 | 61.1963
2035 | 12 | 17 | 17 | 70.3307
2035 | 12 | 17 | 18 | 77.2135
2035 | 12 | 17 | 19 | 70.9492
2035 | 12 | 17 | 20 | 68.0523
2035 | 12 | 17 | 21 | 64.8263
2035 | 12 | 17 | 22 | 62.2825
2035 | 12 | 17 | 23 | 59.5483
2035 | 12 | 18 | 0 | 56.4887
2035 | 12 | 18 | 1 | 54.8689
2035 | 12 | 18 | 2 | 53.4357
2035 | 12 | 18 | 3 | 53.076
2035 | 12 | 18 | 4 | 53.1769
2035 | 12 | 18 | 5 | 53.5776
2035 | 12 | 18 | 6 | 54.2181
2035 | 12 | 18 | 7 | 58.7674
2035 | 12 | 18 | 8 | 68.0888
2035 | 12 | 18 | 9 | 68.0738
2035 | 12 | 18 | 10 | 62.2061
2035 | 12 | 18 | 11 | 56.7939
2035 | 12 | 18 | 12 | 56.9337
2035 | 12 | 18 | 13 | 57.1239
2035 | 12 | 18 | 14 | 56.9777
2035 | 12 | 18 | 15 | 58.2387
2035 | 12 | 18 | 16 | 63.4306
2035 | 12 | 18 | 17 | 72.4951
2035 | 12 | 18 | 18 | 78.974
2035 | 12 | 18 | 19 | 71.9824
2035 | 12 | 18 | 20 | 68.9579
2035 | 12 | 18 | 21 | 65.751
2035 | 12 | 18 | 22 | 63.3358
2035 | 12 | 18 | 23 | 60.6328
2035 | 12 | 19 | 0 | 57.54
2035 | 12 | 19 | 1 | 54.5536
2035 | 12 | 19 | 2 | 53.086
2035 | 12 | 19 | 3 | 52.6475
2035 | 12 | 19 | 4 | 52.7038
2035 | 12 | 19 | 5 | 53.0496
2035 | 12 | 19 | 6 | 53.4867
2035 | 12 | 19 | 7 | 57.7238
2035 | 12 | 19 | 8 | 66.8099
2035 | 12 | 19 | 9 | 66.695
2035 | 12 | 19 | 10 | 60.8552
2035 | 12 | 19 | 11 | 55.7876
2035 | 12 | 19 | 12 | 56.4496
2035 | 12 | 19 | 13 | 57.0458
2035 | 12 | 19 | 14 | 56.8741
2035 | 12 | 19 | 15 | 57.2947
2035 | 12 | 19 | 16 | 61.5869
2035 | 12 | 19 | 17 | 71.3246
2035 | 12 | 19 | 18 | 75.2572
2035 | 12 | 19 | 19 | 68.6389
2035 | 12 | 19 | 20 | 65.8139
2035 | 12 | 19 | 21 | 62.7123
2035 | 12 | 19 | 22 | 60.0814
2035 | 12 | 19 | 23 | 57.198
2035 | 12 | 20 | 0 | 56.836
2035 | 12 | 20 | 1 | 53.5965
2035 | 12 | 20 | 2 | 52.1708
2035 | 12 | 20 | 3 | 51.8009
2035 | 12 | 20 | 4 | 51.9128
2035 | 12 | 20 | 5 | 52.386
2035 | 12 | 20 | 6 | 53.4768
2035 | 12 | 20 | 7 | 57.6438
2035 | 12 | 20 | 8 | 66.1754
2035 | 12 | 20 | 9 | 66.0487
2035 | 12 | 20 | 10 | 60.495
2035 | 12 | 20 | 11 | 55.408
2035 | 12 | 20 | 12 | 53.1126
2035 | 12 | 20 | 13 | 53.8711
2035 | 12 | 20 | 14 | 53.6457
2035 | 12 | 20 | 15 | 53.9727
2035 | 12 | 20 | 16 | 57.1798
2035 | 12 | 20 | 17 | 66.3563
2035 | 12 | 20 | 18 | 74.3248
2035 | 12 | 20 | 19 | 68.0958
2035 | 12 | 20 | 20 | 65.3945
2035 | 12 | 20 | 21 | 62.4638
2035 | 12 | 20 | 22 | 60.0081
2035 | 12 | 20 | 23 | 57.0278
2035 | 12 | 21 | 0 | 56.8773
2035 | 12 | 21 | 1 | 54.2656
2035 | 12 | 21 | 2 | 52.7536
2035 | 12 | 21 | 3 | 52.2657
2035 | 12 | 21 | 4 | 52.2957
2035 | 12 | 21 | 5 | 52.63
2035 | 12 | 21 | 6 | 53.7451
2035 | 12 | 21 | 7 | 58.087
2035 | 12 | 21 | 8 | 66.8392
2035 | 12 | 21 | 9 | 66.6957
2035 | 12 | 21 | 10 | 60.6345
2035 | 12 | 21 | 11 | 55.363
2035 | 12 | 21 | 12 | 55.9465
2035 | 12 | 21 | 13 | 56.3876
2035 | 12 | 21 | 14 | 55.6221
2035 | 12 | 21 | 15 | 56.0581
2035 | 12 | 21 | 16 | 61.129
2035 | 12 | 21 | 17 | 70.748
2035 | 12 | 21 | 18 | 74.3835
2035 | 12 | 21 | 19 | 68.9758
2035 | 12 | 21 | 20 | 66.4454
2035 | 12 | 21 | 21 | 63.8194
2035 | 12 | 21 | 22 | 61.9593
2035 | 12 | 21 | 23 | 59.2273
2035 | 12 | 22 | 0 | 55.7756
2035 | 12 | 22 | 1 | 52.7817
2035 | 12 | 22 | 2 | 51.2178
2035 | 12 | 22 | 3 | 50.515
2035 | 12 | 22 | 4 | 50.282
2035 | 12 | 22 | 5 | 49.9567
2035 | 12 | 22 | 6 | 49.0911
2035 | 12 | 22 | 7 | 51.5678
2035 | 12 | 22 | 8 | 60.7109
2035 | 12 | 22 | 9 | 62.629
2035 | 12 | 22 | 10 | 58.2792
2035 | 12 | 22 | 11 | 53.5578
2035 | 12 | 22 | 12 | 52.237
2035 | 12 | 22 | 13 | 52.2673
2035 | 12 | 22 | 14 | 51.5317
2035 | 12 | 22 | 15 | 52.1736
2035 | 12 | 22 | 16 | 57.2106
2035 | 12 | 22 | 17 | 67.1564
2035 | 12 | 22 | 18 | 72.4912
2035 | 12 | 22 | 19 | 65.0748
2035 | 12 | 22 | 20 | 60.6507
2035 | 12 | 22 | 21 | 57.1389
2035 | 12 | 22 | 22 | 55.148
2035 | 12 | 22 | 23 | 53.1252
2035 | 12 | 23 | 0 | 53.4749
2035 | 12 | 23 | 1 | 49.5302
2035 | 12 | 23 | 2 | 47.9343
2035 | 12 | 23 | 3 | 47.0815
2035 | 12 | 23 | 4 | 46.8803
2035 | 12 | 23 | 5 | 46.2934
2035 | 12 | 23 | 6 | 44.7177
2035 | 12 | 23 | 7 | 45.4263
2035 | 12 | 23 | 8 | 53.7757
2035 | 12 | 23 | 9 | 56.7549
2035 | 12 | 23 | 10 | 53.5313
2035 | 12 | 23 | 11 | 49.3484
2035 | 12 | 23 | 12 | 50.3265
2035 | 12 | 23 | 13 | 50.6475
2035 | 12 | 23 | 14 | 49.4131
2035 | 12 | 23 | 15 | 52.4321
2035 | 12 | 23 | 16 | 58.7226
2035 | 12 | 23 | 17 | 68.3846
2035 | 12 | 23 | 18 | 74.3345
2035 | 12 | 23 | 19 | 66.3184
2035 | 12 | 23 | 20 | 61.7657
2035 | 12 | 23 | 21 | 58.0269
2035 | 12 | 23 | 22 | 55.6571
2035 | 12 | 23 | 23 | 53.9785
2035 | 12 | 24 | 0 | 51.5133
2035 | 12 | 24 | 1 | 50.8355
2035 | 12 | 24 | 2 | 49.5934
2035 | 12 | 24 | 3 | 49.4668
2035 | 12 | 24 | 4 | 49.5668
2035 | 12 | 24 | 5 | 50.2583
2035 | 12 | 24 | 6 | 51.1927
2035 | 12 | 24 | 7 | 55.9288
2035 | 12 | 24 | 8 | 65.835
2035 | 12 | 24 | 9 | 65.9609
2035 | 12 | 24 | 10 | 60.8755
2035 | 12 | 24 | 11 | 55.9375
2035 | 12 | 24 | 12 | 55.6717
2035 | 12 | 24 | 13 | 55.7765
2035 | 12 | 24 | 14 | 57.2177
2035 | 12 | 24 | 15 | 57.7214
2035 | 12 | 24 | 16 | 60.8173
2035 | 12 | 24 | 17 | 69.9184
2035 | 12 | 24 | 18 | 73.8032
2035 | 12 | 24 | 19 | 67.537
2035 | 12 | 24 | 20 | 64.4578
2035 | 12 | 24 | 21 | 61.7742
2035 | 12 | 24 | 22 | 60.3311
2035 | 12 | 24 | 23 | 58.7848
2035 | 12 | 25 | 0 | 57.1158
2035 | 12 | 25 | 1 | 55.6239
2035 | 12 | 25 | 2 | 54.2792
2035 | 12 | 25 | 3 | 53.7985
2035 | 12 | 25 | 4 | 54.1089
2035 | 12 | 25 | 5 | 54.3991
2035 | 12 | 25 | 6 | 56.1887
2035 | 12 | 25 | 7 | 58.2497
2035 | 12 | 25 | 8 | 64.0789
2035 | 12 | 25 | 9 | 63.2954
2035 | 12 | 25 | 10 | 58.255
2035 | 12 | 25 | 11 | 53.3657
2035 | 12 | 25 | 12 | 56.9375
2035 | 12 | 25 | 13 | 57.6708
2035 | 12 | 25 | 14 | 58.2938
2035 | 12 | 25 | 15 | 59.4769
2035 | 12 | 25 | 16 | 64.1382
2035 | 12 | 25 | 17 | 72.2724
2035 | 12 | 25 | 18 | 77.2422
2035 | 12 | 25 | 19 | 69.8454
2035 | 12 | 25 | 20 | 65.9359
2035 | 12 | 25 | 21 | 63.5909
2035 | 12 | 25 | 22 | 62.4389
2035 | 12 | 25 | 23 | 61.2724
2035 | 12 | 26 | 0 | 60.4661
2035 | 12 | 26 | 1 | 59.4479
2035 | 12 | 26 | 2 | 58.2017
2035 | 12 | 26 | 3 | 57.6254
2035 | 12 | 26 | 4 | 57.7157
2035 | 12 | 26 | 5 | 57.8314
2035 | 12 | 26 | 6 | 57.6183
2035 | 12 | 26 | 7 | 58.6952
2035 | 12 | 26 | 8 | 63.7158
2035 | 12 | 26 | 9 | 63.4451
2035 | 12 | 26 | 10 | 60.9089
2035 | 12 | 26 | 11 | 58.7112
2035 | 12 | 26 | 12 | 61.9508
2035 | 12 | 26 | 13 | 63.5226
2035 | 12 | 26 | 14 | 62.332
2035 | 12 | 26 | 15 | 61.3911
2035 | 12 | 26 | 16 | 64.0943
2035 | 12 | 26 | 17 | 71.1221
2035 | 12 | 26 | 18 | 77.8835
2035 | 12 | 26 | 19 | 71.7271
2035 | 12 | 26 | 20 | 68.688
2035 | 12 | 26 | 21 | 65.6493
2035 | 12 | 26 | 22 | 63.7232
2035 | 12 | 26 | 23 | 61.9852
2035 | 12 | 27 | 0 | 60.8863
2035 | 12 | 27 | 1 | 62.7501
2035 | 12 | 27 | 2 | 61.601
2035 | 12 | 27 | 3 | 61.2719
2035 | 12 | 27 | 4 | 61.5207
2035 | 12 | 27 | 5 | 61.7765
2035 | 12 | 27 | 6 | 60.7145
2035 | 12 | 27 | 7 | 63.709
2035 | 12 | 27 | 8 | 71.1282
2035 | 12 | 27 | 9 | 72.065
2035 | 12 | 27 | 10 | 67.5241
2035 | 12 | 27 | 11 | 62.1979
2035 | 12 | 27 | 12 | 62.0553
2035 | 12 | 27 | 13 | 62.0696
2035 | 12 | 27 | 14 | 61.1593
2035 | 12 | 27 | 15 | 63.9829
2035 | 12 | 27 | 16 | 68.2685
2035 | 12 | 27 | 17 | 76.9962
2035 | 12 | 27 | 18 | 83.7324
2035 | 12 | 27 | 19 | 77.2031
2035 | 12 | 27 | 20 | 74.1229
2035 | 12 | 27 | 21 | 71.0896
2035 | 12 | 27 | 22 | 68.5968
2035 | 12 | 27 | 23 | 65.9722
2035 | 12 | 28 | 0 | 63.5478
2035 | 12 | 28 | 1 | 59.6297
2035 | 12 | 28 | 2 | 58.0936
2035 | 12 | 28 | 3 | 57.3707
2035 | 12 | 28 | 4 | 57.2813
2035 | 12 | 28 | 5 | 57.2185
2035 | 12 | 28 | 6 | 57.3092
2035 | 12 | 28 | 7 | 60.4221
2035 | 12 | 28 | 8 | 68.0994
2035 | 12 | 28 | 9 | 69.3546
2035 | 12 | 28 | 10 | 64.3739
2035 | 12 | 28 | 11 | 59.9132
2035 | 12 | 28 | 12 | 59.4083
2035 | 12 | 28 | 13 | 59.0777
2035 | 12 | 28 | 14 | 57.1724
2035 | 12 | 28 | 15 | 58.7752
2035 | 12 | 28 | 16 | 62.929
2035 | 12 | 28 | 17 | 70.5784
2035 | 12 | 28 | 18 | 76.665
2035 | 12 | 28 | 19 | 70.2257
2035 | 12 | 28 | 20 | 67.0379
2035 | 12 | 28 | 21 | 64.1049
2035 | 12 | 28 | 22 | 61.9871
2035 | 12 | 28 | 23 | 59.5739
2035 | 12 | 29 | 0 | 58.7551
2035 | 12 | 29 | 1 | 53.9175
2035 | 12 | 29 | 2 | 52.4468
2035 | 12 | 29 | 3 | 51.7109
2035 | 12 | 29 | 4 | 51.4576
2035 | 12 | 29 | 5 | 51.0851
2035 | 12 | 29 | 6 | 50.6188
2035 | 12 | 29 | 7 | 52.9262
2035 | 12 | 29 | 8 | 60.8966
2035 | 12 | 29 | 9 | 63.0537
2035 | 12 | 29 | 10 | 59.1851
2035 | 12 | 29 | 11 | 55.0471
2035 | 12 | 29 | 12 | 55.8796
2035 | 12 | 29 | 13 | 57.0787
2035 | 12 | 29 | 14 | 56.0975
2035 | 12 | 29 | 15 | 56.4787
2035 | 12 | 29 | 16 | 60.3805
2035 | 12 | 29 | 17 | 69.6511
2035 | 12 | 29 | 18 | 75.8469
2035 | 12 | 29 | 19 | 68.3767
2035 | 12 | 29 | 20 | 63.6164
2035 | 12 | 29 | 21 | 59.9991
2035 | 12 | 29 | 22 | 57.8976
2035 | 12 | 29 | 23 | 55.8171
2035 | 12 | 30 | 0 | 54.0707
2035 | 12 | 30 | 1 | 53.6019
2035 | 12 | 30 | 2 | 52.2262
2035 | 12 | 30 | 3 | 51.658
2035 | 12 | 30 | 4 | 51.5629
2035 | 12 | 30 | 5 | 51.138
2035 | 12 | 30 | 6 | 49.3963
2035 | 12 | 30 | 7 | 51.2646
2035 | 12 | 30 | 8 | 59.7817
2035 | 12 | 30 | 9 | 61.9324
2035 | 12 | 30 | 10 | 58.6738
2035 | 12 | 30 | 11 | 53.8829
2035 | 12 | 30 | 12 | 54.9528
2035 | 12 | 30 | 13 | 56.4361
2035 | 12 | 30 | 14 | 56.2517
2035 | 12 | 30 | 15 | 57.1177
2035 | 12 | 30 | 16 | 62.1165
2035 | 12 | 30 | 17 | 72.4941
2035 | 12 | 30 | 18 | 80.5699
2035 | 12 | 30 | 19 | 73.0736
2035 | 12 | 30 | 20 | 68.776
2035 | 12 | 30 | 21 | 65.1699
2035 | 12 | 30 | 22 | 62.7442
2035 | 12 | 30 | 23 | 60.5213
2035 | 12 | 31 | 0 | 56.2442
2035 | 12 | 31 | 1 | 54.4744
2035 | 12 | 31 | 2 | 53.4724
2035 | 12 | 31 | 3 | 53.2457
2035 | 12 | 31 | 4 | 53.7731
2035 | 12 | 31 | 5 | 54.5004
2035 | 12 | 31 | 6 | 54.1054
2035 | 12 | 31 | 7 | 58.6598
2035 | 12 | 31 | 8 | 68.2018
2035 | 12 | 31 | 9 | 68.9804
2035 | 12 | 31 | 10 | 64.4633
2035 | 12 | 31 | 11 | 61.6752
2035 | 12 | 31 | 12 | 62.8961
2035 | 12 | 31 | 13 | 62.2387
2035 | 12 | 31 | 14 | 60.8504
2035 | 12 | 31 | 15 | 62.3132
2035 | 12 | 31 | 16 | 66.4123
2035 | 12 | 31 | 17 | 74.8742
2035 | 12 | 31 | 18 | 79.6085
2035 | 12 | 31 | 19 | 73.9848
2035 | 12 | 31 | 20 | 70.248
2035 | 12 | 31 | 21 | 66.4582
2035 | 12 | 31 | 22 | 64.7136
2035 | 12 | 31 | 23 | 63.7602
2036 | 1 | 1 | 0 | 62.6911
2036 | 1 | 1 | 1 | 58.7269
2036 | 1 | 1 | 2 | 56.8889
2036 | 1 | 1 | 3 | 55.4575
2036 | 1 | 1 | 4 | 54.7448
2036 | 1 | 1 | 5 | 54.1833
2036 | 1 | 1 | 6 | 53.3437
2036 | 1 | 1 | 7 | 54.491
2036 | 1 | 1 | 8 | 60.4167
2036 | 1 | 1 | 9 | 61.8655
2036 | 1 | 1 | 10 | 58.7308
2036 | 1 | 1 | 11 | 54.6938
2036 | 1 | 1 | 12 | 54.4415
2036 | 1 | 1 | 13 | 53.3034
2036 | 1 | 1 | 14 | 52.9958
2036 | 1 | 1 | 15 | 54.4043
2036 | 1 | 1 | 16 | 62.1367
2036 | 1 | 1 | 17 | 72.6055
2036 | 1 | 1 | 18 | 77.9592
2036 | 1 | 1 | 19 | 70.5239
2036 | 1 | 1 | 20 | 66.0813
2036 | 1 | 1 | 21 | 62.3262
2036 | 1 | 1 | 22 | 60.0553
2036 | 1 | 1 | 23 | 58.3796
2036 | 1 | 2 | 0 | 57.7278
2036 | 1 | 2 | 1 | 58.9767
2036 | 1 | 2 | 2 | 57.9353
2036 | 1 | 2 | 3 | 57.9021
2036 | 1 | 2 | 4 | 58.4435
2036 | 1 | 2 | 5 | 59.0892
2036 | 1 | 2 | 6 | 61.0004
2036 | 1 | 2 | 7 | 65.2647
2036 | 1 | 2 | 8 | 73.5209
2036 | 1 | 2 | 9 | 71.5268
2036 | 1 | 2 | 10 | 64.3639
2036 | 1 | 2 | 11 | 58.1271
2036 | 1 | 2 | 12 | 58.2053
2036 | 1 | 2 | 13 | 58.8196
2036 | 1 | 2 | 14 | 58.1611
2036 | 1 | 2 | 15 | 58.8121
2036 | 1 | 2 | 16 | 62.827
2036 | 1 | 2 | 17 | 72.4534
2036 | 1 | 2 | 18 | 79.4661
2036 | 1 | 2 | 19 | 75.3484
2036 | 1 | 2 | 20 | 73.2818
2036 | 1 | 2 | 21 | 70.665
2036 | 1 | 2 | 22 | 68.3881
2036 | 1 | 2 | 23 | 65.8726
2036 | 1 | 3 | 0 | 64.2305
2036 | 1 | 3 | 1 | 62.854
2036 | 1 | 3 | 2 | 61.7241
2036 | 1 | 3 | 3 | 61.497
2036 | 1 | 3 | 4 | 61.8084
2036 | 1 | 3 | 5 | 62.2123
2036 | 1 | 3 | 6 | 62.8837
2036 | 1 | 3 | 7 | 67.1221
2036 | 1 | 3 | 8 | 75.898
2036 | 1 | 3 | 9 | 75.8702
2036 | 1 | 3 | 10 | 70.3713
2036 | 1 | 3 | 11 | 64.3529
2036 | 1 | 3 | 12 | 64.8185
2036 | 1 | 3 | 13 | 64.7844
2036 | 1 | 3 | 14 | 64.1983
2036 | 1 | 3 | 15 | 65.367
2036 | 1 | 3 | 16 | 70.5204
2036 | 1 | 3 | 17 | 80.0117
2036 | 1 | 3 | 18 | 83.4697
2036 | 1 | 3 | 19 | 76.821
2036 | 1 | 3 | 20 | 73.7531
2036 | 1 | 3 | 21 | 70.6033
2036 | 1 | 3 | 22 | 68.3951
2036 | 1 | 3 | 23 | 65.8704
2036 | 1 | 4 | 0 | 62.9077
2036 | 1 | 4 | 1 | 61.7424
2036 | 1 | 4 | 2 | 60.6161
2036 | 1 | 4 | 3 | 60.4124
2036 | 1 | 4 | 4 | 60.7324
2036 | 1 | 4 | 5 | 61.1521
2036 | 1 | 4 | 6 | 62.0472
2036 | 1 | 4 | 7 | 66.2619
2036 | 1 | 4 | 8 | 74.1125
2036 | 1 | 4 | 9 | 72.0461
2036 | 1 | 4 | 10 | 64.6285
2036 | 1 | 4 | 11 | 58.6083
2036 | 1 | 4 | 12 | 57.663
2036 | 1 | 4 | 13 | 58.5563
2036 | 1 | 4 | 14 | 57.3227
2036 | 1 | 4 | 15 | 57.2773
2036 | 1 | 4 | 16 | 60.755
2036 | 1 | 4 | 17 | 69.573
2036 | 1 | 4 | 18 | 80.3506
2036 | 1 | 4 | 19 | 74.2493
2036 | 1 | 4 | 20 | 71.1713
2036 | 1 | 4 | 21 | 68.3313
2036 | 1 | 4 | 22 | 66.3737
2036 | 1 | 4 | 23 | 63.8902
2036 | 1 | 5 | 0 | 61.7422
2036 | 1 | 5 | 1 | 59.2521
2036 | 1 | 5 | 2 | 58.0727
2036 | 1 | 5 | 3 | 57.5647
2036 | 1 | 5 | 4 | 57.5506
2036 | 1 | 5 | 5 | 57.5702
2036 | 1 | 5 | 6 | 56.5822
2036 | 1 | 5 | 7 | 59.0281
2036 | 1 | 5 | 8 | 67.1162
2036 | 1 | 5 | 9 | 69.8814
2036 | 1 | 5 | 10 | 66.9439
2036 | 1 | 5 | 11 | 61.6584
2036 | 1 | 5 | 12 | 60.3898
2036 | 1 | 5 | 13 | 61.095
2036 | 1 | 5 | 14 | 60.0132
2036 | 1 | 5 | 15 | 60.8612
2036 | 1 | 5 | 16 | 65.4341
2036 | 1 | 5 | 17 | 73.761
2036 | 1 | 5 | 18 | 75.2904
2036 | 1 | 5 | 19 | 70.5783
2036 | 1 | 5 | 20 | 66.2736
2036 | 1 | 5 | 21 | 62.8959
2036 | 1 | 5 | 22 | 61.0049
2036 | 1 | 5 | 23 | 59.3818
2036 | 1 | 6 | 0 | 58.4116
2036 | 1 | 6 | 1 | 55.8213
2036 | 1 | 6 | 2 | 54.7109
2036 | 1 | 6 | 3 | 54.2937
2036 | 1 | 6 | 4 | 54.3695
2036 | 1 | 6 | 5 | 54.2804
2036 | 1 | 6 | 6 | 52.8254
2036 | 1 | 6 | 7 | 54.5276
2036 | 1 | 6 | 8 | 62.4206
2036 | 1 | 6 | 9 | 64.6805
2036 | 1 | 6 | 10 | 61.4769
2036 | 1 | 6 | 11 | 56.6668
2036 | 1 | 6 | 12 | 57.327
2036 | 1 | 6 | 13 | 58.3963
2036 | 1 | 6 | 14 | 58.0568
2036 | 1 | 6 | 15 | 59.1242
2036 | 1 | 6 | 16 | 64.3553
2036 | 1 | 6 | 17 | 73.9343
2036 | 1 | 6 | 18 | 76.1009
2036 | 1 | 6 | 19 | 68.8118
2036 | 1 | 6 | 20 | 63.976
2036 | 1 | 6 | 21 | 60.0628
2036 | 1 | 6 | 22 | 57.3771
2036 | 1 | 6 | 23 | 55.391
2036 | 1 | 7 | 0 | 56.2844
2036 | 1 | 7 | 1 | 54.1697
2036 | 1 | 7 | 2 | 53.2146
2036 | 1 | 7 | 3 | 53.0591
2036 | 1 | 7 | 4 | 53.3493
2036 | 1 | 7 | 5 | 53.751
2036 | 1 | 7 | 6 | 54.5821
2036 | 1 | 7 | 7 | 58.9088
2036 | 1 | 7 | 8 | 67.8825
2036 | 1 | 7 | 9 | 67.7616
2036 | 1 | 7 | 10 | 62.6593
2036 | 1 | 7 | 11 | 58.4265
2036 | 1 | 7 | 12 | 57.974
2036 | 1 | 7 | 13 | 58.3683
2036 | 1 | 7 | 14 | 57.8834
2036 | 1 | 7 | 15 | 58.2667
2036 | 1 | 7 | 16 | 62.066
2036 | 1 | 7 | 17 | 71.1525
2036 | 1 | 7 | 18 | 75.412
2036 | 1 | 7 | 19 | 68.8891
2036 | 1 | 7 | 20 | 65.5147
2036 | 1 | 7 | 21 | 62.0498
2036 | 1 | 7 | 22 | 59.4967
2036 | 1 | 7 | 23 | 57.0906
2036 | 1 | 8 | 0 | 57.1226
2036 | 1 | 8 | 1 | 55.3275
2036 | 1 | 8 | 2 | 54.153
2036 | 1 | 8 | 3 | 54.038
2036 | 1 | 8 | 4 | 54.3962
2036 | 1 | 8 | 5 | 54.8866
2036 | 1 | 8 | 6 | 56.3398
2036 | 1 | 8 | 7 | 61.0828
2036 | 1 | 8 | 8 | 70.4829
2036 | 1 | 8 | 9 | 70.5593
2036 | 1 | 8 | 10 | 64.355
2036 | 1 | 8 | 11 | 58.4354
2036 | 1 | 8 | 12 | 58.1505
2036 | 1 | 8 | 13 | 58.4056
2036 | 1 | 8 | 14 | 58.2879
2036 | 1 | 8 | 15 | 59.6181
2036 | 1 | 8 | 16 | 64.855
2036 | 1 | 8 | 17 | 74.2345
2036 | 1 | 8 | 18 | 78.8483
2036 | 1 | 8 | 19 | 72.3003
2036 | 1 | 8 | 20 | 69.0293
2036 | 1 | 8 | 21 | 65.7725
2036 | 1 | 8 | 22 | 63.3651
2036 | 1 | 8 | 23 | 60.9486
2036 | 1 | 9 | 0 | 59.7508
2036 | 1 | 9 | 1 | 59.8052
2036 | 1 | 9 | 2 | 58.8528
2036 | 1 | 9 | 3 | 58.9232
2036 | 1 | 9 | 4 | 59.5706
2036 | 1 | 9 | 5 | 60.2427
2036 | 1 | 9 | 6 | 61.7326
2036 | 1 | 9 | 7 | 66.4814
2036 | 1 | 9 | 8 | 76.3348
2036 | 1 | 9 | 9 | 76.727
2036 | 1 | 9 | 10 | 70.5128
2036 | 1 | 9 | 11 | 63.417
2036 | 1 | 9 | 12 | 62.0429
2036 | 1 | 9 | 13 | 62.232
2036 | 1 | 9 | 14 | 62.0523
2036 | 1 | 9 | 15 | 63.2183
2036 | 1 | 9 | 16 | 68.3632
2036 | 1 | 9 | 17 | 78.6317
2036 | 1 | 9 | 18 | 84.8355
2036 | 1 | 9 | 19 | 79.1584
2036 | 1 | 9 | 20 | 76.3748
2036 | 1 | 9 | 21 | 73.359
2036 | 1 | 9 | 22 | 70.8771
2036 | 1 | 9 | 23 | 68.2807
2036 | 1 | 10 | 0 | 66.4758
2036 | 1 | 10 | 1 | 66.6101
2036 | 1 | 10 | 2 | 65.6518
2036 | 1 | 10 | 3 | 65.6216
2036 | 1 | 10 | 4 | 66.1378
2036 | 1 | 10 | 5 | 66.6616
2036 | 1 | 10 | 6 | 67.401
2036 | 1 | 10 | 7 | 72.0806
2036 | 1 | 10 | 8 | 81.9995
2036 | 1 | 10 | 9 | 82.7846
2036 | 1 | 10 | 10 | 77.0804
2036 | 1 | 10 | 11 | 69.5151
2036 | 1 | 10 | 12 | 65.2751
2036 | 1 | 10 | 13 | 65.5696
2036 | 1 | 10 | 14 | 65.0538
2036 | 1 | 10 | 15 | 66.2804
2036 | 1 | 10 | 16 | 70.5431
2036 | 1 | 10 | 17 | 80.2553
2036 | 1 | 10 | 18 | 85.0422
2036 | 1 | 10 | 19 | 80.6747
2036 | 1 | 10 | 20 | 78.3901
2036 | 1 | 10 | 21 | 75.6075
2036 | 1 | 10 | 22 | 73.4167
2036 | 1 | 10 | 23 | 70.6782
2036 | 1 | 11 | 0 | 68.6771
2036 | 1 | 11 | 1 | 69.5938
2036 | 1 | 11 | 2 | 68.7402
2036 | 1 | 11 | 3 | 68.7782
2036 | 1 | 11 | 4 | 69.3341
2036 | 1 | 11 | 5 | 69.8202
2036 | 1 | 11 | 6 | 69.822
2036 | 1 | 11 | 7 | 74.2801
2036 | 1 | 11 | 8 | 82.8456
2036 | 1 | 11 | 9 | 81.5734
2036 | 1 | 11 | 10 | 74.1332
2036 | 1 | 11 | 11 | 66.5963
2036 | 1 | 11 | 12 | 65.0737
2036 | 1 | 11 | 13 | 65.4339
2036 | 1 | 11 | 14 | 64.8599
2036 | 1 | 11 | 15 | 65.412
2036 | 1 | 11 | 16 | 69.3525
2036 | 1 | 11 | 17 | 78.6499
2036 | 1 | 11 | 18 | 86.1147
2036 | 1 | 11 | 19 | 81.4627
2036 | 1 | 11 | 20 | 78.9334
2036 | 1 | 11 | 21 | 76.3121
2036 | 1 | 11 | 22 | 74.3124
2036 | 1 | 11 | 23 | 71.5996
2036 | 1 | 12 | 0 | 69.6056
2036 | 1 | 12 | 1 | 69.4162
2036 | 1 | 12 | 2 | 68.7853
2036 | 1 | 12 | 3 | 68.7258
2036 | 1 | 12 | 4 | 69.0877
2036 | 1 | 12 | 5 | 69.6429
2036 | 1 | 12 | 6 | 69.0487
2036 | 1 | 12 | 7 | 71.4329
2036 | 1 | 12 | 8 | 77.9078
2036 | 1 | 12 | 9 | 80.2111
2036 | 1 | 12 | 10 | 77.9278
2036 | 1 | 12 | 11 | 72.0591
2036 | 1 | 12 | 12 | 67.0532
2036 | 1 | 12 | 13 | 66.7109
2036 | 1 | 12 | 14 | 65.1193
2036 | 1 | 12 | 15 | 66.1112
2036 | 1 | 12 | 16 | 69.9676
2036 | 1 | 12 | 17 | 77.6343
2036 | 1 | 12 | 18 | 86.1816
2036 | 1 | 12 | 19 | 82.3664
2036 | 1 | 12 | 20 | 77.7926
2036 | 1 | 12 | 21 | 74.3608
2036 | 1 | 12 | 22 | 72.0475
2036 | 1 | 12 | 23 | 70.1159
2036 | 1 | 13 | 0 | 69.7692
2036 | 1 | 13 | 1 | 67.5663
2036 | 1 | 13 | 2 | 66.7629
2036 | 1 | 13 | 3 | 66.5867
2036 | 1 | 13 | 4 | 66.7882
2036 | 1 | 13 | 5 | 67.0654
2036 | 1 | 13 | 6 | 65.9704
2036 | 1 | 13 | 7 | 67.2165
2036 | 1 | 13 | 8 | 72.6747
2036 | 1 | 13 | 9 | 74.4224
2036 | 1 | 13 | 10 | 72.2543
2036 | 1 | 13 | 11 | 67.0338
2036 | 1 | 13 | 12 | 64.4209
2036 | 1 | 13 | 13 | 65.0539
2036 | 1 | 13 | 14 | 64.1902
2036 | 1 | 13 | 15 | 64.9413
2036 | 1 | 13 | 16 | 68.2471
2036 | 1 | 13 | 17 | 75.513
2036 | 1 | 13 | 18 | 84.1427
2036 | 1 | 13 | 19 | 79.5179
2036 | 1 | 13 | 20 | 75.0118
2036 | 1 | 13 | 21 | 71.2922
2036 | 1 | 13 | 22 | 68.2832
2036 | 1 | 13 | 23 | 66.0369
2036 | 1 | 14 | 0 | 65.9184
2036 | 1 | 14 | 1 | 65.7769
2036 | 1 | 14 | 2 | 65.1062
2036 | 1 | 14 | 3 | 65.2184
2036 | 1 | 14 | 4 | 65.7838
2036 | 1 | 14 | 5 | 66.2559
2036 | 1 | 14 | 6 | 67.7643
2036 | 1 | 14 | 7 | 72.1693
2036 | 1 | 14 | 8 | 81.5058
2036 | 1 | 14 | 9 | 81.4382
2036 | 1 | 14 | 10 | 75.5758
2036 | 1 | 14 | 11 | 69.2265
2036 | 1 | 14 | 12 | 65.7205
2036 | 1 | 14 | 13 | 65.6235
2036 | 1 | 14 | 14 | 65.0399
2036 | 1 | 14 | 15 | 65.6619
2036 | 1 | 14 | 16 | 69.0191
2036 | 1 | 14 | 17 | 77.3016
2036 | 1 | 14 | 18 | 86.9893
2036 | 1 | 14 | 19 | 82.8483
2036 | 1 | 14 | 20 | 80.5121
2036 | 1 | 14 | 21 | 77.6489
2036 | 1 | 14 | 22 | 75.2062
2036 | 1 | 14 | 23 | 72.6179
2036 | 1 | 15 | 0 | 69.3282
2036 | 1 | 15 | 1 | 68.9821
2036 | 1 | 15 | 2 | 68.0276
2036 | 1 | 15 | 3 | 67.9817
2036 | 1 | 15 | 4 | 68.3497
2036 | 1 | 15 | 5 | 68.6033
2036 | 1 | 15 | 6 | 68.9975
2036 | 1 | 15 | 7 | 73.0362
2036 | 1 | 15 | 8 | 80.0973
2036 | 1 | 15 | 9 | 77.5061
2036 | 1 | 15 | 10 | 70.5707
2036 | 1 | 15 | 11 | 64.7455
2036 | 1 | 15 | 12 | 64.6578
2036 | 1 | 15 | 13 | 64.1835
2036 | 1 | 15 | 14 | 63.237
2036 | 1 | 15 | 15 | 63.6643
2036 | 1 | 15 | 16 | 67.0991
2036 | 1 | 15 | 17 | 74.2942
2036 | 1 | 15 | 18 | 83.4551
2036 | 1 | 15 | 19 | 78.7828
2036 | 1 | 15 | 20 | 76.3756
2036 | 1 | 15 | 21 | 73.4524
2036 | 1 | 15 | 22 | 71.1158
2036 | 1 | 15 | 23 | 68.5611
2036 | 1 | 16 | 0 | 67.4051
2036 | 1 | 16 | 1 | 64.2929
2036 | 1 | 16 | 2 | 63.0805
2036 | 1 | 16 | 3 | 62.8044
2036 | 1 | 16 | 4 | 63.0062
2036 | 1 | 16 | 5 | 63.2092
2036 | 1 | 16 | 6 | 63.7749
2036 | 1 | 16 | 7 | 68.1827
2036 | 1 | 16 | 8 | 78.0074
2036 | 1 | 16 | 9 | 78.5799
2036 | 1 | 16 | 10 | 72.1333
2036 | 1 | 16 | 11 | 65.7039
2036 | 1 | 16 | 12 | 64.5348
2036 | 1 | 16 | 13 | 64.5806
2036 | 1 | 16 | 14 | 64.2387
2036 | 1 | 16 | 15 | 64.5065
2036 | 1 | 16 | 16 | 68.4783
2036 | 1 | 16 | 17 | 77.5444
2036 | 1 | 16 | 18 | 81.694
2036 | 1 | 16 | 19 | 75.7164
2036 | 1 | 16 | 20 | 72.7702
2036 | 1 | 16 | 21 | 69.6956
2036 | 1 | 16 | 22 | 67.0708
2036 | 1 | 16 | 23 | 64.4315
2036 | 1 | 17 | 0 | 64.4524
2036 | 1 | 17 | 1 | 64.669
2036 | 1 | 17 | 2 | 63.7769
2036 | 1 | 17 | 3 | 63.8842
2036 | 1 | 17 | 4 | 64.4692
2036 | 1 | 17 | 5 | 65.1043
2036 | 1 | 17 | 6 | 65.5334
2036 | 1 | 17 | 7 | 69.7876
2036 | 1 | 17 | 8 | 77.7839
2036 | 1 | 17 | 9 | 76.0203
2036 | 1 | 17 | 10 | 68.9611
2036 | 1 | 17 | 11 | 62.2878
2036 | 1 | 17 | 12 | 60.8193
2036 | 1 | 17 | 13 | 60.8563
2036 | 1 | 17 | 14 | 60.1961
2036 | 1 | 17 | 15 | 60.9239
2036 | 1 | 17 | 16 | 64.7386
2036 | 1 | 17 | 17 | 73.6446
2036 | 1 | 17 | 18 | 82.1985
2036 | 1 | 17 | 19 | 78.7749
2036 | 1 | 17 | 20 | 76.8233
2036 | 1 | 17 | 21 | 74.4248
2036 | 1 | 17 | 22 | 72.2984
2036 | 1 | 17 | 23 | 69.6632
2036 | 1 | 18 | 0 | 68.5747
2036 | 1 | 18 | 1 | 66.323
2036 | 1 | 18 | 2 | 65.3576
2036 | 1 | 18 | 3 | 65.2719
2036 | 1 | 18 | 4 | 65.6909
2036 | 1 | 18 | 5 | 66.0435
2036 | 1 | 18 | 6 | 66.8198
2036 | 1 | 18 | 7 | 71.0384
2036 | 1 | 18 | 8 | 78.5714
2036 | 1 | 18 | 9 | 75.9842
2036 | 1 | 18 | 10 | 68.1531
2036 | 1 | 18 | 11 | 61.8472
2036 | 1 | 18 | 12 | 63.4526
2036 | 1 | 18 | 13 | 62.9844
2036 | 1 | 18 | 14 | 61.9736
2036 | 1 | 18 | 15 | 62.2455
2036 | 1 | 18 | 16 | 66.6039
2036 | 1 | 18 | 17 | 75.1689
2036 | 1 | 18 | 18 | 83.0065
2036 | 1 | 18 | 19 | 77.3619
2036 | 1 | 18 | 20 | 74.3253
2036 | 1 | 18 | 21 | 71.3948
2036 | 1 | 18 | 22 | 69.3873
2036 | 1 | 18 | 23 | 66.7995
2036 | 1 | 19 | 0 | 65.0655
2036 | 1 | 19 | 1 | 61.9684
2036 | 1 | 19 | 2 | 60.7995
2036 | 1 | 19 | 3 | 60.3453
2036 | 1 | 19 | 4 | 60.323
2036 | 1 | 19 | 5 | 60.4333
2036 | 1 | 19 | 6 | 60.1939
2036 | 1 | 19 | 7 | 62.3563
2036 | 1 | 19 | 8 | 69.2702
2036 | 1 | 19 | 9 | 70.8089
2036 | 1 | 19 | 10 | 67.0363
2036 | 1 | 19 | 11 | 61.8318
2036 | 1 | 19 | 12 | 58.5921
2036 | 1 | 19 | 13 | 58.3849
2036 | 1 | 19 | 14 | 57.0847
2036 | 1 | 19 | 15 | 57.8197
2036 | 1 | 19 | 16 | 61.9422
2036 | 1 | 19 | 17 | 70.0839
2036 | 1 | 19 | 18 | 75.6768
2036 | 1 | 19 | 19 | 72.0605
2036 | 1 | 19 | 20 | 67.7974
2036 | 1 | 19 | 21 | 64.5292
2036 | 1 | 19 | 22 | 62.5185
2036 | 1 | 19 | 23 | 60.7385
2036 | 1 | 20 | 0 | 61.2034
2036 | 1 | 20 | 1 | 57.5492
2036 | 1 | 20 | 2 | 56.2838
2036 | 1 | 20 | 3 | 55.7314
2036 | 1 | 20 | 4 | 55.6305
2036 | 1 | 20 | 5 | 55.4461
2036 | 1 | 20 | 6 | 54.3831
2036 | 1 | 20 | 7 | 55.9448
2036 | 1 | 20 | 8 | 63.5106
2036 | 1 | 20 | 9 | 65.5986
2036 | 1 | 20 | 10 | 61.84
2036 | 1 | 20 | 11 | 56.6089
2036 | 1 | 20 | 12 | 56.9644
2036 | 1 | 20 | 13 | 58.4061
2036 | 1 | 20 | 14 | 58.0926
2036 | 1 | 20 | 15 | 58.935
2036 | 1 | 20 | 16 | 63.0366
2036 | 1 | 20 | 17 | 71.384
2036 | 1 | 20 | 18 | 76.5643
2036 | 1 | 20 | 19 | 70.0119
2036 | 1 | 20 | 20 | 65.0437
2036 | 1 | 20 | 21 | 61.1016
2036 | 1 | 20 | 22 | 58.3187
2036 | 1 | 20 | 23 | 56.2769
2036 | 1 | 21 | 0 | 56.1157
2036 | 1 | 21 | 1 | 55.0164
2036 | 1 | 21 | 2 | 54.0015
2036 | 1 | 21 | 3 | 53.8464
2036 | 1 | 21 | 4 | 54.1078
2036 | 1 | 21 | 5 | 54.5189
2036 | 1 | 21 | 6 | 55.0578
2036 | 1 | 21 | 7 | 59.5357
2036 | 1 | 21 | 8 | 69.1818
2036 | 1 | 21 | 9 | 69.2541
2036 | 1 | 21 | 10 | 63.5722
2036 | 1 | 21 | 11 | 58.3642
2036 | 1 | 21 | 12 | 56.666
2036 | 1 | 21 | 13 | 56.7783
2036 | 1 | 21 | 14 | 56.5361
2036 | 1 | 21 | 15 | 57.1338
2036 | 1 | 21 | 16 | 61.2487
2036 | 1 | 21 | 17 | 70.0456
2036 | 1 | 21 | 18 | 79.4895
2036 | 1 | 21 | 19 | 73.3697
2036 | 1 | 21 | 20 | 69.8978
2036 | 1 | 21 | 21 | 66.5805
2036 | 1 | 21 | 22 | 64.1859
2036 | 1 | 21 | 23 | 61.9071
2036 | 1 | 22 | 0 | 58.8101
2036 | 1 | 22 | 1 | 59.554
2036 | 1 | 22 | 2 | 58.8634
2036 | 1 | 22 | 3 | 59.3094
2036 | 1 | 22 | 4 | 60.2315
2036 | 1 | 22 | 5 | 61.1774
2036 | 1 | 22 | 6 | 62.5395
2036 | 1 | 22 | 7 | 67.3009
2036 | 1 | 22 | 8 | 75.3244
2036 | 1 | 22 | 9 | 72.0754
2036 | 1 | 22 | 10 | 63.3753
2036 | 1 | 22 | 11 | 56.0993
2036 | 1 | 22 | 12 | 55.3437
2036 | 1 | 22 | 13 | 55.0998
2036 | 1 | 22 | 14 | 54.8304
2036 | 1 | 22 | 15 | 56.3784
2036 | 1 | 22 | 16 | 60.8468
2036 | 1 | 22 | 17 | 69.7385
2036 | 1 | 22 | 18 | 82.1517
2036 | 1 | 22 | 19 | 78.3349
2036 | 1 | 22 | 20 | 75.9693
2036 | 1 | 22 | 21 | 73.2249
2036 | 1 | 22 | 22 | 70.8308
2036 | 1 | 22 | 23 | 68.1951
2036 | 1 | 23 | 0 | 68.7971
2036 | 1 | 23 | 1 | 65.7875
2036 | 1 | 23 | 2 | 64.5564
2036 | 1 | 23 | 3 | 64.1278
2036 | 1 | 23 | 4 | 64.1665
2036 | 1 | 23 | 5 | 64.1403
2036 | 1 | 23 | 6 | 64.4897
2036 | 1 | 23 | 7 | 68.4566
2036 | 1 | 23 | 8 | 76.4634
2036 | 1 | 23 | 9 | 74.8644
2036 | 1 | 23 | 10 | 68.7916
2036 | 1 | 23 | 11 | 63.1535
2036 | 1 | 23 | 12 | 62.627
2036 | 1 | 23 | 13 | 62.6347
2036 | 1 | 23 | 14 | 61.3864
2036 | 1 | 23 | 15 | 61.3339
2036 | 1 | 23 | 16 | 64.5755
2036 | 1 | 23 | 17 | 72.9466
2036 | 1 | 23 | 18 | 79.6339
2036 | 1 | 23 | 19 | 73.4935
2036 | 1 | 23 | 20 | 70.2166
2036 | 1 | 23 | 21 | 66.7107
2036 | 1 | 23 | 22 | 64.2395
2036 | 1 | 23 | 23 | 61.662
2036 | 1 | 24 | 0 | 60.0547
2036 | 1 | 24 | 1 | 56.9928
2036 | 1 | 24 | 2 | 55.5051
2036 | 1 | 24 | 3 | 55.0255
2036 | 1 | 24 | 4 | 54.9132
2036 | 1 | 24 | 5 | 55.1195
2036 | 1 | 24 | 6 | 55.0567
2036 | 1 | 24 | 7 | 59.1203
2036 | 1 | 24 | 8 | 67.7557
2036 | 1 | 24 | 9 | 67.0662
2036 | 1 | 24 | 10 | 60.3654
2036 | 1 | 24 | 11 | 54.4833
2036 | 1 | 24 | 12 | 51.85
2036 | 1 | 24 | 13 | 53.2911
2036 | 1 | 24 | 14 | 54.0947
2036 | 1 | 24 | 15 | 54.0625
2036 | 1 | 24 | 16 | 56.1032
2036 | 1 | 24 | 17 | 64.9838
2036 | 1 | 24 | 18 | 72.2881
2036 | 1 | 24 | 19 | 66.6671
2036 | 1 | 24 | 20 | 63.3254
2036 | 1 | 24 | 21 | 60.3418
2036 | 1 | 24 | 22 | 57.921
2036 | 1 | 24 | 23 | 55.2992
2036 | 1 | 25 | 0 | 55.8902
2036 | 1 | 25 | 1 | 51.1364
2036 | 1 | 25 | 2 | 49.5992
2036 | 1 | 25 | 3 | 49.0908
2036 | 1 | 25 | 4 | 49.0544
2036 | 1 | 25 | 5 | 49.2925
2036 | 1 | 25 | 6 | 50.5388
2036 | 1 | 25 | 7 | 54.8487
2036 | 1 | 25 | 8 | 63.2549
2036 | 1 | 25 | 9 | 62.2338
2036 | 1 | 25 | 10 | 54.9172
2036 | 1 | 25 | 11 | 50.1477
2036 | 1 | 25 | 12 | 50.5851
2036 | 1 | 25 | 13 | 50.4862
2036 | 1 | 25 | 14 | 49.602
2036 | 1 | 25 | 15 | 49.0937
2036 | 1 | 25 | 16 | 53.3864
2036 | 1 | 25 | 17 | 61.4165
2036 | 1 | 25 | 18 | 70.196
2036 | 1 | 25 | 19 | 65.2084
2036 | 1 | 25 | 20 | 62.1146
2036 | 1 | 25 | 21 | 59.4481
2036 | 1 | 25 | 22 | 57.8207
2036 | 1 | 25 | 23 | 55.7445
2036 | 1 | 26 | 0 | 52.2758
2036 | 1 | 26 | 1 | 50.8242
2036 | 1 | 26 | 2 | 49.8034
2036 | 1 | 26 | 3 | 49.5149
2036 | 1 | 26 | 4 | 49.8142
2036 | 1 | 26 | 5 | 49.8679
2036 | 1 | 26 | 6 | 49.5924
2036 | 1 | 26 | 7 | 53.0366
2036 | 1 | 26 | 8 | 63.5483
2036 | 1 | 26 | 9 | 65.3633
2036 | 1 | 26 | 10 | 59.9056
2036 | 1 | 26 | 11 | 53.2582
2036 | 1 | 26 | 12 | 52.9603
2036 | 1 | 26 | 13 | 53.0063
2036 | 1 | 26 | 14 | 52.8732
2036 | 1 | 26 | 15 | 54.4812
2036 | 1 | 26 | 16 | 60.7212
2036 | 1 | 26 | 17 | 71.5263
2036 | 1 | 26 | 18 | 78.3306
2036 | 1 | 26 | 19 | 72.3842
2036 | 1 | 26 | 20 | 67.5327
2036 | 1 | 26 | 21 | 64.0624
2036 | 1 | 26 | 22 | 62.4997
2036 | 1 | 26 | 23 | 61.0446
2036 | 1 | 27 | 0 | 57.658
2036 | 1 | 27 | 1 | 57.1042
2036 | 1 | 27 | 2 | 56.0892
2036 | 1 | 27 | 3 | 56.0025
2036 | 1 | 27 | 4 | 56.2712
2036 | 1 | 27 | 5 | 56.2707
2036 | 1 | 27 | 6 | 55.7057
2036 | 1 | 27 | 7 | 57.4734
2036 | 1 | 27 | 8 | 64.5092
2036 | 1 | 27 | 9 | 62.7086
2036 | 1 | 27 | 10 | 57.4996
2036 | 1 | 27 | 11 | 51.4956
2036 | 1 | 27 | 12 | 50.6446
2036 | 1 | 27 | 13 | 50.0168
2036 | 1 | 27 | 14 | 49.9474
2036 | 1 | 27 | 15 | 51.1287
2036 | 1 | 27 | 16 | 56.5673
2036 | 1 | 27 | 17 | 66.9096
2036 | 1 | 27 | 18 | 76.5096
2036 | 1 | 27 | 19 | 71.8495
2036 | 1 | 27 | 20 | 67.8095
2036 | 1 | 27 | 21 | 64.3331
2036 | 1 | 27 | 22 | 61.8738
2036 | 1 | 27 | 23 | 59.8634
2036 | 1 | 28 | 0 | 60.7384
2036 | 1 | 28 | 1 | 57.7764
2036 | 1 | 28 | 2 | 56.9572
2036 | 1 | 28 | 3 | 56.9276
2036 | 1 | 28 | 4 | 57.2964
2036 | 1 | 28 | 5 | 57.7625
2036 | 1 | 28 | 6 | 58.4712
2036 | 1 | 28 | 7 | 62.8747
2036 | 1 | 28 | 8 | 71.7717
2036 | 1 | 28 | 9 | 69.9643
2036 | 1 | 28 | 10 | 63.4239
2036 | 1 | 28 | 11 | 57.3211
2036 | 1 | 28 | 12 | 52.7843
2036 | 1 | 28 | 13 | 53.9094
2036 | 1 | 28 | 14 | 53.4209
2036 | 1 | 28 | 15 | 53.9008
2036 | 1 | 28 | 16 | 56.103
2036 | 1 | 28 | 17 | 64.8454
2036 | 1 | 28 | 18 | 76.5414
2036 | 1 | 28 | 19 | 71.834
2036 | 1 | 28 | 20 | 68.5603
2036 | 1 | 28 | 21 | 65.1412
2036 | 1 | 28 | 22 | 62.5877
2036 | 1 | 28 | 23 | 59.9931
2036 | 1 | 29 | 0 | 59.1045
2036 | 1 | 29 | 1 | 58.3158
2036 | 1 | 29 | 2 | 57.1735
2036 | 1 | 29 | 3 | 57.0362
2036 | 1 | 29 | 4 | 57.2429
2036 | 1 | 29 | 5 | 57.585
2036 | 1 | 29 | 6 | 58.1328
2036 | 1 | 29 | 7 | 62.292
2036 | 1 | 29 | 8 | 69.6208
2036 | 1 | 29 | 9 | 66.4344
2036 | 1 | 29 | 10 | 58.6747
2036 | 1 | 29 | 11 | 52.7586
2036 | 1 | 29 | 12 | 51.8492
2036 | 1 | 29 | 13 | 52.5795
2036 | 1 | 29 | 14 | 52.3152
2036 | 1 | 29 | 15 | 52.8011
2036 | 1 | 29 | 16 | 55.7161
2036 | 1 | 29 | 17 | 63.546
2036 | 1 | 29 | 18 | 74.7588
2036 | 1 | 29 | 19 | 69.9921
2036 | 1 | 29 | 20 | 66.8835
2036 | 1 | 29 | 21 | 63.7643
2036 | 1 | 29 | 22 | 61.3829
2036 | 1 | 29 | 23 | 58.9116
2036 | 1 | 30 | 0 | 57.7797
2036 | 1 | 30 | 1 | 54.9543
2036 | 1 | 30 | 2 | 53.6718
2036 | 1 | 30 | 3 | 53.409
2036 | 1 | 30 | 4 | 53.5964
2036 | 1 | 30 | 5 | 53.9623
2036 | 1 | 30 | 6 | 54.8582
2036 | 1 | 30 | 7 | 59.2516
2036 | 1 | 30 | 8 | 68.385
2036 | 1 | 30 | 9 | 67.4318
2036 | 1 | 30 | 10 | 60.0172
2036 | 1 | 30 | 11 | 54.0223
2036 | 1 | 30 | 12 | 52.7174
2036 | 1 | 30 | 13 | 53.0015
2036 | 1 | 30 | 14 | 53.1222
2036 | 1 | 30 | 15 | 53.0557
2036 | 1 | 30 | 16 | 56.3279
2036 | 1 | 30 | 17 | 64.8662
2036 | 1 | 30 | 18 | 74.2872
2036 | 1 | 30 | 19 | 69.3629
2036 | 1 | 30 | 20 | 66.3032
2036 | 1 | 30 | 21 | 63.273
2036 | 1 | 30 | 22 | 60.8359
2036 | 1 | 30 | 23 | 58.4065
2036 | 1 | 31 | 0 | 57.2183
2036 | 1 | 31 | 1 | 55.0655
2036 | 1 | 31 | 2 | 53.8468
2036 | 1 | 31 | 3 | 53.675
2036 | 1 | 31 | 4 | 53.9651
2036 | 1 | 31 | 5 | 54.5238
2036 | 1 | 31 | 6 | 54.9028
2036 | 1 | 31 | 7 | 59.6228
2036 | 1 | 31 | 8 | 69.4414
2036 | 1 | 31 | 9 | 68.8915
2036 | 1 | 31 | 10 | 61.3695
2036 | 1 | 31 | 11 | 54.7208
2036 | 1 | 31 | 12 | 53.9335
2036 | 1 | 31 | 13 | 54.1938
2036 | 1 | 31 | 14 | 54.3405
2036 | 1 | 31 | 15 | 55.3956
2036 | 1 | 31 | 16 | 60.0328
2036 | 1 | 31 | 17 | 69.6474
2036 | 1 | 31 | 18 | 76.7914
2036 | 1 | 31 | 19 | 72.8886
2036 | 1 | 31 | 20 | 70.1604
2036 | 1 | 31 | 21 | 67.4441
2036 | 1 | 31 | 22 | 65.4953
2036 | 1 | 31 | 23 | 63.1531
2036 | 2 | 1 | 0 | 58.5647
2036 | 2 | 1 | 1 | 57.8237
2036 | 2 | 1 | 2 | 56.869
2036 | 2 | 1 | 3 | 56.9196
2036 | 2 | 1 | 4 | 57.5074
2036 | 2 | 1 | 5 | 58.0864
2036 | 2 | 1 | 6 | 58.1459
2036 | 2 | 1 | 7 | 62.5262
2036 | 2 | 1 | 8 | 70.1965
2036 | 2 | 1 | 9 | 67.2895
2036 | 2 | 1 | 10 | 60.1442
2036 | 2 | 1 | 11 | 54.6083
2036 | 2 | 1 | 12 | 55.6532
2036 | 2 | 1 | 13 | 55.5496
2036 | 2 | 1 | 14 | 54.8827
2036 | 2 | 1 | 15 | 55.3277
2036 | 2 | 1 | 16 | 59.2942
2036 | 2 | 1 | 17 | 68.0261
2036 | 2 | 1 | 18 | 75.6091
2036 | 2 | 1 | 19 | 71.8007
2036 | 2 | 1 | 20 | 68.9907
2036 | 2 | 1 | 21 | 66.1787
2036 | 2 | 1 | 22 | 64.2879
2036 | 2 | 1 | 23 | 61.8918
2036 | 2 | 2 | 0 | 61.8758
2036 | 2 | 2 | 1 | 58.2253
2036 | 2 | 2 | 2 | 56.7292
2036 | 2 | 2 | 3 | 56.1296
2036 | 2 | 2 | 4 | 55.8607
2036 | 2 | 2 | 5 | 55.4809
2036 | 2 | 2 | 6 | 54.0234
2036 | 2 | 2 | 7 | 56.2546
2036 | 2 | 2 | 8 | 64.4849
2036 | 2 | 2 | 9 | 65.2757
2036 | 2 | 2 | 10 | 61.6084
2036 | 2 | 2 | 11 | 57.0697
2036 | 2 | 2 | 12 | 53.9716
2036 | 2 | 2 | 13 | 53.8245
2036 | 2 | 2 | 14 | 52.1475
2036 | 2 | 2 | 15 | 52.3799
2036 | 2 | 2 | 16 | 55.9147
2036 | 2 | 2 | 17 | 63.817
2036 | 2 | 2 | 18 | 73.7887
2036 | 2 | 2 | 19 | 68.272
2036 | 2 | 2 | 20 | 63.3629
2036 | 2 | 2 | 21 | 59.5455
2036 | 2 | 2 | 22 | 57.5723
2036 | 2 | 2 | 23 | 56.1258
2036 | 2 | 3 | 0 | 54.4464
2036 | 2 | 3 | 1 | 53.072
2036 | 2 | 3 | 2 | 51.8026
2036 | 2 | 3 | 3 | 51.2774
2036 | 2 | 3 | 4 | 51.3215
2036 | 2 | 3 | 5 | 51.1233
2036 | 2 | 3 | 6 | 49.2983
2036 | 2 | 3 | 7 | 51.3176
2036 | 2 | 3 | 8 | 60.5877
2036 | 2 | 3 | 9 | 62.2741
2036 | 2 | 3 | 10 | 57.8494
2036 | 2 | 3 | 11 | 53.6201
2036 | 2 | 3 | 12 | 53.4411
2036 | 2 | 3 | 13 | 53.5017
2036 | 2 | 3 | 14 | 52.7027
2036 | 2 | 3 | 15 | 54.0707
2036 | 2 | 3 | 16 | 59.9827
2036 | 2 | 3 | 17 | 70.2509
2036 | 2 | 3 | 18 | 76.1461
2036 | 2 | 3 | 19 | 71.0081
2036 | 2 | 3 | 20 | 66.5894
2036 | 2 | 3 | 21 | 63.0247
2036 | 2 | 3 | 22 | 60.9409
2036 | 2 | 3 | 23 | 59.371
2036 | 2 | 4 | 0 | 56.2965
2036 | 2 | 4 | 1 | 56.9916
2036 | 2 | 4 | 2 | 56.3668
2036 | 2 | 4 | 3 | 56.5849
2036 | 2 | 4 | 4 | 57.2653
2036 | 2 | 4 | 5 | 57.9034
2036 | 2 | 4 | 6 | 57.1514
2036 | 2 | 4 | 7 | 61.5314
2036 | 2 | 4 | 8 | 69.8465
2036 | 2 | 4 | 9 | 67.3634
2036 | 2 | 4 | 10 | 61.5304
2036 | 2 | 4 | 11 | 57.0517
2036 | 2 | 4 | 12 | 56.3936
2036 | 2 | 4 | 13 | 55.9813
2036 | 2 | 4 | 14 | 55.2949
2036 | 2 | 4 | 15 | 55.8172
2036 | 2 | 4 | 16 | 58.9941
2036 | 2 | 4 | 17 | 66.9698
2036 | 2 | 4 | 18 | 74.0809
2036 | 2 | 4 | 19 | 71.8951
2036 | 2 | 4 | 20 | 69.6873
2036 | 2 | 4 | 21 | 66.7454
2036 | 2 | 4 | 22 | 64.4939
2036 | 2 | 4 | 23 | 62.2086
2036 | 2 | 5 | 0 | 62.9405
2036 | 2 | 5 | 1 | 59.7741
2036 | 2 | 5 | 2 | 58.7328
2036 | 2 | 5 | 3 | 58.6353
2036 | 2 | 5 | 4 | 58.9643
2036 | 2 | 5 | 5 | 59.2344
2036 | 2 | 5 | 6 | 59.3362
2036 | 2 | 5 | 7 | 63.9336
2036 | 2 | 5 | 8 | 72.914
2036 | 2 | 5 | 9 | 71.1382
2036 | 2 | 5 | 10 | 64.7653
2036 | 2 | 5 | 11 | 59.3151
2036 | 2 | 5 | 12 | 59.9526
2036 | 2 | 5 | 13 | 59.8084
2036 | 2 | 5 | 14 | 59.1704
2036 | 2 | 5 | 15 | 60.3394
2036 | 2 | 5 | 16 | 64.5876
2036 | 2 | 5 | 17 | 72.9183
2036 | 2 | 5 | 18 | 78.4669
2036 | 2 | 5 | 19 | 75.0685
2036 | 2 | 5 | 20 | 72.4635
2036 | 2 | 5 | 21 | 69.3878
2036 | 2 | 5 | 22 | 67.4054
2036 | 2 | 5 | 23 | 65.2509
2036 | 2 | 6 | 0 | 59.1903
2036 | 2 | 6 | 1 | 60.4267
2036 | 2 | 6 | 2 | 59.5829
2036 | 2 | 6 | 3 | 59.7509
2036 | 2 | 6 | 4 | 60.4096
2036 | 2 | 6 | 5 | 61.0279
2036 | 2 | 6 | 6 | 61.5212
2036 | 2 | 6 | 7 | 65.9846
2036 | 2 | 6 | 8 | 74.7482
2036 | 2 | 6 | 9 | 72.304
2036 | 2 | 6 | 10 | 65.1724
2036 | 2 | 6 | 11 | 58.609
2036 | 2 | 6 | 12 | 58.2849
2036 | 2 | 6 | 13 | 58.6993
2036 | 2 | 6 | 14 | 58.8016
2036 | 2 | 6 | 15 | 59.5437
2036 | 2 | 6 | 16 | 62.9302
2036 | 2 | 6 | 17 | 72.0883
2036 | 2 | 6 | 18 | 79.3327
2036 | 2 | 6 | 19 | 76.5201
2036 | 2 | 6 | 20 | 74.172
2036 | 2 | 6 | 21 | 71.3793
2036 | 2 | 6 | 22 | 68.9571
2036 | 2 | 6 | 23 | 66.4553
2036 | 2 | 7 | 0 | 65.3463
2036 | 2 | 7 | 1 | 65.4892
2036 | 2 | 7 | 2 | 64.714
2036 | 2 | 7 | 3 | 64.8619
2036 | 2 | 7 | 4 | 65.5221
2036 | 2 | 7 | 5 | 66.077
2036 | 2 | 7 | 6 | 66.7979
2036 | 2 | 7 | 7 | 70.9879
2036 | 2 | 7 | 8 | 78.5413
2036 | 2 | 7 | 9 | 75.4978
2036 | 2 | 7 | 10 | 68.7462
2036 | 2 | 7 | 11 | 62.6504
2036 | 2 | 7 | 12 | 61.6951
2036 | 2 | 7 | 13 | 61.2684
2036 | 2 | 7 | 14 | 60.718
2036 | 2 | 7 | 15 | 61.2808
2036 | 2 | 7 | 16 | 63.9606
2036 | 2 | 7 | 17 | 71.8626
2036 | 2 | 7 | 18 | 80.6594
2036 | 2 | 7 | 19 | 79.1483
2036 | 2 | 7 | 20 | 77.4019
2036 | 2 | 7 | 21 | 74.8301
2036 | 2 | 7 | 22 | 72.8075
2036 | 2 | 7 | 23 | 70.2842
2036 | 2 | 8 | 0 | 67.7152
2036 | 2 | 8 | 1 | 67.8708
2036 | 2 | 8 | 2 | 67.0723
2036 | 2 | 8 | 3 | 67.1317
2036 | 2 | 8 | 4 | 67.6842
2036 | 2 | 8 | 5 | 68.0925
2036 | 2 | 8 | 6 | 68.5173
2036 | 2 | 8 | 7 | 72.89
2036 | 2 | 8 | 8 | 80.7459
2036 | 2 | 8 | 9 | 76.6626
2036 | 2 | 8 | 10 | 68.1494
2036 | 2 | 8 | 11 | 61.5638
2036 | 2 | 8 | 12 | 61.198
2036 | 2 | 8 | 13 | 61.4395
2036 | 2 | 8 | 14 | 60.3578
2036 | 2 | 8 | 15 | 60.397
2036 | 2 | 8 | 16 | 62.9271
2036 | 2 | 8 | 17 | 70.8273
2036 | 2 | 8 | 18 | 80.8106
2036 | 2 | 8 | 19 | 78.4241
2036 | 2 | 8 | 20 | 76.183
2036 | 2 | 8 | 21 | 73.5812
2036 | 2 | 8 | 22 | 71.7325
2036 | 2 | 8 | 23 | 69.2225
2036 | 2 | 9 | 0 | 66.4069
2036 | 2 | 9 | 1 | 66.8871
2036 | 2 | 9 | 2 | 66.2726
2036 | 2 | 9 | 3 | 66.2331
2036 | 2 | 9 | 4 | 66.6634
2036 | 2 | 9 | 5 | 67.1971
2036 | 2 | 9 | 6 | 67.4694
2036 | 2 | 9 | 7 | 69.9012
2036 | 2 | 9 | 8 | 75.9882
2036 | 2 | 9 | 9 | 75.0826
2036 | 2 | 9 | 10 | 70.9845
2036 | 2 | 9 | 11 | 65.7416
2036 | 2 | 9 | 12 | 64.4576
2036 | 2 | 9 | 13 | 63.5579
2036 | 2 | 9 | 14 | 62.4503
2036 | 2 | 9 | 15 | 63.5291
2036 | 2 | 9 | 16 | 67.2352
2036 | 2 | 9 | 17 | 74.6809
2036 | 2 | 9 | 18 | 84.2086
2036 | 2 | 9 | 19 | 81.3241
2036 | 2 | 9 | 20 | 76.6214
2036 | 2 | 9 | 21 | 73.0711
2036 | 2 | 9 | 22 | 70.8636
2036 | 2 | 9 | 23 | 69.1303
2036 | 2 | 10 | 0 | 68.7617
2036 | 2 | 10 | 1 | 67.7638
2036 | 2 | 10 | 2 | 67.1696
2036 | 2 | 10 | 3 | 67.1936
2036 | 2 | 10 | 4 | 67.6163
2036 | 2 | 10 | 5 | 68.0202
2036 | 2 | 10 | 6 | 67.7274
2036 | 2 | 10 | 7 | 69.0388
2036 | 2 | 10 | 8 | 73.5301
2036 | 2 | 10 | 9 | 71.5848
2036 | 2 | 10 | 10 | 67.9411
2036 | 2 | 10 | 11 | 63.0037
2036 | 2 | 10 | 12 | 63.6863
2036 | 2 | 10 | 13 | 63.7098
2036 | 2 | 10 | 14 | 63.2633
2036 | 2 | 10 | 15 | 64.0643
2036 | 2 | 10 | 16 | 66.7546
2036 | 2 | 10 | 17 | 73.4194
2036 | 2 | 10 | 18 | 84.8716
2036 | 2 | 10 | 19 | 82.3983
2036 | 2 | 10 | 20 | 78.1385
2036 | 2 | 10 | 21 | 74.4689
2036 | 2 | 10 | 22 | 71.5863
2036 | 2 | 10 | 23 | 69.5096
2036 | 2 | 11 | 0 | 68.3001
2036 | 2 | 11 | 1 | 68.5941
2036 | 2 | 11 | 2 | 68.2454
2036 | 2 | 11 | 3 | 68.5955
2036 | 2 | 11 | 4 | 69.3694
2036 | 2 | 11 | 5 | 69.9215
2036 | 2 | 11 | 6 | 70.5901
2036 | 2 | 11 | 7 | 74.8095
2036 | 2 | 11 | 8 | 82.5836
2036 | 2 | 11 | 9 | 78.1924
2036 | 2 | 11 | 10 | 70.5658
2036 | 2 | 11 | 11 | 64.7582
2036 | 2 | 11 | 12 | 65.163
2036 | 2 | 11 | 13 | 64.9362
2036 | 2 | 11 | 14 | 64.5465
2036 | 2 | 11 | 15 | 65.0056
2036 | 2 | 11 | 16 | 67.075
2036 | 2 | 11 | 17 | 74.456
2036 | 2 | 11 | 18 | 84.6866
2036 | 2 | 11 | 19 | 82.6243
2036 | 2 | 11 | 20 | 80.5057
2036 | 2 | 11 | 21 | 77.5484
2036 | 2 | 11 | 22 | 75.0863
2036 | 2 | 11 | 23 | 72.5555
2036 | 2 | 12 | 0 | 70.0497
2036 | 2 | 12 | 1 | 70.2217
2036 | 2 | 12 | 2 | 69.4832
2036 | 2 | 12 | 3 | 69.641
2036 | 2 | 12 | 4 | 70.2207
2036 | 2 | 12 | 5 | 70.5964
2036 | 2 | 12 | 6 | 70.3112
2036 | 2 | 12 | 7 | 75.1722
2036 | 2 | 12 | 8 | 85.1826
2036 | 2 | 12 | 9 | 83.8091
2036 | 2 | 12 | 10 | 76.1355
2036 | 2 | 12 | 11 | 68.908
2036 | 2 | 12 | 12 | 67.4252
2036 | 2 | 12 | 13 | 66.7442
2036 | 2 | 12 | 14 | 66.4541
2036 | 2 | 12 | 15 | 67.5242
2036 | 2 | 12 | 16 | 71.2519
2036 | 2 | 12 | 17 | 78.4296
2036 | 2 | 12 | 18 | 84.1641
2036 | 2 | 12 | 19 | 81.9337
2036 | 2 | 12 | 20 | 79.8562
2036 | 2 | 12 | 21 | 77.0132
2036 | 2 | 12 | 22 | 74.703
2036 | 2 | 12 | 23 | 72.2338
2036 | 2 | 13 | 0 | 69.5187
2036 | 2 | 13 | 1 | 68.3159
2036 | 2 | 13 | 2 | 67.4061
2036 | 2 | 13 | 3 | 67.3576
2036 | 2 | 13 | 4 | 67.783
2036 | 2 | 13 | 5 | 68.0671
2036 | 2 | 13 | 6 | 68.4789
2036 | 2 | 13 | 7 | 72.7311
2036 | 2 | 13 | 8 | 81.2941
2036 | 2 | 13 | 9 | 78.3996
2036 | 2 | 13 | 10 | 70.608
2036 | 2 | 13 | 11 | 64.3863
2036 | 2 | 13 | 12 | 65.1251
2036 | 2 | 13 | 13 | 64.8332
2036 | 2 | 13 | 14 | 64.6794
2036 | 2 | 13 | 15 | 64.5761
2036 | 2 | 13 | 16 | 67.0334
2036 | 2 | 13 | 17 | 74.4908
2036 | 2 | 13 | 18 | 80.8626
2036 | 2 | 13 | 19 | 78.2977
2036 | 2 | 13 | 20 | 76.1369
2036 | 2 | 13 | 21 | 73.2924
2036 | 2 | 13 | 22 | 70.8209
2036 | 2 | 13 | 23 | 68.3109
2036 | 2 | 14 | 0 | 67.2579
2036 | 2 | 14 | 1 | 62.8771
2036 | 2 | 14 | 2 | 61.6362
2036 | 2 | 14 | 3 | 61.2663
2036 | 2 | 14 | 4 | 61.3404
2036 | 2 | 14 | 5 | 61.4811
2036 | 2 | 14 | 6 | 62.2233
2036 | 2 | 14 | 7 | 66.5369
2036 | 2 | 14 | 8 | 75.8463
2036 | 2 | 14 | 9 | 74.7808
2036 | 2 | 14 | 10 | 68.2742
2036 | 2 | 14 | 11 | 62.6815
2036 | 2 | 14 | 12 | 61.6675
2036 | 2 | 14 | 13 | 61.6176
2036 | 2 | 14 | 14 | 61.4948
2036 | 2 | 14 | 15 | 61.4306
2036 | 2 | 14 | 16 | 64.1378
2036 | 2 | 14 | 17 | 71.3391
2036 | 2 | 14 | 18 | 78.4254
2036 | 2 | 14 | 19 | 74.242
2036 | 2 | 14 | 20 | 71.2821
2036 | 2 | 14 | 21 | 68.2018
2036 | 2 | 14 | 22 | 66.0047
2036 | 2 | 14 | 23 | 63.7073
2036 | 2 | 15 | 0 | 59.9949
2036 | 2 | 15 | 1 | 56.4162
2036 | 2 | 15 | 2 | 55.0001
2036 | 2 | 15 | 3 | 54.5535
2036 | 2 | 15 | 4 | 54.6016
2036 | 2 | 15 | 5 | 54.8415
2036 | 2 | 15 | 6 | 54.9302
2036 | 2 | 15 | 7 | 59.5498
2036 | 2 | 15 | 8 | 69.1225
2036 | 2 | 15 | 9 | 67.7456
2036 | 2 | 15 | 10 | 60.056
2036 | 2 | 15 | 11 | 54.5915
2036 | 2 | 15 | 12 | 53.9402
2036 | 2 | 15 | 13 | 54.0621
2036 | 2 | 15 | 14 | 53.7796
2036 | 2 | 15 | 15 | 53.2286
2036 | 2 | 15 | 16 | 56.3849
2036 | 2 | 15 | 17 | 63.7394
2036 | 2 | 15 | 18 | 70.6997
2036 | 2 | 15 | 19 | 66.9515
2036 | 2 | 15 | 20 | 63.8917
2036 | 2 | 15 | 21 | 61.0588
2036 | 2 | 15 | 22 | 59.2076
2036 | 2 | 15 | 23 | 57.0805
2036 | 2 | 16 | 0 | 56.4395
2036 | 2 | 16 | 1 | 52.1703
2036 | 2 | 16 | 2 | 51.064
2036 | 2 | 16 | 3 | 50.6106
2036 | 2 | 16 | 4 | 50.7431
2036 | 2 | 16 | 5 | 50.6829
2036 | 2 | 16 | 6 | 50.0316
2036 | 2 | 16 | 7 | 52.8949
2036 | 2 | 16 | 8 | 61.4199
2036 | 2 | 16 | 9 | 60.9402
2036 | 2 | 16 | 10 | 55.4951
2036 | 2 | 16 | 11 | 50.0519
2036 | 2 | 16 | 12 | 50.4905
2036 | 2 | 16 | 13 | 51.8872
2036 | 2 | 16 | 14 | 51.7607
2036 | 2 | 16 | 15 | 51.982
2036 | 2 | 16 | 16 | 54.5203
2036 | 2 | 16 | 17 | 61.7302
2036 | 2 | 16 | 18 | 70.412
2036 | 2 | 16 | 19 | 66.9827
2036 | 2 | 16 | 20 | 62.4519
2036 | 2 | 16 | 21 | 58.8833
2036 | 2 | 16 | 22 | 57.1641
2036 | 2 | 16 | 23 | 55.8029
2036 | 2 | 17 | 0 | 54.6182
2036 | 2 | 17 | 1 | 50.8132
2036 | 2 | 17 | 2 | 49.6897
2036 | 2 | 17 | 3 | 49.3746
2036 | 2 | 17 | 4 | 49.5088
2036 | 2 | 17 | 5 | 49.2973
2036 | 2 | 17 | 6 | 47.9867
2036 | 2 | 17 | 7 | 50.1895
2036 | 2 | 17 | 8 | 59.4828
2036 | 2 | 17 | 9 | 58.994
2036 | 2 | 17 | 10 | 53.319
2036 | 2 | 17 | 11 | 47.8058
2036 | 2 | 17 | 12 | 48.3058
2036 | 2 | 17 | 13 | 49.1732
2036 | 2 | 17 | 14 | 49.6706
2036 | 2 | 17 | 15 | 50.3745
2036 | 2 | 17 | 16 | 54.4953
2036 | 2 | 17 | 17 | 63.4799
2036 | 2 | 17 | 18 | 71.3045
2036 | 2 | 17 | 19 | 66.2316
2036 | 2 | 17 | 20 | 61.6388
2036 | 2 | 17 | 21 | 57.7319
2036 | 2 | 17 | 22 | 55.3094
2036 | 2 | 17 | 23 | 53.6305
2036 | 2 | 18 | 0 | 52.1305
2036 | 2 | 18 | 1 | 53.9624
2036 | 2 | 18 | 2 | 52.9039
2036 | 2 | 18 | 3 | 52.5705
2036 | 2 | 18 | 4 | 52.7985
2036 | 2 | 18 | 5 | 53.2009
2036 | 2 | 18 | 6 | 52.67
2036 | 2 | 18 | 7 | 55.1728
2036 | 2 | 18 | 8 | 63.5258
2036 | 2 | 18 | 9 | 60.7919
2036 | 2 | 18 | 10 | 51.1778
2036 | 2 | 18 | 11 | 44.5694
2036 | 2 | 18 | 12 | 45.5266
2036 | 2 | 18 | 13 | 47.772
2036 | 2 | 18 | 14 | 47.5126
2036 | 2 | 18 | 15 | 48.1944
2036 | 2 | 18 | 16 | 50.7235
2036 | 2 | 18 | 17 | 61.6557
2036 | 2 | 18 | 18 | 75.1873
2036 | 2 | 18 | 19 | 71.0461
2036 | 2 | 18 | 20 | 67.1544
2036 | 2 | 18 | 21 | 63.4786
2036 | 2 | 18 | 22 | 61.0959
2036 | 2 | 18 | 23 | 59.1042
2036 | 2 | 19 | 0 | 55.0688
2036 | 2 | 19 | 1 | 60.4816
2036 | 2 | 19 | 2 | 59.9501
2036 | 2 | 19 | 3 | 60.472
2036 | 2 | 19 | 4 | 61.4844
2036 | 2 | 19 | 5 | 62.5145
2036 | 2 | 19 | 6 | 63.377
2036 | 2 | 19 | 7 | 68.3209
2036 | 2 | 19 | 8 | 76.499
2036 | 2 | 19 | 9 | 71.3014
2036 | 2 | 19 | 10 | 62.1783
2036 | 2 | 19 | 11 | 54.5162
2036 | 2 | 19 | 12 | 53.7667
2036 | 2 | 19 | 13 | 54.0999
2036 | 2 | 19 | 14 | 54.2534
2036 | 2 | 19 | 15 | 55.81
2036 | 2 | 19 | 16 | 59.3289
2036 | 2 | 19 | 17 | 67.5586
2036 | 2 | 19 | 18 | 81.1132
2036 | 2 | 19 | 19 | 79.3301
2036 | 2 | 19 | 20 | 76.953
2036 | 2 | 19 | 21 | 74.0158
2036 | 2 | 19 | 22 | 71.7308
2036 | 2 | 19 | 23 | 69.3369
2036 | 2 | 20 | 0 | 67.808
2036 | 2 | 20 | 1 | 66.7496
2036 | 2 | 20 | 2 | 65.9812
2036 | 2 | 20 | 3 | 66.0068
2036 | 2 | 20 | 4 | 66.5159
2036 | 2 | 20 | 5 | 66.9178
2036 | 2 | 20 | 6 | 67.7545
2036 | 2 | 20 | 7 | 71.8269
2036 | 2 | 20 | 8 | 78.8001
2036 | 2 | 20 | 9 | 72.8609
2036 | 2 | 20 | 10 | 64.3266
2036 | 2 | 20 | 11 | 58.1288
2036 | 2 | 20 | 12 | 59.2631
2036 | 2 | 20 | 13 | 59.9089
2036 | 2 | 20 | 14 | 59.3886
2036 | 2 | 20 | 15 | 59.2007
2036 | 2 | 20 | 16 | 60.8358
2036 | 2 | 20 | 17 | 68.2178
2036 | 2 | 20 | 18 | 77.7392
2036 | 2 | 20 | 19 | 75.1496
2036 | 2 | 20 | 20 | 72.5936
2036 | 2 | 20 | 21 | 69.3244
2036 | 2 | 20 | 22 | 66.778
2036 | 2 | 20 | 23 | 64.2171
2036 | 2 | 21 | 0 | 63.8245
2036 | 2 | 21 | 1 | 63.0392
2036 | 2 | 21 | 2 | 62.0417
2036 | 2 | 21 | 3 | 61.9814
2036 | 2 | 21 | 4 | 62.371
2036 | 2 | 21 | 5 | 62.9018
2036 | 2 | 21 | 6 | 63.6997
2036 | 2 | 21 | 7 | 68.1488
2036 | 2 | 21 | 8 | 77.2765
2036 | 2 | 21 | 9 | 75.0627
2036 | 2 | 21 | 10 | 67.6392
2036 | 2 | 21 | 11 | 60.2841
2036 | 2 | 21 | 12 | 55.4278
2036 | 2 | 21 | 13 | 56.7068
2036 | 2 | 21 | 14 | 57.7831
2036 | 2 | 21 | 15 | 57.6836
2036 | 2 | 21 | 16 | 58.7305
2036 | 2 | 21 | 17 | 65.8815
2036 | 2 | 21 | 18 | 75.7063
2036 | 2 | 21 | 19 | 74.2702
2036 | 2 | 21 | 20 | 72.1508
2036 | 2 | 21 | 21 | 69.4868
2036 | 2 | 21 | 22 | 67.1815
2036 | 2 | 21 | 23 | 64.6225
2036 | 2 | 22 | 0 | 63.7252
2036 | 2 | 22 | 1 | 63.3557
2036 | 2 | 22 | 2 | 62.4938
2036 | 2 | 22 | 3 | 62.5595
2036 | 2 | 22 | 4 | 63.1558
2036 | 2 | 22 | 5 | 63.7784
2036 | 2 | 22 | 6 | 64.269
2036 | 2 | 22 | 7 | 69.074
2036 | 2 | 22 | 8 | 78.3439
2036 | 2 | 22 | 9 | 75.6873
2036 | 2 | 22 | 10 | 67.0379
2036 | 2 | 22 | 11 | 59.8527
2036 | 2 | 22 | 12 | 55.2983
2036 | 2 | 22 | 13 | 55.6356
2036 | 2 | 22 | 14 | 55.1167
2036 | 2 | 22 | 15 | 54.3426
2036 | 2 | 22 | 16 | 56.2018
2036 | 2 | 22 | 17 | 62.2688
2036 | 2 | 22 | 18 | 75.3483
2036 | 2 | 22 | 19 | 75.1712
2036 | 2 | 22 | 20 | 73.6267
2036 | 2 | 22 | 21 | 71.3766
2036 | 2 | 22 | 22 | 69.662
2036 | 2 | 22 | 23 | 67.3859
2036 | 2 | 23 | 0 | 65.371
2036 | 2 | 23 | 1 | 64.1681
2036 | 2 | 23 | 2 | 63.5539
2036 | 2 | 23 | 3 | 63.561
2036 | 2 | 23 | 4 | 63.9815
2036 | 2 | 23 | 5 | 64.4512
2036 | 2 | 23 | 6 | 64.2906
2036 | 2 | 23 | 7 | 66.5432
2036 | 2 | 23 | 8 | 71.7821
2036 | 2 | 23 | 9 | 68.7557
2036 | 2 | 23 | 10 | 63.8949
2036 | 2 | 23 | 11 | 58.2423
2036 | 2 | 23 | 12 | 56.8465
2036 | 2 | 23 | 13 | 57.4537
2036 | 2 | 23 | 14 | 56.9576
2036 | 2 | 23 | 15 | 56.9939
2036 | 2 | 23 | 16 | 58.6053
2036 | 2 | 23 | 17 | 64.3311
2036 | 2 | 23 | 18 | 76.0612
2036 | 2 | 23 | 19 | 75.4393
2036 | 2 | 23 | 20 | 71.6559
2036 | 2 | 23 | 21 | 68.3249
2036 | 2 | 23 | 22 | 66.238
2036 | 2 | 23 | 23 | 64.6125
2036 | 2 | 24 | 0 | 64.3453
2036 | 2 | 24 | 1 | 61.7574
2036 | 2 | 24 | 2 | 60.9552
2036 | 2 | 24 | 3 | 60.8411
2036 | 2 | 24 | 4 | 61.1038
2036 | 2 | 24 | 5 | 61.3259
2036 | 2 | 24 | 6 | 60.1008
2036 | 2 | 24 | 7 | 61.5303
2036 | 2 | 24 | 8 | 67.2343
2036 | 2 | 24 | 9 | 64.927
2036 | 2 | 24 | 10 | 59.9439
2036 | 2 | 24 | 11 | 54.8259
2036 | 2 | 24 | 12 | 56.7426
2036 | 2 | 24 | 13 | 57.6813
2036 | 2 | 24 | 14 | 58.1964
2036 | 2 | 24 | 15 | 58.7597
2036 | 2 | 24 | 16 | 61.8798
2036 | 2 | 24 | 17 | 68.6326
2036 | 2 | 24 | 18 | 77.0469
2036 | 2 | 24 | 19 | 73.7745
2036 | 2 | 24 | 20 | 69.5072
2036 | 2 | 24 | 21 | 65.6402
2036 | 2 | 24 | 22 | 62.8184
2036 | 2 | 24 | 23 | 60.9291
2036 | 2 | 25 | 0 | 60.2158
2036 | 2 | 25 | 1 | 63.1097
2036 | 2 | 25 | 2 | 62.7614
2036 | 2 | 25 | 3 | 63.2247
2036 | 2 | 25 | 4 | 64.147
2036 | 2 | 25 | 5 | 65.0637
2036 | 2 | 25 | 6 | 65.4963
2036 | 2 | 25 | 7 | 69.97
2036 | 2 | 25 | 8 | 77.7669
2036 | 2 | 25 | 9 | 72.7322
2036 | 2 | 25 | 10 | 64.7249
2036 | 2 | 25 | 11 | 58.2762
2036 | 2 | 25 | 12 | 56.9218
2036 | 2 | 25 | 13 | 57.8934
2036 | 2 | 25 | 14 | 58.4125
2036 | 2 | 25 | 15 | 58.5568
2036 | 2 | 25 | 16 | 59.8966
2036 | 2 | 25 | 17 | 66.378
2036 | 2 | 25 | 18 | 79.1192
2036 | 2 | 25 | 19 | 78.1482
2036 | 2 | 25 | 20 | 76.3789
2036 | 2 | 25 | 21 | 73.479
2036 | 2 | 25 | 22 | 70.9299
2036 | 2 | 25 | 23 | 68.4726
2036 | 2 | 26 | 0 | 69.3844
2036 | 2 | 26 | 1 | 65.1175
2036 | 2 | 26 | 2 | 64.0652
2036 | 2 | 26 | 3 | 63.8781
2036 | 2 | 26 | 4 | 64.1452
2036 | 2 | 26 | 5 | 64.3798
2036 | 2 | 26 | 6 | 65.1266
2036 | 2 | 26 | 7 | 69.581
2036 | 2 | 26 | 8 | 77.8269
2036 | 2 | 26 | 9 | 74.9353
2036 | 2 | 26 | 10 | 67.8851
2036 | 2 | 26 | 11 | 61.957
2036 | 2 | 26 | 12 | 60.7934
2036 | 2 | 26 | 13 | 61.2533
2036 | 2 | 26 | 14 | 61.1587
2036 | 2 | 26 | 15 | 60.9976
2036 | 2 | 26 | 16 | 62.8223
2036 | 2 | 26 | 17 | 67.9179
2036 | 2 | 26 | 18 | 77.4813
2036 | 2 | 26 | 19 | 74.1133
2036 | 2 | 26 | 20 | 71.6451
2036 | 2 | 26 | 21 | 68.226
2036 | 2 | 26 | 22 | 65.7928
2036 | 2 | 26 | 23 | 63.478
2036 | 2 | 27 | 0 | 62.2822
2036 | 2 | 27 | 1 | 57.8031
2036 | 2 | 27 | 2 | 56.5548
2036 | 2 | 27 | 3 | 56.2207
2036 | 2 | 27 | 4 | 56.3159
2036 | 2 | 27 | 5 | 56.5735
2036 | 2 | 27 | 6 | 57.1475
2036 | 2 | 27 | 7 | 61.4461
2036 | 2 | 27 | 8 | 70.2771
2036 | 2 | 27 | 9 | 67.933
2036 | 2 | 27 | 10 | 60.7373
2036 | 2 | 27 | 11 | 55.1426
2036 | 2 | 27 | 12 | 54.5282
2036 | 2 | 27 | 13 | 56.4014
2036 | 2 | 27 | 14 | 57.2879
2036 | 2 | 27 | 15 | 56.2926
2036 | 2 | 27 | 16 | 57.0571
2036 | 2 | 27 | 17 | 63.718
2036 | 2 | 27 | 18 | 70.4235
2036 | 2 | 27 | 19 | 66.8046
2036 | 2 | 27 | 20 | 64.2384
2036 | 2 | 27 | 21 | 61.0137
2036 | 2 | 27 | 22 | 58.3618
2036 | 2 | 27 | 23 | 56.0139
2036 | 2 | 28 | 0 | 56.373
2036 | 2 | 28 | 1 | 52.3838
2036 | 2 | 28 | 2 | 51.1908
2036 | 2 | 28 | 3 | 51.0224
2036 | 2 | 28 | 4 | 51.3424
2036 | 2 | 28 | 5 | 51.9509
2036 | 2 | 28 | 6 | 53.2343
2036 | 2 | 28 | 7 | 57.7765
2036 | 2 | 28 | 8 | 66.5496
2036 | 2 | 28 | 9 | 64.6264
2036 | 2 | 28 | 10 | 57.646
2036 | 2 | 28 | 11 | 52.2872
2036 | 2 | 28 | 12 | 52.5806
2036 | 2 | 28 | 13 | 53.6938
2036 | 2 | 28 | 14 | 54.7105
2036 | 2 | 28 | 15 | 54.4248
2036 | 2 | 28 | 16 | 56.6007
2036 | 2 | 28 | 17 | 63.2158
2036 | 2 | 28 | 18 | 70.7493
2036 | 2 | 28 | 19 | 67.7263
2036 | 2 | 28 | 20 | 65.4448
2036 | 2 | 28 | 21 | 62.499
2036 | 2 | 28 | 22 | 60.2849
2036 | 2 | 28 | 23 | 58.12
2036 | 2 | 29 | 0 | 56.5856
2036 | 2 | 29 | 1 | 53.0074
2036 | 2 | 29 | 2 | 51.816
2036 | 2 | 29 | 3 | 51.6184
2036 | 2 | 29 | 4 | 51.9836
2036 | 2 | 29 | 5 | 52.5813
2036 | 2 | 29 | 6 | 53.632
2036 | 2 | 29 | 7 | 58.4334
2036 | 2 | 29 | 8 | 67.3025
2036 | 2 | 29 | 9 | 65.0252
2036 | 2 | 29 | 10 | 57.757
2036 | 2 | 29 | 11 | 51.7923
2036 | 2 | 29 | 12 | 50.7172
2036 | 2 | 29 | 13 | 51.9361
2036 | 2 | 29 | 14 | 52.216
2036 | 2 | 29 | 15 | 51.603
2036 | 2 | 29 | 16 | 54.0733
2036 | 2 | 29 | 17 | 60.4965
2036 | 2 | 29 | 18 | 68.6529
2036 | 2 | 29 | 19 | 65.5062
2036 | 2 | 29 | 20 | 63.048
2036 | 2 | 29 | 21 | 60.0188
2036 | 2 | 29 | 22 | 58.088
2036 | 2 | 29 | 23 | 55.9385
2036 | 3 | 1 | 0 | 56.2653
2036 | 3 | 1 | 1 | 51.8669
2036 | 3 | 1 | 2 | 50.6751
2036 | 3 | 1 | 3 | 50.3143
2036 | 3 | 1 | 4 | 50.3211
2036 | 3 | 1 | 5 | 50.0292
2036 | 3 | 1 | 6 | 49.317
2036 | 3 | 1 | 7 | 52.346
2036 | 3 | 1 | 8 | 61.0338
2036 | 3 | 1 | 9 | 58.3419
2036 | 3 | 1 | 10 | 50.6569
2036 | 3 | 1 | 11 | 45.504
2036 | 3 | 1 | 12 | 45.925
2036 | 3 | 1 | 13 | 46.0185
2036 | 3 | 1 | 14 | 45.244
2036 | 3 | 1 | 15 | 45.3374
2036 | 3 | 1 | 16 | 50.1713
2036 | 3 | 1 | 17 | 59.7521
2036 | 3 | 1 | 18 | 68.9411
2036 | 3 | 1 | 19 | 64.9494
2036 | 3 | 1 | 20 | 60.6988
2036 | 3 | 1 | 21 | 57.1055
2036 | 3 | 1 | 22 | 55.4684
2036 | 3 | 1 | 23 | 54.2309
2036 | 3 | 2 | 0 | 51.4215
2036 | 3 | 2 | 1 | 50.5634
2036 | 3 | 2 | 2 | 49.4005
2036 | 3 | 2 | 3 | 49.0625
2036 | 3 | 2 | 4 | 49.1235
2036 | 3 | 2 | 5 | 48.7552
2036 | 3 | 2 | 6 | 47.3395
2036 | 3 | 2 | 7 | 49.882
2036 | 3 | 2 | 8 | 59.3744
2036 | 3 | 2 | 9 | 57.4237
2036 | 3 | 2 | 10 | 50.0615
2036 | 3 | 2 | 11 | 44.6397
2036 | 3 | 2 | 12 | 45.0281
2036 | 3 | 2 | 13 | 46.0146
2036 | 3 | 2 | 14 | 45.5769
2036 | 3 | 2 | 15 | 46.0591
2036 | 3 | 2 | 16 | 51.6256
2036 | 3 | 2 | 17 | 61.9661
2036 | 3 | 2 | 18 | 68.6931
2036 | 3 | 2 | 19 | 66.1574
2036 | 3 | 2 | 20 | 62.9497
2036 | 3 | 2 | 21 | 59.6563
2036 | 3 | 2 | 22 | 57.814
2036 | 3 | 2 | 23 | 56.4365
2036 | 3 | 3 | 0 | 51.0901
2036 | 3 | 3 | 1 | 52.0578
2036 | 3 | 3 | 2 | 51.4681
2036 | 3 | 3 | 3 | 51.6858
2036 | 3 | 3 | 4 | 52.2277
2036 | 3 | 3 | 5 | 52.8134
2036 | 3 | 3 | 6 | 52.9522
2036 | 3 | 3 | 7 | 57.1023
2036 | 3 | 3 | 8 | 62.4765
2036 | 3 | 3 | 9 | 54.4624
2036 | 3 | 3 | 10 | 46.2645
2036 | 3 | 3 | 11 | 42.4634
2036 | 3 | 3 | 12 | 42.8612
2036 | 3 | 3 | 13 | 44.3148
2036 | 3 | 3 | 14 | 43.5062
2036 | 3 | 3 | 15 | 42.6027
2036 | 3 | 3 | 16 | 44.0256
2036 | 3 | 3 | 17 | 51.3591
2036 | 3 | 3 | 18 | 63.1673
2036 | 3 | 3 | 19 | 63.4767
2036 | 3 | 3 | 20 | 61.9658
2036 | 3 | 3 | 21 | 59.1405
2036 | 3 | 3 | 22 | 57.0606
2036 | 3 | 3 | 23 | 55.0036
2036 | 3 | 4 | 0 | 54.8265
2036 | 3 | 4 | 1 | 53.6205
2036 | 3 | 4 | 2 | 52.8206
2036 | 3 | 4 | 3 | 53.0249
2036 | 3 | 4 | 4 | 53.5652
2036 | 3 | 4 | 5 | 54.1154
2036 | 3 | 4 | 6 | 54.9165
2036 | 3 | 4 | 7 | 59.3901
2036 | 3 | 4 | 8 | 65.0408
2036 | 3 | 4 | 9 | 57.3882
2036 | 3 | 4 | 10 | 48.0617
2036 | 3 | 4 | 11 | 43.1756
2036 | 3 | 4 | 12 | 43.041
2036 | 3 | 4 | 13 | 44.3279
2036 | 3 | 4 | 14 | 43.8158
2036 | 3 | 4 | 15 | 43.19
2036 | 3 | 4 | 16 | 44.7343
2036 | 3 | 4 | 17 | 51.5148
2036 | 3 | 4 | 18 | 63.4916
2036 | 3 | 4 | 19 | 63.71
2036 | 3 | 4 | 20 | 62.3975
2036 | 3 | 4 | 21 | 59.6656
2036 | 3 | 4 | 22 | 57.6028
2036 | 3 | 4 | 23 | 55.4331
2036 | 3 | 5 | 0 | 55.5127
2036 | 3 | 5 | 1 | 54.9076
2036 | 3 | 5 | 2 | 54.0642
2036 | 3 | 5 | 3 | 54.1563
2036 | 3 | 5 | 4 | 54.6334
2036 | 3 | 5 | 5 | 55.0864
2036 | 3 | 5 | 6 | 55.0972
2036 | 3 | 5 | 7 | 59.9853
2036 | 3 | 5 | 8 | 68.5498
2036 | 3 | 5 | 9 | 63.9814
2036 | 3 | 5 | 10 | 55.1184
2036 | 3 | 5 | 11 | 49.3424
2036 | 3 | 5 | 12 | 50.4876
2036 | 3 | 5 | 13 | 51.7901
2036 | 3 | 5 | 14 | 51.7513
2036 | 3 | 5 | 15 | 51.3684
2036 | 3 | 5 | 16 | 54.3155
2036 | 3 | 5 | 17 | 63.3461
2036 | 3 | 5 | 18 | 69.2085
2036 | 3 | 5 | 19 | 66.1721
2036 | 3 | 5 | 20 | 63.8546
2036 | 3 | 5 | 21 | 60.5925
2036 | 3 | 5 | 22 | 58.1056
2036 | 3 | 5 | 23 | 55.7877
2036 | 3 | 6 | 0 | 55.6631
2036 | 3 | 6 | 1 | 55.2182
2036 | 3 | 6 | 2 | 54.2687
2036 | 3 | 6 | 3 | 54.3237
2036 | 3 | 6 | 4 | 54.8077
2036 | 3 | 6 | 5 | 55.3869
2036 | 3 | 6 | 6 | 56.6812
2036 | 3 | 6 | 7 | 61.5678
2036 | 3 | 6 | 8 | 69.8746
2036 | 3 | 6 | 9 | 65.7165
2036 | 3 | 6 | 10 | 57.3004
2036 | 3 | 6 | 11 | 51.0205
2036 | 3 | 6 | 12 | 52.3141
2036 | 3 | 6 | 13 | 53.7062
2036 | 3 | 6 | 14 | 54.0399
2036 | 3 | 6 | 15 | 54.4492
2036 | 3 | 6 | 16 | 58.124
2036 | 3 | 6 | 17 | 67.3432
2036 | 3 | 6 | 18 | 73.2979
2036 | 3 | 6 | 19 | 71.3651
2036 | 3 | 6 | 20 | 69.4821
2036 | 3 | 6 | 21 | 66.6131
2036 | 3 | 6 | 22 | 64.5529
2036 | 3 | 6 | 23 | 62.3027
2036 | 3 | 7 | 0 | 58.6231
2036 | 3 | 7 | 1 | 60.5279
2036 | 3 | 7 | 2 | 59.826
2036 | 3 | 7 | 3 | 60.0896
2036 | 3 | 7 | 4 | 60.8321
2036 | 3 | 7 | 5 | 61.5297
2036 | 3 | 7 | 6 | 62.5562
2036 | 3 | 7 | 7 | 67.0169
2036 | 3 | 7 | 8 | 72.38
2036 | 3 | 7 | 9 | 64.5484
2036 | 3 | 7 | 10 | 54.7629
2036 | 3 | 7 | 11 | 48.5237
2036 | 3 | 7 | 12 | 52.6661
2036 | 3 | 7 | 13 | 53.7325
2036 | 3 | 7 | 14 | 53.6072
2036 | 3 | 7 | 15 | 53.3693
2036 | 3 | 7 | 16 | 56.7073
2036 | 3 | 7 | 17 | 64.7576
2036 | 3 | 7 | 18 | 74.6797
2036 | 3 | 7 | 19 | 72.9202
2036 | 3 | 7 | 20 | 71.1067
2036 | 3 | 7 | 21 | 68.3379
2036 | 3 | 7 | 22 | 66.4314
2036 | 3 | 7 | 23 | 64.0998
2036 | 3 | 8 | 0 | 63.718
2036 | 3 | 8 | 1 | 62.3932
2036 | 3 | 8 | 2 | 61.5097
2036 | 3 | 8 | 3 | 61.4129
2036 | 3 | 8 | 4 | 61.5806
2036 | 3 | 8 | 5 | 61.6249
2036 | 3 | 8 | 6 | 61.5358
2036 | 3 | 8 | 7 | 63.3836
2036 | 3 | 8 | 8 | 66.7857
2036 | 3 | 8 | 9 | 61.4347
2036 | 3 | 8 | 10 | 56.3241
2036 | 3 | 8 | 11 | 51.5876
2036 | 3 | 8 | 12 | 53.501
2036 | 3 | 8 | 13 | 53.9181
2036 | 3 | 8 | 14 | 53.209
2036 | 3 | 8 | 15 | 53.0514
2036 | 3 | 8 | 16 | 56.4629
2036 | 3 | 8 | 17 | 63.4896
2036 | 3 | 8 | 18 | 68.7591
2036 | 3 | 8 | 19 | 69.2373
2036 | 3 | 8 | 20 | 66.5764
2036 | 3 | 8 | 21 | 63.4289
2036 | 3 | 8 | 22 | 61.6067
2036 | 3 | 8 | 23 | 60.1693
2036 | 3 | 9 | 0 | 59.5741
2036 | 3 | 9 | 1 | 55.5266
2036 | 3 | 9 | 2 | 55.2183
2036 | 3 | 9 | 3 | 55.2156
2036 | 3 | 9 | 4 | 55.574
2036 | 3 | 9 | 5 | 56.6909
2036 | 3 | 9 | 6 | 57.3191
2036 | 3 | 9 | 7 | 59.7531
2036 | 3 | 9 | 8 | 63.6744
2036 | 3 | 9 | 9 | 59.8179
2036 | 3 | 9 | 10 | 55.0767
2036 | 3 | 9 | 11 | 50.3031
2036 | 3 | 9 | 12 | 49.4659
2036 | 3 | 9 | 13 | 50.0156
2036 | 3 | 9 | 14 | 48.7745
2036 | 3 | 9 | 15 | 49.7936
2036 | 3 | 9 | 16 | 55.4223
2036 | 3 | 9 | 17 | 62.7047
2036 | 3 | 9 | 18 | 65.2951
2036 | 3 | 9 | 19 | 64.4297
2036 | 3 | 9 | 20 | 60.9357
2036 | 3 | 9 | 21 | 56.7768
2036 | 3 | 9 | 22 | 53.4538
2036 | 3 | 9 | 23 | 51.4622
2036 | 3 | 10 | 0 | 52.6959
2036 | 3 | 10 | 1 | 57.308
2036 | 3 | 10 | 2 | 57.6478
2036 | 3 | 10 | 3 | 58.4176
2036 | 3 | 10 | 4 | 59.5814
2036 | 3 | 10 | 5 | 61.6846
2036 | 3 | 10 | 6 | 64.2481
2036 | 3 | 10 | 7 | 69.606
2036 | 3 | 10 | 8 | 74.2495
2036 | 3 | 10 | 9 | 67.4461
2036 | 3 | 10 | 10 | 61.1024
2036 | 3 | 10 | 11 | 55.0955
2036 | 3 | 10 | 12 | 54.7305
2036 | 3 | 10 | 13 | 54.8755
2036 | 3 | 10 | 14 | 54.1575
2036 | 3 | 10 | 15 | 55.5048
2036 | 3 | 10 | 16 | 60.7714
2036 | 3 | 10 | 17 | 67.7005
2036 | 3 | 10 | 18 | 72.6554
2036 | 3 | 10 | 19 | 74.4855
2036 | 3 | 10 | 20 | 73.2704
2036 | 3 | 10 | 21 | 70.0214
2036 | 3 | 10 | 22 | 66.9856
2036 | 3 | 10 | 23 | 64.5747
2036 | 3 | 11 | 0 | 63.4429
2036 | 3 | 11 | 1 | 63.1593
2036 | 3 | 11 | 2 | 63.19
2036 | 3 | 11 | 3 | 63.6846
2036 | 3 | 11 | 4 | 64.5431
2036 | 3 | 11 | 5 | 66.2111
2036 | 3 | 11 | 6 | 69.3708
2036 | 3 | 11 | 7 | 73.8128
2036 | 3 | 11 | 8 | 74.5457
2036 | 3 | 11 | 9 | 64.8014
2036 | 3 | 11 | 10 | 58.5569
2036 | 3 | 11 | 11 | 53.4896
2036 | 3 | 11 | 12 | 55.5594
2036 | 3 | 11 | 13 | 55.5342
2036 | 3 | 11 | 14 | 53.982
2036 | 3 | 11 | 15 | 54.6605
2036 | 3 | 11 | 16 | 58.707
2036 | 3 | 11 | 17 | 63.7167
2036 | 3 | 11 | 18 | 69.8528
2036 | 3 | 11 | 19 | 70.5205
2036 | 3 | 11 | 20 | 69.0378
2036 | 3 | 11 | 21 | 65.3877
2036 | 3 | 11 | 22 | 62.2689
2036 | 3 | 11 | 23 | 59.7129
2036 | 3 | 12 | 0 | 60.7497
2036 | 3 | 12 | 1 | 59.4691
2036 | 3 | 12 | 2 | 59.2404
2036 | 3 | 12 | 3 | 59.4924
2036 | 3 | 12 | 4 | 60.1301
2036 | 3 | 12 | 5 | 61.7056
2036 | 3 | 12 | 6 | 64.7197
2036 | 3 | 12 | 7 | 69.5368
2036 | 3 | 12 | 8 | 73.3279
2036 | 3 | 12 | 9 | 66.9569
2036 | 3 | 12 | 10 | 60.8044
2036 | 3 | 12 | 11 | 54.9486
2036 | 3 | 12 | 12 | 53.9573
2036 | 3 | 12 | 13 | 55.0623
2036 | 3 | 12 | 14 | 54.8103
2036 | 3 | 12 | 15 | 54.7619
2036 | 3 | 12 | 16 | 57.6743
2036 | 3 | 12 | 17 | 63.9256
2036 | 3 | 12 | 18 | 69.9804
2036 | 3 | 12 | 19 | 69.4423
2036 | 3 | 12 | 20 | 67.6059
2036 | 3 | 12 | 21 | 63.9667
2036 | 3 | 12 | 22 | 60.5984
2036 | 3 | 12 | 23 | 57.9534
2036 | 3 | 13 | 0 | 57.7028
2036 | 3 | 13 | 1 | 59.9682
2036 | 3 | 13 | 2 | 59.9478
2036 | 3 | 13 | 3 | 60.4942
2036 | 3 | 13 | 4 | 61.4658
2036 | 3 | 13 | 5 | 63.4381
2036 | 3 | 13 | 6 | 65.7192
2036 | 3 | 13 | 7 | 70.8398
2036 | 3 | 13 | 8 | 74.969
2036 | 3 | 13 | 9 | 69.4446
2036 | 3 | 13 | 10 | 63.6246
2036 | 3 | 13 | 11 | 57.0404
2036 | 3 | 13 | 12 | 55.2522
2036 | 3 | 13 | 13 | 55.64
2036 | 3 | 13 | 14 | 55.7247
2036 | 3 | 13 | 15 | 56.5039
2036 | 3 | 13 | 16 | 60.6534
2036 | 3 | 13 | 17 | 66.8143
2036 | 3 | 13 | 18 | 75.2378
2036 | 3 | 13 | 19 | 74.9414
2036 | 3 | 13 | 20 | 73.2713
2036 | 3 | 13 | 21 | 69.8738
2036 | 3 | 13 | 22 | 66.7889
2036 | 3 | 13 | 23 | 64.2053
2036 | 3 | 14 | 0 | 63.1292
2036 | 3 | 14 | 1 | 63.8763
2036 | 3 | 14 | 2 | 63.8745
2036 | 3 | 14 | 3 | 64.3784
2036 | 3 | 14 | 4 | 65.4076
2036 | 3 | 14 | 5 | 67.3065
2036 | 3 | 14 | 6 | 71.6
2036 | 3 | 14 | 7 | 76.3821
2036 | 3 | 14 | 8 | 78.166
2036 | 3 | 14 | 9 | 69.8724
2036 | 3 | 14 | 10 | 63.4287
2036 | 3 | 14 | 11 | 56.8316
2036 | 3 | 14 | 12 | 56.0547
2036 | 3 | 14 | 13 | 56.4171
2036 | 3 | 14 | 14 | 54.9609
2036 | 3 | 14 | 15 | 55.1496
2036 | 3 | 14 | 16 | 59.025
2036 | 3 | 14 | 17 | 64.4396
2036 | 3 | 14 | 18 | 73.6356
2036 | 3 | 14 | 19 | 76.1513
2036 | 3 | 14 | 20 | 75.465
2036 | 3 | 14 | 21 | 72.5566
2036 | 3 | 14 | 22 | 70.0637
2036 | 3 | 14 | 23 | 67.5578
2036 | 3 | 15 | 0 | 65.7284
2036 | 3 | 15 | 1 | 66.5743
2036 | 3 | 15 | 2 | 66.6862
2036 | 3 | 15 | 3 | 67.0738
2036 | 3 | 15 | 4 | 67.7696
2036 | 3 | 15 | 5 | 69.4727
2036 | 3 | 15 | 6 | 70.4263
2036 | 3 | 15 | 7 | 73.5176
2036 | 3 | 15 | 8 | 75.8987
2036 | 3 | 15 | 9 | 72.4803
2036 | 3 | 15 | 10 | 70.2621
2036 | 3 | 15 | 11 | 64.3399
2036 | 3 | 15 | 12 | 59.8721
2036 | 3 | 15 | 13 | 59.2361
2036 | 3 | 15 | 14 | 57.7865
2036 | 3 | 15 | 15 | 59.0042
2036 | 3 | 15 | 16 | 64.1442
2036 | 3 | 15 | 17 | 70.0598
2036 | 3 | 15 | 18 | 76.1857
2036 | 3 | 15 | 19 | 77.2479
2036 | 3 | 15 | 20 | 74.0716
2036 | 3 | 15 | 21 | 70.1027
2036 | 3 | 15 | 22 | 67.1681
2036 | 3 | 15 | 23 | 65.365
2036 | 3 | 16 | 0 | 65.2764
2036 | 3 | 16 | 1 | 64.7292
2036 | 3 | 16 | 2 | 64.8423
2036 | 3 | 16 | 3 | 65.1772
2036 | 3 | 16 | 4 | 65.8354
2036 | 3 | 16 | 5 | 67.3902
2036 | 3 | 16 | 6 | 69.3134
2036 | 3 | 16 | 7 | 70.6543
2036 | 3 | 16 | 8 | 69.0002
2036 | 3 | 16 | 9 | 62.3719
2036 | 3 | 16 | 10 | 60.2659
2036 | 3 | 16 | 11 | 55.9379
2036 | 3 | 16 | 12 | 58.071
2036 | 3 | 16 | 13 | 58.8399
2036 | 3 | 16 | 14 | 58.1673
2036 | 3 | 16 | 15 | 59.0827
2036 | 3 | 16 | 16 | 63.2872
2036 | 3 | 16 | 17 | 68.2662
2036 | 3 | 16 | 18 | 71.4004
2036 | 3 | 16 | 19 | 73.7324
2036 | 3 | 16 | 20 | 71.3418
2036 | 3 | 16 | 21 | 67.4402
2036 | 3 | 16 | 22 | 63.9675
2036 | 3 | 16 | 23 | 61.8551
2036 | 3 | 17 | 0 | 62.1781
2036 | 3 | 17 | 1 | 63.5186
2036 | 3 | 17 | 2 | 63.8913
2036 | 3 | 17 | 3 | 64.5235
2036 | 3 | 17 | 4 | 65.4792
2036 | 3 | 17 | 5 | 67.2427
2036 | 3 | 17 | 6 | 70.5096
2036 | 3 | 17 | 7 | 74.4469
2036 | 3 | 17 | 8 | 74.2359
2036 | 3 | 17 | 9 | 64.5556
2036 | 3 | 17 | 10 | 59.7549
2036 | 3 | 17 | 11 | 55.592
2036 | 3 | 17 | 12 | 55.6266
2036 | 3 | 17 | 13 | 56.7981
2036 | 3 | 17 | 14 | 55.6761
2036 | 3 | 17 | 15 | 55.1369
2036 | 3 | 17 | 16 | 56.2858
2036 | 3 | 17 | 17 | 60.0899
2036 | 3 | 17 | 18 | 73.3902
2036 | 3 | 17 | 19 | 73.4981
2036 | 3 | 17 | 20 | 72.2187
2036 | 3 | 17 | 21 | 68.4936
2036 | 3 | 17 | 22 | 65.1117
2036 | 3 | 17 | 23 | 62.5188
2036 | 3 | 18 | 0 | 62.2976
2036 | 3 | 18 | 1 | 61.8674
2036 | 3 | 18 | 2 | 61.8183
2036 | 3 | 18 | 3 | 62.2546
2036 | 3 | 18 | 4 | 63.0283
2036 | 3 | 18 | 5 | 64.6834
2036 | 3 | 18 | 6 | 67.6796
2036 | 3 | 18 | 7 | 71.8854
2036 | 3 | 18 | 8 | 72.0612
2036 | 3 | 18 | 9 | 63.7019
2036 | 3 | 18 | 10 | 58.7937
2036 | 3 | 18 | 11 | 54.146
2036 | 3 | 18 | 12 | 52.5774
2036 | 3 | 18 | 13 | 53.7263
2036 | 3 | 18 | 14 | 52.6986
2036 | 3 | 18 | 15 | 52.1669
2036 | 3 | 18 | 16 | 53.5171
2036 | 3 | 18 | 17 | 56.4143
2036 | 3 | 18 | 18 | 65.8302
2036 | 3 | 18 | 19 | 68.8307
2036 | 3 | 18 | 20 | 68.6242
2036 | 3 | 18 | 21 | 65.4815
2036 | 3 | 18 | 22 | 62.5184
2036 | 3 | 18 | 23 | 60.0889
2036 | 3 | 19 | 0 | 59.7964
2036 | 3 | 19 | 1 | 58.893
2036 | 3 | 19 | 2 | 58.8548
2036 | 3 | 19 | 3 | 59.2698
2036 | 3 | 19 | 4 | 60.0502
2036 | 3 | 19 | 5 | 61.7375
2036 | 3 | 19 | 6 | 64.6637
2036 | 3 | 19 | 7 | 68.5676
2036 | 3 | 19 | 8 | 68.2961
2036 | 3 | 19 | 9 | 59.4082
2036 | 3 | 19 | 10 | 54.6008
2036 | 3 | 19 | 11 | 50.4658
2036 | 3 | 19 | 12 | 52.3917
2036 | 3 | 19 | 13 | 53.7745
2036 | 3 | 19 | 14 | 53.4019
2036 | 3 | 19 | 15 | 52.433
2036 | 3 | 19 | 16 | 53.9879
2036 | 3 | 19 | 17 | 57.9519
2036 | 3 | 19 | 18 | 63.9007
2036 | 3 | 19 | 19 | 65.9876
2036 | 3 | 19 | 20 | 65.5242
2036 | 3 | 19 | 21 | 62.2637
2036 | 3 | 19 | 22 | 59.101
2036 | 3 | 19 | 23 | 56.6221
2036 | 3 | 20 | 0 | 57.0153
2036 | 3 | 20 | 1 | 56.4626
2036 | 3 | 20 | 2 | 56.3698
2036 | 3 | 20 | 3 | 56.7621
2036 | 3 | 20 | 4 | 57.5148
2036 | 3 | 20 | 5 | 59.3115
2036 | 3 | 20 | 6 | 62.1653
2036 | 3 | 20 | 7 | 66.0456
2036 | 3 | 20 | 8 | 65.3688
2036 | 3 | 20 | 9 | 56.5599
2036 | 3 | 20 | 10 | 52.2938
2036 | 3 | 20 | 11 | 48.3215
2036 | 3 | 20 | 12 | 49.8223
2036 | 3 | 20 | 13 | 51.4812
2036 | 3 | 20 | 14 | 51.2788
2036 | 3 | 20 | 15 | 50.7113
2036 | 3 | 20 | 16 | 52.3172
2036 | 3 | 20 | 17 | 56.4346
2036 | 3 | 20 | 18 | 64.4103
2036 | 3 | 20 | 19 | 64.797
2036 | 3 | 20 | 20 | 63.7126
2036 | 3 | 20 | 21 | 60.2146
2036 | 3 | 20 | 22 | 57.1455
2036 | 3 | 20 | 23 | 54.6367
2036 | 3 | 21 | 0 | 55.1995
2036 | 3 | 21 | 1 | 54.0565
2036 | 3 | 21 | 2 | 53.8288
2036 | 3 | 21 | 3 | 54.0692
2036 | 3 | 21 | 4 | 54.6995
2036 | 3 | 21 | 5 | 56.3906
2036 | 3 | 21 | 6 | 59.2249
2036 | 3 | 21 | 7 | 63.23
2036 | 3 | 21 | 8 | 62.4123
2036 | 3 | 21 | 9 | 52.9615
2036 | 3 | 21 | 10 | 47.9195
2036 | 3 | 21 | 11 | 44.1919
2036 | 3 | 21 | 12 | 47.1831
2036 | 3 | 21 | 13 | 49.2186
2036 | 3 | 21 | 14 | 48.1534
2036 | 3 | 21 | 15 | 47.1885
2036 | 3 | 21 | 16 | 49.4077
2036 | 3 | 21 | 17 | 53.6597
2036 | 3 | 21 | 18 | 64.3673
2036 | 3 | 21 | 19 | 62.8308
2036 | 3 | 21 | 20 | 61.0232
2036 | 3 | 21 | 21 | 57.3424
2036 | 3 | 21 | 22 | 54.5991
2036 | 3 | 21 | 23 | 52.283
2036 | 3 | 22 | 0 | 51.2146
2036 | 3 | 22 | 1 | 51.3939
2036 | 3 | 22 | 2 | 51.386
2036 | 3 | 22 | 3 | 51.623
2036 | 3 | 22 | 4 | 52.3542
2036 | 3 | 22 | 5 | 53.7234
2036 | 3 | 22 | 6 | 54.8661
2036 | 3 | 22 | 7 | 57.9214
2036 | 3 | 22 | 8 | 59.9625
2036 | 3 | 22 | 9 | 55.3362
2036 | 3 | 22 | 10 | 52.4933
2036 | 3 | 22 | 11 | 47.7789
2036 | 3 | 22 | 12 | 47.1519
2036 | 3 | 22 | 13 | 48.6622
2036 | 3 | 22 | 14 | 48.4441
2036 | 3 | 22 | 15 | 48.7072
2036 | 3 | 22 | 16 | 52.2192
2036 | 3 | 22 | 17 | 57.746
2036 | 3 | 22 | 18 | 64.4213
2036 | 3 | 22 | 19 | 65.278
2036 | 3 | 22 | 20 | 62.9663
2036 | 3 | 22 | 21 | 59.1606
2036 | 3 | 22 | 22 | 56.8396
2036 | 3 | 22 | 23 | 55.3926
2036 | 3 | 23 | 0 | 53.8038
2036 | 3 | 23 | 1 | 56.0348
2036 | 3 | 23 | 2 | 56.1164
2036 | 3 | 23 | 3 | 56.5591
2036 | 3 | 23 | 4 | 57.346
2036 | 3 | 23 | 5 | 58.6621
2036 | 3 | 23 | 6 | 59.8558
2036 | 3 | 23 | 7 | 61.2297
2036 | 3 | 23 | 8 | 59.2326
2036 | 3 | 23 | 9 | 50.6875
2036 | 3 | 23 | 10 | 48.7725
2036 | 3 | 23 | 11 | 44.5708
2036 | 3 | 23 | 12 | 44.7036
2036 | 3 | 23 | 13 | 46.7082
2036 | 3 | 23 | 14 | 46.4119
2036 | 3 | 23 | 15 | 46.1739
2036 | 3 | 23 | 16 | 48.3388
2036 | 3 | 23 | 17 | 53.0635
2036 | 3 | 23 | 18 | 62.8861
2036 | 3 | 23 | 19 | 65.2476
2036 | 3 | 23 | 20 | 63.8479
2036 | 3 | 23 | 21 | 60.0557
2036 | 3 | 23 | 22 | 56.9693
2036 | 3 | 23 | 23 | 55.0639
2036 | 3 | 24 | 0 | 56.6664
2036 | 3 | 24 | 1 | 56.2303
2036 | 3 | 24 | 2 | 56.6093
2036 | 3 | 24 | 3 | 57.2898
2036 | 3 | 24 | 4 | 58.3124
2036 | 3 | 24 | 5 | 60.283
2036 | 3 | 24 | 6 | 63.5352
2036 | 3 | 24 | 7 | 67.3702
2036 | 3 | 24 | 8 | 65.9089
2036 | 3 | 24 | 9 | 55.7263
2036 | 3 | 24 | 10 | 52.4035
2036 | 3 | 24 | 11 | 48.5672
2036 | 3 | 24 | 12 | 48.2163
2036 | 3 | 24 | 13 | 51.0842
2036 | 3 | 24 | 14 | 50.4354
2036 | 3 | 24 | 15 | 49.9889
2036 | 3 | 24 | 16 | 50.3299
2036 | 3 | 24 | 17 | 54.17
2036 | 3 | 24 | 18 | 62.2118
2036 | 3 | 24 | 19 | 65.5509
2036 | 3 | 24 | 20 | 65.3677
2036 | 3 | 24 | 21 | 61.8479
2036 | 3 | 24 | 22 | 58.7078
2036 | 3 | 24 | 23 | 56.2323
2036 | 3 | 25 | 0 | 56.6803
2036 | 3 | 25 | 1 | 56.7713
2036 | 3 | 25 | 2 | 56.6909
2036 | 3 | 25 | 3 | 57.1188
2036 | 3 | 25 | 4 | 57.8559
2036 | 3 | 25 | 5 | 59.6075
2036 | 3 | 25 | 6 | 62.2189
2036 | 3 | 25 | 7 | 66.4998
2036 | 3 | 25 | 8 | 66.537
2036 | 3 | 25 | 9 | 57.4283
2036 | 3 | 25 | 10 | 52.2978
2036 | 3 | 25 | 11 | 48.0363
2036 | 3 | 25 | 12 | 50.1643
2036 | 3 | 25 | 13 | 52.4104
2036 | 3 | 25 | 14 | 52.5039
2036 | 3 | 25 | 15 | 52.2461
2036 | 3 | 25 | 16 | 53.6789
2036 | 3 | 25 | 17 | 57.0738
2036 | 3 | 25 | 18 | 64.9134
2036 | 3 | 25 | 19 | 64.075
2036 | 3 | 25 | 20 | 62.6945
2036 | 3 | 25 | 21 | 58.7312
2036 | 3 | 25 | 22 | 55.3204
2036 | 3 | 25 | 23 | 52.7998
2036 | 3 | 26 | 0 | 54.614
2036 | 3 | 26 | 1 | 53.0462
2036 | 3 | 26 | 2 | 52.7534
2036 | 3 | 26 | 3 | 52.9954
2036 | 3 | 26 | 4 | 53.622
2036 | 3 | 26 | 5 | 55.362
2036 | 3 | 26 | 6 | 58.8134
2036 | 3 | 26 | 7 | 62.7487
2036 | 3 | 26 | 8 | 63.0959
2036 | 3 | 26 | 9 | 56.0184
2036 | 3 | 26 | 10 | 52.6384
2036 | 3 | 26 | 11 | 48.57
2036 | 3 | 26 | 12 | 48.2849
2036 | 3 | 26 | 13 | 50.8696
2036 | 3 | 26 | 14 | 50.4463
2036 | 3 | 26 | 15 | 49.3036
2036 | 3 | 26 | 16 | 50.5402
2036 | 3 | 26 | 17 | 54.2245
2036 | 3 | 26 | 18 | 64.5535
2036 | 3 | 26 | 19 | 65.2535
2036 | 3 | 26 | 20 | 64.4147
2036 | 3 | 26 | 21 | 60.9442
2036 | 3 | 26 | 22 | 57.7786
2036 | 3 | 26 | 23 | 55.5023
2036 | 3 | 27 | 0 | 53.0859
2036 | 3 | 27 | 1 | 52.6877
2036 | 3 | 27 | 2 | 52.4376
2036 | 3 | 27 | 3 | 52.8193
2036 | 3 | 27 | 4 | 53.6322
2036 | 3 | 27 | 5 | 55.7039
2036 | 3 | 27 | 6 | 58.0083
2036 | 3 | 27 | 7 | 63.1837
2036 | 3 | 27 | 8 | 67.7615
2036 | 3 | 27 | 9 | 63.6654
2036 | 3 | 27 | 10 | 59.1419
2036 | 3 | 27 | 11 | 53.2882
2036 | 3 | 27 | 12 | 52.7325
2036 | 3 | 27 | 13 | 54.5898
2036 | 3 | 27 | 14 | 55.1213
2036 | 3 | 27 | 15 | 55.5675
2036 | 3 | 27 | 16 | 59.1384
2036 | 3 | 27 | 17 | 64.8503
2036 | 3 | 27 | 18 | 71.6124
2036 | 3 | 27 | 19 | 68.3398
2036 | 3 | 27 | 20 | 66.3785
2036 | 3 | 27 | 21 | 62.4961
2036 | 3 | 27 | 22 | 59.1198
2036 | 3 | 27 | 23 | 56.6046
2036 | 3 | 28 | 0 | 57.0381
2036 | 3 | 28 | 1 | 56.0326
2036 | 3 | 28 | 2 | 55.8893
2036 | 3 | 28 | 3 | 56.3407
2036 | 3 | 28 | 4 | 57.2798
2036 | 3 | 28 | 5 | 59.3699
2036 | 3 | 28 | 6 | 62.3594
2036 | 3 | 28 | 7 | 67.3925
2036 | 3 | 28 | 8 | 71.1138
2036 | 3 | 28 | 9 | 66.6092
2036 | 3 | 28 | 10 | 62.2529
2036 | 3 | 28 | 11 | 55.6054
2036 | 3 | 28 | 12 | 54.1521
2036 | 3 | 28 | 13 | 55.7709
2036 | 3 | 28 | 14 | 55.728
2036 | 3 | 28 | 15 | 55.8486
2036 | 3 | 28 | 16 | 59.8968
2036 | 3 | 28 | 17 | 64.9405
2036 | 3 | 28 | 18 | 70.144
2036 | 3 | 28 | 19 | 68.7338
2036 | 3 | 28 | 20 | 67.27
2036 | 3 | 28 | 21 | 63.7392
2036 | 3 | 28 | 22 | 60.689
2036 | 3 | 28 | 23 | 58.1374
2036 | 3 | 29 | 0 | 59.5435
2036 | 3 | 29 | 1 | 57.681
2036 | 3 | 29 | 2 | 57.5264
2036 | 3 | 29 | 3 | 57.8019
2036 | 3 | 29 | 4 | 58.3451
2036 | 3 | 29 | 5 | 59.8277
2036 | 3 | 29 | 6 | 61.4872
2036 | 3 | 29 | 7 | 63.881
2036 | 3 | 29 | 8 | 65.6655
2036 | 3 | 29 | 9 | 62.3901
2036 | 3 | 29 | 10 | 60.9466
2036 | 3 | 29 | 11 | 55.9236
2036 | 3 | 29 | 12 | 54.4312
2036 | 3 | 29 | 13 | 54.8027
2036 | 3 | 29 | 14 | 54.4453
2036 | 3 | 29 | 15 | 54.7755
2036 | 3 | 29 | 16 | 59.3738
2036 | 3 | 29 | 17 | 64.4906
2036 | 3 | 29 | 18 | 70.8749
2036 | 3 | 29 | 19 | 68.1008
2036 | 3 | 29 | 20 | 64.8398
2036 | 3 | 29 | 21 | 60.5807
2036 | 3 | 29 | 22 | 57.3731
2036 | 3 | 29 | 23 | 55.5854
2036 | 3 | 30 | 0 | 56.724
2036 | 3 | 30 | 1 | 55.0753
2036 | 3 | 30 | 2 | 54.8633
2036 | 3 | 30 | 3 | 55.0423
2036 | 3 | 30 | 4 | 55.541
2036 | 3 | 30 | 5 | 56.9142
2036 | 3 | 30 | 6 | 59.6943
2036 | 3 | 30 | 7 | 60.417
2036 | 3 | 30 | 8 | 58.9284
2036 | 3 | 30 | 9 | 53.7208
2036 | 3 | 30 | 10 | 52.8749
2036 | 3 | 30 | 11 | 49.2162
2036 | 3 | 30 | 12 | 49.6516
2036 | 3 | 30 | 13 | 51.474
2036 | 3 | 30 | 14 | 51.0411
2036 | 3 | 30 | 15 | 50.7627
2036 | 3 | 30 | 16 | 54.0258
2036 | 3 | 30 | 17 | 58.1399
2036 | 3 | 30 | 18 | 65.1343
2036 | 3 | 30 | 19 | 65.929
2036 | 3 | 30 | 20 | 64.27
2036 | 3 | 30 | 21 | 60.6552
2036 | 3 | 30 | 22 | 57.2874
2036 | 3 | 30 | 23 | 55.341
2036 | 3 | 31 | 0 | 54.5268
2036 | 3 | 31 | 1 | 54.9006
2036 | 3 | 31 | 2 | 55.2157
2036 | 3 | 31 | 3 | 55.9067
2036 | 3 | 31 | 4 | 56.8572
2036 | 3 | 31 | 5 | 58.919
2036 | 3 | 31 | 6 | 61.9416
2036 | 3 | 31 | 7 | 65.2713
2036 | 3 | 31 | 8 | 64.7014
2036 | 3 | 31 | 9 | 57.8582
2036 | 3 | 31 | 10 | 55.7689
2036 | 3 | 31 | 11 | 52.2446
2036 | 3 | 31 | 12 | 55.6221
2036 | 3 | 31 | 13 | 57.192
2036 | 3 | 31 | 14 | 57.7381
2036 | 3 | 31 | 15 | 57.2646
2036 | 3 | 31 | 16 | 59.5239
2036 | 3 | 31 | 17 | 63.1144
2036 | 3 | 31 | 18 | 71.5799
2036 | 3 | 31 | 19 | 68.6013
2036 | 3 | 31 | 20 | 66.8398
2036 | 3 | 31 | 21 | 62.9039
2036 | 3 | 31 | 22 | 59.0809
2036 | 3 | 31 | 23 | 56.4926
2036 | 4 | 1 | 0 | 56.3196
2036 | 4 | 1 | 1 | 56.072
2036 | 4 | 1 | 2 | 55.7369
2036 | 4 | 1 | 3 | 55.8212
2036 | 4 | 1 | 4 | 56.3672
2036 | 4 | 1 | 5 | 57.9158
2036 | 4 | 1 | 6 | 61.4585
2036 | 4 | 1 | 7 | 64.9701
2036 | 4 | 1 | 8 | 65.6765
2036 | 4 | 1 | 9 | 58.3062
2036 | 4 | 1 | 10 | 51.6742
2036 | 4 | 1 | 11 | 48.1832
2036 | 4 | 1 | 12 | 51.7572
2036 | 4 | 1 | 13 | 53.2543
2036 | 4 | 1 | 14 | 52.0459
2036 | 4 | 1 | 15 | 53.4652
2036 | 4 | 1 | 16 | 57.2599
2036 | 4 | 1 | 17 | 61.2646
2036 | 4 | 1 | 18 | 69.6301
2036 | 4 | 1 | 19 | 67.0374
2036 | 4 | 1 | 20 | 66.0575
2036 | 4 | 1 | 21 | 61.7538
2036 | 4 | 1 | 22 | 58.5619
2036 | 4 | 1 | 23 | 56.4055
2036 | 4 | 2 | 0 | 53.0433
2036 | 4 | 2 | 1 | 54.7598
2036 | 4 | 2 | 2 | 54.7679
2036 | 4 | 2 | 3 | 55.3367
2036 | 4 | 2 | 4 | 56.4751
2036 | 4 | 2 | 5 | 58.6673
2036 | 4 | 2 | 6 | 61.8506
2036 | 4 | 2 | 7 | 65.5602
2036 | 4 | 2 | 8 | 67.2303
2036 | 4 | 2 | 9 | 61.1482
2036 | 4 | 2 | 10 | 54.5495
2036 | 4 | 2 | 11 | 49.0972
2036 | 4 | 2 | 12 | 49.6446
2036 | 4 | 2 | 13 | 51.3628
2036 | 4 | 2 | 14 | 51.3528
2036 | 4 | 2 | 15 | 52.8505
2036 | 4 | 2 | 16 | 56.7005
2036 | 4 | 2 | 17 | 61.9813
2036 | 4 | 2 | 18 | 68.8075
2036 | 4 | 2 | 19 | 70.9353
2036 | 4 | 2 | 20 | 71.6307
2036 | 4 | 2 | 21 | 68.4165
2036 | 4 | 2 | 22 | 65.2713
2036 | 4 | 2 | 23 | 62.9524
2036 | 4 | 3 | 0 | 61.4237
2036 | 4 | 3 | 1 | 62.0629
2036 | 4 | 3 | 2 | 62.2545
2036 | 4 | 3 | 3 | 62.8163
2036 | 4 | 3 | 4 | 63.9088
2036 | 4 | 3 | 5 | 65.9291
2036 | 4 | 3 | 6 | 69.42
2036 | 4 | 3 | 7 | 72.0385
2036 | 4 | 3 | 8 | 69.7849
2036 | 4 | 3 | 9 | 60.9595
2036 | 4 | 3 | 10 | 55.7176
2036 | 4 | 3 | 11 | 51.5913
2036 | 4 | 3 | 12 | 51.9598
2036 | 4 | 3 | 13 | 53.0582
2036 | 4 | 3 | 14 | 51.9678
2036 | 4 | 3 | 15 | 52.6945
2036 | 4 | 3 | 16 | 54.6387
2036 | 4 | 3 | 17 | 57.8101
2036 | 4 | 3 | 18 | 64.4208
2036 | 4 | 3 | 19 | 68.2764
2036 | 4 | 3 | 20 | 69.6855
2036 | 4 | 3 | 21 | 66.5795
2036 | 4 | 3 | 22 | 63.6793
2036 | 4 | 3 | 23 | 61.1639
2036 | 4 | 4 | 0 | 61.4875
2036 | 4 | 4 | 1 | 61.5443
2036 | 4 | 4 | 2 | 61.5201
2036 | 4 | 4 | 3 | 61.8255
2036 | 4 | 4 | 4 | 62.5909
2036 | 4 | 4 | 5 | 64.3448
2036 | 4 | 4 | 6 | 67.5965
2036 | 4 | 4 | 7 | 70.0602
2036 | 4 | 4 | 8 | 67.9359
2036 | 4 | 4 | 9 | 59.3966
2036 | 4 | 4 | 10 | 53.6532
2036 | 4 | 4 | 11 | 49.3692
2036 | 4 | 4 | 12 | 49.3813
2036 | 4 | 4 | 13 | 51.6585
2036 | 4 | 4 | 14 | 50.5383
2036 | 4 | 4 | 15 | 50.4985
2036 | 4 | 4 | 16 | 51.9521
2036 | 4 | 4 | 17 | 54.9944
2036 | 4 | 4 | 18 | 61.714
2036 | 4 | 4 | 19 | 64.6706
2036 | 4 | 4 | 20 | 65.4512
2036 | 4 | 4 | 21 | 62.3855
2036 | 4 | 4 | 22 | 59.6343
2036 | 4 | 4 | 23 | 57.1725
2036 | 4 | 5 | 0 | 56.2464
2036 | 4 | 5 | 1 | 55.6716
2036 | 4 | 5 | 2 | 55.5685
2036 | 4 | 5 | 3 | 55.601
2036 | 4 | 5 | 4 | 56.1211
2036 | 4 | 5 | 5 | 57.4764
2036 | 4 | 5 | 6 | 58.9306
2036 | 4 | 5 | 7 | 59.403
2036 | 4 | 5 | 8 | 57.1723
2036 | 4 | 5 | 9 | 52.1783
2036 | 4 | 5 | 10 | 48.9446
2036 | 4 | 5 | 11 | 46.1664
2036 | 4 | 5 | 12 | 45.3449
2036 | 4 | 5 | 13 | 47.3364
2036 | 4 | 5 | 14 | 45.8683
2036 | 4 | 5 | 15 | 45.9388
2036 | 4 | 5 | 16 | 47.5841
2036 | 4 | 5 | 17 | 49.6843
2036 | 4 | 5 | 18 | 58.71
2036 | 4 | 5 | 19 | 61.4427
2036 | 4 | 5 | 20 | 60.8412
2036 | 4 | 5 | 21 | 57.3385
2036 | 4 | 5 | 22 | 54.776
2036 | 4 | 5 | 23 | 53.3071
2036 | 4 | 6 | 0 | 52.2521
2036 | 4 | 6 | 1 | 53.6894
2036 | 4 | 6 | 2 | 53.6977
2036 | 4 | 6 | 3 | 53.8769
2036 | 4 | 6 | 4 | 54.5431
2036 | 4 | 6 | 5 | 55.7983
2036 | 4 | 6 | 6 | 56.9669
2036 | 4 | 6 | 7 | 56.5551
2036 | 4 | 6 | 8 | 53.3313
2036 | 4 | 6 | 9 | 47.025
2036 | 4 | 6 | 10 | 44.2184
2036 | 4 | 6 | 11 | 41.357
2036 | 4 | 6 | 12 | 42.949
2036 | 4 | 6 | 13 | 45.83
2036 | 4 | 6 | 14 | 45.197
2036 | 4 | 6 | 15 | 45.2386
2036 | 4 | 6 | 16 | 46.597
2036 | 4 | 6 | 17 | 48.8246
2036 | 4 | 6 | 18 | 57.6752
2036 | 4 | 6 | 19 | 60.0132
2036 | 4 | 6 | 20 | 59.7496
2036 | 4 | 6 | 21 | 56.1411
2036 | 4 | 6 | 22 | 52.9359
2036 | 4 | 6 | 23 | 51.0937
2036 | 4 | 7 | 0 | 52.1679
2036 | 4 | 7 | 1 | 51.865
2036 | 4 | 7 | 2 | 52.1138
2036 | 4 | 7 | 3 | 52.649
2036 | 4 | 7 | 4 | 53.5859
2036 | 4 | 7 | 5 | 55.6077
2036 | 4 | 7 | 6 | 59.1983
2036 | 4 | 7 | 7 | 61.5667
2036 | 4 | 7 | 8 | 59.9688
2036 | 4 | 7 | 9 | 52.0681
2036 | 4 | 7 | 10 | 47.5308
2036 | 4 | 7 | 11 | 45.1529
2036 | 4 | 7 | 12 | 47.3388
2036 | 4 | 7 | 13 | 48.9913
2036 | 4 | 7 | 14 | 47.937
2036 | 4 | 7 | 15 | 48.3777
2036 | 4 | 7 | 16 | 50.3766
2036 | 4 | 7 | 17 | 53.5853
2036 | 4 | 7 | 18 | 64.2046
2036 | 4 | 7 | 19 | 62.8841
2036 | 4 | 7 | 20 | 62.3799
2036 | 4 | 7 | 21 | 58.4794
2036 | 4 | 7 | 22 | 54.9275
2036 | 4 | 7 | 23 | 52.5493
2036 | 4 | 8 | 0 | 53.028
2036 | 4 | 8 | 1 | 53.5057
2036 | 4 | 8 | 2 | 53.3448
2036 | 4 | 8 | 3 | 53.7242
2036 | 4 | 8 | 4 | 54.5531
2036 | 4 | 8 | 5 | 56.5317
2036 | 4 | 8 | 6 | 58.8068
2036 | 4 | 8 | 7 | 62.5288
2036 | 4 | 8 | 8 | 65.6809
2036 | 4 | 8 | 9 | 62.099
2036 | 4 | 8 | 10 | 56.255
2036 | 4 | 8 | 11 | 51.2756
2036 | 4 | 8 | 12 | 50.0815
2036 | 4 | 8 | 13 | 51.4222
2036 | 4 | 8 | 14 | 51.2147
2036 | 4 | 8 | 15 | 52.6966
2036 | 4 | 8 | 16 | 56.5115
2036 | 4 | 8 | 17 | 59.9969
2036 | 4 | 8 | 18 | 62.0312
2036 | 4 | 8 | 19 | 63.5946
2036 | 4 | 8 | 20 | 64.1823
2036 | 4 | 8 | 21 | 61.0232
2036 | 4 | 8 | 22 | 57.8962
2036 | 4 | 8 | 23 | 55.5762
2036 | 4 | 9 | 0 | 55.1701
2036 | 4 | 9 | 1 | 55.5389
2036 | 4 | 9 | 2 | 55.5693
2036 | 4 | 9 | 3 | 56.0452
2036 | 4 | 9 | 4 | 56.9846
2036 | 4 | 9 | 5 | 58.987
2036 | 4 | 9 | 6 | 61.6772
2036 | 4 | 9 | 7 | 64.2303
2036 | 4 | 9 | 8 | 63.8831
2036 | 4 | 9 | 9 | 57.633
2036 | 4 | 9 | 10 | 52.5137
2036 | 4 | 9 | 11 | 48.4394
2036 | 4 | 9 | 12 | 48.2149
2036 | 4 | 9 | 13 | 50.0591
2036 | 4 | 9 | 14 | 49.2172
2036 | 4 | 9 | 15 | 49.381
2036 | 4 | 9 | 16 | 51.126
2036 | 4 | 9 | 17 | 54.3562
2036 | 4 | 9 | 18 | 65.9216
2036 | 4 | 9 | 19 | 64.876
2036 | 4 | 9 | 20 | 64.6393
2036 | 4 | 9 | 21 | 61.1055
2036 | 4 | 9 | 22 | 57.5507
2036 | 4 | 9 | 23 | 55.0216
2036 | 4 | 10 | 0 | 55.6908
2036 | 4 | 10 | 1 | 54.6398
2036 | 4 | 10 | 2 | 54.4809
2036 | 4 | 10 | 3 | 54.8016
2036 | 4 | 10 | 4 | 55.6149
2036 | 4 | 10 | 5 | 57.6087
2036 | 4 | 10 | 6 | 60.9436
2036 | 4 | 10 | 7 | 64.2157
2036 | 4 | 10 | 8 | 66.9849
2036 | 4 | 10 | 9 | 63.9863
2036 | 4 | 10 | 10 | 58.7029
2036 | 4 | 10 | 11 | 53.6706
2036 | 4 | 10 | 12 | 53.4307
2036 | 4 | 10 | 13 | 54.8322
2036 | 4 | 10 | 14 | 54.9181
2036 | 4 | 10 | 15 | 56.1644
2036 | 4 | 10 | 16 | 59.2708
2036 | 4 | 10 | 17 | 63.7772
2036 | 4 | 10 | 18 | 67.0777
2036 | 4 | 10 | 19 | 64.3502
2036 | 4 | 10 | 20 | 63.6016
2036 | 4 | 10 | 21 | 59.945
2036 | 4 | 10 | 22 | 56.3548
2036 | 4 | 10 | 23 | 53.6266
2036 | 4 | 11 | 0 | 55.5308
2036 | 4 | 11 | 1 | 55.3574
2036 | 4 | 11 | 2 | 55.2606
2036 | 4 | 11 | 3 | 55.4294
2036 | 4 | 11 | 4 | 56.0277
2036 | 4 | 11 | 5 | 57.0688
2036 | 4 | 11 | 6 | 57.492
2036 | 4 | 11 | 7 | 58.8386
2036 | 4 | 11 | 8 | 63.0892
2036 | 4 | 11 | 9 | 60.7724
2036 | 4 | 11 | 10 | 53.6164
2036 | 4 | 11 | 11 | 50.1793
2036 | 4 | 11 | 12 | 49.7985
2036 | 4 | 11 | 13 | 49.1077
2036 | 4 | 11 | 14 | 47.9066
2036 | 4 | 11 | 15 | 50.5212
2036 | 4 | 11 | 16 | 54.471
2036 | 4 | 11 | 17 | 60.8739
2036 | 4 | 11 | 18 | 66.6998
2036 | 4 | 11 | 19 | 64.0264
2036 | 4 | 11 | 20 | 63.2435
2036 | 4 | 11 | 21 | 59.5152
2036 | 4 | 11 | 22 | 56.9773
2036 | 4 | 11 | 23 | 54.9459
2036 | 4 | 12 | 0 | 55.1671
2036 | 4 | 12 | 1 | 56.5366
2036 | 4 | 12 | 2 | 56.407
2036 | 4 | 12 | 3 | 56.5456
2036 | 4 | 12 | 4 | 57.135
2036 | 4 | 12 | 5 | 58.6084
2036 | 4 | 12 | 6 | 61.1217
2036 | 4 | 12 | 7 | 61.7892
2036 | 4 | 12 | 8 | 61.7365
2036 | 4 | 12 | 9 | 59.3558
2036 | 4 | 12 | 10 | 56.9816
2036 | 4 | 12 | 11 | 52.8375
2036 | 4 | 12 | 12 | 49.8194
2036 | 4 | 12 | 13 | 50.7234
2036 | 4 | 12 | 14 | 49.3297
2036 | 4 | 12 | 15 | 49.9377
2036 | 4 | 12 | 16 | 52.6057
2036 | 4 | 12 | 17 | 55.2421
2036 | 4 | 12 | 18 | 62.9747
2036 | 4 | 12 | 19 | 64.3205
2036 | 4 | 12 | 20 | 63.4058
2036 | 4 | 12 | 21 | 60.1523
2036 | 4 | 12 | 22 | 57.4038
2036 | 4 | 12 | 23 | 55.763
2036 | 4 | 13 | 0 | 55.5109
2036 | 4 | 13 | 1 | 55.0009
2036 | 4 | 13 | 2 | 55.0586
2036 | 4 | 13 | 3 | 55.2644
2036 | 4 | 13 | 4 | 55.8295
2036 | 4 | 13 | 5 | 56.7645
2036 | 4 | 13 | 6 | 57.5058
2036 | 4 | 13 | 7 | 57.9539
2036 | 4 | 13 | 8 | 57.5181
2036 | 4 | 13 | 9 | 56.9746
2036 | 4 | 13 | 10 | 54.4827
2036 | 4 | 13 | 11 | 51.229
2036 | 4 | 13 | 12 | 51.2332
2036 | 4 | 13 | 13 | 52.3662
2036 | 4 | 13 | 14 | 52.3772
2036 | 4 | 13 | 15 | 52.5044
2036 | 4 | 13 | 16 | 53.659
2036 | 4 | 13 | 17 | 55.1089
2036 | 4 | 13 | 18 | 62.3798
2036 | 4 | 13 | 19 | 59.5342
2036 | 4 | 13 | 20 | 58.8325
2036 | 4 | 13 | 21 | 55.841
2036 | 4 | 13 | 22 | 52.8871
2036 | 4 | 13 | 23 | 51.4446
2036 | 4 | 14 | 0 | 52.7166
2036 | 4 | 14 | 1 | 53.2954
2036 | 4 | 14 | 2 | 53.5052
2036 | 4 | 14 | 3 | 53.9169
2036 | 4 | 14 | 4 | 54.8483
2036 | 4 | 14 | 5 | 56.2634
2036 | 4 | 14 | 6 | 56.9411
2036 | 4 | 14 | 7 | 59.8598
2036 | 4 | 14 | 8 | 64.1307
2036 | 4 | 14 | 9 | 60.476
2036 | 4 | 14 | 10 | 56.5036
2036 | 4 | 14 | 11 | 51.4284
2036 | 4 | 14 | 12 | 53.3142
2036 | 4 | 14 | 13 | 54.6843
2036 | 4 | 14 | 14 | 56.7515
2036 | 4 | 14 | 15 | 57.0302
2036 | 4 | 14 | 16 | 57.0534
2036 | 4 | 14 | 17 | 57.4486
2036 | 4 | 14 | 18 | 62.493
2036 | 4 | 14 | 19 | 63.4082
2036 | 4 | 14 | 20 | 63.5504
2036 | 4 | 14 | 21 | 60.2281
2036 | 4 | 14 | 22 | 56.385
2036 | 4 | 14 | 23 | 53.6893
2036 | 4 | 15 | 0 | 56.1446
2036 | 4 | 15 | 1 | 56.4406
2036 | 4 | 15 | 2 | 56.5128
2036 | 4 | 15 | 3 | 57.066
2036 | 4 | 15 | 4 | 58.0219
2036 | 4 | 15 | 5 | 60.0538
2036 | 4 | 15 | 6 | 62.7226
2036 | 4 | 15 | 7 | 65.6075
2036 | 4 | 15 | 8 | 66.9429
2036 | 4 | 15 | 9 | 62.0261
2036 | 4 | 15 | 10 | 55.6137
2036 | 4 | 15 | 11 | 51.1805
2036 | 4 | 15 | 12 | 54.4953
2036 | 4 | 15 | 13 | 55.468
2036 | 4 | 15 | 14 | 55.1273
2036 | 4 | 15 | 15 | 56.4146
2036 | 4 | 15 | 16 | 59.4623
2036 | 4 | 15 | 17 | 62.2227
2036 | 4 | 15 | 18 | 64.2783
2036 | 4 | 15 | 19 | 64.3956
2036 | 4 | 15 | 20 | 64.7108
2036 | 4 | 15 | 21 | 61.7965
2036 | 4 | 15 | 22 | 58.4556
2036 | 4 | 15 | 23 | 55.9143
2036 | 4 | 16 | 0 | 56.1323
2036 | 4 | 16 | 1 | 56.3761
2036 | 4 | 16 | 2 | 56.4401
2036 | 4 | 16 | 3 | 56.9111
2036 | 4 | 16 | 4 | 57.8145
2036 | 4 | 16 | 5 | 59.7693
2036 | 4 | 16 | 6 | 62.0383
2036 | 4 | 16 | 7 | 64.7044
2036 | 4 | 16 | 8 | 66.5482
2036 | 4 | 16 | 9 | 62.3269
2036 | 4 | 16 | 10 | 56.0995
2036 | 4 | 16 | 11 | 51.8022
2036 | 4 | 16 | 12 | 54.7835
2036 | 4 | 16 | 13 | 56.0664
2036 | 4 | 16 | 14 | 55.6803
2036 | 4 | 16 | 15 | 56.0814
2036 | 4 | 16 | 16 | 58.179
2036 | 4 | 16 | 17 | 61.3965
2036 | 4 | 16 | 18 | 66.5039
2036 | 4 | 16 | 19 | 64.1155
2036 | 4 | 16 | 20 | 63.6799
2036 | 4 | 16 | 21 | 60.4839
2036 | 4 | 16 | 22 | 56.8297
2036 | 4 | 16 | 23 | 54.1511
2036 | 4 | 17 | 0 | 54.5675
2036 | 4 | 17 | 1 | 54.395
2036 | 4 | 17 | 2 | 54.297
2036 | 4 | 17 | 3 | 54.6426
2036 | 4 | 17 | 4 | 55.4155
2036 | 4 | 17 | 5 | 57.3926
2036 | 4 | 17 | 6 | 59.7932
2036 | 4 | 17 | 7 | 62.4259
2036 | 4 | 17 | 8 | 64.7193
2036 | 4 | 17 | 9 | 62.4899
2036 | 4 | 17 | 10 | 57.6749
2036 | 4 | 17 | 11 | 53.2115
2036 | 4 | 17 | 12 | 54.079
2036 | 4 | 17 | 13 | 55.4759
2036 | 4 | 17 | 14 | 55.3794
2036 | 4 | 17 | 15 | 56.2014
2036 | 4 | 17 | 16 | 58.7436
2036 | 4 | 17 | 17 | 61.6343
2036 | 4 | 17 | 18 | 61.2449
2036 | 4 | 17 | 19 | 62.1506
2036 | 4 | 17 | 20 | 62.6925
2036 | 4 | 17 | 21 | 60.2246
2036 | 4 | 17 | 22 | 57.1539
2036 | 4 | 17 | 23 | 54.6054
2036 | 4 | 18 | 0 | 52.8723
2036 | 4 | 18 | 1 | 52.6262
2036 | 4 | 18 | 2 | 52.3871
2036 | 4 | 18 | 3 | 52.5764
2036 | 4 | 18 | 4 | 53.2154
2036 | 4 | 18 | 5 | 55.0694
2036 | 4 | 18 | 6 | 56.4868
2036 | 4 | 18 | 7 | 59.2837
2036 | 4 | 18 | 8 | 61.9773
2036 | 4 | 18 | 9 | 59.9156
2036 | 4 | 18 | 10 | 54.4257
2036 | 4 | 18 | 11 | 50.1975
2036 | 4 | 18 | 12 | 52.2001
2036 | 4 | 18 | 13 | 53.4713
2036 | 4 | 18 | 14 | 52.7694
2036 | 4 | 18 | 15 | 53.0562
2036 | 4 | 18 | 16 | 56.1208
2036 | 4 | 18 | 17 | 59.1637
2036 | 4 | 18 | 18 | 62.3393
2036 | 4 | 18 | 19 | 58.136
2036 | 4 | 18 | 20 | 56.8877
2036 | 4 | 18 | 21 | 53.7469
2036 | 4 | 18 | 22 | 50.5665
2036 | 4 | 18 | 23 | 48.0187
2036 | 4 | 19 | 0 | 49.3919
2036 | 4 | 19 | 1 | 47.3717
2036 | 4 | 19 | 2 | 47.0961
2036 | 4 | 19 | 3 | 47.076
2036 | 4 | 19 | 4 | 47.6069
2036 | 4 | 19 | 5 | 48.8794
2036 | 4 | 19 | 6 | 49.9816
2036 | 4 | 19 | 7 | 51.4869
2036 | 4 | 19 | 8 | 56.5528
2036 | 4 | 19 | 9 | 58.2125
2036 | 4 | 19 | 10 | 54.1029
2036 | 4 | 19 | 11 | 49.387
2036 | 4 | 19 | 12 | 48.216
2036 | 4 | 19 | 13 | 49.5207
2036 | 4 | 19 | 14 | 49.0491
2036 | 4 | 19 | 15 | 49.939
2036 | 4 | 19 | 16 | 53.3204
2036 | 4 | 19 | 17 | 56.7761
2036 | 4 | 19 | 18 | 62.3751
2036 | 4 | 19 | 19 | 57.1401
2036 | 4 | 19 | 20 | 54.4192
2036 | 4 | 19 | 21 | 50.6964
2036 | 4 | 19 | 22 | 47.6914
2036 | 4 | 19 | 23 | 45.9443
2036 | 4 | 20 | 0 | 47.6694
2036 | 4 | 20 | 1 | 48.4439
2036 | 4 | 20 | 2 | 48.2541
2036 | 4 | 20 | 3 | 48.4111
2036 | 4 | 20 | 4 | 49.0741
2036 | 4 | 20 | 5 | 50.3461
2036 | 4 | 20 | 6 | 50.9057
2036 | 4 | 20 | 7 | 51.8559
2036 | 4 | 20 | 8 | 57.4493
2036 | 4 | 20 | 9 | 59.576
2036 | 4 | 20 | 10 | 56.1699
2036 | 4 | 20 | 11 | 50.7978
2036 | 4 | 20 | 12 | 51.3837
2036 | 4 | 20 | 13 | 52.4938
2036 | 4 | 20 | 14 | 52.6065
2036 | 4 | 20 | 15 | 54.4489
2036 | 4 | 20 | 16 | 59.6187
2036 | 4 | 20 | 17 | 65.0945
2036 | 4 | 20 | 18 | 66.1098
2036 | 4 | 20 | 19 | 59.5736
2036 | 4 | 20 | 20 | 56.8516
2036 | 4 | 20 | 21 | 52.8815
2036 | 4 | 20 | 22 | 49.0933
2036 | 4 | 20 | 23 | 46.915
2036 | 4 | 21 | 0 | 50.4942
2036 | 4 | 21 | 1 | 48.822
2036 | 4 | 21 | 2 | 48.9378
2036 | 4 | 21 | 3 | 49.3778
2036 | 4 | 21 | 4 | 50.2599
2036 | 4 | 21 | 5 | 52.3453
2036 | 4 | 21 | 6 | 55.6717
2036 | 4 | 21 | 7 | 58.2803
2036 | 4 | 21 | 8 | 61.3004
2036 | 4 | 21 | 9 | 60.5071
2036 | 4 | 21 | 10 | 57.5576
2036 | 4 | 21 | 11 | 53.472
2036 | 4 | 21 | 12 | 50.7152
2036 | 4 | 21 | 13 | 52.1868
2036 | 4 | 21 | 14 | 51.9829
2036 | 4 | 21 | 15 | 52.7006
2036 | 4 | 21 | 16 | 54.3886
2036 | 4 | 21 | 17 | 56.6252
2036 | 4 | 21 | 18 | 57.9251
2036 | 4 | 21 | 19 | 58.103
2036 | 4 | 21 | 20 | 58.0138
2036 | 4 | 21 | 21 | 55.1334
2036 | 4 | 21 | 22 | 51.6621
2036 | 4 | 21 | 23 | 49.0904
2036 | 4 | 22 | 0 | 50.708
2036 | 4 | 22 | 1 | 50.8776
2036 | 4 | 22 | 2 | 50.8085
2036 | 4 | 22 | 3 | 51.2436
2036 | 4 | 22 | 4 | 52.0552
2036 | 4 | 22 | 5 | 54.0723
2036 | 4 | 22 | 6 | 57.4329
2036 | 4 | 22 | 7 | 59.4694
2036 | 4 | 22 | 8 | 59.9033
2036 | 4 | 22 | 9 | 57.3182
2036 | 4 | 22 | 10 | 53.9612
2036 | 4 | 22 | 11 | 49.7439
2036 | 4 | 22 | 12 | 53.1738
2036 | 4 | 22 | 13 | 54.6051
2036 | 4 | 22 | 14 | 54.4677
2036 | 4 | 22 | 15 | 56.0126
2036 | 4 | 22 | 16 | 59.27
2036 | 4 | 22 | 17 | 62.2956
2036 | 4 | 22 | 18 | 65.9354
2036 | 4 | 22 | 19 | 60.8036
2036 | 4 | 22 | 20 | 59.2318
2036 | 4 | 22 | 21 | 55.846
2036 | 4 | 22 | 22 | 52.1277
2036 | 4 | 22 | 23 | 49.4735
2036 | 4 | 23 | 0 | 49.8906
2036 | 4 | 23 | 1 | 50.2186
2036 | 4 | 23 | 2 | 50.0109
2036 | 4 | 23 | 3 | 50.3256
2036 | 4 | 23 | 4 | 51.1338
2036 | 4 | 23 | 5 | 53.1757
2036 | 4 | 23 | 6 | 55.6518
2036 | 4 | 23 | 7 | 58.5491
2036 | 4 | 23 | 8 | 63.1559
2036 | 4 | 23 | 9 | 63.7236
2036 | 4 | 23 | 10 | 59.1426
2036 | 4 | 23 | 11 | 53.996
2036 | 4 | 23 | 12 | 55.438
2036 | 4 | 23 | 13 | 56.7497
2036 | 4 | 23 | 14 | 56.6188
2036 | 4 | 23 | 15 | 57.7776
2036 | 4 | 23 | 16 | 61.239
2036 | 4 | 23 | 17 | 65.3457
2036 | 4 | 23 | 18 | 67.7548
2036 | 4 | 23 | 19 | 63.4901
2036 | 4 | 23 | 20 | 62.3894
2036 | 4 | 23 | 21 | 59.3993
2036 | 4 | 23 | 22 | 55.7842
2036 | 4 | 23 | 23 | 53.176
2036 | 4 | 24 | 0 | 52.0964
2036 | 4 | 24 | 1 | 51.4988
2036 | 4 | 24 | 2 | 51.3053
2036 | 4 | 24 | 3 | 51.6121
2036 | 4 | 24 | 4 | 52.3964
2036 | 4 | 24 | 5 | 54.4781
2036 | 4 | 24 | 6 | 57.6375
2036 | 4 | 24 | 7 | 59.4207
2036 | 4 | 24 | 8 | 60.3117
2036 | 4 | 24 | 9 | 60.037
2036 | 4 | 24 | 10 | 58.3465
2036 | 4 | 24 | 11 | 53.8434
2036 | 4 | 24 | 12 | 49.9654
2036 | 4 | 24 | 13 | 51.5338
2036 | 4 | 24 | 14 | 51.0316
2036 | 4 | 24 | 15 | 51.3475
2036 | 4 | 24 | 16 | 52.5034
2036 | 4 | 24 | 17 | 53.9641
2036 | 4 | 24 | 18 | 57.6947
2036 | 4 | 24 | 19 | 59.9058
2036 | 4 | 24 | 20 | 60.8161
2036 | 4 | 24 | 21 | 58.9467
2036 | 4 | 24 | 22 | 56.075
2036 | 4 | 24 | 23 | 53.5543
2036 | 4 | 25 | 0 | 52.0532
2036 | 4 | 25 | 1 | 50.7451
2036 | 4 | 25 | 2 | 50.5677
2036 | 4 | 25 | 3 | 50.8197
2036 | 4 | 25 | 4 | 51.5119
2036 | 4 | 25 | 5 | 53.4501
2036 | 4 | 25 | 6 | 56.8621
2036 | 4 | 25 | 7 | 57.7863
2036 | 4 | 25 | 8 | 54.9988
2036 | 4 | 25 | 9 | 50.8092
2036 | 4 | 25 | 10 | 47.9525
2036 | 4 | 25 | 11 | 44.9454
2036 | 4 | 25 | 12 | 47.8255
2036 | 4 | 25 | 13 | 49.6065
2036 | 4 | 25 | 14 | 48.5578
2036 | 4 | 25 | 15 | 48.1434
2036 | 4 | 25 | 16 | 49.2167
2036 | 4 | 25 | 17 | 50.3362
2036 | 4 | 25 | 18 | 60.6692
2036 | 4 | 25 | 19 | 57.7097
2036 | 4 | 25 | 20 | 56.7671
2036 | 4 | 25 | 21 | 54.2145
2036 | 4 | 25 | 22 | 51.2382
2036 | 4 | 25 | 23 | 48.7093
2036 | 4 | 26 | 0 | 47.3718
2036 | 4 | 26 | 1 | 45.8785
2036 | 4 | 26 | 2 | 45.3779
2036 | 4 | 26 | 3 | 45.175
2036 | 4 | 26 | 4 | 45.4957
2036 | 4 | 26 | 5 | 46.5188
2036 | 4 | 26 | 6 | 47.6582
2036 | 4 | 26 | 7 | 47.8715
2036 | 4 | 26 | 8 | 51.3596
2036 | 4 | 26 | 9 | 52.9504
2036 | 4 | 26 | 10 | 50.4974
2036 | 4 | 26 | 11 | 48.2207
2036 | 4 | 26 | 12 | 45.7469
2036 | 4 | 26 | 13 | 46.584
2036 | 4 | 26 | 14 | 44.8164
2036 | 4 | 26 | 15 | 44.5409
2036 | 4 | 26 | 16 | 46.3334
2036 | 4 | 26 | 17 | 49.9578
2036 | 4 | 26 | 18 | 54.58
2036 | 4 | 26 | 19 | 50.9479
2036 | 4 | 26 | 20 | 48.7153
2036 | 4 | 26 | 21 | 45.6896
2036 | 4 | 26 | 22 | 42.946
2036 | 4 | 26 | 23 | 41.2112
2036 | 4 | 27 | 0 | 41.6095
2036 | 4 | 27 | 1 | 41.7327
2036 | 4 | 27 | 2 | 41.2461
2036 | 4 | 27 | 3 | 41.1675
2036 | 4 | 27 | 4 | 41.5425
2036 | 4 | 27 | 5 | 42.3745
2036 | 4 | 27 | 6 | 42.2645
2036 | 4 | 27 | 7 | 42.7778
2036 | 4 | 27 | 8 | 50.006
2036 | 4 | 27 | 9 | 53.2323
2036 | 4 | 27 | 10 | 48.6485
2036 | 4 | 27 | 11 | 44.1366
2036 | 4 | 27 | 12 | 46.0755
2036 | 4 | 27 | 13 | 47.0929
2036 | 4 | 27 | 14 | 46.6821
2036 | 4 | 27 | 15 | 47.554
2036 | 4 | 27 | 16 | 50.4581
2036 | 4 | 27 | 17 | 54.6609
2036 | 4 | 27 | 18 | 54.2121
2036 | 4 | 27 | 19 | 50.3779
2036 | 4 | 27 | 20 | 48.4048
2036 | 4 | 27 | 21 | 45.3708
2036 | 4 | 27 | 22 | 42.1646
2036 | 4 | 27 | 23 | 40.2685
2036 | 4 | 28 | 0 | 40.9291
2036 | 4 | 28 | 1 | 42.0072
2036 | 4 | 28 | 2 | 42.0972
2036 | 4 | 28 | 3 | 42.4722
2036 | 4 | 28 | 4 | 43.2525
2036 | 4 | 28 | 5 | 45.3134
2036 | 4 | 28 | 6 | 46.9106
2036 | 4 | 28 | 7 | 49.7434
2036 | 4 | 28 | 8 | 54.1378
2036 | 4 | 28 | 9 | 53.0869
2036 | 4 | 28 | 10 | 48.3841
2036 | 4 | 28 | 11 | 45.0217
2036 | 4 | 28 | 12 | 46.8963
2036 | 4 | 28 | 13 | 48.7632
2036 | 4 | 28 | 14 | 47.5529
2036 | 4 | 28 | 15 | 48.5604
2036 | 4 | 28 | 16 | 51.7833
2036 | 4 | 28 | 17 | 56.1076
2036 | 4 | 28 | 18 | 52.9352
2036 | 4 | 28 | 19 | 52.8094
2036 | 4 | 28 | 20 | 52.461
2036 | 4 | 28 | 21 | 50.0734
2036 | 4 | 28 | 22 | 46.6648
2036 | 4 | 28 | 23 | 43.9484
2036 | 4 | 29 | 0 | 44.8593
2036 | 4 | 29 | 1 | 46.1692
2036 | 4 | 29 | 2 | 46.0498
2036 | 4 | 29 | 3 | 46.5656
2036 | 4 | 29 | 4 | 47.4456
2036 | 4 | 29 | 5 | 49.7498
2036 | 4 | 29 | 6 | 51.7626
2036 | 4 | 29 | 7 | 54.0492
2036 | 4 | 29 | 8 | 57.7653
2036 | 4 | 29 | 9 | 59.3026
2036 | 4 | 29 | 10 | 55.4583
2036 | 4 | 29 | 11 | 50.8202
2036 | 4 | 29 | 12 | 53.6076
2036 | 4 | 29 | 13 | 55.1373
2036 | 4 | 29 | 14 | 54.3929
2036 | 4 | 29 | 15 | 55.7561
2036 | 4 | 29 | 16 | 59.384
2036 | 4 | 29 | 17 | 62.4477
2036 | 4 | 29 | 18 | 64.7043
2036 | 4 | 29 | 19 | 58.9149
2036 | 4 | 29 | 20 | 57.256
2036 | 4 | 29 | 21 | 54.0173
2036 | 4 | 29 | 22 | 50.1068
2036 | 4 | 29 | 23 | 47.0865
2036 | 4 | 30 | 0 | 47.4348
2036 | 4 | 30 | 1 | 51.5041
2036 | 4 | 30 | 2 | 51.416
2036 | 4 | 30 | 3 | 51.9185
2036 | 4 | 30 | 4 | 52.9025
2036 | 4 | 30 | 5 | 55.3342
2036 | 4 | 30 | 6 | 57.4809
2036 | 4 | 30 | 7 | 60.7912
2036 | 4 | 30 | 8 | 68.4751
2036 | 4 | 30 | 9 | 71.7699
2036 | 4 | 30 | 10 | 66.2636
2036 | 4 | 30 | 11 | 59.2193
2036 | 4 | 30 | 12 | 61.7318
2036 | 4 | 30 | 13 | 62.9065
2036 | 4 | 30 | 14 | 62.2709
2036 | 4 | 30 | 15 | 63.7807
2036 | 4 | 30 | 16 | 69.0536
2036 | 4 | 30 | 17 | 74.1868
2036 | 4 | 30 | 18 | 78.0514
2036 | 4 | 30 | 19 | 70.6268
2036 | 4 | 30 | 20 | 68.4671
2036 | 4 | 30 | 21 | 65.0653
2036 | 4 | 30 | 22 | 60.7616
2036 | 4 | 30 | 23 | 57.7125
2036 | 5 | 1 | 0 | 54.8639
2036 | 5 | 1 | 1 | 61.912
2036 | 5 | 1 | 2 | 61.9126
2036 | 5 | 1 | 3 | 62.5006
2036 | 5 | 1 | 4 | 63.539
2036 | 5 | 1 | 5 | 66.422
2036 | 5 | 1 | 6 | 68.9093
2036 | 5 | 1 | 7 | 70.2645
2036 | 5 | 1 | 8 | 68.9957
2036 | 5 | 1 | 9 | 67.1501
2036 | 5 | 1 | 10 | 65.0547
2036 | 5 | 1 | 11 | 59.8438
2036 | 5 | 1 | 12 | 66.3295
2036 | 5 | 1 | 13 | 67.7668
2036 | 5 | 1 | 14 | 68.9619
2036 | 5 | 1 | 15 | 70.5856
2036 | 5 | 1 | 16 | 73.4264
2036 | 5 | 1 | 17 | 76.8112
2036 | 5 | 1 | 18 | 79.1595
2036 | 5 | 1 | 19 | 74.9638
2036 | 5 | 1 | 20 | 74.4314
2036 | 5 | 1 | 21 | 71.8453
2036 | 5 | 1 | 22 | 67.2839
2036 | 5 | 1 | 23 | 63.5732
2036 | 5 | 2 | 0 | 61.8825
2036 | 5 | 2 | 1 | 65.4305
2036 | 5 | 2 | 2 | 65.1843
2036 | 5 | 2 | 3 | 65.5319
2036 | 5 | 2 | 4 | 66.3903
2036 | 5 | 2 | 5 | 69.1628
2036 | 5 | 2 | 6 | 69.6111
2036 | 5 | 2 | 7 | 73.2413
2036 | 5 | 2 | 8 | 79.8344
2036 | 5 | 2 | 9 | 82.3573
2036 | 5 | 2 | 10 | 76.2274
2036 | 5 | 2 | 11 | 68.8116
2036 | 5 | 2 | 12 | 69.6788
2036 | 5 | 2 | 13 | 71.3066
2036 | 5 | 2 | 14 | 71.7717
2036 | 5 | 2 | 15 | 72.7542
2036 | 5 | 2 | 16 | 76.1334
2036 | 5 | 2 | 17 | 79.559
2036 | 5 | 2 | 18 | 83.0817
2036 | 5 | 2 | 19 | 76.5606
2036 | 5 | 2 | 20 | 74.9585
2036 | 5 | 2 | 21 | 72.0164
2036 | 5 | 2 | 22 | 67.4039
2036 | 5 | 2 | 23 | 63.5927
2036 | 5 | 3 | 0 | 62.6614
2036 | 5 | 3 | 1 | 64.4283
2036 | 5 | 3 | 2 | 63.8164
2036 | 5 | 3 | 3 | 63.6751
2036 | 5 | 3 | 4 | 64.119
2036 | 5 | 3 | 5 | 65.8771
2036 | 5 | 3 | 6 | 65.5801
2036 | 5 | 3 | 7 | 66.5151
2036 | 5 | 3 | 8 | 73.2178
2036 | 5 | 3 | 9 | 77.5876
2036 | 5 | 3 | 10 | 73.1687
2036 | 5 | 3 | 11 | 66.3389
2036 | 5 | 3 | 12 | 65.8739
2036 | 5 | 3 | 13 | 67.4595
2036 | 5 | 3 | 14 | 66.8786
2036 | 5 | 3 | 15 | 68.079
2036 | 5 | 3 | 16 | 72.2596
2036 | 5 | 3 | 17 | 75.4442
2036 | 5 | 3 | 18 | 88.2213
2036 | 5 | 3 | 19 | 79.3705
2036 | 5 | 3 | 20 | 75.8576
2036 | 5 | 3 | 21 | 72.0735
2036 | 5 | 3 | 22 | 67.762
2036 | 5 | 3 | 23 | 65.115
2036 | 5 | 4 | 0 | 61.8978
2036 | 5 | 4 | 1 | 63.8558
2036 | 5 | 4 | 2 | 63.7529
2036 | 5 | 4 | 3 | 64.0783
2036 | 5 | 4 | 4 | 65.0887
2036 | 5 | 4 | 5 | 67.13
2036 | 5 | 4 | 6 | 67.8484
2036 | 5 | 4 | 7 | 66.809
2036 | 5 | 4 | 8 | 68.4794
2036 | 5 | 4 | 9 | 71.154
2036 | 5 | 4 | 10 | 70.4904
2036 | 5 | 4 | 11 | 64.1199
2036 | 5 | 4 | 12 | 65.1006
2036 | 5 | 4 | 13 | 66.1804
2036 | 5 | 4 | 14 | 67.7143
2036 | 5 | 4 | 15 | 69.2206
2036 | 5 | 4 | 16 | 73.4823
2036 | 5 | 4 | 17 | 77.0748
2036 | 5 | 4 | 18 | 73.8107
2036 | 5 | 4 | 19 | 76.9191
2036 | 5 | 4 | 20 | 77.6475
2036 | 5 | 4 | 21 | 75.6746
2036 | 5 | 4 | 22 | 71.3903
2036 | 5 | 4 | 23 | 68.3271
2036 | 5 | 5 | 0 | 69.2503
2036 | 5 | 5 | 1 | 66.7616
2036 | 5 | 5 | 2 | 67.0775
2036 | 5 | 5 | 3 | 67.7782
2036 | 5 | 5 | 4 | 68.9452
2036 | 5 | 5 | 5 | 71.9094
2036 | 5 | 5 | 6 | 76.2435
2036 | 5 | 5 | 7 | 77.0112
2036 | 5 | 5 | 8 | 73.1718
2036 | 5 | 5 | 9 | 68.7228
2036 | 5 | 5 | 10 | 67.8962
2036 | 5 | 5 | 11 | 64.3283
2036 | 5 | 5 | 12 | 68.2895
2036 | 5 | 5 | 13 | 69.909
2036 | 5 | 5 | 14 | 69.8473
2036 | 5 | 5 | 15 | 70.1611
2036 | 5 | 5 | 16 | 70.6082
2036 | 5 | 5 | 17 | 70.5458
2036 | 5 | 5 | 18 | 74.5029
2036 | 5 | 5 | 19 | 77.5495
2036 | 5 | 5 | 20 | 78.8809
2036 | 5 | 5 | 21 | 76.7135
2036 | 5 | 5 | 22 | 72.0591
2036 | 5 | 5 | 23 | 68.2941
2036 | 5 | 6 | 0 | 66.3953
2036 | 5 | 6 | 1 | 65.925
2036 | 5 | 6 | 2 | 65.6109
2036 | 5 | 6 | 3 | 66.0944
2036 | 5 | 6 | 4 | 67.0656
2036 | 5 | 6 | 5 | 69.9725
2036 | 5 | 6 | 6 | 72.6522
2036 | 5 | 6 | 7 | 76.4432
2036 | 5 | 6 | 8 | 82.9621
2036 | 5 | 6 | 9 | 84.9639
2036 | 5 | 6 | 10 | 78.8398
2036 | 5 | 6 | 11 | 70.8149
2036 | 5 | 6 | 12 | 73.2322
2036 | 5 | 6 | 13 | 75.1481
2036 | 5 | 6 | 14 | 76.3312
2036 | 5 | 6 | 15 | 78.9775
2036 | 5 | 6 | 16 | 83.1126
2036 | 5 | 6 | 17 | 86.5698
2036 | 5 | 6 | 18 | 90.4598
2036 | 5 | 6 | 19 | 83.6001
2036 | 5 | 6 | 20 | 82.0018
2036 | 5 | 6 | 21 | 78.7795
2036 | 5 | 6 | 22 | 73.474
2036 | 5 | 6 | 23 | 69.4197
2036 | 5 | 7 | 0 | 67.833
2036 | 5 | 7 | 1 | 67.765
2036 | 5 | 7 | 2 | 67.3436
2036 | 5 | 7 | 3 | 67.6282
2036 | 5 | 7 | 4 | 68.4988
2036 | 5 | 7 | 5 | 71.2355
2036 | 5 | 7 | 6 | 72.0222
2036 | 5 | 7 | 7 | 75.731
2036 | 5 | 7 | 8 | 83.2353
2036 | 5 | 7 | 9 | 86.0128
2036 | 5 | 7 | 10 | 79.741
2036 | 5 | 7 | 11 | 72.4208
2036 | 5 | 7 | 12 | 75.9754
2036 | 5 | 7 | 13 | 77.5098
2036 | 5 | 7 | 14 | 77.7112
2036 | 5 | 7 | 15 | 79.2016
2036 | 5 | 7 | 16 | 83.1848
2036 | 5 | 7 | 17 | 87.0089
2036 | 5 | 7 | 18 | 89.646
2036 | 5 | 7 | 19 | 84.1135
2036 | 5 | 7 | 20 | 83.2354
2036 | 5 | 7 | 21 | 80.445
2036 | 5 | 7 | 22 | 75.4169
2036 | 5 | 7 | 23 | 71.5304
2036 | 5 | 8 | 0 | 68.4261
2036 | 5 | 8 | 1 | 67.1565
2036 | 5 | 8 | 2 | 66.8683
2036 | 5 | 8 | 3 | 67.2963
2036 | 5 | 8 | 4 | 68.2441
2036 | 5 | 8 | 5 | 71.1495
2036 | 5 | 8 | 6 | 74.2435
2036 | 5 | 8 | 7 | 75.5248
2036 | 5 | 8 | 8 | 73.8066
2036 | 5 | 8 | 9 | 71.191
2036 | 5 | 8 | 10 | 68.7739
2036 | 5 | 8 | 11 | 63.2162
2036 | 5 | 8 | 12 | 70.3615
2036 | 5 | 8 | 13 | 72.3791
2036 | 5 | 8 | 14 | 73.0105
2036 | 5 | 8 | 15 | 74.5302
2036 | 5 | 8 | 16 | 77.4445
2036 | 5 | 8 | 17 | 80.02
2036 | 5 | 8 | 18 | 84.209
2036 | 5 | 8 | 19 | 79.1772
2036 | 5 | 8 | 20 | 78.3611
2036 | 5 | 8 | 21 | 75.7715
2036 | 5 | 8 | 22 | 70.8965
2036 | 5 | 8 | 23 | 66.7896
2036 | 5 | 9 | 0 | 67.2987
2036 | 5 | 9 | 1 | 65.3609
2036 | 5 | 9 | 2 | 65.0658
2036 | 5 | 9 | 3 | 65.4505
2036 | 5 | 9 | 4 | 66.3941
2036 | 5 | 9 | 5 | 69.1944
2036 | 5 | 9 | 6 | 73.1428
2036 | 5 | 9 | 7 | 74.3414
2036 | 5 | 9 | 8 | 71.4483
2036 | 5 | 9 | 9 | 67.1536
2036 | 5 | 9 | 10 | 63.3962
2036 | 5 | 9 | 11 | 58.2145
2036 | 5 | 9 | 12 | 64.6166
2036 | 5 | 9 | 13 | 66.5207
2036 | 5 | 9 | 14 | 66.4944
2036 | 5 | 9 | 15 | 66.5714
2036 | 5 | 9 | 16 | 68.4892
2036 | 5 | 9 | 17 | 69.0956
2036 | 5 | 9 | 18 | 65.2366
2036 | 5 | 9 | 19 | 70.9055
2036 | 5 | 9 | 20 | 73.1402
2036 | 5 | 9 | 21 | 72.3616
2036 | 5 | 9 | 22 | 68.829
2036 | 5 | 9 | 23 | 65.1403
2036 | 5 | 10 | 0 | 63.8909
2036 | 5 | 10 | 1 | 63.7634
2036 | 5 | 10 | 2 | 63.4332
2036 | 5 | 10 | 3 | 63.5829
2036 | 5 | 10 | 4 | 64.2878
2036 | 5 | 10 | 5 | 65.9614
2036 | 5 | 10 | 6 | 65.8218
2036 | 5 | 10 | 7 | 65.2066
2036 | 5 | 10 | 8 | 66.2812
2036 | 5 | 10 | 9 | 67.1976
2036 | 5 | 10 | 10 | 65.067
2036 | 5 | 10 | 11 | 59.2007
2036 | 5 | 10 | 12 | 62.9401
2036 | 5 | 10 | 13 | 63.9782
2036 | 5 | 10 | 14 | 63.7544
2036 | 5 | 10 | 15 | 64.9455
2036 | 5 | 10 | 16 | 68.5414
2036 | 5 | 10 | 17 | 72.0616
2036 | 5 | 10 | 18 | 77.7011
2036 | 5 | 10 | 19 | 72.0745
2036 | 5 | 10 | 20 | 69.8218
2036 | 5 | 10 | 21 | 66.8847
2036 | 5 | 10 | 22 | 62.9003
2036 | 5 | 10 | 23 | 60.0105
2036 | 5 | 11 | 0 | 62.0501
2036 | 5 | 11 | 1 | 61.5678
2036 | 5 | 11 | 2 | 61.0835
2036 | 5 | 11 | 3 | 61.1795
2036 | 5 | 11 | 4 | 61.8048
2036 | 5 | 11 | 5 | 63.2031
2036 | 5 | 11 | 6 | 61.1721
2036 | 5 | 11 | 7 | 60.8982
2036 | 5 | 11 | 8 | 67.0483
2036 | 5 | 11 | 9 | 70.5003
2036 | 5 | 11 | 10 | 66.0777
2036 | 5 | 11 | 11 | 59.2099
2036 | 5 | 11 | 12 | 60.6806
2036 | 5 | 11 | 13 | 62.4148
2036 | 5 | 11 | 14 | 63.047
2036 | 5 | 11 | 15 | 64.4328
2036 | 5 | 11 | 16 | 68.399
2036 | 5 | 11 | 17 | 72.5529
2036 | 5 | 11 | 18 | 70.0142
2036 | 5 | 11 | 19 | 69.4742
2036 | 5 | 11 | 20 | 69.3598
2036 | 5 | 11 | 21 | 67.1739
2036 | 5 | 11 | 22 | 62.9498
2036 | 5 | 11 | 23 | 59.8377
2036 | 5 | 12 | 0 | 59.9381
2036 | 5 | 12 | 1 | 62.0688
2036 | 5 | 12 | 2 | 62.2847
2036 | 5 | 12 | 3 | 63.0508
2036 | 5 | 12 | 4 | 64.3169
2036 | 5 | 12 | 5 | 67.3422
2036 | 5 | 12 | 6 | 69.945
2036 | 5 | 12 | 7 | 71.6509
2036 | 5 | 12 | 8 | 71.2428
2036 | 5 | 12 | 9 | 68.4113
2036 | 5 | 12 | 10 | 65.6962
2036 | 5 | 12 | 11 | 60.6201
2036 | 5 | 12 | 12 | 62.6725
2036 | 5 | 12 | 13 | 64.8592
2036 | 5 | 12 | 14 | 65.5719
2036 | 5 | 12 | 15 | 66.4338
2036 | 5 | 12 | 16 | 67.0234
2036 | 5 | 12 | 17 | 67.7633
2036 | 5 | 12 | 18 | 73.1992
2036 | 5 | 12 | 19 | 74.84
2036 | 5 | 12 | 20 | 75.6516
2036 | 5 | 12 | 21 | 73.7385
2036 | 5 | 12 | 22 | 69.1178
2036 | 5 | 12 | 23 | 65.2166
2036 | 5 | 13 | 0 | 66.9808
2036 | 5 | 13 | 1 | 65.0283
2036 | 5 | 13 | 2 | 64.6446
2036 | 5 | 13 | 3 | 65.0509
2036 | 5 | 13 | 4 | 66.0007
2036 | 5 | 13 | 5 | 68.6754
2036 | 5 | 13 | 6 | 73.8894
2036 | 5 | 13 | 7 | 74.9676
2036 | 5 | 13 | 8 | 71.6772
2036 | 5 | 13 | 9 | 68.0074
2036 | 5 | 13 | 10 | 65.9766
2036 | 5 | 13 | 11 | 60.6459
2036 | 5 | 13 | 12 | 61.692
2036 | 5 | 13 | 13 | 63.8267
2036 | 5 | 13 | 14 | 63.3575
2036 | 5 | 13 | 15 | 64.0166
2036 | 5 | 13 | 16 | 64.1443
2036 | 5 | 13 | 17 | 63.5539
2036 | 5 | 13 | 18 | 65.642
2036 | 5 | 13 | 19 | 71.9835
2036 | 5 | 13 | 20 | 74.7047
2036 | 5 | 13 | 21 | 73.783
2036 | 5 | 13 | 22 | 69.8331
2036 | 5 | 13 | 23 | 66.0146
2036 | 5 | 14 | 0 | 66.4353
2036 | 5 | 14 | 1 | 66.2439
2036 | 5 | 14 | 2 | 66.0611
2036 | 5 | 14 | 3 | 66.572
2036 | 5 | 14 | 4 | 67.609
2036 | 5 | 14 | 5 | 70.2988
2036 | 5 | 14 | 6 | 73.3798
2036 | 5 | 14 | 7 | 74.2439
2036 | 5 | 14 | 8 | 71.4652
2036 | 5 | 14 | 9 | 67.8196
2036 | 5 | 14 | 10 | 65.2785
2036 | 5 | 14 | 11 | 59.837
2036 | 5 | 14 | 12 | 65.9186
2036 | 5 | 14 | 13 | 68.3687
2036 | 5 | 14 | 14 | 68.8608
2036 | 5 | 14 | 15 | 69.354
2036 | 5 | 14 | 16 | 70.2371
2036 | 5 | 14 | 17 | 71.7026
2036 | 5 | 14 | 18 | 74.4906
2036 | 5 | 14 | 19 | 74.7675
2036 | 5 | 14 | 20 | 75.5315
2036 | 5 | 14 | 21 | 73.8001
2036 | 5 | 14 | 22 | 69.1632
2036 | 5 | 14 | 23 | 65.093
2036 | 5 | 15 | 0 | 65.7824
2036 | 5 | 15 | 1 | 64.0239
2036 | 5 | 15 | 2 | 63.5361
2036 | 5 | 15 | 3 | 63.7849
2036 | 5 | 15 | 4 | 64.5913
2036 | 5 | 15 | 5 | 67.1935
2036 | 5 | 15 | 6 | 72.9154
2036 | 5 | 15 | 7 | 73.116
2036 | 5 | 15 | 8 | 67.7858
2036 | 5 | 15 | 9 | 62.7179
2036 | 5 | 15 | 10 | 61.0913
2036 | 5 | 15 | 11 | 56.7157
2036 | 5 | 15 | 12 | 64.1202
2036 | 5 | 15 | 13 | 66.5202
2036 | 5 | 15 | 14 | 66.5582
2036 | 5 | 15 | 15 | 67.1528
2036 | 5 | 15 | 16 | 67.65
2036 | 5 | 15 | 17 | 68.7783
2036 | 5 | 15 | 18 | 79.8421
2036 | 5 | 15 | 19 | 76.2134
2036 | 5 | 15 | 20 | 75.8095
2036 | 5 | 15 | 21 | 73.7153
2036 | 5 | 15 | 22 | 69.2641
2036 | 5 | 15 | 23 | 65.1909
2036 | 5 | 16 | 0 | 63.9683
2036 | 5 | 16 | 1 | 62.9571
2036 | 5 | 16 | 2 | 62.3323
2036 | 5 | 16 | 3 | 62.443
2036 | 5 | 16 | 4 | 63.1328
2036 | 5 | 16 | 5 | 65.6912
2036 | 5 | 16 | 6 | 69.2967
2036 | 5 | 16 | 7 | 72.5758
2036 | 5 | 16 | 8 | 77.7098
2036 | 5 | 16 | 9 | 78.0161
2036 | 5 | 16 | 10 | 72.0444
2036 | 5 | 16 | 11 | 65.1002
2036 | 5 | 16 | 12 | 67.376
2036 | 5 | 16 | 13 | 69.3318
2036 | 5 | 16 | 14 | 67.4514
2036 | 5 | 16 | 15 | 68.2268
2036 | 5 | 16 | 16 | 71.8992
2036 | 5 | 16 | 17 | 75.3718
2036 | 5 | 16 | 18 | 81.7195
2036 | 5 | 16 | 19 | 74.8691
2036 | 5 | 16 | 20 | 73.5985
2036 | 5 | 16 | 21 | 71.2815
2036 | 5 | 16 | 22 | 67.2172
2036 | 5 | 16 | 23 | 63.1525
2036 | 5 | 17 | 0 | 61.6028
2036 | 5 | 17 | 1 | 59.8842
2036 | 5 | 17 | 2 | 58.9962
2036 | 5 | 17 | 3 | 58.7139
2036 | 5 | 17 | 4 | 59.0549
2036 | 5 | 17 | 5 | 60.141
2036 | 5 | 17 | 6 | 60.2045
2036 | 5 | 17 | 7 | 61.5125
2036 | 5 | 17 | 8 | 72.0148
2036 | 5 | 17 | 9 | 77.1461
2036 | 5 | 17 | 10 | 70.3443
2036 | 5 | 17 | 11 | 63.3988
2036 | 5 | 17 | 12 | 65.6156
2036 | 5 | 17 | 13 | 65.5982
2036 | 5 | 17 | 14 | 62.5248
2036 | 5 | 17 | 15 | 63.5746
2036 | 5 | 17 | 16 | 67.9304
2036 | 5 | 17 | 17 | 73.0304
2036 | 5 | 17 | 18 | 79.8766
2036 | 5 | 17 | 19 | 71.2341
2036 | 5 | 17 | 20 | 68.219
2036 | 5 | 17 | 21 | 65.0655
2036 | 5 | 17 | 22 | 61.4431
2036 | 5 | 17 | 23 | 58.625
2036 | 5 | 18 | 0 | 57.5851
2036 | 5 | 18 | 1 | 57.0919
2036 | 5 | 18 | 2 | 56.6061
2036 | 5 | 18 | 3 | 56.88
2036 | 5 | 18 | 4 | 57.6356
2036 | 5 | 18 | 5 | 58.8501
2036 | 5 | 18 | 6 | 58.2439
2036 | 5 | 18 | 7 | 59.3021
2036 | 5 | 18 | 8 | 69.7744
2036 | 5 | 18 | 9 | 75.1508
2036 | 5 | 18 | 10 | 68.7856
2036 | 5 | 18 | 11 | 58.866
2036 | 5 | 18 | 12 | 59.4245
2036 | 5 | 18 | 13 | 60.7943
2036 | 5 | 18 | 14 | 63.4991
2036 | 5 | 18 | 15 | 67.5769
2036 | 5 | 18 | 16 | 72.3445
2036 | 5 | 18 | 17 | 78.2329
2036 | 5 | 18 | 18 | 79.6967
2036 | 5 | 18 | 19 | 74.1935
2036 | 5 | 18 | 20 | 72.9285
2036 | 5 | 18 | 21 | 70.207
2036 | 5 | 18 | 22 | 65.7251
2036 | 5 | 18 | 23 | 62.3816
2036 | 5 | 19 | 0 | 64.0566
2036 | 5 | 19 | 1 | 67.6373
2036 | 5 | 19 | 2 | 66.6497
2036 | 5 | 19 | 3 | 66.8039
2036 | 5 | 19 | 4 | 67.3932
2036 | 5 | 19 | 5 | 68.4692
2036 | 5 | 19 | 6 | 67.9995
2036 | 5 | 19 | 7 | 66.6075
2036 | 5 | 19 | 8 | 71.4286
2036 | 5 | 19 | 9 | 73.2421
2036 | 5 | 19 | 10 | 71.5807
2036 | 5 | 19 | 11 | 65.3363
2036 | 5 | 19 | 12 | 61.9725
2036 | 5 | 19 | 13 | 64.1298
2036 | 5 | 19 | 14 | 65.6805
2036 | 5 | 19 | 15 | 65.7052
2036 | 5 | 19 | 16 | 65.3054
2036 | 5 | 19 | 17 | 64.7692
2036 | 5 | 19 | 18 | 72.9681
2036 | 5 | 19 | 19 | 76.0864
2036 | 5 | 19 | 20 | 77.6919
2036 | 5 | 19 | 21 | 76.2598
2036 | 5 | 19 | 22 | 72.33
2036 | 5 | 19 | 23 | 69.0566
2036 | 5 | 20 | 0 | 67.9059
2036 | 5 | 20 | 1 | 67.7192
2036 | 5 | 20 | 2 | 67.6013
2036 | 5 | 20 | 3 | 68.2003
2036 | 5 | 20 | 4 | 69.2135
2036 | 5 | 20 | 5 | 71.7265
2036 | 5 | 20 | 6 | 75.2266
2036 | 5 | 20 | 7 | 76.067
2036 | 5 | 20 | 8 | 73.6852
2036 | 5 | 20 | 9 | 69.7659
2036 | 5 | 20 | 10 | 66.2185
2036 | 5 | 20 | 11 | 59.3087
2036 | 5 | 20 | 12 | 66.3472
2036 | 5 | 20 | 13 | 67.8388
2036 | 5 | 20 | 14 | 67.4039
2036 | 5 | 20 | 15 | 68.5998
2036 | 5 | 20 | 16 | 70.9778
2036 | 5 | 20 | 17 | 71.0563
2036 | 5 | 20 | 18 | 68.3498
2036 | 5 | 20 | 19 | 74.408
2036 | 5 | 20 | 20 | 77.0744
2036 | 5 | 20 | 21 | 76.466
2036 | 5 | 20 | 22 | 72.5292
2036 | 5 | 20 | 23 | 68.5623
2036 | 5 | 21 | 0 | 67.7783
2036 | 5 | 21 | 1 | 68.1312
2036 | 5 | 21 | 2 | 67.7573
2036 | 5 | 21 | 3 | 68.0591
2036 | 5 | 21 | 4 | 68.908
2036 | 5 | 21 | 5 | 71.2243
2036 | 5 | 21 | 6 | 72.909
2036 | 5 | 21 | 7 | 74.751
2036 | 5 | 21 | 8 | 76.4044
2036 | 5 | 21 | 9 | 75.7768
2036 | 5 | 21 | 10 | 71.9354
2036 | 5 | 21 | 11 | 65.3706
2036 | 5 | 21 | 12 | 66.9593
2036 | 5 | 21 | 13 | 69.6787
2036 | 5 | 21 | 14 | 68.9845
2036 | 5 | 21 | 15 | 69.3787
2036 | 5 | 21 | 16 | 69.8942
2036 | 5 | 21 | 17 | 71.0891
2036 | 5 | 21 | 18 | 70.6621
2036 | 5 | 21 | 19 | 74.4631
2036 | 5 | 21 | 20 | 76.5699
2036 | 5 | 21 | 21 | 75.8165
2036 | 5 | 21 | 22 | 71.9009
2036 | 5 | 21 | 23 | 67.9664
2036 | 5 | 22 | 0 | 65.6316
2036 | 5 | 22 | 1 | 64.5243
2036 | 5 | 22 | 2 | 64.1322
2036 | 5 | 22 | 3 | 64.4999
2036 | 5 | 22 | 4 | 65.408
2036 | 5 | 22 | 5 | 67.9436
2036 | 5 | 22 | 6 | 72.1511
2036 | 5 | 22 | 7 | 72.5077
2036 | 5 | 22 | 8 | 68.0547
2036 | 5 | 22 | 9 | 63.5268
2036 | 5 | 22 | 10 | 61.4619
2036 | 5 | 22 | 11 | 56.48
2036 | 5 | 22 | 12 | 61.5771
2036 | 5 | 22 | 13 | 64.1189
2036 | 5 | 22 | 14 | 64.1446
2036 | 5 | 22 | 15 | 64.541
2036 | 5 | 22 | 16 | 64.3408
2036 | 5 | 22 | 17 | 64.5201
2036 | 5 | 22 | 18 | 74.758
2036 | 5 | 22 | 19 | 73.4545
2036 | 5 | 22 | 20 | 73.8391
2036 | 5 | 22 | 21 | 72.4399
2036 | 5 | 22 | 22 | 68.2821
2036 | 5 | 22 | 23 | 64.1482
2036 | 5 | 23 | 0 | 64.8733
2036 | 5 | 23 | 1 | 64.1587
2036 | 5 | 23 | 2 | 63.5205
2036 | 5 | 23 | 3 | 63.6209
2036 | 5 | 23 | 4 | 64.3012
2036 | 5 | 23 | 5 | 66.6856
2036 | 5 | 23 | 6 | 69.8831
2036 | 5 | 23 | 7 | 73.6573
2036 | 5 | 23 | 8 | 80.4225
2036 | 5 | 23 | 9 | 80.1997
2036 | 5 | 23 | 10 | 71.5969
2036 | 5 | 23 | 11 | 63.33
2036 | 5 | 23 | 12 | 65.3151
2036 | 5 | 23 | 13 | 67.2887
2036 | 5 | 23 | 14 | 64.5359
2036 | 5 | 23 | 15 | 65.652
2036 | 5 | 23 | 16 | 69.8474
2036 | 5 | 23 | 17 | 73.9145
2036 | 5 | 23 | 18 | 80.0483
2036 | 5 | 23 | 19 | 74.3583
2036 | 5 | 23 | 20 | 73.5728
2036 | 5 | 23 | 21 | 71.8034
2036 | 5 | 23 | 22 | 68.0961
2036 | 5 | 23 | 23 | 64.0053
2036 | 5 | 24 | 0 | 62.5603
2036 | 5 | 24 | 1 | 60.5724
2036 | 5 | 24 | 2 | 59.7065
2036 | 5 | 24 | 3 | 59.4306
2036 | 5 | 24 | 4 | 59.8049
2036 | 5 | 24 | 5 | 60.8543
2036 | 5 | 24 | 6 | 61.7436
2036 | 5 | 24 | 7 | 62.7619
2036 | 5 | 24 | 8 | 71.792
2036 | 5 | 24 | 9 | 75.4419
2036 | 5 | 24 | 10 | 68.6822
2036 | 5 | 24 | 11 | 61.6892
2036 | 5 | 24 | 12 | 60.8104
2036 | 5 | 24 | 13 | 61.5573
2036 | 5 | 24 | 14 | 58.1405
2036 | 5 | 24 | 15 | 58.9296
2036 | 5 | 24 | 16 | 62.4229
2036 | 5 | 24 | 17 | 67.5281
2036 | 5 | 24 | 18 | 69.7678
2036 | 5 | 24 | 19 | 68.7152
2036 | 5 | 24 | 20 | 67.8075
2036 | 5 | 24 | 21 | 66.1359
2036 | 5 | 24 | 22 | 62.9419
2036 | 5 | 24 | 23 | 59.7933
2036 | 5 | 25 | 0 | 57.9299
2036 | 5 | 25 | 1 | 58.0169
2036 | 5 | 25 | 2 | 57.056
2036 | 5 | 25 | 3 | 56.8377
2036 | 5 | 25 | 4 | 57.2017
2036 | 5 | 25 | 5 | 57.8361
2036 | 5 | 25 | 6 | 56.8338
2036 | 5 | 25 | 7 | 55.9661
2036 | 5 | 25 | 8 | 64.1377
2036 | 5 | 25 | 9 | 68.7322
2036 | 5 | 25 | 10 | 65.2346
2036 | 5 | 25 | 11 | 61.5612
2036 | 5 | 25 | 12 | 61.3377
2036 | 5 | 25 | 13 | 61.5539
2036 | 5 | 25 | 14 | 60.3304
2036 | 5 | 25 | 15 | 61.6124
2036 | 5 | 25 | 16 | 62.3294
2036 | 5 | 25 | 17 | 66.5631
2036 | 5 | 25 | 18 | 72.4872
2036 | 5 | 25 | 19 | 66.9868
2036 | 5 | 25 | 20 | 64.7891
2036 | 5 | 25 | 21 | 62.3745
2036 | 5 | 25 | 22 | 58.546
2036 | 5 | 25 | 23 | 55.369
2036 | 5 | 26 | 0 | 57.833
2036 | 5 | 26 | 1 | 62.175
2036 | 5 | 26 | 2 | 61.4188
2036 | 5 | 26 | 3 | 61.342
2036 | 5 | 26 | 4 | 62.0117
2036 | 5 | 26 | 5 | 63.9835
2036 | 5 | 26 | 6 | 66.4347
2036 | 5 | 26 | 7 | 70.436
2036 | 5 | 26 | 8 | 76.6881
2036 | 5 | 26 | 9 | 76.185
2036 | 5 | 26 | 10 | 71.5093
2036 | 5 | 26 | 11 | 67.5441
2036 | 5 | 26 | 12 | 71.8794
2036 | 5 | 26 | 13 | 74.1149
2036 | 5 | 26 | 14 | 73.9578
2036 | 5 | 26 | 15 | 74.8106
2036 | 5 | 26 | 16 | 77.1211
2036 | 5 | 26 | 17 | 80.9177
2036 | 5 | 26 | 18 | 87.7697
2036 | 5 | 26 | 19 | 84.2411
2036 | 5 | 26 | 20 | 82.2199
2036 | 5 | 26 | 21 | 79.2648
2036 | 5 | 26 | 22 | 74.0376
2036 | 5 | 26 | 23 | 68.8499
2036 | 5 | 27 | 0 | 70.3855
2036 | 5 | 27 | 1 | 65.9948
2036 | 5 | 27 | 2 | 64.6695
2036 | 5 | 27 | 3 | 64.3614
2036 | 5 | 27 | 4 | 64.6399
2036 | 5 | 27 | 5 | 66.5364
2036 | 5 | 27 | 6 | 69.6095
2036 | 5 | 27 | 7 | 72.9028
2036 | 5 | 27 | 8 | 78.6812
2036 | 5 | 27 | 9 | 79.5756
2036 | 5 | 27 | 10 | 74.339
2036 | 5 | 27 | 11 | 68.7374
2036 | 5 | 27 | 12 | 70.6611
2036 | 5 | 27 | 13 | 72.7216
2036 | 5 | 27 | 14 | 71.9825
2036 | 5 | 27 | 15 | 72.5665
2036 | 5 | 27 | 16 | 76.289
2036 | 5 | 27 | 17 | 78.4905
2036 | 5 | 27 | 18 | 85.6953
2036 | 5 | 27 | 19 | 78.7073
2036 | 5 | 27 | 20 | 77.6418
2036 | 5 | 27 | 21 | 75.2763
2036 | 5 | 27 | 22 | 70.7749
2036 | 5 | 27 | 23 | 65.9239
2036 | 5 | 28 | 0 | 64.4309
2036 | 5 | 28 | 1 | 59.8012
2036 | 5 | 28 | 2 | 58.6363
2036 | 5 | 28 | 3 | 58.3099
2036 | 5 | 28 | 4 | 58.6905
2036 | 5 | 28 | 5 | 60.3318
2036 | 5 | 28 | 6 | 64.0608
2036 | 5 | 28 | 7 | 64.761
2036 | 5 | 28 | 8 | 65.4624
2036 | 5 | 28 | 9 | 66.5758
2036 | 5 | 28 | 10 | 65.4526
2036 | 5 | 28 | 11 | 62.549
2036 | 5 | 28 | 12 | 61.5457
2036 | 5 | 28 | 13 | 64.9083
2036 | 5 | 28 | 14 | 65.3883
2036 | 5 | 28 | 15 | 63.928
2036 | 5 | 28 | 16 | 60.7702
2036 | 5 | 28 | 17 | 60.8537
2036 | 5 | 28 | 18 | 67.0804
2036 | 5 | 28 | 19 | 69.6157
2036 | 5 | 28 | 20 | 70.1534
2036 | 5 | 28 | 21 | 68.7915
2036 | 5 | 28 | 22 | 64.2166
2036 | 5 | 28 | 23 | 59.6481
2036 | 5 | 29 | 0 | 59.8664
2036 | 5 | 29 | 1 | 58.4071
2036 | 5 | 29 | 2 | 57.689
2036 | 5 | 29 | 3 | 57.593
2036 | 5 | 29 | 4 | 58.2103
2036 | 5 | 29 | 5 | 60.0681
2036 | 5 | 29 | 6 | 62.9028
2036 | 5 | 29 | 7 | 63.3889
2036 | 5 | 29 | 8 | 63.2896
2036 | 5 | 29 | 9 | 64.6473
2036 | 5 | 29 | 10 | 65.6834
2036 | 5 | 29 | 11 | 63.3042
2036 | 5 | 29 | 12 | 64.3536
2036 | 5 | 29 | 13 | 67.6077
2036 | 5 | 29 | 14 | 66.9527
2036 | 5 | 29 | 15 | 66.904
2036 | 5 | 29 | 16 | 65.8396
2036 | 5 | 29 | 17 | 67.5351
2036 | 5 | 29 | 18 | 73.6926
2036 | 5 | 29 | 19 | 73.9094
2036 | 5 | 29 | 20 | 74.2524
2036 | 5 | 29 | 21 | 72.8528
2036 | 5 | 29 | 22 | 68.5621
2036 | 5 | 29 | 23 | 63.5937
2036 | 5 | 30 | 0 | 61.7391
2036 | 5 | 30 | 1 | 57.7055
2036 | 5 | 30 | 2 | 57.13
2036 | 5 | 30 | 3 | 57.1121
2036 | 5 | 30 | 4 | 57.7829
2036 | 5 | 30 | 5 | 59.8453
2036 | 5 | 30 | 6 | 62.5334
2036 | 5 | 30 | 7 | 64.1668
2036 | 5 | 30 | 8 | 67.1214
2036 | 5 | 30 | 9 | 68.1272
2036 | 5 | 30 | 10 | 64.3337
2036 | 5 | 30 | 11 | 59.8357
2036 | 5 | 30 | 12 | 65.1156
2036 | 5 | 30 | 13 | 67.4173
2036 | 5 | 30 | 14 | 64.2272
2036 | 5 | 30 | 15 | 64.1974
2036 | 5 | 30 | 16 | 66.9237
2036 | 5 | 30 | 17 | 69.6423
2036 | 5 | 30 | 18 | 78.0216
2036 | 5 | 30 | 19 | 71.9967
2036 | 5 | 30 | 20 | 70.9378
2036 | 5 | 30 | 21 | 69.0104
2036 | 5 | 30 | 22 | 65.144
2036 | 5 | 30 | 23 | 60.5093
2036 | 5 | 31 | 0 | 58.8582
2036 | 5 | 31 | 1 | 58.4947
2036 | 5 | 31 | 2 | 57.7284
2036 | 5 | 31 | 3 | 57.4273
2036 | 5 | 31 | 4 | 57.8922
2036 | 5 | 31 | 5 | 58.6488
2036 | 5 | 31 | 6 | 60.2355
2036 | 5 | 31 | 7 | 58.7084
2036 | 5 | 31 | 8 | 56.086
2036 | 5 | 31 | 9 | 50.7148
2036 | 5 | 31 | 10 | 48.0703
2036 | 5 | 31 | 11 | 41.7812
2036 | 5 | 31 | 12 | 45.5949
2036 | 5 | 31 | 13 | 48.2706
2036 | 5 | 31 | 14 | 47.5747
2036 | 5 | 31 | 15 | 47.4615
2036 | 5 | 31 | 16 | 47.8619
2036 | 5 | 31 | 17 | 48.9093
2036 | 5 | 31 | 18 | 57.1157
2036 | 5 | 31 | 19 | 64.7065
2036 | 5 | 31 | 20 | 66.8127
2036 | 5 | 31 | 21 | 66.4329
2036 | 5 | 31 | 22 | 63.9875
2036 | 5 | 31 | 23 | 61.0623
2036 | 6 | 1 | 0 | 60.1435
2036 | 6 | 1 | 1 | 65.6652
2036 | 6 | 1 | 2 | 64.7595
2036 | 6 | 1 | 3 | 64.3923
2036 | 6 | 1 | 4 | 64.8009
2036 | 6 | 1 | 5 | 65.3689
2036 | 6 | 1 | 6 | 64.9625
2036 | 6 | 1 | 7 | 62.0756
2036 | 6 | 1 | 8 | 55.9545
2036 | 6 | 1 | 9 | 46.4132
2036 | 6 | 1 | 10 | 44.7566
2036 | 6 | 1 | 11 | 39.76
2036 | 6 | 1 | 12 | 45.2503
2036 | 6 | 1 | 13 | 48.4764
2036 | 6 | 1 | 14 | 47.637
2036 | 6 | 1 | 15 | 46.8188
2036 | 6 | 1 | 16 | 49.2895
2036 | 6 | 1 | 17 | 53.3117
2036 | 6 | 1 | 18 | 67.7015
2036 | 6 | 1 | 19 | 71.8219
2036 | 6 | 1 | 20 | 72.5675
2036 | 6 | 1 | 21 | 71.4411
2036 | 6 | 1 | 22 | 68.4534
2036 | 6 | 1 | 23 | 65.1846
2036 | 6 | 2 | 0 | 64.6353
2036 | 6 | 2 | 1 | 62.2463
2036 | 6 | 2 | 2 | 61.9388
2036 | 6 | 2 | 3 | 62.2575
2036 | 6 | 2 | 4 | 63.1132
2036 | 6 | 2 | 5 | 65.4041
2036 | 6 | 2 | 6 | 67.8331
2036 | 6 | 2 | 7 | 69.5649
2036 | 6 | 2 | 8 | 68.9524
2036 | 6 | 2 | 9 | 64.6161
2036 | 6 | 2 | 10 | 62.2663
2036 | 6 | 2 | 11 | 56.3403
2036 | 6 | 2 | 12 | 61.4501
2036 | 6 | 2 | 13 | 63.6782
2036 | 6 | 2 | 14 | 63.4662
2036 | 6 | 2 | 15 | 64.7706
2036 | 6 | 2 | 16 | 68.3353
2036 | 6 | 2 | 17 | 73.2572
2036 | 6 | 2 | 18 | 78.6089
2036 | 6 | 2 | 19 | 76.7622
2036 | 6 | 2 | 20 | 76.096
2036 | 6 | 2 | 21 | 74.1645
2036 | 6 | 2 | 22 | 70.1667
2036 | 6 | 2 | 23 | 66.1403
2036 | 6 | 3 | 0 | 67.5811
2036 | 6 | 3 | 1 | 67.7621
2036 | 6 | 3 | 2 | 67.2021
2036 | 6 | 3 | 3 | 67.4783
2036 | 6 | 3 | 4 | 68.3235
2036 | 6 | 3 | 5 | 70.5252
2036 | 6 | 3 | 6 | 72.7955
2036 | 6 | 3 | 7 | 73.8707
2036 | 6 | 3 | 8 | 68.2732
2036 | 6 | 3 | 9 | 59.9044
2036 | 6 | 3 | 10 | 58.9982
2036 | 6 | 3 | 11 | 57.068
2036 | 6 | 3 | 12 | 58.3979
2036 | 6 | 3 | 13 | 61.0465
2036 | 6 | 3 | 14 | 60.9146
2036 | 6 | 3 | 15 | 62.0999
2036 | 6 | 3 | 16 | 63.5738
2036 | 6 | 3 | 17 | 67.8132
2036 | 6 | 3 | 18 | 77.9283
2036 | 6 | 3 | 19 | 78.4612
2036 | 6 | 3 | 20 | 78.4519
2036 | 6 | 3 | 21 | 77.1363
2036 | 6 | 3 | 22 | 73.513
2036 | 6 | 3 | 23 | 69.2853
2036 | 6 | 4 | 0 | 68.4934
2036 | 6 | 4 | 1 | 66.0366
2036 | 6 | 4 | 2 | 65.3222
2036 | 6 | 4 | 3 | 65.3736
2036 | 6 | 4 | 4 | 66.0994
2036 | 6 | 4 | 5 | 68.1861
2036 | 6 | 4 | 6 | 70.9155
2036 | 6 | 4 | 7 | 71.7514
2036 | 6 | 4 | 8 | 67.1011
2036 | 6 | 4 | 9 | 60.6793
2036 | 6 | 4 | 10 | 60.9967
2036 | 6 | 4 | 11 | 59.2719
2036 | 6 | 4 | 12 | 59.645
2036 | 6 | 4 | 13 | 62.7132
2036 | 6 | 4 | 14 | 63.3605
2036 | 6 | 4 | 15 | 62.9161
2036 | 6 | 4 | 16 | 61.9343
2036 | 6 | 4 | 17 | 65.6508
2036 | 6 | 4 | 18 | 73.1873
2036 | 6 | 4 | 19 | 76.2564
2036 | 6 | 4 | 20 | 76.9161
2036 | 6 | 4 | 21 | 75.9
2036 | 6 | 4 | 22 | 71.9764
2036 | 6 | 4 | 23 | 67.5197
2036 | 6 | 5 | 0 | 67.2071
2036 | 6 | 5 | 1 | 66.365
2036 | 6 | 5 | 2 | 65.7406
2036 | 6 | 5 | 3 | 65.9142
2036 | 6 | 5 | 4 | 66.7627
2036 | 6 | 5 | 5 | 68.9839
2036 | 6 | 5 | 6 | 72.2975
2036 | 6 | 5 | 7 | 72.7788
2036 | 6 | 5 | 8 | 66.4729
2036 | 6 | 5 | 9 | 59.2168
2036 | 6 | 5 | 10 | 58.2076
2036 | 6 | 5 | 11 | 52.5965
2036 | 6 | 5 | 12 | 52.6818
2036 | 6 | 5 | 13 | 56.1025
2036 | 6 | 5 | 14 | 56.1576
2036 | 6 | 5 | 15 | 56.2854
2036 | 6 | 5 | 16 | 56.5421
2036 | 6 | 5 | 17 | 59.2749
2036 | 6 | 5 | 18 | 65.2283
2036 | 6 | 5 | 19 | 75.8623
2036 | 6 | 5 | 20 | 79.2747
2036 | 6 | 5 | 21 | 79.7193
2036 | 6 | 5 | 22 | 77.2423
2036 | 6 | 5 | 23 | 73.4617
2036 | 6 | 6 | 0 | 70.8844
2036 | 6 | 6 | 1 | 69.1408
2036 | 6 | 6 | 2 | 68.4346
2036 | 6 | 6 | 3 | 68.496
2036 | 6 | 6 | 4 | 69.2186
2036 | 6 | 6 | 5 | 71.3366
2036 | 6 | 6 | 6 | 73.1098
2036 | 6 | 6 | 7 | 73.6338
2036 | 6 | 6 | 8 | 67.6423
2036 | 6 | 6 | 9 | 60.2514
2036 | 6 | 6 | 10 | 59.8631
2036 | 6 | 6 | 11 | 58.2026
2036 | 6 | 6 | 12 | 57.7686
2036 | 6 | 6 | 13 | 61.1264
2036 | 6 | 6 | 14 | 59.9321
2036 | 6 | 6 | 15 | 59.3286
2036 | 6 | 6 | 16 | 59.2118
2036 | 6 | 6 | 17 | 62.7834
2036 | 6 | 6 | 18 | 69.2015
2036 | 6 | 6 | 19 | 73.9691
2036 | 6 | 6 | 20 | 74.9087
2036 | 6 | 6 | 21 | 74.5944
2036 | 6 | 6 | 22 | 71.7382
2036 | 6 | 6 | 23 | 67.3278
2036 | 6 | 7 | 0 | 66.8401
2036 | 6 | 7 | 1 | 64.8351
2036 | 6 | 7 | 2 | 63.9017
2036 | 6 | 7 | 3 | 63.4831
2036 | 6 | 7 | 4 | 63.9004
2036 | 6 | 7 | 5 | 64.5736
2036 | 6 | 7 | 6 | 64.7209
2036 | 6 | 7 | 7 | 63.0377
2036 | 6 | 7 | 8 | 59.9967
2036 | 6 | 7 | 9 | 55.8026
2036 | 6 | 7 | 10 | 56.4265
2036 | 6 | 7 | 11 | 55.364
2036 | 6 | 7 | 12 | 54.7617
2036 | 6 | 7 | 13 | 56.2298
2036 | 6 | 7 | 14 | 54.7795
2036 | 6 | 7 | 15 | 54.3777
2036 | 6 | 7 | 16 | 56.6614
2036 | 6 | 7 | 17 | 62.4489
2036 | 6 | 7 | 18 | 66.8809
2036 | 6 | 7 | 19 | 71.6213
2036 | 6 | 7 | 20 | 71.2659
2036 | 6 | 7 | 21 | 70.3888
2036 | 6 | 7 | 22 | 67.7758
2036 | 6 | 7 | 23 | 64.4076
2036 | 6 | 8 | 0 | 63.5514
2036 | 6 | 8 | 1 | 61.8191
2036 | 6 | 8 | 2 | 60.8114
2036 | 6 | 8 | 3 | 60.5755
2036 | 6 | 8 | 4 | 60.9657
2036 | 6 | 8 | 5 | 61.4036
2036 | 6 | 8 | 6 | 61.241
2036 | 6 | 8 | 7 | 58.3148
2036 | 6 | 8 | 8 | 55.7492
2036 | 6 | 8 | 9 | 53.117
2036 | 6 | 8 | 10 | 53.8177
2036 | 6 | 8 | 11 | 52.9866
2036 | 6 | 8 | 12 | 52.0456
2036 | 6 | 8 | 13 | 53.5231
2036 | 6 | 8 | 14 | 53.07
2036 | 6 | 8 | 15 | 53.6856
2036 | 6 | 8 | 16 | 55.0069
2036 | 6 | 8 | 17 | 61.5667
2036 | 6 | 8 | 18 | 68.8958
2036 | 6 | 8 | 19 | 70.8391
2036 | 6 | 8 | 20 | 70.6404
2036 | 6 | 8 | 21 | 69.1334
2036 | 6 | 8 | 22 | 65.5725
2036 | 6 | 8 | 23 | 61.9619
2036 | 6 | 9 | 0 | 61.429
2036 | 6 | 9 | 1 | 58.185
2036 | 6 | 9 | 2 | 57.8861
2036 | 6 | 9 | 3 | 58.1128
2036 | 6 | 9 | 4 | 59.0344
2036 | 6 | 9 | 5 | 61.1579
2036 | 6 | 9 | 6 | 63.9978
2036 | 6 | 9 | 7 | 66.5837
2036 | 6 | 9 | 8 | 68.9305
2036 | 6 | 9 | 9 | 66.5728
2036 | 6 | 9 | 10 | 65.5118
2036 | 6 | 9 | 11 | 61.6936
2036 | 6 | 9 | 12 | 63.8588
2036 | 6 | 9 | 13 | 66.2694
2036 | 6 | 9 | 14 | 66.5716
2036 | 6 | 9 | 15 | 66.619
2036 | 6 | 9 | 16 | 67.5953
2036 | 6 | 9 | 17 | 70.9149
2036 | 6 | 9 | 18 | 84.5781
2036 | 6 | 9 | 19 | 78.9844
2036 | 6 | 9 | 20 | 76.9929
2036 | 6 | 9 | 21 | 74.2181
2036 | 6 | 9 | 22 | 70.0407
2036 | 6 | 9 | 23 | 65.8536
2036 | 6 | 10 | 0 | 64.3515
2036 | 6 | 10 | 1 | 60.0509
2036 | 6 | 10 | 2 | 59.4972
2036 | 6 | 10 | 3 | 59.6683
2036 | 6 | 10 | 4 | 60.3762
2036 | 6 | 10 | 5 | 62.3545
2036 | 6 | 10 | 6 | 63.993
2036 | 6 | 10 | 7 | 66.0706
2036 | 6 | 10 | 8 | 68.8473
2036 | 6 | 10 | 9 | 66.8983
2036 | 6 | 10 | 10 | 65.6571
2036 | 6 | 10 | 11 | 61.7594
2036 | 6 | 10 | 12 | 65.0076
2036 | 6 | 10 | 13 | 66.9835
2036 | 6 | 10 | 14 | 66.3534
2036 | 6 | 10 | 15 | 65.6948
2036 | 6 | 10 | 16 | 66.3446
2036 | 6 | 10 | 17 | 66.2543
2036 | 6 | 10 | 18 | 74.205
2036 | 6 | 10 | 19 | 75.758
2036 | 6 | 10 | 20 | 75.082
2036 | 6 | 10 | 21 | 73.2852
2036 | 6 | 10 | 22 | 69.2951
2036 | 6 | 10 | 23 | 64.6546
2036 | 6 | 11 | 0 | 61.7558
2036 | 6 | 11 | 1 | 60.4977
2036 | 6 | 11 | 2 | 59.6691
2036 | 6 | 11 | 3 | 59.5463
2036 | 6 | 11 | 4 | 60.106
2036 | 6 | 11 | 5 | 61.934
2036 | 6 | 11 | 6 | 64.3932
2036 | 6 | 11 | 7 | 67.5816
2036 | 6 | 11 | 8 | 73.7109
2036 | 6 | 11 | 9 | 73.4245
2036 | 6 | 11 | 10 | 68.208
2036 | 6 | 11 | 11 | 61.2093
2036 | 6 | 11 | 12 | 64.3681
2036 | 6 | 11 | 13 | 67.0108
2036 | 6 | 11 | 14 | 66.395
2036 | 6 | 11 | 15 | 65.5484
2036 | 6 | 11 | 16 | 67.1611
2036 | 6 | 11 | 17 | 70.8825
2036 | 6 | 11 | 18 | 75.1697
2036 | 6 | 11 | 19 | 76.002
2036 | 6 | 11 | 20 | 76.2002
2036 | 6 | 11 | 21 | 74.5737
2036 | 6 | 11 | 22 | 70.3273
2036 | 6 | 11 | 23 | 65.5243
2036 | 6 | 12 | 0 | 63.8842
2036 | 6 | 12 | 1 | 61.2065
2036 | 6 | 12 | 2 | 60.4409
2036 | 6 | 12 | 3 | 60.4243
2036 | 6 | 12 | 4 | 61.0018
2036 | 6 | 12 | 5 | 62.9623
2036 | 6 | 12 | 6 | 64.5374
2036 | 6 | 12 | 7 | 67.6484
2036 | 6 | 12 | 8 | 73.1833
2036 | 6 | 12 | 9 | 71.6026
2036 | 6 | 12 | 10 | 66.0036
2036 | 6 | 12 | 11 | 58.6672
2036 | 6 | 12 | 12 | 61.2782
2036 | 6 | 12 | 13 | 63.8906
2036 | 6 | 12 | 14 | 63.5306
2036 | 6 | 12 | 15 | 63.1965
2036 | 6 | 12 | 16 | 65.3297
2036 | 6 | 12 | 17 | 69.5379
2036 | 6 | 12 | 18 | 75.7983
2036 | 6 | 12 | 19 | 74.8967
2036 | 6 | 12 | 20 | 74.6271
2036 | 6 | 12 | 21 | 73.1454
2036 | 6 | 12 | 22 | 69.225
2036 | 6 | 12 | 23 | 64.5594
2036 | 6 | 13 | 0 | 65.0875
2036 | 6 | 13 | 1 | 61.1955
2036 | 6 | 13 | 2 | 60.4403
2036 | 6 | 13 | 3 | 60.3902
2036 | 6 | 13 | 4 | 60.9927
2036 | 6 | 13 | 5 | 62.912
2036 | 6 | 13 | 6 | 65.0039
2036 | 6 | 13 | 7 | 66.995
2036 | 6 | 13 | 8 | 68.6046
2036 | 6 | 13 | 9 | 65.9599
2036 | 6 | 13 | 10 | 62.1576
2036 | 6 | 13 | 11 | 57.2719
2036 | 6 | 13 | 12 | 63.521
2036 | 6 | 13 | 13 | 65.5422
2036 | 6 | 13 | 14 | 63.5227
2036 | 6 | 13 | 15 | 62.7404
2036 | 6 | 13 | 16 | 66.4395
2036 | 6 | 13 | 17 | 70.3447
2036 | 6 | 13 | 18 | 82.3134
2036 | 6 | 13 | 19 | 76.508
2036 | 6 | 13 | 20 | 75.0514
2036 | 6 | 13 | 21 | 72.8999
2036 | 6 | 13 | 22 | 69.2392
2036 | 6 | 13 | 23 | 64.6601
2036 | 6 | 14 | 0 | 62.9055
2036 | 6 | 14 | 1 | 60.3892
2036 | 6 | 14 | 2 | 59.2131
2036 | 6 | 14 | 3 | 58.5908
2036 | 6 | 14 | 4 | 58.6905
2036 | 6 | 14 | 5 | 59.0072
2036 | 6 | 14 | 6 | 57.0695
2036 | 6 | 14 | 7 | 57.5441
2036 | 6 | 14 | 8 | 66.104
2036 | 6 | 14 | 9 | 66.05
2036 | 6 | 14 | 10 | 60.4433
2036 | 6 | 14 | 11 | 55.4846
2036 | 6 | 14 | 12 | 59.3878
2036 | 6 | 14 | 13 | 59.2361
2036 | 6 | 14 | 14 | 55.9275
2036 | 6 | 14 | 15 | 55.4654
2036 | 6 | 14 | 16 | 60.6777
2036 | 6 | 14 | 17 | 66.668
2036 | 6 | 14 | 18 | 74.8439
2036 | 6 | 14 | 19 | 66.9041
2036 | 6 | 14 | 20 | 64.87
2036 | 6 | 14 | 21 | 62.9031
2036 | 6 | 14 | 22 | 60.6233
2036 | 6 | 14 | 23 | 58.0472
2036 | 6 | 15 | 0 | 57.6329
2036 | 6 | 15 | 1 | 58.7367
2036 | 6 | 15 | 2 | 57.3366
2036 | 6 | 15 | 3 | 56.7246
2036 | 6 | 15 | 4 | 56.7743
2036 | 6 | 15 | 5 | 56.794
2036 | 6 | 15 | 6 | 55.2607
2036 | 6 | 15 | 7 | 55.7948
2036 | 6 | 15 | 8 | 65.3665
2036 | 6 | 15 | 9 | 66.2734
2036 | 6 | 15 | 10 | 59.3268
2036 | 6 | 15 | 11 | 51.6859
2036 | 6 | 15 | 12 | 56.7543
2036 | 6 | 15 | 13 | 57.4756
2036 | 6 | 15 | 14 | 56.6486
2036 | 6 | 15 | 15 | 58.3458
2036 | 6 | 15 | 16 | 63.2685
2036 | 6 | 15 | 17 | 71.175
2036 | 6 | 15 | 18 | 79.6421
2036 | 6 | 15 | 19 | 74.1697
2036 | 6 | 15 | 20 | 72.3588
2036 | 6 | 15 | 21 | 69.3106
2036 | 6 | 15 | 22 | 65.1503
2036 | 6 | 15 | 23 | 61.2664
2036 | 6 | 16 | 0 | 60.4584
2036 | 6 | 16 | 1 | 55.7879
2036 | 6 | 16 | 2 | 55.6699
2036 | 6 | 16 | 3 | 56.037
2036 | 6 | 16 | 4 | 56.8691
2036 | 6 | 16 | 5 | 59.0421
2036 | 6 | 16 | 6 | 60.7502
2036 | 6 | 16 | 7 | 62.6867
2036 | 6 | 16 | 8 | 66.9012
2036 | 6 | 16 | 9 | 66.4704
2036 | 6 | 16 | 10 | 66.1291
2036 | 6 | 16 | 11 | 62.4878
2036 | 6 | 16 | 12 | 65.0259
2036 | 6 | 16 | 13 | 67.3054
2036 | 6 | 16 | 14 | 66.0658
2036 | 6 | 16 | 15 | 64.6771
2036 | 6 | 16 | 16 | 65.4611
2036 | 6 | 16 | 17 | 65.2684
2036 | 6 | 16 | 18 | 75.3762
2036 | 6 | 16 | 19 | 69.6813
2036 | 6 | 16 | 20 | 69.1372
2036 | 6 | 16 | 21 | 67.4437
2036 | 6 | 16 | 22 | 64.0044
2036 | 6 | 16 | 23 | 60.1481
2036 | 6 | 17 | 0 | 59.2715
2036 | 6 | 17 | 1 | 63.2083
2036 | 6 | 17 | 2 | 62.361
2036 | 6 | 17 | 3 | 62.3353
2036 | 6 | 17 | 4 | 62.8761
2036 | 6 | 17 | 5 | 64.5543
2036 | 6 | 17 | 6 | 66.1208
2036 | 6 | 17 | 7 | 68.2925
2036 | 6 | 17 | 8 | 70.2003
2036 | 6 | 17 | 9 | 67.443
2036 | 6 | 17 | 10 | 65.7992
2036 | 6 | 17 | 11 | 62.6943
2036 | 6 | 17 | 12 | 65.7464
2036 | 6 | 17 | 13 | 68.3617
2036 | 6 | 17 | 14 | 67.706
2036 | 6 | 17 | 15 | 67.5752
2036 | 6 | 17 | 16 | 70.7445
2036 | 6 | 17 | 17 | 77.0926
2036 | 6 | 17 | 18 | 89.4643
2036 | 6 | 17 | 19 | 89.8168
2036 | 6 | 17 | 20 | 88.4921
2036 | 6 | 17 | 21 | 85.9192
2036 | 6 | 17 | 22 | 80.5255
2036 | 6 | 17 | 23 | 74.236
2036 | 6 | 18 | 0 | 68.9536
2036 | 6 | 18 | 1 | 67.6592
2036 | 6 | 18 | 2 | 66.4186
2036 | 6 | 18 | 3 | 65.9895
2036 | 6 | 18 | 4 | 66.2576
2036 | 6 | 18 | 5 | 67.949
2036 | 6 | 18 | 6 | 69.6305
2036 | 6 | 18 | 7 | 72.5048
2036 | 6 | 18 | 8 | 76.0426
2036 | 6 | 18 | 9 | 73.0861
2036 | 6 | 18 | 10 | 67.7666
2036 | 6 | 18 | 11 | 63.119
2036 | 6 | 18 | 12 | 65.7075
2036 | 6 | 18 | 13 | 68.6894
2036 | 6 | 18 | 14 | 68.4375
2036 | 6 | 18 | 15 | 67.324
2036 | 6 | 18 | 16 | 69.3222
2036 | 6 | 18 | 17 | 77.2676
2036 | 6 | 18 | 18 | 87.3936
2036 | 6 | 18 | 19 | 90.0998
2036 | 6 | 18 | 20 | 88.8053
2036 | 6 | 18 | 21 | 86.4706
2036 | 6 | 18 | 22 | 81.2731
2036 | 6 | 18 | 23 | 75.0703
2036 | 6 | 19 | 0 | 68.7907
2036 | 6 | 19 | 1 | 65.4408
2036 | 6 | 19 | 2 | 64.2334
2036 | 6 | 19 | 3 | 63.9483
2036 | 6 | 19 | 4 | 64.296
2036 | 6 | 19 | 5 | 65.9899
2036 | 6 | 19 | 6 | 67.4743
2036 | 6 | 19 | 7 | 68.612
2036 | 6 | 19 | 8 | 69.3669
2036 | 6 | 19 | 9 | 66.7368
2036 | 6 | 19 | 10 | 64.7691
2036 | 6 | 19 | 11 | 61.7958
2036 | 6 | 19 | 12 | 64.6849
2036 | 6 | 19 | 13 | 67.1967
2036 | 6 | 19 | 14 | 67.5182
2036 | 6 | 19 | 15 | 66.5301
2036 | 6 | 19 | 16 | 66.9504
2036 | 6 | 19 | 17 | 69.8751
2036 | 6 | 19 | 18 | 85.4104
2036 | 6 | 19 | 19 | 81.2712
2036 | 6 | 19 | 20 | 80.0759
2036 | 6 | 19 | 21 | 77.8777
2036 | 6 | 19 | 22 | 73.5002
2036 | 6 | 19 | 23 | 68.4083
2036 | 6 | 20 | 0 | 66.0776
2036 | 6 | 20 | 1 | 66.0055
2036 | 6 | 20 | 2 | 64.8298
2036 | 6 | 20 | 3 | 64.4104
2036 | 6 | 20 | 4 | 64.773
2036 | 6 | 20 | 5 | 66.2519
2036 | 6 | 20 | 6 | 67.7114
2036 | 6 | 20 | 7 | 70.1956
2036 | 6 | 20 | 8 | 74.4479
2036 | 6 | 20 | 9 | 73.5852
2036 | 6 | 20 | 10 | 69.6922
2036 | 6 | 20 | 11 | 64.7777
2036 | 6 | 20 | 12 | 66.2836
2036 | 6 | 20 | 13 | 69.1632
2036 | 6 | 20 | 14 | 67.8814
2036 | 6 | 20 | 15 | 66.5758
2036 | 6 | 20 | 16 | 68.6713
2036 | 6 | 20 | 17 | 73.8318
2036 | 6 | 20 | 18 | 86.5575
2036 | 6 | 20 | 19 | 89.3117
2036 | 6 | 20 | 20 | 87.9163
2036 | 6 | 20 | 21 | 85.8074
2036 | 6 | 20 | 22 | 81.115
2036 | 6 | 20 | 23 | 74.782
2036 | 6 | 21 | 0 | 67.1799
2036 | 6 | 21 | 1 | 67.3914
2036 | 6 | 21 | 2 | 65.5663
2036 | 6 | 21 | 3 | 64.4868
2036 | 6 | 21 | 4 | 64.2707
2036 | 6 | 21 | 5 | 64.2323
2036 | 6 | 21 | 6 | 63.014
2036 | 6 | 21 | 7 | 64.3828
2036 | 6 | 21 | 8 | 69.4341
2036 | 6 | 21 | 9 | 67.2679
2036 | 6 | 21 | 10 | 61.0974
2036 | 6 | 21 | 11 | 57.2228
2036 | 6 | 21 | 12 | 58.3838
2036 | 6 | 21 | 13 | 60.0161
2036 | 6 | 21 | 14 | 60.4158
2036 | 6 | 21 | 15 | 63.1304
2036 | 6 | 21 | 16 | 65.261
2036 | 6 | 21 | 17 | 75.0697
2036 | 6 | 21 | 18 | 88.3047
2036 | 6 | 21 | 19 | 93.0646
2036 | 6 | 21 | 20 | 89.8372
2036 | 6 | 21 | 21 | 86.8681
2036 | 6 | 21 | 22 | 82.1744
2036 | 6 | 21 | 23 | 76.5403
2036 | 6 | 22 | 0 | 71.1748
2036 | 6 | 22 | 1 | 66.1528
2036 | 6 | 22 | 2 | 64.1228
2036 | 6 | 22 | 3 | 62.957
2036 | 6 | 22 | 4 | 62.61
2036 | 6 | 22 | 5 | 62.2635
2036 | 6 | 22 | 6 | 60.2977
2036 | 6 | 22 | 7 | 58.5952
2036 | 6 | 22 | 8 | 58.3264
2036 | 6 | 22 | 9 | 54.4174
2036 | 6 | 22 | 10 | 52.8732
2036 | 6 | 22 | 11 | 51.2518
2036 | 6 | 22 | 12 | 54.3059
2036 | 6 | 22 | 13 | 57.0551
2036 | 6 | 22 | 14 | 57.0358
2036 | 6 | 22 | 15 | 57.0235
2036 | 6 | 22 | 16 | 57.5891
2036 | 6 | 22 | 17 | 68.2055
2036 | 6 | 22 | 18 | 80.23
2036 | 6 | 22 | 19 | 80.713
2036 | 6 | 22 | 20 | 78.2911
2036 | 6 | 22 | 21 | 75.6351
2036 | 6 | 22 | 22 | 71.3225
2036 | 6 | 22 | 23 | 66.7772
2036 | 6 | 23 | 0 | 66.2941
2036 | 6 | 23 | 1 | 60.4462
2036 | 6 | 23 | 2 | 59.828
2036 | 6 | 23 | 3 | 59.8207
2036 | 6 | 23 | 4 | 60.4081
2036 | 6 | 23 | 5 | 62.1929
2036 | 6 | 23 | 6 | 63.1878
2036 | 6 | 23 | 7 | 64.4773
2036 | 6 | 23 | 8 | 66.6554
2036 | 6 | 23 | 9 | 64.6147
2036 | 6 | 23 | 10 | 63.5074
2036 | 6 | 23 | 11 | 61.4854
2036 | 6 | 23 | 12 | 63.9034
2036 | 6 | 23 | 13 | 66.7318
2036 | 6 | 23 | 14 | 66.1496
2036 | 6 | 23 | 15 | 65.1261
2036 | 6 | 23 | 16 | 66.0376
2036 | 6 | 23 | 17 | 69.5749
2036 | 6 | 23 | 18 | 83.1503
2036 | 6 | 23 | 19 | 78.1966
2036 | 6 | 23 | 20 | 76.9266
2036 | 6 | 23 | 21 | 74.5839
2036 | 6 | 23 | 22 | 70.3094
2036 | 6 | 23 | 23 | 65.6674
2036 | 6 | 24 | 0 | 63.4776
2036 | 6 | 24 | 1 | 63.4625
2036 | 6 | 24 | 2 | 62.6105
2036 | 6 | 24 | 3 | 62.5012
2036 | 6 | 24 | 4 | 63.0206
2036 | 6 | 24 | 5 | 64.6598
2036 | 6 | 24 | 6 | 66.1552
2036 | 6 | 24 | 7 | 67.9452
2036 | 6 | 24 | 8 | 70.2634
2036 | 6 | 24 | 9 | 68.7181
2036 | 6 | 24 | 10 | 67.7301
2036 | 6 | 24 | 11 | 64.5287
2036 | 6 | 24 | 12 | 67.7712
2036 | 6 | 24 | 13 | 70.3532
2036 | 6 | 24 | 14 | 69.3613
2036 | 6 | 24 | 15 | 69.1397
2036 | 6 | 24 | 16 | 72.5305
2036 | 6 | 24 | 17 | 76.827
2036 | 6 | 24 | 18 | 87.4424
2036 | 6 | 24 | 19 | 81.4086
2036 | 6 | 24 | 20 | 80.1659
2036 | 6 | 24 | 21 | 77.9484
2036 | 6 | 24 | 22 | 73.7008
2036 | 6 | 24 | 23 | 68.6786
2036 | 6 | 25 | 0 | 66.0193
2036 | 6 | 25 | 1 | 60.9955
2036 | 6 | 25 | 2 | 60.2507
2036 | 6 | 25 | 3 | 60.0822
2036 | 6 | 25 | 4 | 60.582
2036 | 6 | 25 | 5 | 62.4228
2036 | 6 | 25 | 6 | 63.9246
2036 | 6 | 25 | 7 | 65.9466
2036 | 6 | 25 | 8 | 71.2993
2036 | 6 | 25 | 9 | 71.4704
2036 | 6 | 25 | 10 | 68.4431
2036 | 6 | 25 | 11 | 63.2724
2036 | 6 | 25 | 12 | 67.808
2036 | 6 | 25 | 13 | 69.6163
2036 | 6 | 25 | 14 | 68.3625
2036 | 6 | 25 | 15 | 66.3726
2036 | 6 | 25 | 16 | 67.2001
2036 | 6 | 25 | 17 | 67.1251
2036 | 6 | 25 | 18 | 74.3961
2036 | 6 | 25 | 19 | 70.1038
2036 | 6 | 25 | 20 | 69.5398
2036 | 6 | 25 | 21 | 68.2335
2036 | 6 | 25 | 22 | 65.0117
2036 | 6 | 25 | 23 | 61.1746
2036 | 6 | 26 | 0 | 60.5361
2036 | 6 | 26 | 1 | 62.0097
2036 | 6 | 26 | 2 | 61.2252
2036 | 6 | 26 | 3 | 61.2204
2036 | 6 | 26 | 4 | 61.7621
2036 | 6 | 26 | 5 | 63.5367
2036 | 6 | 26 | 6 | 65.4057
2036 | 6 | 26 | 7 | 67.9524
2036 | 6 | 26 | 8 | 73.6257
2036 | 6 | 26 | 9 | 74.2134
2036 | 6 | 26 | 10 | 71.1591
2036 | 6 | 26 | 11 | 65.1192
2036 | 6 | 26 | 12 | 67.9662
2036 | 6 | 26 | 13 | 70.5585
2036 | 6 | 26 | 14 | 69.6721
2036 | 6 | 26 | 15 | 68.84
2036 | 6 | 26 | 16 | 73.1555
2036 | 6 | 26 | 17 | 77.5653
2036 | 6 | 26 | 18 | 84.8733
2036 | 6 | 26 | 19 | 78.3583
2036 | 6 | 26 | 20 | 77.4853
2036 | 6 | 26 | 21 | 75.773
2036 | 6 | 26 | 22 | 71.9088
2036 | 6 | 26 | 23 | 67.1788
2036 | 6 | 27 | 0 | 65.5503
2036 | 6 | 27 | 1 | 64.7085
2036 | 6 | 27 | 2 | 63.6265
2036 | 6 | 27 | 3 | 63.2328
2036 | 6 | 27 | 4 | 63.5292
2036 | 6 | 27 | 5 | 65.2866
2036 | 6 | 27 | 6 | 66.4629
2036 | 6 | 27 | 7 | 69.153
2036 | 6 | 27 | 8 | 74.5027
2036 | 6 | 27 | 9 | 74.0128
2036 | 6 | 27 | 10 | 69.687
2036 | 6 | 27 | 11 | 64.2719
2036 | 6 | 27 | 12 | 67.2685
2036 | 6 | 27 | 13 | 69.4404
2036 | 6 | 27 | 14 | 67.7161
2036 | 6 | 27 | 15 | 66.2234
2036 | 6 | 27 | 16 | 70.5629
2036 | 6 | 27 | 17 | 75.4306
2036 | 6 | 27 | 18 | 80.6741
2036 | 6 | 27 | 19 | 75.9245
2036 | 6 | 27 | 20 | 74.3867
2036 | 6 | 27 | 21 | 72.6318
2036 | 6 | 27 | 22 | 69.3738
2036 | 6 | 27 | 23 | 64.9322
2036 | 6 | 28 | 0 | 64.592
2036 | 6 | 28 | 1 | 64.1186
2036 | 6 | 28 | 2 | 62.4169
2036 | 6 | 28 | 3 | 61.474
2036 | 6 | 28 | 4 | 61.2489
2036 | 6 | 28 | 5 | 61.2038
2036 | 6 | 28 | 6 | 60.1248
2036 | 6 | 28 | 7 | 60.6675
2036 | 6 | 28 | 8 | 66.7125
2036 | 6 | 28 | 9 | 66.0284
2036 | 6 | 28 | 10 | 61.9294
2036 | 6 | 28 | 11 | 57.1929
2036 | 6 | 28 | 12 | 54.6514
2036 | 6 | 28 | 13 | 55.9591
2036 | 6 | 28 | 14 | 55.4067
2036 | 6 | 28 | 15 | 55.2124
2036 | 6 | 28 | 16 | 56.3343
2036 | 6 | 28 | 17 | 66.3242
2036 | 6 | 28 | 18 | 83.9255
2036 | 6 | 28 | 19 | 82.2285
2036 | 6 | 28 | 20 | 79.931
2036 | 6 | 28 | 21 | 77.1894
2036 | 6 | 28 | 22 | 73.1681
2036 | 6 | 28 | 23 | 68.45
2036 | 6 | 29 | 0 | 63.7166
2036 | 6 | 29 | 1 | 62.5133
2036 | 6 | 29 | 2 | 60.8856
2036 | 6 | 29 | 3 | 60.0103
2036 | 6 | 29 | 4 | 59.8375
2036 | 6 | 29 | 5 | 59.7382
2036 | 6 | 29 | 6 | 58.1884
2036 | 6 | 29 | 7 | 58.4546
2036 | 6 | 29 | 8 | 66.8643
2036 | 6 | 29 | 9 | 67.1147
2036 | 6 | 29 | 10 | 60.836
2036 | 6 | 29 | 11 | 54.695
2036 | 6 | 29 | 12 | 59.4975
2036 | 6 | 29 | 13 | 59.9891
2036 | 6 | 29 | 14 | 59.3
2036 | 6 | 29 | 15 | 59.9421
2036 | 6 | 29 | 16 | 62.7938
2036 | 6 | 29 | 17 | 66.4103
2036 | 6 | 29 | 18 | 77.5465
2036 | 6 | 29 | 19 | 75.851
2036 | 6 | 29 | 20 | 73.5309
2036 | 6 | 29 | 21 | 70.6432
2036 | 6 | 29 | 22 | 66.4387
2036 | 6 | 29 | 23 | 62.2826
2036 | 6 | 30 | 0 | 61.5991
2036 | 6 | 30 | 1 | 56.8318
2036 | 6 | 30 | 2 | 56.213
2036 | 6 | 30 | 3 | 56.0721
2036 | 6 | 30 | 4 | 56.6854
2036 | 6 | 30 | 5 | 58.2574
2036 | 6 | 30 | 6 | 60.3668
2036 | 6 | 30 | 7 | 60.8036
2036 | 6 | 30 | 8 | 58.3208
2036 | 6 | 30 | 9 | 53.5023
2036 | 6 | 30 | 10 | 55.291
2036 | 6 | 30 | 11 | 55.9291
2036 | 6 | 30 | 12 | 59.6596
2036 | 6 | 30 | 13 | 61.9714
2036 | 6 | 30 | 14 | 62.323
2036 | 6 | 30 | 15 | 61.4575
2036 | 6 | 30 | 16 | 62.3812
2036 | 6 | 30 | 17 | 65.0893
2036 | 6 | 30 | 18 | 76.6996
2036 | 6 | 30 | 19 | 76.8364
2036 | 6 | 30 | 20 | 76.9659
2036 | 6 | 30 | 21 | 74.5519
2036 | 6 | 30 | 22 | 70.3141
2036 | 6 | 30 | 23 | 65.2084
2036 | 7 | 1 | 0 | 63.8708
2036 | 7 | 1 | 1 | 60.3379
2036 | 7 | 1 | 2 | 58.6176
2036 | 7 | 1 | 3 | 57.7817
2036 | 7 | 1 | 4 | 57.404
2036 | 7 | 1 | 5 | 57.7105
2036 | 7 | 1 | 6 | 58.0393
2036 | 7 | 1 | 7 | 60.6141
2036 | 7 | 1 | 8 | 70.0908
2036 | 7 | 1 | 9 | 73.0899
2036 | 7 | 1 | 10 | 64.8328
2036 | 7 | 1 | 11 | 61.5674
2036 | 7 | 1 | 12 | 63.3848
2036 | 7 | 1 | 13 | 65.1792
2036 | 7 | 1 | 14 | 58.8208
2036 | 7 | 1 | 15 | 56.5121
2036 | 7 | 1 | 16 | 63.0884
2036 | 7 | 1 | 17 | 71.5238
2036 | 7 | 1 | 18 | 87.7239
2036 | 7 | 1 | 19 | 81.1799
2036 | 7 | 1 | 20 | 77.2375
2036 | 7 | 1 | 21 | 74.8296
2036 | 7 | 1 | 22 | 70.6023
2036 | 7 | 1 | 23 | 66.6208
2036 | 7 | 2 | 0 | 63.0406
2036 | 7 | 2 | 1 | 56.8193
2036 | 7 | 2 | 2 | 55.8336
2036 | 7 | 2 | 3 | 55.5562
2036 | 7 | 2 | 4 | 55.9385
2036 | 7 | 2 | 5 | 57.3779
2036 | 7 | 2 | 6 | 59.0738
2036 | 7 | 2 | 7 | 60.3328
2036 | 7 | 2 | 8 | 61.7157
2036 | 7 | 2 | 9 | 56.5165
2036 | 7 | 2 | 10 | 56.1447
2036 | 7 | 2 | 11 | 52.9034
2036 | 7 | 2 | 12 | 54.7833
2036 | 7 | 2 | 13 | 56.7261
2036 | 7 | 2 | 14 | 55.7417
2036 | 7 | 2 | 15 | 54.1059
2036 | 7 | 2 | 16 | 53.2716
2036 | 7 | 2 | 17 | 57.9335
2036 | 7 | 2 | 18 | 72.4055
2036 | 7 | 2 | 19 | 77.5279
2036 | 7 | 2 | 20 | 77.0881
2036 | 7 | 2 | 21 | 75.3084
2036 | 7 | 2 | 22 | 70.6274
2036 | 7 | 2 | 23 | 64.6598
2036 | 7 | 3 | 0 | 60.6492
2036 | 7 | 3 | 1 | 56.4098
2036 | 7 | 3 | 2 | 55.2792
2036 | 7 | 3 | 3 | 54.9249
2036 | 7 | 3 | 4 | 55.404
2036 | 7 | 3 | 5 | 56.8295
2036 | 7 | 3 | 6 | 57.9733
2036 | 7 | 3 | 7 | 58.7385
2036 | 7 | 3 | 8 | 58.1641
2036 | 7 | 3 | 9 | 51.2533
2036 | 7 | 3 | 10 | 50.4241
2036 | 7 | 3 | 11 | 48.7292
2036 | 7 | 3 | 12 | 52.4982
2036 | 7 | 3 | 13 | 54.764
2036 | 7 | 3 | 14 | 54.3587
2036 | 7 | 3 | 15 | 53.35
2036 | 7 | 3 | 16 | 53.7665
2036 | 7 | 3 | 17 | 61.0061
2036 | 7 | 3 | 18 | 76.6283
2036 | 7 | 3 | 19 | 81.6223
2036 | 7 | 3 | 20 | 81.2528
2036 | 7 | 3 | 21 | 79.4607
2036 | 7 | 3 | 22 | 74.575
2036 | 7 | 3 | 23 | 68.069
2036 | 7 | 4 | 0 | 64.1182
2036 | 7 | 4 | 1 | 60.9536
2036 | 7 | 4 | 2 | 59.4845
2036 | 7 | 4 | 3 | 58.8464
2036 | 7 | 4 | 4 | 59.1572
2036 | 7 | 4 | 5 | 60.2948
2036 | 7 | 4 | 6 | 61.4369
2036 | 7 | 4 | 7 | 63.2064
2036 | 7 | 4 | 8 | 65.2685
2036 | 7 | 4 | 9 | 58.9606
2036 | 7 | 4 | 10 | 55.8628
2036 | 7 | 4 | 11 | 52.862
2036 | 7 | 4 | 12 | 55.9947
2036 | 7 | 4 | 13 | 58.1937
2036 | 7 | 4 | 14 | 56.6855
2036 | 7 | 4 | 15 | 55.8626
2036 | 7 | 4 | 16 | 60.8993
2036 | 7 | 4 | 17 | 71.1702
2036 | 7 | 4 | 18 | 84.6358
2036 | 7 | 4 | 19 | 88.1909
2036 | 7 | 4 | 20 | 87.1238
2036 | 7 | 4 | 21 | 85.0952
2036 | 7 | 4 | 22 | 80.2276
2036 | 7 | 4 | 23 | 73.2382
2036 | 7 | 5 | 0 | 68.4025
2036 | 7 | 5 | 1 | 62.3772
2036 | 7 | 5 | 2 | 60.2769
2036 | 7 | 5 | 3 | 58.9913
2036 | 7 | 5 | 4 | 58.6755
2036 | 7 | 5 | 5 | 58.2892
2036 | 7 | 5 | 6 | 57.0821
2036 | 7 | 5 | 7 | 56.9552
2036 | 7 | 5 | 8 | 60.2751
2036 | 7 | 5 | 9 | 55.8138
2036 | 7 | 5 | 10 | 52.1736
2036 | 7 | 5 | 11 | 47.0133
2036 | 7 | 5 | 12 | 50.3283
2036 | 7 | 5 | 13 | 51.3426
2036 | 7 | 5 | 14 | 49.0742
2036 | 7 | 5 | 15 | 48.9361
2036 | 7 | 5 | 16 | 50.5098
2036 | 7 | 5 | 17 | 61.1808
2036 | 7 | 5 | 18 | 80.9565
2036 | 7 | 5 | 19 | 78.23
2036 | 7 | 5 | 20 | 75.1896
2036 | 7 | 5 | 21 | 72.6633
2036 | 7 | 5 | 22 | 68.5922
2036 | 7 | 5 | 23 | 64.157
2036 | 7 | 6 | 0 | 63.2218
2036 | 7 | 6 | 1 | 61.3878
2036 | 7 | 6 | 2 | 59.428
2036 | 7 | 6 | 3 | 58.304
2036 | 7 | 6 | 4 | 58.1692
2036 | 7 | 6 | 5 | 57.8007
2036 | 7 | 6 | 6 | 56.0721
2036 | 7 | 6 | 7 | 57.2587
2036 | 7 | 6 | 8 | 68.309
2036 | 7 | 6 | 9 | 66.8185
2036 | 7 | 6 | 10 | 57.8022
2036 | 7 | 6 | 11 | 50.3253
2036 | 7 | 6 | 12 | 55.7491
2036 | 7 | 6 | 13 | 55.85
2036 | 7 | 6 | 14 | 55.8844
2036 | 7 | 6 | 15 | 57.7028
2036 | 7 | 6 | 16 | 67
2036 | 7 | 6 | 17 | 79.0921
2036 | 7 | 6 | 18 | 93.009
2036 | 7 | 6 | 19 | 83.957
2036 | 7 | 6 | 20 | 81.0432
2036 | 7 | 6 | 21 | 77.8364
2036 | 7 | 6 | 22 | 72.5942
2036 | 7 | 6 | 23 | 67.192
2036 | 7 | 7 | 0 | 66.4468
2036 | 7 | 7 | 1 | 69.4657
2036 | 7 | 7 | 2 | 67.9186
2036 | 7 | 7 | 3 | 67.1886
2036 | 7 | 7 | 4 | 67.4134
2036 | 7 | 7 | 5 | 68.7077
2036 | 7 | 7 | 6 | 71.3876
2036 | 7 | 7 | 7 | 76.1594
2036 | 7 | 7 | 8 | 82.1588
2036 | 7 | 7 | 9 | 77.6015
2036 | 7 | 7 | 10 | 71.2154
2036 | 7 | 7 | 11 | 64.6889
2036 | 7 | 7 | 12 | 65.7862
2036 | 7 | 7 | 13 | 68.2561
2036 | 7 | 7 | 14 | 67.8195
2036 | 7 | 7 | 15 | 68.981
2036 | 7 | 7 | 16 | 73.8115
2036 | 7 | 7 | 17 | 87.6758
2036 | 7 | 7 | 18 | 104.7318
2036 | 7 | 7 | 19 | 110.1945
2036 | 7 | 7 | 20 | 106.692
2036 | 7 | 7 | 21 | 102.9753
2036 | 7 | 7 | 22 | 95.649
2036 | 7 | 7 | 23 | 87.1327
2036 | 7 | 8 | 0 | 79.8559
2036 | 7 | 8 | 1 | 71.1386
2036 | 7 | 8 | 2 | 69.0415
2036 | 7 | 8 | 3 | 68.0938
2036 | 7 | 8 | 4 | 68.0766
2036 | 7 | 8 | 5 | 69.3776
2036 | 7 | 8 | 6 | 71.0193
2036 | 7 | 8 | 7 | 73.1974
2036 | 7 | 8 | 8 | 72.3295
2036 | 7 | 8 | 9 | 64.3607
2036 | 7 | 8 | 10 | 59.42
2036 | 7 | 8 | 11 | 56.0433
2036 | 7 | 8 | 12 | 60.1665
2036 | 7 | 8 | 13 | 61.8028
2036 | 7 | 8 | 14 | 61.8599
2036 | 7 | 8 | 15 | 62.2956
2036 | 7 | 8 | 16 | 64.0783
2036 | 7 | 8 | 17 | 72.2452
2036 | 7 | 8 | 18 | 88.8742
2036 | 7 | 8 | 19 | 94.6738
2036 | 7 | 8 | 20 | 92.1276
2036 | 7 | 8 | 21 | 89.27
2036 | 7 | 8 | 22 | 83.358
2036 | 7 | 8 | 23 | 76.5116
2036 | 7 | 9 | 0 | 72.319
2036 | 7 | 9 | 1 | 65.564
2036 | 7 | 9 | 2 | 63.9818
2036 | 7 | 9 | 3 | 63.3972
2036 | 7 | 9 | 4 | 63.7283
2036 | 7 | 9 | 5 | 64.8339
2036 | 7 | 9 | 6 | 65.4938
2036 | 7 | 9 | 7 | 66.2589
2036 | 7 | 9 | 8 | 65.8567
2036 | 7 | 9 | 9 | 59.8438
2036 | 7 | 9 | 10 | 57.1589
2036 | 7 | 9 | 11 | 54.5888
2036 | 7 | 9 | 12 | 61.3123
2036 | 7 | 9 | 13 | 64.2459
2036 | 7 | 9 | 14 | 63.4964
2036 | 7 | 9 | 15 | 62.8311
2036 | 7 | 9 | 16 | 65.7913
2036 | 7 | 9 | 17 | 73.6014
2036 | 7 | 9 | 18 | 84.2273
2036 | 7 | 9 | 19 | 77.8684
2036 | 7 | 9 | 20 | 76.0597
2036 | 7 | 9 | 21 | 74.1928
2036 | 7 | 9 | 22 | 69.9525
2036 | 7 | 9 | 23 | 65.3732
2036 | 7 | 10 | 0 | 67.8986
2036 | 7 | 10 | 1 | 64.1014
2036 | 7 | 10 | 2 | 62.7281
2036 | 7 | 10 | 3 | 62.0205
2036 | 7 | 10 | 4 | 62.3037
2036 | 7 | 10 | 5 | 63.771
2036 | 7 | 10 | 6 | 65.5978
2036 | 7 | 10 | 7 | 68.7695
2036 | 7 | 10 | 8 | 74.1922
2036 | 7 | 10 | 9 | 71.3827
2036 | 7 | 10 | 10 | 66.8022
2036 | 7 | 10 | 11 | 58.9658
2036 | 7 | 10 | 12 | 59.0922
2036 | 7 | 10 | 13 | 61.572
2036 | 7 | 10 | 14 | 61.7155
2036 | 7 | 10 | 15 | 62.2693
2036 | 7 | 10 | 16 | 63.9892
2036 | 7 | 10 | 17 | 71.7853
2036 | 7 | 10 | 18 | 89.8005
2036 | 7 | 10 | 19 | 84.3571
2036 | 7 | 10 | 20 | 81.493
2036 | 7 | 10 | 21 | 79.2785
2036 | 7 | 10 | 22 | 75.0957
2036 | 7 | 10 | 23 | 70.0951
2036 | 7 | 11 | 0 | 68.2163
2036 | 7 | 11 | 1 | 60.7193
2036 | 7 | 11 | 2 | 59.6611
2036 | 7 | 11 | 3 | 59.3547
2036 | 7 | 11 | 4 | 59.756
2036 | 7 | 11 | 5 | 61.4579
2036 | 7 | 11 | 6 | 63.0409
2036 | 7 | 11 | 7 | 64.1703
2036 | 7 | 11 | 8 | 63.3164
2036 | 7 | 11 | 9 | 58.6466
2036 | 7 | 11 | 10 | 59.1818
2036 | 7 | 11 | 11 | 55.9255
2036 | 7 | 11 | 12 | 58.2547
2036 | 7 | 11 | 13 | 60.3537
2036 | 7 | 11 | 14 | 58.5721
2036 | 7 | 11 | 15 | 56.7997
2036 | 7 | 11 | 16 | 53.818
2036 | 7 | 11 | 17 | 56.5561
2036 | 7 | 11 | 18 | 71.3475
2036 | 7 | 11 | 19 | 75.7911
2036 | 7 | 11 | 20 | 74.4273
2036 | 7 | 11 | 21 | 73.2204
2036 | 7 | 11 | 22 | 69.3881
2036 | 7 | 11 | 23 | 64.0912
2036 | 7 | 12 | 0 | 60.9984
2036 | 7 | 12 | 1 | 60.9335
2036 | 7 | 12 | 2 | 59.2043
2036 | 7 | 12 | 3 | 58.238
2036 | 7 | 12 | 4 | 58.2367
2036 | 7 | 12 | 5 | 58.152
2036 | 7 | 12 | 6 | 56.6419
2036 | 7 | 12 | 7 | 57.2326
2036 | 7 | 12 | 8 | 61.6311
2036 | 7 | 12 | 9 | 57.0549
2036 | 7 | 12 | 10 | 52.9199
2036 | 7 | 12 | 11 | 48.824
2036 | 7 | 12 | 12 | 52.1614
2036 | 7 | 12 | 13 | 52.4046
2036 | 7 | 12 | 14 | 51.9079
2036 | 7 | 12 | 15 | 53.8247
2036 | 7 | 12 | 16 | 56.5657
2036 | 7 | 12 | 17 | 65.9676
2036 | 7 | 12 | 18 | 80.3484
2036 | 7 | 12 | 19 | 82.0148
2036 | 7 | 12 | 20 | 78.6802
2036 | 7 | 12 | 21 | 76.0732
2036 | 7 | 12 | 22 | 71.7832
2036 | 7 | 12 | 23 | 66.9572
2036 | 7 | 13 | 0 | 66.3691
2036 | 7 | 13 | 1 | 61.0203
2036 | 7 | 13 | 2 | 59.0958
2036 | 7 | 13 | 3 | 58.1088
2036 | 7 | 13 | 4 | 57.8148
2036 | 7 | 13 | 5 | 57.485
2036 | 7 | 13 | 6 | 55.8959
2036 | 7 | 13 | 7 | 56.7134
2036 | 7 | 13 | 8 | 66.6251
2036 | 7 | 13 | 9 | 65.9765
2036 | 7 | 13 | 10 | 58.6867
2036 | 7 | 13 | 11 | 49.7032
2036 | 7 | 13 | 12 | 51.0363
2036 | 7 | 13 | 13 | 52.0894
2036 | 7 | 13 | 14 | 51.4753
2036 | 7 | 13 | 15 | 53.4239
2036 | 7 | 13 | 16 | 59.3733
2036 | 7 | 13 | 17 | 72.3394
2036 | 7 | 13 | 18 | 87.8005
2036 | 7 | 13 | 19 | 86.6922
2036 | 7 | 13 | 20 | 83.8874
2036 | 7 | 13 | 21 | 80.8643
2036 | 7 | 13 | 22 | 75.2012
2036 | 7 | 13 | 23 | 69.3722
2036 | 7 | 14 | 0 | 63.5405
2036 | 7 | 14 | 1 | 60.5675
2036 | 7 | 14 | 2 | 59.5387
2036 | 7 | 14 | 3 | 59.2204
2036 | 7 | 14 | 4 | 59.7201
2036 | 7 | 14 | 5 | 61.3501
2036 | 7 | 14 | 6 | 63.2799
2036 | 7 | 14 | 7 | 66.593
2036 | 7 | 14 | 8 | 73.5588
2036 | 7 | 14 | 9 | 70.9608
2036 | 7 | 14 | 10 | 65.481
2036 | 7 | 14 | 11 | 59.0907
2036 | 7 | 14 | 12 | 63.0281
2036 | 7 | 14 | 13 | 64.7156
2036 | 7 | 14 | 14 | 63.6303
2036 | 7 | 14 | 15 | 63.5075
2036 | 7 | 14 | 16 | 69.2709
2036 | 7 | 14 | 17 | 76.9437
2036 | 7 | 14 | 18 | 89.0115
2036 | 7 | 14 | 19 | 85.7429
2036 | 7 | 14 | 20 | 83.5956
2036 | 7 | 14 | 21 | 80.9177
2036 | 7 | 14 | 22 | 75.5043
2036 | 7 | 14 | 23 | 69.7404
2036 | 7 | 15 | 0 | 67.6504
2036 | 7 | 15 | 1 | 62.5041
2036 | 7 | 15 | 2 | 61.206
2036 | 7 | 15 | 3 | 60.8237
2036 | 7 | 15 | 4 | 61.1983
2036 | 7 | 15 | 5 | 62.777
2036 | 7 | 15 | 6 | 63.4257
2036 | 7 | 15 | 7 | 65.1575
2036 | 7 | 15 | 8 | 65.9687
2036 | 7 | 15 | 9 | 60.3453
2036 | 7 | 15 | 10 | 56.9186
2036 | 7 | 15 | 11 | 53.5926
2036 | 7 | 15 | 12 | 59.7625
2036 | 7 | 15 | 13 | 61.4959
2036 | 7 | 15 | 14 | 60.8884
2036 | 7 | 15 | 15 | 60.604
2036 | 7 | 15 | 16 | 61.7132
2036 | 7 | 15 | 17 | 66.5912
2036 | 7 | 15 | 18 | 82.67
2036 | 7 | 15 | 19 | 77.0251
2036 | 7 | 15 | 20 | 75.3503
2036 | 7 | 15 | 21 | 73.2826
2036 | 7 | 15 | 22 | 68.9492
2036 | 7 | 15 | 23 | 64.2479
2036 | 7 | 16 | 0 | 65.0513
2036 | 7 | 16 | 1 | 61.1725
2036 | 7 | 16 | 2 | 60.0207
2036 | 7 | 16 | 3 | 59.597
2036 | 7 | 16 | 4 | 60.0522
2036 | 7 | 16 | 5 | 61.5817
2036 | 7 | 16 | 6 | 62.5066
2036 | 7 | 16 | 7 | 64.8255
2036 | 7 | 16 | 8 | 67.5084
2036 | 7 | 16 | 9 | 62.6785
2036 | 7 | 16 | 10 | 58.1826
2036 | 7 | 16 | 11 | 52.7081
2036 | 7 | 16 | 12 | 61.3316
2036 | 7 | 16 | 13 | 63.5261
2036 | 7 | 16 | 14 | 62.6545
2036 | 7 | 16 | 15 | 62.363
2036 | 7 | 16 | 16 | 65.4999
2036 | 7 | 16 | 17 | 72.8159
2036 | 7 | 16 | 18 | 74.3231
2036 | 7 | 16 | 19 | 77.8761
2036 | 7 | 16 | 20 | 77.6961
2036 | 7 | 16 | 21 | 76.3407
2036 | 7 | 16 | 22 | 71.5254
2036 | 7 | 16 | 23 | 66.278
2036 | 7 | 17 | 0 | 65.3477
2036 | 7 | 17 | 1 | 60.4351
2036 | 7 | 17 | 2 | 59.5019
2036 | 7 | 17 | 3 | 59.2639
2036 | 7 | 17 | 4 | 59.8746
2036 | 7 | 17 | 5 | 61.7187
2036 | 7 | 17 | 6 | 63.313
2036 | 7 | 17 | 7 | 65.2247
2036 | 7 | 17 | 8 | 66.4135
2036 | 7 | 17 | 9 | 62.0668
2036 | 7 | 17 | 10 | 59.8371
2036 | 7 | 17 | 11 | 54.7164
2036 | 7 | 17 | 12 | 59.7229
2036 | 7 | 17 | 13 | 61.7638
2036 | 7 | 17 | 14 | 61.1845
2036 | 7 | 17 | 15 | 61.2177
2036 | 7 | 17 | 16 | 63.9437
2036 | 7 | 17 | 17 | 70.9369
2036 | 7 | 17 | 18 | 72.4507
2036 | 7 | 17 | 19 | 77.4526
2036 | 7 | 17 | 20 | 77.7655
2036 | 7 | 17 | 21 | 76.86
2036 | 7 | 17 | 22 | 72.3875
2036 | 7 | 17 | 23 | 67.0104
2036 | 7 | 18 | 0 | 65.6322
2036 | 7 | 18 | 1 | 61.1624
2036 | 7 | 18 | 2 | 60.0125
2036 | 7 | 18 | 3 | 59.6456
2036 | 7 | 18 | 4 | 60.1243
2036 | 7 | 18 | 5 | 61.8694
2036 | 7 | 18 | 6 | 62.8516
2036 | 7 | 18 | 7 | 64.0933
2036 | 7 | 18 | 8 | 62.7919
2036 | 7 | 18 | 9 | 56.8196
2036 | 7 | 18 | 10 | 56.2566
2036 | 7 | 18 | 11 | 54.0778
2036 | 7 | 18 | 12 | 58.765
2036 | 7 | 18 | 13 | 60.8849
2036 | 7 | 18 | 14 | 59.5192
2036 | 7 | 18 | 15 | 58.0113
2036 | 7 | 18 | 16 | 58.6328
2036 | 7 | 18 | 17 | 65.7352
2036 | 7 | 18 | 18 | 81.6124
2036 | 7 | 18 | 19 | 82.8511
2036 | 7 | 18 | 20 | 81.3375
2036 | 7 | 18 | 21 | 79.5045
2036 | 7 | 18 | 22 | 74.7116
2036 | 7 | 18 | 23 | 68.7599
2036 | 7 | 19 | 0 | 65.5982
2036 | 7 | 19 | 1 | 61.4915
2036 | 7 | 19 | 2 | 59.7088
2036 | 7 | 19 | 3 | 58.7029
2036 | 7 | 19 | 4 | 58.5993
2036 | 7 | 19 | 5 | 58.5791
2036 | 7 | 19 | 6 | 56.8981
2036 | 7 | 19 | 7 | 56.582
2036 | 7 | 19 | 8 | 60.0128
2036 | 7 | 19 | 9 | 56.2388
2036 | 7 | 19 | 10 | 53.8442
2036 | 7 | 19 | 11 | 50.3121
2036 | 7 | 19 | 12 | 53.8198
2036 | 7 | 19 | 13 | 54.0631
2036 | 7 | 19 | 14 | 53.0812
2036 | 7 | 19 | 15 | 54.103
2036 | 7 | 19 | 16 | 59.1502
2036 | 7 | 19 | 17 | 70.7438
2036 | 7 | 19 | 18 | 83.5374
2036 | 7 | 19 | 19 | 77.526
2036 | 7 | 19 | 20 | 73.9089
2036 | 7 | 19 | 21 | 70.9143
2036 | 7 | 19 | 22 | 66.8398
2036 | 7 | 19 | 23 | 62.9102
2036 | 7 | 20 | 0 | 64.7092
2036 | 7 | 20 | 1 | 61.0923
2036 | 7 | 20 | 2 | 59.1965
2036 | 7 | 20 | 3 | 58.1745
2036 | 7 | 20 | 4 | 57.9741
2036 | 7 | 20 | 5 | 57.7963
2036 | 7 | 20 | 6 | 56.5843
2036 | 7 | 20 | 7 | 57.3151
2036 | 7 | 20 | 8 | 66.9374
2036 | 7 | 20 | 9 | 66.3486
2036 | 7 | 20 | 10 | 59.2601
2036 | 7 | 20 | 11 | 51.5362
2036 | 7 | 20 | 12 | 52.3739
2036 | 7 | 20 | 13 | 53.0906
2036 | 7 | 20 | 14 | 53.5024
2036 | 7 | 20 | 15 | 55.0757
2036 | 7 | 20 | 16 | 60.9111
2036 | 7 | 20 | 17 | 74.235
2036 | 7 | 20 | 18 | 90.8734
2036 | 7 | 20 | 19 | 84.0625
2036 | 7 | 20 | 20 | 81.1109
2036 | 7 | 20 | 21 | 77.6885
2036 | 7 | 20 | 22 | 72.1568
2036 | 7 | 20 | 23 | 66.9234
2036 | 7 | 21 | 0 | 64.4082
2036 | 7 | 21 | 1 | 64.5878
2036 | 7 | 21 | 2 | 63.4129
2036 | 7 | 21 | 3 | 62.9661
2036 | 7 | 21 | 4 | 63.3479
2036 | 7 | 21 | 5 | 65.0267
2036 | 7 | 21 | 6 | 67.3463
2036 | 7 | 21 | 7 | 71.2973
2036 | 7 | 21 | 8 | 76.3414
2036 | 7 | 21 | 9 | 72.1052
2036 | 7 | 21 | 10 | 66.4483
2036 | 7 | 21 | 11 | 61.1064
2036 | 7 | 21 | 12 | 64.1165
2036 | 7 | 21 | 13 | 66.2739
2036 | 7 | 21 | 14 | 66.1954
2036 | 7 | 21 | 15 | 66.5125
2036 | 7 | 21 | 16 | 71.3262
2036 | 7 | 21 | 17 | 82.82
2036 | 7 | 21 | 18 | 97.5083
2036 | 7 | 21 | 19 | 96.9281
2036 | 7 | 21 | 20 | 93.785
2036 | 7 | 21 | 21 | 90.001
2036 | 7 | 21 | 22 | 83.3416
2036 | 7 | 21 | 23 | 76.5065
2036 | 7 | 22 | 0 | 72.5223
2036 | 7 | 22 | 1 | 67.1699
2036 | 7 | 22 | 2 | 65.5925
2036 | 7 | 22 | 3 | 64.9576
2036 | 7 | 22 | 4 | 65.1275
2036 | 7 | 22 | 5 | 66.7838
2036 | 7 | 22 | 6 | 68.661
2036 | 7 | 22 | 7 | 72.6095
2036 | 7 | 22 | 8 | 79.9872
2036 | 7 | 22 | 9 | 77.5062
2036 | 7 | 22 | 10 | 69.7167
2036 | 7 | 22 | 11 | 61.9986
2036 | 7 | 22 | 12 | 64.8177
2036 | 7 | 22 | 13 | 66.0022
2036 | 7 | 22 | 14 | 65.7956
2036 | 7 | 22 | 15 | 66.1101
2036 | 7 | 22 | 16 | 71.8789
2036 | 7 | 22 | 17 | 79.6305
2036 | 7 | 22 | 18 | 87.2135
2036 | 7 | 22 | 19 | 90.6352
2036 | 7 | 22 | 20 | 88.3044
2036 | 7 | 22 | 21 | 85.3471
2036 | 7 | 22 | 22 | 79.6076
2036 | 7 | 22 | 23 | 73.4237
2036 | 7 | 23 | 0 | 68.153
2036 | 7 | 23 | 1 | 68.7527
2036 | 7 | 23 | 2 | 67.1529
2036 | 7 | 23 | 3 | 66.5336
2036 | 7 | 23 | 4 | 66.7617
2036 | 7 | 23 | 5 | 68.1304
2036 | 7 | 23 | 6 | 69.7602
2036 | 7 | 23 | 7 | 72.271
2036 | 7 | 23 | 8 | 73.1607
2036 | 7 | 23 | 9 | 67.2464
2036 | 7 | 23 | 10 | 63.3555
2036 | 7 | 23 | 11 | 59.6721
2036 | 7 | 23 | 12 | 64.8667
2036 | 7 | 23 | 13 | 67.2782
2036 | 7 | 23 | 14 | 67.4236
2036 | 7 | 23 | 15 | 67.0523
2036 | 7 | 23 | 16 | 70.0376
2036 | 7 | 23 | 17 | 79.7382
2036 | 7 | 23 | 18 | 92.9594
2036 | 7 | 23 | 19 | 96.688
2036 | 7 | 23 | 20 | 94.0554
2036 | 7 | 23 | 21 | 90.68
2036 | 7 | 23 | 22 | 84.1066
2036 | 7 | 23 | 23 | 77.2181
2036 | 7 | 24 | 0 | 72.8866
2036 | 7 | 24 | 1 | 71.9593
2036 | 7 | 24 | 2 | 70.0882
2036 | 7 | 24 | 3 | 69.1652
2036 | 7 | 24 | 4 | 69.2554
2036 | 7 | 24 | 5 | 70.7701
2036 | 7 | 24 | 6 | 72.1913
2036 | 7 | 24 | 7 | 74.398
2036 | 7 | 24 | 8 | 73.1099
2036 | 7 | 24 | 9 | 65.8895
2036 | 7 | 24 | 10 | 63.5101
2036 | 7 | 24 | 11 | 61.497
2036 | 7 | 24 | 12 | 66.1849
2036 | 7 | 24 | 13 | 68.3868
2036 | 7 | 24 | 14 | 68.8213
2036 | 7 | 24 | 15 | 69.2543
2036 | 7 | 24 | 16 | 73.4554
2036 | 7 | 24 | 17 | 85.8349
2036 | 7 | 24 | 18 | 99.5278
2036 | 7 | 24 | 19 | 103.7108
2036 | 7 | 24 | 20 | 100.788
2036 | 7 | 24 | 21 | 97.3113
2036 | 7 | 24 | 22 | 90.7025
2036 | 7 | 24 | 23 | 83.0872
2036 | 7 | 25 | 0 | 77.2714
2036 | 7 | 25 | 1 | 71.9861
2036 | 7 | 25 | 2 | 69.9654
2036 | 7 | 25 | 3 | 68.9578
2036 | 7 | 25 | 4 | 68.9662
2036 | 7 | 25 | 5 | 70.3269
2036 | 7 | 25 | 6 | 71.8275
2036 | 7 | 25 | 7 | 74.8067
2036 | 7 | 25 | 8 | 76.6049
2036 | 7 | 25 | 9 | 70.4355
2036 | 7 | 25 | 10 | 64.766
2036 | 7 | 25 | 11 | 60.4691
2036 | 7 | 25 | 12 | 65.2552
2036 | 7 | 25 | 13 | 67.075
2036 | 7 | 25 | 14 | 66.4187
2036 | 7 | 25 | 15 | 66.1617
2036 | 7 | 25 | 16 | 73.5239
2036 | 7 | 25 | 17 | 85.0515
2036 | 7 | 25 | 18 | 97.0954
2036 | 7 | 25 | 19 | 91.6014
2036 | 7 | 25 | 20 | 88.6034
2036 | 7 | 25 | 21 | 85.4427
2036 | 7 | 25 | 22 | 80.3757
2036 | 7 | 25 | 23 | 74.5779
2036 | 7 | 26 | 0 | 74.3135
2036 | 7 | 26 | 1 | 69.2264
2036 | 7 | 26 | 2 | 67.0239
2036 | 7 | 26 | 3 | 65.6434
2036 | 7 | 26 | 4 | 65.0979
2036 | 7 | 26 | 5 | 65.1825
2036 | 7 | 26 | 6 | 65.1913
2036 | 7 | 26 | 7 | 67.7538
2036 | 7 | 26 | 8 | 76.8435
2036 | 7 | 26 | 9 | 75.5775
2036 | 7 | 26 | 10 | 67.3576
2036 | 7 | 26 | 11 | 59.6294
2036 | 7 | 26 | 12 | 62.9191
2036 | 7 | 26 | 13 | 61.8296
2036 | 7 | 26 | 14 | 60.4681
2036 | 7 | 26 | 15 | 61.0449
2036 | 7 | 26 | 16 | 66.638
2036 | 7 | 26 | 17 | 73.548
2036 | 7 | 26 | 18 | 82.0251
2036 | 7 | 26 | 19 | 82.7927
2036 | 7 | 26 | 20 | 79.1837
2036 | 7 | 26 | 21 | 75.8881
2036 | 7 | 26 | 22 | 71.6827
2036 | 7 | 26 | 23 | 67.4814
2036 | 7 | 27 | 0 | 66.2486
2036 | 7 | 27 | 1 | 64.701
2036 | 7 | 27 | 2 | 62.755
2036 | 7 | 27 | 3 | 61.5277
2036 | 7 | 27 | 4 | 61.3447
2036 | 7 | 27 | 5 | 61.3408
2036 | 7 | 27 | 6 | 59.3053
2036 | 7 | 27 | 7 | 58.1719
2036 | 7 | 27 | 8 | 56.334
2036 | 7 | 27 | 9 | 47.315
2036 | 7 | 27 | 10 | 44.4123
2036 | 7 | 27 | 11 | 43.6851
2036 | 7 | 27 | 12 | 44.635
2036 | 7 | 27 | 13 | 46.2883
2036 | 7 | 27 | 14 | 47.8369
2036 | 7 | 27 | 15 | 48.137
2036 | 7 | 27 | 16 | 48.2189
2036 | 7 | 27 | 17 | 58.535
2036 | 7 | 27 | 18 | 72.7237
2036 | 7 | 27 | 19 | 77.3656
2036 | 7 | 27 | 20 | 76.4394
2036 | 7 | 27 | 21 | 73.8388
2036 | 7 | 27 | 22 | 68.9742
2036 | 7 | 27 | 23 | 64.5438
2036 | 7 | 28 | 0 | 64.2836
2036 | 7 | 28 | 1 | 58.0085
2036 | 7 | 28 | 2 | 57.3982
2036 | 7 | 28 | 3 | 57.324
2036 | 7 | 28 | 4 | 58.0217
2036 | 7 | 28 | 5 | 59.9037
2036 | 7 | 28 | 6 | 61.3606
2036 | 7 | 28 | 7 | 62.8412
2036 | 7 | 28 | 8 | 61.9023
2036 | 7 | 28 | 9 | 55.7556
2036 | 7 | 28 | 10 | 57.1346
2036 | 7 | 28 | 11 | 56.3883
2036 | 7 | 28 | 12 | 58.5307
2036 | 7 | 28 | 13 | 61.0567