## Menu
Toronto Integrated Regional Resource Plan
Data Tables
2025-09-10
Table 1: Leaside 115 kV Reference Supply Capacity Need
Table 2: Leaside 115 kV East 230 kV Reference Supply Capacity Need
Table 3: Manby West Autotransformers Reference Supply Capacity Need
Table 4: Manby East Autotransformers Reference Supply Capacity Need
Table 5: Manby x Riverside Reference Supply Capacity Need
Table 6: Manby x Richview Post Phase 2 Reference Supply Capacity Need
Table 7: K11W and K12W Manby x Runnymede TS Reference, High Electrification Supply Capacity Need
Table 8: Bridgman Dufferin Reference Supply Capacity Need
Table 9: Fairbank Wiltshire TS Reference Supply Capacity Need
Table 10: Duplex Glengrove TS Reference Supply Capacity Need
Table 11: Leaside x Bridgman Reference Supply Capacity Need
This document and the information contained herein is provided for informational purposes only. The IESO has prepared this document based on information currently available to the IESO and reasonable assumptions associated therewith, including relating to electricity supply and demand. The information, statements and conclusions contained in this document are subject to risks, uncertainties and other factors that could cause actual results or circumstances to differ materially from the information, statements and assumptions contained herein. The IESO provides no guarantee, representation, or warranty, express or implied, with respect to any statement or information contained herein and disclaims any liability in connection therewith. Readers are cautioned not to place undue reliance on forward-looking information contained in this document, as actual results could differ materially from the plans, expectations, estimates, intentions and statements expressed herein. The IESO undertakes no obligation to revise or update any information contained in this document as a result of new information, future events or otherwise. In the event there is any conflict or inconsistency between this document and the IESO market rules, any IESO contract, any legislation or regulation, or any request for proposals or other procurement document, the terms in the market rules, or the subject contract, legislation, regulation, or procurement document, as applicable, govern.

## Table 1
Back to main menu
Table 1: Leaside 115 kV Reference Supply Capacity Need
Year | Month | Day | Hour Ending | Load (MW) | Need (MW)
2024 | 1 | 1 | 1 | 788.4718 | 0
2024 | 1 | 1 | 2 | 764.6366 | 0
2024 | 1 | 1 | 3 | 745.2774 | 0
2024 | 1 | 1 | 4 | 732.7373 | 0
2024 | 1 | 1 | 5 | 727.6463 | 0
2024 | 1 | 1 | 6 | 733.1538 | 0
2024 | 1 | 1 | 7 | 750.5671 | 0
2024 | 1 | 1 | 8 | 769.558 | 0
2024 | 1 | 1 | 9 | 780.8068 | 0
2024 | 1 | 1 | 10 | 810.5605 | 0
2024 | 1 | 1 | 11 | 840.5678 | 0
2024 | 1 | 1 | 12 | 871.3438 | 0
2024 | 1 | 1 | 13 | 890.9678 | 0
2024 | 1 | 1 | 14 | 896.7554 | 0
2024 | 1 | 1 | 15 | 900.0241 | 0
2024 | 1 | 1 | 16 | 904.5701 | 0
2024 | 1 | 1 | 17 | 933.0453 | 0
2024 | 1 | 1 | 18 | 993.7438 | 0
2024 | 1 | 1 | 19 | 994.8368 | 0
2024 | 1 | 1 | 20 | 976.8516 | 0
2024 | 1 | 1 | 21 | 958.0003 | 0
2024 | 1 | 1 | 22 | 934.4195 | 0
2024 | 1 | 1 | 23 | 902.4177 | 0
2024 | 1 | 2 | 0 | 858.8261 | 0
2024 | 1 | 2 | 1 | 871.5958 | 0
2024 | 1 | 2 | 2 | 841.0822 | 0
2024 | 1 | 2 | 3 | 823.1677 | 0
2024 | 1 | 2 | 4 | 816.7784 | 0
2024 | 1 | 2 | 5 | 825.7772 | 0
2024 | 1 | 2 | 6 | 865.0443 | 0
2024 | 1 | 2 | 7 | 935.4381 | 0
2024 | 1 | 2 | 8 | 1005.832 | 0
2024 | 1 | 2 | 9 | 1065.2087 | 15.2087
2024 | 1 | 2 | 10 | 1080.8119 | 30.8119
2024 | 1 | 2 | 11 | 1097.7293 | 47.7293
2024 | 1 | 2 | 12 | 1108.1967 | 58.1967
2024 | 1 | 2 | 13 | 1109.24 | 59.24
2024 | 1 | 2 | 14 | 1107.3013 | 57.3013
2024 | 1 | 2 | 15 | 1099.2579 | 49.2579
2024 | 1 | 2 | 16 | 1094.8297 | 44.8297
2024 | 1 | 2 | 17 | 1109.2741 | 59.2741
2024 | 1 | 2 | 18 | 1159.4302 | 109.4302
2024 | 1 | 2 | 19 | 1164.7219 | 114.7219
2024 | 1 | 2 | 20 | 1145.2125 | 95.2125
2024 | 1 | 2 | 21 | 1120.5311 | 70.5311
2024 | 1 | 2 | 22 | 1074.2262 | 24.2262
2024 | 1 | 2 | 23 | 1008.0022 | 0
2024 | 1 | 3 | 0 | 933.3739 | 0
2024 | 1 | 3 | 1 | 901.1782 | 0
2024 | 1 | 3 | 2 | 870.4871 | 0
2024 | 1 | 3 | 3 | 852.2625 | 0
2024 | 1 | 3 | 4 | 845.4058 | 0
2024 | 1 | 3 | 5 | 853.315 | 0
2024 | 1 | 3 | 6 | 889.7137 | 0
2024 | 1 | 3 | 7 | 969.6448 | 0
2024 | 1 | 3 | 8 | 1049.5758 | 0
2024 | 1 | 3 | 9 | 1073.6503 | 23.6503
2024 | 1 | 3 | 10 | 1093.9246 | 43.9246
2024 | 1 | 3 | 11 | 1114.0334 | 64.0334
2024 | 1 | 3 | 12 | 1127.5133 | 77.5133
2024 | 1 | 3 | 13 | 1130.987 | 80.987
2024 | 1 | 3 | 14 | 1130.8174 | 80.8174
2024 | 1 | 3 | 15 | 1124.6691 | 74.6691
2024 | 1 | 3 | 16 | 1123.4138 | 73.4138
2024 | 1 | 3 | 17 | 1136.9401 | 86.9401
2024 | 1 | 3 | 18 | 1177.5536 | 127.5536
2024 | 1 | 3 | 19 | 1175.1856 | 125.1856
2024 | 1 | 3 | 20 | 1147.7979 | 97.7979
2024 | 1 | 3 | 21 | 1116.6385 | 66.6385
2024 | 1 | 3 | 22 | 1074.0618 | 24.0618
2024 | 1 | 3 | 23 | 1014.2127 | 0
2024 | 1 | 4 | 0 | 947.4145 | 0
2024 | 1 | 4 | 1 | 894.338 | 0
2024 | 1 | 4 | 2 | 841.2615 | 0
2024 | 1 | 4 | 3 | 822.4322 | 0
2024 | 1 | 4 | 4 | 814.1631 | 0
2024 | 1 | 4 | 5 | 819.0216 | 0
2024 | 1 | 4 | 6 | 846.098 | 0
2024 | 1 | 4 | 7 | 907.8148 | 0
2024 | 1 | 4 | 8 | 983.5411 | 0
2024 | 1 | 4 | 9 | 1011.0868 | 0
2024 | 1 | 4 | 10 | 1034.9813 | 0
2024 | 1 | 4 | 11 | 1056.8573 | 6.8573
2024 | 1 | 4 | 12 | 1072.9931 | 22.9931
2024 | 1 | 4 | 13 | 1079.6256 | 29.6256
2024 | 1 | 4 | 14 | 1079.6322 | 29.6322
2024 | 1 | 4 | 15 | 1074.3035 | 24.3035
2024 | 1 | 4 | 16 | 1071.1392 | 21.1392
2024 | 1 | 4 | 17 | 1089.4801 | 39.4801
2024 | 1 | 4 | 18 | 1131.0631 | 81.0631
2024 | 1 | 4 | 19 | 1125.2764 | 75.2764
2024 | 1 | 4 | 20 | 1103.0932 | 53.0932
2024 | 1 | 4 | 21 | 1081.1503 | 31.1503
2024 | 1 | 4 | 22 | 1043.4369 | 0
2024 | 1 | 4 | 23 | 991.9371 | 0
2024 | 1 | 5 | 0 | 930.5998 | 0
2024 | 1 | 5 | 1 | 845.4636 | 0
2024 | 1 | 5 | 2 | 811.8831 | 0
2024 | 1 | 5 | 3 | 791.0158 | 0
2024 | 1 | 5 | 4 | 782.3877 | 0
2024 | 1 | 5 | 5 | 784.8632 | 0
2024 | 1 | 5 | 6 | 811.6327 | 0
2024 | 1 | 5 | 7 | 871.8048 | 0
2024 | 1 | 5 | 8 | 946.4791 | 0
2024 | 1 | 5 | 9 | 974.1585 | 0
2024 | 1 | 5 | 10 | 999.3833 | 0
2024 | 1 | 5 | 11 | 1021.8983 | 0
2024 | 1 | 5 | 12 | 1037.9918 | 0
2024 | 1 | 5 | 13 | 1041.5157 | 0
2024 | 1 | 5 | 14 | 1037.7237 | 0
2024 | 1 | 5 | 15 | 1028.193 | 0
2024 | 1 | 5 | 16 | 1019.2877 | 0
2024 | 1 | 5 | 17 | 1034.9904 | 0
2024 | 1 | 5 | 18 | 1075.7845 | 25.7845
2024 | 1 | 5 | 19 | 1065.5419 | 15.5419
2024 | 1 | 5 | 20 | 1037.2725 | 0
2024 | 1 | 5 | 21 | 1013.7073 | 0
2024 | 1 | 5 | 22 | 978.5111 | 0
2024 | 1 | 5 | 23 | 930.2577 | 0
2024 | 1 | 6 | 0 | 869.4679 | 0
2024 | 1 | 6 | 1 | 832.7294 | 0
2024 | 1 | 6 | 2 | 795.6062 | 0
2024 | 1 | 6 | 3 | 771.9392 | 0
2024 | 1 | 6 | 4 | 760.546 | 0
2024 | 1 | 6 | 5 | 755.8527 | 0
2024 | 1 | 6 | 6 | 760.7227 | 0
2024 | 1 | 6 | 7 | 784.4738 | 0
2024 | 1 | 6 | 8 | 837.319 | 0
2024 | 1 | 6 | 9 | 879.5979 | 0
2024 | 1 | 6 | 10 | 920.2966 | 0
2024 | 1 | 6 | 11 | 952.9479 | 0
2024 | 1 | 6 | 12 | 973.7026 | 0
2024 | 1 | 6 | 13 | 978.624 | 0
2024 | 1 | 6 | 14 | 971.8687 | 0
2024 | 1 | 6 | 15 | 961.1724 | 0
2024 | 1 | 6 | 16 | 955.9199 | 0
2024 | 1 | 6 | 17 | 977.2114 | 0
2024 | 1 | 6 | 18 | 1032.1709 | 0
2024 | 1 | 6 | 19 | 1030.8382 | 0
2024 | 1 | 6 | 20 | 1007.0168 | 0
2024 | 1 | 6 | 21 | 986.6191 | 0
2024 | 1 | 6 | 22 | 956.908 | 0
2024 | 1 | 6 | 23 | 917.2483 | 0
2024 | 1 | 7 | 0 | 865.0154 | 0
2024 | 1 | 7 | 1 | 832.0938 | 0
2024 | 1 | 7 | 2 | 800.4731 | 0
2024 | 1 | 7 | 3 | 778.275 | 0
2024 | 1 | 7 | 4 | 766.6513 | 0
2024 | 1 | 7 | 5 | 762.1064 | 0
2024 | 1 | 7 | 6 | 762.3873 | 0
2024 | 1 | 7 | 7 | 775.696 | 0
2024 | 1 | 7 | 8 | 804.6148 | 0
2024 | 1 | 7 | 9 | 836.1084 | 0
2024 | 1 | 7 | 10 | 881.7699 | 0
2024 | 1 | 7 | 11 | 920.5162 | 0
2024 | 1 | 7 | 12 | 950.0525 | 0
2024 | 1 | 7 | 13 | 963.881 | 0
2024 | 1 | 7 | 14 | 961.2216 | 0
2024 | 1 | 7 | 15 | 959.0656 | 0
2024 | 1 | 7 | 16 | 961.8228 | 0
2024 | 1 | 7 | 17 | 990.5799 | 0
2024 | 1 | 7 | 18 | 1050.2151 | 0.21506
2024 | 1 | 7 | 19 | 1056.4238 | 6.4238
2024 | 1 | 7 | 20 | 1037.9243 | 0
2024 | 1 | 7 | 21 | 1018.7617 | 0
2024 | 1 | 7 | 22 | 986.8169 | 0
2024 | 1 | 7 | 23 | 943.9494 | 0
2024 | 1 | 8 | 0 | 895.7712 | 0
2024 | 1 | 8 | 1 | 845.3638 | 0
2024 | 1 | 8 | 2 | 820.2135 | 0
2024 | 1 | 8 | 3 | 806.1388 | 0
2024 | 1 | 8 | 4 | 802.8416 | 0
2024 | 1 | 8 | 5 | 814.2922 | 0
2024 | 1 | 8 | 6 | 852.4673 | 0
2024 | 1 | 8 | 7 | 925.8999 | 0
2024 | 1 | 8 | 8 | 1011.3927 | 0
2024 | 1 | 8 | 9 | 1035.5932 | 0
2024 | 1 | 8 | 10 | 1056.8545 | 6.8545
2024 | 1 | 8 | 11 | 1078.7708 | 28.7708
2024 | 1 | 8 | 12 | 1092.0869 | 42.0869
2024 | 1 | 8 | 13 | 1095.8998 | 45.8998
2024 | 1 | 8 | 14 | 1096.4927 | 46.4927
2024 | 1 | 8 | 15 | 1090.4254 | 40.4254
2024 | 1 | 8 | 16 | 1087.9507 | 37.9507
2024 | 1 | 8 | 17 | 1104.4843 | 54.4843
2024 | 1 | 8 | 18 | 1146.9152 | 96.9152
2024 | 1 | 8 | 19 | 1143.5514 | 93.5514
2024 | 1 | 8 | 20 | 1118.2751 | 68.2751
2024 | 1 | 8 | 21 | 1088.9238 | 38.9238
2024 | 1 | 8 | 22 | 1045.9376 | 0
2024 | 1 | 8 | 23 | 989.055 | 0
2024 | 1 | 9 | 0 | 925.5293 | 0
2024 | 1 | 9 | 1 | 835.5032 | 0
2024 | 1 | 9 | 2 | 803.2752 | 0
2024 | 1 | 9 | 3 | 783.964 | 0
2024 | 1 | 9 | 4 | 775.8126 | 0
2024 | 1 | 9 | 5 | 786.0512 | 0
2024 | 1 | 9 | 6 | 829.1025 | 0
2024 | 1 | 9 | 7 | 898.4277 | 0
2024 | 1 | 9 | 8 | 967.753 | 0
2024 | 1 | 9 | 9 | 1023.4371 | 0
2024 | 1 | 9 | 10 | 1039.3371 | 0
2024 | 1 | 9 | 11 | 1056.2673 | 6.2673
2024 | 1 | 9 | 12 | 1065.7941 | 15.7941
2024 | 1 | 9 | 13 | 1068.3327 | 18.3327
2024 | 1 | 9 | 14 | 1066.2617 | 16.2617
2024 | 1 | 9 | 15 | 1058.3815 | 8.3815
2024 | 1 | 9 | 16 | 1053.4053 | 3.4053
2024 | 1 | 9 | 17 | 1068.2031 | 18.2031
2024 | 1 | 9 | 18 | 1118.3945 | 68.3945
2024 | 1 | 9 | 19 | 1119.1166 | 69.1166
2024 | 1 | 9 | 20 | 1099.7415 | 49.7415
2024 | 1 | 9 | 21 | 1074.3067 | 24.3067
2024 | 1 | 9 | 22 | 1026.586 | 0
2024 | 1 | 9 | 23 | 959.9151 | 0
2024 | 1 | 10 | 0 | 910.8211 | 0
2024 | 1 | 10 | 1 | 861.7271 | 0
2024 | 1 | 10 | 2 | 832.7538 | 0
2024 | 1 | 10 | 3 | 815.2569 | 0
2024 | 1 | 10 | 4 | 809.2597 | 0
2024 | 1 | 10 | 5 | 819.0251 | 0
2024 | 1 | 10 | 6 | 858.5711 | 0
2024 | 1 | 10 | 7 | 936.0288 | 0
2024 | 1 | 10 | 8 | 1013.4865 | 0
2024 | 1 | 10 | 9 | 1036.9494 | 0
2024 | 1 | 10 | 10 | 1059.4888 | 9.4888
2024 | 1 | 10 | 11 | 1080.9173 | 30.9173
2024 | 1 | 10 | 12 | 1095.7118 | 45.7118
2024 | 1 | 10 | 13 | 1101.8024 | 51.8024
2024 | 1 | 10 | 14 | 1102.4811 | 52.4811
2024 | 1 | 10 | 15 | 1097.8167 | 47.8167
2024 | 1 | 10 | 16 | 1097.4931 | 47.4931
2024 | 1 | 10 | 17 | 1113.4754 | 63.4754
2024 | 1 | 10 | 18 | 1152.5594 | 102.5594
2024 | 1 | 10 | 19 | 1144.4126 | 94.4126
2024 | 1 | 10 | 20 | 1115.0218 | 65.0218
2024 | 1 | 10 | 21 | 1082.3847 | 32.3847
2024 | 1 | 10 | 22 | 1041.1619 | 0
2024 | 1 | 10 | 23 | 984.7186 | 0
2024 | 1 | 11 | 0 | 922.5939 | 0
2024 | 1 | 11 | 1 | 847.9719 | 0
2024 | 1 | 11 | 2 | 817.3853 | 0
2024 | 1 | 11 | 3 | 798.8672 | 0
2024 | 1 | 11 | 4 | 792.2467 | 0
2024 | 1 | 11 | 5 | 801.5643 | 0
2024 | 1 | 11 | 6 | 840.685 | 0
2024 | 1 | 11 | 7 | 908.1368 | 0
2024 | 1 | 11 | 8 | 975.5886 | 0
2024 | 1 | 11 | 9 | 1031.3132 | 0
2024 | 1 | 11 | 10 | 1051.1971 | 1.1971
2024 | 1 | 11 | 11 | 1072.2713 | 22.2713
2024 | 1 | 11 | 12 | 1086.0784 | 36.0784
2024 | 1 | 11 | 13 | 1090.2654 | 40.2654
2024 | 1 | 11 | 14 | 1089.5393 | 39.5393
2024 | 1 | 11 | 15 | 1081.5888 | 31.5888
2024 | 1 | 11 | 16 | 1076.7659 | 26.7659
2024 | 1 | 11 | 17 | 1089.9566 | 39.9566
2024 | 1 | 11 | 18 | 1137.4707 | 87.4707
2024 | 1 | 11 | 19 | 1138.6942 | 88.6942
2024 | 1 | 11 | 20 | 1117.2255 | 67.2255
2024 | 1 | 11 | 21 | 1095.0688 | 45.0688
2024 | 1 | 11 | 22 | 1051.0074 | 1.0074
2024 | 1 | 11 | 23 | 990.0293 | 0
2024 | 1 | 12 | 0 | 920.3566 | 0
2024 | 1 | 12 | 1 | 864.227 | 0
2024 | 1 | 12 | 2 | 834.4306 | 0
2024 | 1 | 12 | 3 | 817.8933 | 0
2024 | 1 | 12 | 4 | 813.3253 | 0
2024 | 1 | 12 | 5 | 820.942 | 0
2024 | 1 | 12 | 6 | 856.3046 | 0
2024 | 1 | 12 | 7 | 936.3583 | 0
2024 | 1 | 12 | 8 | 1016.412 | 0
2024 | 1 | 12 | 9 | 1044.0074 | 0
2024 | 1 | 12 | 10 | 1063.5471 | 13.5471
2024 | 1 | 12 | 11 | 1081.6985 | 31.6985
2024 | 1 | 12 | 12 | 1092.5273 | 42.5273
2024 | 1 | 12 | 13 | 1089.2941 | 39.2941
2024 | 1 | 12 | 14 | 1083.6904 | 33.6904
2024 | 1 | 12 | 15 | 1073.2007 | 23.2007
2024 | 1 | 12 | 16 | 1066.6735 | 16.6735
2024 | 1 | 12 | 17 | 1075.6896 | 25.6896
2024 | 1 | 12 | 18 | 1119.1748 | 69.1748
2024 | 1 | 12 | 19 | 1117.0436 | 67.0436
2024 | 1 | 12 | 20 | 1089.7773 | 39.7773
2024 | 1 | 12 | 21 | 1063.566 | 13.566
2024 | 1 | 12 | 22 | 1028.845 | 0
2024 | 1 | 12 | 23 | 981.442 | 0
2024 | 1 | 13 | 0 | 922.4076 | 0
2024 | 1 | 13 | 1 | 864.6724 | 0
2024 | 1 | 13 | 2 | 806.9373 | 0
2024 | 1 | 13 | 3 | 783.4096 | 0
2024 | 1 | 13 | 4 | 766.9444 | 0
2024 | 1 | 13 | 5 | 757.1809 | 0
2024 | 1 | 13 | 6 | 753.1859 | 0
2024 | 1 | 13 | 7 | 769.0666 | 0
2024 | 1 | 13 | 8 | 819.5117 | 0
2024 | 1 | 13 | 9 | 858.4189 | 0
2024 | 1 | 13 | 10 | 895.3045 | 0
2024 | 1 | 13 | 11 | 923.8343 | 0
2024 | 1 | 13 | 12 | 940.676 | 0
2024 | 1 | 13 | 13 | 941.6295 | 0
2024 | 1 | 13 | 14 | 934.2676 | 0
2024 | 1 | 13 | 15 | 921.6275 | 0
2024 | 1 | 13 | 16 | 914.6835 | 0
2024 | 1 | 13 | 17 | 931.9341 | 0
2024 | 1 | 13 | 18 | 979.1241 | 0
2024 | 1 | 13 | 19 | 972.1271 | 0
2024 | 1 | 13 | 20 | 943.4683 | 0
2024 | 1 | 13 | 21 | 921.7178 | 0
2024 | 1 | 13 | 22 | 894.7813 | 0
2024 | 1 | 13 | 23 | 861.2803 | 0
2024 | 1 | 14 | 0 | 817.6293 | 0
2024 | 1 | 14 | 1 | 789.475 | 0
2024 | 1 | 14 | 2 | 760.5915 | 0
2024 | 1 | 14 | 3 | 740.5965 | 0
2024 | 1 | 14 | 4 | 728.5381 | 0
2024 | 1 | 14 | 5 | 721.0666 | 0
2024 | 1 | 14 | 6 | 717.6855 | 0
2024 | 1 | 14 | 7 | 725.859 | 0
2024 | 1 | 14 | 8 | 763.2519 | 0
2024 | 1 | 14 | 9 | 800.6448 | 0
2024 | 1 | 14 | 10 | 841.219 | 0
2024 | 1 | 14 | 11 | 876.0679 | 0
2024 | 1 | 14 | 12 | 904.5487 | 0
2024 | 1 | 14 | 13 | 913.3417 | 0
2024 | 1 | 14 | 14 | 911.0734 | 0
2024 | 1 | 14 | 15 | 907.2278 | 0
2024 | 1 | 14 | 16 | 909.1488 | 0
2024 | 1 | 14 | 17 | 934.2023 | 0
2024 | 1 | 14 | 18 | 993.4248 | 0
2024 | 1 | 14 | 19 | 1002.6092 | 0
2024 | 1 | 14 | 20 | 982.8513 | 0
2024 | 1 | 14 | 21 | 962.4961 | 0
2024 | 1 | 14 | 22 | 935.0626 | 0
2024 | 1 | 14 | 23 | 899.2509 | 0
2024 | 1 | 15 | 0 | 855.7084 | 0
2024 | 1 | 15 | 1 | 828.5669 | 0
2024 | 1 | 15 | 2 | 804.4038 | 0
2024 | 1 | 15 | 3 | 792.42 | 0
2024 | 1 | 15 | 4 | 790.9856 | 0
2024 | 1 | 15 | 5 | 801.7184 | 0
2024 | 1 | 15 | 6 | 840.8397 | 0
2024 | 1 | 15 | 7 | 913.0502 | 0
2024 | 1 | 15 | 8 | 985.2607 | 0
2024 | 1 | 15 | 9 | 1048.9472 | 0
2024 | 1 | 15 | 10 | 1070.0088 | 20.0088
2024 | 1 | 15 | 11 | 1089.5189 | 39.5189
2024 | 1 | 15 | 12 | 1102.9475 | 52.9475
2024 | 1 | 15 | 13 | 1102.9054 | 52.9054
2024 | 1 | 15 | 14 | 1101.1575 | 51.1575
2024 | 1 | 15 | 15 | 1093.6953 | 43.6953
2024 | 1 | 15 | 16 | 1088.3097 | 38.3097
2024 | 1 | 15 | 17 | 1101.1406 | 51.1406
2024 | 1 | 15 | 18 | 1152.0905 | 102.0905
2024 | 1 | 15 | 19 | 1162.0892 | 112.0892
2024 | 1 | 15 | 20 | 1143.9654 | 93.9654
2024 | 1 | 15 | 21 | 1120.2526 | 70.2526
2024 | 1 | 15 | 22 | 1077.1989 | 27.1989
2024 | 1 | 15 | 23 | 1016.6328 | 0
2024 | 1 | 16 | 0 | 962.1606 | 0
2024 | 1 | 16 | 1 | 907.6884 | 0
2024 | 1 | 16 | 2 | 878.8892 | 0
2024 | 1 | 16 | 3 | 862.3714 | 0
2024 | 1 | 16 | 4 | 857.7443 | 0
2024 | 1 | 16 | 5 | 865.5031 | 0
2024 | 1 | 16 | 6 | 900.986 | 0
2024 | 1 | 16 | 7 | 972.4485 | 0
2024 | 1 | 16 | 8 | 1043.911 | 0
2024 | 1 | 16 | 9 | 1106.9803 | 56.9803
2024 | 1 | 16 | 10 | 1122.2867 | 72.2867
2024 | 1 | 16 | 11 | 1139.1912 | 89.1912
2024 | 1 | 16 | 12 | 1150.5993 | 100.5993
2024 | 1 | 16 | 13 | 1150.1473 | 100.1473
2024 | 1 | 16 | 14 | 1148.3409 | 98.3409
2024 | 1 | 16 | 15 | 1140.1343 | 90.1343
2024 | 1 | 16 | 16 | 1136.254 | 86.254
2024 | 1 | 16 | 17 | 1150.3451 | 100.3451
2024 | 1 | 16 | 18 | 1200.4659 | 150.4659
2024 | 1 | 16 | 19 | 1210.3272 | 160.3272
2024 | 1 | 16 | 20 | 1190.6835 | 140.6835
2024 | 1 | 16 | 21 | 1166.7555 | 116.7555
2024 | 1 | 16 | 22 | 1121.8665 | 71.8665
2024 | 1 | 16 | 23 | 1056.0892 | 6.0892
2024 | 1 | 17 | 0 | 980.7447 | 0
2024 | 1 | 17 | 1 | 940.6293 | 0
2024 | 1 | 17 | 2 | 908.2203 | 0
2024 | 1 | 17 | 3 | 889.268 | 0
2024 | 1 | 17 | 4 | 881.5519 | 0
2024 | 1 | 17 | 5 | 887.6049 | 0
2024 | 1 | 17 | 6 | 920.8564 | 0
2024 | 1 | 17 | 7 | 1003.2607 | 0
2024 | 1 | 17 | 8 | 1085.6651 | 35.6651
2024 | 1 | 17 | 9 | 1110.3512 | 60.3512
2024 | 1 | 17 | 10 | 1128.3604 | 78.3604
2024 | 1 | 17 | 11 | 1147.1494 | 97.1494
2024 | 1 | 17 | 12 | 1159.3149 | 109.3149
2024 | 1 | 17 | 13 | 1160.1716 | 110.1716
2024 | 1 | 17 | 14 | 1159.1537 | 109.1537
2024 | 1 | 17 | 15 | 1151.5215 | 101.5215
2024 | 1 | 17 | 16 | 1149.3345 | 99.3345
2024 | 1 | 17 | 17 | 1160.4048 | 110.4048
2024 | 1 | 17 | 18 | 1202.5477 | 152.5477
2024 | 1 | 17 | 19 | 1205.9586 | 155.9586
2024 | 1 | 17 | 20 | 1180.574 | 130.574
2024 | 1 | 17 | 21 | 1150.8923 | 100.8923
2024 | 1 | 17 | 22 | 1106.9617 | 56.9617
2024 | 1 | 17 | 23 | 1043.7068 | 0
2024 | 1 | 18 | 0 | 972.2352 | 0
2024 | 1 | 18 | 1 | 916.2563 | 0
2024 | 1 | 18 | 2 | 885.2276 | 0
2024 | 1 | 18 | 3 | 867.5132 | 0
2024 | 1 | 18 | 4 | 860.796 | 0
2024 | 1 | 18 | 5 | 866.9444 | 0
2024 | 1 | 18 | 6 | 900.447 | 0
2024 | 1 | 18 | 7 | 974.8141 | 0
2024 | 1 | 18 | 8 | 1034.0881 | 0
2024 | 1 | 18 | 9 | 1093.3622 | 43.3622
2024 | 1 | 18 | 10 | 1110.2275 | 60.2275
2024 | 1 | 18 | 11 | 1128.324 | 78.324
2024 | 1 | 18 | 12 | 1139.0092 | 89.0092
2024 | 1 | 18 | 13 | 1139.847 | 89.847
2024 | 1 | 18 | 14 | 1136.8097 | 86.8097
2024 | 1 | 18 | 15 | 1129.0822 | 79.0822
2024 | 1 | 18 | 16 | 1121.4796 | 71.4796
2024 | 1 | 18 | 17 | 1129.8725 | 79.8725
2024 | 1 | 18 | 18 | 1172.4978 | 122.4978
2024 | 1 | 18 | 19 | 1183.4169 | 133.4169
2024 | 1 | 18 | 20 | 1165.1129 | 115.1129
2024 | 1 | 18 | 21 | 1142.6413 | 92.6413
2024 | 1 | 18 | 22 | 1100.5907 | 50.5907
2024 | 1 | 18 | 23 | 1039.7012 | 0
2024 | 1 | 19 | 0 | 967.8142 | 0
2024 | 1 | 19 | 1 | 921.478 | 0
2024 | 1 | 19 | 2 | 886.2348 | 0
2024 | 1 | 19 | 3 | 865.2642 | 0
2024 | 1 | 19 | 4 | 855.2932 | 0
2024 | 1 | 19 | 5 | 861.1273 | 0
2024 | 1 | 19 | 6 | 893.1758 | 0
2024 | 1 | 19 | 7 | 968.0407 | 0
2024 | 1 | 19 | 8 | 1027.9284 | 0
2024 | 1 | 19 | 9 | 1087.8161 | 37.8161
2024 | 1 | 19 | 10 | 1109.6861 | 59.6861
2024 | 1 | 19 | 11 | 1129.4395 | 79.4395
2024 | 1 | 19 | 12 | 1141.9249 | 91.9249
2024 | 1 | 19 | 13 | 1142.9247 | 92.9247
2024 | 1 | 19 | 14 | 1139.3256 | 89.3256
2024 | 1 | 19 | 15 | 1127.658 | 77.658
2024 | 1 | 19 | 16 | 1118.0089 | 68.0089
2024 | 1 | 19 | 17 | 1124.9478 | 74.9478
2024 | 1 | 19 | 18 | 1161.7548 | 111.7548
2024 | 1 | 19 | 19 | 1164.5975 | 114.5975
2024 | 1 | 19 | 20 | 1138.7742 | 88.7742
2024 | 1 | 19 | 21 | 1111.501 | 61.501
2024 | 1 | 19 | 22 | 1070.8325 | 20.8325
2024 | 1 | 19 | 23 | 1013.8839 | 0
2024 | 1 | 20 | 0 | 943.4351 | 0
2024 | 1 | 20 | 1 | 880.8036 | 0
2024 | 1 | 20 | 2 | 844.7102 | 0
2024 | 1 | 20 | 3 | 820.1597 | 0
2024 | 1 | 20 | 4 | 806.0512 | 0
2024 | 1 | 20 | 5 | 798.7707 | 0
2024 | 1 | 20 | 6 | 799.8103 | 0
2024 | 1 | 20 | 7 | 817.1354 | 0
2024 | 1 | 20 | 8 | 860.7492 | 0
2024 | 1 | 20 | 9 | 899.9626 | 0
2024 | 1 | 20 | 10 | 940.8324 | 0
2024 | 1 | 20 | 11 | 972.9182 | 0
2024 | 1 | 20 | 12 | 992.5002 | 0
2024 | 1 | 20 | 13 | 997.8087 | 0
2024 | 1 | 20 | 14 | 991.3902 | 0
2024 | 1 | 20 | 15 | 981.056 | 0
2024 | 1 | 20 | 16 | 973.3485 | 0
2024 | 1 | 20 | 17 | 989.8625 | 0
2024 | 1 | 20 | 18 | 1032.5422 | 0
2024 | 1 | 20 | 19 | 1035.9887 | 0
2024 | 1 | 20 | 20 | 1009.0736 | 0
2024 | 1 | 20 | 21 | 984.666 | 0
2024 | 1 | 20 | 22 | 956.6182 | 0
2024 | 1 | 20 | 23 | 922.7585 | 0
2024 | 1 | 21 | 0 | 878.8786 | 0
2024 | 1 | 21 | 1 | 836.1932 | 0
2024 | 1 | 21 | 2 | 804.1931 | 0
2024 | 1 | 21 | 3 | 781.8036 | 0
2024 | 1 | 21 | 4 | 768.5579 | 0
2024 | 1 | 21 | 5 | 760.1731 | 0
2024 | 1 | 21 | 6 | 755.86 | 0
2024 | 1 | 21 | 7 | 764.705 | 0
2024 | 1 | 21 | 8 | 797.2899 | 0
2024 | 1 | 21 | 9 | 836.5961 | 0
2024 | 1 | 21 | 10 | 883.1011 | 0
2024 | 1 | 21 | 11 | 922.7404 | 0
2024 | 1 | 21 | 12 | 951.7032 | 0
2024 | 1 | 21 | 13 | 963.3112 | 0
2024 | 1 | 21 | 14 | 962.9007 | 0
2024 | 1 | 21 | 15 | 958.3068 | 0
2024 | 1 | 21 | 16 | 958.8206 | 0
2024 | 1 | 21 | 17 | 980.1054 | 0
2024 | 1 | 21 | 18 | 1033.9394 | 0
2024 | 1 | 21 | 19 | 1050.9001 | 0.90013
2024 | 1 | 21 | 20 | 1035.6466 | 0
2024 | 1 | 21 | 21 | 1019.1935 | 0
2024 | 1 | 21 | 22 | 988.2724 | 0
2024 | 1 | 21 | 23 | 947.1101 | 0
2024 | 1 | 22 | 0 | 896.9154 | 0
2024 | 1 | 22 | 1 | 873.3755 | 0
2024 | 1 | 22 | 2 | 847.6276 | 0
2024 | 1 | 22 | 3 | 833.4818 | 0
2024 | 1 | 22 | 4 | 830.5482 | 0
2024 | 1 | 22 | 5 | 839.4944 | 0
2024 | 1 | 22 | 6 | 873.2464 | 0
2024 | 1 | 22 | 7 | 943.6819 | 0
2024 | 1 | 22 | 8 | 1014.1173 | 0
2024 | 1 | 22 | 9 | 1077.8151 | 27.8151
2024 | 1 | 22 | 10 | 1103.8398 | 53.8398
2024 | 1 | 22 | 11 | 1126.455 | 76.455
2024 | 1 | 22 | 12 | 1142.0891 | 92.0891
2024 | 1 | 22 | 13 | 1144.1747 | 94.1747
2024 | 1 | 22 | 14 | 1143.1915 | 93.1915
2024 | 1 | 22 | 15 | 1135.8184 | 85.8184
2024 | 1 | 22 | 16 | 1133.0894 | 83.0894
2024 | 1 | 22 | 17 | 1146.7699 | 96.7699
2024 | 1 | 22 | 18 | 1186.3547 | 136.3547
2024 | 1 | 22 | 19 | 1196.0363 | 146.0363
2024 | 1 | 22 | 20 | 1175.4367 | 125.4367
2024 | 1 | 22 | 21 | 1150.73 | 100.73
2024 | 1 | 22 | 22 | 1108.7876 | 58.7876
2024 | 1 | 22 | 23 | 1050.4638 | 0.46376
2024 | 1 | 23 | 0 | 980.7247 | 0
2024 | 1 | 23 | 1 | 911.8138 | 0
2024 | 1 | 23 | 2 | 877.7618 | 0
2024 | 1 | 23 | 3 | 856.9508 | 0
2024 | 1 | 23 | 4 | 847.4042 | 0
2024 | 1 | 23 | 5 | 852.3013 | 0
2024 | 1 | 23 | 6 | 886.3991 | 0
2024 | 1 | 23 | 7 | 959.9381 | 0
2024 | 1 | 23 | 8 | 1047.8249 | 0
2024 | 1 | 23 | 9 | 1072.7671 | 22.7671
2024 | 1 | 23 | 10 | 1093.7778 | 43.7778
2024 | 1 | 23 | 11 | 1115.6987 | 65.6987
2024 | 1 | 23 | 12 | 1129.9675 | 79.9675
2024 | 1 | 23 | 13 | 1133.2626 | 83.2626
2024 | 1 | 23 | 14 | 1133.2149 | 83.2149
2024 | 1 | 23 | 15 | 1127.6618 | 77.6618
2024 | 1 | 23 | 16 | 1123.0725 | 73.0725
2024 | 1 | 23 | 17 | 1135.9811 | 85.9811
2024 | 1 | 23 | 18 | 1170.9831 | 120.9831
2024 | 1 | 23 | 19 | 1176.9215 | 126.9215
2024 | 1 | 23 | 20 | 1152.8337 | 102.8337
2024 | 1 | 23 | 21 | 1125.287 | 75.287
2024 | 1 | 23 | 22 | 1081.4557 | 31.4557
2024 | 1 | 23 | 23 | 1019.5744 | 0
2024 | 1 | 24 | 0 | 947.9308 | 0
2024 | 1 | 24 | 1 | 923.9273 | 0
2024 | 1 | 24 | 2 | 895.3342 | 0
2024 | 1 | 24 | 3 | 879.8755 | 0
2024 | 1 | 24 | 4 | 874.4909 | 0
2024 | 1 | 24 | 5 | 880.8303 | 0
2024 | 1 | 24 | 6 | 913.1171 | 0
2024 | 1 | 24 | 7 | 982.8423 | 0
2024 | 1 | 24 | 8 | 1052.5674 | 2.5674
2024 | 1 | 24 | 9 | 1118.6461 | 68.6461
2024 | 1 | 24 | 10 | 1137.146 | 87.146
2024 | 1 | 24 | 11 | 1155.4408 | 105.4408
2024 | 1 | 24 | 12 | 1167.0392 | 117.0392
2024 | 1 | 24 | 13 | 1167.4027 | 117.4027
2024 | 1 | 24 | 14 | 1168.2762 | 118.2762
2024 | 1 | 24 | 15 | 1161.5814 | 111.5814
2024 | 1 | 24 | 16 | 1161.9174 | 111.9174
2024 | 1 | 24 | 17 | 1175.3133 | 125.3133
2024 | 1 | 24 | 18 | 1212.053 | 162.053
2024 | 1 | 24 | 19 | 1223.6723 | 173.6723
2024 | 1 | 24 | 20 | 1206.8836 | 156.8836
2024 | 1 | 24 | 21 | 1176.5622 | 126.5622
2024 | 1 | 24 | 22 | 1138.8191 | 88.8191
2024 | 1 | 24 | 23 | 1080.5276 | 30.5276
2024 | 1 | 25 | 0 | 1013.0281 | 0
2024 | 1 | 25 | 1 | 967.1209 | 0
2024 | 1 | 25 | 2 | 936.4306 | 0
2024 | 1 | 25 | 3 | 919.0658 | 0
2024 | 1 | 25 | 4 | 911.9781 | 0
2024 | 1 | 25 | 5 | 914.8456 | 0
2024 | 1 | 25 | 6 | 940.1879 | 0
2024 | 1 | 25 | 7 | 1008.8064 | 0
2024 | 1 | 25 | 8 | 1105.2377 | 55.2377
2024 | 1 | 25 | 9 | 1130.632 | 80.632
2024 | 1 | 25 | 10 | 1145.1976 | 95.1976
2024 | 1 | 25 | 11 | 1159.5871 | 109.5871
2024 | 1 | 25 | 12 | 1170.4016 | 120.4016
2024 | 1 | 25 | 13 | 1168.2907 | 118.2907
2024 | 1 | 25 | 14 | 1164.0549 | 114.0549
2024 | 1 | 25 | 15 | 1153.4371 | 103.4371
2024 | 1 | 25 | 16 | 1143.938 | 93.938
2024 | 1 | 25 | 17 | 1152.0139 | 102.0139
2024 | 1 | 25 | 18 | 1196.0112 | 146.0112
2024 | 1 | 25 | 19 | 1218.1687 | 168.1687
2024 | 1 | 25 | 20 | 1209.0716 | 159.0716
2024 | 1 | 25 | 21 | 1188.8343 | 138.8343
2024 | 1 | 25 | 22 | 1150.4556 | 100.4556
2024 | 1 | 25 | 23 | 1092.8513 | 42.8513
2024 | 1 | 26 | 0 | 1022.7818 | 0
2024 | 1 | 26 | 1 | 958.3957 | 0
2024 | 1 | 26 | 2 | 922.3939 | 0
2024 | 1 | 26 | 3 | 902.06 | 0
2024 | 1 | 26 | 4 | 892.6356 | 0
2024 | 1 | 26 | 5 | 894.1266 | 0
2024 | 1 | 26 | 6 | 919.7421 | 0
2024 | 1 | 26 | 7 | 994.5971 | 0
2024 | 1 | 26 | 8 | 1069.4521 | 19.4521
2024 | 1 | 26 | 9 | 1141.9863 | 91.9863
2024 | 1 | 26 | 10 | 1157.3456 | 107.3456
2024 | 1 | 26 | 11 | 1173.1842 | 123.1842
2024 | 1 | 26 | 12 | 1181.9823 | 131.9823
2024 | 1 | 26 | 13 | 1173.3958 | 123.3958
2024 | 1 | 26 | 14 | 1165.4048 | 115.4048
2024 | 1 | 26 | 15 | 1148.1696 | 98.1696
2024 | 1 | 26 | 16 | 1132.1938 | 82.1938
2024 | 1 | 26 | 17 | 1135.9117 | 85.9117
2024 | 1 | 26 | 18 | 1181.8178 | 131.8178
2024 | 1 | 26 | 19 | 1207.7918 | 157.7918
2024 | 1 | 26 | 20 | 1197.0998 | 147.0998
2024 | 1 | 26 | 21 | 1179.3536 | 129.3536
2024 | 1 | 26 | 22 | 1140.6993 | 90.6993
2024 | 1 | 26 | 23 | 1079.0258 | 29.0258
2024 | 1 | 27 | 0 | 1019.7825 | 0
2024 | 1 | 27 | 1 | 960.5392 | 0
2024 | 1 | 27 | 2 | 922.716 | 0
2024 | 1 | 27 | 3 | 896.6019 | 0
2024 | 1 | 27 | 4 | 882.187 | 0
2024 | 1 | 27 | 5 | 878.1934 | 0
2024 | 1 | 27 | 6 | 884.5149 | 0
2024 | 1 | 27 | 7 | 903.4796 | 0
2024 | 1 | 27 | 8 | 930.2759 | 0
2024 | 1 | 27 | 9 | 966.5466 | 0
2024 | 1 | 27 | 10 | 1010.6916 | 0
2024 | 1 | 27 | 11 | 1041.401 | 0
2024 | 1 | 27 | 12 | 1062.3092 | 12.3092
2024 | 1 | 27 | 13 | 1069.796 | 19.796
2024 | 1 | 27 | 14 | 1062.4146 | 12.4146
2024 | 1 | 27 | 15 | 1049.6668 | 0
2024 | 1 | 27 | 16 | 1040.2317 | 0
2024 | 1 | 27 | 17 | 1056.5821 | 6.5821
2024 | 1 | 27 | 18 | 1099.8344 | 49.8344
2024 | 1 | 27 | 19 | 1113.8417 | 63.8417
2024 | 1 | 27 | 20 | 1087.1777 | 37.1777
2024 | 1 | 27 | 21 | 1060.2203 | 10.2203
2024 | 1 | 27 | 22 | 1028.9456 | 0
2024 | 1 | 27 | 23 | 991.1996 | 0
2024 | 1 | 28 | 0 | 945.4643 | 0
2024 | 1 | 28 | 1 | 889.3111 | 0
2024 | 1 | 28 | 2 | 833.158 | 0
2024 | 1 | 28 | 3 | 808.7034 | 0
2024 | 1 | 28 | 4 | 791.1172 | 0
2024 | 1 | 28 | 5 | 776.9566 | 0
2024 | 1 | 28 | 6 | 759.8192 | 0
2024 | 1 | 28 | 7 | 760.293 | 0
2024 | 1 | 28 | 8 | 800.2634 | 0
2024 | 1 | 28 | 9 | 839.6886 | 0
2024 | 1 | 28 | 10 | 880.0461 | 0
2024 | 1 | 28 | 11 | 912.5297 | 0
2024 | 1 | 28 | 12 | 941.1249 | 0
2024 | 1 | 28 | 13 | 951.1522 | 0
2024 | 1 | 28 | 14 | 952.0692 | 0
2024 | 1 | 28 | 15 | 948.8592 | 0
2024 | 1 | 28 | 16 | 949.5712 | 0
2024 | 1 | 28 | 17 | 971.7064 | 0
2024 | 1 | 28 | 18 | 1011.4258 | 0
2024 | 1 | 28 | 19 | 1021.8449 | 0
2024 | 1 | 28 | 20 | 1000.5938 | 0
2024 | 1 | 28 | 21 | 979.6746 | 0
2024 | 1 | 28 | 22 | 952.2044 | 0
2024 | 1 | 28 | 23 | 915.5436 | 0
2024 | 1 | 29 | 0 | 867.0725 | 0
2024 | 1 | 29 | 1 | 829.0735 | 0
2024 | 1 | 29 | 2 | 800.517 | 0
2024 | 1 | 29 | 3 | 784.1014 | 0
2024 | 1 | 29 | 4 | 778.3077 | 0
2024 | 1 | 29 | 5 | 786.8788 | 0
2024 | 1 | 29 | 6 | 822.4373 | 0
2024 | 1 | 29 | 7 | 893.7158 | 0
2024 | 1 | 29 | 8 | 964.9943 | 0
2024 | 1 | 29 | 9 | 1029.4557 | 0
2024 | 1 | 29 | 10 | 1057.7318 | 7.7318
2024 | 1 | 29 | 11 | 1081.4666 | 31.4666
2024 | 1 | 29 | 12 | 1099.8589 | 49.8589
2024 | 1 | 29 | 13 | 1107.0931 | 57.0931
2024 | 1 | 29 | 14 | 1110.5346 | 60.5346
2024 | 1 | 29 | 15 | 1103.9943 | 53.9943
2024 | 1 | 29 | 16 | 1099.2791 | 49.2791
2024 | 1 | 29 | 17 | 1112.7315 | 62.7315
2024 | 1 | 29 | 18 | 1145.8863 | 95.8863
2024 | 1 | 29 | 19 | 1156.431 | 106.431
2024 | 1 | 29 | 20 | 1135.3738 | 85.3738
2024 | 1 | 29 | 21 | 1107.2354 | 57.2354
2024 | 1 | 29 | 22 | 1063.0393 | 13.0393
2024 | 1 | 29 | 23 | 1002.8002 | 0
2024 | 1 | 30 | 0 | 932.2925 | 0
2024 | 1 | 30 | 1 | 879.2169 | 0
2024 | 1 | 30 | 2 | 849.2468 | 0
2024 | 1 | 30 | 3 | 832.3675 | 0
2024 | 1 | 30 | 4 | 826.2616 | 0
2024 | 1 | 30 | 5 | 832.0553 | 0
2024 | 1 | 30 | 6 | 864.1782 | 0
2024 | 1 | 30 | 7 | 934.9158 | 0
2024 | 1 | 30 | 8 | 1005.6533 | 0
2024 | 1 | 30 | 9 | 1071.5358 | 21.5358
2024 | 1 | 30 | 10 | 1092.8352 | 42.8352
2024 | 1 | 30 | 11 | 1110.3311 | 60.3311
2024 | 1 | 30 | 12 | 1124.0151 | 74.0151
2024 | 1 | 30 | 13 | 1122.9355 | 72.9355
2024 | 1 | 30 | 14 | 1123.0222 | 73.0222
2024 | 1 | 30 | 15 | 1115.288 | 65.288
2024 | 1 | 30 | 16 | 1111.2108 | 61.2108
2024 | 1 | 30 | 17 | 1125.1427 | 75.1427
2024 | 1 | 30 | 18 | 1164.0306 | 114.0306
2024 | 1 | 30 | 19 | 1181.141 | 131.141
2024 | 1 | 30 | 20 | 1163.8115 | 113.8115
2024 | 1 | 30 | 21 | 1138.1838 | 88.1838
2024 | 1 | 30 | 22 | 1098.9446 | 48.9446
2024 | 1 | 30 | 23 | 1040.4842 | 0
2024 | 1 | 31 | 0 | 969.9723 | 0
2024 | 1 | 31 | 1 | 916.0443 | 0
2024 | 1 | 31 | 2 | 884.0907 | 0
2024 | 1 | 31 | 3 | 865.6546 | 0
2024 | 1 | 31 | 4 | 857.3886 | 0
2024 | 1 | 31 | 5 | 861.0593 | 0
2024 | 1 | 31 | 6 | 890.3573 | 0
2024 | 1 | 31 | 7 | 962.234 | 0
2024 | 1 | 31 | 8 | 1034.1107 | 0
2024 | 1 | 31 | 9 | 1101.1304 | 51.1304
2024 | 1 | 31 | 10 | 1118.8223 | 68.8223
2024 | 1 | 31 | 11 | 1135.9974 | 85.9974
2024 | 1 | 31 | 12 | 1147.8178 | 97.8178
2024 | 1 | 31 | 13 | 1145.8065 | 95.8065
2024 | 1 | 31 | 14 | 1144.6916 | 94.6916
2024 | 1 | 31 | 15 | 1136.6001 | 86.6001
2024 | 1 | 31 | 16 | 1128.9963 | 78.9963
2024 | 1 | 31 | 17 | 1138.4604 | 88.4604
2024 | 1 | 31 | 18 | 1178.2016 | 128.2016
2024 | 1 | 31 | 19 | 1202.8899 | 152.8899
2024 | 1 | 31 | 20 | 1192.8102 | 142.8102
2024 | 1 | 31 | 21 | 1170.5414 | 120.5414
2024 | 1 | 31 | 22 | 1129.6224 | 79.6224
2024 | 1 | 31 | 23 | 1064.3702 | 14.3702
2024 | 2 | 1 | 0 | 986.0203 | 0
2024 | 2 | 1 | 1 | 946.3363 | 0
2024 | 2 | 1 | 2 | 906.6522 | 0
2024 | 2 | 1 | 3 | 890.6361 | 0
2024 | 2 | 1 | 4 | 884.3508 | 0
2024 | 2 | 1 | 5 | 893.1654 | 0
2024 | 2 | 1 | 6 | 928.2571 | 0
2024 | 2 | 1 | 7 | 1005.5254 | 0
2024 | 2 | 1 | 8 | 1082.7938 | 32.7938
2024 | 2 | 1 | 9 | 1108.5368 | 58.5368
2024 | 2 | 1 | 10 | 1126.0672 | 76.0672
2024 | 2 | 1 | 11 | 1141.5353 | 91.5353
2024 | 2 | 1 | 12 | 1149.3346 | 99.3346
2024 | 2 | 1 | 13 | 1149.7682 | 99.7682
2024 | 2 | 1 | 14 | 1144.1828 | 94.1828
2024 | 2 | 1 | 15 | 1135.8406 | 85.8406
2024 | 2 | 1 | 16 | 1132.1095 | 82.1095
2024 | 2 | 1 | 17 | 1138.071 | 88.071
2024 | 2 | 1 | 18 | 1165.3641 | 115.3641
2024 | 2 | 1 | 19 | 1183.9407 | 133.9407
2024 | 2 | 1 | 20 | 1163.1329 | 113.1329
2024 | 2 | 1 | 21 | 1136.5144 | 86.5144
2024 | 2 | 1 | 22 | 1095.1877 | 45.1877
2024 | 2 | 1 | 23 | 1039.8168 | 0
2024 | 2 | 2 | 0 | 977.2162 | 0
2024 | 2 | 2 | 1 | 914.6156 | 0
2024 | 2 | 2 | 2 | 880.2886 | 0
2024 | 2 | 2 | 3 | 860.0159 | 0
2024 | 2 | 2 | 4 | 852.0136 | 0
2024 | 2 | 2 | 5 | 859.6372 | 0
2024 | 2 | 2 | 6 | 897.0224 | 0
2024 | 2 | 2 | 7 | 964.9428 | 0
2024 | 2 | 2 | 8 | 1032.8631 | 0
2024 | 2 | 2 | 9 | 1088.4769 | 38.4769
2024 | 2 | 2 | 10 | 1110.2548 | 60.2548
2024 | 2 | 2 | 11 | 1128.4147 | 78.4147
2024 | 2 | 2 | 12 | 1137.3014 | 87.3014
2024 | 2 | 2 | 13 | 1136.7972 | 86.7972
2024 | 2 | 2 | 14 | 1129.5752 | 79.5752
2024 | 2 | 2 | 15 | 1114.9276 | 64.9276
2024 | 2 | 2 | 16 | 1104.6441 | 54.6441
2024 | 2 | 2 | 17 | 1109.7483 | 59.7483
2024 | 2 | 2 | 18 | 1133.9025 | 83.9025
2024 | 2 | 2 | 19 | 1149.4458 | 99.4458
2024 | 2 | 2 | 20 | 1124.331 | 74.331
2024 | 2 | 2 | 21 | 1094.0878 | 44.0878
2024 | 2 | 2 | 22 | 1051.0249 | 1.0249
2024 | 2 | 2 | 23 | 994.0164 | 0
2024 | 2 | 3 | 0 | 935.201 | 0
2024 | 2 | 3 | 1 | 876.3857 | 0
2024 | 2 | 3 | 2 | 839.8828 | 0
2024 | 2 | 3 | 3 | 815.1154 | 0
2024 | 2 | 3 | 4 | 801.2606 | 0
2024 | 2 | 3 | 5 | 795.1025 | 0
2024 | 2 | 3 | 6 | 797.5086 | 0
2024 | 2 | 3 | 7 | 818.3083 | 0
2024 | 2 | 3 | 8 | 859.2245 | 0
2024 | 2 | 3 | 9 | 901.0138 | 0
2024 | 2 | 3 | 10 | 942.2966 | 0
2024 | 2 | 3 | 11 | 972.2793 | 0
2024 | 2 | 3 | 12 | 989.8184 | 0
2024 | 2 | 3 | 13 | 994.2673 | 0
2024 | 2 | 3 | 14 | 986.2476 | 0
2024 | 2 | 3 | 15 | 972.8526 | 0
2024 | 2 | 3 | 16 | 964.3381 | 0
2024 | 2 | 3 | 17 | 976.0298 | 0
2024 | 2 | 3 | 18 | 1008.9555 | 0
2024 | 2 | 3 | 19 | 1027.9363 | 0
2024 | 2 | 3 | 20 | 1004.0052 | 0
2024 | 2 | 3 | 21 | 980.6783 | 0
2024 | 2 | 3 | 22 | 951.7791 | 0
2024 | 2 | 3 | 23 | 917.5156 | 0
2024 | 2 | 4 | 0 | 873.5118 | 0
2024 | 2 | 4 | 1 | 829.508 | 0
2024 | 2 | 4 | 2 | 797.3641 | 0
2024 | 2 | 4 | 3 | 774.8896 | 0
2024 | 2 | 4 | 4 | 762.1022 | 0
2024 | 2 | 4 | 5 | 753.4048 | 0
2024 | 2 | 4 | 6 | 754.7025 | 0
2024 | 2 | 4 | 7 | 756.0001 | 0
2024 | 2 | 4 | 8 | 784.4438 | 0
2024 | 2 | 4 | 9 | 821.6501 | 0
2024 | 2 | 4 | 10 | 866.7632 | 0
2024 | 2 | 4 | 11 | 904.3668 | 0
2024 | 2 | 4 | 12 | 931.4648 | 0
2024 | 2 | 4 | 13 | 943.6528 | 0
2024 | 2 | 4 | 14 | 940.801 | 0
2024 | 2 | 4 | 15 | 935.8425 | 0
2024 | 2 | 4 | 16 | 936.4137 | 0
2024 | 2 | 4 | 17 | 954.4968 | 0
2024 | 2 | 4 | 18 | 993.2506 | 0
2024 | 2 | 4 | 19 | 1019.7185 | 0
2024 | 2 | 4 | 20 | 1004.9151 | 0
2024 | 2 | 4 | 21 | 984.1308 | 0
2024 | 2 | 4 | 22 | 954.9695 | 0
2024 | 2 | 4 | 23 | 919.0365 | 0
2024 | 2 | 5 | 0 | 875.3115 | 0
2024 | 2 | 5 | 1 | 861.9365 | 0
2024 | 2 | 5 | 2 | 839.4981 | 0
2024 | 2 | 5 | 3 | 828.7074 | 0
2024 | 2 | 5 | 4 | 828.8331 | 0
2024 | 2 | 5 | 5 | 839.304 | 0
2024 | 2 | 5 | 6 | 875.5985 | 0
2024 | 2 | 5 | 7 | 949.6063 | 0
2024 | 2 | 5 | 8 | 1023.6141 | 0
2024 | 2 | 5 | 9 | 1089.7826 | 39.7826
2024 | 2 | 5 | 10 | 1113.9873 | 63.9873
2024 | 2 | 5 | 11 | 1132.1399 | 82.1399
2024 | 2 | 5 | 12 | 1143.2557 | 93.2557
2024 | 2 | 5 | 13 | 1141.6324 | 91.6324
2024 | 2 | 5 | 14 | 1138.4648 | 88.4648
2024 | 2 | 5 | 15 | 1130.8091 | 80.8091
2024 | 2 | 5 | 16 | 1126.1913 | 76.1913
2024 | 2 | 5 | 17 | 1129.5014 | 79.5014
2024 | 2 | 5 | 18 | 1160.6986 | 110.6986
2024 | 2 | 5 | 19 | 1194.481 | 144.481
2024 | 2 | 5 | 20 | 1185.8494 | 135.8494
2024 | 2 | 5 | 21 | 1162.6549 | 112.6549
2024 | 2 | 5 | 22 | 1122.9774 | 72.9774
2024 | 2 | 5 | 23 | 1064.6391 | 14.6391
2024 | 2 | 6 | 0 | 999.1216 | 0
2024 | 2 | 6 | 1 | 943.9039 | 0
2024 | 2 | 6 | 2 | 915.4823 | 0
2024 | 2 | 6 | 3 | 899.222 | 0
2024 | 2 | 6 | 4 | 892.2771 | 0
2024 | 2 | 6 | 5 | 899.3115 | 0
2024 | 2 | 6 | 6 | 932.7521 | 0
2024 | 2 | 6 | 7 | 1012.9024 | 0
2024 | 2 | 6 | 8 | 1093.0528 | 43.0528
2024 | 2 | 6 | 9 | 1121.551 | 71.551
2024 | 2 | 6 | 10 | 1141.0254 | 91.0254
2024 | 2 | 6 | 11 | 1155.2866 | 105.2866
2024 | 2 | 6 | 12 | 1163.2515 | 113.2515
2024 | 2 | 6 | 13 | 1160.2539 | 110.2539
2024 | 2 | 6 | 14 | 1156.1528 | 106.1528
2024 | 2 | 6 | 15 | 1150.3995 | 100.3995
2024 | 2 | 6 | 16 | 1148.9025 | 98.9025
2024 | 2 | 6 | 17 | 1155.1103 | 105.1103
2024 | 2 | 6 | 18 | 1179.5798 | 129.5798
2024 | 2 | 6 | 19 | 1203.017 | 153.017
2024 | 2 | 6 | 20 | 1185.915 | 135.915
2024 | 2 | 6 | 21 | 1159.5147 | 109.5147
2024 | 2 | 6 | 22 | 1117.4699 | 67.4699
2024 | 2 | 6 | 23 | 1057.9765 | 7.9765
2024 | 2 | 7 | 0 | 991.3592 | 0
2024 | 2 | 7 | 1 | 952.4025 | 0
2024 | 2 | 7 | 2 | 923.4102 | 0
2024 | 2 | 7 | 3 | 905.5688 | 0
2024 | 2 | 7 | 4 | 899.6657 | 0
2024 | 2 | 7 | 5 | 905.9385 | 0
2024 | 2 | 7 | 6 | 940.6057 | 0
2024 | 2 | 7 | 7 | 1023.8757 | 0
2024 | 2 | 7 | 8 | 1107.1457 | 57.1457
2024 | 2 | 7 | 9 | 1134.6448 | 84.6448
2024 | 2 | 7 | 10 | 1151.4118 | 101.4118
2024 | 2 | 7 | 11 | 1167.4756 | 117.4756
2024 | 2 | 7 | 12 | 1173.4529 | 123.4529
2024 | 2 | 7 | 13 | 1172.0941 | 122.0941
2024 | 2 | 7 | 14 | 1168.8957 | 118.8957
2024 | 2 | 7 | 15 | 1162.5047 | 112.5047
2024 | 2 | 7 | 16 | 1161.3354 | 111.3354
2024 | 2 | 7 | 17 | 1166.6812 | 116.6812
2024 | 2 | 7 | 18 | 1193.6508 | 143.6508
2024 | 2 | 7 | 19 | 1223.0741 | 173.0741
2024 | 2 | 7 | 20 | 1209.9733 | 159.9733
2024 | 2 | 7 | 21 | 1181 | 131
2024 | 2 | 7 | 22 | 1139.5038 | 89.5038
2024 | 2 | 7 | 23 | 1078.9054 | 28.9054
2024 | 2 | 8 | 0 | 1010.9867 | 0
2024 | 2 | 8 | 1 | 957.5744 | 0
2024 | 2 | 8 | 2 | 927.7355 | 0
2024 | 2 | 8 | 3 | 909.8422 | 0
2024 | 2 | 8 | 4 | 903.5476 | 0
2024 | 2 | 8 | 5 | 909.8599 | 0
2024 | 2 | 8 | 6 | 945.0403 | 0
2024 | 2 | 8 | 7 | 1022.7104 | 0
2024 | 2 | 8 | 8 | 1100.3804 | 50.3804
2024 | 2 | 8 | 9 | 1124.2192 | 74.2192
2024 | 2 | 8 | 10 | 1143.3779 | 93.3779
2024 | 2 | 8 | 11 | 1160.929 | 110.929
2024 | 2 | 8 | 12 | 1168.4731 | 118.4731
2024 | 2 | 8 | 13 | 1169.3284 | 119.3284
2024 | 2 | 8 | 14 | 1165.97 | 115.97
2024 | 2 | 8 | 15 | 1157.4221 | 107.4221
2024 | 2 | 8 | 16 | 1152.5212 | 102.5212
2024 | 2 | 8 | 17 | 1157.592 | 107.592
2024 | 2 | 8 | 18 | 1182.2783 | 132.2783
2024 | 2 | 8 | 19 | 1207.8698 | 157.8698
2024 | 2 | 8 | 20 | 1191.0686 | 141.0686
2024 | 2 | 8 | 21 | 1162.7179 | 112.7179
2024 | 2 | 8 | 22 | 1121.8811 | 71.8811
2024 | 2 | 8 | 23 | 1064.5607 | 14.5607
2024 | 2 | 9 | 0 | 990.6644 | 0
2024 | 2 | 9 | 1 | 916.7681 | 0
2024 | 2 | 9 | 2 | 881.0403 | 0
2024 | 2 | 9 | 3 | 860.2661 | 0
2024 | 2 | 9 | 4 | 849.8712 | 0
2024 | 2 | 9 | 5 | 856.4295 | 0
2024 | 2 | 9 | 6 | 893.2342 | 0
2024 | 2 | 9 | 7 | 963.811 | 0
2024 | 2 | 9 | 8 | 1034.3877 | 0
2024 | 2 | 9 | 9 | 1095.3597 | 45.3597
2024 | 2 | 9 | 10 | 1116.2063 | 66.2063
2024 | 2 | 9 | 11 | 1132.1241 | 82.1241
2024 | 2 | 9 | 12 | 1137.9285 | 87.9285
2024 | 2 | 9 | 13 | 1133.4146 | 83.4146
2024 | 2 | 9 | 14 | 1125.658 | 75.658
2024 | 2 | 9 | 15 | 1110.4215 | 60.4215
2024 | 2 | 9 | 16 | 1100.4227 | 50.4227
2024 | 2 | 9 | 17 | 1100.1033 | 50.1033
2024 | 2 | 9 | 18 | 1124.1815 | 74.1815
2024 | 2 | 9 | 19 | 1151.6263 | 101.6263
2024 | 2 | 9 | 20 | 1134.9962 | 84.9962
2024 | 2 | 9 | 21 | 1110.8299 | 60.8299
2024 | 2 | 9 | 22 | 1070.4619 | 20.4619
2024 | 2 | 9 | 23 | 1013.7385 | 0
2024 | 2 | 10 | 0 | 943.2804 | 0
2024 | 2 | 10 | 1 | 872.8222 | 0
2024 | 2 | 10 | 2 | 837.8192 | 0
2024 | 2 | 10 | 3 | 814.7815 | 0
2024 | 2 | 10 | 4 | 801.8593 | 0
2024 | 2 | 10 | 5 | 795.318 | 0
2024 | 2 | 10 | 6 | 806.7577 | 0
2024 | 2 | 10 | 7 | 818.1974 | 0
2024 | 2 | 10 | 8 | 859.9921 | 0
2024 | 2 | 10 | 9 | 905.8235 | 0
2024 | 2 | 10 | 10 | 947.8317 | 0
2024 | 2 | 10 | 11 | 976.3911 | 0
2024 | 2 | 10 | 12 | 993.2264 | 0
2024 | 2 | 10 | 13 | 997.9991 | 0
2024 | 2 | 10 | 14 | 989.2971 | 0
2024 | 2 | 10 | 15 | 980.1024 | 0
2024 | 2 | 10 | 16 | 971.012 | 0
2024 | 2 | 10 | 17 | 978.8743 | 0
2024 | 2 | 10 | 18 | 1006.033 | 0
2024 | 2 | 10 | 19 | 1030.4887 | 0
2024 | 2 | 10 | 20 | 1009.6101 | 0
2024 | 2 | 10 | 21 | 985.1669 | 0
2024 | 2 | 10 | 22 | 961.5695 | 0
2024 | 2 | 10 | 23 | 931.353 | 0
2024 | 2 | 11 | 0 | 879.0458 | 0
2024 | 2 | 11 | 1 | 826.7386 | 0
2024 | 2 | 11 | 2 | 795.1247 | 0
2024 | 2 | 11 | 3 | 774.0579 | 0
2024 | 2 | 11 | 4 | 759.7047 | 0
2024 | 2 | 11 | 5 | 748.6233 | 0
2024 | 2 | 11 | 6 | 746.9848 | 0
2024 | 2 | 11 | 7 | 745.3463 | 0
2024 | 2 | 11 | 8 | 784.9434 | 0
2024 | 2 | 11 | 9 | 824.5405 | 0
2024 | 2 | 11 | 10 | 868.4302 | 0
2024 | 2 | 11 | 11 | 901.9906 | 0
2024 | 2 | 11 | 12 | 927.3682 | 0
2024 | 2 | 11 | 13 | 935.7945 | 0
2024 | 2 | 11 | 14 | 933.8077 | 0
2024 | 2 | 11 | 15 | 930.0013 | 0
2024 | 2 | 11 | 16 | 930.1546 | 0
2024 | 2 | 11 | 17 | 946.776 | 0
2024 | 2 | 11 | 18 | 978.943 | 0
2024 | 2 | 11 | 19 | 1010.9441 | 0
2024 | 2 | 11 | 20 | 1000.0127 | 0
2024 | 2 | 11 | 21 | 982.1522 | 0
2024 | 2 | 11 | 22 | 958.6818 | 0
2024 | 2 | 11 | 23 | 922.9541 | 0
2024 | 2 | 12 | 0 | 890.0474 | 0
2024 | 2 | 12 | 1 | 857.1406 | 0
2024 | 2 | 12 | 2 | 833.8476 | 0
2024 | 2 | 12 | 3 | 822.8466 | 0
2024 | 2 | 12 | 4 | 821.344 | 0
2024 | 2 | 12 | 5 | 832.0858 | 0
2024 | 2 | 12 | 6 | 869.5993 | 0
2024 | 2 | 12 | 7 | 942.6893 | 0
2024 | 2 | 12 | 8 | 1015.7793 | 0
2024 | 2 | 12 | 9 | 1079.4058 | 29.4058
2024 | 2 | 12 | 10 | 1104.9507 | 54.9507
2024 | 2 | 12 | 11 | 1122.8822 | 72.8822
2024 | 2 | 12 | 12 | 1135.8379 | 85.8379
2024 | 2 | 12 | 13 | 1135.4858 | 85.4858
2024 | 2 | 12 | 14 | 1135.1346 | 85.1346
2024 | 2 | 12 | 15 | 1126.8902 | 76.8902
2024 | 2 | 12 | 16 | 1125.0239 | 75.0239
2024 | 2 | 12 | 17 | 1131.3407 | 81.3407
2024 | 2 | 12 | 18 | 1153.9475 | 103.9475
2024 | 2 | 12 | 19 | 1185.7879 | 135.7879
2024 | 2 | 12 | 20 | 1174.6426 | 124.6426
2024 | 2 | 12 | 21 | 1151.1036 | 101.1036
2024 | 2 | 12 | 22 | 1108.0403 | 58.0403
2024 | 2 | 12 | 23 | 1048.5968 | 0
2024 | 2 | 13 | 0 | 981.3528 | 0
2024 | 2 | 13 | 1 | 914.1088 | 0
2024 | 2 | 13 | 2 | 883.2118 | 0
2024 | 2 | 13 | 3 | 865.3458 | 0
2024 | 2 | 13 | 4 | 858.2923 | 0
2024 | 2 | 13 | 5 | 865.0659 | 0
2024 | 2 | 13 | 6 | 901.6418 | 0
2024 | 2 | 13 | 7 | 979.121 | 0
2024 | 2 | 13 | 8 | 1056.6002 | 6.6002
2024 | 2 | 13 | 9 | 1083.8317 | 33.8317
2024 | 2 | 13 | 10 | 1101.0393 | 51.0393
2024 | 2 | 13 | 11 | 1117.1324 | 67.1324
2024 | 2 | 13 | 12 | 1126.0979 | 76.0979
2024 | 2 | 13 | 13 | 1129.3635 | 79.3635
2024 | 2 | 13 | 14 | 1126.5425 | 76.5425
2024 | 2 | 13 | 15 | 1121.0228 | 71.0228
2024 | 2 | 13 | 16 | 1117.5582 | 67.5582
2024 | 2 | 13 | 17 | 1126.5336 | 76.5336
2024 | 2 | 13 | 18 | 1140.8608 | 90.8608
2024 | 2 | 13 | 19 | 1161.01 | 111.01
2024 | 2 | 13 | 20 | 1140.464 | 90.464
2024 | 2 | 13 | 21 | 1111.1477 | 61.1477
2024 | 2 | 13 | 22 | 1067.3506 | 17.3506
2024 | 2 | 13 | 23 | 1007.406 | 0
2024 | 2 | 14 | 0 | 943.3006 | 0
2024 | 2 | 14 | 1 | 879.1952 | 0
2024 | 2 | 14 | 2 | 848.3429 | 0
2024 | 2 | 14 | 3 | 830.2801 | 0
2024 | 2 | 14 | 4 | 823.0673 | 0
2024 | 2 | 14 | 5 | 830.0212 | 0
2024 | 2 | 14 | 6 | 867.3419 | 0
2024 | 2 | 14 | 7 | 940.891 | 0
2024 | 2 | 14 | 8 | 1014.4401 | 0
2024 | 2 | 14 | 9 | 1044.6369 | 0
2024 | 2 | 14 | 10 | 1065.4015 | 15.4015
2024 | 2 | 14 | 11 | 1081.7753 | 31.7753
2024 | 2 | 14 | 12 | 1094.5852 | 44.5852
2024 | 2 | 14 | 13 | 1099.9415 | 49.9415
2024 | 2 | 14 | 14 | 1099.4443 | 49.4443
2024 | 2 | 14 | 15 | 1093.088 | 43.088
2024 | 2 | 14 | 16 | 1091.7193 | 41.7193
2024 | 2 | 14 | 17 | 1097.8953 | 47.8953
2024 | 2 | 14 | 18 | 1109.4752 | 59.4752
2024 | 2 | 14 | 19 | 1125.181 | 75.181
2024 | 2 | 14 | 20 | 1100.5451 | 50.5451
2024 | 2 | 14 | 21 | 1068.969 | 18.969
2024 | 2 | 14 | 22 | 1028.7712 | 0
2024 | 2 | 14 | 23 | 974.1827 | 0
2024 | 2 | 15 | 0 | 913.2151 | 0
2024 | 2 | 15 | 1 | 831.0868 | 0
2024 | 2 | 15 | 2 | 798.9242 | 0
2024 | 2 | 15 | 3 | 780.6252 | 0
2024 | 2 | 15 | 4 | 771.1016 | 0
2024 | 2 | 15 | 5 | 779.8907 | 0
2024 | 2 | 15 | 6 | 818.1093 | 0
2024 | 2 | 15 | 7 | 884.2181 | 0
2024 | 2 | 15 | 8 | 950.3269 | 0
2024 | 2 | 15 | 9 | 1004.0901 | 0
2024 | 2 | 15 | 10 | 1026.1363 | 0
2024 | 2 | 15 | 11 | 1044.9761 | 0
2024 | 2 | 15 | 12 | 1053.8961 | 3.8961
2024 | 2 | 15 | 13 | 1056.1305 | 6.1305
2024 | 2 | 15 | 14 | 1054.1082 | 4.1082
2024 | 2 | 15 | 15 | 1046.6889 | 0
2024 | 2 | 15 | 16 | 1045.3963 | 0
2024 | 2 | 15 | 17 | 1049.953 | 0
2024 | 2 | 15 | 18 | 1062.3713 | 12.3713
2024 | 2 | 15 | 19 | 1086.9327 | 36.9327
2024 | 2 | 15 | 20 | 1072.298 | 22.298
2024 | 2 | 15 | 21 | 1044.5466 | 0
2024 | 2 | 15 | 22 | 1004.0704 | 0
2024 | 2 | 15 | 23 | 948.6286 | 0
2024 | 2 | 16 | 0 | 896.6769 | 0
2024 | 2 | 16 | 1 | 844.7252 | 0
2024 | 2 | 16 | 2 | 815.2773 | 0
2024 | 2 | 16 | 3 | 799.9748 | 0
2024 | 2 | 16 | 4 | 793.8357 | 0
2024 | 2 | 16 | 5 | 800.301 | 0
2024 | 2 | 16 | 6 | 835.8108 | 0
2024 | 2 | 16 | 7 | 910.5751 | 0
2024 | 2 | 16 | 8 | 985.3393 | 0
2024 | 2 | 16 | 9 | 1054.5727 | 4.5727
2024 | 2 | 16 | 10 | 1081.0844 | 31.0844
2024 | 2 | 16 | 11 | 1101.3304 | 51.3304
2024 | 2 | 16 | 12 | 1114.8521 | 64.8521
2024 | 2 | 16 | 13 | 1112.0335 | 62.0335
2024 | 2 | 16 | 14 | 1108.1878 | 58.1878
2024 | 2 | 16 | 15 | 1099.7264 | 49.7264
2024 | 2 | 16 | 16 | 1093.2045 | 43.2045
2024 | 2 | 16 | 17 | 1094.6815 | 44.6815
2024 | 2 | 16 | 18 | 1107.59 | 57.59
2024 | 2 | 16 | 19 | 1133.6818 | 83.6818
2024 | 2 | 16 | 20 | 1117.2038 | 67.2038
2024 | 2 | 16 | 21 | 1092.8014 | 42.8014
2024 | 2 | 16 | 22 | 1061.2232 | 11.2232
2024 | 2 | 16 | 23 | 1011.0746 | 0
2024 | 2 | 17 | 0 | 953.518 | 0
2024 | 2 | 17 | 1 | 895.9614 | 0
2024 | 2 | 17 | 2 | 862.1477 | 0
2024 | 2 | 17 | 3 | 839.4327 | 0
2024 | 2 | 17 | 4 | 826.4531 | 0
2024 | 2 | 17 | 5 | 822.0256 | 0
2024 | 2 | 17 | 6 | 835.7607 | 0
2024 | 2 | 17 | 7 | 849.4958 | 0
2024 | 2 | 17 | 8 | 875.3767 | 0
2024 | 2 | 17 | 9 | 917.826 | 0
2024 | 2 | 17 | 10 | 963.1339 | 0
2024 | 2 | 17 | 11 | 993.2542 | 0
2024 | 2 | 17 | 12 | 1012.2354 | 0
2024 | 2 | 17 | 13 | 1019.4629 | 0
2024 | 2 | 17 | 14 | 1012.3322 | 0
2024 | 2 | 17 | 15 | 1001.569 | 0
2024 | 2 | 17 | 16 | 988.9011 | 0
2024 | 2 | 17 | 17 | 991.0126 | 0
2024 | 2 | 17 | 18 | 1014.2109 | 0
2024 | 2 | 17 | 19 | 1047.969 | 0
2024 | 2 | 17 | 20 | 1031.3442 | 0
2024 | 2 | 17 | 21 | 1009.1998 | 0
2024 | 2 | 17 | 22 | 981.6494 | 0
2024 | 2 | 17 | 23 | 948.4241 | 0
2024 | 2 | 18 | 0 | 914.6906 | 0
2024 | 2 | 18 | 1 | 880.9572 | 0
2024 | 2 | 18 | 2 | 853.8705 | 0
2024 | 2 | 18 | 3 | 835.9414 | 0
2024 | 2 | 18 | 4 | 824.8914 | 0
2024 | 2 | 18 | 5 | 821.3139 | 0
2024 | 2 | 18 | 6 | 828.1566 | 0
2024 | 2 | 18 | 7 | 835.8863 | 0
2024 | 2 | 18 | 8 | 843.616 | 0
2024 | 2 | 18 | 9 | 880.9238 | 0
2024 | 2 | 18 | 10 | 924.7163 | 0
2024 | 2 | 18 | 11 | 957.8995 | 0
2024 | 2 | 18 | 12 | 983.2133 | 0
2024 | 2 | 18 | 13 | 992.8905 | 0
2024 | 2 | 18 | 14 | 987.991 | 0
2024 | 2 | 18 | 15 | 984.6207 | 0
2024 | 2 | 18 | 16 | 985.52 | 0
2024 | 2 | 18 | 17 | 995.7158 | 0
2024 | 2 | 18 | 18 | 1025.25 | 0
2024 | 2 | 18 | 19 | 1068.2044 | 18.2044
2024 | 2 | 18 | 20 | 1058.4641 | 8.4641
2024 | 2 | 18 | 21 | 1039.4698 | 0
2024 | 2 | 18 | 22 | 1010.2142 | 0
2024 | 2 | 18 | 23 | 973.4147 | 0
2024 | 2 | 19 | 0 | 930.6718 | 0
2024 | 2 | 19 | 1 | 887.9289 | 0
2024 | 2 | 19 | 2 | 859.834 | 0
2024 | 2 | 19 | 3 | 841.3575 | 0
2024 | 2 | 19 | 4 | 831.1792 | 0
2024 | 2 | 19 | 5 | 833.0278 | 0
2024 | 2 | 19 | 6 | 847.301 | 0
2024 | 2 | 19 | 7 | 868.3171 | 0
2024 | 2 | 19 | 8 | 869.1766 | 0
2024 | 2 | 19 | 9 | 893.3378 | 0
2024 | 2 | 19 | 10 | 929.1896 | 0
2024 | 2 | 19 | 11 | 961.0299 | 0
2024 | 2 | 19 | 12 | 986.7787 | 0
2024 | 2 | 19 | 13 | 996.1146 | 0
2024 | 2 | 19 | 14 | 987.5865 | 0
2024 | 2 | 19 | 15 | 975.2114 | 0
2024 | 2 | 19 | 16 | 971.7676 | 0
2024 | 2 | 19 | 17 | 986.7649 | 0
2024 | 2 | 19 | 18 | 1022.6357 | 0
2024 | 2 | 19 | 19 | 1069.3263 | 19.3263
2024 | 2 | 19 | 20 | 1066.3046 | 16.3046
2024 | 2 | 19 | 21 | 1050.6429 | 0.64295
2024 | 2 | 19 | 22 | 1019.7243 | 0
2024 | 2 | 19 | 23 | 970.9959 | 0
2024 | 2 | 20 | 0 | 936.4249 | 0
2024 | 2 | 20 | 1 | 931.574 | 0
2024 | 2 | 20 | 2 | 899.3989 | 0
2024 | 2 | 20 | 3 | 881.9194 | 0
2024 | 2 | 20 | 4 | 875.5738 | 0
2024 | 2 | 20 | 5 | 881.3058 | 0
2024 | 2 | 20 | 6 | 916.3891 | 0
2024 | 2 | 20 | 7 | 1000.4072 | 0
2024 | 2 | 20 | 8 | 1055.9225 | 5.9225
2024 | 2 | 20 | 9 | 1113.9312 | 63.9312
2024 | 2 | 20 | 10 | 1129.9398 | 79.9398
2024 | 2 | 20 | 11 | 1142.697 | 92.697
2024 | 2 | 20 | 12 | 1147.194 | 97.194
2024 | 2 | 20 | 13 | 1146.0028 | 96.0028
2024 | 2 | 20 | 14 | 1142.7664 | 92.7664
2024 | 2 | 20 | 15 | 1130.9818 | 80.9818
2024 | 2 | 20 | 16 | 1127.2131 | 77.2131
2024 | 2 | 20 | 17 | 1136.3721 | 86.3721
2024 | 2 | 20 | 18 | 1151.047 | 101.047
2024 | 2 | 20 | 19 | 1189.524 | 139.524
2024 | 2 | 20 | 20 | 1183.2231 | 133.2231
2024 | 2 | 20 | 21 | 1160.8363 | 110.8363
2024 | 2 | 20 | 22 | 1114.8314 | 64.8314
2024 | 2 | 20 | 23 | 1048.3749 | 0
2024 | 2 | 21 | 0 | 989.8281 | 0
2024 | 2 | 21 | 1 | 931.2814 | 0
2024 | 2 | 21 | 2 | 898.546 | 0
2024 | 2 | 21 | 3 | 879.629 | 0
2024 | 2 | 21 | 4 | 872.0811 | 0
2024 | 2 | 21 | 5 | 878.3368 | 0
2024 | 2 | 21 | 6 | 914.829 | 0
2024 | 2 | 21 | 7 | 994.8504 | 0
2024 | 2 | 21 | 8 | 1050.1684 | 0.16835
2024 | 2 | 21 | 9 | 1106.1478 | 56.1478
2024 | 2 | 21 | 10 | 1128.5001 | 78.5001
2024 | 2 | 21 | 11 | 1146.4046 | 96.4046
2024 | 2 | 21 | 12 | 1159.4571 | 109.4571
2024 | 2 | 21 | 13 | 1164.19 | 114.19
2024 | 2 | 21 | 14 | 1163.7503 | 113.7503
2024 | 2 | 21 | 15 | 1155.844 | 105.844
2024 | 2 | 21 | 16 | 1152.086 | 102.086
2024 | 2 | 21 | 17 | 1159.5981 | 109.5981
2024 | 2 | 21 | 18 | 1167.8797 | 117.8797
2024 | 2 | 21 | 19 | 1197.0309 | 147.0309
2024 | 2 | 21 | 20 | 1176.4042 | 126.4042
2024 | 2 | 21 | 21 | 1144.1815 | 94.1815
2024 | 2 | 21 | 22 | 1099.499 | 49.499
2024 | 2 | 21 | 23 | 1036.7317 | 0
2024 | 2 | 22 | 0 | 967.0898 | 0
2024 | 2 | 22 | 1 | 891.3257 | 0
2024 | 2 | 22 | 2 | 860.0218 | 0
2024 | 2 | 22 | 3 | 842.8346 | 0
2024 | 2 | 22 | 4 | 836.3742 | 0
2024 | 2 | 22 | 5 | 842.6858 | 0
2024 | 2 | 22 | 6 | 877.586 | 0
2024 | 2 | 22 | 7 | 957.945 | 0
2024 | 2 | 22 | 8 | 1038.304 | 0
2024 | 2 | 22 | 9 | 1071.2148 | 21.2148
2024 | 2 | 22 | 10 | 1091.0786 | 41.0786
2024 | 2 | 22 | 11 | 1108.3554 | 58.3554
2024 | 2 | 22 | 12 | 1120.7248 | 70.7248
2024 | 2 | 22 | 13 | 1124.077 | 74.077
2024 | 2 | 22 | 14 | 1121.6442 | 71.6442
2024 | 2 | 22 | 15 | 1116.1668 | 66.1668
2024 | 2 | 22 | 16 | 1113.5989 | 63.5989
2024 | 2 | 22 | 17 | 1118.9369 | 68.9369
2024 | 2 | 22 | 18 | 1126.4292 | 76.4292
2024 | 2 | 22 | 19 | 1154.3725 | 104.3725
2024 | 2 | 22 | 20 | 1136.7983 | 86.7983
2024 | 2 | 22 | 21 | 1110.7346 | 60.7346
2024 | 2 | 22 | 22 | 1071.5139 | 21.5139
2024 | 2 | 22 | 23 | 1014.2395 | 0
2024 | 2 | 23 | 0 | 954.2151 | 0
2024 | 2 | 23 | 1 | 894.1907 | 0
2024 | 2 | 23 | 2 | 861.0999 | 0
2024 | 2 | 23 | 3 | 842.9665 | 0
2024 | 2 | 23 | 4 | 835.8462 | 0
2024 | 2 | 23 | 5 | 840.4732 | 0
2024 | 2 | 23 | 6 | 873.2167 | 0
2024 | 2 | 23 | 7 | 942.7387 | 0
2024 | 2 | 23 | 8 | 1012.2607 | 0
2024 | 2 | 23 | 9 | 1073.3251 | 23.3251
2024 | 2 | 23 | 10 | 1097.5284 | 47.5284
2024 | 2 | 23 | 11 | 1116.5988 | 66.5988
2024 | 2 | 23 | 12 | 1128.7415 | 78.7415
2024 | 2 | 23 | 13 | 1127.8003 | 77.8003
2024 | 2 | 23 | 14 | 1122.2415 | 72.2415
2024 | 2 | 23 | 15 | 1109.7833 | 59.7833
2024 | 2 | 23 | 16 | 1099.9626 | 49.9626
2024 | 2 | 23 | 17 | 1099.1767 | 49.1767
2024 | 2 | 23 | 18 | 1103.787 | 53.787
2024 | 2 | 23 | 19 | 1141.4983 | 91.4983
2024 | 2 | 23 | 20 | 1125.1103 | 75.1103
2024 | 2 | 23 | 21 | 1102.0134 | 52.0134
2024 | 2 | 23 | 22 | 1064.3516 | 14.3516
2024 | 2 | 23 | 23 | 1009.448 | 0
2024 | 2 | 24 | 0 | 944.3342 | 0
2024 | 2 | 24 | 1 | 879.2205 | 0
2024 | 2 | 24 | 2 | 844.1381 | 0
2024 | 2 | 24 | 3 | 820.577 | 0
2024 | 2 | 24 | 4 | 806.9211 | 0
2024 | 2 | 24 | 5 | 799.2541 | 0
2024 | 2 | 24 | 6 | 809.6894 | 0
2024 | 2 | 24 | 7 | 820.1246 | 0
2024 | 2 | 24 | 8 | 858.4103 | 0
2024 | 2 | 24 | 9 | 903.5458 | 0
2024 | 2 | 24 | 10 | 945.8137 | 0
2024 | 2 | 24 | 11 | 974.9312 | 0
2024 | 2 | 24 | 12 | 994.6546 | 0
2024 | 2 | 24 | 13 | 999.2443 | 0
2024 | 2 | 24 | 14 | 990.2527 | 0
2024 | 2 | 24 | 15 | 976.134 | 0
2024 | 2 | 24 | 16 | 968.2767 | 0
2024 | 2 | 24 | 17 | 975.2127 | 0
2024 | 2 | 24 | 18 | 988.1647 | 0
2024 | 2 | 24 | 19 | 1025.5459 | 0
2024 | 2 | 24 | 20 | 1010.8762 | 0
2024 | 2 | 24 | 21 | 991.1347 | 0
2024 | 2 | 24 | 22 | 965.0882 | 0
2024 | 2 | 24 | 23 | 930.8188 | 0
2024 | 2 | 25 | 0 | 883.9431 | 0
2024 | 2 | 25 | 1 | 837.0675 | 0
2024 | 2 | 25 | 2 | 805.2592 | 0
2024 | 2 | 25 | 3 | 783.4097 | 0
2024 | 2 | 25 | 4 | 769.6971 | 0
2024 | 2 | 25 | 5 | 759.4549 | 0
2024 | 2 | 25 | 6 | 760.0082 | 0
2024 | 2 | 25 | 7 | 760.5615 | 0
2024 | 2 | 25 | 8 | 798.5477 | 0
2024 | 2 | 25 | 9 | 836.534 | 0
2024 | 2 | 25 | 10 | 880.1216 | 0
2024 | 2 | 25 | 11 | 914.7527 | 0
2024 | 2 | 25 | 12 | 942.7912 | 0
2024 | 2 | 25 | 13 | 953.17 | 0
2024 | 2 | 25 | 14 | 954.5583 | 0
2024 | 2 | 25 | 15 | 952.7501 | 0
2024 | 2 | 25 | 16 | 955.8055 | 0
2024 | 2 | 25 | 17 | 973.0075 | 0
2024 | 2 | 25 | 18 | 986.4946 | 0
2024 | 2 | 25 | 19 | 1017.4811 | 0
2024 | 2 | 25 | 20 | 1008.1262 | 0
2024 | 2 | 25 | 21 | 989.6834 | 0
2024 | 2 | 25 | 22 | 966.1826 | 0
2024 | 2 | 25 | 23 | 930.1389 | 0
2024 | 2 | 26 | 0 | 886.0213 | 0
2024 | 2 | 26 | 1 | 845.6483 | 0
2024 | 2 | 26 | 2 | 819.9979 | 0
2024 | 2 | 26 | 3 | 805.8795 | 0
2024 | 2 | 26 | 4 | 801.2842 | 0
2024 | 2 | 26 | 5 | 810.034 | 0
2024 | 2 | 26 | 6 | 846.4009 | 0
2024 | 2 | 26 | 7 | 929.5568 | 0
2024 | 2 | 26 | 8 | 988.8922 | 0
2024 | 2 | 26 | 9 | 1050.6588 | 0.65883
2024 | 2 | 26 | 10 | 1079.5987 | 29.5987
2024 | 2 | 26 | 11 | 1100.6928 | 50.6928
2024 | 2 | 26 | 12 | 1113.1361 | 63.1361
2024 | 2 | 26 | 13 | 1113.6987 | 63.6987
2024 | 2 | 26 | 14 | 1114.1145 | 64.1145
2024 | 2 | 26 | 15 | 1104.915 | 54.915
2024 | 2 | 26 | 16 | 1102.5988 | 52.5988
2024 | 2 | 26 | 17 | 1108.1349 | 58.1349
2024 | 2 | 26 | 18 | 1115.0318 | 65.0318
2024 | 2 | 26 | 19 | 1147.0499 | 97.0499
2024 | 2 | 26 | 20 | 1137.1491 | 87.1491
2024 | 2 | 26 | 21 | 1110.6465 | 60.6465
2024 | 2 | 26 | 22 | 1068.7876 | 18.7876
2024 | 2 | 26 | 23 | 1009.7933 | 0
2024 | 2 | 27 | 0 | 943.7353 | 0
2024 | 2 | 27 | 1 | 899.6522 | 0
2024 | 2 | 27 | 2 | 871.4458 | 0
2024 | 2 | 27 | 3 | 856.5447 | 0
2024 | 2 | 27 | 4 | 849.5065 | 0
2024 | 2 | 27 | 5 | 857.2954 | 0
2024 | 2 | 27 | 6 | 892.4554 | 0
2024 | 2 | 27 | 7 | 977.848 | 0
2024 | 2 | 27 | 8 | 1036.7412 | 0
2024 | 2 | 27 | 9 | 1099.2531 | 49.2531
2024 | 2 | 27 | 10 | 1120.7278 | 70.7278
2024 | 2 | 27 | 11 | 1134.6871 | 84.6871
2024 | 2 | 27 | 12 | 1140.1928 | 90.1928
2024 | 2 | 27 | 13 | 1136.6611 | 86.6611
2024 | 2 | 27 | 14 | 1135.254 | 85.254
2024 | 2 | 27 | 15 | 1125.3895 | 75.3895
2024 | 2 | 27 | 16 | 1122.9304 | 72.9304
2024 | 2 | 27 | 17 | 1130.6633 | 80.6633
2024 | 2 | 27 | 18 | 1139.5934 | 89.5934
2024 | 2 | 27 | 19 | 1176.893 | 126.893
2024 | 2 | 27 | 20 | 1173.2845 | 123.2845
2024 | 2 | 27 | 21 | 1151.4227 | 101.4227
2024 | 2 | 27 | 22 | 1109.5545 | 59.5545
2024 | 2 | 27 | 23 | 1046.9627 | 0
2024 | 2 | 28 | 0 | 990.7984 | 0
2024 | 2 | 28 | 1 | 934.6341 | 0
2024 | 2 | 28 | 2 | 904.8981 | 0
2024 | 2 | 28 | 3 | 889.3815 | 0
2024 | 2 | 28 | 4 | 883.3245 | 0
2024 | 2 | 28 | 5 | 890.5629 | 0
2024 | 2 | 28 | 6 | 928.3207 | 0
2024 | 2 | 28 | 7 | 1012.0385 | 0
2024 | 2 | 28 | 8 | 1095.7563 | 45.7563
2024 | 2 | 28 | 9 | 1132.8793 | 82.8793
2024 | 2 | 28 | 10 | 1155.2869 | 105.2869
2024 | 2 | 28 | 11 | 1171.4424 | 121.4424
2024 | 2 | 28 | 12 | 1178.0673 | 128.0673
2024 | 2 | 28 | 13 | 1176.1787 | 126.1787
2024 | 2 | 28 | 14 | 1175.0657 | 125.0657
2024 | 2 | 28 | 15 | 1164.9864 | 114.9864
2024 | 2 | 28 | 16 | 1163.7915 | 113.7915
2024 | 2 | 28 | 17 | 1163.2771 | 113.2771
2024 | 2 | 28 | 18 | 1171.8659 | 121.8659
2024 | 2 | 28 | 19 | 1205.7362 | 155.7362
2024 | 2 | 28 | 20 | 1191.7403 | 141.7403
2024 | 2 | 28 | 21 | 1158.3505 | 108.3505
2024 | 2 | 28 | 22 | 1114.7346 | 64.7346
2024 | 2 | 28 | 23 | 1051.4582 | 1.4582
2024 | 2 | 29 | 0 | 983.7256 | 0
2024 | 2 | 29 | 1 | 903.8514 | 0
2024 | 2 | 29 | 2 | 873.5428 | 0
2024 | 2 | 29 | 3 | 854.951 | 0
2024 | 2 | 29 | 4 | 846.7116 | 0
2024 | 2 | 29 | 5 | 854.8924 | 0
2024 | 2 | 29 | 6 | 894.7422 | 0
2024 | 2 | 29 | 7 | 972.5957 | 0
2024 | 2 | 29 | 8 | 1050.9576 | 0.95763
2024 | 2 | 29 | 9 | 1086.134 | 36.134
2024 | 2 | 29 | 10 | 1109.4572 | 59.4572
2024 | 2 | 29 | 11 | 1125.8453 | 75.8453
2024 | 2 | 29 | 12 | 1135.059 | 85.059
2024 | 2 | 29 | 13 | 1133.083 | 83.083
2024 | 2 | 29 | 14 | 1125.0642 | 75.0642
2024 | 2 | 29 | 15 | 1115.9756 | 65.9756
2024 | 2 | 29 | 16 | 1109.1517 | 59.1517
2024 | 2 | 29 | 17 | 1110.0305 | 60.0305
2024 | 2 | 29 | 18 | 1111.6797 | 61.6797
2024 | 2 | 29 | 19 | 1144.0487 | 94.0487
2024 | 2 | 29 | 20 | 1130.3751 | 80.3751
2024 | 2 | 29 | 21 | 1103.2832 | 53.2832
2024 | 2 | 29 | 22 | 1058.2058 | 8.2058
2024 | 2 | 29 | 23 | 997.0088 | 0
2024 | 3 | 1 | 0 | 930.5407 | 0
2024 | 3 | 1 | 1 | 886.6828 | 0
2024 | 3 | 1 | 2 | 857.2345 | 0
2024 | 3 | 1 | 3 | 840.847 | 0
2024 | 3 | 1 | 4 | 833.4229 | 0
2024 | 3 | 1 | 5 | 840.9856 | 0
2024 | 3 | 1 | 6 | 872.889 | 0
2024 | 3 | 1 | 7 | 946.0133 | 0
2024 | 3 | 1 | 8 | 1019.1376 | 0
2024 | 3 | 1 | 9 | 1055.7014 | 5.7014
2024 | 3 | 1 | 10 | 1078.5269 | 28.5269
2024 | 3 | 1 | 11 | 1090.7603 | 40.7603
2024 | 3 | 1 | 12 | 1096.0359 | 46.0359
2024 | 3 | 1 | 13 | 1088.3161 | 38.3161
2024 | 3 | 1 | 14 | 1081.1231 | 31.1231
2024 | 3 | 1 | 15 | 1067.0068 | 17.0068
2024 | 3 | 1 | 16 | 1055.074 | 5.074
2024 | 3 | 1 | 17 | 1053.4164 | 3.4164
2024 | 3 | 1 | 18 | 1054.6067 | 4.6067
2024 | 3 | 1 | 19 | 1090.1421 | 40.1421
2024 | 3 | 1 | 20 | 1096.9516 | 46.9516
2024 | 3 | 1 | 21 | 1080.4869 | 30.4869
2024 | 3 | 1 | 22 | 1046.1549 | 0
2024 | 3 | 1 | 23 | 995.134 | 0
2024 | 3 | 2 | 0 | 943.2475 | 0
2024 | 3 | 2 | 1 | 891.361 | 0
2024 | 3 | 2 | 2 | 859.1283 | 0
2024 | 3 | 2 | 3 | 838.1645 | 0
2024 | 3 | 2 | 4 | 826.5203 | 0
2024 | 3 | 2 | 5 | 827.157 | 0
2024 | 3 | 2 | 6 | 839.4436 | 0
2024 | 3 | 2 | 7 | 861.2819 | 0
2024 | 3 | 2 | 8 | 870.2553 | 0
2024 | 3 | 2 | 9 | 915.6267 | 0
2024 | 3 | 2 | 10 | 962.7567 | 0
2024 | 3 | 2 | 11 | 991.9124 | 0
2024 | 3 | 2 | 12 | 1008.7553 | 0
2024 | 3 | 2 | 13 | 1010.8963 | 0
2024 | 3 | 2 | 14 | 1000.9344 | 0
2024 | 3 | 2 | 15 | 986.9466 | 0
2024 | 3 | 2 | 16 | 977.9912 | 0
2024 | 3 | 2 | 17 | 975.177 | 0
2024 | 3 | 2 | 18 | 987.4322 | 0
2024 | 3 | 2 | 19 | 1025.045 | 0
2024 | 3 | 2 | 20 | 1019.772 | 0
2024 | 3 | 2 | 21 | 994.2843 | 0
2024 | 3 | 2 | 22 | 965.1842 | 0
2024 | 3 | 2 | 23 | 931.9652 | 0
2024 | 3 | 3 | 0 | 894.2145 | 0
2024 | 3 | 3 | 1 | 848.685 | 0
2024 | 3 | 3 | 2 | 819.6061 | 0
2024 | 3 | 3 | 3 | 797.9202 | 0
2024 | 3 | 3 | 4 | 784.2026 | 0
2024 | 3 | 3 | 5 | 778.1626 | 0
2024 | 3 | 3 | 6 | 779.5127 | 0
2024 | 3 | 3 | 7 | 780.8628 | 0
2024 | 3 | 3 | 8 | 795.1166 | 0
2024 | 3 | 3 | 9 | 840.2465 | 0
2024 | 3 | 3 | 10 | 885.939 | 0
2024 | 3 | 3 | 11 | 917.4099 | 0
2024 | 3 | 3 | 12 | 940.747 | 0
2024 | 3 | 3 | 13 | 944.9042 | 0
2024 | 3 | 3 | 14 | 934.246 | 0
2024 | 3 | 3 | 15 | 929.6295 | 0
2024 | 3 | 3 | 16 | 926.746 | 0
2024 | 3 | 3 | 17 | 937.5587 | 0
2024 | 3 | 3 | 18 | 953.142 | 0
2024 | 3 | 3 | 19 | 991.8063 | 0
2024 | 3 | 3 | 20 | 992.4012 | 0
2024 | 3 | 3 | 21 | 974.3146 | 0
2024 | 3 | 3 | 22 | 944.4113 | 0
2024 | 3 | 3 | 23 | 905.0275 | 0
2024 | 3 | 4 | 0 | 861.6216 | 0
2024 | 3 | 4 | 1 | 819.789 | 0
2024 | 3 | 4 | 2 | 777.9563 | 0
2024 | 3 | 4 | 3 | 763.3856 | 0
2024 | 3 | 4 | 4 | 759.007 | 0
2024 | 3 | 4 | 5 | 774.427 | 0
2024 | 3 | 4 | 6 | 824.1392 | 0
2024 | 3 | 4 | 7 | 895.4408 | 0
2024 | 3 | 4 | 8 | 947.9187 | 0
2024 | 3 | 4 | 9 | 1000.3967 | 0
2024 | 3 | 4 | 10 | 1027.3062 | 0
2024 | 3 | 4 | 11 | 1045.3599 | 0
2024 | 3 | 4 | 12 | 1059.4678 | 9.4678
2024 | 3 | 4 | 13 | 1063.0041 | 13.0041
2024 | 3 | 4 | 14 | 1059.3478 | 9.3478
2024 | 3 | 4 | 15 | 1050.1597 | 0.1597
2024 | 3 | 4 | 16 | 1042.3422 | 0
2024 | 3 | 4 | 17 | 1043.5155 | 0
2024 | 3 | 4 | 18 | 1044.5158 | 0
2024 | 3 | 4 | 19 | 1075.1586 | 25.1586
2024 | 3 | 4 | 20 | 1068.4308 | 18.4308
2024 | 3 | 4 | 21 | 1035.7857 | 0
2024 | 3 | 4 | 22 | 983.7114 | 0
2024 | 3 | 4 | 23 | 920.6064 | 0
2024 | 3 | 5 | 0 | 875.0148 | 0
2024 | 3 | 5 | 1 | 829.4232 | 0
2024 | 3 | 5 | 2 | 810.9304 | 0
2024 | 3 | 5 | 3 | 801.1569 | 0
2024 | 3 | 5 | 4 | 799.6635 | 0
2024 | 3 | 5 | 5 | 815.2735 | 0
2024 | 3 | 5 | 6 | 863.6553 | 0
2024 | 3 | 5 | 7 | 942.9964 | 0
2024 | 3 | 5 | 8 | 1022.3375 | 0
2024 | 3 | 5 | 9 | 1061.2842 | 11.2842
2024 | 3 | 5 | 10 | 1083.4162 | 33.4162
2024 | 3 | 5 | 11 | 1100.0278 | 50.0278
2024 | 3 | 5 | 12 | 1110.5546 | 60.5546
2024 | 3 | 5 | 13 | 1112.5121 | 62.5121
2024 | 3 | 5 | 14 | 1107.9641 | 57.9641
2024 | 3 | 5 | 15 | 1103.8983 | 53.8983
2024 | 3 | 5 | 16 | 1103.6077 | 53.6077
2024 | 3 | 5 | 17 | 1106.6976 | 56.6976
2024 | 3 | 5 | 18 | 1110.2041 | 60.2041
2024 | 3 | 5 | 19 | 1135.5278 | 85.5278
2024 | 3 | 5 | 20 | 1132.4197 | 82.4197
2024 | 3 | 5 | 21 | 1100.3317 | 50.3317
2024 | 3 | 5 | 22 | 1055.5516 | 5.5516
2024 | 3 | 5 | 23 | 993.7724 | 0
2024 | 3 | 6 | 0 | 929.2565 | 0
2024 | 3 | 6 | 1 | 899.38 | 0
2024 | 3 | 6 | 2 | 873.7654 | 0
2024 | 3 | 6 | 3 | 860.1794 | 0
2024 | 3 | 6 | 4 | 856.6674 | 0
2024 | 3 | 6 | 5 | 870.3341 | 0
2024 | 3 | 6 | 6 | 915.6271 | 0
2024 | 3 | 6 | 7 | 989.8481 | 0
2024 | 3 | 6 | 8 | 1064.0691 | 14.0691
2024 | 3 | 6 | 9 | 1096.1058 | 46.1058
2024 | 3 | 6 | 10 | 1109.8388 | 59.8388
2024 | 3 | 6 | 11 | 1120.5278 | 70.5278
2024 | 3 | 6 | 12 | 1123.469 | 73.469
2024 | 3 | 6 | 13 | 1119.9601 | 69.9601
2024 | 3 | 6 | 14 | 1112.9075 | 62.9075
2024 | 3 | 6 | 15 | 1104.7717 | 54.7717
2024 | 3 | 6 | 16 | 1100.2876 | 50.2876
2024 | 3 | 6 | 17 | 1100.1846 | 50.1846
2024 | 3 | 6 | 18 | 1107.3409 | 57.3409
2024 | 3 | 6 | 19 | 1138.0876 | 88.0876
2024 | 3 | 6 | 20 | 1145.6922 | 95.6922
2024 | 3 | 6 | 21 | 1122.5604 | 72.5604
2024 | 3 | 6 | 22 | 1076.7973 | 26.7973
2024 | 3 | 6 | 23 | 1012.2517 | 0
2024 | 3 | 7 | 0 | 944.4837 | 0
2024 | 3 | 7 | 1 | 898.2114 | 0
2024 | 3 | 7 | 2 | 851.939 | 0
2024 | 3 | 7 | 3 | 837.3401 | 0
2024 | 3 | 7 | 4 | 834.6561 | 0
2024 | 3 | 7 | 5 | 847.8784 | 0
2024 | 3 | 7 | 6 | 892.3353 | 0
2024 | 3 | 7 | 7 | 965.7098 | 0
2024 | 3 | 7 | 8 | 1023.7081 | 0
2024 | 3 | 7 | 9 | 1053.7551 | 3.7551
2024 | 3 | 7 | 10 | 1069.6019 | 19.6019
2024 | 3 | 7 | 11 | 1082.4833 | 32.4833
2024 | 3 | 7 | 12 | 1090.476 | 40.476
2024 | 3 | 7 | 13 | 1088.2285 | 38.2285
2024 | 3 | 7 | 14 | 1080.8024 | 30.8024
2024 | 3 | 7 | 15 | 1073.8409 | 23.8409
2024 | 3 | 7 | 16 | 1068.0955 | 18.0955
2024 | 3 | 7 | 17 | 1068.169 | 18.169
2024 | 3 | 7 | 18 | 1063.8307 | 13.8307
2024 | 3 | 7 | 19 | 1086.5313 | 36.5313
2024 | 3 | 7 | 20 | 1091.297 | 41.297
2024 | 3 | 7 | 21 | 1066.8989 | 16.8989
2024 | 3 | 7 | 22 | 1024.0246 | 0
2024 | 3 | 7 | 23 | 966.6017 | 0
2024 | 3 | 8 | 0 | 907.4688 | 0
2024 | 3 | 8 | 1 | 852.269 | 0
2024 | 3 | 8 | 2 | 824.5346 | 0
2024 | 3 | 8 | 3 | 809.5479 | 0
2024 | 3 | 8 | 4 | 805.0757 | 0
2024 | 3 | 8 | 5 | 821.152 | 0
2024 | 3 | 8 | 6 | 871.4166 | 0
2024 | 3 | 8 | 7 | 941.4752 | 0
2024 | 3 | 8 | 8 | 1011.5339 | 0
2024 | 3 | 8 | 9 | 1044.1981 | 0
2024 | 3 | 8 | 10 | 1061.754 | 11.754
2024 | 3 | 8 | 11 | 1074.5868 | 24.5868
2024 | 3 | 8 | 12 | 1079.2159 | 29.2159
2024 | 3 | 8 | 13 | 1072.9215 | 22.9215
2024 | 3 | 8 | 14 | 1062.4975 | 12.4975
2024 | 3 | 8 | 15 | 1049.0274 | 0
2024 | 3 | 8 | 16 | 1036.9657 | 0
2024 | 3 | 8 | 17 | 1033.5286 | 0
2024 | 3 | 8 | 18 | 1027.6538 | 0
2024 | 3 | 8 | 19 | 1055.2472 | 5.2472
2024 | 3 | 8 | 20 | 1053.5281 | 3.5281
2024 | 3 | 8 | 21 | 1022.2143 | 0
2024 | 3 | 8 | 22 | 976.8922 | 0
2024 | 3 | 8 | 23 | 920.6735 | 0
2024 | 3 | 9 | 0 | 860.5939 | 0
2024 | 3 | 9 | 1 | 814.5211 | 0
2024 | 3 | 9 | 2 | 779.6329 | 0
2024 | 3 | 9 | 3 | 744.7447 | 0
2024 | 3 | 9 | 4 | 730.2576 | 0
2024 | 3 | 9 | 5 | 729.562 | 0
2024 | 3 | 9 | 6 | 751.4476 | 0
2024 | 3 | 9 | 7 | 773.3332 | 0
2024 | 3 | 9 | 8 | 805.4725 | 0
2024 | 3 | 9 | 9 | 862.5889 | 0
2024 | 3 | 9 | 10 | 910.4375 | 0
2024 | 3 | 9 | 11 | 939.7283 | 0
2024 | 3 | 9 | 12 | 955.4188 | 0
2024 | 3 | 9 | 13 | 954.0601 | 0
2024 | 3 | 9 | 14 | 939.5699 | 0
2024 | 3 | 9 | 15 | 923.4435 | 0
2024 | 3 | 9 | 16 | 911.6422 | 0
2024 | 3 | 9 | 17 | 918.155 | 0
2024 | 3 | 9 | 18 | 918.8134 | 0
2024 | 3 | 9 | 19 | 953.012 | 0
2024 | 3 | 9 | 20 | 953.3675 | 0
2024 | 3 | 9 | 21 | 923.4786 | 0
2024 | 3 | 9 | 22 | 886.1173 | 0
2024 | 3 | 9 | 23 | 840.8234 | 0
2024 | 3 | 10 | 0 | 802.4375 | 0
2024 | 3 | 10 | 1 | 764.0515 | 0
2024 | 3 | 10 | 2 | 740.8902 | 0
2024 | 3 | 10 | 3 | 725.9265 | 0
2024 | 3 | 10 | 4 | 718.5264 | 0
2024 | 3 | 10 | 5 | 718.6922 | 0
2024 | 3 | 10 | 6 | 728.3069 | 0
2024 | 3 | 10 | 7 | 737.9217 | 0
2024 | 3 | 10 | 8 | 750.7147 | 0
2024 | 3 | 10 | 9 | 791.7934 | 0
2024 | 3 | 10 | 10 | 832.5906 | 0
2024 | 3 | 10 | 11 | 863.3665 | 0
2024 | 3 | 10 | 12 | 885.3369 | 0
2024 | 3 | 10 | 13 | 891.0101 | 0
2024 | 3 | 10 | 14 | 883.1303 | 0
2024 | 3 | 10 | 15 | 878.0112 | 0
2024 | 3 | 10 | 16 | 878.1834 | 0
2024 | 3 | 10 | 17 | 890.5436 | 0
2024 | 3 | 10 | 18 | 900.361 | 0
2024 | 3 | 10 | 19 | 927.1375 | 0
2024 | 3 | 10 | 20 | 932.5757 | 0
2024 | 3 | 10 | 21 | 913.0649 | 0
2024 | 3 | 10 | 22 | 883.305 | 0
2024 | 3 | 10 | 23 | 846.132 | 0
2024 | 3 | 11 | 0 | 808.4088 | 0
2024 | 3 | 11 | 1 | 774.9898 | 0
2024 | 3 | 11 | 2 | 755.2268 | 0
2024 | 3 | 11 | 3 | 746.6635 | 0
2024 | 3 | 11 | 4 | 748.3478 | 0
2024 | 3 | 11 | 5 | 771.2398 | 0
2024 | 3 | 11 | 6 | 836.8577 | 0
2024 | 3 | 11 | 7 | 902.4757 | 0
2024 | 3 | 11 | 8 | 975.4134 | 0
2024 | 3 | 11 | 9 | 1007.0246 | 0
2024 | 3 | 11 | 10 | 1029.7383 | 0
2024 | 3 | 11 | 11 | 1049.3266 | 0
2024 | 3 | 11 | 12 | 1060.9829 | 10.9829
2024 | 3 | 11 | 13 | 1061.4168 | 11.4168
2024 | 3 | 11 | 14 | 1053.9442 | 3.9442
2024 | 3 | 11 | 15 | 1046.5425 | 0
2024 | 3 | 11 | 16 | 1041.7114 | 0
2024 | 3 | 11 | 17 | 1043.6132 | 0
2024 | 3 | 11 | 18 | 1039.7081 | 0
2024 | 3 | 11 | 19 | 1060.249 | 10.249
2024 | 3 | 11 | 20 | 1060.6609 | 10.6609
2024 | 3 | 11 | 21 | 1025.441 | 0
2024 | 3 | 11 | 22 | 973.1634 | 0
2024 | 3 | 11 | 23 | 909.2857 | 0
2024 | 3 | 12 | 0 | 848.842 | 0
2024 | 3 | 12 | 1 | 818.0763 | 0
2024 | 3 | 12 | 2 | 794.0937 | 0
2024 | 3 | 12 | 3 | 782.4342 | 0
2024 | 3 | 12 | 4 | 780.3913 | 0
2024 | 3 | 12 | 5 | 801.3128 | 0
2024 | 3 | 12 | 6 | 866.0166 | 0
2024 | 3 | 12 | 7 | 930.7204 | 0
2024 | 3 | 12 | 8 | 1002.1201 | 0
2024 | 3 | 12 | 9 | 1031.1974 | 0
2024 | 3 | 12 | 10 | 1051.0832 | 1.0832
2024 | 3 | 12 | 11 | 1067.3914 | 17.3914
2024 | 3 | 12 | 12 | 1076.047 | 26.047
2024 | 3 | 12 | 13 | 1078.5148 | 28.5148
2024 | 3 | 12 | 14 | 1072.5152 | 22.5152
2024 | 3 | 12 | 15 | 1065.4703 | 15.4703
2024 | 3 | 12 | 16 | 1060.7645 | 10.7645
2024 | 3 | 12 | 17 | 1061.3316 | 11.3316
2024 | 3 | 12 | 18 | 1056.3193 | 6.3193
2024 | 3 | 12 | 19 | 1076.648 | 26.648
2024 | 3 | 12 | 20 | 1079.8553 | 29.8553
2024 | 3 | 12 | 21 | 1047.9498 | 0
2024 | 3 | 12 | 22 | 995.4186 | 0
2024 | 3 | 12 | 23 | 929.9564 | 0
2024 | 3 | 13 | 0 | 868.3392 | 0
2024 | 3 | 13 | 1 | 838.1468 | 0
2024 | 3 | 13 | 2 | 813.9745 | 0
2024 | 3 | 13 | 3 | 802.6251 | 0
2024 | 3 | 13 | 4 | 802.2961 | 0
2024 | 3 | 13 | 5 | 823.2071 | 0
2024 | 3 | 13 | 6 | 894.2534 | 0
2024 | 3 | 13 | 7 | 965.2997 | 0
2024 | 3 | 13 | 8 | 1023.1782 | 0
2024 | 3 | 13 | 9 | 1050.7045 | 0.70449
2024 | 3 | 13 | 10 | 1070.5972 | 20.5972
2024 | 3 | 13 | 11 | 1080.5776 | 30.5776
2024 | 3 | 13 | 12 | 1082.2237 | 32.2237
2024 | 3 | 13 | 13 | 1079.745 | 29.745
2024 | 3 | 13 | 14 | 1074.6699 | 24.6699
2024 | 3 | 13 | 15 | 1068.2677 | 18.2677
2024 | 3 | 13 | 16 | 1068.4649 | 18.4649
2024 | 3 | 13 | 17 | 1072.0589 | 22.0589
2024 | 3 | 13 | 18 | 1064.1806 | 14.1806
2024 | 3 | 13 | 19 | 1078.9152 | 28.9152
2024 | 3 | 13 | 20 | 1087.9545 | 37.9545
2024 | 3 | 13 | 21 | 1061.4609 | 11.4609
2024 | 3 | 13 | 22 | 1009.6145 | 0
2024 | 3 | 13 | 23 | 941.6263 | 0
2024 | 3 | 14 | 0 | 877.3354 | 0
2024 | 3 | 14 | 1 | 831.1187 | 0
2024 | 3 | 14 | 2 | 806.648 | 0
2024 | 3 | 14 | 3 | 794.3698 | 0
2024 | 3 | 14 | 4 | 794.3022 | 0
2024 | 3 | 14 | 5 | 814.5939 | 0
2024 | 3 | 14 | 6 | 881.9302 | 0
2024 | 3 | 14 | 7 | 949.2665 | 0
2024 | 3 | 14 | 8 | 999.8533 | 0
2024 | 3 | 14 | 9 | 1028.3508 | 0
2024 | 3 | 14 | 10 | 1051.3399 | 1.3399
2024 | 3 | 14 | 11 | 1065.7424 | 15.7424
2024 | 3 | 14 | 12 | 1070.7785 | 20.7785
2024 | 3 | 14 | 13 | 1068.9843 | 18.9843
2024 | 3 | 14 | 14 | 1063.5878 | 13.5878
2024 | 3 | 14 | 15 | 1055.1392 | 5.1392
2024 | 3 | 14 | 16 | 1049.4117 | 0
2024 | 3 | 14 | 17 | 1043.8319 | 0
2024 | 3 | 14 | 18 | 1028.4572 | 0
2024 | 3 | 14 | 19 | 1046.541 | 0
2024 | 3 | 14 | 20 | 1054.4843 | 4.4843
2024 | 3 | 14 | 21 | 1026.8966 | 0
2024 | 3 | 14 | 22 | 978.0791 | 0
2024 | 3 | 14 | 23 | 918.2211 | 0
2024 | 3 | 15 | 0 | 862.8941 | 0
2024 | 3 | 15 | 1 | 818.3083 | 0
2024 | 3 | 15 | 2 | 773.7224 | 0
2024 | 3 | 15 | 3 | 759.7307 | 0
2024 | 3 | 15 | 4 | 757.9249 | 0
2024 | 3 | 15 | 5 | 781.7357 | 0
2024 | 3 | 15 | 6 | 848.7907 | 0
2024 | 3 | 15 | 7 | 915.8458 | 0
2024 | 3 | 15 | 8 | 986.0054 | 0
2024 | 3 | 15 | 9 | 1013.3875 | 0
2024 | 3 | 15 | 10 | 1039.1249 | 0
2024 | 3 | 15 | 11 | 1055.1428 | 5.1428
2024 | 3 | 15 | 12 | 1060.7031 | 10.7031
2024 | 3 | 15 | 13 | 1059.3129 | 9.3129
2024 | 3 | 15 | 14 | 1050.6263 | 0.62631
2024 | 3 | 15 | 15 | 1040.0028 | 0
2024 | 3 | 15 | 16 | 1035.8521 | 0
2024 | 3 | 15 | 17 | 1036.912 | 0
2024 | 3 | 15 | 18 | 1023.682 | 0
2024 | 3 | 15 | 19 | 1020.8997 | 0
2024 | 3 | 15 | 20 | 1020.0013 | 0
2024 | 3 | 15 | 21 | 985.667 | 0
2024 | 3 | 15 | 22 | 931.2131 | 0
2024 | 3 | 15 | 23 | 866.5131 | 0
2024 | 3 | 16 | 0 | 805.6037 | 0
2024 | 3 | 16 | 1 | 760.0941 | 0
2024 | 3 | 16 | 2 | 727.5773 | 0
2024 | 3 | 16 | 3 | 695.0606 | 0
2024 | 3 | 16 | 4 | 686.7368 | 0
2024 | 3 | 16 | 5 | 691.1247 | 0
2024 | 3 | 16 | 6 | 712.4632 | 0
2024 | 3 | 16 | 7 | 742.6521 | 0
2024 | 3 | 16 | 8 | 772.841 | 0
2024 | 3 | 16 | 9 | 831.1445 | 0
2024 | 3 | 16 | 10 | 875.2622 | 0
2024 | 3 | 16 | 11 | 901.3478 | 0
2024 | 3 | 16 | 12 | 914.1472 | 0
2024 | 3 | 16 | 13 | 909.4273 | 0
2024 | 3 | 16 | 14 | 896.6067 | 0
2024 | 3 | 16 | 15 | 881.3257 | 0
2024 | 3 | 16 | 16 | 875.9017 | 0
2024 | 3 | 16 | 17 | 884.8866 | 0
2024 | 3 | 16 | 18 | 880.8555 | 0
2024 | 3 | 16 | 19 | 891.6698 | 0
2024 | 3 | 16 | 20 | 895.8831 | 0
2024 | 3 | 16 | 21 | 866.4618 | 0
2024 | 3 | 16 | 22 | 831.1687 | 0
2024 | 3 | 16 | 23 | 789.0724 | 0
2024 | 3 | 17 | 0 | 754.7235 | 0
2024 | 3 | 17 | 1 | 720.3746 | 0
2024 | 3 | 17 | 2 | 698.087 | 0
2024 | 3 | 17 | 3 | 684.725 | 0
2024 | 3 | 17 | 4 | 677.8264 | 0
2024 | 3 | 17 | 5 | 681.5882 | 0
2024 | 3 | 17 | 6 | 694.5732 | 0
2024 | 3 | 17 | 7 | 707.5581 | 0
2024 | 3 | 17 | 8 | 723.3895 | 0
2024 | 3 | 17 | 9 | 770.98 | 0
2024 | 3 | 17 | 10 | 814.2912 | 0
2024 | 3 | 17 | 11 | 843.4205 | 0
2024 | 3 | 17 | 12 | 857.8181 | 0
2024 | 3 | 17 | 13 | 858.0442 | 0
2024 | 3 | 17 | 14 | 849.8362 | 0
2024 | 3 | 17 | 15 | 843.1423 | 0
2024 | 3 | 17 | 16 | 840.5441 | 0
2024 | 3 | 17 | 17 | 850.0874 | 0
2024 | 3 | 17 | 18 | 851.0676 | 0
2024 | 3 | 17 | 19 | 876.5527 | 0
2024 | 3 | 17 | 20 | 894.7345 | 0
2024 | 3 | 17 | 21 | 880.1304 | 0
2024 | 3 | 17 | 22 | 846.4475 | 0
2024 | 3 | 17 | 23 | 804.5521 | 0
2024 | 3 | 18 | 0 | 766.4067 | 0
2024 | 3 | 18 | 1 | 744.8476 | 0
2024 | 3 | 18 | 2 | 728.6798 | 0
2024 | 3 | 18 | 3 | 723.9212 | 0
2024 | 3 | 18 | 4 | 729.8256 | 0
2024 | 3 | 18 | 5 | 758.2216 | 0
2024 | 3 | 18 | 6 | 827.1962 | 0
2024 | 3 | 18 | 7 | 896.1708 | 0
2024 | 3 | 18 | 8 | 968.1933 | 0
2024 | 3 | 18 | 9 | 1001.7255 | 0
2024 | 3 | 18 | 10 | 1022.9905 | 0
2024 | 3 | 18 | 11 | 1036.9288 | 0
2024 | 3 | 18 | 12 | 1041.6425 | 0
2024 | 3 | 18 | 13 | 1041.149 | 0
2024 | 3 | 18 | 14 | 1037.4931 | 0
2024 | 3 | 18 | 15 | 1032.7463 | 0
2024 | 3 | 18 | 16 | 1035.342 | 0
2024 | 3 | 18 | 17 | 1039.9342 | 0
2024 | 3 | 18 | 18 | 1030.2288 | 0
2024 | 3 | 18 | 19 | 1031.1531 | 0
2024 | 3 | 18 | 20 | 1040.3076 | 0
2024 | 3 | 18 | 21 | 1013.6317 | 0
2024 | 3 | 18 | 22 | 961.0108 | 0
2024 | 3 | 18 | 23 | 896.9002 | 0
2024 | 3 | 19 | 0 | 839.1793 | 0
2024 | 3 | 19 | 1 | 817.549 | 0
2024 | 3 | 19 | 2 | 797.2831 | 0
2024 | 3 | 19 | 3 | 788.5799 | 0
2024 | 3 | 19 | 4 | 791.3885 | 0
2024 | 3 | 19 | 5 | 817.3427 | 0
2024 | 3 | 19 | 6 | 883.95 | 0
2024 | 3 | 19 | 7 | 950.5574 | 0
2024 | 3 | 19 | 8 | 1019.3874 | 0
2024 | 3 | 19 | 9 | 1053.8627 | 3.8627
2024 | 3 | 19 | 10 | 1071.472 | 21.472
2024 | 3 | 19 | 11 | 1084.6706 | 34.6706
2024 | 3 | 19 | 12 | 1088.4585 | 38.4585
2024 | 3 | 19 | 13 | 1085.5235 | 35.5235
2024 | 3 | 19 | 14 | 1075.8201 | 25.8201
2024 | 3 | 19 | 15 | 1068.2041 | 18.2041
2024 | 3 | 19 | 16 | 1061.4808 | 11.4808
2024 | 3 | 19 | 17 | 1058.8521 | 8.8521
2024 | 3 | 19 | 18 | 1049.8221 | 0
2024 | 3 | 19 | 19 | 1061.4151 | 11.4151
2024 | 3 | 19 | 20 | 1065.9843 | 15.9843
2024 | 3 | 19 | 21 | 1031.6274 | 0
2024 | 3 | 19 | 22 | 980.674 | 0
2024 | 3 | 19 | 23 | 917.9605 | 0
2024 | 3 | 20 | 0 | 865.1535 | 0
2024 | 3 | 20 | 1 | 817.7206 | 0
2024 | 3 | 20 | 2 | 796.4597 | 0
2024 | 3 | 20 | 3 | 785.7533 | 0
2024 | 3 | 20 | 4 | 786.1928 | 0
2024 | 3 | 20 | 5 | 812.3829 | 0
2024 | 3 | 20 | 6 | 878.47 | 0
2024 | 3 | 20 | 7 | 944.5571 | 0
2024 | 3 | 20 | 8 | 1008.7693 | 0
2024 | 3 | 20 | 9 | 1032.1857 | 0
2024 | 3 | 20 | 10 | 1052.1906 | 2.1906
2024 | 3 | 20 | 11 | 1066.7083 | 16.7083
2024 | 3 | 20 | 12 | 1073.0589 | 23.0589
2024 | 3 | 20 | 13 | 1073.5338 | 23.5338
2024 | 3 | 20 | 14 | 1062.4404 | 12.4404
2024 | 3 | 20 | 15 | 1057.9432 | 7.9432
2024 | 3 | 20 | 16 | 1052.7071 | 2.7071
2024 | 3 | 20 | 17 | 1048.7743 | 0
2024 | 3 | 20 | 18 | 1037.8472 | 0
2024 | 3 | 20 | 19 | 1049.9177 | 0
2024 | 3 | 20 | 20 | 1059.1761 | 9.1761
2024 | 3 | 20 | 21 | 1026.154 | 0
2024 | 3 | 20 | 22 | 967.7237 | 0
2024 | 3 | 20 | 23 | 898.396 | 0
2024 | 3 | 21 | 0 | 839.8034 | 0
2024 | 3 | 21 | 1 | 789.2464 | 0
2024 | 3 | 21 | 2 | 767.9923 | 0
2024 | 3 | 21 | 3 | 758.8346 | 0
2024 | 3 | 21 | 4 | 761.5795 | 0
2024 | 3 | 21 | 5 | 789.9613 | 0
2024 | 3 | 21 | 6 | 856.6394 | 0
2024 | 3 | 21 | 7 | 923.3174 | 0
2024 | 3 | 21 | 8 | 987.5916 | 0
2024 | 3 | 21 | 9 | 1013.9914 | 0
2024 | 3 | 21 | 10 | 1035.0073 | 0
2024 | 3 | 21 | 11 | 1048.449 | 0
2024 | 3 | 21 | 12 | 1048.1046 | 0
2024 | 3 | 21 | 13 | 1046.9086 | 0
2024 | 3 | 21 | 14 | 1035.9848 | 0
2024 | 3 | 21 | 15 | 1027.3976 | 0
2024 | 3 | 21 | 16 | 1025.0763 | 0
2024 | 3 | 21 | 17 | 1023.1276 | 0
2024 | 3 | 21 | 18 | 1005.1608 | 0
2024 | 3 | 21 | 19 | 1018.314 | 0
2024 | 3 | 21 | 20 | 1030.9724 | 0
2024 | 3 | 21 | 21 | 998.6618 | 0
2024 | 3 | 21 | 22 | 943.0262 | 0
2024 | 3 | 21 | 23 | 878.7543 | 0
2024 | 3 | 22 | 0 | 824.7361 | 0
2024 | 3 | 22 | 1 | 810.477 | 0
2024 | 3 | 22 | 2 | 796.218 | 0
2024 | 3 | 22 | 3 | 791.312 | 0
2024 | 3 | 22 | 4 | 796.2752 | 0
2024 | 3 | 22 | 5 | 822.1363 | 0
2024 | 3 | 22 | 6 | 883.6613 | 0
2024 | 3 | 22 | 7 | 945.1862 | 0
2024 | 3 | 22 | 8 | 1006.8896 | 0
2024 | 3 | 22 | 9 | 1029.8708 | 0
2024 | 3 | 22 | 10 | 1042.2641 | 0
2024 | 3 | 22 | 11 | 1048.8487 | 0
2024 | 3 | 22 | 12 | 1048.5058 | 0
2024 | 3 | 22 | 13 | 1041.4871 | 0
2024 | 3 | 22 | 14 | 1027.3659 | 0
2024 | 3 | 22 | 15 | 1015.3942 | 0
2024 | 3 | 22 | 16 | 1009.5625 | 0
2024 | 3 | 22 | 17 | 1004.019 | 0
2024 | 3 | 22 | 18 | 989.471 | 0
2024 | 3 | 22 | 19 | 1005.9956 | 0
2024 | 3 | 22 | 20 | 1014.2664 | 0
2024 | 3 | 22 | 21 | 985.8569 | 0
2024 | 3 | 22 | 22 | 940.7594 | 0
2024 | 3 | 22 | 23 | 888.5046 | 0
2024 | 3 | 23 | 0 | 843.0711 | 0
2024 | 3 | 23 | 1 | 817.5661 | 0
2024 | 3 | 23 | 2 | 792.061 | 0
2024 | 3 | 23 | 3 | 780.1845 | 0
2024 | 3 | 23 | 4 | 778.4592 | 0
2024 | 3 | 23 | 5 | 798.3744 | 0
2024 | 3 | 23 | 6 | 841.2732 | 0
2024 | 3 | 23 | 7 | 853.5961 | 0
2024 | 3 | 23 | 8 | 865.9189 | 0
2024 | 3 | 23 | 9 | 906.3225 | 0
2024 | 3 | 23 | 10 | 941.3685 | 0
2024 | 3 | 23 | 11 | 960.6161 | 0
2024 | 3 | 23 | 12 | 965.4277 | 0
2024 | 3 | 23 | 13 | 961.6749 | 0
2024 | 3 | 23 | 14 | 944.3015 | 0
2024 | 3 | 23 | 15 | 930.0394 | 0
2024 | 3 | 23 | 16 | 923.7638 | 0
2024 | 3 | 23 | 17 | 925.5465 | 0
2024 | 3 | 23 | 18 | 927.7315 | 0
2024 | 3 | 23 | 19 | 938.9401 | 0
2024 | 3 | 23 | 20 | 954.7703 | 0
2024 | 3 | 23 | 21 | 929.2704 | 0
2024 | 3 | 23 | 22 | 886.2477 | 0
2024 | 3 | 23 | 23 | 840.68 | 0
2024 | 3 | 24 | 0 | 830.0399 | 0
2024 | 3 | 24 | 1 | 814.2433 | 0
2024 | 3 | 24 | 2 | 794.5144 | 0
2024 | 3 | 24 | 3 | 781.7931 | 0
2024 | 3 | 24 | 4 | 780.9312 | 0
2024 | 3 | 24 | 5 | 799.7059 | 0
2024 | 3 | 24 | 6 | 831.9728 | 0
2024 | 3 | 24 | 7 | 831.9599 | 0
2024 | 3 | 24 | 8 | 831.947 | 0
2024 | 3 | 24 | 9 | 864.2964 | 0
2024 | 3 | 24 | 10 | 901.9314 | 0
2024 | 3 | 24 | 11 | 929.1905 | 0
2024 | 3 | 24 | 12 | 944.8737 | 0
2024 | 3 | 24 | 13 | 952.4628 | 0
2024 | 3 | 24 | 14 | 944.8262 | 0
2024 | 3 | 24 | 15 | 940.9056 | 0
2024 | 3 | 24 | 16 | 946.2879 | 0
2024 | 3 | 24 | 17 | 953.3454 | 0
2024 | 3 | 24 | 18 | 959.3456 | 0
2024 | 3 | 24 | 19 | 969.3529 | 0
2024 | 3 | 24 | 20 | 983.0301 | 0
2024 | 3 | 24 | 21 | 958.0233 | 0
2024 | 3 | 24 | 22 | 912.0373 | 0
2024 | 3 | 24 | 23 | 865.2149 | 0
2024 | 3 | 25 | 0 | 835.7079 | 0
2024 | 3 | 25 | 1 | 825.1547 | 0
2024 | 3 | 25 | 2 | 811.4916 | 0
2024 | 3 | 25 | 3 | 809.3668 | 0
2024 | 3 | 25 | 4 | 817.7639 | 0
2024 | 3 | 25 | 5 | 850.4172 | 0
2024 | 3 | 25 | 6 | 928.5668 | 0
2024 | 3 | 25 | 7 | 994.9087 | 0
2024 | 3 | 25 | 8 | 1061.2505 | 11.2505
2024 | 3 | 25 | 9 | 1087.829 | 37.829
2024 | 3 | 25 | 10 | 1104.5754 | 54.5754
2024 | 3 | 25 | 11 | 1111.918 | 61.918
2024 | 3 | 25 | 12 | 1110.2834 | 60.2834
2024 | 3 | 25 | 13 | 1107.2135 | 57.2135
2024 | 3 | 25 | 14 | 1098.3199 | 48.3199
2024 | 3 | 25 | 15 | 1090.8974 | 40.8974
2024 | 3 | 25 | 16 | 1089.6262 | 39.6262
2024 | 3 | 25 | 17 | 1088.9312 | 38.9312
2024 | 3 | 25 | 18 | 1078.9913 | 28.9913
2024 | 3 | 25 | 19 | 1082.4224 | 32.4224
2024 | 3 | 25 | 20 | 1097.8996 | 47.8996
2024 | 3 | 25 | 21 | 1067.972 | 17.972
2024 | 3 | 25 | 22 | 1009.96 | 0
2024 | 3 | 25 | 23 | 940.8658 | 0
2024 | 3 | 26 | 0 | 885.1346 | 0
2024 | 3 | 26 | 1 | 857.4881 | 0
2024 | 3 | 26 | 2 | 840.9206 | 0
2024 | 3 | 26 | 3 | 836.4271 | 0
2024 | 3 | 26 | 4 | 841.9888 | 0
2024 | 3 | 26 | 5 | 874.1106 | 0
2024 | 3 | 26 | 6 | 953.014 | 0
2024 | 3 | 26 | 7 | 1018.7564 | 0
2024 | 3 | 26 | 8 | 1084.4989 | 34.4989
2024 | 3 | 26 | 9 | 1109.0544 | 59.0544
2024 | 3 | 26 | 10 | 1119.3755 | 69.3755
2024 | 3 | 26 | 11 | 1125.3026 | 75.3026
2024 | 3 | 26 | 12 | 1121.1498 | 71.1498
2024 | 3 | 26 | 13 | 1116.0715 | 66.0715
2024 | 3 | 26 | 14 | 1106.3505 | 56.3505
2024 | 3 | 26 | 15 | 1097.9703 | 47.9703
2024 | 3 | 26 | 16 | 1099.2746 | 49.2746
2024 | 3 | 26 | 17 | 1100.1456 | 50.1456
2024 | 3 | 26 | 18 | 1090.9743 | 40.9743
2024 | 3 | 26 | 19 | 1090.9209 | 40.9209
2024 | 3 | 26 | 20 | 1102.9431 | 52.9431
2024 | 3 | 26 | 21 | 1070.5509 | 20.5509
2024 | 3 | 26 | 22 | 1012.97 | 0
2024 | 3 | 26 | 23 | 942.3928 | 0
2024 | 3 | 27 | 0 | 886.7363 | 0
2024 | 3 | 27 | 1 | 854.5975 | 0
2024 | 3 | 27 | 2 | 836.3836 | 0
2024 | 3 | 27 | 3 | 829.7261 | 0
2024 | 3 | 27 | 4 | 836.1917 | 0
2024 | 3 | 27 | 5 | 871.2602 | 0
2024 | 3 | 27 | 6 | 956.9071 | 0
2024 | 3 | 27 | 7 | 1026.178 | 0
2024 | 3 | 27 | 8 | 1095.4489 | 45.4489
2024 | 3 | 27 | 9 | 1122.2078 | 72.2078
2024 | 3 | 27 | 10 | 1132.4884 | 82.4884
2024 | 3 | 27 | 11 | 1137.2141 | 87.2141
2024 | 3 | 27 | 12 | 1130.2709 | 80.2709
2024 | 3 | 27 | 13 | 1125.3297 | 75.3297
2024 | 3 | 27 | 14 | 1115.6605 | 65.6605
2024 | 3 | 27 | 15 | 1107.8184 | 57.8184
2024 | 3 | 27 | 16 | 1108.7298 | 58.7298
2024 | 3 | 27 | 17 | 1106.7615 | 56.7615
2024 | 3 | 27 | 18 | 1096.3633 | 46.3633
2024 | 3 | 27 | 19 | 1093.107 | 43.107
2024 | 3 | 27 | 20 | 1106.8598 | 56.8598
2024 | 3 | 27 | 21 | 1070.8706 | 20.8706
2024 | 3 | 27 | 22 | 1007.981 | 0
2024 | 3 | 27 | 23 | 933.1506 | 0
2024 | 3 | 28 | 0 | 875.4924 | 0
2024 | 3 | 28 | 1 | 837.3308 | 0
2024 | 3 | 28 | 2 | 799.1693 | 0
2024 | 3 | 28 | 3 | 792.916 | 0
2024 | 3 | 28 | 4 | 799.0888 | 0
2024 | 3 | 28 | 5 | 835.5851 | 0
2024 | 3 | 28 | 6 | 912.4848 | 0
2024 | 3 | 28 | 7 | 989.3846 | 0
2024 | 3 | 28 | 8 | 1057.0661 | 7.0661
2024 | 3 | 28 | 9 | 1078.3337 | 28.3337
2024 | 3 | 28 | 10 | 1092.5179 | 42.5179
2024 | 3 | 28 | 11 | 1101.5191 | 51.5191
2024 | 3 | 28 | 12 | 1099.259 | 49.259
2024 | 3 | 28 | 13 | 1098.3786 | 48.3786
2024 | 3 | 28 | 14 | 1090.2649 | 40.2649
2024 | 3 | 28 | 15 | 1083.5974 | 33.5974
2024 | 3 | 28 | 16 | 1086.483 | 36.483
2024 | 3 | 28 | 17 | 1087.0616 | 37.0616
2024 | 3 | 28 | 18 | 1066.9519 | 16.9519
2024 | 3 | 28 | 19 | 1053.1666 | 3.1666
2024 | 3 | 28 | 20 | 1063.7842 | 13.7842
2024 | 3 | 28 | 21 | 1028.8591 | 0
2024 | 3 | 28 | 22 | 962.8474 | 0
2024 | 3 | 28 | 23 | 887.1201 | 0
2024 | 3 | 29 | 0 | 829.7097 | 0
2024 | 3 | 29 | 1 | 799.9498 | 0
2024 | 3 | 29 | 2 | 770.1898 | 0
2024 | 3 | 29 | 3 | 758.582 | 0
2024 | 3 | 29 | 4 | 756.2053 | 0
2024 | 3 | 29 | 5 | 770.1268 | 0
2024 | 3 | 29 | 6 | 795.1757 | 0
2024 | 3 | 29 | 7 | 807.6066 | 0
2024 | 3 | 29 | 8 | 820.0375 | 0
2024 | 3 | 29 | 9 | 855.8494 | 0
2024 | 3 | 29 | 10 | 884.0045 | 0
2024 | 3 | 29 | 11 | 906.3599 | 0
2024 | 3 | 29 | 12 | 916.2428 | 0
2024 | 3 | 29 | 13 | 913.5703 | 0
2024 | 3 | 29 | 14 | 901.8953 | 0
2024 | 3 | 29 | 15 | 892.2534 | 0
2024 | 3 | 29 | 16 | 894.088 | 0
2024 | 3 | 29 | 17 | 896.5107 | 0
2024 | 3 | 29 | 18 | 876.7092 | 0
2024 | 3 | 29 | 19 | 878.2997 | 0
2024 | 3 | 29 | 20 | 899.2671 | 0
2024 | 3 | 29 | 21 | 878.9938 | 0
2024 | 3 | 29 | 22 | 844.8285 | 0
2024 | 3 | 29 | 23 | 806.086 | 0
2024 | 3 | 30 | 0 | 774.366 | 0
2024 | 3 | 30 | 1 | 763.4442 | 0
2024 | 3 | 30 | 2 | 752.5224 | 0
2024 | 3 | 30 | 3 | 742.5565 | 0
2024 | 3 | 30 | 4 | 744.1091 | 0
2024 | 3 | 30 | 5 | 767.3373 | 0
2024 | 3 | 30 | 6 | 801.6635 | 0
2024 | 3 | 30 | 7 | 835.9897 | 0
2024 | 3 | 30 | 8 | 855.1681 | 0
2024 | 3 | 30 | 9 | 892.7855 | 0
2024 | 3 | 30 | 10 | 932.4432 | 0
2024 | 3 | 30 | 11 | 955.8412 | 0
2024 | 3 | 30 | 12 | 959.8774 | 0
2024 | 3 | 30 | 13 | 958.4663 | 0
2024 | 3 | 30 | 14 | 940.8108 | 0
2024 | 3 | 30 | 15 | 926.6989 | 0
2024 | 3 | 30 | 16 | 920.4712 | 0
2024 | 3 | 30 | 17 | 920.3271 | 0
2024 | 3 | 30 | 18 | 896.2951 | 0
2024 | 3 | 30 | 19 | 901.4524 | 0
2024 | 3 | 30 | 20 | 919.0275 | 0
2024 | 3 | 30 | 21 | 887.5547 | 0
2024 | 3 | 30 | 22 | 837.1215 | 0
2024 | 3 | 30 | 23 | 787.6593 | 0
2024 | 3 | 31 | 0 | 755.1523 | 0
2024 | 3 | 31 | 1 | 741.0965 | 0
2024 | 3 | 31 | 2 | 723.0726 | 0
2024 | 3 | 31 | 3 | 714.3637 | 0
2024 | 3 | 31 | 4 | 715.512 | 0
2024 | 3 | 31 | 5 | 731.1384 | 0
2024 | 3 | 31 | 6 | 762.8555 | 0
2024 | 3 | 31 | 7 | 768.6411 | 0
2024 | 3 | 31 | 8 | 774.4267 | 0
2024 | 3 | 31 | 9 | 812.5866 | 0
2024 | 3 | 31 | 10 | 852.8581 | 0
2024 | 3 | 31 | 11 | 882.1047 | 0
2024 | 3 | 31 | 12 | 895.0712 | 0
2024 | 3 | 31 | 13 | 899.582 | 0
2024 | 3 | 31 | 14 | 890.5715 | 0
2024 | 3 | 31 | 15 | 884.9576 | 0
2024 | 3 | 31 | 16 | 884.2647 | 0
2024 | 3 | 31 | 17 | 890.9712 | 0
2024 | 3 | 31 | 18 | 894.8846 | 0
2024 | 3 | 31 | 19 | 886.7313 | 0
2024 | 3 | 31 | 20 | 905.3237 | 0
2024 | 3 | 31 | 21 | 884.5336 | 0
2024 | 3 | 31 | 22 | 841.4687 | 0
2024 | 3 | 31 | 23 | 794.6637 | 0
2024 | 4 | 1 | 0 | 763.8316 | 0
2024 | 4 | 1 | 1 | 751.0089 | 0
2024 | 4 | 1 | 2 | 737.3837 | 0
2024 | 4 | 1 | 3 | 720.3675 | 0
2024 | 4 | 1 | 4 | 715.574 | 0
2024 | 4 | 1 | 5 | 735.8805 | 0
2024 | 4 | 1 | 6 | 790.8163 | 0
2024 | 4 | 1 | 7 | 845.7522 | 0
2024 | 4 | 1 | 8 | 890.9785 | 0
2024 | 4 | 1 | 9 | 925.9325 | 0
2024 | 4 | 1 | 10 | 953.7719 | 0
2024 | 4 | 1 | 11 | 969.7638 | 0
2024 | 4 | 1 | 12 | 974.5789 | 0
2024 | 4 | 1 | 13 | 976.6531 | 0
2024 | 4 | 1 | 14 | 964.8707 | 0
2024 | 4 | 1 | 15 | 955.1413 | 0
2024 | 4 | 1 | 16 | 945.608 | 0
2024 | 4 | 1 | 17 | 937.5668 | 0
2024 | 4 | 1 | 18 | 913.3871 | 0
2024 | 4 | 1 | 19 | 918.7527 | 0
2024 | 4 | 1 | 20 | 938.7459 | 0
2024 | 4 | 1 | 21 | 909.2053 | 0
2024 | 4 | 1 | 22 | 852.9082 | 0
2024 | 4 | 1 | 23 | 796.6112 | 0
2024 | 4 | 2 | 0 | 743.2891 | 0
2024 | 4 | 2 | 1 | 708.8432 | 0
2024 | 4 | 2 | 2 | 690.1663 | 0
2024 | 4 | 2 | 3 | 684.4307 | 0
2024 | 4 | 2 | 4 | 690.4535 | 0
2024 | 4 | 2 | 5 | 729.7473 | 0
2024 | 4 | 2 | 6 | 814.5952 | 0
2024 | 4 | 2 | 7 | 899.4431 | 0
2024 | 4 | 2 | 8 | 972.9154 | 0
2024 | 4 | 2 | 9 | 999.2638 | 0
2024 | 4 | 2 | 10 | 1022.1121 | 0
2024 | 4 | 2 | 11 | 1034.4975 | 0
2024 | 4 | 2 | 12 | 1034.4484 | 0
2024 | 4 | 2 | 13 | 1038.7553 | 0
2024 | 4 | 2 | 14 | 1032.9726 | 0
2024 | 4 | 2 | 15 | 1029.5288 | 0
2024 | 4 | 2 | 16 | 1032.8303 | 0
2024 | 4 | 2 | 17 | 1031.8084 | 0
2024 | 4 | 2 | 18 | 1007.2848 | 0
2024 | 4 | 2 | 19 | 996.2768 | 0
2024 | 4 | 2 | 20 | 1006.9864 | 0
2024 | 4 | 2 | 21 | 970.2701 | 0
2024 | 4 | 2 | 22 | 901.7677 | 0
2024 | 4 | 2 | 23 | 823.5782 | 0
2024 | 4 | 3 | 0 | 764.8771 | 0
2024 | 4 | 3 | 1 | 735.083 | 0
2024 | 4 | 3 | 2 | 717.9623 | 0
2024 | 4 | 3 | 3 | 712.0491 | 0
2024 | 4 | 3 | 4 | 717.9313 | 0
2024 | 4 | 3 | 5 | 753.7518 | 0
2024 | 4 | 3 | 6 | 833.8069 | 0
2024 | 4 | 3 | 7 | 913.8621 | 0
2024 | 4 | 3 | 8 | 985.2554 | 0
2024 | 4 | 3 | 9 | 1017.3365 | 0
2024 | 4 | 3 | 10 | 1033.3957 | 0
2024 | 4 | 3 | 11 | 1038.1403 | 0
2024 | 4 | 3 | 12 | 1034.1282 | 0
2024 | 4 | 3 | 13 | 1035.0145 | 0
2024 | 4 | 3 | 14 | 1030.6274 | 0
2024 | 4 | 3 | 15 | 1027.6844 | 0
2024 | 4 | 3 | 16 | 1033.7148 | 0
2024 | 4 | 3 | 17 | 1034.9665 | 0
2024 | 4 | 3 | 18 | 1019.7796 | 0
2024 | 4 | 3 | 19 | 998.1459 | 0
2024 | 4 | 3 | 20 | 1004.9962 | 0
2024 | 4 | 3 | 21 | 970.0238 | 0
2024 | 4 | 3 | 22 | 908.043 | 0
2024 | 4 | 3 | 23 | 835.0401 | 0
2024 | 4 | 4 | 0 | 779.6701 | 0
2024 | 4 | 4 | 1 | 743.7446 | 0
2024 | 4 | 4 | 2 | 707.8191 | 0
2024 | 4 | 4 | 3 | 700.7819 | 0
2024 | 4 | 4 | 4 | 705.7514 | 0
2024 | 4 | 4 | 5 | 743.938 | 0
2024 | 4 | 4 | 6 | 825.0889 | 0
2024 | 4 | 4 | 7 | 906.2398 | 0
2024 | 4 | 4 | 8 | 951.7654 | 0
2024 | 4 | 4 | 9 | 997.2911 | 0
2024 | 4 | 4 | 10 | 1008.4552 | 0
2024 | 4 | 4 | 11 | 1013.0668 | 0
2024 | 4 | 4 | 12 | 1009.9203 | 0
2024 | 4 | 4 | 13 | 1008.7513 | 0
2024 | 4 | 4 | 14 | 1002.7335 | 0
2024 | 4 | 4 | 15 | 994.2825 | 0
2024 | 4 | 4 | 16 | 990.989 | 0
2024 | 4 | 4 | 17 | 978.5882 | 0
2024 | 4 | 4 | 18 | 949.2595 | 0
2024 | 4 | 4 | 19 | 952.0491 | 0
2024 | 4 | 4 | 20 | 976.0386 | 0
2024 | 4 | 4 | 21 | 948.4659 | 0
2024 | 4 | 4 | 22 | 880.7125 | 0
2024 | 4 | 4 | 23 | 803.4318 | 0
2024 | 4 | 5 | 0 | 742.4433 | 0
2024 | 4 | 5 | 1 | 745.2801 | 0
2024 | 4 | 5 | 2 | 726.5956 | 0
2024 | 4 | 5 | 3 | 720.6662 | 0
2024 | 4 | 5 | 4 | 725.9318 | 0
2024 | 4 | 5 | 5 | 757.6397 | 0
2024 | 4 | 5 | 6 | 824.3144 | 0
2024 | 4 | 5 | 7 | 890.9891 | 0
2024 | 4 | 5 | 8 | 930.153 | 0
2024 | 4 | 5 | 9 | 969.3169 | 0
2024 | 4 | 5 | 10 | 986.2943 | 0
2024 | 4 | 5 | 11 | 993.0685 | 0
2024 | 4 | 5 | 12 | 993.3859 | 0
2024 | 4 | 5 | 13 | 993.038 | 0
2024 | 4 | 5 | 14 | 983.5406 | 0
2024 | 4 | 5 | 15 | 971.3537 | 0
2024 | 4 | 5 | 16 | 962.6673 | 0
2024 | 4 | 5 | 17 | 954.6859 | 0
2024 | 4 | 5 | 18 | 925.6896 | 0
2024 | 4 | 5 | 19 | 925.1862 | 0
2024 | 4 | 5 | 20 | 945.1746 | 0
2024 | 4 | 5 | 21 | 920.6994 | 0
2024 | 4 | 5 | 22 | 867.8386 | 0
2024 | 4 | 5 | 23 | 808.1702 | 0
2024 | 4 | 6 | 0 | 759.2043 | 0
2024 | 4 | 6 | 1 | 734.6397 | 0
2024 | 4 | 6 | 2 | 710.0751 | 0
2024 | 4 | 6 | 3 | 700.6025 | 0
2024 | 4 | 6 | 4 | 699.3071 | 0
2024 | 4 | 6 | 5 | 712.2007 | 0
2024 | 4 | 6 | 6 | 737.4022 | 0
2024 | 4 | 6 | 7 | 762.6038 | 0
2024 | 4 | 6 | 8 | 783.5644 | 0
2024 | 4 | 6 | 9 | 821.8018 | 0
2024 | 4 | 6 | 10 | 856.1843 | 0
2024 | 4 | 6 | 11 | 876.5034 | 0
2024 | 4 | 6 | 12 | 882.8726 | 0
2024 | 4 | 6 | 13 | 880.8668 | 0
2024 | 4 | 6 | 14 | 868.6861 | 0
2024 | 4 | 6 | 15 | 856.862 | 0
2024 | 4 | 6 | 16 | 850.2765 | 0
2024 | 4 | 6 | 17 | 848.3602 | 0
2024 | 4 | 6 | 18 | 829.9123 | 0
2024 | 4 | 6 | 19 | 826.964 | 0
2024 | 4 | 6 | 20 | 845.7996 | 0
2024 | 4 | 6 | 21 | 824.4442 | 0
2024 | 4 | 6 | 22 | 788.356 | 0
2024 | 4 | 6 | 23 | 751.0397 | 0
2024 | 4 | 7 | 0 | 720.5027 | 0
2024 | 4 | 7 | 1 | 704.032 | 0
2024 | 4 | 7 | 2 | 687.5612 | 0
2024 | 4 | 7 | 3 | 678.6603 | 0
2024 | 4 | 7 | 4 | 677.5083 | 0
2024 | 4 | 7 | 5 | 688.2368 | 0
2024 | 4 | 7 | 6 | 704.8758 | 0
2024 | 4 | 7 | 7 | 721.5149 | 0
2024 | 4 | 7 | 8 | 731.8842 | 0
2024 | 4 | 7 | 9 | 767.7545 | 0
2024 | 4 | 7 | 10 | 806.0887 | 0
2024 | 4 | 7 | 11 | 834.5095 | 0
2024 | 4 | 7 | 12 | 850.4554 | 0
2024 | 4 | 7 | 13 | 856.0275 | 0
2024 | 4 | 7 | 14 | 848.8657 | 0
2024 | 4 | 7 | 15 | 845.5396 | 0
2024 | 4 | 7 | 16 | 845.7584 | 0
2024 | 4 | 7 | 17 | 852.2004 | 0
2024 | 4 | 7 | 18 | 845.84 | 0
2024 | 4 | 7 | 19 | 850.1695 | 0
2024 | 4 | 7 | 20 | 875.8809 | 0
2024 | 4 | 7 | 21 | 859.134 | 0
2024 | 4 | 7 | 22 | 819.8807 | 0
2024 | 4 | 7 | 23 | 777.3646 | 0
2024 | 4 | 8 | 0 | 744.5401 | 0
2024 | 4 | 8 | 1 | 715.9861 | 0
2024 | 4 | 8 | 2 | 703.6509 | 0
2024 | 4 | 8 | 3 | 701.5667 | 0
2024 | 4 | 8 | 4 | 709.5626 | 0
2024 | 4 | 8 | 5 | 746.346 | 0
2024 | 4 | 8 | 6 | 820.2111 | 0
2024 | 4 | 8 | 7 | 894.0762 | 0
2024 | 4 | 8 | 8 | 961.7502 | 0
2024 | 4 | 8 | 9 | 988.0086 | 0
2024 | 4 | 8 | 10 | 1012.4583 | 0
2024 | 4 | 8 | 11 | 1026.6136 | 0
2024 | 4 | 8 | 12 | 1029.6333 | 0
2024 | 4 | 8 | 13 | 1032.5615 | 0
2024 | 4 | 8 | 14 | 1025.8121 | 0
2024 | 4 | 8 | 15 | 1021.6648 | 0
2024 | 4 | 8 | 16 | 1019.4467 | 0
2024 | 4 | 8 | 17 | 1014.3681 | 0
2024 | 4 | 8 | 18 | 989.1822 | 0
2024 | 4 | 8 | 19 | 978.9004 | 0
2024 | 4 | 8 | 20 | 1002.3193 | 0
2024 | 4 | 8 | 21 | 973.8013 | 0
2024 | 4 | 8 | 22 | 908.124 | 0
2024 | 4 | 8 | 23 | 835.7784 | 0
2024 | 4 | 9 | 0 | 779.0282 | 0
2024 | 4 | 9 | 1 | 749.9341 | 0
2024 | 4 | 9 | 2 | 731.7208 | 0
2024 | 4 | 9 | 3 | 725.3823 | 0
2024 | 4 | 9 | 4 | 731.5432 | 0
2024 | 4 | 9 | 5 | 766.877 | 0
2024 | 4 | 9 | 6 | 841.3545 | 0
2024 | 4 | 9 | 7 | 915.8319 | 0
2024 | 4 | 9 | 8 | 984.065 | 0
2024 | 4 | 9 | 9 | 1007.2752 | 0
2024 | 4 | 9 | 10 | 1029.3396 | 0
2024 | 4 | 9 | 11 | 1041.2775 | 0
2024 | 4 | 9 | 12 | 1041.4788 | 0
2024 | 4 | 9 | 13 | 1042.9885 | 0
2024 | 4 | 9 | 14 | 1035.589 | 0
2024 | 4 | 9 | 15 | 1030.4589 | 0
2024 | 4 | 9 | 16 | 1030.6944 | 0
2024 | 4 | 9 | 17 | 1027.355 | 0
2024 | 4 | 9 | 18 | 1007.7759 | 0
2024 | 4 | 9 | 19 | 993.6918 | 0
2024 | 4 | 9 | 20 | 1012.6276 | 0
2024 | 4 | 9 | 21 | 978.0654 | 0
2024 | 4 | 9 | 22 | 912.1346 | 0
2024 | 4 | 9 | 23 | 836.9213 | 0
2024 | 4 | 10 | 0 | 810.7972 | 0
2024 | 4 | 10 | 1 | 796.0695 | 0
2024 | 4 | 10 | 2 | 781.0072 | 0
2024 | 4 | 10 | 3 | 777.8281 | 0
2024 | 4 | 10 | 4 | 785.6319 | 0
2024 | 4 | 10 | 5 | 819.6455 | 0
2024 | 4 | 10 | 6 | 890.8928 | 0
2024 | 4 | 10 | 7 | 962.1401 | 0
2024 | 4 | 10 | 8 | 1033.1917 | 0
2024 | 4 | 10 | 9 | 1060.7816 | 10.7816
2024 | 4 | 10 | 10 | 1080.7394 | 30.7394
2024 | 4 | 10 | 11 | 1091.4894 | 41.4894
2024 | 4 | 10 | 12 | 1089.9949 | 39.9949
2024 | 4 | 10 | 13 | 1087.6198 | 37.6198
2024 | 4 | 10 | 14 | 1081.3812 | 31.3812
2024 | 4 | 10 | 15 | 1076.3003 | 26.3003
2024 | 4 | 10 | 16 | 1078.3902 | 28.3902
2024 | 4 | 10 | 17 | 1079.071 | 29.071
2024 | 4 | 10 | 18 | 1075.0653 | 25.0653
2024 | 4 | 10 | 19 | 1064.3762 | 14.3762
2024 | 4 | 10 | 20 | 1080.2234 | 30.2234
2024 | 4 | 10 | 21 | 1051.0252 | 1.0252
2024 | 4 | 10 | 22 | 993.5659 | 0
2024 | 4 | 10 | 23 | 926.4358 | 0
2024 | 4 | 11 | 0 | 871.9292 | 0
2024 | 4 | 11 | 1 | 840.5981 | 0
2024 | 4 | 11 | 2 | 809.267 | 0
2024 | 4 | 11 | 3 | 804.2913 | 0
2024 | 4 | 11 | 4 | 809.0259 | 0
2024 | 4 | 11 | 5 | 837.9125 | 0
2024 | 4 | 11 | 6 | 906.0054 | 0
2024 | 4 | 11 | 7 | 966.5723 | 0
2024 | 4 | 11 | 8 | 1011.7086 | 0
2024 | 4 | 11 | 9 | 1056.845 | 6.845
2024 | 4 | 11 | 10 | 1071.2238 | 21.2238
2024 | 4 | 11 | 11 | 1076.9667 | 26.9667
2024 | 4 | 11 | 12 | 1073.0127 | 23.0127
2024 | 4 | 11 | 13 | 1067.6077 | 17.6077
2024 | 4 | 11 | 14 | 1059.7873 | 9.7873
2024 | 4 | 11 | 15 | 1051.4951 | 1.4951
2024 | 4 | 11 | 16 | 1047.7337 | 0
2024 | 4 | 11 | 17 | 1044.4932 | 0
2024 | 4 | 11 | 18 | 1026.5647 | 0
2024 | 4 | 11 | 19 | 1016.6273 | 0
2024 | 4 | 11 | 20 | 1047.6146 | 0
2024 | 4 | 11 | 21 | 1030.2631 | 0
2024 | 4 | 11 | 22 | 976.5537 | 0
2024 | 4 | 11 | 23 | 911.3904 | 0
2024 | 4 | 12 | 0 | 856.7399 | 0
2024 | 4 | 12 | 1 | 829.6165 | 0
2024 | 4 | 12 | 2 | 810.4009 | 0
2024 | 4 | 12 | 3 | 802.1278 | 0
2024 | 4 | 12 | 4 | 805.97 | 0
2024 | 4 | 12 | 5 | 834.9842 | 0
2024 | 4 | 12 | 6 | 897.8243 | 0
2024 | 4 | 12 | 7 | 960.6643 | 0
2024 | 4 | 12 | 8 | 1002.541 | 0
2024 | 4 | 12 | 9 | 1044.4178 | 0
2024 | 4 | 12 | 10 | 1063.8728 | 13.8728
2024 | 4 | 12 | 11 | 1071.8765 | 21.8765
2024 | 4 | 12 | 12 | 1071.7456 | 21.7456
2024 | 4 | 12 | 13 | 1068.1484 | 18.1484
2024 | 4 | 12 | 14 | 1058.2766 | 8.2766
2024 | 4 | 12 | 15 | 1045.52 | 0
2024 | 4 | 12 | 16 | 1030.1811 | 0
2024 | 4 | 12 | 17 | 1015.3453 | 0
2024 | 4 | 12 | 18 | 989.6193 | 0
2024 | 4 | 12 | 19 | 982.1646 | 0
2024 | 4 | 12 | 20 | 1011.0174 | 0
2024 | 4 | 12 | 21 | 986.5684 | 0
2024 | 4 | 12 | 22 | 932.4986 | 0
2024 | 4 | 12 | 23 | 871.7432 | 0
2024 | 4 | 13 | 0 | 820.4483 | 0
2024 | 4 | 13 | 1 | 788.6794 | 0
2024 | 4 | 13 | 2 | 756.9106 | 0
2024 | 4 | 13 | 3 | 743.0865 | 0
2024 | 4 | 13 | 4 | 740.6242 | 0
2024 | 4 | 13 | 5 | 755.2292 | 0
2024 | 4 | 13 | 6 | 778.748 | 0
2024 | 4 | 13 | 7 | 802.2669 | 0
2024 | 4 | 13 | 8 | 822.4148 | 0
2024 | 4 | 13 | 9 | 864.7493 | 0
2024 | 4 | 13 | 10 | 907.8563 | 0
2024 | 4 | 13 | 11 | 931.0546 | 0
2024 | 4 | 13 | 12 | 937.5513 | 0
2024 | 4 | 13 | 13 | 938.1188 | 0
2024 | 4 | 13 | 14 | 926.3724 | 0
2024 | 4 | 13 | 15 | 913.864 | 0
2024 | 4 | 13 | 16 | 905.8099 | 0
2024 | 4 | 13 | 17 | 903.7262 | 0
2024 | 4 | 13 | 18 | 890.5734 | 0
2024 | 4 | 13 | 19 | 873.7424 | 0
2024 | 4 | 13 | 20 | 905.9278 | 0
2024 | 4 | 13 | 21 | 889.3121 | 0
2024 | 4 | 13 | 22 | 845.0198 | 0
2024 | 4 | 13 | 23 | 800.4583 | 0
2024 | 4 | 14 | 0 | 763.8184 | 0
2024 | 4 | 14 | 1 | 738.0621 | 0
2024 | 4 | 14 | 2 | 717.5294 | 0
2024 | 4 | 14 | 3 | 707.1941 | 0
2024 | 4 | 14 | 4 | 704.9381 | 0
2024 | 4 | 14 | 5 | 715.1646 | 0
2024 | 4 | 14 | 6 | 726.325 | 0
2024 | 4 | 14 | 7 | 737.4854 | 0
2024 | 4 | 14 | 8 | 746.7077 | 0
2024 | 4 | 14 | 9 | 782.6929 | 0
2024 | 4 | 14 | 10 | 822.7179 | 0
2024 | 4 | 14 | 11 | 850.3429 | 0
2024 | 4 | 14 | 12 | 866.2212 | 0
2024 | 4 | 14 | 13 | 877.2765 | 0
2024 | 4 | 14 | 14 | 873.7822 | 0
2024 | 4 | 14 | 15 | 864.4624 | 0
2024 | 4 | 14 | 16 | 864.8422 | 0
2024 | 4 | 14 | 17 | 869.0051 | 0
2024 | 4 | 14 | 18 | 856.6568 | 0
2024 | 4 | 14 | 19 | 853.6158 | 0
2024 | 4 | 14 | 20 | 888.1894 | 0
2024 | 4 | 14 | 21 | 875.5622 | 0
2024 | 4 | 14 | 22 | 834.1894 | 0
2024 | 4 | 14 | 23 | 789.3458 | 0
2024 | 4 | 15 | 0 | 753.62 | 0
2024 | 4 | 15 | 1 | 734.964 | 0
2024 | 4 | 15 | 2 | 720.4549 | 0
2024 | 4 | 15 | 3 | 716.9902 | 0
2024 | 4 | 15 | 4 | 725.6267 | 0
2024 | 4 | 15 | 5 | 759.9992 | 0
2024 | 4 | 15 | 6 | 825.7909 | 0
2024 | 4 | 15 | 7 | 891.5826 | 0
2024 | 4 | 15 | 8 | 955.8614 | 0
2024 | 4 | 15 | 9 | 983.773 | 0
2024 | 4 | 15 | 10 | 1007.4823 | 0
2024 | 4 | 15 | 11 | 1018.9187 | 0
2024 | 4 | 15 | 12 | 1021.9632 | 0
2024 | 4 | 15 | 13 | 1020.9418 | 0
2024 | 4 | 15 | 14 | 1015.1819 | 0
2024 | 4 | 15 | 15 | 1007.267 | 0
2024 | 4 | 15 | 16 | 1002.5155 | 0
2024 | 4 | 15 | 17 | 999.4645 | 0
2024 | 4 | 15 | 18 | 980.7455 | 0
2024 | 4 | 15 | 19 | 968.2312 | 0
2024 | 4 | 15 | 20 | 1002.509 | 0
2024 | 4 | 15 | 21 | 983.0676 | 0
2024 | 4 | 15 | 22 | 924.9491 | 0
2024 | 4 | 15 | 23 | 859.0297 | 0
2024 | 4 | 16 | 0 | 805.3856 | 0
2024 | 4 | 16 | 1 | 776.5973 | 0
2024 | 4 | 16 | 2 | 757.9622 | 0
2024 | 4 | 16 | 3 | 751.9029 | 0
2024 | 4 | 16 | 4 | 758.5572 | 0
2024 | 4 | 16 | 5 | 792.3708 | 0
2024 | 4 | 16 | 6 | 860.8622 | 0
2024 | 4 | 16 | 7 | 929.3536 | 0
2024 | 4 | 16 | 8 | 997.8933 | 0
2024 | 4 | 16 | 9 | 1023.6767 | 0
2024 | 4 | 16 | 10 | 1046.7393 | 0
2024 | 4 | 16 | 11 | 1058.5529 | 8.5529
2024 | 4 | 16 | 12 | 1060.4056 | 10.4056
2024 | 4 | 16 | 13 | 1058.8607 | 8.8607
2024 | 4 | 16 | 14 | 1053.4771 | 3.4771
2024 | 4 | 16 | 15 | 1046.7459 | 0
2024 | 4 | 16 | 16 | 1042.1991 | 0
2024 | 4 | 16 | 17 | 1040.5609 | 0
2024 | 4 | 16 | 18 | 1023.9732 | 0
2024 | 4 | 16 | 19 | 1005.9663 | 0
2024 | 4 | 16 | 20 | 1035.4925 | 0
2024 | 4 | 16 | 21 | 1010.6404 | 0
2024 | 4 | 16 | 22 | 948.8773 | 0
2024 | 4 | 16 | 23 | 877.9652 | 0
2024 | 4 | 17 | 0 | 821.4946 | 0
2024 | 4 | 17 | 1 | 795.1112 | 0
2024 | 4 | 17 | 2 | 775.5925 | 0
2024 | 4 | 17 | 3 | 768.6527 | 0
2024 | 4 | 17 | 4 | 773.9336 | 0
2024 | 4 | 17 | 5 | 807.8776 | 0
2024 | 4 | 17 | 6 | 877.9438 | 0
2024 | 4 | 17 | 7 | 948.0101 | 0
2024 | 4 | 17 | 8 | 1018.5312 | 0
2024 | 4 | 17 | 9 | 1046.4625 | 0
2024 | 4 | 17 | 10 | 1067.9925 | 17.9925
2024 | 4 | 17 | 11 | 1077.5171 | 27.5171
2024 | 4 | 17 | 12 | 1078.7428 | 28.7428
2024 | 4 | 17 | 13 | 1076.848 | 26.848
2024 | 4 | 17 | 14 | 1071.0982 | 21.0982
2024 | 4 | 17 | 15 | 1063.8373 | 13.8373
2024 | 4 | 17 | 16 | 1060.4608 | 10.4608
2024 | 4 | 17 | 17 | 1055.0366 | 5.0366
2024 | 4 | 17 | 18 | 1038.0602 | 0
2024 | 4 | 17 | 19 | 1023.8358 | 0
2024 | 4 | 17 | 20 | 1051.3604 | 1.3604
2024 | 4 | 17 | 21 | 1025.4024 | 0
2024 | 4 | 17 | 22 | 963.8514 | 0
2024 | 4 | 17 | 23 | 891.0847 | 0
2024 | 4 | 18 | 0 | 831.9451 | 0
2024 | 4 | 18 | 1 | 801.5463 | 0
2024 | 4 | 18 | 2 | 771.1474 | 0
2024 | 4 | 18 | 3 | 763.4296 | 0
2024 | 4 | 18 | 4 | 767.9589 | 0
2024 | 4 | 18 | 5 | 799.8868 | 0
2024 | 4 | 18 | 6 | 863.8531 | 0
2024 | 4 | 18 | 7 | 927.8194 | 0
2024 | 4 | 18 | 8 | 991.7783 | 0
2024 | 4 | 18 | 9 | 1020.5601 | 0
2024 | 4 | 18 | 10 | 1044.3455 | 0
2024 | 4 | 18 | 11 | 1056.0453 | 6.0453
2024 | 4 | 18 | 12 | 1058.4275 | 8.4275
2024 | 4 | 18 | 13 | 1056.6312 | 6.6312
2024 | 4 | 18 | 14 | 1051.8333 | 1.8333
2024 | 4 | 18 | 15 | 1045.2925 | 0
2024 | 4 | 18 | 16 | 1041.8829 | 0
2024 | 4 | 18 | 17 | 1033.5152 | 0
2024 | 4 | 18 | 18 | 1006.2663 | 0
2024 | 4 | 18 | 19 | 985.6915 | 0
2024 | 4 | 18 | 20 | 1014.8339 | 0
2024 | 4 | 18 | 21 | 989.2049 | 0
2024 | 4 | 18 | 22 | 931.074 | 0
2024 | 4 | 18 | 23 | 865.338 | 0
2024 | 4 | 19 | 0 | 812.491 | 0
2024 | 4 | 19 | 1 | 779.4329 | 0
2024 | 4 | 19 | 2 | 746.3748 | 0
2024 | 4 | 19 | 3 | 738.5908 | 0
2024 | 4 | 19 | 4 | 743.1865 | 0
2024 | 4 | 19 | 5 | 772.3588 | 0
2024 | 4 | 19 | 6 | 834.8314 | 0
2024 | 4 | 19 | 7 | 897.304 | 0
2024 | 4 | 19 | 8 | 942.9188 | 0
2024 | 4 | 19 | 9 | 988.5335 | 0
2024 | 4 | 19 | 10 | 1012.4604 | 0
2024 | 4 | 19 | 11 | 1024.315 | 0
2024 | 4 | 19 | 12 | 1026.4044 | 0
2024 | 4 | 19 | 13 | 1023.9271 | 0
2024 | 4 | 19 | 14 | 1015.7039 | 0
2024 | 4 | 19 | 15 | 1005.7954 | 0
2024 | 4 | 19 | 16 | 993.5098 | 0
2024 | 4 | 19 | 17 | 981.0307 | 0
2024 | 4 | 19 | 18 | 955.9202 | 0
2024 | 4 | 19 | 19 | 941.5016 | 0
2024 | 4 | 19 | 20 | 962.0447 | 0
2024 | 4 | 19 | 21 | 946.8197 | 0
2024 | 4 | 19 | 22 | 891.938 | 0
2024 | 4 | 19 | 23 | 829.782 | 0
2024 | 4 | 20 | 0 | 779.3627 | 0
2024 | 4 | 20 | 1 | 749.5196 | 0
2024 | 4 | 20 | 2 | 719.6765 | 0
2024 | 4 | 20 | 3 | 706.2265 | 0
2024 | 4 | 20 | 4 | 702.876 | 0
2024 | 4 | 20 | 5 | 719.0544 | 0
2024 | 4 | 20 | 6 | 742.7651 | 0
2024 | 4 | 20 | 7 | 769.7288 | 0
2024 | 4 | 20 | 8 | 809.9398 | 0
2024 | 4 | 20 | 9 | 850.1508 | 0
2024 | 4 | 20 | 10 | 893.6462 | 0
2024 | 4 | 20 | 11 | 916.4008 | 0
2024 | 4 | 20 | 12 | 921.1109 | 0
2024 | 4 | 20 | 13 | 915.3438 | 0
2024 | 4 | 20 | 14 | 902.7141 | 0
2024 | 4 | 20 | 15 | 890.1535 | 0
2024 | 4 | 20 | 16 | 886.1446 | 0
2024 | 4 | 20 | 17 | 893.4214 | 0
2024 | 4 | 20 | 18 | 878.0963 | 0
2024 | 4 | 20 | 19 | 860.0356 | 0
2024 | 4 | 20 | 20 | 879.7913 | 0
2024 | 4 | 20 | 21 | 865.6476 | 0
2024 | 4 | 20 | 22 | 819.1533 | 0
2024 | 4 | 20 | 23 | 770.4573 | 0
2024 | 4 | 21 | 0 | 730.0684 | 0
2024 | 4 | 21 | 1 | 724.1537 | 0
2024 | 4 | 21 | 2 | 704.4805 | 0
2024 | 4 | 21 | 3 | 693.9556 | 0
2024 | 4 | 21 | 4 | 692.9417 | 0
2024 | 4 | 21 | 5 | 703.1142 | 0
2024 | 4 | 21 | 6 | 713.0866 | 0
2024 | 4 | 21 | 7 | 723.9187 | 0
2024 | 4 | 21 | 8 | 734.7508 | 0
2024 | 4 | 21 | 9 | 770.8683 | 0
2024 | 4 | 21 | 10 | 813.5434 | 0
2024 | 4 | 21 | 11 | 841.6212 | 0
2024 | 4 | 21 | 12 | 856.5381 | 0
2024 | 4 | 21 | 13 | 859.6964 | 0
2024 | 4 | 21 | 14 | 855.4059 | 0
2024 | 4 | 21 | 15 | 850.8924 | 0
2024 | 4 | 21 | 16 | 851.1871 | 0
2024 | 4 | 21 | 17 | 858.2131 | 0
2024 | 4 | 21 | 18 | 855.0845 | 0
2024 | 4 | 21 | 19 | 853.1753 | 0
2024 | 4 | 21 | 20 | 880.9606 | 0
2024 | 4 | 21 | 21 | 879.729 | 0
2024 | 4 | 21 | 22 | 840.0509 | 0
2024 | 4 | 21 | 23 | 793.4789 | 0
2024 | 4 | 22 | 0 | 757.686 | 0
2024 | 4 | 22 | 1 | 695.2849 | 0
2024 | 4 | 22 | 2 | 679.9855 | 0
2024 | 4 | 22 | 3 | 676.2813 | 0
2024 | 4 | 22 | 4 | 685.1568 | 0
2024 | 4 | 22 | 5 | 721.699 | 0
2024 | 4 | 22 | 6 | 792.6234 | 0
2024 | 4 | 22 | 7 | 863.5478 | 0
2024 | 4 | 22 | 8 | 917.4691 | 0
2024 | 4 | 22 | 9 | 971.3904 | 0
2024 | 4 | 22 | 10 | 997.1392 | 0
2024 | 4 | 22 | 11 | 1012.7111 | 0
2024 | 4 | 22 | 12 | 1017.5751 | 0
2024 | 4 | 22 | 13 | 1019.5317 | 0
2024 | 4 | 22 | 14 | 1015.7906 | 0
2024 | 4 | 22 | 15 | 1010.8397 | 0
2024 | 4 | 22 | 16 | 1009.0822 | 0
2024 | 4 | 22 | 17 | 1009.412 | 0
2024 | 4 | 22 | 18 | 993.7617 | 0
2024 | 4 | 22 | 19 | 973.5644 | 0
2024 | 4 | 22 | 20 | 983.7247 | 0
2024 | 4 | 22 | 21 | 966.6596 | 0
2024 | 4 | 22 | 22 | 902.5763 | 0
2024 | 4 | 22 | 23 | 838.3189 | 0
2024 | 4 | 23 | 0 | 774.0616 | 0
2024 | 4 | 23 | 1 | 753.9652 | 0
2024 | 4 | 23 | 2 | 734.5836 | 0
2024 | 4 | 23 | 3 | 727.6203 | 0
2024 | 4 | 23 | 4 | 733.4092 | 0
2024 | 4 | 23 | 5 | 770.7389 | 0
2024 | 4 | 23 | 6 | 841.29 | 0
2024 | 4 | 23 | 7 | 911.8412 | 0
2024 | 4 | 23 | 8 | 956.1537 | 0
2024 | 4 | 23 | 9 | 1000.4663 | 0
2024 | 4 | 23 | 10 | 1019.672 | 0
2024 | 4 | 23 | 11 | 1030.4372 | 0
2024 | 4 | 23 | 12 | 1029.8714 | 0
2024 | 4 | 23 | 13 | 1029.279 | 0
2024 | 4 | 23 | 14 | 1019.8134 | 0
2024 | 4 | 23 | 15 | 1011.1857 | 0
2024 | 4 | 23 | 16 | 1007.162 | 0
2024 | 4 | 23 | 17 | 1004.8205 | 0
2024 | 4 | 23 | 18 | 990.0038 | 0
2024 | 4 | 23 | 19 | 979.8554 | 0
2024 | 4 | 23 | 20 | 990.471 | 0
2024 | 4 | 23 | 21 | 963.1714 | 0
2024 | 4 | 23 | 22 | 897.1076 | 0
2024 | 4 | 23 | 23 | 831.0438 | 0
2024 | 4 | 24 | 0 | 786.8223 | 0
2024 | 4 | 24 | 1 | 742.6008 | 0
2024 | 4 | 24 | 2 | 724.4559 | 0
2024 | 4 | 24 | 3 | 718.6804 | 0
2024 | 4 | 24 | 4 | 725.1026 | 0
2024 | 4 | 24 | 5 | 758.9631 | 0
2024 | 4 | 24 | 6 | 822.5268 | 0
2024 | 4 | 24 | 7 | 886.0905 | 0
2024 | 4 | 24 | 8 | 925.936 | 0
2024 | 4 | 24 | 9 | 965.7816 | 0
2024 | 4 | 24 | 10 | 980.5094 | 0
2024 | 4 | 24 | 11 | 986.3424 | 0
2024 | 4 | 24 | 12 | 978.4138 | 0
2024 | 4 | 24 | 13 | 976.2303 | 0
2024 | 4 | 24 | 14 | 968.0755 | 0
2024 | 4 | 24 | 15 | 956.3578 | 0
2024 | 4 | 24 | 16 | 955.4038 | 0
2024 | 4 | 24 | 17 | 948.387 | 0
2024 | 4 | 24 | 18 | 937.7817 | 0
2024 | 4 | 24 | 19 | 914.312 | 0
2024 | 4 | 24 | 20 | 933.486 | 0
2024 | 4 | 24 | 21 | 912.2555 | 0
2024 | 4 | 24 | 22 | 859.4031 | 0
2024 | 4 | 24 | 23 | 806.2866 | 0
2024 | 4 | 25 | 0 | 766.9107 | 0
2024 | 4 | 25 | 1 | 727.5349 | 0
2024 | 4 | 25 | 2 | 712.1844 | 0
2024 | 4 | 25 | 3 | 696.8339 | 0
2024 | 4 | 25 | 4 | 702.751 | 0
2024 | 4 | 25 | 5 | 734.5786 | 0
2024 | 4 | 25 | 6 | 797.5037 | 0
2024 | 4 | 25 | 7 | 860.4287 | 0
2024 | 4 | 25 | 8 | 908.9613 | 0
2024 | 4 | 25 | 9 | 957.4938 | 0
2024 | 4 | 25 | 10 | 990.6439 | 0
2024 | 4 | 25 | 11 | 1014.5294 | 0
2024 | 4 | 25 | 12 | 1030.3013 | 0
2024 | 4 | 25 | 13 | 1043.8104 | 0
2024 | 4 | 25 | 14 | 1047.8196 | 0
2024 | 4 | 25 | 15 | 1047.5867 | 0
2024 | 4 | 25 | 16 | 1040.7958 | 0
2024 | 4 | 25 | 17 | 1021.5343 | 0
2024 | 4 | 25 | 18 | 998.5926 | 0
2024 | 4 | 25 | 19 | 979.598 | 0
2024 | 4 | 25 | 20 | 980.9524 | 0
2024 | 4 | 25 | 21 | 967.8385 | 0
2024 | 4 | 25 | 22 | 906.9137 | 0
2024 | 4 | 25 | 23 | 839.7873 | 0
2024 | 4 | 26 | 0 | 772.6609 | 0
2024 | 4 | 26 | 1 | 734.8256 | 0
2024 | 4 | 26 | 2 | 683.8356 | 0
2024 | 4 | 26 | 3 | 675.829 | 0
2024 | 4 | 26 | 4 | 681.7204 | 0
2024 | 4 | 26 | 5 | 714.1072 | 0
2024 | 4 | 26 | 6 | 785.0128 | 0
2024 | 4 | 26 | 7 | 855.9184 | 0
2024 | 4 | 26 | 8 | 909.2559 | 0
2024 | 4 | 26 | 9 | 962.5933 | 0
2024 | 4 | 26 | 10 | 987.9051 | 0
2024 | 4 | 26 | 11 | 998.9382 | 0
2024 | 4 | 26 | 12 | 1000.5896 | 0
2024 | 4 | 26 | 13 | 996.5636 | 0
2024 | 4 | 26 | 14 | 989.3338 | 0
2024 | 4 | 26 | 15 | 981.5845 | 0
2024 | 4 | 26 | 16 | 975.7981 | 0
2024 | 4 | 26 | 17 | 968.2051 | 0
2024 | 4 | 26 | 18 | 942.6978 | 0
2024 | 4 | 26 | 19 | 923.1743 | 0
2024 | 4 | 26 | 20 | 944.8943 | 0
2024 | 4 | 26 | 21 | 934.0032 | 0
2024 | 4 | 26 | 22 | 873.4695 | 0
2024 | 4 | 26 | 23 | 820.156 | 0
2024 | 4 | 27 | 0 | 770.9297 | 0
2024 | 4 | 27 | 1 | 731.2967 | 0
2024 | 4 | 27 | 2 | 714.9378 | 0
2024 | 4 | 27 | 3 | 706.635 | 0
2024 | 4 | 27 | 4 | 704.6142 | 0
2024 | 4 | 27 | 5 | 710.7272 | 0
2024 | 4 | 27 | 6 | 724.5498 | 0
2024 | 4 | 27 | 7 | 738.3725 | 0
2024 | 4 | 27 | 8 | 758.9132 | 0
2024 | 4 | 27 | 9 | 794.6984 | 0
2024 | 4 | 27 | 10 | 822.3574 | 0
2024 | 4 | 27 | 11 | 839.7702 | 0
2024 | 4 | 27 | 12 | 846.8543 | 0
2024 | 4 | 27 | 13 | 839.826 | 0
2024 | 4 | 27 | 14 | 826.6826 | 0
2024 | 4 | 27 | 15 | 806.9581 | 0
2024 | 4 | 27 | 16 | 800.3789 | 0
2024 | 4 | 27 | 17 | 791.5891 | 0
2024 | 4 | 27 | 18 | 776.5318 | 0
2024 | 4 | 27 | 19 | 771.4741 | 0
2024 | 4 | 27 | 20 | 791.9367 | 0
2024 | 4 | 27 | 21 | 790.8337 | 0
2024 | 4 | 27 | 22 | 766.8279 | 0
2024 | 4 | 27 | 23 | 742.8296 | 0
2024 | 4 | 28 | 0 | 707.843 | 0
2024 | 4 | 28 | 1 | 685.0218 | 0
2024 | 4 | 28 | 2 | 651.2123 | 0
2024 | 4 | 28 | 3 | 637.5432 | 0
2024 | 4 | 28 | 4 | 631.8217 | 0
2024 | 4 | 28 | 5 | 640.4672 | 0
2024 | 4 | 28 | 6 | 653.5332 | 0
2024 | 4 | 28 | 7 | 666.5992 | 0
2024 | 4 | 28 | 8 | 690.6893 | 0
2024 | 4 | 28 | 9 | 743.6214 | 0
2024 | 4 | 28 | 10 | 791.4846 | 0
2024 | 4 | 28 | 11 | 818.974 | 0
2024 | 4 | 28 | 12 | 834.3484 | 0
2024 | 4 | 28 | 13 | 836.2086 | 0
2024 | 4 | 28 | 14 | 832.6957 | 0
2024 | 4 | 28 | 15 | 830.6953 | 0
2024 | 4 | 28 | 16 | 839.7762 | 0
2024 | 4 | 28 | 17 | 843.8238 | 0
2024 | 4 | 28 | 18 | 836.7991 | 0
2024 | 4 | 28 | 19 | 819.1262 | 0
2024 | 4 | 28 | 20 | 850.563 | 0
2024 | 4 | 28 | 21 | 850.1025 | 0
2024 | 4 | 28 | 22 | 802.8159 | 0
2024 | 4 | 28 | 23 | 752.5639 | 0
2024 | 4 | 29 | 0 | 710.4298 | 0
2024 | 4 | 29 | 1 | 668.2957 | 0
2024 | 4 | 29 | 2 | 627.0224 | 0
2024 | 4 | 29 | 3 | 625.1308 | 0
2024 | 4 | 29 | 4 | 635.1094 | 0
2024 | 4 | 29 | 5 | 674.0994 | 0
2024 | 4 | 29 | 6 | 746.6359 | 0
2024 | 4 | 29 | 7 | 819.1724 | 0
2024 | 4 | 29 | 8 | 873.3902 | 0
2024 | 4 | 29 | 9 | 927.6079 | 0
2024 | 4 | 29 | 10 | 951.4124 | 0
2024 | 4 | 29 | 11 | 965.9568 | 0
2024 | 4 | 29 | 12 | 969.4479 | 0
2024 | 4 | 29 | 13 | 970.8791 | 0
2024 | 4 | 29 | 14 | 967.9319 | 0
2024 | 4 | 29 | 15 | 964.9367 | 0
2024 | 4 | 29 | 16 | 965.4132 | 0
2024 | 4 | 29 | 17 | 972.1341 | 0
2024 | 4 | 29 | 18 | 963.2776 | 0
2024 | 4 | 29 | 19 | 941.0849 | 0
2024 | 4 | 29 | 20 | 945.5106 | 0
2024 | 4 | 29 | 21 | 934.2716 | 0
2024 | 4 | 29 | 22 | 869.3168 | 0
2024 | 4 | 29 | 23 | 802.2846 | 0
2024 | 4 | 30 | 0 | 735.2524 | 0
2024 | 4 | 30 | 1 | 698.3151 | 0
2024 | 4 | 30 | 2 | 649.0032 | 0
2024 | 4 | 30 | 3 | 641.7833 | 0
2024 | 4 | 30 | 4 | 647.965 | 0
2024 | 4 | 30 | 5 | 683.5028 | 0
2024 | 4 | 30 | 6 | 752.8201 | 0
2024 | 4 | 30 | 7 | 822.1374 | 0
2024 | 4 | 30 | 8 | 880.523 | 0
2024 | 4 | 30 | 9 | 921.3991 | 0
2024 | 4 | 30 | 10 | 941.6929 | 0
2024 | 4 | 30 | 11 | 953.8259 | 0
2024 | 4 | 30 | 12 | 953.5721 | 0
2024 | 4 | 30 | 13 | 953.4222 | 0
2024 | 4 | 30 | 14 | 949.2551 | 0
2024 | 4 | 30 | 15 | 943.5382 | 0
2024 | 4 | 30 | 16 | 947.407 | 0
2024 | 4 | 30 | 17 | 947.2688 | 0
2024 | 4 | 30 | 18 | 937.2902 | 0
2024 | 4 | 30 | 19 | 917.0955 | 0
2024 | 4 | 30 | 20 | 923.7806 | 0
2024 | 4 | 30 | 21 | 910.5769 | 0
2024 | 4 | 30 | 22 | 845.4197 | 0
2024 | 4 | 30 | 23 | 777.7231 | 0
2024 | 5 | 1 | 0 | 710.0265 | 0
2024 | 5 | 1 | 1 | 698.4351 | 0
2024 | 5 | 1 | 2 | 651.7471 | 0
2024 | 5 | 1 | 3 | 645.7411 | 0
2024 | 5 | 1 | 4 | 650.3625 | 0
2024 | 5 | 1 | 5 | 677.9496 | 0
2024 | 5 | 1 | 6 | 738.3001 | 0
2024 | 5 | 1 | 7 | 798.6506 | 0
2024 | 5 | 1 | 8 | 864.3281 | 0
2024 | 5 | 1 | 9 | 892.685 | 0
2024 | 5 | 1 | 10 | 906.0501 | 0
2024 | 5 | 1 | 11 | 915.0003 | 0
2024 | 5 | 1 | 12 | 916.1696 | 0
2024 | 5 | 1 | 13 | 916.5792 | 0
2024 | 5 | 1 | 14 | 912.0281 | 0
2024 | 5 | 1 | 15 | 908.5158 | 0
2024 | 5 | 1 | 16 | 911.1506 | 0
2024 | 5 | 1 | 17 | 911.8654 | 0
2024 | 5 | 1 | 18 | 892.9534 | 0
2024 | 5 | 1 | 19 | 882.7433 | 0
2024 | 5 | 1 | 20 | 882.3373 | 0
2024 | 5 | 1 | 21 | 862.967 | 0
2024 | 5 | 1 | 22 | 808.4676 | 0
2024 | 5 | 1 | 23 | 751.105 | 0
2024 | 5 | 2 | 0 | 693.7424 | 0
2024 | 5 | 2 | 1 | 666.51 | 0
2024 | 5 | 2 | 2 | 619.6008 | 0
2024 | 5 | 2 | 3 | 603.1514 | 0
2024 | 5 | 2 | 4 | 606.289 | 0
2024 | 5 | 2 | 5 | 630.2291 | 0
2024 | 5 | 2 | 6 | 680.7704 | 0
2024 | 5 | 2 | 7 | 731.3117 | 0
2024 | 5 | 2 | 8 | 768.503 | 0
2024 | 5 | 2 | 9 | 805.6943 | 0
2024 | 5 | 2 | 10 | 818.6382 | 0
2024 | 5 | 2 | 11 | 826.6002 | 0
2024 | 5 | 2 | 12 | 831.0599 | 0
2024 | 5 | 2 | 13 | 834.0024 | 0
2024 | 5 | 2 | 14 | 831.806 | 0
2024 | 5 | 2 | 15 | 831.304 | 0
2024 | 5 | 2 | 16 | 830.9297 | 0
2024 | 5 | 2 | 17 | 825.128 | 0
2024 | 5 | 2 | 18 | 799.2333 | 0
2024 | 5 | 2 | 19 | 778.6656 | 0
2024 | 5 | 2 | 20 | 794.8196 | 0
2024 | 5 | 2 | 21 | 786.2916 | 0
2024 | 5 | 2 | 22 | 738.4119 | 0
2024 | 5 | 2 | 23 | 688.9062 | 0
2024 | 5 | 3 | 0 | 664.9704 | 0
2024 | 5 | 3 | 1 | 639.4086 | 0
2024 | 5 | 3 | 2 | 595.202 | 0
2024 | 5 | 3 | 3 | 589.5511 | 0
2024 | 5 | 3 | 4 | 592.7899 | 0
2024 | 5 | 3 | 5 | 613.658 | 0
2024 | 5 | 3 | 6 | 656.5446 | 0
2024 | 5 | 3 | 7 | 699.4313 | 0
2024 | 5 | 3 | 8 | 732.6956 | 0
2024 | 5 | 3 | 9 | 765.96 | 0
2024 | 5 | 3 | 10 | 787.5455 | 0
2024 | 5 | 3 | 11 | 800.7515 | 0
2024 | 5 | 3 | 12 | 804.5451 | 0
2024 | 5 | 3 | 13 | 804.6981 | 0
2024 | 5 | 3 | 14 | 798.6507 | 0
2024 | 5 | 3 | 15 | 791.2839 | 0
2024 | 5 | 3 | 16 | 778.7136 | 0
2024 | 5 | 3 | 17 | 766.7211 | 0
2024 | 5 | 3 | 18 | 747.4653 | 0
2024 | 5 | 3 | 19 | 734.4589 | 0
2024 | 5 | 3 | 20 | 743.2934 | 0
2024 | 5 | 3 | 21 | 735.0354 | 0
2024 | 5 | 3 | 22 | 695.0496 | 0
2024 | 5 | 3 | 23 | 657.6092 | 0
2024 | 5 | 4 | 0 | 625.494 | 0
2024 | 5 | 4 | 1 | 595.8356 | 0
2024 | 5 | 4 | 2 | 582.8293 | 0
2024 | 5 | 4 | 3 | 569.8231 | 0
2024 | 5 | 4 | 4 | 567.6996 | 0
2024 | 5 | 4 | 5 | 572.4807 | 0
2024 | 5 | 4 | 6 | 582.3717 | 0
2024 | 5 | 4 | 7 | 596.7077 | 0
2024 | 5 | 4 | 8 | 611.0438 | 0
2024 | 5 | 4 | 9 | 638.642 | 0
2024 | 5 | 4 | 10 | 660.1475 | 0
2024 | 5 | 4 | 11 | 674.2688 | 0
2024 | 5 | 4 | 12 | 680.2095 | 0
2024 | 5 | 4 | 13 | 679.4131 | 0
2024 | 5 | 4 | 14 | 672.9984 | 0
2024 | 5 | 4 | 15 | 666.658 | 0
2024 | 5 | 4 | 16 | 659.7263 | 0
2024 | 5 | 4 | 17 | 654.9016 | 0
2024 | 5 | 4 | 18 | 646.6059 | 0
2024 | 5 | 4 | 19 | 644.3652 | 0
2024 | 5 | 4 | 20 | 644.8251 | 0
2024 | 5 | 4 | 21 | 643.9405 | 0
2024 | 5 | 4 | 22 | 624.1668 | 0
2024 | 5 | 4 | 23 | 602.3768 | 0
2024 | 5 | 5 | 0 | 584.2458 | 0
2024 | 5 | 5 | 1 | 558.4196 | 0
2024 | 5 | 5 | 2 | 542.7949 | 0
2024 | 5 | 5 | 3 | 533.3856 | 0
2024 | 5 | 5 | 4 | 529.7792 | 0
2024 | 5 | 5 | 5 | 531.8008 | 0
2024 | 5 | 5 | 6 | 539.8265 | 0
2024 | 5 | 5 | 7 | 547.8522 | 0
2024 | 5 | 5 | 8 | 567.811 | 0
2024 | 5 | 5 | 9 | 606.5018 | 0
2024 | 5 | 5 | 10 | 638.253 | 0
2024 | 5 | 5 | 11 | 662.9528 | 0
2024 | 5 | 5 | 12 | 675.4323 | 0
2024 | 5 | 5 | 13 | 679.5524 | 0
2024 | 5 | 5 | 14 | 679.3792 | 0
2024 | 5 | 5 | 15 | 678.2814 | 0
2024 | 5 | 5 | 16 | 681.062 | 0
2024 | 5 | 5 | 17 | 688.684 | 0
2024 | 5 | 5 | 18 | 691.8836 | 0
2024 | 5 | 5 | 19 | 689.9436 | 0
2024 | 5 | 5 | 20 | 686.3523 | 0
2024 | 5 | 5 | 21 | 680.7473 | 0
2024 | 5 | 5 | 22 | 652.0354 | 0
2024 | 5 | 5 | 23 | 619.429 | 0
2024 | 5 | 6 | 0 | 586.8226 | 0
2024 | 5 | 6 | 1 | 545.427 | 0
2024 | 5 | 6 | 2 | 532.3457 | 0
2024 | 5 | 6 | 3 | 527.8093 | 0
2024 | 5 | 6 | 4 | 533.8771 | 0
2024 | 5 | 6 | 5 | 561.5493 | 0
2024 | 5 | 6 | 6 | 618.6075 | 0
2024 | 5 | 6 | 7 | 675.6657 | 0
2024 | 5 | 6 | 8 | 722.954 | 0
2024 | 5 | 6 | 9 | 770.2423 | 0
2024 | 5 | 6 | 10 | 793.2036 | 0
2024 | 5 | 6 | 11 | 809.2852 | 0
2024 | 5 | 6 | 12 | 815.6059 | 0
2024 | 5 | 6 | 13 | 819.9209 | 0
2024 | 5 | 6 | 14 | 818.009 | 0
2024 | 5 | 6 | 15 | 814.9587 | 0
2024 | 5 | 6 | 16 | 814.1457 | 0
2024 | 5 | 6 | 17 | 811.779 | 0
2024 | 5 | 6 | 18 | 796.5934 | 0
2024 | 5 | 6 | 19 | 776.6528 | 0
2024 | 5 | 6 | 20 | 769.9344 | 0
2024 | 5 | 6 | 21 | 753.9179 | 0
2024 | 5 | 6 | 22 | 702.1363 | 0
2024 | 5 | 6 | 23 | 650.3548 | 0
2024 | 5 | 7 | 0 | 617.3641 | 0
2024 | 5 | 7 | 1 | 584.3733 | 0
2024 | 5 | 7 | 2 | 568.8529 | 0
2024 | 5 | 7 | 3 | 563.1273 | 0
2024 | 5 | 7 | 4 | 567.0099 | 0
2024 | 5 | 7 | 5 | 591.0332 | 0
2024 | 5 | 7 | 6 | 643.5464 | 0
2024 | 5 | 7 | 7 | 696.0597 | 0
2024 | 5 | 7 | 8 | 739.9887 | 0
2024 | 5 | 7 | 9 | 783.9178 | 0
2024 | 5 | 7 | 10 | 809.5448 | 0
2024 | 5 | 7 | 11 | 829.6855 | 0
2024 | 5 | 7 | 12 | 842.0465 | 0
2024 | 5 | 7 | 13 | 854.5986 | 0
2024 | 5 | 7 | 14 | 857.0282 | 0
2024 | 5 | 7 | 15 | 860.1585 | 0
2024 | 5 | 7 | 16 | 858.8857 | 0
2024 | 5 | 7 | 17 | 849.0904 | 0
2024 | 5 | 7 | 18 | 830.2502 | 0
2024 | 5 | 7 | 19 | 817.0954 | 0
2024 | 5 | 7 | 20 | 796.7196 | 0
2024 | 5 | 7 | 21 | 778.6884 | 0
2024 | 5 | 7 | 22 | 725.1651 | 0
2024 | 5 | 7 | 23 | 671.6417 | 0
2024 | 5 | 8 | 0 | 617.7847 | 0
2024 | 5 | 8 | 1 | 596.4011 | 0
2024 | 5 | 8 | 2 | 575.0174 | 0
2024 | 5 | 8 | 3 | 567.5106 | 0
2024 | 5 | 8 | 4 | 569.0603 | 0
2024 | 5 | 8 | 5 | 590.0918 | 0
2024 | 5 | 8 | 6 | 642.7853 | 0
2024 | 5 | 8 | 7 | 695.4788 | 0
2024 | 5 | 8 | 8 | 755.9034 | 0
2024 | 5 | 8 | 9 | 790.6953 | 0
2024 | 5 | 8 | 10 | 814.6598 | 0
2024 | 5 | 8 | 11 | 830.2175 | 0
2024 | 5 | 8 | 12 | 835.0529 | 0
2024 | 5 | 8 | 13 | 843.3808 | 0
2024 | 5 | 8 | 14 | 845.8838 | 0
2024 | 5 | 8 | 15 | 847.0646 | 0
2024 | 5 | 8 | 16 | 847.7822 | 0
2024 | 5 | 8 | 17 | 842.9774 | 0
2024 | 5 | 8 | 18 | 826.1788 | 0
2024 | 5 | 8 | 19 | 806.6125 | 0
2024 | 5 | 8 | 20 | 795.9653 | 0
2024 | 5 | 8 | 21 | 779.047 | 0
2024 | 5 | 8 | 22 | 729.0749 | 0
2024 | 5 | 8 | 23 | 675.1425 | 0
2024 | 5 | 9 | 0 | 629.2792 | 0
2024 | 5 | 9 | 1 | 583.416 | 0
2024 | 5 | 9 | 2 | 545.6219 | 0
2024 | 5 | 9 | 3 | 537.7104 | 0
2024 | 5 | 9 | 4 | 540.9506 | 0
2024 | 5 | 9 | 5 | 567.8371 | 0
2024 | 5 | 9 | 6 | 625.5209 | 0
2024 | 5 | 9 | 7 | 683.2047 | 0
2024 | 5 | 9 | 8 | 726.7214 | 0
2024 | 5 | 9 | 9 | 770.2381 | 0
2024 | 5 | 9 | 10 | 788.0663 | 0
2024 | 5 | 9 | 11 | 800.1033 | 0
2024 | 5 | 9 | 12 | 803.359 | 0
2024 | 5 | 9 | 13 | 805.9588 | 0
2024 | 5 | 9 | 14 | 801.1816 | 0
2024 | 5 | 9 | 15 | 794.6353 | 0
2024 | 5 | 9 | 16 | 788.9616 | 0
2024 | 5 | 9 | 17 | 786.7968 | 0
2024 | 5 | 9 | 18 | 777.4513 | 0
2024 | 5 | 9 | 19 | 770.2745 | 0
2024 | 5 | 9 | 20 | 765.8154 | 0
2024 | 5 | 9 | 21 | 750.907 | 0
2024 | 5 | 9 | 22 | 697.2632 | 0
2024 | 5 | 9 | 23 | 642.4316 | 0
2024 | 5 | 10 | 0 | 587.5999 | 0
2024 | 5 | 10 | 1 | 580.5093 | 0
2024 | 5 | 10 | 2 | 573.4188 | 0
2024 | 5 | 10 | 3 | 567.1575 | 0
2024 | 5 | 10 | 4 | 570.6026 | 0
2024 | 5 | 10 | 5 | 593.8396 | 0
2024 | 5 | 10 | 6 | 643.6267 | 0
2024 | 5 | 10 | 7 | 693.4138 | 0
2024 | 5 | 10 | 8 | 731.9713 | 0
2024 | 5 | 10 | 9 | 770.5288 | 0
2024 | 5 | 10 | 10 | 790.0431 | 0
2024 | 5 | 10 | 11 | 803.1894 | 0
2024 | 5 | 10 | 12 | 807.6334 | 0
2024 | 5 | 10 | 13 | 812.1283 | 0
2024 | 5 | 10 | 14 | 805.6779 | 0
2024 | 5 | 10 | 15 | 800.3447 | 0
2024 | 5 | 10 | 16 | 792.2554 | 0
2024 | 5 | 10 | 17 | 790.9096 | 0
2024 | 5 | 10 | 18 | 783.5016 | 0
2024 | 5 | 10 | 19 | 766.7265 | 0
2024 | 5 | 10 | 20 | 756.5537 | 0
2024 | 5 | 10 | 21 | 735.4974 | 0
2024 | 5 | 10 | 22 | 691.8039 | 0
2024 | 5 | 10 | 23 | 647.2129 | 0
2024 | 5 | 11 | 0 | 609.8566 | 0
2024 | 5 | 11 | 1 | 572.5002 | 0
2024 | 5 | 11 | 2 | 542.3786 | 0
2024 | 5 | 11 | 3 | 532.1129 | 0
2024 | 5 | 11 | 4 | 528.2969 | 0
2024 | 5 | 11 | 5 | 536.6371 | 0
2024 | 5 | 11 | 6 | 553.9506 | 0
2024 | 5 | 11 | 7 | 583.313 | 0
2024 | 5 | 11 | 8 | 612.6754 | 0
2024 | 5 | 11 | 9 | 654.0869 | 0
2024 | 5 | 11 | 10 | 680.7021 | 0
2024 | 5 | 11 | 11 | 695.1178 | 0
2024 | 5 | 11 | 12 | 693.9065 | 0
2024 | 5 | 11 | 13 | 684.2767 | 0
2024 | 5 | 11 | 14 | 670.3516 | 0
2024 | 5 | 11 | 15 | 655.8886 | 0
2024 | 5 | 11 | 16 | 650.0597 | 0
2024 | 5 | 11 | 17 | 646.9764 | 0
2024 | 5 | 11 | 18 | 647.0008 | 0
2024 | 5 | 11 | 19 | 645.4123 | 0
2024 | 5 | 11 | 20 | 651.9208 | 0
2024 | 5 | 11 | 21 | 644.1666 | 0
2024 | 5 | 11 | 22 | 612.1057 | 0
2024 | 5 | 11 | 23 | 574.7103 | 0
2024 | 5 | 12 | 0 | 560.3413 | 0
2024 | 5 | 12 | 1 | 545.9723 | 0
2024 | 5 | 12 | 2 | 529.8833 | 0
2024 | 5 | 12 | 3 | 521.6745 | 0
2024 | 5 | 12 | 4 | 518.9787 | 0
2024 | 5 | 12 | 5 | 521.8245 | 0
2024 | 5 | 12 | 6 | 532.2262 | 0
2024 | 5 | 12 | 7 | 542.6279 | 0
2024 | 5 | 12 | 8 | 563.6635 | 0
2024 | 5 | 12 | 9 | 598.9629 | 0
2024 | 5 | 12 | 10 | 629.7954 | 0
2024 | 5 | 12 | 11 | 652.0161 | 0
2024 | 5 | 12 | 12 | 662.9678 | 0
2024 | 5 | 12 | 13 | 663.5388 | 0
2024 | 5 | 12 | 14 | 659.7707 | 0
2024 | 5 | 12 | 15 | 655.4672 | 0
2024 | 5 | 12 | 16 | 656.5724 | 0
2024 | 5 | 12 | 17 | 661.7944 | 0
2024 | 5 | 12 | 18 | 660.6509 | 0
2024 | 5 | 12 | 19 | 661.7578 | 0
2024 | 5 | 12 | 20 | 665.8256 | 0
2024 | 5 | 12 | 21 | 662.9044 | 0
2024 | 5 | 12 | 22 | 633.7655 | 0
2024 | 5 | 12 | 23 | 599.9465 | 0
2024 | 5 | 13 | 0 | 566.1274 | 0
2024 | 5 | 13 | 1 | 537.4135 | 0
2024 | 5 | 13 | 2 | 524.2219 | 0
2024 | 5 | 13 | 3 | 520.8238 | 0
2024 | 5 | 13 | 4 | 526.7269 | 0
2024 | 5 | 13 | 5 | 554.5764 | 0
2024 | 5 | 13 | 6 | 614.76 | 0
2024 | 5 | 13 | 7 | 674.9437 | 0
2024 | 5 | 13 | 8 | 722.0907 | 0
2024 | 5 | 13 | 9 | 769.2378 | 0
2024 | 5 | 13 | 10 | 787.8929 | 0
2024 | 5 | 13 | 11 | 800.7768 | 0
2024 | 5 | 13 | 12 | 804.5434 | 0
2024 | 5 | 13 | 13 | 807.5113 | 0
2024 | 5 | 13 | 14 | 803.2302 | 0
2024 | 5 | 13 | 15 | 799.3314 | 0
2024 | 5 | 13 | 16 | 798.574 | 0
2024 | 5 | 13 | 17 | 795.2976 | 0
2024 | 5 | 13 | 18 | 779.5959 | 0
2024 | 5 | 13 | 19 | 767.5778 | 0
2024 | 5 | 13 | 20 | 764.6601 | 0
2024 | 5 | 13 | 21 | 749.407 | 0
2024 | 5 | 13 | 22 | 698.2214 | 0
2024 | 5 | 13 | 23 | 643.7778 | 0
2024 | 5 | 14 | 0 | 614.3376 | 0
2024 | 5 | 14 | 1 | 584.8974 | 0
2024 | 5 | 14 | 2 | 569.7447 | 0
2024 | 5 | 14 | 3 | 564.8655 | 0
2024 | 5 | 14 | 4 | 567.7844 | 0
2024 | 5 | 14 | 5 | 592.142 | 0
2024 | 5 | 14 | 6 | 647.9423 | 0
2024 | 5 | 14 | 7 | 703.7426 | 0
2024 | 5 | 14 | 8 | 766.5669 | 0
2024 | 5 | 14 | 9 | 792.588 | 0
2024 | 5 | 14 | 10 | 808.9512 | 0
2024 | 5 | 14 | 11 | 818.9634 | 0
2024 | 5 | 14 | 12 | 821.6014 | 0
2024 | 5 | 14 | 13 | 822.3803 | 0
2024 | 5 | 14 | 14 | 816.285 | 0
2024 | 5 | 14 | 15 | 810.2858 | 0
2024 | 5 | 14 | 16 | 806.1092 | 0
2024 | 5 | 14 | 17 | 800.7546 | 0
2024 | 5 | 14 | 18 | 788.3178 | 0
2024 | 5 | 14 | 19 | 778.8396 | 0
2024 | 5 | 14 | 20 | 768.4512 | 0
2024 | 5 | 14 | 21 | 752.0572 | 0
2024 | 5 | 14 | 22 | 701.0753 | 0
2024 | 5 | 14 | 23 | 656.2648 | 0
2024 | 5 | 15 | 0 | 606.2441 | 0
2024 | 5 | 15 | 1 | 583.3676 | 0
2024 | 5 | 15 | 2 | 566.2959 | 0
2024 | 5 | 15 | 3 | 559.5135 | 0
2024 | 5 | 15 | 4 | 561.8388 | 0
2024 | 5 | 15 | 5 | 585.9941 | 0
2024 | 5 | 15 | 6 | 643.279 | 0
2024 | 5 | 15 | 7 | 700.5639 | 0
2024 | 5 | 15 | 8 | 764.507 | 0
2024 | 5 | 15 | 9 | 793.7703 | 0
2024 | 5 | 15 | 10 | 813.7082 | 0
2024 | 5 | 15 | 11 | 824.9618 | 0
2024 | 5 | 15 | 12 | 827.3502 | 0
2024 | 5 | 15 | 13 | 831.1705 | 0
2024 | 5 | 15 | 14 | 829.1755 | 0
2024 | 5 | 15 | 15 | 825.4855 | 0
2024 | 5 | 15 | 16 | 825.606 | 0
2024 | 5 | 15 | 17 | 825.9256 | 0
2024 | 5 | 15 | 18 | 814.0089 | 0
2024 | 5 | 15 | 19 | 802.4757 | 0
2024 | 5 | 15 | 20 | 792.5955 | 0
2024 | 5 | 15 | 21 | 775.3651 | 0
2024 | 5 | 15 | 22 | 725.7741 | 0
2024 | 5 | 15 | 23 | 670.3514 | 0
2024 | 5 | 16 | 0 | 614.9287 | 0
2024 | 5 | 16 | 1 | 594.1054 | 0
2024 | 5 | 16 | 2 | 573.282 | 0
2024 | 5 | 16 | 3 | 566.1057 | 0
2024 | 5 | 16 | 4 | 568.7084 | 0
2024 | 5 | 16 | 5 | 589.7713 | 0
2024 | 5 | 16 | 6 | 642.9198 | 0
2024 | 5 | 16 | 7 | 696.0683 | 0
2024 | 5 | 16 | 8 | 741.4722 | 0
2024 | 5 | 16 | 9 | 786.8761 | 0
2024 | 5 | 16 | 10 | 812.2384 | 0
2024 | 5 | 16 | 11 | 829.4611 | 0
2024 | 5 | 16 | 12 | 837.3806 | 0
2024 | 5 | 16 | 13 | 846.3906 | 0
2024 | 5 | 16 | 14 | 847.9325 | 0
2024 | 5 | 16 | 15 | 848.4421 | 0
2024 | 5 | 16 | 16 | 846.2191 | 0
2024 | 5 | 16 | 17 | 837.7077 | 0
2024 | 5 | 16 | 18 | 815.8307 | 0
2024 | 5 | 16 | 19 | 802.7934 | 0
2024 | 5 | 16 | 20 | 789.2226 | 0
2024 | 5 | 16 | 21 | 780.6233 | 0
2024 | 5 | 16 | 22 | 733.3865 | 0
2024 | 5 | 16 | 23 | 682.9596 | 0
2024 | 5 | 17 | 0 | 640.2926 | 0
2024 | 5 | 17 | 1 | 597.6256 | 0
2024 | 5 | 17 | 2 | 562.7185 | 0
2024 | 5 | 17 | 3 | 556.3657 | 0
2024 | 5 | 17 | 4 | 559.0503 | 0
2024 | 5 | 17 | 5 | 579.7779 | 0
2024 | 5 | 17 | 6 | 629.2076 | 0
2024 | 5 | 17 | 7 | 678.6374 | 0
2024 | 5 | 17 | 8 | 725.2968 | 0
2024 | 5 | 17 | 9 | 757.3215 | 0
2024 | 5 | 17 | 10 | 777.4415 | 0
2024 | 5 | 17 | 11 | 785.975 | 0
2024 | 5 | 17 | 12 | 787.858 | 0
2024 | 5 | 17 | 13 | 790.3042 | 0
2024 | 5 | 17 | 14 | 785.8571 | 0
2024 | 5 | 17 | 15 | 781.4324 | 0
2024 | 5 | 17 | 16 | 776.9584 | 0
2024 | 5 | 17 | 17 | 765.224 | 0
2024 | 5 | 17 | 18 | 747.5134 | 0
2024 | 5 | 17 | 19 | 731.7735 | 0
2024 | 5 | 17 | 20 | 735.4269 | 0
2024 | 5 | 17 | 21 | 726.8028 | 0
2024 | 5 | 17 | 22 | 685.8308 | 0
2024 | 5 | 17 | 23 | 641.1007 | 0
2024 | 5 | 18 | 0 | 603.1663 | 0
2024 | 5 | 18 | 1 | 565.9073 | 0
2024 | 5 | 18 | 2 | 536.7951 | 0
2024 | 5 | 18 | 3 | 525.5006 | 0
2024 | 5 | 18 | 4 | 522.1174 | 0
2024 | 5 | 18 | 5 | 527.1896 | 0
2024 | 5 | 18 | 6 | 547.17 | 0
2024 | 5 | 18 | 7 | 572.0182 | 0
2024 | 5 | 18 | 8 | 601.3136 | 0
2024 | 5 | 18 | 9 | 644.3711 | 0
2024 | 5 | 18 | 10 | 673.2815 | 0
2024 | 5 | 18 | 11 | 690.3851 | 0
2024 | 5 | 18 | 12 | 695.0749 | 0
2024 | 5 | 18 | 13 | 690.7045 | 0
2024 | 5 | 18 | 14 | 681.2927 | 0
2024 | 5 | 18 | 15 | 672.1447 | 0
2024 | 5 | 18 | 16 | 667.9798 | 0
2024 | 5 | 18 | 17 | 671.7635 | 0
2024 | 5 | 18 | 18 | 667.704 | 0
2024 | 5 | 18 | 19 | 664.7747 | 0
2024 | 5 | 18 | 20 | 663.7634 | 0
2024 | 5 | 18 | 21 | 654.2742 | 0
2024 | 5 | 18 | 22 | 626.127 | 0
2024 | 5 | 18 | 23 | 590.9428 | 0
2024 | 5 | 19 | 0 | 560.3901 | 0
2024 | 5 | 19 | 1 | 542.5275 | 0
2024 | 5 | 19 | 2 | 524.8656 | 0
2024 | 5 | 19 | 3 | 515.1659 | 0
2024 | 5 | 19 | 4 | 510.5108 | 0
2024 | 5 | 19 | 5 | 509.552 | 0
2024 | 5 | 19 | 6 | 518.9614 | 0
2024 | 5 | 19 | 7 | 528.3709 | 0
2024 | 5 | 19 | 8 | 555.0512 | 0
2024 | 5 | 19 | 9 | 594.3736 | 0
2024 | 5 | 19 | 10 | 625.2524 | 0
2024 | 5 | 19 | 11 | 648.3501 | 0
2024 | 5 | 19 | 12 | 662.4619 | 0
2024 | 5 | 19 | 13 | 668.3925 | 0
2024 | 5 | 19 | 14 | 670.003 | 0
2024 | 5 | 19 | 15 | 672.5243 | 0
2024 | 5 | 19 | 16 | 676.8513 | 0
2024 | 5 | 19 | 17 | 683.5816 | 0
2024 | 5 | 19 | 18 | 684.5241 | 0
2024 | 5 | 19 | 19 | 677.3253 | 0
2024 | 5 | 19 | 20 | 672.9543 | 0
2024 | 5 | 19 | 21 | 670.2193 | 0
2024 | 5 | 19 | 22 | 643.6551 | 0
2024 | 5 | 19 | 23 | 605.5364 | 0
2024 | 5 | 20 | 0 | 573.3143 | 0
2024 | 5 | 20 | 1 | 541.0305 | 0
2024 | 5 | 20 | 2 | 520.985 | 0
2024 | 5 | 20 | 3 | 500.9395 | 0
2024 | 5 | 20 | 4 | 498.6072 | 0
2024 | 5 | 20 | 5 | 499.2489 | 0
2024 | 5 | 20 | 6 | 502.5305 | 0
2024 | 5 | 20 | 7 | 505.8121 | 0
2024 | 5 | 20 | 8 | 539.4155 | 0
2024 | 5 | 20 | 9 | 573.0189 | 0
2024 | 5 | 20 | 10 | 606.0193 | 0
2024 | 5 | 20 | 11 | 626.6813 | 0
2024 | 5 | 20 | 12 | 639.1693 | 0
2024 | 5 | 20 | 13 | 639.0284 | 0
2024 | 5 | 20 | 14 | 635.8526 | 0
2024 | 5 | 20 | 15 | 633.62 | 0
2024 | 5 | 20 | 16 | 640.3375 | 0
2024 | 5 | 20 | 17 | 653.8882 | 0
2024 | 5 | 20 | 18 | 652.1375 | 0
2024 | 5 | 20 | 19 | 646.4766 | 0
2024 | 5 | 20 | 20 | 642.8772 | 0
2024 | 5 | 20 | 21 | 641.114 | 0
2024 | 5 | 20 | 22 | 615.7379 | 0
2024 | 5 | 20 | 23 | 592.4868 | 0
2024 | 5 | 21 | 0 | 569.2357 | 0
2024 | 5 | 21 | 1 | 586.7478 | 0
2024 | 5 | 21 | 2 | 579.0005 | 0
2024 | 5 | 21 | 3 | 574.2935 | 0
2024 | 5 | 21 | 4 | 576.2162 | 0
2024 | 5 | 21 | 5 | 596.5795 | 0
2024 | 5 | 21 | 6 | 644.7214 | 0
2024 | 5 | 21 | 7 | 699.3134 | 0
2024 | 5 | 21 | 8 | 745.0485 | 0
2024 | 5 | 21 | 9 | 764.5109 | 0
2024 | 5 | 21 | 10 | 778.5415 | 0
2024 | 5 | 21 | 11 | 785.7436 | 0
2024 | 5 | 21 | 12 | 786.815 | 0
2024 | 5 | 21 | 13 | 788.1728 | 0
2024 | 5 | 21 | 14 | 782.6046 | 0
2024 | 5 | 21 | 15 | 778.3608 | 0
2024 | 5 | 21 | 16 | 775.9059 | 0
2024 | 5 | 21 | 17 | 772.0537 | 0
2024 | 5 | 21 | 18 | 754.9349 | 0
2024 | 5 | 21 | 19 | 744.9146 | 0
2024 | 5 | 21 | 20 | 743.8041 | 0
2024 | 5 | 21 | 21 | 740.4871 | 0
2024 | 5 | 21 | 22 | 701.623 | 0
2024 | 5 | 21 | 23 | 657.9528 | 0
2024 | 5 | 22 | 0 | 621.589 | 0
2024 | 5 | 22 | 1 | 585.2252 | 0
2024 | 5 | 22 | 2 | 570.608 | 0
2024 | 5 | 22 | 3 | 565.2427 | 0
2024 | 5 | 22 | 4 | 568.1181 | 0
2024 | 5 | 22 | 5 | 591.2962 | 0
2024 | 5 | 22 | 6 | 647.737 | 0
2024 | 5 | 22 | 7 | 704.1778 | 0
2024 | 5 | 22 | 8 | 766.5372 | 0
2024 | 5 | 22 | 9 | 799.3581 | 0
2024 | 5 | 22 | 10 | 824.7023 | 0
2024 | 5 | 22 | 11 | 840.41 | 0
2024 | 5 | 22 | 12 | 848.5593 | 0
2024 | 5 | 22 | 13 | 856.8159 | 0
2024 | 5 | 22 | 14 | 857.5988 | 0
2024 | 5 | 22 | 15 | 857.5134 | 0
2024 | 5 | 22 | 16 | 859.9528 | 0
2024 | 5 | 22 | 17 | 856.5605 | 0
2024 | 5 | 22 | 18 | 837.9954 | 0
2024 | 5 | 22 | 19 | 825.1251 | 0
2024 | 5 | 22 | 20 | 818.5202 | 0
2024 | 5 | 22 | 21 | 799.6479 | 0
2024 | 5 | 22 | 22 | 750.9212 | 0
2024 | 5 | 22 | 23 | 696.4227 | 0
2024 | 5 | 23 | 0 | 652.1045 | 0
2024 | 5 | 23 | 1 | 607.7863 | 0
2024 | 5 | 23 | 2 | 573.6485 | 0
2024 | 5 | 23 | 3 | 564.7258 | 0
2024 | 5 | 23 | 4 | 565.428 | 0
2024 | 5 | 23 | 5 | 585.7252 | 0
2024 | 5 | 23 | 6 | 641.5922 | 0
2024 | 5 | 23 | 7 | 697.4593 | 0
2024 | 5 | 23 | 8 | 750.1076 | 0
2024 | 5 | 23 | 9 | 802.7558 | 0
2024 | 5 | 23 | 10 | 836.0044 | 0
2024 | 5 | 23 | 11 | 858.4198 | 0
2024 | 5 | 23 | 12 | 871.5662 | 0
2024 | 5 | 23 | 13 | 885.3076 | 0
2024 | 5 | 23 | 14 | 891.7188 | 0
2024 | 5 | 23 | 15 | 897.0001 | 0
2024 | 5 | 23 | 16 | 901.5886 | 0
2024 | 5 | 23 | 17 | 896.3191 | 0
2024 | 5 | 23 | 18 | 881.2487 | 0
2024 | 5 | 23 | 19 | 860.2324 | 0
2024 | 5 | 23 | 20 | 839.2575 | 0
2024 | 5 | 23 | 21 | 811.9336 | 0
2024 | 5 | 23 | 22 | 761.5608 | 0
2024 | 5 | 23 | 23 | 704.1341 | 0
2024 | 5 | 24 | 0 | 666.5995 | 0
2024 | 5 | 24 | 1 | 629.0648 | 0
2024 | 5 | 24 | 2 | 605.6762 | 0
2024 | 5 | 24 | 3 | 593.5043 | 0
2024 | 5 | 24 | 4 | 592.1272 | 0
2024 | 5 | 24 | 5 | 609.4818 | 0
2024 | 5 | 24 | 6 | 670.3719 | 0
2024 | 5 | 24 | 7 | 740.5065 | 0
2024 | 5 | 24 | 8 | 797.2599 | 0
2024 | 5 | 24 | 9 | 863.2577 | 0
2024 | 5 | 24 | 10 | 909.0925 | 0
2024 | 5 | 24 | 11 | 941.684 | 0
2024 | 5 | 24 | 12 | 960.6594 | 0
2024 | 5 | 24 | 13 | 979.9859 | 0
2024 | 5 | 24 | 14 | 991.0352 | 0
2024 | 5 | 24 | 15 | 999.8507 | 0
2024 | 5 | 24 | 16 | 1004.5749 | 4.5749
2024 | 5 | 24 | 17 | 997.346 | 0
2024 | 5 | 24 | 18 | 971.8356 | 0
2024 | 5 | 24 | 19 | 941.6925 | 0
2024 | 5 | 24 | 20 | 903.7872 | 0
2024 | 5 | 24 | 21 | 875.2914 | 0
2024 | 5 | 24 | 22 | 821.4277 | 0
2024 | 5 | 24 | 23 | 756.5516 | 0
2024 | 5 | 25 | 0 | 702.7039 | 0
2024 | 5 | 25 | 1 | 647.6884 | 0
2024 | 5 | 25 | 2 | 601.3659 | 0
2024 | 5 | 25 | 3 | 582.5602 | 0
2024 | 5 | 25 | 4 | 571.7996 | 0
2024 | 5 | 25 | 5 | 572.1774 | 0
2024 | 5 | 25 | 6 | 593.3878 | 0
2024 | 5 | 25 | 7 | 614.5981 | 0
2024 | 5 | 25 | 8 | 658.8495 | 0
2024 | 5 | 25 | 9 | 703.1008 | 0
2024 | 5 | 25 | 10 | 738.9316 | 0
2024 | 5 | 25 | 11 | 764.2665 | 0
2024 | 5 | 25 | 12 | 774.729 | 0
2024 | 5 | 25 | 13 | 775.9437 | 0
2024 | 5 | 25 | 14 | 773.1122 | 0
2024 | 5 | 25 | 15 | 767.77 | 0
2024 | 5 | 25 | 16 | 768.1427 | 0
2024 | 5 | 25 | 17 | 773.9613 | 0
2024 | 5 | 25 | 18 | 763.36 | 0
2024 | 5 | 25 | 19 | 741.167 | 0
2024 | 5 | 25 | 20 | 731.7427 | 0
2024 | 5 | 25 | 21 | 712.9763 | 0
2024 | 5 | 25 | 22 | 681.9581 | 0
2024 | 5 | 25 | 23 | 640.2135 | 0
2024 | 5 | 26 | 0 | 600.1777 | 0
2024 | 5 | 26 | 1 | 590.7396 | 0
2024 | 5 | 26 | 2 | 568.5682 | 0
2024 | 5 | 26 | 3 | 554.6067 | 0
2024 | 5 | 26 | 4 | 546.5027 | 0
2024 | 5 | 26 | 5 | 547.9728 | 0
2024 | 5 | 26 | 6 | 558.6983 | 0
2024 | 5 | 26 | 7 | 580.827 | 0
2024 | 5 | 26 | 8 | 602.9556 | 0
2024 | 5 | 26 | 9 | 636.4874 | 0
2024 | 5 | 26 | 10 | 676.7567 | 0
2024 | 5 | 26 | 11 | 708.1177 | 0
2024 | 5 | 26 | 12 | 727.1486 | 0
2024 | 5 | 26 | 13 | 735.8793 | 0
2024 | 5 | 26 | 14 | 735.6592 | 0
2024 | 5 | 26 | 15 | 736.6344 | 0
2024 | 5 | 26 | 16 | 737.9215 | 0
2024 | 5 | 26 | 17 | 740.2454 | 0
2024 | 5 | 26 | 18 | 729.082 | 0
2024 | 5 | 26 | 19 | 725.0823 | 0
2024 | 5 | 26 | 20 | 736.3533 | 0
2024 | 5 | 26 | 21 | 738.3561 | 0
2024 | 5 | 26 | 22 | 708.3469 | 0
2024 | 5 | 26 | 23 | 665.7207 | 0
2024 | 5 | 27 | 0 | 625.5966 | 0
2024 | 5 | 27 | 1 | 581.4921 | 0
2024 | 5 | 27 | 2 | 563.9984 | 0
2024 | 5 | 27 | 3 | 556.7608 | 0
2024 | 5 | 27 | 4 | 560.6956 | 0
2024 | 5 | 27 | 5 | 589.1249 | 0
2024 | 5 | 27 | 6 | 646.5792 | 0
2024 | 5 | 27 | 7 | 704.0335 | 0
2024 | 5 | 27 | 8 | 762.6517 | 0
2024 | 5 | 27 | 9 | 799.8436 | 0
2024 | 5 | 27 | 10 | 829.259 | 0
2024 | 5 | 27 | 11 | 850.1749 | 0
2024 | 5 | 27 | 12 | 859.4732 | 0
2024 | 5 | 27 | 13 | 869.36 | 0
2024 | 5 | 27 | 14 | 867.1238 | 0
2024 | 5 | 27 | 15 | 861.9874 | 0
2024 | 5 | 27 | 16 | 855.8506 | 0
2024 | 5 | 27 | 17 | 846.4091 | 0
2024 | 5 | 27 | 18 | 823.3767 | 0
2024 | 5 | 27 | 19 | 806.3573 | 0
2024 | 5 | 27 | 20 | 800.3379 | 0
2024 | 5 | 27 | 21 | 779.7887 | 0
2024 | 5 | 27 | 22 | 726.6653 | 0
2024 | 5 | 27 | 23 | 669.6457 | 0
2024 | 5 | 28 | 0 | 633.3594 | 0
2024 | 5 | 28 | 1 | 597.0731 | 0
2024 | 5 | 28 | 2 | 578.4862 | 0
2024 | 5 | 28 | 3 | 569.6383 | 0
2024 | 5 | 28 | 4 | 568.7715 | 0
2024 | 5 | 28 | 5 | 588.826 | 0
2024 | 5 | 28 | 6 | 641.6322 | 0
2024 | 5 | 28 | 7 | 694.4384 | 0
2024 | 5 | 28 | 8 | 758.1892 | 0
2024 | 5 | 28 | 9 | 794.5212 | 0
2024 | 5 | 28 | 10 | 822.818 | 0
2024 | 5 | 28 | 11 | 841.1753 | 0
2024 | 5 | 28 | 12 | 851.3795 | 0
2024 | 5 | 28 | 13 | 864.2337 | 0
2024 | 5 | 28 | 14 | 872.3916 | 0
2024 | 5 | 28 | 15 | 879.0225 | 0
2024 | 5 | 28 | 16 | 886.6359 | 0
2024 | 5 | 28 | 17 | 887.1798 | 0
2024 | 5 | 28 | 18 | 871.2252 | 0
2024 | 5 | 28 | 19 | 852.3589 | 0
2024 | 5 | 28 | 20 | 829.3383 | 0
2024 | 5 | 28 | 21 | 807.545 | 0
2024 | 5 | 28 | 22 | 761.2845 | 0
2024 | 5 | 28 | 23 | 705.0621 | 0
2024 | 5 | 29 | 0 | 648.8397 | 0
2024 | 5 | 29 | 1 | 608.9479 | 0
2024 | 5 | 29 | 2 | 590.5745 | 0
2024 | 5 | 29 | 3 | 582.4851 | 0
2024 | 5 | 29 | 4 | 582.1733 | 0
2024 | 5 | 29 | 5 | 602.4766 | 0
2024 | 5 | 29 | 6 | 660.0831 | 0
2024 | 5 | 29 | 7 | 717.6896 | 0
2024 | 5 | 29 | 8 | 787.2502 | 0
2024 | 5 | 29 | 9 | 831.4446 | 0
2024 | 5 | 29 | 10 | 865.6903 | 0
2024 | 5 | 29 | 11 | 890.6109 | 0
2024 | 5 | 29 | 12 | 903.9467 | 0
2024 | 5 | 29 | 13 | 921.5184 | 0
2024 | 5 | 29 | 14 | 932.744 | 0
2024 | 5 | 29 | 15 | 942.5809 | 0
2024 | 5 | 29 | 16 | 952.113 | 0
2024 | 5 | 29 | 17 | 952.8098 | 0
2024 | 5 | 29 | 18 | 936.8198 | 0
2024 | 5 | 29 | 19 | 911.8392 | 0
2024 | 5 | 29 | 20 | 890.4866 | 0
2024 | 5 | 29 | 21 | 858.848 | 0
2024 | 5 | 29 | 22 | 809.3441 | 0
2024 | 5 | 29 | 23 | 748.9878 | 0
2024 | 5 | 30 | 0 | 695.4399 | 0
2024 | 5 | 30 | 1 | 641.892 | 0
2024 | 5 | 30 | 2 | 595.1523 | 0
2024 | 5 | 30 | 3 | 582.9864 | 0
2024 | 5 | 30 | 4 | 580.7061 | 0
2024 | 5 | 30 | 5 | 600.6501 | 0
2024 | 5 | 30 | 6 | 658.0862 | 0
2024 | 5 | 30 | 7 | 715.5222 | 0
2024 | 5 | 30 | 8 | 777.4878 | 0
2024 | 5 | 30 | 9 | 828.7929 | 0
2024 | 5 | 30 | 10 | 865.9157 | 0
2024 | 5 | 30 | 11 | 892.8761 | 0
2024 | 5 | 30 | 12 | 907.5725 | 0
2024 | 5 | 30 | 13 | 923.8606 | 0
2024 | 5 | 30 | 14 | 933.4895 | 0
2024 | 5 | 30 | 15 | 940.2981 | 0
2024 | 5 | 30 | 16 | 944.1487 | 0
2024 | 5 | 30 | 17 | 941.0811 | 0
2024 | 5 | 30 | 18 | 915.9625 | 0
2024 | 5 | 30 | 19 | 899.8177 | 0
2024 | 5 | 30 | 20 | 876.5735 | 0
2024 | 5 | 30 | 21 | 850.4609 | 0
2024 | 5 | 30 | 22 | 797.8392 | 0
2024 | 5 | 30 | 23 | 734.869 | 0
2024 | 5 | 31 | 0 | 692.172 | 0
2024 | 5 | 31 | 1 | 649.475 | 0
2024 | 5 | 31 | 2 | 623.9327 | 0
2024 | 5 | 31 | 3 | 611.063 | 0
2024 | 5 | 31 | 4 | 608.8476 | 0
2024 | 5 | 31 | 5 | 632.9665 | 0
2024 | 5 | 31 | 6 | 695.6673 | 0
2024 | 5 | 31 | 7 | 758.3681 | 0
2024 | 5 | 31 | 8 | 827.646 | 0
2024 | 5 | 31 | 9 | 886.5403 | 0
2024 | 5 | 31 | 10 | 931.3635 | 0
2024 | 5 | 31 | 11 | 964.2972 | 0
2024 | 5 | 31 | 12 | 983.4989 | 0
2024 | 5 | 31 | 13 | 1000.1021 | 0.10211
2024 | 5 | 31 | 14 | 1007.1582 | 7.1582
2024 | 5 | 31 | 15 | 1006.1836 | 6.1836
2024 | 5 | 31 | 16 | 999.7904 | 0
2024 | 5 | 31 | 17 | 988.2013 | 0
2024 | 5 | 31 | 18 | 962.7261 | 0
2024 | 5 | 31 | 19 | 947.0201 | 0
2024 | 5 | 31 | 20 | 922.9879 | 0
2024 | 5 | 31 | 21 | 905.605 | 0
2024 | 5 | 31 | 22 | 852.8071 | 0
2024 | 5 | 31 | 23 | 787.3948 | 0
2024 | 6 | 1 | 0 | 721.9825 | 0
2024 | 6 | 1 | 1 | 676.2449 | 0
2024 | 6 | 1 | 2 | 642.8548 | 0
2024 | 6 | 1 | 3 | 609.4647 | 0
2024 | 6 | 1 | 4 | 594.1381 | 0
2024 | 6 | 1 | 5 | 584.9949 | 0
2024 | 6 | 1 | 6 | 586.2829 | 0
2024 | 6 | 1 | 7 | 587.5709 | 0
2024 | 6 | 1 | 8 | 630.5262 | 0
2024 | 6 | 1 | 9 | 673.4816 | 0
2024 | 6 | 1 | 10 | 705.0888 | 0
2024 | 6 | 1 | 11 | 724.6087 | 0
2024 | 6 | 1 | 12 | 731.8837 | 0
2024 | 6 | 1 | 13 | 734.8807 | 0
2024 | 6 | 1 | 14 | 735.8935 | 0
2024 | 6 | 1 | 15 | 737.0082 | 0
2024 | 6 | 1 | 16 | 738.6014 | 0
2024 | 6 | 1 | 17 | 745.4238 | 0
2024 | 6 | 1 | 18 | 738.3049 | 0
2024 | 6 | 1 | 19 | 719.4279 | 0
2024 | 6 | 1 | 20 | 699.5923 | 0
2024 | 6 | 1 | 21 | 689.9832 | 0
2024 | 6 | 1 | 22 | 670.6908 | 0
2024 | 6 | 1 | 23 | 638.4124 | 0
2024 | 6 | 2 | 0 | 608.8465 | 0
2024 | 6 | 2 | 1 | 569.2004 | 0
2024 | 6 | 2 | 2 | 529.5543 | 0
2024 | 6 | 2 | 3 | 518.5389 | 0
2024 | 6 | 2 | 4 | 513.1632 | 0
2024 | 6 | 2 | 5 | 511.9135 | 0
2024 | 6 | 2 | 6 | 520.5822 | 0
2024 | 6 | 2 | 7 | 541.383 | 0
2024 | 6 | 2 | 8 | 560.2739 | 0
2024 | 6 | 2 | 9 | 591.2969 | 0
2024 | 6 | 2 | 10 | 625.221 | 0
2024 | 6 | 2 | 11 | 646.2141 | 0
2024 | 6 | 2 | 12 | 657.0315 | 0
2024 | 6 | 2 | 13 | 663.0025 | 0
2024 | 6 | 2 | 14 | 662.1567 | 0
2024 | 6 | 2 | 15 | 666.1462 | 0
2024 | 6 | 2 | 16 | 673.7301 | 0
2024 | 6 | 2 | 17 | 678.9782 | 0
2024 | 6 | 2 | 18 | 683.2837 | 0
2024 | 6 | 2 | 19 | 679.2006 | 0
2024 | 6 | 2 | 20 | 677.5753 | 0
2024 | 6 | 2 | 21 | 670.3588 | 0
2024 | 6 | 2 | 22 | 647.3605 | 0
2024 | 6 | 2 | 23 | 611.0967 | 0
2024 | 6 | 3 | 0 | 582.618 | 0
2024 | 6 | 3 | 1 | 554.1394 | 0
2024 | 6 | 3 | 2 | 542.2666 | 0
2024 | 6 | 3 | 3 | 539.1282 | 0
2024 | 6 | 3 | 4 | 544.1195 | 0
2024 | 6 | 3 | 5 | 566.1417 | 0
2024 | 6 | 3 | 6 | 618.5737 | 0
2024 | 6 | 3 | 7 | 671.0057 | 0
2024 | 6 | 3 | 8 | 722.9296 | 0
2024 | 6 | 3 | 9 | 759.434 | 0
2024 | 6 | 3 | 10 | 785.9704 | 0
2024 | 6 | 3 | 11 | 806.5899 | 0
2024 | 6 | 3 | 12 | 816.2717 | 0
2024 | 6 | 3 | 13 | 825.6765 | 0
2024 | 6 | 3 | 14 | 825.4815 | 0
2024 | 6 | 3 | 15 | 826.572 | 0
2024 | 6 | 3 | 16 | 829.8711 | 0
2024 | 6 | 3 | 17 | 826.9021 | 0
2024 | 6 | 3 | 18 | 820.4716 | 0
2024 | 6 | 3 | 19 | 810.1601 | 0
2024 | 6 | 3 | 20 | 797.0612 | 0
2024 | 6 | 3 | 21 | 778.8539 | 0
2024 | 6 | 3 | 22 | 736.9629 | 0
2024 | 6 | 3 | 23 | 687.0441 | 0
2024 | 6 | 4 | 0 | 645.6363 | 0
2024 | 6 | 4 | 1 | 604.2284 | 0
2024 | 6 | 4 | 2 | 571.3314 | 0
2024 | 6 | 4 | 3 | 563.9491 | 0
2024 | 6 | 4 | 4 | 566.0216 | 0
2024 | 6 | 4 | 5 | 587.0569 | 0
2024 | 6 | 4 | 6 | 641.4389 | 0
2024 | 6 | 4 | 7 | 695.8209 | 0
2024 | 6 | 4 | 8 | 749.7699 | 0
2024 | 6 | 4 | 9 | 786.4897 | 0
2024 | 6 | 4 | 10 | 810.4233 | 0
2024 | 6 | 4 | 11 | 825.0257 | 0
2024 | 6 | 4 | 12 | 828.6719 | 0
2024 | 6 | 4 | 13 | 834.7009 | 0
2024 | 6 | 4 | 14 | 829.9768 | 0
2024 | 6 | 4 | 15 | 828.5086 | 0
2024 | 6 | 4 | 16 | 829.0064 | 0
2024 | 6 | 4 | 17 | 827.7335 | 0
2024 | 6 | 4 | 18 | 814.2808 | 0
2024 | 6 | 4 | 19 | 797.7369 | 0
2024 | 6 | 4 | 20 | 792.903 | 0
2024 | 6 | 4 | 21 | 775.2487 | 0
2024 | 6 | 4 | 22 | 731.8744 | 0
2024 | 6 | 4 | 23 | 678.8472 | 0
2024 | 6 | 5 | 0 | 625.8199 | 0
2024 | 6 | 5 | 1 | 600.6121 | 0
2024 | 6 | 5 | 2 | 583.2601 | 0
2024 | 6 | 5 | 3 | 575.6903 | 0
2024 | 6 | 5 | 4 | 576.4619 | 0
2024 | 6 | 5 | 5 | 595.0502 | 0
2024 | 6 | 5 | 6 | 647.0292 | 0
2024 | 6 | 5 | 7 | 699.0082 | 0
2024 | 6 | 5 | 8 | 758.976 | 0
2024 | 6 | 5 | 9 | 792.8782 | 0
2024 | 6 | 5 | 10 | 815.2169 | 0
2024 | 6 | 5 | 11 | 830.3229 | 0
2024 | 6 | 5 | 12 | 835.5623 | 0
2024 | 6 | 5 | 13 | 844.6821 | 0
2024 | 6 | 5 | 14 | 848.3679 | 0
2024 | 6 | 5 | 15 | 852.2528 | 0
2024 | 6 | 5 | 16 | 858.1474 | 0
2024 | 6 | 5 | 17 | 860.6701 | 0
2024 | 6 | 5 | 18 | 849.3523 | 0
2024 | 6 | 5 | 19 | 830.4 | 0
2024 | 6 | 5 | 20 | 806.0468 | 0
2024 | 6 | 5 | 21 | 787.2538 | 0
2024 | 6 | 5 | 22 | 746.7443 | 0
2024 | 6 | 5 | 23 | 693.4648 | 0
2024 | 6 | 6 | 0 | 650.8547 | 0
2024 | 6 | 6 | 1 | 608.2446 | 0
2024 | 6 | 6 | 2 | 576.3039 | 0
2024 | 6 | 6 | 3 | 567.6225 | 0
2024 | 6 | 6 | 4 | 568.2928 | 0
2024 | 6 | 6 | 5 | 586.7173 | 0
2024 | 6 | 6 | 6 | 637.6819 | 0
2024 | 6 | 6 | 7 | 688.6464 | 0
2024 | 6 | 6 | 8 | 733.6207 | 0
2024 | 6 | 6 | 9 | 778.5951 | 0
2024 | 6 | 6 | 10 | 803.5611 | 0
2024 | 6 | 6 | 11 | 823.7106 | 0
2024 | 6 | 6 | 12 | 833.1135 | 0
2024 | 6 | 6 | 13 | 844.2724 | 0
2024 | 6 | 6 | 14 | 850.0972 | 0
2024 | 6 | 6 | 15 | 855.3283 | 0
2024 | 6 | 6 | 16 | 860.6513 | 0
2024 | 6 | 6 | 17 | 862.6506 | 0
2024 | 6 | 6 | 18 | 846.7381 | 0
2024 | 6 | 6 | 19 | 824.3073 | 0
2024 | 6 | 6 | 20 | 802.292 | 0
2024 | 6 | 6 | 21 | 780.5068 | 0
2024 | 6 | 6 | 22 | 737.7565 | 0
2024 | 6 | 6 | 23 | 684.7579 | 0
2024 | 6 | 7 | 0 | 641.3465 | 0
2024 | 6 | 7 | 1 | 597.935 | 0
2024 | 6 | 7 | 2 | 577.224 | 0
2024 | 6 | 7 | 3 | 567.6878 | 0
2024 | 6 | 7 | 4 | 568.0234 | 0
2024 | 6 | 7 | 5 | 591.7135 | 0
2024 | 6 | 7 | 6 | 648.4701 | 0
2024 | 6 | 7 | 7 | 705.2267 | 0
2024 | 6 | 7 | 8 | 773.3807 | 0
2024 | 6 | 7 | 9 | 817.0687 | 0
2024 | 6 | 7 | 10 | 854.2253 | 0
2024 | 6 | 7 | 11 | 880.8282 | 0
2024 | 6 | 7 | 12 | 895.9087 | 0
2024 | 6 | 7 | 13 | 909.4703 | 0
2024 | 6 | 7 | 14 | 914.1927 | 0
2024 | 6 | 7 | 15 | 917.952 | 0
2024 | 6 | 7 | 16 | 917.0386 | 0
2024 | 6 | 7 | 17 | 906.5866 | 0
2024 | 6 | 7 | 18 | 880.3769 | 0
2024 | 6 | 7 | 19 | 862.4028 | 0
2024 | 6 | 7 | 20 | 832.8094 | 0
2024 | 6 | 7 | 21 | 807.5822 | 0
2024 | 6 | 7 | 22 | 760.4408 | 0
2024 | 6 | 7 | 23 | 701.6531 | 0
2024 | 6 | 8 | 0 | 671.4041 | 0
2024 | 6 | 8 | 1 | 641.1551 | 0
2024 | 6 | 8 | 2 | 615.5322 | 0
2024 | 6 | 8 | 3 | 599.9446 | 0
2024 | 6 | 8 | 4 | 591.6943 | 0
2024 | 6 | 8 | 5 | 592.5852 | 0
2024 | 6 | 8 | 6 | 612.4292 | 0
2024 | 6 | 8 | 7 | 632.2732 | 0
2024 | 6 | 8 | 8 | 690.5513 | 0
2024 | 6 | 8 | 9 | 742.8661 | 0
2024 | 6 | 8 | 10 | 795.1809 | 0
2024 | 6 | 8 | 11 | 831.4889 | 0
2024 | 6 | 8 | 12 | 851.4002 | 0
2024 | 6 | 8 | 13 | 861.5429 | 0
2024 | 6 | 8 | 14 | 864.5158 | 0
2024 | 6 | 8 | 15 | 866.6607 | 0
2024 | 6 | 8 | 16 | 870.2648 | 0
2024 | 6 | 8 | 17 | 861.7157 | 0
2024 | 6 | 8 | 18 | 848.7709 | 0
2024 | 6 | 8 | 19 | 842.3058 | 0
2024 | 6 | 8 | 20 | 814.1136 | 0
2024 | 6 | 8 | 21 | 793.2706 | 0
2024 | 6 | 8 | 22 | 764.2306 | 0
2024 | 6 | 8 | 23 | 720.3308 | 0
2024 | 6 | 9 | 0 | 679.9188 | 0
2024 | 6 | 9 | 1 | 686.1357 | 0
2024 | 6 | 9 | 2 | 657.6785 | 0
2024 | 6 | 9 | 3 | 637.166 | 0
2024 | 6 | 9 | 4 | 624.6483 | 0
2024 | 6 | 9 | 5 | 618.4795 | 0
2024 | 6 | 9 | 6 | 645.413 | 0
2024 | 6 | 9 | 7 | 684.6247 | 0
2024 | 6 | 9 | 8 | 735.4501 | 0
2024 | 6 | 9 | 9 | 802.2732 | 0
2024 | 6 | 9 | 10 | 865.3515 | 0
2024 | 6 | 9 | 11 | 932.1493 | 0
2024 | 6 | 9 | 12 | 970.9748 | 0
2024 | 6 | 9 | 13 | 997.6336 | 0
2024 | 6 | 9 | 14 | 1017.2393 | 17.2393
2024 | 6 | 9 | 15 | 1032.6156 | 32.6156
2024 | 6 | 9 | 16 | 1047.2454 | 47.2454
2024 | 6 | 9 | 17 | 1051.5676 | 51.5676
2024 | 6 | 9 | 18 | 1020.8272 | 20.8272
2024 | 6 | 9 | 19 | 1000.7905 | 0.79048
2024 | 6 | 9 | 20 | 963.8592 | 0
2024 | 6 | 9 | 21 | 951.8469 | 0
2024 | 6 | 9 | 22 | 909.396 | 0
2024 | 6 | 9 | 23 | 846.6223 | 0
2024 | 6 | 10 | 0 | 804.2602 | 0
2024 | 6 | 10 | 1 | 761.8981 | 0
2024 | 6 | 10 | 2 | 728.1406 | 0
2024 | 6 | 10 | 3 | 708.1616 | 0
2024 | 6 | 10 | 4 | 702.1057 | 0
2024 | 6 | 10 | 5 | 721.4097 | 0
2024 | 6 | 10 | 6 | 789.7727 | 0
2024 | 6 | 10 | 7 | 865.1449 | 0
2024 | 6 | 10 | 8 | 938.2289 | 0
2024 | 6 | 10 | 9 | 1013.7456 | 13.7456
2024 | 6 | 10 | 10 | 1069.9818 | 69.9818
2024 | 6 | 10 | 11 | 1112.8745 | 112.8745
2024 | 6 | 10 | 12 | 1146.6943 | 146.6943
2024 | 6 | 10 | 13 | 1164.2531 | 164.2531
2024 | 6 | 10 | 14 | 1171.2496 | 171.2496
2024 | 6 | 10 | 15 | 1174.1848 | 174.1848
2024 | 6 | 10 | 16 | 1172.7045 | 172.7045
2024 | 6 | 10 | 17 | 1164.5254 | 164.5254
2024 | 6 | 10 | 18 | 1135.1059 | 135.1059
2024 | 6 | 10 | 19 | 1106.2216 | 106.2216
2024 | 6 | 10 | 20 | 1079.3726 | 79.3726
2024 | 6 | 10 | 21 | 1048.3085 | 48.3085
2024 | 6 | 10 | 22 | 980.2748 | 0
2024 | 6 | 10 | 23 | 901.9725 | 0
2024 | 6 | 11 | 0 | 834.9906 | 0
2024 | 6 | 11 | 1 | 768.5745 | 0
2024 | 6 | 11 | 2 | 714.6103 | 0
2024 | 6 | 11 | 3 | 691.7491 | 0
2024 | 6 | 11 | 4 | 683.6151 | 0
2024 | 6 | 11 | 5 | 700.1159 | 0
2024 | 6 | 11 | 6 | 760.2804 | 0
2024 | 6 | 11 | 7 | 820.445 | 0
2024 | 6 | 11 | 8 | 892.6512 | 0
2024 | 6 | 11 | 9 | 935.2296 | 0
2024 | 6 | 11 | 10 | 973.8892 | 0
2024 | 6 | 11 | 11 | 1002.1477 | 2.1477
2024 | 6 | 11 | 12 | 1013.1965 | 13.1965
2024 | 6 | 11 | 13 | 1022.1184 | 22.1184
2024 | 6 | 11 | 14 | 1020.0984 | 20.0984
2024 | 6 | 11 | 15 | 1017.4582 | 17.4582
2024 | 6 | 11 | 16 | 1024.1881 | 24.1881
2024 | 6 | 11 | 17 | 1026.0212 | 26.0212
2024 | 6 | 11 | 18 | 1002.9382 | 2.9382
2024 | 6 | 11 | 19 | 963.7354 | 0
2024 | 6 | 11 | 20 | 934.3819 | 0
2024 | 6 | 11 | 21 | 897.6177 | 0
2024 | 6 | 11 | 22 | 841.9365 | 0
2024 | 6 | 11 | 23 | 773.5012 | 0
2024 | 6 | 12 | 0 | 720.664 | 0
2024 | 6 | 12 | 1 | 667.8269 | 0
2024 | 6 | 12 | 2 | 630.588 | 0
2024 | 6 | 12 | 3 | 616.8962 | 0
2024 | 6 | 12 | 4 | 614.1388 | 0
2024 | 6 | 12 | 5 | 628.7803 | 0
2024 | 6 | 12 | 6 | 682.603 | 0
2024 | 6 | 12 | 7 | 743.5161 | 0
2024 | 6 | 12 | 8 | 799.9262 | 0
2024 | 6 | 12 | 9 | 836.9578 | 0
2024 | 6 | 12 | 10 | 860.5708 | 0
2024 | 6 | 12 | 11 | 873.5621 | 0
2024 | 6 | 12 | 12 | 876.5382 | 0
2024 | 6 | 12 | 13 | 882.1015 | 0
2024 | 6 | 12 | 14 | 884.8414 | 0
2024 | 6 | 12 | 15 | 890.8785 | 0
2024 | 6 | 12 | 16 | 899.8887 | 0
2024 | 6 | 12 | 17 | 904.6378 | 0
2024 | 6 | 12 | 18 | 885.216 | 0
2024 | 6 | 12 | 19 | 852.5918 | 0
2024 | 6 | 12 | 20 | 817.3878 | 0
2024 | 6 | 12 | 21 | 790.2612 | 0
2024 | 6 | 12 | 22 | 745.0881 | 0
2024 | 6 | 12 | 23 | 688.4515 | 0
2024 | 6 | 13 | 0 | 643.3361 | 0
2024 | 6 | 13 | 1 | 598.2207 | 0
2024 | 6 | 13 | 2 | 564.6266 | 0
2024 | 6 | 13 | 3 | 557.803 | 0
2024 | 6 | 13 | 4 | 560.2442 | 0
2024 | 6 | 13 | 5 | 582.6884 | 0
2024 | 6 | 13 | 6 | 637.2617 | 0
2024 | 6 | 13 | 7 | 698.2545 | 0
2024 | 6 | 13 | 8 | 735.235 | 0
2024 | 6 | 13 | 9 | 778.6349 | 0
2024 | 6 | 13 | 10 | 803.3161 | 0
2024 | 6 | 13 | 11 | 818.9887 | 0
2024 | 6 | 13 | 12 | 822.1379 | 0
2024 | 6 | 13 | 13 | 830.111 | 0
2024 | 6 | 13 | 14 | 831.2021 | 0
2024 | 6 | 13 | 15 | 831.0765 | 0
2024 | 6 | 13 | 16 | 830.5455 | 0
2024 | 6 | 13 | 17 | 827.3656 | 0
2024 | 6 | 13 | 18 | 806.5258 | 0
2024 | 6 | 13 | 19 | 789.2402 | 0
2024 | 6 | 13 | 20 | 782.0467 | 0
2024 | 6 | 13 | 21 | 770.1003 | 0
2024 | 6 | 13 | 22 | 726.2562 | 0
2024 | 6 | 13 | 23 | 672.4059 | 0
2024 | 6 | 14 | 0 | 644.3462 | 0
2024 | 6 | 14 | 1 | 616.2865 | 0
2024 | 6 | 14 | 2 | 596.0817 | 0
2024 | 6 | 14 | 3 | 587.3997 | 0
2024 | 6 | 14 | 4 | 589.2216 | 0
2024 | 6 | 14 | 5 | 611.9032 | 0
2024 | 6 | 14 | 6 | 673.1963 | 0
2024 | 6 | 14 | 7 | 734.4895 | 0
2024 | 6 | 14 | 8 | 803.0398 | 0
2024 | 6 | 14 | 9 | 860.2208 | 0
2024 | 6 | 14 | 10 | 907.8495 | 0
2024 | 6 | 14 | 11 | 943.5385 | 0
2024 | 6 | 14 | 12 | 964.5236 | 0
2024 | 6 | 14 | 13 | 983.5258 | 0
2024 | 6 | 14 | 14 | 995.2521 | 0
2024 | 6 | 14 | 15 | 996.2966 | 0
2024 | 6 | 14 | 16 | 1004.4697 | 4.4697
2024 | 6 | 14 | 17 | 1006.394 | 6.394
2024 | 6 | 14 | 18 | 986.7705 | 0
2024 | 6 | 14 | 19 | 962.7509 | 0
2024 | 6 | 14 | 20 | 939.273 | 0
2024 | 6 | 14 | 21 | 909.3797 | 0
2024 | 6 | 14 | 22 | 861.0092 | 0
2024 | 6 | 14 | 23 | 797.8062 | 0
2024 | 6 | 15 | 0 | 747.865 | 0
2024 | 6 | 15 | 1 | 697.9238 | 0
2024 | 6 | 15 | 2 | 661.2444 | 0
2024 | 6 | 15 | 3 | 641.9865 | 0
2024 | 6 | 15 | 4 | 630.8454 | 0
2024 | 6 | 15 | 5 | 628.3548 | 0
2024 | 6 | 15 | 6 | 648.2275 | 0
2024 | 6 | 15 | 7 | 668.1002 | 0
2024 | 6 | 15 | 8 | 720.7703 | 0
2024 | 6 | 15 | 9 | 773.4404 | 0
2024 | 6 | 15 | 10 | 826.8133 | 0
2024 | 6 | 15 | 11 | 861.9073 | 0
2024 | 6 | 15 | 12 | 886.6317 | 0
2024 | 6 | 15 | 13 | 897.583 | 0
2024 | 6 | 15 | 14 | 897.0177 | 0
2024 | 6 | 15 | 15 | 892.2951 | 0
2024 | 6 | 15 | 16 | 890.2427 | 0
2024 | 6 | 15 | 17 | 891.5247 | 0
2024 | 6 | 15 | 18 | 886.2444 | 0
2024 | 6 | 15 | 19 | 858.7399 | 0
2024 | 6 | 15 | 20 | 848.8736 | 0
2024 | 6 | 15 | 21 | 830.0636 | 0
2024 | 6 | 15 | 22 | 801.757 | 0
2024 | 6 | 15 | 23 | 756.9122 | 0
2024 | 6 | 16 | 0 | 713.2719 | 0
2024 | 6 | 16 | 1 | 688.5236 | 0
2024 | 6 | 16 | 2 | 655.5645 | 0
2024 | 6 | 16 | 3 | 633.6841 | 0
2024 | 6 | 16 | 4 | 620.4758 | 0
2024 | 6 | 16 | 5 | 614.9486 | 0
2024 | 6 | 16 | 6 | 633.5067 | 0
2024 | 6 | 16 | 7 | 652.0648 | 0
2024 | 6 | 16 | 8 | 716.7541 | 0
2024 | 6 | 16 | 9 | 784.1128 | 0
2024 | 6 | 16 | 10 | 851.0264 | 0
2024 | 6 | 16 | 11 | 904.918 | 0
2024 | 6 | 16 | 12 | 940.3592 | 0
2024 | 6 | 16 | 13 | 959.4044 | 0
2024 | 6 | 16 | 14 | 972.3048 | 0
2024 | 6 | 16 | 15 | 979.7173 | 0
2024 | 6 | 16 | 16 | 983.5689 | 0
2024 | 6 | 16 | 17 | 984.7251 | 0
2024 | 6 | 16 | 18 | 964.6639 | 0
2024 | 6 | 16 | 19 | 954.0713 | 0
2024 | 6 | 16 | 20 | 958.5953 | 0
2024 | 6 | 16 | 21 | 903.1096 | 0
2024 | 6 | 16 | 22 | 863.3176 | 0
2024 | 6 | 16 | 23 | 801.4456 | 0
2024 | 6 | 17 | 0 | 743.1247 | 0
2024 | 6 | 17 | 1 | 709.0928 | 0
2024 | 6 | 17 | 2 | 675.0609 | 0
2024 | 6 | 17 | 3 | 655.5885 | 0
2024 | 6 | 17 | 4 | 650.0905 | 0
2024 | 6 | 17 | 5 | 668.5716 | 0
2024 | 6 | 17 | 6 | 735.5269 | 0
2024 | 6 | 17 | 7 | 802.4821 | 0
2024 | 6 | 17 | 8 | 876.2781 | 0
2024 | 6 | 17 | 9 | 940.5901 | 0
2024 | 6 | 17 | 10 | 985.403 | 0
2024 | 6 | 17 | 11 | 1015.1684 | 15.1684
2024 | 6 | 17 | 12 | 1031.2235 | 31.2235
2024 | 6 | 17 | 13 | 1043.8766 | 43.8766
2024 | 6 | 17 | 14 | 1048.0146 | 48.0146
2024 | 6 | 17 | 15 | 1049.8701 | 49.8701
2024 | 6 | 17 | 16 | 1051.842 | 51.842
2024 | 6 | 17 | 17 | 1046.2238 | 46.2238
2024 | 6 | 17 | 18 | 1017.466 | 17.466
2024 | 6 | 17 | 19 | 990.6327 | 0
2024 | 6 | 17 | 20 | 955.2239 | 0
2024 | 6 | 17 | 21 | 918.7885 | 0
2024 | 6 | 17 | 22 | 861.7012 | 0
2024 | 6 | 17 | 23 | 788.9635 | 0
2024 | 6 | 18 | 0 | 730.3492 | 0
2024 | 6 | 18 | 1 | 671.735 | 0
2024 | 6 | 18 | 2 | 642.3194 | 0
2024 | 6 | 18 | 3 | 626.4007 | 0
2024 | 6 | 18 | 4 | 622.2078 | 0
2024 | 6 | 18 | 5 | 642.447 | 0
2024 | 6 | 18 | 6 | 707.5997 | 0
2024 | 6 | 18 | 7 | 772.7524 | 0
2024 | 6 | 18 | 8 | 841.0194 | 0
2024 | 6 | 18 | 9 | 894.3025 | 0
2024 | 6 | 18 | 10 | 927.4126 | 0
2024 | 6 | 18 | 11 | 952.301 | 0
2024 | 6 | 18 | 12 | 964.8562 | 0
2024 | 6 | 18 | 13 | 977.1206 | 0
2024 | 6 | 18 | 14 | 977.7676 | 0
2024 | 6 | 18 | 15 | 978.2286 | 0
2024 | 6 | 18 | 16 | 980.505 | 0
2024 | 6 | 18 | 17 | 978.9897 | 0
2024 | 6 | 18 | 18 | 953.3607 | 0
2024 | 6 | 18 | 19 | 911.3014 | 0
2024 | 6 | 18 | 20 | 884.123 | 0
2024 | 6 | 18 | 21 | 851.125 | 0
2024 | 6 | 18 | 22 | 797.8178 | 0
2024 | 6 | 18 | 23 | 730.0467 | 0
2024 | 6 | 19 | 0 | 688.4983 | 0
2024 | 6 | 19 | 1 | 646.95 | 0
2024 | 6 | 19 | 2 | 622.3483 | 0
2024 | 6 | 19 | 3 | 610.0112 | 0
2024 | 6 | 19 | 4 | 607.4799 | 0
2024 | 6 | 19 | 5 | 625.8272 | 0
2024 | 6 | 19 | 6 | 686.0825 | 0
2024 | 6 | 19 | 7 | 754.2431 | 0
2024 | 6 | 19 | 8 | 817.3752 | 0
2024 | 6 | 19 | 9 | 858.3276 | 0
2024 | 6 | 19 | 10 | 890.1861 | 0
2024 | 6 | 19 | 11 | 911.8209 | 0
2024 | 6 | 19 | 12 | 920.4968 | 0
2024 | 6 | 19 | 13 | 931.478 | 0
2024 | 6 | 19 | 14 | 937.3422 | 0
2024 | 6 | 19 | 15 | 941.2697 | 0
2024 | 6 | 19 | 16 | 949.7985 | 0
2024 | 6 | 19 | 17 | 948.531 | 0
2024 | 6 | 19 | 18 | 935.2034 | 0
2024 | 6 | 19 | 19 | 907.1989 | 0
2024 | 6 | 19 | 20 | 871.9456 | 0
2024 | 6 | 19 | 21 | 833.5786 | 0
2024 | 6 | 19 | 22 | 786.6051 | 0
2024 | 6 | 19 | 23 | 724.5322 | 0
2024 | 6 | 20 | 0 | 677.3002 | 0
2024 | 6 | 20 | 1 | 630.0683 | 0
2024 | 6 | 20 | 2 | 597.6774 | 0
2024 | 6 | 20 | 3 | 586.926 | 0
2024 | 6 | 20 | 4 | 586.2828 | 0
2024 | 6 | 20 | 5 | 605.1554 | 0
2024 | 6 | 20 | 6 | 663.684 | 0
2024 | 6 | 20 | 7 | 724.402 | 0
2024 | 6 | 20 | 8 | 779.6077 | 0
2024 | 6 | 20 | 9 | 825.9781 | 0
2024 | 6 | 20 | 10 | 851.4979 | 0
2024 | 6 | 20 | 11 | 875.0717 | 0
2024 | 6 | 20 | 12 | 890.5249 | 0
2024 | 6 | 20 | 13 | 907.0175 | 0
2024 | 6 | 20 | 14 | 909.7167 | 0
2024 | 6 | 20 | 15 | 911.8128 | 0
2024 | 6 | 20 | 16 | 911.4704 | 0
2024 | 6 | 20 | 17 | 899.7399 | 0
2024 | 6 | 20 | 18 | 881.4969 | 0
2024 | 6 | 20 | 19 | 859.2708 | 0
2024 | 6 | 20 | 20 | 833.3488 | 0
2024 | 6 | 20 | 21 | 826.2301 | 0
2024 | 6 | 20 | 22 | 783.1409 | 0
2024 | 6 | 20 | 23 | 725.9897 | 0
2024 | 6 | 21 | 0 | 668.8386 | 0
2024 | 6 | 21 | 1 | 664.4814 | 0
2024 | 6 | 21 | 2 | 639.7299 | 0
2024 | 6 | 21 | 3 | 627.2344 | 0
2024 | 6 | 21 | 4 | 625.0539 | 0
2024 | 6 | 21 | 5 | 644.2942 | 0
2024 | 6 | 21 | 6 | 701.9761 | 0
2024 | 6 | 21 | 7 | 759.658 | 0
2024 | 6 | 21 | 8 | 826.8145 | 0
2024 | 6 | 21 | 9 | 880.9871 | 0
2024 | 6 | 21 | 10 | 926.5926 | 0
2024 | 6 | 21 | 11 | 960.0927 | 0
2024 | 6 | 21 | 12 | 979.9781 | 0
2024 | 6 | 21 | 13 | 996.1135 | 0
2024 | 6 | 21 | 14 | 1000.1865 | 0.18645
2024 | 6 | 21 | 15 | 1003.7086 | 3.7086
2024 | 6 | 21 | 16 | 999.7506 | 0
2024 | 6 | 21 | 17 | 986.2984 | 0
2024 | 6 | 21 | 18 | 956.9769 | 0
2024 | 6 | 21 | 19 | 935.9053 | 0
2024 | 6 | 21 | 20 | 922.4265 | 0
2024 | 6 | 21 | 21 | 905.2619 | 0
2024 | 6 | 21 | 22 | 863.1172 | 0
2024 | 6 | 21 | 23 | 801.4793 | 0
2024 | 6 | 22 | 0 | 745.5091 | 0
2024 | 6 | 22 | 1 | 689.5388 | 0
2024 | 6 | 22 | 2 | 635.1361 | 0
2024 | 6 | 22 | 3 | 613.2055 | 0
2024 | 6 | 22 | 4 | 600.276 | 0
2024 | 6 | 22 | 5 | 594.2708 | 0
2024 | 6 | 22 | 6 | 610.7648 | 0
2024 | 6 | 22 | 7 | 627.2589 | 0
2024 | 6 | 22 | 8 | 679.3052 | 0
2024 | 6 | 22 | 9 | 731.3516 | 0
2024 | 6 | 22 | 10 | 776.4888 | 0
2024 | 6 | 22 | 11 | 799.119 | 0
2024 | 6 | 22 | 12 | 808.4647 | 0
2024 | 6 | 22 | 13 | 806.8999 | 0
2024 | 6 | 22 | 14 | 801.5677 | 0
2024 | 6 | 22 | 15 | 797.826 | 0
2024 | 6 | 22 | 16 | 798.8763 | 0
2024 | 6 | 22 | 17 | 802.1603 | 0
2024 | 6 | 22 | 18 | 788.0281 | 0
2024 | 6 | 22 | 19 | 764.8653 | 0
2024 | 6 | 22 | 20 | 738.8685 | 0
2024 | 6 | 22 | 21 | 713.394 | 0
2024 | 6 | 22 | 22 | 690.9573 | 0
2024 | 6 | 22 | 23 | 650.2479 | 0
2024 | 6 | 23 | 0 | 610.2819 | 0
2024 | 6 | 23 | 1 | 593.9777 | 0
2024 | 6 | 23 | 2 | 577.6734 | 0
2024 | 6 | 23 | 3 | 562.7489 | 0
2024 | 6 | 23 | 4 | 554.2721 | 0
2024 | 6 | 23 | 5 | 548.2426 | 0
2024 | 6 | 23 | 6 | 555.4554 | 0
2024 | 6 | 23 | 7 | 581.1627 | 0
2024 | 6 | 23 | 8 | 604.0069 | 0
2024 | 6 | 23 | 9 | 645.3456 | 0
2024 | 6 | 23 | 10 | 685.4255 | 0
2024 | 6 | 23 | 11 | 709.9873 | 0
2024 | 6 | 23 | 12 | 724.3102 | 0
2024 | 6 | 23 | 13 | 728.0434 | 0
2024 | 6 | 23 | 14 | 734.7982 | 0
2024 | 6 | 23 | 15 | 736.5066 | 0
2024 | 6 | 23 | 16 | 743.8625 | 0
2024 | 6 | 23 | 17 | 755.9228 | 0
2024 | 6 | 23 | 18 | 757.2514 | 0
2024 | 6 | 23 | 19 | 739.5131 | 0
2024 | 6 | 23 | 20 | 733.9286 | 0
2024 | 6 | 23 | 21 | 716.137 | 0
2024 | 6 | 23 | 22 | 697.2735 | 0
2024 | 6 | 23 | 23 | 659.1003 | 0
2024 | 6 | 24 | 0 | 623.2685 | 0
2024 | 6 | 24 | 1 | 577.4294 | 0
2024 | 6 | 24 | 2 | 555.8408 | 0
2024 | 6 | 24 | 3 | 549.0471 | 0
2024 | 6 | 24 | 4 | 550.4769 | 0
2024 | 6 | 24 | 5 | 573.9289 | 0
2024 | 6 | 24 | 6 | 632.9536 | 0
2024 | 6 | 24 | 7 | 699.9096 | 0
2024 | 6 | 24 | 8 | 760.7306 | 0
2024 | 6 | 24 | 9 | 799.5626 | 0
2024 | 6 | 24 | 10 | 832.7157 | 0
2024 | 6 | 24 | 11 | 857.706 | 0
2024 | 6 | 24 | 12 | 873.4917 | 0
2024 | 6 | 24 | 13 | 879.7912 | 0
2024 | 6 | 24 | 14 | 878.7591 | 0
2024 | 6 | 24 | 15 | 880.8811 | 0
2024 | 6 | 24 | 16 | 884.9806 | 0
2024 | 6 | 24 | 17 | 883.4243 | 0
2024 | 6 | 24 | 18 | 871.2038 | 0
2024 | 6 | 24 | 19 | 862.6931 | 0
2024 | 6 | 24 | 20 | 836.6285 | 0
2024 | 6 | 24 | 21 | 817.7079 | 0
2024 | 6 | 24 | 22 | 767.8895 | 0
2024 | 6 | 24 | 23 | 705.5098 | 0
2024 | 6 | 25 | 0 | 653.7144 | 0
2024 | 6 | 25 | 1 | 605.3629 | 0
2024 | 6 | 25 | 2 | 585.5965 | 0
2024 | 6 | 25 | 3 | 576.3465 | 0
2024 | 6 | 25 | 4 | 576.2843 | 0
2024 | 6 | 25 | 5 | 594.515 | 0
2024 | 6 | 25 | 6 | 651.0605 | 0
2024 | 6 | 25 | 7 | 707.6059 | 0
2024 | 6 | 25 | 8 | 766.4991 | 0
2024 | 6 | 25 | 9 | 810.5494 | 0
2024 | 6 | 25 | 10 | 839.6924 | 0
2024 | 6 | 25 | 11 | 859.2492 | 0
2024 | 6 | 25 | 12 | 868.3456 | 0
2024 | 6 | 25 | 13 | 876.5235 | 0
2024 | 6 | 25 | 14 | 877.8259 | 0
2024 | 6 | 25 | 15 | 880.6206 | 0
2024 | 6 | 25 | 16 | 890.7337 | 0
2024 | 6 | 25 | 17 | 890.0375 | 0
2024 | 6 | 25 | 18 | 879.2117 | 0
2024 | 6 | 25 | 19 | 861.6324 | 0
2024 | 6 | 25 | 20 | 838.604 | 0
2024 | 6 | 25 | 21 | 806.0011 | 0
2024 | 6 | 25 | 22 | 767.584 | 0
2024 | 6 | 25 | 23 | 714.0148 | 0
2024 | 6 | 26 | 0 | 660.4456 | 0
2024 | 6 | 26 | 1 | 615.7805 | 0
2024 | 6 | 26 | 2 | 571.1153 | 0
2024 | 6 | 26 | 3 | 561.4173 | 0
2024 | 6 | 26 | 4 | 562.7728 | 0
2024 | 6 | 26 | 5 | 582.5122 | 0
2024 | 6 | 26 | 6 | 643.5296 | 0
2024 | 6 | 26 | 7 | 704.547 | 0
2024 | 6 | 26 | 8 | 772.7801 | 0
2024 | 6 | 26 | 9 | 807.7893 | 0
2024 | 6 | 26 | 10 | 833.9967 | 0
2024 | 6 | 26 | 11 | 852.5591 | 0
2024 | 6 | 26 | 12 | 861.1454 | 0
2024 | 6 | 26 | 13 | 870.4926 | 0
2024 | 6 | 26 | 14 | 873.4412 | 0
2024 | 6 | 26 | 15 | 875.7689 | 0
2024 | 6 | 26 | 16 | 882.6276 | 0
2024 | 6 | 26 | 17 | 880.7032 | 0
2024 | 6 | 26 | 18 | 855.6392 | 0
2024 | 6 | 26 | 19 | 841.0437 | 0
2024 | 6 | 26 | 20 | 821.4497 | 0
2024 | 6 | 26 | 21 | 791.8713 | 0
2024 | 6 | 26 | 22 | 748.8954 | 0
2024 | 6 | 26 | 23 | 690.0664 | 0
2024 | 6 | 27 | 0 | 656.9242 | 0
2024 | 6 | 27 | 1 | 623.782 | 0
2024 | 6 | 27 | 2 | 603.2189 | 0
2024 | 6 | 27 | 3 | 593.5564 | 0
2024 | 6 | 27 | 4 | 594.0685 | 0
2024 | 6 | 27 | 5 | 612.5233 | 0
2024 | 6 | 27 | 6 | 670.0927 | 0
2024 | 6 | 27 | 7 | 727.6621 | 0
2024 | 6 | 27 | 8 | 788.8991 | 0
2024 | 6 | 27 | 9 | 835.0091 | 0
2024 | 6 | 27 | 10 | 870.9881 | 0
2024 | 6 | 27 | 11 | 899.2429 | 0
2024 | 6 | 27 | 12 | 915.8716 | 0
2024 | 6 | 27 | 13 | 932.7798 | 0
2024 | 6 | 27 | 14 | 936.571 | 0
2024 | 6 | 27 | 15 | 940.6367 | 0
2024 | 6 | 27 | 16 | 943.9218 | 0
2024 | 6 | 27 | 17 | 941.0231 | 0
2024 | 6 | 27 | 18 | 919.3001 | 0
2024 | 6 | 27 | 19 | 902.3281 | 0
2024 | 6 | 27 | 20 | 879.8472 | 0
2024 | 6 | 27 | 21 | 854.4096 | 0
2024 | 6 | 27 | 22 | 812.174 | 0
2024 | 6 | 27 | 23 | 754.3099 | 0
2024 | 6 | 28 | 0 | 696.4458 | 0
2024 | 6 | 28 | 1 | 690.6679 | 0
2024 | 6 | 28 | 2 | 660.0324 | 0
2024 | 6 | 28 | 3 | 643.1754 | 0
2024 | 6 | 28 | 4 | 637.9111 | 0
2024 | 6 | 28 | 5 | 652.7883 | 0
2024 | 6 | 28 | 6 | 713.4401 | 0
2024 | 6 | 28 | 7 | 774.0919 | 0
2024 | 6 | 28 | 8 | 846.068 | 0
2024 | 6 | 28 | 9 | 906.9358 | 0
2024 | 6 | 28 | 10 | 960.6193 | 0
2024 | 6 | 28 | 11 | 1001.6107 | 1.6107
2024 | 6 | 28 | 12 | 1027.0657 | 27.0657
2024 | 6 | 28 | 13 | 1048.2656 | 48.2656
2024 | 6 | 28 | 14 | 1056.3825 | 56.3825
2024 | 6 | 28 | 15 | 1062.1419 | 62.1419
2024 | 6 | 28 | 16 | 1064.2249 | 64.2249
2024 | 6 | 28 | 17 | 1055.5134 | 55.5134
2024 | 6 | 28 | 18 | 1027.9967 | 27.9967
2024 | 6 | 28 | 19 | 999.335 | 0
2024 | 6 | 28 | 20 | 965.3169 | 0
2024 | 6 | 28 | 21 | 946.3098 | 0
2024 | 6 | 28 | 22 | 899.9451 | 0
2024 | 6 | 28 | 23 | 830.4859 | 0
2024 | 6 | 29 | 0 | 769.7988 | 0
2024 | 6 | 29 | 1 | 709.1118 | 0
2024 | 6 | 29 | 2 | 673.001 | 0
2024 | 6 | 29 | 3 | 648.5748 | 0
2024 | 6 | 29 | 4 | 637.49 | 0
2024 | 6 | 29 | 5 | 631.4935 | 0
2024 | 6 | 29 | 6 | 652.3071 | 0
2024 | 6 | 29 | 7 | 673.1208 | 0
2024 | 6 | 29 | 8 | 730.4503 | 0
2024 | 6 | 29 | 9 | 784.3839 | 0
2024 | 6 | 29 | 10 | 838.3174 | 0
2024 | 6 | 29 | 11 | 875.6288 | 0
2024 | 6 | 29 | 12 | 895.5369 | 0
2024 | 6 | 29 | 13 | 902.6313 | 0
2024 | 6 | 29 | 14 | 899.7506 | 0
2024 | 6 | 29 | 15 | 896.1139 | 0
2024 | 6 | 29 | 16 | 889.2476 | 0
2024 | 6 | 29 | 17 | 891.1364 | 0
2024 | 6 | 29 | 18 | 881.6152 | 0
2024 | 6 | 29 | 19 | 871.572 | 0
2024 | 6 | 29 | 20 | 838.8231 | 0
2024 | 6 | 29 | 21 | 815.5393 | 0
2024 | 6 | 29 | 22 | 789.5924 | 0
2024 | 6 | 29 | 23 | 746.0021 | 0
2024 | 6 | 30 | 0 | 701.0476 | 0
2024 | 6 | 30 | 1 | 663.7502 | 0
2024 | 6 | 30 | 2 | 626.4529 | 0
2024 | 6 | 30 | 3 | 604.6496 | 0
2024 | 6 | 30 | 4 | 591.6692 | 0
2024 | 6 | 30 | 5 | 581.0623 | 0
2024 | 6 | 30 | 6 | 591.1653 | 0
2024 | 6 | 30 | 7 | 623.3703 | 0
2024 | 6 | 30 | 8 | 653.6264 | 0
2024 | 6 | 30 | 9 | 707.2359 | 0
2024 | 6 | 30 | 10 | 758.8964 | 0
2024 | 6 | 30 | 11 | 798.181 | 0
2024 | 6 | 30 | 12 | 822.1592 | 0
2024 | 6 | 30 | 13 | 830.1114 | 0
2024 | 6 | 30 | 14 | 831.9251 | 0
2024 | 6 | 30 | 15 | 836.237 | 0
2024 | 6 | 30 | 16 | 846.8167 | 0
2024 | 6 | 30 | 17 | 857.0056 | 0
2024 | 6 | 30 | 18 | 844.3205 | 0
2024 | 6 | 30 | 19 | 818.6062 | 0
2024 | 6 | 30 | 20 | 797.8651 | 0
2024 | 6 | 30 | 21 | 780.9063 | 0
2024 | 6 | 30 | 22 | 753.9022 | 0
2024 | 6 | 30 | 23 | 706.6156 | 0
2024 | 7 | 1 | 0 | 666.6468 | 0
2024 | 7 | 1 | 1 | 626.6779 | 0
2024 | 7 | 1 | 2 | 594.0266 | 0
2024 | 7 | 1 | 3 | 579.8636 | 0
2024 | 7 | 1 | 4 | 574.0427 | 0
2024 | 7 | 1 | 5 | 577.0258 | 0
2024 | 7 | 1 | 6 | 596.0933 | 0
2024 | 7 | 1 | 7 | 615.1607 | 0
2024 | 7 | 1 | 8 | 652.7607 | 0
2024 | 7 | 1 | 9 | 690.3606 | 0
2024 | 7 | 1 | 10 | 725.7411 | 0
2024 | 7 | 1 | 11 | 753.458 | 0
2024 | 7 | 1 | 12 | 768.6465 | 0
2024 | 7 | 1 | 13 | 774.7711 | 0
2024 | 7 | 1 | 14 | 772.7081 | 0
2024 | 7 | 1 | 15 | 773.9388 | 0
2024 | 7 | 1 | 16 | 773.0519 | 0
2024 | 7 | 1 | 17 | 778.8289 | 0
2024 | 7 | 1 | 18 | 772.6779 | 0
2024 | 7 | 1 | 19 | 770.0153 | 0
2024 | 7 | 1 | 20 | 752.2563 | 0
2024 | 7 | 1 | 21 | 728.3352 | 0
2024 | 7 | 1 | 22 | 704.8581 | 0
2024 | 7 | 1 | 23 | 671.3324 | 0
2024 | 7 | 2 | 0 | 633.6261 | 0
2024 | 7 | 2 | 1 | 595.15 | 0
2024 | 7 | 2 | 2 | 556.674 | 0
2024 | 7 | 2 | 3 | 547.3822 | 0
2024 | 7 | 2 | 4 | 552.9154 | 0
2024 | 7 | 2 | 5 | 573.7388 | 0
2024 | 7 | 2 | 6 | 633.8848 | 0
2024 | 7 | 2 | 7 | 701.3529 | 0
2024 | 7 | 2 | 8 | 747.0031 | 0
2024 | 7 | 2 | 9 | 799.9755 | 0
2024 | 7 | 2 | 10 | 838.3565 | 0
2024 | 7 | 2 | 11 | 857.3605 | 0
2024 | 7 | 2 | 12 | 871.6915 | 0
2024 | 7 | 2 | 13 | 882.1229 | 0
2024 | 7 | 2 | 14 | 884.7715 | 0
2024 | 7 | 2 | 15 | 878.7972 | 0
2024 | 7 | 2 | 16 | 880.6071 | 0
2024 | 7 | 2 | 17 | 880.9995 | 0
2024 | 7 | 2 | 18 | 870.8225 | 0
2024 | 7 | 2 | 19 | 861.1251 | 0
2024 | 7 | 2 | 20 | 831.7073 | 0
2024 | 7 | 2 | 21 | 810.0226 | 0
2024 | 7 | 2 | 22 | 773.2226 | 0
2024 | 7 | 2 | 23 | 714.5304 | 0
2024 | 7 | 3 | 0 | 655.8381 | 0
2024 | 7 | 3 | 1 | 644.7256 | 0
2024 | 7 | 3 | 2 | 633.6132 | 0
2024 | 7 | 3 | 3 | 620.3586 | 0
2024 | 7 | 3 | 4 | 617.0731 | 0
2024 | 7 | 3 | 5 | 634.3245 | 0
2024 | 7 | 3 | 6 | 691.4465 | 0
2024 | 7 | 3 | 7 | 752.461 | 0
2024 | 7 | 3 | 8 | 812.8283 | 0
2024 | 7 | 3 | 9 | 875.7936 | 0
2024 | 7 | 3 | 10 | 919.1258 | 0
2024 | 7 | 3 | 11 | 951.2962 | 0
2024 | 7 | 3 | 12 | 968.9169 | 0
2024 | 7 | 3 | 13 | 982.9329 | 0
2024 | 7 | 3 | 14 | 991.1556 | 0
2024 | 7 | 3 | 15 | 996.5663 | 0
2024 | 7 | 3 | 16 | 1002.638 | 2.638
2024 | 7 | 3 | 17 | 1003.0794 | 3.0794
2024 | 7 | 3 | 18 | 995.0287 | 0
2024 | 7 | 3 | 19 | 965.682 | 0
2024 | 7 | 3 | 20 | 927.5144 | 0
2024 | 7 | 3 | 21 | 889.7322 | 0
2024 | 7 | 3 | 22 | 848.7451 | 0
2024 | 7 | 3 | 23 | 789.2284 | 0
2024 | 7 | 4 | 0 | 733.6588 | 0
2024 | 7 | 4 | 1 | 678.0892 | 0
2024 | 7 | 4 | 2 | 644.1559 | 0
2024 | 7 | 4 | 3 | 610.2226 | 0
2024 | 7 | 4 | 4 | 604.7755 | 0
2024 | 7 | 4 | 5 | 621.3082 | 0
2024 | 7 | 4 | 6 | 674.8248 | 0
2024 | 7 | 4 | 7 | 728.3414 | 0
2024 | 7 | 4 | 8 | 787.8227 | 0
2024 | 7 | 4 | 9 | 841.0458 | 0
2024 | 7 | 4 | 10 | 885.1451 | 0
2024 | 7 | 4 | 11 | 920.0559 | 0
2024 | 7 | 4 | 12 | 941.3289 | 0
2024 | 7 | 4 | 13 | 956.7247 | 0
2024 | 7 | 4 | 14 | 964.2764 | 0
2024 | 7 | 4 | 15 | 967.6152 | 0
2024 | 7 | 4 | 16 | 963.7442 | 0
2024 | 7 | 4 | 17 | 962.3627 | 0
2024 | 7 | 4 | 18 | 951.2565 | 0
2024 | 7 | 4 | 19 | 928.0791 | 0
2024 | 7 | 4 | 20 | 895.4826 | 0
2024 | 7 | 4 | 21 | 854.8031 | 0
2024 | 7 | 4 | 22 | 811.1735 | 0
2024 | 7 | 4 | 23 | 747.714 | 0
2024 | 7 | 5 | 0 | 696.5981 | 0
2024 | 7 | 5 | 1 | 645.4822 | 0
2024 | 7 | 5 | 2 | 600.5804 | 0
2024 | 7 | 5 | 3 | 585.4163 | 0
2024 | 7 | 5 | 4 | 580.0378 | 0
2024 | 7 | 5 | 5 | 591.4041 | 0
2024 | 7 | 5 | 6 | 622.4966 | 0
2024 | 7 | 5 | 7 | 678.0597 | 0
2024 | 7 | 5 | 8 | 733.6228 | 0
2024 | 7 | 5 | 9 | 783.7842 | 0
2024 | 7 | 5 | 10 | 816.4211 | 0
2024 | 7 | 5 | 11 | 837.5691 | 0
2024 | 7 | 5 | 12 | 847.9801 | 0
2024 | 7 | 5 | 13 | 855.2235 | 0
2024 | 7 | 5 | 14 | 857.9069 | 0
2024 | 7 | 5 | 15 | 859.092 | 0
2024 | 7 | 5 | 16 | 857.7127 | 0
2024 | 7 | 5 | 17 | 857.2694 | 0
2024 | 7 | 5 | 18 | 840.4609 | 0
2024 | 7 | 5 | 19 | 812.9705 | 0
2024 | 7 | 5 | 20 | 778.0003 | 0
2024 | 7 | 5 | 21 | 748.5014 | 0
2024 | 7 | 5 | 22 | 716.9826 | 0
2024 | 7 | 5 | 23 | 668.4787 | 0
2024 | 7 | 6 | 0 | 626.6731 | 0
2024 | 7 | 6 | 1 | 584.8674 | 0
2024 | 7 | 6 | 2 | 562.3977 | 0
2024 | 7 | 6 | 3 | 549.0119 | 0
2024 | 7 | 6 | 4 | 541.6648 | 0
2024 | 7 | 6 | 5 | 539.401 | 0
2024 | 7 | 6 | 6 | 549.0696 | 0
2024 | 7 | 6 | 7 | 582.4458 | 0
2024 | 7 | 6 | 8 | 620.0484 | 0
2024 | 7 | 6 | 9 | 663.7913 | 0
2024 | 7 | 6 | 10 | 710.78 | 0
2024 | 7 | 6 | 11 | 737.8351 | 0
2024 | 7 | 6 | 12 | 749.3102 | 0
2024 | 7 | 6 | 13 | 756.9127 | 0
2024 | 7 | 6 | 14 | 763.3696 | 0
2024 | 7 | 6 | 15 | 767.7224 | 0
2024 | 7 | 6 | 16 | 769.5934 | 0
2024 | 7 | 6 | 17 | 777.2903 | 0
2024 | 7 | 6 | 18 | 771.12 | 0
2024 | 7 | 6 | 19 | 758.3977 | 0
2024 | 7 | 6 | 20 | 725.0084 | 0
2024 | 7 | 6 | 21 | 709.6691 | 0
2024 | 7 | 6 | 22 | 691.5217 | 0
2024 | 7 | 6 | 23 | 656.5365 | 0
2024 | 7 | 7 | 0 | 622.2664 | 0
2024 | 7 | 7 | 1 | 627.6459 | 0
2024 | 7 | 7 | 2 | 605.0123 | 0
2024 | 7 | 7 | 3 | 589.9749 | 0
2024 | 7 | 7 | 4 | 581.8687 | 0
2024 | 7 | 7 | 5 | 579.5816 | 0
2024 | 7 | 7 | 6 | 592.5898 | 0
2024 | 7 | 7 | 7 | 605.598 | 0
2024 | 7 | 7 | 8 | 665.8975 | 0
2024 | 7 | 7 | 9 | 729.1763 | 0
2024 | 7 | 7 | 10 | 786.6597 | 0
2024 | 7 | 7 | 11 | 847.1225 | 0
2024 | 7 | 7 | 12 | 885.5957 | 0
2024 | 7 | 7 | 13 | 910.1819 | 0
2024 | 7 | 7 | 14 | 927.6754 | 0
2024 | 7 | 7 | 15 | 941.8745 | 0
2024 | 7 | 7 | 16 | 956.2655 | 0
2024 | 7 | 7 | 17 | 966.5175 | 0
2024 | 7 | 7 | 18 | 962.0241 | 0
2024 | 7 | 7 | 19 | 945.8825 | 0
2024 | 7 | 7 | 20 | 915.3691 | 0
2024 | 7 | 7 | 21 | 895.3803 | 0
2024 | 7 | 7 | 22 | 864.0365 | 0
2024 | 7 | 7 | 23 | 812.6375 | 0
2024 | 7 | 8 | 0 | 761.7975 | 0
2024 | 7 | 8 | 1 | 735.5042 | 0
2024 | 7 | 8 | 2 | 701.0241 | 0
2024 | 7 | 8 | 3 | 680.7688 | 0
2024 | 7 | 8 | 4 | 674.5876 | 0
2024 | 7 | 8 | 5 | 693.5682 | 0
2024 | 7 | 8 | 6 | 759.8886 | 0
2024 | 7 | 8 | 7 | 826.209 | 0
2024 | 7 | 8 | 8 | 906.9771 | 0
2024 | 7 | 8 | 9 | 982.3467 | 0
2024 | 7 | 8 | 10 | 1048.809 | 48.809
2024 | 7 | 8 | 11 | 1100.7194 | 100.7194
2024 | 7 | 8 | 12 | 1131.1532 | 131.1532
2024 | 7 | 8 | 13 | 1155.4854 | 155.4854
2024 | 7 | 8 | 14 | 1173.6132 | 173.6132
2024 | 7 | 8 | 15 | 1178.3929 | 178.3929
2024 | 7 | 8 | 16 | 1177.723 | 177.723
2024 | 7 | 8 | 17 | 1173.7984 | 173.7984
2024 | 7 | 8 | 18 | 1158.76 | 158.76
2024 | 7 | 8 | 19 | 1140.5721 | 140.5721
2024 | 7 | 8 | 20 | 1105.7426 | 105.7426
2024 | 7 | 8 | 21 | 1074.2724 | 74.2724
2024 | 7 | 8 | 22 | 1020.8146 | 20.8146
2024 | 7 | 8 | 23 | 939.927 | 0
2024 | 7 | 9 | 0 | 865.1325 | 0
2024 | 7 | 9 | 1 | 790.3379 | 0
2024 | 7 | 9 | 2 | 749.2608 | 0
2024 | 7 | 9 | 3 | 723.3902 | 0
2024 | 7 | 9 | 4 | 712.1908 | 0
2024 | 7 | 9 | 5 | 727.8165 | 0
2024 | 7 | 9 | 6 | 790.7419 | 0
2024 | 7 | 9 | 7 | 853.6672 | 0
2024 | 7 | 9 | 8 | 927.1116 | 0
2024 | 7 | 9 | 9 | 996.3547 | 0
2024 | 7 | 9 | 10 | 1054.131 | 54.131
2024 | 7 | 9 | 11 | 1098.483 | 98.483
2024 | 7 | 9 | 12 | 1126.4489 | 126.4489
2024 | 7 | 9 | 13 | 1142.175 | 142.175
2024 | 7 | 9 | 14 | 1151.5956 | 151.5956
2024 | 7 | 9 | 15 | 1156.2665 | 156.2665
2024 | 7 | 9 | 16 | 1158.2798 | 158.2798
2024 | 7 | 9 | 17 | 1151.8141 | 151.8141
2024 | 7 | 9 | 18 | 1128.5644 | 128.5644
2024 | 7 | 9 | 19 | 1097.4511 | 97.4511
2024 | 7 | 9 | 20 | 1073.0691 | 73.0691
2024 | 7 | 9 | 21 | 1040.5306 | 40.5306
2024 | 7 | 9 | 22 | 983.8974 | 0
2024 | 7 | 9 | 23 | 906.4369 | 0
2024 | 7 | 10 | 0 | 849.6643 | 0
2024 | 7 | 10 | 1 | 792.8918 | 0
2024 | 7 | 10 | 2 | 754.9852 | 0
2024 | 7 | 10 | 3 | 731.6587 | 0
2024 | 7 | 10 | 4 | 721.9845 | 0
2024 | 7 | 10 | 5 | 736.6831 | 0
2024 | 7 | 10 | 6 | 800.333 | 0
2024 | 7 | 10 | 7 | 871.2882 | 0
2024 | 7 | 10 | 8 | 939.936 | 0
2024 | 7 | 10 | 9 | 1015.8891 | 15.8891
2024 | 7 | 10 | 10 | 1080.4439 | 80.4439
2024 | 7 | 10 | 11 | 1127.3184 | 127.3184
2024 | 7 | 10 | 12 | 1152.9771 | 152.9771
2024 | 7 | 10 | 13 | 1176.0041 | 176.0041
2024 | 7 | 10 | 14 | 1190.8053 | 190.8053
2024 | 7 | 10 | 15 | 1199.509 | 199.509
2024 | 7 | 10 | 16 | 1197.4237 | 197.4237
2024 | 7 | 10 | 17 | 1190.415 | 190.415
2024 | 7 | 10 | 18 | 1171.3115 | 171.3115
2024 | 7 | 10 | 19 | 1147.4844 | 147.4844
2024 | 7 | 10 | 20 | 1108.9773 | 108.9773
2024 | 7 | 10 | 21 | 1075.4323 | 75.4323
2024 | 7 | 10 | 22 | 1021.7025 | 21.7025
2024 | 7 | 10 | 23 | 942.5078 | 0
2024 | 7 | 11 | 0 | 874.7739 | 0
2024 | 7 | 11 | 1 | 807.2718 | 0
2024 | 7 | 11 | 2 | 767.7197 | 0
2024 | 7 | 11 | 3 | 728.1677 | 0
2024 | 7 | 11 | 4 | 718.1644 | 0
2024 | 7 | 11 | 5 | 732.1771 | 0
2024 | 7 | 11 | 6 | 771.2802 | 0
2024 | 7 | 11 | 7 | 843.9983 | 0
2024 | 7 | 11 | 8 | 916.7163 | 0
2024 | 7 | 11 | 9 | 982.3035 | 0
2024 | 7 | 11 | 10 | 1036.744 | 36.744
2024 | 7 | 11 | 11 | 1076.546 | 76.546
2024 | 7 | 11 | 12 | 1102.1866 | 102.1866
2024 | 7 | 11 | 13 | 1120.0971 | 120.0971
2024 | 7 | 11 | 14 | 1129.7853 | 129.7853
2024 | 7 | 11 | 15 | 1129.4749 | 129.4749
2024 | 7 | 11 | 16 | 1125.2083 | 125.2083
2024 | 7 | 11 | 17 | 1119.4021 | 119.4021
2024 | 7 | 11 | 18 | 1087.5091 | 87.5091
2024 | 7 | 11 | 19 | 1054.7325 | 54.7325
2024 | 7 | 11 | 20 | 1013.1428 | 13.1428
2024 | 7 | 11 | 21 | 983.0074 | 0
2024 | 7 | 11 | 22 | 929.3212 | 0
2024 | 7 | 11 | 23 | 854.7943 | 0
2024 | 7 | 12 | 0 | 796.3186 | 0
2024 | 7 | 12 | 1 | 731.4535 | 0
2024 | 7 | 12 | 2 | 690.5901 | 0
2024 | 7 | 12 | 3 | 649.7268 | 0
2024 | 7 | 12 | 4 | 642.3184 | 0
2024 | 7 | 12 | 5 | 656.4211 | 0
2024 | 7 | 12 | 6 | 704.9017 | 0
2024 | 7 | 12 | 7 | 753.3823 | 0
2024 | 7 | 12 | 8 | 801.799 | 0
2024 | 7 | 12 | 9 | 850.2157 | 0
2024 | 7 | 12 | 10 | 884.1386 | 0
2024 | 7 | 12 | 11 | 902.9702 | 0
2024 | 7 | 12 | 12 | 908.3771 | 0
2024 | 7 | 12 | 13 | 909.735 | 0
2024 | 7 | 12 | 14 | 902.7686 | 0
2024 | 7 | 12 | 15 | 897.8754 | 0
2024 | 7 | 12 | 16 | 893.4919 | 0
2024 | 7 | 12 | 17 | 887.8029 | 0
2024 | 7 | 12 | 18 | 855.3506 | 0
2024 | 7 | 12 | 19 | 836.2538 | 0
2024 | 7 | 12 | 20 | 804.235 | 0
2024 | 7 | 12 | 21 | 766.6945 | 0
2024 | 7 | 12 | 22 | 726.2607 | 0
2024 | 7 | 12 | 23 | 672.5932 | 0
2024 | 7 | 13 | 0 | 638.3932 | 0
2024 | 7 | 13 | 1 | 604.1931 | 0
2024 | 7 | 13 | 2 | 583.3493 | 0
2024 | 7 | 13 | 3 | 568.6547 | 0
2024 | 7 | 13 | 4 | 560.5261 | 0
2024 | 7 | 13 | 5 | 558.4909 | 0
2024 | 7 | 13 | 6 | 567.3165 | 0
2024 | 7 | 13 | 7 | 576.1422 | 0
2024 | 7 | 13 | 8 | 625.6332 | 0
2024 | 7 | 13 | 9 | 675.5341 | 0
2024 | 7 | 13 | 10 | 722.1322 | 0
2024 | 7 | 13 | 11 | 750.4059 | 0
2024 | 7 | 13 | 12 | 763.6756 | 0
2024 | 7 | 13 | 13 | 772.5533 | 0
2024 | 7 | 13 | 14 | 777.598 | 0
2024 | 7 | 13 | 15 | 780.5641 | 0
2024 | 7 | 13 | 16 | 782.3081 | 0
2024 | 7 | 13 | 17 | 788.1384 | 0
2024 | 7 | 13 | 18 | 776.8984 | 0
2024 | 7 | 13 | 19 | 762.0169 | 0
2024 | 7 | 13 | 20 | 726.805 | 0
2024 | 7 | 13 | 21 | 713.0793 | 0
2024 | 7 | 13 | 22 | 693.1349 | 0
2024 | 7 | 13 | 23 | 659.0278 | 0
2024 | 7 | 14 | 0 | 626.489 | 0
2024 | 7 | 14 | 1 | 621.2169 | 0
2024 | 7 | 14 | 2 | 598.835 | 0
2024 | 7 | 14 | 3 | 583.8463 | 0
2024 | 7 | 14 | 4 | 576.5919 | 0
2024 | 7 | 14 | 5 | 574.5953 | 0
2024 | 7 | 14 | 6 | 593.103 | 0
2024 | 7 | 14 | 7 | 621.0058 | 0
2024 | 7 | 14 | 8 | 656.0157 | 0
2024 | 7 | 14 | 9 | 716.302 | 0
2024 | 7 | 14 | 10 | 776.5882 | 0
2024 | 7 | 14 | 11 | 831.1236 | 0
2024 | 7 | 14 | 12 | 866.4676 | 0
2024 | 7 | 14 | 13 | 889.8412 | 0
2024 | 7 | 14 | 14 | 904.5117 | 0
2024 | 7 | 14 | 15 | 917.0699 | 0
2024 | 7 | 14 | 16 | 928.2709 | 0
2024 | 7 | 14 | 17 | 937.7022 | 0
2024 | 7 | 14 | 18 | 926.3076 | 0
2024 | 7 | 14 | 19 | 910.2709 | 0
2024 | 7 | 14 | 20 | 883.4293 | 0
2024 | 7 | 14 | 21 | 865.8085 | 0
2024 | 7 | 14 | 22 | 833.4109 | 0
2024 | 7 | 14 | 23 | 783.6778 | 0
2024 | 7 | 15 | 0 | 736.0752 | 0
2024 | 7 | 15 | 1 | 687.4008 | 0
2024 | 7 | 15 | 2 | 654.0959 | 0
2024 | 7 | 15 | 3 | 620.791 | 0
2024 | 7 | 15 | 4 | 615.2421 | 0
2024 | 7 | 15 | 5 | 628.7085 | 0
2024 | 7 | 15 | 6 | 684.572 | 0
2024 | 7 | 15 | 7 | 740.4354 | 0
2024 | 7 | 15 | 8 | 803.7647 | 0
2024 | 7 | 15 | 9 | 863.8208 | 0
2024 | 7 | 15 | 10 | 910.1594 | 0
2024 | 7 | 15 | 11 | 944.307 | 0
2024 | 7 | 15 | 12 | 962.43 | 0
2024 | 7 | 15 | 13 | 977.1156 | 0
2024 | 7 | 15 | 14 | 983.9509 | 0
2024 | 7 | 15 | 15 | 989.4217 | 0
2024 | 7 | 15 | 16 | 996.2243 | 0
2024 | 7 | 15 | 17 | 993.3881 | 0
2024 | 7 | 15 | 18 | 967.8714 | 0
2024 | 7 | 15 | 19 | 940.4732 | 0
2024 | 7 | 15 | 20 | 904.4079 | 0
2024 | 7 | 15 | 21 | 869.2613 | 0
2024 | 7 | 15 | 22 | 819.0551 | 0
2024 | 7 | 15 | 23 | 755.3094 | 0
2024 | 7 | 16 | 0 | 700.6238 | 0
2024 | 7 | 16 | 1 | 645.9382 | 0
2024 | 7 | 16 | 2 | 600.3128 | 0
2024 | 7 | 16 | 3 | 586.0183 | 0
2024 | 7 | 16 | 4 | 583.294 | 0
2024 | 7 | 16 | 5 | 602.4128 | 0
2024 | 7 | 16 | 6 | 655.3601 | 0
2024 | 7 | 16 | 7 | 708.3073 | 0
2024 | 7 | 16 | 8 | 770.0067 | 0
2024 | 7 | 16 | 9 | 807.4647 | 0
2024 | 7 | 16 | 10 | 839.9242 | 0
2024 | 7 | 16 | 11 | 861.618 | 0
2024 | 7 | 16 | 12 | 872.8079 | 0
2024 | 7 | 16 | 13 | 881.3308 | 0
2024 | 7 | 16 | 14 | 882.4027 | 0
2024 | 7 | 16 | 15 | 881.3515 | 0
2024 | 7 | 16 | 16 | 880.9917 | 0
2024 | 7 | 16 | 17 | 880.1641 | 0
2024 | 7 | 16 | 18 | 870.4898 | 0
2024 | 7 | 16 | 19 | 846.7364 | 0
2024 | 7 | 16 | 20 | 820.0227 | 0
2024 | 7 | 16 | 21 | 791.8953 | 0
2024 | 7 | 16 | 22 | 746.1831 | 0
2024 | 7 | 16 | 23 | 689.3572 | 0
2024 | 7 | 17 | 0 | 632.5312 | 0
2024 | 7 | 17 | 1 | 640.9296 | 0
2024 | 7 | 17 | 2 | 617.4121 | 0
2024 | 7 | 17 | 3 | 605.8292 | 0
2024 | 7 | 17 | 4 | 605.2626 | 0
2024 | 7 | 17 | 5 | 628.0847 | 0
2024 | 7 | 17 | 6 | 689.5632 | 0
2024 | 7 | 17 | 7 | 754.5419 | 0
2024 | 7 | 17 | 8 | 816.2503 | 0
2024 | 7 | 17 | 9 | 874.9183 | 0
2024 | 7 | 17 | 10 | 920.8409 | 0
2024 | 7 | 17 | 11 | 956.3575 | 0
2024 | 7 | 17 | 12 | 978.6287 | 0
2024 | 7 | 17 | 13 | 998.7348 | 0
2024 | 7 | 17 | 14 | 1009.0581 | 9.0581
2024 | 7 | 17 | 15 | 1013.2922 | 13.2922
2024 | 7 | 17 | 16 | 1012.994 | 12.994
2024 | 7 | 17 | 17 | 1011.5162 | 11.5162
2024 | 7 | 17 | 18 | 997.4909 | 0
2024 | 7 | 17 | 19 | 979.8362 | 0
2024 | 7 | 17 | 20 | 957.8942 | 0
2024 | 7 | 17 | 21 | 918.0467 | 0
2024 | 7 | 17 | 22 | 866.0597 | 0
2024 | 7 | 17 | 23 | 795.6358 | 0
2024 | 7 | 18 | 0 | 734.568 | 0
2024 | 7 | 18 | 1 | 690.9177 | 0
2024 | 7 | 18 | 2 | 660.339 | 0
2024 | 7 | 18 | 3 | 629.7603 | 0
2024 | 7 | 18 | 4 | 624.9114 | 0
2024 | 7 | 18 | 5 | 640.876 | 0
2024 | 7 | 18 | 6 | 694.7985 | 0
2024 | 7 | 18 | 7 | 748.721 | 0
2024 | 7 | 18 | 8 | 809.3273 | 0
2024 | 7 | 18 | 9 | 865.7146 | 0
2024 | 7 | 18 | 10 | 909.8782 | 0
2024 | 7 | 18 | 11 | 943.1188 | 0
2024 | 7 | 18 | 12 | 962.6681 | 0
2024 | 7 | 18 | 13 | 979.9143 | 0
2024 | 7 | 18 | 14 | 987.3156 | 0
2024 | 7 | 18 | 15 | 992.4498 | 0
2024 | 7 | 18 | 16 | 995.3376 | 0
2024 | 7 | 18 | 17 | 991.5118 | 0
2024 | 7 | 18 | 18 | 964.9804 | 0
2024 | 7 | 18 | 19 | 945.7778 | 0
2024 | 7 | 18 | 20 | 915.4181 | 0
2024 | 7 | 18 | 21 | 887.8748 | 0
2024 | 7 | 18 | 22 | 840.6023 | 0
2024 | 7 | 18 | 23 | 778.1713 | 0
2024 | 7 | 19 | 0 | 721.6052 | 0
2024 | 7 | 19 | 1 | 677.7543 | 0
2024 | 7 | 19 | 2 | 639.7684 | 0
2024 | 7 | 19 | 3 | 623.1883 | 0
2024 | 7 | 19 | 4 | 617.9681 | 0
2024 | 7 | 19 | 5 | 634.2901 | 0
2024 | 7 | 19 | 6 | 686.2789 | 0
2024 | 7 | 19 | 7 | 738.2676 | 0
2024 | 7 | 19 | 8 | 796.213 | 0
2024 | 7 | 19 | 9 | 850.548 | 0
2024 | 7 | 19 | 10 | 893.5419 | 0
2024 | 7 | 19 | 11 | 925.5886 | 0
2024 | 7 | 19 | 12 | 943.2768 | 0
2024 | 7 | 19 | 13 | 957.5288 | 0
2024 | 7 | 19 | 14 | 961.252 | 0
2024 | 7 | 19 | 15 | 956.9483 | 0
2024 | 7 | 19 | 16 | 951.6493 | 0
2024 | 7 | 19 | 17 | 943.5266 | 0
2024 | 7 | 19 | 18 | 926.8294 | 0
2024 | 7 | 19 | 19 | 903.0241 | 0
2024 | 7 | 19 | 20 | 880.0244 | 0
2024 | 7 | 19 | 21 | 857.7331 | 0
2024 | 7 | 19 | 22 | 814.7074 | 0
2024 | 7 | 19 | 23 | 755.5122 | 0
2024 | 7 | 20 | 0 | 714.8452 | 0
2024 | 7 | 20 | 1 | 679.7196 | 0
2024 | 7 | 20 | 2 | 644.594 | 0
2024 | 7 | 20 | 3 | 625.3234 | 0
2024 | 7 | 20 | 4 | 614.1459 | 0
2024 | 7 | 20 | 5 | 611.314 | 0
2024 | 7 | 20 | 6 | 625.9024 | 0
2024 | 7 | 20 | 7 | 640.4908 | 0
2024 | 7 | 20 | 8 | 699.8183 | 0
2024 | 7 | 20 | 9 | 760.5226 | 0
2024 | 7 | 20 | 10 | 819.282 | 0
2024 | 7 | 20 | 11 | 864.3548 | 0
2024 | 7 | 20 | 12 | 890.6741 | 0
2024 | 7 | 20 | 13 | 905.8602 | 0
2024 | 7 | 20 | 14 | 913.4348 | 0
2024 | 7 | 20 | 15 | 919.1955 | 0
2024 | 7 | 20 | 16 | 922.5889 | 0
2024 | 7 | 20 | 17 | 922.7292 | 0
2024 | 7 | 20 | 18 | 896.4201 | 0
2024 | 7 | 20 | 19 | 886.7781 | 0
2024 | 7 | 20 | 20 | 858.6225 | 0
2024 | 7 | 20 | 21 | 839.4843 | 0
2024 | 7 | 20 | 22 | 810.5641 | 0
2024 | 7 | 20 | 23 | 766.5351 | 0
2024 | 7 | 21 | 0 | 722.4684 | 0
2024 | 7 | 21 | 1 | 681.5361 | 0
2024 | 7 | 21 | 2 | 649.4694 | 0
2024 | 7 | 21 | 3 | 627.3332 | 0
2024 | 7 | 21 | 4 | 613.6517 | 0
2024 | 7 | 21 | 5 | 606.6378 | 0
2024 | 7 | 21 | 6 | 613.5452 | 0
2024 | 7 | 21 | 7 | 620.4526 | 0
2024 | 7 | 21 | 8 | 681.5296 | 0
2024 | 7 | 21 | 9 | 745.1821 | 0
2024 | 7 | 21 | 10 | 807.3466 | 0
2024 | 7 | 21 | 11 | 859.132 | 0
2024 | 7 | 21 | 12 | 893.5179 | 0
2024 | 7 | 21 | 13 | 914.4363 | 0
2024 | 7 | 21 | 14 | 926.3849 | 0
2024 | 7 | 21 | 15 | 934.857 | 0
2024 | 7 | 21 | 16 | 943.5087 | 0
2024 | 7 | 21 | 17 | 951.9766 | 0
2024 | 7 | 21 | 18 | 941.8718 | 0
2024 | 7 | 21 | 19 | 925.5192 | 0
2024 | 7 | 21 | 20 | 900.3838 | 0
2024 | 7 | 21 | 21 | 879.4303 | 0
2024 | 7 | 21 | 22 | 845.4068 | 0
2024 | 7 | 21 | 23 | 791.8556 | 0
2024 | 7 | 22 | 0 | 740.6171 | 0
2024 | 7 | 22 | 1 | 699.2084 | 0
2024 | 7 | 22 | 2 | 670.3026 | 0
2024 | 7 | 22 | 3 | 654.0607 | 0
2024 | 7 | 22 | 4 | 650.3238 | 0
2024 | 7 | 22 | 5 | 669.8479 | 0
2024 | 7 | 22 | 6 | 729.9255 | 0
2024 | 7 | 22 | 7 | 790.0032 | 0
2024 | 7 | 22 | 8 | 858.9738 | 0
2024 | 7 | 22 | 9 | 926.3688 | 0
2024 | 7 | 22 | 10 | 980.031 | 0
2024 | 7 | 22 | 11 | 1021.2677 | 21.2677
2024 | 7 | 22 | 12 | 1047.3088 | 47.3088
2024 | 7 | 22 | 13 | 1069.5439 | 69.5439
2024 | 7 | 22 | 14 | 1087.7847 | 87.7847
2024 | 7 | 22 | 15 | 1091.7265 | 91.7265
2024 | 7 | 22 | 16 | 1092.5965 | 92.5965
2024 | 7 | 22 | 17 | 1083.6794 | 83.6794
2024 | 7 | 22 | 18 | 1057.7551 | 57.7551
2024 | 7 | 22 | 19 | 1034.0612 | 34.0612
2024 | 7 | 22 | 20 | 1007.8733 | 7.8733
2024 | 7 | 22 | 21 | 977.9228 | 0
2024 | 7 | 22 | 22 | 921.8393 | 0
2024 | 7 | 22 | 23 | 853.2896 | 0
2024 | 7 | 23 | 0 | 807.7498 | 0
2024 | 7 | 23 | 1 | 762.21 | 0
2024 | 7 | 23 | 2 | 728.5327 | 0
2024 | 7 | 23 | 3 | 708.0591 | 0
2024 | 7 | 23 | 4 | 702.0589 | 0
2024 | 7 | 23 | 5 | 720.5192 | 0
2024 | 7 | 23 | 6 | 784.5289 | 0
2024 | 7 | 23 | 7 | 848.5386 | 0
2024 | 7 | 23 | 8 | 925.6214 | 0
2024 | 7 | 23 | 9 | 1002.1879 | 2.1879
2024 | 7 | 23 | 10 | 1064.5082 | 64.5082
2024 | 7 | 23 | 11 | 1114.3269 | 114.3269
2024 | 7 | 23 | 12 | 1148.7591 | 148.7591
2024 | 7 | 23 | 13 | 1173.17 | 173.17
2024 | 7 | 23 | 14 | 1182.0441 | 182.0441
2024 | 7 | 23 | 15 | 1194.1027 | 194.1027
2024 | 7 | 23 | 16 | 1192.2366 | 192.2366
2024 | 7 | 23 | 17 | 1187.0077 | 187.0077
2024 | 7 | 23 | 18 | 1166.5164 | 166.5164
2024 | 7 | 23 | 19 | 1142.9438 | 142.9438
2024 | 7 | 23 | 20 | 1109.653 | 109.653
2024 | 7 | 23 | 21 | 1077.6791 | 77.6791
2024 | 7 | 23 | 22 | 1014.0412 | 14.0412
2024 | 7 | 23 | 23 | 936.1548 | 0
2024 | 7 | 24 | 0 | 866.5441 | 0
2024 | 7 | 24 | 1 | 796.9334 | 0
2024 | 7 | 24 | 2 | 756.9442 | 0
2024 | 7 | 24 | 3 | 732.0174 | 0
2024 | 7 | 24 | 4 | 722.1477 | 0
2024 | 7 | 24 | 5 | 737.4964 | 0
2024 | 7 | 24 | 6 | 797.5449 | 0
2024 | 7 | 24 | 7 | 857.5935 | 0
2024 | 7 | 24 | 8 | 929.3721 | 0
2024 | 7 | 24 | 9 | 994.9285 | 0
2024 | 7 | 24 | 10 | 1053.6411 | 53.6411
2024 | 7 | 24 | 11 | 1097.827 | 97.827
2024 | 7 | 24 | 12 | 1123.8047 | 123.8047
2024 | 7 | 24 | 13 | 1142.1822 | 142.1822
2024 | 7 | 24 | 14 | 1150.5584 | 150.5584
2024 | 7 | 24 | 15 | 1155.1365 | 155.1365
2024 | 7 | 24 | 16 | 1149.9056 | 149.9056
2024 | 7 | 24 | 17 | 1138.7215 | 138.7215
2024 | 7 | 24 | 18 | 1116.5552 | 116.5552
2024 | 7 | 24 | 19 | 1093.0024 | 93.0024
2024 | 7 | 24 | 20 | 1060.8291 | 60.8291
2024 | 7 | 24 | 21 | 1030.4845 | 30.4845
2024 | 7 | 24 | 22 | 968.6451 | 0
2024 | 7 | 24 | 23 | 893.3722 | 0
2024 | 7 | 25 | 0 | 829.5967 | 0
2024 | 7 | 25 | 1 | 765.8212 | 0
2024 | 7 | 25 | 2 | 728.5274 | 0
2024 | 7 | 25 | 3 | 691.2336 | 0
2024 | 7 | 25 | 4 | 682.8593 | 0
2024 | 7 | 25 | 5 | 697.2407 | 0
2024 | 7 | 25 | 6 | 753.1237 | 0
2024 | 7 | 25 | 7 | 809.0068 | 0
2024 | 7 | 25 | 8 | 875.9261 | 0
2024 | 7 | 25 | 9 | 940.7757 | 0
2024 | 7 | 25 | 10 | 987.7546 | 0
2024 | 7 | 25 | 11 | 1034.7335 | 34.7335
2024 | 7 | 25 | 12 | 1058.8817 | 58.8817
2024 | 7 | 25 | 13 | 1080.5976 | 80.5976
2024 | 7 | 25 | 14 | 1094.1962 | 94.1962
2024 | 7 | 25 | 15 | 1103.437 | 103.437
2024 | 7 | 25 | 16 | 1109.0312 | 109.0312
2024 | 7 | 25 | 17 | 1101.1062 | 101.1062
2024 | 7 | 25 | 18 | 1071.7286 | 71.7286
2024 | 7 | 25 | 19 | 1035.123 | 35.123
2024 | 7 | 25 | 20 | 989.7856 | 0
2024 | 7 | 25 | 21 | 951.6988 | 0
2024 | 7 | 25 | 22 | 895.2262 | 0
2024 | 7 | 25 | 23 | 827.1291 | 0
2024 | 7 | 26 | 0 | 770.9381 | 0
2024 | 7 | 26 | 1 | 722.1742 | 0
2024 | 7 | 26 | 2 | 685.3163 | 0
2024 | 7 | 26 | 3 | 665.6158 | 0
2024 | 7 | 26 | 4 | 659.3654 | 0
2024 | 7 | 26 | 5 | 675.6395 | 0
2024 | 7 | 26 | 6 | 717.7226 | 0
2024 | 7 | 26 | 7 | 785.1808 | 0
2024 | 7 | 26 | 8 | 852.6389 | 0
2024 | 7 | 26 | 9 | 916.0189 | 0
2024 | 7 | 26 | 10 | 968.9315 | 0
2024 | 7 | 26 | 11 | 1008.0122 | 8.0122
2024 | 7 | 26 | 12 | 1031.3792 | 31.3792
2024 | 7 | 26 | 13 | 1047.782 | 47.782
2024 | 7 | 26 | 14 | 1053.6335 | 53.6335
2024 | 7 | 26 | 15 | 1053.721 | 53.721
2024 | 7 | 26 | 16 | 1050.9612 | 50.9612
2024 | 7 | 26 | 17 | 1042.7254 | 42.7254
2024 | 7 | 26 | 18 | 1016.857 | 16.857
2024 | 7 | 26 | 19 | 985.5327 | 0
2024 | 7 | 26 | 20 | 950.5435 | 0
2024 | 7 | 26 | 21 | 918.7388 | 0
2024 | 7 | 26 | 22 | 869.3649 | 0
2024 | 7 | 26 | 23 | 804.2122 | 0
2024 | 7 | 27 | 0 | 750.0933 | 0
2024 | 7 | 27 | 1 | 695.9744 | 0
2024 | 7 | 27 | 2 | 660.9013 | 0
2024 | 7 | 27 | 3 | 625.8283 | 0
2024 | 7 | 27 | 4 | 613.0531 | 0
2024 | 7 | 27 | 5 | 609.4538 | 0
2024 | 7 | 27 | 6 | 618.1148 | 0
2024 | 7 | 27 | 7 | 626.7757 | 0
2024 | 7 | 27 | 8 | 680.022 | 0
2024 | 7 | 27 | 9 | 733.0501 | 0
2024 | 7 | 27 | 10 | 784.2246 | 0
2024 | 7 | 27 | 11 | 817.2731 | 0
2024 | 7 | 27 | 12 | 832.5262 | 0
2024 | 7 | 27 | 13 | 838.3585 | 0
2024 | 7 | 27 | 14 | 839.0931 | 0
2024 | 7 | 27 | 15 | 836.8822 | 0
2024 | 7 | 27 | 16 | 835.7621 | 0
2024 | 7 | 27 | 17 | 832.3103 | 0
2024 | 7 | 27 | 18 | 814.0625 | 0
2024 | 7 | 27 | 19 | 796.2904 | 0
2024 | 7 | 27 | 20 | 771.1639 | 0
2024 | 7 | 27 | 21 | 753.7596 | 0
2024 | 7 | 27 | 22 | 727.0882 | 0
2024 | 7 | 27 | 23 | 688.2753 | 0
2024 | 7 | 28 | 0 | 650.4121 | 0
2024 | 7 | 28 | 1 | 613.3878 | 0
2024 | 7 | 28 | 2 | 586.3684 | 0
2024 | 7 | 28 | 3 | 559.349 | 0
2024 | 7 | 28 | 4 | 549.6894 | 0
2024 | 7 | 28 | 5 | 545.8192 | 0
2024 | 7 | 28 | 6 | 553.2198 | 0
2024 | 7 | 28 | 7 | 560.6204 | 0
2024 | 7 | 28 | 8 | 587.7255 | 0
2024 | 7 | 28 | 9 | 631.8156 | 0
2024 | 7 | 28 | 10 | 675.9057 | 0
2024 | 7 | 28 | 11 | 710.5203 | 0
2024 | 7 | 28 | 12 | 730.6903 | 0
2024 | 7 | 28 | 13 | 738.2977 | 0
2024 | 7 | 28 | 14 | 740.3739 | 0
2024 | 7 | 28 | 15 | 743.3059 | 0
2024 | 7 | 28 | 16 | 745.3135 | 0
2024 | 7 | 28 | 17 | 757.5602 | 0
2024 | 7 | 28 | 18 | 752.4103 | 0
2024 | 7 | 28 | 19 | 737.846 | 0
2024 | 7 | 28 | 20 | 723.3765 | 0
2024 | 7 | 28 | 21 | 711.7703 | 0
2024 | 7 | 28 | 22 | 685.2324 | 0
2024 | 7 | 28 | 23 | 644.7796 | 0
2024 | 7 | 29 | 0 | 613.6175 | 0
2024 | 7 | 29 | 1 | 582.4555 | 0
2024 | 7 | 29 | 2 | 562.6529 | 0
2024 | 7 | 29 | 3 | 553.6991 | 0
2024 | 7 | 29 | 4 | 555.5268 | 0
2024 | 7 | 29 | 5 | 579.8017 | 0
2024 | 7 | 29 | 6 | 634.9884 | 0
2024 | 7 | 29 | 7 | 690.1751 | 0
2024 | 7 | 29 | 8 | 744.1032 | 0
2024 | 7 | 29 | 9 | 790.8949 | 0
2024 | 7 | 29 | 10 | 823.189 | 0
2024 | 7 | 29 | 11 | 848.2687 | 0
2024 | 7 | 29 | 12 | 860.7542 | 0
2024 | 7 | 29 | 13 | 870.9183 | 0
2024 | 7 | 29 | 14 | 873.0244 | 0
2024 | 7 | 29 | 15 | 873.0254 | 0
2024 | 7 | 29 | 16 | 870.7039 | 0
2024 | 7 | 29 | 17 | 861.5314 | 0
2024 | 7 | 29 | 18 | 839.1567 | 0
2024 | 7 | 29 | 19 | 832.1975 | 0
2024 | 7 | 29 | 20 | 815.617 | 0
2024 | 7 | 29 | 21 | 789.5238 | 0
2024 | 7 | 29 | 22 | 741.8072 | 0
2024 | 7 | 29 | 23 | 680.8645 | 0
2024 | 7 | 30 | 0 | 630.3114 | 0
2024 | 7 | 30 | 1 | 601.3925 | 0
2024 | 7 | 30 | 2 | 580.3878 | 0
2024 | 7 | 30 | 3 | 570.4619 | 0
2024 | 7 | 30 | 4 | 570.6224 | 0
2024 | 7 | 30 | 5 | 592.8734 | 0
2024 | 7 | 30 | 6 | 646.8625 | 0
2024 | 7 | 30 | 7 | 700.8517 | 0
2024 | 7 | 30 | 8 | 752.7889 | 0
2024 | 7 | 30 | 9 | 804.7261 | 0
2024 | 7 | 30 | 10 | 839.587 | 0
2024 | 7 | 30 | 11 | 866.9516 | 0
2024 | 7 | 30 | 12 | 882.754 | 0
2024 | 7 | 30 | 13 | 896.843 | 0
2024 | 7 | 30 | 14 | 907.1458 | 0
2024 | 7 | 30 | 15 | 910.4454 | 0
2024 | 7 | 30 | 16 | 912.2144 | 0
2024 | 7 | 30 | 17 | 900.3224 | 0
2024 | 7 | 30 | 18 | 878.6027 | 0
2024 | 7 | 30 | 19 | 867.7941 | 0
2024 | 7 | 30 | 20 | 853.2323 | 0
2024 | 7 | 30 | 21 | 825.5329 | 0
2024 | 7 | 30 | 22 | 778.0668 | 0
2024 | 7 | 30 | 23 | 721.7508 | 0
2024 | 7 | 31 | 0 | 665.4348 | 0
2024 | 7 | 31 | 1 | 637.8852 | 0
2024 | 7 | 31 | 2 | 613.8035 | 0
2024 | 7 | 31 | 3 | 600.7175 | 0
2024 | 7 | 31 | 4 | 598.4586 | 0
2024 | 7 | 31 | 5 | 615.8161 | 0
2024 | 7 | 31 | 6 | 669.9684 | 0
2024 | 7 | 31 | 7 | 724.1208 | 0
2024 | 7 | 31 | 8 | 781.997 | 0
2024 | 7 | 31 | 9 | 837.7769 | 0
2024 | 7 | 31 | 10 | 877.8277 | 0
2024 | 7 | 31 | 11 | 907.8231 | 0
2024 | 7 | 31 | 12 | 925.195 | 0
2024 | 7 | 31 | 13 | 942.2495 | 0
2024 | 7 | 31 | 14 | 950.4894 | 0
2024 | 7 | 31 | 15 | 959.6731 | 0
2024 | 7 | 31 | 16 | 963.2789 | 0
2024 | 7 | 31 | 17 | 964.109 | 0
2024 | 7 | 31 | 18 | 944.4253 | 0
2024 | 7 | 31 | 19 | 918.2584 | 0
2024 | 7 | 31 | 20 | 890.68 | 0
2024 | 7 | 31 | 21 | 862.4739 | 0
2024 | 7 | 31 | 22 | 813.901 | 0
2024 | 7 | 31 | 23 | 769.7538 | 0
2024 | 8 | 1 | 0 | 737.0469 | 0
2024 | 8 | 1 | 1 | 704.3399 | 0
2024 | 8 | 1 | 2 | 695.673 | 0
2024 | 8 | 1 | 3 | 675.5888 | 0
2024 | 8 | 1 | 4 | 669.7859 | 0
2024 | 8 | 1 | 5 | 684.6814 | 0
2024 | 8 | 1 | 6 | 721.3628 | 0
2024 | 8 | 1 | 7 | 792.6914 | 0
2024 | 8 | 1 | 8 | 864.6642 | 0
2024 | 8 | 1 | 9 | 929.5769 | 0
2024 | 8 | 1 | 10 | 995.1338 | 0
2024 | 8 | 1 | 11 | 1043.0745 | 43.0745
2024 | 8 | 1 | 12 | 1075.1123 | 75.1123
2024 | 8 | 1 | 13 | 1105.9145 | 105.9145
2024 | 8 | 1 | 14 | 1121.9418 | 121.9418
2024 | 8 | 1 | 15 | 1130.9061 | 130.9061
2024 | 8 | 1 | 16 | 1133.234 | 133.234
2024 | 8 | 1 | 17 | 1121.4925 | 121.4925
2024 | 8 | 1 | 18 | 1089.8065 | 89.8065
2024 | 8 | 1 | 19 | 1053.5537 | 53.5537
2024 | 8 | 1 | 20 | 1022.1363 | 22.1363
2024 | 8 | 1 | 21 | 1004.8395 | 4.8395
2024 | 8 | 1 | 22 | 943.5006 | 0
2024 | 8 | 1 | 23 | 880.8388 | 0
2024 | 8 | 2 | 0 | 818.1771 | 0
2024 | 8 | 2 | 1 | 766.9945 | 0
2024 | 8 | 2 | 2 | 731.2166 | 0
2024 | 8 | 2 | 3 | 709.2263 | 0
2024 | 8 | 2 | 4 | 701.9494 | 0
2024 | 8 | 2 | 5 | 717.0846 | 0
2024 | 8 | 2 | 6 | 755.5557 | 0
2024 | 8 | 2 | 7 | 833.6115 | 0
2024 | 8 | 2 | 8 | 913.3999 | 0
2024 | 8 | 2 | 9 | 986.1268 | 0
2024 | 8 | 2 | 10 | 1060.5864 | 60.5864
2024 | 8 | 2 | 11 | 1112.6104 | 112.6104
2024 | 8 | 2 | 12 | 1141.9862 | 141.9862
2024 | 8 | 2 | 13 | 1163.1184 | 163.1184
2024 | 8 | 2 | 14 | 1175.5636 | 175.5636
2024 | 8 | 2 | 15 | 1181.8094 | 181.8094
2024 | 8 | 2 | 16 | 1178.8098 | 178.8098
2024 | 8 | 2 | 17 | 1163.5879 | 163.5879
2024 | 8 | 2 | 18 | 1134.7982 | 134.7982
2024 | 8 | 2 | 19 | 1096.1982 | 96.1982
2024 | 8 | 2 | 20 | 1055.4237 | 55.4237
2024 | 8 | 2 | 21 | 1038.7281 | 38.7281
2024 | 8 | 2 | 22 | 982.4404 | 0
2024 | 8 | 2 | 23 | 909.7391 | 0
2024 | 8 | 3 | 0 | 842.9447 | 0
2024 | 8 | 3 | 1 | 790.1109 | 0
2024 | 8 | 3 | 2 | 743.1839 | 0
2024 | 8 | 3 | 3 | 718.6638 | 0
2024 | 8 | 3 | 4 | 704.4741 | 0
2024 | 8 | 3 | 5 | 701.072 | 0
2024 | 8 | 3 | 6 | 700.7885 | 0
2024 | 8 | 3 | 7 | 728.0286 | 0
2024 | 8 | 3 | 8 | 791.1055 | 0
2024 | 8 | 3 | 9 | 857.3709 | 0
2024 | 8 | 3 | 10 | 913.592 | 0
2024 | 8 | 3 | 11 | 973.0016 | 0
2024 | 8 | 3 | 12 | 1003.8415 | 3.8415
2024 | 8 | 3 | 13 | 1020.4087 | 20.4087
2024 | 8 | 3 | 14 | 1024.7569 | 24.7569
2024 | 8 | 3 | 15 | 1019.3324 | 19.3324
2024 | 8 | 3 | 16 | 1014.7573 | 14.7573
2024 | 8 | 3 | 17 | 1007.7505 | 7.7505
2024 | 8 | 3 | 18 | 986.5819 | 0
2024 | 8 | 3 | 19 | 951.9361 | 0
2024 | 8 | 3 | 20 | 916.5002 | 0
2024 | 8 | 3 | 21 | 911.0698 | 0
2024 | 8 | 3 | 22 | 875.0381 | 0
2024 | 8 | 3 | 23 | 829.9095 | 0
2024 | 8 | 4 | 0 | 784.5919 | 0
2024 | 8 | 4 | 1 | 733.1313 | 0
2024 | 8 | 4 | 2 | 681.6707 | 0
2024 | 8 | 4 | 3 | 654.0732 | 0
2024 | 8 | 4 | 4 | 637.3598 | 0
2024 | 8 | 4 | 5 | 631.1458 | 0
2024 | 8 | 4 | 6 | 621.4323 | 0
2024 | 8 | 4 | 7 | 660.3496 | 0
2024 | 8 | 4 | 8 | 707.9139 | 0
2024 | 8 | 4 | 9 | 763.4496 | 0
2024 | 8 | 4 | 10 | 819.0256 | 0
2024 | 8 | 4 | 11 | 878.5872 | 0
2024 | 8 | 4 | 12 | 910.9701 | 0
2024 | 8 | 4 | 13 | 926.5894 | 0
2024 | 8 | 4 | 14 | 932.5424 | 0
2024 | 8 | 4 | 15 | 931.8343 | 0
2024 | 8 | 4 | 16 | 932.0511 | 0
2024 | 8 | 4 | 17 | 927.0941 | 0
2024 | 8 | 4 | 18 | 906.3376 | 0
2024 | 8 | 4 | 19 | 883.5359 | 0
2024 | 8 | 4 | 20 | 859.3465 | 0
2024 | 8 | 4 | 21 | 861.6251 | 0
2024 | 8 | 4 | 22 | 821.4969 | 0
2024 | 8 | 4 | 23 | 769.0853 | 0
2024 | 8 | 5 | 0 | 724.4053 | 0
2024 | 8 | 5 | 1 | 679.7254 | 0
2024 | 8 | 5 | 2 | 652.6209 | 0
2024 | 8 | 5 | 3 | 635.4062 | 0
2024 | 8 | 5 | 4 | 627.9112 | 0
2024 | 8 | 5 | 5 | 633.5784 | 0
2024 | 8 | 5 | 6 | 639.1145 | 0
2024 | 8 | 5 | 7 | 660.7493 | 0
2024 | 8 | 5 | 8 | 713.4252 | 0
2024 | 8 | 5 | 9 | 766.1012 | 0
2024 | 8 | 5 | 10 | 827.8738 | 0
2024 | 8 | 5 | 11 | 881.2517 | 0
2024 | 8 | 5 | 12 | 920.4995 | 0
2024 | 8 | 5 | 13 | 941.438 | 0
2024 | 8 | 5 | 14 | 946.4893 | 0
2024 | 8 | 5 | 15 | 941.7568 | 0
2024 | 8 | 5 | 16 | 943.0736 | 0
2024 | 8 | 5 | 17 | 950.4043 | 0
2024 | 8 | 5 | 18 | 930.449 | 0
2024 | 8 | 5 | 19 | 911.4924 | 0
2024 | 8 | 5 | 20 | 902.1209 | 0
2024 | 8 | 5 | 21 | 905.0789 | 0
2024 | 8 | 5 | 22 | 864.4657 | 0
2024 | 8 | 5 | 23 | 809.4972 | 0
2024 | 8 | 6 | 0 | 757.4372 | 0
2024 | 8 | 6 | 1 | 736.5921 | 0
2024 | 8 | 6 | 2 | 704.1186 | 0
2024 | 8 | 6 | 3 | 684.9037 | 0
2024 | 8 | 6 | 4 | 679.693 | 0
2024 | 8 | 6 | 5 | 699.1454 | 0
2024 | 8 | 6 | 6 | 742.582 | 0
2024 | 8 | 6 | 7 | 810.3193 | 0
2024 | 8 | 6 | 8 | 877.2747 | 0
2024 | 8 | 6 | 9 | 941.8269 | 0
2024 | 8 | 6 | 10 | 999.7991 | 0
2024 | 8 | 6 | 11 | 1040.6473 | 40.6473
2024 | 8 | 6 | 12 | 1066.2 | 66.2
2024 | 8 | 6 | 13 | 1090.928 | 90.928
2024 | 8 | 6 | 14 | 1100.9001 | 100.9001
2024 | 8 | 6 | 15 | 1098.9465 | 98.9465
2024 | 8 | 6 | 16 | 1097.584 | 97.584
2024 | 8 | 6 | 17 | 1085.3191 | 85.3191
2024 | 8 | 6 | 18 | 1059.8973 | 59.8973
2024 | 8 | 6 | 19 | 1032.9982 | 32.9982
2024 | 8 | 6 | 20 | 1010.3811 | 10.3811
2024 | 8 | 6 | 21 | 991.9713 | 0
2024 | 8 | 6 | 22 | 930.929 | 0
2024 | 8 | 6 | 23 | 862.8081 | 0
2024 | 8 | 7 | 0 | 802.1414 | 0
2024 | 8 | 7 | 1 | 741.4748 | 0
2024 | 8 | 7 | 2 | 706.0275 | 0
2024 | 8 | 7 | 3 | 670.5802 | 0
2024 | 8 | 7 | 4 | 665.8814 | 0
2024 | 8 | 7 | 5 | 684.5918 | 0
2024 | 8 | 7 | 6 | 725.3871 | 0
2024 | 8 | 7 | 7 | 780.9855 | 0
2024 | 8 | 7 | 8 | 836.5839 | 0
2024 | 8 | 7 | 9 | 885.0181 | 0
2024 | 8 | 7 | 10 | 926.4757 | 0
2024 | 8 | 7 | 11 | 956.1445 | 0
2024 | 8 | 7 | 12 | 973.2076 | 0
2024 | 8 | 7 | 13 | 986.6046 | 0
2024 | 8 | 7 | 14 | 986.9236 | 0
2024 | 8 | 7 | 15 | 981.9447 | 0
2024 | 8 | 7 | 16 | 974.5729 | 0
2024 | 8 | 7 | 17 | 970.8557 | 0
2024 | 8 | 7 | 18 | 954.8213 | 0
2024 | 8 | 7 | 19 | 923.8636 | 0
2024 | 8 | 7 | 20 | 901.1544 | 0
2024 | 8 | 7 | 21 | 890.8748 | 0
2024 | 8 | 7 | 22 | 840.0197 | 0
2024 | 8 | 7 | 23 | 783.077 | 0
2024 | 8 | 8 | 0 | 732.6068 | 0
2024 | 8 | 8 | 1 | 682.1367 | 0
2024 | 8 | 8 | 2 | 652.6998 | 0
2024 | 8 | 8 | 3 | 623.263 | 0
2024 | 8 | 8 | 4 | 620.9611 | 0
2024 | 8 | 8 | 5 | 639.7846 | 0
2024 | 8 | 8 | 6 | 680.8848 | 0
2024 | 8 | 8 | 7 | 743.6303 | 0
2024 | 8 | 8 | 8 | 806.3758 | 0
2024 | 8 | 8 | 9 | 866.1574 | 0
2024 | 8 | 8 | 10 | 916.3441 | 0
2024 | 8 | 8 | 11 | 950.785 | 0
2024 | 8 | 8 | 12 | 971.4117 | 0
2024 | 8 | 8 | 13 | 991.2031 | 0
2024 | 8 | 8 | 14 | 1000.8446 | 0.84461
2024 | 8 | 8 | 15 | 1005.399 | 5.399
2024 | 8 | 8 | 16 | 1006.4955 | 6.4955
2024 | 8 | 8 | 17 | 998.4468 | 0
2024 | 8 | 8 | 18 | 969.0639 | 0
2024 | 8 | 8 | 19 | 931.1679 | 0
2024 | 8 | 8 | 20 | 896.5985 | 0
2024 | 8 | 8 | 21 | 889.2226 | 0
2024 | 8 | 8 | 22 | 834.9633 | 0
2024 | 8 | 8 | 23 | 774.4 | 0
2024 | 8 | 9 | 0 | 727.5539 | 0
2024 | 8 | 9 | 1 | 680.7078 | 0
2024 | 8 | 9 | 2 | 653.0067 | 0
2024 | 8 | 9 | 3 | 637.7835 | 0
2024 | 8 | 9 | 4 | 635.2106 | 0
2024 | 8 | 9 | 5 | 654.1262 | 0
2024 | 8 | 9 | 6 | 694.8601 | 0
2024 | 8 | 9 | 7 | 757.7075 | 0
2024 | 8 | 9 | 8 | 820.4495 | 0
2024 | 8 | 9 | 9 | 881.275 | 0
2024 | 8 | 9 | 10 | 931.7781 | 0
2024 | 8 | 9 | 11 | 967.2074 | 0
2024 | 8 | 9 | 12 | 987.631 | 0
2024 | 8 | 9 | 13 | 1003.4943 | 3.4943
2024 | 8 | 9 | 14 | 1008.0782 | 8.0782
2024 | 8 | 9 | 15 | 1002.2409 | 2.2409
2024 | 8 | 9 | 16 | 1003.2836 | 3.2836
2024 | 8 | 9 | 17 | 993.3564 | 0
2024 | 8 | 9 | 18 | 958.2016 | 0
2024 | 8 | 9 | 19 | 916.7569 | 0
2024 | 8 | 9 | 20 | 885.496 | 0
2024 | 8 | 9 | 21 | 875.4628 | 0
2024 | 8 | 9 | 22 | 824.3014 | 0
2024 | 8 | 9 | 23 | 768.6445 | 0
2024 | 8 | 10 | 0 | 720.048 | 0
2024 | 8 | 10 | 1 | 671.4514 | 0
2024 | 8 | 10 | 2 | 641.442 | 0
2024 | 8 | 10 | 3 | 611.4325 | 0
2024 | 8 | 10 | 4 | 601.0488 | 0
2024 | 8 | 10 | 5 | 598.187 | 0
2024 | 8 | 10 | 6 | 596.4577 | 0
2024 | 8 | 10 | 7 | 613.0095 | 0
2024 | 8 | 10 | 8 | 667.1224 | 0
2024 | 8 | 10 | 9 | 722.9469 | 0
2024 | 8 | 10 | 10 | 775.3424 | 0
2024 | 8 | 10 | 11 | 808.9774 | 0
2024 | 8 | 10 | 12 | 826.6481 | 0
2024 | 8 | 10 | 13 | 836.6039 | 0
2024 | 8 | 10 | 14 | 841.0784 | 0
2024 | 8 | 10 | 15 | 843.0262 | 0
2024 | 8 | 10 | 16 | 844.3559 | 0
2024 | 8 | 10 | 17 | 842.1267 | 0
2024 | 8 | 10 | 18 | 822.3478 | 0
2024 | 8 | 10 | 19 | 782.0212 | 0
2024 | 8 | 10 | 20 | 755.5798 | 0
2024 | 8 | 10 | 21 | 758.0393 | 0
2024 | 8 | 10 | 22 | 728.8582 | 0
2024 | 8 | 10 | 23 | 691.7723 | 0
2024 | 8 | 11 | 0 | 655.4298 | 0
2024 | 8 | 11 | 1 | 613.064 | 0
2024 | 8 | 11 | 2 | 570.6981 | 0
2024 | 8 | 11 | 3 | 554.5155 | 0
2024 | 8 | 11 | 4 | 546.6216 | 0
2024 | 8 | 11 | 5 | 544.3867 | 0
2024 | 8 | 11 | 6 | 536.0103 | 0
2024 | 8 | 11 | 7 | 542.7058 | 0
2024 | 8 | 11 | 8 | 586.4535 | 0
2024 | 8 | 11 | 9 | 632.9612 | 0
2024 | 8 | 11 | 10 | 677.287 | 0
2024 | 8 | 11 | 11 | 709.1907 | 0
2024 | 8 | 11 | 12 | 729.6262 | 0
2024 | 8 | 11 | 13 | 737.7391 | 0
2024 | 8 | 11 | 14 | 738.8078 | 0
2024 | 8 | 11 | 15 | 740.774 | 0
2024 | 8 | 11 | 16 | 745.5195 | 0
2024 | 8 | 11 | 17 | 750.7721 | 0
2024 | 8 | 11 | 18 | 733.9648 | 0
2024 | 8 | 11 | 19 | 710.6572 | 0
2024 | 8 | 11 | 20 | 703.7622 | 0
2024 | 8 | 11 | 21 | 709.8332 | 0
2024 | 8 | 11 | 22 | 679.7741 | 0
2024 | 8 | 11 | 23 | 640.5596 | 0
2024 | 8 | 12 | 0 | 604.9973 | 0
2024 | 8 | 12 | 1 | 616.7424 | 0
2024 | 8 | 12 | 2 | 600.4656 | 0
2024 | 8 | 12 | 3 | 592.8786 | 0
2024 | 8 | 12 | 4 | 595.3433 | 0
2024 | 8 | 12 | 5 | 618.5161 | 0
2024 | 8 | 12 | 6 | 663.5543 | 0
2024 | 8 | 12 | 7 | 719.7256 | 0
2024 | 8 | 12 | 8 | 775.8969 | 0
2024 | 8 | 12 | 9 | 824.8628 | 0
2024 | 8 | 12 | 10 | 869.1734 | 0
2024 | 8 | 12 | 11 | 899.3704 | 0
2024 | 8 | 12 | 12 | 918.7003 | 0
2024 | 8 | 12 | 13 | 935.6644 | 0
2024 | 8 | 12 | 14 | 939.1931 | 0
2024 | 8 | 12 | 15 | 938.17 | 0
2024 | 8 | 12 | 16 | 934.3723 | 0
2024 | 8 | 12 | 17 | 924.4914 | 0
2024 | 8 | 12 | 18 | 906.1214 | 0
2024 | 8 | 12 | 19 | 872.3408 | 0
2024 | 8 | 12 | 20 | 862.0761 | 0
2024 | 8 | 12 | 21 | 852.6914 | 0
2024 | 8 | 12 | 22 | 802.0434 | 0
2024 | 8 | 12 | 23 | 748.5882 | 0
2024 | 8 | 13 | 0 | 695.1329 | 0
2024 | 8 | 13 | 1 | 680.3754 | 0
2024 | 8 | 13 | 2 | 655.7311 | 0
2024 | 8 | 13 | 3 | 642.233 | 0
2024 | 8 | 13 | 4 | 640.1996 | 0
2024 | 8 | 13 | 5 | 661.9658 | 0
2024 | 8 | 13 | 6 | 706.0364 | 0
2024 | 8 | 13 | 7 | 764.0732 | 0
2024 | 8 | 13 | 8 | 822.1101 | 0
2024 | 8 | 13 | 9 | 868.5105 | 0
2024 | 8 | 13 | 10 | 913.6024 | 0
2024 | 8 | 13 | 11 | 947.8306 | 0
2024 | 8 | 13 | 12 | 967.9727 | 0
2024 | 8 | 13 | 13 | 984.0175 | 0
2024 | 8 | 13 | 14 | 988.2575 | 0
2024 | 8 | 13 | 15 | 984.8882 | 0
2024 | 8 | 13 | 16 | 979.0849 | 0
2024 | 8 | 13 | 17 | 969.1512 | 0
2024 | 8 | 13 | 18 | 942.0104 | 0
2024 | 8 | 13 | 19 | 914.4066 | 0
2024 | 8 | 13 | 20 | 914.0748 | 0
2024 | 8 | 13 | 21 | 902.2361 | 0
2024 | 8 | 13 | 22 | 849.2425 | 0
2024 | 8 | 13 | 23 | 790.4493 | 0
2024 | 8 | 14 | 0 | 744.7301 | 0
2024 | 8 | 14 | 1 | 699.0108 | 0
2024 | 8 | 14 | 2 | 671.6299 | 0
2024 | 8 | 14 | 3 | 656.3441 | 0
2024 | 8 | 14 | 4 | 653.4811 | 0
2024 | 8 | 14 | 5 | 671.52 | 0
2024 | 8 | 14 | 6 | 714.5977 | 0
2024 | 8 | 14 | 7 | 779.9366 | 0
2024 | 8 | 14 | 8 | 845.2606 | 0
2024 | 8 | 14 | 9 | 908.999 | 0
2024 | 8 | 14 | 10 | 961.7478 | 0
2024 | 8 | 14 | 11 | 997.6328 | 0
2024 | 8 | 14 | 12 | 1018.3103 | 18.3103
2024 | 8 | 14 | 13 | 1037.94 | 37.94
2024 | 8 | 14 | 14 | 1047.2199 | 47.2199
2024 | 8 | 14 | 15 | 1052.1016 | 52.1016
2024 | 8 | 14 | 16 | 1053.3446 | 53.3446
2024 | 8 | 14 | 17 | 1045.5166 | 45.5166
2024 | 8 | 14 | 18 | 1012.9337 | 12.9337
2024 | 8 | 14 | 19 | 966.5741 | 0
2024 | 8 | 14 | 20 | 933.6893 | 0
2024 | 8 | 14 | 21 | 918.7933 | 0
2024 | 8 | 14 | 22 | 863.251 | 0
2024 | 8 | 14 | 23 | 799.2138 | 0
2024 | 8 | 15 | 0 | 748.0656 | 0
2024 | 8 | 15 | 1 | 694.2947 | 0
2024 | 8 | 15 | 2 | 663.8929 | 0
2024 | 8 | 15 | 3 | 633.4911 | 0
2024 | 8 | 15 | 4 | 629.6156 | 0
2024 | 8 | 15 | 5 | 644.4295 | 0
2024 | 8 | 15 | 6 | 678.5895 | 0
2024 | 8 | 15 | 7 | 723.1067 | 0
2024 | 8 | 15 | 8 | 767.6239 | 0
2024 | 8 | 15 | 9 | 806.6227 | 0
2024 | 8 | 15 | 10 | 840.9675 | 0
2024 | 8 | 15 | 11 | 862.0604 | 0
2024 | 8 | 15 | 12 | 870.9691 | 0
2024 | 8 | 15 | 13 | 880.1008 | 0
2024 | 8 | 15 | 14 | 881.2648 | 0
2024 | 8 | 15 | 15 | 877.7622 | 0
2024 | 8 | 15 | 16 | 869.2432 | 0
2024 | 8 | 15 | 17 | 856.4678 | 0
2024 | 8 | 15 | 18 | 829.1768 | 0
2024 | 8 | 15 | 19 | 794.9999 | 0
2024 | 8 | 15 | 20 | 781.0042 | 0
2024 | 8 | 15 | 21 | 773.7007 | 0
2024 | 8 | 15 | 22 | 730.6328 | 0
2024 | 8 | 15 | 23 | 686.496 | 0
2024 | 8 | 16 | 0 | 651.5798 | 0
2024 | 8 | 16 | 1 | 616.6635 | 0
2024 | 8 | 16 | 2 | 590.9678 | 0
2024 | 8 | 16 | 3 | 580.5643 | 0
2024 | 8 | 16 | 4 | 580.7404 | 0
2024 | 8 | 16 | 5 | 600.2812 | 0
2024 | 8 | 16 | 6 | 639.4974 | 0
2024 | 8 | 16 | 7 | 690.2192 | 0
2024 | 8 | 16 | 8 | 740.9409 | 0
2024 | 8 | 16 | 9 | 786.6862 | 0
2024 | 8 | 16 | 10 | 825.6395 | 0
2024 | 8 | 16 | 11 | 851.1505 | 0
2024 | 8 | 16 | 12 | 864.1482 | 0
2024 | 8 | 16 | 13 | 874.9263 | 0
2024 | 8 | 16 | 14 | 875.1134 | 0
2024 | 8 | 16 | 15 | 875.0755 | 0
2024 | 8 | 16 | 16 | 869.2478 | 0
2024 | 8 | 16 | 17 | 858.8708 | 0
2024 | 8 | 16 | 18 | 836.0682 | 0
2024 | 8 | 16 | 19 | 799.4764 | 0
2024 | 8 | 16 | 20 | 781.8304 | 0
2024 | 8 | 16 | 21 | 769.1671 | 0
2024 | 8 | 16 | 22 | 726.7427 | 0
2024 | 8 | 16 | 23 | 683.2997 | 0
2024 | 8 | 17 | 0 | 646.2292 | 0
2024 | 8 | 17 | 1 | 609.1586 | 0
2024 | 8 | 17 | 2 | 587.6868 | 0
2024 | 8 | 17 | 3 | 566.2149 | 0
2024 | 8 | 17 | 4 | 560.8162 | 0
2024 | 8 | 17 | 5 | 561.9814 | 0
2024 | 8 | 17 | 6 | 563.8193 | 0
2024 | 8 | 17 | 7 | 579.8521 | 0
2024 | 8 | 17 | 8 | 633.9514 | 0
2024 | 8 | 17 | 9 | 689.4302 | 0
2024 | 8 | 17 | 10 | 741.4589 | 0
2024 | 8 | 17 | 11 | 773.2398 | 0
2024 | 8 | 17 | 12 | 790.3463 | 0
2024 | 8 | 17 | 13 | 801.0364 | 0
2024 | 8 | 17 | 14 | 807.6177 | 0
2024 | 8 | 17 | 15 | 811.2729 | 0
2024 | 8 | 17 | 16 | 814.059 | 0
2024 | 8 | 17 | 17 | 813.8751 | 0
2024 | 8 | 17 | 18 | 796.1691 | 0
2024 | 8 | 17 | 19 | 759.2989 | 0
2024 | 8 | 17 | 20 | 740.1685 | 0
2024 | 8 | 17 | 21 | 735.0973 | 0
2024 | 8 | 17 | 22 | 706.1124 | 0
2024 | 8 | 17 | 23 | 671.8311 | 0
2024 | 8 | 18 | 0 | 631.7924 | 0
2024 | 8 | 18 | 1 | 602.7702 | 0
2024 | 8 | 18 | 2 | 567.9905 | 0
2024 | 8 | 18 | 3 | 552.3832 | 0
2024 | 8 | 18 | 4 | 544.5182 | 0
2024 | 8 | 18 | 5 | 543.7554 | 0
2024 | 8 | 18 | 6 | 543.3874 | 0
2024 | 8 | 18 | 7 | 543.0194 | 0
2024 | 8 | 18 | 8 | 593.1148 | 0
2024 | 8 | 18 | 9 | 645.9138 | 0
2024 | 8 | 18 | 10 | 688.9576 | 0
2024 | 8 | 18 | 11 | 734.705 | 0
2024 | 8 | 18 | 12 | 758.7732 | 0
2024 | 8 | 18 | 13 | 771.3504 | 0
2024 | 8 | 18 | 14 | 778.4289 | 0
2024 | 8 | 18 | 15 | 782.7127 | 0
2024 | 8 | 18 | 16 | 786.7723 | 0
2024 | 8 | 18 | 17 | 792.1874 | 0
2024 | 8 | 18 | 18 | 778.6278 | 0
2024 | 8 | 18 | 19 | 754.718 | 0
2024 | 8 | 18 | 20 | 754.0322 | 0
2024 | 8 | 18 | 21 | 753.3765 | 0
2024 | 8 | 18 | 22 | 720.2648 | 0
2024 | 8 | 18 | 23 | 679.6316 | 0
2024 | 8 | 19 | 0 | 653.9006 | 0
2024 | 8 | 19 | 1 | 628.1697 | 0
2024 | 8 | 19 | 2 | 607.0373 | 0
2024 | 8 | 19 | 3 | 595.86 | 0
2024 | 8 | 19 | 4 | 596.0723 | 0
2024 | 8 | 19 | 5 | 616.6092 | 0
2024 | 8 | 19 | 6 | 661.2238 | 0
2024 | 8 | 19 | 7 | 726.4752 | 0
2024 | 8 | 19 | 8 | 792.4748 | 0
2024 | 8 | 19 | 9 | 856.7144 | 0
2024 | 8 | 19 | 10 | 913.442 | 0
2024 | 8 | 19 | 11 | 951.0591 | 0
2024 | 8 | 19 | 12 | 976.0676 | 0
2024 | 8 | 19 | 13 | 998.6465 | 0
2024 | 8 | 19 | 14 | 1012.8307 | 12.8307
2024 | 8 | 19 | 15 | 1022.5229 | 22.5229
2024 | 8 | 19 | 16 | 1028.9327 | 28.9327
2024 | 8 | 19 | 17 | 1025.7391 | 25.7391
2024 | 8 | 19 | 18 | 995.8256 | 0
2024 | 8 | 19 | 19 | 948.7304 | 0
2024 | 8 | 19 | 20 | 928.1913 | 0
2024 | 8 | 19 | 21 | 911.5746 | 0
2024 | 8 | 19 | 22 | 851.6923 | 0
2024 | 8 | 19 | 23 | 789.7681 | 0
2024 | 8 | 20 | 0 | 730.3489 | 0
2024 | 8 | 20 | 1 | 673.8977 | 0
2024 | 8 | 20 | 2 | 648.5634 | 0
2024 | 8 | 20 | 3 | 635.0778 | 0
2024 | 8 | 20 | 4 | 633.118 | 0
2024 | 8 | 20 | 5 | 655.2327 | 0
2024 | 8 | 20 | 6 | 701.695 | 0
2024 | 8 | 20 | 7 | 759.6943 | 0
2024 | 8 | 20 | 8 | 817.6935 | 0
2024 | 8 | 20 | 9 | 871.5635 | 0
2024 | 8 | 20 | 10 | 915.2712 | 0
2024 | 8 | 20 | 11 | 944.745 | 0
2024 | 8 | 20 | 12 | 961.5081 | 0
2024 | 8 | 20 | 13 | 975.9665 | 0
2024 | 8 | 20 | 14 | 977.0863 | 0
2024 | 8 | 20 | 15 | 975.2404 | 0
2024 | 8 | 20 | 16 | 969.1966 | 0
2024 | 8 | 20 | 17 | 959.5151 | 0
2024 | 8 | 20 | 18 | 928.7165 | 0
2024 | 8 | 20 | 19 | 896.4648 | 0
2024 | 8 | 20 | 20 | 897.1638 | 0
2024 | 8 | 20 | 21 | 878.2836 | 0
2024 | 8 | 20 | 22 | 824.1789 | 0
2024 | 8 | 20 | 23 | 766.1425 | 0
2024 | 8 | 21 | 0 | 736.6605 | 0
2024 | 8 | 21 | 1 | 707.1785 | 0
2024 | 8 | 21 | 2 | 679.6027 | 0
2024 | 8 | 21 | 3 | 663.6196 | 0
2024 | 8 | 21 | 4 | 660.4077 | 0
2024 | 8 | 21 | 5 | 680.4648 | 0
2024 | 8 | 21 | 6 | 727.0591 | 0
2024 | 8 | 21 | 7 | 797.0361 | 0
2024 | 8 | 21 | 8 | 868.3695 | 0
2024 | 8 | 21 | 9 | 938.6979 | 0
2024 | 8 | 21 | 10 | 997.3137 | 0
2024 | 8 | 21 | 11 | 1041.355 | 41.355
2024 | 8 | 21 | 12 | 1070.0618 | 70.0618
2024 | 8 | 21 | 13 | 1098.6423 | 98.6423
2024 | 8 | 21 | 14 | 1119.4106 | 119.4106
2024 | 8 | 21 | 15 | 1127.3657 | 127.3657
2024 | 8 | 21 | 16 | 1127.5087 | 127.5087
2024 | 8 | 21 | 17 | 1115.775 | 115.775
2024 | 8 | 21 | 18 | 1087.1731 | 87.1731
2024 | 8 | 21 | 19 | 1048.8356 | 48.8356
2024 | 8 | 21 | 20 | 1028.036 | 28.036
2024 | 8 | 21 | 21 | 1001.6339 | 1.6339
2024 | 8 | 21 | 22 | 936.3646 | 0
2024 | 8 | 21 | 23 | 869.004 | 0
2024 | 8 | 22 | 0 | 801.6435 | 0
2024 | 8 | 22 | 1 | 752.4712 | 0
2024 | 8 | 22 | 2 | 710.1939 | 0
2024 | 8 | 22 | 3 | 690.8913 | 0
2024 | 8 | 22 | 4 | 685.1935 | 0
2024 | 8 | 22 | 5 | 704.4963 | 0
2024 | 8 | 22 | 6 | 750.3094 | 0
2024 | 8 | 22 | 7 | 814.4233 | 0
2024 | 8 | 22 | 8 | 878.5373 | 0
2024 | 8 | 22 | 9 | 943.8457 | 0
2024 | 8 | 22 | 10 | 999.1641 | 0
2024 | 8 | 22 | 11 | 1039.6857 | 39.6857
2024 | 8 | 22 | 12 | 1069.6324 | 69.6324
2024 | 8 | 22 | 13 | 1094.2734 | 94.2734
2024 | 8 | 22 | 14 | 1106.9677 | 106.9677
2024 | 8 | 22 | 15 | 1103.6386 | 103.6386
2024 | 8 | 22 | 16 | 1099.8416 | 99.8416
2024 | 8 | 22 | 17 | 1093.2811 | 93.2811
2024 | 8 | 22 | 18 | 1061.3508 | 61.3508
2024 | 8 | 22 | 19 | 1023.93 | 23.93
2024 | 8 | 22 | 20 | 1010.442 | 10.442
2024 | 8 | 22 | 21 | 985.4132 | 0
2024 | 8 | 22 | 22 | 923.431 | 0
2024 | 8 | 22 | 23 | 857.0186 | 0
2024 | 8 | 23 | 0 | 802.1274 | 0
2024 | 8 | 23 | 1 | 747.2363 | 0
2024 | 8 | 23 | 2 | 703.8663 | 0
2024 | 8 | 23 | 3 | 685.3906 | 0
2024 | 8 | 23 | 4 | 679.8643 | 0
2024 | 8 | 23 | 5 | 698.4935 | 0
2024 | 8 | 23 | 6 | 739.3906 | 0
2024 | 8 | 23 | 7 | 792.8207 | 0
2024 | 8 | 23 | 8 | 846.2508 | 0
2024 | 8 | 23 | 9 | 900.4638 | 0
2024 | 8 | 23 | 10 | 947.092 | 0
2024 | 8 | 23 | 11 | 977.1023 | 0
2024 | 8 | 23 | 12 | 996.4976 | 0
2024 | 8 | 23 | 13 | 1007.9661 | 7.9661
2024 | 8 | 23 | 14 | 1006.2938 | 6.2938
2024 | 8 | 23 | 15 | 1001.9052 | 1.9052
2024 | 8 | 23 | 16 | 992.0859 | 0
2024 | 8 | 23 | 17 | 975.939 | 0
2024 | 8 | 23 | 18 | 938.7932 | 0
2024 | 8 | 23 | 19 | 902.5056 | 0
2024 | 8 | 23 | 20 | 906.3789 | 0
2024 | 8 | 23 | 21 | 883.9323 | 0
2024 | 8 | 23 | 22 | 834.6677 | 0
2024 | 8 | 23 | 23 | 782.7579 | 0
2024 | 8 | 24 | 0 | 736.5328 | 0
2024 | 8 | 24 | 1 | 690.3077 | 0
2024 | 8 | 24 | 2 | 660.7444 | 0
2024 | 8 | 24 | 3 | 631.1811 | 0
2024 | 8 | 24 | 4 | 622.9351 | 0
2024 | 8 | 24 | 5 | 624.1775 | 0
2024 | 8 | 24 | 6 | 628.4049 | 0
2024 | 8 | 24 | 7 | 643.2006 | 0
2024 | 8 | 24 | 8 | 701.3527 | 0
2024 | 8 | 24 | 9 | 762.818 | 0
2024 | 8 | 24 | 10 | 822.3509 | 0
2024 | 8 | 24 | 11 | 864.0592 | 0
2024 | 8 | 24 | 12 | 888.8096 | 0
2024 | 8 | 24 | 13 | 900.5489 | 0
2024 | 8 | 24 | 14 | 903.9737 | 0
2024 | 8 | 24 | 15 | 901.9166 | 0
2024 | 8 | 24 | 16 | 897.4019 | 0
2024 | 8 | 24 | 17 | 890.3 | 0
2024 | 8 | 24 | 18 | 860.7559 | 0
2024 | 8 | 24 | 19 | 824.4993 | 0
2024 | 8 | 24 | 20 | 817.3979 | 0
2024 | 8 | 24 | 21 | 799.9109 | 0
2024 | 8 | 24 | 22 | 762.6426 | 0
2024 | 8 | 24 | 23 | 721.6444 | 0
2024 | 8 | 25 | 0 | 682.7939 | 0
2024 | 8 | 25 | 1 | 663.4422 | 0
2024 | 8 | 25 | 2 | 632.6039 | 0
2024 | 8 | 25 | 3 | 611.8417 | 0
2024 | 8 | 25 | 4 | 600.2881 | 0
2024 | 8 | 25 | 5 | 597.5772 | 0
2024 | 8 | 25 | 6 | 592.0462 | 0
2024 | 8 | 25 | 7 | 595.6584 | 0
2024 | 8 | 25 | 8 | 652.045 | 0
2024 | 8 | 25 | 9 | 708.4278 | 0
2024 | 8 | 25 | 10 | 764.5841 | 0
2024 | 8 | 25 | 11 | 820.2836 | 0
2024 | 8 | 25 | 12 | 851.4251 | 0
2024 | 8 | 25 | 13 | 868.9081 | 0
2024 | 8 | 25 | 14 | 879.2075 | 0
2024 | 8 | 25 | 15 | 884.7779 | 0
2024 | 8 | 25 | 16 | 889.0037 | 0
2024 | 8 | 25 | 17 | 890.9781 | 0
2024 | 8 | 25 | 18 | 863.7706 | 0
2024 | 8 | 25 | 19 | 831.8769 | 0
2024 | 8 | 25 | 20 | 834.0824 | 0
2024 | 8 | 25 | 21 | 820.9148 | 0
2024 | 8 | 25 | 22 | 779.8751 | 0
2024 | 8 | 25 | 23 | 733.1865 | 0
2024 | 8 | 26 | 0 | 689.918 | 0
2024 | 8 | 26 | 1 | 646.6496 | 0
2024 | 8 | 26 | 2 | 625.3524 | 0
2024 | 8 | 26 | 3 | 614.3738 | 0
2024 | 8 | 26 | 4 | 614.9228 | 0
2024 | 8 | 26 | 5 | 637.902 | 0
2024 | 8 | 26 | 6 | 684.3904 | 0
2024 | 8 | 26 | 7 | 739.5993 | 0
2024 | 8 | 26 | 8 | 794.8083 | 0
2024 | 8 | 26 | 9 | 846.9502 | 0
2024 | 8 | 26 | 10 | 892.1026 | 0
2024 | 8 | 26 | 11 | 921.6227 | 0
2024 | 8 | 26 | 12 | 938.5282 | 0
2024 | 8 | 26 | 13 | 952.4691 | 0
2024 | 8 | 26 | 14 | 954.3787 | 0
2024 | 8 | 26 | 15 | 950.4474 | 0
2024 | 8 | 26 | 16 | 941.5491 | 0
2024 | 8 | 26 | 17 | 930.0669 | 0
2024 | 8 | 26 | 18 | 891.266 | 0
2024 | 8 | 26 | 19 | 851.7777 | 0
2024 | 8 | 26 | 20 | 848.4435 | 0
2024 | 8 | 26 | 21 | 822.2253 | 0
2024 | 8 | 26 | 22 | 767.8639 | 0
2024 | 8 | 26 | 23 | 713.5024 | 0
2024 | 8 | 27 | 0 | 682.0217 | 0
2024 | 8 | 27 | 1 | 650.5409 | 0
2024 | 8 | 27 | 2 | 626.5149 | 0
2024 | 8 | 27 | 3 | 614.2228 | 0
2024 | 8 | 27 | 4 | 613.5345 | 0
2024 | 8 | 27 | 5 | 637.7727 | 0
2024 | 8 | 27 | 6 | 686.7316 | 0
2024 | 8 | 27 | 7 | 746.2367 | 0
2024 | 8 | 27 | 8 | 805.7417 | 0
2024 | 8 | 27 | 9 | 855.4104 | 0
2024 | 8 | 27 | 10 | 901.9995 | 0
2024 | 8 | 27 | 11 | 934.6059 | 0
2024 | 8 | 27 | 12 | 952.6231 | 0
2024 | 8 | 27 | 13 | 970.5972 | 0
2024 | 8 | 27 | 14 | 978.8436 | 0
2024 | 8 | 27 | 15 | 981.8619 | 0
2024 | 8 | 27 | 16 | 982.6361 | 0
2024 | 8 | 27 | 17 | 971.8561 | 0
2024 | 8 | 27 | 18 | 932.5122 | 0
2024 | 8 | 27 | 19 | 891.9179 | 0
2024 | 8 | 27 | 20 | 889.1207 | 0
2024 | 8 | 27 | 21 | 859.9605 | 0
2024 | 8 | 27 | 22 | 800.408 | 0
2024 | 8 | 27 | 23 | 739.5524 | 0
2024 | 8 | 28 | 0 | 690.8726 | 0
2024 | 8 | 28 | 1 | 640.8899 | 0
2024 | 8 | 28 | 2 | 615.1881 | 0
2024 | 8 | 28 | 3 | 601.3808 | 0
2024 | 8 | 28 | 4 | 598.8537 | 0
2024 | 8 | 28 | 5 | 622.0828 | 0
2024 | 8 | 28 | 6 | 674.1175 | 0
2024 | 8 | 28 | 7 | 726.1523 | 0
2024 | 8 | 28 | 8 | 781.6395 | 0
2024 | 8 | 28 | 9 | 825.4969 | 0
2024 | 8 | 28 | 10 | 865.6732 | 0
2024 | 8 | 28 | 11 | 893.261 | 0
2024 | 8 | 28 | 12 | 907.1727 | 0
2024 | 8 | 28 | 13 | 921.8531 | 0
2024 | 8 | 28 | 14 | 928.8053 | 0
2024 | 8 | 28 | 15 | 930.9963 | 0
2024 | 8 | 28 | 16 | 931.4854 | 0
2024 | 8 | 28 | 17 | 923.3268 | 0
2024 | 8 | 28 | 18 | 886.6421 | 0
2024 | 8 | 28 | 19 | 848.5845 | 0
2024 | 8 | 28 | 20 | 853.8828 | 0
2024 | 8 | 28 | 21 | 828.7941 | 0
2024 | 8 | 28 | 22 | 771.6594 | 0
2024 | 8 | 28 | 23 | 713.7118 | 0
2024 | 8 | 29 | 0 | 666.3858 | 0
2024 | 8 | 29 | 1 | 619.0597 | 0
2024 | 8 | 29 | 2 | 582.3552 | 0
2024 | 8 | 29 | 3 | 571.5679 | 0
2024 | 8 | 29 | 4 | 572.0745 | 0
2024 | 8 | 29 | 5 | 594.1221 | 0
2024 | 8 | 29 | 6 | 644.5192 | 0
2024 | 8 | 29 | 7 | 694.9162 | 0
2024 | 8 | 29 | 8 | 745.8828 | 0
2024 | 8 | 29 | 9 | 795.4871 | 0
2024 | 8 | 29 | 10 | 837.1453 | 0
2024 | 8 | 29 | 11 | 866.7452 | 0
2024 | 8 | 29 | 12 | 883.084 | 0
2024 | 8 | 29 | 13 | 901.7531 | 0
2024 | 8 | 29 | 14 | 912.7995 | 0
2024 | 8 | 29 | 15 | 919.5485 | 0
2024 | 8 | 29 | 16 | 925.4478 | 0
2024 | 8 | 29 | 17 | 919.1378 | 0
2024 | 8 | 29 | 18 | 885.3779 | 0
2024 | 8 | 29 | 19 | 845.0067 | 0
2024 | 8 | 29 | 20 | 842.808 | 0
2024 | 8 | 29 | 21 | 818.4273 | 0
2024 | 8 | 29 | 22 | 763.0232 | 0
2024 | 8 | 29 | 23 | 707.619 | 0
2024 | 8 | 30 | 0 | 663.525 | 0
2024 | 8 | 30 | 1 | 619.431 | 0
2024 | 8 | 30 | 2 | 597.8062 | 0
2024 | 8 | 30 | 3 | 587.3213 | 0
2024 | 8 | 30 | 4 | 587.9913 | 0
2024 | 8 | 30 | 5 | 611.5172 | 0
2024 | 8 | 30 | 6 | 662.7801 | 0
2024 | 8 | 30 | 7 | 714.043 | 0
2024 | 8 | 30 | 8 | 768.1241 | 0
2024 | 8 | 30 | 9 | 821.2716 | 0
2024 | 8 | 30 | 10 | 870.7509 | 0
2024 | 8 | 30 | 11 | 905.6031 | 0
2024 | 8 | 30 | 12 | 926.2477 | 0
2024 | 8 | 30 | 13 | 944.2138 | 0
2024 | 8 | 30 | 14 | 953.0566 | 0
2024 | 8 | 30 | 15 | 950.9353 | 0
2024 | 8 | 30 | 16 | 952.9016 | 0
2024 | 8 | 30 | 17 | 938.6183 | 0
2024 | 8 | 30 | 18 | 903.2528 | 0
2024 | 8 | 30 | 19 | 866.7199 | 0
2024 | 8 | 30 | 20 | 868.0638 | 0
2024 | 8 | 30 | 21 | 845.4587 | 0
2024 | 8 | 30 | 22 | 792.3721 | 0
2024 | 8 | 30 | 23 | 738.1521 | 0
2024 | 8 | 31 | 0 | 692.5059 | 0
2024 | 8 | 31 | 1 | 646.8597 | 0
2024 | 8 | 31 | 2 | 609.7874 | 0
2024 | 8 | 31 | 3 | 592.7437 | 0
2024 | 8 | 31 | 4 | 584.2462 | 0
2024 | 8 | 31 | 5 | 586.7935 | 0
2024 | 8 | 31 | 6 | 595.3609 | 0
2024 | 8 | 31 | 7 | 603.9284 | 0
2024 | 8 | 31 | 8 | 656.7715 | 0
2024 | 8 | 31 | 9 | 714.3728 | 0
2024 | 8 | 31 | 10 | 758.7016 | 0
2024 | 8 | 31 | 11 | 807.7886 | 0
2024 | 8 | 31 | 12 | 831.8689 | 0
2024 | 8 | 31 | 13 | 843.6401 | 0
2024 | 8 | 31 | 14 | 848.8401 | 0
2024 | 8 | 31 | 15 | 847.6215 | 0
2024 | 8 | 31 | 16 | 845.2044 | 0
2024 | 8 | 31 | 17 | 838.9133 | 0
2024 | 8 | 31 | 18 | 812.9859 | 0
2024 | 8 | 31 | 19 | 783.5911 | 0
2024 | 8 | 31 | 20 | 787.3646 | 0
2024 | 8 | 31 | 21 | 773.8975 | 0
2024 | 8 | 31 | 22 | 737.9883 | 0
2024 | 8 | 31 | 23 | 698.6413 | 0
2024 | 9 | 1 | 0 | 690.5532 | 0
2024 | 9 | 1 | 1 | 683.8604 | 0
2024 | 9 | 1 | 2 | 667.7637 | 0
2024 | 9 | 1 | 3 | 656.9128 | 0
2024 | 9 | 1 | 4 | 650.2567 | 0
2024 | 9 | 1 | 5 | 643.4475 | 0
2024 | 9 | 1 | 6 | 644.0609 | 0
2024 | 9 | 1 | 7 | 672.4831 | 0
2024 | 9 | 1 | 8 | 711.0903 | 0
2024 | 9 | 1 | 9 | 765.5853 | 0
2024 | 9 | 1 | 10 | 830.2654 | 0
2024 | 9 | 1 | 11 | 875.5485 | 0
2024 | 9 | 1 | 12 | 904.9972 | 0
2024 | 9 | 1 | 13 | 920.563 | 0
2024 | 9 | 1 | 14 | 929.2764 | 0
2024 | 9 | 1 | 15 | 931.3958 | 0
2024 | 9 | 1 | 16 | 936.7091 | 0
2024 | 9 | 1 | 17 | 943.2969 | 0
2024 | 9 | 1 | 18 | 917.7753 | 0
2024 | 9 | 1 | 19 | 878.7609 | 0
2024 | 9 | 1 | 20 | 869.5604 | 0
2024 | 9 | 1 | 21 | 846.6162 | 0
2024 | 9 | 1 | 22 | 798.9628 | 0
2024 | 9 | 1 | 23 | 747.1704 | 0
2024 | 9 | 2 | 0 | 697.4285 | 0
2024 | 9 | 2 | 1 | 647.6865 | 0
2024 | 9 | 2 | 2 | 614.4412 | 0
2024 | 9 | 2 | 3 | 581.196 | 0
2024 | 9 | 2 | 4 | 572.9351 | 0
2024 | 9 | 2 | 5 | 576.9469 | 0
2024 | 9 | 2 | 6 | 586.8115 | 0
2024 | 9 | 2 | 7 | 596.6761 | 0
2024 | 9 | 2 | 8 | 626.1735 | 0
2024 | 9 | 2 | 9 | 658.873 | 0
2024 | 9 | 2 | 10 | 701.3504 | 0
2024 | 9 | 2 | 11 | 737.9818 | 0
2024 | 9 | 2 | 12 | 762.3306 | 0
2024 | 9 | 2 | 13 | 771.3568 | 0
2024 | 9 | 2 | 14 | 776.006 | 0
2024 | 9 | 2 | 15 | 772.8407 | 0
2024 | 9 | 2 | 16 | 774.9722 | 0
2024 | 9 | 2 | 17 | 772.5242 | 0
2024 | 9 | 2 | 18 | 761.8933 | 0
2024 | 9 | 2 | 19 | 753.0941 | 0
2024 | 9 | 2 | 20 | 775.4541 | 0
2024 | 9 | 2 | 21 | 751.3827 | 0
2024 | 9 | 2 | 22 | 701.7466 | 0
2024 | 9 | 2 | 23 | 673.3387 | 0
2024 | 9 | 3 | 0 | 643.3655 | 0
2024 | 9 | 3 | 1 | 644.9286 | 0
2024 | 9 | 3 | 2 | 632.4114 | 0
2024 | 9 | 3 | 3 | 621.7899 | 0
2024 | 9 | 3 | 4 | 622.97 | 0
2024 | 9 | 3 | 5 | 646.3064 | 0
2024 | 9 | 3 | 6 | 708.7466 | 0
2024 | 9 | 3 | 7 | 772.0488 | 0
2024 | 9 | 3 | 8 | 833.3639 | 0
2024 | 9 | 3 | 9 | 891.5669 | 0
2024 | 9 | 3 | 10 | 942.1968 | 0
2024 | 9 | 3 | 11 | 978.082 | 0
2024 | 9 | 3 | 12 | 1000.5127 | 0.51268
2024 | 9 | 3 | 13 | 1025.6631 | 25.6631
2024 | 9 | 3 | 14 | 1038.1881 | 38.1881
2024 | 9 | 3 | 15 | 1045.2014 | 45.2014
2024 | 9 | 3 | 16 | 1048.2526 | 48.2526
2024 | 9 | 3 | 17 | 1044.4828 | 44.4828
2024 | 9 | 3 | 18 | 1014.238 | 14.238
2024 | 9 | 3 | 19 | 980.5938 | 0
2024 | 9 | 3 | 20 | 970.445 | 0
2024 | 9 | 3 | 21 | 933.7518 | 0
2024 | 9 | 3 | 22 | 869.9822 | 0
2024 | 9 | 3 | 23 | 805.3292 | 0
2024 | 9 | 4 | 0 | 757.141 | 0
2024 | 9 | 4 | 1 | 708.9529 | 0
2024 | 9 | 4 | 2 | 677.2295 | 0
2024 | 9 | 4 | 3 | 663.7422 | 0
2024 | 9 | 4 | 4 | 663.3677 | 0
2024 | 9 | 4 | 5 | 687.335 | 0
2024 | 9 | 4 | 6 | 747.4413 | 0
2024 | 9 | 4 | 7 | 807.5476 | 0
2024 | 9 | 4 | 8 | 869.6448 | 0
2024 | 9 | 4 | 9 | 917.7174 | 0
2024 | 9 | 4 | 10 | 962.6521 | 0
2024 | 9 | 4 | 11 | 994.4019 | 0
2024 | 9 | 4 | 12 | 1013.1295 | 13.1295
2024 | 9 | 4 | 13 | 1030.2901 | 30.2901
2024 | 9 | 4 | 14 | 1034.7179 | 34.7179
2024 | 9 | 4 | 15 | 1037.6939 | 37.6939
2024 | 9 | 4 | 16 | 1035.6269 | 35.6269
2024 | 9 | 4 | 17 | 1025.969 | 25.969
2024 | 9 | 4 | 18 | 993.5038 | 0
2024 | 9 | 4 | 19 | 966.6532 | 0
2024 | 9 | 4 | 20 | 965.5459 | 0
2024 | 9 | 4 | 21 | 927.2143 | 0
2024 | 9 | 4 | 22 | 866.921 | 0
2024 | 9 | 4 | 23 | 805.3463 | 0
2024 | 9 | 5 | 0 | 745.7241 | 0
2024 | 9 | 5 | 1 | 686.1019 | 0
2024 | 9 | 5 | 2 | 649.2886 | 0
2024 | 9 | 5 | 3 | 612.4753 | 0
2024 | 9 | 5 | 4 | 609.4832 | 0
2024 | 9 | 5 | 5 | 630.4622 | 0
2024 | 9 | 5 | 6 | 684.7093 | 0
2024 | 9 | 5 | 7 | 738.9564 | 0
2024 | 9 | 5 | 8 | 789.7937 | 0
2024 | 9 | 5 | 9 | 831.4469 | 0
2024 | 9 | 5 | 10 | 865.3743 | 0
2024 | 9 | 5 | 11 | 887.6585 | 0
2024 | 9 | 5 | 12 | 898.8888 | 0
2024 | 9 | 5 | 13 | 908.4935 | 0
2024 | 9 | 5 | 14 | 910.0395 | 0
2024 | 9 | 5 | 15 | 904.4008 | 0
2024 | 9 | 5 | 16 | 900.7427 | 0
2024 | 9 | 5 | 17 | 891.105 | 0
2024 | 9 | 5 | 18 | 855.0164 | 0
2024 | 9 | 5 | 19 | 824.1384 | 0
2024 | 9 | 5 | 20 | 820.4976 | 0
2024 | 9 | 5 | 21 | 791.2037 | 0
2024 | 9 | 5 | 22 | 731.5907 | 0
2024 | 9 | 5 | 23 | 675.0099 | 0
2024 | 9 | 6 | 0 | 618.4291 | 0
2024 | 9 | 6 | 1 | 623.1612 | 0
2024 | 9 | 6 | 2 | 603.6329 | 0
2024 | 9 | 6 | 3 | 594.6082 | 0
2024 | 9 | 6 | 4 | 596.0556 | 0
2024 | 9 | 6 | 5 | 621.2907 | 0
2024 | 9 | 6 | 6 | 674.0774 | 0
2024 | 9 | 6 | 7 | 726.8642 | 0
2024 | 9 | 6 | 8 | 773.6722 | 0
2024 | 9 | 6 | 9 | 811.9463 | 0
2024 | 9 | 6 | 10 | 846.011 | 0
2024 | 9 | 6 | 11 | 869.0194 | 0
2024 | 9 | 6 | 12 | 874.5036 | 0
2024 | 9 | 6 | 13 | 890.207 | 0
2024 | 9 | 6 | 14 | 890.5384 | 0
2024 | 9 | 6 | 15 | 882.7688 | 0
2024 | 9 | 6 | 16 | 870.9958 | 0
2024 | 9 | 6 | 17 | 854.6053 | 0
2024 | 9 | 6 | 18 | 824.4735 | 0
2024 | 9 | 6 | 19 | 810.5952 | 0
2024 | 9 | 6 | 20 | 821.0912 | 0
2024 | 9 | 6 | 21 | 790.8718 | 0
2024 | 9 | 6 | 22 | 740.5494 | 0
2024 | 9 | 6 | 23 | 688.0995 | 0
2024 | 9 | 7 | 0 | 645.4071 | 0
2024 | 9 | 7 | 1 | 628.3224 | 0
2024 | 9 | 7 | 2 | 611.2378 | 0
2024 | 9 | 7 | 3 | 598.5913 | 0
2024 | 9 | 7 | 4 | 594.032 | 0
2024 | 9 | 7 | 5 | 600.5493 | 0
2024 | 9 | 7 | 6 | 618.1431 | 0
2024 | 9 | 7 | 7 | 648.1971 | 0
2024 | 9 | 7 | 8 | 678.2512 | 0
2024 | 9 | 7 | 9 | 720.543 | 0
2024 | 9 | 7 | 10 | 766.7641 | 0
2024 | 9 | 7 | 11 | 799.094 | 0
2024 | 9 | 7 | 12 | 816.3086 | 0
2024 | 9 | 7 | 13 | 829.0129 | 0
2024 | 9 | 7 | 14 | 830.3686 | 0
2024 | 9 | 7 | 15 | 826.4983 | 0
2024 | 9 | 7 | 16 | 819.3035 | 0
2024 | 9 | 7 | 17 | 810.8606 | 0
2024 | 9 | 7 | 18 | 791.1124 | 0
2024 | 9 | 7 | 19 | 780.8918 | 0
2024 | 9 | 7 | 20 | 787.7401 | 0
2024 | 9 | 7 | 21 | 764.0987 | 0
2024 | 9 | 7 | 22 | 728.1585 | 0
2024 | 9 | 7 | 23 | 691.0682 | 0
2024 | 9 | 8 | 0 | 657.4703 | 0
2024 | 9 | 8 | 1 | 614.7045 | 0
2024 | 9 | 8 | 2 | 571.9386 | 0
2024 | 9 | 8 | 3 | 554.3753 | 0
2024 | 9 | 8 | 4 | 545.6622 | 0
2024 | 9 | 8 | 5 | 545.2229 | 0
2024 | 9 | 8 | 6 | 552.2876 | 0
2024 | 9 | 8 | 7 | 559.3522 | 0
2024 | 9 | 8 | 8 | 601.8982 | 0
2024 | 9 | 8 | 9 | 645.883 | 0
2024 | 9 | 8 | 10 | 689.8679 | 0
2024 | 9 | 8 | 11 | 724.1475 | 0
2024 | 9 | 8 | 12 | 744.4163 | 0
2024 | 9 | 8 | 13 | 755.0277 | 0
2024 | 9 | 8 | 14 | 758.4089 | 0
2024 | 9 | 8 | 15 | 759.0674 | 0
2024 | 9 | 8 | 16 | 761.9425 | 0
2024 | 9 | 8 | 17 | 765.74 | 0
2024 | 9 | 8 | 18 | 745.1902 | 0
2024 | 9 | 8 | 19 | 734.6316 | 0
2024 | 9 | 8 | 20 | 739.4953 | 0
2024 | 9 | 8 | 21 | 717.8997 | 0
2024 | 9 | 8 | 22 | 676.6344 | 0
2024 | 9 | 8 | 23 | 633.494 | 0
2024 | 9 | 9 | 0 | 590.3537 | 0
2024 | 9 | 9 | 1 | 584.4231 | 0
2024 | 9 | 9 | 2 | 567.5223 | 0
2024 | 9 | 9 | 3 | 560.0362 | 0
2024 | 9 | 9 | 4 | 563.096 | 0
2024 | 9 | 9 | 5 | 587.9817 | 0
2024 | 9 | 9 | 6 | 646.1011 | 0
2024 | 9 | 9 | 7 | 704.2205 | 0
2024 | 9 | 9 | 8 | 752.4267 | 0
2024 | 9 | 9 | 9 | 800.6329 | 0
2024 | 9 | 9 | 10 | 839.1026 | 0
2024 | 9 | 9 | 11 | 866.8972 | 0
2024 | 9 | 9 | 12 | 881.3741 | 0
2024 | 9 | 9 | 13 | 896.8892 | 0
2024 | 9 | 9 | 14 | 902.6089 | 0
2024 | 9 | 9 | 15 | 902.5335 | 0
2024 | 9 | 9 | 16 | 905.4808 | 0
2024 | 9 | 9 | 17 | 899.2584 | 0
2024 | 9 | 9 | 18 | 867.3857 | 0
2024 | 9 | 9 | 19 | 846.7906 | 0
2024 | 9 | 9 | 20 | 842.2094 | 0
2024 | 9 | 9 | 21 | 810.3818 | 0
2024 | 9 | 9 | 22 | 752.3161 | 0
2024 | 9 | 9 | 23 | 697.1979 | 0
2024 | 9 | 10 | 0 | 642.0797 | 0
2024 | 9 | 10 | 1 | 587.4883 | 0
2024 | 9 | 10 | 2 | 570.408 | 0
2024 | 9 | 10 | 3 | 563.2926 | 0
2024 | 9 | 10 | 4 | 566.6883 | 0
2024 | 9 | 10 | 5 | 593.967 | 0
2024 | 9 | 10 | 6 | 652.7483 | 0
2024 | 9 | 10 | 7 | 711.5296 | 0
2024 | 9 | 10 | 8 | 753.3017 | 0
2024 | 9 | 10 | 9 | 795.0737 | 0
2024 | 9 | 10 | 10 | 824.6118 | 0
2024 | 9 | 10 | 11 | 843.9178 | 0
2024 | 9 | 10 | 12 | 856.3014 | 0
2024 | 9 | 10 | 13 | 870.676 | 0
2024 | 9 | 10 | 14 | 871.7204 | 0
2024 | 9 | 10 | 15 | 870.6862 | 0
2024 | 9 | 10 | 16 | 868.2284 | 0
2024 | 9 | 10 | 17 | 867.8232 | 0
2024 | 9 | 10 | 18 | 849.0956 | 0
2024 | 9 | 10 | 19 | 832.2118 | 0
2024 | 9 | 10 | 20 | 833.0356 | 0
2024 | 9 | 10 | 21 | 797.0879 | 0
2024 | 9 | 10 | 22 | 739.9764 | 0
2024 | 9 | 10 | 23 | 686.7224 | 0
2024 | 9 | 11 | 0 | 633.4684 | 0
2024 | 9 | 11 | 1 | 584.0294 | 0
2024 | 9 | 11 | 2 | 565.6006 | 0
2024 | 9 | 11 | 3 | 557.6698 | 0
2024 | 9 | 11 | 4 | 561.1035 | 0
2024 | 9 | 11 | 5 | 591.445 | 0
2024 | 9 | 11 | 6 | 655.9171 | 0
2024 | 9 | 11 | 7 | 720.3892 | 0
2024 | 9 | 11 | 8 | 766.4352 | 0
2024 | 9 | 11 | 9 | 812.4812 | 0
2024 | 9 | 11 | 10 | 838.961 | 0
2024 | 9 | 11 | 11 | 856.1846 | 0
2024 | 9 | 11 | 12 | 861.025 | 0
2024 | 9 | 11 | 13 | 869.3439 | 0
2024 | 9 | 11 | 14 | 869.4933 | 0
2024 | 9 | 11 | 15 | 866.7013 | 0
2024 | 9 | 11 | 16 | 867.8488 | 0
2024 | 9 | 11 | 17 | 864.5881 | 0
2024 | 9 | 11 | 18 | 841.7524 | 0
2024 | 9 | 11 | 19 | 830.6678 | 0
2024 | 9 | 11 | 20 | 833.6787 | 0
2024 | 9 | 11 | 21 | 796.1273 | 0
2024 | 9 | 11 | 22 | 734.6323 | 0
2024 | 9 | 11 | 23 | 676.4026 | 0
2024 | 9 | 12 | 0 | 618.173 | 0
2024 | 9 | 12 | 1 | 591.5784 | 0
2024 | 9 | 12 | 2 | 564.9838 | 0
2024 | 9 | 12 | 3 | 557.3158 | 0
2024 | 9 | 12 | 4 | 560.5434 | 0
2024 | 9 | 12 | 5 | 588.4576 | 0
2024 | 9 | 12 | 6 | 647.3693 | 0
2024 | 9 | 12 | 7 | 706.281 | 0
2024 | 9 | 12 | 8 | 745.826 | 0
2024 | 9 | 12 | 9 | 785.371 | 0
2024 | 9 | 12 | 10 | 812.5547 | 0
2024 | 9 | 12 | 11 | 834.0651 | 0
2024 | 9 | 12 | 12 | 843.3139 | 0
2024 | 9 | 12 | 13 | 853.1337 | 0
2024 | 9 | 12 | 14 | 852.6029 | 0
2024 | 9 | 12 | 15 | 849.2337 | 0
2024 | 9 | 12 | 16 | 854.3718 | 0
2024 | 9 | 12 | 17 | 849.8056 | 0
2024 | 9 | 12 | 18 | 822.295 | 0
2024 | 9 | 12 | 19 | 809.296 | 0
2024 | 9 | 12 | 20 | 812.3349 | 0
2024 | 9 | 12 | 21 | 779.3015 | 0
2024 | 9 | 12 | 22 | 722.0309 | 0
2024 | 9 | 12 | 23 | 668.3791 | 0
2024 | 9 | 13 | 0 | 614.7273 | 0
2024 | 9 | 13 | 1 | 602.1791 | 0
2024 | 9 | 13 | 2 | 589.6309 | 0
2024 | 9 | 13 | 3 | 583.5181 | 0
2024 | 9 | 13 | 4 | 585.546 | 0
2024 | 9 | 13 | 5 | 605.9167 | 0
2024 | 9 | 13 | 6 | 652.4076 | 0
2024 | 9 | 13 | 7 | 698.8985 | 0
2024 | 9 | 13 | 8 | 742.3435 | 0
2024 | 9 | 13 | 9 | 776.3463 | 0
2024 | 9 | 13 | 10 | 810.1226 | 0
2024 | 9 | 13 | 11 | 830.0086 | 0
2024 | 9 | 13 | 12 | 843.0867 | 0
2024 | 9 | 13 | 13 | 852.0266 | 0
2024 | 9 | 13 | 14 | 851.4865 | 0
2024 | 9 | 13 | 15 | 847.7158 | 0
2024 | 9 | 13 | 16 | 840.8165 | 0
2024 | 9 | 13 | 17 | 829.6355 | 0
2024 | 9 | 13 | 18 | 800.553 | 0
2024 | 9 | 13 | 19 | 785.9819 | 0
2024 | 9 | 13 | 20 | 780.5818 | 0
2024 | 9 | 13 | 21 | 754.3707 | 0
2024 | 9 | 13 | 22 | 712.7157 | 0
2024 | 9 | 13 | 23 | 670.3373 | 0
2024 | 9 | 14 | 0 | 636.2188 | 0
2024 | 9 | 14 | 1 | 585.6164 | 0
2024 | 9 | 14 | 2 | 556.159 | 0
2024 | 9 | 14 | 3 | 526.7015 | 0
2024 | 9 | 14 | 4 | 524.2228 | 0
2024 | 9 | 14 | 5 | 531.5701 | 0
2024 | 9 | 14 | 6 | 551.4735 | 0
2024 | 9 | 14 | 7 | 572.9318 | 0
2024 | 9 | 14 | 8 | 597.8658 | 0
2024 | 9 | 14 | 9 | 631.3064 | 0
2024 | 9 | 14 | 10 | 663.3744 | 0
2024 | 9 | 14 | 11 | 682.3653 | 0
2024 | 9 | 14 | 12 | 692.2594 | 0
2024 | 9 | 14 | 13 | 693.1012 | 0
2024 | 9 | 14 | 14 | 686.4072 | 0
2024 | 9 | 14 | 15 | 676.809 | 0
2024 | 9 | 14 | 16 | 676.7788 | 0
2024 | 9 | 14 | 17 | 673.3558 | 0
2024 | 9 | 14 | 18 | 655.3855 | 0
2024 | 9 | 14 | 19 | 647.7027 | 0
2024 | 9 | 14 | 20 | 653.4144 | 0
2024 | 9 | 14 | 21 | 634.0487 | 0
2024 | 9 | 14 | 22 | 603.3559 | 0
2024 | 9 | 14 | 23 | 573.8233 | 0
2024 | 9 | 15 | 0 | 556.6625 | 0
2024 | 9 | 15 | 1 | 540.5195 | 0
2024 | 9 | 15 | 2 | 524.3765 | 0
2024 | 9 | 15 | 3 | 516.721 | 0
2024 | 9 | 15 | 4 | 515.3272 | 0
2024 | 9 | 15 | 5 | 523.115 | 0
2024 | 9 | 15 | 6 | 538.6001 | 0
2024 | 9 | 15 | 7 | 554.0851 | 0
2024 | 9 | 15 | 8 | 575.1246 | 0
2024 | 9 | 15 | 9 | 602.9187 | 0
2024 | 9 | 15 | 10 | 633.9436 | 0
2024 | 9 | 15 | 11 | 654.8715 | 0
2024 | 9 | 15 | 12 | 664.5669 | 0
2024 | 9 | 15 | 13 | 662.8693 | 0
2024 | 9 | 15 | 14 | 653.6103 | 0
2024 | 9 | 15 | 15 | 642.7887 | 0
2024 | 9 | 15 | 16 | 639.5384 | 0
2024 | 9 | 15 | 17 | 639.9789 | 0
2024 | 9 | 15 | 18 | 631.7326 | 0
2024 | 9 | 15 | 19 | 641.7054 | 0
2024 | 9 | 15 | 20 | 659.4274 | 0
2024 | 9 | 15 | 21 | 641.6533 | 0
2024 | 9 | 15 | 22 | 606.3649 | 0
2024 | 9 | 15 | 23 | 568.8474 | 0
2024 | 9 | 16 | 0 | 541.8113 | 0
2024 | 9 | 16 | 1 | 561.3384 | 0
2024 | 9 | 16 | 2 | 550.6762 | 0
2024 | 9 | 16 | 3 | 548.481 | 0
2024 | 9 | 16 | 4 | 555.1398 | 0
2024 | 9 | 16 | 5 | 583.6574 | 0
2024 | 9 | 16 | 6 | 639.4679 | 0
2024 | 9 | 16 | 7 | 695.2783 | 0
2024 | 9 | 16 | 8 | 733.2022 | 0
2024 | 9 | 16 | 9 | 771.1261 | 0
2024 | 9 | 16 | 10 | 799.9253 | 0
2024 | 9 | 16 | 11 | 819.1807 | 0
2024 | 9 | 16 | 12 | 826.7181 | 0
2024 | 9 | 16 | 13 | 837.0415 | 0
2024 | 9 | 16 | 14 | 836.3383 | 0
2024 | 9 | 16 | 15 | 835.6314 | 0
2024 | 9 | 16 | 16 | 844.1863 | 0
2024 | 9 | 16 | 17 | 834.5295 | 0
2024 | 9 | 16 | 18 | 809.3264 | 0
2024 | 9 | 16 | 19 | 804.0926 | 0
2024 | 9 | 16 | 20 | 801.5223 | 0
2024 | 9 | 16 | 21 | 767.9469 | 0
2024 | 9 | 16 | 22 | 715.2274 | 0
2024 | 9 | 16 | 23 | 669.5389 | 0
2024 | 9 | 17 | 0 | 622.7828 | 0
2024 | 9 | 17 | 1 | 613.8129 | 0
2024 | 9 | 17 | 2 | 598.9501 | 0
2024 | 9 | 17 | 3 | 592.5678 | 0
2024 | 9 | 17 | 4 | 596.9163 | 0
2024 | 9 | 17 | 5 | 626.5386 | 0
2024 | 9 | 17 | 6 | 693.4707 | 0
2024 | 9 | 17 | 7 | 760.9931 | 0
2024 | 9 | 17 | 8 | 823.5167 | 0
2024 | 9 | 17 | 9 | 876.6332 | 0
2024 | 9 | 17 | 10 | 925.3147 | 0
2024 | 9 | 17 | 11 | 961.5533 | 0
2024 | 9 | 17 | 12 | 982.5447 | 0
2024 | 9 | 17 | 13 | 1002.9193 | 2.9193
2024 | 9 | 17 | 14 | 1012.296 | 12.296
2024 | 9 | 17 | 15 | 1018.1228 | 18.1228
2024 | 9 | 17 | 16 | 1028.4933 | 28.4933
2024 | 9 | 17 | 17 | 1018.8006 | 18.8006
2024 | 9 | 17 | 18 | 985.1177 | 0
2024 | 9 | 17 | 19 | 965.87 | 0
2024 | 9 | 17 | 20 | 955.3909 | 0
2024 | 9 | 17 | 21 | 913.3147 | 0
2024 | 9 | 17 | 22 | 850.1113 | 0
2024 | 9 | 17 | 23 | 785.3049 | 0
2024 | 9 | 18 | 0 | 751.0344 | 0
2024 | 9 | 18 | 1 | 715.1609 | 0
2024 | 9 | 18 | 2 | 692.5119 | 0
2024 | 9 | 18 | 3 | 678.7669 | 0
2024 | 9 | 18 | 4 | 676.1022 | 0
2024 | 9 | 18 | 5 | 700.6253 | 0
2024 | 9 | 18 | 6 | 765.659 | 0
2024 | 9 | 18 | 7 | 831.0982 | 0
2024 | 9 | 18 | 8 | 893.0151 | 0
2024 | 9 | 18 | 9 | 948.293 | 0
2024 | 9 | 18 | 10 | 996.1254 | 0
2024 | 9 | 18 | 11 | 1031.0832 | 31.0832
2024 | 9 | 18 | 12 | 1054.8259 | 54.8259
2024 | 9 | 18 | 13 | 1074.8748 | 74.8748
2024 | 9 | 18 | 14 | 1081.5718 | 81.5718
2024 | 9 | 18 | 15 | 1085.4582 | 85.4582
2024 | 9 | 18 | 16 | 1087.3152 | 87.3152
2024 | 9 | 18 | 17 | 1074.1686 | 74.1686
2024 | 9 | 18 | 18 | 1040.8025 | 40.8025
2024 | 9 | 18 | 19 | 1020.9403 | 20.9403
2024 | 9 | 18 | 20 | 1001.4589 | 1.4589
2024 | 9 | 18 | 21 | 954.4491 | 0
2024 | 9 | 18 | 22 | 889.2797 | 0
2024 | 9 | 18 | 23 | 824.1102 | 0
2024 | 9 | 19 | 0 | 772.9553 | 0
2024 | 9 | 19 | 1 | 721.8003 | 0
2024 | 9 | 19 | 2 | 696.8794 | 0
2024 | 9 | 19 | 3 | 671.9585 | 0
2024 | 9 | 19 | 4 | 667.5773 | 0
2024 | 9 | 19 | 5 | 683.7302 | 0
2024 | 9 | 19 | 6 | 723.7215 | 0
2024 | 9 | 19 | 7 | 763.7128 | 0
2024 | 9 | 19 | 8 | 788.0937 | 0
2024 | 9 | 19 | 9 | 812.4747 | 0
2024 | 9 | 19 | 10 | 830.9061 | 0
2024 | 9 | 19 | 11 | 840.9828 | 0
2024 | 9 | 19 | 12 | 839.9835 | 0
2024 | 9 | 19 | 13 | 838.2231 | 0
2024 | 9 | 19 | 14 | 826.4822 | 0
2024 | 9 | 19 | 15 | 816.285 | 0
2024 | 9 | 19 | 16 | 807.8017 | 0
2024 | 9 | 19 | 17 | 795.8433 | 0
2024 | 9 | 19 | 18 | 773.3401 | 0
2024 | 9 | 19 | 19 | 770.6404 | 0
2024 | 9 | 19 | 20 | 767.5328 | 0
2024 | 9 | 19 | 21 | 742.4817 | 0
2024 | 9 | 19 | 22 | 702.7577 | 0
2024 | 9 | 19 | 23 | 666.7613 | 0
2024 | 9 | 20 | 0 | 615.5332 | 0
2024 | 9 | 20 | 1 | 591.1208 | 0
2024 | 9 | 20 | 2 | 551.4768 | 0
2024 | 9 | 20 | 3 | 543.7177 | 0
2024 | 9 | 20 | 4 | 547.8604 | 0
2024 | 9 | 20 | 5 | 580.6476 | 0
2024 | 9 | 20 | 6 | 646.7463 | 0
2024 | 9 | 20 | 7 | 710.0944 | 0
2024 | 9 | 20 | 8 | 762.5283 | 0
2024 | 9 | 20 | 9 | 790.3831 | 0
2024 | 9 | 20 | 10 | 807.8159 | 0
2024 | 9 | 20 | 11 | 814.6298 | 0
2024 | 9 | 20 | 12 | 814.4867 | 0
2024 | 9 | 20 | 13 | 814.5398 | 0
2024 | 9 | 20 | 14 | 804.5995 | 0
2024 | 9 | 20 | 15 | 794.5075 | 0
2024 | 9 | 20 | 16 | 791.5759 | 0
2024 | 9 | 20 | 17 | 781.1585 | 0
2024 | 9 | 20 | 18 | 753.4596 | 0
2024 | 9 | 20 | 19 | 757.3923 | 0
2024 | 9 | 20 | 20 | 764.3517 | 0
2024 | 9 | 20 | 21 | 729.9229 | 0
2024 | 9 | 20 | 22 | 671.5439 | 0
2024 | 9 | 20 | 23 | 620.1681 | 0
2024 | 9 | 21 | 0 | 587.7079 | 0
2024 | 9 | 21 | 1 | 562.2508 | 0
2024 | 9 | 21 | 2 | 554.3101 | 0
2024 | 9 | 21 | 3 | 542.6648 | 0
2024 | 9 | 21 | 4 | 540.0755 | 0
2024 | 9 | 21 | 5 | 553.5838 | 0
2024 | 9 | 21 | 6 | 579.9535 | 0
2024 | 9 | 21 | 7 | 612.1847 | 0
2024 | 9 | 21 | 8 | 644.4159 | 0
2024 | 9 | 21 | 9 | 682.5085 | 0
2024 | 9 | 21 | 10 | 722.0955 | 0
2024 | 9 | 21 | 11 | 742.3217 | 0
2024 | 9 | 21 | 12 | 750.0666 | 0
2024 | 9 | 21 | 13 | 747.953 | 0
2024 | 9 | 21 | 14 | 737.9533 | 0
2024 | 9 | 21 | 15 | 730.2527 | 0
2024 | 9 | 21 | 16 | 726.5006 | 0
2024 | 9 | 21 | 17 | 729.6796 | 0
2024 | 9 | 21 | 18 | 713.8309 | 0
2024 | 9 | 21 | 19 | 721.6346 | 0
2024 | 9 | 21 | 20 | 724.3944 | 0
2024 | 9 | 21 | 21 | 689.4774 | 0
2024 | 9 | 21 | 22 | 646.7958 | 0
2024 | 9 | 21 | 23 | 605.4444 | 0
2024 | 9 | 22 | 0 | 572.0319 | 0
2024 | 9 | 22 | 1 | 559.3748 | 0
2024 | 9 | 22 | 2 | 548.3234 | 0
2024 | 9 | 22 | 3 | 537.2719 | 0
2024 | 9 | 22 | 4 | 534.2676 | 0
2024 | 9 | 22 | 5 | 538.8941 | 0
2024 | 9 | 22 | 6 | 551.4782 | 0
2024 | 9 | 22 | 7 | 564.0623 | 0
2024 | 9 | 22 | 8 | 584.7727 | 0
2024 | 9 | 22 | 9 | 611.8389 | 0
2024 | 9 | 22 | 10 | 646.6189 | 0
2024 | 9 | 22 | 11 | 674.9108 | 0
2024 | 9 | 22 | 12 | 688.0273 | 0
2024 | 9 | 22 | 13 | 691.7085 | 0
2024 | 9 | 22 | 14 | 689.0342 | 0
2024 | 9 | 22 | 15 | 681.5997 | 0
2024 | 9 | 22 | 16 | 682.3051 | 0
2024 | 9 | 22 | 17 | 685.4939 | 0
2024 | 9 | 22 | 18 | 680.0584 | 0
2024 | 9 | 22 | 19 | 694.4172 | 0
2024 | 9 | 22 | 20 | 699.4716 | 0
2024 | 9 | 22 | 21 | 675.8872 | 0
2024 | 9 | 22 | 22 | 644.6255 | 0
2024 | 9 | 22 | 23 | 613.3357 | 0
2024 | 9 | 23 | 0 | 586.3564 | 0
2024 | 9 | 23 | 1 | 547.7851 | 0
2024 | 9 | 23 | 2 | 534.8775 | 0
2024 | 9 | 23 | 3 | 531.4686 | 0
2024 | 9 | 23 | 4 | 536.6614 | 0
2024 | 9 | 23 | 5 | 565.075 | 0
2024 | 9 | 23 | 6 | 624.2787 | 0
2024 | 9 | 23 | 7 | 683.4823 | 0
2024 | 9 | 23 | 8 | 724.3741 | 0
2024 | 9 | 23 | 9 | 765.2659 | 0
2024 | 9 | 23 | 10 | 785.9541 | 0
2024 | 9 | 23 | 11 | 797.392 | 0
2024 | 9 | 23 | 12 | 798.9548 | 0
2024 | 9 | 23 | 13 | 801.4667 | 0
2024 | 9 | 23 | 14 | 797.4967 | 0
2024 | 9 | 23 | 15 | 797.8463 | 0
2024 | 9 | 23 | 16 | 799.1633 | 0
2024 | 9 | 23 | 17 | 794.443 | 0
2024 | 9 | 23 | 18 | 777.5365 | 0
2024 | 9 | 23 | 19 | 781.0825 | 0
2024 | 9 | 23 | 20 | 786.3743 | 0
2024 | 9 | 23 | 21 | 756.2546 | 0
2024 | 9 | 23 | 22 | 703.5365 | 0
2024 | 9 | 23 | 23 | 645.9103 | 0
2024 | 9 | 24 | 0 | 600.5725 | 0
2024 | 9 | 24 | 1 | 586.9852 | 0
2024 | 9 | 24 | 2 | 571.2491 | 0
2024 | 9 | 24 | 3 | 564.163 | 0
2024 | 9 | 24 | 4 | 567.737 | 0
2024 | 9 | 24 | 5 | 596.2844 | 0
2024 | 9 | 24 | 6 | 656.3651 | 0
2024 | 9 | 24 | 7 | 716.4458 | 0
2024 | 9 | 24 | 8 | 755.6567 | 0
2024 | 9 | 24 | 9 | 794.8677 | 0
2024 | 9 | 24 | 10 | 814.3726 | 0
2024 | 9 | 24 | 11 | 827.0603 | 0
2024 | 9 | 24 | 12 | 830.6214 | 0
2024 | 9 | 24 | 13 | 834.5587 | 0
2024 | 9 | 24 | 14 | 830.8144 | 0
2024 | 9 | 24 | 15 | 830.4911 | 0
2024 | 9 | 24 | 16 | 833.2819 | 0
2024 | 9 | 24 | 17 | 830.812 | 0
2024 | 9 | 24 | 18 | 811.7948 | 0
2024 | 9 | 24 | 19 | 819.6487 | 0
2024 | 9 | 24 | 20 | 815.8627 | 0
2024 | 9 | 24 | 21 | 778.4287 | 0
2024 | 9 | 24 | 22 | 724.6317 | 0
2024 | 9 | 24 | 23 | 673.0028 | 0
2024 | 9 | 25 | 0 | 621.3739 | 0
2024 | 9 | 25 | 1 | 600.2329 | 0
2024 | 9 | 25 | 2 | 583.38 | 0
2024 | 9 | 25 | 3 | 575.8168 | 0
2024 | 9 | 25 | 4 | 578.8138 | 0
2024 | 9 | 25 | 5 | 608.7623 | 0
2024 | 9 | 25 | 6 | 670.3628 | 0
2024 | 9 | 25 | 7 | 731.9633 | 0
2024 | 9 | 25 | 8 | 770.4935 | 0
2024 | 9 | 25 | 9 | 809.0238 | 0
2024 | 9 | 25 | 10 | 824.682 | 0
2024 | 9 | 25 | 11 | 828.0546 | 0
2024 | 9 | 25 | 12 | 829.3835 | 0
2024 | 9 | 25 | 13 | 829.514 | 0
2024 | 9 | 25 | 14 | 820.6353 | 0
2024 | 9 | 25 | 15 | 817.4718 | 0
2024 | 9 | 25 | 16 | 818.3135 | 0
2024 | 9 | 25 | 17 | 814.8906 | 0
2024 | 9 | 25 | 18 | 795.7672 | 0
2024 | 9 | 25 | 19 | 806.1641 | 0
2024 | 9 | 25 | 20 | 805.7656 | 0
2024 | 9 | 25 | 21 | 765.8524 | 0
2024 | 9 | 25 | 22 | 710.2602 | 0
2024 | 9 | 25 | 23 | 656.4839 | 0
2024 | 9 | 26 | 0 | 619.3311 | 0
2024 | 9 | 26 | 1 | 582.1783 | 0
2024 | 9 | 26 | 2 | 561.6489 | 0
2024 | 9 | 26 | 3 | 553.7403 | 0
2024 | 9 | 26 | 4 | 556.2812 | 0
2024 | 9 | 26 | 5 | 584.3504 | 0
2024 | 9 | 26 | 6 | 642.6089 | 0
2024 | 9 | 26 | 7 | 700.8673 | 0
2024 | 9 | 26 | 8 | 748.1538 | 0
2024 | 9 | 26 | 9 | 777.6829 | 0
2024 | 9 | 26 | 10 | 795.7371 | 0
2024 | 9 | 26 | 11 | 805.6214 | 0
2024 | 9 | 26 | 12 | 807.1752 | 0
2024 | 9 | 26 | 13 | 810.8138 | 0
2024 | 9 | 26 | 14 | 805.0421 | 0
2024 | 9 | 26 | 15 | 804.1442 | 0
2024 | 9 | 26 | 16 | 802.4113 | 0
2024 | 9 | 26 | 17 | 796.9946 | 0
2024 | 9 | 26 | 18 | 776.0583 | 0
2024 | 9 | 26 | 19 | 788.9698 | 0
2024 | 9 | 26 | 20 | 789.9563 | 0
2024 | 9 | 26 | 21 | 754.746 | 0
2024 | 9 | 26 | 22 | 701.1185 | 0
2024 | 9 | 26 | 23 | 649.1451 | 0
2024 | 9 | 27 | 0 | 597.1718 | 0
2024 | 9 | 27 | 1 | 590.777 | 0
2024 | 9 | 27 | 2 | 583.6114 | 0
2024 | 9 | 27 | 3 | 576.4458 | 0
2024 | 9 | 27 | 4 | 577.5548 | 0
2024 | 9 | 27 | 5 | 601.149 | 0
2024 | 9 | 27 | 6 | 651.3982 | 0
2024 | 9 | 27 | 7 | 701.6357 | 0
2024 | 9 | 27 | 8 | 745.1672 | 0
2024 | 9 | 27 | 9 | 775.2749 | 0
2024 | 9 | 27 | 10 | 801.9899 | 0
2024 | 9 | 27 | 11 | 817.3868 | 0
2024 | 9 | 27 | 12 | 825.6269 | 0
2024 | 9 | 27 | 13 | 831.8141 | 0
2024 | 9 | 27 | 14 | 830.6912 | 0
2024 | 9 | 27 | 15 | 831.005 | 0
2024 | 9 | 27 | 16 | 822.5943 | 0
2024 | 9 | 27 | 17 | 807.6014 | 0
2024 | 9 | 27 | 18 | 781.7807 | 0
2024 | 9 | 27 | 19 | 789.7194 | 0
2024 | 9 | 27 | 20 | 781.0435 | 0
2024 | 9 | 27 | 21 | 748.5033 | 0
2024 | 9 | 27 | 22 | 703.2715 | 0
2024 | 9 | 27 | 23 | 656.2756 | 0
2024 | 9 | 28 | 0 | 612.0752 | 0
2024 | 9 | 28 | 1 | 579.1821 | 0
2024 | 9 | 28 | 2 | 546.289 | 0
2024 | 9 | 28 | 3 | 533.5618 | 0
2024 | 9 | 28 | 4 | 528.5256 | 0
2024 | 9 | 28 | 5 | 535.3389 | 0
2024 | 9 | 28 | 6 | 554.1592 | 0
2024 | 9 | 28 | 7 | 572.9796 | 0
2024 | 9 | 28 | 8 | 612.7688 | 0
2024 | 9 | 28 | 9 | 652.5581 | 0
2024 | 9 | 28 | 10 | 685.0612 | 0
2024 | 9 | 28 | 11 | 704.6271 | 0
2024 | 9 | 28 | 12 | 710.3875 | 0
2024 | 9 | 28 | 13 | 707.5157 | 0
2024 | 9 | 28 | 14 | 697.8347 | 0
2024 | 9 | 28 | 15 | 687.4063 | 0
2024 | 9 | 28 | 16 | 682.0283 | 0
2024 | 9 | 28 | 17 | 680.5835 | 0
2024 | 9 | 28 | 18 | 667.6861 | 0
2024 | 9 | 28 | 19 | 682.9774 | 0
2024 | 9 | 28 | 20 | 683.6338 | 0
2024 | 9 | 28 | 21 | 658.1532 | 0
2024 | 9 | 28 | 22 | 624.6168 | 0
2024 | 9 | 28 | 23 | 589.7393 | 0
2024 | 9 | 29 | 0 | 574.6402 | 0
2024 | 9 | 29 | 1 | 558.908 | 0
2024 | 9 | 29 | 2 | 543.1759 | 0
2024 | 9 | 29 | 3 | 532.7822 | 0
2024 | 9 | 29 | 4 | 528.3837 | 0
2024 | 9 | 29 | 5 | 531.7296 | 0
2024 | 9 | 29 | 6 | 539.0266 | 0
2024 | 9 | 29 | 7 | 557.2668 | 0
2024 | 9 | 29 | 8 | 575.507 | 0
2024 | 9 | 29 | 9 | 604.0615 | 0
2024 | 9 | 29 | 10 | 632.6161 | 0
2024 | 9 | 29 | 11 | 655.7233 | 0
2024 | 9 | 29 | 12 | 665.9339 | 0
2024 | 9 | 29 | 13 | 668.6232 | 0
2024 | 9 | 29 | 14 | 667.3104 | 0
2024 | 9 | 29 | 15 | 669.1043 | 0
2024 | 9 | 29 | 16 | 667.5976 | 0
2024 | 9 | 29 | 17 | 669.6388 | 0
2024 | 9 | 29 | 18 | 666.0302 | 0
2024 | 9 | 29 | 19 | 689.3311 | 0
2024 | 9 | 29 | 20 | 691.7452 | 0
2024 | 9 | 29 | 21 | 669.4539 | 0
2024 | 9 | 29 | 22 | 638.9213 | 0
2024 | 9 | 29 | 23 | 605.8587 | 0
2024 | 9 | 30 | 0 | 577.275 | 0
2024 | 9 | 30 | 1 | 568.0142 | 0
2024 | 9 | 30 | 2 | 555.2526 | 0
2024 | 9 | 30 | 3 | 550.2216 | 0
2024 | 9 | 30 | 4 | 554.301 | 0
2024 | 9 | 30 | 5 | 579.8065 | 0
2024 | 9 | 30 | 6 | 635.8488 | 0
2024 | 9 | 30 | 7 | 691.8911 | 0
2024 | 9 | 30 | 8 | 741.4012 | 0
2024 | 9 | 30 | 9 | 777.1351 | 0
2024 | 9 | 30 | 10 | 807.0443 | 0
2024 | 9 | 30 | 11 | 825.9914 | 0
2024 | 9 | 30 | 12 | 835.6591 | 0
2024 | 9 | 30 | 13 | 844.1271 | 0
2024 | 9 | 30 | 14 | 843.0439 | 0
2024 | 9 | 30 | 15 | 839.2928 | 0
2024 | 9 | 30 | 16 | 836.8291 | 0
2024 | 9 | 30 | 17 | 831.0662 | 0
2024 | 9 | 30 | 18 | 815.6065 | 0
2024 | 9 | 30 | 19 | 833.4612 | 0
2024 | 9 | 30 | 20 | 823.3437 | 0
2024 | 9 | 30 | 21 | 784.8072 | 0
2024 | 9 | 30 | 22 | 730.8447 | 0
2024 | 9 | 30 | 23 | 674.2033 | 0
2024 | 10 | 1 | 0 | 625.4896 | 0
2024 | 10 | 1 | 1 | 576.7758 | 0
2024 | 10 | 1 | 2 | 561.7144 | 0
2024 | 10 | 1 | 3 | 555.6966 | 0
2024 | 10 | 1 | 4 | 559.1715 | 0
2024 | 10 | 1 | 5 | 589.8627 | 0
2024 | 10 | 1 | 6 | 653.3924 | 0
2024 | 10 | 1 | 7 | 716.9221 | 0
2024 | 10 | 1 | 8 | 757.5333 | 0
2024 | 10 | 1 | 9 | 798.1446 | 0
2024 | 10 | 1 | 10 | 818.2923 | 0
2024 | 10 | 1 | 11 | 830.1793 | 0
2024 | 10 | 1 | 12 | 829.6282 | 0
2024 | 10 | 1 | 13 | 832.4154 | 0
2024 | 10 | 1 | 14 | 828.6065 | 0
2024 | 10 | 1 | 15 | 821.6091 | 0
2024 | 10 | 1 | 16 | 817.936 | 0
2024 | 10 | 1 | 17 | 810.2891 | 0
2024 | 10 | 1 | 18 | 795.0133 | 0
2024 | 10 | 1 | 19 | 814.0032 | 0
2024 | 10 | 1 | 20 | 799.2832 | 0
2024 | 10 | 1 | 21 | 760.2118 | 0
2024 | 10 | 1 | 22 | 703.9487 | 0
2024 | 10 | 1 | 23 | 652.0746 | 0
2024 | 10 | 2 | 0 | 600.2005 | 0
2024 | 10 | 2 | 1 | 602.8284 | 0
2024 | 10 | 2 | 2 | 586.4136 | 0
2024 | 10 | 2 | 3 | 580.011 | 0
2024 | 10 | 2 | 4 | 582.8266 | 0
2024 | 10 | 2 | 5 | 609.4906 | 0
2024 | 10 | 2 | 6 | 667.9866 | 0
2024 | 10 | 2 | 7 | 726.4826 | 0
2024 | 10 | 2 | 8 | 770.1584 | 0
2024 | 10 | 2 | 9 | 813.8341 | 0
2024 | 10 | 2 | 10 | 840.5201 | 0
2024 | 10 | 2 | 11 | 858.1848 | 0
2024 | 10 | 2 | 12 | 866.6644 | 0
2024 | 10 | 2 | 13 | 873.8637 | 0
2024 | 10 | 2 | 14 | 874.9164 | 0
2024 | 10 | 2 | 15 | 873.6274 | 0
2024 | 10 | 2 | 16 | 868.1534 | 0
2024 | 10 | 2 | 17 | 857.5124 | 0
2024 | 10 | 2 | 18 | 841.8696 | 0
2024 | 10 | 2 | 19 | 853.1017 | 0
2024 | 10 | 2 | 20 | 830.9162 | 0
2024 | 10 | 2 | 21 | 794.8191 | 0
2024 | 10 | 2 | 22 | 743.9567 | 0
2024 | 10 | 2 | 23 | 694.3518 | 0
2024 | 10 | 3 | 0 | 644.7469 | 0
2024 | 10 | 3 | 1 | 585.8496 | 0
2024 | 10 | 3 | 2 | 572.7472 | 0
2024 | 10 | 3 | 3 | 566.9878 | 0
2024 | 10 | 3 | 4 | 569.9938 | 0
2024 | 10 | 3 | 5 | 595.8312 | 0
2024 | 10 | 3 | 6 | 646.2798 | 0
2024 | 10 | 3 | 7 | 696.7283 | 0
2024 | 10 | 3 | 8 | 723.7125 | 0
2024 | 10 | 3 | 9 | 750.6967 | 0
2024 | 10 | 3 | 10 | 764.1323 | 0
2024 | 10 | 3 | 11 | 772.0988 | 0
2024 | 10 | 3 | 12 | 771.9315 | 0
2024 | 10 | 3 | 13 | 773.2696 | 0
2024 | 10 | 3 | 14 | 763.0657 | 0
2024 | 10 | 3 | 15 | 753.9885 | 0
2024 | 10 | 3 | 16 | 745.6183 | 0
2024 | 10 | 3 | 17 | 737.7942 | 0
2024 | 10 | 3 | 18 | 730.3966 | 0
2024 | 10 | 3 | 19 | 749.2905 | 0
2024 | 10 | 3 | 20 | 740.2679 | 0
2024 | 10 | 3 | 21 | 713.3334 | 0
2024 | 10 | 3 | 22 | 669.5767 | 0
2024 | 10 | 3 | 23 | 624.2052 | 0
2024 | 10 | 4 | 0 | 589.8092 | 0
2024 | 10 | 4 | 1 | 567.673 | 0
2024 | 10 | 4 | 2 | 551.1503 | 0
2024 | 10 | 4 | 3 | 544.5526 | 0
2024 | 10 | 4 | 4 | 547.7779 | 0
2024 | 10 | 4 | 5 | 576.7523 | 0
2024 | 10 | 4 | 6 | 636.5589 | 0
2024 | 10 | 4 | 7 | 696.3656 | 0
2024 | 10 | 4 | 8 | 735.653 | 0
2024 | 10 | 4 | 9 | 774.9404 | 0
2024 | 10 | 4 | 10 | 797.5865 | 0
2024 | 10 | 4 | 11 | 809.6804 | 0
2024 | 10 | 4 | 12 | 809.4826 | 0
2024 | 10 | 4 | 13 | 809.1091 | 0
2024 | 10 | 4 | 14 | 803.1405 | 0
2024 | 10 | 4 | 15 | 792.6735 | 0
2024 | 10 | 4 | 16 | 786.5169 | 0
2024 | 10 | 4 | 17 | 778.9669 | 0
2024 | 10 | 4 | 18 | 765.8367 | 0
2024 | 10 | 4 | 19 | 777.6215 | 0
2024 | 10 | 4 | 20 | 763.4881 | 0
2024 | 10 | 4 | 21 | 732.3782 | 0
2024 | 10 | 4 | 22 | 683.8633 | 0
2024 | 10 | 4 | 23 | 632.65 | 0
2024 | 10 | 5 | 0 | 591.1394 | 0
2024 | 10 | 5 | 1 | 575.7341 | 0
2024 | 10 | 5 | 2 | 560.3288 | 0
2024 | 10 | 5 | 3 | 552.7917 | 0
2024 | 10 | 5 | 4 | 552.5959 | 0
2024 | 10 | 5 | 5 | 563.6105 | 0
2024 | 10 | 5 | 6 | 585.2996 | 0
2024 | 10 | 5 | 7 | 606.9887 | 0
2024 | 10 | 5 | 8 | 625.3302 | 0
2024 | 10 | 5 | 9 | 646.7577 | 0
2024 | 10 | 5 | 10 | 668.1853 | 0
2024 | 10 | 5 | 11 | 676.9314 | 0
2024 | 10 | 5 | 12 | 677.9269 | 0
2024 | 10 | 5 | 13 | 669.7609 | 0
2024 | 10 | 5 | 14 | 657.6264 | 0
2024 | 10 | 5 | 15 | 640.4878 | 0
2024 | 10 | 5 | 16 | 630.3043 | 0
2024 | 10 | 5 | 17 | 627.0694 | 0
2024 | 10 | 5 | 18 | 626.2119 | 0
2024 | 10 | 5 | 19 | 647.0543 | 0
2024 | 10 | 5 | 20 | 641.1468 | 0
2024 | 10 | 5 | 21 | 621.3964 | 0
2024 | 10 | 5 | 22 | 594.7572 | 0
2024 | 10 | 5 | 23 | 569.3706 | 0
2024 | 10 | 6 | 0 | 548.5324 | 0
2024 | 10 | 6 | 1 | 542.71 | 0
2024 | 10 | 6 | 2 | 532.2201 | 0
2024 | 10 | 6 | 3 | 524.2825 | 0
2024 | 10 | 6 | 4 | 521.778 | 0
2024 | 10 | 6 | 5 | 529.7904 | 0
2024 | 10 | 6 | 6 | 545.3139 | 0
2024 | 10 | 6 | 7 | 560.8374 | 0
2024 | 10 | 6 | 8 | 583.3021 | 0
2024 | 10 | 6 | 9 | 604.0624 | 0
2024 | 10 | 6 | 10 | 635.1863 | 0
2024 | 10 | 6 | 11 | 656.2736 | 0
2024 | 10 | 6 | 12 | 666.7364 | 0
2024 | 10 | 6 | 13 | 666.5808 | 0
2024 | 10 | 6 | 14 | 660.4787 | 0
2024 | 10 | 6 | 15 | 653.7662 | 0
2024 | 10 | 6 | 16 | 651.421 | 0
2024 | 10 | 6 | 17 | 657.7535 | 0
2024 | 10 | 6 | 18 | 659.4115 | 0
2024 | 10 | 6 | 19 | 679.0529 | 0
2024 | 10 | 6 | 20 | 673.9255 | 0
2024 | 10 | 6 | 21 | 654.7916 | 0
2024 | 10 | 6 | 22 | 623.7745 | 0
2024 | 10 | 6 | 23 | 590.7058 | 0
2024 | 10 | 7 | 0 | 563.8724 | 0
2024 | 10 | 7 | 1 | 546.83 | 0
2024 | 10 | 7 | 2 | 533.9898 | 0
2024 | 10 | 7 | 3 | 530.0272 | 0
2024 | 10 | 7 | 4 | 536.4642 | 0
2024 | 10 | 7 | 5 | 567.1172 | 0
2024 | 10 | 7 | 6 | 628.6775 | 0
2024 | 10 | 7 | 7 | 690.2377 | 0
2024 | 10 | 7 | 8 | 731.1585 | 0
2024 | 10 | 7 | 9 | 772.0793 | 0
2024 | 10 | 7 | 10 | 797.449 | 0
2024 | 10 | 7 | 11 | 811.5467 | 0
2024 | 10 | 7 | 12 | 817.6057 | 0
2024 | 10 | 7 | 13 | 822.309 | 0
2024 | 10 | 7 | 14 | 820.2382 | 0
2024 | 10 | 7 | 15 | 818.1596 | 0
2024 | 10 | 7 | 16 | 815.5557 | 0
2024 | 10 | 7 | 17 | 809.109 | 0
2024 | 10 | 7 | 18 | 796.3046 | 0
2024 | 10 | 7 | 19 | 803.7329 | 0
2024 | 10 | 7 | 20 | 788.1775 | 0
2024 | 10 | 7 | 21 | 752.7901 | 0
2024 | 10 | 7 | 22 | 699.5859 | 0
2024 | 10 | 7 | 23 | 650.6949 | 0
2024 | 10 | 8 | 0 | 601.8039 | 0
2024 | 10 | 8 | 1 | 572.1713 | 0
2024 | 10 | 8 | 2 | 555.0392 | 0
2024 | 10 | 8 | 3 | 548.7501 | 0
2024 | 10 | 8 | 4 | 553.308 | 0
2024 | 10 | 8 | 5 | 586.3004 | 0
2024 | 10 | 8 | 6 | 653.3953 | 0
2024 | 10 | 8 | 7 | 720.4902 | 0
2024 | 10 | 8 | 8 | 761.5142 | 0
2024 | 10 | 8 | 9 | 802.5382 | 0
2024 | 10 | 8 | 10 | 831.7727 | 0
2024 | 10 | 8 | 11 | 854.474 | 0
2024 | 10 | 8 | 12 | 869.0846 | 0
2024 | 10 | 8 | 13 | 882.5937 | 0
2024 | 10 | 8 | 14 | 884.5987 | 0
2024 | 10 | 8 | 15 | 882.9963 | 0
2024 | 10 | 8 | 16 | 877.9391 | 0
2024 | 10 | 8 | 17 | 872.1748 | 0
2024 | 10 | 8 | 18 | 855.7303 | 0
2024 | 10 | 8 | 19 | 861.868 | 0
2024 | 10 | 8 | 20 | 842.5331 | 0
2024 | 10 | 8 | 21 | 802.6664 | 0
2024 | 10 | 8 | 22 | 740.181 | 0
2024 | 10 | 8 | 23 | 680.4385 | 0
2024 | 10 | 9 | 0 | 620.696 | 0
2024 | 10 | 9 | 1 | 618.2092 | 0
2024 | 10 | 9 | 2 | 599.8932 | 0
2024 | 10 | 9 | 3 | 591.7109 | 0
2024 | 10 | 9 | 4 | 593.1575 | 0
2024 | 10 | 9 | 5 | 616.2887 | 0
2024 | 10 | 9 | 6 | 672.6084 | 0
2024 | 10 | 9 | 7 | 732.2642 | 0
2024 | 10 | 9 | 8 | 766.821 | 0
2024 | 10 | 9 | 9 | 804.7139 | 0
2024 | 10 | 9 | 10 | 828.3672 | 0
2024 | 10 | 9 | 11 | 842.4826 | 0
2024 | 10 | 9 | 12 | 847.5471 | 0
2024 | 10 | 9 | 13 | 854.0309 | 0
2024 | 10 | 9 | 14 | 853.9593 | 0
2024 | 10 | 9 | 15 | 850.8694 | 0
2024 | 10 | 9 | 16 | 847.7676 | 0
2024 | 10 | 9 | 17 | 841.4626 | 0
2024 | 10 | 9 | 18 | 835.1139 | 0
2024 | 10 | 9 | 19 | 838.5764 | 0
2024 | 10 | 9 | 20 | 816.629 | 0
2024 | 10 | 9 | 21 | 784.2572 | 0
2024 | 10 | 9 | 22 | 735.3085 | 0
2024 | 10 | 9 | 23 | 681.3869 | 0
2024 | 10 | 10 | 0 | 639.4803 | 0
2024 | 10 | 10 | 1 | 599.1768 | 0
2024 | 10 | 10 | 2 | 558.8732 | 0
2024 | 10 | 10 | 3 | 552.9194 | 0
2024 | 10 | 10 | 4 | 555.9325 | 0
2024 | 10 | 10 | 5 | 582.8497 | 0
2024 | 10 | 10 | 6 | 644.1052 | 0
2024 | 10 | 10 | 7 | 705.3607 | 0
2024 | 10 | 10 | 8 | 744.9031 | 0
2024 | 10 | 10 | 9 | 784.4456 | 0
2024 | 10 | 10 | 10 | 801.1287 | 0
2024 | 10 | 10 | 11 | 809.7818 | 0
2024 | 10 | 10 | 12 | 810.0777 | 0
2024 | 10 | 10 | 13 | 811.3736 | 0
2024 | 10 | 10 | 14 | 809.0652 | 0
2024 | 10 | 10 | 15 | 806.5482 | 0
2024 | 10 | 10 | 16 | 806.3358 | 0
2024 | 10 | 10 | 17 | 797.8527 | 0
2024 | 10 | 10 | 18 | 790.854 | 0
2024 | 10 | 10 | 19 | 802.0656 | 0
2024 | 10 | 10 | 20 | 788.9968 | 0
2024 | 10 | 10 | 21 | 760.9369 | 0
2024 | 10 | 10 | 22 | 710.6814 | 0
2024 | 10 | 10 | 23 | 655.0034 | 0
2024 | 10 | 11 | 0 | 611.6181 | 0
2024 | 10 | 11 | 1 | 573.8705 | 0
2024 | 10 | 11 | 2 | 555.5701 | 0
2024 | 10 | 11 | 3 | 548.4394 | 0
2024 | 10 | 11 | 4 | 551.6959 | 0
2024 | 10 | 11 | 5 | 582.1475 | 0
2024 | 10 | 11 | 6 | 646.9672 | 0
2024 | 10 | 11 | 7 | 711.7869 | 0
2024 | 10 | 11 | 8 | 751.2151 | 0
2024 | 10 | 11 | 9 | 790.6434 | 0
2024 | 10 | 11 | 10 | 804.8051 | 0
2024 | 10 | 11 | 11 | 809.7938 | 0
2024 | 10 | 11 | 12 | 805.4252 | 0
2024 | 10 | 11 | 13 | 802.2986 | 0
2024 | 10 | 11 | 14 | 795.6635 | 0
2024 | 10 | 11 | 15 | 787.5739 | 0
2024 | 10 | 11 | 16 | 782.2472 | 0
2024 | 10 | 11 | 17 | 775.3374 | 0
2024 | 10 | 11 | 18 | 767.0568 | 0
2024 | 10 | 11 | 19 | 776.6956 | 0
2024 | 10 | 11 | 20 | 766.8082 | 0
2024 | 10 | 11 | 21 | 736.5621 | 0
2024 | 10 | 11 | 22 | 684.8936 | 0
2024 | 10 | 11 | 23 | 628.819 | 0
2024 | 10 | 12 | 0 | 582.5825 | 0
2024 | 10 | 12 | 1 | 564.8453 | 0
2024 | 10 | 12 | 2 | 547.1081 | 0
2024 | 10 | 12 | 3 | 536.3836 | 0
2024 | 10 | 12 | 4 | 534.3916 | 0
2024 | 10 | 12 | 5 | 546.5003 | 0
2024 | 10 | 12 | 6 | 575.3705 | 0
2024 | 10 | 12 | 7 | 597.8819 | 0
2024 | 10 | 12 | 8 | 620.3933 | 0
2024 | 10 | 12 | 9 | 657.1507 | 0
2024 | 10 | 12 | 10 | 686.2324 | 0
2024 | 10 | 12 | 11 | 700.4852 | 0
2024 | 10 | 12 | 12 | 703.048 | 0
2024 | 10 | 12 | 13 | 699.4174 | 0
2024 | 10 | 12 | 14 | 690.8252 | 0
2024 | 10 | 12 | 15 | 682.2703 | 0
2024 | 10 | 12 | 16 | 679.7301 | 0
2024 | 10 | 12 | 17 | 679.9592 | 0
2024 | 10 | 12 | 18 | 680.8182 | 0
2024 | 10 | 12 | 19 | 691.0588 | 0
2024 | 10 | 12 | 20 | 682.1688 | 0
2024 | 10 | 12 | 21 | 660.4307 | 0
2024 | 10 | 12 | 22 | 625.4812 | 0
2024 | 10 | 12 | 23 | 589.3349 | 0
2024 | 10 | 13 | 0 | 559.0035 | 0
2024 | 10 | 13 | 1 | 551.7845 | 0
2024 | 10 | 13 | 2 | 535.2056 | 0
2024 | 10 | 13 | 3 | 526.3477 | 0
2024 | 10 | 13 | 4 | 523.4978 | 0
2024 | 10 | 13 | 5 | 528.6659 | 0
2024 | 10 | 13 | 6 | 543.1613 | 0
2024 | 10 | 13 | 7 | 557.6568 | 0
2024 | 10 | 13 | 8 | 571.9661 | 0
2024 | 10 | 13 | 9 | 605.6789 | 0
2024 | 10 | 13 | 10 | 636.5608 | 0
2024 | 10 | 13 | 11 | 656.9085 | 0
2024 | 10 | 13 | 12 | 669.0217 | 0
2024 | 10 | 13 | 13 | 671.7118 | 0
2024 | 10 | 13 | 14 | 672.8545 | 0
2024 | 10 | 13 | 15 | 671.4468 | 0
2024 | 10 | 13 | 16 | 673.8914 | 0
2024 | 10 | 13 | 17 | 677.7375 | 0
2024 | 10 | 13 | 18 | 680.1696 | 0
2024 | 10 | 13 | 19 | 693.5055 | 0
2024 | 10 | 13 | 20 | 687.582 | 0
2024 | 10 | 13 | 21 | 670.879 | 0
2024 | 10 | 13 | 22 | 638.6282 | 0
2024 | 10 | 13 | 23 | 602.0768 | 0
2024 | 10 | 14 | 0 | 571.3882 | 0
2024 | 10 | 14 | 1 | 547.4401 | 0
2024 | 10 | 14 | 2 | 523.4921 | 0
2024 | 10 | 14 | 3 | 513.9453 | 0
2024 | 10 | 14 | 4 | 511.7442 | 0
2024 | 10 | 14 | 5 | 515.9112 | 0
2024 | 10 | 14 | 6 | 526.4775 | 0
2024 | 10 | 14 | 7 | 537.0439 | 0
2024 | 10 | 14 | 8 | 568.1189 | 0
2024 | 10 | 14 | 9 | 599.1939 | 0
2024 | 10 | 14 | 10 | 638.5898 | 0
2024 | 10 | 14 | 11 | 668.0306 | 0
2024 | 10 | 14 | 12 | 689.6134 | 0
2024 | 10 | 14 | 13 | 692.2398 | 0
2024 | 10 | 14 | 14 | 689.288 | 0
2024 | 10 | 14 | 15 | 685.3584 | 0
2024 | 10 | 14 | 16 | 682.406 | 0
2024 | 10 | 14 | 17 | 685.5957 | 0
2024 | 10 | 14 | 18 | 692.8994 | 0
2024 | 10 | 14 | 19 | 707.8208 | 0
2024 | 10 | 14 | 20 | 698.0455 | 0
2024 | 10 | 14 | 21 | 678.2277 | 0
2024 | 10 | 14 | 22 | 642.9001 | 0
2024 | 10 | 14 | 23 | 605.7789 | 0
2024 | 10 | 15 | 0 | 574.7587 | 0
2024 | 10 | 15 | 1 | 561.9321 | 0
2024 | 10 | 15 | 2 | 554.4801 | 0
2024 | 10 | 15 | 3 | 547.4065 | 0
2024 | 10 | 15 | 4 | 550.156 | 0
2024 | 10 | 15 | 5 | 577.9206 | 0
2024 | 10 | 15 | 6 | 638.4349 | 0
2024 | 10 | 15 | 7 | 698.9491 | 0
2024 | 10 | 15 | 8 | 736.493 | 0
2024 | 10 | 15 | 9 | 774.037 | 0
2024 | 10 | 15 | 10 | 790.6141 | 0
2024 | 10 | 15 | 11 | 802.6549 | 0
2024 | 10 | 15 | 12 | 804.9434 | 0
2024 | 10 | 15 | 13 | 810.5112 | 0
2024 | 10 | 15 | 14 | 807.9177 | 0
2024 | 10 | 15 | 15 | 801.1366 | 0
2024 | 10 | 15 | 16 | 801.122 | 0
2024 | 10 | 15 | 17 | 800.4613 | 0
2024 | 10 | 15 | 18 | 799.9356 | 0
2024 | 10 | 15 | 19 | 801.2871 | 0
2024 | 10 | 15 | 20 | 783.3232 | 0
2024 | 10 | 15 | 21 | 749.3945 | 0
2024 | 10 | 15 | 22 | 695.4149 | 0
2024 | 10 | 15 | 23 | 646.3804 | 0
2024 | 10 | 16 | 0 | 597.346 | 0
2024 | 10 | 16 | 1 | 589.4298 | 0
2024 | 10 | 16 | 2 | 574.3295 | 0
2024 | 10 | 16 | 3 | 568.4953 | 0
2024 | 10 | 16 | 4 | 571.927 | 0
2024 | 10 | 16 | 5 | 599.908 | 0
2024 | 10 | 16 | 6 | 660.5147 | 0
2024 | 10 | 16 | 7 | 721.1214 | 0
2024 | 10 | 16 | 8 | 774.8876 | 0
2024 | 10 | 16 | 9 | 796.9147 | 0
2024 | 10 | 16 | 10 | 818.6353 | 0
2024 | 10 | 16 | 11 | 833.1478 | 0
2024 | 10 | 16 | 12 | 838.3627 | 0
2024 | 10 | 16 | 13 | 844.1723 | 0
2024 | 10 | 16 | 14 | 840.3458 | 0
2024 | 10 | 16 | 15 | 837.9406 | 0
2024 | 10 | 16 | 16 | 837.2246 | 0
2024 | 10 | 16 | 17 | 835.6018 | 0
2024 | 10 | 16 | 18 | 837.3521 | 0
2024 | 10 | 16 | 19 | 839.386 | 0
2024 | 10 | 16 | 20 | 815.7473 | 0
2024 | 10 | 16 | 21 | 778.293 | 0
2024 | 10 | 16 | 22 | 726.4428 | 0
2024 | 10 | 16 | 23 | 669.91 | 0
2024 | 10 | 17 | 0 | 625.6462 | 0
2024 | 10 | 17 | 1 | 598.9653 | 0
2024 | 10 | 17 | 2 | 572.2844 | 0
2024 | 10 | 17 | 3 | 566.7091 | 0
2024 | 10 | 17 | 4 | 569.3111 | 0
2024 | 10 | 17 | 5 | 595.8249 | 0
2024 | 10 | 17 | 6 | 654.6605 | 0
2024 | 10 | 17 | 7 | 713.4962 | 0
2024 | 10 | 17 | 8 | 768.0344 | 0
2024 | 10 | 17 | 9 | 787.727 | 0
2024 | 10 | 17 | 10 | 805.5484 | 0
2024 | 10 | 17 | 11 | 814.9558 | 0
2024 | 10 | 17 | 12 | 813.6046 | 0
2024 | 10 | 17 | 13 | 815.826 | 0
2024 | 10 | 17 | 14 | 811.384 | 0
2024 | 10 | 17 | 15 | 807.9618 | 0
2024 | 10 | 17 | 16 | 806.5566 | 0
2024 | 10 | 17 | 17 | 806.2635 | 0
2024 | 10 | 17 | 18 | 810.7274 | 0
2024 | 10 | 17 | 19 | 816.7146 | 0
2024 | 10 | 17 | 20 | 800.9633 | 0
2024 | 10 | 17 | 21 | 770.7515 | 0
2024 | 10 | 17 | 22 | 722.7388 | 0
2024 | 10 | 17 | 23 | 670.8829 | 0
2024 | 10 | 18 | 0 | 630.2134 | 0
2024 | 10 | 18 | 1 | 600.8554 | 0
2024 | 10 | 18 | 2 | 587.3013 | 0
2024 | 10 | 18 | 3 | 582.2016 | 0
2024 | 10 | 18 | 4 | 586.7497 | 0
2024 | 10 | 18 | 5 | 611.3499 | 0
2024 | 10 | 18 | 6 | 666.9086 | 0
2024 | 10 | 18 | 7 | 722.4672 | 0
2024 | 10 | 18 | 8 | 760.3986 | 0
2024 | 10 | 18 | 9 | 798.33 | 0
2024 | 10 | 18 | 10 | 812.0664 | 0
2024 | 10 | 18 | 11 | 816.5884 | 0
2024 | 10 | 18 | 12 | 815.0974 | 0
2024 | 10 | 18 | 13 | 810.7509 | 0
2024 | 10 | 18 | 14 | 802.5929 | 0
2024 | 10 | 18 | 15 | 793.5876 | 0
2024 | 10 | 18 | 16 | 788.181 | 0
2024 | 10 | 18 | 17 | 788.0372 | 0
2024 | 10 | 18 | 18 | 793.8009 | 0
2024 | 10 | 18 | 19 | 795.8002 | 0
2024 | 10 | 18 | 20 | 777.0953 | 0
2024 | 10 | 18 | 21 | 747.9739 | 0
2024 | 10 | 18 | 22 | 706.0146 | 0
2024 | 10 | 18 | 23 | 661.7418 | 0
2024 | 10 | 19 | 0 | 624.6886 | 0
2024 | 10 | 19 | 1 | 600.1919 | 0
2024 | 10 | 19 | 2 | 575.6952 | 0
2024 | 10 | 19 | 3 | 565.388 | 0
2024 | 10 | 19 | 4 | 562.0106 | 0
2024 | 10 | 19 | 5 | 575.278 | 0
2024 | 10 | 19 | 6 | 601.6541 | 0
2024 | 10 | 19 | 7 | 628.0301 | 0
2024 | 10 | 19 | 8 | 650.1446 | 0
2024 | 10 | 19 | 9 | 685.53 | 0
2024 | 10 | 19 | 10 | 717.0259 | 0
2024 | 10 | 19 | 11 | 736.7627 | 0
2024 | 10 | 19 | 12 | 740.9054 | 0
2024 | 10 | 19 | 13 | 737.2447 | 0
2024 | 10 | 19 | 14 | 727.6514 | 0
2024 | 10 | 19 | 15 | 720.0265 | 0
2024 | 10 | 19 | 16 | 718.362 | 0
2024 | 10 | 19 | 17 | 720.955 | 0
2024 | 10 | 19 | 18 | 730.27 | 0
2024 | 10 | 19 | 19 | 734.7484 | 0
2024 | 10 | 19 | 20 | 715.4597 | 0
2024 | 10 | 19 | 21 | 688.9726 | 0
2024 | 10 | 19 | 22 | 653.3132 | 0
2024 | 10 | 19 | 23 | 618.1619 | 0
2024 | 10 | 20 | 0 | 589.1688 | 0
2024 | 10 | 20 | 1 | 574.0054 | 0
2024 | 10 | 20 | 2 | 558.2392 | 0
2024 | 10 | 20 | 3 | 548.9249 | 0
2024 | 10 | 20 | 4 | 546.5645 | 0
2024 | 10 | 20 | 5 | 555.7428 | 0
2024 | 10 | 20 | 6 | 572.2685 | 0
2024 | 10 | 20 | 7 | 588.7943 | 0
2024 | 10 | 20 | 8 | 601.6062 | 0
2024 | 10 | 20 | 9 | 632.7131 | 0
2024 | 10 | 20 | 10 | 665.6079 | 0
2024 | 10 | 20 | 11 | 689.6502 | 0
2024 | 10 | 20 | 12 | 698.6433 | 0
2024 | 10 | 20 | 13 | 703.4049 | 0
2024 | 10 | 20 | 14 | 698.8849 | 0
2024 | 10 | 20 | 15 | 697.0778 | 0
2024 | 10 | 20 | 16 | 701.5087 | 0
2024 | 10 | 20 | 17 | 715.1879 | 0
2024 | 10 | 20 | 18 | 729.709 | 0
2024 | 10 | 20 | 19 | 736.8784 | 0
2024 | 10 | 20 | 20 | 724.5026 | 0
2024 | 10 | 20 | 21 | 702.977 | 0
2024 | 10 | 20 | 22 | 667.9293 | 0
2024 | 10 | 20 | 23 | 630.4241 | 0
2024 | 10 | 21 | 0 | 599.858 | 0
2024 | 10 | 21 | 1 | 575.8591 | 0
2024 | 10 | 21 | 2 | 563.5691 | 0
2024 | 10 | 21 | 3 | 559.283 | 0
2024 | 10 | 21 | 4 | 565.1009 | 0
2024 | 10 | 21 | 5 | 593.3186 | 0
2024 | 10 | 21 | 6 | 653.4769 | 0
2024 | 10 | 21 | 7 | 713.6352 | 0
2024 | 10 | 21 | 8 | 768.8423 | 0
2024 | 10 | 21 | 9 | 789.6737 | 0
2024 | 10 | 21 | 10 | 808.3518 | 0
2024 | 10 | 21 | 11 | 816.4936 | 0
2024 | 10 | 21 | 12 | 819.4181 | 0
2024 | 10 | 21 | 13 | 822.794 | 0
2024 | 10 | 21 | 14 | 822.8753 | 0
2024 | 10 | 21 | 15 | 818.7435 | 0
2024 | 10 | 21 | 16 | 817.6728 | 0
2024 | 10 | 21 | 17 | 818.4599 | 0
2024 | 10 | 21 | 18 | 823.7325 | 0
2024 | 10 | 21 | 19 | 825.5272 | 0
2024 | 10 | 21 | 20 | 805.6007 | 0
2024 | 10 | 21 | 21 | 772.2411 | 0
2024 | 10 | 21 | 22 | 720.3024 | 0
2024 | 10 | 21 | 23 | 666.275 | 0
2024 | 10 | 22 | 0 | 623.4634 | 0
2024 | 10 | 22 | 1 | 580.0923 | 0
2024 | 10 | 22 | 2 | 565.6507 | 0
2024 | 10 | 22 | 3 | 560.1253 | 0
2024 | 10 | 22 | 4 | 565.803 | 0
2024 | 10 | 22 | 5 | 596.2267 | 0
2024 | 10 | 22 | 6 | 660.8769 | 0
2024 | 10 | 22 | 7 | 725.5272 | 0
2024 | 10 | 22 | 8 | 782.4212 | 0
2024 | 10 | 22 | 9 | 794.1363 | 0
2024 | 10 | 22 | 10 | 804.1378 | 0
2024 | 10 | 22 | 11 | 806.8307 | 0
2024 | 10 | 22 | 12 | 802.0184 | 0
2024 | 10 | 22 | 13 | 797.4765 | 0
2024 | 10 | 22 | 14 | 785.2379 | 0
2024 | 10 | 22 | 15 | 776.8295 | 0
2024 | 10 | 22 | 16 | 774.6468 | 0
2024 | 10 | 22 | 17 | 778.0587 | 0
2024 | 10 | 22 | 18 | 792.528 | 0
2024 | 10 | 22 | 19 | 794.9735 | 0
2024 | 10 | 22 | 20 | 775.0557 | 0
2024 | 10 | 22 | 21 | 738.6667 | 0
2024 | 10 | 22 | 22 | 686.408 | 0
2024 | 10 | 22 | 23 | 631.5797 | 0
2024 | 10 | 23 | 0 | 588.9707 | 0
2024 | 10 | 23 | 1 | 585.9606 | 0
2024 | 10 | 23 | 2 | 569.2479 | 0
2024 | 10 | 23 | 3 | 562.3632 | 0
2024 | 10 | 23 | 4 | 565.8681 | 0
2024 | 10 | 23 | 5 | 595.4803 | 0
2024 | 10 | 23 | 6 | 662.1497 | 0
2024 | 10 | 23 | 7 | 728.8191 | 0
2024 | 10 | 23 | 8 | 789.1188 | 0
2024 | 10 | 23 | 9 | 809.1884 | 0
2024 | 10 | 23 | 10 | 829.2024 | 0
2024 | 10 | 23 | 11 | 840.8955 | 0
2024 | 10 | 23 | 12 | 845.2995 | 0
2024 | 10 | 23 | 13 | 851.0224 | 0
2024 | 10 | 23 | 14 | 848.0455 | 0
2024 | 10 | 23 | 15 | 844.4982 | 0
2024 | 10 | 23 | 16 | 848.131 | 0
2024 | 10 | 23 | 17 | 845.9251 | 0
2024 | 10 | 23 | 18 | 853.8993 | 0
2024 | 10 | 23 | 19 | 850.9105 | 0
2024 | 10 | 23 | 20 | 826.3632 | 0
2024 | 10 | 23 | 21 | 787.5023 | 0
2024 | 10 | 23 | 22 | 730.4615 | 0
2024 | 10 | 23 | 23 | 674.4751 | 0
2024 | 10 | 24 | 0 | 618.4888 | 0
2024 | 10 | 24 | 1 | 586.9598 | 0
2024 | 10 | 24 | 2 | 567.4775 | 0
2024 | 10 | 24 | 3 | 547.9953 | 0
2024 | 10 | 24 | 4 | 551.6586 | 0
2024 | 10 | 24 | 5 | 580.3575 | 0
2024 | 10 | 24 | 6 | 643.5049 | 0
2024 | 10 | 24 | 7 | 706.6523 | 0
2024 | 10 | 24 | 8 | 740.9445 | 0
2024 | 10 | 24 | 9 | 775.2366 | 0
2024 | 10 | 24 | 10 | 790.8018 | 0
2024 | 10 | 24 | 11 | 797.8618 | 0
2024 | 10 | 24 | 12 | 797.1195 | 0
2024 | 10 | 24 | 13 | 797.9074 | 0
2024 | 10 | 24 | 14 | 788.6901 | 0
2024 | 10 | 24 | 15 | 779.3922 | 0
2024 | 10 | 24 | 16 | 774.1285 | 0
2024 | 10 | 24 | 17 | 774.2603 | 0
2024 | 10 | 24 | 18 | 788.1617 | 0
2024 | 10 | 24 | 19 | 789.6323 | 0
2024 | 10 | 24 | 20 | 770.8885 | 0
2024 | 10 | 24 | 21 | 738.0354 | 0
2024 | 10 | 24 | 22 | 685.3975 | 0
2024 | 10 | 24 | 23 | 629.8557 | 0
2024 | 10 | 25 | 0 | 585.3981 | 0
2024 | 10 | 25 | 1 | 573.8177 | 0
2024 | 10 | 25 | 2 | 555.8892 | 0
2024 | 10 | 25 | 3 | 549.1478 | 0
2024 | 10 | 25 | 4 | 552.6363 | 0
2024 | 10 | 25 | 5 | 579.2109 | 0
2024 | 10 | 25 | 6 | 640.9944 | 0
2024 | 10 | 25 | 7 | 702.7779 | 0
2024 | 10 | 25 | 8 | 741.4994 | 0
2024 | 10 | 25 | 9 | 780.2209 | 0
2024 | 10 | 25 | 10 | 799.0692 | 0
2024 | 10 | 25 | 11 | 810.5522 | 0
2024 | 10 | 25 | 12 | 814.5043 | 0
2024 | 10 | 25 | 13 | 816.5432 | 0
2024 | 10 | 25 | 14 | 809.5574 | 0
2024 | 10 | 25 | 15 | 804.1205 | 0
2024 | 10 | 25 | 16 | 800.7267 | 0
2024 | 10 | 25 | 17 | 802.0522 | 0
2024 | 10 | 25 | 18 | 812.5058 | 0
2024 | 10 | 25 | 19 | 807.8719 | 0
2024 | 10 | 25 | 20 | 785.1333 | 0
2024 | 10 | 25 | 21 | 754.4229 | 0
2024 | 10 | 25 | 22 | 707.1888 | 0
2024 | 10 | 25 | 23 | 655.7321 | 0
2024 | 10 | 26 | 0 | 611.8427 | 0
2024 | 10 | 26 | 1 | 589.2792 | 0
2024 | 10 | 26 | 2 | 566.7156 | 0
2024 | 10 | 26 | 3 | 556.2679 | 0
2024 | 10 | 26 | 4 | 553.5563 | 0
2024 | 10 | 26 | 5 | 564.1578 | 0
2024 | 10 | 26 | 6 | 594.4735 | 0
2024 | 10 | 26 | 7 | 624.7892 | 0
2024 | 10 | 26 | 8 | 637.88 | 0
2024 | 10 | 26 | 9 | 671.649 | 0
2024 | 10 | 26 | 10 | 701.2703 | 0
2024 | 10 | 26 | 11 | 719.5829 | 0
2024 | 10 | 26 | 12 | 725.8167 | 0
2024 | 10 | 26 | 13 | 725.1088 | 0
2024 | 10 | 26 | 14 | 714.993 | 0
2024 | 10 | 26 | 15 | 706.4484 | 0
2024 | 10 | 26 | 16 | 704.2343 | 0
2024 | 10 | 26 | 17 | 712.4424 | 0
2024 | 10 | 26 | 18 | 731.5652 | 0
2024 | 10 | 26 | 19 | 731.0142 | 0
2024 | 10 | 26 | 20 | 711.0466 | 0
2024 | 10 | 26 | 21 | 687.7234 | 0
2024 | 10 | 26 | 22 | 653.9584 | 0
2024 | 10 | 26 | 23 | 619.6891 | 0
2024 | 10 | 27 | 0 | 590.3562 | 0
2024 | 10 | 27 | 1 | 562.8132 | 0
2024 | 10 | 27 | 2 | 545.6617 | 0
2024 | 10 | 27 | 3 | 535.0305 | 0
2024 | 10 | 27 | 4 | 531.9643 | 0
2024 | 10 | 27 | 5 | 538.4131 | 0
2024 | 10 | 27 | 6 | 554.5505 | 0
2024 | 10 | 27 | 7 | 570.6879 | 0
2024 | 10 | 27 | 8 | 585.9718 | 0
2024 | 10 | 27 | 9 | 613.2517 | 0
2024 | 10 | 27 | 10 | 641.4954 | 0
2024 | 10 | 27 | 11 | 661.9642 | 0
2024 | 10 | 27 | 12 | 674.3265 | 0
2024 | 10 | 27 | 13 | 678.7439 | 0
2024 | 10 | 27 | 14 | 674.4788 | 0
2024 | 10 | 27 | 15 | 673.8664 | 0
2024 | 10 | 27 | 16 | 679.3042 | 0
2024 | 10 | 27 | 17 | 693.7987 | 0
2024 | 10 | 27 | 18 | 717.5943 | 0
2024 | 10 | 27 | 19 | 718.2464 | 0
2024 | 10 | 27 | 20 | 700.7221 | 0
2024 | 10 | 27 | 21 | 678.9344 | 0
2024 | 10 | 27 | 22 | 646.0722 | 0
2024 | 10 | 27 | 23 | 609.9901 | 0
2024 | 10 | 28 | 0 | 580.643 | 0
2024 | 10 | 28 | 1 | 568.472 | 0
2024 | 10 | 28 | 2 | 557.9706 | 0
2024 | 10 | 28 | 3 | 555.4216 | 0
2024 | 10 | 28 | 4 | 561.8878 | 0
2024 | 10 | 28 | 5 | 590.1982 | 0
2024 | 10 | 28 | 6 | 652.7912 | 0
2024 | 10 | 28 | 7 | 715.3842 | 0
2024 | 10 | 28 | 8 | 775.1597 | 0
2024 | 10 | 28 | 9 | 797.181 | 0
2024 | 10 | 28 | 10 | 813.7988 | 0
2024 | 10 | 28 | 11 | 824.1591 | 0
2024 | 10 | 28 | 12 | 827.8431 | 0
2024 | 10 | 28 | 13 | 830.5742 | 0
2024 | 10 | 28 | 14 | 826.5858 | 0
2024 | 10 | 28 | 15 | 823.9193 | 0
2024 | 10 | 28 | 16 | 824.1407 | 0
2024 | 10 | 28 | 17 | 829.9802 | 0
2024 | 10 | 28 | 18 | 848.0584 | 0
2024 | 10 | 28 | 19 | 846.5307 | 0
2024 | 10 | 28 | 20 | 825.3538 | 0
2024 | 10 | 28 | 21 | 793.7721 | 0
2024 | 10 | 28 | 22 | 744.1053 | 0
2024 | 10 | 28 | 23 | 690.4682 | 0
2024 | 10 | 29 | 0 | 646.1689 | 0
2024 | 10 | 29 | 1 | 620.9186 | 0
2024 | 10 | 29 | 2 | 606.2604 | 0
2024 | 10 | 29 | 3 | 600.571 | 0
2024 | 10 | 29 | 4 | 603.8809 | 0
2024 | 10 | 29 | 5 | 627.6532 | 0
2024 | 10 | 29 | 6 | 685.0746 | 0
2024 | 10 | 29 | 7 | 742.496 | 0
2024 | 10 | 29 | 8 | 797.505 | 0
2024 | 10 | 29 | 9 | 816.0132 | 0
2024 | 10 | 29 | 10 | 831.1528 | 0
2024 | 10 | 29 | 11 | 838.0691 | 0
2024 | 10 | 29 | 12 | 840.3375 | 0
2024 | 10 | 29 | 13 | 842.173 | 0
2024 | 10 | 29 | 14 | 838.9228 | 0
2024 | 10 | 29 | 15 | 836.5935 | 0
2024 | 10 | 29 | 16 | 841.5065 | 0
2024 | 10 | 29 | 17 | 843.0363 | 0
2024 | 10 | 29 | 18 | 857.6585 | 0
2024 | 10 | 29 | 19 | 850.9809 | 0
2024 | 10 | 29 | 20 | 827.4006 | 0
2024 | 10 | 29 | 21 | 794.6613 | 0
2024 | 10 | 29 | 22 | 748.2236 | 0
2024 | 10 | 29 | 23 | 696.226 | 0
2024 | 10 | 30 | 0 | 653.9851 | 0
2024 | 10 | 30 | 1 | 628.6276 | 0
2024 | 10 | 30 | 2 | 644.0741 | 0
2024 | 10 | 30 | 3 | 637.2072 | 0
2024 | 10 | 30 | 4 | 639.96 | 0
2024 | 10 | 30 | 5 | 664.5229 | 0
2024 | 10 | 30 | 6 | 726.2406 | 0
2024 | 10 | 30 | 7 | 787.9583 | 0
2024 | 10 | 30 | 8 | 847.2373 | 0
2024 | 10 | 30 | 9 | 866.6615 | 0
2024 | 10 | 30 | 10 | 885.1624 | 0
2024 | 10 | 30 | 11 | 894.4996 | 0
2024 | 10 | 30 | 12 | 895.6237 | 0
2024 | 10 | 30 | 13 | 897.2638 | 0
2024 | 10 | 30 | 14 | 894.0214 | 0
2024 | 10 | 30 | 15 | 889.6978 | 0
2024 | 10 | 30 | 16 | 891.6416 | 0
2024 | 10 | 30 | 17 | 894.5719 | 0
2024 | 10 | 30 | 18 | 914.2964 | 0
2024 | 10 | 30 | 19 | 906.0335 | 0
2024 | 10 | 30 | 20 | 881.49 | 0
2024 | 10 | 30 | 21 | 847.2739 | 0
2024 | 10 | 30 | 22 | 797.1054 | 0
2024 | 10 | 30 | 23 | 741.0072 | 0
2024 | 10 | 31 | 0 | 694.2046 | 0
2024 | 10 | 31 | 1 | 667.8845 | 0
2024 | 10 | 31 | 2 | 672.2882 | 0
2024 | 10 | 31 | 3 | 664.8603 | 0
2024 | 10 | 31 | 4 | 668.172 | 0
2024 | 10 | 31 | 5 | 693.3314 | 0
2024 | 10 | 31 | 6 | 756.6509 | 0
2024 | 10 | 31 | 7 | 819.9703 | 0
2024 | 10 | 31 | 8 | 880.6901 | 0
2024 | 10 | 31 | 9 | 900.2094 | 0
2024 | 10 | 31 | 10 | 921.4696 | 0
2024 | 10 | 31 | 11 | 931.8463 | 0
2024 | 10 | 31 | 12 | 935.0983 | 0
2024 | 10 | 31 | 13 | 936.439 | 0
2024 | 10 | 31 | 14 | 932.8692 | 0
2024 | 10 | 31 | 15 | 930.1608 | 0
2024 | 10 | 31 | 16 | 931.0983 | 0
2024 | 10 | 31 | 17 | 931.206 | 0
2024 | 10 | 31 | 18 | 946.2646 | 0
2024 | 10 | 31 | 19 | 938.3733 | 0
2024 | 10 | 31 | 20 | 914.3069 | 0
2024 | 10 | 31 | 21 | 883.4334 | 0
2024 | 10 | 31 | 22 | 831.554 | 0
2024 | 10 | 31 | 23 | 772.9836 | 0
2024 | 11 | 1 | 0 | 723.3369 | 0
2024 | 11 | 1 | 1 | 683.5365 | 0
2024 | 11 | 1 | 2 | 673.155 | 0
2024 | 11 | 1 | 3 | 658.5326 | 0
2024 | 11 | 1 | 4 | 655.1079 | 0
2024 | 11 | 1 | 5 | 671.79 | 0
2024 | 11 | 1 | 6 | 730.72 | 0
2024 | 11 | 1 | 7 | 789.65 | 0
2024 | 11 | 1 | 8 | 838.7006 | 0
2024 | 11 | 1 | 9 | 887.7513 | 0
2024 | 11 | 1 | 10 | 913.6689 | 0
2024 | 11 | 1 | 11 | 930.4948 | 0
2024 | 11 | 1 | 12 | 937.6595 | 0
2024 | 11 | 1 | 13 | 937.7163 | 0
2024 | 11 | 1 | 14 | 933.6588 | 0
2024 | 11 | 1 | 15 | 922.9169 | 0
2024 | 11 | 1 | 16 | 909.9472 | 0
2024 | 11 | 1 | 17 | 908.9474 | 0
2024 | 11 | 1 | 18 | 937.1744 | 0
2024 | 11 | 1 | 19 | 929.0293 | 0
2024 | 11 | 1 | 20 | 905.1242 | 0
2024 | 11 | 1 | 21 | 876.5035 | 0
2024 | 11 | 1 | 22 | 832.7964 | 0
2024 | 11 | 1 | 23 | 779.7058 | 0
2024 | 11 | 2 | 0 | 733.4396 | 0
2024 | 11 | 2 | 1 | 687.1734 | 0
2024 | 11 | 2 | 2 | 677.9012 | 0
2024 | 11 | 2 | 3 | 659.9862 | 0
2024 | 11 | 2 | 4 | 651.2216 | 0
2024 | 11 | 2 | 5 | 649.6062 | 0
2024 | 11 | 2 | 6 | 664.9201 | 0
2024 | 11 | 2 | 7 | 695.1045 | 0
2024 | 11 | 2 | 8 | 722.917 | 0
2024 | 11 | 2 | 9 | 765.5999 | 0
2024 | 11 | 2 | 10 | 808.0948 | 0
2024 | 11 | 2 | 11 | 834.493 | 0
2024 | 11 | 2 | 12 | 848.2522 | 0
2024 | 11 | 2 | 13 | 846.8016 | 0
2024 | 11 | 2 | 14 | 842.2025 | 0
2024 | 11 | 2 | 15 | 829.9727 | 0
2024 | 11 | 2 | 16 | 819.2757 | 0
2024 | 11 | 2 | 17 | 829.5478 | 0
2024 | 11 | 2 | 18 | 870.9927 | 0
2024 | 11 | 2 | 19 | 869.3678 | 0
2024 | 11 | 2 | 20 | 850.3274 | 0
2024 | 11 | 2 | 21 | 829.2432 | 0
2024 | 11 | 2 | 22 | 804.2059 | 0
2024 | 11 | 2 | 23 | 772.082 | 0
2024 | 11 | 3 | 0 | 739.2285 | 0
2024 | 11 | 3 | 1 | 706.3751 | 0
2024 | 11 | 3 | 2 | 711.5092 | 0
2024 | 11 | 3 | 3 | 696.1216 | 0
2024 | 11 | 3 | 4 | 689.5992 | 0
2024 | 11 | 3 | 5 | 690.8984 | 0
2024 | 11 | 3 | 6 | 703.9711 | 0
2024 | 11 | 3 | 7 | 717.0439 | 0
2024 | 11 | 3 | 8 | 736.6218 | 0
2024 | 11 | 3 | 9 | 781.2982 | 0
2024 | 11 | 3 | 10 | 825.9746 | 0
2024 | 11 | 3 | 11 | 861.522 | 0
2024 | 11 | 3 | 12 | 885.6251 | 0
2024 | 11 | 3 | 13 | 891.427 | 0
2024 | 11 | 3 | 14 | 890.0411 | 0
2024 | 11 | 3 | 15 | 885.2248 | 0
2024 | 11 | 3 | 16 | 887.6995 | 0
2024 | 11 | 3 | 17 | 908.9116 | 0
2024 | 11 | 3 | 18 | 961.7405 | 0
2024 | 11 | 3 | 19 | 965.4749 | 0
2024 | 11 | 3 | 20 | 947.771 | 0
2024 | 11 | 3 | 21 | 926.0902 | 0
2024 | 11 | 3 | 22 | 892.8519 | 0
2024 | 11 | 3 | 23 | 851.6418 | 0
2024 | 11 | 4 | 0 | 809.3395 | 0
2024 | 11 | 4 | 1 | 794.731 | 0
2024 | 11 | 4 | 2 | 773.1981 | 0
2024 | 11 | 4 | 3 | 763.7519 | 0
2024 | 11 | 4 | 4 | 765.539 | 0
2024 | 11 | 4 | 5 | 783.8593 | 0
2024 | 11 | 4 | 6 | 833.798 | 0
2024 | 11 | 4 | 7 | 912.0084 | 0
2024 | 11 | 4 | 8 | 990.2188 | 0
2024 | 11 | 4 | 9 | 1022.6447 | 0
2024 | 11 | 4 | 10 | 1049.3866 | 0
2024 | 11 | 4 | 11 | 1070.4951 | 20.4951
2024 | 11 | 4 | 12 | 1081.1905 | 31.1905
2024 | 11 | 4 | 13 | 1082.3734 | 32.3734
2024 | 11 | 4 | 14 | 1081.9263 | 31.9263
2024 | 11 | 4 | 15 | 1071.5041 | 21.5041
2024 | 11 | 4 | 16 | 1064.6286 | 14.6286
2024 | 11 | 4 | 17 | 1073.9793 | 23.9793
2024 | 11 | 4 | 18 | 1112.0249 | 62.0249
2024 | 11 | 4 | 19 | 1106.6901 | 56.6901
2024 | 11 | 4 | 20 | 1083.8406 | 33.8406
2024 | 11 | 4 | 21 | 1053.9445 | 3.9445
2024 | 11 | 4 | 22 | 1003.316 | 0
2024 | 11 | 4 | 23 | 940.0588 | 0
2024 | 11 | 5 | 0 | 878.2861 | 0
2024 | 11 | 5 | 1 | 816.5135 | 0
2024 | 11 | 5 | 2 | 792.6077 | 0
2024 | 11 | 5 | 3 | 778.6921 | 0
2024 | 11 | 5 | 4 | 776.2803 | 0
2024 | 11 | 5 | 5 | 791.3198 | 0
2024 | 11 | 5 | 6 | 838.5797 | 0
2024 | 11 | 5 | 7 | 903.9581 | 0
2024 | 11 | 5 | 8 | 969.3365 | 0
2024 | 11 | 5 | 9 | 993.5484 | 0
2024 | 11 | 5 | 10 | 1011.9681 | 0
2024 | 11 | 5 | 11 | 1026.1404 | 0
2024 | 11 | 5 | 12 | 1033.7421 | 0
2024 | 11 | 5 | 13 | 1036.6284 | 0
2024 | 11 | 5 | 14 | 1032.0157 | 0
2024 | 11 | 5 | 15 | 1025.8637 | 0
2024 | 11 | 5 | 16 | 1024.5887 | 0
2024 | 11 | 5 | 17 | 1034.7664 | 0
2024 | 11 | 5 | 18 | 1070.0608 | 20.0608
2024 | 11 | 5 | 19 | 1059.3394 | 9.3394
2024 | 11 | 5 | 20 | 1032.5705 | 0
2024 | 11 | 5 | 21 | 999.0305 | 0
2024 | 11 | 5 | 22 | 954.015 | 0
2024 | 11 | 5 | 23 | 897.5046 | 0
2024 | 11 | 6 | 0 | 843.4306 | 0
2024 | 11 | 6 | 1 | 808.4643 | 0
2024 | 11 | 6 | 2 | 784.5466 | 0
2024 | 11 | 6 | 3 | 771.6638 | 0
2024 | 11 | 6 | 4 | 769.633 | 0
2024 | 11 | 6 | 5 | 786.7822 | 0
2024 | 11 | 6 | 6 | 838.0425 | 0
2024 | 11 | 6 | 7 | 916.5116 | 0
2024 | 11 | 6 | 8 | 970.7233 | 0
2024 | 11 | 6 | 9 | 1024.935 | 0
2024 | 11 | 6 | 10 | 1047.0686 | 0
2024 | 11 | 6 | 11 | 1063.9481 | 13.9481
2024 | 11 | 6 | 12 | 1072.198 | 22.198
2024 | 11 | 6 | 13 | 1075.4596 | 25.4596
2024 | 11 | 6 | 14 | 1078.7781 | 28.7781
2024 | 11 | 6 | 15 | 1072.6989 | 22.6989
2024 | 11 | 6 | 16 | 1070.0215 | 20.0215
2024 | 11 | 6 | 17 | 1081.2607 | 31.2607
2024 | 11 | 6 | 18 | 1122.4339 | 72.4339
2024 | 11 | 6 | 19 | 1113.8858 | 63.8858
2024 | 11 | 6 | 20 | 1086.8766 | 36.8766
2024 | 11 | 6 | 21 | 1053.5829 | 3.5829
2024 | 11 | 6 | 22 | 1003.4935 | 0
2024 | 11 | 6 | 23 | 939.6429 | 0
2024 | 11 | 7 | 0 | 875.9642 | 0
2024 | 11 | 7 | 1 | 828.2169 | 0
2024 | 11 | 7 | 2 | 780.4697 | 0
2024 | 11 | 7 | 3 | 767.2664 | 0
2024 | 11 | 7 | 4 | 765.3464 | 0
2024 | 11 | 7 | 5 | 780.9049 | 0
2024 | 11 | 7 | 6 | 829.7061 | 0
2024 | 11 | 7 | 7 | 897.8462 | 0
2024 | 11 | 7 | 8 | 965.9864 | 0
2024 | 11 | 7 | 9 | 1012.2851 | 0
2024 | 11 | 7 | 10 | 1031.3337 | 0
2024 | 11 | 7 | 11 | 1043.1873 | 0
2024 | 11 | 7 | 12 | 1048.0265 | 0
2024 | 11 | 7 | 13 | 1046.5786 | 0
2024 | 11 | 7 | 14 | 1043.438 | 0
2024 | 11 | 7 | 15 | 1032.73 | 0
2024 | 11 | 7 | 16 | 1023.2615 | 0
2024 | 11 | 7 | 17 | 1029.9648 | 0
2024 | 11 | 7 | 18 | 1078.2346 | 28.2346
2024 | 11 | 7 | 19 | 1080.4463 | 30.4463
2024 | 11 | 7 | 20 | 1062.0856 | 12.0856
2024 | 11 | 7 | 21 | 1035.9973 | 0
2024 | 11 | 7 | 22 | 988.4463 | 0
2024 | 11 | 7 | 23 | 924.3857 | 0
2024 | 11 | 8 | 0 | 867.3612 | 0
2024 | 11 | 8 | 1 | 810.3366 | 0
2024 | 11 | 8 | 2 | 778.1859 | 0
2024 | 11 | 8 | 3 | 762.3905 | 0
2024 | 11 | 8 | 4 | 758.6076 | 0
2024 | 11 | 8 | 5 | 774.4124 | 0
2024 | 11 | 8 | 6 | 826.4856 | 0
2024 | 11 | 8 | 7 | 901.6501 | 0
2024 | 11 | 8 | 8 | 976.8146 | 0
2024 | 11 | 8 | 9 | 1029.7824 | 0
2024 | 11 | 8 | 10 | 1049.1016 | 0
2024 | 11 | 8 | 11 | 1061.2922 | 11.2922
2024 | 11 | 8 | 12 | 1063.5843 | 13.5843
2024 | 11 | 8 | 13 | 1056.7818 | 6.7818
2024 | 11 | 8 | 14 | 1049.328 | 0
2024 | 11 | 8 | 15 | 1032.6681 | 0
2024 | 11 | 8 | 16 | 1017.3186 | 0
2024 | 11 | 8 | 17 | 1021.7748 | 0
2024 | 11 | 8 | 18 | 1074.6834 | 24.6834
2024 | 11 | 8 | 19 | 1076.6735 | 26.6735
2024 | 11 | 8 | 20 | 1059.4623 | 9.4623
2024 | 11 | 8 | 21 | 1034.1504 | 0
2024 | 11 | 8 | 22 | 985.7708 | 0
2024 | 11 | 8 | 23 | 919.1171 | 0
2024 | 11 | 9 | 0 | 865.5716 | 0
2024 | 11 | 9 | 1 | 821.217 | 0
2024 | 11 | 9 | 2 | 776.8624 | 0
2024 | 11 | 9 | 3 | 754.4083 | 0
2024 | 11 | 9 | 4 | 743.6615 | 0
2024 | 11 | 9 | 5 | 741.8368 | 0
2024 | 11 | 9 | 6 | 749.9847 | 0
2024 | 11 | 9 | 7 | 779.3938 | 0
2024 | 11 | 9 | 8 | 812.53 | 0
2024 | 11 | 9 | 9 | 857.1207 | 0
2024 | 11 | 9 | 10 | 896.5069 | 0
2024 | 11 | 9 | 11 | 923.4837 | 0
2024 | 11 | 9 | 12 | 937.1462 | 0
2024 | 11 | 9 | 13 | 936.1408 | 0
2024 | 11 | 9 | 14 | 928.4965 | 0
2024 | 11 | 9 | 15 | 914.0039 | 0
2024 | 11 | 9 | 16 | 902.8275 | 0
2024 | 11 | 9 | 17 | 916.1166 | 0
2024 | 11 | 9 | 18 | 945.7396 | 0
2024 | 11 | 9 | 19 | 975.3625 | 0
2024 | 11 | 9 | 20 | 957.8334 | 0
2024 | 11 | 9 | 21 | 936.4316 | 0
2024 | 11 | 9 | 22 | 904.0253 | 0
2024 | 11 | 9 | 23 | 862.2309 | 0
2024 | 11 | 10 | 0 | 814.717 | 0
2024 | 11 | 10 | 1 | 775.1483 | 0
2024 | 11 | 10 | 2 | 745.3163 | 0
2024 | 11 | 10 | 3 | 725.2948 | 0
2024 | 11 | 10 | 4 | 714.5323 | 0
2024 | 11 | 10 | 5 | 707.4238 | 0
2024 | 11 | 10 | 6 | 712.4417 | 0
2024 | 11 | 10 | 7 | 717.4595 | 0
2024 | 11 | 10 | 8 | 753.1528 | 0
2024 | 11 | 10 | 9 | 788.8461 | 0
2024 | 11 | 10 | 10 | 831.1159 | 0
2024 | 11 | 10 | 11 | 864.2664 | 0
2024 | 11 | 10 | 12 | 888.1615 | 0
2024 | 11 | 10 | 13 | 894.6639 | 0
2024 | 11 | 10 | 14 | 895.5943 | 0
2024 | 11 | 10 | 15 | 891.1848 | 0
2024 | 11 | 10 | 16 | 891.9848 | 0
2024 | 11 | 10 | 17 | 915.112 | 0
2024 | 11 | 10 | 18 | 967.9224 | 0
2024 | 11 | 10 | 19 | 966.6856 | 0
2024 | 11 | 10 | 20 | 949.7106 | 0
2024 | 11 | 10 | 21 | 930.3886 | 0
2024 | 11 | 10 | 22 | 898.5944 | 0
2024 | 11 | 10 | 23 | 854.6745 | 0
2024 | 11 | 11 | 0 | 807.1828 | 0
2024 | 11 | 11 | 1 | 773.1247 | 0
2024 | 11 | 11 | 2 | 750.3465 | 0
2024 | 11 | 11 | 3 | 738.5714 | 0
2024 | 11 | 11 | 4 | 737.63 | 0
2024 | 11 | 11 | 5 | 754.0796 | 0
2024 | 11 | 11 | 6 | 802.553 | 0
2024 | 11 | 11 | 7 | 877.0117 | 0
2024 | 11 | 11 | 8 | 951.4704 | 0
2024 | 11 | 11 | 9 | 981.5516 | 0
2024 | 11 | 11 | 10 | 1008.8792 | 0
2024 | 11 | 11 | 11 | 1027.1765 | 0
2024 | 11 | 11 | 12 | 1039.1863 | 0
2024 | 11 | 11 | 13 | 1043.4811 | 0
2024 | 11 | 11 | 14 | 1045.2325 | 0
2024 | 11 | 11 | 15 | 1037.865 | 0
2024 | 11 | 11 | 16 | 1033.4531 | 0
2024 | 11 | 11 | 17 | 1047.4074 | 0
2024 | 11 | 11 | 18 | 1083.8508 | 33.8508
2024 | 11 | 11 | 19 | 1071.0952 | 21.0952
2024 | 11 | 11 | 20 | 1046.378 | 0
2024 | 11 | 11 | 21 | 1016.1638 | 0
2024 | 11 | 11 | 22 | 968.4193 | 0
2024 | 11 | 11 | 23 | 907.8341 | 0
2024 | 11 | 12 | 0 | 845.6471 | 0
2024 | 11 | 12 | 1 | 807.7443 | 0
2024 | 11 | 12 | 2 | 779.1469 | 0
2024 | 11 | 12 | 3 | 760.4652 | 0
2024 | 11 | 12 | 4 | 752.5047 | 0
2024 | 11 | 12 | 5 | 754.7547 | 0
2024 | 11 | 12 | 6 | 781.2299 | 0
2024 | 11 | 12 | 7 | 846.494 | 0
2024 | 11 | 12 | 8 | 911.7582 | 0
2024 | 11 | 12 | 9 | 974.1497 | 0
2024 | 11 | 12 | 10 | 999.4589 | 0
2024 | 11 | 12 | 11 | 1020.8234 | 0
2024 | 11 | 12 | 12 | 1033.176 | 0
2024 | 11 | 12 | 13 | 1041.4424 | 0
2024 | 11 | 12 | 14 | 1049.3137 | 0
2024 | 11 | 12 | 15 | 1047.8443 | 0
2024 | 11 | 12 | 16 | 1047.298 | 0
2024 | 11 | 12 | 17 | 1070.0871 | 20.0871
2024 | 11 | 12 | 18 | 1100.8473 | 50.8473
2024 | 11 | 12 | 19 | 1080.6945 | 30.6945
2024 | 11 | 12 | 20 | 1052.1398 | 2.1398
2024 | 11 | 12 | 21 | 1024.3603 | 0
2024 | 11 | 12 | 22 | 984.7847 | 0
2024 | 11 | 12 | 23 | 927.6042 | 0
2024 | 11 | 13 | 0 | 864.0098 | 0
2024 | 11 | 13 | 1 | 811.4902 | 0
2024 | 11 | 13 | 2 | 758.9706 | 0
2024 | 11 | 13 | 3 | 742.3413 | 0
2024 | 11 | 13 | 4 | 737.6932 | 0
2024 | 11 | 13 | 5 | 752.2991 | 0
2024 | 11 | 13 | 6 | 801.1199 | 0
2024 | 11 | 13 | 7 | 873.5091 | 0
2024 | 11 | 13 | 8 | 922.7793 | 0
2024 | 11 | 13 | 9 | 972.0494 | 0
2024 | 11 | 13 | 10 | 993.9749 | 0
2024 | 11 | 13 | 11 | 1010.2452 | 0
2024 | 11 | 13 | 12 | 1021.6474 | 0
2024 | 11 | 13 | 13 | 1028.8446 | 0
2024 | 11 | 13 | 14 | 1029.4075 | 0
2024 | 11 | 13 | 15 | 1023.1466 | 0
2024 | 11 | 13 | 16 | 1020.5897 | 0
2024 | 11 | 13 | 17 | 1038.6867 | 0
2024 | 11 | 13 | 18 | 1072.9992 | 22.9992
2024 | 11 | 13 | 19 | 1057.0683 | 7.0683
2024 | 11 | 13 | 20 | 1030.6956 | 0
2024 | 11 | 13 | 21 | 997.8558 | 0
2024 | 11 | 13 | 22 | 951.6507 | 0
2024 | 11 | 13 | 23 | 891.7574 | 0
2024 | 11 | 14 | 0 | 834.8963 | 0
2024 | 11 | 14 | 1 | 789.5893 | 0
2024 | 11 | 14 | 2 | 749.9074 | 0
2024 | 11 | 14 | 3 | 734.2643 | 0
2024 | 11 | 14 | 4 | 730.308 | 0
2024 | 11 | 14 | 5 | 742.0497 | 0
2024 | 11 | 14 | 6 | 783.9587 | 0
2024 | 11 | 14 | 7 | 846.0199 | 0
2024 | 11 | 14 | 8 | 908.0812 | 0
2024 | 11 | 14 | 9 | 953.9356 | 0
2024 | 11 | 14 | 10 | 976.6165 | 0
2024 | 11 | 14 | 11 | 994.0101 | 0
2024 | 11 | 14 | 12 | 1008.2346 | 0
2024 | 11 | 14 | 13 | 1014.3891 | 0
2024 | 11 | 14 | 14 | 1018.1987 | 0
2024 | 11 | 14 | 15 | 1012.9678 | 0
2024 | 11 | 14 | 16 | 1009.3882 | 0
2024 | 11 | 14 | 17 | 1023.9461 | 0
2024 | 11 | 14 | 18 | 1057.4837 | 7.4837
2024 | 11 | 14 | 19 | 1044.6411 | 0
2024 | 11 | 14 | 20 | 1019.9344 | 0
2024 | 11 | 14 | 21 | 991.971 | 0
2024 | 11 | 14 | 22 | 950.259 | 0
2024 | 11 | 14 | 23 | 896.2911 | 0
2024 | 11 | 15 | 0 | 837.0201 | 0
2024 | 11 | 15 | 1 | 795.0382 | 0
2024 | 11 | 15 | 2 | 753.0564 | 0
2024 | 11 | 15 | 3 | 735.7818 | 0
2024 | 11 | 15 | 4 | 730.5732 | 0
2024 | 11 | 15 | 5 | 740.4728 | 0
2024 | 11 | 15 | 6 | 780.8241 | 0
2024 | 11 | 15 | 7 | 855.544 | 0
2024 | 11 | 15 | 8 | 930.2638 | 0
2024 | 11 | 15 | 9 | 959.4879 | 0
2024 | 11 | 15 | 10 | 981.374 | 0
2024 | 11 | 15 | 11 | 997.1952 | 0
2024 | 11 | 15 | 12 | 1008.7906 | 0
2024 | 11 | 15 | 13 | 1011.0483 | 0
2024 | 11 | 15 | 14 | 1009.3334 | 0
2024 | 11 | 15 | 15 | 1001.0239 | 0
2024 | 11 | 15 | 16 | 998.7668 | 0
2024 | 11 | 15 | 17 | 1015.3373 | 0
2024 | 11 | 15 | 18 | 1048.0285 | 0
2024 | 11 | 15 | 19 | 1031.3101 | 0
2024 | 11 | 15 | 20 | 1004.1892 | 0
2024 | 11 | 15 | 21 | 977.001 | 0
2024 | 11 | 15 | 22 | 937.7311 | 0
2024 | 11 | 15 | 23 | 885.0023 | 0
2024 | 11 | 16 | 0 | 829.3672 | 0
2024 | 11 | 16 | 1 | 783.8051 | 0
2024 | 11 | 16 | 2 | 738.243 | 0
2024 | 11 | 16 | 3 | 715.4924 | 0
2024 | 11 | 16 | 4 | 701.505 | 0
2024 | 11 | 16 | 5 | 693.5401 | 0
2024 | 11 | 16 | 6 | 704.5387 | 0
2024 | 11 | 16 | 7 | 715.5372 | 0
2024 | 11 | 16 | 8 | 767.0512 | 0
2024 | 11 | 16 | 9 | 818.5653 | 0
2024 | 11 | 16 | 10 | 860.7448 | 0
2024 | 11 | 16 | 11 | 887.3466 | 0
2024 | 11 | 16 | 12 | 905.1874 | 0
2024 | 11 | 16 | 13 | 906.7028 | 0
2024 | 11 | 16 | 14 | 902.6132 | 0
2024 | 11 | 16 | 15 | 892.2656 | 0
2024 | 11 | 16 | 16 | 885.4784 | 0
2024 | 11 | 16 | 17 | 909.4535 | 0
2024 | 11 | 16 | 18 | 953.6386 | 0
2024 | 11 | 16 | 19 | 943.202 | 0
2024 | 11 | 16 | 20 | 922.4717 | 0
2024 | 11 | 16 | 21 | 905.0721 | 0
2024 | 11 | 16 | 22 | 879.0764 | 0
2024 | 11 | 16 | 23 | 842.8769 | 0
2024 | 11 | 17 | 0 | 795.1264 | 0
2024 | 11 | 17 | 1 | 747.376 | 0
2024 | 11 | 17 | 2 | 713.1757 | 0
2024 | 11 | 17 | 3 | 690.5125 | 0
2024 | 11 | 17 | 4 | 677.9322 | 0
2024 | 11 | 17 | 5 | 667.6168 | 0
2024 | 11 | 17 | 6 | 669.279 | 0
2024 | 11 | 17 | 7 | 670.9412 | 0
2024 | 11 | 17 | 8 | 714.3571 | 0
2024 | 11 | 17 | 9 | 757.773 | 0
2024 | 11 | 17 | 10 | 805.6909 | 0
2024 | 11 | 17 | 11 | 839.1173 | 0
2024 | 11 | 17 | 12 | 864.697 | 0
2024 | 11 | 17 | 13 | 871.3148 | 0
2024 | 11 | 17 | 14 | 872.2228 | 0
2024 | 11 | 17 | 15 | 867.9407 | 0
2024 | 11 | 17 | 16 | 865.8961 | 0
2024 | 11 | 17 | 17 | 896.8164 | 0
2024 | 11 | 17 | 18 | 954.9194 | 0
2024 | 11 | 17 | 19 | 958.8246 | 0
2024 | 11 | 17 | 20 | 949.8821 | 0
2024 | 11 | 17 | 21 | 938.0936 | 0
2024 | 11 | 17 | 22 | 908.8752 | 0
2024 | 11 | 17 | 23 | 864.0487 | 0
2024 | 11 | 18 | 0 | 809.0969 | 0
2024 | 11 | 18 | 1 | 777.8062 | 0
2024 | 11 | 18 | 2 | 752.4786 | 0
2024 | 11 | 18 | 3 | 738.5639 | 0
2024 | 11 | 18 | 4 | 735.4395 | 0
2024 | 11 | 18 | 5 | 747.5215 | 0
2024 | 11 | 18 | 6 | 789.1549 | 0
2024 | 11 | 18 | 7 | 863.4968 | 0
2024 | 11 | 18 | 8 | 937.8386 | 0
2024 | 11 | 18 | 9 | 967.1915 | 0
2024 | 11 | 18 | 10 | 992.5282 | 0
2024 | 11 | 18 | 11 | 1011.9154 | 0
2024 | 11 | 18 | 12 | 1026.3358 | 0
2024 | 11 | 18 | 13 | 1033.0458 | 0
2024 | 11 | 18 | 14 | 1033.8826 | 0
2024 | 11 | 18 | 15 | 1028.9594 | 0
2024 | 11 | 18 | 16 | 1029.8629 | 0
2024 | 11 | 18 | 17 | 1053.0785 | 3.0785
2024 | 11 | 18 | 18 | 1086.5227 | 36.5227
2024 | 11 | 18 | 19 | 1071.8918 | 21.8918
2024 | 11 | 18 | 20 | 1048.8673 | 0
2024 | 11 | 18 | 21 | 1022.0907 | 0
2024 | 11 | 18 | 22 | 979.3098 | 0
2024 | 11 | 18 | 23 | 921.51 | 0
2024 | 11 | 19 | 0 | 857.0069 | 0
2024 | 11 | 19 | 1 | 813.6018 | 0
2024 | 11 | 19 | 2 | 786.0389 | 0
2024 | 11 | 19 | 3 | 769.6056 | 0
2024 | 11 | 19 | 4 | 764.4401 | 0
2024 | 11 | 19 | 5 | 775.221 | 0
2024 | 11 | 19 | 6 | 814.0622 | 0
2024 | 11 | 19 | 7 | 878.0563 | 0
2024 | 11 | 19 | 8 | 942.0504 | 0
2024 | 11 | 19 | 9 | 993.3148 | 0
2024 | 11 | 19 | 10 | 1015.4228 | 0
2024 | 11 | 19 | 11 | 1032.8242 | 0
2024 | 11 | 19 | 12 | 1044.6301 | 0
2024 | 11 | 19 | 13 | 1048.7084 | 0
2024 | 11 | 19 | 14 | 1047.9545 | 0
2024 | 11 | 19 | 15 | 1043.5442 | 0
2024 | 11 | 19 | 16 | 1046 | 0
2024 | 11 | 19 | 17 | 1071.7241 | 21.7241
2024 | 11 | 19 | 18 | 1109.4142 | 59.4142
2024 | 11 | 19 | 19 | 1096.4687 | 46.4687
2024 | 11 | 19 | 20 | 1071.2054 | 21.2054
2024 | 11 | 19 | 21 | 1041.7411 | 0
2024 | 11 | 19 | 22 | 1002.0386 | 0
2024 | 11 | 19 | 23 | 947.2135 | 0
2024 | 11 | 20 | 0 | 886.8004 | 0
2024 | 11 | 20 | 1 | 844.1507 | 0
2024 | 11 | 20 | 2 | 814.6943 | 0
2024 | 11 | 20 | 3 | 796.6986 | 0
2024 | 11 | 20 | 4 | 790.0081 | 0
2024 | 11 | 20 | 5 | 799.3985 | 0
2024 | 11 | 20 | 6 | 839.1159 | 0
2024 | 11 | 20 | 7 | 910.5076 | 0
2024 | 11 | 20 | 8 | 981.8994 | 0
2024 | 11 | 20 | 9 | 1041.3698 | 0
2024 | 11 | 20 | 10 | 1063.4483 | 13.4483
2024 | 11 | 20 | 11 | 1082.9081 | 32.9081
2024 | 11 | 20 | 12 | 1096.2378 | 46.2378
2024 | 11 | 20 | 13 | 1099.5635 | 49.5635
2024 | 11 | 20 | 14 | 1101.0707 | 51.0707
2024 | 11 | 20 | 15 | 1096.5315 | 46.5315
2024 | 11 | 20 | 16 | 1098.1715 | 48.1715
2024 | 11 | 20 | 17 | 1120.9431 | 70.9431
2024 | 11 | 20 | 18 | 1161.7748 | 111.7748
2024 | 11 | 20 | 19 | 1152.5465 | 102.5465
2024 | 11 | 20 | 20 | 1130.6598 | 80.6598
2024 | 11 | 20 | 21 | 1103.012 | 53.012
2024 | 11 | 20 | 22 | 1059.4292 | 9.4292
2024 | 11 | 20 | 23 | 995.9085 | 0
2024 | 11 | 21 | 0 | 924.2633 | 0
2024 | 11 | 21 | 1 | 870.9134 | 0
2024 | 11 | 21 | 2 | 817.5636 | 0
2024 | 11 | 21 | 3 | 798.0734 | 0
2024 | 11 | 21 | 4 | 790.4122 | 0
2024 | 11 | 21 | 5 | 797.6981 | 0
2024 | 11 | 21 | 6 | 833.839 | 0
2024 | 11 | 21 | 7 | 911.1849 | 0
2024 | 11 | 21 | 8 | 988.5308 | 0
2024 | 11 | 21 | 9 | 1015.0428 | 0
2024 | 11 | 21 | 10 | 1035.6462 | 0
2024 | 11 | 21 | 11 | 1055.3258 | 5.3258
2024 | 11 | 21 | 12 | 1069.8716 | 19.8716
2024 | 11 | 21 | 13 | 1075.2839 | 25.2839
2024 | 11 | 21 | 14 | 1074.7837 | 24.7837
2024 | 11 | 21 | 15 | 1069.388 | 19.388
2024 | 11 | 21 | 16 | 1067.3912 | 17.3912
2024 | 11 | 21 | 17 | 1088.2369 | 38.2369
2024 | 11 | 21 | 18 | 1124.3933 | 74.3933
2024 | 11 | 21 | 19 | 1113.3192 | 63.3192
2024 | 11 | 21 | 20 | 1091.0223 | 41.0223
2024 | 11 | 21 | 21 | 1065.6095 | 15.6095
2024 | 11 | 21 | 22 | 1022.9661 | 0
2024 | 11 | 21 | 23 | 962.025 | 0
2024 | 11 | 22 | 0 | 896.8462 | 0
2024 | 11 | 22 | 1 | 831.6673 | 0
2024 | 11 | 22 | 2 | 798.7444 | 0
2024 | 11 | 22 | 3 | 778.3793 | 0
2024 | 11 | 22 | 4 | 770.1404 | 0
2024 | 11 | 22 | 5 | 776.5262 | 0
2024 | 11 | 22 | 6 | 810.904 | 0
2024 | 11 | 22 | 7 | 882.9042 | 0
2024 | 11 | 22 | 8 | 954.9044 | 0
2024 | 11 | 22 | 9 | 984.3355 | 0
2024 | 11 | 22 | 10 | 1005.8303 | 0
2024 | 11 | 22 | 11 | 1021.1529 | 0
2024 | 11 | 22 | 12 | 1033.6598 | 0
2024 | 11 | 22 | 13 | 1036.5692 | 0
2024 | 11 | 22 | 14 | 1034.4205 | 0
2024 | 11 | 22 | 15 | 1027.2716 | 0
2024 | 11 | 22 | 16 | 1021.7354 | 0
2024 | 11 | 22 | 17 | 1039.3435 | 0
2024 | 11 | 22 | 18 | 1071.5088 | 21.5088
2024 | 11 | 22 | 19 | 1054.7484 | 4.7484
2024 | 11 | 22 | 20 | 1027.0399 | 0
2024 | 11 | 22 | 21 | 999.4627 | 0
2024 | 11 | 22 | 22 | 965.2163 | 0
2024 | 11 | 22 | 23 | 915.3832 | 0
2024 | 11 | 23 | 0 | 854.4601 | 0
2024 | 11 | 23 | 1 | 806.6269 | 0
2024 | 11 | 23 | 2 | 758.7937 | 0
2024 | 11 | 23 | 3 | 735.8221 | 0
2024 | 11 | 23 | 4 | 722.0217 | 0
2024 | 11 | 23 | 5 | 712.3713 | 0
2024 | 11 | 23 | 6 | 707.9706 | 0
2024 | 11 | 23 | 7 | 728.5263 | 0
2024 | 11 | 23 | 8 | 782.3771 | 0
2024 | 11 | 23 | 9 | 836.228 | 0
2024 | 11 | 23 | 10 | 876.5057 | 0
2024 | 11 | 23 | 11 | 902.9328 | 0
2024 | 11 | 23 | 12 | 920.7353 | 0
2024 | 11 | 23 | 13 | 923.1025 | 0
2024 | 11 | 23 | 14 | 919.5138 | 0
2024 | 11 | 23 | 15 | 911.6207 | 0
2024 | 11 | 23 | 16 | 910.4885 | 0
2024 | 11 | 23 | 17 | 937.4657 | 0
2024 | 11 | 23 | 18 | 981.1185 | 0
2024 | 11 | 23 | 19 | 970.0984 | 0
2024 | 11 | 23 | 20 | 946.6966 | 0
2024 | 11 | 23 | 21 | 926.0857 | 0
2024 | 11 | 23 | 22 | 906.9716 | 0
2024 | 11 | 23 | 23 | 875.1597 | 0
2024 | 11 | 24 | 0 | 835.8163 | 0
2024 | 11 | 24 | 1 | 796.4729 | 0
2024 | 11 | 24 | 2 | 761.77 | 0
2024 | 11 | 24 | 3 | 737.8569 | 0
2024 | 11 | 24 | 4 | 722.989 | 0
2024 | 11 | 24 | 5 | 712.0521 | 0
2024 | 11 | 24 | 6 | 702.2081 | 0
2024 | 11 | 24 | 7 | 716.159 | 0
2024 | 11 | 24 | 8 | 763.3997 | 0
2024 | 11 | 24 | 9 | 810.036 | 0
2024 | 11 | 24 | 10 | 856.6722 | 0
2024 | 11 | 24 | 11 | 892.2561 | 0
2024 | 11 | 24 | 12 | 919.3356 | 0
2024 | 11 | 24 | 13 | 929.859 | 0
2024 | 11 | 24 | 14 | 934.2314 | 0
2024 | 11 | 24 | 15 | 932.6881 | 0
2024 | 11 | 24 | 16 | 937.5231 | 0
2024 | 11 | 24 | 17 | 975.3216 | 0
2024 | 11 | 24 | 18 | 1032.9986 | 0
2024 | 11 | 24 | 19 | 1030.0428 | 0
2024 | 11 | 24 | 20 | 1011.5922 | 0
2024 | 11 | 24 | 21 | 991.666 | 0
2024 | 11 | 24 | 22 | 962.1139 | 0
2024 | 11 | 24 | 23 | 915.7473 | 0
2024 | 11 | 25 | 0 | 857.9936 | 0
2024 | 11 | 25 | 1 | 815.0373 | 0
2024 | 11 | 25 | 2 | 786.8883 | 0
2024 | 11 | 25 | 3 | 770.9528 | 0
2024 | 11 | 25 | 4 | 765.8549 | 0
2024 | 11 | 25 | 5 | 774.3488 | 0
2024 | 11 | 25 | 6 | 810.1848 | 0
2024 | 11 | 25 | 7 | 877.7974 | 0
2024 | 11 | 25 | 8 | 945.41 | 0
2024 | 11 | 25 | 9 | 1003.5802 | 0
2024 | 11 | 25 | 10 | 1032.3365 | 0
2024 | 11 | 25 | 11 | 1057.3038 | 7.3038
2024 | 11 | 25 | 12 | 1074.9748 | 24.9748
2024 | 11 | 25 | 13 | 1081.3007 | 31.3007
2024 | 11 | 25 | 14 | 1084.7558 | 34.7558
2024 | 11 | 25 | 15 | 1080.8069 | 30.8069
2024 | 11 | 25 | 16 | 1080.5386 | 30.5386
2024 | 11 | 25 | 17 | 1103.2697 | 53.2697
2024 | 11 | 25 | 18 | 1136.3743 | 86.3743
2024 | 11 | 25 | 19 | 1120.8587 | 70.8587
2024 | 11 | 25 | 20 | 1094.7513 | 44.7513
2024 | 11 | 25 | 21 | 1066.1876 | 16.1876
2024 | 11 | 25 | 22 | 1023.5249 | 0
2024 | 11 | 25 | 23 | 964.531 | 0
2024 | 11 | 26 | 0 | 896.4492 | 0
2024 | 11 | 26 | 1 | 838.8401 | 0
2024 | 11 | 26 | 2 | 806.3853 | 0
2024 | 11 | 26 | 3 | 786.5096 | 0
2024 | 11 | 26 | 4 | 778.3701 | 0
2024 | 11 | 26 | 5 | 784.7069 | 0
2024 | 11 | 26 | 6 | 817.2212 | 0
2024 | 11 | 26 | 7 | 884.0361 | 0
2024 | 11 | 26 | 8 | 950.8509 | 0
2024 | 11 | 26 | 9 | 1008.0616 | 0
2024 | 11 | 26 | 10 | 1034.7549 | 0
2024 | 11 | 26 | 11 | 1055.9727 | 5.9727
2024 | 11 | 26 | 12 | 1071.5486 | 21.5486
2024 | 11 | 26 | 13 | 1077.6199 | 27.6199
2024 | 11 | 26 | 14 | 1081.4141 | 31.4141
2024 | 11 | 26 | 15 | 1076.9254 | 26.9254
2024 | 11 | 26 | 16 | 1073.4459 | 23.4459
2024 | 11 | 26 | 17 | 1101.6558 | 51.6558
2024 | 11 | 26 | 18 | 1141.7791 | 91.7791
2024 | 11 | 26 | 19 | 1129.3802 | 79.3802
2024 | 11 | 26 | 20 | 1105.2921 | 55.2921
2024 | 11 | 26 | 21 | 1077.0872 | 27.0872
2024 | 11 | 26 | 22 | 1038.8734 | 0
2024 | 11 | 26 | 23 | 980.4536 | 0
2024 | 11 | 27 | 0 | 911.8908 | 0
2024 | 11 | 27 | 1 | 852.0844 | 0
2024 | 11 | 27 | 2 | 818.9229 | 0
2024 | 11 | 27 | 3 | 798.3439 | 0
2024 | 11 | 27 | 4 | 789.3367 | 0
2024 | 11 | 27 | 5 | 794.6599 | 0
2024 | 11 | 27 | 6 | 830.3686 | 0
2024 | 11 | 27 | 7 | 899.847 | 0
2024 | 11 | 27 | 8 | 969.3253 | 0
2024 | 11 | 27 | 9 | 1029.916 | 0
2024 | 11 | 27 | 10 | 1053.843 | 3.843
2024 | 11 | 27 | 11 | 1072.6328 | 22.6328
2024 | 11 | 27 | 12 | 1087.8001 | 37.8001
2024 | 11 | 27 | 13 | 1095.0497 | 45.0497
2024 | 11 | 27 | 14 | 1099.2433 | 49.2433
2024 | 11 | 27 | 15 | 1095.3571 | 45.3571
2024 | 11 | 27 | 16 | 1095.77 | 45.77
2024 | 11 | 27 | 17 | 1121.0069 | 71.0069
2024 | 11 | 27 | 18 | 1160.8767 | 110.8767
2024 | 11 | 27 | 19 | 1147.736 | 97.736
2024 | 11 | 27 | 20 | 1124.1732 | 74.1732
2024 | 11 | 27 | 21 | 1095.6655 | 45.6655
2024 | 11 | 27 | 22 | 1053.3311 | 3.3311
2024 | 11 | 27 | 23 | 989.5701 | 0
2024 | 11 | 28 | 0 | 914.41 | 0
2024 | 11 | 28 | 1 | 845.0934 | 0
2024 | 11 | 28 | 2 | 809.3507 | 0
2024 | 11 | 28 | 3 | 788.1564 | 0
2024 | 11 | 28 | 4 | 780.3231 | 0
2024 | 11 | 28 | 5 | 785.5201 | 0
2024 | 11 | 28 | 6 | 820.2402 | 0
2024 | 11 | 28 | 7 | 895.4146 | 0
2024 | 11 | 28 | 8 | 970.5889 | 0
2024 | 11 | 28 | 9 | 1037.4104 | 0
2024 | 11 | 28 | 10 | 1059.7233 | 9.7233
2024 | 11 | 28 | 11 | 1078.9126 | 28.9126
2024 | 11 | 28 | 12 | 1092.6312 | 42.6312
2024 | 11 | 28 | 13 | 1095.3051 | 45.3051
2024 | 11 | 28 | 14 | 1098.6759 | 48.6759
2024 | 11 | 28 | 15 | 1090.0511 | 40.0511
2024 | 11 | 28 | 16 | 1083.6209 | 33.6209
2024 | 11 | 28 | 17 | 1109.7595 | 59.7595
2024 | 11 | 28 | 18 | 1157.5069 | 107.5069
2024 | 11 | 28 | 19 | 1154.2466 | 104.2466
2024 | 11 | 28 | 20 | 1139.9223 | 89.9223
2024 | 11 | 28 | 21 | 1120.843 | 70.843
2024 | 11 | 28 | 22 | 1080.1 | 30.1
2024 | 11 | 28 | 23 | 1015.8337 | 0
2024 | 11 | 29 | 0 | 940.0063 | 0
2024 | 11 | 29 | 1 | 864.1788 | 0
2024 | 11 | 29 | 2 | 827.854 | 0
2024 | 11 | 29 | 3 | 805.7726 | 0
2024 | 11 | 29 | 4 | 795.7813 | 0
2024 | 11 | 29 | 5 | 798.8345 | 0
2024 | 11 | 29 | 6 | 828.6287 | 0
2024 | 11 | 29 | 7 | 908.1335 | 0
2024 | 11 | 29 | 8 | 987.6382 | 0
2024 | 11 | 29 | 9 | 1019.7715 | 0
2024 | 11 | 29 | 10 | 1042.8421 | 0
2024 | 11 | 29 | 11 | 1060.5456 | 10.5456
2024 | 11 | 29 | 12 | 1072.1827 | 22.1827
2024 | 11 | 29 | 13 | 1074.4337 | 24.4337
2024 | 11 | 29 | 14 | 1072.1392 | 22.1392
2024 | 11 | 29 | 15 | 1062.3659 | 12.3659
2024 | 11 | 29 | 16 | 1054.2124 | 4.2124
2024 | 11 | 29 | 17 | 1077.8233 | 27.8233
2024 | 11 | 29 | 18 | 1116.5927 | 66.5927
2024 | 11 | 29 | 19 | 1103.9914 | 53.9914
2024 | 11 | 29 | 20 | 1080.4281 | 30.4281
2024 | 11 | 29 | 21 | 1056.2878 | 6.2878
2024 | 11 | 29 | 22 | 1022.8651 | 0
2024 | 11 | 29 | 23 | 973.1524 | 0
2024 | 11 | 30 | 0 | 907.6968 | 0
2024 | 11 | 30 | 1 | 853.3687 | 0
2024 | 11 | 30 | 2 | 799.0406 | 0
2024 | 11 | 30 | 3 | 769.9025 | 0
2024 | 11 | 30 | 4 | 751.3926 | 0
2024 | 11 | 30 | 5 | 741.1128 | 0
2024 | 11 | 30 | 6 | 738.229 | 0
2024 | 11 | 30 | 7 | 761.1021 | 0
2024 | 11 | 30 | 8 | 817.6898 | 0
2024 | 11 | 30 | 9 | 868.4999 | 0
2024 | 11 | 30 | 10 | 916.1673 | 0
2024 | 11 | 30 | 11 | 948.6833 | 0
2024 | 11 | 30 | 12 | 969.1694 | 0
2024 | 11 | 30 | 13 | 972.9343 | 0
2024 | 11 | 30 | 14 | 967.2189 | 0
2024 | 11 | 30 | 15 | 953.4325 | 0
2024 | 11 | 30 | 16 | 944.0286 | 0
2024 | 11 | 30 | 17 | 975.6536 | 0
2024 | 11 | 30 | 18 | 1036.1476 | 0
2024 | 11 | 30 | 19 | 1038.5371 | 0
2024 | 11 | 30 | 20 | 1021.7366 | 0
2024 | 11 | 30 | 21 | 1003.6736 | 0
2024 | 11 | 30 | 22 | 975.0404 | 0
2024 | 11 | 30 | 23 | 932.5966 | 0
2024 | 12 | 1 | 0 | 884.6622 | 0
2024 | 12 | 1 | 1 | 836.7278 | 0
2024 | 12 | 1 | 2 | 800.788 | 0
2024 | 12 | 1 | 3 | 779.9871 | 0
2024 | 12 | 1 | 4 | 768.467 | 0
2024 | 12 | 1 | 5 | 763.739 | 0
2024 | 12 | 1 | 6 | 764.2855 | 0
2024 | 12 | 1 | 7 | 784.2227 | 0
2024 | 12 | 1 | 8 | 804.1599 | 0
2024 | 12 | 1 | 9 | 842.0773 | 0
2024 | 12 | 1 | 10 | 884.6517 | 0
2024 | 12 | 1 | 11 | 916.9368 | 0
2024 | 12 | 1 | 12 | 939.6724 | 0
2024 | 12 | 1 | 13 | 947.1367 | 0
2024 | 12 | 1 | 14 | 942.7753 | 0
2024 | 12 | 1 | 15 | 939.403 | 0
2024 | 12 | 1 | 16 | 944.4109 | 0
2024 | 12 | 1 | 17 | 982.3665 | 0
2024 | 12 | 1 | 18 | 1036.8455 | 0
2024 | 12 | 1 | 19 | 1033.5317 | 0
2024 | 12 | 1 | 20 | 1017.5346 | 0
2024 | 12 | 1 | 21 | 998.7706 | 0
2024 | 12 | 1 | 22 | 969.2104 | 0
2024 | 12 | 1 | 23 | 927.8273 | 0
2024 | 12 | 2 | 0 | 878.1573 | 0
2024 | 12 | 2 | 1 | 843.7291 | 0
2024 | 12 | 2 | 2 | 816.7224 | 0
2024 | 12 | 2 | 3 | 801.9733 | 0
2024 | 12 | 2 | 4 | 797.7387 | 0
2024 | 12 | 2 | 5 | 809.1515 | 0
2024 | 12 | 2 | 6 | 849.3438 | 0
2024 | 12 | 2 | 7 | 930.5215 | 0
2024 | 12 | 2 | 8 | 1011.6992 | 0
2024 | 12 | 2 | 9 | 1039.9955 | 0
2024 | 12 | 2 | 10 | 1062.1578 | 12.1578
2024 | 12 | 2 | 11 | 1079.5586 | 29.5586
2024 | 12 | 2 | 12 | 1090.8208 | 40.8208
2024 | 12 | 2 | 13 | 1093.2048 | 43.2048
2024 | 12 | 2 | 14 | 1092.947 | 42.947
2024 | 12 | 2 | 15 | 1085.2614 | 35.2614
2024 | 12 | 2 | 16 | 1085.7352 | 35.7352
2024 | 12 | 2 | 17 | 1112.7364 | 62.7364
2024 | 12 | 2 | 18 | 1149.7903 | 99.7903
2024 | 12 | 2 | 19 | 1136.1191 | 86.1191
2024 | 12 | 2 | 20 | 1115.7561 | 65.7561
2024 | 12 | 2 | 21 | 1090.4405 | 40.4405
2024 | 12 | 2 | 22 | 1047.1446 | 0
2024 | 12 | 2 | 23 | 984.766 | 0
2024 | 12 | 3 | 0 | 931.5863 | 0
2024 | 12 | 3 | 1 | 878.4066 | 0
2024 | 12 | 3 | 2 | 847.8628 | 0
2024 | 12 | 3 | 3 | 831.5097 | 0
2024 | 12 | 3 | 4 | 826.4472 | 0
2024 | 12 | 3 | 5 | 836.3398 | 0
2024 | 12 | 3 | 6 | 875.5054 | 0
2024 | 12 | 3 | 7 | 945.6396 | 0
2024 | 12 | 3 | 8 | 1015.7738 | 0
2024 | 12 | 3 | 9 | 1074.8644 | 24.8644
2024 | 12 | 3 | 10 | 1096.78 | 46.78
2024 | 12 | 3 | 11 | 1109.6846 | 59.6846
2024 | 12 | 3 | 12 | 1121.9341 | 71.9341
2024 | 12 | 3 | 13 | 1122.9303 | 72.9303
2024 | 12 | 3 | 14 | 1123.1402 | 73.1402
2024 | 12 | 3 | 15 | 1119.157 | 69.157
2024 | 12 | 3 | 16 | 1120.2602 | 70.2602
2024 | 12 | 3 | 17 | 1146.4291 | 96.4291
2024 | 12 | 3 | 18 | 1184.0179 | 134.0179
2024 | 12 | 3 | 19 | 1171.125 | 121.125
2024 | 12 | 3 | 20 | 1149.6344 | 99.6344
2024 | 12 | 3 | 21 | 1123.6303 | 73.6303
2024 | 12 | 3 | 22 | 1081.5738 | 31.5738
2024 | 12 | 3 | 23 | 1016.5772 | 0
2024 | 12 | 4 | 0 | 941.7865 | 0
2024 | 12 | 4 | 1 | 910.7758 | 0
2024 | 12 | 4 | 2 | 878.9049 | 0
2024 | 12 | 4 | 3 | 860.9276 | 0
2024 | 12 | 4 | 4 | 853.431 | 0
2024 | 12 | 4 | 5 | 863.0919 | 0
2024 | 12 | 4 | 6 | 900.0268 | 0
2024 | 12 | 4 | 7 | 981.1802 | 0
2024 | 12 | 4 | 8 | 1062.3336 | 12.3336
2024 | 12 | 4 | 9 | 1088.9706 | 38.9706
2024 | 12 | 4 | 10 | 1109.5566 | 59.5566
2024 | 12 | 4 | 11 | 1123.0448 | 73.0448
2024 | 12 | 4 | 12 | 1133.6759 | 83.6759
2024 | 12 | 4 | 13 | 1134.8315 | 84.8315
2024 | 12 | 4 | 14 | 1130.2364 | 80.2364
2024 | 12 | 4 | 15 | 1123.7414 | 73.7414
2024 | 12 | 4 | 16 | 1124.8171 | 74.8171
2024 | 12 | 4 | 17 | 1151.4771 | 101.4771
2024 | 12 | 4 | 18 | 1192.5004 | 142.5004
2024 | 12 | 4 | 19 | 1183.8043 | 133.8043
2024 | 12 | 4 | 20 | 1163.2276 | 113.2276
2024 | 12 | 4 | 21 | 1133.2667 | 83.2667
2024 | 12 | 4 | 22 | 1093.8893 | 43.8893
2024 | 12 | 4 | 23 | 1032.0494 | 0
2024 | 12 | 5 | 0 | 961.4054 | 0
2024 | 12 | 5 | 1 | 905.8156 | 0
2024 | 12 | 5 | 2 | 850.2259 | 0
2024 | 12 | 5 | 3 | 831.0824 | 0
2024 | 12 | 5 | 4 | 823.2153 | 0
2024 | 12 | 5 | 5 | 830.5345 | 0
2024 | 12 | 5 | 6 | 868.063 | 0
2024 | 12 | 5 | 7 | 945.4954 | 0
2024 | 12 | 5 | 8 | 1022.9279 | 0
2024 | 12 | 5 | 9 | 1048.693 | 0
2024 | 12 | 5 | 10 | 1065.9776 | 15.9776
2024 | 12 | 5 | 11 | 1079.9498 | 29.9498
2024 | 12 | 5 | 12 | 1088.8492 | 38.8492
2024 | 12 | 5 | 13 | 1090.5915 | 40.5915
2024 | 12 | 5 | 14 | 1087.6731 | 37.6731
2024 | 12 | 5 | 15 | 1081.993 | 31.993
2024 | 12 | 5 | 16 | 1081.7529 | 31.7529
2024 | 12 | 5 | 17 | 1109.5979 | 59.5979
2024 | 12 | 5 | 18 | 1146.1371 | 96.1371
2024 | 12 | 5 | 19 | 1134.348 | 84.348
2024 | 12 | 5 | 20 | 1114.0375 | 64.0375
2024 | 12 | 5 | 21 | 1091.4746 | 41.4746
2024 | 12 | 5 | 22 | 1052.8791 | 2.8791
2024 | 12 | 5 | 23 | 993.5584 | 0
2024 | 12 | 6 | 0 | 923.5935 | 0
2024 | 12 | 6 | 1 | 864.5949 | 0
2024 | 12 | 6 | 2 | 831.3967 | 0
2024 | 12 | 6 | 3 | 812.7346 | 0
2024 | 12 | 6 | 4 | 805.9228 | 0
2024 | 12 | 6 | 5 | 814.5324 | 0
2024 | 12 | 6 | 6 | 850.357 | 0
2024 | 12 | 6 | 7 | 927.8939 | 0
2024 | 12 | 6 | 8 | 1005.4308 | 0
2024 | 12 | 6 | 9 | 1035.3231 | 0
2024 | 12 | 6 | 10 | 1055.1326 | 5.1326
2024 | 12 | 6 | 11 | 1069.7176 | 19.7176
2024 | 12 | 6 | 12 | 1077.8811 | 27.8811
2024 | 12 | 6 | 13 | 1076.7729 | 26.7729
2024 | 12 | 6 | 14 | 1072.8611 | 22.8611
2024 | 12 | 6 | 15 | 1065.8432 | 15.8432
2024 | 12 | 6 | 16 | 1061.5225 | 11.5225
2024 | 12 | 6 | 17 | 1083.7466 | 33.7466
2024 | 12 | 6 | 18 | 1117.9953 | 67.9953
2024 | 12 | 6 | 19 | 1102.0766 | 52.0766
2024 | 12 | 6 | 20 | 1077.8146 | 27.8146
2024 | 12 | 6 | 21 | 1052.8279 | 2.8279
2024 | 12 | 6 | 22 | 1019.2872 | 0
2024 | 12 | 6 | 23 | 966.3667 | 0
2024 | 12 | 7 | 0 | 907.3992 | 0
2024 | 12 | 7 | 1 | 848.4317 | 0
2024 | 12 | 7 | 2 | 812.4407 | 0
2024 | 12 | 7 | 3 | 788.7307 | 0
2024 | 12 | 7 | 4 | 775.0618 | 0
2024 | 12 | 7 | 5 | 769.4319 | 0
2024 | 12 | 7 | 6 | 774.5582 | 0
2024 | 12 | 7 | 7 | 796.7465 | 0
2024 | 12 | 7 | 8 | 840.7252 | 0
2024 | 12 | 7 | 9 | 884.9445 | 0
2024 | 12 | 7 | 10 | 929.4495 | 0
2024 | 12 | 7 | 11 | 958.2824 | 0
2024 | 12 | 7 | 12 | 977.8091 | 0
2024 | 12 | 7 | 13 | 981.1832 | 0
2024 | 12 | 7 | 14 | 975.5543 | 0
2024 | 12 | 7 | 15 | 966.2104 | 0
2024 | 12 | 7 | 16 | 961.4648 | 0
2024 | 12 | 7 | 17 | 990.2742 | 0
2024 | 12 | 7 | 18 | 1034.4855 | 0
2024 | 12 | 7 | 19 | 1023.2626 | 0
2024 | 12 | 7 | 20 | 1000.8552 | 0
2024 | 12 | 7 | 21 | 979.6447 | 0
2024 | 12 | 7 | 22 | 955.2283 | 0
2024 | 12 | 7 | 23 | 918.2606 | 0
2024 | 12 | 8 | 0 | 872.1212 | 0
2024 | 12 | 8 | 1 | 831.245 | 0
2024 | 12 | 8 | 2 | 790.3687 | 0
2024 | 12 | 8 | 3 | 766.9379 | 0
2024 | 12 | 8 | 4 | 753.6542 | 0
2024 | 12 | 8 | 5 | 748.2361 | 0
2024 | 12 | 8 | 6 | 756.3487 | 0
2024 | 12 | 8 | 7 | 764.4614 | 0
2024 | 12 | 8 | 8 | 781.5389 | 0
2024 | 12 | 8 | 9 | 815.512 | 0
2024 | 12 | 8 | 10 | 864.3058 | 0
2024 | 12 | 8 | 11 | 898.6662 | 0
2024 | 12 | 8 | 12 | 925.0362 | 0
2024 | 12 | 8 | 13 | 934.4608 | 0
2024 | 12 | 8 | 14 | 930.3752 | 0
2024 | 12 | 8 | 15 | 926.475 | 0
2024 | 12 | 8 | 16 | 926.0648 | 0
2024 | 12 | 8 | 17 | 962.5885 | 0
2024 | 12 | 8 | 18 | 1000.2762 | 0
2024 | 12 | 8 | 19 | 1037.964 | 0
2024 | 12 | 8 | 20 | 1032.3819 | 0
2024 | 12 | 8 | 21 | 1018.3755 | 0
2024 | 12 | 8 | 22 | 989.4406 | 0
2024 | 12 | 8 | 23 | 943.3168 | 0
2024 | 12 | 9 | 0 | 905.1946 | 0
2024 | 12 | 9 | 1 | 867.0724 | 0
2024 | 12 | 9 | 2 | 839.4169 | 0
2024 | 12 | 9 | 3 | 824.074 | 0
2024 | 12 | 9 | 4 | 818.9839 | 0
2024 | 12 | 9 | 5 | 829.136 | 0
2024 | 12 | 9 | 6 | 866.0714 | 0
2024 | 12 | 9 | 7 | 932.8562 | 0
2024 | 12 | 9 | 8 | 999.641 | 0
2024 | 12 | 9 | 9 | 1056.6407 | 6.6407
2024 | 12 | 9 | 10 | 1082.7254 | 32.7254
2024 | 12 | 9 | 11 | 1100.5618 | 50.5618
2024 | 12 | 9 | 12 | 1113.7104 | 63.7104
2024 | 12 | 9 | 13 | 1115.9884 | 65.9884
2024 | 12 | 9 | 14 | 1114.5958 | 64.5958
2024 | 12 | 9 | 15 | 1109.5679 | 59.5679
2024 | 12 | 9 | 16 | 1107.4247 | 57.4247
2024 | 12 | 9 | 17 | 1133.7496 | 83.7496
2024 | 12 | 9 | 18 | 1167.2663 | 117.2663
2024 | 12 | 9 | 19 | 1153.9489 | 103.9489
2024 | 12 | 9 | 20 | 1133.305 | 83.305
2024 | 12 | 9 | 21 | 1108.5773 | 58.5773
2024 | 12 | 9 | 22 | 1068.4985 | 18.4985
2024 | 12 | 9 | 23 | 1008.5649 | 0
2024 | 12 | 10 | 0 | 945.2213 | 0
2024 | 12 | 10 | 1 | 881.8777 | 0
2024 | 12 | 10 | 2 | 849.7015 | 0
2024 | 12 | 10 | 3 | 830.1654 | 0
2024 | 12 | 10 | 4 | 822.5412 | 0
2024 | 12 | 10 | 5 | 830.4111 | 0
2024 | 12 | 10 | 6 | 867.8229 | 0
2024 | 12 | 10 | 7 | 944.8789 | 0
2024 | 12 | 10 | 8 | 1021.9349 | 0
2024 | 12 | 10 | 9 | 1047.5567 | 0
2024 | 12 | 10 | 10 | 1068.4721 | 18.4721
2024 | 12 | 10 | 11 | 1084.1167 | 34.1167
2024 | 12 | 10 | 12 | 1095.2588 | 45.2588
2024 | 12 | 10 | 13 | 1098.4114 | 48.4114
2024 | 12 | 10 | 14 | 1097.7058 | 47.7058
2024 | 12 | 10 | 15 | 1092.9901 | 42.9901
2024 | 12 | 10 | 16 | 1091.5146 | 41.5146
2024 | 12 | 10 | 17 | 1119.4282 | 69.4282
2024 | 12 | 10 | 18 | 1155.1549 | 105.1549
2024 | 12 | 10 | 19 | 1140.6773 | 90.6773
2024 | 12 | 10 | 20 | 1117.682 | 67.682
2024 | 12 | 10 | 21 | 1089.7098 | 39.7098
2024 | 12 | 10 | 22 | 1048.4822 | 0
2024 | 12 | 10 | 23 | 987.6258 | 0
2024 | 12 | 11 | 0 | 918.4651 | 0
2024 | 12 | 11 | 1 | 853.4484 | 0
2024 | 12 | 11 | 2 | 820.8167 | 0
2024 | 12 | 11 | 3 | 801.6994 | 0
2024 | 12 | 11 | 4 | 794.1224 | 0
2024 | 12 | 11 | 5 | 802.8273 | 0
2024 | 12 | 11 | 6 | 842.4233 | 0
2024 | 12 | 11 | 7 | 919.2539 | 0
2024 | 12 | 11 | 8 | 996.0846 | 0
2024 | 12 | 11 | 9 | 1023.9385 | 0
2024 | 12 | 11 | 10 | 1044.7994 | 0
2024 | 12 | 11 | 11 | 1059.9777 | 9.9777
2024 | 12 | 11 | 12 | 1068.0905 | 18.0905
2024 | 12 | 11 | 13 | 1071.6582 | 21.6582
2024 | 12 | 11 | 14 | 1072.2421 | 22.2421
2024 | 12 | 11 | 15 | 1068.0654 | 18.0654
2024 | 12 | 11 | 16 | 1067.7702 | 17.7702
2024 | 12 | 11 | 17 | 1093.2109 | 43.2109
2024 | 12 | 11 | 18 | 1127.2635 | 77.2635
2024 | 12 | 11 | 19 | 1110.6239 | 60.6239
2024 | 12 | 11 | 20 | 1087.3866 | 37.3866
2024 | 12 | 11 | 21 | 1061.6986 | 11.6986
2024 | 12 | 11 | 22 | 1022.4805 | 0
2024 | 12 | 11 | 23 | 964.393 | 0
2024 | 12 | 12 | 0 | 901.7445 | 0
2024 | 12 | 12 | 1 | 839.0959 | 0
2024 | 12 | 12 | 2 | 805.8338 | 0
2024 | 12 | 12 | 3 | 786.2238 | 0
2024 | 12 | 12 | 4 | 777.9152 | 0
2024 | 12 | 12 | 5 | 786.0912 | 0
2024 | 12 | 12 | 6 | 820.415 | 0
2024 | 12 | 12 | 7 | 882.9694 | 0
2024 | 12 | 12 | 8 | 945.5237 | 0
2024 | 12 | 12 | 9 | 997.6011 | 0
2024 | 12 | 12 | 10 | 1022.2034 | 0
2024 | 12 | 12 | 11 | 1041.8084 | 0
2024 | 12 | 12 | 12 | 1056.2729 | 6.2729
2024 | 12 | 12 | 13 | 1061.7481 | 11.7481
2024 | 12 | 12 | 14 | 1063.422 | 13.422
2024 | 12 | 12 | 15 | 1057.3064 | 7.3064
2024 | 12 | 12 | 16 | 1056.5288 | 6.5288
2024 | 12 | 12 | 17 | 1082.669 | 32.669
2024 | 12 | 12 | 18 | 1115.7305 | 65.7305
2024 | 12 | 12 | 19 | 1100.2724 | 50.2724
2024 | 12 | 12 | 20 | 1077.7865 | 27.7865
2024 | 12 | 12 | 21 | 1054.5331 | 4.5331
2024 | 12 | 12 | 22 | 1017.1944 | 0
2024 | 12 | 12 | 23 | 961.8978 | 0
2024 | 12 | 13 | 0 | 899.8328 | 0
2024 | 12 | 13 | 1 | 837.7678 | 0
2024 | 12 | 13 | 2 | 801.1887 | 0
2024 | 12 | 13 | 3 | 779.638 | 0
2024 | 12 | 13 | 4 | 770.347 | 0
2024 | 12 | 13 | 5 | 775.5452 | 0
2024 | 12 | 13 | 6 | 809.5149 | 0
2024 | 12 | 13 | 7 | 878.1539 | 0
2024 | 12 | 13 | 8 | 946.793 | 0
2024 | 12 | 13 | 9 | 1007.7073 | 0
2024 | 12 | 13 | 10 | 1036.4778 | 0
2024 | 12 | 13 | 11 | 1055.6806 | 5.6806
2024 | 12 | 13 | 12 | 1068.5176 | 18.5176
2024 | 12 | 13 | 13 | 1067.3469 | 17.3469
2024 | 12 | 13 | 14 | 1063.9794 | 13.9794
2024 | 12 | 13 | 15 | 1052.3895 | 2.3895
2024 | 12 | 13 | 16 | 1044.2319 | 0
2024 | 12 | 13 | 17 | 1068.0124 | 18.0124
2024 | 12 | 13 | 18 | 1105.4866 | 55.4866
2024 | 12 | 13 | 19 | 1091.488 | 41.488
2024 | 12 | 13 | 20 | 1069.9522 | 19.9522
2024 | 12 | 13 | 21 | 1047.4596 | 0
2024 | 12 | 13 | 22 | 1012.2182 | 0
2024 | 12 | 13 | 23 | 957.0179 | 0
2024 | 12 | 14 | 0 | 895.4071 | 0
2024 | 12 | 14 | 1 | 833.7963 | 0
2024 | 12 | 14 | 2 | 782.6301 | 0
2024 | 12 | 14 | 3 | 757.9662 | 0
2024 | 12 | 14 | 4 | 743.9118 | 0
2024 | 12 | 14 | 5 | 734.1054 | 0
2024 | 12 | 14 | 6 | 740.7726 | 0
2024 | 12 | 14 | 7 | 747.4399 | 0
2024 | 12 | 14 | 8 | 794.5578 | 0
2024 | 12 | 14 | 9 | 841.6757 | 0
2024 | 12 | 14 | 10 | 880.728 | 0
2024 | 12 | 14 | 11 | 906.9485 | 0
2024 | 12 | 14 | 12 | 925.2203 | 0
2024 | 12 | 14 | 13 | 926.5806 | 0
2024 | 12 | 14 | 14 | 921.3708 | 0
2024 | 12 | 14 | 15 | 911.8937 | 0
2024 | 12 | 14 | 16 | 908.4225 | 0
2024 | 12 | 14 | 17 | 938.4016 | 0
2024 | 12 | 14 | 18 | 981.0211 | 0
2024 | 12 | 14 | 19 | 968.5003 | 0
2024 | 12 | 14 | 20 | 947.0226 | 0
2024 | 12 | 14 | 21 | 930.8747 | 0
2024 | 12 | 14 | 22 | 911.6807 | 0
2024 | 12 | 14 | 23 | 879.7204 | 0
2024 | 12 | 15 | 0 | 837.3489 | 0
2024 | 12 | 15 | 1 | 794.9773 | 0
2024 | 12 | 15 | 2 | 759.8339 | 0
2024 | 12 | 15 | 3 | 736.0649 | 0
2024 | 12 | 15 | 4 | 722.2348 | 0
2024 | 12 | 15 | 5 | 713.2564 | 0
2024 | 12 | 15 | 6 | 706.9573 | 0
2024 | 12 | 15 | 7 | 730.955 | 0
2024 | 12 | 15 | 8 | 756.1184 | 0
2024 | 12 | 15 | 9 | 799.8654 | 0
2024 | 12 | 15 | 10 | 844.7781 | 0
2024 | 12 | 15 | 11 | 880.3145 | 0
2024 | 12 | 15 | 12 | 907.259 | 0
2024 | 12 | 15 | 13 | 916.5066 | 0
2024 | 12 | 15 | 14 | 915.9616 | 0
2024 | 12 | 15 | 15 | 912.0585 | 0
2024 | 12 | 15 | 16 | 916.4615 | 0
2024 | 12 | 15 | 17 | 955.3372 | 0
2024 | 12 | 15 | 18 | 1011.6252 | 0
2024 | 12 | 15 | 19 | 1011.0569 | 0
2024 | 12 | 15 | 20 | 996.508 | 0
2024 | 12 | 15 | 21 | 982.7314 | 0
2024 | 12 | 15 | 22 | 959.5454 | 0
2024 | 12 | 15 | 23 | 920.1045 | 0
2024 | 12 | 16 | 0 | 886.8351 | 0
2024 | 12 | 16 | 1 | 853.5658 | 0
2024 | 12 | 16 | 2 | 823.333 | 0
2024 | 12 | 16 | 3 | 805.5793 | 0
2024 | 12 | 16 | 4 | 799.0199 | 0
2024 | 12 | 16 | 5 | 805.9297 | 0
2024 | 12 | 16 | 6 | 838.875 | 0
2024 | 12 | 16 | 7 | 918.0086 | 0
2024 | 12 | 16 | 8 | 997.1423 | 0
2024 | 12 | 16 | 9 | 1024.7196 | 0
2024 | 12 | 16 | 10 | 1048.4065 | 0
2024 | 12 | 16 | 11 | 1066.172 | 16.172
2024 | 12 | 16 | 12 | 1079.9258 | 29.9258
2024 | 12 | 16 | 13 | 1082.4419 | 32.4419
2024 | 12 | 16 | 14 | 1082.7402 | 32.7402
2024 | 12 | 16 | 15 | 1077.5754 | 27.5754
2024 | 12 | 16 | 16 | 1077.139 | 27.139
2024 | 12 | 16 | 17 | 1103.6761 | 53.6761
2024 | 12 | 16 | 18 | 1142.8356 | 92.8356
2024 | 12 | 16 | 19 | 1131.6413 | 81.6413
2024 | 12 | 16 | 20 | 1109.8147 | 59.8147
2024 | 12 | 16 | 21 | 1085.4091 | 35.4091
2024 | 12 | 16 | 22 | 1046.538 | 0
2024 | 12 | 16 | 23 | 988.6164 | 0
2024 | 12 | 17 | 0 | 928.4639 | 0
2024 | 12 | 17 | 1 | 868.3114 | 0
2024 | 12 | 17 | 2 | 836.0785 | 0
2024 | 12 | 17 | 3 | 816.2003 | 0
2024 | 12 | 17 | 4 | 807.2947 | 0
2024 | 12 | 17 | 5 | 813.3482 | 0
2024 | 12 | 17 | 6 | 846.4429 | 0
2024 | 12 | 17 | 7 | 923.7716 | 0
2024 | 12 | 17 | 8 | 1001.1002 | 0
2024 | 12 | 17 | 9 | 1027.6915 | 0
2024 | 12 | 17 | 10 | 1049.6244 | 0
2024 | 12 | 17 | 11 | 1067.0872 | 17.0872
2024 | 12 | 17 | 12 | 1079.349 | 29.349
2024 | 12 | 17 | 13 | 1081.9997 | 31.9997
2024 | 12 | 17 | 14 | 1082.1351 | 32.1351
2024 | 12 | 17 | 15 | 1077.1758 | 27.1758
2024 | 12 | 17 | 16 | 1077.6308 | 27.6308
2024 | 12 | 17 | 17 | 1104.1311 | 54.1311
2024 | 12 | 17 | 18 | 1140.8009 | 90.8009
2024 | 12 | 17 | 19 | 1126.4331 | 76.4331
2024 | 12 | 17 | 20 | 1102.5788 | 52.5788
2024 | 12 | 17 | 21 | 1077.6745 | 27.6745
2024 | 12 | 17 | 22 | 1038.7452 | 0
2024 | 12 | 17 | 23 | 980.5997 | 0
2024 | 12 | 18 | 0 | 922.9536 | 0
2024 | 12 | 18 | 1 | 865.3076 | 0
2024 | 12 | 18 | 2 | 833.9659 | 0
2024 | 12 | 18 | 3 | 814.638 | 0
2024 | 12 | 18 | 4 | 806.3148 | 0
2024 | 12 | 18 | 5 | 811.8692 | 0
2024 | 12 | 18 | 6 | 844.9077 | 0
2024 | 12 | 18 | 7 | 906.6132 | 0
2024 | 12 | 18 | 8 | 968.3188 | 0
2024 | 12 | 18 | 9 | 1022.6267 | 0
2024 | 12 | 18 | 10 | 1049.155 | 0
2024 | 12 | 18 | 11 | 1066.7721 | 16.7721
2024 | 12 | 18 | 12 | 1078.9032 | 28.9032
2024 | 12 | 18 | 13 | 1082.1489 | 32.1489
2024 | 12 | 18 | 14 | 1082.9709 | 32.9709
2024 | 12 | 18 | 15 | 1078.81 | 28.81
2024 | 12 | 18 | 16 | 1079.7101 | 29.7101
2024 | 12 | 18 | 17 | 1103.7278 | 53.7278
2024 | 12 | 18 | 18 | 1140.6552 | 90.6552
2024 | 12 | 18 | 19 | 1126.3454 | 76.3454
2024 | 12 | 18 | 20 | 1101.5041 | 51.5041
2024 | 12 | 18 | 21 | 1075.6161 | 25.6161
2024 | 12 | 18 | 22 | 1038.9021 | 0
2024 | 12 | 18 | 23 | 983.3077 | 0
2024 | 12 | 19 | 0 | 917.0153 | 0
2024 | 12 | 19 | 1 | 870.4117 | 0
2024 | 12 | 19 | 2 | 837.9044 | 0
2024 | 12 | 19 | 3 | 821.0867 | 0
2024 | 12 | 19 | 4 | 814.7173 | 0
2024 | 12 | 19 | 5 | 821.5984 | 0
2024 | 12 | 19 | 6 | 857.4899 | 0
2024 | 12 | 19 | 7 | 930.8924 | 0
2024 | 12 | 19 | 8 | 1004.2948 | 0
2024 | 12 | 19 | 9 | 1071.7628 | 21.7628
2024 | 12 | 19 | 10 | 1090.3331 | 40.3331
2024 | 12 | 19 | 11 | 1104.8213 | 54.8213
2024 | 12 | 19 | 12 | 1115.1144 | 65.1144
2024 | 12 | 19 | 13 | 1111.1758 | 61.1758
2024 | 12 | 19 | 14 | 1110.5075 | 60.5075
2024 | 12 | 19 | 15 | 1102.8756 | 52.8756
2024 | 12 | 19 | 16 | 1099.9729 | 49.9729
2024 | 12 | 19 | 17 | 1128.1446 | 78.1446
2024 | 12 | 19 | 18 | 1178.5942 | 128.5942
2024 | 12 | 19 | 19 | 1178.7725 | 128.7725
2024 | 12 | 19 | 20 | 1163.3066 | 113.3066
2024 | 12 | 19 | 21 | 1144.3987 | 94.3987
2024 | 12 | 19 | 22 | 1106.8594 | 56.8594
2024 | 12 | 19 | 23 | 1043.9498 | 0
2024 | 12 | 20 | 0 | 972.119 | 0
2024 | 12 | 20 | 1 | 900.2882 | 0
2024 | 12 | 20 | 2 | 865.1989 | 0
2024 | 12 | 20 | 3 | 843.8948 | 0
2024 | 12 | 20 | 4 | 834.827 | 0
2024 | 12 | 20 | 5 | 837.7352 | 0
2024 | 12 | 20 | 6 | 866.5173 | 0
2024 | 12 | 20 | 7 | 932.338 | 0
2024 | 12 | 20 | 8 | 1016.6146 | 0
2024 | 12 | 20 | 9 | 1042.949 | 0
2024 | 12 | 20 | 10 | 1065.6845 | 15.6845
2024 | 12 | 20 | 11 | 1081.7548 | 31.7548
2024 | 12 | 20 | 12 | 1090.1541 | 40.1541
2024 | 12 | 20 | 13 | 1086.7394 | 36.7394
2024 | 12 | 20 | 14 | 1080.2534 | 30.2534
2024 | 12 | 20 | 15 | 1066.8364 | 16.8364
2024 | 12 | 20 | 16 | 1060.5026 | 10.5026
2024 | 12 | 20 | 17 | 1080.838 | 30.838
2024 | 12 | 20 | 18 | 1120.6414 | 70.6414
2024 | 12 | 20 | 19 | 1112.0889 | 62.0889
2024 | 12 | 20 | 20 | 1088.5482 | 38.5482
2024 | 12 | 20 | 21 | 1065.9559 | 15.9559
2024 | 12 | 20 | 22 | 1034.3263 | 0
2024 | 12 | 20 | 23 | 985.9337 | 0
2024 | 12 | 21 | 0 | 929.7974 | 0
2024 | 12 | 21 | 1 | 882.6845 | 0
2024 | 12 | 21 | 2 | 835.5717 | 0
2024 | 12 | 21 | 3 | 810.4973 | 0
2024 | 12 | 21 | 4 | 795.26 | 0
2024 | 12 | 21 | 5 | 792.4847 | 0
2024 | 12 | 21 | 6 | 801.2797 | 0
2024 | 12 | 21 | 7 | 823.4967 | 0
2024 | 12 | 21 | 8 | 857.1251 | 0
2024 | 12 | 21 | 9 | 901.1978 | 0
2024 | 12 | 21 | 10 | 950.0318 | 0
2024 | 12 | 21 | 11 | 979.1742 | 0
2024 | 12 | 21 | 12 | 998.3004 | 0
2024 | 12 | 21 | 13 | 1000.9095 | 0
2024 | 12 | 21 | 14 | 993.6 | 0
2024 | 12 | 21 | 15 | 982.4994 | 0
2024 | 12 | 21 | 16 | 976.4386 | 0
2024 | 12 | 21 | 17 | 1003.8521 | 0
2024 | 12 | 21 | 18 | 1063.7794 | 13.7794
2024 | 12 | 21 | 19 | 1063.1564 | 13.1564
2024 | 12 | 21 | 20 | 1041.1523 | 0
2024 | 12 | 21 | 21 | 1023.3335 | 0
2024 | 12 | 21 | 22 | 997.0147 | 0
2024 | 12 | 21 | 23 | 958.0324 | 0
2024 | 12 | 22 | 0 | 915.5728 | 0
2024 | 12 | 22 | 1 | 873.1131 | 0
2024 | 12 | 22 | 2 | 837.4937 | 0
2024 | 12 | 22 | 3 | 812.945 | 0
2024 | 12 | 22 | 4 | 799.0918 | 0
2024 | 12 | 22 | 5 | 791.1276 | 0
2024 | 12 | 22 | 6 | 787.6845 | 0
2024 | 12 | 22 | 7 | 794.0116 | 0
2024 | 12 | 22 | 8 | 817.2068 | 0
2024 | 12 | 22 | 9 | 852.7672 | 0
2024 | 12 | 22 | 10 | 900.1957 | 0
2024 | 12 | 22 | 11 | 935.929 | 0
2024 | 12 | 22 | 12 | 963.8351 | 0
2024 | 12 | 22 | 13 | 975.8894 | 0
2024 | 12 | 22 | 14 | 975.7152 | 0
2024 | 12 | 22 | 15 | 973.707 | 0
2024 | 12 | 22 | 16 | 976.8485 | 0
2024 | 12 | 22 | 17 | 1007.3804 | 0
2024 | 12 | 22 | 18 | 1064.9681 | 14.9681
2024 | 12 | 22 | 19 | 1067.0315 | 17.0315
2024 | 12 | 22 | 20 | 1049.1847 | 0
2024 | 12 | 22 | 21 | 1030.1902 | 0
2024 | 12 | 22 | 22 | 1003.0629 | 0
2024 | 12 | 22 | 23 | 963.213 | 0
2024 | 12 | 23 | 0 | 914.966 | 0
2024 | 12 | 23 | 1 | 862.7768 | 0
2024 | 12 | 23 | 2 | 828.8676 | 0
2024 | 12 | 23 | 3 | 794.9584 | 0
2024 | 12 | 23 | 4 | 790.7452 | 0
2024 | 12 | 23 | 5 | 798.5113 | 0
2024 | 12 | 23 | 6 | 831.307 | 0
2024 | 12 | 23 | 7 | 897.4454 | 0
2024 | 12 | 23 | 8 | 963.5837 | 0
2024 | 12 | 23 | 9 | 1021.7477 | 0
2024 | 12 | 23 | 10 | 1047.1886 | 0
2024 | 12 | 23 | 11 | 1065.2568 | 15.2568
2024 | 12 | 23 | 12 | 1080.5025 | 30.5025
2024 | 12 | 23 | 13 | 1082.8841 | 32.8841
2024 | 12 | 23 | 14 | 1083.3452 | 33.3452
2024 | 12 | 23 | 15 | 1077.975 | 27.975
2024 | 12 | 23 | 16 | 1076.6472 | 26.6472
2024 | 12 | 23 | 17 | 1103.2211 | 53.2211
2024 | 12 | 23 | 18 | 1144.8703 | 94.8703
2024 | 12 | 23 | 19 | 1136.8495 | 86.8495
2024 | 12 | 23 | 20 | 1117.0506 | 67.0506
2024 | 12 | 23 | 21 | 1093.1436 | 43.1436
2024 | 12 | 23 | 22 | 1054.3309 | 4.3309
2024 | 12 | 23 | 23 | 996.6331 | 0
2024 | 12 | 24 | 0 | 927.1054 | 0
2024 | 12 | 24 | 1 | 859.602 | 0
2024 | 12 | 24 | 2 | 792.0987 | 0
2024 | 12 | 24 | 3 | 768.7612 | 0
2024 | 12 | 24 | 4 | 756.3917 | 0
2024 | 12 | 24 | 5 | 757.2894 | 0
2024 | 12 | 24 | 6 | 776.4891 | 0
2024 | 12 | 24 | 7 | 815.5466 | 0
2024 | 12 | 24 | 8 | 859.1545 | 0
2024 | 12 | 24 | 9 | 890.9895 | 0
2024 | 12 | 24 | 10 | 923.2848 | 0
2024 | 12 | 24 | 11 | 946.3325 | 0
2024 | 12 | 24 | 12 | 959.3816 | 0
2024 | 12 | 24 | 13 | 962.755 | 0
2024 | 12 | 24 | 14 | 955.9902 | 0
2024 | 12 | 24 | 15 | 948.6997 | 0
2024 | 12 | 24 | 16 | 946.8885 | 0
2024 | 12 | 24 | 17 | 968.9158 | 0
2024 | 12 | 24 | 18 | 1000.7037 | 0
2024 | 12 | 24 | 19 | 974.0209 | 0
2024 | 12 | 24 | 20 | 936.6332 | 0
2024 | 12 | 24 | 21 | 907.8737 | 0
2024 | 12 | 24 | 22 | 884.4067 | 0
2024 | 12 | 24 | 23 | 856.7382 | 0
2024 | 12 | 25 | 0 | 821.766 | 0
2024 | 12 | 25 | 1 | 780.7852 | 0
2024 | 12 | 25 | 2 | 750.3648 | 0
2024 | 12 | 25 | 3 | 727.4829 | 0
2024 | 12 | 25 | 4 | 714.2965 | 0
2024 | 12 | 25 | 5 | 709.2558 | 0
2024 | 12 | 25 | 6 | 717.2118 | 0
2024 | 12 | 25 | 7 | 725.1678 | 0
2024 | 12 | 25 | 8 | 748.7401 | 0
2024 | 12 | 25 | 9 | 772.686 | 0
2024 | 12 | 25 | 10 | 808.8187 | 0
2024 | 12 | 25 | 11 | 838.1069 | 0
2024 | 12 | 25 | 12 | 858.0451 | 0
2024 | 12 | 25 | 13 | 870.2445 | 0
2024 | 12 | 25 | 14 | 867.3102 | 0
2024 | 12 | 25 | 15 | 862.4692 | 0
2024 | 12 | 25 | 16 | 864.1697 | 0
2024 | 12 | 25 | 17 | 886.8946 | 0
2024 | 12 | 25 | 18 | 914.4157 | 0
2024 | 12 | 25 | 19 | 895.7853 | 0
2024 | 12 | 25 | 20 | 877.2008 | 0
2024 | 12 | 25 | 21 | 864.6676 | 0
2024 | 12 | 25 | 22 | 850.4085 | 0
2024 | 12 | 25 | 23 | 827.4493 | 0
2024 | 12 | 26 | 0 | 788.0154 | 0
2024 | 12 | 26 | 1 | 748.5816 | 0
2024 | 12 | 26 | 2 | 717.3947 | 0
2024 | 12 | 26 | 3 | 697.0722 | 0
2024 | 12 | 26 | 4 | 687.671 | 0
2024 | 12 | 26 | 5 | 684.4118 | 0
2024 | 12 | 26 | 6 | 698.5145 | 0
2024 | 12 | 26 | 7 | 712.6172 | 0
2024 | 12 | 26 | 8 | 747.085 | 0
2024 | 12 | 26 | 9 | 769.7173 | 0
2024 | 12 | 26 | 10 | 802.8066 | 0
2024 | 12 | 26 | 11 | 834.3451 | 0
2024 | 12 | 26 | 12 | 855.7527 | 0
2024 | 12 | 26 | 13 | 867.0369 | 0
2024 | 12 | 26 | 14 | 866.6638 | 0
2024 | 12 | 26 | 15 | 863.8891 | 0
2024 | 12 | 26 | 16 | 865.1582 | 0
2024 | 12 | 26 | 17 | 895.3467 | 0
2024 | 12 | 26 | 18 | 938.369 | 0
2024 | 12 | 26 | 19 | 933.133 | 0
2024 | 12 | 26 | 20 | 920.5307 | 0
2024 | 12 | 26 | 21 | 909.5536 | 0
2024 | 12 | 26 | 22 | 887.2726 | 0
2024 | 12 | 26 | 23 | 854.3448 | 0
2024 | 12 | 27 | 0 | 807.4368 | 0
2024 | 12 | 27 | 1 | 760.5287 | 0
2024 | 12 | 27 | 2 | 725.2522 | 0
2024 | 12 | 27 | 3 | 706.2215 | 0
2024 | 12 | 27 | 4 | 697.8088 | 0
2024 | 12 | 27 | 5 | 697.4344 | 0
2024 | 12 | 27 | 6 | 716.0755 | 0
2024 | 12 | 27 | 7 | 734.7166 | 0
2024 | 12 | 27 | 8 | 780.7474 | 0
2024 | 12 | 27 | 9 | 830.2824 | 0
2024 | 12 | 27 | 10 | 881.576 | 0
2024 | 12 | 27 | 11 | 911.6426 | 0
2024 | 12 | 27 | 12 | 935.5033 | 0
2024 | 12 | 27 | 13 | 940.7516 | 0
2024 | 12 | 27 | 14 | 929.1502 | 0
2024 | 12 | 27 | 15 | 911.1806 | 0
2024 | 12 | 27 | 16 | 898.6884 | 0
2024 | 12 | 27 | 17 | 917.7307 | 0
2024 | 12 | 27 | 18 | 974.9468 | 0
2024 | 12 | 27 | 19 | 972.9142 | 0
2024 | 12 | 27 | 20 | 958.8656 | 0
2024 | 12 | 27 | 21 | 944.5168 | 0
2024 | 12 | 27 | 22 | 922.936 | 0
2024 | 12 | 27 | 23 | 890.1529 | 0
2024 | 12 | 28 | 0 | 884.5413 | 0
2024 | 12 | 28 | 1 | 884.1932 | 0
2024 | 12 | 28 | 2 | 846.5447 | 0
2024 | 12 | 28 | 3 | 820.7557 | 0
2024 | 12 | 28 | 4 | 805.1253 | 0
2024 | 12 | 28 | 5 | 799.7006 | 0
2024 | 12 | 28 | 6 | 803.0932 | 0
2024 | 12 | 28 | 7 | 820.4382 | 0
2024 | 12 | 28 | 8 | 856.7339 | 0
2024 | 12 | 28 | 9 | 895.8513 | 0
2024 | 12 | 28 | 10 | 942.5021 | 0
2024 | 12 | 28 | 11 | 972.9774 | 0
2024 | 12 | 28 | 12 | 991.4606 | 0
2024 | 12 | 28 | 13 | 994.712 | 0
2024 | 12 | 28 | 14 | 987.9872 | 0
2024 | 12 | 28 | 15 | 976.1983 | 0
2024 | 12 | 28 | 16 | 971.4569 | 0
2024 | 12 | 28 | 17 | 994.151 | 0
2024 | 12 | 28 | 18 | 1049.3502 | 0
2024 | 12 | 28 | 19 | 1046.4928 | 0
2024 | 12 | 28 | 20 | 1019.2664 | 0
2024 | 12 | 28 | 21 | 994.5719 | 0
2024 | 12 | 28 | 22 | 969.0919 | 0
2024 | 12 | 28 | 23 | 933.7142 | 0
2024 | 12 | 29 | 0 | 886.8635 | 0
2024 | 12 | 29 | 1 | 833.459 | 0
2024 | 12 | 29 | 2 | 780.0545 | 0
2024 | 12 | 29 | 3 | 756.3291 | 0
2024 | 12 | 29 | 4 | 742.266 | 0
2024 | 12 | 29 | 5 | 730.3397 | 0
2024 | 12 | 29 | 6 | 725.2619 | 0
2024 | 12 | 29 | 7 | 720.1842 | 0
2024 | 12 | 29 | 8 | 751.9351 | 0
2024 | 12 | 29 | 9 | 787.7296 | 0
2024 | 12 | 29 | 10 | 830.127 | 0
2024 | 12 | 29 | 11 | 861.3155 | 0
2024 | 12 | 29 | 12 | 887.3416 | 0
2024 | 12 | 29 | 13 | 895.4013 | 0
2024 | 12 | 29 | 14 | 893.3077 | 0
2024 | 12 | 29 | 15 | 890.1914 | 0
2024 | 12 | 29 | 16 | 893.9492 | 0
2024 | 12 | 29 | 17 | 925.6044 | 0
2024 | 12 | 29 | 18 | 977.4088 | 0
2024 | 12 | 29 | 19 | 973.7405 | 0
2024 | 12 | 29 | 20 | 952.2175 | 0
2024 | 12 | 29 | 21 | 935.9269 | 0
2024 | 12 | 29 | 22 | 914.0337 | 0
2024 | 12 | 29 | 23 | 880.6818 | 0
2024 | 12 | 30 | 0 | 836.9664 | 0
2024 | 12 | 30 | 1 | 781.9483 | 0
2024 | 12 | 30 | 2 | 726.9302 | 0
2024 | 12 | 30 | 3 | 708.446 | 0
2024 | 12 | 30 | 4 | 699.7464 | 0
2024 | 12 | 30 | 5 | 703.1469 | 0
2024 | 12 | 30 | 6 | 726.6097 | 0
2024 | 12 | 30 | 7 | 769.522 | 0
2024 | 12 | 30 | 8 | 815.4154 | 0
2024 | 12 | 30 | 9 | 854.3713 | 0
2024 | 12 | 30 | 10 | 893.2604 | 0
2024 | 12 | 30 | 11 | 920.2732 | 0
2024 | 12 | 30 | 12 | 940.4917 | 0
2024 | 12 | 30 | 13 | 951.8024 | 0
2024 | 12 | 30 | 14 | 955.3831 | 0
2024 | 12 | 30 | 15 | 953.7015 | 0
2024 | 12 | 30 | 16 | 951.3161 | 0
2024 | 12 | 30 | 17 | 967.3332 | 0
2024 | 12 | 30 | 18 | 1004.3808 | 0
2024 | 12 | 30 | 19 | 988.9377 | 0
2024 | 12 | 30 | 20 | 960.5794 | 0
2024 | 12 | 30 | 21 | 937.3928 | 0
2024 | 12 | 30 | 22 | 905.6855 | 0
2024 | 12 | 30 | 23 | 865.3412 | 0
2024 | 12 | 31 | 0 | 808.4768 | 0
2024 | 12 | 31 | 1 | 768.4883 | 0
2024 | 12 | 31 | 2 | 719.7449 | 0
2024 | 12 | 31 | 3 | 697.858 | 0
2024 | 12 | 31 | 4 | 688.7513 | 0
2024 | 12 | 31 | 5 | 691.9929 | 0
2024 | 12 | 31 | 6 | 715.3669 | 0
2024 | 12 | 31 | 7 | 760.5855 | 0
2024 | 12 | 31 | 8 | 805.5064 | 0
2024 | 12 | 31 | 9 | 841.6502 | 0
2024 | 12 | 31 | 10 | 885.6873 | 0
2024 | 12 | 31 | 11 | 917.4343 | 0
2024 | 12 | 31 | 12 | 940.5799 | 0
2024 | 12 | 31 | 13 | 949.4055 | 0
2024 | 12 | 31 | 14 | 946.8038 | 0
2024 | 12 | 31 | 15 | 944.1359 | 0
2024 | 12 | 31 | 16 | 944.7739 | 0
2024 | 12 | 31 | 17 | 962.8231 | 0
2024 | 12 | 31 | 18 | 1006.8821 | 0
2024 | 12 | 31 | 19 | 990.7047 | 0
2024 | 12 | 31 | 20 | 956.097 | 0
2024 | 12 | 31 | 21 | 922.7545 | 0
2024 | 12 | 31 | 22 | 890.1762 | 0
2024 | 12 | 31 | 23 | 859.4226 | 0
2025 | 1 | 1 | 0 | 840.5595 | 0
2025 | 1 | 1 | 1 | 810.3504 | 0
2025 | 1 | 1 | 2 | 795.1881 | 0
2025 | 1 | 1 | 3 | 776.5431 | 0
2025 | 1 | 1 | 4 | 764.3956 | 0
2025 | 1 | 1 | 5 | 759.7938 | 0
2025 | 1 | 1 | 6 | 770.7892 | 0
2025 | 1 | 1 | 7 | 793.9623 | 0
2025 | 1 | 1 | 8 | 814.1433 | 0
2025 | 1 | 1 | 9 | 826.8142 | 0
2025 | 1 | 1 | 10 | 855.7333 | 0
2025 | 1 | 1 | 11 | 885.7144 | 0
2025 | 1 | 1 | 12 | 915.8883 | 0
2025 | 1 | 1 | 13 | 935.0592 | 0
2025 | 1 | 1 | 14 | 940.6442 | 0
2025 | 1 | 1 | 15 | 943.5368 | 0
2025 | 1 | 1 | 16 | 948.1046 | 0
2025 | 1 | 1 | 17 | 975.2258 | 0
2025 | 1 | 1 | 18 | 1023.9003 | 0
2025 | 1 | 1 | 19 | 1023.3514 | 0
2025 | 1 | 1 | 20 | 1004.7651 | 0
2025 | 1 | 1 | 21 | 986.2791 | 0
2025 | 1 | 1 | 22 | 962.3097 | 0
2025 | 1 | 1 | 23 | 929.9407 | 0
2025 | 1 | 2 | 0 | 887.0711 | 0
2025 | 1 | 2 | 1 | 914.625 | 0
2025 | 1 | 2 | 2 | 884.3695 | 0
2025 | 1 | 2 | 3 | 866.0042 | 0
2025 | 1 | 2 | 4 | 857.4567 | 0
2025 | 1 | 2 | 5 | 862.473 | 0
2025 | 1 | 2 | 6 | 893.5007 | 0
2025 | 1 | 2 | 7 | 957.7225 | 0
2025 | 1 | 2 | 8 | 1031.0191 | 0
2025 | 1 | 2 | 9 | 1062.2059 | 12.2059
2025 | 1 | 2 | 10 | 1087.3069 | 37.3069
2025 | 1 | 2 | 11 | 1109.4339 | 59.4339
2025 | 1 | 2 | 12 | 1125.0511 | 75.0511
2025 | 1 | 2 | 13 | 1130.9284 | 80.9284
2025 | 1 | 2 | 14 | 1130.2348 | 80.2348
2025 | 1 | 2 | 15 | 1124.0927 | 74.0927
2025 | 1 | 2 | 16 | 1120.7995 | 70.7995
2025 | 1 | 2 | 17 | 1138.195 | 88.195
2025 | 1 | 2 | 18 | 1167.9406 | 117.9406
2025 | 1 | 2 | 19 | 1161.044 | 111.044
2025 | 1 | 2 | 20 | 1137.987 | 87.987
2025 | 1 | 2 | 21 | 1116.2919 | 66.2919
2025 | 1 | 2 | 22 | 1077.5111 | 27.5111
2025 | 1 | 2 | 23 | 1026.7319 | 0
2025 | 1 | 3 | 0 | 968.6097 | 0
2025 | 1 | 3 | 1 | 909.3487 | 0
2025 | 1 | 3 | 2 | 850.0876 | 0
2025 | 1 | 3 | 3 | 829.601 | 0
2025 | 1 | 3 | 4 | 821.0937 | 0
2025 | 1 | 3 | 5 | 824.0835 | 0
2025 | 1 | 3 | 6 | 855.2432 | 0
2025 | 1 | 3 | 7 | 918.9906 | 0
2025 | 1 | 3 | 8 | 990.8038 | 0
2025 | 1 | 3 | 9 | 1022.0819 | 0
2025 | 1 | 3 | 10 | 1048.8362 | 0
2025 | 1 | 3 | 11 | 1071.6927 | 21.6927
2025 | 1 | 3 | 12 | 1087.405 | 37.405
2025 | 1 | 3 | 13 | 1090.4198 | 40.4198
2025 | 1 | 3 | 14 | 1086.2048 | 36.2048
2025 | 1 | 3 | 15 | 1076.0073 | 26.0073
2025 | 1 | 3 | 16 | 1078.7448 | 28.7448
2025 | 1 | 3 | 17 | 1094.7982 | 44.7982
2025 | 1 | 3 | 18 | 1110.8517 | 60.8517
2025 | 1 | 3 | 19 | 1099.2647 | 49.2647
2025 | 1 | 3 | 20 | 1070.0419 | 20.0419
2025 | 1 | 3 | 21 | 1046.4988 | 0
2025 | 1 | 3 | 22 | 1010.3074 | 0
2025 | 1 | 3 | 23 | 966.0404 | 0
2025 | 1 | 4 | 0 | 907.3774 | 0
2025 | 1 | 4 | 1 | 867.4938 | 0
2025 | 1 | 4 | 2 | 832.2608 | 0
2025 | 1 | 4 | 3 | 810.1171 | 0
2025 | 1 | 4 | 4 | 799.5034 | 0
2025 | 1 | 4 | 5 | 795.7941 | 0
2025 | 1 | 4 | 6 | 806.3615 | 0
2025 | 1 | 4 | 7 | 834.61 | 0
2025 | 1 | 4 | 8 | 886.1314 | 0
2025 | 1 | 4 | 9 | 928.5806 | 0
2025 | 1 | 4 | 10 | 971.2588 | 0
2025 | 1 | 4 | 11 | 1002.9279 | 0
2025 | 1 | 4 | 12 | 1021.8516 | 0
2025 | 1 | 4 | 13 | 1025.0443 | 0
2025 | 1 | 4 | 14 | 1017.1502 | 0
2025 | 1 | 4 | 15 | 1005.4625 | 0
2025 | 1 | 4 | 16 | 1000.518 | 0
2025 | 1 | 4 | 17 | 1021.4133 | 0
2025 | 1 | 4 | 18 | 1065.5741 | 15.5741
2025 | 1 | 4 | 19 | 1064.0706 | 14.0706
2025 | 1 | 4 | 20 | 1039.0527 | 0
2025 | 1 | 4 | 21 | 1019.3175 | 0
2025 | 1 | 4 | 22 | 988.7888 | 0
2025 | 1 | 4 | 23 | 950.4918 | 0
2025 | 1 | 5 | 0 | 900.2135 | 0
2025 | 1 | 5 | 1 | 865.4966 | 0
2025 | 1 | 5 | 2 | 835.9215 | 0
2025 | 1 | 5 | 3 | 815.424 | 0
2025 | 1 | 5 | 4 | 804.4511 | 0
2025 | 1 | 5 | 5 | 800.923 | 0
2025 | 1 | 5 | 6 | 807.2903 | 0
2025 | 1 | 5 | 7 | 825.647 | 0
2025 | 1 | 5 | 8 | 854.4918 | 0
2025 | 1 | 5 | 9 | 886.1866 | 0
2025 | 1 | 5 | 10 | 931.8141 | 0
2025 | 1 | 5 | 11 | 969.6002 | 0
2025 | 1 | 5 | 12 | 997.5759 | 0
2025 | 1 | 5 | 13 | 1010.0893 | 0
2025 | 1 | 5 | 14 | 1006.5248 | 0
2025 | 1 | 5 | 15 | 1003.6015 | 0
2025 | 1 | 5 | 16 | 1024.2767 | 0
2025 | 1 | 5 | 17 | 1051.2576 | 1.2576
2025 | 1 | 5 | 18 | 1083.3435 | 33.3435
2025 | 1 | 5 | 19 | 1089.3046 | 39.3046
2025 | 1 | 5 | 20 | 1069.9882 | 19.9882
2025 | 1 | 5 | 21 | 1051.5464 | 1.5464
2025 | 1 | 5 | 22 | 1018.9477 | 0
2025 | 1 | 5 | 23 | 976.0789 | 0
2025 | 1 | 6 | 0 | 926.8358 | 0
2025 | 1 | 6 | 1 | 880.2329 | 0
2025 | 1 | 6 | 2 | 856.2874 | 0
2025 | 1 | 6 | 3 | 842.7058 | 0
2025 | 1 | 6 | 4 | 839.7426 | 0
2025 | 1 | 6 | 5 | 852.0593 | 0
2025 | 1 | 6 | 6 | 895.0859 | 0
2025 | 1 | 6 | 7 | 974.3997 | 0
2025 | 1 | 6 | 8 | 1061.0187 | 11.0187
2025 | 1 | 6 | 9 | 1086.6043 | 36.6043
2025 | 1 | 6 | 10 | 1105.8095 | 55.8095
2025 | 1 | 6 | 11 | 1126.644 | 76.644
2025 | 1 | 6 | 12 | 1139.8012 | 89.8012
2025 | 1 | 6 | 13 | 1143.5519 | 93.5519
2025 | 1 | 6 | 14 | 1143.5691 | 93.5691
2025 | 1 | 6 | 15 | 1136.7834 | 86.7834
2025 | 1 | 6 | 16 | 1134.3008 | 84.3008
2025 | 1 | 6 | 17 | 1149.6852 | 99.6852
2025 | 1 | 6 | 18 | 1179.9309 | 129.9309
2025 | 1 | 6 | 19 | 1174.5962 | 124.5962
2025 | 1 | 6 | 20 | 1148.1049 | 98.1049
2025 | 1 | 6 | 21 | 1118.3344 | 68.3344
2025 | 1 | 6 | 22 | 1074.1576 | 24.1576
2025 | 1 | 6 | 23 | 1017.0412 | 0
2025 | 1 | 7 | 0 | 954.0387 | 0
2025 | 1 | 7 | 1 | 869.5124 | 0
2025 | 1 | 7 | 2 | 838.2785 | 0
2025 | 1 | 7 | 3 | 819.3274 | 0
2025 | 1 | 7 | 4 | 811.3161 | 0
2025 | 1 | 7 | 5 | 822.02 | 0
2025 | 1 | 7 | 6 | 864.8053 | 0
2025 | 1 | 7 | 7 | 937.6385 | 0
2025 | 1 | 7 | 8 | 1010.4716 | 0
2025 | 1 | 7 | 9 | 1069.5544 | 19.5544
2025 | 1 | 7 | 10 | 1086.488 | 36.488
2025 | 1 | 7 | 11 | 1105.9874 | 55.9874
2025 | 1 | 7 | 12 | 1115.6655 | 65.6655
2025 | 1 | 7 | 13 | 1118.4683 | 68.4683
2025 | 1 | 7 | 14 | 1115.3056 | 65.3056
2025 | 1 | 7 | 15 | 1105.2711 | 55.2711
2025 | 1 | 7 | 16 | 1100.8668 | 50.8668
2025 | 1 | 7 | 17 | 1096.4624 | 46.4624
2025 | 1 | 7 | 18 | 1148.3711 | 98.3711
2025 | 1 | 7 | 19 | 1149.4931 | 99.4931
2025 | 1 | 7 | 20 | 1131.1515 | 81.1515
2025 | 1 | 7 | 21 | 1104.6347 | 54.6347
2025 | 1 | 7 | 22 | 1056.4428 | 6.4428
2025 | 1 | 7 | 23 | 991.2901 | 0
2025 | 1 | 8 | 0 | 946.5149 | 0
2025 | 1 | 8 | 1 | 901.7397 | 0
2025 | 1 | 8 | 2 | 874.014 | 0
2025 | 1 | 8 | 3 | 857.387 | 0
2025 | 1 | 8 | 4 | 852.1695 | 0
2025 | 1 | 8 | 5 | 861.9549 | 0
2025 | 1 | 8 | 6 | 900.1545 | 0
2025 | 1 | 8 | 7 | 968.7777 | 0
2025 | 1 | 8 | 8 | 1043.3339 | 0
2025 | 1 | 8 | 9 | 1065.9713 | 15.9713
2025 | 1 | 8 | 10 | 1089.7075 | 39.7075
2025 | 1 | 8 | 11 | 1111.7822 | 61.7822
2025 | 1 | 8 | 12 | 1126.5037 | 76.5037
2025 | 1 | 8 | 13 | 1132.3851 | 82.3851
2025 | 1 | 8 | 14 | 1132.7637 | 82.7637
2025 | 1 | 8 | 15 | 1127.669 | 77.669
2025 | 1 | 8 | 16 | 1127.9066 | 77.9066
2025 | 1 | 8 | 17 | 1145.2819 | 95.2819
2025 | 1 | 8 | 18 | 1188.3234 | 138.3234
2025 | 1 | 8 | 19 | 1180.7381 | 130.7381
2025 | 1 | 8 | 20 | 1152.3279 | 102.3279
2025 | 1 | 8 | 21 | 1119.275 | 69.275
2025 | 1 | 8 | 22 | 1078.1469 | 28.1469
2025 | 1 | 8 | 23 | 1022.2004 | 0
2025 | 1 | 9 | 0 | 962.4124 | 0
2025 | 1 | 9 | 1 | 893.3128 | 0
2025 | 1 | 9 | 2 | 863.701 | 0
2025 | 1 | 9 | 3 | 845.4407 | 0
2025 | 1 | 9 | 4 | 838.1442 | 0
2025 | 1 | 9 | 5 | 847.1602 | 0
2025 | 1 | 9 | 6 | 889.599 | 0
2025 | 1 | 9 | 7 | 973.3069 | 0
2025 | 1 | 9 | 8 | 1057.0147 | 7.0147
2025 | 1 | 9 | 9 | 1083.2284 | 33.2284
2025 | 1 | 9 | 10 | 1104.926 | 54.926
2025 | 1 | 9 | 11 | 1125.5774 | 75.5774
2025 | 1 | 9 | 12 | 1138.7423 | 88.7423
2025 | 1 | 9 | 13 | 1142.0007 | 92.0007
2025 | 1 | 9 | 14 | 1140.3442 | 90.3442
2025 | 1 | 9 | 15 | 1131.2955 | 81.2955
2025 | 1 | 9 | 16 | 1134.9524 | 84.9524
2025 | 1 | 9 | 17 | 1154.7259 | 104.7259
2025 | 1 | 9 | 18 | 1174.4994 | 124.4994
2025 | 1 | 9 | 19 | 1174.8252 | 124.8252
2025 | 1 | 9 | 20 | 1152.5479 | 102.5479
2025 | 1 | 9 | 21 | 1130.4459 | 80.4459
2025 | 1 | 9 | 22 | 1085.1606 | 35.1606
2025 | 1 | 9 | 23 | 1024.352 | 0
2025 | 1 | 10 | 0 | 958.4351 | 0
2025 | 1 | 10 | 1 | 906.3314 | 0
2025 | 1 | 10 | 2 | 878.0055 | 0
2025 | 1 | 10 | 3 | 862.4022 | 0
2025 | 1 | 10 | 4 | 857.9682 | 0
2025 | 1 | 10 | 5 | 865.973 | 0
2025 | 1 | 10 | 6 | 905.3611 | 0
2025 | 1 | 10 | 7 | 985.181 | 0
2025 | 1 | 10 | 8 | 1065.0008 | 15.0008
2025 | 1 | 10 | 9 | 1096.7127 | 46.7127
2025 | 1 | 10 | 10 | 1117.345 | 67.345
2025 | 1 | 10 | 11 | 1135.259 | 85.259
2025 | 1 | 10 | 12 | 1144.5684 | 94.5684
2025 | 1 | 10 | 13 | 1140.2969 | 90.2969
2025 | 1 | 10 | 14 | 1133.9325 | 83.9325
2025 | 1 | 10 | 15 | 1122.5011 | 72.5011
2025 | 1 | 10 | 16 | 1115.77 | 65.77
2025 | 1 | 10 | 17 | 1123.7333 | 73.7333
2025 | 1 | 10 | 18 | 1155.656 | 105.656
2025 | 1 | 10 | 19 | 1152.6534 | 102.6534
2025 | 1 | 10 | 20 | 1125.4849 | 75.4849
2025 | 1 | 10 | 21 | 1099.6466 | 49.6466
2025 | 1 | 10 | 22 | 1063.4974 | 13.4974
2025 | 1 | 10 | 23 | 1019.441 | 0
2025 | 1 | 11 | 0 | 963.7945 | 0
2025 | 1 | 11 | 1 | 904.8567 | 0
2025 | 1 | 11 | 2 | 845.919 | 0
2025 | 1 | 11 | 3 | 824.0994 | 0
2025 | 1 | 11 | 4 | 808.5446 | 0
2025 | 1 | 11 | 5 | 799.7726 | 0
2025 | 1 | 11 | 6 | 801.6584 | 0
2025 | 1 | 11 | 7 | 822.2648 | 0
2025 | 1 | 11 | 8 | 871.7006 | 0
2025 | 1 | 11 | 9 | 909.6012 | 0
2025 | 1 | 11 | 10 | 948.422 | 0
2025 | 1 | 11 | 11 | 969.8533 | 0
2025 | 1 | 11 | 12 | 991.2846 | 0
2025 | 1 | 11 | 13 | 990.8011 | 0
2025 | 1 | 11 | 14 | 982.3315 | 0
2025 | 1 | 11 | 15 | 968.7853 | 0
2025 | 1 | 11 | 16 | 973.9189 | 0
2025 | 1 | 11 | 17 | 979.0526 | 0
2025 | 1 | 11 | 18 | 1015.2214 | 0
2025 | 1 | 11 | 19 | 1008.1548 | 0
2025 | 1 | 11 | 20 | 978.1091 | 0
2025 | 1 | 11 | 21 | 957.1552 | 0
2025 | 1 | 11 | 22 | 929.1848 | 0
2025 | 1 | 11 | 23 | 898.3931 | 0
2025 | 1 | 12 | 0 | 855.9757 | 0
2025 | 1 | 12 | 1 | 827.5337 | 0
2025 | 1 | 12 | 2 | 800.2187 | 0
2025 | 1 | 12 | 3 | 781.9728 | 0
2025 | 1 | 12 | 4 | 770.8119 | 0
2025 | 1 | 12 | 5 | 764.886 | 0
2025 | 1 | 12 | 6 | 767.9084 | 0
2025 | 1 | 12 | 7 | 781.2961 | 0
2025 | 1 | 12 | 8 | 818.855 | 0
2025 | 1 | 12 | 9 | 857.0268 | 0
2025 | 1 | 12 | 10 | 896.898 | 0
2025 | 1 | 12 | 11 | 927.1277 | 0
2025 | 1 | 12 | 12 | 957.3575 | 0
2025 | 1 | 12 | 13 | 964.7299 | 0
2025 | 1 | 12 | 14 | 961.3964 | 0
2025 | 1 | 12 | 15 | 956.8888 | 0
2025 | 1 | 12 | 16 | 959.1985 | 0
2025 | 1 | 12 | 17 | 984.024 | 0
2025 | 1 | 12 | 18 | 1032.0916 | 0
2025 | 1 | 12 | 19 | 1041.2114 | 0
2025 | 1 | 12 | 20 | 1020.4177 | 0
2025 | 1 | 12 | 21 | 1000.8939 | 0
2025 | 1 | 12 | 22 | 972.6993 | 0
2025 | 1 | 12 | 23 | 937.1449 | 0
2025 | 1 | 13 | 0 | 894.1919 | 0
2025 | 1 | 13 | 1 | 875.9499 | 0
2025 | 1 | 13 | 2 | 853.1618 | 0
2025 | 1 | 13 | 3 | 841.4062 | 0
2025 | 1 | 13 | 4 | 839.7994 | 0
2025 | 1 | 13 | 5 | 850.5138 | 0
2025 | 1 | 13 | 6 | 892.6086 | 0
2025 | 1 | 13 | 7 | 966.5383 | 0
2025 | 1 | 13 | 8 | 1040.468 | 0
2025 | 1 | 13 | 9 | 1105.0124 | 55.0124
2025 | 1 | 13 | 10 | 1125.0775 | 75.0775
2025 | 1 | 13 | 11 | 1145.0711 | 95.0711
2025 | 1 | 13 | 12 | 1158.9015 | 108.9015
2025 | 1 | 13 | 13 | 1159.1341 | 109.1341
2025 | 1 | 13 | 14 | 1156.9323 | 106.9323
2025 | 1 | 13 | 15 | 1148.6511 | 98.6511
2025 | 1 | 13 | 16 | 1158.2157 | 108.2157
2025 | 1 | 13 | 17 | 1167.7804 | 117.7804
2025 | 1 | 13 | 18 | 1192.4394 | 142.4394
2025 | 1 | 13 | 19 | 1200.204 | 150.204
2025 | 1 | 13 | 20 | 1180.8179 | 130.8179
2025 | 1 | 13 | 21 | 1156.4661 | 106.4661
2025 | 1 | 13 | 22 | 1112.0448 | 62.0448
2025 | 1 | 13 | 23 | 1053.0878 | 3.0878
2025 | 1 | 14 | 0 | 986.4473 | 0
2025 | 1 | 14 | 1 | 949.2155 | 0
2025 | 1 | 14 | 2 | 922.0896 | 0
2025 | 1 | 14 | 3 | 905.877 | 0
2025 | 1 | 14 | 4 | 901.2388 | 0
2025 | 1 | 14 | 5 | 908.7727 | 0
2025 | 1 | 14 | 6 | 943.1543 | 0
2025 | 1 | 14 | 7 | 1036.2219 | 0
2025 | 1 | 14 | 8 | 1092.8457 | 42.8457
2025 | 1 | 14 | 9 | 1160.0547 | 110.0547
2025 | 1 | 14 | 10 | 1176.0402 | 126.0402
2025 | 1 | 14 | 11 | 1195.2979 | 145.2979
2025 | 1 | 14 | 12 | 1206.636 | 156.636
2025 | 1 | 14 | 13 | 1206.4049 | 156.4049
2025 | 1 | 14 | 14 | 1202.9046 | 152.9046
2025 | 1 | 14 | 15 | 1192.1644 | 142.1644
2025 | 1 | 14 | 16 | 1169.9196 | 119.9196
2025 | 1 | 14 | 17 | 1183.3838 | 133.3838
2025 | 1 | 14 | 18 | 1235.3322 | 185.3322
2025 | 1 | 14 | 19 | 1246.0313 | 196.0313
2025 | 1 | 14 | 20 | 1226.7471 | 176.7471
2025 | 1 | 14 | 21 | 1202.1946 | 152.1946
2025 | 1 | 14 | 22 | 1156.7455 | 106.7455
2025 | 1 | 14 | 23 | 1092.5267 | 42.5267
2025 | 1 | 15 | 0 | 1019.945 | 0
2025 | 1 | 15 | 1 | 985.097 | 0
2025 | 1 | 15 | 2 | 953.6206 | 0
2025 | 1 | 15 | 3 | 935.3931 | 0
2025 | 1 | 15 | 4 | 927.6067 | 0
2025 | 1 | 15 | 5 | 933.2762 | 0
2025 | 1 | 15 | 6 | 965.0187 | 0
2025 | 1 | 15 | 7 | 1041.5821 | 0
2025 | 1 | 15 | 8 | 1118.1454 | 68.1454
2025 | 1 | 15 | 9 | 1142.8301 | 92.8301
2025 | 1 | 15 | 10 | 1161.7508 | 111.7508
2025 | 1 | 15 | 11 | 1180.7149 | 130.7149
2025 | 1 | 15 | 12 | 1192.5439 | 142.5439
2025 | 1 | 15 | 13 | 1193.0306 | 143.0306
2025 | 1 | 15 | 14 | 1191.3798 | 141.3798
2025 | 1 | 15 | 15 | 1183.1433 | 133.1433
2025 | 1 | 15 | 16 | 1181.4372 | 131.4372
2025 | 1 | 15 | 17 | 1193.6615 | 143.6615
2025 | 1 | 15 | 18 | 1239.3715 | 189.3715
2025 | 1 | 15 | 19 | 1243.2409 | 193.2409
2025 | 1 | 15 | 20 | 1218.0645 | 168.0645
2025 | 1 | 15 | 21 | 1188.4941 | 138.4941
2025 | 1 | 15 | 22 | 1144.4835 | 94.4835
2025 | 1 | 15 | 23 | 1084.1812 | 34.1812
2025 | 1 | 16 | 0 | 1014.9057 | 0
2025 | 1 | 16 | 1 | 958.491 | 0
2025 | 1 | 16 | 2 | 928.1627 | 0
2025 | 1 | 16 | 3 | 911.1015 | 0
2025 | 1 | 16 | 4 | 904.3164 | 0
2025 | 1 | 16 | 5 | 910.9559 | 0
2025 | 1 | 16 | 6 | 948.8573 | 0
2025 | 1 | 16 | 7 | 1026.4079 | 0
2025 | 1 | 16 | 8 | 1086.7622 | 36.7622
2025 | 1 | 16 | 9 | 1147.1166 | 97.1166
2025 | 1 | 16 | 10 | 1165.2199 | 115.2199
2025 | 1 | 16 | 11 | 1183.1724 | 133.1724
2025 | 1 | 16 | 12 | 1193.1955 | 143.1955
2025 | 1 | 16 | 13 | 1193.2231 | 143.2231
2025 | 1 | 16 | 14 | 1189.3713 | 139.3713
2025 | 1 | 16 | 15 | 1180.662 | 130.662
2025 | 1 | 16 | 16 | 1173.0648 | 123.0648
2025 | 1 | 16 | 17 | 1180.6261 | 130.6261
2025 | 1 | 16 | 18 | 1211.3771 | 161.3771
2025 | 1 | 16 | 19 | 1221.1779 | 171.1779
2025 | 1 | 16 | 20 | 1201.7806 | 151.7806
2025 | 1 | 16 | 21 | 1179.2349 | 129.2349
2025 | 1 | 16 | 22 | 1136.2492 | 86.2492
2025 | 1 | 16 | 23 | 1077.7698 | 27.7698
2025 | 1 | 17 | 0 | 1007.9967 | 0
2025 | 1 | 17 | 1 | 965.0258 | 0
2025 | 1 | 17 | 2 | 931.1443 | 0
2025 | 1 | 17 | 3 | 911.1278 | 0
2025 | 1 | 17 | 4 | 901.1107 | 0
2025 | 1 | 17 | 5 | 906.9093 | 0
2025 | 1 | 17 | 6 | 942.2792 | 0
2025 | 1 | 17 | 7 | 1019.6707 | 0
2025 | 1 | 17 | 8 | 1080.549 | 30.549
2025 | 1 | 17 | 9 | 1141.4273 | 91.4273
2025 | 1 | 17 | 10 | 1164.1521 | 114.1521
2025 | 1 | 17 | 11 | 1183.464 | 133.464
2025 | 1 | 17 | 12 | 1195.0339 | 145.0339
2025 | 1 | 17 | 13 | 1195.3039 | 145.3039
2025 | 1 | 17 | 14 | 1191.16 | 141.16
2025 | 1 | 17 | 15 | 1178.5804 | 128.5804
2025 | 1 | 17 | 16 | 1168.9641 | 118.9641
2025 | 1 | 17 | 17 | 1174.9218 | 124.9218
2025 | 1 | 17 | 18 | 1199.7987 | 149.7987
2025 | 1 | 17 | 19 | 1201.3147 | 151.3147
2025 | 1 | 17 | 20 | 1174.4234 | 124.4234
2025 | 1 | 17 | 21 | 1147.3748 | 97.3748
2025 | 1 | 17 | 22 | 1105.4666 | 55.4666
2025 | 1 | 17 | 23 | 1051.4611 | 1.4611
2025 | 1 | 18 | 0 | 984.0112 | 0
2025 | 1 | 18 | 1 | 917.0041 | 0
2025 | 1 | 18 | 2 | 882.5481 | 0
2025 | 1 | 18 | 3 | 859.2174 | 0
2025 | 1 | 18 | 4 | 845.7146 | 0
2025 | 1 | 18 | 5 | 839.3042 | 0
2025 | 1 | 18 | 6 | 845.8751 | 0
2025 | 1 | 18 | 7 | 867.7139 | 0
2025 | 1 | 18 | 8 | 910.3047 | 0
2025 | 1 | 18 | 9 | 950.049 | 0
2025 | 1 | 18 | 10 | 992.7317 | 0
2025 | 1 | 18 | 11 | 1024.296 | 0
2025 | 1 | 18 | 12 | 1042.639 | 0
2025 | 1 | 18 | 13 | 1046.7717 | 0
2025 | 1 | 18 | 14 | 1039.516 | 0
2025 | 1 | 18 | 15 | 1028.5672 | 0
2025 | 1 | 18 | 16 | 1021.014 | 0
2025 | 1 | 18 | 17 | 1036.925 | 0
2025 | 1 | 18 | 18 | 1068.2815 | 18.2815
2025 | 1 | 18 | 19 | 1071.5615 | 21.5615
2025 | 1 | 18 | 20 | 1043.465 | 0
2025 | 1 | 18 | 21 | 1020.0721 | 0
2025 | 1 | 18 | 22 | 991.2219 | 0
2025 | 1 | 18 | 23 | 958.706 | 0
2025 | 1 | 19 | 0 | 916.3137 | 0
2025 | 1 | 19 | 1 | 867.5693 | 0
2025 | 1 | 19 | 2 | 837.1634 | 0
2025 | 1 | 19 | 3 | 815.8289 | 0
2025 | 1 | 19 | 4 | 803.2951 | 0
2025 | 1 | 19 | 5 | 796.2907 | 0
2025 | 1 | 19 | 6 | 798.7539 | 0
2025 | 1 | 19 | 7 | 813.4571 | 0
2025 | 1 | 19 | 8 | 845.6745 | 0
2025 | 1 | 19 | 9 | 885.048 | 0
2025 | 1 | 19 | 10 | 932.3011 | 0
2025 | 1 | 19 | 11 | 971.5661 | 0
2025 | 1 | 19 | 12 | 999.364 | 0
2025 | 1 | 19 | 13 | 1009.8927 | 0
2025 | 1 | 19 | 14 | 1008.7774 | 0
2025 | 1 | 19 | 15 | 1003.8974 | 0
2025 | 1 | 19 | 16 | 1020.0821 | 0
2025 | 1 | 19 | 17 | 1036.2667 | 0
2025 | 1 | 19 | 18 | 1067.899 | 17.899
2025 | 1 | 19 | 19 | 1084.4804 | 34.4804
2025 | 1 | 19 | 20 | 1068.1348 | 18.1348
2025 | 1 | 19 | 21 | 1052.1691 | 2.1691
2025 | 1 | 19 | 22 | 1020.4137 | 0
2025 | 1 | 19 | 23 | 979.1725 | 0
2025 | 1 | 20 | 0 | 928.3878 | 0
2025 | 1 | 20 | 1 | 914.723 | 0
2025 | 1 | 20 | 2 | 890.2697 | 0
2025 | 1 | 20 | 3 | 876.2156 | 0
2025 | 1 | 20 | 4 | 872.8959 | 0
2025 | 1 | 20 | 5 | 882.2223 | 0
2025 | 1 | 20 | 6 | 919.5838 | 0
2025 | 1 | 20 | 7 | 991.8505 | 0
2025 | 1 | 20 | 8 | 1064.1172 | 14.1172
2025 | 1 | 20 | 9 | 1128.5984 | 78.5984
2025 | 1 | 20 | 10 | 1153.5583 | 103.5583
2025 | 1 | 20 | 11 | 1176.6152 | 126.6152
2025 | 1 | 20 | 12 | 1192.8014 | 142.8014
2025 | 1 | 20 | 13 | 1195.3099 | 145.3099
2025 | 1 | 20 | 14 | 1194.1179 | 144.1179
2025 | 1 | 20 | 15 | 1186.1847 | 136.1847
2025 | 1 | 20 | 16 | 1194.8813 | 144.8813
2025 | 1 | 20 | 17 | 1203.5779 | 153.5779
2025 | 1 | 20 | 18 | 1223.6666 | 173.6666
2025 | 1 | 20 | 19 | 1231.5751 | 181.5751
2025 | 1 | 20 | 20 | 1209.3317 | 159.3317
2025 | 1 | 20 | 21 | 1183.9346 | 133.9346
2025 | 1 | 20 | 22 | 1140.4465 | 90.4465
2025 | 1 | 20 | 23 | 1082.1654 | 32.1654
2025 | 1 | 21 | 0 | 1015.551 | 0
2025 | 1 | 21 | 1 | 949.0537 | 0
2025 | 1 | 21 | 2 | 915.8799 | 0
2025 | 1 | 21 | 3 | 895.3606 | 0
2025 | 1 | 21 | 4 | 885.7451 | 0
2025 | 1 | 21 | 5 | 890.4986 | 0
2025 | 1 | 21 | 6 | 923.8378 | 0
2025 | 1 | 21 | 7 | 1000.8716 | 0
2025 | 1 | 21 | 8 | 1091.5328 | 41.5328
2025 | 1 | 21 | 9 | 1121.393 | 71.393
2025 | 1 | 21 | 10 | 1143.1365 | 93.1365
2025 | 1 | 21 | 11 | 1167.4906 | 117.4906
2025 | 1 | 21 | 12 | 1181.6549 | 131.6549
2025 | 1 | 21 | 13 | 1185.1341 | 135.1341
2025 | 1 | 21 | 14 | 1183.6702 | 133.6702
2025 | 1 | 21 | 15 | 1175.8327 | 125.8327
2025 | 1 | 21 | 16 | 1153.1458 | 103.1458
2025 | 1 | 21 | 17 | 1165.0342 | 115.0342
2025 | 1 | 21 | 18 | 1201.7959 | 151.7959
2025 | 1 | 21 | 19 | 1208.1593 | 158.1593
2025 | 1 | 21 | 20 | 1184.3253 | 134.3253
2025 | 1 | 21 | 21 | 1156.0487 | 106.0487
2025 | 1 | 21 | 22 | 1111.4979 | 61.4979
2025 | 1 | 21 | 23 | 1051.1602 | 1.1602
2025 | 1 | 22 | 0 | 981.2075 | 0
2025 | 1 | 22 | 1 | 962.5085 | 0
2025 | 1 | 22 | 2 | 934.7725 | 0
2025 | 1 | 22 | 3 | 919.7775 | 0
2025 | 1 | 22 | 4 | 914.2926 | 0
2025 | 1 | 22 | 5 | 920.1508 | 0
2025 | 1 | 22 | 6 | 950.5924 | 0
2025 | 1 | 22 | 7 | 1032.0736 | 0
2025 | 1 | 22 | 8 | 1080.8375 | 30.8375
2025 | 1 | 22 | 9 | 1144.2587 | 94.2587
2025 | 1 | 22 | 10 | 1163.4697 | 113.4697
2025 | 1 | 22 | 11 | 1181.9022 | 131.9022
2025 | 1 | 22 | 12 | 1193.1814 | 143.1814
2025 | 1 | 22 | 13 | 1193.4135 | 143.4135
2025 | 1 | 22 | 14 | 1193.948 | 143.948
2025 | 1 | 22 | 15 | 1187.202 | 137.202
2025 | 1 | 22 | 16 | 1188.3096 | 138.3096
2025 | 1 | 22 | 17 | 1203.1431 | 153.1431
2025 | 1 | 22 | 18 | 1243.4898 | 193.4898
2025 | 1 | 22 | 19 | 1256.1554 | 206.1554
2025 | 1 | 22 | 20 | 1239.2616 | 189.2616
2025 | 1 | 22 | 21 | 1209.7365 | 159.7365
2025 | 1 | 22 | 22 | 1172.1056 | 122.1056
2025 | 1 | 22 | 23 | 1114.9527 | 64.9527
2025 | 1 | 23 | 0 | 1050.424 | 0.42405
2025 | 1 | 23 | 1 | 1006.1562 | 0
2025 | 1 | 23 | 2 | 976.4431 | 0
2025 | 1 | 23 | 3 | 959.5753 | 0
2025 | 1 | 23 | 4 | 952.2759 | 0
2025 | 1 | 23 | 5 | 955.3614 | 0
2025 | 1 | 23 | 6 | 984.7058 | 0
2025 | 1 | 23 | 7 | 1056.1758 | 6.1758
2025 | 1 | 23 | 8 | 1150.8007 | 100.8007
2025 | 1 | 23 | 9 | 1179.7149 | 129.7149
2025 | 1 | 23 | 10 | 1196.115 | 146.115
2025 | 1 | 23 | 11 | 1210.3454 | 160.3454
2025 | 1 | 23 | 12 | 1220.4618 | 170.4618
2025 | 1 | 23 | 13 | 1217.2042 | 167.2042
2025 | 1 | 23 | 14 | 1212.2779 | 162.2779
2025 | 1 | 23 | 15 | 1201.1064 | 151.1064
2025 | 1 | 23 | 16 | 1191.5314 | 141.5314
2025 | 1 | 23 | 17 | 1198.4921 | 148.4921
2025 | 1 | 23 | 18 | 1230.765 | 180.765
2025 | 1 | 23 | 19 | 1251.7084 | 201.7084
2025 | 1 | 23 | 20 | 1242.1235 | 192.1235
2025 | 1 | 23 | 21 | 1221.4042 | 171.4042
2025 | 1 | 23 | 22 | 1182.0293 | 132.0293
2025 | 1 | 23 | 23 | 1126.6068 | 76.6068
2025 | 1 | 24 | 0 | 1059.0026 | 9.0026
2025 | 1 | 24 | 1 | 998.2171 | 0
2025 | 1 | 24 | 2 | 963.1709 | 0
2025 | 1 | 24 | 3 | 943.8269 | 0
2025 | 1 | 24 | 4 | 934.4025 | 0
2025 | 1 | 24 | 5 | 936.3222 | 0
2025 | 1 | 24 | 6 | 965.8866 | 0
2025 | 1 | 24 | 7 | 1061.0314 | 11.0314
2025 | 1 | 24 | 8 | 1118.7841 | 68.7841
2025 | 1 | 24 | 9 | 1191.8515 | 141.8515
2025 | 1 | 24 | 10 | 1208.3849 | 158.3849
2025 | 1 | 24 | 11 | 1224.1552 | 174.1552
2025 | 1 | 24 | 12 | 1232.3378 | 182.3378
2025 | 1 | 24 | 13 | 1223.1046 | 173.1046
2025 | 1 | 24 | 14 | 1214.5234 | 164.5234
2025 | 1 | 24 | 15 | 1196.4031 | 146.4031
2025 | 1 | 24 | 16 | 1180.1734 | 130.1734
2025 | 1 | 24 | 17 | 1182.6377 | 132.6377
2025 | 1 | 24 | 18 | 1216.7881 | 166.7881
2025 | 1 | 24 | 19 | 1241.3925 | 191.3925
2025 | 1 | 24 | 20 | 1230.4597 | 180.4597
2025 | 1 | 24 | 21 | 1212.2059 | 162.2059
2025 | 1 | 24 | 22 | 1172.6042 | 122.6042
2025 | 1 | 24 | 23 | 1114.7468 | 64.7468
2025 | 1 | 25 | 0 | 1053.3462 | 3.3462
2025 | 1 | 25 | 1 | 991.9457 | 0
2025 | 1 | 25 | 2 | 955.7808 | 0
2025 | 1 | 25 | 3 | 930.7697 | 0
2025 | 1 | 25 | 4 | 917.0838 | 0
2025 | 1 | 25 | 5 | 914.2481 | 0
2025 | 1 | 25 | 6 | 926.7658 | 0
2025 | 1 | 25 | 7 | 951.0406 | 0
2025 | 1 | 25 | 8 | 976.9336 | 0
2025 | 1 | 25 | 9 | 1013.0811 | 0
2025 | 1 | 25 | 10 | 1058.87 | 8.87
2025 | 1 | 25 | 11 | 1089.0189 | 39.0189
2025 | 1 | 25 | 12 | 1108.6501 | 58.6501
2025 | 1 | 25 | 13 | 1115.0598 | 65.0598
2025 | 1 | 25 | 14 | 1106.8397 | 56.8397
2025 | 1 | 25 | 15 | 1093.4716 | 43.4716
2025 | 1 | 25 | 16 | 1084.2046 | 34.2046
2025 | 1 | 25 | 17 | 1099.8748 | 49.8748
2025 | 1 | 25 | 18 | 1132.1044 | 82.1044
2025 | 1 | 25 | 19 | 1145.8126 | 95.8126
2025 | 1 | 25 | 20 | 1118.0275 | 68.0275
2025 | 1 | 25 | 21 | 1091.7533 | 41.7533
2025 | 1 | 25 | 22 | 1059.8279 | 9.8279
2025 | 1 | 25 | 23 | 1022.9717 | 0
2025 | 1 | 26 | 0 | 978.1532 | 0
2025 | 1 | 26 | 1 | 922.3463 | 0
2025 | 1 | 26 | 2 | 866.5393 | 0
2025 | 1 | 26 | 3 | 843.0105 | 0
2025 | 1 | 26 | 4 | 826.0541 | 0
2025 | 1 | 26 | 5 | 813.2504 | 0
2025 | 1 | 26 | 6 | 802.7876 | 0
2025 | 1 | 26 | 7 | 808.9214 | 0
2025 | 1 | 26 | 8 | 848.877 | 0
2025 | 1 | 26 | 9 | 888.7973 | 0
2025 | 1 | 26 | 10 | 929.1724 | 0
2025 | 1 | 26 | 11 | 960.9312 | 0
2025 | 1 | 26 | 12 | 988.2549 | 0
2025 | 1 | 26 | 13 | 997.3448 | 0
2025 | 1 | 26 | 14 | 997.2444 | 0
2025 | 1 | 26 | 15 | 993.7792 | 0
2025 | 1 | 26 | 16 | 994.9284 | 0
2025 | 1 | 26 | 17 | 1016.6305 | 0
2025 | 1 | 26 | 18 | 1045.445 | 0
2025 | 1 | 26 | 19 | 1055.5821 | 5.5821
2025 | 1 | 26 | 20 | 1033.2896 | 0
2025 | 1 | 26 | 21 | 1012.8742 | 0
2025 | 1 | 26 | 22 | 984.5485 | 0
2025 | 1 | 26 | 23 | 947.8086 | 0
2025 | 1 | 27 | 0 | 898.1893 | 0
2025 | 1 | 27 | 1 | 871.2788 | 0
2025 | 1 | 27 | 2 | 843.7456 | 0
2025 | 1 | 27 | 3 | 827.1623 | 0
2025 | 1 | 27 | 4 | 820.9959 | 0
2025 | 1 | 27 | 5 | 829.7898 | 0
2025 | 1 | 27 | 6 | 869 | 0
2025 | 1 | 27 | 7 | 942.374 | 0
2025 | 1 | 27 | 8 | 1015.7481 | 0
2025 | 1 | 27 | 9 | 1080.7482 | 30.7482
2025 | 1 | 27 | 10 | 1108.1132 | 58.1132
2025 | 1 | 27 | 11 | 1132.2654 | 82.2654
2025 | 1 | 27 | 12 | 1151.1086 | 101.1086
2025 | 1 | 27 | 13 | 1158.5802 | 108.5802
2025 | 1 | 27 | 14 | 1161.5694 | 111.5694
2025 | 1 | 27 | 15 | 1154.6167 | 104.6167
2025 | 1 | 27 | 16 | 1149.9069 | 99.9069
2025 | 1 | 27 | 17 | 1162.1917 | 112.1917
2025 | 1 | 27 | 18 | 1183.1265 | 133.1265
2025 | 1 | 27 | 19 | 1191.8055 | 141.8055
2025 | 1 | 27 | 20 | 1169.6849 | 119.6849
2025 | 1 | 27 | 21 | 1140.7316 | 90.7316
2025 | 1 | 27 | 22 | 1095.0654 | 45.0654
2025 | 1 | 27 | 23 | 1036.2702 | 0
2025 | 1 | 28 | 0 | 968.2756 | 0
2025 | 1 | 28 | 1 | 916.6127 | 0
2025 | 1 | 28 | 2 | 887.4027 | 0
2025 | 1 | 28 | 3 | 870.429 | 0
2025 | 1 | 28 | 4 | 864.4325 | 0
2025 | 1 | 28 | 5 | 870.5201 | 0
2025 | 1 | 28 | 6 | 902.189 | 0
2025 | 1 | 28 | 7 | 976.3152 | 0
2025 | 1 | 28 | 8 | 1050.4414 | 0.44143
2025 | 1 | 28 | 9 | 1120.0998 | 70.0998
2025 | 1 | 28 | 10 | 1142.1842 | 92.1842
2025 | 1 | 28 | 11 | 1162.1659 | 112.1659
2025 | 1 | 28 | 12 | 1176.0015 | 126.0015
2025 | 1 | 28 | 13 | 1175.302 | 125.302
2025 | 1 | 28 | 14 | 1173.9909 | 123.9909
2025 | 1 | 28 | 15 | 1163.881 | 113.881
2025 | 1 | 28 | 16 | 1141.8326 | 91.8326
2025 | 1 | 28 | 17 | 1154.878 | 104.878
2025 | 1 | 28 | 18 | 1194.3207 | 144.3207
2025 | 1 | 28 | 19 | 1213.6368 | 163.6368
2025 | 1 | 28 | 20 | 1196.8988 | 146.8988
2025 | 1 | 28 | 21 | 1170.7714 | 120.7714
2025 | 1 | 28 | 22 | 1130.9585 | 80.9585
2025 | 1 | 28 | 23 | 1072.4012 | 22.4012
2025 | 1 | 29 | 0 | 1004.7681 | 0
2025 | 1 | 29 | 1 | 959.3886 | 0
2025 | 1 | 29 | 2 | 928.7474 | 0
2025 | 1 | 29 | 3 | 911.1204 | 0
2025 | 1 | 29 | 4 | 902.544 | 0
2025 | 1 | 29 | 5 | 905.6378 | 0
2025 | 1 | 29 | 6 | 932.8111 | 0
2025 | 1 | 29 | 7 | 1015.7771 | 0
2025 | 1 | 29 | 8 | 1098.7431 | 48.7431
2025 | 1 | 29 | 9 | 1130.0016 | 80.0016
2025 | 1 | 29 | 10 | 1148.5168 | 98.5168
2025 | 1 | 29 | 11 | 1165.7952 | 115.7952
2025 | 1 | 29 | 12 | 1177.2113 | 127.2113
2025 | 1 | 29 | 13 | 1174.8273 | 124.8273
2025 | 1 | 29 | 14 | 1172.7838 | 122.7838
2025 | 1 | 29 | 15 | 1164.4618 | 114.4618
2025 | 1 | 29 | 16 | 1157.3733 | 107.3733
2025 | 1 | 29 | 17 | 1168.1048 | 118.1048
2025 | 1 | 29 | 18 | 1210.3635 | 160.3635
2025 | 1 | 29 | 19 | 1237.2311 | 187.2311
2025 | 1 | 29 | 20 | 1228.4385 | 178.4385
2025 | 1 | 29 | 21 | 1205.8699 | 155.8699
2025 | 1 | 29 | 22 | 1165.0385 | 115.0385
2025 | 1 | 29 | 23 | 1099.8181 | 49.8181
2025 | 1 | 30 | 0 | 1025.2569 | 0
2025 | 1 | 30 | 1 | 987.0822 | 0
2025 | 1 | 30 | 2 | 948.9074 | 0
2025 | 1 | 30 | 3 | 932.8703 | 0
2025 | 1 | 30 | 4 | 926.2779 | 0
2025 | 1 | 30 | 5 | 935.2327 | 0
2025 | 1 | 30 | 6 | 974.38 | 0
2025 | 1 | 30 | 7 | 1049.27 | 0
2025 | 1 | 30 | 8 | 1130.277 | 80.277
2025 | 1 | 30 | 9 | 1159.7734 | 109.7734
2025 | 1 | 30 | 10 | 1178.3643 | 128.3643
2025 | 1 | 30 | 11 | 1193.5551 | 143.5551
2025 | 1 | 30 | 12 | 1196.6271 | 146.6271
2025 | 1 | 30 | 13 | 1194.8222 | 144.8222
2025 | 1 | 30 | 14 | 1193.0174 | 143.0174
2025 | 1 | 30 | 15 | 1183.7039 | 133.7039
2025 | 1 | 30 | 16 | 1186.1371 | 136.1371
2025 | 1 | 30 | 17 | 1188.5703 | 138.5703
2025 | 1 | 30 | 18 | 1202.7134 | 152.7134
2025 | 1 | 30 | 19 | 1216.8565 | 166.8565
2025 | 1 | 30 | 20 | 1196.2263 | 146.2263
2025 | 1 | 30 | 21 | 1169.1935 | 119.1935
2025 | 1 | 30 | 22 | 1126.942 | 76.942
2025 | 1 | 30 | 23 | 1071.8263 | 21.8263
2025 | 1 | 31 | 0 | 1011.59 | 0
2025 | 1 | 31 | 1 | 951.3538 | 0
2025 | 1 | 31 | 2 | 919.759 | 0
2025 | 1 | 31 | 3 | 899.5855 | 0
2025 | 1 | 31 | 4 | 891.5057 | 0
2025 | 1 | 31 | 5 | 899.9694 | 0
2025 | 1 | 31 | 6 | 941.3323 | 0
2025 | 1 | 31 | 7 | 1011.229 | 0
2025 | 1 | 31 | 8 | 1081.1256 | 31.1256
2025 | 1 | 31 | 9 | 1138.5228 | 88.5228
2025 | 1 | 31 | 10 | 1161.2028 | 111.2028
2025 | 1 | 31 | 11 | 1179.1218 | 129.1218
2025 | 1 | 31 | 12 | 1187.2122 | 137.2122
2025 | 1 | 31 | 13 | 1185.2741 | 135.2741
2025 | 1 | 31 | 14 | 1177.1641 | 127.1641
2025 | 1 | 31 | 15 | 1161.6812 | 111.6812
2025 | 1 | 31 | 16 | 1151.1759 | 101.1759
2025 | 1 | 31 | 17 | 1154.948 | 104.948
2025 | 1 | 31 | 18 | 1166.0143 | 116.0143
2025 | 1 | 31 | 19 | 1181.8244 | 131.8244
2025 | 1 | 31 | 20 | 1156.9748 | 106.9748
2025 | 1 | 31 | 21 | 1126.8624 | 76.8624
2025 | 1 | 31 | 22 | 1082.9909 | 32.9909
2025 | 1 | 31 | 23 | 1027.7025 | 0
2025 | 2 | 1 | 0 | 969.4377 | 0
2025 | 2 | 1 | 1 | 911.173 | 0
2025 | 2 | 1 | 2 | 876.7679 | 0
2025 | 2 | 1 | 3 | 855.1268 | 0
2025 | 2 | 1 | 4 | 842.6968 | 0
2025 | 2 | 1 | 5 | 838.0409 | 0
2025 | 2 | 1 | 6 | 846.6059 | 0
2025 | 2 | 1 | 7 | 871.6482 | 0
2025 | 2 | 1 | 8 | 911.095 | 0
2025 | 2 | 1 | 9 | 952.3179 | 0
2025 | 2 | 1 | 10 | 993.6838 | 0
2025 | 2 | 1 | 11 | 1022.5441 | 0
2025 | 2 | 1 | 12 | 1038.3995 | 0
2025 | 2 | 1 | 13 | 1041.3873 | 0
2025 | 2 | 1 | 14 | 1032.2869 | 0
2025 | 2 | 1 | 15 | 1018.4405 | 0
2025 | 2 | 1 | 16 | 1010.4124 | 0
2025 | 2 | 1 | 17 | 1021.8533 | 0
2025 | 2 | 1 | 18 | 1042.8715 | 0
2025 | 2 | 1 | 19 | 1063.5018 | 13.5018
2025 | 2 | 1 | 20 | 1038.6169 | 0
2025 | 2 | 1 | 21 | 1016.4868 | 0
2025 | 2 | 1 | 22 | 986.8329 | 0
2025 | 2 | 1 | 23 | 952.7261 | 0
2025 | 2 | 2 | 0 | 908.7444 | 0
2025 | 2 | 2 | 1 | 864.7627 | 0
2025 | 2 | 2 | 2 | 834.6597 | 0
2025 | 2 | 2 | 3 | 815.2248 | 0
2025 | 2 | 2 | 4 | 803.9043 | 0
2025 | 2 | 2 | 5 | 796.701 | 0
2025 | 2 | 2 | 6 | 804.0079 | 0
2025 | 2 | 2 | 7 | 811.3148 | 0
2025 | 2 | 2 | 8 | 838.9604 | 0
2025 | 2 | 2 | 9 | 875.1233 | 0
2025 | 2 | 2 | 10 | 919.4722 | 0
2025 | 2 | 2 | 11 | 955.9599 | 0
2025 | 2 | 2 | 12 | 981.2171 | 0
2025 | 2 | 2 | 13 | 991.8383 | 0
2025 | 2 | 2 | 14 | 987.9322 | 0
2025 | 2 | 2 | 15 | 982.6854 | 0
2025 | 2 | 2 | 16 | 994.2872 | 0
2025 | 2 | 2 | 17 | 1005.889 | 0
2025 | 2 | 2 | 18 | 1028.0729 | 0
2025 | 2 | 2 | 19 | 1056.0114 | 6.0114
2025 | 2 | 2 | 20 | 1040.128 | 0
2025 | 2 | 2 | 21 | 1020.2486 | 0
2025 | 2 | 2 | 22 | 990.1977 | 0
2025 | 2 | 2 | 23 | 953.7177 | 0
2025 | 2 | 3 | 0 | 910.94 | 0
2025 | 2 | 3 | 1 | 905.6548 | 0
2025 | 2 | 3 | 2 | 884.3132 | 0
2025 | 2 | 3 | 3 | 873.7104 | 0
2025 | 2 | 3 | 4 | 873.6461 | 0
2025 | 2 | 3 | 5 | 884.3513 | 0
2025 | 2 | 3 | 6 | 924.0116 | 0
2025 | 2 | 3 | 7 | 999.5575 | 0
2025 | 2 | 3 | 8 | 1075.1034 | 25.1034
2025 | 2 | 3 | 9 | 1141.004 | 91.004
2025 | 2 | 3 | 10 | 1163.4887 | 113.4887
2025 | 2 | 3 | 11 | 1181.8881 | 131.8881
2025 | 2 | 3 | 12 | 1193.1467 | 143.1467
2025 | 2 | 3 | 13 | 1192.0307 | 142.0307
2025 | 2 | 3 | 14 | 1188.6294 | 138.6294
2025 | 2 | 3 | 15 | 1180.5467 | 130.5467
2025 | 2 | 3 | 16 | 1175.6887 | 125.6887
2025 | 2 | 3 | 17 | 1185.4129 | 135.4129
2025 | 2 | 3 | 18 | 1195.137 | 145.137
2025 | 2 | 3 | 19 | 1228.1492 | 178.1492
2025 | 2 | 3 | 20 | 1218.2156 | 168.2156
2025 | 2 | 3 | 21 | 1194.4702 | 144.4702
2025 | 2 | 3 | 22 | 1153.3677 | 103.3677
2025 | 2 | 3 | 23 | 1098.2928 | 48.2928
2025 | 2 | 4 | 0 | 1035.3041 | 0
2025 | 2 | 4 | 1 | 984.6374 | 0
2025 | 2 | 4 | 2 | 957.608 | 0
2025 | 2 | 4 | 3 | 941.8574 | 0
2025 | 2 | 4 | 4 | 934.9072 | 0
2025 | 2 | 4 | 5 | 942.198 | 0
2025 | 2 | 4 | 6 | 975.1492 | 0
2025 | 2 | 4 | 7 | 1057.4253 | 7.4253
2025 | 2 | 4 | 8 | 1139.7014 | 89.7014
2025 | 2 | 4 | 9 | 1172.8076 | 122.8076
2025 | 2 | 4 | 10 | 1192.2599 | 142.2599
2025 | 2 | 4 | 11 | 1204.4266 | 154.4266
2025 | 2 | 4 | 12 | 1216.5934 | 166.5934
2025 | 2 | 4 | 13 | 1213.623 | 163.623
2025 | 2 | 4 | 14 | 1207.8806 | 157.8806
2025 | 2 | 4 | 15 | 1199.7205 | 149.7205
2025 | 2 | 4 | 16 | 1180.1701 | 130.1701
2025 | 2 | 4 | 17 | 1185.6477 | 135.6477
2025 | 2 | 4 | 18 | 1211.038 | 161.038
2025 | 2 | 4 | 19 | 1236.718 | 186.718
2025 | 2 | 4 | 20 | 1220.1549 | 170.1549
2025 | 2 | 4 | 21 | 1193.4223 | 143.4223
2025 | 2 | 4 | 22 | 1150.7933 | 100.7933
2025 | 2 | 4 | 23 | 1093.5174 | 43.5174
2025 | 2 | 5 | 0 | 1029.0379 | 0
2025 | 2 | 5 | 1 | 998.2627 | 0
2025 | 2 | 5 | 2 | 970.8885 | 0
2025 | 2 | 5 | 3 | 953.9015 | 0
2025 | 2 | 5 | 4 | 947.8714 | 0
2025 | 2 | 5 | 5 | 953.6986 | 0
2025 | 2 | 5 | 6 | 985.941 | 0
2025 | 2 | 5 | 7 | 1062.3137 | 12.3137
2025 | 2 | 5 | 8 | 1138.6864 | 88.6864
2025 | 2 | 5 | 9 | 1166.0049 | 116.0049
2025 | 2 | 5 | 10 | 1183.6018 | 133.6018
2025 | 2 | 5 | 11 | 1199.9097 | 149.9097
2025 | 2 | 5 | 12 | 1205.3612 | 155.3612
2025 | 2 | 5 | 13 | 1203.5293 | 153.5293
2025 | 2 | 5 | 14 | 1199.7863 | 149.7863
2025 | 2 | 5 | 15 | 1193.0554 | 143.0554
2025 | 2 | 5 | 16 | 1192.2309 | 142.2309
2025 | 2 | 5 | 17 | 1198.6917 | 148.6917
2025 | 2 | 5 | 18 | 1228.4172 | 178.4172
2025 | 2 | 5 | 19 | 1259.8996 | 209.8996
2025 | 2 | 5 | 20 | 1247.4209 | 197.4209
2025 | 2 | 5 | 21 | 1219.1339 | 169.1339
2025 | 2 | 5 | 22 | 1177.9315 | 127.9315
2025 | 2 | 5 | 23 | 1120.6185 | 70.6185
2025 | 2 | 6 | 0 | 1057.3375 | 7.3375
2025 | 2 | 6 | 1 | 1002.0049 | 0
2025 | 2 | 6 | 2 | 973.5489 | 0
2025 | 2 | 6 | 3 | 956.2005 | 0
2025 | 2 | 6 | 4 | 949.4398 | 0
2025 | 2 | 6 | 5 | 955.3594 | 0
2025 | 2 | 6 | 6 | 993.4198 | 0
2025 | 2 | 6 | 7 | 1071.1096 | 21.1096
2025 | 2 | 6 | 8 | 1148.7995 | 98.7995
2025 | 2 | 6 | 9 | 1176.0415 | 126.0415
2025 | 2 | 6 | 10 | 1196.1761 | 146.1761
2025 | 2 | 6 | 11 | 1213.5881 | 163.5881
2025 | 2 | 6 | 12 | 1220.1819 | 170.1819
2025 | 2 | 6 | 13 | 1220.0619 | 170.0619
2025 | 2 | 6 | 14 | 1215.7924 | 165.7924
2025 | 2 | 6 | 15 | 1206.2836 | 156.2836
2025 | 2 | 6 | 16 | 1200.8909 | 150.8909
2025 | 2 | 6 | 17 | 1204.5279 | 154.5279
2025 | 2 | 6 | 18 | 1216.7812 | 166.7812
2025 | 2 | 6 | 19 | 1241.869 | 191.869
2025 | 2 | 6 | 20 | 1224.2591 | 174.2591
2025 | 2 | 6 | 21 | 1196.2076 | 146.2076
2025 | 2 | 6 | 22 | 1154.3218 | 104.3218
2025 | 2 | 6 | 23 | 1098.954 | 48.954
2025 | 2 | 7 | 0 | 1039.3254 | 0
2025 | 2 | 7 | 1 | 957.0359 | 0
2025 | 2 | 7 | 2 | 922.7898 | 0
2025 | 2 | 7 | 3 | 903.086 | 0
2025 | 2 | 7 | 4 | 892.7407 | 0
2025 | 2 | 7 | 5 | 899.3269 | 0
2025 | 2 | 7 | 6 | 939.1781 | 0
2025 | 2 | 7 | 7 | 1023.8477 | 0
2025 | 2 | 7 | 8 | 1081.8852 | 31.8852
2025 | 2 | 7 | 9 | 1144.4829 | 94.4829
2025 | 2 | 7 | 10 | 1166.4362 | 116.4362
2025 | 2 | 7 | 11 | 1174.487 | 124.487
2025 | 2 | 7 | 12 | 1179.8049 | 129.8049
2025 | 2 | 7 | 13 | 1182.5582 | 132.5582
2025 | 2 | 7 | 14 | 1174.3632 | 124.3632
2025 | 2 | 7 | 15 | 1158.2845 | 108.2845
2025 | 2 | 7 | 16 | 1148.0695 | 98.0695
2025 | 2 | 7 | 17 | 1153.0645 | 103.0645
2025 | 2 | 7 | 18 | 1169.3709 | 119.3709
2025 | 2 | 7 | 19 | 1185.6773 | 135.6773
2025 | 2 | 7 | 20 | 1168.4174 | 118.4174
2025 | 2 | 7 | 21 | 1144.5174 | 94.5174
2025 | 2 | 7 | 22 | 1103.2755 | 53.2755
2025 | 2 | 7 | 23 | 1047.8922 | 0
2025 | 2 | 8 | 0 | 977.6774 | 0
2025 | 2 | 8 | 1 | 928.9994 | 0
2025 | 2 | 8 | 2 | 875.4806 | 0
2025 | 2 | 8 | 3 | 854.8156 | 0
2025 | 2 | 8 | 4 | 843.0862 | 0
2025 | 2 | 8 | 5 | 837.5487 | 0
2025 | 2 | 8 | 6 | 853.725 | 0
2025 | 2 | 8 | 7 | 869.9013 | 0
2025 | 2 | 8 | 8 | 909.5519 | 0
2025 | 2 | 8 | 9 | 956.0216 | 0
2025 | 2 | 8 | 10 | 999.7383 | 0
2025 | 2 | 8 | 11 | 1020.9197 | 0
2025 | 2 | 8 | 12 | 1033.0009 | 0
2025 | 2 | 8 | 13 | 1045.082 | 0
2025 | 2 | 8 | 14 | 1035.263 | 0
2025 | 2 | 8 | 15 | 1025.4074 | 0
2025 | 2 | 8 | 16 | 1016.4934 | 0
2025 | 2 | 8 | 17 | 1027.7945 | 0
2025 | 2 | 8 | 18 | 1046.7414 | 0
2025 | 2 | 8 | 19 | 1065.6883 | 15.6883
2025 | 2 | 8 | 20 | 1043.1818 | 0
2025 | 2 | 8 | 21 | 1019.5933 | 0
2025 | 2 | 8 | 22 | 995.0908 | 0
2025 | 2 | 8 | 23 | 965.43 | 0
2025 | 2 | 9 | 0 | 914.0096 | 0
2025 | 2 | 9 | 1 | 862.5892 | 0
2025 | 2 | 9 | 2 | 832.8764 | 0
2025 | 2 | 9 | 3 | 813.5264 | 0
2025 | 2 | 9 | 4 | 800.0265 | 0
2025 | 2 | 9 | 5 | 790.5562 | 0
2025 | 2 | 9 | 6 | 794.9508 | 0
2025 | 2 | 9 | 7 | 799.3454 | 0
2025 | 2 | 9 | 8 | 835.2997 | 0
2025 | 2 | 9 | 9 | 878.9002 | 0
2025 | 2 | 9 | 10 | 921.9963 | 0
2025 | 2 | 9 | 11 | 954.712 | 0
2025 | 2 | 9 | 12 | 978.2241 | 0
2025 | 2 | 9 | 13 | 984.9658 | 0
2025 | 2 | 9 | 14 | 981.7253 | 0
2025 | 2 | 9 | 15 | 977.2008 | 0
2025 | 2 | 9 | 16 | 977.4831 | 0
2025 | 2 | 9 | 17 | 993.4781 | 0
2025 | 2 | 9 | 18 | 1013.3471 | 0
2025 | 2 | 9 | 19 | 1047.2436 | 0
2025 | 2 | 9 | 20 | 1034.3932 | 0
2025 | 2 | 9 | 21 | 1017.2656 | 0
2025 | 2 | 9 | 22 | 992.8369 | 0
2025 | 2 | 9 | 23 | 957.5042 | 0
2025 | 2 | 10 | 0 | 928.9285 | 0
2025 | 2 | 10 | 1 | 900.3527 | 0
2025 | 2 | 10 | 2 | 878.4775 | 0
2025 | 2 | 10 | 3 | 867.6303 | 0
2025 | 2 | 10 | 4 | 865.7164 | 0
2025 | 2 | 10 | 5 | 876.5548 | 0
2025 | 2 | 10 | 6 | 917.2115 | 0
2025 | 2 | 10 | 7 | 992.1888 | 0
2025 | 2 | 10 | 8 | 1067.1661 | 17.1661
2025 | 2 | 10 | 9 | 1131.0098 | 81.0098
2025 | 2 | 10 | 10 | 1155.2966 | 105.2966
2025 | 2 | 10 | 11 | 1171.3696 | 121.3696
2025 | 2 | 10 | 12 | 1187.4427 | 137.4427
2025 | 2 | 10 | 13 | 1187.6422 | 137.6422
2025 | 2 | 10 | 14 | 1187.2412 | 137.2412
2025 | 2 | 10 | 15 | 1178.7908 | 128.7908
2025 | 2 | 10 | 16 | 1176.7984 | 126.7984
2025 | 2 | 10 | 17 | 1183.8178 | 133.8178
2025 | 2 | 10 | 18 | 1190.8373 | 140.8373
2025 | 2 | 10 | 19 | 1221.947 | 171.947
2025 | 2 | 10 | 20 | 1209.5206 | 159.5206
2025 | 2 | 10 | 21 | 1184.7998 | 134.7998
2025 | 2 | 10 | 22 | 1140.3656 | 90.3656
2025 | 2 | 10 | 23 | 1084.6439 | 34.6439
2025 | 2 | 11 | 0 | 1016.4038 | 0
2025 | 2 | 11 | 1 | 948.1637 | 0
2025 | 2 | 11 | 2 | 918.4518 | 0
2025 | 2 | 11 | 3 | 900.6475 | 0
2025 | 2 | 11 | 4 | 893.4637 | 0
2025 | 2 | 11 | 5 | 900.1379 | 0
2025 | 2 | 11 | 6 | 936.0137 | 0
2025 | 2 | 11 | 7 | 1016.4913 | 0
2025 | 2 | 11 | 8 | 1096.969 | 46.969
2025 | 2 | 11 | 9 | 1128.8132 | 78.8132
2025 | 2 | 11 | 10 | 1146.4664 | 96.4664
2025 | 2 | 11 | 11 | 1160.1081 | 110.1081
2025 | 2 | 11 | 12 | 1173.7498 | 123.7498
2025 | 2 | 11 | 13 | 1177.2809 | 127.2809
2025 | 2 | 11 | 14 | 1173.4249 | 123.4249
2025 | 2 | 11 | 15 | 1165.9459 | 115.9459
2025 | 2 | 11 | 16 | 1145.088 | 95.088
2025 | 2 | 11 | 17 | 1152.8429 | 102.8429
2025 | 2 | 11 | 18 | 1167.5399 | 117.5399
2025 | 2 | 11 | 19 | 1189.1765 | 139.1765
2025 | 2 | 11 | 20 | 1169.7706 | 119.7706
2025 | 2 | 11 | 21 | 1139.2242 | 89.2242
2025 | 2 | 11 | 22 | 1094.8396 | 44.8396
2025 | 2 | 11 | 23 | 1037.0843 | 0
2025 | 2 | 12 | 0 | 976.8201 | 0
2025 | 2 | 12 | 1 | 916.5558 | 0
2025 | 2 | 12 | 2 | 887.2082 | 0
2025 | 2 | 12 | 3 | 869.9306 | 0
2025 | 2 | 12 | 4 | 862.795 | 0
2025 | 2 | 12 | 5 | 869.3991 | 0
2025 | 2 | 12 | 6 | 904.6496 | 0
2025 | 2 | 12 | 7 | 972.3273 | 0
2025 | 2 | 12 | 8 | 1040.0051 | 0
2025 | 2 | 12 | 9 | 1069.7073 | 19.7073
2025 | 2 | 12 | 10 | 1090.7199 | 40.7199
2025 | 2 | 12 | 11 | 1107.1011 | 57.1011
2025 | 2 | 12 | 12 | 1119.2062 | 69.2062
2025 | 2 | 12 | 13 | 1123.965 | 73.965
2025 | 2 | 12 | 14 | 1122.8164 | 72.8164
2025 | 2 | 12 | 15 | 1116.1099 | 66.1099
2025 | 2 | 12 | 16 | 1115.0966 | 65.0966
2025 | 2 | 12 | 17 | 1122.3459 | 72.3459
2025 | 2 | 12 | 18 | 1137.1579 | 87.1579
2025 | 2 | 12 | 19 | 1154.3962 | 104.3962
2025 | 2 | 12 | 20 | 1130.4253 | 80.4253
2025 | 2 | 12 | 21 | 1099.3164 | 49.3164
2025 | 2 | 12 | 22 | 1059.2075 | 9.2075
2025 | 2 | 12 | 23 | 1005.8722 | 0
2025 | 2 | 13 | 0 | 948.5283 | 0
2025 | 2 | 13 | 1 | 891.962 | 0
2025 | 2 | 13 | 2 | 835.3957 | 0
2025 | 2 | 13 | 3 | 817.7779 | 0
2025 | 2 | 13 | 4 | 808.2899 | 0
2025 | 2 | 13 | 5 | 817.3826 | 0
2025 | 2 | 13 | 6 | 859.3378 | 0
2025 | 2 | 13 | 7 | 926.3369 | 0
2025 | 2 | 13 | 8 | 993.336 | 0
2025 | 2 | 13 | 9 | 1047.9612 | 0
2025 | 2 | 13 | 10 | 1071.9405 | 21.9405
2025 | 2 | 13 | 11 | 1085.1176 | 35.1176
2025 | 2 | 13 | 12 | 1092.4663 | 42.4663
2025 | 2 | 13 | 13 | 1099.815 | 49.815
2025 | 2 | 13 | 14 | 1097.2061 | 47.2061
2025 | 2 | 13 | 15 | 1089.194 | 39.194
2025 | 2 | 13 | 16 | 1087.6458 | 37.6458
2025 | 2 | 13 | 17 | 1089.0429 | 39.0429
2025 | 2 | 13 | 18 | 1101.9425 | 51.9425
2025 | 2 | 13 | 19 | 1114.842 | 64.842
2025 | 2 | 13 | 20 | 1100.7965 | 50.7965
2025 | 2 | 13 | 21 | 1072.7499 | 22.7499
2025 | 2 | 13 | 22 | 1032.1404 | 0
2025 | 2 | 13 | 23 | 976.8936 | 0
2025 | 2 | 14 | 0 | 927.6787 | 0
2025 | 2 | 14 | 1 | 878.4638 | 0
2025 | 2 | 14 | 2 | 850.4581 | 0
2025 | 2 | 14 | 3 | 836.0211 | 0
2025 | 2 | 14 | 4 | 829.8323 | 0
2025 | 2 | 14 | 5 | 836.1906 | 0
2025 | 2 | 14 | 6 | 874.8116 | 0
2025 | 2 | 14 | 7 | 951.1909 | 0
2025 | 2 | 14 | 8 | 1027.5703 | 0
2025 | 2 | 14 | 9 | 1098.1983 | 48.1983
2025 | 2 | 14 | 10 | 1126.306 | 76.306
2025 | 2 | 14 | 11 | 1146.4909 | 96.4909
2025 | 2 | 14 | 12 | 1158.6692 | 108.6692
2025 | 2 | 14 | 13 | 1155.1668 | 105.1668
2025 | 2 | 14 | 14 | 1150.886 | 100.886
2025 | 2 | 14 | 15 | 1141.7594 | 91.7594
2025 | 2 | 14 | 16 | 1135.0714 | 85.0714
2025 | 2 | 14 | 17 | 1135.3024 | 85.3024
2025 | 2 | 14 | 18 | 1136.6515 | 86.6515
2025 | 2 | 14 | 19 | 1162.6573 | 112.6573
2025 | 2 | 14 | 20 | 1145.883 | 95.883
2025 | 2 | 14 | 21 | 1121.6841 | 71.6841
2025 | 2 | 14 | 22 | 1089.7341 | 39.7341
2025 | 2 | 14 | 23 | 1041.1973 | 0
2025 | 2 | 15 | 0 | 983.157 | 0
2025 | 2 | 15 | 1 | 925.1168 | 0
2025 | 2 | 15 | 2 | 892.7409 | 0
2025 | 2 | 15 | 3 | 871.2104 | 0
2025 | 2 | 15 | 4 | 858.8543 | 0
2025 | 2 | 15 | 5 | 855.6439 | 0
2025 | 2 | 15 | 6 | 874.7988 | 0
2025 | 2 | 15 | 7 | 893.9538 | 0
2025 | 2 | 15 | 8 | 918.5817 | 0
2025 | 2 | 15 | 9 | 961.1094 | 0
2025 | 2 | 15 | 10 | 1008.1081 | 0
2025 | 2 | 15 | 11 | 1037.767 | 0
2025 | 2 | 15 | 12 | 1055.4826 | 5.4826
2025 | 2 | 15 | 13 | 1061.5485 | 11.5485
2025 | 2 | 15 | 14 | 1053.7606 | 3.7606
2025 | 2 | 15 | 15 | 1042.5678 | 0
2025 | 2 | 15 | 16 | 1029.8929 | 0
2025 | 2 | 15 | 17 | 1031.2022 | 0
2025 | 2 | 15 | 18 | 1042.5847 | 0
2025 | 2 | 15 | 19 | 1077.367 | 27.367
2025 | 2 | 15 | 20 | 1060.0782 | 10.0782
2025 | 2 | 15 | 21 | 1038.5352 | 0
2025 | 2 | 15 | 22 | 1010.4354 | 0
2025 | 2 | 15 | 23 | 977.6416 | 0
2025 | 2 | 16 | 0 | 938.5217 | 0
2025 | 2 | 16 | 1 | 913.9158 | 0
2025 | 2 | 16 | 2 | 888.0019 | 0
2025 | 2 | 16 | 3 | 871.0996 | 0
2025 | 2 | 16 | 4 | 860.4627 | 0
2025 | 2 | 16 | 5 | 857.9213 | 0
2025 | 2 | 16 | 6 | 870.6733 | 0
2025 | 2 | 16 | 7 | 883.4253 | 0
2025 | 2 | 16 | 8 | 892.1786 | 0
2025 | 2 | 16 | 9 | 929.2986 | 0
2025 | 2 | 16 | 10 | 972.4521 | 0
2025 | 2 | 16 | 11 | 1004.9778 | 0
2025 | 2 | 16 | 12 | 1028.772 | 0
2025 | 2 | 16 | 13 | 1037.0705 | 0
2025 | 2 | 16 | 14 | 1031.3139 | 0
2025 | 2 | 16 | 15 | 1027.4857 | 0
2025 | 2 | 16 | 16 | 1028.6674 | 0
2025 | 2 | 16 | 17 | 1038.1402 | 0
2025 | 2 | 16 | 18 | 1055.5328 | 5.5328
2025 | 2 | 16 | 19 | 1099.6542 | 49.6542
2025 | 2 | 16 | 20 | 1088.9797 | 38.9797
2025 | 2 | 16 | 21 | 1070.6833 | 20.6833
2025 | 2 | 16 | 22 | 1040.7041 | 0
2025 | 2 | 16 | 23 | 1003.8206 | 0
2025 | 2 | 17 | 0 | 963.7615 | 0
2025 | 2 | 17 | 1 | 923.7024 | 0
2025 | 2 | 17 | 2 | 897.0214 | 0
2025 | 2 | 17 | 3 | 878.8482 | 0
2025 | 2 | 17 | 4 | 868.8101 | 0
2025 | 2 | 17 | 5 | 871.1567 | 0
2025 | 2 | 17 | 6 | 889.9899 | 0
2025 | 2 | 17 | 7 | 916.5764 | 0
2025 | 2 | 17 | 8 | 918.7753 | 0
2025 | 2 | 17 | 9 | 942.9218 | 0
2025 | 2 | 17 | 10 | 975.6263 | 0
2025 | 2 | 17 | 11 | 1007.4277 | 0
2025 | 2 | 17 | 12 | 1033.1369 | 0
2025 | 2 | 17 | 13 | 1042.5963 | 0
2025 | 2 | 17 | 14 | 1033.9876 | 0
2025 | 2 | 17 | 15 | 1021.388 | 0
2025 | 2 | 17 | 16 | 1017.9088 | 0
2025 | 2 | 17 | 17 | 1031.54 | 0
2025 | 2 | 17 | 18 | 1054.0506 | 4.0506
2025 | 2 | 17 | 19 | 1100.2122 | 50.2122
2025 | 2 | 17 | 20 | 1096.116 | 46.116
2025 | 2 | 17 | 21 | 1079.9291 | 29.9291
2025 | 2 | 17 | 22 | 1047.7428 | 0
2025 | 2 | 17 | 23 | 998.7527 | 0
2025 | 2 | 18 | 0 | 966.8006 | 0
2025 | 2 | 18 | 1 | 964.8829 | 0
2025 | 2 | 18 | 2 | 934.0655 | 0
2025 | 2 | 18 | 3 | 917.0695 | 0
2025 | 2 | 18 | 4 | 910.8275 | 0
2025 | 2 | 18 | 5 | 916.2637 | 0
2025 | 2 | 18 | 6 | 949.9571 | 0
2025 | 2 | 18 | 7 | 1036.8673 | 0
2025 | 2 | 18 | 8 | 1123.7776 | 73.7776
2025 | 2 | 18 | 9 | 1158.2769 | 108.2769
2025 | 2 | 18 | 10 | 1175.092 | 125.092
2025 | 2 | 18 | 11 | 1185.1576 | 135.1576
2025 | 2 | 18 | 12 | 1189.8105 | 139.8105
2025 | 2 | 18 | 13 | 1194.4635 | 144.4635
2025 | 2 | 18 | 14 | 1190.2529 | 140.2529
2025 | 2 | 18 | 15 | 1176.6084 | 126.6084
2025 | 2 | 18 | 16 | 1171.7634 | 121.7634
2025 | 2 | 18 | 17 | 1166.9183 | 116.9183
2025 | 2 | 18 | 18 | 1192.8109 | 142.8109
2025 | 2 | 18 | 19 | 1218.7035 | 168.7035
2025 | 2 | 18 | 20 | 1212.98 | 162.98
2025 | 2 | 18 | 21 | 1190.1753 | 140.1753
2025 | 2 | 18 | 22 | 1143.6839 | 93.6839
2025 | 2 | 18 | 23 | 1077.6794 | 27.6794
2025 | 2 | 19 | 0 | 1006.4658 | 0
2025 | 2 | 19 | 1 | 970.9115 | 0
2025 | 2 | 19 | 2 | 939.8282 | 0
2025 | 2 | 19 | 3 | 922.0222 | 0
2025 | 2 | 19 | 4 | 914.7493 | 0
2025 | 2 | 19 | 5 | 920.7975 | 0
2025 | 2 | 19 | 6 | 955.4714 | 0
2025 | 2 | 19 | 7 | 1029.22 | 0
2025 | 2 | 19 | 8 | 1102.9687 | 52.9687
2025 | 2 | 19 | 9 | 1134.0078 | 84.0078
2025 | 2 | 19 | 10 | 1157.1319 | 107.1319
2025 | 2 | 19 | 11 | 1175.1958 | 125.1958
2025 | 2 | 19 | 12 | 1187.6192 | 137.6192
2025 | 2 | 19 | 13 | 1191.89 | 141.89
2025 | 2 | 19 | 14 | 1191.0852 | 141.0852
2025 | 2 | 19 | 15 | 1183.0462 | 133.0462
2025 | 2 | 19 | 16 | 1179.6532 | 129.6532
2025 | 2 | 19 | 17 | 1188.1617 | 138.1617
2025 | 2 | 19 | 18 | 1199.7106 | 149.7106
2025 | 2 | 19 | 19 | 1230.2727 | 180.2727
2025 | 2 | 19 | 20 | 1210.1915 | 160.1915
2025 | 2 | 19 | 21 | 1178.5011 | 128.5011
2025 | 2 | 19 | 22 | 1134.0639 | 84.0639
2025 | 2 | 19 | 23 | 1072.8091 | 22.8091
2025 | 2 | 20 | 0 | 1006.6316 | 0
2025 | 2 | 20 | 1 | 932.614 | 0
2025 | 2 | 20 | 2 | 902.3444 | 0
2025 | 2 | 20 | 3 | 885.3827 | 0
2025 | 2 | 20 | 4 | 878.6847 | 0
2025 | 2 | 20 | 5 | 885.2843 | 0
2025 | 2 | 20 | 6 | 924.6863 | 0
2025 | 2 | 20 | 7 | 1004.8126 | 0
2025 | 2 | 20 | 8 | 1084.9389 | 34.9389
2025 | 2 | 20 | 9 | 1122.0156 | 72.0156
2025 | 2 | 20 | 10 | 1142.889 | 92.889
2025 | 2 | 20 | 11 | 1160.2434 | 110.2434
2025 | 2 | 20 | 12 | 1171.8835 | 121.8835
2025 | 2 | 20 | 13 | 1173.8149 | 123.8149
2025 | 2 | 20 | 14 | 1170.6567 | 120.6567
2025 | 2 | 20 | 15 | 1164.33 | 114.33
2025 | 2 | 20 | 16 | 1161.4007 | 111.4007
2025 | 2 | 20 | 17 | 1160.983 | 110.983
2025 | 2 | 20 | 18 | 1160.5652 | 110.5652
2025 | 2 | 20 | 19 | 1189.0004 | 139.0004
2025 | 2 | 20 | 20 | 1171.0262 | 121.0262
2025 | 2 | 20 | 21 | 1145.0843 | 95.0843
2025 | 2 | 20 | 22 | 1104.2703 | 54.2703
2025 | 2 | 20 | 23 | 1049.5511 | 0
2025 | 2 | 21 | 0 | 992.1625 | 0
2025 | 2 | 21 | 1 | 934.7738 | 0
2025 | 2 | 21 | 2 | 903.4974 | 0
2025 | 2 | 21 | 3 | 886.7184 | 0
2025 | 2 | 21 | 4 | 879.7339 | 0
2025 | 2 | 21 | 5 | 884.9242 | 0
2025 | 2 | 21 | 6 | 921.0062 | 0
2025 | 2 | 21 | 7 | 991.4031 | 0
2025 | 2 | 21 | 8 | 1061.8 | 11.8
2025 | 2 | 21 | 9 | 1123.655 | 73.655
2025 | 2 | 21 | 10 | 1149.4774 | 99.4774
2025 | 2 | 21 | 11 | 1168.2902 | 118.2902
2025 | 2 | 21 | 12 | 1179.3491 | 129.3491
2025 | 2 | 21 | 13 | 1176.8967 | 126.8967
2025 | 2 | 21 | 14 | 1170.5185 | 120.5185
2025 | 2 | 21 | 15 | 1157.0711 | 107.0711
2025 | 2 | 21 | 16 | 1146.8649 | 96.8649
2025 | 2 | 21 | 17 | 1144.7771 | 94.7771
2025 | 2 | 21 | 18 | 1137.3826 | 87.3826
2025 | 2 | 21 | 19 | 1175.7112 | 125.7112
2025 | 2 | 21 | 20 | 1159.144 | 109.144
2025 | 2 | 21 | 21 | 1136.3478 | 86.3478
2025 | 2 | 21 | 22 | 1097.2533 | 47.2533
2025 | 2 | 21 | 23 | 1046.4874 | 0
2025 | 2 | 22 | 0 | 979.9398 | 0
2025 | 2 | 22 | 1 | 913.3921 | 0
2025 | 2 | 22 | 2 | 880.3739 | 0
2025 | 2 | 22 | 3 | 858.7354 | 0
2025 | 2 | 22 | 4 | 846.2245 | 0
2025 | 2 | 22 | 5 | 839.9955 | 0
2025 | 2 | 22 | 6 | 855.7496 | 0
2025 | 2 | 22 | 7 | 871.5037 | 0
2025 | 2 | 22 | 8 | 907.6282 | 0
2025 | 2 | 22 | 9 | 952.6197 | 0
2025 | 2 | 22 | 10 | 996.4243 | 0
2025 | 2 | 22 | 11 | 1024.6865 | 0
2025 | 2 | 22 | 12 | 1042.7282 | 0
2025 | 2 | 22 | 13 | 1045.831 | 0
2025 | 2 | 22 | 14 | 1035.8664 | 0
2025 | 2 | 22 | 15 | 1021.172 | 0
2025 | 2 | 22 | 16 | 1013.4084 | 0
2025 | 2 | 22 | 17 | 1016.8906 | 0
2025 | 2 | 22 | 18 | 1020.3729 | 0
2025 | 2 | 22 | 19 | 1059.5942 | 9.5942
2025 | 2 | 22 | 20 | 1043.3368 | 0
2025 | 2 | 22 | 21 | 1024.3588 | 0
2025 | 2 | 22 | 22 | 997.4334 | 0
2025 | 2 | 22 | 23 | 963.7743 | 0
2025 | 2 | 23 | 0 | 915.498 | 0
2025 | 2 | 23 | 1 | 867.2216 | 0
2025 | 2 | 23 | 2 | 836.5343 | 0
2025 | 2 | 23 | 3 | 815.7196 | 0
2025 | 2 | 23 | 4 | 802.5884 | 0
2025 | 2 | 23 | 5 | 793.5661 | 0
2025 | 2 | 23 | 6 | 800.2584 | 0
2025 | 2 | 23 | 7 | 806.9508 | 0
2025 | 2 | 23 | 8 | 840.1632 | 0
2025 | 2 | 23 | 9 | 884.1685 | 0
2025 | 2 | 23 | 10 | 926.6952 | 0
2025 | 2 | 23 | 11 | 952.5583 | 0
2025 | 2 | 23 | 12 | 976.5542 | 0
2025 | 2 | 23 | 13 | 996.1938 | 0
2025 | 2 | 23 | 14 | 996.9244 | 0
2025 | 2 | 23 | 15 | 994.8373 | 0
2025 | 2 | 23 | 16 | 998.1976 | 0
2025 | 2 | 23 | 17 | 1007.1374 | 0
2025 | 2 | 23 | 18 | 1027.7068 | 0
2025 | 2 | 23 | 19 | 1048.2762 | 0
2025 | 2 | 23 | 20 | 1038.3666 | 0
2025 | 2 | 23 | 21 | 1020.5356 | 0
2025 | 2 | 23 | 22 | 996.3253 | 0
2025 | 2 | 23 | 23 | 960.1734 | 0
2025 | 2 | 24 | 0 | 916.0344 | 0
2025 | 2 | 24 | 1 | 883.8694 | 0
2025 | 2 | 24 | 2 | 859.2902 | 0
2025 | 2 | 24 | 3 | 845.0111 | 0
2025 | 2 | 24 | 4 | 839.7357 | 0
2025 | 2 | 24 | 5 | 848.7477 | 0
2025 | 2 | 24 | 6 | 888.6289 | 0
2025 | 2 | 24 | 7 | 972.5021 | 0
2025 | 2 | 24 | 8 | 1056.3753 | 6.3753
2025 | 2 | 24 | 9 | 1097.0054 | 47.0054
2025 | 2 | 24 | 10 | 1125.002 | 75.002
2025 | 2 | 24 | 11 | 1142.4363 | 92.4363
2025 | 2 | 24 | 12 | 1151.7437 | 101.7437
2025 | 2 | 24 | 13 | 1161.0512 | 111.0512
2025 | 2 | 24 | 14 | 1161.396 | 111.396
2025 | 2 | 24 | 15 | 1151.8597 | 101.8597
2025 | 2 | 24 | 16 | 1149.1493 | 99.1493
2025 | 2 | 24 | 17 | 1147.4895 | 97.4895
2025 | 2 | 24 | 18 | 1162.0992 | 112.0992
2025 | 2 | 24 | 19 | 1176.7089 | 126.7089
2025 | 2 | 24 | 20 | 1165.8733 | 115.8733
2025 | 2 | 24 | 21 | 1138.4069 | 88.4069
2025 | 2 | 24 | 22 | 1095.4073 | 45.4073
2025 | 2 | 24 | 23 | 1039.1331 | 0
2025 | 2 | 25 | 0 | 975.392 | 0
2025 | 2 | 25 | 1 | 936.5218 | 0
2025 | 2 | 25 | 2 | 909.5536 | 0
2025 | 2 | 25 | 3 | 894.9254 | 0
2025 | 2 | 25 | 4 | 887.8514 | 0
2025 | 2 | 25 | 5 | 895.5216 | 0
2025 | 2 | 25 | 6 | 929.4223 | 0
2025 | 2 | 25 | 7 | 1016.7115 | 0
2025 | 2 | 25 | 8 | 1104.0008 | 54.0008
2025 | 2 | 25 | 9 | 1145.3632 | 95.3632
2025 | 2 | 25 | 10 | 1167.3312 | 117.3312
2025 | 2 | 25 | 11 | 1183.5419 | 133.5419
2025 | 2 | 25 | 12 | 1188.9977 | 138.9977
2025 | 2 | 25 | 13 | 1185.7233 | 135.7233
2025 | 2 | 25 | 14 | 1183.0532 | 133.0532
2025 | 2 | 25 | 15 | 1170.93 | 120.93
2025 | 2 | 25 | 16 | 1150.6832 | 100.6832
2025 | 2 | 25 | 17 | 1157.0225 | 107.0225
2025 | 2 | 25 | 18 | 1166.0495 | 116.0495
2025 | 2 | 25 | 19 | 1203.5125 | 153.5125
2025 | 2 | 25 | 20 | 1201.9488 | 151.9488
2025 | 2 | 25 | 21 | 1179.8914 | 129.8914
2025 | 2 | 25 | 22 | 1137.7285 | 87.7285
2025 | 2 | 25 | 23 | 1075.1202 | 25.1202
2025 | 2 | 26 | 0 | 1007.1011 | 0
2025 | 2 | 26 | 1 | 974.2688 | 0
2025 | 2 | 26 | 2 | 946.4142 | 0
2025 | 2 | 26 | 3 | 931.9766 | 0
2025 | 2 | 26 | 4 | 926.03 | 0
2025 | 2 | 26 | 5 | 932.7239 | 0
2025 | 2 | 26 | 6 | 967.758 | 0
2025 | 2 | 26 | 7 | 1040.4962 | 0
2025 | 2 | 26 | 8 | 1121.0828 | 71.0828
2025 | 2 | 26 | 9 | 1158.5152 | 108.5152
2025 | 2 | 26 | 10 | 1182.0122 | 132.0122
2025 | 2 | 26 | 11 | 1198.371 | 148.371
2025 | 2 | 26 | 12 | 1204.4545 | 154.4545
2025 | 2 | 26 | 13 | 1202.0395 | 152.0395
2025 | 2 | 26 | 14 | 1200.3308 | 150.3308
2025 | 2 | 26 | 15 | 1189.8084 | 139.8084
2025 | 2 | 26 | 16 | 1188.9517 | 138.9517
2025 | 2 | 26 | 17 | 1189.5859 | 139.5859
2025 | 2 | 26 | 18 | 1200.5378 | 150.5378
2025 | 2 | 26 | 19 | 1235.2647 | 185.2647
2025 | 2 | 26 | 20 | 1223.1569 | 173.1569
2025 | 2 | 26 | 21 | 1190.4612 | 140.4612
2025 | 2 | 26 | 22 | 1146.9315 | 96.9315
2025 | 2 | 26 | 23 | 1084.6813 | 34.6813
2025 | 2 | 27 | 0 | 1021.7722 | 0
2025 | 2 | 27 | 1 | 942.1498 | 0
2025 | 2 | 27 | 2 | 913.1441 | 0
2025 | 2 | 27 | 3 | 895.065 | 0
2025 | 2 | 27 | 4 | 886.7625 | 0
2025 | 2 | 27 | 5 | 895.006 | 0
2025 | 2 | 27 | 6 | 938.2727 | 0
2025 | 2 | 27 | 7 | 1016.6655 | 0
2025 | 2 | 27 | 8 | 1093.5665 | 43.5665
2025 | 2 | 27 | 9 | 1133.3258 | 83.3258
2025 | 2 | 27 | 10 | 1157.7458 | 107.7458
2025 | 2 | 27 | 11 | 1174.0018 | 124.0018
2025 | 2 | 27 | 12 | 1182.3282 | 132.3282
2025 | 2 | 27 | 13 | 1178.3647 | 128.3647
2025 | 2 | 27 | 14 | 1169.691 | 119.691
2025 | 2 | 27 | 15 | 1160.0791 | 110.0791
2025 | 2 | 27 | 16 | 1152.7809 | 102.7809
2025 | 2 | 27 | 17 | 1152.0606 | 102.0606
2025 | 2 | 27 | 18 | 1141.5705 | 91.5705
2025 | 2 | 27 | 19 | 1172.4792 | 122.4792
2025 | 2 | 27 | 20 | 1160.6179 | 110.6179
2025 | 2 | 27 | 21 | 1133.3144 | 83.3144
2025 | 2 | 27 | 22 | 1087.7382 | 37.7382
2025 | 2 | 27 | 23 | 1027.7114 | 0
2025 | 2 | 28 | 0 | 965.173 | 0
2025 | 2 | 28 | 1 | 929.2885 | 0
2025 | 2 | 28 | 2 | 893.404 | 0
2025 | 2 | 28 | 3 | 883.6474 | 0
2025 | 2 | 28 | 4 | 873.8907 | 0
2025 | 2 | 28 | 5 | 881.4958 | 0
2025 | 2 | 28 | 6 | 916.4736 | 0
2025 | 2 | 28 | 7 | 988.5328 | 0
2025 | 2 | 28 | 8 | 1060.5921 | 10.5921
2025 | 2 | 28 | 9 | 1101.0446 | 51.0446
2025 | 2 | 28 | 10 | 1125.7469 | 75.7469
2025 | 2 | 28 | 11 | 1137.2999 | 87.2999
2025 | 2 | 28 | 12 | 1141.6211 | 91.6211
2025 | 2 | 28 | 13 | 1133.112 | 83.112
2025 | 2 | 28 | 14 | 1121.7014 | 71.7014
2025 | 2 | 28 | 15 | 1110.2909 | 60.2909
2025 | 2 | 28 | 16 | 1097.9665 | 47.9665
2025 | 2 | 28 | 17 | 1094.9025 | 44.9025
2025 | 2 | 28 | 18 | 1106.3524 | 56.3524
2025 | 2 | 28 | 19 | 1117.8024 | 67.8024
2025 | 2 | 28 | 20 | 1125.4123 | 75.4123
2025 | 2 | 28 | 21 | 1109.0931 | 59.0931
2025 | 2 | 28 | 22 | 1074.2948 | 24.2948
2025 | 2 | 28 | 23 | 1025.8542 | 0
2025 | 3 | 1 | 0 | 974.2498 | 0
2025 | 3 | 1 | 1 | 928.9812 | 0
2025 | 3 | 1 | 2 | 891.8852 | 0
2025 | 3 | 1 | 3 | 870.9617 | 0
2025 | 3 | 1 | 4 | 859.4524 | 0
2025 | 3 | 1 | 5 | 861.5474 | 0
2025 | 3 | 1 | 6 | 880.3299 | 0
2025 | 3 | 1 | 7 | 905.6571 | 0
2025 | 3 | 1 | 8 | 913.4115 | 0
2025 | 3 | 1 | 9 | 957.7467 | 0
2025 | 3 | 1 | 10 | 996.68 | 0
2025 | 3 | 1 | 11 | 1035.6133 | 0
2025 | 3 | 1 | 12 | 1050.9065 | 0.90648
2025 | 3 | 1 | 13 | 1051.6217 | 1.6217
2025 | 3 | 1 | 14 | 1040.9409 | 0
2025 | 3 | 1 | 15 | 1026.7052 | 0
2025 | 3 | 1 | 16 | 1018.0765 | 0
2025 | 3 | 1 | 17 | 1014.6989 | 0
2025 | 3 | 1 | 18 | 1033.7219 | 0
2025 | 3 | 1 | 19 | 1052.7448 | 2.7448
2025 | 3 | 1 | 20 | 1048.193 | 0
2025 | 3 | 1 | 21 | 1023.6898 | 0
2025 | 3 | 1 | 22 | 994.4043 | 0
2025 | 3 | 1 | 23 | 963.9765 | 0
2025 | 3 | 2 | 0 | 927.4292 | 0
2025 | 3 | 2 | 1 | 884.7318 | 0
2025 | 3 | 2 | 2 | 857.1234 | 0
2025 | 3 | 2 | 3 | 836.3496 | 0
2025 | 3 | 2 | 4 | 822.9986 | 0
2025 | 3 | 2 | 5 | 817.732 | 0
2025 | 3 | 2 | 6 | 824.3532 | 0
2025 | 3 | 2 | 7 | 830.9744 | 0
2025 | 3 | 2 | 8 | 845.3056 | 0
2025 | 3 | 2 | 9 | 890.3885 | 0
2025 | 3 | 2 | 10 | 936.4861 | 0
2025 | 3 | 2 | 11 | 965.9077 | 0
2025 | 3 | 2 | 12 | 987.417 | 0
2025 | 3 | 2 | 13 | 989.9866 | 0
2025 | 3 | 2 | 14 | 978.2956 | 0
2025 | 3 | 2 | 15 | 972.9648 | 0
2025 | 3 | 2 | 16 | 969.9892 | 0
2025 | 3 | 2 | 17 | 979.9863 | 0
2025 | 3 | 2 | 18 | 983.4104 | 0
2025 | 3 | 2 | 19 | 1022.3915 | 0
2025 | 3 | 2 | 20 | 1023.8009 | 0
2025 | 3 | 2 | 21 | 1006.9531 | 0
2025 | 3 | 2 | 22 | 976.6315 | 0
2025 | 3 | 2 | 23 | 937.3577 | 0
2025 | 3 | 3 | 0 | 894.669 | 0
2025 | 3 | 3 | 1 | 848.8965 | 0
2025 | 3 | 3 | 2 | 823.1636 | 0
2025 | 3 | 3 | 3 | 807.8763 | 0
2025 | 3 | 3 | 4 | 802.7428 | 0
2025 | 3 | 3 | 5 | 817.9315 | 0
2025 | 3 | 3 | 6 | 870.2299 | 0
2025 | 3 | 3 | 7 | 941.2587 | 0
2025 | 3 | 3 | 8 | 1012.2875 | 0
2025 | 3 | 3 | 9 | 1048.594 | 0
2025 | 3 | 3 | 10 | 1074.0699 | 24.0699
2025 | 3 | 3 | 11 | 1092.5472 | 42.5472
2025 | 3 | 3 | 12 | 1107.1859 | 57.1859
2025 | 3 | 3 | 13 | 1111.5598 | 61.5598
2025 | 3 | 3 | 14 | 1108.3514 | 58.3514
2025 | 3 | 3 | 15 | 1099.0157 | 49.0157
2025 | 3 | 3 | 16 | 1091.0408 | 41.0408
2025 | 3 | 3 | 17 | 1090.5552 | 40.5552
2025 | 3 | 3 | 18 | 1077.6119 | 27.6119
2025 | 3 | 3 | 19 | 1105.9853 | 55.9853
2025 | 3 | 3 | 20 | 1099.6045 | 49.6045
2025 | 3 | 3 | 21 | 1066.3919 | 16.3919
2025 | 3 | 3 | 22 | 1013.2298 | 0
2025 | 3 | 3 | 23 | 952.3995 | 0
2025 | 3 | 4 | 0 | 891.0478 | 0
2025 | 3 | 4 | 1 | 865.1718 | 0
2025 | 3 | 4 | 2 | 847.8238 | 0
2025 | 3 | 4 | 3 | 837.8776 | 0
2025 | 3 | 4 | 4 | 835.8871 | 0
2025 | 3 | 4 | 5 | 851.0308 | 0
2025 | 3 | 4 | 6 | 897.8972 | 0
2025 | 3 | 4 | 7 | 979.6194 | 0
2025 | 3 | 4 | 8 | 1061.3416 | 11.3416
2025 | 3 | 4 | 9 | 1105.5671 | 55.5671
2025 | 3 | 4 | 10 | 1127.8143 | 77.8143
2025 | 3 | 4 | 11 | 1146.7569 | 96.7569
2025 | 3 | 4 | 12 | 1157.3897 | 107.3897
2025 | 3 | 4 | 13 | 1159.8059 | 109.8059
2025 | 3 | 4 | 14 | 1153.9707 | 103.9707
2025 | 3 | 4 | 15 | 1147.988 | 97.988
2025 | 3 | 4 | 16 | 1130.3692 | 80.3692
2025 | 3 | 4 | 17 | 1132.4775 | 82.4775
2025 | 3 | 4 | 18 | 1136.3776 | 86.3776
2025 | 3 | 4 | 19 | 1161.7007 | 111.7007
2025 | 3 | 4 | 20 | 1160.5832 | 110.5832
2025 | 3 | 4 | 21 | 1128.2432 | 78.2432
2025 | 3 | 4 | 22 | 1083.3602 | 33.3602
2025 | 3 | 4 | 23 | 1023.5855 | 0
2025 | 3 | 5 | 0 | 962.6267 | 0
2025 | 3 | 5 | 1 | 938.5776 | 0
2025 | 3 | 5 | 2 | 914.5925 | 0
2025 | 3 | 5 | 3 | 902.2061 | 0
2025 | 3 | 5 | 4 | 898.5401 | 0
2025 | 3 | 5 | 5 | 911.5765 | 0
2025 | 3 | 5 | 6 | 954.1477 | 0
2025 | 3 | 5 | 7 | 1023.7919 | 0
2025 | 3 | 5 | 8 | 1089.544 | 39.544
2025 | 3 | 5 | 9 | 1121.7161 | 71.7161
2025 | 3 | 5 | 10 | 1136.3567 | 86.3567
2025 | 3 | 5 | 11 | 1147.2956 | 97.2956
2025 | 3 | 5 | 12 | 1149.7014 | 99.7014
2025 | 3 | 5 | 13 | 1145.5353 | 95.5353
2025 | 3 | 5 | 14 | 1137.5667 | 87.5667
2025 | 3 | 5 | 15 | 1129.1211 | 79.1211
2025 | 3 | 5 | 16 | 1124.9769 | 74.9769
2025 | 3 | 5 | 17 | 1125.9332 | 75.9332
2025 | 3 | 5 | 18 | 1135.52 | 85.52
2025 | 3 | 5 | 19 | 1167.3325 | 117.3325
2025 | 3 | 5 | 20 | 1177.2439 | 127.2439
2025 | 3 | 5 | 21 | 1154.9826 | 104.9826
2025 | 3 | 5 | 22 | 1109.6505 | 59.6505
2025 | 3 | 5 | 23 | 1046.5033 | 0
2025 | 3 | 6 | 0 | 982.7289 | 0
2025 | 3 | 6 | 1 | 917.5218 | 0
2025 | 3 | 6 | 2 | 891.6532 | 0
2025 | 3 | 6 | 3 | 878.14 | 0
2025 | 3 | 6 | 4 | 875.2055 | 0
2025 | 3 | 6 | 5 | 887.6206 | 0
2025 | 3 | 6 | 6 | 934.2434 | 0
2025 | 3 | 6 | 7 | 1007.9824 | 0
2025 | 3 | 6 | 8 | 1066.8732 | 16.8732
2025 | 3 | 6 | 9 | 1101.3541 | 51.3541
2025 | 3 | 6 | 10 | 1115.7586 | 65.7586
2025 | 3 | 6 | 11 | 1130.163 | 80.163
2025 | 3 | 6 | 12 | 1137.2773 | 87.2773
2025 | 3 | 6 | 13 | 1134.1762 | 84.1762
2025 | 3 | 6 | 14 | 1126.0988 | 76.0988
2025 | 3 | 6 | 15 | 1118.0214 | 68.0214
2025 | 3 | 6 | 16 | 1111.9329 | 61.9329
2025 | 3 | 6 | 17 | 1110.6812 | 60.6812
2025 | 3 | 6 | 18 | 1113.0853 | 63.0853
2025 | 3 | 6 | 19 | 1115.4895 | 65.4895
2025 | 3 | 6 | 20 | 1121.6035 | 71.6035
2025 | 3 | 6 | 21 | 1096.7248 | 46.7248
2025 | 3 | 6 | 22 | 1052.9825 | 2.9825
2025 | 3 | 6 | 23 | 998.7503 | 0
2025 | 3 | 7 | 0 | 943.5092 | 0
2025 | 3 | 7 | 1 | 889.7261 | 0
2025 | 3 | 7 | 2 | 863.289 | 0
2025 | 3 | 7 | 3 | 848.4722 | 0
2025 | 3 | 7 | 4 | 843.5192 | 0
2025 | 3 | 7 | 5 | 859.3783 | 0
2025 | 3 | 7 | 6 | 912.7344 | 0
2025 | 3 | 7 | 7 | 982.2227 | 0
2025 | 3 | 7 | 8 | 1051.711 | 1.711
2025 | 3 | 7 | 9 | 1088.6139 | 38.6139
2025 | 3 | 7 | 10 | 1107.5969 | 57.5969
2025 | 3 | 7 | 11 | 1120.6298 | 70.6298
2025 | 3 | 7 | 12 | 1124.7983 | 74.7983
2025 | 3 | 7 | 13 | 1117.9554 | 67.9554
2025 | 3 | 7 | 14 | 1106.9226 | 56.9226
2025 | 3 | 7 | 15 | 1092.9578 | 42.9578
2025 | 3 | 7 | 16 | 1080.8514 | 30.8514
2025 | 3 | 7 | 17 | 1076.2197 | 26.2197
2025 | 3 | 7 | 18 | 1057.7039 | 7.7039
2025 | 3 | 7 | 19 | 1084.3402 | 34.3402
2025 | 3 | 7 | 20 | 1084.1893 | 34.1893
2025 | 3 | 7 | 21 | 1052.6371 | 2.6371
2025 | 3 | 7 | 22 | 1006.798 | 0
2025 | 3 | 7 | 23 | 952.2026 | 0
2025 | 3 | 8 | 0 | 895.2331 | 0
2025 | 3 | 8 | 1 | 849.5876 | 0
2025 | 3 | 8 | 2 | 815.3654 | 0
2025 | 3 | 8 | 3 | 781.1432 | 0
2025 | 3 | 8 | 4 | 767.1231 | 0
2025 | 3 | 8 | 5 | 766.733 | 0
2025 | 3 | 8 | 6 | 789.1673 | 0
2025 | 3 | 8 | 7 | 820.1094 | 0
2025 | 3 | 8 | 8 | 851.0516 | 0
2025 | 3 | 8 | 9 | 906.878 | 0
2025 | 3 | 8 | 10 | 956.6604 | 0
2025 | 3 | 8 | 11 | 984.9023 | 0
2025 | 3 | 8 | 12 | 998.8774 | 0
2025 | 3 | 8 | 13 | 996.1208 | 0
2025 | 3 | 8 | 14 | 980.8196 | 0
2025 | 3 | 8 | 15 | 964.2489 | 0
2025 | 3 | 8 | 16 | 952.7798 | 0
2025 | 3 | 8 | 17 | 958.7238 | 0
2025 | 3 | 8 | 18 | 947.3893 | 0
2025 | 3 | 8 | 19 | 981.4235 | 0
2025 | 3 | 8 | 20 | 982.5772 | 0
2025 | 3 | 8 | 21 | 953.6248 | 0
2025 | 3 | 8 | 22 | 915.8175 | 0
2025 | 3 | 8 | 23 | 872.6576 | 0
2025 | 3 | 9 | 0 | 834.0888 | 0
2025 | 3 | 9 | 1 | 795.52 | 0
2025 | 3 | 9 | 2 | 773.9436 | 0
2025 | 3 | 9 | 3 | 758.791 | 0
2025 | 3 | 9 | 4 | 751.8448 | 0
2025 | 3 | 9 | 5 | 753.0327 | 0
2025 | 3 | 9 | 6 | 765.702 | 0
2025 | 3 | 9 | 7 | 781.4735 | 0
2025 | 3 | 9 | 8 | 797.2449 | 0
2025 | 3 | 9 | 9 | 839.0227 | 0
2025 | 3 | 9 | 10 | 873.5013 | 0
2025 | 3 | 9 | 11 | 907.98 | 0
2025 | 3 | 9 | 12 | 928.4915 | 0
2025 | 3 | 9 | 13 | 932.9464 | 0
2025 | 3 | 9 | 14 | 924.3777 | 0
2025 | 3 | 9 | 15 | 918.9126 | 0
2025 | 3 | 9 | 16 | 919.3946 | 0
2025 | 3 | 9 | 17 | 931.0453 | 0
2025 | 3 | 9 | 18 | 943.3637 | 0
2025 | 3 | 9 | 19 | 955.6822 | 0
2025 | 3 | 9 | 20 | 962.2497 | 0
2025 | 3 | 9 | 21 | 943.6272 | 0
2025 | 3 | 9 | 22 | 913.5734 | 0
2025 | 3 | 9 | 23 | 877.5076 | 0
2025 | 3 | 10 | 0 | 840.5894 | 0
2025 | 3 | 10 | 1 | 814.8458 | 0
2025 | 3 | 10 | 2 | 795.9892 | 0
2025 | 3 | 10 | 3 | 787.1255 | 0
2025 | 3 | 10 | 4 | 788.1706 | 0
2025 | 3 | 10 | 5 | 810.5289 | 0
2025 | 3 | 10 | 6 | 883.7418 | 0
2025 | 3 | 10 | 7 | 956.9548 | 0
2025 | 3 | 10 | 8 | 1018.1165 | 0
2025 | 3 | 10 | 9 | 1052.6576 | 2.6576
2025 | 3 | 10 | 10 | 1074.237 | 24.237
2025 | 3 | 10 | 11 | 1094.2272 | 44.2272
2025 | 3 | 10 | 12 | 1106.3246 | 56.3246
2025 | 3 | 10 | 13 | 1107.238 | 57.238
2025 | 3 | 10 | 14 | 1099.9327 | 49.9327
2025 | 3 | 10 | 15 | 1092.4493 | 42.4493
2025 | 3 | 10 | 16 | 1087.6281 | 37.6281
2025 | 3 | 10 | 17 | 1088.1712 | 38.1712
2025 | 3 | 10 | 18 | 1070.4517 | 20.4517
2025 | 3 | 10 | 19 | 1088.7892 | 38.7892
2025 | 3 | 10 | 20 | 1089.8367 | 39.8367
2025 | 3 | 10 | 21 | 1054.0615 | 4.0615
2025 | 3 | 10 | 22 | 1000.8472 | 0
2025 | 3 | 10 | 23 | 940.7463 | 0
2025 | 3 | 11 | 0 | 884.3412 | 0
2025 | 3 | 11 | 1 | 854.8756 | 0
2025 | 3 | 11 | 2 | 832.2297 | 0
2025 | 3 | 11 | 3 | 821.7416 | 0
2025 | 3 | 11 | 4 | 819.5073 | 0
2025 | 3 | 11 | 5 | 839.6252 | 0
2025 | 3 | 11 | 6 | 909.4937 | 0
2025 | 3 | 11 | 7 | 979.3621 | 0
2025 | 3 | 11 | 8 | 1043.5606 | 0
2025 | 3 | 11 | 9 | 1077.9029 | 27.9029
2025 | 3 | 11 | 10 | 1097.4733 | 47.4733
2025 | 3 | 11 | 11 | 1111.5026 | 61.5026
2025 | 3 | 11 | 12 | 1125.5319 | 75.5319
2025 | 3 | 11 | 13 | 1127.972 | 77.972
2025 | 3 | 11 | 14 | 1120.5837 | 70.5837
2025 | 3 | 11 | 15 | 1111.1375 | 61.1375
2025 | 3 | 11 | 16 | 1088.5383 | 38.5383
2025 | 3 | 11 | 17 | 1088.0371 | 38.0371
2025 | 3 | 11 | 18 | 1096.163 | 46.163
2025 | 3 | 11 | 19 | 1104.289 | 54.289
2025 | 3 | 11 | 20 | 1109.6206 | 59.6206
2025 | 3 | 11 | 21 | 1077.493 | 27.493
2025 | 3 | 11 | 22 | 1024.687 | 0
2025 | 3 | 11 | 23 | 961.3885 | 0
2025 | 3 | 12 | 0 | 903.5887 | 0
2025 | 3 | 12 | 1 | 879.0347 | 0
2025 | 3 | 12 | 2 | 856.0411 | 0
2025 | 3 | 12 | 3 | 844.5615 | 0
2025 | 3 | 12 | 4 | 843.9399 | 0
2025 | 3 | 12 | 5 | 864.0148 | 0
2025 | 3 | 12 | 6 | 930.2381 | 0
2025 | 3 | 12 | 7 | 996.4615 | 0
2025 | 3 | 12 | 8 | 1048.9212 | 0
2025 | 3 | 12 | 9 | 1076.8793 | 26.8793
2025 | 3 | 12 | 10 | 1097.9342 | 47.9342
2025 | 3 | 12 | 11 | 1108.1748 | 58.1748
2025 | 3 | 12 | 12 | 1109.441 | 59.441
2025 | 3 | 12 | 13 | 1106.4161 | 56.4161
2025 | 3 | 12 | 14 | 1100.9888 | 50.9888
2025 | 3 | 12 | 15 | 1094.3386 | 44.3386
2025 | 3 | 12 | 16 | 1094.8941 | 44.8941
2025 | 3 | 12 | 17 | 1099.4793 | 49.4793
2025 | 3 | 12 | 18 | 1104.4205 | 54.4205
2025 | 3 | 12 | 19 | 1109.3616 | 59.3616
2025 | 3 | 12 | 20 | 1120.5435 | 70.5435
2025 | 3 | 12 | 21 | 1094.7536 | 44.7536
2025 | 3 | 12 | 22 | 1043.2285 | 0
2025 | 3 | 12 | 23 | 978.6793 | 0
2025 | 3 | 13 | 0 | 916.9794 | 0
2025 | 3 | 13 | 1 | 873.8153 | 0
2025 | 3 | 13 | 2 | 849.5064 | 0
2025 | 3 | 13 | 3 | 836.9867 | 0
2025 | 3 | 13 | 4 | 836.3484 | 0
2025 | 3 | 13 | 5 | 856.5451 | 0
2025 | 3 | 13 | 6 | 925.0302 | 0
2025 | 3 | 13 | 7 | 993.5152 | 0
2025 | 3 | 13 | 8 | 1043.9313 | 0
2025 | 3 | 13 | 9 | 1076.0433 | 26.0433
2025 | 3 | 13 | 10 | 1100.2189 | 50.2189
2025 | 3 | 13 | 11 | 1114.2483 | 64.2483
2025 | 3 | 13 | 12 | 1118.2401 | 68.2401
2025 | 3 | 13 | 13 | 1115.2771 | 65.2771
2025 | 3 | 13 | 14 | 1108.9274 | 58.9274
2025 | 3 | 13 | 15 | 1099.5488 | 49.5488
2025 | 3 | 13 | 16 | 1093.284 | 43.284
2025 | 3 | 13 | 17 | 1086.279 | 36.279
2025 | 3 | 13 | 18 | 1058.2252 | 8.2252
2025 | 3 | 13 | 19 | 1075.5311 | 25.5311
2025 | 3 | 13 | 20 | 1084.2528 | 34.2528
2025 | 3 | 13 | 21 | 1057.3069 | 7.3069
2025 | 3 | 13 | 22 | 1007.7439 | 0
2025 | 3 | 13 | 23 | 951.2097 | 0
2025 | 3 | 14 | 0 | 899.6971 | 0
2025 | 3 | 14 | 1 | 856.3308 | 0
2025 | 3 | 14 | 2 | 812.9646 | 0
2025 | 3 | 14 | 3 | 799.724 | 0
2025 | 3 | 14 | 4 | 797.4073 | 0
2025 | 3 | 14 | 5 | 820.4763 | 0
2025 | 3 | 14 | 6 | 888.606 | 0
2025 | 3 | 14 | 7 | 956.7357 | 0
2025 | 3 | 14 | 8 | 1027.4543 | 0
2025 | 3 | 14 | 9 | 1057.9319 | 7.9319
2025 | 3 | 14 | 10 | 1084.4696 | 34.4696
2025 | 3 | 14 | 11 | 1099.9937 | 49.9937
2025 | 3 | 14 | 12 | 1104.6746 | 54.6746
2025 | 3 | 14 | 13 | 1102.4573 | 52.4573
2025 | 3 | 14 | 14 | 1093.1947 | 43.1947
2025 | 3 | 14 | 15 | 1081.8395 | 31.8395
2025 | 3 | 14 | 16 | 1077.3534 | 27.3534
2025 | 3 | 14 | 17 | 1077.2209 | 27.2209
2025 | 3 | 14 | 18 | 1051.7152 | 1.7152
2025 | 3 | 14 | 19 | 1048.455 | 0
2025 | 3 | 14 | 20 | 1048.8062 | 0
2025 | 3 | 14 | 21 | 1014.9472 | 0
2025 | 3 | 14 | 22 | 960.1811 | 0
2025 | 3 | 14 | 23 | 899.6691 | 0
2025 | 3 | 15 | 0 | 842.6523 | 0
2025 | 3 | 15 | 1 | 794.8704 | 0
2025 | 3 | 15 | 2 | 762.3522 | 0
2025 | 3 | 15 | 3 | 729.834 | 0
2025 | 3 | 15 | 4 | 721.9829 | 0
2025 | 3 | 15 | 5 | 725.6831 | 0
2025 | 3 | 15 | 6 | 750.8017 | 0
2025 | 3 | 15 | 7 | 782.8624 | 0
2025 | 3 | 15 | 8 | 814.9231 | 0
2025 | 3 | 15 | 9 | 873.2575 | 0
2025 | 3 | 15 | 10 | 919.4639 | 0
2025 | 3 | 15 | 11 | 944.7565 | 0
2025 | 3 | 15 | 12 | 956.0717 | 0
2025 | 3 | 15 | 13 | 949.8732 | 0
2025 | 3 | 15 | 14 | 936.4591 | 0
2025 | 3 | 15 | 15 | 920.7982 | 0
2025 | 3 | 15 | 16 | 915.6743 | 0
2025 | 3 | 15 | 17 | 923.9703 | 0
2025 | 3 | 15 | 18 | 907.8636 | 0
2025 | 3 | 15 | 19 | 918.5976 | 0
2025 | 3 | 15 | 20 | 923.8512 | 0
2025 | 3 | 15 | 21 | 895.7489 | 0
2025 | 3 | 15 | 22 | 860.1087 | 0
2025 | 3 | 15 | 23 | 821.52 | 0
2025 | 3 | 16 | 0 | 785.43 | 0
2025 | 3 | 16 | 1 | 749.3399 | 0
2025 | 3 | 16 | 2 | 728.8128 | 0
2025 | 3 | 16 | 3 | 717.1049 | 0
2025 | 3 | 16 | 4 | 710.5116 | 0
2025 | 3 | 16 | 5 | 714.3904 | 0
2025 | 3 | 16 | 6 | 731.2816 | 0
2025 | 3 | 16 | 7 | 748.1728 | 0
2025 | 3 | 16 | 8 | 766.3859 | 0
2025 | 3 | 16 | 9 | 813.5996 | 0
2025 | 3 | 16 | 10 | 857.8373 | 0
2025 | 3 | 16 | 11 | 886.351 | 0
2025 | 3 | 16 | 12 | 899.4503 | 0
2025 | 3 | 16 | 13 | 898.4659 | 0
2025 | 3 | 16 | 14 | 889.6487 | 0
2025 | 3 | 16 | 15 | 882.5738 | 0
2025 | 3 | 16 | 16 | 880.3071 | 0
2025 | 3 | 16 | 17 | 889.2542 | 0
2025 | 3 | 16 | 18 | 878.0617 | 0
2025 | 3 | 16 | 19 | 903.4173 | 0
2025 | 3 | 16 | 20 | 922.6429 | 0
2025 | 3 | 16 | 21 | 908.8943 | 0
2025 | 3 | 16 | 22 | 875.0796 | 0
2025 | 3 | 16 | 23 | 833.2863 | 0
2025 | 3 | 17 | 0 | 796.6858 | 0
2025 | 3 | 17 | 1 | 783.3555 | 0
2025 | 3 | 17 | 2 | 768.2623 | 0
2025 | 3 | 17 | 3 | 763.4226 | 0
2025 | 3 | 17 | 4 | 768.639 | 0
2025 | 3 | 17 | 5 | 796.427 | 0
2025 | 3 | 17 | 6 | 867.1871 | 0
2025 | 3 | 17 | 7 | 937.9473 | 0
2025 | 3 | 17 | 8 | 1011.1993 | 0
2025 | 3 | 17 | 9 | 1047.5037 | 0
2025 | 3 | 17 | 10 | 1067.9136 | 17.9136
2025 | 3 | 17 | 11 | 1082.473 | 32.473
2025 | 3 | 17 | 12 | 1087.7601 | 37.7601
2025 | 3 | 17 | 13 | 1087.7842 | 37.7842
2025 | 3 | 17 | 14 | 1084.2998 | 34.2998
2025 | 3 | 17 | 15 | 1079.4641 | 29.4641
2025 | 3 | 17 | 16 | 1082.0611 | 32.0611
2025 | 3 | 17 | 17 | 1085.385 | 35.385
2025 | 3 | 17 | 18 | 1062.2059 | 12.2059
2025 | 3 | 17 | 19 | 1061.3092 | 11.3092
2025 | 3 | 17 | 20 | 1071.0668 | 21.0668
2025 | 3 | 17 | 21 | 1043.7159 | 0
2025 | 3 | 17 | 22 | 990.031 | 0
2025 | 3 | 17 | 23 | 928.8052 | 0
2025 | 3 | 18 | 0 | 874.1835 | 0
2025 | 3 | 18 | 1 | 845.3055 | 0
2025 | 3 | 18 | 2 | 825.8985 | 0
2025 | 3 | 18 | 3 | 817.4159 | 0
2025 | 3 | 18 | 4 | 819.8769 | 0
2025 | 3 | 18 | 5 | 844.8758 | 0
2025 | 3 | 18 | 6 | 912.2729 | 0
2025 | 3 | 18 | 7 | 979.6701 | 0
2025 | 3 | 18 | 8 | 1052.0993 | 2.0993
2025 | 3 | 18 | 9 | 1090.9264 | 40.9264
2025 | 3 | 18 | 10 | 1108.8642 | 58.8642
2025 | 3 | 18 | 11 | 1123.5729 | 73.5729
2025 | 3 | 18 | 12 | 1127.3768 | 77.3768
2025 | 3 | 18 | 13 | 1124.6027 | 74.6027
2025 | 3 | 18 | 14 | 1114.7529 | 64.7529
2025 | 3 | 18 | 15 | 1105.9987 | 55.9987
2025 | 3 | 18 | 16 | 1083.1877 | 33.1877
2025 | 3 | 18 | 17 | 1079.9201 | 29.9201
2025 | 3 | 18 | 18 | 1071.3749 | 21.3749
2025 | 3 | 18 | 19 | 1082.9799 | 32.9799
2025 | 3 | 18 | 20 | 1089.446 | 39.446
2025 | 3 | 18 | 21 | 1054.9164 | 4.9164
2025 | 3 | 18 | 22 | 1003.5981 | 0
2025 | 3 | 18 | 23 | 943.1827 | 0
2025 | 3 | 19 | 0 | 892.4868 | 0
2025 | 3 | 19 | 1 | 851.9689 | 0
2025 | 3 | 19 | 2 | 831.376 | 0
2025 | 3 | 19 | 3 | 821.1303 | 0
2025 | 3 | 19 | 4 | 821.0819 | 0
2025 | 3 | 19 | 5 | 846.2829 | 0
2025 | 3 | 19 | 6 | 908.3454 | 0
2025 | 3 | 19 | 7 | 970.4079 | 0
2025 | 3 | 19 | 8 | 1029.6015 | 0
2025 | 3 | 19 | 9 | 1053.4164 | 3.4164
2025 | 3 | 19 | 10 | 1074.5047 | 24.5047
2025 | 3 | 19 | 11 | 1089.385 | 39.385
2025 | 3 | 19 | 12 | 1095.4624 | 45.4624
2025 | 3 | 19 | 13 | 1095.4141 | 45.4141
2025 | 3 | 19 | 14 | 1084.0627 | 34.0627
2025 | 3 | 19 | 15 | 1079.3196 | 29.3196
2025 | 3 | 19 | 16 | 1074.5302 | 24.5302
2025 | 3 | 19 | 17 | 1071.6391 | 21.6391
2025 | 3 | 19 | 18 | 1062.9569 | 12.9569
2025 | 3 | 19 | 19 | 1075.9982 | 25.9982
2025 | 3 | 19 | 20 | 1087.4376 | 37.4376
2025 | 3 | 19 | 21 | 1055.2898 | 5.2898
2025 | 3 | 19 | 22 | 997.3333 | 0
2025 | 3 | 19 | 23 | 929.2483 | 0
2025 | 3 | 20 | 0 | 872.8565 | 0
2025 | 3 | 20 | 1 | 826.9908 | 0
2025 | 3 | 20 | 2 | 806.4378 | 0
2025 | 3 | 20 | 3 | 797.2404 | 0
2025 | 3 | 20 | 4 | 799.4058 | 0
2025 | 3 | 20 | 5 | 826.8398 | 0
2025 | 3 | 20 | 6 | 904.3245 | 0
2025 | 3 | 20 | 7 | 966.1528 | 0
2025 | 3 | 20 | 8 | 1027.9811 | 0
2025 | 3 | 20 | 9 | 1057.8548 | 7.8548
2025 | 3 | 20 | 10 | 1079.6367 | 29.6367
2025 | 3 | 20 | 11 | 1092.6538 | 42.6538
2025 | 3 | 20 | 12 | 1091.3348 | 41.3348
2025 | 3 | 20 | 13 | 1089.001 | 39.001
2025 | 3 | 20 | 14 | 1077.1539 | 27.1539
2025 | 3 | 20 | 15 | 1067.7554 | 17.7554
2025 | 3 | 20 | 16 | 1065.1008 | 15.1008
2025 | 3 | 20 | 17 | 1062.0655 | 12.0655
2025 | 3 | 20 | 18 | 1031.9355 | 0
2025 | 3 | 20 | 19 | 1044.3815 | 0
2025 | 3 | 20 | 20 | 1058.048 | 8.048
2025 | 3 | 20 | 21 | 1027.0141 | 0
2025 | 3 | 20 | 22 | 970.4715 | 0
2025 | 3 | 20 | 23 | 909.32 | 0
2025 | 3 | 21 | 0 | 858.4256 | 0
2025 | 3 | 21 | 1 | 847.9921 | 0
2025 | 3 | 21 | 2 | 837.5585 | 0
2025 | 3 | 21 | 3 | 833.147 | 0
2025 | 3 | 21 | 4 | 836.6628 | 0
2025 | 3 | 21 | 5 | 860.8944 | 0
2025 | 3 | 21 | 6 | 922.2948 | 0
2025 | 3 | 21 | 7 | 983.6952 | 0
2025 | 3 | 21 | 8 | 1045.3069 | 0
2025 | 3 | 21 | 9 | 1071.8789 | 21.8789
2025 | 3 | 21 | 10 | 1085.5236 | 35.5236
2025 | 3 | 21 | 11 | 1091.7742 | 41.7742
2025 | 3 | 21 | 12 | 1090.6288 | 40.6288
2025 | 3 | 21 | 13 | 1082.8343 | 32.8343
2025 | 3 | 21 | 14 | 1068.2677 | 18.2677
2025 | 3 | 21 | 15 | 1055.6672 | 5.6672
2025 | 3 | 21 | 16 | 1049.6991 | 0
2025 | 3 | 21 | 17 | 1043.3023 | 0
2025 | 3 | 21 | 18 | 1016.896 | 0
2025 | 3 | 21 | 19 | 1032.9131 | 0
2025 | 3 | 21 | 20 | 1043.2006 | 0
2025 | 3 | 21 | 21 | 1014.8656 | 0
2025 | 3 | 21 | 22 | 971.6607 | 0
2025 | 3 | 21 | 23 | 925.1788 | 0
2025 | 3 | 22 | 0 | 884.8222 | 0
2025 | 3 | 22 | 1 | 853.7438 | 0
2025 | 3 | 22 | 2 | 822.6655 | 0
2025 | 3 | 22 | 3 | 812.3921 | 0
2025 | 3 | 22 | 4 | 810.6649 | 0
2025 | 3 | 22 | 5 | 830.1783 | 0
2025 | 3 | 22 | 6 | 876.4204 | 0
2025 | 3 | 22 | 7 | 890.1033 | 0
2025 | 3 | 22 | 8 | 903.7863 | 0
2025 | 3 | 22 | 9 | 946.3971 | 0
2025 | 3 | 22 | 10 | 983.2366 | 0
2025 | 3 | 22 | 11 | 1001.5717 | 0
2025 | 3 | 22 | 12 | 1004.6845 | 0
2025 | 3 | 22 | 13 | 999.2356 | 0
2025 | 3 | 22 | 14 | 981.1016 | 0
2025 | 3 | 22 | 15 | 966.293 | 0
2025 | 3 | 22 | 16 | 960.4541 | 0
2025 | 3 | 22 | 17 | 961.8121 | 0
2025 | 3 | 22 | 18 | 952.4529 | 0
2025 | 3 | 22 | 19 | 963.847 | 0
2025 | 3 | 22 | 20 | 980.9021 | 0
2025 | 3 | 22 | 21 | 956.6112 | 0
2025 | 3 | 22 | 22 | 914.3959 | 0
2025 | 3 | 22 | 23 | 873.0905 | 0
2025 | 3 | 23 | 0 | 864.5927 | 0
2025 | 3 | 23 | 1 | 842.692 | 0
2025 | 3 | 23 | 2 | 824.0599 | 0
2025 | 3 | 23 | 3 | 811.9749 | 0
2025 | 3 | 23 | 4 | 811.7278 | 0
2025 | 3 | 23 | 5 | 830.8916 | 0
2025 | 3 | 23 | 6 | 868.2085 | 0
2025 | 3 | 23 | 7 | 870.414 | 0
2025 | 3 | 23 | 8 | 872.6195 | 0
2025 | 3 | 23 | 9 | 904.5871 | 0
2025 | 3 | 23 | 10 | 943.588 | 0
2025 | 3 | 23 | 11 | 969.9348 | 0
2025 | 3 | 23 | 12 | 984.0333 | 0
2025 | 3 | 23 | 13 | 990.1053 | 0
2025 | 3 | 23 | 14 | 981.7071 | 0
2025 | 3 | 23 | 15 | 977.2237 | 0
2025 | 3 | 23 | 16 | 982.6367 | 0
2025 | 3 | 23 | 17 | 988.7557 | 0
2025 | 3 | 23 | 18 | 982.8128 | 0
2025 | 3 | 23 | 19 | 992.7506 | 0
2025 | 3 | 23 | 20 | 1007.5543 | 0
2025 | 3 | 23 | 21 | 982.9836 | 0
2025 | 3 | 23 | 22 | 936.8388 | 0
2025 | 3 | 23 | 23 | 892.0615 | 0
2025 | 3 | 24 | 0 | 863.5195 | 0
2025 | 3 | 24 | 1 | 857.1657 | 0
2025 | 3 | 24 | 2 | 844.0937 | 0
2025 | 3 | 24 | 3 | 841.6331 | 0
2025 | 3 | 24 | 4 | 849.2227 | 0
2025 | 3 | 24 | 5 | 881.085 | 0
2025 | 3 | 24 | 6 | 961.4766 | 0
2025 | 3 | 24 | 7 | 1029.1939 | 0
2025 | 3 | 24 | 8 | 1096.9111 | 46.9111
2025 | 3 | 24 | 9 | 1125.4952 | 75.4952
2025 | 3 | 24 | 10 | 1141.3216 | 91.3216
2025 | 3 | 24 | 11 | 1148.9867 | 98.9867
2025 | 3 | 24 | 12 | 1147.5923 | 97.5923
2025 | 3 | 24 | 13 | 1144.8699 | 94.8699
2025 | 3 | 24 | 14 | 1136.1729 | 86.1729
2025 | 3 | 24 | 15 | 1128.6193 | 78.6193
2025 | 3 | 24 | 16 | 1127.2579 | 77.2579
2025 | 3 | 24 | 17 | 1125.0918 | 75.0918
2025 | 3 | 24 | 18 | 1102.2767 | 52.2767
2025 | 3 | 24 | 19 | 1104.3252 | 54.3252
2025 | 3 | 24 | 20 | 1121.2296 | 71.2296
2025 | 3 | 24 | 21 | 1090.9687 | 40.9687
2025 | 3 | 24 | 22 | 1032.4946 | 0
2025 | 3 | 24 | 23 | 966.4399 | 0
2025 | 3 | 25 | 0 | 912.7979 | 0
2025 | 3 | 25 | 1 | 887.3288 | 0
2025 | 3 | 25 | 2 | 871.5621 | 0
2025 | 3 | 25 | 3 | 867.1153 | 0
2025 | 3 | 25 | 4 | 872.3083 | 0
2025 | 3 | 25 | 5 | 903.5784 | 0
2025 | 3 | 25 | 6 | 982.5899 | 0
2025 | 3 | 25 | 7 | 1050.8329 | 0.83293
2025 | 3 | 25 | 8 | 1119.076 | 69.076
2025 | 3 | 25 | 9 | 1148.1999 | 98.1999
2025 | 3 | 25 | 10 | 1158.8769 | 108.8769
2025 | 3 | 25 | 11 | 1166.6239 | 116.6239
2025 | 3 | 25 | 12 | 1162.293 | 112.293
2025 | 3 | 25 | 13 | 1157.2281 | 107.2281
2025 | 3 | 25 | 14 | 1146.7274 | 96.7274
2025 | 3 | 25 | 15 | 1136.5472 | 86.5472
2025 | 3 | 25 | 16 | 1121.2546 | 71.2546
2025 | 3 | 25 | 17 | 1121.3256 | 71.3256
2025 | 3 | 25 | 18 | 1112.652 | 62.652
2025 | 3 | 25 | 19 | 1112.8397 | 62.8397
2025 | 3 | 25 | 20 | 1126.8467 | 76.8467
2025 | 3 | 25 | 21 | 1094.3872 | 44.3872
2025 | 3 | 25 | 22 | 1036.57 | 0
2025 | 3 | 25 | 23 | 968.4097 | 0
2025 | 3 | 26 | 0 | 914.4568 | 0
2025 | 3 | 26 | 1 | 885.3188 | 0
2025 | 3 | 26 | 2 | 867.8734 | 0
2025 | 3 | 26 | 3 | 861.3768 | 0
2025 | 3 | 26 | 4 | 867.6298 | 0
2025 | 3 | 26 | 5 | 901.5919 | 0
2025 | 3 | 26 | 6 | 982.6201 | 0
2025 | 3 | 26 | 7 | 1063.6483 | 13.6483
2025 | 3 | 26 | 8 | 1115.1024 | 65.1024
2025 | 3 | 26 | 9 | 1142.1305 | 92.1305
2025 | 3 | 26 | 10 | 1153.3507 | 103.3507
2025 | 3 | 26 | 11 | 1158.5773 | 108.5773
2025 | 3 | 26 | 12 | 1151.391 | 101.391
2025 | 3 | 26 | 13 | 1145.9951 | 95.9951
2025 | 3 | 26 | 14 | 1136.1233 | 86.1233
2025 | 3 | 26 | 15 | 1128.1649 | 78.1649
2025 | 3 | 26 | 16 | 1129.5626 | 79.5626
2025 | 3 | 26 | 17 | 1128.5984 | 78.5984
2025 | 3 | 26 | 18 | 1120.2444 | 70.2444
2025 | 3 | 26 | 19 | 1117.8411 | 67.8411
2025 | 3 | 26 | 20 | 1133.6997 | 83.6997
2025 | 3 | 26 | 21 | 1098.4829 | 48.4829
2025 | 3 | 26 | 22 | 1035.8974 | 0
2025 | 3 | 26 | 23 | 964.5097 | 0
2025 | 3 | 27 | 0 | 908.4897 | 0
2025 | 3 | 27 | 1 | 870.6213 | 0
2025 | 3 | 27 | 2 | 832.7529 | 0
2025 | 3 | 27 | 3 | 826.7408 | 0
2025 | 3 | 27 | 4 | 832.5468 | 0
2025 | 3 | 27 | 5 | 868.2789 | 0
2025 | 3 | 27 | 6 | 947.3882 | 0
2025 | 3 | 27 | 7 | 1026.4976 | 0
2025 | 3 | 27 | 8 | 1096.2237 | 46.2237
2025 | 3 | 27 | 9 | 1121.4832 | 71.4832
2025 | 3 | 27 | 10 | 1136.6384 | 86.6384
2025 | 3 | 27 | 11 | 1145.4931 | 95.4931
2025 | 3 | 27 | 12 | 1142.3089 | 92.3089
2025 | 3 | 27 | 13 | 1140.3279 | 90.3279
2025 | 3 | 27 | 14 | 1131.3148 | 81.3148
2025 | 3 | 27 | 15 | 1123.8874 | 73.8874
2025 | 3 | 27 | 16 | 1126.3246 | 76.3246
2025 | 3 | 27 | 17 | 1125.4079 | 75.4079
2025 | 3 | 27 | 18 | 1092.6356 | 42.6356
2025 | 3 | 27 | 19 | 1077.9589 | 27.9589
2025 | 3 | 27 | 20 | 1089.4208 | 39.4208
2025 | 3 | 27 | 21 | 1055.051 | 5.051
2025 | 3 | 27 | 22 | 989.3357 | 0
2025 | 3 | 27 | 23 | 916.2851 | 0
2025 | 3 | 28 | 0 | 860.2568 | 0
2025 | 3 | 28 | 1 | 808.7452 | 0
2025 | 3 | 28 | 2 | 780.0728 | 0
2025 | 3 | 28 | 3 | 751.4004 | 0
2025 | 3 | 28 | 4 | 755.3252 | 0
2025 | 3 | 28 | 5 | 785.9609 | 0
2025 | 3 | 28 | 6 | 855.2308 | 0
2025 | 3 | 28 | 7 | 924.5006 | 0
2025 | 3 | 28 | 8 | 966.6138 | 0
2025 | 3 | 28 | 9 | 1008.727 | 0
2025 | 3 | 28 | 10 | 1027.0968 | 0
2025 | 3 | 28 | 11 | 1034.0734 | 0
2025 | 3 | 28 | 12 | 1033.886 | 0
2025 | 3 | 28 | 13 | 1033.0957 | 0
2025 | 3 | 28 | 14 | 1023.481 | 0
2025 | 3 | 28 | 15 | 1010.9166 | 0
2025 | 3 | 28 | 16 | 1002.1245 | 0
2025 | 3 | 28 | 17 | 992.9473 | 0
2025 | 3 | 28 | 18 | 971.6016 | 0
2025 | 3 | 28 | 19 | 950.256 | 0
2025 | 3 | 28 | 20 | 970.7454 | 0
2025 | 3 | 28 | 21 | 947.1403 | 0
2025 | 3 | 28 | 22 | 895.0721 | 0
2025 | 3 | 28 | 23 | 838.0181 | 0
2025 | 3 | 29 | 0 | 789.9536 | 0
2025 | 3 | 29 | 1 | 801.1421 | 0
2025 | 3 | 29 | 2 | 781.055 | 0
2025 | 3 | 29 | 3 | 772.5277 | 0
2025 | 3 | 29 | 4 | 774.1505 | 0
2025 | 3 | 29 | 5 | 797.263 | 0
2025 | 3 | 29 | 6 | 834.4015 | 0
2025 | 3 | 29 | 7 | 871.5399 | 0
2025 | 3 | 29 | 8 | 892.0112 | 0
2025 | 3 | 29 | 9 | 931.3707 | 0
2025 | 3 | 29 | 10 | 972.4355 | 0
2025 | 3 | 29 | 11 | 995.0387 | 0
2025 | 3 | 29 | 12 | 997.7194 | 0
2025 | 3 | 29 | 13 | 994.9716 | 0
2025 | 3 | 29 | 14 | 976.7403 | 0
2025 | 3 | 29 | 15 | 962.2083 | 0
2025 | 3 | 29 | 16 | 956.2868 | 0
2025 | 3 | 29 | 17 | 955.4865 | 0
2025 | 3 | 29 | 18 | 919.8026 | 0
2025 | 3 | 29 | 19 | 924.7901 | 0
2025 | 3 | 29 | 20 | 942.5381 | 0
2025 | 3 | 29 | 21 | 913.186 | 0
2025 | 3 | 29 | 22 | 864.0841 | 0
2025 | 3 | 29 | 23 | 816.0892 | 0
2025 | 3 | 30 | 0 | 784.4788 | 0
2025 | 3 | 30 | 1 | 766.9309 | 0
2025 | 3 | 30 | 2 | 749.8777 | 0
2025 | 3 | 30 | 3 | 741.629 | 0
2025 | 3 | 30 | 4 | 742.8042 | 0
2025 | 3 | 30 | 5 | 758.7056 | 0
2025 | 3 | 30 | 6 | 794.9927 | 0
2025 | 3 | 30 | 7 | 803.3658 | 0
2025 | 3 | 30 | 8 | 811.7389 | 0
2025 | 3 | 30 | 9 | 849.7933 | 0
2025 | 3 | 30 | 10 | 891.561 | 0
2025 | 3 | 30 | 11 | 920.1291 | 0
2025 | 3 | 30 | 12 | 931.8824 | 0
2025 | 3 | 30 | 13 | 935.4473 | 0
2025 | 3 | 30 | 14 | 926.2616 | 0
2025 | 3 | 30 | 15 | 920.6534 | 0
2025 | 3 | 30 | 16 | 920.3875 | 0
2025 | 3 | 30 | 17 | 926.3144 | 0
2025 | 3 | 30 | 18 | 918.0934 | 0
2025 | 3 | 30 | 19 | 909.524 | 0
2025 | 3 | 30 | 20 | 928.1452 | 0
2025 | 3 | 30 | 21 | 909.4615 | 0
2025 | 3 | 30 | 22 | 866.6986 | 0
2025 | 3 | 30 | 23 | 819.9067 | 0
2025 | 3 | 31 | 0 | 789.8059 | 0
2025 | 3 | 31 | 1 | 748.6132 | 0
2025 | 3 | 31 | 2 | 736.7126 | 0
2025 | 3 | 31 | 3 | 733.8108 | 0
2025 | 3 | 31 | 4 | 740.118 | 0
2025 | 3 | 31 | 5 | 775.535 | 0
2025 | 3 | 31 | 6 | 851.9921 | 0
2025 | 3 | 31 | 7 | 928.4492 | 0
2025 | 3 | 31 | 8 | 999.1614 | 0
2025 | 3 | 31 | 9 | 1028.5358 | 0
2025 | 3 | 31 | 10 | 1052.4716 | 2.4716
2025 | 3 | 31 | 11 | 1067.0968 | 17.0968
2025 | 3 | 31 | 12 | 1070.3272 | 20.3272
2025 | 3 | 31 | 13 | 1073.7096 | 23.7096
2025 | 3 | 31 | 14 | 1067.1087 | 17.1087
2025 | 3 | 31 | 15 | 1062.9025 | 12.9025
2025 | 3 | 31 | 16 | 1060.8606 | 10.8606
2025 | 3 | 31 | 17 | 1054.5531 | 4.5531
2025 | 3 | 31 | 18 | 1037.9957 | 0
2025 | 3 | 31 | 19 | 1021.4384 | 0
2025 | 3 | 31 | 20 | 1026.7823 | 0
2025 | 3 | 31 | 21 | 999.3188 | 0
2025 | 3 | 31 | 22 | 936.1743 | 0
2025 | 3 | 31 | 23 | 865.4619 | 0
2025 | 4 | 1 | 0 | 809.9144 | 0
2025 | 4 | 1 | 1 | 765.4861 | 0
2025 | 4 | 1 | 2 | 721.0578 | 0
2025 | 4 | 1 | 3 | 715.5516 | 0
2025 | 4 | 1 | 4 | 721.4258 | 0
2025 | 4 | 1 | 5 | 759.7155 | 0
2025 | 4 | 1 | 6 | 845.2222 | 0
2025 | 4 | 1 | 7 | 930.729 | 0
2025 | 4 | 1 | 8 | 1007.8902 | 0
2025 | 4 | 1 | 9 | 1039.5252 | 0
2025 | 4 | 1 | 10 | 1063.006 | 13.006
2025 | 4 | 1 | 11 | 1077.4527 | 27.4527
2025 | 4 | 1 | 12 | 1077.2341 | 27.2341
2025 | 4 | 1 | 13 | 1081.6084 | 31.6084
2025 | 4 | 1 | 14 | 1074.9822 | 24.9822
2025 | 4 | 1 | 15 | 1069.6447 | 19.6447
2025 | 4 | 1 | 16 | 1055.9514 | 5.9514
2025 | 4 | 1 | 17 | 1053.7613 | 3.7613
2025 | 4 | 1 | 18 | 1029.504 | 0
2025 | 4 | 1 | 19 | 1018.4608 | 0
2025 | 4 | 1 | 20 | 1029.9181 | 0
2025 | 4 | 1 | 21 | 994.7366 | 0
2025 | 4 | 1 | 22 | 926.2785 | 0
2025 | 4 | 1 | 23 | 849.5789 | 0
2025 | 4 | 2 | 0 | 792.2062 | 0
2025 | 4 | 2 | 1 | 767.9165 | 0
2025 | 4 | 2 | 2 | 751.1862 | 0
2025 | 4 | 2 | 3 | 745.4202 | 0
2025 | 4 | 2 | 4 | 751.3293 | 0
2025 | 4 | 2 | 5 | 786.2229 | 0
2025 | 4 | 2 | 6 | 861.9709 | 0
2025 | 4 | 2 | 7 | 937.719 | 0
2025 | 4 | 2 | 8 | 1004.3902 | 0
2025 | 4 | 2 | 9 | 1036.7812 | 0
2025 | 4 | 2 | 10 | 1053.6792 | 3.6792
2025 | 4 | 2 | 11 | 1058.7538 | 8.7538
2025 | 4 | 2 | 12 | 1054.3938 | 4.3938
2025 | 4 | 2 | 13 | 1054.894 | 4.894
2025 | 4 | 2 | 14 | 1050.351 | 0.351
2025 | 4 | 2 | 15 | 1047.3311 | 0
2025 | 4 | 2 | 16 | 1053.7922 | 3.7922
2025 | 4 | 2 | 17 | 1055.9351 | 5.9351
2025 | 4 | 2 | 18 | 1042.7073 | 0
2025 | 4 | 2 | 19 | 1021.7721 | 0
2025 | 4 | 2 | 20 | 1029.4622 | 0
2025 | 4 | 2 | 21 | 996.9168 | 0
2025 | 4 | 2 | 22 | 935.6338 | 0
2025 | 4 | 2 | 23 | 864.733 | 0
2025 | 4 | 3 | 0 | 811.0104 | 0
2025 | 4 | 3 | 1 | 775.4788 | 0
2025 | 4 | 3 | 2 | 739.9473 | 0
2025 | 4 | 3 | 3 | 732.9741 | 0
2025 | 4 | 3 | 4 | 737.6327 | 0
2025 | 4 | 3 | 5 | 774.6081 | 0
2025 | 4 | 3 | 6 | 857.4251 | 0
2025 | 4 | 3 | 7 | 940.2422 | 0
2025 | 4 | 3 | 8 | 1010.4769 | 0
2025 | 4 | 3 | 9 | 1036.6392 | 0
2025 | 4 | 3 | 10 | 1048.6693 | 0
2025 | 4 | 3 | 11 | 1053.0479 | 3.0479
2025 | 4 | 3 | 12 | 1049.147 | 0
2025 | 4 | 3 | 13 | 1047.33 | 0
2025 | 4 | 3 | 14 | 1040.8725 | 0
2025 | 4 | 3 | 15 | 1031.9817 | 0
2025 | 4 | 3 | 16 | 1028.3337 | 0
2025 | 4 | 3 | 17 | 1014.4103 | 0
2025 | 4 | 3 | 18 | 972.6349 | 0
2025 | 4 | 3 | 19 | 974.3592 | 0
2025 | 4 | 3 | 20 | 998.2454 | 0
2025 | 4 | 3 | 21 | 972.4971 | 0
2025 | 4 | 3 | 22 | 905.1145 | 0
2025 | 4 | 3 | 23 | 830.1575 | 0
2025 | 4 | 4 | 0 | 770.7789 | 0
2025 | 4 | 4 | 1 | 774.0496 | 0
2025 | 4 | 4 | 2 | 755.2555 | 0
2025 | 4 | 4 | 3 | 749.2475 | 0
2025 | 4 | 4 | 4 | 753.7278 | 0
2025 | 4 | 4 | 5 | 783.5413 | 0
2025 | 4 | 4 | 6 | 851.9062 | 0
2025 | 4 | 4 | 7 | 920.271 | 0
2025 | 4 | 4 | 8 | 963.0719 | 0
2025 | 4 | 4 | 9 | 1005.8728 | 0
2025 | 4 | 4 | 10 | 1024.0811 | 0
2025 | 4 | 4 | 11 | 1031.133 | 0
2025 | 4 | 4 | 12 | 1030.8559 | 0
2025 | 4 | 4 | 13 | 1030.0327 | 0
2025 | 4 | 4 | 14 | 1020.1833 | 0
2025 | 4 | 4 | 15 | 1007.6981 | 0
2025 | 4 | 4 | 16 | 998.8648 | 0
2025 | 4 | 4 | 17 | 989.4372 | 0
2025 | 4 | 4 | 18 | 948.0861 | 0
2025 | 4 | 4 | 19 | 946.6559 | 0
2025 | 4 | 4 | 20 | 966.7733 | 0
2025 | 4 | 4 | 21 | 944.0393 | 0
2025 | 4 | 4 | 22 | 892.3646 | 0
2025 | 4 | 4 | 23 | 837.267 | 0
2025 | 4 | 5 | 0 | 790.4382 | 0
2025 | 4 | 5 | 1 | 764.7062 | 0
2025 | 4 | 5 | 2 | 738.9742 | 0
2025 | 4 | 5 | 3 | 730.2406 | 0
2025 | 4 | 5 | 4 | 728.7972 | 0
2025 | 4 | 5 | 5 | 741.3717 | 0
2025 | 4 | 5 | 6 | 769.1189 | 0
2025 | 4 | 5 | 7 | 796.866 | 0
2025 | 4 | 5 | 8 | 819.5104 | 0
2025 | 4 | 5 | 9 | 859.5199 | 0
2025 | 4 | 5 | 10 | 895.4438 | 0
2025 | 4 | 5 | 11 | 915.0056 | 0
2025 | 4 | 5 | 12 | 919.9847 | 0
2025 | 4 | 5 | 13 | 916.7947 | 0
2025 | 4 | 5 | 14 | 904.1549 | 0
2025 | 4 | 5 | 15 | 892.194 | 0
2025 | 4 | 5 | 16 | 886.0774 | 0
2025 | 4 | 5 | 17 | 883.399 | 0
2025 | 4 | 5 | 18 | 853.1405 | 0
2025 | 4 | 5 | 19 | 849.9096 | 0
2025 | 4 | 5 | 20 | 868.7471 | 0
2025 | 4 | 5 | 21 | 849.746 | 0
2025 | 4 | 5 | 22 | 813.4793 | 0
2025 | 4 | 5 | 23 | 776.8766 | 0
2025 | 4 | 6 | 0 | 747.0218 | 0
2025 | 4 | 6 | 1 | 730.9787 | 0
2025 | 4 | 6 | 2 | 714.9356 | 0
2025 | 4 | 6 | 3 | 706.755 | 0
2025 | 4 | 6 | 4 | 705.6898 | 0
2025 | 4 | 6 | 5 | 716.3332 | 0
2025 | 4 | 6 | 6 | 736.102 | 0
2025 | 4 | 6 | 7 | 755.8707 | 0
2025 | 4 | 6 | 8 | 768.5105 | 0
2025 | 4 | 6 | 9 | 804.5394 | 0
2025 | 4 | 6 | 10 | 844.5869 | 0
2025 | 4 | 6 | 11 | 872.5735 | 0
2025 | 4 | 6 | 12 | 887.374 | 0
2025 | 4 | 6 | 13 | 892.0366 | 0
2025 | 4 | 6 | 14 | 884.4737 | 0
2025 | 4 | 6 | 15 | 880.9599 | 0
2025 | 4 | 6 | 16 | 881.5074 | 0
2025 | 4 | 6 | 17 | 887.0321 | 0
2025 | 4 | 6 | 18 | 868.6532 | 0
2025 | 4 | 6 | 19 | 872.4778 | 0
2025 | 4 | 6 | 20 | 898.2505 | 0
2025 | 4 | 6 | 21 | 883.3799 | 0
2025 | 4 | 6 | 22 | 844.2776 | 0
2025 | 4 | 6 | 23 | 803.6717 | 0
2025 | 4 | 7 | 0 | 771.3093 | 0
2025 | 4 | 7 | 1 | 744.6978 | 0
2025 | 4 | 7 | 2 | 732.6391 | 0
2025 | 4 | 7 | 3 | 730.195 | 0
2025 | 4 | 7 | 4 | 736.5415 | 0
2025 | 4 | 7 | 5 | 771.5125 | 0
2025 | 4 | 7 | 6 | 847.4292 | 0
2025 | 4 | 7 | 7 | 923.346 | 0
2025 | 4 | 7 | 8 | 994.4522 | 0
2025 | 4 | 7 | 9 | 1023.0106 | 0
2025 | 4 | 7 | 10 | 1046.8181 | 0
2025 | 4 | 7 | 11 | 1061.6546 | 11.6546
2025 | 4 | 7 | 12 | 1065.3405 | 15.3405
2025 | 4 | 7 | 13 | 1069.1046 | 19.1046
2025 | 4 | 7 | 14 | 1062.8879 | 12.8879
2025 | 4 | 7 | 15 | 1059.0105 | 9.0105
2025 | 4 | 7 | 16 | 1057.0053 | 7.0053
2025 | 4 | 7 | 17 | 1050.5134 | 0.51341
2025 | 4 | 7 | 18 | 1012.2194 | 0
2025 | 4 | 7 | 19 | 999.8304 | 0
2025 | 4 | 7 | 20 | 1023.1969 | 0
2025 | 4 | 7 | 21 | 995.5687 | 0
2025 | 4 | 7 | 22 | 932.8141 | 0
2025 | 4 | 7 | 23 | 863.287 | 0
2025 | 4 | 8 | 0 | 808.8169 | 0
2025 | 4 | 8 | 1 | 777.5738 | 0
2025 | 4 | 8 | 2 | 759.8271 | 0
2025 | 4 | 8 | 3 | 753.4029 | 0
2025 | 4 | 8 | 4 | 759.1265 | 0
2025 | 4 | 8 | 5 | 793.4441 | 0
2025 | 4 | 8 | 6 | 868.6826 | 0
2025 | 4 | 8 | 7 | 943.9211 | 0
2025 | 4 | 8 | 8 | 1015.9482 | 0
2025 | 4 | 8 | 9 | 1043.6943 | 0
2025 | 4 | 8 | 10 | 1065.65 | 15.65
2025 | 4 | 8 | 11 | 1079.0191 | 29.0191
2025 | 4 | 8 | 12 | 1079.0542 | 29.0542
2025 | 4 | 8 | 13 | 1080.7322 | 30.7322
2025 | 4 | 8 | 14 | 1073.0089 | 23.0089
2025 | 4 | 8 | 15 | 1066.7669 | 16.7669
2025 | 4 | 8 | 16 | 1051.28 | 1.28
2025 | 4 | 8 | 17 | 1047.4269 | 0
2025 | 4 | 8 | 18 | 1028.39 | 0
2025 | 4 | 8 | 19 | 1013.7843 | 0
2025 | 4 | 8 | 20 | 1033.0273 | 0
2025 | 4 | 8 | 21 | 999.3569 | 0
2025 | 4 | 8 | 22 | 933.1581 | 0
2025 | 4 | 8 | 23 | 859.0816 | 0
2025 | 4 | 9 | 0 | 834.0834 | 0
2025 | 4 | 9 | 1 | 829.2891 | 0
2025 | 4 | 9 | 2 | 814.7825 | 0
2025 | 4 | 9 | 3 | 811.8742 | 0
2025 | 4 | 9 | 4 | 819.1721 | 0
2025 | 4 | 9 | 5 | 851.7249 | 0
2025 | 4 | 9 | 6 | 923.7691 | 0
2025 | 4 | 9 | 7 | 988.1076 | 0
2025 | 4 | 9 | 8 | 1052.4461 | 2.4461
2025 | 4 | 9 | 9 | 1080.3845 | 30.3845
2025 | 4 | 9 | 10 | 1101.0532 | 51.0532
2025 | 4 | 9 | 11 | 1112.0399 | 62.0399
2025 | 4 | 9 | 12 | 1110.0452 | 60.0452
2025 | 4 | 9 | 13 | 1107.2438 | 57.2438
2025 | 4 | 9 | 14 | 1100.7331 | 50.7331
2025 | 4 | 9 | 15 | 1095.6102 | 45.6102
2025 | 4 | 9 | 16 | 1098.2692 | 48.2692
2025 | 4 | 9 | 17 | 1099.9566 | 49.9566
2025 | 4 | 9 | 18 | 1098.0779 | 48.0779
2025 | 4 | 9 | 19 | 1088.169 | 38.169
2025 | 4 | 9 | 20 | 1104.7339 | 54.7339
2025 | 4 | 9 | 21 | 1077.8671 | 27.8671
2025 | 4 | 9 | 22 | 1021.1745 | 0
2025 | 4 | 9 | 23 | 956.6135 | 0
2025 | 4 | 10 | 0 | 903.8252 | 0
2025 | 4 | 10 | 1 | 872.1091 | 0
2025 | 4 | 10 | 2 | 840.393 | 0
2025 | 4 | 10 | 3 | 835.3586 | 0
2025 | 4 | 10 | 4 | 839.2629 | 0
2025 | 4 | 10 | 5 | 866.8873 | 0
2025 | 4 | 10 | 6 | 937.1286 | 0
2025 | 4 | 10 | 7 | 999.2009 | 0
2025 | 4 | 10 | 8 | 1047.2111 | 0
2025 | 4 | 10 | 9 | 1095.2213 | 45.2213
2025 | 4 | 10 | 10 | 1110.5708 | 60.5708
2025 | 4 | 10 | 11 | 1116.2287 | 66.2287
2025 | 4 | 10 | 12 | 1111.7406 | 61.7406
2025 | 4 | 10 | 13 | 1105.5638 | 55.5638
2025 | 4 | 10 | 14 | 1097.2906 | 47.2906
2025 | 4 | 10 | 15 | 1088.8795 | 38.8795
2025 | 4 | 10 | 16 | 1084.8107 | 34.8107
2025 | 4 | 10 | 17 | 1079.9653 | 29.9653
2025 | 4 | 10 | 18 | 1049.3688 | 0
2025 | 4 | 10 | 19 | 1038.2827 | 0
2025 | 4 | 10 | 20 | 1069.0374 | 19.0374
2025 | 4 | 10 | 21 | 1053.511 | 3.511
2025 | 4 | 10 | 22 | 1000.1359 | 0
2025 | 4 | 10 | 23 | 937.6398 | 0
2025 | 4 | 11 | 0 | 885.2726 | 0
2025 | 4 | 11 | 1 | 856.5442 | 0
2025 | 4 | 11 | 2 | 838.0003 | 0
2025 | 4 | 11 | 3 | 830.1426 | 0
2025 | 4 | 11 | 4 | 833.5296 | 0
2025 | 4 | 11 | 5 | 861.9407 | 0
2025 | 4 | 11 | 6 | 926.8259 | 0
2025 | 4 | 11 | 7 | 991.711 | 0
2025 | 4 | 11 | 8 | 1035.891 | 0
2025 | 4 | 11 | 9 | 1080.0709 | 30.0709
2025 | 4 | 11 | 10 | 1100.2169 | 50.2169
2025 | 4 | 11 | 11 | 1108.3176 | 58.3176
2025 | 4 | 11 | 12 | 1107.7331 | 57.7331
2025 | 4 | 11 | 13 | 1103.8593 | 53.8593
2025 | 4 | 11 | 14 | 1093.9032 | 43.9032
2025 | 4 | 11 | 15 | 1081.0309 | 31.0309
2025 | 4 | 11 | 16 | 1065.8064 | 15.8064
2025 | 4 | 11 | 17 | 1049.6152 | 0
2025 | 4 | 11 | 18 | 1011.7117 | 0
2025 | 4 | 11 | 19 | 1003.4345 | 0
2025 | 4 | 11 | 20 | 1032.6869 | 0
2025 | 4 | 11 | 21 | 1009.9546 | 0
2025 | 4 | 11 | 22 | 956.9295 | 0
2025 | 4 | 11 | 23 | 897.8775 | 0
2025 | 4 | 12 | 0 | 848.0287 | 0
2025 | 4 | 12 | 1 | 815.5107 | 0
2025 | 4 | 12 | 2 | 782.9926 | 0
2025 | 4 | 12 | 3 | 770.0417 | 0
2025 | 4 | 12 | 4 | 767.5981 | 0
2025 | 4 | 12 | 5 | 782.3475 | 0
2025 | 4 | 12 | 6 | 813.2141 | 0
2025 | 4 | 12 | 7 | 834.326 | 0
2025 | 4 | 12 | 8 | 855.4378 | 0
2025 | 4 | 12 | 9 | 900.0538 | 0
2025 | 4 | 12 | 10 | 944.6223 | 0
2025 | 4 | 12 | 11 | 967.2561 | 0
2025 | 4 | 12 | 12 | 972.6194 | 0
2025 | 4 | 12 | 13 | 972.2608 | 0
2025 | 4 | 12 | 14 | 960.1556 | 0
2025 | 4 | 12 | 15 | 947.4899 | 0
2025 | 4 | 12 | 16 | 939.9299 | 0
2025 | 4 | 12 | 17 | 936.897 | 0
2025 | 4 | 12 | 18 | 912.0379 | 0
2025 | 4 | 12 | 19 | 894.9596 | 0
2025 | 4 | 12 | 20 | 927.481 | 0
2025 | 4 | 12 | 21 | 912.9118 | 0
2025 | 4 | 12 | 22 | 868.6846 | 0
2025 | 4 | 12 | 23 | 826.0423 | 0
2025 | 4 | 13 | 0 | 790.3886 | 0
2025 | 4 | 13 | 1 | 761.6847 | 0
2025 | 4 | 13 | 2 | 741.8203 | 0
2025 | 4 | 13 | 3 | 731.9591 | 0
2025 | 4 | 13 | 4 | 729.6956 | 0
2025 | 4 | 13 | 5 | 740.1812 | 0
2025 | 4 | 13 | 6 | 758.3769 | 0
2025 | 4 | 13 | 7 | 769.526 | 0
2025 | 4 | 13 | 8 | 780.6751 | 0
2025 | 4 | 13 | 9 | 817.2198 | 0
2025 | 4 | 13 | 10 | 858.68 | 0
2025 | 4 | 13 | 11 | 886.1626 | 0
2025 | 4 | 13 | 12 | 901.326 | 0
2025 | 4 | 13 | 13 | 911.8851 | 0
2025 | 4 | 13 | 14 | 908.305 | 0
2025 | 4 | 13 | 15 | 899.1491 | 0
2025 | 4 | 13 | 16 | 900.119 | 0
2025 | 4 | 13 | 17 | 903.3268 | 0
2025 | 4 | 13 | 18 | 879.1026 | 0
2025 | 4 | 13 | 19 | 875.6633 | 0
2025 | 4 | 13 | 20 | 910.4996 | 0
2025 | 4 | 13 | 21 | 899.9447 | 0
2025 | 4 | 13 | 22 | 858.7435 | 0
2025 | 4 | 13 | 23 | 814.5248 | 0
2025 | 4 | 14 | 0 | 778.373 | 0
2025 | 4 | 14 | 1 | 764.366 | 0
2025 | 4 | 14 | 2 | 749.9062 | 0
2025 | 4 | 14 | 3 | 746.3859 | 0
2025 | 4 | 14 | 4 | 754.4156 | 0
2025 | 4 | 14 | 5 | 787.8494 | 0
2025 | 4 | 14 | 6 | 863.181 | 0
2025 | 4 | 14 | 7 | 938.5126 | 0
2025 | 4 | 14 | 8 | 988.79 | 0
2025 | 4 | 14 | 9 | 1019.5998 | 0
2025 | 4 | 14 | 10 | 1042.2476 | 0
2025 | 4 | 14 | 11 | 1054.2791 | 4.2791
2025 | 4 | 14 | 12 | 1057.97 | 7.97
2025 | 4 | 14 | 13 | 1057.8966 | 7.8966
2025 | 4 | 14 | 14 | 1052.7474 | 2.7474
2025 | 4 | 14 | 15 | 1045.1932 | 0
2025 | 4 | 14 | 16 | 1040.7843 | 0
2025 | 4 | 14 | 17 | 1036.0484 | 0
2025 | 4 | 14 | 18 | 1004.267 | 0
2025 | 4 | 14 | 19 | 989.9058 | 0
2025 | 4 | 14 | 20 | 1024.3511 | 0
2025 | 4 | 14 | 21 | 1006.0194 | 0
2025 | 4 | 14 | 22 | 947.7791 | 0
2025 | 4 | 14 | 23 | 883.7236 | 0
2025 | 4 | 15 | 0 | 831.0112 | 0
2025 | 4 | 15 | 1 | 803.6249 | 0
2025 | 4 | 15 | 2 | 785.4182 | 0
2025 | 4 | 15 | 3 | 779.1907 | 0
2025 | 4 | 15 | 4 | 785.3069 | 0
2025 | 4 | 15 | 5 | 817.9823 | 0
2025 | 4 | 15 | 6 | 893.757 | 0
2025 | 4 | 15 | 7 | 961.6672 | 0
2025 | 4 | 15 | 8 | 1029.5773 | 0
2025 | 4 | 15 | 9 | 1060.0975 | 10.0975
2025 | 4 | 15 | 10 | 1083.2733 | 33.2733
2025 | 4 | 15 | 11 | 1096.7024 | 46.7024
2025 | 4 | 15 | 12 | 1098.9463 | 48.9463
2025 | 4 | 15 | 13 | 1097.9518 | 47.9518
2025 | 4 | 15 | 14 | 1092.1858 | 42.1858
2025 | 4 | 15 | 15 | 1084.2746 | 34.2746
2025 | 4 | 15 | 16 | 1063.6369 | 13.6369
2025 | 4 | 15 | 17 | 1061.2076 | 11.2076
2025 | 4 | 15 | 18 | 1045.2738 | 0
2025 | 4 | 15 | 19 | 1026.7824 | 0
2025 | 4 | 15 | 20 | 1056.6819 | 6.6819
2025 | 4 | 15 | 21 | 1032.914 | 0
2025 | 4 | 15 | 22 | 971.2455 | 0
2025 | 4 | 15 | 23 | 901.7146 | 0
2025 | 4 | 16 | 0 | 846.429 | 0
2025 | 4 | 16 | 1 | 823.8852 | 0
2025 | 4 | 16 | 2 | 804.8752 | 0
2025 | 4 | 16 | 3 | 797.7922 | 0
2025 | 4 | 16 | 4 | 802.3273 | 0
2025 | 4 | 16 | 5 | 834.4048 | 0
2025 | 4 | 16 | 6 | 906.3601 | 0
2025 | 4 | 16 | 7 | 978.3154 | 0
2025 | 4 | 16 | 8 | 1033.2728 | 0
2025 | 4 | 16 | 9 | 1061.6588 | 11.6588
2025 | 4 | 16 | 10 | 1084.0747 | 34.0747
2025 | 4 | 16 | 11 | 1094.1959 | 44.1959
2025 | 4 | 16 | 12 | 1095.3927 | 45.3927
2025 | 4 | 16 | 13 | 1093.5242 | 43.5242
2025 | 4 | 16 | 14 | 1087.7689 | 37.7689
2025 | 4 | 16 | 15 | 1080.6636 | 30.6636
2025 | 4 | 16 | 16 | 1077.9399 | 27.9399
2025 | 4 | 16 | 17 | 1073.4865 | 23.4865
2025 | 4 | 16 | 18 | 1058.5172 | 8.5172
2025 | 4 | 16 | 19 | 1044.7162 | 0
2025 | 4 | 16 | 20 | 1072.6657 | 22.6657
2025 | 4 | 16 | 21 | 1048.4879 | 0
2025 | 4 | 16 | 22 | 987.3929 | 0
2025 | 4 | 16 | 23 | 917.2485 | 0
2025 | 4 | 17 | 0 | 860.0105 | 0
2025 | 4 | 17 | 1 | 829.8012 | 0
2025 | 4 | 17 | 2 | 799.5919 | 0
2025 | 4 | 17 | 3 | 791.8508 | 0
2025 | 4 | 17 | 4 | 795.7421 | 0
2025 | 4 | 17 | 5 | 826.6597 | 0
2025 | 4 | 17 | 6 | 899.6221 | 0
2025 | 4 | 17 | 7 | 972.5846 | 0
2025 | 4 | 17 | 8 | 1023.8482 | 0
2025 | 4 | 17 | 9 | 1055.7068 | 5.7068
2025 | 4 | 17 | 10 | 1080.5977 | 30.5977
2025 | 4 | 17 | 11 | 1092.7444 | 42.7444
2025 | 4 | 17 | 12 | 1095.0061 | 45.0061
2025 | 4 | 17 | 13 | 1093.193 | 43.193
2025 | 4 | 17 | 14 | 1088.1112 | 38.1112
2025 | 4 | 17 | 15 | 1081.4261 | 31.4261
2025 | 4 | 17 | 16 | 1077.9887 | 27.9887
2025 | 4 | 17 | 17 | 1068.3521 | 18.3521
2025 | 4 | 17 | 18 | 1029.029 | 0
2025 | 4 | 17 | 19 | 1007.6219 | 0
2025 | 4 | 17 | 20 | 1036.7903 | 0
2025 | 4 | 17 | 21 | 1012.9691 | 0
2025 | 4 | 17 | 22 | 954.8683 | 0
2025 | 4 | 17 | 23 | 891.4288 | 0
2025 | 4 | 18 | 0 | 840.1461 | 0
2025 | 4 | 18 | 1 | 818.7052 | 0
2025 | 4 | 18 | 2 | 797.2643 | 0
2025 | 4 | 18 | 3 | 786.4249 | 0
2025 | 4 | 18 | 4 | 784.7475 | 0
2025 | 4 | 18 | 5 | 798.9529 | 0
2025 | 4 | 18 | 6 | 818.0522 | 0
2025 | 4 | 18 | 7 | 841.1837 | 0
2025 | 4 | 18 | 8 | 855.0116 | 0
2025 | 4 | 18 | 9 | 891.9296 | 0
2025 | 4 | 18 | 10 | 920.5284 | 0
2025 | 4 | 18 | 11 | 942.9053 | 0
2025 | 4 | 18 | 12 | 952.576 | 0
2025 | 4 | 18 | 13 | 949.9101 | 0
2025 | 4 | 18 | 14 | 938.3619 | 0
2025 | 4 | 18 | 15 | 928.8261 | 0
2025 | 4 | 18 | 16 | 930.7983 | 0
2025 | 4 | 18 | 17 | 931.9015 | 0
2025 | 4 | 18 | 18 | 899.8353 | 0
2025 | 4 | 18 | 19 | 900.4272 | 0
2025 | 4 | 18 | 20 | 901.6903 | 0
2025 | 4 | 18 | 21 | 902.9534 | 0
2025 | 4 | 18 | 22 | 866.6239 | 0
2025 | 4 | 18 | 23 | 830.1534 | 0
2025 | 4 | 19 | 0 | 801.0124 | 0
2025 | 4 | 19 | 1 | 772.9195 | 0
2025 | 4 | 19 | 2 | 752.4743 | 0
2025 | 4 | 19 | 3 | 732.0291 | 0
2025 | 4 | 19 | 4 | 728.513 | 0
2025 | 4 | 19 | 5 | 744.5368 | 0
2025 | 4 | 19 | 6 | 772.9064 | 0
2025 | 4 | 19 | 7 | 801.1627 | 0
2025 | 4 | 19 | 8 | 829.4191 | 0
2025 | 4 | 19 | 9 | 883.8323 | 0
2025 | 4 | 19 | 10 | 929.1477 | 0
2025 | 4 | 19 | 11 | 952.1227 | 0
2025 | 4 | 19 | 12 | 956.1002 | 0
2025 | 4 | 19 | 13 | 949.6037 | 0
2025 | 4 | 19 | 14 | 936.7582 | 0
2025 | 4 | 19 | 15 | 924.2379 | 0
2025 | 4 | 19 | 16 | 920.8052 | 0
2025 | 4 | 19 | 17 | 927.0022 | 0
2025 | 4 | 19 | 18 | 899.7829 | 0
2025 | 4 | 19 | 19 | 881.3295 | 0
2025 | 4 | 19 | 20 | 901.2245 | 0
2025 | 4 | 19 | 21 | 889.3647 | 0
2025 | 4 | 19 | 22 | 842.8281 | 0
2025 | 4 | 19 | 23 | 795.5296 | 0
2025 | 4 | 20 | 0 | 755.6815 | 0
2025 | 4 | 20 | 1 | 747.6809 | 0
2025 | 4 | 20 | 2 | 728.5024 | 0
2025 | 4 | 20 | 3 | 718.4049 | 0
2025 | 4 | 20 | 4 | 717.3876 | 0
2025 | 4 | 20 | 5 | 727.6149 | 0
2025 | 4 | 20 | 6 | 742.908 | 0
2025 | 4 | 20 | 7 | 755.8064 | 0
2025 | 4 | 20 | 8 | 768.7047 | 0
2025 | 4 | 20 | 9 | 805.1751 | 0
2025 | 4 | 20 | 10 | 848.6166 | 0
2025 | 4 | 20 | 11 | 876.9091 | 0
2025 | 4 | 20 | 12 | 891.4749 | 0
2025 | 4 | 20 | 13 | 894.0034 | 0
2025 | 4 | 20 | 14 | 889.4692 | 0
2025 | 4 | 20 | 15 | 885.1686 | 0
2025 | 4 | 20 | 16 | 885.7391 | 0
2025 | 4 | 20 | 17 | 891.6171 | 0
2025 | 4 | 20 | 18 | 876.41 | 0
2025 | 4 | 20 | 19 | 873.9397 | 0
2025 | 4 | 20 | 20 | 901.8898 | 0
2025 | 4 | 20 | 21 | 902.5891 | 0
2025 | 4 | 20 | 22 | 862.9665 | 0
2025 | 4 | 20 | 23 | 815.8502 | 0
2025 | 4 | 21 | 0 | 780.2881 | 0
2025 | 4 | 21 | 1 | 778.6862 | 0
2025 | 4 | 21 | 2 | 766.0193 | 0
2025 | 4 | 21 | 3 | 748.3649 | 0
2025 | 4 | 21 | 4 | 742.3585 | 0
2025 | 4 | 21 | 5 | 761.9625 | 0
2025 | 4 | 21 | 6 | 819.043 | 0
2025 | 4 | 21 | 7 | 876.1235 | 0
2025 | 4 | 21 | 8 | 922.7557 | 0
2025 | 4 | 21 | 9 | 959.9168 | 0
2025 | 4 | 21 | 10 | 987.3379 | 0
2025 | 4 | 21 | 11 | 1004.6064 | 0
2025 | 4 | 21 | 12 | 1010.3009 | 0
2025 | 4 | 21 | 13 | 1013.3374 | 0
2025 | 4 | 21 | 14 | 1002.1292 | 0
2025 | 4 | 21 | 15 | 992.736 | 0
2025 | 4 | 21 | 16 | 983.4604 | 0
2025 | 4 | 21 | 17 | 973.4842 | 0
2025 | 4 | 21 | 18 | 935.9818 | 0
2025 | 4 | 21 | 19 | 939.1668 | 0
2025 | 4 | 21 | 20 | 959.1949 | 0
2025 | 4 | 21 | 21 | 930.7581 | 0
2025 | 4 | 21 | 22 | 871.1938 | 0
2025 | 4 | 21 | 23 | 819.0676 | 0
2025 | 4 | 22 | 0 | 766.9414 | 0
2025 | 4 | 22 | 1 | 779.5258 | 0
2025 | 4 | 22 | 2 | 760.6519 | 0
2025 | 4 | 22 | 3 | 753.5076 | 0
2025 | 4 | 22 | 4 | 758.5017 | 0
2025 | 4 | 22 | 5 | 794.5087 | 0
2025 | 4 | 22 | 6 | 866.2579 | 0
2025 | 4 | 22 | 7 | 938.0071 | 0
2025 | 4 | 22 | 8 | 986.4476 | 0
2025 | 4 | 22 | 9 | 1034.8882 | 0
2025 | 4 | 22 | 10 | 1053.5102 | 3.5102
2025 | 4 | 22 | 11 | 1065.3115 | 15.3115
2025 | 4 | 22 | 12 | 1065.3036 | 15.3036
2025 | 4 | 22 | 13 | 1065.438 | 15.438
2025 | 4 | 22 | 14 | 1056.1697 | 6.1697
2025 | 4 | 22 | 15 | 1046.6932 | 0
2025 | 4 | 22 | 16 | 1027.2527 | 0
2025 | 4 | 22 | 17 | 1024.4592 | 0
2025 | 4 | 22 | 18 | 1010.4853 | 0
2025 | 4 | 22 | 19 | 999.8568 | 0
2025 | 4 | 22 | 20 | 1010.7083 | 0
2025 | 4 | 22 | 21 | 984.6556 | 0
2025 | 4 | 22 | 22 | 919.2829 | 0
2025 | 4 | 22 | 23 | 853.9101 | 0
2025 | 4 | 23 | 0 | 812.651 | 0
2025 | 4 | 23 | 1 | 771.3919 | 0
2025 | 4 | 23 | 2 | 753.8009 | 0
2025 | 4 | 23 | 3 | 748.3252 | 0
2025 | 4 | 23 | 4 | 754.4663 | 0
2025 | 4 | 23 | 5 | 786.9276 | 0
2025 | 4 | 23 | 6 | 846.762 | 0
2025 | 4 | 23 | 7 | 906.5965 | 0
2025 | 4 | 23 | 8 | 944.6201 | 0
2025 | 4 | 23 | 9 | 982.6436 | 0
2025 | 4 | 23 | 10 | 998.216 | 0
2025 | 4 | 23 | 11 | 1004.4908 | 0
2025 | 4 | 23 | 12 | 996.4367 | 0
2025 | 4 | 23 | 13 | 994.0546 | 0
2025 | 4 | 23 | 14 | 985.8379 | 0
2025 | 4 | 23 | 15 | 974.359 | 0
2025 | 4 | 23 | 16 | 973.9508 | 0
2025 | 4 | 23 | 17 | 967.648 | 0
2025 | 4 | 23 | 18 | 958.862 | 0
2025 | 4 | 23 | 19 | 935.9908 | 0
2025 | 4 | 23 | 20 | 955.9029 | 0
2025 | 4 | 23 | 21 | 937.0022 | 0
2025 | 4 | 23 | 22 | 884.9136 | 0
2025 | 4 | 23 | 23 | 833.9744 | 0
2025 | 4 | 24 | 0 | 795.5573 | 0
2025 | 4 | 24 | 1 | 757.1403 | 0
2025 | 4 | 24 | 2 | 741.7301 | 0
2025 | 4 | 24 | 3 | 726.32 | 0
2025 | 4 | 24 | 4 | 731.7421 | 0
2025 | 4 | 24 | 5 | 762.8042 | 0
2025 | 4 | 24 | 6 | 827.8696 | 0
2025 | 4 | 24 | 7 | 892.935 | 0
2025 | 4 | 24 | 8 | 944.0946 | 0
2025 | 4 | 24 | 9 | 995.2542 | 0
2025 | 4 | 24 | 10 | 1028.9743 | 0
2025 | 4 | 24 | 11 | 1052.6035 | 2.6035
2025 | 4 | 24 | 12 | 1067.7024 | 17.7024
2025 | 4 | 24 | 13 | 1080.7264 | 30.7264
2025 | 4 | 24 | 14 | 1084.3018 | 34.3018
2025 | 4 | 24 | 15 | 1083.8815 | 33.8815
2025 | 4 | 24 | 16 | 1077.0361 | 27.0361
2025 | 4 | 24 | 17 | 1056.4387 | 6.4387
2025 | 4 | 24 | 18 | 1021.2234 | 0
2025 | 4 | 24 | 19 | 1001.2856 | 0
2025 | 4 | 24 | 20 | 1002.6805 | 0
2025 | 4 | 24 | 21 | 991.0906 | 0
2025 | 4 | 24 | 22 | 930.3631 | 0
2025 | 4 | 24 | 23 | 864.8683 | 0
2025 | 4 | 25 | 0 | 799.3736 | 0
2025 | 4 | 25 | 1 | 734.0169 | 0
2025 | 4 | 25 | 2 | 712.3741 | 0
2025 | 4 | 25 | 3 | 704.4376 | 0
2025 | 4 | 25 | 4 | 709.5949 | 0
2025 | 4 | 25 | 5 | 741.1675 | 0
2025 | 4 | 25 | 6 | 814.0788 | 0
2025 | 4 | 25 | 7 | 886.99 | 0
2025 | 4 | 25 | 8 | 952.0703 | 0
2025 | 4 | 25 | 9 | 998.796 | 0
2025 | 4 | 25 | 10 | 1024.7188 | 0
2025 | 4 | 25 | 11 | 1036.0226 | 0
2025 | 4 | 25 | 12 | 1037.5106 | 0
2025 | 4 | 25 | 13 | 1033.5284 | 0
2025 | 4 | 25 | 14 | 1026.4252 | 0
2025 | 4 | 25 | 15 | 1018.754 | 0
2025 | 4 | 25 | 16 | 1013.0361 | 0
2025 | 4 | 25 | 17 | 1004.0343 | 0
2025 | 4 | 25 | 18 | 966.3352 | 0
2025 | 4 | 25 | 19 | 945.9277 | 0
2025 | 4 | 25 | 20 | 967.8219 | 0
2025 | 4 | 25 | 21 | 958.6601 | 0
2025 | 4 | 25 | 22 | 899.1823 | 0
2025 | 4 | 25 | 23 | 845.6416 | 0
2025 | 4 | 26 | 0 | 797.1244 | 0
2025 | 4 | 26 | 1 | 757.0058 | 0
2025 | 4 | 26 | 2 | 738.7081 | 0
2025 | 4 | 26 | 3 | 731.0479 | 0
2025 | 4 | 26 | 4 | 729.0648 | 0
2025 | 4 | 26 | 5 | 735.7684 | 0
2025 | 4 | 26 | 6 | 752.8414 | 0
2025 | 4 | 26 | 7 | 769.9144 | 0
2025 | 4 | 26 | 8 | 791.3919 | 0
2025 | 4 | 26 | 9 | 829.307 | 0
2025 | 4 | 26 | 10 | 858.4527 | 0
2025 | 4 | 26 | 11 | 875.9311 | 0
2025 | 4 | 26 | 12 | 882.475 | 0
2025 | 4 | 26 | 13 | 874.9423 | 0
2025 | 4 | 26 | 14 | 861.7712 | 0
2025 | 4 | 26 | 15 | 842.11 | 0
2025 | 4 | 26 | 16 | 836.0225 | 0
2025 | 4 | 26 | 17 | 826.3462 | 0
2025 | 4 | 26 | 18 | 799.4664 | 0
2025 | 4 | 26 | 19 | 794.0665 | 0
2025 | 4 | 26 | 20 | 814.672 | 0
2025 | 4 | 26 | 21 | 815.6828 | 0
2025 | 4 | 26 | 22 | 792.4587 | 0
2025 | 4 | 26 | 23 | 768.3534 | 0
2025 | 4 | 27 | 0 | 744.248 | 0
2025 | 4 | 27 | 1 | 710.1891 | 0
2025 | 4 | 27 | 2 | 676.1301 | 0
2025 | 4 | 27 | 3 | 663.0586 | 0
2025 | 4 | 27 | 4 | 657.3901 | 0
2025 | 4 | 27 | 5 | 666.4014 | 0
2025 | 4 | 27 | 6 | 682.9076 | 0
2025 | 4 | 27 | 7 | 699.4139 | 0
2025 | 4 | 27 | 8 | 724.9776 | 0
2025 | 4 | 27 | 9 | 778.5019 | 0
2025 | 4 | 27 | 10 | 827.1414 | 0
2025 | 4 | 27 | 11 | 854.6853 | 0
2025 | 4 | 27 | 12 | 869.2994 | 0
2025 | 4 | 27 | 13 | 870.5173 | 0
2025 | 4 | 27 | 14 | 866.8398 | 0
2025 | 4 | 27 | 15 | 865.2482 | 0
2025 | 4 | 27 | 16 | 874.6126 | 0
2025 | 4 | 27 | 17 | 877.3155 | 0
2025 | 4 | 27 | 18 | 858.1544 | 0
2025 | 4 | 27 | 19 | 839.9707 | 0
2025 | 4 | 27 | 20 | 871.2015 | 0
2025 | 4 | 27 | 21 | 871.6222 | 0
2025 | 4 | 27 | 22 | 825.6964 | 0
2025 | 4 | 27 | 23 | 775.5858 | 0
2025 | 4 | 28 | 0 | 725.4753 | 0
2025 | 4 | 28 | 1 | 697.8388 | 0
2025 | 4 | 28 | 2 | 682.8037 | 0
2025 | 4 | 28 | 3 | 680.4613 | 0
2025 | 4 | 28 | 4 | 689.8677 | 0
2025 | 4 | 28 | 5 | 729.2298 | 0
2025 | 4 | 28 | 6 | 806.4548 | 0
2025 | 4 | 28 | 7 | 883.6798 | 0
2025 | 4 | 28 | 8 | 942.0222 | 0
2025 | 4 | 28 | 9 | 1000.3647 | 0
2025 | 4 | 28 | 10 | 1024.5643 | 0
2025 | 4 | 28 | 11 | 1040.6033 | 0
2025 | 4 | 28 | 12 | 1045.0367 | 0
2025 | 4 | 28 | 13 | 1047.52 | 0
2025 | 4 | 28 | 14 | 1045.0358 | 0
2025 | 4 | 28 | 15 | 1042.3362 | 0
2025 | 4 | 28 | 16 | 1043.004 | 0
2025 | 4 | 28 | 17 | 1048.1065 | 0
2025 | 4 | 28 | 18 | 1025.6496 | 0
2025 | 4 | 28 | 19 | 1000.5648 | 0
2025 | 4 | 28 | 20 | 1004.938 | 0
2025 | 4 | 28 | 21 | 993.0466 | 0
2025 | 4 | 28 | 22 | 926.4079 | 0
2025 | 4 | 28 | 23 | 858.6933 | 0
2025 | 4 | 29 | 0 | 790.9788 | 0
2025 | 4 | 29 | 1 | 750.7712 | 0
2025 | 4 | 29 | 2 | 729.5245 | 0
2025 | 4 | 29 | 3 | 721.5425 | 0
2025 | 4 | 29 | 4 | 727.8345 | 0
2025 | 4 | 29 | 5 | 765.6969 | 0
2025 | 4 | 29 | 6 | 842.5768 | 0
2025 | 4 | 29 | 7 | 919.4568 | 0
2025 | 4 | 29 | 8 | 986.1173 | 0
2025 | 4 | 29 | 9 | 1035.8622 | 0
2025 | 4 | 29 | 10 | 1057.2101 | 7.2101
2025 | 4 | 29 | 11 | 1071.3605 | 21.3605
2025 | 4 | 29 | 12 | 1071.7705 | 21.7705
2025 | 4 | 29 | 13 | 1072.4315 | 22.4315
2025 | 4 | 29 | 14 | 1068.2105 | 18.2105
2025 | 4 | 29 | 15 | 1061.1345 | 11.1345
2025 | 4 | 29 | 16 | 1049.7426 | 0
2025 | 4 | 29 | 17 | 1049.0135 | 0
2025 | 4 | 29 | 18 | 1038.7166 | 0
2025 | 4 | 29 | 19 | 1016.2805 | 0
2025 | 4 | 29 | 20 | 1023.5737 | 0
2025 | 4 | 29 | 21 | 1009.079 | 0
2025 | 4 | 29 | 22 | 939.6109 | 0
2025 | 4 | 29 | 23 | 866.9401 | 0
2025 | 4 | 30 | 0 | 794.2693 | 0
2025 | 4 | 30 | 1 | 785.5907 | 0
2025 | 4 | 30 | 2 | 734.7902 | 0
2025 | 4 | 30 | 3 | 728.1704 | 0
2025 | 4 | 30 | 4 | 732.7272 | 0
2025 | 4 | 30 | 5 | 761.7823 | 0
2025 | 4 | 30 | 6 | 824.3405 | 0
2025 | 4 | 30 | 7 | 886.8987 | 0
2025 | 4 | 30 | 8 | 954.7624 | 0
2025 | 4 | 30 | 9 | 986.4377 | 0
2025 | 4 | 30 | 10 | 1001.9623 | 0
2025 | 4 | 30 | 11 | 1012.32 | 0
2025 | 4 | 30 | 12 | 1013.5692 | 0
2025 | 4 | 30 | 13 | 1013.8821 | 0
2025 | 4 | 30 | 14 | 1008.9422 | 0
2025 | 4 | 30 | 15 | 1005.2054 | 0
2025 | 4 | 30 | 16 | 1008.6842 | 0
2025 | 4 | 30 | 17 | 1010.3749 | 0
2025 | 4 | 30 | 18 | 991.5663 | 0
2025 | 4 | 30 | 19 | 980.8934 | 0
2025 | 4 | 30 | 20 | 980.713 | 0
2025 | 4 | 30 | 21 | 960.3525 | 0
2025 | 4 | 30 | 22 | 902.8194 | 0
2025 | 4 | 30 | 23 | 834.2022 | 0
2025 | 5 | 1 | 0 | 780.9611 | 0
2025 | 5 | 1 | 1 | 753.1801 | 0
2025 | 5 | 1 | 2 | 702.465 | 0
2025 | 5 | 1 | 3 | 685.4848 | 0
2025 | 5 | 1 | 4 | 688.2197 | 0
2025 | 5 | 1 | 5 | 712.8603 | 0
2025 | 5 | 1 | 6 | 769.0407 | 0
2025 | 5 | 1 | 7 | 825.2211 | 0
2025 | 5 | 1 | 8 | 882.8616 | 0
2025 | 5 | 1 | 9 | 909.2654 | 0
2025 | 5 | 1 | 10 | 924.1106 | 0
2025 | 5 | 1 | 11 | 933.2213 | 0
2025 | 5 | 1 | 12 | 938.1149 | 0
2025 | 5 | 1 | 13 | 941.3655 | 0
2025 | 5 | 1 | 14 | 938.959 | 0
2025 | 5 | 1 | 15 | 938.4786 | 0
2025 | 5 | 1 | 16 | 937.9748 | 0
2025 | 5 | 1 | 17 | 930.5772 | 0
2025 | 5 | 1 | 18 | 891.2509 | 0
2025 | 5 | 1 | 19 | 868.0744 | 0
2025 | 5 | 1 | 20 | 885.5098 | 0
2025 | 5 | 1 | 21 | 876.9444 | 0
2025 | 5 | 1 | 22 | 826.285 | 0
2025 | 5 | 1 | 23 | 775.6256 | 0
2025 | 5 | 2 | 0 | 748.5722 | 0
2025 | 5 | 2 | 1 | 721.5188 | 0
2025 | 5 | 2 | 2 | 673.2742 | 0
2025 | 5 | 2 | 3 | 667.2107 | 0
2025 | 5 | 2 | 4 | 670.0506 | 0
2025 | 5 | 2 | 5 | 691.8441 | 0
2025 | 5 | 2 | 6 | 740.6275 | 0
2025 | 5 | 2 | 7 | 789.411 | 0
2025 | 5 | 2 | 8 | 830.0451 | 0
2025 | 5 | 2 | 9 | 870.6793 | 0
2025 | 5 | 2 | 10 | 895.2855 | 0
2025 | 5 | 2 | 11 | 909.9455 | 0
2025 | 5 | 2 | 12 | 913.7579 | 0
2025 | 5 | 2 | 13 | 913.7029 | 0
2025 | 5 | 2 | 14 | 906.9207 | 0
2025 | 5 | 2 | 15 | 898.7243 | 0
2025 | 5 | 2 | 16 | 885.0987 | 0
2025 | 5 | 2 | 17 | 870.891 | 0
2025 | 5 | 2 | 18 | 839.1478 | 0
2025 | 5 | 2 | 19 | 824.239 | 0
2025 | 5 | 2 | 20 | 833.7717 | 0
2025 | 5 | 2 | 21 | 825.3444 | 0
2025 | 5 | 2 | 22 | 783.4081 | 0
2025 | 5 | 2 | 23 | 739.608 | 0
2025 | 5 | 3 | 0 | 706.4596 | 0
2025 | 5 | 3 | 1 | 673.3112 | 0
2025 | 5 | 3 | 2 | 618.7965 | 0
2025 | 5 | 3 | 3 | 612.5959 | 0
2025 | 5 | 3 | 4 | 610.3891 | 0
2025 | 5 | 3 | 5 | 615.1227 | 0
2025 | 5 | 3 | 6 | 628.3126 | 0
2025 | 5 | 3 | 7 | 641.5024 | 0
2025 | 5 | 3 | 8 | 660.6804 | 0
2025 | 5 | 3 | 9 | 690.6367 | 0
2025 | 5 | 3 | 10 | 714.3508 | 0
2025 | 5 | 3 | 11 | 728.8195 | 0
2025 | 5 | 3 | 12 | 734.2306 | 0
2025 | 5 | 3 | 13 | 732.8299 | 0
2025 | 5 | 3 | 14 | 726.0607 | 0
2025 | 5 | 3 | 15 | 719.7536 | 0
2025 | 5 | 3 | 16 | 713.015 | 0
2025 | 5 | 3 | 17 | 707.1068 | 0
2025 | 5 | 3 | 18 | 688.6124 | 0
2025 | 5 | 3 | 19 | 686.0178 | 0
2025 | 5 | 3 | 20 | 686.5641 | 0
2025 | 5 | 3 | 21 | 686.5178 | 0
2025 | 5 | 3 | 22 | 667.2016 | 0
2025 | 5 | 3 | 23 | 645.9743 | 0
2025 | 5 | 4 | 0 | 627.5015 | 0
2025 | 5 | 4 | 1 | 598.3778 | 0
2025 | 5 | 4 | 2 | 552.5054 | 0
2025 | 5 | 4 | 3 | 543.8348 | 0
2025 | 5 | 4 | 4 | 540.3947 | 0
2025 | 5 | 4 | 5 | 542.6018 | 0
2025 | 5 | 4 | 6 | 553.1952 | 0
2025 | 5 | 4 | 7 | 563.7886 | 0
2025 | 5 | 4 | 8 | 584.5157 | 0
2025 | 5 | 4 | 9 | 622.4515 | 0
2025 | 5 | 4 | 10 | 654.7437 | 0
2025 | 5 | 4 | 11 | 679.2818 | 0
2025 | 5 | 4 | 12 | 691.1375 | 0
2025 | 5 | 4 | 13 | 694.8581 | 0
2025 | 5 | 4 | 14 | 694.683 | 0
2025 | 5 | 4 | 15 | 693.7281 | 0
2025 | 5 | 4 | 16 | 696.8979 | 0
2025 | 5 | 4 | 17 | 703.4999 | 0
2025 | 5 | 4 | 18 | 697.0846 | 0
2025 | 5 | 4 | 19 | 694.672 | 0
2025 | 5 | 4 | 20 | 691.1267 | 0
2025 | 5 | 4 | 21 | 686.3461 | 0
2025 | 5 | 4 | 22 | 659.0662 | 0
2025 | 5 | 4 | 23 | 624.4149 | 0
2025 | 5 | 5 | 0 | 595.0805 | 0
2025 | 5 | 5 | 1 | 557.1226 | 0
2025 | 5 | 5 | 2 | 544.5238 | 0
2025 | 5 | 5 | 3 | 539.809 | 0
2025 | 5 | 5 | 4 | 545.1263 | 0
2025 | 5 | 5 | 5 | 571.6949 | 0
2025 | 5 | 5 | 6 | 629.5012 | 0
2025 | 5 | 5 | 7 | 687.3075 | 0
2025 | 5 | 5 | 8 | 735.369 | 0
2025 | 5 | 5 | 9 | 783.4305 | 0
2025 | 5 | 5 | 10 | 805.9394 | 0
2025 | 5 | 5 | 11 | 822.7586 | 0
2025 | 5 | 5 | 12 | 829.5079 | 0
2025 | 5 | 5 | 13 | 834.359 | 0
2025 | 5 | 5 | 14 | 832.9464 | 0
2025 | 5 | 5 | 15 | 830.1496 | 0
2025 | 5 | 5 | 16 | 829.3328 | 0
2025 | 5 | 5 | 17 | 825.6217 | 0
2025 | 5 | 5 | 18 | 800.3966 | 0
2025 | 5 | 5 | 19 | 779.325 | 0
2025 | 5 | 5 | 20 | 772.66 | 0
2025 | 5 | 5 | 21 | 756.699 | 0
2025 | 5 | 5 | 22 | 705.386 | 0
2025 | 5 | 5 | 23 | 656.8245 | 0
2025 | 5 | 6 | 0 | 608.2631 | 0
2025 | 5 | 6 | 1 | 594.4553 | 0
2025 | 5 | 6 | 2 | 580.6475 | 0
2025 | 5 | 6 | 3 | 574.8438 | 0
2025 | 5 | 6 | 4 | 578.0667 | 0
2025 | 5 | 6 | 5 | 600.8363 | 0
2025 | 5 | 6 | 6 | 653.1481 | 0
2025 | 5 | 6 | 7 | 705.4598 | 0
2025 | 5 | 6 | 8 | 751.6194 | 0
2025 | 5 | 6 | 9 | 797.7789 | 0
2025 | 5 | 6 | 10 | 824.2306 | 0
2025 | 5 | 6 | 11 | 846.5525 | 0
2025 | 5 | 6 | 12 | 860.9244 | 0
2025 | 5 | 6 | 13 | 873.9558 | 0
2025 | 5 | 6 | 14 | 876.5751 | 0
2025 | 5 | 6 | 15 | 878.8646 | 0
2025 | 5 | 6 | 16 | 865.4286 | 0
2025 | 5 | 6 | 17 | 855.5091 | 0
2025 | 5 | 6 | 18 | 837.7477 | 0
2025 | 5 | 6 | 19 | 824.5844 | 0
2025 | 5 | 6 | 20 | 804.6644 | 0
2025 | 5 | 6 | 21 | 785.6576 | 0
2025 | 5 | 6 | 22 | 732.9512 | 0
2025 | 5 | 6 | 23 | 680.124 | 0
2025 | 5 | 7 | 0 | 627.2967 | 0
2025 | 5 | 7 | 1 | 607.0569 | 0
2025 | 5 | 7 | 2 | 586.8172 | 0
2025 | 5 | 7 | 3 | 579.6288 | 0
2025 | 5 | 7 | 4 | 580.8756 | 0
2025 | 5 | 7 | 5 | 600.6833 | 0
2025 | 5 | 7 | 6 | 649.7524 | 0
2025 | 5 | 7 | 7 | 698.8214 | 0
2025 | 5 | 7 | 8 | 754.8347 | 0
2025 | 5 | 7 | 9 | 789.4374 | 0
2025 | 5 | 7 | 10 | 813.7907 | 0
2025 | 5 | 7 | 11 | 829.6765 | 0
2025 | 5 | 7 | 12 | 839.6066 | 0
2025 | 5 | 7 | 13 | 847.8798 | 0
2025 | 5 | 7 | 14 | 850.4701 | 0
2025 | 5 | 7 | 15 | 851.8087 | 0
2025 | 5 | 7 | 16 | 852.9951 | 0
2025 | 5 | 7 | 17 | 848.9517 | 0
2025 | 5 | 7 | 18 | 833.7912 | 0
2025 | 5 | 7 | 19 | 814.7677 | 0
2025 | 5 | 7 | 20 | 804.4368 | 0
2025 | 5 | 7 | 21 | 788.3329 | 0
2025 | 5 | 7 | 22 | 740.4592 | 0
2025 | 5 | 7 | 23 | 687.1975 | 0
2025 | 5 | 8 | 0 | 633.9358 | 0
2025 | 5 | 8 | 1 | 596.1228 | 0
2025 | 5 | 8 | 2 | 558.3099 | 0
2025 | 5 | 8 | 3 | 550.6153 | 0
2025 | 5 | 8 | 4 | 553.1574 | 0
2025 | 5 | 8 | 5 | 579.1489 | 0
2025 | 5 | 8 | 6 | 637.2162 | 0
2025 | 5 | 8 | 7 | 695.2835 | 0
2025 | 5 | 8 | 8 | 741.9584 | 0
2025 | 5 | 8 | 9 | 788.6333 | 0
2025 | 5 | 8 | 10 | 807.3008 | 0
2025 | 5 | 8 | 11 | 819.9696 | 0
2025 | 5 | 8 | 12 | 823.3452 | 0
2025 | 5 | 8 | 13 | 826.0223 | 0
2025 | 5 | 8 | 14 | 821.445 | 0
2025 | 5 | 8 | 15 | 815.0524 | 0
2025 | 5 | 8 | 16 | 809.4994 | 0
2025 | 5 | 8 | 17 | 806.1556 | 0
2025 | 5 | 8 | 18 | 787.2059 | 0
2025 | 5 | 8 | 19 | 779.2954 | 0
2025 | 5 | 8 | 20 | 774.9105 | 0
2025 | 5 | 8 | 21 | 760.6468 | 0
2025 | 5 | 8 | 22 | 708.6939 | 0
2025 | 5 | 8 | 23 | 648.2155 | 0
2025 | 5 | 9 | 0 | 597.8051 | 0
2025 | 5 | 9 | 1 | 591.8987 | 0
2025 | 5 | 9 | 2 | 585.9923 | 0
2025 | 5 | 9 | 3 | 579.8859 | 0
2025 | 5 | 9 | 4 | 582.5524 | 0
2025 | 5 | 9 | 5 | 604.3726 | 0
2025 | 5 | 9 | 6 | 654.6901 | 0
2025 | 5 | 9 | 7 | 705.0076 | 0
2025 | 5 | 9 | 8 | 747.1526 | 0
2025 | 5 | 9 | 9 | 789.2976 | 0
2025 | 5 | 9 | 10 | 809.3937 | 0
2025 | 5 | 9 | 11 | 822.9762 | 0
2025 | 5 | 9 | 12 | 827.5291 | 0
2025 | 5 | 9 | 13 | 832.0789 | 0
2025 | 5 | 9 | 14 | 825.9688 | 0
2025 | 5 | 9 | 15 | 820.7953 | 0
2025 | 5 | 9 | 16 | 813.0475 | 0
2025 | 5 | 9 | 17 | 810.6003 | 0
2025 | 5 | 9 | 18 | 793.5735 | 0
2025 | 5 | 9 | 19 | 776.2657 | 0
2025 | 5 | 9 | 20 | 766.2884 | 0
2025 | 5 | 9 | 21 | 746.0492 | 0
2025 | 5 | 9 | 22 | 704.4839 | 0
2025 | 5 | 9 | 23 | 657.3922 | 0
2025 | 5 | 10 | 0 | 620.4196 | 0
2025 | 5 | 10 | 1 | 583.447 | 0
2025 | 5 | 10 | 2 | 552.61 | 0
2025 | 5 | 10 | 3 | 543.0521 | 0
2025 | 5 | 10 | 4 | 539.3725 | 0
2025 | 5 | 10 | 5 | 547.6832 | 0
2025 | 5 | 10 | 6 | 567.5393 | 0
2025 | 5 | 10 | 7 | 599.2833 | 0
2025 | 5 | 10 | 8 | 631.0274 | 0
2025 | 5 | 10 | 9 | 674.6596 | 0
2025 | 5 | 10 | 10 | 702.5154 | 0
2025 | 5 | 10 | 11 | 717.0003 | 0
2025 | 5 | 10 | 12 | 715.4096 | 0
2025 | 5 | 10 | 13 | 705.7425 | 0
2025 | 5 | 10 | 14 | 692.0771 | 0
2025 | 5 | 10 | 15 | 677.9454 | 0
2025 | 5 | 10 | 16 | 672.4871 | 0
2025 | 5 | 10 | 17 | 668.5009 | 0
2025 | 5 | 10 | 18 | 658.9855 | 0
2025 | 5 | 10 | 19 | 656.9661 | 0
2025 | 5 | 10 | 20 | 663.3143 | 0
2025 | 5 | 10 | 21 | 656.4255 | 0
2025 | 5 | 10 | 22 | 626.4499 | 0
2025 | 5 | 10 | 23 | 591.2016 | 0
2025 | 5 | 11 | 0 | 556.1468 | 0
2025 | 5 | 11 | 1 | 554.5996 | 0
2025 | 5 | 11 | 2 | 539.2357 | 0
2025 | 5 | 11 | 3 | 531.6353 | 0
2025 | 5 | 11 | 4 | 529.2899 | 0
2025 | 5 | 11 | 5 | 532.8855 | 0
2025 | 5 | 11 | 6 | 541.9941 | 0
2025 | 5 | 11 | 7 | 561.6441 | 0
2025 | 5 | 11 | 8 | 581.2941 | 0
2025 | 5 | 11 | 9 | 615.9637 | 0
2025 | 5 | 11 | 10 | 646.9135 | 0
2025 | 5 | 11 | 11 | 668.9817 | 0
2025 | 5 | 11 | 12 | 679.282 | 0
2025 | 5 | 11 | 13 | 679.349 | 0
2025 | 5 | 11 | 14 | 675.5893 | 0
2025 | 5 | 11 | 15 | 671.4715 | 0
2025 | 5 | 11 | 16 | 672.8535 | 0
2025 | 5 | 11 | 17 | 677.0804 | 0
2025 | 5 | 11 | 18 | 666.4741 | 0
2025 | 5 | 11 | 19 | 667.1175 | 0
2025 | 5 | 11 | 20 | 671.0608 | 0
2025 | 5 | 11 | 21 | 668.8496 | 0
2025 | 5 | 11 | 22 | 641.127 | 0
2025 | 5 | 11 | 23 | 604.582 | 0
2025 | 5 | 12 | 0 | 574.5755 | 0
2025 | 5 | 12 | 1 | 548.8538 | 0
2025 | 5 | 12 | 2 | 536.2126 | 0
2025 | 5 | 12 | 3 | 532.7828 | 0
2025 | 5 | 12 | 4 | 538.1847 | 0
2025 | 5 | 12 | 5 | 565.4286 | 0
2025 | 5 | 12 | 6 | 626.2951 | 0
2025 | 5 | 12 | 7 | 687.1616 | 0
2025 | 5 | 12 | 8 | 734.6823 | 0
2025 | 5 | 12 | 9 | 782.203 | 0
2025 | 5 | 12 | 10 | 800.2342 | 0
2025 | 5 | 12 | 11 | 813.8527 | 0
2025 | 5 | 12 | 12 | 818.1797 | 0
2025 | 5 | 12 | 13 | 821.789 | 0
2025 | 5 | 12 | 14 | 818.0805 | 0
2025 | 5 | 12 | 15 | 814.4937 | 0
2025 | 5 | 12 | 16 | 813.7996 | 0
2025 | 5 | 12 | 17 | 809.1714 | 0
2025 | 5 | 12 | 18 | 783.4664 | 0
2025 | 5 | 12 | 19 | 770.2591 | 0
2025 | 5 | 12 | 20 | 767.3677 | 0
2025 | 5 | 12 | 21 | 752.3526 | 0
2025 | 5 | 12 | 22 | 702.8547 | 0
2025 | 5 | 12 | 23 | 650.3187 | 0
2025 | 5 | 13 | 0 | 622.9129 | 0
2025 | 5 | 13 | 1 | 595.5071 | 0
2025 | 5 | 13 | 2 | 580.9226 | 0
2025 | 5 | 13 | 3 | 575.9911 | 0
2025 | 5 | 13 | 4 | 578.4521 | 0
2025 | 5 | 13 | 5 | 601.8899 | 0
2025 | 5 | 13 | 6 | 657.5614 | 0
2025 | 5 | 13 | 7 | 713.2329 | 0
2025 | 5 | 13 | 8 | 777.667 | 0
2025 | 5 | 13 | 9 | 806.0459 | 0
2025 | 5 | 13 | 10 | 821.8036 | 0
2025 | 5 | 13 | 11 | 832.5042 | 0
2025 | 5 | 13 | 12 | 835.7324 | 0
2025 | 5 | 13 | 13 | 837.2972 | 0
2025 | 5 | 13 | 14 | 831.6719 | 0
2025 | 5 | 13 | 15 | 825.1192 | 0
2025 | 5 | 13 | 16 | 808.772 | 0
2025 | 5 | 13 | 17 | 803.077 | 0
2025 | 5 | 13 | 18 | 791.4326 | 0
2025 | 5 | 13 | 19 | 781.677 | 0
2025 | 5 | 13 | 20 | 771.4602 | 0
2025 | 5 | 13 | 21 | 755.2549 | 0
2025 | 5 | 13 | 22 | 710.8624 | 0
2025 | 5 | 13 | 23 | 662.5077 | 0
2025 | 5 | 14 | 0 | 614.1529 | 0
2025 | 5 | 14 | 1 | 593.8635 | 0
2025 | 5 | 14 | 2 | 577.4384 | 0
2025 | 5 | 14 | 3 | 570.9168 | 0
2025 | 5 | 14 | 4 | 573.0041 | 0
2025 | 5 | 14 | 5 | 596.0787 | 0
2025 | 5 | 14 | 6 | 649.8502 | 0
2025 | 5 | 14 | 7 | 703.6217 | 0
2025 | 5 | 14 | 8 | 763.0283 | 0
2025 | 5 | 14 | 9 | 791.9016 | 0
2025 | 5 | 14 | 10 | 812.3339 | 0
2025 | 5 | 14 | 11 | 824.0092 | 0
2025 | 5 | 14 | 12 | 830.9576 | 0
2025 | 5 | 14 | 13 | 834.7284 | 0
2025 | 5 | 14 | 14 | 832.7919 | 0
2025 | 5 | 14 | 15 | 829.2983 | 0
2025 | 5 | 14 | 16 | 829.8853 | 0
2025 | 5 | 14 | 17 | 830.8923 | 0
2025 | 5 | 14 | 18 | 820.6459 | 0
2025 | 5 | 14 | 19 | 809.6378 | 0
2025 | 5 | 14 | 20 | 800.0793 | 0
2025 | 5 | 14 | 21 | 783.6839 | 0
2025 | 5 | 14 | 22 | 736.0017 | 0
2025 | 5 | 14 | 23 | 681.0188 | 0
2025 | 5 | 15 | 0 | 626.036 | 0
2025 | 5 | 15 | 1 | 604.8821 | 0
2025 | 5 | 15 | 2 | 583.7282 | 0
2025 | 5 | 15 | 3 | 576.7573 | 0
2025 | 5 | 15 | 4 | 578.9544 | 0
2025 | 5 | 15 | 5 | 599.4585 | 0
2025 | 5 | 15 | 6 | 653.4524 | 0
2025 | 5 | 15 | 7 | 707.4463 | 0
2025 | 5 | 15 | 8 | 753.2228 | 0
2025 | 5 | 15 | 9 | 798.9994 | 0
2025 | 5 | 15 | 10 | 824.8692 | 0
2025 | 5 | 15 | 11 | 842.5753 | 0
2025 | 5 | 15 | 12 | 850.5185 | 0
2025 | 5 | 15 | 13 | 859.4357 | 0
2025 | 5 | 15 | 14 | 861.0853 | 0
2025 | 5 | 15 | 15 | 861.5793 | 0
2025 | 5 | 15 | 16 | 859.4693 | 0
2025 | 5 | 15 | 17 | 850.0382 | 0
2025 | 5 | 15 | 18 | 818.8921 | 0
2025 | 5 | 15 | 19 | 805.3089 | 0
2025 | 5 | 15 | 20 | 792.036 | 0
2025 | 5 | 15 | 21 | 784.0276 | 0
2025 | 5 | 15 | 22 | 738.5002 | 0
2025 | 5 | 15 | 23 | 689.7424 | 0
2025 | 5 | 16 | 0 | 640.9846 | 0
2025 | 5 | 16 | 1 | 607.3047 | 0
2025 | 5 | 16 | 2 | 573.6249 | 0
2025 | 5 | 16 | 3 | 567.6267 | 0
2025 | 5 | 16 | 4 | 569.9776 | 0
2025 | 5 | 16 | 5 | 590.0043 | 0
2025 | 5 | 16 | 6 | 640.1928 | 0
2025 | 5 | 16 | 7 | 690.3814 | 0
2025 | 5 | 16 | 8 | 739.9639 | 0
2025 | 5 | 16 | 9 | 775.197 | 0
2025 | 5 | 16 | 10 | 796.0216 | 0
2025 | 5 | 16 | 11 | 805.3103 | 0
2025 | 5 | 16 | 12 | 807.437 | 0
2025 | 5 | 16 | 13 | 809.9805 | 0
2025 | 5 | 16 | 14 | 805.8141 | 0
2025 | 5 | 16 | 15 | 801.5308 | 0
2025 | 5 | 16 | 16 | 797.2268 | 0
2025 | 5 | 16 | 17 | 784.4363 | 0
2025 | 5 | 16 | 18 | 757.2307 | 0
2025 | 5 | 16 | 19 | 740.8396 | 0
2025 | 5 | 16 | 20 | 744.3444 | 0
2025 | 5 | 16 | 21 | 736.2426 | 0
2025 | 5 | 16 | 22 | 698.4929 | 0
2025 | 5 | 16 | 23 | 653.2903 | 0
2025 | 5 | 17 | 0 | 614.7735 | 0
2025 | 5 | 17 | 1 | 576.7653 | 0
2025 | 5 | 17 | 2 | 546.4601 | 0
2025 | 5 | 17 | 3 | 535.8691 | 0
2025 | 5 | 17 | 4 | 532.4241 | 0
2025 | 5 | 17 | 5 | 537.5592 | 0
2025 | 5 | 17 | 6 | 555.8241 | 0
2025 | 5 | 17 | 7 | 586.1533 | 0
2025 | 5 | 17 | 8 | 616.4824 | 0
2025 | 5 | 17 | 9 | 658.8759 | 0
2025 | 5 | 17 | 10 | 688.9001 | 0
2025 | 5 | 17 | 11 | 706.061 | 0
2025 | 5 | 17 | 12 | 710.3982 | 0
2025 | 5 | 17 | 13 | 705.7967 | 0
2025 | 5 | 17 | 14 | 696.6746 | 0
2025 | 5 | 17 | 15 | 687.8919 | 0
2025 | 5 | 17 | 16 | 684.0949 | 0
2025 | 5 | 17 | 17 | 686.9438 | 0
2025 | 5 | 17 | 18 | 673.5904 | 0
2025 | 5 | 17 | 19 | 670.3829 | 0
2025 | 5 | 17 | 20 | 669.3817 | 0
2025 | 5 | 17 | 21 | 660.6964 | 0
2025 | 5 | 17 | 22 | 634.1689 | 0
2025 | 5 | 17 | 23 | 600.8259 | 0
2025 | 5 | 18 | 0 | 571.3444 | 0
2025 | 5 | 18 | 1 | 551.4046 | 0
2025 | 5 | 18 | 2 | 534.4902 | 0
2025 | 5 | 18 | 3 | 525.377 | 0
2025 | 5 | 18 | 4 | 520.8844 | 0
2025 | 5 | 18 | 5 | 520.4748 | 0
2025 | 5 | 18 | 6 | 532.4883 | 0
2025 | 5 | 18 | 7 | 544.5017 | 0
2025 | 5 | 18 | 8 | 573.8085 | 0
2025 | 5 | 18 | 9 | 613.9144 | 0
2025 | 5 | 18 | 10 | 645.4478 | 0
2025 | 5 | 18 | 11 | 668.4883 | 0
2025 | 5 | 18 | 12 | 682.0015 | 0
2025 | 5 | 18 | 13 | 687.5502 | 0
2025 | 5 | 18 | 14 | 689.1432 | 0
2025 | 5 | 18 | 15 | 691.6733 | 0
2025 | 5 | 18 | 16 | 696.2466 | 0
2025 | 5 | 18 | 17 | 702.0762 | 0
2025 | 5 | 18 | 18 | 693.6598 | 0
2025 | 5 | 18 | 19 | 686.283 | 0
2025 | 5 | 18 | 20 | 681.9736 | 0
2025 | 5 | 18 | 21 | 679.8792 | 0
2025 | 5 | 18 | 22 | 654.6464 | 0
2025 | 5 | 18 | 23 | 616.8131 | 0
2025 | 5 | 19 | 0 | 581.7757 | 0
2025 | 5 | 19 | 1 | 551.0515 | 0
2025 | 5 | 19 | 2 | 531.8073 | 0
2025 | 5 | 19 | 3 | 512.5631 | 0
2025 | 5 | 19 | 4 | 509.8426 | 0
2025 | 5 | 19 | 5 | 510.7895 | 0
2025 | 5 | 19 | 6 | 517.6516 | 0
2025 | 5 | 19 | 7 | 524.5136 | 0
2025 | 5 | 19 | 8 | 561.4017 | 0
2025 | 5 | 19 | 9 | 593.5255 | 0
2025 | 5 | 19 | 10 | 625.6493 | 0
2025 | 5 | 19 | 11 | 646.8481 | 0
2025 | 5 | 19 | 12 | 659.8411 | 0
2025 | 5 | 19 | 13 | 660.5112 | 0
2025 | 5 | 19 | 14 | 657.9207 | 0
2025 | 5 | 19 | 15 | 656.0344 | 0
2025 | 5 | 19 | 16 | 662.7233 | 0
2025 | 5 | 19 | 17 | 674.6977 | 0
2025 | 5 | 19 | 18 | 662.7394 | 0
2025 | 5 | 19 | 19 | 655.7984 | 0
2025 | 5 | 19 | 20 | 652.0797 | 0
2025 | 5 | 19 | 21 | 650.1979 | 0
2025 | 5 | 19 | 22 | 625.7805 | 0
2025 | 5 | 19 | 23 | 601.4599 | 0
2025 | 5 | 20 | 0 | 577.1392 | 0
2025 | 5 | 20 | 1 | 596.7709 | 0
2025 | 5 | 20 | 2 | 589.5447 | 0
2025 | 5 | 20 | 3 | 584.7218 | 0
2025 | 5 | 20 | 4 | 586.1591 | 0
2025 | 5 | 20 | 5 | 605.5806 | 0
2025 | 5 | 20 | 6 | 653.5763 | 0
2025 | 5 | 20 | 7 | 701.572 | 0
2025 | 5 | 20 | 8 | 755.5949 | 0
2025 | 5 | 20 | 9 | 778.0064 | 0
2025 | 5 | 20 | 10 | 791.593 | 0
2025 | 5 | 20 | 11 | 799.7046 | 0
2025 | 5 | 20 | 12 | 801.4394 | 0
2025 | 5 | 20 | 13 | 803.5552 | 0
2025 | 5 | 20 | 14 | 798.3473 | 0
2025 | 5 | 20 | 15 | 793.481 | 0
2025 | 5 | 20 | 16 | 778.9375 | 0
2025 | 5 | 20 | 17 | 774.8836 | 0
2025 | 5 | 20 | 18 | 758.7912 | 0
2025 | 5 | 20 | 19 | 748.6185 | 0
2025 | 5 | 20 | 20 | 747.4542 | 0
2025 | 5 | 20 | 21 | 743.9532 | 0
2025 | 5 | 20 | 22 | 706.4087 | 0
2025 | 5 | 20 | 23 | 664.5306 | 0
2025 | 5 | 21 | 0 | 629.9729 | 0
2025 | 5 | 21 | 1 | 595.4152 | 0
2025 | 5 | 21 | 2 | 581.2371 | 0
2025 | 5 | 21 | 3 | 575.9641 | 0
2025 | 5 | 21 | 4 | 578.5057 | 0
2025 | 5 | 21 | 5 | 600.4192 | 0
2025 | 5 | 21 | 6 | 653.1437 | 0
2025 | 5 | 21 | 7 | 705.8683 | 0
2025 | 5 | 21 | 8 | 763.8125 | 0
2025 | 5 | 21 | 9 | 796.5846 | 0
2025 | 5 | 21 | 10 | 822.3862 | 0
2025 | 5 | 21 | 11 | 838.5449 | 0
2025 | 5 | 21 | 12 | 846.6768 | 0
2025 | 5 | 21 | 13 | 854.8685 | 0
2025 | 5 | 21 | 14 | 855.772 | 0
2025 | 5 | 21 | 15 | 855.8213 | 0
2025 | 5 | 21 | 16 | 858.7016 | 0
2025 | 5 | 21 | 17 | 856.066 | 0
2025 | 5 | 21 | 18 | 839.253 | 0
2025 | 5 | 21 | 19 | 826.8571 | 0
2025 | 5 | 21 | 20 | 820.4156 | 0
2025 | 5 | 21 | 21 | 802.2735 | 0
2025 | 5 | 21 | 22 | 755.4481 | 0
2025 | 5 | 21 | 23 | 702.8563 | 0
2025 | 5 | 22 | 0 | 650.2644 | 0
2025 | 5 | 22 | 1 | 617.326 | 0
2025 | 5 | 22 | 2 | 584.3876 | 0
2025 | 5 | 22 | 3 | 575.7053 | 0
2025 | 5 | 22 | 4 | 576.0651 | 0
2025 | 5 | 22 | 5 | 595.7045 | 0
2025 | 5 | 22 | 6 | 652.4673 | 0
2025 | 5 | 22 | 7 | 709.2301 | 0
2025 | 5 | 22 | 8 | 775.1624 | 0
2025 | 5 | 22 | 9 | 816.2447 | 0
2025 | 5 | 22 | 10 | 849.9179 | 0
2025 | 5 | 22 | 11 | 872.7423 | 0
2025 | 5 | 22 | 12 | 885.7859 | 0
2025 | 5 | 22 | 13 | 899.2455 | 0
2025 | 5 | 22 | 14 | 905.7091 | 0
2025 | 5 | 22 | 15 | 910.7985 | 0
2025 | 5 | 22 | 16 | 915.3156 | 0
2025 | 5 | 22 | 17 | 908.8181 | 0
2025 | 5 | 22 | 18 | 884.1479 | 0
2025 | 5 | 22 | 19 | 862.5117 | 0
2025 | 5 | 22 | 20 | 841.8011 | 0
2025 | 5 | 22 | 21 | 815.2755 | 0
2025 | 5 | 22 | 22 | 766.5341 | 0
2025 | 5 | 22 | 23 | 711.1494 | 0
2025 | 5 | 23 | 0 | 674.7726 | 0
2025 | 5 | 23 | 1 | 638.3958 | 0
2025 | 5 | 23 | 2 | 615.9359 | 0
2025 | 5 | 23 | 3 | 604.1396 | 0
2025 | 5 | 23 | 4 | 602.3086 | 0
2025 | 5 | 23 | 5 | 618.8704 | 0
2025 | 5 | 23 | 6 | 680.1775 | 0
2025 | 5 | 23 | 7 | 750.1861 | 0
2025 | 5 | 23 | 8 | 807.8555 | 0
2025 | 5 | 23 | 9 | 874.2264 | 0
2025 | 5 | 23 | 10 | 920.3556 | 0
2025 | 5 | 23 | 11 | 953.1167 | 0
2025 | 5 | 23 | 12 | 971.9362 | 0
2025 | 5 | 23 | 13 | 990.9952 | 0
2025 | 5 | 23 | 14 | 1001.9412 | 1.9412
2025 | 5 | 23 | 15 | 1010.5428 | 10.5428
2025 | 5 | 23 | 16 | 1015.1129 | 15.1129
2025 | 5 | 23 | 17 | 1006.7717 | 6.7717
2025 | 5 | 23 | 18 | 971.9546 | 0
2025 | 5 | 23 | 19 | 941.4897 | 0
2025 | 5 | 23 | 20 | 904.2631 | 0
2025 | 5 | 23 | 21 | 876.5926 | 0
2025 | 5 | 23 | 22 | 824.8595 | 0
2025 | 5 | 23 | 23 | 761.5426 | 0
2025 | 5 | 24 | 0 | 698.2257 | 0
2025 | 5 | 24 | 1 | 655.8116 | 0
2025 | 5 | 24 | 2 | 609.4849 | 0
2025 | 5 | 24 | 3 | 591.3781 | 0
2025 | 5 | 24 | 4 | 580.8519 | 0
2025 | 5 | 24 | 5 | 581.6166 | 0
2025 | 5 | 24 | 6 | 604.9157 | 0
2025 | 5 | 24 | 7 | 628.2148 | 0
2025 | 5 | 24 | 8 | 667.7668 | 0
2025 | 5 | 24 | 9 | 716.7077 | 0
2025 | 5 | 24 | 10 | 753.4778 | 0
2025 | 5 | 24 | 11 | 778.8338 | 0
2025 | 5 | 24 | 12 | 788.8209 | 0
2025 | 5 | 24 | 13 | 789.7245 | 0
2025 | 5 | 24 | 14 | 786.946 | 0
2025 | 5 | 24 | 15 | 781.6496 | 0
2025 | 5 | 24 | 16 | 782.1624 | 0
2025 | 5 | 24 | 17 | 786.9074 | 0
2025 | 5 | 24 | 18 | 767.1291 | 0
2025 | 5 | 24 | 19 | 744.9651 | 0
2025 | 5 | 24 | 20 | 735.6532 | 0
2025 | 5 | 24 | 21 | 717.8773 | 0
2025 | 5 | 24 | 22 | 688.2994 | 0
2025 | 5 | 24 | 23 | 647.9599 | 0
2025 | 5 | 25 | 0 | 609.0372 | 0
2025 | 5 | 25 | 1 | 598.2023 | 0
2025 | 5 | 25 | 2 | 576.9581 | 0
2025 | 5 | 25 | 3 | 563.6072 | 0
2025 | 5 | 25 | 4 | 555.6994 | 0
2025 | 5 | 25 | 5 | 557.6315 | 0
2025 | 5 | 25 | 6 | 571.6737 | 0
2025 | 5 | 25 | 7 | 585.7159 | 0
2025 | 5 | 25 | 8 | 618.2932 | 0
2025 | 5 | 25 | 9 | 650.8705 | 0
2025 | 5 | 25 | 10 | 691.9795 | 0
2025 | 5 | 25 | 11 | 723.1821 | 0
2025 | 5 | 25 | 12 | 741.5116 | 0
2025 | 5 | 25 | 13 | 749.8526 | 0
2025 | 5 | 25 | 14 | 749.7079 | 0
2025 | 5 | 25 | 15 | 750.8221 | 0
2025 | 5 | 25 | 16 | 752.4411 | 0
2025 | 5 | 25 | 17 | 753.8385 | 0
2025 | 5 | 25 | 18 | 733.4971 | 0
2025 | 5 | 25 | 19 | 729.1404 | 0
2025 | 5 | 25 | 20 | 740.0966 | 0
2025 | 5 | 25 | 21 | 742.5338 | 0
2025 | 5 | 25 | 22 | 713.9255 | 0
2025 | 5 | 25 | 23 | 671.5019 | 0
2025 | 5 | 26 | 0 | 632.3687 | 0
2025 | 5 | 26 | 1 | 591.7985 | 0
2025 | 5 | 26 | 2 | 574.754 | 0
2025 | 5 | 26 | 3 | 567.3136 | 0
2025 | 5 | 26 | 4 | 570.5 | 0
2025 | 5 | 26 | 5 | 598.0608 | 0
2025 | 5 | 26 | 6 | 656.2893 | 0
2025 | 5 | 26 | 7 | 714.5178 | 0
2025 | 5 | 26 | 8 | 779.3441 | 0
2025 | 5 | 26 | 9 | 811.1815 | 0
2025 | 5 | 26 | 10 | 839.9158 | 0
2025 | 5 | 26 | 11 | 861.4989 | 0
2025 | 5 | 26 | 12 | 871.4415 | 0
2025 | 5 | 26 | 13 | 881.8942 | 0
2025 | 5 | 26 | 14 | 880.2302 | 0
2025 | 5 | 26 | 15 | 875.4865 | 0
2025 | 5 | 26 | 16 | 869.7165 | 0
2025 | 5 | 26 | 17 | 859.2206 | 0
2025 | 5 | 26 | 18 | 826.4447 | 0
2025 | 5 | 26 | 19 | 808.322 | 0
2025 | 5 | 26 | 20 | 802.1348 | 0
2025 | 5 | 26 | 21 | 781.7409 | 0
2025 | 5 | 26 | 22 | 730.2354 | 0
2025 | 5 | 26 | 23 | 675.0334 | 0
2025 | 5 | 27 | 0 | 619.8314 | 0
2025 | 5 | 27 | 1 | 607.4808 | 0
2025 | 5 | 27 | 2 | 589.5451 | 0
2025 | 5 | 27 | 3 | 580.5844 | 0
2025 | 5 | 27 | 4 | 579.1938 | 0
2025 | 5 | 27 | 5 | 598.2209 | 0
2025 | 5 | 27 | 6 | 650.8269 | 0
2025 | 5 | 27 | 7 | 703.4329 | 0
2025 | 5 | 27 | 8 | 768.6926 | 0
2025 | 5 | 27 | 9 | 807.5927 | 0
2025 | 5 | 27 | 10 | 836.5315 | 0
2025 | 5 | 27 | 11 | 856.9393 | 0
2025 | 5 | 27 | 12 | 869.0044 | 0
2025 | 5 | 27 | 13 | 882.4406 | 0
2025 | 5 | 27 | 14 | 890.8716 | 0
2025 | 5 | 27 | 15 | 896.9116 | 0
2025 | 5 | 27 | 16 | 892.3165 | 0
2025 | 5 | 27 | 17 | 892.4834 | 0
2025 | 5 | 27 | 18 | 877.45 | 0
2025 | 5 | 27 | 19 | 858.5053 | 0
2025 | 5 | 27 | 20 | 835.6943 | 0
2025 | 5 | 27 | 21 | 812.9545 | 0
2025 | 5 | 27 | 22 | 767.0326 | 0
2025 | 5 | 27 | 23 | 711.7527 | 0
2025 | 5 | 28 | 0 | 656.4729 | 0
2025 | 5 | 28 | 1 | 619.8453 | 0
2025 | 5 | 28 | 2 | 602.0516 | 0
2025 | 5 | 28 | 3 | 594.1209 | 0
2025 | 5 | 28 | 4 | 593.4218 | 0
2025 | 5 | 28 | 5 | 612.587 | 0
2025 | 5 | 28 | 6 | 666.4655 | 0
2025 | 5 | 28 | 7 | 720.344 | 0
2025 | 5 | 28 | 8 | 785.3869 | 0
2025 | 5 | 28 | 9 | 829.3908 | 0
2025 | 5 | 28 | 10 | 863.9464 | 0
2025 | 5 | 28 | 11 | 889.2209 | 0
2025 | 5 | 28 | 12 | 914.4333 | 0
2025 | 5 | 28 | 13 | 931.8888 | 0
2025 | 5 | 28 | 14 | 943.1697 | 0
2025 | 5 | 28 | 15 | 953.0763 | 0
2025 | 5 | 28 | 16 | 962.9893 | 0
2025 | 5 | 28 | 17 | 964.3806 | 0
2025 | 5 | 28 | 18 | 950.2086 | 0
2025 | 5 | 28 | 19 | 926.0005 | 0
2025 | 5 | 28 | 20 | 905.0521 | 0
2025 | 5 | 28 | 21 | 874.3304 | 0
2025 | 5 | 28 | 22 | 826.7098 | 0
2025 | 5 | 28 | 23 | 764.434 | 0
2025 | 5 | 29 | 0 | 709.2341 | 0
2025 | 5 | 29 | 1 | 654.0341 | 0
2025 | 5 | 29 | 2 | 605.9099 | 0
2025 | 5 | 29 | 3 | 593.8841 | 0
2025 | 5 | 29 | 4 | 591.039 | 0
2025 | 5 | 29 | 5 | 609.9596 | 0
2025 | 5 | 29 | 6 | 667.9544 | 0
2025 | 5 | 29 | 7 | 725.9493 | 0
2025 | 5 | 29 | 8 | 788.5242 | 0
2025 | 5 | 29 | 9 | 840.5363 | 0
2025 | 5 | 29 | 10 | 877.998 | 0
2025 | 5 | 29 | 11 | 905.3607 | 0
2025 | 5 | 29 | 12 | 920.196 | 0
2025 | 5 | 29 | 13 | 936.5167 | 0
2025 | 5 | 29 | 14 | 946.2307 | 0
2025 | 5 | 29 | 15 | 953.1361 | 0
2025 | 5 | 29 | 16 | 957.0572 | 0
2025 | 5 | 29 | 17 | 953.0461 | 0
2025 | 5 | 29 | 18 | 918.8602 | 0
2025 | 5 | 29 | 19 | 902.0687 | 0
2025 | 5 | 29 | 20 | 879.0806 | 0
2025 | 5 | 29 | 21 | 853.705 | 0
2025 | 5 | 29 | 22 | 802.8803 | 0
2025 | 5 | 29 | 23 | 741.7244 | 0
2025 | 5 | 30 | 0 | 700.2151 | 0
2025 | 5 | 30 | 1 | 658.7059 | 0
2025 | 5 | 30 | 2 | 633.9931 | 0
2025 | 5 | 30 | 3 | 621.3264 | 0
2025 | 5 | 30 | 4 | 618.5255 | 0
2025 | 5 | 30 | 5 | 641.5979 | 0
2025 | 5 | 30 | 6 | 704.621 | 0
2025 | 5 | 30 | 7 | 767.6442 | 0
2025 | 5 | 30 | 8 | 837.043 | 0
2025 | 5 | 30 | 9 | 896.8764 | 0
2025 | 5 | 30 | 10 | 942.0794 | 0
2025 | 5 | 30 | 11 | 975.2415 | 0
2025 | 5 | 30 | 12 | 994.3678 | 0
2025 | 5 | 30 | 13 | 1010.9175 | 10.9175
2025 | 5 | 30 | 14 | 1018.2286 | 18.2286
2025 | 5 | 30 | 15 | 1017.5699 | 17.5699
2025 | 5 | 30 | 16 | 1011.5572 | 11.5572
2025 | 5 | 30 | 17 | 999.1181 | 0
2025 | 5 | 30 | 18 | 964.4323 | 0
2025 | 5 | 30 | 19 | 948.1412 | 0
2025 | 5 | 30 | 20 | 924.3697 | 0
2025 | 5 | 30 | 21 | 907.4944 | 0
2025 | 5 | 30 | 22 | 857.214 | 0
2025 | 5 | 30 | 23 | 790.288 | 0
2025 | 5 | 31 | 0 | 730.392 | 0
2025 | 5 | 31 | 1 | 684.1534 | 0
2025 | 5 | 31 | 2 | 650.9081 | 0
2025 | 5 | 31 | 3 | 617.6627 | 0
2025 | 5 | 31 | 4 | 602.588 | 0
2025 | 5 | 31 | 5 | 593.9841 | 0
2025 | 5 | 31 | 6 | 598.3338 | 0
2025 | 5 | 31 | 7 | 602.6835 | 0
2025 | 5 | 31 | 8 | 644.8724 | 0
2025 | 5 | 31 | 9 | 687.0612 | 0
2025 | 5 | 31 | 10 | 719.8267 | 0
2025 | 5 | 31 | 11 | 739.4828 | 0
2025 | 5 | 31 | 12 | 746.4461 | 0
2025 | 5 | 31 | 13 | 749.2504 | 0
2025 | 5 | 31 | 14 | 750.4046 | 0
2025 | 5 | 31 | 15 | 751.7687 | 0
2025 | 5 | 31 | 16 | 753.8132 | 0
2025 | 5 | 31 | 17 | 759.7656 | 0
2025 | 5 | 31 | 18 | 743.566 | 0
2025 | 5 | 31 | 19 | 724.8485 | 0
2025 | 5 | 31 | 20 | 705.266 | 0
2025 | 5 | 31 | 21 | 696.3999 | 0
2025 | 5 | 31 | 22 | 678.5562 | 0
2025 | 5 | 31 | 23 | 647.1319 | 0
2025 | 6 | 1 | 0 | 618.2606 | 0
2025 | 6 | 1 | 1 | 578.5552 | 0
2025 | 6 | 1 | 2 | 538.8498 | 0
2025 | 6 | 1 | 3 | 528.2506 | 0
2025 | 6 | 1 | 4 | 523.0024 | 0
2025 | 6 | 1 | 5 | 522.3668 | 0
2025 | 6 | 1 | 6 | 534.3248 | 0
2025 | 6 | 1 | 7 | 546.2827 | 0
2025 | 6 | 1 | 8 | 576.8937 | 0
2025 | 6 | 1 | 9 | 607.5047 | 0
2025 | 6 | 1 | 10 | 641.4636 | 0
2025 | 6 | 1 | 11 | 662.5427 | 0
2025 | 6 | 1 | 12 | 672.9826 | 0
2025 | 6 | 1 | 13 | 678.6761 | 0
2025 | 6 | 1 | 14 | 677.9868 | 0
2025 | 6 | 1 | 15 | 682.1181 | 0
2025 | 6 | 1 | 16 | 690.0351 | 0
2025 | 6 | 1 | 17 | 694.4947 | 0
2025 | 6 | 1 | 18 | 689.5069 | 0
2025 | 6 | 1 | 19 | 685.2889 | 0
2025 | 6 | 1 | 20 | 683.5737 | 0
2025 | 6 | 1 | 21 | 677.0227 | 0
2025 | 6 | 1 | 22 | 655.289 | 0
2025 | 6 | 1 | 23 | 619.0912 | 0
2025 | 6 | 2 | 0 | 582.8934 | 0
2025 | 6 | 2 | 1 | 566.12 | 0
2025 | 6 | 2 | 2 | 554.618 | 0
2025 | 6 | 2 | 3 | 551.1671 | 0
2025 | 6 | 2 | 4 | 555.3858 | 0
2025 | 6 | 2 | 5 | 576.7439 | 0
2025 | 6 | 2 | 6 | 629.9965 | 0
2025 | 6 | 2 | 7 | 683.2492 | 0
2025 | 6 | 2 | 8 | 741.6133 | 0
2025 | 6 | 2 | 9 | 783.9017 | 0
2025 | 6 | 2 | 10 | 809.9392 | 0
2025 | 6 | 2 | 11 | 831.3424 | 0
2025 | 6 | 2 | 12 | 841.685 | 0
2025 | 6 | 2 | 13 | 851.758 | 0
2025 | 6 | 2 | 14 | 852.1827 | 0
2025 | 6 | 2 | 15 | 853.6595 | 0
2025 | 6 | 2 | 16 | 857.2352 | 0
2025 | 6 | 2 | 17 | 853.1089 | 0
2025 | 6 | 2 | 18 | 836.7157 | 0
2025 | 6 | 2 | 19 | 825.3005 | 0
2025 | 6 | 2 | 20 | 812.2722 | 0
2025 | 6 | 2 | 21 | 794.1983 | 0
2025 | 6 | 2 | 22 | 753.6326 | 0
2025 | 6 | 2 | 23 | 699.3154 | 0
2025 | 6 | 3 | 0 | 656.8133 | 0
2025 | 6 | 3 | 1 | 614.3111 | 0
2025 | 6 | 3 | 2 | 583.6241 | 0
2025 | 6 | 3 | 3 | 576.143 | 0
2025 | 6 | 3 | 4 | 577.5688 | 0
2025 | 6 | 3 | 5 | 597.6248 | 0
2025 | 6 | 3 | 6 | 651.7837 | 0
2025 | 6 | 3 | 7 | 705.9426 | 0
2025 | 6 | 3 | 8 | 753.4834 | 0
2025 | 6 | 3 | 9 | 801.0241 | 0
2025 | 6 | 3 | 10 | 829.5082 | 0
2025 | 6 | 3 | 11 | 849.968 | 0
2025 | 6 | 3 | 12 | 859.3914 | 0
2025 | 6 | 3 | 13 | 866.1938 | 0
2025 | 6 | 3 | 14 | 862.0373 | 0
2025 | 6 | 3 | 15 | 860.1557 | 0
2025 | 6 | 3 | 16 | 848.6764 | 0
2025 | 6 | 3 | 17 | 847.2332 | 0
2025 | 6 | 3 | 18 | 834.8813 | 0
2025 | 6 | 3 | 19 | 818.3622 | 0
2025 | 6 | 3 | 20 | 813.3952 | 0
2025 | 6 | 3 | 21 | 791.9758 | 0
2025 | 6 | 3 | 22 | 746.0624 | 0
2025 | 6 | 3 | 23 | 683.7227 | 0
2025 | 6 | 4 | 0 | 635.0479 | 0
2025 | 6 | 4 | 1 | 612.0632 | 0
2025 | 6 | 4 | 2 | 595.2408 | 0
2025 | 6 | 4 | 3 | 587.8313 | 0
2025 | 6 | 4 | 4 | 588.1443 | 0
2025 | 6 | 4 | 5 | 605.6874 | 0
2025 | 6 | 4 | 6 | 654.2437 | 0
2025 | 6 | 4 | 7 | 702.7999 | 0
2025 | 6 | 4 | 8 | 758.549 | 0
2025 | 6 | 4 | 9 | 792.8192 | 0
2025 | 6 | 4 | 10 | 815.9948 | 0
2025 | 6 | 4 | 11 | 831.657 | 0
2025 | 6 | 4 | 12 | 854.6827 | 0
2025 | 6 | 4 | 13 | 863.8389 | 0
2025 | 6 | 4 | 14 | 867.7233 | 0
2025 | 6 | 4 | 15 | 871.9315 | 0
2025 | 6 | 4 | 16 | 878.2617 | 0
2025 | 6 | 4 | 17 | 881.3442 | 0
2025 | 6 | 4 | 18 | 871.6074 | 0
2025 | 6 | 4 | 19 | 853.1763 | 0
2025 | 6 | 4 | 20 | 829.205 | 0
2025 | 6 | 4 | 21 | 811.0093 | 0
2025 | 6 | 4 | 22 | 772.1441 | 0
2025 | 6 | 4 | 23 | 715.0785 | 0
2025 | 6 | 5 | 0 | 658.0128 | 0
2025 | 6 | 5 | 1 | 623.1823 | 0
2025 | 6 | 5 | 2 | 588.3518 | 0
2025 | 6 | 5 | 3 | 579.8028 | 0
2025 | 6 | 5 | 4 | 579.9088 | 0
2025 | 6 | 5 | 5 | 597.8151 | 0
2025 | 6 | 5 | 6 | 649.5612 | 0
2025 | 6 | 5 | 7 | 701.3073 | 0
2025 | 6 | 5 | 8 | 759.1402 | 0
2025 | 6 | 5 | 9 | 808.7386 | 0
2025 | 6 | 5 | 10 | 834.4411 | 0
2025 | 6 | 5 | 11 | 855.1852 | 0
2025 | 6 | 5 | 12 | 864.8574 | 0
2025 | 6 | 5 | 13 | 876.1944 | 0
2025 | 6 | 5 | 14 | 882.2758 | 0
2025 | 6 | 5 | 15 | 887.7268 | 0
2025 | 6 | 5 | 16 | 893.1067 | 0
2025 | 6 | 5 | 17 | 893.9696 | 0
2025 | 6 | 5 | 18 | 868.599 | 0
2025 | 6 | 5 | 19 | 845.5873 | 0
2025 | 6 | 5 | 20 | 823.7435 | 0
2025 | 6 | 5 | 21 | 802.5101 | 0
2025 | 6 | 5 | 22 | 761.27 | 0
2025 | 6 | 5 | 23 | 701.6687 | 0
2025 | 6 | 6 | 0 | 655.0739 | 0
2025 | 6 | 6 | 1 | 608.4792 | 0
2025 | 6 | 6 | 2 | 588.4783 | 0
2025 | 6 | 6 | 3 | 579.1169 | 0
2025 | 6 | 6 | 4 | 578.8616 | 0
2025 | 6 | 6 | 5 | 601.632 | 0
2025 | 6 | 6 | 6 | 658.9822 | 0
2025 | 6 | 6 | 7 | 716.3324 | 0
2025 | 6 | 6 | 8 | 784.043 | 0
2025 | 6 | 6 | 9 | 829.6221 | 0
2025 | 6 | 6 | 10 | 867.4419 | 0
2025 | 6 | 6 | 11 | 894.5006 | 0
2025 | 6 | 6 | 12 | 909.7094 | 0
2025 | 6 | 6 | 13 | 923.3259 | 0
2025 | 6 | 6 | 14 | 928.3372 | 0
2025 | 6 | 6 | 15 | 932.3902 | 0
2025 | 6 | 6 | 16 | 931.7602 | 0
2025 | 6 | 6 | 17 | 920.4909 | 0
2025 | 6 | 6 | 18 | 885.0411 | 0
2025 | 6 | 6 | 19 | 866.4534 | 0
2025 | 6 | 6 | 20 | 837.0679 | 0
2025 | 6 | 6 | 21 | 812.418 | 0
2025 | 6 | 6 | 22 | 767.1776 | 0
2025 | 6 | 6 | 23 | 709.8465 | 0
2025 | 6 | 7 | 0 | 679.0946 | 0
2025 | 6 | 7 | 1 | 648.3427 | 0
2025 | 6 | 7 | 2 | 623.6654 | 0
2025 | 6 | 7 | 3 | 608.8078 | 0
2025 | 6 | 7 | 4 | 600.6294 | 0
2025 | 6 | 7 | 5 | 602.0811 | 0
2025 | 6 | 7 | 6 | 624.6844 | 0
2025 | 6 | 7 | 7 | 647.2877 | 0
2025 | 6 | 7 | 8 | 704.4678 | 0
2025 | 6 | 7 | 9 | 756.7431 | 0
2025 | 6 | 7 | 10 | 809.0185 | 0
2025 | 6 | 7 | 11 | 845.2034 | 0
2025 | 6 | 7 | 12 | 864.6114 | 0
2025 | 6 | 7 | 13 | 874.5088 | 0
2025 | 6 | 7 | 14 | 877.7198 | 0
2025 | 6 | 7 | 15 | 880.3101 | 0
2025 | 6 | 7 | 16 | 884.5036 | 0
2025 | 6 | 7 | 17 | 875.3745 | 0
2025 | 6 | 7 | 18 | 853.319 | 0
2025 | 6 | 7 | 19 | 846.5365 | 0
2025 | 6 | 7 | 20 | 818.5769 | 0
2025 | 6 | 7 | 21 | 798.527 | 0
2025 | 6 | 7 | 22 | 770.7121 | 0
2025 | 6 | 7 | 23 | 727.2803 | 0
2025 | 6 | 8 | 0 | 687.6431 | 0
2025 | 6 | 8 | 1 | 692.097 | 0
2025 | 6 | 8 | 2 | 664.5235 | 0
2025 | 6 | 8 | 3 | 644.6411 | 0
2025 | 6 | 8 | 4 | 632.3058 | 0
2025 | 6 | 8 | 5 | 626.9205 | 0
2025 | 6 | 8 | 6 | 656.189 | 0
2025 | 6 | 8 | 7 | 685.4575 | 0
2025 | 6 | 8 | 8 | 748.3474 | 0
2025 | 6 | 8 | 9 | 815.0531 | 0
2025 | 6 | 8 | 10 | 877.3718 | 0
2025 | 6 | 8 | 11 | 943.5062 | 0
2025 | 6 | 8 | 12 | 981.531 | 0
2025 | 6 | 8 | 13 | 1007.665 | 7.665
2025 | 6 | 8 | 14 | 1027.1478 | 27.1478
2025 | 6 | 8 | 15 | 1042.7294 | 42.7294
2025 | 6 | 8 | 16 | 1057.6301 | 57.6301
2025 | 6 | 8 | 17 | 1061.2488 | 61.2488
2025 | 6 | 8 | 18 | 1021.7694 | 21.7694
2025 | 6 | 8 | 19 | 1001.7396 | 1.7396
2025 | 6 | 8 | 20 | 965.062 | 0
2025 | 6 | 8 | 21 | 953.5098 | 0
2025 | 6 | 8 | 22 | 912.5756 | 0
2025 | 6 | 8 | 23 | 850.3691 | 0
2025 | 6 | 9 | 0 | 810.2639 | 0
2025 | 6 | 9 | 1 | 770.1587 | 0
2025 | 6 | 9 | 2 | 737.1958 | 0
2025 | 6 | 9 | 3 | 717.1873 | 0
2025 | 6 | 9 | 4 | 710.5967 | 0
2025 | 6 | 9 | 5 | 729.3947 | 0
2025 | 6 | 9 | 6 | 798.2931 | 0
2025 | 6 | 9 | 7 | 877.4517 | 0
2025 | 6 | 9 | 8 | 953.9022 | 0
2025 | 6 | 9 | 9 | 1035.1968 | 35.1968
2025 | 6 | 9 | 10 | 1090.2746 | 90.2746
2025 | 6 | 9 | 11 | 1133.4285 | 133.4285
2025 | 6 | 9 | 12 | 1165.3692 | 165.3692
2025 | 6 | 9 | 13 | 1183.7494 | 183.7494
2025 | 6 | 9 | 14 | 1191.531 | 191.531
2025 | 6 | 9 | 15 | 1195.4807 | 195.4807
2025 | 6 | 9 | 16 | 1194.9282 | 194.9282
2025 | 6 | 9 | 17 | 1186.2575 | 186.2575
2025 | 6 | 9 | 18 | 1148.3806 | 148.3806
2025 | 6 | 9 | 19 | 1118.7244 | 118.7244
2025 | 6 | 9 | 20 | 1091.462 | 91.462
2025 | 6 | 9 | 21 | 1059.7048 | 59.7048
2025 | 6 | 9 | 22 | 993.9474 | 0
2025 | 6 | 9 | 23 | 914.6802 | 0
2025 | 6 | 10 | 0 | 835.0103 | 0
2025 | 6 | 10 | 1 | 779.7929 | 0
2025 | 6 | 10 | 2 | 724.1728 | 0
2025 | 6 | 10 | 3 | 701.4975 | 0
2025 | 6 | 10 | 4 | 692.9417 | 0
2025 | 6 | 10 | 5 | 708.6116 | 0
2025 | 6 | 10 | 6 | 768.4788 | 0
2025 | 6 | 10 | 7 | 828.346 | 0
2025 | 6 | 10 | 8 | 901.952 | 0
2025 | 6 | 10 | 9 | 946.8852 | 0
2025 | 6 | 10 | 10 | 990.1071 | 0
2025 | 6 | 10 | 11 | 1024.2791 | 24.2791
2025 | 6 | 10 | 12 | 1041.3876 | 41.3876
2025 | 6 | 10 | 13 | 1051.1452 | 51.1452
2025 | 6 | 10 | 14 | 1049.7281 | 49.7281
2025 | 6 | 10 | 15 | 1046.7547 | 46.7547
2025 | 6 | 10 | 16 | 1041.3196 | 41.3196
2025 | 6 | 10 | 17 | 1042.8641 | 42.8641
2025 | 6 | 10 | 18 | 1020.9259 | 20.9259
2025 | 6 | 10 | 19 | 982.28 | 0
2025 | 6 | 10 | 20 | 953.2174 | 0
2025 | 6 | 10 | 21 | 912.7979 | 0
2025 | 6 | 10 | 22 | 854.5766 | 0
2025 | 6 | 10 | 23 | 783.6929 | 0
2025 | 6 | 11 | 0 | 730.3959 | 0
2025 | 6 | 11 | 1 | 677.0989 | 0
2025 | 6 | 11 | 2 | 641.3886 | 0
2025 | 6 | 11 | 3 | 627.9902 | 0
2025 | 6 | 11 | 4 | 624.9141 | 0
2025 | 6 | 11 | 5 | 638.6466 | 0
2025 | 6 | 11 | 6 | 688.9792 | 0
2025 | 6 | 11 | 7 | 739.3117 | 0
2025 | 6 | 11 | 8 | 798.3539 | 0
2025 | 6 | 11 | 9 | 835.2705 | 0
2025 | 6 | 11 | 10 | 859.5513 | 0
2025 | 6 | 11 | 11 | 873.1961 | 0
2025 | 6 | 11 | 12 | 891.2852 | 0
2025 | 6 | 11 | 13 | 897.0408 | 0
2025 | 6 | 11 | 14 | 900.152 | 0
2025 | 6 | 11 | 15 | 906.6425 | 0
2025 | 6 | 11 | 16 | 916.269 | 0
2025 | 6 | 11 | 17 | 921.8316 | 0
2025 | 6 | 11 | 18 | 904.3833 | 0
2025 | 6 | 11 | 19 | 872.7106 | 0
2025 | 6 | 11 | 20 | 837.9458 | 0
2025 | 6 | 11 | 21 | 811.4165 | 0
2025 | 6 | 11 | 22 | 767.8904 | 0
2025 | 6 | 11 | 23 | 708.1709 | 0
2025 | 6 | 12 | 0 | 660.3673 | 0
2025 | 6 | 12 | 1 | 612.5637 | 0
2025 | 6 | 12 | 2 | 576.676 | 0
2025 | 6 | 12 | 3 | 569.9313 | 0
2025 | 6 | 12 | 4 | 571.8078 | 0
2025 | 6 | 12 | 5 | 593.7524 | 0
2025 | 6 | 12 | 6 | 649.2141 | 0
2025 | 6 | 12 | 7 | 710.6957 | 0
2025 | 6 | 12 | 8 | 763.6751 | 0
2025 | 6 | 12 | 9 | 805.2783 | 0
2025 | 6 | 12 | 10 | 830.7085 | 0
2025 | 6 | 12 | 11 | 847.0863 | 0
2025 | 6 | 12 | 12 | 850.7008 | 0
2025 | 6 | 12 | 13 | 858.9055 | 0
2025 | 6 | 12 | 14 | 860.3168 | 0
2025 | 6 | 12 | 15 | 860.511 | 0
2025 | 6 | 12 | 16 | 860.2265 | 0
2025 | 6 | 12 | 17 | 856.1798 | 0
2025 | 6 | 12 | 18 | 826.0149 | 0
2025 | 6 | 12 | 19 | 808.1116 | 0
2025 | 6 | 12 | 20 | 800.6464 | 0
2025 | 6 | 12 | 21 | 788.8683 | 0
2025 | 6 | 12 | 22 | 746.4011 | 0
2025 | 6 | 12 | 23 | 687.663 | 0
2025 | 6 | 13 | 0 | 657.7157 | 0
2025 | 6 | 13 | 1 | 627.7684 | 0
2025 | 6 | 13 | 2 | 608.149 | 0
2025 | 6 | 13 | 3 | 599.5895 | 0
2025 | 6 | 13 | 4 | 600.8632 | 0
2025 | 6 | 13 | 5 | 623.0201 | 0
2025 | 6 | 13 | 6 | 684.9016 | 0
2025 | 6 | 13 | 7 | 746.7831 | 0
2025 | 6 | 13 | 8 | 818.344 | 0
2025 | 6 | 13 | 9 | 886.3352 | 0
2025 | 6 | 13 | 10 | 934.2211 | 0
2025 | 6 | 13 | 11 | 970.2231 | 0
2025 | 6 | 13 | 12 | 991.2769 | 0
2025 | 6 | 13 | 13 | 1010.2786 | 10.2786
2025 | 6 | 13 | 14 | 1022.1576 | 22.1576
2025 | 6 | 13 | 15 | 1023.5407 | 23.5407
2025 | 6 | 13 | 16 | 1031.9508 | 31.9508
2025 | 6 | 13 | 17 | 1032.9526 | 32.9526
2025 | 6 | 13 | 18 | 1003.949 | 3.949
2025 | 6 | 13 | 19 | 979.4463 | 0
2025 | 6 | 13 | 20 | 955.996 | 0
2025 | 6 | 13 | 21 | 926.707 | 0
2025 | 6 | 13 | 22 | 879.9388 | 0
2025 | 6 | 13 | 23 | 814.2155 | 0
2025 | 6 | 14 | 0 | 743.0785 | 0
2025 | 6 | 14 | 1 | 706.479 | 0
2025 | 6 | 14 | 2 | 669.8796 | 0
2025 | 6 | 14 | 3 | 651.3459 | 0
2025 | 6 | 14 | 4 | 640.4374 | 0
2025 | 6 | 14 | 5 | 638.5367 | 0
2025 | 6 | 14 | 6 | 661.4293 | 0
2025 | 6 | 14 | 7 | 684.3219 | 0
2025 | 6 | 14 | 8 | 739.7914 | 0
2025 | 6 | 14 | 9 | 795.261 | 0
2025 | 6 | 14 | 10 | 855.8631 | 0
2025 | 6 | 14 | 11 | 890.9206 | 0
2025 | 6 | 14 | 12 | 915.1288 | 0
2025 | 6 | 14 | 13 | 925.8398 | 0
2025 | 6 | 14 | 14 | 925.6108 | 0
2025 | 6 | 14 | 15 | 921.4568 | 0
2025 | 6 | 14 | 16 | 920.1871 | 0
2025 | 6 | 14 | 17 | 920.8614 | 0
2025 | 6 | 14 | 18 | 906.2132 | 0
2025 | 6 | 14 | 19 | 878.7589 | 0
2025 | 6 | 14 | 20 | 868.5819 | 0
2025 | 6 | 14 | 21 | 850.466 | 0
2025 | 6 | 14 | 22 | 823.4085 | 0
2025 | 6 | 14 | 23 | 778.4408 | 0
2025 | 6 | 15 | 0 | 721.2812 | 0
2025 | 6 | 15 | 1 | 694.2935 | 0
2025 | 6 | 15 | 2 | 662.2677 | 0
2025 | 6 | 15 | 3 | 641.1462 | 0
2025 | 6 | 15 | 4 | 628.2758 | 0
2025 | 6 | 15 | 5 | 623.638 | 0
2025 | 6 | 15 | 6 | 645.5111 | 0
2025 | 6 | 15 | 7 | 667.3842 | 0
2025 | 6 | 15 | 8 | 730.9905 | 0
2025 | 6 | 15 | 9 | 797.4156 | 0
2025 | 6 | 15 | 10 | 863.4978 | 0
2025 | 6 | 15 | 11 | 916.9026 | 0
2025 | 6 | 15 | 12 | 951.6135 | 0
2025 | 6 | 15 | 13 | 970.2484 | 0
2025 | 6 | 15 | 14 | 983.1889 | 0
2025 | 6 | 15 | 15 | 990.8679 | 0
2025 | 6 | 15 | 16 | 995.273 | 0
2025 | 6 | 15 | 17 | 995.725 | 0
2025 | 6 | 15 | 18 | 966.7164 | 0
2025 | 6 | 15 | 19 | 955.9376 | 0
2025 | 6 | 15 | 20 | 959.9492 | 0
2025 | 6 | 15 | 21 | 905.8666 | 0
2025 | 6 | 15 | 22 | 867.5471 | 0
2025 | 6 | 15 | 23 | 805.4818 | 0
2025 | 6 | 16 | 0 | 748.0733 | 0
2025 | 6 | 16 | 1 | 715.8733 | 0
2025 | 6 | 16 | 2 | 683.829 | 0
2025 | 6 | 16 | 3 | 664.4912 | 0
2025 | 6 | 16 | 4 | 658.5428 | 0
2025 | 6 | 16 | 5 | 676.6409 | 0
2025 | 6 | 16 | 6 | 744.4372 | 0
2025 | 6 | 16 | 7 | 812.2334 | 0
2025 | 6 | 16 | 8 | 886.4131 | 0
2025 | 6 | 16 | 9 | 950.2378 | 0
2025 | 6 | 16 | 10 | 994.28 | 0
2025 | 6 | 16 | 11 | 1024.7122 | 24.7122
2025 | 6 | 16 | 12 | 1041.4555 | 41.4555
2025 | 6 | 16 | 13 | 1054.8725 | 54.8725
2025 | 6 | 16 | 14 | 1059.7041 | 59.7041
2025 | 6 | 16 | 15 | 1062.141 | 62.141
2025 | 6 | 16 | 16 | 1064.6103 | 64.6103
2025 | 6 | 16 | 17 | 1057.9053 | 57.9053
2025 | 6 | 16 | 18 | 1019.556 | 19.556
2025 | 6 | 16 | 19 | 991.7714 | 0
2025 | 6 | 16 | 20 | 956.596 | 0
2025 | 6 | 16 | 21 | 920.328 | 0
2025 | 6 | 16 | 22 | 864.7018 | 0
2025 | 6 | 16 | 23 | 793.386 | 0
2025 | 6 | 17 | 0 | 737.2875 | 0
2025 | 6 | 17 | 1 | 681.189 | 0
2025 | 6 | 17 | 2 | 652.7286 | 0
2025 | 6 | 17 | 3 | 636.9736 | 0
2025 | 6 | 17 | 4 | 632.4004 | 0
2025 | 6 | 17 | 5 | 651.8542 | 0
2025 | 6 | 17 | 6 | 716.6791 | 0
2025 | 6 | 17 | 7 | 781.5041 | 0
2025 | 6 | 17 | 8 | 844.2214 | 0
2025 | 6 | 17 | 9 | 906.9388 | 0
2025 | 6 | 17 | 10 | 943.7582 | 0
2025 | 6 | 17 | 11 | 973.71 | 0
2025 | 6 | 17 | 12 | 991.3028 | 0
2025 | 6 | 17 | 13 | 1004.2974 | 4.2974
2025 | 6 | 17 | 14 | 1005.554 | 5.554
2025 | 6 | 17 | 15 | 1005.6901 | 5.6901
2025 | 6 | 17 | 16 | 995.9077 | 0
2025 | 6 | 17 | 17 | 994.2814 | 0
2025 | 6 | 17 | 18 | 969.7655 | 0
2025 | 6 | 17 | 19 | 928.0637 | 0
2025 | 6 | 17 | 20 | 900.9507 | 0
2025 | 6 | 17 | 21 | 864.9028 | 0
2025 | 6 | 17 | 22 | 809.9406 | 0
2025 | 6 | 17 | 23 | 740.5516 | 0
2025 | 6 | 18 | 0 | 671.1626 | 0
2025 | 6 | 18 | 1 | 656.9057 | 0
2025 | 6 | 18 | 2 | 633.0763 | 0
2025 | 6 | 18 | 3 | 621.1312 | 0
2025 | 6 | 18 | 4 | 618.2615 | 0
2025 | 6 | 18 | 5 | 635.6375 | 0
2025 | 6 | 18 | 6 | 692.3875 | 0
2025 | 6 | 18 | 7 | 749.1375 | 0
2025 | 6 | 18 | 8 | 815.7267 | 0
2025 | 6 | 18 | 9 | 856.2974 | 0
2025 | 6 | 18 | 10 | 888.7506 | 0
2025 | 6 | 18 | 11 | 910.8714 | 0
2025 | 6 | 18 | 12 | 933.1749 | 0
2025 | 6 | 18 | 13 | 944.2834 | 0
2025 | 6 | 18 | 14 | 950.5258 | 0
2025 | 6 | 18 | 15 | 954.9168 | 0
2025 | 6 | 18 | 16 | 963.9911 | 0
2025 | 6 | 18 | 17 | 963.536 | 0
2025 | 6 | 18 | 18 | 951.9589 | 0
2025 | 6 | 18 | 19 | 924.7698 | 0
2025 | 6 | 18 | 20 | 890.0066 | 0
2025 | 6 | 18 | 21 | 852.5 | 0
2025 | 6 | 18 | 22 | 807.2286 | 0
2025 | 6 | 18 | 23 | 742.6362 | 0
2025 | 6 | 19 | 0 | 678.0439 | 0
2025 | 6 | 19 | 1 | 643.7321 | 0
2025 | 6 | 19 | 2 | 609.4202 | 0
2025 | 6 | 19 | 3 | 598.9163 | 0
2025 | 6 | 19 | 4 | 597.8036 | 0
2025 | 6 | 19 | 5 | 616.2206 | 0
2025 | 6 | 19 | 6 | 675.4212 | 0
2025 | 6 | 19 | 7 | 734.6217 | 0
2025 | 6 | 19 | 8 | 798.9408 | 0
2025 | 6 | 19 | 9 | 851.8529 | 0
2025 | 6 | 19 | 10 | 878.1518 | 0
2025 | 6 | 19 | 11 | 902.3414 | 0
2025 | 6 | 19 | 12 | 918.1421 | 0
2025 | 6 | 19 | 13 | 934.8033 | 0
2025 | 6 | 19 | 14 | 937.8444 | 0
2025 | 6 | 19 | 15 | 940.2779 | 0
2025 | 6 | 19 | 16 | 940.1018 | 0
2025 | 6 | 19 | 17 | 927.6525 | 0
2025 | 6 | 19 | 18 | 900.2044 | 0
2025 | 6 | 19 | 19 | 877.4671 | 0
2025 | 6 | 19 | 20 | 851.6028 | 0
2025 | 6 | 19 | 21 | 844.5374 | 0
2025 | 6 | 19 | 22 | 803.3034 | 0
2025 | 6 | 19 | 23 | 741.5084 | 0
2025 | 6 | 20 | 0 | 679.7134 | 0
2025 | 6 | 20 | 1 | 675.1761 | 0
2025 | 6 | 20 | 2 | 651.1373 | 0
2025 | 6 | 20 | 3 | 638.7214 | 0
2025 | 6 | 20 | 4 | 635.9344 | 0
2025 | 6 | 20 | 5 | 654.6349 | 0
2025 | 6 | 20 | 6 | 712.927 | 0
2025 | 6 | 20 | 7 | 771.2191 | 0
2025 | 6 | 20 | 8 | 845.1138 | 0
2025 | 6 | 20 | 9 | 905.5335 | 0
2025 | 6 | 20 | 10 | 951.5661 | 0
2025 | 6 | 20 | 11 | 985.4343 | 0
2025 | 6 | 20 | 12 | 1005.4589 | 5.4589
2025 | 6 | 20 | 13 | 1021.6854 | 21.6854
2025 | 6 | 20 | 14 | 1026.0722 | 26.0722
2025 | 6 | 20 | 15 | 1029.8619 | 29.8619
2025 | 6 | 20 | 16 | 1026.3442 | 26.3442
2025 | 6 | 20 | 17 | 1012.2335 | 12.2335
2025 | 6 | 20 | 18 | 973.8162 | 0
2025 | 6 | 20 | 19 | 952.3266 | 0
2025 | 6 | 20 | 20 | 938.6542 | 0
2025 | 6 | 20 | 21 | 921.8492 | 0
2025 | 6 | 20 | 22 | 881.6025 | 0
2025 | 6 | 20 | 23 | 821.1659 | 0
2025 | 6 | 21 | 0 | 759.6789 | 0
2025 | 6 | 21 | 1 | 698.192 | 0
2025 | 6 | 21 | 2 | 643.2406 | 0
2025 | 6 | 21 | 3 | 622.0539 | 0
2025 | 6 | 21 | 4 | 609.2923 | 0
2025 | 6 | 21 | 5 | 604.058 | 0
2025 | 6 | 21 | 6 | 623.4382 | 0
2025 | 6 | 21 | 7 | 642.8185 | 0
2025 | 6 | 21 | 8 | 694.2222 | 0
2025 | 6 | 21 | 9 | 745.6258 | 0
2025 | 6 | 21 | 10 | 791.3862 | 0
2025 | 6 | 21 | 11 | 814.3522 | 0
2025 | 6 | 21 | 12 | 823.5984 | 0
2025 | 6 | 21 | 13 | 822.0838 | 0
2025 | 6 | 21 | 14 | 817.1509 | 0
2025 | 6 | 21 | 15 | 813.8911 | 0
2025 | 6 | 21 | 16 | 815.5719 | 0
2025 | 6 | 21 | 17 | 818.0686 | 0
2025 | 6 | 21 | 18 | 794.8349 | 0
2025 | 6 | 21 | 19 | 771.6113 | 0
2025 | 6 | 21 | 20 | 745.6631 | 0
2025 | 6 | 21 | 21 | 721.0122 | 0
2025 | 6 | 21 | 22 | 699.6579 | 0
2025 | 6 | 21 | 23 | 659.0118 | 0
2025 | 6 | 22 | 0 | 619.7994 | 0
2025 | 6 | 22 | 1 | 603.0876 | 0
2025 | 6 | 22 | 2 | 586.3757 | 0
2025 | 6 | 22 | 3 | 572.0321 | 0
2025 | 6 | 22 | 4 | 563.7361 | 0
2025 | 6 | 22 | 5 | 558.5486 | 0
2025 | 6 | 22 | 6 | 569.3864 | 0
2025 | 6 | 22 | 7 | 580.2242 | 0
2025 | 6 | 22 | 8 | 621.2166 | 0
2025 | 6 | 22 | 9 | 662.209 | 0
2025 | 6 | 22 | 10 | 702.3517 | 0
2025 | 6 | 22 | 11 | 727.0701 | 0
2025 | 6 | 22 | 12 | 741.1428 | 0
2025 | 6 | 22 | 13 | 744.8896 | 0
2025 | 6 | 22 | 14 | 751.8059 | 0
2025 | 6 | 22 | 15 | 753.9351 | 0
2025 | 6 | 22 | 16 | 761.6949 | 0
2025 | 6 | 22 | 17 | 772.8214 | 0
2025 | 6 | 22 | 18 | 764.6665 | 0
2025 | 6 | 22 | 19 | 746.8318 | 0
2025 | 6 | 22 | 20 | 740.7907 | 0
2025 | 6 | 22 | 21 | 723.4727 | 0
2025 | 6 | 22 | 22 | 705.5764 | 0
2025 | 6 | 22 | 23 | 666.8584 | 0
2025 | 6 | 23 | 0 | 631.5559 | 0
2025 | 6 | 23 | 1 | 587.4507 | 0
2025 | 6 | 23 | 2 | 570.1874 | 0
2025 | 6 | 23 | 3 | 562.8695 | 0
2025 | 6 | 23 | 4 | 564.2935 | 0
2025 | 6 | 23 | 5 | 583.2683 | 0
2025 | 6 | 23 | 6 | 644.5251 | 0
2025 | 6 | 23 | 7 | 705.7819 | 0
2025 | 6 | 23 | 8 | 775.4464 | 0
2025 | 6 | 23 | 9 | 827.455 | 0
2025 | 6 | 23 | 10 | 859.9509 | 0
2025 | 6 | 23 | 11 | 884.8879 | 0
2025 | 6 | 23 | 12 | 896.8991 | 0
2025 | 6 | 23 | 13 | 909.3146 | 0
2025 | 6 | 23 | 14 | 912.0328 | 0
2025 | 6 | 23 | 15 | 912.5878 | 0
2025 | 6 | 23 | 16 | 914.4693 | 0
2025 | 6 | 23 | 17 | 913.3082 | 0
2025 | 6 | 23 | 18 | 887.842 | 0
2025 | 6 | 23 | 19 | 881.4552 | 0
2025 | 6 | 23 | 20 | 852.4505 | 0
2025 | 6 | 23 | 21 | 831.0047 | 0
2025 | 6 | 23 | 22 | 789.6261 | 0
2025 | 6 | 23 | 23 | 727.5351 | 0
2025 | 6 | 24 | 0 | 665.7352 | 0
2025 | 6 | 24 | 1 | 616.8851 | 0
2025 | 6 | 24 | 2 | 597.6394 | 0
2025 | 6 | 24 | 3 | 588.2998 | 0
2025 | 6 | 24 | 4 | 587.6117 | 0
2025 | 6 | 24 | 5 | 605.0403 | 0
2025 | 6 | 24 | 6 | 661.5479 | 0
2025 | 6 | 24 | 7 | 718.0554 | 0
2025 | 6 | 24 | 8 | 778.3581 | 0
2025 | 6 | 24 | 9 | 825.0029 | 0
2025 | 6 | 24 | 10 | 857.4972 | 0
2025 | 6 | 24 | 11 | 881.8044 | 0
2025 | 6 | 24 | 12 | 895.6469 | 0
2025 | 6 | 24 | 13 | 904.9506 | 0
2025 | 6 | 24 | 14 | 906.8677 | 0
2025 | 6 | 24 | 15 | 909.4082 | 0
2025 | 6 | 24 | 16 | 907.5018 | 0
2025 | 6 | 24 | 17 | 906.7006 | 0
2025 | 6 | 24 | 18 | 896.6866 | 0
2025 | 6 | 24 | 19 | 878.9251 | 0
2025 | 6 | 24 | 20 | 855.6242 | 0
2025 | 6 | 24 | 21 | 820.0988 | 0
2025 | 6 | 24 | 22 | 779.8302 | 0
2025 | 6 | 24 | 23 | 724.4515 | 0
2025 | 6 | 25 | 0 | 669.0729 | 0
2025 | 6 | 25 | 1 | 626.5481 | 0
2025 | 6 | 25 | 2 | 584.0232 | 0
2025 | 6 | 25 | 3 | 574.4471 | 0
2025 | 6 | 25 | 4 | 575.2633 | 0
2025 | 6 | 25 | 5 | 593.9541 | 0
2025 | 6 | 25 | 6 | 651.5205 | 0
2025 | 6 | 25 | 7 | 709.0869 | 0
2025 | 6 | 25 | 8 | 773.0712 | 0
2025 | 6 | 25 | 9 | 808.0008 | 0
2025 | 6 | 25 | 10 | 835.159 | 0
2025 | 6 | 25 | 11 | 854.6067 | 0
2025 | 6 | 25 | 12 | 876.4015 | 0
2025 | 6 | 25 | 13 | 886.0353 | 0
2025 | 6 | 25 | 14 | 889.4157 | 0
2025 | 6 | 25 | 15 | 892.2734 | 0
2025 | 6 | 25 | 16 | 899.7144 | 0
2025 | 6 | 25 | 17 | 898.5935 | 0
2025 | 6 | 25 | 18 | 875.0784 | 0
2025 | 6 | 25 | 19 | 860.5115 | 0
2025 | 6 | 25 | 20 | 840.7801 | 0
2025 | 6 | 25 | 21 | 811.5812 | 0
2025 | 6 | 25 | 22 | 770.0903 | 0
2025 | 6 | 25 | 23 | 708.5743 | 0
2025 | 6 | 26 | 0 | 672.0364 | 0
2025 | 6 | 26 | 1 | 635.4984 | 0
2025 | 6 | 26 | 2 | 615.4052 | 0
2025 | 6 | 26 | 3 | 605.8772 | 0
2025 | 6 | 26 | 4 | 605.9011 | 0
2025 | 6 | 26 | 5 | 623.8937 | 0
2025 | 6 | 26 | 6 | 682.5527 | 0
2025 | 6 | 26 | 7 | 741.2117 | 0
2025 | 6 | 26 | 8 | 807.0892 | 0
2025 | 6 | 26 | 9 | 861.7932 | 0
2025 | 6 | 26 | 10 | 898.4433 | 0
2025 | 6 | 26 | 11 | 927.1231 | 0
2025 | 6 | 26 | 12 | 943.9017 | 0
2025 | 6 | 26 | 13 | 960.9945 | 0
2025 | 6 | 26 | 14 | 965.1346 | 0
2025 | 6 | 26 | 15 | 969.6851 | 0
2025 | 6 | 26 | 16 | 973.2626 | 0
2025 | 6 | 26 | 17 | 969.5416 | 0
2025 | 6 | 26 | 18 | 938.5197 | 0
2025 | 6 | 26 | 19 | 920.7293 | 0
2025 | 6 | 26 | 20 | 898.092 | 0
2025 | 6 | 26 | 21 | 873.0987 | 0
2025 | 6 | 26 | 22 | 832.2261 | 0
2025 | 6 | 26 | 23 | 770.6919 | 0
2025 | 6 | 27 | 0 | 705.654 | 0
2025 | 6 | 27 | 1 | 701.101 | 0
2025 | 6 | 27 | 2 | 671.4633 | 0
2025 | 6 | 27 | 3 | 655.0507 | 0
2025 | 6 | 27 | 4 | 649.4405 | 0
2025 | 6 | 27 | 5 | 664.0633 | 0
2025 | 6 | 27 | 6 | 725.5285 | 0
2025 | 6 | 27 | 7 | 786.9937 | 0
2025 | 6 | 27 | 8 | 862.6747 | 0
2025 | 6 | 27 | 9 | 938.3556 | 0
2025 | 6 | 27 | 10 | 992.3207 | 0
2025 | 6 | 27 | 11 | 1033.5902 | 33.5902
2025 | 6 | 27 | 12 | 1059.0296 | 59.0296
2025 | 6 | 27 | 13 | 1080.2794 | 80.2794
2025 | 6 | 27 | 14 | 1088.6812 | 88.6812
2025 | 6 | 27 | 15 | 1094.8226 | 94.8226
2025 | 6 | 27 | 16 | 1097.4171 | 97.4171
2025 | 6 | 27 | 17 | 1088.0607 | 88.0607
2025 | 6 | 27 | 18 | 1051.3788 | 51.3788
2025 | 6 | 27 | 19 | 1022.3575 | 22.3575
2025 | 6 | 27 | 20 | 988.4362 | 0
2025 | 6 | 27 | 21 | 969.6692 | 0
2025 | 6 | 27 | 22 | 925.3671 | 0
2025 | 6 | 27 | 23 | 857.1641 | 0
2025 | 6 | 28 | 0 | 775.4334 | 0
2025 | 6 | 28 | 1 | 716.6568 | 0
2025 | 6 | 28 | 2 | 681.7426 | 0
2025 | 6 | 28 | 3 | 658.2196 | 0
2025 | 6 | 28 | 4 | 647.3921 | 0
2025 | 6 | 28 | 5 | 642.3135 | 0
2025 | 6 | 28 | 6 | 666.2321 | 0
2025 | 6 | 28 | 7 | 690.1506 | 0
2025 | 6 | 28 | 8 | 748.1406 | 0
2025 | 6 | 28 | 9 | 806.1306 | 0
2025 | 6 | 28 | 10 | 870.1112 | 0
2025 | 6 | 28 | 11 | 907.4577 | 0
2025 | 6 | 28 | 12 | 927.168 | 0
2025 | 6 | 28 | 13 | 934.2493 | 0
2025 | 6 | 28 | 14 | 931.8155 | 0
2025 | 6 | 28 | 15 | 928.808 | 0
2025 | 6 | 28 | 16 | 922.7642 | 0
2025 | 6 | 28 | 17 | 923.9351 | 0
2025 | 6 | 28 | 18 | 905.1935 | 0
2025 | 6 | 28 | 19 | 894.8017 | 0
2025 | 6 | 28 | 20 | 862.223 | 0
2025 | 6 | 28 | 21 | 839.6071 | 0
2025 | 6 | 28 | 22 | 814.7428 | 0
2025 | 6 | 28 | 23 | 771.4185 | 0
2025 | 6 | 29 | 0 | 710.9333 | 0
2025 | 6 | 29 | 1 | 674.0613 | 0
2025 | 6 | 29 | 2 | 637.1892 | 0
2025 | 6 | 29 | 3 | 616.1235 | 0
2025 | 6 | 29 | 4 | 603.3833 | 0
2025 | 6 | 29 | 5 | 593.7477 | 0
2025 | 6 | 29 | 6 | 607.5576 | 0
2025 | 6 | 29 | 7 | 621.3674 | 0
2025 | 6 | 29 | 8 | 677.271 | 0
2025 | 6 | 29 | 9 | 738.7199 | 0
2025 | 6 | 29 | 10 | 794.177 | 0
2025 | 6 | 29 | 11 | 833.2918 | 0
2025 | 6 | 29 | 12 | 856.8903 | 0
2025 | 6 | 29 | 13 | 864.9037 | 0
2025 | 6 | 29 | 14 | 867.0678 | 0
2025 | 6 | 29 | 15 | 871.7236 | 0
2025 | 6 | 29 | 16 | 882.7936 | 0
2025 | 6 | 29 | 17 | 892.099 | 0
2025 | 6 | 29 | 18 | 870.1715 | 0
2025 | 6 | 29 | 19 | 844.5054 | 0
2025 | 6 | 29 | 20 | 823.4994 | 0
2025 | 6 | 29 | 21 | 806.9817 | 0
2025 | 6 | 29 | 22 | 780.982 | 0
2025 | 6 | 29 | 23 | 725.1216 | 0
2025 | 6 | 30 | 0 | 672.5062 | 0
2025 | 6 | 30 | 1 | 619.8909 | 0
2025 | 6 | 30 | 2 | 570.5206 | 0
2025 | 6 | 30 | 3 | 563.4361 | 0
2025 | 6 | 30 | 4 | 565.1083 | 0
2025 | 6 | 30 | 5 | 584.8103 | 0
2025 | 6 | 30 | 6 | 647.472 | 0
2025 | 6 | 30 | 7 | 710.1337 | 0
2025 | 6 | 30 | 8 | 780.3521 | 0
2025 | 6 | 30 | 9 | 836.6423 | 0
2025 | 6 | 30 | 10 | 869.1835 | 0
2025 | 6 | 30 | 11 | 893.8781 | 0
2025 | 6 | 30 | 12 | 905.8548 | 0
2025 | 6 | 30 | 13 | 918.4148 | 0
2025 | 6 | 30 | 14 | 921.1135 | 0
2025 | 6 | 30 | 15 | 921.6469 | 0
2025 | 6 | 30 | 16 | 923.5337 | 0
2025 | 6 | 30 | 17 | 922.3913 | 0
2025 | 6 | 30 | 18 | 896.9777 | 0
2025 | 6 | 30 | 19 | 890.6132 | 0
2025 | 6 | 30 | 20 | 861.581 | 0
2025 | 6 | 30 | 21 | 840.1925 | 0
2025 | 6 | 30 | 22 | 798.7433 | 0
2025 | 6 | 30 | 23 | 735.1731 | 0
2025 | 7 | 1 | 0 | 664.8333 | 0
2025 | 7 | 1 | 1 | 626.5139 | 0
2025 | 7 | 1 | 2 | 604.862 | 0
2025 | 7 | 1 | 3 | 590.9033 | 0
2025 | 7 | 1 | 4 | 584.8819 | 0
2025 | 7 | 1 | 5 | 588.0496 | 0
2025 | 7 | 1 | 6 | 608.6908 | 0
2025 | 7 | 1 | 7 | 629.3319 | 0
2025 | 7 | 1 | 8 | 669.0185 | 0
2025 | 7 | 1 | 9 | 708.7051 | 0
2025 | 7 | 1 | 10 | 748.266 | 0
2025 | 7 | 1 | 11 | 782.0875 | 0
2025 | 7 | 1 | 12 | 803.5823 | 0
2025 | 7 | 1 | 13 | 810.7115 | 0
2025 | 7 | 1 | 14 | 809.5034 | 0
2025 | 7 | 1 | 15 | 810.5264 | 0
2025 | 7 | 1 | 16 | 797.8486 | 0
2025 | 7 | 1 | 17 | 803.5434 | 0
2025 | 7 | 1 | 18 | 798.2028 | 0
2025 | 7 | 1 | 19 | 795.0958 | 0
2025 | 7 | 1 | 20 | 776.8543 | 0
2025 | 7 | 1 | 21 | 748.6437 | 0
2025 | 7 | 1 | 22 | 721.7044 | 0
2025 | 7 | 1 | 23 | 683.3547 | 0
2025 | 7 | 2 | 0 | 642.261 | 0
2025 | 7 | 2 | 1 | 643.1695 | 0
2025 | 7 | 2 | 2 | 644.0779 | 0
2025 | 7 | 2 | 3 | 631.1128 | 0
2025 | 7 | 2 | 4 | 627.5833 | 0
2025 | 7 | 2 | 5 | 644.0737 | 0
2025 | 7 | 2 | 6 | 697.953 | 0
2025 | 7 | 2 | 7 | 751.8322 | 0
2025 | 7 | 2 | 8 | 812.9315 | 0
2025 | 7 | 2 | 9 | 874.0426 | 0
2025 | 7 | 2 | 10 | 917.6695 | 0
2025 | 7 | 2 | 11 | 950.378 | 0
2025 | 7 | 2 | 12 | 984.5296 | 0
2025 | 7 | 2 | 13 | 998.7443 | 0
2025 | 7 | 2 | 14 | 1007.2877 | 7.2877
2025 | 7 | 2 | 15 | 1013.0768 | 13.0768
2025 | 7 | 2 | 16 | 1019.5762 | 19.5762
2025 | 7 | 2 | 17 | 1020.801 | 20.801
2025 | 7 | 2 | 18 | 1014.4284 | 14.4284
2025 | 7 | 2 | 19 | 985.8023 | 0
2025 | 7 | 2 | 20 | 947.9958 | 0
2025 | 7 | 2 | 21 | 910.9021 | 0
2025 | 7 | 2 | 22 | 871.424 | 0
2025 | 7 | 2 | 23 | 808.2057 | 0
2025 | 7 | 3 | 0 | 749.8189 | 0
2025 | 7 | 3 | 1 | 691.432 | 0
2025 | 7 | 3 | 2 | 656.6428 | 0
2025 | 7 | 3 | 3 | 621.8535 | 0
2025 | 7 | 3 | 4 | 616.0582 | 0
2025 | 7 | 3 | 5 | 632.3324 | 0
2025 | 7 | 3 | 6 | 687.1313 | 0
2025 | 7 | 3 | 7 | 741.9302 | 0
2025 | 7 | 3 | 8 | 810.7184 | 0
2025 | 7 | 3 | 9 | 872.3686 | 0
2025 | 7 | 3 | 10 | 916.8943 | 0
2025 | 7 | 3 | 11 | 952.2359 | 0
2025 | 7 | 3 | 12 | 973.6837 | 0
2025 | 7 | 3 | 13 | 989.3387 | 0
2025 | 7 | 3 | 14 | 997.1121 | 0
2025 | 7 | 3 | 15 | 1000.8241 | 0.8241
2025 | 7 | 3 | 16 | 997.3242 | 0
2025 | 7 | 3 | 17 | 995.1865 | 0
2025 | 7 | 3 | 18 | 974.7331 | 0
2025 | 7 | 3 | 19 | 950.993 | 0
2025 | 7 | 3 | 20 | 918.4954 | 0
2025 | 7 | 3 | 21 | 878.5264 | 0
2025 | 7 | 3 | 22 | 836.1923 | 0
2025 | 7 | 3 | 23 | 773.1314 | 0
2025 | 7 | 4 | 0 | 714.6375 | 0
2025 | 7 | 4 | 1 | 656.1435 | 0
2025 | 7 | 4 | 2 | 612.2085 | 0
2025 | 7 | 4 | 3 | 597.4505 | 0
2025 | 7 | 4 | 4 | 591.772 | 0
2025 | 7 | 4 | 5 | 603.283 | 0
2025 | 7 | 4 | 6 | 637.6864 | 0
2025 | 7 | 4 | 7 | 696.8907 | 0
2025 | 7 | 4 | 8 | 757.2698 | 0
2025 | 7 | 4 | 9 | 814.3396 | 0
2025 | 7 | 4 | 10 | 847.5926 | 0
2025 | 7 | 4 | 11 | 869.3977 | 0
2025 | 7 | 4 | 12 | 880.2852 | 0
2025 | 7 | 4 | 13 | 887.9867 | 0
2025 | 7 | 4 | 14 | 891.2176 | 0
2025 | 7 | 4 | 15 | 893.0261 | 0
2025 | 7 | 4 | 16 | 892.4303 | 0
2025 | 7 | 4 | 17 | 891.3443 | 0
2025 | 7 | 4 | 18 | 865.2747 | 0
2025 | 7 | 4 | 19 | 837.5765 | 0
2025 | 7 | 4 | 20 | 802.5301 | 0
2025 | 7 | 4 | 21 | 773.3947 | 0
2025 | 7 | 4 | 22 | 742.7884 | 0
2025 | 7 | 4 | 23 | 694.3288 | 0
2025 | 7 | 5 | 0 | 635.5669 | 0
2025 | 7 | 5 | 1 | 595.0759 | 0
2025 | 7 | 5 | 2 | 573.3072 | 0
2025 | 7 | 5 | 3 | 560.4611 | 0
2025 | 7 | 5 | 4 | 553.219 | 0
2025 | 7 | 5 | 5 | 551.664 | 0
2025 | 7 | 5 | 6 | 564.8354 | 0
2025 | 7 | 5 | 7 | 593.7136 | 0
2025 | 7 | 5 | 8 | 641.7149 | 0
2025 | 7 | 5 | 9 | 689.7162 | 0
2025 | 7 | 5 | 10 | 744.8797 | 0
2025 | 7 | 5 | 11 | 772.2495 | 0
2025 | 7 | 5 | 12 | 783.6782 | 0
2025 | 7 | 5 | 13 | 791.2929 | 0
2025 | 7 | 5 | 14 | 798.0337 | 0
2025 | 7 | 5 | 15 | 802.875 | 0
2025 | 7 | 5 | 16 | 805.4462 | 0
2025 | 7 | 5 | 17 | 812.4372 | 0
2025 | 7 | 5 | 18 | 797.0279 | 0
2025 | 7 | 5 | 19 | 783.9355 | 0
2025 | 7 | 5 | 20 | 750.5062 | 0
2025 | 7 | 5 | 21 | 735.6012 | 0
2025 | 7 | 5 | 22 | 718.2629 | 0
2025 | 7 | 5 | 23 | 682.947 | 0
2025 | 7 | 6 | 0 | 633.2256 | 0
2025 | 7 | 6 | 1 | 636.4754 | 0
2025 | 7 | 6 | 2 | 614.5515 | 0
2025 | 7 | 6 | 3 | 600.1513 | 0
2025 | 7 | 6 | 4 | 592.2514 | 0
2025 | 7 | 6 | 5 | 590.7928 | 0
2025 | 7 | 6 | 6 | 607.6011 | 0
2025 | 7 | 6 | 7 | 624.4093 | 0
2025 | 7 | 6 | 8 | 688.3111 | 0
2025 | 7 | 6 | 9 | 759.7878 | 0
2025 | 7 | 6 | 10 | 816.7568 | 0
2025 | 7 | 6 | 11 | 881.3008 | 0
2025 | 7 | 6 | 12 | 919.1755 | 0
2025 | 7 | 6 | 13 | 943.4008 | 0
2025 | 7 | 6 | 14 | 961.0082 | 0
2025 | 7 | 6 | 15 | 975.4677 | 0
2025 | 7 | 6 | 16 | 990.2972 | 0
2025 | 7 | 6 | 17 | 999.8291 | 0
2025 | 7 | 6 | 18 | 985.8722 | 0
2025 | 7 | 6 | 19 | 969.519 | 0
2025 | 7 | 6 | 20 | 938.9312 | 0
2025 | 7 | 6 | 21 | 919.4985 | 0
2025 | 7 | 6 | 22 | 889.3503 | 0
2025 | 7 | 6 | 23 | 837.1679 | 0
2025 | 7 | 7 | 0 | 769.057 | 0
2025 | 7 | 7 | 1 | 744.8883 | 0
2025 | 7 | 7 | 2 | 711.1974 | 0
2025 | 7 | 7 | 3 | 690.9939 | 0
2025 | 7 | 7 | 4 | 684.3461 | 0
2025 | 7 | 7 | 5 | 703.0502 | 0
2025 | 7 | 7 | 6 | 770.6391 | 0
2025 | 7 | 7 | 7 | 838.2279 | 0
2025 | 7 | 7 | 8 | 925.4624 | 0
2025 | 7 | 7 | 9 | 1012.6968 | 12.6968
2025 | 7 | 7 | 10 | 1077.9381 | 77.9381
2025 | 7 | 7 | 11 | 1130.1522 | 130.1522
2025 | 7 | 7 | 12 | 1159.2947 | 159.2947
2025 | 7 | 7 | 13 | 1184.4489 | 184.4489
2025 | 7 | 7 | 14 | 1203.2182 | 203.2182
2025 | 7 | 7 | 15 | 1208.8394 | 208.8394
2025 | 7 | 7 | 16 | 1208.9432 | 208.9432
2025 | 7 | 7 | 17 | 1204.3728 | 204.3728
2025 | 7 | 7 | 18 | 1180.6396 | 180.6396
2025 | 7 | 7 | 19 | 1161.4232 | 161.4232
2025 | 7 | 7 | 20 | 1126.2635 | 126.2635
2025 | 7 | 7 | 21 | 1094.1177 | 94.1177
2025 | 7 | 7 | 22 | 1042.5194 | 42.5194
2025 | 7 | 7 | 23 | 953.2329 | 0
2025 | 7 | 8 | 0 | 875.6307 | 0
2025 | 7 | 8 | 1 | 798.0285 | 0
2025 | 7 | 8 | 2 | 758.1322 | 0
2025 | 7 | 8 | 3 | 732.6212 | 0
2025 | 7 | 8 | 4 | 721.2083 | 0
2025 | 7 | 8 | 5 | 736.2022 | 0
2025 | 7 | 8 | 6 | 799.2282 | 0
2025 | 7 | 8 | 7 | 862.2543 | 0
2025 | 7 | 8 | 8 | 936.9693 | 0
2025 | 7 | 8 | 9 | 1008.2722 | 8.2722
2025 | 7 | 8 | 10 | 1072.0536 | 72.0536
2025 | 7 | 8 | 11 | 1123.8437 | 123.8437
2025 | 7 | 8 | 12 | 1156.4137 | 156.4137
2025 | 7 | 8 | 13 | 1173.2251 | 173.2251
2025 | 7 | 8 | 14 | 1183.4476 | 183.4476
2025 | 7 | 8 | 15 | 1188.0563 | 188.0563
2025 | 7 | 8 | 16 | 1179.9393 | 179.9393
2025 | 7 | 8 | 17 | 1173.783 | 173.783
2025 | 7 | 8 | 18 | 1151.7336 | 151.7336
2025 | 7 | 8 | 19 | 1120.5532 | 120.5532
2025 | 7 | 8 | 20 | 1095.5697 | 95.5697
2025 | 7 | 8 | 21 | 1057.5846 | 57.5846
2025 | 7 | 8 | 22 | 998.3858 | 0
2025 | 7 | 8 | 23 | 917.1672 | 0
2025 | 7 | 9 | 0 | 859.0678 | 0
2025 | 7 | 9 | 1 | 800.9684 | 0
2025 | 7 | 9 | 2 | 763.8902 | 0
2025 | 7 | 9 | 3 | 741.0282 | 0
2025 | 7 | 9 | 4 | 731.1661 | 0
2025 | 7 | 9 | 5 | 745.0591 | 0
2025 | 7 | 9 | 6 | 805.5058 | 0
2025 | 7 | 9 | 7 | 865.9526 | 0
2025 | 7 | 9 | 8 | 939.6396 | 0
2025 | 7 | 9 | 9 | 1012.3539 | 12.3539
2025 | 7 | 9 | 10 | 1076.845 | 76.845
2025 | 7 | 9 | 11 | 1124.5053 | 124.5053
2025 | 7 | 9 | 12 | 1169.1685 | 169.1685
2025 | 7 | 9 | 13 | 1192.5546 | 192.5546
2025 | 7 | 9 | 14 | 1207.9362 | 207.9362
2025 | 7 | 9 | 15 | 1217.5097 | 217.5097
2025 | 7 | 9 | 16 | 1216.6459 | 216.6459
2025 | 7 | 9 | 17 | 1210.587 | 210.587
2025 | 7 | 9 | 18 | 1192.9228 | 192.9228
2025 | 7 | 9 | 19 | 1169.3707 | 169.3707
2025 | 7 | 9 | 20 | 1130.5333 | 130.5333
2025 | 7 | 9 | 21 | 1096.7868 | 96.7868
2025 | 7 | 9 | 22 | 1047.3131 | 47.3131
2025 | 7 | 9 | 23 | 964.2256 | 0
2025 | 7 | 10 | 0 | 891.5693 | 0
2025 | 7 | 10 | 1 | 820.0426 | 0
2025 | 7 | 10 | 2 | 779.008 | 0
2025 | 7 | 10 | 3 | 737.9734 | 0
2025 | 7 | 10 | 4 | 727.7093 | 0
2025 | 7 | 10 | 5 | 741.4151 | 0
2025 | 7 | 10 | 6 | 799.9462 | 0
2025 | 7 | 10 | 7 | 858.4773 | 0
2025 | 7 | 10 | 8 | 938.3113 | 0
2025 | 7 | 10 | 9 | 1012.5361 | 12.5361
2025 | 7 | 10 | 10 | 1067.0907 | 67.0907
2025 | 7 | 10 | 11 | 1107.2135 | 107.2135
2025 | 7 | 10 | 12 | 1133.0097 | 133.0097
2025 | 7 | 10 | 13 | 1151.1455 | 151.1455
2025 | 7 | 10 | 14 | 1161.1792 | 161.1792
2025 | 7 | 10 | 15 | 1160.9045 | 160.9045
2025 | 7 | 10 | 16 | 1157.2365 | 157.2365
2025 | 7 | 10 | 17 | 1150.8866 | 150.8866
2025 | 7 | 10 | 18 | 1110.8143 | 110.8143
2025 | 7 | 10 | 19 | 1077.1059 | 77.1059
2025 | 7 | 10 | 20 | 1035.4428 | 35.4428
2025 | 7 | 10 | 21 | 1005.8464 | 5.8464
2025 | 7 | 10 | 22 | 953.6023 | 0
2025 | 7 | 10 | 23 | 875.8216 | 0
2025 | 7 | 11 | 0 | 809.4471 | 0
2025 | 7 | 11 | 1 | 741.4053 | 0
2025 | 7 | 11 | 2 | 701.5203 | 0
2025 | 7 | 11 | 3 | 661.6353 | 0
2025 | 7 | 11 | 4 | 653.8208 | 0
2025 | 7 | 11 | 5 | 667.5969 | 0
2025 | 7 | 11 | 6 | 717.5003 | 0
2025 | 7 | 11 | 7 | 767.4037 | 0
2025 | 7 | 11 | 8 | 825.3946 | 0
2025 | 7 | 11 | 9 | 881.266 | 0
2025 | 7 | 11 | 10 | 915.7839 | 0
2025 | 7 | 11 | 11 | 935.3164 | 0
2025 | 7 | 11 | 12 | 941.3383 | 0
2025 | 7 | 11 | 13 | 943.285 | 0
2025 | 7 | 11 | 14 | 937.009 | 0
2025 | 7 | 11 | 15 | 932.8962 | 0
2025 | 7 | 11 | 16 | 929.2272 | 0
2025 | 7 | 11 | 17 | 922.8546 | 0
2025 | 7 | 11 | 18 | 881.3857 | 0
2025 | 7 | 11 | 19 | 861.756 | 0
2025 | 7 | 11 | 20 | 829.7207 | 0
2025 | 7 | 11 | 21 | 792.7291 | 0
2025 | 7 | 11 | 22 | 753.3518 | 0
2025 | 7 | 11 | 23 | 699.7858 | 0
2025 | 7 | 12 | 0 | 658.0214 | 0
2025 | 7 | 12 | 1 | 616.257 | 0
2025 | 7 | 12 | 2 | 595.0084 | 0
2025 | 7 | 12 | 3 | 580.9014 | 0
2025 | 7 | 12 | 4 | 572.9021 | 0
2025 | 7 | 12 | 5 | 571.4337 | 0
2025 | 7 | 12 | 6 | 583.9186 | 0
2025 | 7 | 12 | 7 | 596.4035 | 0
2025 | 7 | 12 | 8 | 650.242 | 0
2025 | 7 | 12 | 9 | 709.3566 | 0
2025 | 7 | 12 | 10 | 760.9219 | 0
2025 | 7 | 12 | 11 | 789.5664 | 0
2025 | 7 | 12 | 12 | 802.8358 | 0
2025 | 7 | 12 | 13 | 811.7462 | 0
2025 | 7 | 12 | 14 | 817.146 | 0
2025 | 7 | 12 | 15 | 820.6441 | 0
2025 | 7 | 12 | 16 | 823.1719 | 0
2025 | 7 | 12 | 17 | 828.2083 | 0
2025 | 7 | 12 | 18 | 807.906 | 0
2025 | 7 | 12 | 19 | 792.601 | 0
2025 | 7 | 12 | 20 | 757.3445 | 0
2025 | 7 | 12 | 21 | 743.9407 | 0
2025 | 7 | 12 | 22 | 724.564 | 0
2025 | 7 | 12 | 23 | 690.3069 | 0
2025 | 7 | 13 | 0 | 639.1959 | 0
2025 | 7 | 13 | 1 | 631.4779 | 0
2025 | 7 | 13 | 2 | 609.6615 | 0
2025 | 7 | 13 | 3 | 595.1288 | 0
2025 | 7 | 13 | 4 | 587.9236 | 0
2025 | 7 | 13 | 5 | 586.5833 | 0
2025 | 7 | 13 | 6 | 601.8214 | 0
2025 | 7 | 13 | 7 | 642.967 | 0
2025 | 7 | 13 | 8 | 679 | 0
2025 | 7 | 13 | 9 | 748.5961 | 0
2025 | 7 | 13 | 10 | 813.0795 | 0
2025 | 7 | 13 | 11 | 867.4285 | 0
2025 | 7 | 13 | 12 | 902.3212 | 0
2025 | 7 | 13 | 13 | 925.5265 | 0
2025 | 7 | 13 | 14 | 940.3472 | 0
2025 | 7 | 13 | 15 | 953.2579 | 0
2025 | 7 | 13 | 16 | 965.0163 | 0
2025 | 7 | 13 | 17 | 973.7276 | 0
2025 | 7 | 13 | 18 | 952.8717 | 0
2025 | 7 | 13 | 19 | 936.5234 | 0
2025 | 7 | 13 | 20 | 909.382 | 0
2025 | 7 | 13 | 21 | 891.8704 | 0
2025 | 7 | 13 | 22 | 860.5327 | 0
2025 | 7 | 13 | 23 | 810.2675 | 0
2025 | 7 | 14 | 0 | 744.9809 | 0
2025 | 7 | 14 | 1 | 697.9441 | 0
2025 | 7 | 14 | 2 | 650.9073 | 0
2025 | 7 | 14 | 3 | 632.9041 | 0
2025 | 7 | 14 | 4 | 626.8063 | 0
2025 | 7 | 14 | 5 | 639.8505 | 0
2025 | 7 | 14 | 6 | 697.0031 | 0
2025 | 7 | 14 | 7 | 754.1557 | 0
2025 | 7 | 14 | 8 | 827.0933 | 0
2025 | 7 | 14 | 9 | 895.7496 | 0
2025 | 7 | 14 | 10 | 941.5655 | 0
2025 | 7 | 14 | 11 | 976.5858 | 0
2025 | 7 | 14 | 12 | 995.587 | 0
2025 | 7 | 14 | 13 | 1011.2296 | 11.2296
2025 | 7 | 14 | 14 | 1018.9763 | 18.9763
2025 | 7 | 14 | 15 | 1025.3314 | 25.3314
2025 | 7 | 14 | 16 | 1032.6854 | 32.6854
2025 | 7 | 14 | 17 | 1029.0156 | 29.0156
2025 | 7 | 14 | 18 | 993.6459 | 0
2025 | 7 | 14 | 19 | 965.1113 | 0
2025 | 7 | 14 | 20 | 928.7964 | 0
2025 | 7 | 14 | 21 | 893.3865 | 0
2025 | 7 | 14 | 22 | 844.3071 | 0
2025 | 7 | 14 | 23 | 772.7261 | 0
2025 | 7 | 15 | 0 | 705.9022 | 0
2025 | 7 | 15 | 1 | 639.0783 | 0
2025 | 7 | 15 | 2 | 613.4691 | 0
2025 | 7 | 15 | 3 | 599.1169 | 0
2025 | 7 | 15 | 4 | 595.8105 | 0
2025 | 7 | 15 | 5 | 614.093 | 0
2025 | 7 | 15 | 6 | 667.3848 | 0
2025 | 7 | 15 | 7 | 720.6766 | 0
2025 | 7 | 15 | 8 | 784.5108 | 0
2025 | 7 | 15 | 9 | 824.1606 | 0
2025 | 7 | 15 | 10 | 862.7573 | 0
2025 | 7 | 15 | 11 | 891.9307 | 0
2025 | 7 | 15 | 12 | 910.6341 | 0
2025 | 7 | 15 | 13 | 920.3536 | 0
2025 | 7 | 15 | 14 | 922.2731 | 0
2025 | 7 | 15 | 15 | 921.3959 | 0
2025 | 7 | 15 | 16 | 909.5168 | 0
2025 | 7 | 15 | 17 | 908.7848 | 0
2025 | 7 | 15 | 18 | 900.0408 | 0
2025 | 7 | 15 | 19 | 876.1794 | 0
2025 | 7 | 15 | 20 | 848.9816 | 0
2025 | 7 | 15 | 21 | 815.5855 | 0
2025 | 7 | 15 | 22 | 765.9036 | 0
2025 | 7 | 15 | 23 | 704.8738 | 0
2025 | 7 | 16 | 0 | 643.844 | 0
2025 | 7 | 16 | 1 | 652.9914 | 0
2025 | 7 | 16 | 2 | 629.9664 | 0
2025 | 7 | 16 | 3 | 618.5015 | 0
2025 | 7 | 16 | 4 | 617.5474 | 0
2025 | 7 | 16 | 5 | 639.2358 | 0
2025 | 7 | 16 | 6 | 697.6725 | 0
2025 | 7 | 16 | 7 | 756.1093 | 0
2025 | 7 | 16 | 8 | 825.0736 | 0
2025 | 7 | 16 | 9 | 875.1032 | 0
2025 | 7 | 16 | 10 | 921.4223 | 0
2025 | 7 | 16 | 11 | 957.3995 | 0
2025 | 7 | 16 | 12 | 999.6723 | 0
2025 | 7 | 16 | 13 | 1019.9977 | 19.9977
2025 | 7 | 16 | 14 | 1031.0625 | 31.0625
2025 | 7 | 16 | 15 | 1036.2457 | 36.2457
2025 | 7 | 16 | 16 | 1037.0551 | 37.0551
2025 | 7 | 16 | 17 | 1036.4626 | 36.4626
2025 | 7 | 16 | 18 | 1023.9656 | 23.9656
2025 | 7 | 16 | 19 | 1006.3159 | 6.3159
2025 | 7 | 16 | 20 | 983.8758 | 0
2025 | 7 | 16 | 21 | 944.3949 | 0
2025 | 7 | 16 | 22 | 893.8928 | 0
2025 | 7 | 16 | 23 | 823.5982 | 0
2025 | 7 | 17 | 0 | 752.1619 | 0
2025 | 7 | 17 | 1 | 705.846 | 0
2025 | 7 | 17 | 2 | 674.0664 | 0
2025 | 7 | 17 | 3 | 642.2868 | 0
2025 | 7 | 17 | 4 | 637.1155 | 0
2025 | 7 | 17 | 5 | 652.7748 | 0
2025 | 7 | 17 | 6 | 708.0437 | 0
2025 | 7 | 17 | 7 | 763.3127 | 0
2025 | 7 | 17 | 8 | 834.8473 | 0
2025 | 7 | 17 | 9 | 901.2793 | 0
2025 | 7 | 17 | 10 | 945.6309 | 0
2025 | 7 | 17 | 11 | 979.5237 | 0
2025 | 7 | 17 | 12 | 999.4499 | 0
2025 | 7 | 17 | 13 | 1017.1241 | 17.1241
2025 | 7 | 17 | 14 | 1024.9203 | 24.9203
2025 | 7 | 17 | 15 | 1030.6307 | 30.6307
2025 | 7 | 17 | 16 | 1033.8947 | 33.8947
2025 | 7 | 17 | 17 | 1029.3708 | 29.3708
2025 | 7 | 17 | 18 | 993.694 | 0
2025 | 7 | 17 | 19 | 973.5107 | 0
2025 | 7 | 17 | 20 | 942.9322 | 0
2025 | 7 | 17 | 21 | 915.6484 | 0
2025 | 7 | 17 | 22 | 869.6281 | 0
2025 | 7 | 17 | 23 | 798.1105 | 0
2025 | 7 | 18 | 0 | 742.2951 | 0
2025 | 7 | 18 | 1 | 689.5411 | 0
2025 | 7 | 18 | 2 | 652.4892 | 0
2025 | 7 | 18 | 3 | 636.267 | 0
2025 | 7 | 18 | 4 | 630.7131 | 0
2025 | 7 | 18 | 5 | 646.6461 | 0
2025 | 7 | 18 | 6 | 699.7826 | 0
2025 | 7 | 18 | 7 | 752.919 | 0
2025 | 7 | 18 | 8 | 816.404 | 0
2025 | 7 | 18 | 9 | 887.3839 | 0
2025 | 7 | 18 | 10 | 930.993 | 0
2025 | 7 | 18 | 11 | 963.7106 | 0
2025 | 7 | 18 | 12 | 981.875 | 0
2025 | 7 | 18 | 13 | 996.6233 | 0
2025 | 7 | 18 | 14 | 1001.1086 | 1.1086
2025 | 7 | 18 | 15 | 997.4116 | 0
2025 | 7 | 18 | 16 | 992.8222 | 0
2025 | 7 | 18 | 17 | 983.9392 | 0
2025 | 7 | 18 | 18 | 957.6511 | 0
2025 | 7 | 18 | 19 | 933.1646 | 0
2025 | 7 | 18 | 20 | 909.7918 | 0
2025 | 7 | 18 | 21 | 887.6197 | 0
2025 | 7 | 18 | 22 | 846.6654 | 0
2025 | 7 | 18 | 23 | 788.2292 | 0
2025 | 7 | 19 | 0 | 736.2351 | 0
2025 | 7 | 19 | 1 | 695.7927 | 0
2025 | 7 | 19 | 2 | 655.3504 | 0
2025 | 7 | 19 | 3 | 636.635 | 0
2025 | 7 | 19 | 4 | 625.5083 | 0
2025 | 7 | 19 | 5 | 623.3406 | 0
2025 | 7 | 19 | 6 | 641.4522 | 0
2025 | 7 | 19 | 7 | 659.5639 | 0
2025 | 7 | 19 | 8 | 721.8512 | 0
2025 | 7 | 19 | 9 | 789.3292 | 0
2025 | 7 | 19 | 10 | 851.6752 | 0
2025 | 7 | 19 | 11 | 896.8463 | 0
2025 | 7 | 19 | 12 | 922.9171 | 0
2025 | 7 | 19 | 13 | 938.1052 | 0
2025 | 7 | 19 | 14 | 946.0143 | 0
2025 | 7 | 19 | 15 | 952.0616 | 0
2025 | 7 | 19 | 16 | 956.0185 | 0
2025 | 7 | 19 | 17 | 955.438 | 0
2025 | 7 | 19 | 18 | 920.1667 | 0
2025 | 7 | 19 | 19 | 909.9952 | 0
2025 | 7 | 19 | 20 | 881.5732 | 0
2025 | 7 | 19 | 21 | 862.8842 | 0
2025 | 7 | 19 | 22 | 834.9094 | 0
2025 | 7 | 19 | 23 | 790.6042 | 0
2025 | 7 | 20 | 0 | 732.5692 | 0
2025 | 7 | 20 | 1 | 689.6426 | 0
2025 | 7 | 20 | 2 | 658.2571 | 0
2025 | 7 | 20 | 3 | 636.7309 | 0
2025 | 7 | 20 | 4 | 623.1962 | 0
2025 | 7 | 20 | 5 | 616.9793 | 0
2025 | 7 | 20 | 6 | 627.7428 | 0
2025 | 7 | 20 | 7 | 638.5062 | 0
2025 | 7 | 20 | 8 | 698.7577 | 0
2025 | 7 | 20 | 9 | 761.7358 | 0
2025 | 7 | 20 | 10 | 823.2632 | 0
2025 | 7 | 20 | 11 | 874.7745 | 0
2025 | 7 | 20 | 12 | 908.7648 | 0
2025 | 7 | 20 | 13 | 929.609 | 0
2025 | 7 | 20 | 14 | 941.9461 | 0
2025 | 7 | 20 | 15 | 950.8156 | 0
2025 | 7 | 20 | 16 | 960.0845 | 0
2025 | 7 | 20 | 17 | 967.7971 | 0
2025 | 7 | 20 | 18 | 948.3393 | 0
2025 | 7 | 20 | 19 | 931.5929 | 0
2025 | 7 | 20 | 20 | 906.0161 | 0
2025 | 7 | 20 | 21 | 885.4711 | 0
2025 | 7 | 20 | 22 | 852.5607 | 0
2025 | 7 | 20 | 23 | 798.0891 | 0
2025 | 7 | 21 | 0 | 747.4926 | 0
2025 | 7 | 21 | 1 | 710.5503 | 0
2025 | 7 | 21 | 2 | 682.2629 | 0
2025 | 7 | 21 | 3 | 665.9138 | 0
2025 | 7 | 21 | 4 | 661.618 | 0
2025 | 7 | 21 | 5 | 680.8078 | 0
2025 | 7 | 21 | 6 | 742.2519 | 0
2025 | 7 | 21 | 7 | 803.696 | 0
2025 | 7 | 21 | 8 | 880.8967 | 0
2025 | 7 | 21 | 9 | 955.4609 | 0
2025 | 7 | 21 | 10 | 1008.2259 | 8.2259
2025 | 7 | 21 | 11 | 1050.0062 | 50.0062
2025 | 7 | 21 | 12 | 1076.6745 | 76.6745
2025 | 7 | 21 | 13 | 1099.655 | 99.655
2025 | 7 | 21 | 14 | 1113.5175 | 113.5175
2025 | 7 | 21 | 15 | 1118.1621 | 118.1621
2025 | 7 | 21 | 16 | 1116.5632 | 116.5632
2025 | 7 | 21 | 17 | 1107.9685 | 107.9685
2025 | 7 | 21 | 18 | 1076.5635 | 76.5635
2025 | 7 | 21 | 19 | 1054.8586 | 54.8586
2025 | 7 | 21 | 20 | 1023.8641 | 23.8641
2025 | 7 | 21 | 21 | 997.2164 | 0
2025 | 7 | 21 | 22 | 942.5423 | 0
2025 | 7 | 21 | 23 | 867.0804 | 0
2025 | 7 | 22 | 0 | 819.1976 | 0
2025 | 7 | 22 | 1 | 771.3147 | 0
2025 | 7 | 22 | 2 | 738.5569 | 0
2025 | 7 | 22 | 3 | 718.247 | 0
2025 | 7 | 22 | 4 | 711.8704 | 0
2025 | 7 | 22 | 5 | 729.7352 | 0
2025 | 7 | 22 | 6 | 794.0477 | 0
2025 | 7 | 22 | 7 | 858.3602 | 0
2025 | 7 | 22 | 8 | 936.3857 | 0
2025 | 7 | 22 | 9 | 1014.5575 | 14.5575
2025 | 7 | 22 | 10 | 1081.1982 | 81.1982
2025 | 7 | 22 | 11 | 1136.8621 | 136.8621
2025 | 7 | 22 | 12 | 1177.2612 | 177.2612
2025 | 7 | 22 | 13 | 1199.9055 | 199.9055
2025 | 7 | 22 | 14 | 1210.0203 | 210.0203
2025 | 7 | 22 | 15 | 1221.9382 | 221.9382
2025 | 7 | 22 | 16 | 1210.0054 | 210.0054
2025 | 7 | 22 | 17 | 1205.1341 | 205.1341
2025 | 7 | 22 | 18 | 1185.5189 | 185.5189
2025 | 7 | 22 | 19 | 1161.7932 | 161.7932
2025 | 7 | 22 | 20 | 1127.7389 | 127.7389
2025 | 7 | 22 | 21 | 1091.1523 | 91.1523
2025 | 7 | 22 | 22 | 1026.0361 | 26.0361
2025 | 7 | 22 | 23 | 945.1168 | 0
2025 | 7 | 23 | 0 | 875.3378 | 0
2025 | 7 | 23 | 1 | 805.5588 | 0
2025 | 7 | 23 | 2 | 766.5183 | 0
2025 | 7 | 23 | 3 | 742.1161 | 0
2025 | 7 | 23 | 4 | 732.1313 | 0
2025 | 7 | 23 | 5 | 746.7474 | 0
2025 | 7 | 23 | 6 | 803.7621 | 0
2025 | 7 | 23 | 7 | 860.7769 | 0
2025 | 7 | 23 | 8 | 931.8545 | 0
2025 | 7 | 23 | 9 | 992.4161 | 0
2025 | 7 | 23 | 10 | 1051.093 | 51.093
2025 | 7 | 23 | 11 | 1095.7231 | 95.7231
2025 | 7 | 23 | 12 | 1139.2052 | 139.2052
2025 | 7 | 23 | 13 | 1157.8013 | 157.8013
2025 | 7 | 23 | 14 | 1166.6405 | 166.6405
2025 | 7 | 23 | 15 | 1171.9898 | 171.9898
2025 | 7 | 23 | 16 | 1167.7177 | 167.7177
2025 | 7 | 23 | 17 | 1157.7373 | 157.7373
2025 | 7 | 23 | 18 | 1137.2499 | 137.2499
2025 | 7 | 23 | 19 | 1114.2204 | 114.2204
2025 | 7 | 23 | 20 | 1081.7002 | 81.7002
2025 | 7 | 23 | 21 | 1050.2209 | 50.2209
2025 | 7 | 23 | 22 | 990.2219 | 0
2025 | 7 | 23 | 23 | 911.4377 | 0
2025 | 7 | 24 | 0 | 845.0382 | 0
2025 | 7 | 24 | 1 | 778.6388 | 0
2025 | 7 | 24 | 2 | 740.6887 | 0
2025 | 7 | 24 | 3 | 702.7386 | 0
2025 | 7 | 24 | 4 | 694.1664 | 0
2025 | 7 | 24 | 5 | 708.2814 | 0
2025 | 7 | 24 | 6 | 765.4742 | 0
2025 | 7 | 24 | 7 | 822.6671 | 0
2025 | 7 | 24 | 8 | 898.9686 | 0
2025 | 7 | 24 | 9 | 972.1389 | 0
2025 | 7 | 24 | 10 | 1019.3556 | 19.3556
2025 | 7 | 24 | 11 | 1066.5723 | 66.5723
2025 | 7 | 24 | 12 | 1090.9514 | 90.9514
2025 | 7 | 24 | 13 | 1112.8838 | 112.8838
2025 | 7 | 24 | 14 | 1126.6998 | 126.6998
2025 | 7 | 24 | 15 | 1136.2061 | 136.2061
2025 | 7 | 24 | 16 | 1142.0223 | 142.0223
2025 | 7 | 24 | 17 | 1133.2717 | 133.2717
2025 | 7 | 24 | 18 | 1094.7494 | 94.7494
2025 | 7 | 24 | 19 | 1057.7513 | 57.7513
2025 | 7 | 24 | 20 | 1012.7379 | 12.7379
2025 | 7 | 24 | 21 | 975.3766 | 0
2025 | 7 | 24 | 22 | 920.357 | 0
2025 | 7 | 24 | 23 | 844.7108 | 0
2025 | 7 | 25 | 0 | 789.2535 | 0
2025 | 7 | 25 | 1 | 743.1279 | 0
2025 | 7 | 25 | 2 | 697.0023 | 0
2025 | 7 | 25 | 3 | 677.8021 | 0
2025 | 7 | 25 | 4 | 671.2195 | 0
2025 | 7 | 25 | 5 | 687.1148 | 0
2025 | 7 | 25 | 6 | 744.578 | 0
2025 | 7 | 25 | 7 | 802.0413 | 0
2025 | 7 | 25 | 8 | 876.5162 | 0
2025 | 7 | 25 | 9 | 948.8414 | 0
2025 | 7 | 25 | 10 | 1001.9708 | 1.9708
2025 | 7 | 25 | 11 | 1041.2992 | 41.2992
2025 | 7 | 25 | 12 | 1064.6924 | 64.6924
2025 | 7 | 25 | 13 | 1081.3489 | 81.3489
2025 | 7 | 25 | 14 | 1087.627 | 87.627
2025 | 7 | 25 | 15 | 1088.1097 | 88.1097
2025 | 7 | 25 | 16 | 1085.9059 | 85.9059
2025 | 7 | 25 | 17 | 1076.8309 | 76.8309
2025 | 7 | 25 | 18 | 1041.6344 | 41.6344
2025 | 7 | 25 | 19 | 1009.9538 | 9.9538
2025 | 7 | 25 | 20 | 975.124 | 0
2025 | 7 | 25 | 21 | 943.9503 | 0
2025 | 7 | 25 | 22 | 896.5899 | 0
2025 | 7 | 25 | 23 | 832.3024 | 0
2025 | 7 | 26 | 0 | 769.5912 | 0
2025 | 7 | 26 | 1 | 706.8801 | 0
2025 | 7 | 26 | 2 | 671.8639 | 0
2025 | 7 | 26 | 3 | 636.8476 | 0
2025 | 7 | 26 | 4 | 624.3079 | 0
2025 | 7 | 26 | 5 | 621.3614 | 0
2025 | 7 | 26 | 6 | 633.691 | 0
2025 | 7 | 26 | 7 | 646.0205 | 0
2025 | 7 | 26 | 8 | 703.2633 | 0
2025 | 7 | 26 | 9 | 760.5062 | 0
2025 | 7 | 26 | 10 | 820.8709 | 0
2025 | 7 | 26 | 11 | 854.0453 | 0
2025 | 7 | 26 | 12 | 869.0103 | 0
2025 | 7 | 26 | 13 | 874.8093 | 0
2025 | 7 | 26 | 14 | 875.8828 | 0
2025 | 7 | 26 | 15 | 874.1314 | 0
2025 | 7 | 26 | 16 | 873.7443 | 0
2025 | 7 | 26 | 17 | 869.7965 | 0
2025 | 7 | 26 | 18 | 842.6524 | 0
2025 | 7 | 26 | 19 | 824.8146 | 0
2025 | 7 | 26 | 20 | 799.6906 | 0
2025 | 7 | 26 | 21 | 782.8718 | 0
2025 | 7 | 26 | 22 | 757.1957 | 0
2025 | 7 | 26 | 23 | 718.2317 | 0
2025 | 7 | 27 | 0 | 662.161 | 0
2025 | 7 | 27 | 1 | 625.0952 | 0
2025 | 7 | 27 | 2 | 598.3386 | 0
2025 | 7 | 27 | 3 | 571.5819 | 0
2025 | 7 | 27 | 4 | 562.1135 | 0
2025 | 7 | 27 | 5 | 559.0942 | 0
2025 | 7 | 27 | 6 | 569.6119 | 0
2025 | 7 | 27 | 7 | 580.1296 | 0
2025 | 7 | 27 | 8 | 618.1759 | 0
2025 | 7 | 27 | 9 | 666.9247 | 0
2025 | 7 | 27 | 10 | 715.6735 | 0
2025 | 7 | 27 | 11 | 750.4252 | 0
2025 | 7 | 27 | 12 | 770.2831 | 0
2025 | 7 | 27 | 13 | 778.0022 | 0
2025 | 7 | 27 | 14 | 780.5874 | 0
2025 | 7 | 27 | 15 | 783.885 | 0
2025 | 7 | 27 | 16 | 786.5166 | 0
2025 | 7 | 27 | 17 | 797.9093 | 0
2025 | 7 | 27 | 18 | 783.366 | 0
2025 | 7 | 27 | 19 | 768.619 | 0
2025 | 7 | 27 | 20 | 753.6556 | 0
2025 | 7 | 27 | 21 | 742.4139 | 0
2025 | 7 | 27 | 22 | 716.9583 | 0
2025 | 7 | 27 | 23 | 675.3913 | 0
2025 | 7 | 28 | 0 | 635.4358 | 0
2025 | 7 | 28 | 1 | 595.4804 | 0
2025 | 7 | 28 | 2 | 576.055 | 0
2025 | 7 | 28 | 3 | 566.9021 | 0
2025 | 7 | 28 | 4 | 568.0222 | 0
2025 | 7 | 28 | 5 | 591.8225 | 0
2025 | 7 | 28 | 6 | 648.6561 | 0
2025 | 7 | 28 | 7 | 705.4897 | 0
2025 | 7 | 28 | 8 | 764.8339 | 0
2025 | 7 | 28 | 9 | 824.1781 | 0
2025 | 7 | 28 | 10 | 856.1539 | 0
2025 | 7 | 28 | 11 | 882.0809 | 0
2025 | 7 | 28 | 12 | 895.4639 | 0
2025 | 7 | 28 | 13 | 906.6033 | 0
2025 | 7 | 28 | 14 | 909.6391 | 0
2025 | 7 | 28 | 15 | 910.3665 | 0
2025 | 7 | 28 | 16 | 908.6778 | 0
2025 | 7 | 28 | 17 | 898.7744 | 0
2025 | 7 | 28 | 18 | 866.6357 | 0
2025 | 7 | 28 | 19 | 858.2537 | 0
2025 | 7 | 28 | 20 | 841.2549 | 0
2025 | 7 | 28 | 21 | 815.9553 | 0
2025 | 7 | 28 | 22 | 768.5264 | 0
2025 | 7 | 28 | 23 | 707.2522 | 0
2025 | 7 | 29 | 0 | 640.505 | 0
2025 | 7 | 29 | 1 | 614.5145 | 0
2025 | 7 | 29 | 2 | 593.8849 | 0
2025 | 7 | 29 | 3 | 583.8375 | 0
2025 | 7 | 29 | 4 | 583.3885 | 0
2025 | 7 | 29 | 5 | 604.868 | 0
2025 | 7 | 29 | 6 | 659.4516 | 0
2025 | 7 | 29 | 7 | 714.0352 | 0
2025 | 7 | 29 | 8 | 777.9132 | 0
2025 | 7 | 29 | 9 | 821.8425 | 0
2025 | 7 | 29 | 10 | 863.0162 | 0
2025 | 7 | 29 | 11 | 897.9366 | 0
2025 | 7 | 29 | 12 | 921.3383 | 0
2025 | 7 | 29 | 13 | 936.5437 | 0
2025 | 7 | 29 | 14 | 947.3764 | 0
2025 | 7 | 29 | 15 | 950.6108 | 0
2025 | 7 | 29 | 16 | 940.5413 | 0
2025 | 7 | 29 | 17 | 928.9042 | 0
2025 | 7 | 29 | 18 | 908.1881 | 0
2025 | 7 | 29 | 19 | 896.9728 | 0
2025 | 7 | 29 | 20 | 881.9148 | 0
2025 | 7 | 29 | 21 | 849.7445 | 0
2025 | 7 | 29 | 22 | 797.2886 | 0
2025 | 7 | 29 | 23 | 736.5197 | 0
2025 | 7 | 30 | 0 | 675.7507 | 0
2025 | 7 | 30 | 1 | 649.9762 | 0
2025 | 7 | 30 | 2 | 626.5348 | 0
2025 | 7 | 30 | 3 | 613.7548 | 0
2025 | 7 | 30 | 4 | 611.2466 | 0
2025 | 7 | 30 | 5 | 627.6834 | 0
2025 | 7 | 30 | 6 | 678.9395 | 0
2025 | 7 | 30 | 7 | 730.1955 | 0
2025 | 7 | 30 | 8 | 784.3865 | 0
2025 | 7 | 30 | 9 | 838.5775 | 0
2025 | 7 | 30 | 10 | 879.1647 | 0
2025 | 7 | 30 | 11 | 909.8074 | 0
2025 | 7 | 30 | 12 | 947.5827 | 0
2025 | 7 | 30 | 13 | 964.9219 | 0
2025 | 7 | 30 | 14 | 973.695 | 0
2025 | 7 | 30 | 15 | 983.5147 | 0
2025 | 7 | 30 | 16 | 987.9873 | 0
2025 | 7 | 30 | 17 | 989.645 | 0
2025 | 7 | 30 | 18 | 971.99 | 0
2025 | 7 | 30 | 19 | 946.2802 | 0
2025 | 7 | 30 | 20 | 918.6656 | 0
2025 | 7 | 30 | 21 | 891.777 | 0
2025 | 7 | 30 | 22 | 843.633 | 0
2025 | 7 | 30 | 23 | 794.1886 | 0
2025 | 7 | 31 | 0 | 754.745 | 0
2025 | 7 | 31 | 1 | 715.3015 | 0
2025 | 7 | 31 | 2 | 706.8804 | 0
2025 | 7 | 31 | 3 | 687.1297 | 0
2025 | 7 | 31 | 4 | 681.0102 | 0
2025 | 7 | 31 | 5 | 695.5897 | 0
2025 | 7 | 31 | 6 | 735.2112 | 0
2025 | 7 | 31 | 7 | 810.8809 | 0
2025 | 7 | 31 | 8 | 886.2415 | 0
2025 | 7 | 31 | 9 | 964.2166 | 0
2025 | 7 | 31 | 10 | 1024.74 | 24.74
2025 | 7 | 31 | 11 | 1072.8829 | 72.8829
2025 | 7 | 31 | 12 | 1105.172 | 105.172
2025 | 7 | 31 | 13 | 1134.7684 | 134.7684
2025 | 7 | 31 | 14 | 1148.47 | 148.47
2025 | 7 | 31 | 15 | 1158.2379 | 158.2379
2025 | 7 | 31 | 16 | 1157.8483 | 157.8483
2025 | 7 | 31 | 17 | 1146.7261 | 146.7261
2025 | 7 | 31 | 18 | 1110.111 | 110.111
2025 | 7 | 31 | 19 | 1076.0745 | 76.0745
2025 | 7 | 31 | 20 | 1039.8048 | 39.8048
2025 | 7 | 31 | 21 | 1025.5085 | 25.5085
2025 | 7 | 31 | 22 | 966.4488 | 0
2025 | 7 | 31 | 23 | 900.0246 | 0
2025 | 8 | 1 | 0 | 833.6004 | 0
2025 | 8 | 1 | 1 | 773.9938 | 0
2025 | 8 | 1 | 2 | 739.3108 | 0
2025 | 8 | 1 | 3 | 717.8679 | 0
2025 | 8 | 1 | 4 | 710.1487 | 0
2025 | 8 | 1 | 5 | 724.8043 | 0
2025 | 8 | 1 | 6 | 765.9134 | 0
2025 | 8 | 1 | 7 | 844.4439 | 0
2025 | 8 | 1 | 8 | 923.7809 | 0
2025 | 8 | 1 | 9 | 997.1811 | 0
2025 | 8 | 1 | 10 | 1071.3877 | 71.3877
2025 | 8 | 1 | 11 | 1123.5946 | 123.5946
2025 | 8 | 1 | 12 | 1151.4891 | 151.4891
2025 | 8 | 1 | 13 | 1173.4448 | 173.4448
2025 | 8 | 1 | 14 | 1186.8814 | 186.8814
2025 | 8 | 1 | 15 | 1193.8818 | 193.8818
2025 | 8 | 1 | 16 | 1191.8016 | 191.8016
2025 | 8 | 1 | 17 | 1176.3474 | 176.3474
2025 | 8 | 1 | 18 | 1139.3178 | 139.3178
2025 | 8 | 1 | 19 | 1099.9393 | 99.9393
2025 | 8 | 1 | 20 | 1058.4023 | 58.4023
2025 | 8 | 1 | 21 | 1042.1971 | 42.1971
2025 | 8 | 1 | 22 | 988.3951 | 0
2025 | 8 | 1 | 23 | 916.9052 | 0
2025 | 8 | 2 | 0 | 849.9951 | 0
2025 | 8 | 2 | 1 | 798.3517 | 0
2025 | 8 | 2 | 2 | 751.2882 | 0
2025 | 8 | 2 | 3 | 727.3519 | 0
2025 | 8 | 2 | 4 | 713.2073 | 0
2025 | 8 | 2 | 5 | 710.362 | 0
2025 | 8 | 2 | 6 | 715.0775 | 0
2025 | 8 | 2 | 7 | 745.407 | 0
2025 | 8 | 2 | 8 | 810.5689 | 0
2025 | 8 | 2 | 9 | 882.5305 | 0
2025 | 8 | 2 | 10 | 938.4408 | 0
2025 | 8 | 2 | 11 | 1001.1507 | 1.1507
2025 | 8 | 2 | 12 | 1031.9115 | 31.9115
2025 | 8 | 2 | 13 | 1048.5711 | 48.5711
2025 | 8 | 2 | 14 | 1053.554 | 53.554
2025 | 8 | 2 | 15 | 1048.9911 | 48.9911
2025 | 8 | 2 | 16 | 1045.1313 | 45.1313
2025 | 8 | 2 | 17 | 1037.4084 | 37.4084
2025 | 8 | 2 | 18 | 1007.0125 | 7.0125
2025 | 8 | 2 | 19 | 972.0781 | 0
2025 | 8 | 2 | 20 | 936.6635 | 0
2025 | 8 | 2 | 21 | 932.3328 | 0
2025 | 8 | 2 | 22 | 896.1656 | 0
2025 | 8 | 2 | 23 | 850.4541 | 0
2025 | 8 | 3 | 0 | 792.9227 | 0
2025 | 8 | 3 | 1 | 741.4146 | 0
2025 | 8 | 3 | 2 | 689.9065 | 0
2025 | 8 | 3 | 3 | 662.9958 | 0
2025 | 8 | 3 | 4 | 646.486 | 0
2025 | 8 | 3 | 5 | 641.0007 | 0
2025 | 8 | 3 | 6 | 636.7007 | 0
2025 | 8 | 3 | 7 | 680.1788 | 0
2025 | 8 | 3 | 8 | 727.6881 | 0
2025 | 8 | 3 | 9 | 790.4015 | 0
2025 | 8 | 3 | 10 | 845.3178 | 0
2025 | 8 | 3 | 11 | 907.8363 | 0
2025 | 8 | 3 | 12 | 939.7757 | 0
2025 | 8 | 3 | 13 | 955.209 | 0
2025 | 8 | 3 | 14 | 961.4713 | 0
2025 | 8 | 3 | 15 | 961.3547 | 0
2025 | 8 | 3 | 16 | 962.3361 | 0
2025 | 8 | 3 | 17 | 956.8013 | 0
2025 | 8 | 3 | 18 | 927.0221 | 0
2025 | 8 | 3 | 19 | 903.9358 | 0
2025 | 8 | 3 | 20 | 879.9639 | 0
2025 | 8 | 3 | 21 | 883.4225 | 0
2025 | 8 | 3 | 22 | 843.5226 | 0
2025 | 8 | 3 | 23 | 783.8861 | 0
2025 | 8 | 4 | 0 | 736.4444 | 0
2025 | 8 | 4 | 1 | 689.0027 | 0
2025 | 8 | 4 | 2 | 662.5527 | 0
2025 | 8 | 4 | 3 | 645.5531 | 0
2025 | 8 | 4 | 4 | 637.6484 | 0
2025 | 8 | 4 | 5 | 643.507 | 0
2025 | 8 | 4 | 6 | 653.4194 | 0
2025 | 8 | 4 | 7 | 679.2752 | 0
2025 | 8 | 4 | 8 | 734.7949 | 0
2025 | 8 | 4 | 9 | 790.3145 | 0
2025 | 8 | 4 | 10 | 858.7421 | 0
2025 | 8 | 4 | 11 | 912.3353 | 0
2025 | 8 | 4 | 12 | 951.7144 | 0
2025 | 8 | 4 | 13 | 973.1622 | 0
2025 | 8 | 4 | 14 | 978.8255 | 0
2025 | 8 | 4 | 15 | 974.7307 | 0
2025 | 8 | 4 | 16 | 976.5913 | 0
2025 | 8 | 4 | 17 | 982.6855 | 0
2025 | 8 | 4 | 18 | 953.0421 | 0
2025 | 8 | 4 | 19 | 932.8705 | 0
2025 | 8 | 4 | 20 | 923.3255 | 0
2025 | 8 | 4 | 21 | 926.6644 | 0
2025 | 8 | 4 | 22 | 886.0849 | 0
2025 | 8 | 4 | 23 | 830.551 | 0
2025 | 8 | 5 | 0 | 763.7766 | 0
2025 | 8 | 5 | 1 | 745.5819 | 0
2025 | 8 | 5 | 2 | 713.8455 | 0
2025 | 8 | 5 | 3 | 694.6866 | 0
2025 | 8 | 5 | 4 | 688.9647 | 0
2025 | 8 | 5 | 5 | 707.7132 | 0
2025 | 8 | 5 | 6 | 765.1131 | 0
2025 | 8 | 5 | 7 | 822.513 | 0
2025 | 8 | 5 | 8 | 888.7098 | 0
2025 | 8 | 5 | 9 | 954.9066 | 0
2025 | 8 | 5 | 10 | 1017.8206 | 17.8206
2025 | 8 | 5 | 11 | 1064.9392 | 64.9392
2025 | 8 | 5 | 12 | 1096.9036 | 96.9036
2025 | 8 | 5 | 13 | 1122.3114 | 122.3114
2025 | 8 | 5 | 14 | 1130.198 | 130.198
2025 | 8 | 5 | 15 | 1128.3163 | 128.3163
2025 | 8 | 5 | 16 | 1116.8701 | 116.8701
2025 | 8 | 5 | 17 | 1105.4605 | 105.4605
2025 | 8 | 5 | 18 | 1081.1826 | 81.1826
2025 | 8 | 5 | 19 | 1053.9543 | 53.9543
2025 | 8 | 5 | 20 | 1031.6333 | 31.6333
2025 | 8 | 5 | 21 | 1009.4858 | 9.4858
2025 | 8 | 5 | 22 | 944.3897 | 0
2025 | 8 | 5 | 23 | 872.7359 | 0
2025 | 8 | 6 | 0 | 811.2387 | 0
2025 | 8 | 6 | 1 | 749.7415 | 0
2025 | 8 | 6 | 2 | 698.401 | 0
2025 | 8 | 6 | 3 | 681.0413 | 0
2025 | 8 | 6 | 4 | 676.0728 | 0
2025 | 8 | 6 | 5 | 693.9375 | 0
2025 | 8 | 6 | 6 | 733.2361 | 0
2025 | 8 | 6 | 7 | 786.3216 | 0
2025 | 8 | 6 | 8 | 839.4071 | 0
2025 | 8 | 6 | 9 | 884.5245 | 0
2025 | 8 | 6 | 10 | 926.5386 | 0
2025 | 8 | 6 | 11 | 956.7166 | 0
2025 | 8 | 6 | 12 | 992.9041 | 0
2025 | 8 | 6 | 13 | 1006.4357 | 6.4357
2025 | 8 | 6 | 14 | 1007.4096 | 7.4096
2025 | 8 | 6 | 15 | 1003.1806 | 3.1806
2025 | 8 | 6 | 16 | 996.8317 | 0
2025 | 8 | 6 | 17 | 993.9721 | 0
2025 | 8 | 6 | 18 | 979.6826 | 0
2025 | 8 | 6 | 19 | 949.4323 | 0
2025 | 8 | 6 | 20 | 926.9392 | 0
2025 | 8 | 6 | 21 | 917.7579 | 0
2025 | 8 | 6 | 22 | 867.4337 | 0
2025 | 8 | 6 | 23 | 805.4755 | 0
2025 | 8 | 7 | 0 | 751.0491 | 0
2025 | 8 | 7 | 1 | 696.6227 | 0
2025 | 8 | 7 | 2 | 649.7282 | 0
2025 | 8 | 7 | 3 | 635.0258 | 0
2025 | 8 | 7 | 4 | 632.3167 | 0
2025 | 8 | 7 | 5 | 650.7375 | 0
2025 | 8 | 7 | 6 | 694.984 | 0
2025 | 8 | 7 | 7 | 762.0901 | 0
2025 | 8 | 7 | 8 | 829.1962 | 0
2025 | 8 | 7 | 9 | 895.4213 | 0
2025 | 8 | 7 | 10 | 946.0214 | 0
2025 | 8 | 7 | 11 | 980.9882 | 0
2025 | 8 | 7 | 12 | 1002.1031 | 2.1031
2025 | 8 | 7 | 13 | 1022.4049 | 22.4049
2025 | 8 | 7 | 14 | 1032.3918 | 32.3918
2025 | 8 | 7 | 15 | 1037.3887 | 37.3887
2025 | 8 | 7 | 16 | 1038.6998 | 38.6998
2025 | 8 | 7 | 17 | 1029.8755 | 29.8755
2025 | 8 | 7 | 18 | 991.249 | 0
2025 | 8 | 7 | 19 | 952.7253 | 0
2025 | 8 | 7 | 20 | 918.5067 | 0
2025 | 8 | 7 | 21 | 912.1043 | 0
2025 | 8 | 7 | 22 | 858.2064 | 0
2025 | 8 | 7 | 23 | 790.9615 | 0
2025 | 8 | 8 | 0 | 740.5413 | 0
2025 | 8 | 8 | 1 | 690.1211 | 0
2025 | 8 | 8 | 2 | 663.2267 | 0
2025 | 8 | 8 | 3 | 648.2825 | 0
2025 | 8 | 8 | 4 | 645.2322 | 0
2025 | 8 | 8 | 5 | 663.7419 | 0
2025 | 8 | 8 | 6 | 707.6053 | 0
2025 | 8 | 8 | 7 | 770.9576 | 0
2025 | 8 | 8 | 8 | 834.3099 | 0
2025 | 8 | 8 | 9 | 894.004 | 0
2025 | 8 | 8 | 10 | 944.797 | 0
2025 | 8 | 8 | 11 | 980.6629 | 0
2025 | 8 | 8 | 12 | 1001.3673 | 1.3673
2025 | 8 | 8 | 13 | 1017.5824 | 17.5824
2025 | 8 | 8 | 14 | 1022.5641 | 22.5641
2025 | 8 | 8 | 15 | 1017.2366 | 17.2366
2025 | 8 | 8 | 16 | 1018.7355 | 18.7355
2025 | 8 | 8 | 17 | 1008.1521 | 8.1521
2025 | 8 | 8 | 18 | 963.9774 | 0
2025 | 8 | 8 | 19 | 922.441 | 0
2025 | 8 | 8 | 20 | 891.3758 | 0
2025 | 8 | 8 | 21 | 882.3371 | 0
2025 | 8 | 8 | 22 | 831.4786 | 0
2025 | 8 | 8 | 23 | 776.5722 | 0
2025 | 8 | 9 | 0 | 728.1261 | 0
2025 | 8 | 9 | 1 | 679.6799 | 0
2025 | 8 | 9 | 2 | 649.7939 | 0
2025 | 8 | 9 | 3 | 619.908 | 0
2025 | 8 | 9 | 4 | 609.7454 | 0
2025 | 8 | 9 | 5 | 607.4682 | 0
2025 | 8 | 9 | 6 | 610.8512 | 0
2025 | 8 | 9 | 7 | 630.8797 | 0
2025 | 8 | 9 | 8 | 683.9187 | 0
2025 | 8 | 9 | 9 | 738.9524 | 0
2025 | 8 | 9 | 10 | 790.9844 | 0
2025 | 8 | 9 | 11 | 824.793 | 0
2025 | 8 | 9 | 12 | 842.3013 | 0
2025 | 8 | 9 | 13 | 852.3146 | 0
2025 | 8 | 9 | 14 | 857.195 | 0
2025 | 8 | 9 | 15 | 859.6088 | 0
2025 | 8 | 9 | 16 | 861.584 | 0
2025 | 8 | 9 | 17 | 858.6744 | 0
2025 | 8 | 9 | 18 | 829.8549 | 0
2025 | 8 | 9 | 19 | 789.5763 | 0
2025 | 8 | 9 | 20 | 763.2772 | 0
2025 | 8 | 9 | 21 | 766.7577 | 0
2025 | 8 | 9 | 22 | 737.5729 | 0
2025 | 8 | 9 | 23 | 700.3467 | 0
2025 | 8 | 10 | 0 | 664.2466 | 0
2025 | 8 | 10 | 1 | 622.3361 | 0
2025 | 8 | 10 | 2 | 580.4256 | 0
2025 | 8 | 10 | 3 | 564.9444 | 0
2025 | 8 | 10 | 4 | 557.2053 | 0
2025 | 8 | 10 | 5 | 555.7296 | 0
2025 | 8 | 10 | 6 | 552.8957 | 0
2025 | 8 | 10 | 7 | 563.4694 | 0
2025 | 8 | 10 | 8 | 609.8874 | 0
2025 | 8 | 10 | 9 | 662.9077 | 0
2025 | 8 | 10 | 10 | 710.4921 | 0
2025 | 8 | 10 | 11 | 742.4978 | 0
2025 | 8 | 10 | 12 | 762.7932 | 0
2025 | 8 | 10 | 13 | 771.0136 | 0
2025 | 8 | 10 | 14 | 772.6578 | 0
2025 | 8 | 10 | 15 | 775.098 | 0
2025 | 8 | 10 | 16 | 780.5217 | 0
2025 | 8 | 10 | 17 | 785.0738 | 0
2025 | 8 | 10 | 18 | 759.0159 | 0
2025 | 8 | 10 | 19 | 735.4572 | 0
2025 | 8 | 10 | 20 | 728.1695 | 0
2025 | 8 | 10 | 21 | 735.1527 | 0
2025 | 8 | 10 | 22 | 705.1419 | 0
2025 | 8 | 10 | 23 | 665.6294 | 0
2025 | 8 | 11 | 0 | 616.1778 | 0
2025 | 8 | 11 | 1 | 628.4532 | 0
2025 | 8 | 11 | 2 | 612.5282 | 0
2025 | 8 | 11 | 3 | 604.6938 | 0
2025 | 8 | 11 | 4 | 606.4471 | 0
2025 | 8 | 11 | 5 | 629.1386 | 0
2025 | 8 | 11 | 6 | 676.8608 | 0
2025 | 8 | 11 | 7 | 734.826 | 0
2025 | 8 | 11 | 8 | 792.7913 | 0
2025 | 8 | 11 | 9 | 854.0157 | 0
2025 | 8 | 11 | 10 | 897.7748 | 0
2025 | 8 | 11 | 11 | 928.6788 | 0
2025 | 8 | 11 | 12 | 948.8361 | 0
2025 | 8 | 11 | 13 | 966.8 | 0
2025 | 8 | 11 | 14 | 971.2216 | 0
2025 | 8 | 11 | 15 | 970.7373 | 0
2025 | 8 | 11 | 16 | 967.4079 | 0
2025 | 8 | 11 | 17 | 956.5161 | 0
2025 | 8 | 11 | 18 | 928.1848 | 0
2025 | 8 | 11 | 19 | 893.4001 | 0
2025 | 8 | 11 | 20 | 882.7073 | 0
2025 | 8 | 11 | 21 | 873.8335 | 0
2025 | 8 | 11 | 22 | 823.39 | 0
2025 | 8 | 11 | 23 | 763.3405 | 0
2025 | 8 | 12 | 0 | 703.2911 | 0
2025 | 8 | 12 | 1 | 690.5618 | 0
2025 | 8 | 12 | 2 | 666.5157 | 0
2025 | 8 | 12 | 3 | 652.9888 | 0
2025 | 8 | 12 | 4 | 650.3751 | 0
2025 | 8 | 12 | 5 | 671.2786 | 0
2025 | 8 | 12 | 6 | 714.2651 | 0
2025 | 8 | 12 | 7 | 774.4248 | 0
2025 | 8 | 12 | 8 | 834.5845 | 0
2025 | 8 | 12 | 9 | 882.6819 | 0
2025 | 8 | 12 | 10 | 932.3851 | 0
2025 | 8 | 12 | 11 | 972.6017 | 0
2025 | 8 | 12 | 12 | 998.8497 | 0
2025 | 8 | 12 | 13 | 1015.8436 | 15.8436
2025 | 8 | 12 | 14 | 1020.6934 | 20.6934
2025 | 8 | 12 | 15 | 1017.0216 | 17.0216
2025 | 8 | 12 | 16 | 999.4931 | 0
2025 | 8 | 12 | 17 | 989.6012 | 0
2025 | 8 | 12 | 18 | 963.7295 | 0
2025 | 8 | 12 | 19 | 936.1326 | 0
2025 | 8 | 12 | 20 | 935.4678 | 0
2025 | 8 | 12 | 21 | 920.2271 | 0
2025 | 8 | 12 | 22 | 863.3642 | 0
2025 | 8 | 12 | 23 | 801.2878 | 0
2025 | 8 | 13 | 0 | 739.2114 | 0
2025 | 8 | 13 | 1 | 708.8355 | 0
2025 | 8 | 13 | 2 | 681.9629 | 0
2025 | 8 | 13 | 3 | 666.8821 | 0
2025 | 8 | 13 | 4 | 663.5929 | 0
2025 | 8 | 13 | 5 | 680.5605 | 0
2025 | 8 | 13 | 6 | 721.8393 | 0
2025 | 8 | 13 | 7 | 783.8646 | 0
2025 | 8 | 13 | 8 | 845.89 | 0
2025 | 8 | 13 | 9 | 907.2982 | 0
2025 | 8 | 13 | 10 | 960.2487 | 0
2025 | 8 | 13 | 11 | 996.5842 | 0
2025 | 8 | 13 | 12 | 1033.522 | 33.522
2025 | 8 | 13 | 13 | 1053.3756 | 53.3756
2025 | 8 | 13 | 14 | 1063.2062 | 63.2062
2025 | 8 | 13 | 15 | 1068.6882 | 68.6882
2025 | 8 | 13 | 16 | 1070.6108 | 70.6108
2025 | 8 | 13 | 17 | 1063.7622 | 63.7622
2025 | 8 | 13 | 18 | 1033.3828 | 33.3828
2025 | 8 | 13 | 19 | 987.8648 | 0
2025 | 8 | 13 | 20 | 955.347 | 0
2025 | 8 | 13 | 21 | 941.5254 | 0
2025 | 8 | 13 | 22 | 886.6441 | 0
2025 | 8 | 13 | 23 | 819.6351 | 0
2025 | 8 | 14 | 0 | 764.5458 | 0
2025 | 8 | 14 | 1 | 707.859 | 0
2025 | 8 | 14 | 2 | 676.6165 | 0
2025 | 8 | 14 | 3 | 645.374 | 0
2025 | 8 | 14 | 4 | 641.0656 | 0
2025 | 8 | 14 | 5 | 655.5438 | 0
2025 | 8 | 14 | 6 | 692.9257 | 0
2025 | 8 | 14 | 7 | 739.6667 | 0
2025 | 8 | 14 | 8 | 786.4077 | 0
2025 | 8 | 14 | 9 | 840.617 | 0
2025 | 8 | 14 | 10 | 875.7263 | 0
2025 | 8 | 14 | 11 | 897.5442 | 0
2025 | 8 | 14 | 12 | 907.0649 | 0
2025 | 8 | 14 | 13 | 916.8032 | 0
2025 | 8 | 14 | 14 | 918.415 | 0
2025 | 8 | 14 | 15 | 915.3342 | 0
2025 | 8 | 14 | 16 | 907.1655 | 0
2025 | 8 | 14 | 17 | 893.6819 | 0
2025 | 8 | 14 | 18 | 857.0694 | 0
2025 | 8 | 14 | 19 | 822.3386 | 0
2025 | 8 | 14 | 20 | 808.28 | 0
2025 | 8 | 14 | 21 | 801.9106 | 0
2025 | 8 | 14 | 22 | 759.0698 | 0
2025 | 8 | 14 | 23 | 706.439 | 0
2025 | 8 | 15 | 0 | 664.1136 | 0
2025 | 8 | 15 | 1 | 621.7881 | 0
2025 | 8 | 15 | 2 | 602.6697 | 0
2025 | 8 | 15 | 3 | 592.4739 | 0
2025 | 8 | 15 | 4 | 592.1884 | 0
2025 | 8 | 15 | 5 | 611.2427 | 0
2025 | 8 | 15 | 6 | 653.484 | 0
2025 | 8 | 15 | 7 | 708.5619 | 0
2025 | 8 | 15 | 8 | 763.6398 | 0
2025 | 8 | 15 | 9 | 815.8309 | 0
2025 | 8 | 15 | 10 | 855.3391 | 0
2025 | 8 | 15 | 11 | 881.422 | 0
2025 | 8 | 15 | 12 | 894.8901 | 0
2025 | 8 | 15 | 13 | 906.1392 | 0
2025 | 8 | 15 | 14 | 906.8954 | 0
2025 | 8 | 15 | 15 | 907.2536 | 0
2025 | 8 | 15 | 16 | 901.9449 | 0
2025 | 8 | 15 | 17 | 890.9457 | 0
2025 | 8 | 15 | 18 | 858.7652 | 0
2025 | 8 | 15 | 19 | 821.7376 | 0
2025 | 8 | 15 | 20 | 803.9086 | 0
2025 | 8 | 15 | 21 | 792.1437 | 0
2025 | 8 | 15 | 22 | 750.1874 | 0
2025 | 8 | 15 | 23 | 700.4448 | 0
2025 | 8 | 16 | 0 | 659.6591 | 0
2025 | 8 | 16 | 1 | 618.8734 | 0
2025 | 8 | 16 | 2 | 597.0764 | 0
2025 | 8 | 16 | 3 | 575.2793 | 0
2025 | 8 | 16 | 4 | 569.9331 | 0
2025 | 8 | 16 | 5 | 571.6082 | 0
2025 | 8 | 16 | 6 | 578.4231 | 0
2025 | 8 | 16 | 7 | 597.8431 | 0
2025 | 8 | 16 | 8 | 650.742 | 0
2025 | 8 | 16 | 9 | 705.3277 | 0
2025 | 8 | 16 | 10 | 756.8922 | 0
2025 | 8 | 16 | 11 | 788.7542 | 0
2025 | 8 | 16 | 12 | 805.6184 | 0
2025 | 8 | 16 | 13 | 816.2938 | 0
2025 | 8 | 16 | 14 | 823.0726 | 0
2025 | 8 | 16 | 15 | 827.0865 | 0
2025 | 8 | 16 | 16 | 830.3362 | 0
2025 | 8 | 16 | 17 | 829.474 | 0
2025 | 8 | 16 | 18 | 802.5135 | 0
2025 | 8 | 16 | 19 | 765.6785 | 0
2025 | 8 | 16 | 20 | 746.6872 | 0
2025 | 8 | 16 | 21 | 742.8001 | 0
2025 | 8 | 16 | 22 | 713.9886 | 0
2025 | 8 | 16 | 23 | 679.5986 | 0
2025 | 8 | 17 | 0 | 645.1396 | 0
2025 | 8 | 17 | 1 | 610.6807 | 0
2025 | 8 | 17 | 2 | 576.1528 | 0
2025 | 8 | 17 | 3 | 561.1984 | 0
2025 | 8 | 17 | 4 | 553.5707 | 0
2025 | 8 | 17 | 5 | 553.4283 | 0
2025 | 8 | 17 | 6 | 557.7117 | 0
2025 | 8 | 17 | 7 | 561.9951 | 0
2025 | 8 | 17 | 8 | 611.0307 | 0
2025 | 8 | 17 | 9 | 662.9949 | 0
2025 | 8 | 17 | 10 | 705.5238 | 0
2025 | 8 | 17 | 11 | 750.9813 | 0
2025 | 8 | 17 | 12 | 774.505 | 0
2025 | 8 | 17 | 13 | 786.7946 | 0
2025 | 8 | 17 | 14 | 793.9631 | 0
2025 | 8 | 17 | 15 | 798.4321 | 0
2025 | 8 | 17 | 16 | 802.8778 | 0
2025 | 8 | 17 | 17 | 807.4094 | 0
2025 | 8 | 17 | 18 | 784.6552 | 0
2025 | 8 | 17 | 19 | 760.6559 | 0
2025 | 8 | 17 | 20 | 759.9533 | 0
2025 | 8 | 17 | 21 | 760.5221 | 0
2025 | 8 | 17 | 22 | 727.594 | 0
2025 | 8 | 17 | 23 | 687.075 | 0
2025 | 8 | 18 | 0 | 662.6725 | 0
2025 | 8 | 18 | 1 | 638.27 | 0
2025 | 8 | 18 | 2 | 617.6874 | 0
2025 | 8 | 18 | 3 | 606.4564 | 0
2025 | 8 | 18 | 4 | 606.1296 | 0
2025 | 8 | 18 | 5 | 626.1845 | 0
2025 | 8 | 18 | 6 | 683.5609 | 0
2025 | 8 | 18 | 7 | 740.9373 | 0
2025 | 8 | 18 | 8 | 811.8927 | 0
2025 | 8 | 18 | 9 | 882.8481 | 0
2025 | 8 | 18 | 10 | 938.622 | 0
2025 | 8 | 18 | 11 | 976.6738 | 0
2025 | 8 | 18 | 12 | 1002.0853 | 2.0853
2025 | 8 | 18 | 13 | 1025.1598 | 25.1598
2025 | 8 | 18 | 14 | 1039.7515 | 39.7515
2025 | 8 | 18 | 15 | 1049.6435 | 49.6435
2025 | 8 | 18 | 16 | 1056.2952 | 56.2952
2025 | 8 | 18 | 17 | 1052.0023 | 52.0023
2025 | 8 | 18 | 18 | 1012.4841 | 12.4841
2025 | 8 | 18 | 19 | 964.8338 | 0
2025 | 8 | 18 | 20 | 944.6004 | 0
2025 | 8 | 18 | 21 | 928.8426 | 0
2025 | 8 | 18 | 22 | 871.8134 | 0
2025 | 8 | 18 | 23 | 807.8892 | 0
2025 | 8 | 19 | 0 | 743.9651 | 0
2025 | 8 | 19 | 1 | 682.9817 | 0
2025 | 8 | 19 | 2 | 658.4014 | 0
2025 | 8 | 19 | 3 | 644.9948 | 0
2025 | 8 | 19 | 4 | 642.5446 | 0
2025 | 8 | 19 | 5 | 663.7512 | 0
2025 | 8 | 19 | 6 | 709.0883 | 0
2025 | 8 | 19 | 7 | 771.4744 | 0
2025 | 8 | 19 | 8 | 833.8605 | 0
2025 | 8 | 19 | 9 | 884.9542 | 0
2025 | 8 | 19 | 10 | 933.3114 | 0
2025 | 8 | 19 | 11 | 968.7138 | 0
2025 | 8 | 19 | 12 | 991.4003 | 0
2025 | 8 | 19 | 13 | 1006.6417 | 6.6417
2025 | 8 | 19 | 14 | 1008.2977 | 8.2977
2025 | 8 | 19 | 15 | 1006.1084 | 6.1084
2025 | 8 | 19 | 16 | 988.3212 | 0
2025 | 8 | 19 | 17 | 978.5571 | 0
2025 | 8 | 19 | 18 | 948.9964 | 0
2025 | 8 | 19 | 19 | 916.849 | 0
2025 | 8 | 19 | 20 | 917.3584 | 0
2025 | 8 | 19 | 21 | 895.3412 | 0
2025 | 8 | 19 | 22 | 837.5972 | 0
2025 | 8 | 19 | 23 | 776.486 | 0
2025 | 8 | 20 | 0 | 745.9123 | 0
2025 | 8 | 20 | 1 | 715.3385 | 0
2025 | 8 | 20 | 2 | 688.5754 | 0
2025 | 8 | 20 | 3 | 672.9229 | 0
2025 | 8 | 20 | 4 | 669.3671 | 0
2025 | 8 | 20 | 5 | 688.44 | 0
2025 | 8 | 20 | 6 | 744.28 | 0
2025 | 8 | 20 | 7 | 800.12 | 0
2025 | 8 | 20 | 8 | 867.5922 | 0
2025 | 8 | 20 | 9 | 935.0644 | 0
2025 | 8 | 20 | 10 | 993.5042 | 0
2025 | 8 | 20 | 11 | 1037.6456 | 37.6456
2025 | 8 | 20 | 12 | 1080.005 | 80.005
2025 | 8 | 20 | 13 | 1108.1931 | 108.1931
2025 | 8 | 20 | 14 | 1129.2511 | 129.2511
2025 | 8 | 20 | 15 | 1139.053 | 139.053
2025 | 8 | 20 | 16 | 1140.4541 | 140.4541
2025 | 8 | 20 | 17 | 1129.9718 | 129.9718
2025 | 8 | 20 | 18 | 1103.2791 | 103.2791
2025 | 8 | 20 | 19 | 1065.254 | 65.254
2025 | 8 | 20 | 20 | 1044.3801 | 44.3801
2025 | 8 | 20 | 21 | 1017.8168 | 17.8168
2025 | 8 | 20 | 22 | 953.6381 | 0
2025 | 8 | 20 | 23 | 884.2632 | 0
2025 | 8 | 21 | 0 | 814.8883 | 0
2025 | 8 | 21 | 1 | 762.7711 | 0
2025 | 8 | 21 | 2 | 719.0675 | 0
2025 | 8 | 21 | 3 | 700.0493 | 0
2025 | 8 | 21 | 4 | 694.041 | 0
2025 | 8 | 21 | 5 | 712.9137 | 0
2025 | 8 | 21 | 6 | 761.5888 | 0
2025 | 8 | 21 | 7 | 830.9639 | 0
2025 | 8 | 21 | 8 | 900.339 | 0
2025 | 8 | 21 | 9 | 973.8936 | 0
2025 | 8 | 21 | 10 | 1029.3417 | 29.3417
2025 | 8 | 21 | 11 | 1070.0445 | 70.0445
2025 | 8 | 21 | 12 | 1099.7411 | 99.7411
2025 | 8 | 21 | 13 | 1124.2829 | 124.2829
2025 | 8 | 21 | 14 | 1136.9985 | 136.9985
2025 | 8 | 21 | 15 | 1133.4225 | 133.4225
2025 | 8 | 21 | 16 | 1129.9054 | 129.9054
2025 | 8 | 21 | 17 | 1122.7317 | 122.7317
2025 | 8 | 21 | 18 | 1082.4477 | 82.4477
2025 | 8 | 21 | 19 | 1044.0037 | 44.0037
2025 | 8 | 21 | 20 | 1030.742 | 30.742
2025 | 8 | 21 | 21 | 1007.1857 | 7.1857
2025 | 8 | 21 | 22 | 946.0253 | 0
2025 | 8 | 21 | 23 | 871.4936 | 0
2025 | 8 | 22 | 0 | 813.2206 | 0
2025 | 8 | 22 | 1 | 754.9477 | 0
2025 | 8 | 22 | 2 | 712.9334 | 0
2025 | 8 | 22 | 3 | 694.9388 | 0
2025 | 8 | 22 | 4 | 689.1582 | 0
2025 | 8 | 22 | 5 | 707.4724 | 0
2025 | 8 | 22 | 6 | 751.4124 | 0
2025 | 8 | 22 | 7 | 805.4564 | 0
2025 | 8 | 22 | 8 | 859.5004 | 0
2025 | 8 | 22 | 9 | 931.9662 | 0
2025 | 8 | 22 | 10 | 978.963 | 0
2025 | 8 | 22 | 11 | 1009.3479 | 9.3479
2025 | 8 | 22 | 12 | 1028.7864 | 28.7864
2025 | 8 | 22 | 13 | 1040.4795 | 40.4795
2025 | 8 | 22 | 14 | 1039.2231 | 39.2231
2025 | 8 | 22 | 15 | 1035.2209 | 35.2209
2025 | 8 | 22 | 16 | 1025.869 | 25.869
2025 | 8 | 22 | 17 | 1009.1779 | 9.1779
2025 | 8 | 22 | 18 | 963.009 | 0
2025 | 8 | 22 | 19 | 926.5076 | 0
2025 | 8 | 22 | 20 | 930.1691 | 0
2025 | 8 | 22 | 21 | 909.0361 | 0
2025 | 8 | 22 | 22 | 860.3447 | 0
2025 | 8 | 22 | 23 | 799.8781 | 0
2025 | 8 | 23 | 0 | 749.3988 | 0
2025 | 8 | 23 | 1 | 698.9194 | 0
2025 | 8 | 23 | 2 | 669.7248 | 0
2025 | 8 | 23 | 3 | 640.5301 | 0
2025 | 8 | 23 | 4 | 632.4348 | 0
2025 | 8 | 23 | 5 | 634.1343 | 0
2025 | 8 | 23 | 6 | 643.4145 | 0
2025 | 8 | 23 | 7 | 661.7653 | 0
2025 | 8 | 23 | 8 | 723.4856 | 0
2025 | 8 | 23 | 9 | 793.636 | 0
2025 | 8 | 23 | 10 | 857.3979 | 0
2025 | 8 | 23 | 11 | 898.9309 | 0
2025 | 8 | 23 | 12 | 923.2163 | 0
2025 | 8 | 23 | 13 | 934.8616 | 0
2025 | 8 | 23 | 14 | 938.4752 | 0
2025 | 8 | 23 | 15 | 936.9006 | 0
2025 | 8 | 23 | 16 | 933.1123 | 0
2025 | 8 | 23 | 17 | 925.4951 | 0
2025 | 8 | 23 | 18 | 887.0696 | 0
2025 | 8 | 23 | 19 | 850.9673 | 0
2025 | 8 | 23 | 20 | 843.9218 | 0
2025 | 8 | 23 | 21 | 827.9205 | 0
2025 | 8 | 23 | 22 | 790.9536 | 0
2025 | 8 | 23 | 23 | 749.8009 | 0
2025 | 8 | 24 | 0 | 691.9058 | 0
2025 | 8 | 24 | 1 | 670.961 | 0
2025 | 8 | 24 | 2 | 641.0611 | 0
2025 | 8 | 24 | 3 | 620.9792 | 0
2025 | 8 | 24 | 4 | 609.7201 | 0
2025 | 8 | 24 | 5 | 607.6974 | 0
2025 | 8 | 24 | 6 | 607.4324 | 0
2025 | 8 | 24 | 7 | 615.0724 | 0
2025 | 8 | 24 | 8 | 674.7264 | 0
2025 | 8 | 24 | 9 | 738.9543 | 0
2025 | 8 | 24 | 10 | 798.7195 | 0
2025 | 8 | 24 | 11 | 854.1331 | 0
2025 | 8 | 24 | 12 | 884.6496 | 0
2025 | 8 | 24 | 13 | 901.9567 | 0
2025 | 8 | 24 | 14 | 912.4822 | 0
2025 | 8 | 24 | 15 | 918.4878 | 0
2025 | 8 | 24 | 16 | 923.264 | 0
2025 | 8 | 24 | 17 | 924.2719 | 0
2025 | 8 | 24 | 18 | 887.9766 | 0
2025 | 8 | 24 | 19 | 856.0762 | 0
2025 | 8 | 24 | 20 | 858.0664 | 0
2025 | 8 | 24 | 21 | 846.3731 | 0
2025 | 8 | 24 | 22 | 805.7035 | 0
2025 | 8 | 24 | 23 | 750.1638 | 0
2025 | 8 | 25 | 0 | 703.5619 | 0
2025 | 8 | 25 | 1 | 656.96 | 0
2025 | 8 | 25 | 2 | 636.2331 | 0
2025 | 8 | 25 | 3 | 625.2471 | 0
2025 | 8 | 25 | 4 | 625.1886 | 0
2025 | 8 | 25 | 5 | 647.6282 | 0
2025 | 8 | 25 | 6 | 701.2301 | 0
2025 | 8 | 25 | 7 | 754.8321 | 0
2025 | 8 | 25 | 8 | 816.4399 | 0
2025 | 8 | 25 | 9 | 875.2152 | 0
2025 | 8 | 25 | 10 | 919.7942 | 0
2025 | 8 | 25 | 11 | 949.9293 | 0
2025 | 8 | 25 | 12 | 967.5103 | 0
2025 | 8 | 25 | 13 | 982.1879 | 0
2025 | 8 | 25 | 14 | 984.9932 | 0
2025 | 8 | 25 | 15 | 981.65 | 0
2025 | 8 | 25 | 16 | 973.3211 | 0
2025 | 8 | 25 | 17 | 960.9603 | 0
2025 | 8 | 25 | 18 | 912.5008 | 0
2025 | 8 | 25 | 19 | 872.1638 | 0
2025 | 8 | 25 | 20 | 868.5015 | 0
2025 | 8 | 25 | 21 | 843.1284 | 0
2025 | 8 | 25 | 22 | 785.9734 | 0
2025 | 8 | 25 | 23 | 728.8183 | 0
2025 | 8 | 26 | 0 | 694.7007 | 0
2025 | 8 | 26 | 1 | 660.5832 | 0
2025 | 8 | 26 | 2 | 637.1822 | 0
2025 | 8 | 26 | 3 | 624.9063 | 0
2025 | 8 | 26 | 4 | 623.7144 | 0
2025 | 8 | 26 | 5 | 647.0591 | 0
2025 | 8 | 26 | 6 | 701.8183 | 0
2025 | 8 | 26 | 7 | 756.5776 | 0
2025 | 8 | 26 | 8 | 818.2405 | 0
2025 | 8 | 26 | 9 | 869.3126 | 0
2025 | 8 | 26 | 10 | 920.3346 | 0
2025 | 8 | 26 | 11 | 958.5601 | 0
2025 | 8 | 26 | 12 | 982.4262 | 0
2025 | 8 | 26 | 13 | 1001.1181 | 1.1181
2025 | 8 | 26 | 14 | 1009.9227 | 9.9227
2025 | 8 | 26 | 15 | 1012.5324 | 12.5324
2025 | 8 | 26 | 16 | 1001.2914 | 1.2914
2025 | 8 | 26 | 17 | 990.4661 | 0
2025 | 8 | 26 | 18 | 952.5072 | 0
2025 | 8 | 26 | 19 | 912.2924 | 0
2025 | 8 | 26 | 20 | 909.2977 | 0
2025 | 8 | 26 | 21 | 877.2945 | 0
2025 | 8 | 26 | 22 | 814.5739 | 0
2025 | 8 | 26 | 23 | 750.5683 | 0
2025 | 8 | 27 | 0 | 701.2751 | 0
2025 | 8 | 27 | 1 | 650.6969 | 0
2025 | 8 | 27 | 2 | 625.7795 | 0
2025 | 8 | 27 | 3 | 612.3137 | 0
2025 | 8 | 27 | 4 | 609.4808 | 0
2025 | 8 | 27 | 5 | 631.5636 | 0
2025 | 8 | 27 | 6 | 681.3781 | 0
2025 | 8 | 27 | 7 | 731.1925 | 0
2025 | 8 | 27 | 8 | 781.5991 | 0
2025 | 8 | 27 | 9 | 824.4869 | 0
2025 | 8 | 27 | 10 | 864.9487 | 0
2025 | 8 | 27 | 11 | 892.8631 | 0
2025 | 8 | 27 | 12 | 923.137 | 0
2025 | 8 | 27 | 13 | 937.928 | 0
2025 | 8 | 27 | 14 | 945.1272 | 0
2025 | 8 | 27 | 15 | 947.7098 | 0
2025 | 8 | 27 | 16 | 948.8219 | 0
2025 | 8 | 27 | 17 | 941.6646 | 0
2025 | 8 | 27 | 18 | 907.0714 | 0
2025 | 8 | 27 | 19 | 869.9177 | 0
2025 | 8 | 27 | 20 | 875.1045 | 0
2025 | 8 | 27 | 21 | 851.5678 | 0
2025 | 8 | 27 | 22 | 795.6235 | 0
2025 | 8 | 27 | 23 | 734.0019 | 0
2025 | 8 | 28 | 0 | 672.3804 | 0
2025 | 8 | 28 | 1 | 632.7304 | 0
2025 | 8 | 28 | 2 | 593.0804 | 0
2025 | 8 | 28 | 3 | 582.547 | 0
2025 | 8 | 28 | 4 | 582.5948 | 0
2025 | 8 | 28 | 5 | 604.0764 | 0
2025 | 8 | 28 | 6 | 656.1071 | 0
2025 | 8 | 28 | 7 | 708.1378 | 0
2025 | 8 | 28 | 8 | 763.3013 | 0
2025 | 8 | 28 | 9 | 820.0305 | 0
2025 | 8 | 28 | 10 | 861.9979 | 0
2025 | 8 | 28 | 11 | 892.0534 | 0
2025 | 8 | 28 | 12 | 908.6586 | 0
2025 | 8 | 28 | 13 | 927.5242 | 0
2025 | 8 | 28 | 14 | 938.8554 | 0
2025 | 8 | 28 | 15 | 945.7735 | 0
2025 | 8 | 28 | 16 | 951.888 | 0
2025 | 8 | 28 | 17 | 944.6311 | 0
2025 | 8 | 28 | 18 | 901.4319 | 0
2025 | 8 | 28 | 19 | 860.7099 | 0
2025 | 8 | 28 | 20 | 858.1838 | 0
2025 | 8 | 28 | 21 | 835.1972 | 0
2025 | 8 | 28 | 22 | 780.2739 | 0
2025 | 8 | 28 | 23 | 721.1979 | 0
2025 | 8 | 29 | 0 | 675.5842 | 0
2025 | 8 | 29 | 1 | 629.9705 | 0
2025 | 8 | 29 | 2 | 608.9188 | 0
2025 | 8 | 29 | 3 | 598.6016 | 0
2025 | 8 | 29 | 4 | 598.7371 | 0
2025 | 8 | 29 | 5 | 621.5876 | 0
2025 | 8 | 29 | 6 | 674.1984 | 0
2025 | 8 | 29 | 7 | 726.8092 | 0
2025 | 8 | 29 | 8 | 782.8301 | 0
2025 | 8 | 29 | 9 | 844.8992 | 0
2025 | 8 | 29 | 10 | 894.6879 | 0
2025 | 8 | 29 | 11 | 929.8363 | 0
2025 | 8 | 29 | 12 | 950.5563 | 0
2025 | 8 | 29 | 13 | 968.5994 | 0
2025 | 8 | 29 | 14 | 977.8048 | 0
2025 | 8 | 29 | 15 | 975.9598 | 0
2025 | 8 | 29 | 16 | 978.1506 | 0
2025 | 8 | 29 | 17 | 963.0699 | 0
2025 | 8 | 29 | 18 | 918.482 | 0
2025 | 8 | 29 | 19 | 881.7696 | 0
2025 | 8 | 29 | 20 | 882.8905 | 0
2025 | 8 | 29 | 21 | 861.6743 | 0
2025 | 8 | 29 | 22 | 809.3671 | 0
2025 | 8 | 29 | 23 | 751.1671 | 0
2025 | 8 | 30 | 0 | 699.049 | 0
2025 | 8 | 30 | 1 | 656.3639 | 0
2025 | 8 | 30 | 2 | 619.7606 | 0
2025 | 8 | 30 | 3 | 603.2227 | 0
2025 | 8 | 30 | 4 | 594.751 | 0
2025 | 8 | 30 | 5 | 597.5444 | 0
2025 | 8 | 30 | 6 | 607.3439 | 0
2025 | 8 | 30 | 7 | 623.0167 | 0
2025 | 8 | 30 | 8 | 677.8794 | 0
2025 | 8 | 30 | 9 | 732.7421 | 0
2025 | 8 | 30 | 10 | 784.8809 | 0
2025 | 8 | 30 | 11 | 837.0198 | 0
2025 | 8 | 30 | 12 | 860.8281 | 0
2025 | 8 | 30 | 13 | 872.4195 | 0
2025 | 8 | 30 | 14 | 878.0182 | 0
2025 | 8 | 30 | 15 | 877.1539 | 0
2025 | 8 | 30 | 16 | 875.1055 | 0
2025 | 8 | 30 | 17 | 867.9931 | 0
2025 | 8 | 30 | 18 | 832.9808 | 0
2025 | 8 | 30 | 19 | 803.8385 | 0
2025 | 8 | 30 | 20 | 807.4392 | 0
2025 | 8 | 30 | 21 | 795.4191 | 0
2025 | 8 | 30 | 22 | 759.6112 | 0
2025 | 8 | 30 | 23 | 720.2654 | 0
2025 | 8 | 31 | 0 | 699.7489 | 0
2025 | 8 | 31 | 1 | 690.4393 | 0
2025 | 8 | 31 | 2 | 675.0117 | 0
2025 | 8 | 31 | 3 | 664.6893 | 0
2025 | 8 | 31 | 4 | 658.1216 | 0
2025 | 8 | 31 | 5 | 651.98 | 0
2025 | 8 | 31 | 6 | 657.7667 | 0
2025 | 8 | 31 | 7 | 687.2011 | 0
2025 | 8 | 31 | 8 | 733.3518 | 0
2025 | 8 | 31 | 9 | 786.5668 | 0
2025 | 8 | 31 | 10 | 856.498 | 0
2025 | 8 | 31 | 11 | 901.4789 | 0
2025 | 8 | 31 | 12 | 930.3544 | 0
2025 | 8 | 31 | 13 | 945.7396 | 0
2025 | 8 | 31 | 14 | 954.6848 | 0
2025 | 8 | 31 | 15 | 957.1578 | 0
2025 | 8 | 31 | 16 | 962.9132 | 0
2025 | 8 | 31 | 17 | 968.6309 | 0
2025 | 8 | 31 | 18 | 934.057 | 0
2025 | 8 | 31 | 19 | 895.2216 | 0
2025 | 8 | 31 | 20 | 886.0455 | 0
2025 | 8 | 31 | 21 | 864.8454 | 0
2025 | 8 | 31 | 22 | 817.8916 | 0
2025 | 8 | 31 | 23 | 760.1537 | 0
2025 | 9 | 1 | 0 | 708.0453 | 0
2025 | 9 | 1 | 1 | 655.9369 | 0
2025 | 9 | 1 | 2 | 623.4135 | 0
2025 | 9 | 1 | 3 | 590.8902 | 0
2025 | 9 | 1 | 4 | 582.4125 | 0
2025 | 9 | 1 | 5 | 586.6326 | 0
2025 | 9 | 1 | 6 | 599.5789 | 0
2025 | 9 | 1 | 7 | 612.5252 | 0
2025 | 9 | 1 | 8 | 645.5216 | 0
2025 | 9 | 1 | 9 | 684.8855 | 0
2025 | 9 | 1 | 10 | 729.1869 | 0
2025 | 9 | 1 | 11 | 766.1362 | 0
2025 | 9 | 1 | 12 | 790.9673 | 0
2025 | 9 | 1 | 13 | 800.8222 | 0
2025 | 9 | 1 | 14 | 806.2823 | 0
2025 | 9 | 1 | 15 | 803.8459 | 0
2025 | 9 | 1 | 16 | 806.4756 | 0
2025 | 9 | 1 | 17 | 803.0856 | 0
2025 | 9 | 1 | 18 | 782.4257 | 0
2025 | 9 | 1 | 19 | 772.1367 | 0
2025 | 9 | 1 | 20 | 793.5764 | 0
2025 | 9 | 1 | 21 | 770.6206 | 0
2025 | 9 | 1 | 22 | 720.9943 | 0
2025 | 9 | 1 | 23 | 686.6529 | 0
2025 | 9 | 2 | 0 | 650.3827 | 0
2025 | 9 | 2 | 1 | 654.4189 | 0
2025 | 9 | 2 | 2 | 642.3593 | 0
2025 | 9 | 2 | 3 | 631.6944 | 0
2025 | 9 | 2 | 4 | 632.3044 | 0
2025 | 9 | 2 | 5 | 654.6536 | 0
2025 | 9 | 2 | 6 | 717.3948 | 0
2025 | 9 | 2 | 7 | 781.7521 | 0
2025 | 9 | 2 | 8 | 844.0378 | 0
2025 | 9 | 2 | 9 | 903.7961 | 0
2025 | 9 | 2 | 10 | 957.9209 | 0
2025 | 9 | 2 | 11 | 998.6551 | 0
2025 | 9 | 2 | 12 | 1025.9957 | 25.9957
2025 | 9 | 2 | 13 | 1051.6112 | 51.6112
2025 | 9 | 2 | 14 | 1064.3543 | 64.3543
2025 | 9 | 2 | 15 | 1070.7832 | 70.7832
2025 | 9 | 2 | 16 | 1061.8221 | 61.8221
2025 | 9 | 2 | 17 | 1057.9866 | 57.9866
2025 | 9 | 2 | 18 | 1029.0884 | 29.0884
2025 | 9 | 2 | 19 | 995.5966 | 0
2025 | 9 | 2 | 20 | 985.4869 | 0
2025 | 9 | 2 | 21 | 946.7698 | 0
2025 | 9 | 2 | 22 | 880.3148 | 0
2025 | 9 | 2 | 23 | 813.3196 | 0
2025 | 9 | 3 | 0 | 764.6564 | 0
2025 | 9 | 3 | 1 | 715.9931 | 0
2025 | 9 | 3 | 2 | 685.6619 | 0
2025 | 9 | 3 | 3 | 672.4924 | 0
2025 | 9 | 3 | 4 | 671.8037 | 0
2025 | 9 | 3 | 5 | 694.6654 | 0
2025 | 9 | 3 | 6 | 751.8201 | 0
2025 | 9 | 3 | 7 | 808.9748 | 0
2025 | 9 | 3 | 8 | 867.2814 | 0
2025 | 9 | 3 | 9 | 914.0157 | 0
2025 | 9 | 3 | 10 | 959.0954 | 0
2025 | 9 | 3 | 11 | 991.0139 | 0
2025 | 9 | 3 | 12 | 1021.849 | 21.849
2025 | 9 | 3 | 13 | 1038.9576 | 38.9576
2025 | 9 | 3 | 14 | 1043.6628 | 43.6628
2025 | 9 | 3 | 15 | 1047.044 | 47.044
2025 | 9 | 3 | 16 | 1045.7423 | 45.7423
2025 | 9 | 3 | 17 | 1037.1604 | 37.1604
2025 | 9 | 3 | 18 | 1006.7158 | 6.7158
2025 | 9 | 3 | 19 | 980.4674 | 0
2025 | 9 | 3 | 20 | 979.357 | 0
2025 | 9 | 3 | 21 | 942.9472 | 0
2025 | 9 | 3 | 22 | 883.7192 | 0
2025 | 9 | 3 | 23 | 819.508 | 0
2025 | 9 | 4 | 0 | 758.019 | 0
2025 | 9 | 4 | 1 | 696.53 | 0
2025 | 9 | 4 | 2 | 659.3343 | 0
2025 | 9 | 4 | 3 | 622.1385 | 0
2025 | 9 | 4 | 4 | 618.8049 | 0
2025 | 9 | 4 | 5 | 639.4228 | 0
2025 | 9 | 4 | 6 | 695.1511 | 0
2025 | 9 | 4 | 7 | 750.8794 | 0
2025 | 9 | 4 | 8 | 802.5744 | 0
2025 | 9 | 4 | 9 | 854.2694 | 0
2025 | 9 | 4 | 10 | 888.7468 | 0
2025 | 9 | 4 | 11 | 911.7878 | 0
2025 | 9 | 4 | 12 | 923.2135 | 0
2025 | 9 | 4 | 13 | 933.4132 | 0
2025 | 9 | 4 | 14 | 935.5111 | 0
2025 | 9 | 4 | 15 | 930.5667 | 0
2025 | 9 | 4 | 16 | 927.5582 | 0
2025 | 9 | 4 | 17 | 917.1428 | 0
2025 | 9 | 4 | 18 | 871.6877 | 0
2025 | 9 | 4 | 19 | 840.356 | 0
2025 | 9 | 4 | 20 | 836.4699 | 0
2025 | 9 | 4 | 21 | 808.6357 | 0
2025 | 9 | 4 | 22 | 749.76 | 0
2025 | 9 | 4 | 23 | 689 | 0
2025 | 9 | 5 | 0 | 628.24 | 0
2025 | 9 | 5 | 1 | 633.1688 | 0
2025 | 9 | 5 | 2 | 614.1495 | 0
2025 | 9 | 5 | 3 | 605.3574 | 0
2025 | 9 | 5 | 4 | 606.2443 | 0
2025 | 9 | 5 | 5 | 630.7477 | 0
2025 | 9 | 5 | 6 | 684.8036 | 0
2025 | 9 | 5 | 7 | 738.8595 | 0
2025 | 9 | 5 | 8 | 786.8288 | 0
2025 | 9 | 5 | 9 | 834.7981 | 0
2025 | 9 | 5 | 10 | 869.2626 | 0
2025 | 9 | 5 | 11 | 892.69 | 0
2025 | 9 | 5 | 12 | 898.5704 | 0
2025 | 9 | 5 | 13 | 914.4297 | 0
2025 | 9 | 5 | 14 | 915.2443 | 0
2025 | 9 | 5 | 15 | 907.9611 | 0
2025 | 9 | 5 | 16 | 896.6574 | 0
2025 | 9 | 5 | 17 | 879.5143 | 0
2025 | 9 | 5 | 18 | 840.1256 | 0
2025 | 9 | 5 | 19 | 825.5886 | 0
2025 | 9 | 5 | 20 | 835.7593 | 0
2025 | 9 | 5 | 21 | 807.1917 | 0
2025 | 9 | 5 | 22 | 757.6868 | 0
2025 | 9 | 5 | 23 | 705.8681 | 0
2025 | 9 | 6 | 0 | 654.5881 | 0
2025 | 9 | 6 | 1 | 636.6146 | 0
2025 | 9 | 6 | 2 | 618.6411 | 0
2025 | 9 | 6 | 3 | 606.4496 | 0
2025 | 9 | 6 | 4 | 601.8823 | 0
2025 | 9 | 6 | 5 | 608.6355 | 0
2025 | 9 | 6 | 6 | 630.4182 | 0
2025 | 9 | 6 | 7 | 651.7012 | 0
2025 | 9 | 6 | 8 | 692.63 | 0
2025 | 9 | 6 | 9 | 733.5589 | 0
2025 | 9 | 6 | 10 | 780.3858 | 0
2025 | 9 | 6 | 11 | 812.6304 | 0
2025 | 9 | 6 | 12 | 829.5038 | 0
2025 | 9 | 6 | 13 | 842.303 | 0
2025 | 9 | 6 | 14 | 843.5951 | 0
2025 | 9 | 6 | 15 | 840.3476 | 0
2025 | 9 | 6 | 16 | 833.8547 | 0
2025 | 9 | 6 | 17 | 824.7827 | 0
2025 | 9 | 6 | 18 | 795.9551 | 0
2025 | 9 | 6 | 19 | 785.2834 | 0
2025 | 9 | 6 | 20 | 791.879 | 0
2025 | 9 | 6 | 21 | 770.0769 | 0
2025 | 9 | 6 | 22 | 734.6001 | 0
2025 | 9 | 6 | 23 | 697.5128 | 0
2025 | 9 | 7 | 0 | 664.2397 | 0
2025 | 9 | 7 | 1 | 622.4149 | 0
2025 | 9 | 7 | 2 | 580.5902 | 0
2025 | 9 | 7 | 3 | 563.5935 | 0
2025 | 9 | 7 | 4 | 554.9957 | 0
2025 | 9 | 7 | 5 | 555.0327 | 0
2025 | 9 | 7 | 6 | 568.8832 | 0
2025 | 9 | 7 | 7 | 577.6383 | 0
2025 | 9 | 7 | 8 | 624.429 | 0
2025 | 9 | 7 | 9 | 670.5372 | 0
2025 | 9 | 7 | 10 | 716.6454 | 0
2025 | 9 | 7 | 11 | 750.9 | 0
2025 | 9 | 7 | 12 | 770.7995 | 0
2025 | 9 | 7 | 13 | 781.3164 | 0
2025 | 9 | 7 | 14 | 784.999 | 0
2025 | 9 | 7 | 15 | 785.9247 | 0
2025 | 9 | 7 | 16 | 789.0666 | 0
2025 | 9 | 7 | 17 | 791.8397 | 0
2025 | 9 | 7 | 18 | 762.0123 | 0
2025 | 9 | 7 | 19 | 750.8733 | 0
2025 | 9 | 7 | 20 | 755.4997 | 0
2025 | 9 | 7 | 21 | 735.7281 | 0
2025 | 9 | 7 | 22 | 695.0454 | 0
2025 | 9 | 7 | 23 | 646.8665 | 0
2025 | 9 | 8 | 0 | 598.6876 | 0
2025 | 9 | 8 | 1 | 594.9082 | 0
2025 | 9 | 8 | 2 | 578.4805 | 0
2025 | 9 | 8 | 3 | 570.7661 | 0
2025 | 9 | 8 | 4 | 573.1348 | 0
2025 | 9 | 8 | 5 | 597.382 | 0
2025 | 9 | 8 | 6 | 656.9065 | 0
2025 | 9 | 8 | 7 | 716.431 | 0
2025 | 9 | 8 | 8 | 770.6387 | 0
2025 | 9 | 8 | 9 | 824.8464 | 0
2025 | 9 | 8 | 10 | 862.6341 | 0
2025 | 9 | 8 | 11 | 890.9747 | 0
2025 | 9 | 8 | 12 | 906.0072 | 0
2025 | 9 | 8 | 13 | 922.1151 | 0
2025 | 9 | 8 | 14 | 928.4347 | 0
2025 | 9 | 8 | 15 | 928.8679 | 0
2025 | 9 | 8 | 16 | 932.098 | 0
2025 | 9 | 8 | 17 | 924.8253 | 0
2025 | 9 | 8 | 18 | 883.4091 | 0
2025 | 9 | 8 | 19 | 861.7409 | 0
2025 | 9 | 8 | 20 | 857.1117 | 0
2025 | 9 | 8 | 21 | 826.6089 | 0
2025 | 9 | 8 | 22 | 769.2444 | 0
2025 | 9 | 8 | 23 | 709.2936 | 0
2025 | 9 | 9 | 0 | 649.3428 | 0
2025 | 9 | 9 | 1 | 597.5643 | 0
2025 | 9 | 9 | 2 | 581.1724 | 0
2025 | 9 | 9 | 3 | 573.9766 | 0
2025 | 9 | 9 | 4 | 576.82 | 0
2025 | 9 | 9 | 5 | 603.1713 | 0
2025 | 9 | 9 | 6 | 662.2705 | 0
2025 | 9 | 9 | 7 | 721.3698 | 0
2025 | 9 | 9 | 8 | 777.4315 | 0
2025 | 9 | 9 | 9 | 809.2486 | 0
2025 | 9 | 9 | 10 | 841.8258 | 0
2025 | 9 | 9 | 11 | 865.4825 | 0
2025 | 9 | 9 | 12 | 882.0501 | 0
2025 | 9 | 9 | 13 | 897.1144 | 0
2025 | 9 | 9 | 14 | 898.6519 | 0
2025 | 9 | 9 | 15 | 897.214 | 0
2025 | 9 | 9 | 16 | 882.7506 | 0
2025 | 9 | 9 | 17 | 882.1748 | 0
2025 | 9 | 9 | 18 | 864.549 | 0
2025 | 9 | 9 | 19 | 847.5917 | 0
2025 | 9 | 9 | 20 | 848.2899 | 0
2025 | 9 | 9 | 21 | 810.9127 | 0
2025 | 9 | 9 | 22 | 751.748 | 0
2025 | 9 | 9 | 23 | 696.7194 | 0
2025 | 9 | 10 | 0 | 641.6907 | 0
2025 | 9 | 10 | 1 | 594.1707 | 0
2025 | 9 | 10 | 2 | 576.3297 | 0
2025 | 9 | 10 | 3 | 568.5683 | 0
2025 | 9 | 10 | 4 | 571.5949 | 0
2025 | 9 | 10 | 5 | 600.6188 | 0
2025 | 9 | 10 | 6 | 661.9428 | 0
2025 | 9 | 10 | 7 | 723.2667 | 0
2025 | 9 | 10 | 8 | 777.8163 | 0
2025 | 9 | 10 | 9 | 810.9964 | 0
2025 | 9 | 10 | 10 | 838.0396 | 0
2025 | 9 | 10 | 11 | 855.7599 | 0
2025 | 9 | 10 | 12 | 872.8073 | 0
2025 | 9 | 10 | 13 | 881.2998 | 0
2025 | 9 | 10 | 14 | 881.8715 | 0
2025 | 9 | 10 | 15 | 879.6442 | 0
2025 | 9 | 10 | 16 | 881.3628 | 0
2025 | 9 | 10 | 17 | 878.7936 | 0
2025 | 9 | 10 | 18 | 857.6731 | 0
2025 | 9 | 10 | 19 | 846.9011 | 0
2025 | 9 | 10 | 20 | 849.8449 | 0
2025 | 9 | 10 | 21 | 814.2416 | 0
2025 | 9 | 10 | 22 | 753.8752 | 0
2025 | 9 | 10 | 23 | 693.2016 | 0
2025 | 9 | 11 | 0 | 632.528 | 0
2025 | 9 | 11 | 1 | 604.1375 | 0
2025 | 9 | 11 | 2 | 575.7469 | 0
2025 | 9 | 11 | 3 | 568.2058 | 0
2025 | 9 | 11 | 4 | 570.9683 | 0
2025 | 9 | 11 | 5 | 598.1423 | 0
2025 | 9 | 11 | 6 | 658.2638 | 0
2025 | 9 | 11 | 7 | 718.3853 | 0
2025 | 9 | 11 | 8 | 770.4995 | 0
2025 | 9 | 11 | 9 | 811.9366 | 0
2025 | 9 | 11 | 10 | 839.8089 | 0
2025 | 9 | 11 | 11 | 861.845 | 0
2025 | 9 | 11 | 12 | 871.2905 | 0
2025 | 9 | 11 | 13 | 881.3026 | 0
2025 | 9 | 11 | 14 | 881.2073 | 0
2025 | 9 | 11 | 15 | 878.2123 | 0
2025 | 9 | 11 | 16 | 883.3361 | 0
2025 | 9 | 11 | 17 | 877.6373 | 0
2025 | 9 | 11 | 18 | 840.7894 | 0
2025 | 9 | 11 | 19 | 826.9831 | 0
2025 | 9 | 11 | 20 | 829.9034 | 0
2025 | 9 | 11 | 21 | 798.6346 | 0
2025 | 9 | 11 | 22 | 742.4868 | 0
2025 | 9 | 11 | 23 | 683.4618 | 0
2025 | 9 | 12 | 0 | 624.4367 | 0
2025 | 9 | 12 | 1 | 614.5546 | 0
2025 | 9 | 12 | 2 | 599.9071 | 0
2025 | 9 | 12 | 3 | 594.0005 | 0
2025 | 9 | 12 | 4 | 595.5328 | 0
2025 | 9 | 12 | 5 | 615.1282 | 0
2025 | 9 | 12 | 6 | 662.8671 | 0
2025 | 9 | 12 | 7 | 710.6061 | 0
2025 | 9 | 12 | 8 | 754.479 | 0
2025 | 9 | 12 | 9 | 801.3705 | 0
2025 | 9 | 12 | 10 | 835.5503 | 0
2025 | 9 | 12 | 11 | 855.9989 | 0
2025 | 9 | 12 | 12 | 869.1939 | 0
2025 | 9 | 12 | 13 | 878.3687 | 0
2025 | 9 | 12 | 14 | 878.2419 | 0
2025 | 9 | 12 | 15 | 874.8159 | 0
2025 | 9 | 12 | 16 | 868.1491 | 0
2025 | 9 | 12 | 17 | 856.0815 | 0
2025 | 9 | 12 | 18 | 817.7306 | 0
2025 | 9 | 12 | 19 | 802.5705 | 0
2025 | 9 | 12 | 20 | 797.3259 | 0
2025 | 9 | 12 | 21 | 772.779 | 0
2025 | 9 | 12 | 22 | 733.2291 | 0
2025 | 9 | 12 | 23 | 691.4414 | 0
2025 | 9 | 13 | 0 | 646.9597 | 0
2025 | 9 | 13 | 1 | 595.7443 | 0
2025 | 9 | 13 | 2 | 566.171 | 0
2025 | 9 | 13 | 3 | 536.5976 | 0
2025 | 9 | 13 | 4 | 534.0906 | 0
2025 | 9 | 13 | 5 | 541.7285 | 0
2025 | 9 | 13 | 6 | 564.0908 | 0
2025 | 9 | 13 | 7 | 588.1782 | 0
2025 | 9 | 13 | 8 | 614.5312 | 0
2025 | 9 | 13 | 9 | 647.1406 | 0
2025 | 9 | 13 | 10 | 680.3155 | 0
2025 | 9 | 13 | 11 | 699.4702 | 0
2025 | 9 | 13 | 12 | 709.1538 | 0
2025 | 9 | 13 | 13 | 709.9798 | 0
2025 | 9 | 13 | 14 | 703.4946 | 0
2025 | 9 | 13 | 15 | 694.4385 | 0
2025 | 9 | 13 | 16 | 694.7367 | 0
2025 | 9 | 13 | 17 | 690.5752 | 0
2025 | 9 | 13 | 18 | 663.4653 | 0
2025 | 9 | 13 | 19 | 655.657 | 0
2025 | 9 | 13 | 20 | 661.4106 | 0
2025 | 9 | 13 | 21 | 643.64 | 0
2025 | 9 | 13 | 22 | 613.4025 | 0
2025 | 9 | 13 | 23 | 583.8251 | 0
2025 | 9 | 14 | 0 | 565.7336 | 0
2025 | 9 | 14 | 1 | 547.642 | 0
2025 | 9 | 14 | 2 | 533.1939 | 0
2025 | 9 | 14 | 3 | 525.9684 | 0
2025 | 9 | 14 | 4 | 524.5151 | 0
2025 | 9 | 14 | 5 | 532.4964 | 0
2025 | 9 | 14 | 6 | 550.8205 | 0
2025 | 9 | 14 | 7 | 569.1446 | 0
2025 | 9 | 14 | 8 | 591.9492 | 0
2025 | 9 | 14 | 9 | 619.065 | 0
2025 | 9 | 14 | 10 | 650.4314 | 0
2025 | 9 | 14 | 11 | 671.4661 | 0
2025 | 9 | 14 | 12 | 680.9308 | 0
2025 | 9 | 14 | 13 | 679.2708 | 0
2025 | 9 | 14 | 14 | 670.4191 | 0
2025 | 9 | 14 | 15 | 660.0829 | 0
2025 | 9 | 14 | 16 | 657.3355 | 0
2025 | 9 | 14 | 17 | 657.0303 | 0
2025 | 9 | 14 | 18 | 639.4189 | 0
2025 | 9 | 14 | 19 | 648.8032 | 0
2025 | 9 | 14 | 20 | 666.1021 | 0
2025 | 9 | 14 | 21 | 649.951 | 0
2025 | 9 | 14 | 22 | 615.1904 | 0
2025 | 9 | 14 | 23 | 577.3036 | 0
2025 | 9 | 15 | 0 | 550.6442 | 0
2025 | 9 | 15 | 1 | 571.3321 | 0
2025 | 9 | 15 | 2 | 561.0125 | 0
2025 | 9 | 15 | 3 | 558.5679 | 0
2025 | 9 | 15 | 4 | 564.466 | 0
2025 | 9 | 15 | 5 | 592.1559 | 0
2025 | 9 | 15 | 6 | 649.2796 | 0
2025 | 9 | 15 | 7 | 706.4034 | 0
2025 | 9 | 15 | 8 | 745.1314 | 0
2025 | 9 | 15 | 9 | 783.8594 | 0
2025 | 9 | 15 | 10 | 812.2195 | 0
2025 | 9 | 15 | 11 | 832.1709 | 0
2025 | 9 | 15 | 12 | 840.3901 | 0
2025 | 9 | 15 | 13 | 851.3956 | 0
2025 | 9 | 15 | 14 | 851.3394 | 0
2025 | 9 | 15 | 15 | 851.0998 | 0
2025 | 9 | 15 | 16 | 859.8049 | 0
2025 | 9 | 15 | 17 | 849.2034 | 0
2025 | 9 | 15 | 18 | 814.2494 | 0
2025 | 9 | 15 | 19 | 807.7718 | 0
2025 | 9 | 15 | 20 | 805.1129 | 0
2025 | 9 | 15 | 21 | 772.7954 | 0
2025 | 9 | 15 | 22 | 720.6623 | 0
2025 | 9 | 15 | 23 | 675.7461 | 0
2025 | 9 | 16 | 0 | 629.7357 | 0
2025 | 9 | 16 | 1 | 622.5626 | 0
2025 | 9 | 16 | 2 | 608.225 | 0
2025 | 9 | 16 | 3 | 601.7534 | 0
2025 | 9 | 16 | 4 | 605.4708 | 0
2025 | 9 | 16 | 5 | 633.8766 | 0
2025 | 9 | 16 | 6 | 700.8906 | 0
2025 | 9 | 16 | 7 | 767.9047 | 0
2025 | 9 | 16 | 8 | 832.9513 | 0
2025 | 9 | 16 | 9 | 888.1498 | 0
2025 | 9 | 16 | 10 | 935.8594 | 0
2025 | 9 | 16 | 11 | 972.4606 | 0
2025 | 9 | 16 | 12 | 993.7975 | 0
2025 | 9 | 16 | 13 | 1014.6716 | 14.6716
2025 | 9 | 16 | 14 | 1024.35 | 24.35
2025 | 9 | 16 | 15 | 1029.7225 | 29.7225
2025 | 9 | 16 | 16 | 1027.8526 | 27.8526
2025 | 9 | 16 | 17 | 1018.1382 | 18.1382
2025 | 9 | 16 | 18 | 985.7947 | 0
2025 | 9 | 16 | 19 | 966.5713 | 0
2025 | 9 | 16 | 20 | 956.1926 | 0
2025 | 9 | 16 | 21 | 915.501 | 0
2025 | 9 | 16 | 22 | 853.3783 | 0
2025 | 9 | 16 | 23 | 791.2557 | 0
2025 | 9 | 17 | 0 | 757.0411 | 0
2025 | 9 | 17 | 1 | 722.8265 | 0
2025 | 9 | 17 | 2 | 700.9012 | 0
2025 | 9 | 17 | 3 | 687.4348 | 0
2025 | 9 | 17 | 4 | 684.3897 | 0
2025 | 9 | 17 | 5 | 707.5547 | 0
2025 | 9 | 17 | 6 | 769.3141 | 0
2025 | 9 | 17 | 7 | 831.6949 | 0
2025 | 9 | 17 | 8 | 890.9432 | 0
2025 | 9 | 17 | 9 | 944.5478 | 0
2025 | 9 | 17 | 10 | 992.6338 | 0
2025 | 9 | 17 | 11 | 1027.8124 | 27.8124
2025 | 9 | 17 | 12 | 1063.2436 | 63.2436
2025 | 9 | 17 | 13 | 1083.0527 | 83.0527
2025 | 9 | 17 | 14 | 1089.9894 | 89.9894
2025 | 9 | 17 | 15 | 1094.2831 | 94.2831
2025 | 9 | 17 | 16 | 1096.5613 | 96.5613
2025 | 9 | 17 | 17 | 1084.2252 | 84.2252
2025 | 9 | 17 | 18 | 1052.7937 | 52.7937
2025 | 9 | 17 | 19 | 1033.4502 | 33.4502
2025 | 9 | 17 | 20 | 1014.4581 | 14.4581
2025 | 9 | 17 | 21 | 969.4875 | 0
2025 | 9 | 17 | 22 | 904.0089 | 0
2025 | 9 | 17 | 23 | 838.5303 | 0
2025 | 9 | 18 | 0 | 785.3304 | 0
2025 | 9 | 18 | 1 | 732.1305 | 0
2025 | 9 | 18 | 2 | 692.9238 | 0
2025 | 9 | 18 | 3 | 680.5992 | 0
2025 | 9 | 18 | 4 | 675.8819 | 0
2025 | 9 | 18 | 5 | 691.3417 | 0
2025 | 9 | 18 | 6 | 732.647 | 0
2025 | 9 | 18 | 7 | 773.9523 | 0
2025 | 9 | 18 | 8 | 805.345 | 0
2025 | 9 | 18 | 9 | 836.7376 | 0
2025 | 9 | 18 | 10 | 855.8464 | 0
2025 | 9 | 18 | 11 | 866.6607 | 0
2025 | 9 | 18 | 12 | 866.1082 | 0
2025 | 9 | 18 | 13 | 864.8811 | 0
2025 | 9 | 18 | 14 | 853.8509 | 0
2025 | 9 | 18 | 15 | 844.0386 | 0
2025 | 9 | 18 | 16 | 835.7349 | 0
2025 | 9 | 18 | 17 | 822.8647 | 0
2025 | 9 | 18 | 18 | 790.9867 | 0
2025 | 9 | 18 | 19 | 787.4113 | 0
2025 | 9 | 18 | 20 | 784.4004 | 0
2025 | 9 | 18 | 21 | 760.9652 | 0
2025 | 9 | 18 | 22 | 722.0925 | 0
2025 | 9 | 18 | 23 | 681.2931 | 0
2025 | 9 | 19 | 0 | 640.4937 | 0
2025 | 9 | 19 | 1 | 601.9095 | 0
2025 | 9 | 19 | 2 | 563.3254 | 0
2025 | 9 | 19 | 3 | 555.6722 | 0
2025 | 9 | 19 | 4 | 559.1393 | 0
2025 | 9 | 19 | 5 | 590.7337 | 0
2025 | 9 | 19 | 6 | 657.4581 | 0
2025 | 9 | 19 | 7 | 724.8179 | 0
2025 | 9 | 19 | 8 | 781.0894 | 0
2025 | 9 | 19 | 9 | 815.8197 | 0
2025 | 9 | 19 | 10 | 833.9958 | 0
2025 | 9 | 19 | 11 | 841.5919 | 0
2025 | 9 | 19 | 12 | 841.7982 | 0
2025 | 9 | 19 | 13 | 842.1778 | 0
2025 | 9 | 19 | 14 | 832.7487 | 0
2025 | 9 | 19 | 15 | 823.0713 | 0
2025 | 9 | 19 | 16 | 820.4238 | 0
2025 | 9 | 19 | 17 | 809.2398 | 0
2025 | 9 | 19 | 18 | 772.4034 | 0
2025 | 9 | 19 | 19 | 775.4589 | 0
2025 | 9 | 19 | 20 | 782.2676 | 0
2025 | 9 | 19 | 21 | 749.6308 | 0
2025 | 9 | 19 | 22 | 694.634 | 0
2025 | 9 | 19 | 23 | 636.7821 | 0
2025 | 9 | 20 | 0 | 603.5632 | 0
2025 | 9 | 20 | 1 | 571.3863 | 0
2025 | 9 | 20 | 2 | 563.9404 | 0
2025 | 9 | 20 | 3 | 552.7502 | 0
2025 | 9 | 20 | 4 | 549.9998 | 0
2025 | 9 | 20 | 5 | 563.4487 | 0
2025 | 9 | 20 | 6 | 593.1772 | 0
2025 | 9 | 20 | 7 | 622.9057 | 0
2025 | 9 | 20 | 8 | 665.7767 | 0
2025 | 9 | 20 | 9 | 708.6476 | 0
2025 | 9 | 20 | 10 | 748.8894 | 0
2025 | 9 | 20 | 11 | 769.1052 | 0
2025 | 9 | 20 | 12 | 776.5221 | 0
2025 | 9 | 20 | 13 | 774.3579 | 0
2025 | 9 | 20 | 14 | 764.7236 | 0
2025 | 9 | 20 | 15 | 757.4391 | 0
2025 | 9 | 20 | 16 | 754.2207 | 0
2025 | 9 | 20 | 17 | 756.6025 | 0
2025 | 9 | 20 | 18 | 731.6395 | 0
2025 | 9 | 20 | 19 | 738.883 | 0
2025 | 9 | 20 | 20 | 741.6517 | 0
2025 | 9 | 20 | 21 | 708.8866 | 0
2025 | 9 | 20 | 22 | 667.2856 | 0
2025 | 9 | 20 | 23 | 626.2833 | 0
2025 | 9 | 21 | 0 | 582.0843 | 0
2025 | 9 | 21 | 1 | 568.9743 | 0
2025 | 9 | 21 | 2 | 555.8642 | 0
2025 | 9 | 21 | 3 | 546.7875 | 0
2025 | 9 | 21 | 4 | 543.733 | 0
2025 | 9 | 21 | 5 | 548.6345 | 0
2025 | 9 | 21 | 6 | 562.051 | 0
2025 | 9 | 21 | 7 | 584.5226 | 0
2025 | 9 | 21 | 8 | 606.9943 | 0
2025 | 9 | 21 | 9 | 638.5212 | 0
2025 | 9 | 21 | 10 | 674.1504 | 0
2025 | 9 | 21 | 11 | 702.2987 | 0
2025 | 9 | 21 | 12 | 714.9295 | 0
2025 | 9 | 21 | 13 | 718.3833 | 0
2025 | 9 | 21 | 14 | 715.8755 | 0
2025 | 9 | 21 | 15 | 708.7236 | 0
2025 | 9 | 21 | 16 | 709.6704 | 0
2025 | 9 | 21 | 17 | 711.8478 | 0
2025 | 9 | 21 | 18 | 696.9432 | 0
2025 | 9 | 21 | 19 | 710.5781 | 0
2025 | 9 | 21 | 20 | 715.6094 | 0
2025 | 9 | 21 | 21 | 693.9179 | 0
2025 | 9 | 21 | 22 | 663.1665 | 0
2025 | 9 | 21 | 23 | 631.6081 | 0
2025 | 9 | 22 | 0 | 594.9732 | 0
2025 | 9 | 22 | 1 | 558.0753 | 0
2025 | 9 | 22 | 2 | 545.5435 | 0
2025 | 9 | 22 | 3 | 541.8325 | 0
2025 | 9 | 22 | 4 | 546.3003 | 0
2025 | 9 | 22 | 5 | 573.7343 | 0
2025 | 9 | 22 | 6 | 634.0062 | 0
2025 | 9 | 22 | 7 | 694.2782 | 0
2025 | 9 | 22 | 8 | 749.7833 | 0
2025 | 9 | 22 | 9 | 777.8574 | 0
2025 | 9 | 22 | 10 | 798.1065 | 0
2025 | 9 | 22 | 11 | 810.2756 | 0
2025 | 9 | 22 | 12 | 812.5411 | 0
2025 | 9 | 22 | 13 | 815.7293 | 0
2025 | 9 | 22 | 14 | 812.3877 | 0
2025 | 9 | 22 | 15 | 813.1044 | 0
2025 | 9 | 22 | 16 | 814.6858 | 0
2025 | 9 | 22 | 17 | 808.8702 | 0
2025 | 9 | 22 | 18 | 782.1353 | 0
2025 | 9 | 22 | 19 | 784.3097 | 0
2025 | 9 | 22 | 20 | 789.4503 | 0
2025 | 9 | 22 | 21 | 760.6542 | 0
2025 | 9 | 22 | 22 | 708.6861 | 0
2025 | 9 | 22 | 23 | 652.0232 | 0
2025 | 9 | 23 | 0 | 607.8815 | 0
2025 | 9 | 23 | 1 | 597.1414 | 0
2025 | 9 | 23 | 2 | 581.8967 | 0
2025 | 9 | 23 | 3 | 574.7106 | 0
2025 | 9 | 23 | 4 | 577.6511 | 0
2025 | 9 | 23 | 5 | 605.0372 | 0
2025 | 9 | 23 | 6 | 665.1922 | 0
2025 | 9 | 23 | 7 | 725.3473 | 0
2025 | 9 | 23 | 8 | 781.626 | 0
2025 | 9 | 23 | 9 | 808.7617 | 0
2025 | 9 | 23 | 10 | 831.4598 | 0
2025 | 9 | 23 | 11 | 848.3976 | 0
2025 | 9 | 23 | 12 | 856.0502 | 0
2025 | 9 | 23 | 13 | 860.7364 | 0
2025 | 9 | 23 | 14 | 857.4514 | 0
2025 | 9 | 23 | 15 | 856.4611 | 0
2025 | 9 | 23 | 16 | 847.0585 | 0
2025 | 9 | 23 | 17 | 844.361 | 0
2025 | 9 | 23 | 18 | 826.4443 | 0
2025 | 9 | 23 | 19 | 833.8617 | 0
2025 | 9 | 23 | 20 | 830.1832 | 0
2025 | 9 | 23 | 21 | 791.5704 | 0
2025 | 9 | 23 | 22 | 736.2042 | 0
2025 | 9 | 23 | 23 | 682.9007 | 0
2025 | 9 | 24 | 0 | 629.5972 | 0
2025 | 9 | 24 | 1 | 608.9076 | 0
2025 | 9 | 24 | 2 | 592.6028 | 0
2025 | 9 | 24 | 3 | 585.2193 | 0
2025 | 9 | 24 | 4 | 587.9456 | 0
2025 | 9 | 24 | 5 | 616.406 | 0
2025 | 9 | 24 | 6 | 674.6942 | 0
2025 | 9 | 24 | 7 | 732.9824 | 0
2025 | 9 | 24 | 8 | 784.4529 | 0
2025 | 9 | 24 | 9 | 806.5669 | 0
2025 | 9 | 24 | 10 | 822.9082 | 0
2025 | 9 | 24 | 11 | 826.9294 | 0
2025 | 9 | 24 | 12 | 828.5021 | 0
2025 | 9 | 24 | 13 | 828.8809 | 0
2025 | 9 | 24 | 14 | 820.6616 | 0
2025 | 9 | 24 | 15 | 817.883 | 0
2025 | 9 | 24 | 16 | 819.0993 | 0
2025 | 9 | 24 | 17 | 816.4578 | 0
2025 | 9 | 24 | 18 | 799.0935 | 0
2025 | 9 | 24 | 19 | 809.2713 | 0
2025 | 9 | 24 | 20 | 808.964 | 0
2025 | 9 | 24 | 21 | 771.0661 | 0
2025 | 9 | 24 | 22 | 716.9014 | 0
2025 | 9 | 24 | 23 | 664.1591 | 0
2025 | 9 | 25 | 0 | 611.4167 | 0
2025 | 9 | 25 | 1 | 591.5855 | 0
2025 | 9 | 25 | 2 | 571.7544 | 0
2025 | 9 | 25 | 3 | 563.895 | 0
2025 | 9 | 25 | 4 | 565.8107 | 0
2025 | 9 | 25 | 5 | 593.096 | 0
2025 | 9 | 25 | 6 | 652.358 | 0
2025 | 9 | 25 | 7 | 711.62 | 0
2025 | 9 | 25 | 8 | 760.6059 | 0
2025 | 9 | 25 | 9 | 790.5486 | 0
2025 | 9 | 25 | 10 | 809.445 | 0
2025 | 9 | 25 | 11 | 819.9213 | 0
2025 | 9 | 25 | 12 | 821.695 | 0
2025 | 9 | 25 | 13 | 825.5833 | 0
2025 | 9 | 25 | 14 | 820.1635 | 0
2025 | 9 | 25 | 15 | 819.378 | 0
2025 | 9 | 25 | 16 | 817.7238 | 0
2025 | 9 | 25 | 17 | 811.2234 | 0
2025 | 9 | 25 | 18 | 780.9287 | 0
2025 | 9 | 25 | 19 | 792.7072 | 0
2025 | 9 | 25 | 20 | 793.7173 | 0
2025 | 9 | 25 | 21 | 760.31 | 0
2025 | 9 | 25 | 22 | 707.7146 | 0
2025 | 9 | 25 | 23 | 656.7833 | 0
2025 | 9 | 26 | 0 | 605.8521 | 0
2025 | 9 | 26 | 1 | 599.996 | 0
2025 | 9 | 26 | 2 | 593.1941 | 0
2025 | 9 | 26 | 3 | 586.3923 | 0
2025 | 9 | 26 | 4 | 586.7604 | 0
2025 | 9 | 26 | 5 | 609.5326 | 0
2025 | 9 | 26 | 6 | 660.8025 | 0
2025 | 9 | 26 | 7 | 712.0724 | 0
2025 | 9 | 26 | 8 | 757.2025 | 0
2025 | 9 | 26 | 9 | 787.6838 | 0
2025 | 9 | 26 | 10 | 814.8566 | 0
2025 | 9 | 26 | 11 | 830.82 | 0
2025 | 9 | 26 | 12 | 839.2407 | 0
2025 | 9 | 26 | 13 | 845.5833 | 0
2025 | 9 | 26 | 14 | 844.7505 | 0
2025 | 9 | 26 | 15 | 845.25 | 0
2025 | 9 | 26 | 16 | 837.179 | 0
2025 | 9 | 26 | 17 | 821.411 | 0
2025 | 9 | 26 | 18 | 786.3581 | 0
2025 | 9 | 26 | 19 | 793.2811 | 0
2025 | 9 | 26 | 20 | 784.8304 | 0
2025 | 9 | 26 | 21 | 754.0731 | 0
2025 | 9 | 26 | 22 | 710.0315 | 0
2025 | 9 | 26 | 23 | 664.0226 | 0
2025 | 9 | 27 | 0 | 620.347 | 0
2025 | 9 | 27 | 1 | 588.1764 | 0
2025 | 9 | 27 | 2 | 556.0057 | 0
2025 | 9 | 27 | 3 | 543.8313 | 0
2025 | 9 | 27 | 4 | 538.8828 | 0
2025 | 9 | 27 | 5 | 545.9707 | 0
2025 | 9 | 27 | 6 | 568.2483 | 0
2025 | 9 | 27 | 7 | 590.5259 | 0
2025 | 9 | 27 | 8 | 629.312 | 0
2025 | 9 | 27 | 9 | 668.0981 | 0
2025 | 9 | 27 | 10 | 701.0249 | 0
2025 | 9 | 27 | 11 | 720.3296 | 0
2025 | 9 | 27 | 12 | 725.5942 | 0
2025 | 9 | 27 | 13 | 722.5147 | 0
2025 | 9 | 27 | 14 | 713.1515 | 0
2025 | 9 | 27 | 15 | 703.0941 | 0
2025 | 9 | 27 | 16 | 698.0931 | 0
2025 | 9 | 27 | 17 | 695.952 | 0
2025 | 9 | 27 | 18 | 673.941 | 0
2025 | 9 | 27 | 19 | 688.7166 | 0
2025 | 9 | 27 | 20 | 690.5577 | 0
2025 | 9 | 27 | 21 | 666.0805 | 0
2025 | 9 | 27 | 22 | 633.0071 | 0
2025 | 9 | 27 | 23 | 599.3613 | 0
2025 | 9 | 28 | 0 | 569.3351 | 0
2025 | 9 | 28 | 1 | 568.3857 | 0
2025 | 9 | 28 | 2 | 552.7052 | 0
2025 | 9 | 28 | 3 | 542.8016 | 0
2025 | 9 | 28 | 4 | 538.4447 | 0
2025 | 9 | 28 | 5 | 542.2698 | 0
2025 | 9 | 28 | 6 | 553.737 | 0
2025 | 9 | 28 | 7 | 573.6702 | 0
2025 | 9 | 28 | 8 | 593.6035 | 0
2025 | 9 | 28 | 9 | 622.0544 | 0
2025 | 9 | 28 | 10 | 650.5054 | 0
2025 | 9 | 28 | 11 | 673.0247 | 0
2025 | 9 | 28 | 12 | 682.5214 | 0
2025 | 9 | 28 | 13 | 684.7918 | 0
2025 | 9 | 28 | 14 | 683.5267 | 0
2025 | 9 | 28 | 15 | 685.3994 | 0
2025 | 9 | 28 | 16 | 684.2724 | 0
2025 | 9 | 28 | 17 | 685.7932 | 0
2025 | 9 | 28 | 18 | 673.0484 | 0
2025 | 9 | 28 | 19 | 695.7691 | 0
2025 | 9 | 28 | 20 | 699.0846 | 0
2025 | 9 | 28 | 21 | 677.5882 | 0
2025 | 9 | 28 | 22 | 647.3053 | 0
2025 | 9 | 28 | 23 | 614.9543 | 0
2025 | 9 | 29 | 0 | 586.8491 | 0
2025 | 9 | 29 | 1 | 579.9144 | 0
2025 | 9 | 29 | 2 | 567.5654 | 0
2025 | 9 | 29 | 3 | 562.3563 | 0
2025 | 9 | 29 | 4 | 565.9472 | 0
2025 | 9 | 29 | 5 | 590.564 | 0
2025 | 9 | 29 | 6 | 647.9767 | 0
2025 | 9 | 29 | 7 | 705.3895 | 0
2025 | 9 | 29 | 8 | 756.0879 | 0
2025 | 9 | 29 | 9 | 792.7187 | 0
2025 | 9 | 29 | 10 | 821.6507 | 0
2025 | 9 | 29 | 11 | 840.5663 | 0
2025 | 9 | 29 | 12 | 850.2358 | 0
2025 | 9 | 29 | 13 | 858.9186 | 0
2025 | 9 | 29 | 14 | 858.2444 | 0
2025 | 9 | 29 | 15 | 854.7409 | 0
2025 | 9 | 29 | 16 | 852.465 | 0
2025 | 9 | 29 | 17 | 845.6792 | 0
2025 | 9 | 29 | 18 | 820.397 | 0
2025 | 9 | 29 | 19 | 836.7227 | 0
2025 | 9 | 29 | 20 | 827.7175 | 0
2025 | 9 | 29 | 21 | 789.6411 | 0
2025 | 9 | 29 | 22 | 736.4806 | 0
2025 | 9 | 29 | 23 | 681.5641 | 0
2025 | 9 | 30 | 0 | 636.6102 | 0
2025 | 9 | 30 | 1 | 605.0573 | 0
2025 | 9 | 30 | 2 | 573.5045 | 0
2025 | 9 | 30 | 3 | 567.5903 | 0
2025 | 9 | 30 | 4 | 570.7751 | 0
2025 | 9 | 30 | 5 | 600.2329 | 0
2025 | 9 | 30 | 6 | 663.7098 | 0
2025 | 9 | 30 | 7 | 727.1867 | 0
2025 | 9 | 30 | 8 | 770.0821 | 0
2025 | 9 | 30 | 9 | 812.9775 | 0
2025 | 9 | 30 | 10 | 832.4443 | 0
2025 | 9 | 30 | 11 | 845.0893 | 0
2025 | 9 | 30 | 12 | 844.7834 | 0
2025 | 9 | 30 | 13 | 847.9607 | 0
2025 | 9 | 30 | 14 | 844.3129 | 0
2025 | 9 | 30 | 15 | 836.7865 | 0
2025 | 9 | 30 | 16 | 821.0003 | 0
2025 | 9 | 30 | 17 | 813.2874 | 0
2025 | 9 | 30 | 18 | 799.0312 | 0
2025 | 9 | 30 | 19 | 817.5103 | 0
2025 | 9 | 30 | 20 | 804.2498 | 0
2025 | 9 | 30 | 21 | 765.6496 | 0
2025 | 9 | 30 | 22 | 710.2062 | 0
2025 | 9 | 30 | 23 | 660.0235 | 0
2025 | 10 | 1 | 0 | 609.8408 | 0
2025 | 10 | 1 | 1 | 613.0152 | 0
2025 | 10 | 1 | 2 | 597.1645 | 0
2025 | 10 | 1 | 3 | 590.7424 | 0
2025 | 10 | 1 | 4 | 592.933 | 0
2025 | 10 | 1 | 5 | 618.2709 | 0
2025 | 10 | 1 | 6 | 673.743 | 0
2025 | 10 | 1 | 7 | 729.2152 | 0
2025 | 10 | 1 | 8 | 770.7104 | 0
2025 | 10 | 1 | 9 | 812.2056 | 0
2025 | 10 | 1 | 10 | 838.6255 | 0
2025 | 10 | 1 | 11 | 856.4043 | 0
2025 | 10 | 1 | 12 | 864.7776 | 0
2025 | 10 | 1 | 13 | 871.9273 | 0
2025 | 10 | 1 | 14 | 873.1081 | 0
2025 | 10 | 1 | 15 | 872.0668 | 0
2025 | 10 | 1 | 16 | 867.2629 | 0
2025 | 10 | 1 | 17 | 857.6106 | 0
2025 | 10 | 1 | 18 | 843.6628 | 0
2025 | 10 | 1 | 19 | 854.9388 | 0
2025 | 10 | 1 | 20 | 834.4454 | 0
2025 | 10 | 1 | 21 | 799.3313 | 0
2025 | 10 | 1 | 22 | 750.1207 | 0
2025 | 10 | 1 | 23 | 696.3628 | 0
2025 | 10 | 2 | 0 | 653.6986 | 0
2025 | 10 | 2 | 1 | 595.5848 | 0
2025 | 10 | 2 | 2 | 582.7139 | 0
2025 | 10 | 2 | 3 | 577.0474 | 0
2025 | 10 | 2 | 4 | 579.5871 | 0
2025 | 10 | 2 | 5 | 604.7123 | 0
2025 | 10 | 2 | 6 | 656.5395 | 0
2025 | 10 | 2 | 7 | 708.3668 | 0
2025 | 10 | 2 | 8 | 736.4469 | 0
2025 | 10 | 2 | 9 | 764.5269 | 0
2025 | 10 | 2 | 10 | 778.3658 | 0
2025 | 10 | 2 | 11 | 786.7241 | 0
2025 | 10 | 2 | 12 | 786.6845 | 0
2025 | 10 | 2 | 13 | 788.2469 | 0
2025 | 10 | 2 | 14 | 778.4757 | 0
2025 | 10 | 2 | 15 | 769.8147 | 0
2025 | 10 | 2 | 16 | 761.7652 | 0
2025 | 10 | 2 | 17 | 752.8571 | 0
2025 | 10 | 2 | 18 | 735.6964 | 0
2025 | 10 | 2 | 19 | 753.4124 | 0
2025 | 10 | 2 | 20 | 745.7992 | 0
2025 | 10 | 2 | 21 | 719.5609 | 0
2025 | 10 | 2 | 22 | 676.9217 | 0
2025 | 10 | 2 | 23 | 632.8617 | 0
2025 | 10 | 3 | 0 | 599.3062 | 0
2025 | 10 | 3 | 1 | 578.5421 | 0
2025 | 10 | 3 | 2 | 562.5283 | 0
2025 | 10 | 3 | 3 | 556.1332 | 0
2025 | 10 | 3 | 4 | 559.0688 | 0
2025 | 10 | 3 | 5 | 587.177 | 0
2025 | 10 | 3 | 6 | 648.0114 | 0
2025 | 10 | 3 | 7 | 708.8458 | 0
2025 | 10 | 3 | 8 | 750.2675 | 0
2025 | 10 | 3 | 9 | 791.6893 | 0
2025 | 10 | 3 | 10 | 814.517 | 0
2025 | 10 | 3 | 11 | 826.8172 | 0
2025 | 10 | 3 | 12 | 826.6759 | 0
2025 | 10 | 3 | 13 | 826.4489 | 0
2025 | 10 | 3 | 14 | 820.8745 | 0
2025 | 10 | 3 | 15 | 810.7832 | 0
2025 | 10 | 3 | 16 | 804.7041 | 0
2025 | 10 | 3 | 17 | 796.0295 | 0
2025 | 10 | 3 | 18 | 773.27 | 0
2025 | 10 | 3 | 19 | 784.1199 | 0
2025 | 10 | 3 | 20 | 771.4286 | 0
2025 | 10 | 3 | 21 | 741.1158 | 0
2025 | 10 | 3 | 22 | 694.3218 | 0
2025 | 10 | 3 | 23 | 644.8797 | 0
2025 | 10 | 4 | 0 | 602.0639 | 0
2025 | 10 | 4 | 1 | 586.0249 | 0
2025 | 10 | 4 | 2 | 569.986 | 0
2025 | 10 | 4 | 3 | 562.8612 | 0
2025 | 10 | 4 | 4 | 562.7368 | 0
2025 | 10 | 4 | 5 | 573.6218 | 0
2025 | 10 | 4 | 6 | 597.5619 | 0
2025 | 10 | 4 | 7 | 621.502 | 0
2025 | 10 | 4 | 8 | 640.9205 | 0
2025 | 10 | 4 | 9 | 664.265 | 0
2025 | 10 | 4 | 10 | 687.6094 | 0
2025 | 10 | 4 | 11 | 696.2205 | 0
2025 | 10 | 4 | 12 | 696.7496 | 0
2025 | 10 | 4 | 13 | 688.3559 | 0
2025 | 10 | 4 | 14 | 676.3498 | 0
2025 | 10 | 4 | 15 | 659.482 | 0
2025 | 10 | 4 | 16 | 649.8995 | 0
2025 | 10 | 4 | 17 | 646.0519 | 0
2025 | 10 | 4 | 18 | 635.8619 | 0
2025 | 10 | 4 | 19 | 656.1376 | 0
2025 | 10 | 4 | 20 | 651.4298 | 0
2025 | 10 | 4 | 21 | 632.6444 | 0
2025 | 10 | 4 | 22 | 606.7409 | 0
2025 | 10 | 4 | 23 | 582.1171 | 0
2025 | 10 | 5 | 0 | 559.5772 | 0
2025 | 10 | 5 | 1 | 551.4996 | 0
2025 | 10 | 5 | 2 | 541.5653 | 0
2025 | 10 | 5 | 3 | 534.2738 | 0
2025 | 10 | 5 | 4 | 532.1274 | 0
2025 | 10 | 5 | 5 | 540.6293 | 0
2025 | 10 | 5 | 6 | 559.028 | 0
2025 | 10 | 5 | 7 | 577.4267 | 0
2025 | 10 | 5 | 8 | 601.0367 | 0
2025 | 10 | 5 | 9 | 621.1783 | 0
2025 | 10 | 5 | 10 | 652.7214 | 0
2025 | 10 | 5 | 11 | 673.4957 | 0
2025 | 10 | 5 | 12 | 683.3801 | 0
2025 | 10 | 5 | 13 | 682.7886 | 0
2025 | 10 | 5 | 14 | 676.5693 | 0
2025 | 10 | 5 | 15 | 669.6391 | 0
2025 | 10 | 5 | 16 | 667.7489 | 0
2025 | 10 | 5 | 17 | 673.3112 | 0
2025 | 10 | 5 | 18 | 665.5203 | 0
2025 | 10 | 5 | 19 | 684.5107 | 0
2025 | 10 | 5 | 20 | 680.5835 | 0
2025 | 10 | 5 | 21 | 662.3618 | 0
2025 | 10 | 5 | 22 | 631.8552 | 0
2025 | 10 | 5 | 23 | 599.8315 | 0
2025 | 10 | 6 | 0 | 573.4631 | 0
2025 | 10 | 6 | 1 | 557.2592 | 0
2025 | 10 | 6 | 2 | 544.8818 | 0
2025 | 10 | 6 | 3 | 540.7347 | 0
2025 | 10 | 6 | 4 | 546.5334 | 0
2025 | 10 | 6 | 5 | 576.2136 | 0
2025 | 10 | 6 | 6 | 639.0747 | 0
2025 | 10 | 6 | 7 | 701.9357 | 0
2025 | 10 | 6 | 8 | 743.768 | 0
2025 | 10 | 6 | 9 | 785.6003 | 0
2025 | 10 | 6 | 10 | 810.3178 | 0
2025 | 10 | 6 | 11 | 824.9533 | 0
2025 | 10 | 6 | 12 | 831.3962 | 0
2025 | 10 | 6 | 13 | 836.6016 | 0
2025 | 10 | 6 | 14 | 834.9045 | 0
2025 | 10 | 6 | 15 | 832.9335 | 0
2025 | 10 | 6 | 16 | 830.424 | 0
2025 | 10 | 6 | 17 | 822.6406 | 0
2025 | 10 | 6 | 18 | 799.7875 | 0
2025 | 10 | 6 | 19 | 805.7603 | 0
2025 | 10 | 6 | 20 | 791.5732 | 0
2025 | 10 | 6 | 21 | 756.6459 | 0
2025 | 10 | 6 | 22 | 704.4671 | 0
2025 | 10 | 6 | 23 | 657.0193 | 0
2025 | 10 | 7 | 0 | 609.5715 | 0
2025 | 10 | 7 | 1 | 582.5029 | 0
2025 | 10 | 7 | 2 | 565.977 | 0
2025 | 10 | 7 | 3 | 559.676 | 0
2025 | 10 | 7 | 4 | 563.7839 | 0
2025 | 10 | 7 | 5 | 595.7715 | 0
2025 | 10 | 7 | 6 | 663.0317 | 0
2025 | 10 | 7 | 7 | 730.2919 | 0
2025 | 10 | 7 | 8 | 773.781 | 0
2025 | 10 | 7 | 9 | 817.2701 | 0
2025 | 10 | 7 | 10 | 845.7411 | 0
2025 | 10 | 7 | 11 | 868.9236 | 0
2025 | 10 | 7 | 12 | 883.4745 | 0
2025 | 10 | 7 | 13 | 897.2047 | 0
2025 | 10 | 7 | 14 | 899.2485 | 0
2025 | 10 | 7 | 15 | 896.9001 | 0
2025 | 10 | 7 | 16 | 879.6205 | 0
2025 | 10 | 7 | 17 | 873.5119 | 0
2025 | 10 | 7 | 18 | 857.8322 | 0
2025 | 10 | 7 | 19 | 863.6992 | 0
2025 | 10 | 7 | 20 | 845.9311 | 0
2025 | 10 | 7 | 21 | 806.5996 | 0
2025 | 10 | 7 | 22 | 745.4317 | 0
2025 | 10 | 7 | 23 | 680.6509 | 0
2025 | 10 | 8 | 0 | 628.9093 | 0
2025 | 10 | 8 | 1 | 627.8321 | 0
2025 | 10 | 8 | 2 | 609.9955 | 0
2025 | 10 | 8 | 3 | 602.0358 | 0
2025 | 10 | 8 | 4 | 603.2251 | 0
2025 | 10 | 8 | 5 | 624.9731 | 0
2025 | 10 | 8 | 6 | 678.2824 | 0
2025 | 10 | 8 | 7 | 731.5917 | 0
2025 | 10 | 8 | 8 | 781.1792 | 0
2025 | 10 | 8 | 9 | 803.859 | 0
2025 | 10 | 8 | 10 | 827.329 | 0
2025 | 10 | 8 | 11 | 841.5014 | 0
2025 | 10 | 8 | 12 | 846.5354 | 0
2025 | 10 | 8 | 13 | 852.8504 | 0
2025 | 10 | 8 | 14 | 852.7526 | 0
2025 | 10 | 8 | 15 | 849.5614 | 0
2025 | 10 | 8 | 16 | 846.9574 | 0
2025 | 10 | 8 | 17 | 841.4632 | 0
2025 | 10 | 8 | 18 | 836.717 | 0
2025 | 10 | 8 | 19 | 840.558 | 0
2025 | 10 | 8 | 20 | 820.4213 | 0
2025 | 10 | 8 | 21 | 789.048 | 0
2025 | 10 | 8 | 22 | 741.2962 | 0
2025 | 10 | 8 | 23 | 689.5002 | 0
2025 | 10 | 9 | 0 | 648.5452 | 0
2025 | 10 | 9 | 1 | 609.1078 | 0
2025 | 10 | 9 | 2 | 569.6704 | 0
2025 | 10 | 9 | 3 | 563.7302 | 0
2025 | 10 | 9 | 4 | 566.2777 | 0
2025 | 10 | 9 | 5 | 592.0378 | 0
2025 | 10 | 9 | 6 | 654.5027 | 0
2025 | 10 | 9 | 7 | 716.9675 | 0
2025 | 10 | 9 | 8 | 758.0179 | 0
2025 | 10 | 9 | 9 | 799.0682 | 0
2025 | 10 | 9 | 10 | 816.0381 | 0
2025 | 10 | 9 | 11 | 824.703 | 0
2025 | 10 | 9 | 12 | 825.0481 | 0
2025 | 10 | 9 | 13 | 826.375 | 0
2025 | 10 | 9 | 14 | 824.0515 | 0
2025 | 10 | 9 | 15 | 821.1932 | 0
2025 | 10 | 9 | 16 | 820.9216 | 0
2025 | 10 | 9 | 17 | 811.3503 | 0
2025 | 10 | 9 | 18 | 794.6209 | 0
2025 | 10 | 9 | 19 | 804.7947 | 0
2025 | 10 | 9 | 20 | 793.1382 | 0
2025 | 10 | 9 | 21 | 765.6319 | 0
2025 | 10 | 9 | 22 | 716.7164 | 0
2025 | 10 | 9 | 23 | 662.6382 | 0
2025 | 10 | 10 | 0 | 620.8138 | 0
2025 | 10 | 10 | 1 | 583.6959 | 0
2025 | 10 | 10 | 2 | 565.9689 | 0
2025 | 10 | 10 | 3 | 559.0617 | 0
2025 | 10 | 10 | 4 | 561.7242 | 0
2025 | 10 | 10 | 5 | 591.1541 | 0
2025 | 10 | 10 | 6 | 657.0375 | 0
2025 | 10 | 10 | 7 | 722.9209 | 0
2025 | 10 | 10 | 8 | 763.5341 | 0
2025 | 10 | 10 | 9 | 804.1473 | 0
2025 | 10 | 10 | 10 | 818.4773 | 0
2025 | 10 | 10 | 11 | 823.6847 | 0
2025 | 10 | 10 | 12 | 819.491 | 0
2025 | 10 | 10 | 13 | 816.5314 | 0
2025 | 10 | 10 | 14 | 810.1279 | 0
2025 | 10 | 10 | 15 | 802.1678 | 0
2025 | 10 | 10 | 16 | 797.1197 | 0
2025 | 10 | 10 | 17 | 789.4498 | 0
2025 | 10 | 10 | 18 | 771.5039 | 0
2025 | 10 | 10 | 19 | 780.2187 | 0
2025 | 10 | 10 | 20 | 771.4419 | 0
2025 | 10 | 10 | 21 | 741.9094 | 0
2025 | 10 | 10 | 22 | 691.9554 | 0
2025 | 10 | 10 | 23 | 637.6836 | 0
2025 | 10 | 11 | 0 | 592.8215 | 0
2025 | 10 | 11 | 1 | 574.9571 | 0
2025 | 10 | 11 | 2 | 557.0927 | 0
2025 | 10 | 11 | 3 | 546.9838 | 0
2025 | 10 | 11 | 4 | 545.1163 | 0
2025 | 10 | 11 | 5 | 557.3081 | 0
2025 | 10 | 11 | 6 | 589.1162 | 0
2025 | 10 | 11 | 7 | 620.9243 | 0
2025 | 10 | 11 | 8 | 636.3352 | 0
2025 | 10 | 11 | 9 | 673.3458 | 0
2025 | 10 | 11 | 10 | 702.5234 | 0
2025 | 10 | 11 | 11 | 710.6301 | 0
2025 | 10 | 11 | 12 | 718.7368 | 0
2025 | 10 | 11 | 13 | 715.0344 | 0
2025 | 10 | 11 | 14 | 706.5731 | 0
2025 | 10 | 11 | 15 | 698.0806 | 0
2025 | 10 | 11 | 16 | 695.7394 | 0
2025 | 10 | 11 | 17 | 695.0036 | 0
2025 | 10 | 11 | 18 | 686.3705 | 0
2025 | 10 | 11 | 19 | 696.0846 | 0
2025 | 10 | 11 | 20 | 688.6133 | 0
2025 | 10 | 11 | 21 | 667.8152 | 0
2025 | 10 | 11 | 22 | 633.6221 | 0
2025 | 10 | 11 | 23 | 598.608 | 0
2025 | 10 | 12 | 0 | 569.0932 | 0
2025 | 10 | 12 | 1 | 560.3569 | 0
2025 | 10 | 12 | 2 | 544.4334 | 0
2025 | 10 | 12 | 3 | 536.0783 | 0
2025 | 10 | 12 | 4 | 533.3345 | 0
2025 | 10 | 12 | 5 | 538.8604 | 0
2025 | 10 | 12 | 6 | 556.2387 | 0
2025 | 10 | 12 | 7 | 573.6171 | 0
2025 | 10 | 12 | 8 | 589.6388 | 0
2025 | 10 | 12 | 9 | 622.3399 | 0
2025 | 10 | 12 | 10 | 653.3583 | 0
2025 | 10 | 12 | 11 | 673.5038 | 0
2025 | 10 | 12 | 12 | 684.9393 | 0
2025 | 10 | 12 | 13 | 687.1969 | 0
2025 | 10 | 12 | 14 | 688.3584 | 0
2025 | 10 | 12 | 15 | 687.0318 | 0
2025 | 10 | 12 | 16 | 689.7127 | 0
2025 | 10 | 12 | 17 | 692.5326 | 0
2025 | 10 | 12 | 18 | 685.4355 | 0
2025 | 10 | 12 | 19 | 698.2473 | 0
2025 | 10 | 12 | 20 | 693.6439 | 0
2025 | 10 | 12 | 21 | 677.65 | 0
2025 | 10 | 12 | 22 | 645.8045 | 0
2025 | 10 | 12 | 23 | 609.6765 | 0
2025 | 10 | 13 | 0 | 579.3816 | 0
2025 | 10 | 13 | 1 | 557.502 | 0
2025 | 10 | 13 | 2 | 535.6224 | 0
2025 | 10 | 13 | 3 | 526.2277 | 0
2025 | 10 | 13 | 4 | 523.824 | 0
2025 | 10 | 13 | 5 | 528.2433 | 0
2025 | 10 | 13 | 6 | 542.9434 | 0
2025 | 10 | 13 | 7 | 557.6435 | 0
2025 | 10 | 13 | 8 | 588.4507 | 0
2025 | 10 | 13 | 9 | 619.2579 | 0
2025 | 10 | 13 | 10 | 657.3506 | 0
2025 | 10 | 13 | 11 | 686.3274 | 0
2025 | 10 | 13 | 12 | 707.8037 | 0
2025 | 10 | 13 | 13 | 710.8201 | 0
2025 | 10 | 13 | 14 | 708.1387 | 0
2025 | 10 | 13 | 15 | 704.3099 | 0
2025 | 10 | 13 | 16 | 701.6573 | 0
2025 | 10 | 13 | 17 | 703.8726 | 0
2025 | 10 | 13 | 18 | 700.7907 | 0
2025 | 10 | 13 | 19 | 713.9973 | 0
2025 | 10 | 13 | 20 | 704.8586 | 0
2025 | 10 | 13 | 21 | 685.1133 | 0
2025 | 10 | 13 | 22 | 649.8647 | 0
2025 | 10 | 13 | 23 | 613.5251 | 0
2025 | 10 | 14 | 0 | 583.2673 | 0
2025 | 10 | 14 | 1 | 572.1442 | 0
2025 | 10 | 14 | 2 | 565.2314 | 0
2025 | 10 | 14 | 3 | 558.0703 | 0
2025 | 10 | 14 | 4 | 560.2586 | 0
2025 | 10 | 14 | 5 | 586.5915 | 0
2025 | 10 | 14 | 6 | 647.3609 | 0
2025 | 10 | 14 | 7 | 708.1304 | 0
2025 | 10 | 14 | 8 | 748.3393 | 0
2025 | 10 | 14 | 9 | 788.5483 | 0
2025 | 10 | 14 | 10 | 804.2192 | 0
2025 | 10 | 14 | 11 | 816.4988 | 0
2025 | 10 | 14 | 12 | 819.4538 | 0
2025 | 10 | 14 | 13 | 825.5899 | 0
2025 | 10 | 14 | 14 | 823.5204 | 0
2025 | 10 | 14 | 15 | 815.9828 | 0
2025 | 10 | 14 | 16 | 803.7323 | 0
2025 | 10 | 14 | 17 | 802.7586 | 0
2025 | 10 | 14 | 18 | 803.0231 | 0
2025 | 10 | 14 | 19 | 804.156 | 0
2025 | 10 | 14 | 20 | 787.6761 | 0
2025 | 10 | 14 | 21 | 754.1418 | 0
2025 | 10 | 14 | 22 | 701.6568 | 0
2025 | 10 | 14 | 23 | 645.9999 | 0
2025 | 10 | 15 | 0 | 606.8035 | 0
2025 | 10 | 15 | 1 | 599.2969 | 0
2025 | 10 | 15 | 2 | 584.6802 | 0
2025 | 10 | 15 | 3 | 578.9649 | 0
2025 | 10 | 15 | 4 | 582.0297 | 0
2025 | 10 | 15 | 5 | 608.7662 | 0
2025 | 10 | 15 | 6 | 666.3194 | 0
2025 | 10 | 15 | 7 | 723.8727 | 0
2025 | 10 | 15 | 8 | 774.6688 | 0
2025 | 10 | 15 | 9 | 795.8517 | 0
2025 | 10 | 15 | 10 | 817.1095 | 0
2025 | 10 | 15 | 11 | 831.689 | 0
2025 | 10 | 15 | 12 | 836.9161 | 0
2025 | 10 | 15 | 13 | 842.609 | 0
2025 | 10 | 15 | 14 | 838.9467 | 0
2025 | 10 | 15 | 15 | 836.7187 | 0
2025 | 10 | 15 | 16 | 836.5248 | 0
2025 | 10 | 15 | 17 | 835.657 | 0
2025 | 10 | 15 | 18 | 838.8533 | 0
2025 | 10 | 15 | 19 | 841.3076 | 0
2025 | 10 | 15 | 20 | 819.4084 | 0
2025 | 10 | 15 | 21 | 782.9974 | 0
2025 | 10 | 15 | 22 | 732.7584 | 0
2025 | 10 | 15 | 23 | 678.0701 | 0
2025 | 10 | 16 | 0 | 634.9637 | 0
2025 | 10 | 16 | 1 | 609.2166 | 0
2025 | 10 | 16 | 2 | 583.4695 | 0
2025 | 10 | 16 | 3 | 578.0048 | 0
2025 | 10 | 16 | 4 | 580.26 | 0
2025 | 10 | 16 | 5 | 605.9608 | 0
2025 | 10 | 16 | 6 | 666.0765 | 0
2025 | 10 | 16 | 7 | 726.1922 | 0
2025 | 10 | 16 | 8 | 781.8708 | 0
2025 | 10 | 16 | 9 | 802.812 | 0
2025 | 10 | 16 | 10 | 820.6926 | 0
2025 | 10 | 16 | 11 | 829.8811 | 0
2025 | 10 | 16 | 12 | 828.3466 | 0
2025 | 10 | 16 | 13 | 830.435 | 0
2025 | 10 | 16 | 14 | 825.8361 | 0
2025 | 10 | 16 | 15 | 822.3313 | 0
2025 | 10 | 16 | 16 | 821.0337 | 0
2025 | 10 | 16 | 17 | 819.8599 | 0
2025 | 10 | 16 | 18 | 814.5659 | 0
2025 | 10 | 16 | 19 | 819.7572 | 0
2025 | 10 | 16 | 20 | 805.4581 | 0
2025 | 10 | 16 | 21 | 776.0283 | 0
2025 | 10 | 16 | 22 | 729.136 | 0
2025 | 10 | 16 | 23 | 679.1522 | 0
2025 | 10 | 17 | 0 | 639.752 | 0
2025 | 10 | 17 | 1 | 611.3983 | 0
2025 | 10 | 17 | 2 | 598.3151 | 0
2025 | 10 | 17 | 3 | 593.4187 | 0
2025 | 10 | 17 | 4 | 597.5229 | 0
2025 | 10 | 17 | 5 | 621.3188 | 0
2025 | 10 | 17 | 6 | 678.0904 | 0
2025 | 10 | 17 | 7 | 734.8619 | 0
2025 | 10 | 17 | 8 | 788.2048 | 0
2025 | 10 | 17 | 9 | 812.8514 | 0
2025 | 10 | 17 | 10 | 826.5268 | 0
2025 | 10 | 17 | 11 | 830.9899 | 0
2025 | 10 | 17 | 12 | 829.4709 | 0
2025 | 10 | 17 | 13 | 825.1573 | 0
2025 | 10 | 17 | 14 | 817.1573 | 0
2025 | 10 | 17 | 15 | 808.2894 | 0
2025 | 10 | 17 | 16 | 803.1178 | 0
2025 | 10 | 17 | 17 | 801.9561 | 0
2025 | 10 | 17 | 18 | 797.8812 | 0
2025 | 10 | 17 | 19 | 799.3119 | 0
2025 | 10 | 17 | 20 | 782.181 | 0
2025 | 10 | 17 | 21 | 753.9388 | 0
2025 | 10 | 17 | 22 | 713.5865 | 0
2025 | 10 | 17 | 23 | 671.0649 | 0
2025 | 10 | 18 | 0 | 635.2527 | 0
2025 | 10 | 18 | 1 | 609.9304 | 0
2025 | 10 | 18 | 2 | 584.6082 | 0
2025 | 10 | 18 | 3 | 574.9098 | 0
2025 | 10 | 18 | 4 | 571.7079 | 0
2025 | 10 | 18 | 5 | 585.1605 | 0
2025 | 10 | 18 | 6 | 614.097 | 0
2025 | 10 | 18 | 7 | 643.0334 | 0
2025 | 10 | 18 | 8 | 666.5014 | 0
2025 | 10 | 18 | 9 | 701.3253 | 0
2025 | 10 | 18 | 10 | 733.4035 | 0
2025 | 10 | 18 | 11 | 752.7425 | 0
2025 | 10 | 18 | 12 | 756.2 | 0
2025 | 10 | 18 | 13 | 752.1199 | 0
2025 | 10 | 18 | 14 | 742.6074 | 0
2025 | 10 | 18 | 15 | 735.2116 | 0
2025 | 10 | 18 | 16 | 733.9546 | 0
2025 | 10 | 18 | 17 | 735.8277 | 0
2025 | 10 | 18 | 18 | 735.5476 | 0
2025 | 10 | 18 | 19 | 739.5713 | 0
2025 | 10 | 18 | 20 | 721.6394 | 0
2025 | 10 | 18 | 21 | 696.2247 | 0
2025 | 10 | 18 | 22 | 661.7548 | 0
2025 | 10 | 18 | 23 | 627.5558 | 0
2025 | 10 | 19 | 0 | 598.9658 | 0
2025 | 10 | 19 | 1 | 582.9229 | 0
2025 | 10 | 19 | 2 | 567.8667 | 0
2025 | 10 | 19 | 3 | 559.1394 | 0
2025 | 10 | 19 | 4 | 557.0175 | 0
2025 | 10 | 19 | 5 | 566.7396 | 0
2025 | 10 | 19 | 6 | 591.0406 | 0
2025 | 10 | 19 | 7 | 605.7828 | 0
2025 | 10 | 19 | 8 | 620.5249 | 0
2025 | 10 | 19 | 9 | 650.9696 | 0
2025 | 10 | 19 | 10 | 684.4278 | 0
2025 | 10 | 19 | 11 | 707.9006 | 0
2025 | 10 | 19 | 12 | 716.0841 | 0
2025 | 10 | 19 | 13 | 720.27 | 0
2025 | 10 | 19 | 14 | 715.7164 | 0
2025 | 10 | 19 | 15 | 713.904 | 0
2025 | 10 | 19 | 16 | 718.5901 | 0
2025 | 10 | 19 | 17 | 731.4306 | 0
2025 | 10 | 19 | 18 | 736.2405 | 0
2025 | 10 | 19 | 19 | 742.9551 | 0
2025 | 10 | 19 | 20 | 731.5142 | 0
2025 | 10 | 19 | 21 | 710.7634 | 0
2025 | 10 | 19 | 22 | 676.0409 | 0
2025 | 10 | 19 | 23 | 639.182 | 0
2025 | 10 | 20 | 0 | 609.1568 | 0
2025 | 10 | 20 | 1 | 587.5127 | 0
2025 | 10 | 20 | 2 | 575.5128 | 0
2025 | 10 | 20 | 3 | 571.1651 | 0
2025 | 10 | 20 | 4 | 576.579 | 0
2025 | 10 | 20 | 5 | 604.0822 | 0
2025 | 10 | 20 | 6 | 665.7363 | 0
2025 | 10 | 20 | 7 | 727.3904 | 0
2025 | 10 | 20 | 8 | 784.0237 | 0
2025 | 10 | 20 | 9 | 805.8407 | 0
2025 | 10 | 20 | 10 | 823.7747 | 0
2025 | 10 | 20 | 11 | 832.086 | 0
2025 | 10 | 20 | 12 | 835.2056 | 0
2025 | 10 | 20 | 13 | 838.7552 | 0
2025 | 10 | 20 | 14 | 838.9663 | 0
2025 | 10 | 20 | 15 | 835.0282 | 0
2025 | 10 | 20 | 16 | 834.2029 | 0
2025 | 10 | 20 | 17 | 833.9829 | 0
2025 | 10 | 20 | 18 | 828.9181 | 0
2025 | 10 | 20 | 19 | 829.2065 | 0
2025 | 10 | 20 | 20 | 810.2188 | 0
2025 | 10 | 20 | 21 | 777.2499 | 0
2025 | 10 | 20 | 22 | 726.2021 | 0
2025 | 10 | 20 | 23 | 673.6383 | 0
2025 | 10 | 21 | 0 | 631.9551 | 0
2025 | 10 | 21 | 1 | 591.4605 | 0
2025 | 10 | 21 | 2 | 577.6802 | 0
2025 | 10 | 21 | 3 | 572.1727 | 0
2025 | 10 | 21 | 4 | 577.5065 | 0
2025 | 10 | 21 | 5 | 606.7239 | 0
2025 | 10 | 21 | 6 | 671.4539 | 0
2025 | 10 | 21 | 7 | 736.1839 | 0
2025 | 10 | 21 | 8 | 795.907 | 0
2025 | 10 | 21 | 9 | 810.5757 | 0
2025 | 10 | 21 | 10 | 820.5346 | 0
2025 | 10 | 21 | 11 | 824.5606 | 0
2025 | 10 | 21 | 12 | 819.897 | 0
2025 | 10 | 21 | 13 | 815.7324 | 0
2025 | 10 | 21 | 14 | 803.6471 | 0
2025 | 10 | 21 | 15 | 794.5179 | 0
2025 | 10 | 21 | 16 | 779.6912 | 0
2025 | 10 | 21 | 17 | 782.4283 | 0
2025 | 10 | 21 | 18 | 797.0019 | 0
2025 | 10 | 21 | 19 | 799.2762 | 0
2025 | 10 | 21 | 20 | 780.9213 | 0
2025 | 10 | 21 | 21 | 745.0154 | 0
2025 | 10 | 21 | 22 | 693.6572 | 0
2025 | 10 | 21 | 23 | 640.592 | 0
2025 | 10 | 22 | 0 | 599.384 | 0
2025 | 10 | 22 | 1 | 597.5798 | 0
2025 | 10 | 22 | 2 | 581.3448 | 0
2025 | 10 | 22 | 3 | 574.6478 | 0
2025 | 10 | 22 | 4 | 577.8444 | 0
2025 | 10 | 22 | 5 | 606.1059 | 0
2025 | 10 | 22 | 6 | 669.5037 | 0
2025 | 10 | 22 | 7 | 732.9015 | 0
2025 | 10 | 22 | 8 | 789.9284 | 0
2025 | 10 | 22 | 9 | 809.1186 | 0
2025 | 10 | 22 | 10 | 829.1592 | 0
2025 | 10 | 22 | 11 | 841.0848 | 0
2025 | 10 | 22 | 12 | 845.3182 | 0
2025 | 10 | 22 | 13 | 850.7592 | 0
2025 | 10 | 22 | 14 | 847.9073 | 0
2025 | 10 | 22 | 15 | 844.4964 | 0
2025 | 10 | 22 | 16 | 848.4523 | 0
2025 | 10 | 22 | 17 | 846.8689 | 0
2025 | 10 | 22 | 18 | 856.1298 | 0
2025 | 10 | 22 | 19 | 853.592 | 0
2025 | 10 | 22 | 20 | 830.8744 | 0
2025 | 10 | 22 | 21 | 793.1069 | 0
2025 | 10 | 22 | 22 | 737.1509 | 0
2025 | 10 | 22 | 23 | 676.9572 | 0
2025 | 10 | 23 | 0 | 628.4724 | 0
2025 | 10 | 23 | 1 | 597.6835 | 0
2025 | 10 | 23 | 2 | 566.8947 | 0
2025 | 10 | 23 | 3 | 559.6384 | 0
2025 | 10 | 23 | 4 | 562.8242 | 0
2025 | 10 | 23 | 5 | 590.7807 | 0
2025 | 10 | 23 | 6 | 655.0268 | 0
2025 | 10 | 23 | 7 | 719.2729 | 0
2025 | 10 | 23 | 8 | 754.5873 | 0
2025 | 10 | 23 | 9 | 789.9017 | 0
2025 | 10 | 23 | 10 | 805.6838 | 0
2025 | 10 | 23 | 11 | 812.893 | 0
2025 | 10 | 23 | 12 | 812.009 | 0
2025 | 10 | 23 | 13 | 812.6996 | 0
2025 | 10 | 23 | 14 | 803.4822 | 0
2025 | 10 | 23 | 15 | 794.3478 | 0
2025 | 10 | 23 | 16 | 789.2493 | 0
2025 | 10 | 23 | 17 | 788.2076 | 0
2025 | 10 | 23 | 18 | 792.1 | 0
2025 | 10 | 23 | 19 | 792.9301 | 0
2025 | 10 | 23 | 20 | 775.9072 | 0
2025 | 10 | 23 | 21 | 743.8769 | 0
2025 | 10 | 23 | 22 | 692.322 | 0
2025 | 10 | 23 | 23 | 638.5177 | 0
2025 | 10 | 24 | 0 | 595.2989 | 0
2025 | 10 | 24 | 1 | 584.6398 | 0
2025 | 10 | 24 | 2 | 567.5298 | 0
2025 | 10 | 24 | 3 | 561.0989 | 0
2025 | 10 | 24 | 4 | 564.1478 | 0
2025 | 10 | 24 | 5 | 589.6482 | 0
2025 | 10 | 24 | 6 | 652.3783 | 0
2025 | 10 | 24 | 7 | 715.1083 | 0
2025 | 10 | 24 | 8 | 773.8066 | 0
2025 | 10 | 24 | 9 | 794.4206 | 0
2025 | 10 | 24 | 10 | 813.4374 | 0
2025 | 10 | 24 | 11 | 824.9869 | 0
2025 | 10 | 24 | 12 | 828.7046 | 0
2025 | 10 | 24 | 13 | 830.6318 | 0
2025 | 10 | 24 | 14 | 823.9168 | 0
2025 | 10 | 24 | 15 | 818.5863 | 0
2025 | 10 | 24 | 16 | 815.3218 | 0
2025 | 10 | 24 | 17 | 815.5926 | 0
2025 | 10 | 24 | 18 | 816.214 | 0
2025 | 10 | 24 | 19 | 811.1033 | 0
2025 | 10 | 24 | 20 | 789.9402 | 0
2025 | 10 | 24 | 21 | 760.0542 | 0
2025 | 10 | 24 | 22 | 714.501 | 0
2025 | 10 | 24 | 23 | 664.9829 | 0
2025 | 10 | 25 | 0 | 622.6342 | 0
2025 | 10 | 25 | 1 | 599.416 | 0
2025 | 10 | 25 | 2 | 576.1978 | 0
2025 | 10 | 25 | 3 | 566.319 | 0
2025 | 10 | 25 | 4 | 563.7292 | 0
2025 | 10 | 25 | 5 | 574.3781 | 0
2025 | 10 | 25 | 6 | 607.685 | 0
2025 | 10 | 25 | 7 | 640.9918 | 0
2025 | 10 | 25 | 8 | 654.2461 | 0
2025 | 10 | 25 | 9 | 688.2834 | 0
2025 | 10 | 25 | 10 | 718.7495 | 0
2025 | 10 | 25 | 11 | 736.7742 | 0
2025 | 10 | 25 | 12 | 742.4904 | 0
2025 | 10 | 25 | 13 | 741.231 | 0
2025 | 10 | 25 | 14 | 730.8394 | 0
2025 | 10 | 25 | 15 | 722.5904 | 0
2025 | 10 | 25 | 16 | 720.8587 | 0
2025 | 10 | 25 | 17 | 728.4647 | 0
2025 | 10 | 25 | 18 | 737.6679 | 0
2025 | 10 | 25 | 19 | 736.5939 | 0
2025 | 10 | 25 | 20 | 717.7764 | 0
2025 | 10 | 25 | 21 | 695.4703 | 0
2025 | 10 | 25 | 22 | 662.7161 | 0
2025 | 10 | 25 | 23 | 629.393 | 0
2025 | 10 | 26 | 0 | 600.4865 | 0
2025 | 10 | 26 | 1 | 572.4112 | 0
2025 | 10 | 26 | 2 | 555.9808 | 0
2025 | 10 | 26 | 3 | 545.9392 | 0
2025 | 10 | 26 | 4 | 543.1089 | 0
2025 | 10 | 26 | 5 | 549.8743 | 0
2025 | 10 | 26 | 6 | 572.9352 | 0
2025 | 10 | 26 | 7 | 595.9961 | 0
2025 | 10 | 26 | 8 | 605.6258 | 0
2025 | 10 | 26 | 9 | 634.5391 | 0
2025 | 10 | 26 | 10 | 663.4058 | 0
2025 | 10 | 26 | 11 | 683.3536 | 0
2025 | 10 | 26 | 12 | 694.8347 | 0
2025 | 10 | 26 | 13 | 698.3032 | 0
2025 | 10 | 26 | 14 | 693.9858 | 0
2025 | 10 | 26 | 15 | 693.4714 | 0
2025 | 10 | 26 | 16 | 699.2551 | 0
2025 | 10 | 26 | 17 | 712.9848 | 0
2025 | 10 | 26 | 18 | 726.8781 | 0
2025 | 10 | 26 | 19 | 727.2708 | 0
2025 | 10 | 26 | 20 | 710.7944 | 0
2025 | 10 | 26 | 21 | 689.8362 | 0
2025 | 10 | 26 | 22 | 657.3006 | 0
2025 | 10 | 26 | 23 | 622.1319 | 0
2025 | 10 | 27 | 0 | 590.9216 | 0
2025 | 10 | 27 | 1 | 580.6475 | 0
2025 | 10 | 27 | 2 | 570.5177 | 0
2025 | 10 | 27 | 3 | 567.8364 | 0
2025 | 10 | 27 | 4 | 573.7922 | 0
2025 | 10 | 27 | 5 | 601.3212 | 0
2025 | 10 | 27 | 6 | 665.3082 | 0
2025 | 10 | 27 | 7 | 729.2952 | 0
2025 | 10 | 27 | 8 | 790.5258 | 0
2025 | 10 | 27 | 9 | 813.604 | 0
2025 | 10 | 27 | 10 | 829.8451 | 0
2025 | 10 | 27 | 11 | 840.3093 | 0
2025 | 10 | 27 | 12 | 843.9873 | 0
2025 | 10 | 27 | 13 | 846.9336 | 0
2025 | 10 | 27 | 14 | 843.1824 | 0
2025 | 10 | 27 | 15 | 840.5604 | 0
2025 | 10 | 27 | 16 | 840.8163 | 0
2025 | 10 | 27 | 17 | 845.3315 | 0
2025 | 10 | 27 | 18 | 852.6415 | 0
2025 | 10 | 27 | 19 | 849.732 | 0
2025 | 10 | 27 | 20 | 829.5253 | 0
2025 | 10 | 27 | 21 | 798.3042 | 0
2025 | 10 | 27 | 22 | 749.1159 | 0
2025 | 10 | 27 | 23 | 697.0872 | 0
2025 | 10 | 28 | 0 | 654.0661 | 0
2025 | 10 | 28 | 1 | 632.474 | 0
2025 | 10 | 28 | 2 | 618.4659 | 0
2025 | 10 | 28 | 3 | 612.7815 | 0
2025 | 10 | 28 | 4 | 615.7748 | 0
2025 | 10 | 28 | 5 | 638.4971 | 0
2025 | 10 | 28 | 6 | 696.0199 | 0
2025 | 10 | 28 | 7 | 753.5428 | 0
2025 | 10 | 28 | 8 | 811.1205 | 0
2025 | 10 | 28 | 9 | 832.3663 | 0
2025 | 10 | 28 | 10 | 847.3627 | 0
2025 | 10 | 28 | 11 | 855.5865 | 0
2025 | 10 | 28 | 12 | 857.8316 | 0
2025 | 10 | 28 | 13 | 859.7174 | 0
2025 | 10 | 28 | 14 | 856.1406 | 0
2025 | 10 | 28 | 15 | 852.883 | 0
2025 | 10 | 28 | 16 | 844.9743 | 0
2025 | 10 | 28 | 17 | 845.9774 | 0
2025 | 10 | 28 | 18 | 861.9742 | 0
2025 | 10 | 28 | 19 | 855.1757 | 0
2025 | 10 | 28 | 20 | 831.9755 | 0
2025 | 10 | 28 | 21 | 799.4965 | 0
2025 | 10 | 28 | 22 | 753.5548 | 0
2025 | 10 | 28 | 23 | 703.2168 | 0
2025 | 10 | 29 | 0 | 662.2597 | 0
2025 | 10 | 29 | 1 | 638.7115 | 0
2025 | 10 | 29 | 2 | 623.8192 | 0
2025 | 10 | 29 | 3 | 617.3682 | 0
2025 | 10 | 29 | 4 | 619.7679 | 0
2025 | 10 | 29 | 5 | 641.9831 | 0
2025 | 10 | 29 | 6 | 697.6877 | 0
2025 | 10 | 29 | 7 | 753.3923 | 0
2025 | 10 | 29 | 8 | 806.79 | 0
2025 | 10 | 29 | 9 | 824.5187 | 0
2025 | 10 | 29 | 10 | 842.1963 | 0
2025 | 10 | 29 | 11 | 851.4155 | 0
2025 | 10 | 29 | 12 | 852.5276 | 0
2025 | 10 | 29 | 13 | 853.6851 | 0
2025 | 10 | 29 | 14 | 850.6549 | 0
2025 | 10 | 29 | 15 | 846.8296 | 0
2025 | 10 | 29 | 16 | 849.1761 | 0
2025 | 10 | 29 | 17 | 852.7484 | 0
2025 | 10 | 29 | 18 | 873.6971 | 0
2025 | 10 | 29 | 19 | 866.1908 | 0
2025 | 10 | 29 | 20 | 843.2446 | 0
2025 | 10 | 29 | 21 | 811.3887 | 0
2025 | 10 | 29 | 22 | 764.5957 | 0
2025 | 10 | 29 | 23 | 713.2478 | 0
2025 | 10 | 30 | 0 | 669.9461 | 0
2025 | 10 | 30 | 1 | 645.836 | 0
2025 | 10 | 30 | 2 | 621.7258 | 0
2025 | 10 | 30 | 3 | 615.2421 | 0
2025 | 10 | 30 | 4 | 617.8296 | 0
2025 | 10 | 30 | 5 | 639.8599 | 0
2025 | 10 | 30 | 6 | 698.5404 | 0
2025 | 10 | 30 | 7 | 757.2208 | 0
2025 | 10 | 30 | 8 | 813.6076 | 0
2025 | 10 | 30 | 9 | 833.2247 | 0
2025 | 10 | 30 | 10 | 853.1497 | 0
2025 | 10 | 30 | 11 | 862.7485 | 0
2025 | 10 | 30 | 12 | 865.4537 | 0
2025 | 10 | 30 | 13 | 866.0829 | 0
2025 | 10 | 30 | 14 | 862.625 | 0
2025 | 10 | 30 | 15 | 860.0693 | 0
2025 | 10 | 30 | 16 | 861.0552 | 0
2025 | 10 | 30 | 17 | 860.2253 | 0
2025 | 10 | 30 | 18 | 865.013 | 0
2025 | 10 | 30 | 19 | 857.2041 | 0
2025 | 10 | 30 | 20 | 835.398 | 0
2025 | 10 | 30 | 21 | 807.7627 | 0
2025 | 10 | 30 | 22 | 761.8211 | 0
2025 | 10 | 30 | 23 | 710.6955 | 0
2025 | 10 | 31 | 0 | 667.1638 | 0
2025 | 10 | 31 | 1 | 630.5348 | 0
2025 | 10 | 31 | 2 | 626.3127 | 0
2025 | 10 | 31 | 3 | 613.3899 | 0
2025 | 10 | 31 | 4 | 610.0613 | 0
2025 | 10 | 31 | 5 | 625.0193 | 0
2025 | 10 | 31 | 6 | 680.7756 | 0
2025 | 10 | 31 | 7 | 736.532 | 0
2025 | 10 | 31 | 8 | 800.0672 | 0
2025 | 10 | 31 | 9 | 829.2748 | 0
2025 | 10 | 31 | 10 | 853.4984 | 0
2025 | 10 | 31 | 11 | 869.1752 | 0
2025 | 10 | 31 | 12 | 875.565 | 0
2025 | 10 | 31 | 13 | 875.308 | 0
2025 | 10 | 31 | 14 | 871.6086 | 0
2025 | 10 | 31 | 15 | 861.8655 | 0
2025 | 10 | 31 | 16 | 850.3567 | 0
2025 | 10 | 31 | 17 | 848.677 | 0
2025 | 10 | 31 | 18 | 864.9078 | 0
2025 | 10 | 31 | 19 | 856.8035 | 0
2025 | 10 | 31 | 20 | 834.8166 | 0
2025 | 10 | 31 | 21 | 809.1009 | 0
2025 | 10 | 31 | 22 | 769.9029 | 0
2025 | 10 | 31 | 23 | 722.5399 | 0
2025 | 11 | 1 | 0 | 680.8116 | 0
2025 | 11 | 1 | 1 | 639.0833 | 0
2025 | 11 | 1 | 2 | 635.7402 | 0
2025 | 11 | 1 | 3 | 620.154 | 0
2025 | 11 | 1 | 4 | 612.5315 | 0
2025 | 11 | 1 | 5 | 611.5807 | 0
2025 | 11 | 1 | 6 | 630.1261 | 0
2025 | 11 | 1 | 7 | 648.6715 | 0
2025 | 11 | 1 | 8 | 688.4278 | 0
2025 | 11 | 1 | 9 | 728.1841 | 0
2025 | 11 | 1 | 10 | 767.6916 | 0
2025 | 11 | 1 | 11 | 791.099 | 0
2025 | 11 | 1 | 12 | 802.4793 | 0
2025 | 11 | 1 | 13 | 800.2913 | 0
2025 | 11 | 1 | 14 | 795.8473 | 0
2025 | 11 | 1 | 15 | 784.7092 | 0
2025 | 11 | 1 | 16 | 775.3905 | 0
2025 | 11 | 1 | 17 | 784.2091 | 0
2025 | 11 | 1 | 18 | 812.6463 | 0
2025 | 11 | 1 | 19 | 810.6521 | 0
2025 | 11 | 1 | 20 | 792.8239 | 0
2025 | 11 | 1 | 21 | 773.9802 | 0
2025 | 11 | 1 | 22 | 751.2584 | 0
2025 | 11 | 1 | 23 | 722.0663 | 0
2025 | 11 | 2 | 0 | 692.1047 | 0
2025 | 11 | 2 | 1 | 662.143 | 0
2025 | 11 | 2 | 2 | 672.9908 | 0
2025 | 11 | 2 | 3 | 659.6358 | 0
2025 | 11 | 2 | 4 | 653.8404 | 0
2025 | 11 | 2 | 5 | 655.5638 | 0
2025 | 11 | 2 | 6 | 671.0646 | 0
2025 | 11 | 2 | 7 | 686.5654 | 0
2025 | 11 | 2 | 8 | 706.6999 | 0
2025 | 11 | 2 | 9 | 748.0933 | 0
2025 | 11 | 2 | 10 | 789.4867 | 0
2025 | 11 | 2 | 11 | 816.4027 | 0
2025 | 11 | 2 | 12 | 843.3187 | 0
2025 | 11 | 2 | 13 | 847.867 | 0
2025 | 11 | 2 | 14 | 846.4222 | 0
2025 | 11 | 2 | 15 | 842.0461 | 0
2025 | 11 | 2 | 16 | 844.9203 | 0
2025 | 11 | 2 | 17 | 864.0974 | 0
2025 | 11 | 2 | 18 | 902.7755 | 0
2025 | 11 | 2 | 19 | 905.4545 | 0
2025 | 11 | 2 | 20 | 888.7642 | 0
2025 | 11 | 2 | 21 | 869.4576 | 0
2025 | 11 | 2 | 22 | 839.0877 | 0
2025 | 11 | 2 | 23 | 802.7558 | 0
2025 | 11 | 3 | 0 | 764.3503 | 0
2025 | 11 | 3 | 1 | 754.3944 | 0
2025 | 11 | 3 | 2 | 769.6997 | 0
2025 | 11 | 3 | 3 | 760.414 | 0
2025 | 11 | 3 | 4 | 761.5819 | 0
2025 | 11 | 3 | 5 | 778.5143 | 0
2025 | 11 | 3 | 6 | 828.8424 | 0
2025 | 11 | 3 | 7 | 906.0461 | 0
2025 | 11 | 3 | 8 | 983.2498 | 0
2025 | 11 | 3 | 9 | 1016.0261 | 0
2025 | 11 | 3 | 10 | 1040.5569 | 0
2025 | 11 | 3 | 11 | 1061.1047 | 11.1047
2025 | 11 | 3 | 12 | 1071.5742 | 21.5742
2025 | 11 | 3 | 13 | 1072.6468 | 22.6468
2025 | 11 | 3 | 14 | 1072.3931 | 22.3931
2025 | 11 | 3 | 15 | 1062.5049 | 12.5049
2025 | 11 | 3 | 16 | 1056.2253 | 6.2253
2025 | 11 | 3 | 17 | 1064.2086 | 14.2086
2025 | 11 | 3 | 18 | 1089.5208 | 39.5208
2025 | 11 | 3 | 19 | 1082.4722 | 32.4722
2025 | 11 | 3 | 20 | 1060.0481 | 10.0481
2025 | 11 | 3 | 21 | 1031.0149 | 0
2025 | 11 | 3 | 22 | 982.1679 | 0
2025 | 11 | 3 | 23 | 922.5788 | 0
2025 | 11 | 4 | 0 | 863.1354 | 0
2025 | 11 | 4 | 1 | 808.258 | 0
2025 | 11 | 4 | 2 | 821.2942 | 0
2025 | 11 | 4 | 3 | 807.3824 | 0
2025 | 11 | 4 | 4 | 804.7972 | 0
2025 | 11 | 4 | 5 | 819.2029 | 0
2025 | 11 | 4 | 6 | 864.9156 | 0
2025 | 11 | 4 | 7 | 934.6854 | 0
2025 | 11 | 4 | 8 | 1004.4551 | 0
2025 | 11 | 4 | 9 | 1032.863 | 0
2025 | 11 | 4 | 10 | 1051.6737 | 1.6737
2025 | 11 | 4 | 11 | 1067.693 | 17.693
2025 | 11 | 4 | 12 | 1075.2082 | 25.2082
2025 | 11 | 4 | 13 | 1078.2097 | 28.2097
2025 | 11 | 4 | 14 | 1073.0369 | 23.0369
2025 | 11 | 4 | 15 | 1065.3682 | 15.3682
2025 | 11 | 4 | 16 | 1047.658 | 0
2025 | 11 | 4 | 17 | 1057.2969 | 7.2969
2025 | 11 | 4 | 18 | 1094.7984 | 44.7984
2025 | 11 | 4 | 19 | 1084.0457 | 34.0457
2025 | 11 | 4 | 20 | 1057.596 | 7.596
2025 | 11 | 4 | 21 | 1023.8308 | 0
2025 | 11 | 4 | 22 | 978.3286 | 0
2025 | 11 | 4 | 23 | 922.8271 | 0
2025 | 11 | 5 | 0 | 870.0595 | 0
2025 | 11 | 5 | 1 | 838.8233 | 0
2025 | 11 | 5 | 2 | 815.4802 | 0
2025 | 11 | 5 | 3 | 803.0798 | 0
2025 | 11 | 5 | 4 | 801.061 | 0
2025 | 11 | 5 | 5 | 817.7838 | 0
2025 | 11 | 5 | 6 | 867.098 | 0
2025 | 11 | 5 | 7 | 941.7583 | 0
2025 | 11 | 5 | 8 | 993.8489 | 0
2025 | 11 | 5 | 9 | 1045.9395 | 0
2025 | 11 | 5 | 10 | 1068.2031 | 18.2031
2025 | 11 | 5 | 11 | 1085.1898 | 35.1898
2025 | 11 | 5 | 12 | 1093.0094 | 43.0094
2025 | 11 | 5 | 13 | 1095.8785 | 45.8785
2025 | 11 | 5 | 14 | 1099.0449 | 49.0449
2025 | 11 | 5 | 15 | 1093.1654 | 43.1654
2025 | 11 | 5 | 16 | 1091.2867 | 41.2867
2025 | 11 | 5 | 17 | 1104.0116 | 54.0116
2025 | 11 | 5 | 18 | 1149.0955 | 99.0955
2025 | 11 | 5 | 19 | 1141.3515 | 91.3515
2025 | 11 | 5 | 20 | 1114.8863 | 64.8863
2025 | 11 | 5 | 21 | 1082.2115 | 32.2115
2025 | 11 | 5 | 22 | 1032.4182 | 0
2025 | 11 | 5 | 23 | 969.6905 | 0
2025 | 11 | 6 | 0 | 907.1374 | 0
2025 | 11 | 6 | 1 | 858.9145 | 0
2025 | 11 | 6 | 2 | 810.6915 | 0
2025 | 11 | 6 | 3 | 797.8767 | 0
2025 | 11 | 6 | 4 | 795.7734 | 0
2025 | 11 | 6 | 5 | 811.3879 | 0
2025 | 11 | 6 | 6 | 864.0814 | 0
2025 | 11 | 6 | 7 | 944.0433 | 0
2025 | 11 | 6 | 8 | 1024.0051 | 0
2025 | 11 | 6 | 9 | 1054.2937 | 4.2937
2025 | 11 | 6 | 10 | 1074.0402 | 24.0402
2025 | 11 | 6 | 11 | 1085.7414 | 35.7414
2025 | 11 | 6 | 12 | 1089.6821 | 39.6821
2025 | 11 | 6 | 13 | 1087.5527 | 37.5527
2025 | 11 | 6 | 14 | 1083.9163 | 33.9163
2025 | 11 | 6 | 15 | 1072.9018 | 22.9018
2025 | 11 | 6 | 16 | 1063.5251 | 13.5251
2025 | 11 | 6 | 17 | 1069.216 | 19.216
2025 | 11 | 6 | 18 | 1106.3522 | 56.3522
2025 | 11 | 6 | 19 | 1107.3652 | 57.3652
2025 | 11 | 6 | 20 | 1088.41 | 38.41
2025 | 11 | 6 | 21 | 1062.2521 | 12.2521
2025 | 11 | 6 | 22 | 1014.257 | 0
2025 | 11 | 6 | 23 | 950.9988 | 0
2025 | 11 | 7 | 0 | 896.8563 | 0
2025 | 11 | 7 | 1 | 842.7138 | 0
2025 | 11 | 7 | 2 | 811.2501 | 0
2025 | 11 | 7 | 3 | 795.8793 | 0
2025 | 11 | 7 | 4 | 791.9006 | 0
2025 | 11 | 7 | 5 | 807.671 | 0
2025 | 11 | 7 | 6 | 863.4314 | 0
2025 | 11 | 7 | 7 | 940.9603 | 0
2025 | 11 | 7 | 8 | 1018.4891 | 0
2025 | 11 | 7 | 9 | 1073.2068 | 23.2068
2025 | 11 | 7 | 10 | 1093.1645 | 43.1645
2025 | 11 | 7 | 11 | 1105.2943 | 55.2943
2025 | 11 | 7 | 12 | 1106.9804 | 56.9804
2025 | 11 | 7 | 13 | 1099.6722 | 49.6722
2025 | 11 | 7 | 14 | 1091.8521 | 41.8521
2025 | 11 | 7 | 15 | 1074.7567 | 24.7567
2025 | 11 | 7 | 16 | 1059.1257 | 9.1257
2025 | 11 | 7 | 17 | 1062.4289 | 12.4289
2025 | 11 | 7 | 18 | 1103.9625 | 53.9625
2025 | 11 | 7 | 19 | 1104.5526 | 54.5526
2025 | 11 | 7 | 20 | 1086.4196 | 36.4196
2025 | 11 | 7 | 21 | 1061.0249 | 11.0249
2025 | 11 | 7 | 22 | 1011.9318 | 0
2025 | 11 | 7 | 23 | 946.9569 | 0
2025 | 11 | 8 | 0 | 891.9501 | 0
2025 | 11 | 8 | 1 | 847.3926 | 0
2025 | 11 | 8 | 2 | 802.835 | 0
2025 | 11 | 8 | 3 | 780.9312 | 0
2025 | 11 | 8 | 4 | 770.3123 | 0
2025 | 11 | 8 | 5 | 769.0951 | 0
2025 | 11 | 8 | 6 | 782.7186 | 0
2025 | 11 | 8 | 7 | 815.8989 | 0
2025 | 11 | 8 | 8 | 848.2971 | 0
2025 | 11 | 8 | 9 | 893.6226 | 0
2025 | 11 | 8 | 10 | 934.6145 | 0
2025 | 11 | 8 | 11 | 961.3473 | 0
2025 | 11 | 8 | 12 | 966.81 | 0
2025 | 11 | 8 | 13 | 972.2728 | 0
2025 | 11 | 8 | 14 | 964.4489 | 0
2025 | 11 | 8 | 15 | 949.8747 | 0
2025 | 11 | 8 | 16 | 938.9838 | 0
2025 | 11 | 8 | 17 | 951.6297 | 0
2025 | 11 | 8 | 18 | 975.8491 | 0
2025 | 11 | 8 | 19 | 1000.0685 | 0
2025 | 11 | 8 | 20 | 982.1107 | 0
2025 | 11 | 8 | 21 | 961.1181 | 0
2025 | 11 | 8 | 22 | 928.3217 | 0
2025 | 11 | 8 | 23 | 886.8426 | 0
2025 | 11 | 9 | 0 | 839.9662 | 0
2025 | 11 | 9 | 1 | 799.6841 | 0
2025 | 11 | 9 | 2 | 770.6053 | 0
2025 | 11 | 9 | 3 | 751.2454 | 0
2025 | 11 | 9 | 4 | 740.8283 | 0
2025 | 11 | 9 | 5 | 734.5238 | 0
2025 | 11 | 9 | 6 | 745.0094 | 0
2025 | 11 | 9 | 7 | 755.4949 | 0
2025 | 11 | 9 | 8 | 791.2104 | 0
2025 | 11 | 9 | 9 | 826.9258 | 0
2025 | 11 | 9 | 10 | 869.5967 | 0
2025 | 11 | 9 | 11 | 902.44 | 0
2025 | 11 | 9 | 12 | 925.3287 | 0
2025 | 11 | 9 | 13 | 930.9074 | 0
2025 | 11 | 9 | 14 | 931.4245 | 0
2025 | 11 | 9 | 15 | 926.7826 | 0
2025 | 11 | 9 | 16 | 927.8607 | 0
2025 | 11 | 9 | 17 | 950.1478 | 0
2025 | 11 | 9 | 18 | 992.3891 | 0
2025 | 11 | 9 | 19 | 990.4378 | 0
2025 | 11 | 9 | 20 | 972.9527 | 0
2025 | 11 | 9 | 21 | 953.9965 | 0
2025 | 11 | 9 | 22 | 922.2116 | 0
2025 | 11 | 9 | 23 | 877.7772 | 0
2025 | 11 | 10 | 0 | 830.9142 | 0
2025 | 11 | 10 | 1 | 802.9877 | 0
2025 | 11 | 10 | 2 | 780.8767 | 0
2025 | 11 | 10 | 3 | 768.914 | 0
2025 | 11 | 10 | 4 | 767.3944 | 0
2025 | 11 | 10 | 5 | 783.809 | 0
2025 | 11 | 10 | 6 | 835.677 | 0
2025 | 11 | 10 | 7 | 911.8261 | 0
2025 | 11 | 10 | 8 | 987.9752 | 0
2025 | 11 | 10 | 9 | 1020.3413 | 0
2025 | 11 | 10 | 10 | 1047.0325 | 0
2025 | 11 | 10 | 11 | 1066.1945 | 16.1945
2025 | 11 | 10 | 12 | 1079.0321 | 29.0321
2025 | 11 | 10 | 13 | 1083.9878 | 33.9878
2025 | 11 | 10 | 14 | 1086.1432 | 36.1432
2025 | 11 | 10 | 15 | 1078.7531 | 28.7531
2025 | 11 | 10 | 16 | 1074.1697 | 24.1697
2025 | 11 | 10 | 17 | 1086.8145 | 36.8145
2025 | 11 | 10 | 18 | 1111.6193 | 61.6193
2025 | 11 | 10 | 19 | 1096.7117 | 46.7117
2025 | 11 | 10 | 20 | 1071.3866 | 21.3866
2025 | 11 | 10 | 21 | 1040.661 | 0
2025 | 11 | 10 | 22 | 992.4429 | 0
2025 | 11 | 10 | 23 | 931.9874 | 0
2025 | 11 | 11 | 0 | 872.0316 | 0
2025 | 11 | 11 | 1 | 835.9511 | 0
2025 | 11 | 11 | 2 | 808.2121 | 0
2025 | 11 | 11 | 3 | 789.6647 | 0
2025 | 11 | 11 | 4 | 781.4989 | 0
2025 | 11 | 11 | 5 | 783.4685 | 0
2025 | 11 | 11 | 6 | 809.3534 | 0
2025 | 11 | 11 | 7 | 878.3227 | 0
2025 | 11 | 11 | 8 | 947.292 | 0
2025 | 11 | 11 | 9 | 1013.9434 | 0
2025 | 11 | 11 | 10 | 1039.3927 | 0
2025 | 11 | 11 | 11 | 1062.3979 | 12.3979
2025 | 11 | 11 | 12 | 1074.5568 | 24.5568
2025 | 11 | 11 | 13 | 1082.8944 | 32.8944
2025 | 11 | 11 | 14 | 1090.1975 | 40.1975
2025 | 11 | 11 | 15 | 1087.2963 | 37.2963
2025 | 11 | 11 | 16 | 1089.8477 | 39.8477
2025 | 11 | 11 | 17 | 1092.3991 | 42.3991
2025 | 11 | 11 | 18 | 1125.2645 | 75.2645
2025 | 11 | 11 | 19 | 1104.9258 | 54.9258
2025 | 11 | 11 | 20 | 1076.5272 | 26.5272
2025 | 11 | 11 | 21 | 1048.337 | 0
2025 | 11 | 11 | 22 | 1008.1997 | 0
2025 | 11 | 11 | 23 | 951.5899 | 0
2025 | 11 | 12 | 0 | 889.4219 | 0
2025 | 11 | 12 | 1 | 817.3992 | 0
2025 | 11 | 12 | 2 | 789.0113 | 0
2025 | 11 | 12 | 3 | 772.691 | 0
2025 | 11 | 12 | 4 | 767.7877 | 0
2025 | 11 | 12 | 5 | 781.9425 | 0
2025 | 11 | 12 | 6 | 829.0238 | 0
2025 | 11 | 12 | 7 | 897.1308 | 0
2025 | 11 | 12 | 8 | 965.2379 | 0
2025 | 11 | 12 | 9 | 991.0213 | 0
2025 | 11 | 12 | 10 | 1013.703 | 0
2025 | 11 | 12 | 11 | 1030.48 | 0
2025 | 11 | 12 | 12 | 1041.8777 | 0
2025 | 11 | 12 | 13 | 1048.7585 | 0
2025 | 11 | 12 | 14 | 1049.2372 | 0
2025 | 11 | 12 | 15 | 1042.9884 | 0
2025 | 11 | 12 | 16 | 1040.9634 | 0
2025 | 11 | 12 | 17 | 1060.262 | 10.262
2025 | 11 | 12 | 18 | 1098.3587 | 48.3587
2025 | 11 | 12 | 19 | 1082.9701 | 32.9701
2025 | 11 | 12 | 20 | 1056.7276 | 6.7276
2025 | 11 | 12 | 21 | 1024.2608 | 0
2025 | 11 | 12 | 22 | 978.1205 | 0
2025 | 11 | 12 | 23 | 919.6407 | 0
2025 | 11 | 13 | 0 | 866.306 | 0
2025 | 11 | 13 | 1 | 822.0485 | 0
2025 | 11 | 13 | 2 | 785.2749 | 0
2025 | 11 | 13 | 3 | 770.1389 | 0
2025 | 11 | 13 | 4 | 765.8869 | 0
2025 | 11 | 13 | 5 | 777.6069 | 0
2025 | 11 | 13 | 6 | 823.259 | 0
2025 | 11 | 13 | 7 | 896.258 | 0
2025 | 11 | 13 | 8 | 948.2831 | 0
2025 | 11 | 13 | 9 | 1000.3082 | 0
2025 | 11 | 13 | 10 | 1023.5672 | 0
2025 | 11 | 13 | 11 | 1040.8453 | 0
2025 | 11 | 13 | 12 | 1054.2164 | 4.2164
2025 | 11 | 13 | 13 | 1059.723 | 9.723
2025 | 11 | 13 | 14 | 1062.8698 | 12.8698
2025 | 11 | 13 | 15 | 1057.1933 | 7.1933
2025 | 11 | 13 | 16 | 1053.6951 | 3.6951
2025 | 11 | 13 | 17 | 1067.4801 | 17.4801
2025 | 11 | 13 | 18 | 1089.8356 | 39.8356
2025 | 11 | 13 | 19 | 1076.2447 | 26.2447
2025 | 11 | 13 | 20 | 1050.5539 | 0.55395
2025 | 11 | 13 | 21 | 1022.6908 | 0
2025 | 11 | 13 | 22 | 980.0059 | 0
2025 | 11 | 13 | 23 | 927.5841 | 0
2025 | 11 | 14 | 0 | 869.5862 | 0
2025 | 11 | 14 | 1 | 826.4069 | 0
2025 | 11 | 14 | 2 | 783.2275 | 0
2025 | 11 | 14 | 3 | 766.5507 | 0
2025 | 11 | 14 | 4 | 761.3006 | 0
2025 | 11 | 14 | 5 | 771.6693 | 0
2025 | 11 | 14 | 6 | 816.3867 | 0
2025 | 11 | 14 | 7 | 892.3044 | 0
2025 | 11 | 14 | 8 | 968.2221 | 0
2025 | 11 | 14 | 9 | 1000.3788 | 0
2025 | 11 | 14 | 10 | 1022.9771 | 0
2025 | 11 | 14 | 11 | 1036.2545 | 0
2025 | 11 | 14 | 12 | 1049.5319 | 0
2025 | 11 | 14 | 13 | 1051.2277 | 1.2277
2025 | 11 | 14 | 14 | 1049.1491 | 0
2025 | 11 | 14 | 15 | 1040.4309 | 0
2025 | 11 | 14 | 16 | 1037.9633 | 0
2025 | 11 | 14 | 17 | 1053.5263 | 3.5263
2025 | 11 | 14 | 18 | 1075.3063 | 25.3063
2025 | 11 | 14 | 19 | 1057.4882 | 7.4882
2025 | 11 | 14 | 20 | 1029.7651 | 0
2025 | 11 | 14 | 21 | 1002.5986 | 0
2025 | 11 | 14 | 22 | 962.848 | 0
2025 | 11 | 14 | 23 | 910.3163 | 0
2025 | 11 | 15 | 0 | 855.4004 | 0
2025 | 11 | 15 | 1 | 810.5801 | 0
2025 | 11 | 15 | 2 | 765.7598 | 0
2025 | 11 | 15 | 3 | 743.7071 | 0
2025 | 11 | 15 | 4 | 729.8911 | 0
2025 | 11 | 15 | 5 | 722.6911 | 0
2025 | 11 | 15 | 6 | 726.0194 | 0
2025 | 11 | 15 | 7 | 754.941 | 0
2025 | 11 | 15 | 8 | 806.2023 | 0
2025 | 11 | 15 | 9 | 857.4636 | 0
2025 | 11 | 15 | 10 | 901.4567 | 0
2025 | 11 | 15 | 11 | 927.6554 | 0
2025 | 11 | 15 | 12 | 944.3609 | 0
2025 | 11 | 15 | 13 | 944.8466 | 0
2025 | 11 | 15 | 14 | 940.4897 | 0
2025 | 11 | 15 | 15 | 929.9974 | 0
2025 | 11 | 15 | 16 | 923.6929 | 0
2025 | 11 | 15 | 17 | 947.0456 | 0
2025 | 11 | 15 | 18 | 980.6107 | 0
2025 | 11 | 15 | 19 | 969.708 | 0
2025 | 11 | 15 | 20 | 948.5229 | 0
2025 | 11 | 15 | 21 | 931.8045 | 0
2025 | 11 | 15 | 22 | 905.5034 | 0
2025 | 11 | 15 | 23 | 869.0163 | 0
2025 | 11 | 16 | 0 | 820.5855 | 0
2025 | 11 | 16 | 1 | 772.1548 | 0
2025 | 11 | 16 | 2 | 739.2156 | 0
2025 | 11 | 16 | 3 | 717.4743 | 0
2025 | 11 | 16 | 4 | 705.4174 | 0
2025 | 11 | 16 | 5 | 696.3558 | 0
2025 | 11 | 16 | 6 | 703.5805 | 0
2025 | 11 | 16 | 7 | 710.8052 | 0
2025 | 11 | 16 | 8 | 754.4517 | 0
2025 | 11 | 16 | 9 | 798.0981 | 0
2025 | 11 | 16 | 10 | 846.0847 | 0
2025 | 11 | 16 | 11 | 879.1264 | 0
2025 | 11 | 16 | 12 | 903.5775 | 0
2025 | 11 | 16 | 13 | 909.0506 | 0
2025 | 11 | 16 | 14 | 909.4645 | 0
2025 | 11 | 16 | 15 | 905.0998 | 0
2025 | 11 | 16 | 16 | 903.4723 | 0
2025 | 11 | 16 | 17 | 933.9378 | 0
2025 | 11 | 16 | 18 | 981.5811 | 0
2025 | 11 | 16 | 19 | 985.0889 | 0
2025 | 11 | 16 | 20 | 975.7737 | 0
2025 | 11 | 16 | 21 | 964.3056 | 0
2025 | 11 | 16 | 22 | 934.8993 | 0
2025 | 11 | 16 | 23 | 889.2702 | 0
2025 | 11 | 17 | 0 | 834.8474 | 0
2025 | 11 | 17 | 1 | 809.2702 | 0
2025 | 11 | 17 | 2 | 784.8716 | 0
2025 | 11 | 17 | 3 | 771.0293 | 0
2025 | 11 | 17 | 4 | 767.5755 | 0
2025 | 11 | 17 | 5 | 779.5057 | 0
2025 | 11 | 17 | 6 | 824.4191 | 0
2025 | 11 | 17 | 7 | 900.5117 | 0
2025 | 11 | 17 | 8 | 976.6043 | 0
2025 | 11 | 17 | 9 | 1007.9787 | 0
2025 | 11 | 17 | 10 | 1032.3454 | 0
2025 | 11 | 17 | 11 | 1052.0114 | 2.0114
2025 | 11 | 17 | 12 | 1066.5472 | 16.5472
2025 | 11 | 17 | 13 | 1073.3447 | 23.3447
2025 | 11 | 17 | 14 | 1074.3777 | 24.3777
2025 | 11 | 17 | 15 | 1069.4275 | 19.4275
2025 | 11 | 17 | 16 | 1070.5945 | 20.5945
2025 | 11 | 17 | 17 | 1092.8013 | 42.8013
2025 | 11 | 17 | 18 | 1114.7099 | 64.7099
2025 | 11 | 17 | 19 | 1098.2647 | 48.2647
2025 | 11 | 17 | 20 | 1074.7035 | 24.7035
2025 | 11 | 17 | 21 | 1047.2217 | 0
2025 | 11 | 17 | 22 | 1003.827 | 0
2025 | 11 | 17 | 23 | 946.6418 | 0
2025 | 11 | 18 | 0 | 884.638 | 0
2025 | 11 | 18 | 1 | 846.2247 | 0
2025 | 11 | 18 | 2 | 819.3098 | 0
2025 | 11 | 18 | 3 | 803.0636 | 0
2025 | 11 | 18 | 4 | 797.6323 | 0
2025 | 11 | 18 | 5 | 808.2669 | 0
2025 | 11 | 18 | 6 | 846.6302 | 0
2025 | 11 | 18 | 7 | 914.4361 | 0
2025 | 11 | 18 | 8 | 982.242 | 0
2025 | 11 | 18 | 9 | 1037.7247 | 0
2025 | 11 | 18 | 10 | 1060.3639 | 10.3639
2025 | 11 | 18 | 11 | 1079.7691 | 29.7691
2025 | 11 | 18 | 12 | 1091.3068 | 41.3068
2025 | 11 | 18 | 13 | 1095.5938 | 45.5938
2025 | 11 | 18 | 14 | 1093.8209 | 43.8209
2025 | 11 | 18 | 15 | 1087.4314 | 37.4314
2025 | 11 | 18 | 16 | 1072.4156 | 22.4156
2025 | 11 | 18 | 17 | 1097.5679 | 47.5679
2025 | 11 | 18 | 18 | 1137.3149 | 87.3149
2025 | 11 | 18 | 19 | 1124.7422 | 74.7422
2025 | 11 | 18 | 20 | 1099.7666 | 49.7666
2025 | 11 | 18 | 21 | 1069.8111 | 19.8111
2025 | 11 | 18 | 22 | 1029.5246 | 0
2025 | 11 | 18 | 23 | 974.9927 | 0
2025 | 11 | 19 | 0 | 915.9429 | 0
2025 | 11 | 19 | 1 | 878.2676 | 0
2025 | 11 | 19 | 2 | 849.6228 | 0
2025 | 11 | 19 | 3 | 832.2142 | 0
2025 | 11 | 19 | 4 | 825.4851 | 0
2025 | 11 | 19 | 5 | 834.4764 | 0
2025 | 11 | 19 | 6 | 872.6719 | 0
2025 | 11 | 19 | 7 | 940.2788 | 0
2025 | 11 | 19 | 8 | 1007.8857 | 0
2025 | 11 | 19 | 9 | 1065.2834 | 15.2834
2025 | 11 | 19 | 10 | 1087.8977 | 37.8977
2025 | 11 | 19 | 11 | 1107.5847 | 57.5847
2025 | 11 | 19 | 12 | 1120.5181 | 70.5181
2025 | 11 | 19 | 13 | 1123.4531 | 73.4531
2025 | 11 | 19 | 14 | 1124.8871 | 74.8871
2025 | 11 | 19 | 15 | 1120.3869 | 70.3869
2025 | 11 | 19 | 16 | 1122.6147 | 72.6147
2025 | 11 | 19 | 17 | 1146.657 | 96.657
2025 | 11 | 19 | 18 | 1191.22 | 141.22
2025 | 11 | 19 | 19 | 1182.796 | 132.796
2025 | 11 | 19 | 20 | 1161.459 | 111.459
2025 | 11 | 19 | 21 | 1134.3142 | 84.3142
2025 | 11 | 19 | 22 | 1090.9134 | 40.9134
2025 | 11 | 19 | 23 | 1027.9209 | 0
2025 | 11 | 20 | 0 | 958.0299 | 0
2025 | 11 | 20 | 1 | 905.3607 | 0
2025 | 11 | 20 | 2 | 852.6916 | 0
2025 | 11 | 20 | 3 | 833.7199 | 0
2025 | 11 | 20 | 4 | 825.9911 | 0
2025 | 11 | 20 | 5 | 833.6051 | 0
2025 | 11 | 20 | 6 | 873.8107 | 0
2025 | 11 | 20 | 7 | 952.7265 | 0
2025 | 11 | 20 | 8 | 1031.6423 | 0
2025 | 11 | 20 | 9 | 1061.3456 | 11.3456
2025 | 11 | 20 | 10 | 1082.3855 | 32.3855
2025 | 11 | 20 | 11 | 1101.8635 | 51.8635
2025 | 11 | 20 | 12 | 1115.5963 | 65.5963
2025 | 11 | 20 | 13 | 1120.3543 | 70.3543
2025 | 11 | 20 | 14 | 1119.2488 | 69.2488
2025 | 11 | 20 | 15 | 1113.5048 | 63.5048
2025 | 11 | 20 | 16 | 1111.6402 | 61.6402
2025 | 11 | 20 | 17 | 1131.7286 | 81.7286
2025 | 11 | 20 | 18 | 1156.6155 | 106.6155
2025 | 11 | 20 | 19 | 1144.65 | 94.65
2025 | 11 | 20 | 20 | 1121.5099 | 71.5099
2025 | 11 | 20 | 21 | 1096.3192 | 46.3192
2025 | 11 | 20 | 22 | 1052.6914 | 2.6914
2025 | 11 | 20 | 23 | 992.3891 | 0
2025 | 11 | 21 | 0 | 927.9145 | 0
2025 | 11 | 21 | 1 | 863.4399 | 0
2025 | 11 | 21 | 2 | 831.7404 | 0
2025 | 11 | 21 | 3 | 811.811 | 0
2025 | 11 | 21 | 4 | 803.4442 | 0
2025 | 11 | 21 | 5 | 809.7961 | 0
2025 | 11 | 21 | 6 | 847.8945 | 0
2025 | 11 | 21 | 7 | 921.1535 | 0
2025 | 11 | 21 | 8 | 994.4125 | 0
2025 | 11 | 21 | 9 | 1026.8348 | 0
2025 | 11 | 21 | 10 | 1048.9433 | 0
2025 | 11 | 21 | 11 | 1062.4627 | 12.4627
2025 | 11 | 21 | 12 | 1075.9821 | 25.9821
2025 | 11 | 21 | 13 | 1078.3068 | 28.3068
2025 | 11 | 21 | 14 | 1075.8932 | 25.8932
2025 | 11 | 21 | 15 | 1068.4837 | 18.4837
2025 | 11 | 21 | 16 | 1063.1064 | 13.1064
2025 | 11 | 21 | 17 | 1079.7787 | 29.7787
2025 | 11 | 21 | 18 | 1100.892 | 50.892
2025 | 11 | 21 | 19 | 1082.993 | 32.993
2025 | 11 | 21 | 20 | 1054.6879 | 4.6879
2025 | 11 | 21 | 21 | 1026.961 | 0
2025 | 11 | 21 | 22 | 992.0824 | 0
2025 | 11 | 21 | 23 | 941.9715 | 0
2025 | 11 | 22 | 0 | 883.0156 | 0
2025 | 11 | 22 | 1 | 821.5004 | 0
2025 | 11 | 22 | 2 | 787.8683 | 0
2025 | 11 | 22 | 3 | 765.7252 | 0
2025 | 11 | 22 | 4 | 752.3721 | 0
2025 | 11 | 22 | 5 | 743.7446 | 0
2025 | 11 | 22 | 6 | 745.5404 | 0
2025 | 11 | 22 | 7 | 770.7267 | 0
2025 | 11 | 22 | 8 | 824.5267 | 0
2025 | 11 | 22 | 9 | 878.3268 | 0
2025 | 11 | 22 | 10 | 920.8192 | 0
2025 | 11 | 22 | 11 | 947.3106 | 0
2025 | 11 | 22 | 12 | 964.2654 | 0
2025 | 11 | 22 | 13 | 965.5185 | 0
2025 | 11 | 22 | 14 | 961.5054 | 0
2025 | 11 | 22 | 15 | 953.5349 | 0
2025 | 11 | 22 | 16 | 952.9173 | 0
2025 | 11 | 22 | 17 | 979.2907 | 0
2025 | 11 | 22 | 18 | 1011.9079 | 0
2025 | 11 | 22 | 19 | 1000.2921 | 0
2025 | 11 | 22 | 20 | 976.0446 | 0
2025 | 11 | 22 | 21 | 955.873 | 0
2025 | 11 | 22 | 22 | 936.061 | 0
2025 | 11 | 22 | 23 | 904.2509 | 0
2025 | 11 | 23 | 0 | 863.1261 | 0
2025 | 11 | 23 | 1 | 822.0012 | 0
2025 | 11 | 23 | 2 | 788.275 | 0
2025 | 11 | 23 | 3 | 765.298 | 0
2025 | 11 | 23 | 4 | 751.1696 | 0
2025 | 11 | 23 | 5 | 741.0601 | 0
2025 | 11 | 23 | 6 | 732.5308 | 0
2025 | 11 | 23 | 7 | 744.2695 | 0
2025 | 11 | 23 | 8 | 789.3306 | 0
2025 | 11 | 23 | 9 | 834.3917 | 0
2025 | 11 | 23 | 10 | 880.5196 | 0
2025 | 11 | 23 | 11 | 911.735 | 0
2025 | 11 | 23 | 12 | 942.9504 | 0
2025 | 11 | 23 | 13 | 952.6555 | 0
2025 | 11 | 23 | 14 | 956.6884 | 0
2025 | 11 | 23 | 15 | 955.0377 | 0
2025 | 11 | 23 | 16 | 960.4981 | 0
2025 | 11 | 23 | 17 | 999.6881 | 0
2025 | 11 | 23 | 18 | 1061.2977 | 11.2977
2025 | 11 | 23 | 19 | 1059.4703 | 9.4703
2025 | 11 | 23 | 20 | 1041.3241 | 0
2025 | 11 | 23 | 21 | 1021.7772 | 0
2025 | 11 | 23 | 22 | 991.9538 | 0
2025 | 11 | 23 | 23 | 944.5274 | 0
2025 | 11 | 24 | 0 | 886.9916 | 0
2025 | 11 | 24 | 1 | 849.7436 | 0
2025 | 11 | 24 | 2 | 822.4644 | 0
2025 | 11 | 24 | 3 | 806.4566 | 0
2025 | 11 | 24 | 4 | 800.9852 | 0
2025 | 11 | 24 | 5 | 809.6676 | 0
2025 | 11 | 24 | 6 | 849.6012 | 0
2025 | 11 | 24 | 7 | 931.171 | 0
2025 | 11 | 24 | 8 | 1012.7408 | 0
2025 | 11 | 24 | 9 | 1047.3968 | 0
2025 | 11 | 24 | 10 | 1076.0443 | 26.0443
2025 | 11 | 24 | 11 | 1101.7788 | 51.7788
2025 | 11 | 24 | 12 | 1119.9743 | 69.9743
2025 | 11 | 24 | 13 | 1126.9706 | 76.9706
2025 | 11 | 24 | 14 | 1130.9981 | 80.9981
2025 | 11 | 24 | 15 | 1127.1332 | 77.1332
2025 | 11 | 24 | 16 | 1126.979 | 76.979
2025 | 11 | 24 | 17 | 1148.3143 | 98.3143
2025 | 11 | 24 | 18 | 1169.0814 | 119.0814
2025 | 11 | 24 | 19 | 1151.3856 | 101.3856
2025 | 11 | 24 | 20 | 1124.8948 | 74.8948
2025 | 11 | 24 | 21 | 1096.3009 | 46.3009
2025 | 11 | 24 | 22 | 1053.2084 | 3.2084
2025 | 11 | 24 | 23 | 992.8254 | 0
2025 | 11 | 25 | 0 | 926.7936 | 0
2025 | 11 | 25 | 1 | 871.4265 | 0
2025 | 11 | 25 | 2 | 839.3714 | 0
2025 | 11 | 25 | 3 | 819.6642 | 0
2025 | 11 | 25 | 4 | 811.2874 | 0
2025 | 11 | 25 | 5 | 817.594 | 0
2025 | 11 | 25 | 6 | 849.5897 | 0
2025 | 11 | 25 | 7 | 920.5267 | 0
2025 | 11 | 25 | 8 | 991.4636 | 0
2025 | 11 | 25 | 9 | 1052.7747 | 2.7747
2025 | 11 | 25 | 10 | 1079.9702 | 29.9702
2025 | 11 | 25 | 11 | 1103.4827 | 53.4827
2025 | 11 | 25 | 12 | 1119.0709 | 69.0709
2025 | 11 | 25 | 13 | 1125.4624 | 75.4624
2025 | 11 | 25 | 14 | 1128.2798 | 78.2798
2025 | 11 | 25 | 15 | 1121.6939 | 71.6939
2025 | 11 | 25 | 16 | 1100.3999 | 50.3999
2025 | 11 | 25 | 17 | 1127.565 | 77.565
2025 | 11 | 25 | 18 | 1169.5533 | 119.5533
2025 | 11 | 25 | 19 | 1157.4461 | 107.4461
2025 | 11 | 25 | 20 | 1133.6186 | 83.6186
2025 | 11 | 25 | 21 | 1104.9292 | 54.9292
2025 | 11 | 25 | 22 | 1066.124 | 16.124
2025 | 11 | 25 | 23 | 1008.1448 | 0
2025 | 11 | 26 | 0 | 940.6814 | 0
2025 | 11 | 26 | 1 | 885.6525 | 0
2025 | 11 | 26 | 2 | 853.5407 | 0
2025 | 11 | 26 | 3 | 833.5656 | 0
2025 | 11 | 26 | 4 | 824.7271 | 0
2025 | 11 | 26 | 5 | 829.9032 | 0
2025 | 11 | 26 | 6 | 864.1503 | 0
2025 | 11 | 26 | 7 | 929.8408 | 0
2025 | 11 | 26 | 8 | 995.5313 | 0
2025 | 11 | 26 | 9 | 1054.1956 | 4.1956
2025 | 11 | 26 | 10 | 1078.7594 | 28.7594
2025 | 11 | 26 | 11 | 1097.7958 | 47.7958
2025 | 11 | 26 | 12 | 1112.5701 | 62.5701
2025 | 11 | 26 | 13 | 1119.3564 | 69.3564
2025 | 11 | 26 | 14 | 1123.3361 | 73.3361
2025 | 11 | 26 | 15 | 1119.5285 | 69.5285
2025 | 11 | 26 | 16 | 1120.6048 | 70.6048
2025 | 11 | 26 | 17 | 1147.0534 | 97.0534
2025 | 11 | 26 | 18 | 1190.7449 | 140.7449
2025 | 11 | 26 | 19 | 1178.4291 | 128.4291
2025 | 11 | 26 | 20 | 1155.4976 | 105.4976
2025 | 11 | 26 | 21 | 1127.407 | 77.407
2025 | 11 | 26 | 22 | 1085.2835 | 35.2835
2025 | 11 | 26 | 23 | 1021.5201 | 0
2025 | 11 | 27 | 0 | 948.5856 | 0
2025 | 11 | 27 | 1 | 877.961 | 0
2025 | 11 | 27 | 2 | 843.3773 | 0
2025 | 11 | 27 | 3 | 822.5112 | 0
2025 | 11 | 27 | 4 | 814.4887 | 0
2025 | 11 | 27 | 5 | 819.8901 | 0
2025 | 11 | 27 | 6 | 858.9452 | 0
2025 | 11 | 27 | 7 | 936.2382 | 0
2025 | 11 | 27 | 8 | 1013.5312 | 0
2025 | 11 | 27 | 9 | 1081.4139 | 31.4139
2025 | 11 | 27 | 10 | 1104.0286 | 54.0286
2025 | 11 | 27 | 11 | 1122.7646 | 72.7646
2025 | 11 | 27 | 12 | 1135.6207 | 85.6207
2025 | 11 | 27 | 13 | 1137.4901 | 87.4901
2025 | 11 | 27 | 14 | 1140.3351 | 90.3351
2025 | 11 | 27 | 15 | 1131.3534 | 81.3534
2025 | 11 | 27 | 16 | 1125.0019 | 75.0019
2025 | 11 | 27 | 17 | 1150.125 | 100.125
2025 | 11 | 27 | 18 | 1186.519 | 136.519
2025 | 11 | 27 | 19 | 1182.0705 | 132.0705
2025 | 11 | 27 | 20 | 1166.6157 | 116.6157
2025 | 11 | 27 | 21 | 1147.3956 | 97.3956
2025 | 11 | 27 | 22 | 1105.8849 | 55.8849
2025 | 11 | 27 | 23 | 1041.8244 | 0
2025 | 11 | 28 | 0 | 967.8643 | 0
2025 | 11 | 28 | 1 | 893.9042 | 0
2025 | 11 | 28 | 2 | 858.8778 | 0
2025 | 11 | 28 | 3 | 837.5053 | 0
2025 | 11 | 28 | 4 | 827.5174 | 0
2025 | 11 | 28 | 5 | 831.0794 | 0
2025 | 11 | 28 | 6 | 865.3127 | 0
2025 | 11 | 28 | 7 | 946.1192 | 0
2025 | 11 | 28 | 8 | 1026.9257 | 0
2025 | 11 | 28 | 9 | 1062.3474 | 12.3474
2025 | 11 | 28 | 10 | 1086.589 | 36.589
2025 | 11 | 28 | 11 | 1104.4535 | 54.4535
2025 | 11 | 28 | 12 | 1115.4452 | 65.4452
2025 | 11 | 28 | 13 | 1116.9995 | 66.9995
2025 | 11 | 28 | 14 | 1114.2252 | 64.2252
2025 | 11 | 28 | 15 | 1103.8795 | 53.8795
2025 | 11 | 28 | 16 | 1095.6315 | 45.6315
2025 | 11 | 28 | 17 | 1118.1184 | 68.1184
2025 | 11 | 28 | 18 | 1145.6615 | 95.6615
2025 | 11 | 28 | 19 | 1131.7742 | 81.7742
2025 | 11 | 28 | 20 | 1107.6472 | 57.6472
2025 | 11 | 28 | 21 | 1083.264 | 33.264
2025 | 11 | 28 | 22 | 1049.2211 | 0
2025 | 11 | 28 | 23 | 1000.7418 | 0
2025 | 11 | 29 | 0 | 935.909 | 0
2025 | 11 | 29 | 1 | 871.0762 | 0
2025 | 11 | 29 | 2 | 829.6126 | 0
2025 | 11 | 29 | 3 | 801.5702 | 0
2025 | 11 | 29 | 4 | 783.7708 | 0
2025 | 11 | 29 | 5 | 774.2589 | 0
2025 | 11 | 29 | 6 | 777.1923 | 0
2025 | 11 | 29 | 7 | 804.2652 | 0
2025 | 11 | 29 | 8 | 859.4934 | 0
2025 | 11 | 29 | 9 | 909.2755 | 0
2025 | 11 | 29 | 10 | 958.686 | 0
2025 | 11 | 29 | 11 | 990.4723 | 0
2025 | 11 | 29 | 12 | 1009.572 | 0
2025 | 11 | 29 | 13 | 1012.1142 | 0
2025 | 11 | 29 | 14 | 1006.1098 | 0
2025 | 11 | 29 | 15 | 992.4854 | 0
2025 | 11 | 29 | 16 | 983.8267 | 0
2025 | 11 | 29 | 17 | 1015.0923 | 0
2025 | 11 | 29 | 18 | 1065.0433 | 15.0433
2025 | 11 | 29 | 19 | 1066.7032 | 16.7032
2025 | 11 | 29 | 20 | 1048.9992 | 0
2025 | 11 | 29 | 21 | 1031.2887 | 0
2025 | 11 | 29 | 22 | 1002.2217 | 0
2025 | 11 | 29 | 23 | 959.5122 | 0
2025 | 11 | 30 | 0 | 909.1153 | 0
2025 | 11 | 30 | 1 | 864.2288 | 0
2025 | 11 | 30 | 2 | 828.7262 | 0
2025 | 11 | 30 | 3 | 808.9289 | 0
2025 | 11 | 30 | 4 | 798.0103 | 0
2025 | 11 | 30 | 5 | 794.6749 | 0
2025 | 11 | 30 | 6 | 801.784 | 0
2025 | 11 | 30 | 7 | 819.0602 | 0
2025 | 11 | 30 | 8 | 846.6068 | 0
2025 | 11 | 30 | 9 | 884.9487 | 0
2025 | 11 | 30 | 10 | 927.4171 | 0
2025 | 11 | 30 | 11 | 959.1168 | 0
2025 | 11 | 30 | 12 | 980.8684 | 0
2025 | 11 | 30 | 13 | 987.3838 | 0
2025 | 11 | 30 | 14 | 982.6721 | 0
2025 | 11 | 30 | 15 | 979.2256 | 0
2025 | 11 | 30 | 16 | 984.6957 | 0
2025 | 11 | 30 | 17 | 1022.1238 | 0
2025 | 11 | 30 | 18 | 1065.8998 | 15.8998
2025 | 11 | 30 | 19 | 1061.9478 | 11.9478
2025 | 11 | 30 | 20 | 1045.0657 | 0
2025 | 11 | 30 | 21 | 1026.7434 | 0
2025 | 11 | 30 | 22 | 996.6592 | 0
2025 | 11 | 30 | 23 | 955.2084 | 0
2025 | 12 | 1 | 0 | 906.1105 | 0
2025 | 12 | 1 | 1 | 876.104 | 0
2025 | 12 | 1 | 2 | 849.9957 | 0
2025 | 12 | 1 | 3 | 835.2825 | 0
2025 | 12 | 1 | 4 | 830.7657 | 0
2025 | 12 | 1 | 5 | 842.4078 | 0
2025 | 12 | 1 | 6 | 886.6399 | 0
2025 | 12 | 1 | 7 | 969.3946 | 0
2025 | 12 | 1 | 8 | 1052.1494 | 2.1494
2025 | 12 | 1 | 9 | 1082.9416 | 32.9416
2025 | 12 | 1 | 10 | 1104.5056 | 54.5056
2025 | 12 | 1 | 11 | 1122.3779 | 72.3779
2025 | 12 | 1 | 12 | 1133.7965 | 83.7965
2025 | 12 | 1 | 13 | 1136.5075 | 86.5075
2025 | 12 | 1 | 14 | 1136.5678 | 86.5678
2025 | 12 | 1 | 15 | 1129.0335 | 79.0335
2025 | 12 | 1 | 16 | 1129.7506 | 79.7506
2025 | 12 | 1 | 17 | 1155.4332 | 105.4332
2025 | 12 | 1 | 18 | 1180.5417 | 130.5417
2025 | 12 | 1 | 19 | 1164.826 | 114.826
2025 | 12 | 1 | 20 | 1143.4221 | 93.4221
2025 | 12 | 1 | 21 | 1117.4246 | 67.4246
2025 | 12 | 1 | 22 | 1073.2041 | 23.2041
2025 | 12 | 1 | 23 | 1011.5044 | 0
2025 | 12 | 2 | 0 | 960.3322 | 0
2025 | 12 | 2 | 1 | 909.16 | 0
2025 | 12 | 2 | 2 | 879.3931 | 0
2025 | 12 | 2 | 3 | 863.39 | 0
2025 | 12 | 2 | 4 | 858.3312 | 0
2025 | 12 | 2 | 5 | 868.4756 | 0
2025 | 12 | 2 | 6 | 907.716 | 0
2025 | 12 | 2 | 7 | 981.7687 | 0
2025 | 12 | 2 | 8 | 1055.8215 | 5.8215
2025 | 12 | 2 | 9 | 1118.9937 | 68.9937
2025 | 12 | 2 | 10 | 1141.74 | 91.74
2025 | 12 | 2 | 11 | 1156.7586 | 106.7586
2025 | 12 | 2 | 12 | 1168.6961 | 118.6961
2025 | 12 | 2 | 13 | 1169.453 | 119.453
2025 | 12 | 2 | 14 | 1168.426 | 118.426
2025 | 12 | 2 | 15 | 1162.3945 | 112.3945
2025 | 12 | 2 | 16 | 1146.1186 | 96.1186
2025 | 12 | 2 | 17 | 1171.5005 | 121.5005
2025 | 12 | 2 | 18 | 1211.0074 | 161.0074
2025 | 12 | 2 | 19 | 1198.2003 | 148.2003
2025 | 12 | 2 | 20 | 1176.612 | 126.612
2025 | 12 | 2 | 21 | 1150.0796 | 100.0796
2025 | 12 | 2 | 22 | 1107.3206 | 57.3206
2025 | 12 | 2 | 23 | 1042.4323 | 0
2025 | 12 | 3 | 0 | 969.0725 | 0
2025 | 12 | 3 | 1 | 943.6668 | 0
2025 | 12 | 3 | 2 | 912.9035 | 0
2025 | 12 | 3 | 3 | 895.6465 | 0
2025 | 12 | 3 | 4 | 888.124 | 0
2025 | 12 | 3 | 5 | 897.4147 | 0
2025 | 12 | 3 | 6 | 932.9222 | 0
2025 | 12 | 3 | 7 | 1009.262 | 0
2025 | 12 | 3 | 8 | 1085.6019 | 35.6019
2025 | 12 | 3 | 9 | 1111.9107 | 61.9107
2025 | 12 | 3 | 10 | 1133.0207 | 83.0207
2025 | 12 | 3 | 11 | 1146.7052 | 96.7052
2025 | 12 | 3 | 12 | 1156.7339 | 106.7339
2025 | 12 | 3 | 13 | 1157.24 | 107.24
2025 | 12 | 3 | 14 | 1152.2462 | 102.2462
2025 | 12 | 3 | 15 | 1145.544 | 95.544
2025 | 12 | 3 | 16 | 1147.0705 | 97.0705
2025 | 12 | 3 | 17 | 1174.8895 | 124.8895
2025 | 12 | 3 | 18 | 1219.6656 | 169.6656
2025 | 12 | 3 | 19 | 1211.4603 | 161.4603
2025 | 12 | 3 | 20 | 1191.1262 | 141.1262
2025 | 12 | 3 | 21 | 1161.4982 | 111.4982
2025 | 12 | 3 | 22 | 1122.1653 | 72.1653
2025 | 12 | 3 | 23 | 1060.604 | 10.604
2025 | 12 | 4 | 0 | 992.4493 | 0
2025 | 12 | 4 | 1 | 939.6483 | 0
2025 | 12 | 4 | 2 | 886.8473 | 0
2025 | 12 | 4 | 3 | 868.3174 | 0
2025 | 12 | 4 | 4 | 860.3884 | 0
2025 | 12 | 4 | 5 | 868.2262 | 0
2025 | 12 | 4 | 6 | 910.0158 | 0
2025 | 12 | 4 | 7 | 988.2924 | 0
2025 | 12 | 4 | 8 | 1066.5691 | 16.5691
2025 | 12 | 4 | 9 | 1095.5871 | 45.5871
2025 | 12 | 4 | 10 | 1113.7036 | 63.7036
2025 | 12 | 4 | 11 | 1127.7536 | 77.7536
2025 | 12 | 4 | 12 | 1135.9957 | 85.9957
2025 | 12 | 4 | 13 | 1137.2634 | 87.2634
2025 | 12 | 4 | 14 | 1133.8565 | 83.8565
2025 | 12 | 4 | 15 | 1127.6654 | 77.6654
2025 | 12 | 4 | 16 | 1127.2306 | 77.2306
2025 | 12 | 4 | 17 | 1153.7147 | 103.7147
2025 | 12 | 4 | 18 | 1178.743 | 128.743
2025 | 12 | 4 | 19 | 1165.5016 | 115.5016
2025 | 12 | 4 | 20 | 1144.1888 | 94.1888
2025 | 12 | 4 | 21 | 1121.556 | 71.556
2025 | 12 | 4 | 22 | 1081.9613 | 31.9613
2025 | 12 | 4 | 23 | 1023.0968 | 0
2025 | 12 | 5 | 0 | 955.5476 | 0
2025 | 12 | 5 | 1 | 897.1734 | 0
2025 | 12 | 5 | 2 | 864.9755 | 0
2025 | 12 | 5 | 3 | 846.9397 | 0
2025 | 12 | 5 | 4 | 840.1083 | 0
2025 | 12 | 5 | 5 | 848.9815 | 0
2025 | 12 | 5 | 6 | 889.019 | 0
2025 | 12 | 5 | 7 | 968.223 | 0
2025 | 12 | 5 | 8 | 1047.4271 | 0
2025 | 12 | 5 | 9 | 1080.6701 | 30.6701
2025 | 12 | 5 | 10 | 1101.5246 | 51.5246
2025 | 12 | 5 | 11 | 1116.3223 | 66.3223
2025 | 12 | 5 | 12 | 1123.9397 | 73.9397
2025 | 12 | 5 | 13 | 1122.3139 | 72.3139
2025 | 12 | 5 | 14 | 1118.1698 | 68.1698
2025 | 12 | 5 | 15 | 1110.8889 | 60.8889
2025 | 12 | 5 | 16 | 1106.6697 | 56.6697
2025 | 12 | 5 | 17 | 1128.0307 | 78.0307
2025 | 12 | 5 | 18 | 1150.8848 | 100.8848
2025 | 12 | 5 | 19 | 1133.7677 | 83.7677
2025 | 12 | 5 | 20 | 1108.5853 | 58.5853
2025 | 12 | 5 | 21 | 1083.6415 | 33.6415
2025 | 12 | 5 | 22 | 1049.1958 | 0
2025 | 12 | 5 | 23 | 997.4763 | 0
2025 | 12 | 6 | 0 | 938.6981 | 0
2025 | 12 | 6 | 1 | 879.92 | 0
2025 | 12 | 6 | 2 | 845.3726 | 0
2025 | 12 | 6 | 3 | 823.0559 | 0
2025 | 12 | 6 | 4 | 810.1905 | 0
2025 | 12 | 6 | 5 | 805.7224 | 0
2025 | 12 | 6 | 6 | 817.1133 | 0
2025 | 12 | 6 | 7 | 844.2734 | 0
2025 | 12 | 6 | 8 | 888.0464 | 0
2025 | 12 | 6 | 9 | 932.4371 | 0
2025 | 12 | 6 | 10 | 978.0878 | 0
2025 | 12 | 6 | 11 | 1006.2866 | 0
2025 | 12 | 6 | 12 | 1024.4376 | 0
2025 | 12 | 6 | 13 | 1026.4705 | 0
2025 | 12 | 6 | 14 | 1020.0719 | 0
2025 | 12 | 6 | 15 | 1010.3849 | 0
2025 | 12 | 6 | 16 | 1006.0083 | 0
2025 | 12 | 6 | 17 | 1034.1802 | 0
2025 | 12 | 6 | 18 | 1067.4054 | 17.4054
2025 | 12 | 6 | 19 | 1055.5549 | 5.5549
2025 | 12 | 6 | 20 | 1031.9822 | 0
2025 | 12 | 6 | 21 | 1011.2043 | 0
2025 | 12 | 6 | 22 | 985.8855 | 0
2025 | 12 | 6 | 23 | 948.8916 | 0
2025 | 12 | 7 | 0 | 903.263 | 0
2025 | 12 | 7 | 1 | 857.6343 | 0
2025 | 12 | 7 | 2 | 823.2725 | 0
2025 | 12 | 7 | 3 | 800.979 | 0
2025 | 12 | 7 | 4 | 788.331 | 0
2025 | 12 | 7 | 5 | 783.8851 | 0
2025 | 12 | 7 | 6 | 789.1817 | 0
2025 | 12 | 7 | 7 | 809.5841 | 0
2025 | 12 | 7 | 8 | 829.9866 | 0
2025 | 12 | 7 | 9 | 864.5528 | 0
2025 | 12 | 7 | 10 | 912.8211 | 0
2025 | 12 | 7 | 11 | 946.2647 | 0
2025 | 12 | 7 | 12 | 970.9625 | 0
2025 | 12 | 7 | 13 | 978.8496 | 0
2025 | 12 | 7 | 14 | 973.8624 | 0
2025 | 12 | 7 | 15 | 969.4665 | 0
2025 | 12 | 7 | 16 | 969.3483 | 0
2025 | 12 | 7 | 17 | 1005.2743 | 0
2025 | 12 | 7 | 18 | 1037.2299 | 0
2025 | 12 | 7 | 19 | 1069.1855 | 19.1855
2025 | 12 | 7 | 20 | 1062.4699 | 12.4699
2025 | 12 | 7 | 21 | 1048.7545 | 0
2025 | 12 | 7 | 22 | 1019.0077 | 0
2025 | 12 | 7 | 23 | 972.8343 | 0
2025 | 12 | 8 | 0 | 938.6843 | 0
2025 | 12 | 8 | 1 | 904.5343 | 0
2025 | 12 | 8 | 2 | 877.9476 | 0
2025 | 12 | 8 | 3 | 862.8013 | 0
2025 | 12 | 8 | 4 | 857.3953 | 0
2025 | 12 | 8 | 5 | 867.7619 | 0
2025 | 12 | 8 | 6 | 907.9883 | 0
2025 | 12 | 8 | 7 | 976.8093 | 0
2025 | 12 | 8 | 8 | 1045.6303 | 0
2025 | 12 | 8 | 9 | 1104.0798 | 54.0798
2025 | 12 | 8 | 10 | 1128.867 | 78.867
2025 | 12 | 8 | 11 | 1146.7366 | 96.7366
2025 | 12 | 8 | 12 | 1159.7737 | 109.7737
2025 | 12 | 8 | 13 | 1162.1631 | 112.1631
2025 | 12 | 8 | 14 | 1160.756 | 110.756
2025 | 12 | 8 | 15 | 1155.6055 | 105.6055
2025 | 12 | 8 | 16 | 1153.563 | 103.563
2025 | 12 | 8 | 17 | 1178.6097 | 128.6097
2025 | 12 | 8 | 18 | 1200.0077 | 150.0077
2025 | 12 | 8 | 19 | 1184.5561 | 134.5561
2025 | 12 | 8 | 20 | 1162.8091 | 112.8091
2025 | 12 | 8 | 21 | 1137.5456 | 87.5456
2025 | 12 | 8 | 22 | 1096.4034 | 46.4034
2025 | 12 | 8 | 23 | 1036.707 | 0
2025 | 12 | 9 | 0 | 975.0113 | 0
2025 | 12 | 9 | 1 | 913.3156 | 0
2025 | 12 | 9 | 2 | 882.2925 | 0
2025 | 12 | 9 | 3 | 863.1185 | 0
2025 | 12 | 9 | 4 | 855.5173 | 0
2025 | 12 | 9 | 5 | 863.395 | 0
2025 | 12 | 9 | 6 | 900.501 | 0
2025 | 12 | 9 | 7 | 980.9098 | 0
2025 | 12 | 9 | 8 | 1061.3186 | 11.3186
2025 | 12 | 9 | 9 | 1091.8264 | 41.8264
2025 | 12 | 9 | 10 | 1113.4672 | 63.4672
2025 | 12 | 9 | 11 | 1131.3764 | 81.3764
2025 | 12 | 9 | 12 | 1142.3412 | 92.3412
2025 | 12 | 9 | 13 | 1145.5221 | 95.5221
2025 | 12 | 9 | 14 | 1143.7646 | 93.7646
2025 | 12 | 9 | 15 | 1137.0004 | 87.0004
2025 | 12 | 9 | 16 | 1118.2807 | 68.2807
2025 | 12 | 9 | 17 | 1145.5367 | 95.5367
2025 | 12 | 9 | 18 | 1183.35 | 133.35
2025 | 12 | 9 | 19 | 1169.1695 | 119.1695
2025 | 12 | 9 | 20 | 1146.5823 | 96.5823
2025 | 12 | 9 | 21 | 1118.3584 | 68.3584
2025 | 12 | 9 | 22 | 1076.7162 | 26.7162
2025 | 12 | 9 | 23 | 1016.5659 | 0
2025 | 12 | 10 | 0 | 949.2228 | 0
2025 | 12 | 10 | 1 | 890.0055 | 0
2025 | 12 | 10 | 2 | 858.3406 | 0
2025 | 12 | 10 | 3 | 839.8792 | 0
2025 | 12 | 10 | 4 | 832.2562 | 0
2025 | 12 | 10 | 5 | 840.6753 | 0
2025 | 12 | 10 | 6 | 878.5149 | 0
2025 | 12 | 10 | 7 | 950.0392 | 0
2025 | 12 | 10 | 8 | 1021.5635 | 0
2025 | 12 | 10 | 9 | 1049.3709 | 0
2025 | 12 | 10 | 10 | 1070.9359 | 20.9359
2025 | 12 | 10 | 11 | 1086.6516 | 36.6516
2025 | 12 | 10 | 12 | 1094.4982 | 44.4982
2025 | 12 | 10 | 13 | 1097.7658 | 47.7658
2025 | 12 | 10 | 14 | 1097.9525 | 47.9525
2025 | 12 | 10 | 15 | 1093.6982 | 43.6982
2025 | 12 | 10 | 16 | 1093.82 | 43.82
2025 | 12 | 10 | 17 | 1120.2558 | 70.2558
2025 | 12 | 10 | 18 | 1158.0755 | 108.0755
2025 | 12 | 10 | 19 | 1141.8003 | 91.8003
2025 | 12 | 10 | 20 | 1118.7875 | 68.7875
2025 | 12 | 10 | 21 | 1093.2516 | 43.2516
2025 | 12 | 10 | 22 | 1054.0068 | 4.0068
2025 | 12 | 10 | 23 | 996.7512 | 0
2025 | 12 | 11 | 0 | 935.9519 | 0
2025 | 12 | 11 | 1 | 875.1526 | 0
2025 | 12 | 11 | 2 | 842.619 | 0
2025 | 12 | 11 | 3 | 823.3867 | 0
2025 | 12 | 11 | 4 | 814.6529 | 0
2025 | 12 | 11 | 5 | 822.7508 | 0
2025 | 12 | 11 | 6 | 860.6789 | 0
2025 | 12 | 11 | 7 | 936.8014 | 0
2025 | 12 | 11 | 8 | 1012.9239 | 0
2025 | 12 | 11 | 9 | 1043.0691 | 0
2025 | 12 | 11 | 10 | 1068.9391 | 18.9391
2025 | 12 | 11 | 11 | 1088.7179 | 38.7179
2025 | 12 | 11 | 12 | 1102.7595 | 52.7595
2025 | 12 | 11 | 13 | 1107.7273 | 57.7273
2025 | 12 | 11 | 14 | 1109.0634 | 59.0634
2025 | 12 | 11 | 15 | 1102.5422 | 52.5422
2025 | 12 | 11 | 16 | 1101.7106 | 51.7106
2025 | 12 | 11 | 17 | 1126.6034 | 76.6034
2025 | 12 | 11 | 18 | 1148.1335 | 98.1335
2025 | 12 | 11 | 19 | 1131.1966 | 81.1966
2025 | 12 | 11 | 20 | 1107.8144 | 57.8144
2025 | 12 | 11 | 21 | 1084.4877 | 34.4877
2025 | 12 | 11 | 22 | 1046.2795 | 0
2025 | 12 | 11 | 23 | 990.9243 | 0
2025 | 12 | 12 | 0 | 926.4002 | 0
2025 | 12 | 12 | 1 | 874.0264 | 0
2025 | 12 | 12 | 2 | 838.5057 | 0
2025 | 12 | 12 | 3 | 817.3294 | 0
2025 | 12 | 12 | 4 | 807.8586 | 0
2025 | 12 | 12 | 5 | 813.3549 | 0
2025 | 12 | 12 | 6 | 851.1188 | 0
2025 | 12 | 12 | 7 | 921.1581 | 0
2025 | 12 | 12 | 8 | 991.1974 | 0
2025 | 12 | 12 | 9 | 1053.3179 | 3.3179
2025 | 12 | 12 | 10 | 1083.2468 | 33.2468
2025 | 12 | 12 | 11 | 1102.4663 | 52.4663
2025 | 12 | 12 | 12 | 1114.6242 | 64.6242
2025 | 12 | 12 | 13 | 1112.8539 | 62.8539
2025 | 12 | 12 | 14 | 1109.1779 | 59.1779
2025 | 12 | 12 | 15 | 1097.0508 | 47.0508
2025 | 12 | 12 | 16 | 1088.8368 | 38.8368
2025 | 12 | 12 | 17 | 1111.4752 | 61.4752
2025 | 12 | 12 | 18 | 1137.6818 | 87.6818
2025 | 12 | 12 | 19 | 1122.4081 | 72.4081
2025 | 12 | 12 | 20 | 1100.2238 | 50.2238
2025 | 12 | 12 | 21 | 1077.8235 | 27.8235
2025 | 12 | 12 | 22 | 1041.9201 | 0
2025 | 12 | 12 | 23 | 987.8039 | 0
2025 | 12 | 13 | 0 | 927.6786 | 0
2025 | 12 | 13 | 1 | 867.5532 | 0
2025 | 12 | 13 | 2 | 815.7172 | 0
2025 | 12 | 13 | 3 | 792.3431 | 0
2025 | 12 | 13 | 4 | 778.8825 | 0
2025 | 12 | 13 | 5 | 769.7867 | 0
2025 | 12 | 13 | 6 | 781.7244 | 0
2025 | 12 | 13 | 7 | 793.6622 | 0
2025 | 12 | 13 | 8 | 845.8579 | 0
2025 | 12 | 13 | 9 | 887.5524 | 0
2025 | 12 | 13 | 10 | 928.0127 | 0
2025 | 12 | 13 | 11 | 953.6928 | 0
2025 | 12 | 13 | 12 | 970.5365 | 0
2025 | 12 | 13 | 13 | 970.5509 | 0
2025 | 12 | 13 | 14 | 964.5679 | 0
2025 | 12 | 13 | 15 | 954.6545 | 0
2025 | 12 | 13 | 16 | 951.4901 | 0
2025 | 12 | 13 | 17 | 980.9958 | 0
2025 | 12 | 13 | 18 | 1013.0467 | 0
2025 | 12 | 13 | 19 | 1001.0367 | 0
2025 | 12 | 13 | 20 | 977.7705 | 0
2025 | 12 | 13 | 21 | 962.1445 | 0
2025 | 12 | 13 | 22 | 942.1762 | 0
2025 | 12 | 13 | 23 | 911.7224 | 0
2025 | 12 | 14 | 0 | 865.7314 | 0
2025 | 12 | 14 | 1 | 824.9369 | 0
2025 | 12 | 14 | 2 | 791.1122 | 0
2025 | 12 | 14 | 3 | 768.7744 | 0
2025 | 12 | 14 | 4 | 755.6275 | 0
2025 | 12 | 14 | 5 | 747.877 | 0
2025 | 12 | 14 | 6 | 747.6768 | 0
2025 | 12 | 14 | 7 | 761.4071 | 0
2025 | 12 | 14 | 8 | 802.2975 | 0
2025 | 12 | 14 | 9 | 843.1879 | 0
2025 | 12 | 14 | 10 | 891.2062 | 0
2025 | 12 | 14 | 11 | 926.1097 | 0
2025 | 12 | 14 | 12 | 951.6036 | 0
2025 | 12 | 14 | 13 | 959.4202 | 0
2025 | 12 | 14 | 14 | 957.839 | 0
2025 | 12 | 14 | 15 | 966.3079 | 0
2025 | 12 | 14 | 16 | 977.0317 | 0
2025 | 12 | 14 | 17 | 996.1709 | 0
2025 | 12 | 14 | 18 | 1041.6828 | 0
2025 | 12 | 14 | 19 | 1040.8911 | 0
2025 | 12 | 14 | 20 | 1025.3851 | 0
2025 | 12 | 14 | 21 | 1012.2125 | 0
2025 | 12 | 14 | 22 | 988.4445 | 0
2025 | 12 | 14 | 23 | 948.9575 | 0
2025 | 12 | 15 | 0 | 912.2499 | 0
2025 | 12 | 15 | 1 | 875.5423 | 0
2025 | 12 | 15 | 2 | 848.2194 | 0
2025 | 12 | 15 | 3 | 832.1541 | 0
2025 | 12 | 15 | 4 | 827.335 | 0
2025 | 12 | 15 | 5 | 834.8083 | 0
2025 | 12 | 15 | 6 | 870.7886 | 0
2025 | 12 | 15 | 7 | 953.1508 | 0
2025 | 12 | 15 | 8 | 1035.513 | 0
2025 | 12 | 15 | 9 | 1066.4271 | 16.4271
2025 | 12 | 15 | 10 | 1090.7705 | 40.7705
2025 | 12 | 15 | 11 | 1109.1242 | 59.1242
2025 | 12 | 15 | 12 | 1124.4062 | 74.4062
2025 | 12 | 15 | 13 | 1127.0166 | 77.0166
2025 | 12 | 15 | 14 | 1127.3615 | 77.3615
2025 | 12 | 15 | 15 | 1121.7539 | 71.7539
2025 | 12 | 15 | 16 | 1120.3769 | 70.3769
2025 | 12 | 15 | 17 | 1145.6166 | 95.6166
2025 | 12 | 15 | 18 | 1175.4781 | 125.4781
2025 | 12 | 15 | 19 | 1165.6452 | 115.6452
2025 | 12 | 15 | 20 | 1144.8418 | 94.8418
2025 | 12 | 15 | 21 | 1120.4803 | 70.4803
2025 | 12 | 15 | 22 | 1080.8541 | 30.8541
2025 | 12 | 15 | 23 | 1024.3517 | 0
2025 | 12 | 16 | 0 | 958.0461 | 0
2025 | 12 | 16 | 1 | 901.2219 | 0
2025 | 12 | 16 | 2 | 870.0171 | 0
2025 | 12 | 16 | 3 | 850.3865 | 0
2025 | 12 | 16 | 4 | 841.5109 | 0
2025 | 12 | 16 | 5 | 847.6313 | 0
2025 | 12 | 16 | 6 | 880.2537 | 0
2025 | 12 | 16 | 7 | 961.0229 | 0
2025 | 12 | 16 | 8 | 1041.7922 | 0
2025 | 12 | 16 | 9 | 1073.2774 | 23.2774
2025 | 12 | 16 | 10 | 1096.062 | 46.062
2025 | 12 | 16 | 11 | 1115.7864 | 65.7864
2025 | 12 | 16 | 12 | 1127.8729 | 77.8729
2025 | 12 | 16 | 13 | 1130.4985 | 80.4985
2025 | 12 | 16 | 14 | 1129.4443 | 79.4443
2025 | 12 | 16 | 15 | 1122.5031 | 72.5031
2025 | 12 | 16 | 16 | 1105.4173 | 55.4173
2025 | 12 | 16 | 17 | 1130.951 | 80.951
2025 | 12 | 16 | 18 | 1169.4484 | 119.4484
2025 | 12 | 16 | 19 | 1155.5478 | 105.5478
2025 | 12 | 16 | 20 | 1131.7577 | 81.7577
2025 | 12 | 16 | 21 | 1106.4525 | 56.4525
2025 | 12 | 16 | 22 | 1066.9141 | 16.9141
2025 | 12 | 16 | 23 | 1010.0378 | 0
2025 | 12 | 17 | 0 | 955.4467 | 0
2025 | 12 | 17 | 1 | 900.8555 | 0
2025 | 12 | 17 | 2 | 870.6135 | 0
2025 | 12 | 17 | 3 | 851.904 | 0
2025 | 12 | 17 | 4 | 843.5952 | 0
2025 | 12 | 17 | 5 | 848.9166 | 0
2025 | 12 | 17 | 6 | 880.5684 | 0
2025 | 12 | 17 | 7 | 951.1334 | 0
2025 | 12 | 17 | 8 | 1021.6984 | 0
2025 | 12 | 17 | 9 | 1048.188 | 0
2025 | 12 | 17 | 10 | 1075.2361 | 25.2361
2025 | 12 | 17 | 11 | 1093.0497 | 43.0497
2025 | 12 | 17 | 12 | 1104.8223 | 54.8223
2025 | 12 | 17 | 13 | 1107.5808 | 57.5808
2025 | 12 | 17 | 14 | 1107.9399 | 57.9399
2025 | 12 | 17 | 15 | 1103.727 | 53.727
2025 | 12 | 17 | 16 | 1105.291 | 55.291
2025 | 12 | 17 | 17 | 1130.5442 | 80.5442
2025 | 12 | 17 | 18 | 1171.203 | 121.203
2025 | 12 | 17 | 19 | 1157.2299 | 107.2299
2025 | 12 | 17 | 20 | 1132.5674 | 82.5674
2025 | 12 | 17 | 21 | 1106.8103 | 56.8103
2025 | 12 | 17 | 22 | 1070.0114 | 20.0114
2025 | 12 | 17 | 23 | 1015.3111 | 0
2025 | 12 | 18 | 0 | 951.3177 | 0
2025 | 12 | 18 | 1 | 905.2591 | 0
2025 | 12 | 18 | 2 | 873.5143 | 0
2025 | 12 | 18 | 3 | 856.6583 | 0
2025 | 12 | 18 | 4 | 849.9672 | 0
2025 | 12 | 18 | 5 | 857.1493 | 0
2025 | 12 | 18 | 6 | 897.2882 | 0
2025 | 12 | 18 | 7 | 973.1315 | 0
2025 | 12 | 18 | 8 | 1048.9747 | 0
2025 | 12 | 18 | 9 | 1117.5318 | 67.5318
2025 | 12 | 18 | 10 | 1137.1017 | 87.1017
2025 | 12 | 18 | 11 | 1152.0177 | 102.0177
2025 | 12 | 18 | 12 | 1161.9423 | 111.9423
2025 | 12 | 18 | 13 | 1157.5484 | 107.5484
2025 | 12 | 18 | 14 | 1156.5045 | 106.5045
2025 | 12 | 18 | 15 | 1150.865 | 100.865
2025 | 12 | 18 | 16 | 1145.2255 | 95.2255
2025 | 12 | 18 | 17 | 1171.9644 | 121.9644
2025 | 12 | 18 | 18 | 1210.6252 | 160.6252
2025 | 12 | 18 | 19 | 1209.0189 | 159.0189
2025 | 12 | 18 | 20 | 1192.5544 | 142.5544
2025 | 12 | 18 | 21 | 1173.5779 | 123.5779
2025 | 12 | 18 | 22 | 1135.1785 | 85.1785
2025 | 12 | 18 | 23 | 1072.8803 | 22.8803
2025 | 12 | 19 | 0 | 1003.3711 | 0
2025 | 12 | 19 | 1 | 933.8619 | 0
2025 | 12 | 19 | 2 | 899.9175 | 0
2025 | 12 | 19 | 3 | 879.4238 | 0
2025 | 12 | 19 | 4 | 870.4196 | 0
2025 | 12 | 19 | 5 | 873.5424 | 0
2025 | 12 | 19 | 6 | 906.5944 | 0
2025 | 12 | 19 | 7 | 975.743 | 0
2025 | 12 | 19 | 8 | 1059.0882 | 9.0882
2025 | 12 | 19 | 9 | 1088.879 | 38.879
2025 | 12 | 19 | 10 | 1112.246 | 62.246
2025 | 12 | 19 | 11 | 1128.1509 | 78.1509
2025 | 12 | 19 | 12 | 1135.7686 | 85.7686
2025 | 12 | 19 | 13 | 1131.7262 | 81.7262
2025 | 12 | 19 | 14 | 1124.9547 | 74.9547
2025 | 12 | 19 | 15 | 1111.0754 | 61.0754
2025 | 12 | 19 | 16 | 1104.7836 | 54.7836
2025 | 12 | 19 | 17 | 1124.0155 | 74.0155
2025 | 12 | 19 | 18 | 1152.2727 | 102.2727
2025 | 12 | 19 | 19 | 1142.1342 | 92.1342
2025 | 12 | 19 | 20 | 1117.8621 | 67.8621
2025 | 12 | 19 | 21 | 1095.4231 | 45.4231
2025 | 12 | 19 | 22 | 1063.1485 | 13.1485
2025 | 12 | 19 | 23 | 1015.6916 | 0
2025 | 12 | 20 | 0 | 959.6586 | 0
2025 | 12 | 20 | 1 | 913.3374 | 0
2025 | 12 | 20 | 2 | 867.0163 | 0
2025 | 12 | 20 | 3 | 843.6909 | 0
2025 | 12 | 20 | 4 | 829.2883 | 0
2025 | 12 | 20 | 5 | 827.8326 | 0
2025 | 12 | 20 | 6 | 843.1533 | 0
2025 | 12 | 20 | 7 | 869.8146 | 0
2025 | 12 | 20 | 8 | 902.3256 | 0
2025 | 12 | 20 | 9 | 947.497 | 0
2025 | 12 | 20 | 10 | 997.5768 | 0
2025 | 12 | 20 | 11 | 1016.5002 | 0
2025 | 12 | 20 | 12 | 1035.4236 | 0
2025 | 12 | 20 | 13 | 1044.8279 | 0
2025 | 12 | 20 | 14 | 1036.6362 | 0
2025 | 12 | 20 | 15 | 1027.7021 | 0
2025 | 12 | 20 | 16 | 1036.5214 | 0
2025 | 12 | 20 | 17 | 1045.3407 | 0
2025 | 12 | 20 | 18 | 1094.3523 | 44.3523
2025 | 12 | 20 | 19 | 1092.9832 | 42.9832
2025 | 12 | 20 | 20 | 1070.0996 | 20.0996
2025 | 12 | 20 | 21 | 1052.7048 | 2.7048
2025 | 12 | 20 | 22 | 1025.6781 | 0
2025 | 12 | 20 | 23 | 986.908 | 0
2025 | 12 | 21 | 0 | 944.6811 | 0
2025 | 12 | 21 | 1 | 902.4543 | 0
2025 | 12 | 21 | 2 | 867.9399 | 0
2025 | 12 | 21 | 3 | 844.4136 | 0
2025 | 12 | 21 | 4 | 831.2206 | 0
2025 | 12 | 21 | 5 | 824.8462 | 0
2025 | 12 | 21 | 6 | 828.4793 | 0
2025 | 12 | 21 | 7 | 841.2511 | 0
2025 | 12 | 21 | 8 | 864.8798 | 0
2025 | 12 | 21 | 9 | 901.3101 | 0
2025 | 12 | 21 | 10 | 948.7287 | 0
2025 | 12 | 21 | 11 | 984.0774 | 0
2025 | 12 | 21 | 12 | 1010.8235 | 0
2025 | 12 | 21 | 13 | 1021.8609 | 0
2025 | 12 | 21 | 14 | 1021.1989 | 0
2025 | 12 | 21 | 15 | 1018.7763 | 0
2025 | 12 | 21 | 16 | 1021.9255 | 0
2025 | 12 | 21 | 17 | 1051.4279 | 1.4279
2025 | 12 | 21 | 18 | 1097.5773 | 47.5773
2025 | 12 | 21 | 19 | 1098.7103 | 48.7103
2025 | 12 | 21 | 20 | 1079.8099 | 29.8099
2025 | 12 | 21 | 21 | 1061.2653 | 11.2653
2025 | 12 | 21 | 22 | 1033.2515 | 0
2025 | 12 | 21 | 23 | 993.2691 | 0
2025 | 12 | 22 | 0 | 944.7854 | 0
2025 | 12 | 22 | 1 | 855.245 | 0
2025 | 12 | 22 | 2 | 800.6426 | 0
2025 | 12 | 22 | 3 | 746.0401 | 0
2025 | 12 | 22 | 4 | 736.875 | 0
2025 | 12 | 22 | 5 | 736.7547 | 0
2025 | 12 | 22 | 6 | 758.7392 | 0
2025 | 12 | 22 | 7 | 780.7237 | 0
2025 | 12 | 22 | 8 | 826.623 | 0
2025 | 12 | 22 | 9 | 880.3573 | 0
2025 | 12 | 22 | 10 | 931.1989 | 0
2025 | 12 | 22 | 11 | 958.4809 | 0
2025 | 12 | 22 | 12 | 985.7628 | 0
2025 | 12 | 22 | 13 | 991.1653 | 0
2025 | 12 | 22 | 14 | 979.4451 | 0
2025 | 12 | 22 | 15 | 961.1812 | 0
2025 | 12 | 22 | 16 | 948.574 | 0
2025 | 12 | 22 | 17 | 966.2006 | 0
2025 | 12 | 22 | 18 | 1011.0211 | 0
2025 | 12 | 22 | 19 | 1006.8104 | 0
2025 | 12 | 22 | 20 | 991.5389 | 0
2025 | 12 | 22 | 21 | 976.7128 | 0
2025 | 12 | 22 | 22 | 953.6818 | 0
2025 | 12 | 22 | 23 | 919.7144 | 0
2025 | 12 | 23 | 0 | 915.3895 | 0
2025 | 12 | 23 | 1 | 918.6382 | 0
2025 | 12 | 23 | 2 | 881.9881 | 0
2025 | 12 | 23 | 3 | 856.4867 | 0
2025 | 12 | 23 | 4 | 840.5787 | 0
2025 | 12 | 23 | 5 | 835.2276 | 0
2025 | 12 | 23 | 6 | 838.3426 | 0
2025 | 12 | 23 | 7 | 859.5185 | 0
2025 | 12 | 23 | 8 | 899.6571 | 0
2025 | 12 | 23 | 9 | 944.7767 | 0
2025 | 12 | 23 | 10 | 993.3594 | 0
2025 | 12 | 23 | 11 | 1018.5366 | 0
2025 | 12 | 23 | 12 | 1032.4971 | 0
2025 | 12 | 23 | 13 | 1046.4575 | 0
2025 | 12 | 23 | 14 | 1037.9712 | 0
2025 | 12 | 23 | 15 | 1023.6212 | 0
2025 | 12 | 23 | 16 | 1001.3713 | 0
2025 | 12 | 23 | 17 | 1023.7166 | 0
2025 | 12 | 23 | 18 | 1081.4017 | 31.4017
2025 | 12 | 23 | 19 | 1079.9115 | 29.9115
2025 | 12 | 23 | 20 | 1052.7214 | 2.7214
2025 | 12 | 23 | 21 | 1027.7935 | 0
2025 | 12 | 23 | 22 | 1001.5115 | 0
2025 | 12 | 23 | 23 | 966.0698 | 0
2025 | 12 | 24 | 0 | 919.9664 | 0
2025 | 12 | 24 | 1 | 873.2309 | 0
2025 | 12 | 24 | 2 | 826.4954 | 0
2025 | 12 | 24 | 3 | 804.6608 | 0
2025 | 12 | 24 | 4 | 793.1614 | 0
2025 | 12 | 24 | 5 | 795.167 | 0
2025 | 12 | 24 | 6 | 815.163 | 0
2025 | 12 | 24 | 7 | 851.5629 | 0
2025 | 12 | 24 | 8 | 886.374 | 0
2025 | 12 | 24 | 9 | 921.1851 | 0
2025 | 12 | 24 | 10 | 952.7661 | 0
2025 | 12 | 24 | 11 | 976.2946 | 0
2025 | 12 | 24 | 12 | 988.9158 | 0
2025 | 12 | 24 | 13 | 991.8007 | 0
2025 | 12 | 24 | 14 | 984.4282 | 0
2025 | 12 | 24 | 15 | 977.1197 | 0
2025 | 12 | 24 | 16 | 975.8367 | 0
2025 | 12 | 24 | 17 | 998.8577 | 0
2025 | 12 | 24 | 18 | 1034.2404 | 0
2025 | 12 | 24 | 19 | 1007.9508 | 0
2025 | 12 | 24 | 20 | 970.9046 | 0
2025 | 12 | 24 | 21 | 942.3911 | 0
2025 | 12 | 24 | 22 | 918.9063 | 0
2025 | 12 | 24 | 23 | 891.2093 | 0
2025 | 12 | 25 | 0 | 856.4681 | 0
2025 | 12 | 25 | 1 | 810.6881 | 0
2025 | 12 | 25 | 2 | 781.2052 | 0
2025 | 12 | 25 | 3 | 758.9329 | 0
2025 | 12 | 25 | 4 | 745.8729 | 0
2025 | 12 | 25 | 5 | 740.8657 | 0
2025 | 12 | 25 | 6 | 747.6784 | 0
2025 | 12 | 25 | 7 | 754.491 | 0
2025 | 12 | 25 | 8 | 776.62 | 0
2025 | 12 | 25 | 9 | 798.9941 | 0
2025 | 12 | 25 | 10 | 834.1175 | 0
2025 | 12 | 25 | 11 | 863.626 | 0
2025 | 12 | 25 | 12 | 883.2311 | 0
2025 | 12 | 25 | 13 | 894.9853 | 0
2025 | 12 | 25 | 14 | 891.7848 | 0
2025 | 12 | 25 | 15 | 886.8352 | 0
2025 | 12 | 25 | 16 | 888.7944 | 0
2025 | 12 | 25 | 17 | 912.5157 | 0
2025 | 12 | 25 | 18 | 943.7345 | 0
2025 | 12 | 25 | 19 | 925.7043 | 0
2025 | 12 | 25 | 20 | 907.2476 | 0
2025 | 12 | 25 | 21 | 894.8107 | 0
2025 | 12 | 25 | 22 | 880.3373 | 0
2025 | 12 | 25 | 23 | 857.1552 | 0
2025 | 12 | 26 | 0 | 821.1182 | 0
2025 | 12 | 26 | 1 | 785.0813 | 0
2025 | 12 | 26 | 2 | 755.3483 | 0
2025 | 12 | 26 | 3 | 735.823 | 0
2025 | 12 | 26 | 4 | 726.3782 | 0
2025 | 12 | 26 | 5 | 723.4653 | 0
2025 | 12 | 26 | 6 | 741.8241 | 0
2025 | 12 | 26 | 7 | 760.183 | 0
2025 | 12 | 26 | 8 | 795.4467 | 0
2025 | 12 | 26 | 9 | 819.2019 | 0
2025 | 12 | 26 | 10 | 850.9245 | 0
2025 | 12 | 26 | 11 | 882.7118 | 0
2025 | 12 | 26 | 12 | 903.4989 | 0
2025 | 12 | 26 | 13 | 914.2301 | 0
2025 | 12 | 26 | 14 | 913.4264 | 0
2025 | 12 | 26 | 15 | 910.2064 | 0
2025 | 12 | 26 | 16 | 911.408 | 0
2025 | 12 | 26 | 17 | 940.4031 | 0
2025 | 12 | 26 | 18 | 971.8574 | 0
2025 | 12 | 26 | 19 | 965.0009 | 0
2025 | 12 | 26 | 20 | 951.8065 | 0
2025 | 12 | 26 | 21 | 941.3342 | 0
2025 | 12 | 26 | 22 | 918.7209 | 0
2025 | 12 | 26 | 23 | 885.8385 | 0
2025 | 12 | 27 | 0 | 839.3432 | 0
2025 | 12 | 27 | 1 | 792.8479 | 0
2025 | 12 | 27 | 2 | 758.7336 | 0
2025 | 12 | 27 | 3 | 740.4251 | 0
2025 | 12 | 27 | 4 | 732.4729 | 0
2025 | 12 | 27 | 5 | 731.9025 | 0
2025 | 12 | 27 | 6 | 752.518 | 0
2025 | 12 | 27 | 7 | 773.1334 | 0
2025 | 12 | 27 | 8 | 821.6842 | 0
2025 | 12 | 27 | 9 | 875.3815 | 0
2025 | 12 | 27 | 10 | 928.4045 | 0
2025 | 12 | 27 | 11 | 960.1973 | 0
2025 | 12 | 27 | 12 | 983.1803 | 0
2025 | 12 | 27 | 13 | 987.6881 | 0
2025 | 12 | 27 | 14 | 974.6234 | 0
2025 | 12 | 27 | 15 | 954.5265 | 0
2025 | 12 | 27 | 16 | 924.678 | 0
2025 | 12 | 27 | 17 | 943.2384 | 0
2025 | 12 | 27 | 18 | 1003.3738 | 0
2025 | 12 | 27 | 19 | 1002.1189 | 0
2025 | 12 | 27 | 20 | 988.4731 | 0
2025 | 12 | 27 | 21 | 974.3095 | 0
2025 | 12 | 27 | 22 | 952.3774 | 0
2025 | 12 | 27 | 23 | 920.0328 | 0
2025 | 12 | 28 | 0 | 916.5304 | 0
2025 | 12 | 28 | 1 | 915.1834 | 0
2025 | 12 | 28 | 2 | 878.6661 | 0
2025 | 12 | 28 | 3 | 853.9807 | 0
2025 | 12 | 28 | 4 | 838.877 | 0
2025 | 12 | 28 | 5 | 833.9348 | 0
2025 | 12 | 28 | 6 | 837.3759 | 0
2025 | 12 | 28 | 7 | 850.2678 | 0
2025 | 12 | 28 | 8 | 882.4036 | 0
2025 | 12 | 28 | 9 | 920.9024 | 0
2025 | 12 | 28 | 10 | 969.0949 | 0
2025 | 12 | 28 | 11 | 999.781 | 0
2025 | 12 | 28 | 12 | 1017.5076 | 0
2025 | 12 | 28 | 13 | 1019.5366 | 0
2025 | 12 | 28 | 14 | 1012.0269 | 0
2025 | 12 | 28 | 15 | 999.6158 | 0
2025 | 12 | 28 | 16 | 995.1853 | 0
2025 | 12 | 28 | 17 | 1019.1323 | 0
2025 | 12 | 28 | 18 | 1078.3864 | 28.3864
2025 | 12 | 28 | 19 | 1076.483 | 26.483
2025 | 12 | 28 | 20 | 1049.6133 | 0
2025 | 12 | 28 | 21 | 1025.5797 | 0
2025 | 12 | 28 | 22 | 1000.1958 | 0
2025 | 12 | 28 | 23 | 964.9076 | 0
2025 | 12 | 29 | 0 | 919.208 | 0
2025 | 12 | 29 | 1 | 869.6532 | 0
2025 | 12 | 29 | 2 | 820.0983 | 0
2025 | 12 | 29 | 3 | 796.8832 | 0
2025 | 12 | 29 | 4 | 782.1155 | 0
2025 | 12 | 29 | 5 | 770.6925 | 0
2025 | 12 | 29 | 6 | 770.0662 | 0
2025 | 12 | 29 | 7 | 769.44 | 0
2025 | 12 | 29 | 8 | 798.6565 | 0
2025 | 12 | 29 | 9 | 836.087 | 0
2025 | 12 | 29 | 10 | 878.8342 | 0
2025 | 12 | 29 | 11 | 910.167 | 0
2025 | 12 | 29 | 12 | 935.5441 | 0
2025 | 12 | 29 | 13 | 943.4862 | 0
2025 | 12 | 29 | 14 | 941.3712 | 0
2025 | 12 | 29 | 15 | 937.8508 | 0
2025 | 12 | 29 | 16 | 941.7532 | 0
2025 | 12 | 29 | 17 | 972.3042 | 0
2025 | 12 | 29 | 18 | 1013.05 | 0
2025 | 12 | 29 | 19 | 1006.8983 | 0
2025 | 12 | 29 | 20 | 984.0262 | 0
2025 | 12 | 29 | 21 | 967.4192 | 0
2025 | 12 | 29 | 22 | 944.2913 | 0
2025 | 12 | 29 | 23 | 910.8447 | 0
2025 | 12 | 30 | 0 | 869.9095 | 0
2025 | 12 | 30 | 1 | 812.6207 | 0
2025 | 12 | 30 | 2 | 755.3319 | 0
2025 | 12 | 30 | 3 | 737.3283 | 0
2025 | 12 | 30 | 4 | 728.9541 | 0
2025 | 12 | 30 | 5 | 733.3878 | 0
2025 | 12 | 30 | 6 | 762.1678 | 0
2025 | 12 | 30 | 7 | 811.4991 | 0
2025 | 12 | 30 | 8 | 859.537 | 0
2025 | 12 | 30 | 9 | 899.5069 | 0
2025 | 12 | 30 | 10 | 937.4157 | 0
2025 | 12 | 30 | 11 | 964.349 | 0
2025 | 12 | 30 | 12 | 984.2268 | 0
2025 | 12 | 30 | 13 | 995.4315 | 0
2025 | 12 | 30 | 14 | 998.8353 | 0
2025 | 12 | 30 | 15 | 997.0145 | 0
2025 | 12 | 30 | 16 | 994.7678 | 0
2025 | 12 | 30 | 17 | 1009.4631 | 0
2025 | 12 | 30 | 18 | 1034.226 | 0
2025 | 12 | 30 | 19 | 1016.9949 | 0
2025 | 12 | 30 | 20 | 987.3499 | 0
2025 | 12 | 30 | 21 | 963.5783 | 0
2025 | 12 | 30 | 22 | 930.8398 | 0
2025 | 12 | 30 | 23 | 890.5517 | 0
2025 | 12 | 31 | 0 | 833.2458 | 0
2025 | 12 | 31 | 1 | 794.1176 | 0
2025 | 12 | 31 | 2 | 744.928 | 0
2025 | 12 | 31 | 3 | 723.6225 | 0
2025 | 12 | 31 | 4 | 715.4064 | 0
2025 | 12 | 31 | 5 | 719.6203 | 0
2025 | 12 | 31 | 6 | 750.0387 | 0
2025 | 12 | 31 | 7 | 803.5425 | 0
2025 | 12 | 31 | 8 | 851.5594 | 0
2025 | 12 | 31 | 9 | 888.894 | 0
2025 | 12 | 31 | 10 | 930.6674 | 0
2025 | 12 | 31 | 11 | 962.1693 | 0
2025 | 12 | 31 | 12 | 984.6103 | 0
2025 | 12 | 31 | 13 | 992.9163 | 0
2025 | 12 | 31 | 14 | 989.9172 | 0
2025 | 12 | 31 | 15 | 987.0386 | 0
2025 | 12 | 31 | 16 | 987.791 | 0
2025 | 12 | 31 | 17 | 1004.3528 | 0
2025 | 12 | 31 | 18 | 1036.0291 | 0
2025 | 12 | 31 | 19 | 1018.1972 | 0
2025 | 12 | 31 | 20 | 983.2364 | 0
2025 | 12 | 31 | 21 | 950.0077 | 0
2025 | 12 | 31 | 22 | 917.0615 | 0
2025 | 12 | 31 | 23 | 886.0805 | 0
2026 | 1 | 1 | 0 | 864.8389 | 0
2026 | 1 | 1 | 1 | 848.0271 | 0
2026 | 1 | 1 | 2 | 826.5614 | 0
2026 | 1 | 1 | 3 | 808.4114 | 0
2026 | 1 | 1 | 4 | 796.3158 | 0
2026 | 1 | 1 | 5 | 792.403 | 0
2026 | 1 | 1 | 6 | 804.1081 | 0
2026 | 1 | 1 | 7 | 825.5223 | 0
2026 | 1 | 1 | 8 | 842.0523 | 0
2026 | 1 | 1 | 9 | 852.5025 | 0
2026 | 1 | 1 | 10 | 879.546 | 0
2026 | 1 | 1 | 11 | 908.6621 | 0
2026 | 1 | 1 | 12 | 938.8353 | 0
2026 | 1 | 1 | 13 | 957.9479 | 0
2026 | 1 | 1 | 14 | 963.503 | 0
2026 | 1 | 1 | 15 | 966.3058 | 0
2026 | 1 | 1 | 16 | 971.5356 | 0
2026 | 1 | 1 | 17 | 999.9788 | 0
2026 | 1 | 1 | 18 | 1050.3069 | 0.30692
2026 | 1 | 1 | 19 | 1050.1507 | 0.15069
2026 | 1 | 1 | 20 | 1031.5438 | 0
2026 | 1 | 1 | 21 | 1013.1955 | 0
2026 | 1 | 1 | 22 | 988.8884 | 0
2026 | 1 | 1 | 23 | 956.0559 | 0
2026 | 1 | 2 | 0 | 915.1206 | 0
2026 | 1 | 2 | 1 | 920.5235 | 0
2026 | 1 | 2 | 2 | 889.6543 | 0
2026 | 1 | 2 | 3 | 869.1851 | 0
2026 | 1 | 2 | 4 | 860.9021 | 0
2026 | 1 | 2 | 5 | 863.5605 | 0
2026 | 1 | 2 | 6 | 892.6776 | 0
2026 | 1 | 2 | 7 | 952.0069 | 0
2026 | 1 | 2 | 8 | 1016.7184 | 0
2026 | 1 | 2 | 9 | 1049.8 | 0
2026 | 1 | 2 | 10 | 1077.6269 | 27.6269
2026 | 1 | 2 | 11 | 1100.5052 | 50.5052
2026 | 1 | 2 | 12 | 1116.2668 | 66.2668
2026 | 1 | 2 | 13 | 1118.9255 | 68.9255
2026 | 1 | 2 | 14 | 1114.2738 | 64.2738
2026 | 1 | 2 | 15 | 1103.5264 | 53.5264
2026 | 1 | 2 | 16 | 1094.7885 | 44.7885
2026 | 1 | 2 | 17 | 1110.7234 | 60.7234
2026 | 1 | 2 | 18 | 1142.2763 | 92.2763
2026 | 1 | 2 | 19 | 1131.3477 | 81.3477
2026 | 1 | 2 | 20 | 1101.5092 | 51.5092
2026 | 1 | 2 | 21 | 1077.3577 | 27.3577
2026 | 1 | 2 | 22 | 1039.904 | 0
2026 | 1 | 2 | 23 | 998.9146 | 0
2026 | 1 | 3 | 0 | 944.4397 | 0
2026 | 1 | 3 | 1 | 901.8664 | 0
2026 | 1 | 3 | 2 | 867.8527 | 0
2026 | 1 | 3 | 3 | 846.4543 | 0
2026 | 1 | 3 | 4 | 836.491 | 0
2026 | 1 | 3 | 5 | 833.041 | 0
2026 | 1 | 3 | 6 | 843.0241 | 0
2026 | 1 | 3 | 7 | 869.6453 | 0
2026 | 1 | 3 | 8 | 917.6135 | 0
2026 | 1 | 3 | 9 | 956.7412 | 0
2026 | 1 | 3 | 10 | 999.591 | 0
2026 | 1 | 3 | 11 | 1030.4341 | 0
2026 | 1 | 3 | 12 | 1048.6553 | 0
2026 | 1 | 3 | 13 | 1051.0413 | 1.0413
2026 | 1 | 3 | 14 | 1042.3763 | 0
2026 | 1 | 3 | 15 | 1029.9368 | 0
2026 | 1 | 3 | 16 | 1025.594 | 0
2026 | 1 | 3 | 17 | 1048.2065 | 0
2026 | 1 | 3 | 18 | 1094.6419 | 44.6419
2026 | 1 | 3 | 19 | 1094.2385 | 44.2385
2026 | 1 | 3 | 20 | 1068.4252 | 18.4252
2026 | 1 | 3 | 21 | 1048.2218 | 0
2026 | 1 | 3 | 22 | 1016.4644 | 0
2026 | 1 | 3 | 23 | 982.0456 | 0
2026 | 1 | 4 | 0 | 933.8534 | 0
2026 | 1 | 4 | 1 | 900.3325 | 0
2026 | 1 | 4 | 2 | 871.4077 | 0
2026 | 1 | 4 | 3 | 850.5715 | 0
2026 | 1 | 4 | 4 | 840.0017 | 0
2026 | 1 | 4 | 5 | 836.3543 | 0
2026 | 1 | 4 | 6 | 842.2657 | 0
2026 | 1 | 4 | 7 | 858.8238 | 0
2026 | 1 | 4 | 8 | 884.9537 | 0
2026 | 1 | 4 | 9 | 914.4293 | 0
2026 | 1 | 4 | 10 | 958.0792 | 0
2026 | 1 | 4 | 11 | 995.6578 | 0
2026 | 1 | 4 | 12 | 1015.5051 | 0
2026 | 1 | 4 | 13 | 1035.3525 | 0
2026 | 1 | 4 | 14 | 1031.2563 | 0
2026 | 1 | 4 | 15 | 1027.9014 | 0
2026 | 1 | 4 | 16 | 1049.8424 | 0
2026 | 1 | 4 | 17 | 1071.7834 | 21.7834
2026 | 1 | 4 | 18 | 1112.0714 | 62.0714
2026 | 1 | 4 | 19 | 1119.1897 | 69.1897
2026 | 1 | 4 | 20 | 1099.4796 | 49.4796
2026 | 1 | 4 | 21 | 1080.6585 | 30.6585
2026 | 1 | 4 | 22 | 1046.9895 | 0
2026 | 1 | 4 | 23 | 1003.6363 | 0
2026 | 1 | 5 | 0 | 957.362 | 0
2026 | 1 | 5 | 1 | 910.7302 | 0
2026 | 1 | 5 | 2 | 888.5144 | 0
2026 | 1 | 5 | 3 | 876.6423 | 0
2026 | 1 | 5 | 4 | 874.3125 | 0
2026 | 1 | 5 | 5 | 887.3295 | 0
2026 | 1 | 5 | 6 | 930.347 | 0
2026 | 1 | 5 | 7 | 1008.7957 | 0
2026 | 1 | 5 | 8 | 1093.4131 | 43.4131
2026 | 1 | 5 | 9 | 1118.4827 | 68.4827
2026 | 1 | 5 | 10 | 1137.022 | 87.022
2026 | 1 | 5 | 11 | 1155.2028 | 105.2028
2026 | 1 | 5 | 12 | 1166.1725 | 116.1725
2026 | 1 | 5 | 13 | 1168.2016 | 118.2016
2026 | 1 | 5 | 14 | 1166.8269 | 116.8269
2026 | 1 | 5 | 15 | 1159.1096 | 109.1096
2026 | 1 | 5 | 16 | 1167.1297 | 117.1297
2026 | 1 | 5 | 17 | 1187.6959 | 137.6959
2026 | 1 | 5 | 18 | 1208.2621 | 158.2621
2026 | 1 | 5 | 19 | 1204.8183 | 154.8183
2026 | 1 | 5 | 20 | 1177.8806 | 127.8806
2026 | 1 | 5 | 21 | 1148.3382 | 98.3382
2026 | 1 | 5 | 22 | 1103.1801 | 53.1801
2026 | 1 | 5 | 23 | 1045.6724 | 0
2026 | 1 | 6 | 0 | 982.1793 | 0
2026 | 1 | 6 | 1 | 903.7758 | 0
2026 | 1 | 6 | 2 | 873.837 | 0
2026 | 1 | 6 | 3 | 854.7751 | 0
2026 | 1 | 6 | 4 | 846.8124 | 0
2026 | 1 | 6 | 5 | 857.4361 | 0
2026 | 1 | 6 | 6 | 898.8442 | 0
2026 | 1 | 6 | 7 | 981.6369 | 0
2026 | 1 | 6 | 8 | 1065.8782 | 15.8782
2026 | 1 | 6 | 9 | 1095.6061 | 45.6061
2026 | 1 | 6 | 10 | 1114.3731 | 64.3731
2026 | 1 | 6 | 11 | 1135.5237 | 85.5237
2026 | 1 | 6 | 12 | 1145.2995 | 95.2995
2026 | 1 | 6 | 13 | 1147.9796 | 97.9796
2026 | 1 | 6 | 14 | 1143.5148 | 93.5148
2026 | 1 | 6 | 15 | 1132.0026 | 82.0026
2026 | 1 | 6 | 16 | 1108.394 | 58.394
2026 | 1 | 6 | 17 | 1123.2161 | 73.2161
2026 | 1 | 6 | 18 | 1176.8293 | 126.8293
2026 | 1 | 6 | 19 | 1178.5264 | 128.5264
2026 | 1 | 6 | 20 | 1161.0377 | 111.0377
2026 | 1 | 6 | 21 | 1133.8902 | 83.8902
2026 | 1 | 6 | 22 | 1085.2276 | 35.2276
2026 | 1 | 6 | 23 | 1020.2491 | 0
2026 | 1 | 7 | 0 | 951.6374 | 0
2026 | 1 | 7 | 1 | 937.2637 | 0
2026 | 1 | 7 | 2 | 910.7693 | 0
2026 | 1 | 7 | 3 | 893.9785 | 0
2026 | 1 | 7 | 4 | 889.4004 | 0
2026 | 1 | 7 | 5 | 899.1224 | 0
2026 | 1 | 7 | 6 | 935.7357 | 0
2026 | 1 | 7 | 7 | 1001.8214 | 0
2026 | 1 | 7 | 8 | 1072.0927 | 22.0927
2026 | 1 | 7 | 9 | 1093.1892 | 43.1892
2026 | 1 | 7 | 10 | 1115.2298 | 65.2298
2026 | 1 | 7 | 11 | 1138.2807 | 88.2807
2026 | 1 | 7 | 12 | 1154.5452 | 104.5452
2026 | 1 | 7 | 13 | 1161.8823 | 111.8823
2026 | 1 | 7 | 14 | 1162.8985 | 112.8985
2026 | 1 | 7 | 15 | 1157.8315 | 107.8315
2026 | 1 | 7 | 16 | 1158.5758 | 108.5758
2026 | 1 | 7 | 17 | 1176.7894 | 126.7894
2026 | 1 | 7 | 18 | 1220.7716 | 170.7716
2026 | 1 | 7 | 19 | 1212.1986 | 162.1986
2026 | 1 | 7 | 20 | 1184.1739 | 134.1739
2026 | 1 | 7 | 21 | 1149.4417 | 99.4417
2026 | 1 | 7 | 22 | 1107.5594 | 57.5594
2026 | 1 | 7 | 23 | 1052.0971 | 2.0971
2026 | 1 | 8 | 0 | 994.6646 | 0
2026 | 1 | 8 | 1 | 961.0305 | 0
2026 | 1 | 8 | 2 | 927.3963 | 0
2026 | 1 | 8 | 3 | 909.1661 | 0
2026 | 1 | 8 | 4 | 900.2676 | 0
2026 | 1 | 8 | 5 | 903.8936 | 0
2026 | 1 | 8 | 6 | 932.1704 | 0
2026 | 1 | 8 | 7 | 992.579 | 0
2026 | 1 | 8 | 8 | 1059.3565 | 9.3565
2026 | 1 | 8 | 9 | 1092.282 | 42.282
2026 | 1 | 8 | 10 | 1117.9953 | 67.9953
2026 | 1 | 8 | 11 | 1140.0623 | 90.0623
2026 | 1 | 8 | 12 | 1155.5936 | 105.5936
2026 | 1 | 8 | 13 | 1160.9454 | 110.9454
2026 | 1 | 8 | 14 | 1159.6908 | 109.6908
2026 | 1 | 8 | 15 | 1152.944 | 102.944
2026 | 1 | 8 | 16 | 1161.014 | 111.014
2026 | 1 | 8 | 17 | 1180.9106 | 130.9106
2026 | 1 | 8 | 18 | 1200.8072 | 150.8072
2026 | 1 | 8 | 19 | 1194.7735 | 144.7735
2026 | 1 | 8 | 20 | 1171.1849 | 121.1849
2026 | 1 | 8 | 21 | 1148.7349 | 98.7349
2026 | 1 | 8 | 22 | 1108.5657 | 58.5657
2026 | 1 | 8 | 23 | 1060.054 | 10.054
2026 | 1 | 9 | 0 | 1005.6914 | 0
2026 | 1 | 9 | 1 | 948.7339 | 0
2026 | 1 | 9 | 2 | 922.207 | 0
2026 | 1 | 9 | 3 | 906.7191 | 0
2026 | 1 | 9 | 4 | 902.5485 | 0
2026 | 1 | 9 | 5 | 910.0384 | 0
2026 | 1 | 9 | 6 | 947.5492 | 0
2026 | 1 | 9 | 7 | 1015.8275 | 0
2026 | 1 | 9 | 8 | 1095.0064 | 45.0064
2026 | 1 | 9 | 9 | 1128.9963 | 78.9963
2026 | 1 | 9 | 10 | 1150.298 | 100.298
2026 | 1 | 9 | 11 | 1167.6415 | 117.6415
2026 | 1 | 9 | 12 | 1169.2154 | 119.2154
2026 | 1 | 9 | 13 | 1170.7893 | 120.7893
2026 | 1 | 9 | 14 | 1163.6886 | 113.6886
2026 | 1 | 9 | 15 | 1151.4264 | 101.4264
2026 | 1 | 9 | 16 | 1152.9351 | 102.9351
2026 | 1 | 9 | 17 | 1154.4439 | 104.4439
2026 | 1 | 9 | 18 | 1188.6869 | 138.6869
2026 | 1 | 9 | 19 | 1186.8343 | 136.8343
2026 | 1 | 9 | 20 | 1159.9371 | 109.9371
2026 | 1 | 9 | 21 | 1133.5713 | 83.5713
2026 | 1 | 9 | 22 | 1095.7842 | 45.7842
2026 | 1 | 9 | 23 | 1055.5535 | 5.5535
2026 | 1 | 10 | 0 | 1005.7656 | 0
2026 | 1 | 10 | 1 | 944.9448 | 0
2026 | 1 | 10 | 2 | 884.124 | 0
2026 | 1 | 10 | 3 | 862.8583 | 0
2026 | 1 | 10 | 4 | 847.9149 | 0
2026 | 1 | 10 | 5 | 839.1319 | 0
2026 | 1 | 10 | 6 | 840.1418 | 0
2026 | 1 | 10 | 7 | 858.9663 | 0
2026 | 1 | 10 | 8 | 904.7492 | 0
2026 | 1 | 10 | 9 | 938.9355 | 0
2026 | 1 | 10 | 10 | 978.0486 | 0
2026 | 1 | 10 | 11 | 998.8822 | 0
2026 | 1 | 10 | 12 | 1019.7158 | 0
2026 | 1 | 10 | 13 | 1018.7086 | 0
2026 | 1 | 10 | 14 | 1009.4576 | 0
2026 | 1 | 10 | 15 | 995.2343 | 0
2026 | 1 | 10 | 16 | 1001.5518 | 0
2026 | 1 | 10 | 17 | 1007.8694 | 0
2026 | 1 | 10 | 18 | 1046.2279 | 0
2026 | 1 | 10 | 19 | 1040.314 | 0
2026 | 1 | 10 | 20 | 1009.2206 | 0
2026 | 1 | 10 | 21 | 987.6419 | 0
2026 | 1 | 10 | 22 | 958.2403 | 0
2026 | 1 | 10 | 23 | 931.4931 | 0
2026 | 1 | 11 | 0 | 891.7941 | 0
2026 | 1 | 11 | 1 | 864.7306 | 0
2026 | 1 | 11 | 2 | 839.0294 | 0
2026 | 1 | 11 | 3 | 821.4453 | 0
2026 | 1 | 11 | 4 | 810.4117 | 0
2026 | 1 | 11 | 5 | 805.011 | 0
2026 | 1 | 11 | 6 | 807.7222 | 0
2026 | 1 | 11 | 7 | 819.3694 | 0
2026 | 1 | 11 | 8 | 854.6523 | 0
2026 | 1 | 11 | 9 | 890.5374 | 0
2026 | 1 | 11 | 10 | 928.3852 | 0
2026 | 1 | 11 | 11 | 957.85 | 0
2026 | 1 | 11 | 12 | 987.3148 | 0
2026 | 1 | 11 | 13 | 994.2555 | 0
2026 | 1 | 11 | 14 | 990.2722 | 0
2026 | 1 | 11 | 15 | 985.3944 | 0
2026 | 1 | 11 | 16 | 988.4823 | 0
2026 | 1 | 11 | 17 | 1015.2309 | 0
2026 | 1 | 11 | 18 | 1065.7351 | 15.7351
2026 | 1 | 11 | 19 | 1076.2178 | 26.2178
2026 | 1 | 11 | 20 | 1054.6268 | 4.6268
2026 | 1 | 11 | 21 | 1034.2337 | 0
2026 | 1 | 11 | 22 | 1004.7966 | 0
2026 | 1 | 11 | 23 | 969.1626 | 0
2026 | 1 | 12 | 0 | 929.1896 | 0
2026 | 1 | 12 | 1 | 921.4161 | 0
2026 | 1 | 12 | 2 | 899.0071 | 0
2026 | 1 | 12 | 3 | 888.2133 | 0
2026 | 1 | 12 | 4 | 887.2069 | 0
2026 | 1 | 12 | 5 | 897.3342 | 0
2026 | 1 | 12 | 6 | 938.238 | 0
2026 | 1 | 12 | 7 | 1022.1374 | 0
2026 | 1 | 12 | 8 | 1106.0368 | 56.0368
2026 | 1 | 12 | 9 | 1139.8055 | 89.8055
2026 | 1 | 12 | 10 | 1162.9326 | 112.9326
2026 | 1 | 12 | 11 | 1181.5511 | 131.5511
2026 | 1 | 12 | 12 | 1193.5461 | 143.5461
2026 | 1 | 12 | 13 | 1191.5558 | 141.5558
2026 | 1 | 12 | 14 | 1187.637 | 137.637
2026 | 1 | 12 | 15 | 1178.1295 | 128.1295
2026 | 1 | 12 | 16 | 1173.4985 | 123.4985
2026 | 1 | 12 | 17 | 1187.1775 | 137.1775
2026 | 1 | 12 | 18 | 1228.4695 | 178.4695
2026 | 1 | 12 | 19 | 1238.8512 | 188.8512
2026 | 1 | 12 | 20 | 1219.0177 | 169.0177
2026 | 1 | 12 | 21 | 1194.8036 | 144.8036
2026 | 1 | 12 | 22 | 1149.3454 | 99.3454
2026 | 1 | 12 | 23 | 1094.9133 | 44.9133
2026 | 1 | 13 | 0 | 1031.0121 | 0
2026 | 1 | 13 | 1 | 991.2401 | 0
2026 | 1 | 13 | 2 | 965.7476 | 0
2026 | 1 | 13 | 3 | 949.8122 | 0
2026 | 1 | 13 | 4 | 945.3209 | 0
2026 | 1 | 13 | 5 | 952.5725 | 0
2026 | 1 | 13 | 6 | 984.8915 | 0
2026 | 1 | 13 | 7 | 1073.0628 | 23.0628
2026 | 1 | 13 | 8 | 1161.2341 | 111.2341
2026 | 1 | 13 | 9 | 1193.6378 | 143.6378
2026 | 1 | 13 | 10 | 1211.112 | 161.112
2026 | 1 | 13 | 11 | 1231.7836 | 181.7836
2026 | 1 | 13 | 12 | 1243.0165 | 193.0165
2026 | 1 | 13 | 13 | 1242.6612 | 192.6612
2026 | 1 | 13 | 14 | 1237.1694 | 187.1694
2026 | 1 | 13 | 15 | 1224.57 | 174.57
2026 | 1 | 13 | 16 | 1220.2482 | 170.2482
2026 | 1 | 13 | 17 | 1215.9265 | 165.9265
2026 | 1 | 13 | 18 | 1269.8191 | 219.8191
2026 | 1 | 13 | 19 | 1281.2793 | 231.2793
2026 | 1 | 13 | 20 | 1262.2221 | 212.2221
2026 | 1 | 13 | 21 | 1237.35 | 187.35
2026 | 1 | 13 | 22 | 1191.3337 | 141.3337
2026 | 1 | 13 | 23 | 1129.6366 | 79.6366
2026 | 1 | 14 | 0 | 1060.624 | 10.624
2026 | 1 | 14 | 1 | 1025.8657 | 0
2026 | 1 | 14 | 2 | 995.5784 | 0
2026 | 1 | 14 | 3 | 976.874 | 0
2026 | 1 | 14 | 4 | 968.6791 | 0
2026 | 1 | 14 | 5 | 973.8478 | 0
2026 | 1 | 14 | 6 | 1003.3523 | 0
2026 | 1 | 14 | 7 | 1068.3363 | 18.3363
2026 | 1 | 14 | 8 | 1149.6634 | 99.6634
2026 | 1 | 14 | 9 | 1174.1125 | 124.1125
2026 | 1 | 14 | 10 | 1191.1578 | 141.1578
2026 | 1 | 14 | 11 | 1210.5929 | 160.5929
2026 | 1 | 14 | 12 | 1223.6254 | 173.6254
2026 | 1 | 14 | 13 | 1225.2819 | 175.2819
2026 | 1 | 14 | 14 | 1223.805 | 173.805
2026 | 1 | 14 | 15 | 1215.3309 | 165.3309
2026 | 1 | 14 | 16 | 1214.0116 | 164.0116
2026 | 1 | 14 | 17 | 1226.8499 | 176.8499
2026 | 1 | 14 | 18 | 1273.2026 | 223.2026
2026 | 1 | 14 | 19 | 1276.1538 | 226.1538
2026 | 1 | 14 | 20 | 1250.7497 | 200.7497
2026 | 1 | 14 | 21 | 1220.0629 | 170.0629
2026 | 1 | 14 | 22 | 1175.1576 | 125.1576
2026 | 1 | 14 | 23 | 1116.9146 | 66.9146
2026 | 1 | 15 | 0 | 1051.1073 | 1.1073
2026 | 1 | 15 | 1 | 1001.6289 | 0
2026 | 1 | 15 | 2 | 971.6245 | 0
2026 | 1 | 15 | 3 | 954.7827 | 0
2026 | 1 | 15 | 4 | 947.6297 | 0
2026 | 1 | 15 | 5 | 953.825 | 0
2026 | 1 | 15 | 6 | 989.8863 | 0
2026 | 1 | 15 | 7 | 1063.1457 | 13.1457
2026 | 1 | 15 | 8 | 1150.6922 | 100.6922
2026 | 1 | 15 | 9 | 1180.8232 | 130.8232
2026 | 1 | 15 | 10 | 1199.6456 | 149.6456
2026 | 1 | 15 | 11 | 1217.1949 | 167.1949
2026 | 1 | 15 | 12 | 1227.0491 | 177.0491
2026 | 1 | 15 | 13 | 1226.5 | 176.5
2026 | 1 | 15 | 14 | 1221.9064 | 171.9064
2026 | 1 | 15 | 15 | 1212.4243 | 162.4243
2026 | 1 | 15 | 16 | 1205.3909 | 155.3909
2026 | 1 | 15 | 17 | 1214.5943 | 164.5943
2026 | 1 | 15 | 18 | 1247.3443 | 197.3443
2026 | 1 | 15 | 19 | 1258.1998 | 208.1998
2026 | 1 | 15 | 20 | 1238.0335 | 188.0335
2026 | 1 | 15 | 21 | 1214.3748 | 164.3748
2026 | 1 | 15 | 22 | 1170.0126 | 120.0126
2026 | 1 | 15 | 23 | 1114.1778 | 64.1778
2026 | 1 | 16 | 0 | 1047.5389 | 0
2026 | 1 | 16 | 1 | 1008.7408 | 0
2026 | 1 | 16 | 2 | 975.5932 | 0
2026 | 1 | 16 | 3 | 956.0412 | 0
2026 | 1 | 16 | 4 | 945.7045 | 0
2026 | 1 | 16 | 5 | 950.7287 | 0
2026 | 1 | 16 | 6 | 983.6917 | 0
2026 | 1 | 16 | 7 | 1057.7556 | 7.7556
2026 | 1 | 16 | 8 | 1142.8265 | 92.8265
2026 | 1 | 16 | 9 | 1174.871 | 124.871
2026 | 1 | 16 | 10 | 1197.848 | 147.848
2026 | 1 | 16 | 11 | 1216.2893 | 166.2893
2026 | 1 | 16 | 12 | 1227.2693 | 177.2693
2026 | 1 | 16 | 13 | 1226.9664 | 176.9664
2026 | 1 | 16 | 14 | 1222.3196 | 172.3196
2026 | 1 | 16 | 15 | 1208.9942 | 158.9942
2026 | 1 | 16 | 16 | 1208.1999 | 158.1999
2026 | 1 | 16 | 17 | 1207.4057 | 157.4057
2026 | 1 | 16 | 18 | 1234.2743 | 184.2743
2026 | 1 | 16 | 19 | 1236.5859 | 186.5859
2026 | 1 | 16 | 20 | 1208.9753 | 158.9753
2026 | 1 | 16 | 21 | 1181.1122 | 131.1122
2026 | 1 | 16 | 22 | 1137.7313 | 87.7313
2026 | 1 | 16 | 23 | 1089.4721 | 39.4721
2026 | 1 | 17 | 0 | 1024.9605 | 0
2026 | 1 | 17 | 1 | 953.1224 | 0
2026 | 1 | 17 | 2 | 920.355 | 0
2026 | 1 | 17 | 3 | 897.2335 | 0
2026 | 1 | 17 | 4 | 884.0543 | 0
2026 | 1 | 17 | 5 | 877.5787 | 0
2026 | 1 | 17 | 6 | 882.9011 | 0
2026 | 1 | 17 | 7 | 902.4712 | 0
2026 | 1 | 17 | 8 | 941.1962 | 0
2026 | 1 | 17 | 9 | 978.7094 | 0
2026 | 1 | 17 | 10 | 1021.7851 | 0
2026 | 1 | 17 | 11 | 1052.9412 | 2.9412
2026 | 1 | 17 | 12 | 1071.0659 | 21.0659
2026 | 1 | 17 | 13 | 1074.8415 | 24.8415
2026 | 1 | 17 | 14 | 1067.0611 | 17.0611
2026 | 1 | 17 | 15 | 1055.7022 | 5.7022
2026 | 1 | 17 | 16 | 1048.5865 | 0
2026 | 1 | 17 | 17 | 1065.9952 | 15.9952
2026 | 1 | 17 | 18 | 1099.4052 | 49.4052
2026 | 1 | 17 | 19 | 1103.9258 | 53.9258
2026 | 1 | 17 | 20 | 1074.9804 | 24.9804
2026 | 1 | 17 | 21 | 1051.1209 | 1.1209
2026 | 1 | 17 | 22 | 1021.0587 | 0
2026 | 1 | 17 | 23 | 991.0631 | 0
2026 | 1 | 18 | 0 | 950.8381 | 0
2026 | 1 | 18 | 1 | 898.8482 | 0
2026 | 1 | 18 | 2 | 869.784 | 0
2026 | 1 | 18 | 3 | 848.5022 | 0
2026 | 1 | 18 | 4 | 836.0769 | 0
2026 | 1 | 18 | 5 | 829.3328 | 0
2026 | 1 | 18 | 6 | 832.2989 | 0
2026 | 1 | 18 | 7 | 846.3098 | 0
2026 | 1 | 18 | 8 | 875.4212 | 0
2026 | 1 | 18 | 9 | 912.3884 | 0
2026 | 1 | 18 | 10 | 958.5933 | 0
2026 | 1 | 18 | 11 | 991.9784 | 0
2026 | 1 | 18 | 12 | 1013.8123 | 0
2026 | 1 | 18 | 13 | 1035.6462 | 0
2026 | 1 | 18 | 14 | 1034.1829 | 0
2026 | 1 | 18 | 15 | 1029.2989 | 0
2026 | 1 | 18 | 16 | 1046.704 | 0
2026 | 1 | 18 | 17 | 1064.1091 | 14.1091
2026 | 1 | 18 | 18 | 1097.5655 | 47.5655
2026 | 1 | 18 | 19 | 1115.4176 | 65.4176
2026 | 1 | 18 | 20 | 1098.4496 | 48.4496
2026 | 1 | 18 | 21 | 1081.9299 | 31.9299
2026 | 1 | 18 | 22 | 1048.9001 | 0
2026 | 1 | 18 | 23 | 1007.1473 | 0
2026 | 1 | 19 | 0 | 958.2455 | 0
2026 | 1 | 19 | 1 | 945.5424 | 0
2026 | 1 | 19 | 2 | 932.8394 | 0
2026 | 1 | 19 | 3 | 919.1467 | 0
2026 | 1 | 19 | 4 | 915.4932 | 0
2026 | 1 | 19 | 5 | 924.7022 | 0
2026 | 1 | 19 | 6 | 960.669 | 0
2026 | 1 | 19 | 7 | 1042.4627 | 0
2026 | 1 | 19 | 8 | 1124.2564 | 74.2564
2026 | 1 | 19 | 9 | 1159.2541 | 109.2541
2026 | 1 | 19 | 10 | 1186.8863 | 136.8863
2026 | 1 | 19 | 11 | 1208.7191 | 158.7191
2026 | 1 | 19 | 12 | 1223.4366 | 173.4366
2026 | 1 | 19 | 13 | 1224.1213 | 174.1213
2026 | 1 | 19 | 14 | 1221.5758 | 171.5758
2026 | 1 | 19 | 15 | 1212.7142 | 162.7142
2026 | 1 | 19 | 16 | 1219.5268 | 169.5268
2026 | 1 | 19 | 17 | 1226.3394 | 176.3394
2026 | 1 | 19 | 18 | 1257.4556 | 207.4556
2026 | 1 | 19 | 19 | 1268.1631 | 218.1631
2026 | 1 | 19 | 20 | 1245.114 | 195.114
2026 | 1 | 19 | 21 | 1219.9176 | 169.9176
2026 | 1 | 19 | 22 | 1175.1369 | 125.1369
2026 | 1 | 19 | 23 | 1117.9277 | 67.9277
2026 | 1 | 20 | 0 | 1054.2229 | 4.2229
2026 | 1 | 20 | 1 | 987.2298 | 0
2026 | 1 | 20 | 2 | 955.2743 | 0
2026 | 1 | 20 | 3 | 935.0229 | 0
2026 | 1 | 20 | 4 | 925.3172 | 0
2026 | 1 | 20 | 5 | 929.4214 | 0
2026 | 1 | 20 | 6 | 960.46 | 0
2026 | 1 | 20 | 7 | 1033.0903 | 0
2026 | 1 | 20 | 8 | 1119.2102 | 69.2102
2026 | 1 | 20 | 9 | 1150.7153 | 100.7153
2026 | 1 | 20 | 10 | 1174.0503 | 124.0503
2026 | 1 | 20 | 11 | 1199.9219 | 149.9219
2026 | 1 | 20 | 12 | 1208.5747 | 158.5747
2026 | 1 | 20 | 13 | 1217.2274 | 167.2274
2026 | 1 | 20 | 14 | 1214.0954 | 164.0954
2026 | 1 | 20 | 15 | 1204.6686 | 154.6686
2026 | 1 | 20 | 16 | 1199.0543 | 149.0543
2026 | 1 | 20 | 17 | 1193.4401 | 143.4401
2026 | 1 | 20 | 18 | 1231.9482 | 181.9482
2026 | 1 | 20 | 19 | 1239.1062 | 189.1062
2026 | 1 | 20 | 20 | 1215.3868 | 165.3868
2026 | 1 | 20 | 21 | 1186.7297 | 136.7297
2026 | 1 | 20 | 22 | 1141.5188 | 91.5188
2026 | 1 | 20 | 23 | 1082.8269 | 32.8269
2026 | 1 | 21 | 0 | 1016.1387 | 0
2026 | 1 | 21 | 1 | 997.5798 | 0
2026 | 1 | 21 | 2 | 970.4599 | 0
2026 | 1 | 21 | 3 | 954.9348 | 0
2026 | 1 | 21 | 4 | 949.326 | 0
2026 | 1 | 21 | 5 | 954.6538 | 0
2026 | 1 | 21 | 6 | 983.1424 | 0
2026 | 1 | 21 | 7 | 1046.3899 | 0
2026 | 1 | 21 | 8 | 1139.0305 | 89.0305
2026 | 1 | 21 | 9 | 1169.3889 | 119.3889
2026 | 1 | 21 | 10 | 1186.581 | 136.581
2026 | 1 | 21 | 11 | 1205.2929 | 155.2929
2026 | 1 | 21 | 12 | 1217.6028 | 167.6028
2026 | 1 | 21 | 13 | 1219.0855 | 169.0855
2026 | 1 | 21 | 14 | 1220.0343 | 170.0343
2026 | 1 | 21 | 15 | 1213.5973 | 163.5973
2026 | 1 | 21 | 16 | 1215.4436 | 165.4436
2026 | 1 | 21 | 17 | 1231.1944 | 181.1944
2026 | 1 | 21 | 18 | 1266.3384 | 216.3384
2026 | 1 | 21 | 19 | 1279.0794 | 229.0794
2026 | 1 | 21 | 20 | 1261.6626 | 211.6626
2026 | 1 | 21 | 21 | 1237.4712 | 187.4712
2026 | 1 | 21 | 22 | 1199.1904 | 149.1904
2026 | 1 | 21 | 23 | 1143.358 | 93.358
2026 | 1 | 22 | 0 | 1081.9802 | 31.9802
2026 | 1 | 22 | 1 | 1045.8112 | 0
2026 | 1 | 22 | 2 | 1016.6768 | 0
2026 | 1 | 22 | 3 | 999.9283 | 0
2026 | 1 | 22 | 4 | 992.3911 | 0
2026 | 1 | 22 | 5 | 994.9096 | 0
2026 | 1 | 22 | 6 | 1022.1897 | 0
2026 | 1 | 22 | 7 | 1089.7673 | 39.7673
2026 | 1 | 22 | 8 | 1178.9657 | 128.9657
2026 | 1 | 22 | 9 | 1209.5824 | 159.5824
2026 | 1 | 22 | 10 | 1227.0468 | 177.0468
2026 | 1 | 22 | 11 | 1240.6938 | 190.6938
2026 | 1 | 22 | 12 | 1250.4606 | 200.4606
2026 | 1 | 22 | 13 | 1246.239 | 196.239
2026 | 1 | 22 | 14 | 1240.6366 | 190.6366
2026 | 1 | 22 | 15 | 1229.0386 | 179.0386
2026 | 1 | 22 | 16 | 1219.8545 | 169.8545
2026 | 1 | 22 | 17 | 1228.1128 | 178.1128
2026 | 1 | 22 | 18 | 1257.8599 | 207.8599
2026 | 1 | 22 | 19 | 1278.5302 | 228.5302
2026 | 1 | 22 | 20 | 1268.9293 | 218.9293
2026 | 1 | 22 | 21 | 1251.0297 | 201.0297
2026 | 1 | 22 | 22 | 1212.047 | 162.047
2026 | 1 | 22 | 23 | 1159.6841 | 109.6841
2026 | 1 | 23 | 0 | 1095.4432 | 45.4432
2026 | 1 | 23 | 1 | 1037.9503 | 0
2026 | 1 | 23 | 2 | 1004.0055 | 0
2026 | 1 | 23 | 3 | 985.3876 | 0
2026 | 1 | 23 | 4 | 975.9116 | 0
2026 | 1 | 23 | 5 | 977.7025 | 0
2026 | 1 | 23 | 6 | 1004.9414 | 0
2026 | 1 | 23 | 7 | 1080.2384 | 30.2384
2026 | 1 | 23 | 8 | 1184.9729 | 134.9729
2026 | 1 | 23 | 9 | 1222.4646 | 172.4646
2026 | 1 | 23 | 10 | 1239.5769 | 189.5769
2026 | 1 | 23 | 11 | 1254.8966 | 204.8966
2026 | 1 | 23 | 12 | 1262.7979 | 212.7979
2026 | 1 | 23 | 13 | 1252.9729 | 202.9729
2026 | 1 | 23 | 14 | 1243.7664 | 193.7664
2026 | 1 | 23 | 15 | 1224.7968 | 174.7968
2026 | 1 | 23 | 16 | 1208.7396 | 158.7396
2026 | 1 | 23 | 17 | 1212.34 | 162.34
2026 | 1 | 23 | 18 | 1248.4763 | 198.4763
2026 | 1 | 23 | 19 | 1271.1888 | 221.1888
2026 | 1 | 23 | 20 | 1262.431 | 212.431
2026 | 1 | 23 | 21 | 1244.0615 | 194.0615
2026 | 1 | 23 | 22 | 1204.5077 | 154.5077
2026 | 1 | 23 | 23 | 1150.5767 | 100.5767
2026 | 1 | 24 | 0 | 1074.0762 | 24.0762
2026 | 1 | 24 | 1 | 1023.8698 | 0
2026 | 1 | 24 | 2 | 989.3863 | 0
2026 | 1 | 24 | 3 | 964.4389 | 0
2026 | 1 | 24 | 4 | 951.0968 | 0
2026 | 1 | 24 | 5 | 948.6618 | 0
2026 | 1 | 24 | 6 | 961.0325 | 0
2026 | 1 | 24 | 7 | 984.288 | 0
2026 | 1 | 24 | 8 | 1006.0302 | 0
2026 | 1 | 24 | 9 | 1039.1905 | 0
2026 | 1 | 24 | 10 | 1085.3285 | 35.3285
2026 | 1 | 24 | 11 | 1115.0351 | 65.0351
2026 | 1 | 24 | 12 | 1134.4634 | 84.4634
2026 | 1 | 24 | 13 | 1140.6329 | 90.6329
2026 | 1 | 24 | 14 | 1131.8742 | 81.8742
2026 | 1 | 24 | 15 | 1118.0751 | 68.0751
2026 | 1 | 24 | 16 | 1109.2766 | 59.2766
2026 | 1 | 24 | 17 | 1126.4051 | 76.4051
2026 | 1 | 24 | 18 | 1160.6856 | 110.6856
2026 | 1 | 24 | 19 | 1175.6771 | 125.6771
2026 | 1 | 24 | 20 | 1147.1808 | 97.1808
2026 | 1 | 24 | 21 | 1120.5498 | 70.5498
2026 | 1 | 24 | 22 | 1087.6657 | 37.6657
2026 | 1 | 24 | 23 | 1052.9853 | 2.9853
2026 | 1 | 25 | 0 | 1009.381 | 0
2026 | 1 | 25 | 1 | 932.6056 | 0
2026 | 1 | 25 | 2 | 899.5779 | 0
2026 | 1 | 25 | 3 | 875.9352 | 0
2026 | 1 | 25 | 4 | 859.0933 | 0
2026 | 1 | 25 | 5 | 846.6544 | 0
2026 | 1 | 25 | 6 | 836.3476 | 0
2026 | 1 | 25 | 7 | 841.5321 | 0
2026 | 1 | 25 | 8 | 878.9884 | 0
2026 | 1 | 25 | 9 | 917.0098 | 0
2026 | 1 | 25 | 10 | 955.2536 | 0
2026 | 1 | 25 | 11 | 986.3641 | 0
2026 | 1 | 25 | 12 | 1013.4826 | 0
2026 | 1 | 25 | 13 | 1022.4259 | 0
2026 | 1 | 25 | 14 | 1021.6571 | 0
2026 | 1 | 25 | 15 | 1018.2347 | 0
2026 | 1 | 25 | 16 | 1030.9871 | 0
2026 | 1 | 25 | 17 | 1043.7396 | 0
2026 | 1 | 25 | 18 | 1074.7945 | 24.7945
2026 | 1 | 25 | 19 | 1086.2768 | 36.2768
2026 | 1 | 25 | 20 | 1063.3414 | 13.3414
2026 | 1 | 25 | 21 | 1042.3302 | 0
2026 | 1 | 25 | 22 | 1012.7536 | 0
2026 | 1 | 25 | 23 | 975.5537 | 0
2026 | 1 | 26 | 0 | 927.4965 | 0
2026 | 1 | 26 | 1 | 912.1403 | 0
2026 | 1 | 26 | 2 | 886.5137 | 0
2026 | 1 | 26 | 3 | 870.3535 | 0
2026 | 1 | 26 | 4 | 863.6672 | 0
2026 | 1 | 26 | 5 | 871.7406 | 0
2026 | 1 | 26 | 6 | 909.4376 | 0
2026 | 1 | 26 | 7 | 986.1346 | 0
2026 | 1 | 26 | 8 | 1072.1375 | 22.1375
2026 | 1 | 26 | 9 | 1111.282 | 61.282
2026 | 1 | 26 | 10 | 1141.4018 | 91.4018
2026 | 1 | 26 | 11 | 1164.2634 | 114.2634
2026 | 1 | 26 | 12 | 1181.5991 | 131.5991
2026 | 1 | 26 | 13 | 1187.143 | 137.143
2026 | 1 | 26 | 14 | 1188.592 | 138.592
2026 | 1 | 26 | 15 | 1180.8888 | 130.8888
2026 | 1 | 26 | 16 | 1177.1843 | 127.1843
2026 | 1 | 26 | 17 | 1191.9184 | 141.9184
2026 | 1 | 26 | 18 | 1216.2951 | 166.2951
2026 | 1 | 26 | 19 | 1227.6986 | 177.6986
2026 | 1 | 26 | 20 | 1205.2297 | 155.2297
2026 | 1 | 26 | 21 | 1176.3453 | 126.3453
2026 | 1 | 26 | 22 | 1129.4287 | 79.4287
2026 | 1 | 26 | 23 | 1070.487 | 20.487
2026 | 1 | 27 | 0 | 1005.6742 | 0
2026 | 1 | 27 | 1 | 954.0189 | 0
2026 | 1 | 27 | 2 | 925.4818 | 0
2026 | 1 | 27 | 3 | 908.6945 | 0
2026 | 1 | 27 | 4 | 902.5151 | 0
2026 | 1 | 27 | 5 | 908.4846 | 0
2026 | 1 | 27 | 6 | 939.0346 | 0
2026 | 1 | 27 | 7 | 1024.0714 | 0
2026 | 1 | 27 | 8 | 1109.1083 | 59.1083
2026 | 1 | 27 | 9 | 1148.7666 | 98.7666
2026 | 1 | 27 | 10 | 1172.4954 | 122.4954
2026 | 1 | 27 | 11 | 1194.0078 | 144.0078
2026 | 1 | 27 | 12 | 1207.862 | 157.862
2026 | 1 | 27 | 13 | 1207.1472 | 157.1472
2026 | 1 | 27 | 14 | 1204.2045 | 154.2045
2026 | 1 | 27 | 15 | 1192.3923 | 142.3923
2026 | 1 | 27 | 16 | 1169.316 | 119.316
2026 | 1 | 27 | 17 | 1183.6217 | 133.6217
2026 | 1 | 27 | 18 | 1224.9882 | 174.9882
2026 | 1 | 27 | 19 | 1245.4327 | 195.4327
2026 | 1 | 27 | 20 | 1229.1029 | 179.1029
2026 | 1 | 27 | 21 | 1202.7612 | 152.7612
2026 | 1 | 27 | 22 | 1162.4398 | 112.4398
2026 | 1 | 27 | 23 | 1104.5134 | 54.5134
2026 | 1 | 28 | 0 | 1040.3572 | 0
2026 | 1 | 28 | 1 | 1000.6367 | 0
2026 | 1 | 28 | 2 | 971.1622 | 0
2026 | 1 | 28 | 3 | 952.0119 | 0
2026 | 1 | 28 | 4 | 942.9012 | 0
2026 | 1 | 28 | 5 | 945.1075 | 0
2026 | 1 | 28 | 6 | 968.9736 | 0
2026 | 1 | 28 | 7 | 1048.1313 | 0
2026 | 1 | 28 | 8 | 1127.2891 | 77.2891
2026 | 1 | 28 | 9 | 1158.2268 | 108.2268
2026 | 1 | 28 | 10 | 1174.4595 | 124.4595
2026 | 1 | 28 | 11 | 1192.1318 | 142.1318
2026 | 1 | 28 | 12 | 1204.7916 | 154.7916
2026 | 1 | 28 | 13 | 1203.7038 | 153.7038
2026 | 1 | 28 | 14 | 1202.8263 | 152.8263
2026 | 1 | 28 | 15 | 1194.5631 | 144.5631
2026 | 1 | 28 | 16 | 1186.8288 | 136.8288
2026 | 1 | 28 | 17 | 1198.2737 | 148.2737
2026 | 1 | 28 | 18 | 1241.3184 | 191.3184
2026 | 1 | 28 | 19 | 1267.7595 | 217.7595
2026 | 1 | 28 | 20 | 1259.6964 | 209.6964
2026 | 1 | 28 | 21 | 1235.4738 | 185.4738
2026 | 1 | 28 | 22 | 1193.834 | 143.834
2026 | 1 | 28 | 23 | 1127.7307 | 77.7307
2026 | 1 | 29 | 0 | 1058.0295 | 8.0295
2026 | 1 | 29 | 1 | 1025.4054 | 0
2026 | 1 | 29 | 2 | 992.7812 | 0
2026 | 1 | 29 | 3 | 977.4222 | 0
2026 | 1 | 29 | 4 | 970.6384 | 0
2026 | 1 | 29 | 5 | 979.3136 | 0
2026 | 1 | 29 | 6 | 1016.6045 | 0
2026 | 1 | 29 | 7 | 1086.4095 | 36.4095
2026 | 1 | 29 | 8 | 1160.1697 | 110.1697
2026 | 1 | 29 | 9 | 1191.6727 | 141.6727
2026 | 1 | 29 | 10 | 1210.8271 | 160.8271
2026 | 1 | 29 | 11 | 1225.3005 | 175.3005
2026 | 1 | 29 | 12 | 1231.991 | 181.991
2026 | 1 | 29 | 13 | 1229.9982 | 179.9982
2026 | 1 | 29 | 14 | 1222.2617 | 172.2617
2026 | 1 | 29 | 15 | 1212.1201 | 162.1201
2026 | 1 | 29 | 16 | 1207.6077 | 157.6077
2026 | 1 | 29 | 17 | 1213.183 | 163.183
2026 | 1 | 29 | 18 | 1229.0372 | 179.0372
2026 | 1 | 29 | 19 | 1249.4995 | 199.4995
2026 | 1 | 29 | 20 | 1229.2469 | 179.2469
2026 | 1 | 29 | 21 | 1201.1527 | 151.1527
2026 | 1 | 29 | 22 | 1157.6977 | 107.6977
2026 | 1 | 29 | 23 | 1106.9288 | 56.9288
2026 | 1 | 30 | 0 | 1052.593 | 2.593
2026 | 1 | 30 | 1 | 989.7724 | 0
2026 | 1 | 30 | 2 | 962.1613 | 0
2026 | 1 | 30 | 3 | 942.8583 | 0
2026 | 1 | 30 | 4 | 934.9087 | 0
2026 | 1 | 30 | 5 | 943.741 | 0
2026 | 1 | 30 | 6 | 982.7311 | 0
2026 | 1 | 30 | 7 | 1058.9209 | 8.9209
2026 | 1 | 30 | 8 | 1114.1778 | 64.1778
2026 | 1 | 30 | 9 | 1169.4348 | 119.4348
2026 | 1 | 30 | 10 | 1192.7175 | 142.7175
2026 | 1 | 30 | 11 | 1209.9582 | 159.9582
2026 | 1 | 30 | 12 | 1217.5995 | 167.5995
2026 | 1 | 30 | 13 | 1214.5594 | 164.5594
2026 | 1 | 30 | 14 | 1205.5754 | 155.5754
2026 | 1 | 30 | 15 | 1189.793 | 139.793
2026 | 1 | 30 | 16 | 1179.1969 | 129.1969
2026 | 1 | 30 | 17 | 1184.2947 | 134.2947
2026 | 1 | 30 | 18 | 1197.2974 | 147.2974
2026 | 1 | 30 | 19 | 1214.3924 | 164.3924
2026 | 1 | 30 | 20 | 1189.9653 | 139.9653
2026 | 1 | 30 | 21 | 1159.4163 | 109.4163
2026 | 1 | 30 | 22 | 1114.4858 | 64.4858
2026 | 1 | 30 | 23 | 1063.4286 | 13.4286
2026 | 1 | 31 | 0 | 1003.5086 | 0
2026 | 1 | 31 | 1 | 943.5886 | 0
2026 | 1 | 31 | 2 | 911.2444 | 0
2026 | 1 | 31 | 3 | 889.6473 | 0
2026 | 1 | 31 | 4 | 877.5467 | 0
2026 | 1 | 31 | 5 | 873.3612 | 0
2026 | 1 | 31 | 6 | 881.2585 | 0
2026 | 1 | 31 | 7 | 904.6224 | 0
2026 | 1 | 31 | 8 | 940.3406 | 0
2026 | 1 | 31 | 9 | 978.7489 | 0
2026 | 1 | 31 | 10 | 1020.8892 | 0
2026 | 1 | 31 | 11 | 1039.3556 | 0
2026 | 1 | 31 | 12 | 1054.6854 | 4.6854
2026 | 1 | 31 | 13 | 1057.4239 | 7.4239
2026 | 1 | 31 | 14 | 1057.0259 | 7.0259
2026 | 1 | 31 | 15 | 1043.0142 | 0
2026 | 1 | 31 | 16 | 1048.4086 | 0
2026 | 1 | 31 | 17 | 1053.803 | 3.803
2026 | 1 | 31 | 18 | 1073.9563 | 23.9563
2026 | 1 | 31 | 19 | 1094.1096 | 44.1096
2026 | 1 | 31 | 20 | 1068.5275 | 18.5275
2026 | 1 | 31 | 21 | 1045.9113 | 0
2026 | 1 | 31 | 22 | 1014.9777 | 0
2026 | 1 | 31 | 23 | 979.7489 | 0
2026 | 2 | 1 | 0 | 940.2287 | 0
2026 | 2 | 1 | 1 | 900.7086 | 0
2026 | 2 | 1 | 2 | 872.1594 | 0
2026 | 2 | 1 | 3 | 853.8921 | 0
2026 | 2 | 1 | 4 | 842.7671 | 0
2026 | 2 | 1 | 5 | 835.8059 | 0
2026 | 2 | 1 | 6 | 842.7232 | 0
2026 | 2 | 1 | 7 | 849.6406 | 0
2026 | 2 | 1 | 8 | 874.5527 | 0
2026 | 2 | 1 | 9 | 908.0857 | 0
2026 | 2 | 1 | 10 | 949.0856 | 0
2026 | 2 | 1 | 11 | 984.1279 | 0
2026 | 2 | 1 | 12 | 1008.8876 | 0
2026 | 2 | 1 | 13 | 1019.0551 | 0
2026 | 2 | 1 | 14 | 1014.5734 | 0
2026 | 2 | 1 | 15 | 1009.3688 | 0
2026 | 2 | 1 | 16 | 1011.2285 | 0
2026 | 2 | 1 | 17 | 1030.8233 | 0
2026 | 2 | 1 | 18 | 1059.7364 | 9.7364
2026 | 2 | 1 | 19 | 1089.402 | 39.402
2026 | 2 | 1 | 20 | 1072.6962 | 22.6962
2026 | 2 | 1 | 21 | 1052.2689 | 2.2689
2026 | 2 | 1 | 22 | 1020.845 | 0
2026 | 2 | 1 | 23 | 986.0377 | 0
2026 | 2 | 2 | 0 | 945.7559 | 0
2026 | 2 | 2 | 1 | 947.4804 | 0
2026 | 2 | 2 | 2 | 927.0394 | 0
2026 | 2 | 2 | 3 | 919.3465 | 0
2026 | 2 | 2 | 4 | 921.1727 | 0
2026 | 2 | 2 | 5 | 931.4657 | 0
2026 | 2 | 2 | 6 | 969.1165 | 0
2026 | 2 | 2 | 7 | 1051.3318 | 1.3318
2026 | 2 | 2 | 8 | 1133.547 | 83.547
2026 | 2 | 2 | 9 | 1171.9477 | 121.9477
2026 | 2 | 2 | 10 | 1197.0879 | 147.0879
2026 | 2 | 2 | 11 | 1213.735 | 163.735
2026 | 2 | 2 | 12 | 1222.6984 | 172.6984
2026 | 2 | 2 | 13 | 1219.4013 | 169.4013
2026 | 2 | 2 | 14 | 1214.3901 | 164.3901
2026 | 2 | 2 | 15 | 1205.4178 | 155.4178
2026 | 2 | 2 | 16 | 1201.398 | 151.398
2026 | 2 | 2 | 17 | 1205.7878 | 155.7878
2026 | 2 | 2 | 18 | 1226.9752 | 176.9752
2026 | 2 | 2 | 19 | 1263.1766 | 213.1766
2026 | 2 | 2 | 20 | 1252.8828 | 202.8828
2026 | 2 | 2 | 21 | 1229.9006 | 179.9006
2026 | 2 | 2 | 22 | 1187.8417 | 137.8417
2026 | 2 | 2 | 23 | 1133.2398 | 83.2398
2026 | 2 | 3 | 0 | 1074.3301 | 24.3301
2026 | 2 | 3 | 1 | 1026.5091 | 0
2026 | 2 | 3 | 2 | 1000.8391 | 0
2026 | 2 | 3 | 3 | 985.9964 | 0
2026 | 2 | 3 | 4 | 978.8243 | 0
2026 | 2 | 3 | 5 | 986.3493 | 0
2026 | 2 | 3 | 6 | 1017.9136 | 0
2026 | 2 | 3 | 7 | 1091.5474 | 41.5474
2026 | 2 | 3 | 8 | 1170.624 | 120.624
2026 | 2 | 3 | 9 | 1204.833 | 154.833
2026 | 2 | 3 | 10 | 1225.3781 | 175.3781
2026 | 2 | 3 | 11 | 1237.9742 | 187.9742
2026 | 2 | 3 | 12 | 1250.5703 | 200.5703
2026 | 2 | 3 | 13 | 1247.0674 | 197.0674
2026 | 2 | 3 | 14 | 1239.3282 | 189.3282
2026 | 2 | 3 | 15 | 1229.3543 | 179.3543
2026 | 2 | 3 | 16 | 1208.6888 | 158.6888
2026 | 2 | 3 | 17 | 1225.9596 | 175.9596
2026 | 2 | 3 | 18 | 1243.2304 | 193.2304
2026 | 2 | 3 | 19 | 1270.2868 | 220.2868
2026 | 2 | 3 | 20 | 1254.154 | 204.154
2026 | 2 | 3 | 21 | 1227.5003 | 177.5003
2026 | 2 | 3 | 22 | 1184.4218 | 134.4218
2026 | 2 | 3 | 23 | 1129.8451 | 79.8451
2026 | 2 | 4 | 0 | 1068.7635 | 18.7635
2026 | 2 | 4 | 1 | 1040.4063 | 0
2026 | 2 | 4 | 2 | 1014.8485 | 0
2026 | 2 | 4 | 3 | 997.3653 | 0
2026 | 2 | 4 | 4 | 990.8439 | 0
2026 | 2 | 4 | 5 | 996.2204 | 0
2026 | 2 | 4 | 6 | 1025.8102 | 0
2026 | 2 | 4 | 7 | 1097.9741 | 47.9741
2026 | 2 | 4 | 8 | 1170.1381 | 120.1381
2026 | 2 | 4 | 9 | 1196.9072 | 146.9072
2026 | 2 | 4 | 10 | 1211.5843 | 161.5843
2026 | 2 | 4 | 11 | 1228.6236 | 178.6236
2026 | 2 | 4 | 12 | 1235.4733 | 185.4733
2026 | 2 | 4 | 13 | 1235.2027 | 185.2027
2026 | 2 | 4 | 14 | 1232.0062 | 182.0062
2026 | 2 | 4 | 15 | 1225.4365 | 175.4365
2026 | 2 | 4 | 16 | 1224.8434 | 174.8434
2026 | 2 | 4 | 17 | 1231.7012 | 181.7012
2026 | 2 | 4 | 18 | 1262.0184 | 212.0184
2026 | 2 | 4 | 19 | 1292.7098 | 242.7098
2026 | 2 | 4 | 20 | 1280.3648 | 230.3648
2026 | 2 | 4 | 21 | 1251.0504 | 201.0504
2026 | 2 | 4 | 22 | 1209.1893 | 159.1893
2026 | 2 | 4 | 23 | 1157.4314 | 107.4314
2026 | 2 | 5 | 0 | 1097.6544 | 47.6544
2026 | 2 | 5 | 1 | 1047.6868 | 0
2026 | 2 | 5 | 2 | 1020.5405 | 0
2026 | 2 | 5 | 3 | 1003.5822 | 0
2026 | 2 | 5 | 4 | 996.1968 | 0
2026 | 2 | 5 | 5 | 1000.5666 | 0
2026 | 2 | 5 | 6 | 1035.251 | 0
2026 | 2 | 5 | 7 | 1103.3527 | 53.3527
2026 | 2 | 5 | 8 | 1179.5252 | 129.5252
2026 | 2 | 5 | 9 | 1208.4099 | 158.4099
2026 | 2 | 5 | 10 | 1229.0139 | 179.0139
2026 | 2 | 5 | 11 | 1245.8385 | 195.8385
2026 | 2 | 5 | 12 | 1251.7835 | 201.7835
2026 | 2 | 5 | 13 | 1250.8857 | 200.8857
2026 | 2 | 5 | 14 | 1245.7228 | 195.7228
2026 | 2 | 5 | 15 | 1235.4193 | 185.4193
2026 | 2 | 5 | 16 | 1230.1098 | 180.1098
2026 | 2 | 5 | 17 | 1234.8389 | 184.8389
2026 | 2 | 5 | 18 | 1249.4865 | 199.4865
2026 | 2 | 5 | 19 | 1275.2515 | 225.2515
2026 | 2 | 5 | 20 | 1257.1905 | 207.1905
2026 | 2 | 5 | 21 | 1228.6031 | 178.6031
2026 | 2 | 5 | 22 | 1185.4328 | 135.4328
2026 | 2 | 5 | 23 | 1133.6567 | 83.6567
2026 | 2 | 6 | 0 | 1079.6419 | 29.6419
2026 | 2 | 6 | 1 | 998.5919 | 0
2026 | 2 | 6 | 2 | 966.0195 | 0
2026 | 2 | 6 | 3 | 946.7459 | 0
2026 | 2 | 6 | 4 | 936.2083 | 0
2026 | 2 | 6 | 5 | 942.2017 | 0
2026 | 2 | 6 | 6 | 979.5508 | 0
2026 | 2 | 6 | 7 | 1057.786 | 7.786
2026 | 2 | 6 | 8 | 1136.0213 | 86.0213
2026 | 2 | 6 | 9 | 1174.0353 | 124.0353
2026 | 2 | 6 | 10 | 1196.6631 | 146.6631
2026 | 2 | 6 | 11 | 1204.3915 | 154.3915
2026 | 2 | 6 | 12 | 1209.3769 | 159.3769
2026 | 2 | 6 | 13 | 1211.7732 | 161.7732
2026 | 2 | 6 | 14 | 1203.1829 | 153.1829
2026 | 2 | 6 | 15 | 1186.3751 | 136.3751
2026 | 2 | 6 | 16 | 1176.5039 | 126.5039
2026 | 2 | 6 | 17 | 1183.3257 | 133.3257
2026 | 2 | 6 | 18 | 1201.1752 | 151.1752
2026 | 2 | 6 | 19 | 1219.0247 | 169.0247
2026 | 2 | 6 | 20 | 1201.4726 | 151.4726
2026 | 2 | 6 | 21 | 1177.1405 | 127.1405
2026 | 2 | 6 | 22 | 1134.7956 | 84.7956
2026 | 2 | 6 | 23 | 1083.151 | 33.151
2026 | 2 | 7 | 0 | 1012.8722 | 0
2026 | 2 | 7 | 1 | 968.5789 | 0
2026 | 2 | 7 | 2 | 913.6082 | 0
2026 | 2 | 7 | 3 | 893.915 | 0
2026 | 2 | 7 | 4 | 882.7972 | 0
2026 | 2 | 7 | 5 | 877.5335 | 0
2026 | 2 | 7 | 6 | 891.724 | 0
2026 | 2 | 7 | 7 | 905.9145 | 0
2026 | 2 | 7 | 8 | 941.0087 | 0
2026 | 2 | 7 | 9 | 985.5439 | 0
2026 | 2 | 7 | 10 | 1029.3052 | 0
2026 | 2 | 7 | 11 | 1046.6671 | 0
2026 | 2 | 7 | 12 | 1060.8885 | 10.8885
2026 | 2 | 7 | 13 | 1072.1633 | 22.1633
2026 | 2 | 7 | 14 | 1061.6469 | 11.6469
2026 | 2 | 7 | 15 | 1056.4928 | 6.4928
2026 | 2 | 7 | 16 | 1047.9384 | 0
2026 | 2 | 7 | 17 | 1058.7943 | 8.7943
2026 | 2 | 7 | 18 | 1078.6702 | 28.6702
2026 | 2 | 7 | 19 | 1098.5461 | 48.5461
2026 | 2 | 7 | 20 | 1074.8523 | 24.8523
2026 | 2 | 7 | 21 | 1050.9128 | 0.91276
2026 | 2 | 7 | 22 | 1025.2024 | 0
2026 | 2 | 7 | 23 | 998.149 | 0
2026 | 2 | 8 | 0 | 947.8386 | 0
2026 | 2 | 8 | 1 | 897.5283 | 0
2026 | 2 | 8 | 2 | 869.9944 | 0
2026 | 2 | 8 | 3 | 851.867 | 0
2026 | 2 | 8 | 4 | 838.3687 | 0
2026 | 2 | 8 | 5 | 829.3128 | 0
2026 | 2 | 8 | 6 | 832.8699 | 0
2026 | 2 | 8 | 7 | 836.4271 | 0
2026 | 2 | 8 | 8 | 869.2174 | 0
2026 | 2 | 8 | 9 | 909.6567 | 0
2026 | 2 | 8 | 10 | 951.7736 | 0
2026 | 2 | 8 | 11 | 979.2347 | 0
2026 | 2 | 8 | 12 | 1006.6958 | 0
2026 | 2 | 8 | 13 | 1012.7208 | 0
2026 | 2 | 8 | 14 | 1008.6431 | 0
2026 | 2 | 8 | 15 | 1003.7164 | 0
2026 | 2 | 8 | 16 | 1004.5153 | 0
2026 | 2 | 8 | 17 | 1024.2667 | 0
2026 | 2 | 8 | 18 | 1044.0181 | 0
2026 | 2 | 8 | 19 | 1080.0497 | 30.0497
2026 | 2 | 8 | 20 | 1065.7513 | 15.7513
2026 | 2 | 8 | 21 | 1047.9906 | 0
2026 | 2 | 8 | 22 | 1022.232 | 0
2026 | 2 | 8 | 23 | 987.2341 | 0
2026 | 2 | 9 | 0 | 965.1183 | 0
2026 | 2 | 9 | 1 | 935.4103 | 0
2026 | 2 | 9 | 2 | 922.2482 | 0
2026 | 2 | 9 | 3 | 912.2257 | 0
2026 | 2 | 9 | 4 | 910.1153 | 0
2026 | 2 | 9 | 5 | 920.6192 | 0
2026 | 2 | 9 | 6 | 959.7004 | 0
2026 | 2 | 9 | 7 | 1041.9394 | 0
2026 | 2 | 9 | 8 | 1124.1783 | 74.1783
2026 | 2 | 9 | 9 | 1162.1881 | 112.1881
2026 | 2 | 9 | 10 | 1189.5967 | 139.5967
2026 | 2 | 9 | 11 | 1204.0939 | 154.0939
2026 | 2 | 9 | 12 | 1218.591 | 168.591
2026 | 2 | 9 | 13 | 1216.727 | 166.727
2026 | 2 | 9 | 14 | 1214.9898 | 164.9898
2026 | 2 | 9 | 15 | 1205.8817 | 155.8817
2026 | 2 | 9 | 16 | 1204.8403 | 154.8403
2026 | 2 | 9 | 17 | 1214.9305 | 164.9305
2026 | 2 | 9 | 18 | 1225.0207 | 175.0207
2026 | 2 | 9 | 19 | 1259.258 | 209.258
2026 | 2 | 9 | 20 | 1246.3426 | 196.3426
2026 | 2 | 9 | 21 | 1221.6391 | 171.6391
2026 | 2 | 9 | 22 | 1176.1939 | 126.1939
2026 | 2 | 9 | 23 | 1124.0739 | 74.0739
2026 | 2 | 10 | 0 | 1062.2777 | 12.2777
2026 | 2 | 10 | 1 | 982.5642 | 0
2026 | 2 | 10 | 2 | 954.2768 | 0
2026 | 2 | 10 | 3 | 936.5239 | 0
2026 | 2 | 10 | 4 | 929.1069 | 0
2026 | 2 | 10 | 5 | 935.4239 | 0
2026 | 2 | 10 | 6 | 969.8798 | 0
2026 | 2 | 10 | 7 | 1045.1357 | 0
2026 | 2 | 10 | 8 | 1121.2906 | 71.2906
2026 | 2 | 10 | 9 | 1154.5391 | 104.5391
2026 | 2 | 10 | 10 | 1173.4751 | 123.4751
2026 | 2 | 10 | 11 | 1187.7031 | 137.7031
2026 | 2 | 10 | 12 | 1201.931 | 151.931
2026 | 2 | 10 | 13 | 1205.3777 | 155.3777
2026 | 2 | 10 | 14 | 1200.3345 | 150.3345
2026 | 2 | 10 | 15 | 1191.6843 | 141.6843
2026 | 2 | 10 | 16 | 1169.9913 | 119.9913
2026 | 2 | 10 | 17 | 1182.3195 | 132.3195
2026 | 2 | 10 | 18 | 1194.6477 | 144.6477
2026 | 2 | 10 | 19 | 1217.0769 | 167.0769
2026 | 2 | 10 | 20 | 1198.4229 | 148.4229
2026 | 2 | 10 | 21 | 1166.9809 | 116.9809
2026 | 2 | 10 | 22 | 1122.0255 | 72.0255
2026 | 2 | 10 | 23 | 1067.3784 | 17.3784
2026 | 2 | 11 | 0 | 1004.7918 | 0
2026 | 2 | 11 | 1 | 949.1649 | 0
2026 | 2 | 11 | 2 | 921.0251 | 0
2026 | 2 | 11 | 3 | 903.4946 | 0
2026 | 2 | 11 | 4 | 895.9869 | 0
2026 | 2 | 11 | 5 | 902.5484 | 0
2026 | 2 | 11 | 6 | 935.7686 | 0
2026 | 2 | 11 | 7 | 1000.2429 | 0
2026 | 2 | 11 | 8 | 1064.7173 | 14.7173
2026 | 2 | 11 | 9 | 1093.684 | 43.684
2026 | 2 | 11 | 10 | 1112.0448 | 62.0448
2026 | 2 | 11 | 11 | 1126.853 | 76.853
2026 | 2 | 11 | 12 | 1141.6611 | 91.6611
2026 | 2 | 11 | 13 | 1147.4168 | 97.4168
2026 | 2 | 11 | 14 | 1146.4426 | 96.4426
2026 | 2 | 11 | 15 | 1139.7225 | 89.7225
2026 | 2 | 11 | 16 | 1138.9324 | 88.9324
2026 | 2 | 11 | 17 | 1150.7911 | 100.7911
2026 | 2 | 11 | 18 | 1162.6497 | 112.6497
2026 | 2 | 11 | 19 | 1178.9749 | 128.9749
2026 | 2 | 11 | 20 | 1155.1474 | 105.1474
2026 | 2 | 11 | 21 | 1123.1115 | 73.1115
2026 | 2 | 11 | 22 | 1082.3084 | 32.3084
2026 | 2 | 11 | 23 | 1032.3486 | 0
2026 | 2 | 12 | 0 | 977.2623 | 0
2026 | 2 | 12 | 1 | 900.7199 | 0
2026 | 2 | 12 | 2 | 871.2622 | 0
2026 | 2 | 12 | 3 | 853.8786 | 0
2026 | 2 | 12 | 4 | 844.2068 | 0
2026 | 2 | 12 | 5 | 853.1041 | 0
2026 | 2 | 12 | 6 | 892.5292 | 0
2026 | 2 | 12 | 7 | 965.0188 | 0
2026 | 2 | 12 | 8 | 1037.5083 | 0
2026 | 2 | 12 | 9 | 1070.8125 | 20.8125
2026 | 2 | 12 | 10 | 1096.2159 | 46.2159
2026 | 2 | 12 | 11 | 1108.7889 | 58.7889
2026 | 2 | 12 | 12 | 1115.6162 | 65.6162
2026 | 2 | 12 | 13 | 1122.4435 | 72.4435
2026 | 2 | 12 | 14 | 1119.37 | 69.37
2026 | 2 | 12 | 15 | 1110.9587 | 60.9587
2026 | 2 | 12 | 16 | 1109.7372 | 59.7372
2026 | 2 | 12 | 17 | 1112.4151 | 62.4151
2026 | 2 | 12 | 18 | 1115.0931 | 65.0931
2026 | 2 | 12 | 19 | 1140.4072 | 90.4072
2026 | 2 | 12 | 20 | 1127.412 | 77.412
2026 | 2 | 12 | 21 | 1099.0452 | 49.0452
2026 | 2 | 12 | 22 | 1058.191 | 8.191
2026 | 2 | 12 | 23 | 1004.3926 | 0
2026 | 2 | 13 | 0 | 958.5421 | 0
2026 | 2 | 13 | 1 | 912.6916 | 0
2026 | 2 | 13 | 2 | 886.1527 | 0
2026 | 2 | 13 | 3 | 871.9743 | 0
2026 | 2 | 13 | 4 | 865.7019 | 0
2026 | 2 | 13 | 5 | 871.2397 | 0
2026 | 2 | 13 | 6 | 906.9145 | 0
2026 | 2 | 13 | 7 | 980.0281 | 0
2026 | 2 | 13 | 8 | 1053.1417 | 3.1417
2026 | 2 | 13 | 9 | 1122.4475 | 72.4475
2026 | 2 | 13 | 10 | 1151.526 | 101.526
2026 | 2 | 13 | 11 | 1171.22 | 121.22
2026 | 2 | 13 | 12 | 1182.4639 | 132.4639
2026 | 2 | 13 | 13 | 1178.3891 | 128.3891
2026 | 2 | 13 | 14 | 1173.6705 | 123.6705
2026 | 2 | 13 | 15 | 1164.02 | 114.02
2026 | 2 | 13 | 16 | 1157.6876 | 107.6876
2026 | 2 | 13 | 17 | 1159.1738 | 109.1738
2026 | 2 | 13 | 18 | 1163.1939 | 113.1939
2026 | 2 | 13 | 19 | 1190.3325 | 140.3325
2026 | 2 | 13 | 20 | 1173.7285 | 123.7285
2026 | 2 | 13 | 21 | 1149.4673 | 99.4673
2026 | 2 | 13 | 22 | 1116.927 | 66.927
2026 | 2 | 13 | 23 | 1071.9667 | 21.9667
2026 | 2 | 14 | 0 | 1012.7918 | 0
2026 | 2 | 14 | 1 | 953.6168 | 0
2026 | 2 | 14 | 2 | 922.9717 | 0
2026 | 2 | 14 | 3 | 902.7269 | 0
2026 | 2 | 14 | 4 | 890.8797 | 0
2026 | 2 | 14 | 5 | 888.0462 | 0
2026 | 2 | 14 | 6 | 905.9346 | 0
2026 | 2 | 14 | 7 | 923.823 | 0
2026 | 2 | 14 | 8 | 942.1407 | 0
2026 | 2 | 14 | 9 | 983.5178 | 0
2026 | 2 | 14 | 10 | 1030.7505 | 0
2026 | 2 | 14 | 11 | 1051.1888 | 1.1888
2026 | 2 | 14 | 12 | 1068.6712 | 18.6712
2026 | 2 | 14 | 13 | 1083.2353 | 33.2353
2026 | 2 | 14 | 14 | 1075.1239 | 25.1239
2026 | 2 | 14 | 15 | 1063.805 | 13.805
2026 | 2 | 14 | 16 | 1051.4368 | 1.4368
2026 | 2 | 14 | 17 | 1059.4873 | 9.4873
2026 | 2 | 14 | 18 | 1081.6454 | 31.6454
2026 | 2 | 14 | 19 | 1103.8036 | 53.8036
2026 | 2 | 14 | 20 | 1086.2374 | 36.2374
2026 | 2 | 14 | 21 | 1064.4577 | 14.4577
2026 | 2 | 14 | 22 | 1035.4997 | 0
2026 | 2 | 14 | 23 | 1001.8717 | 0
2026 | 2 | 15 | 0 | 966.726 | 0
2026 | 2 | 15 | 1 | 946.7782 | 0
2026 | 2 | 15 | 2 | 921.7605 | 0
2026 | 2 | 15 | 3 | 905.0124 | 0
2026 | 2 | 15 | 4 | 894.0512 | 0
2026 | 2 | 15 | 5 | 891.5727 | 0
2026 | 2 | 15 | 6 | 903.8468 | 0
2026 | 2 | 15 | 7 | 916.1209 | 0
2026 | 2 | 15 | 8 | 922.6256 | 0
2026 | 2 | 15 | 9 | 957.4536 | 0
2026 | 2 | 15 | 10 | 997.909 | 0
2026 | 2 | 15 | 11 | 1025.368 | 0
2026 | 2 | 15 | 12 | 1052.8271 | 2.8271
2026 | 2 | 15 | 13 | 1060.5984 | 10.5984
2026 | 2 | 15 | 14 | 1054.3296 | 4.3296
2026 | 2 | 15 | 15 | 1050.3843 | 0.38432
2026 | 2 | 15 | 16 | 1052.2394 | 2.2394
2026 | 2 | 15 | 17 | 1067.3798 | 17.3798
2026 | 2 | 15 | 18 | 1097.8547 | 47.8547
2026 | 2 | 15 | 19 | 1128.3297 | 78.3297
2026 | 2 | 15 | 20 | 1117.1423 | 67.1423
2026 | 2 | 15 | 21 | 1098.5143 | 48.5143
2026 | 2 | 15 | 22 | 1067.4483 | 17.4483
2026 | 2 | 15 | 23 | 1030.0514 | 0
2026 | 2 | 16 | 0 | 991.1669 | 0
2026 | 2 | 16 | 1 | 958.1215 | 0
2026 | 2 | 16 | 2 | 932.6105 | 0
2026 | 2 | 16 | 3 | 915.1736 | 0
2026 | 2 | 16 | 4 | 905.8373 | 0
2026 | 2 | 16 | 5 | 907.7809 | 0
2026 | 2 | 16 | 6 | 925.6942 | 0
2026 | 2 | 16 | 7 | 949.4469 | 0
2026 | 2 | 16 | 8 | 948.2194 | 0
2026 | 2 | 16 | 9 | 969.6338 | 0
2026 | 2 | 16 | 10 | 1003.2003 | 0
2026 | 2 | 16 | 11 | 1030.3938 | 0
2026 | 2 | 16 | 12 | 1057.5872 | 7.5872
2026 | 2 | 16 | 13 | 1065.3194 | 15.3194
2026 | 2 | 16 | 14 | 1055.5953 | 5.5953
2026 | 2 | 16 | 15 | 1042.4771 | 0
2026 | 2 | 16 | 16 | 1039.8553 | 0
2026 | 2 | 16 | 17 | 1060.519 | 10.519
2026 | 2 | 16 | 18 | 1081.1828 | 31.1828
2026 | 2 | 16 | 19 | 1130.1766 | 80.1766
2026 | 2 | 16 | 20 | 1125.9246 | 75.9246
2026 | 2 | 16 | 21 | 1110.2274 | 60.2274
2026 | 2 | 16 | 22 | 1077.1293 | 27.1293
2026 | 2 | 16 | 23 | 1027.8322 | 0
2026 | 2 | 17 | 0 | 998.4448 | 0
2026 | 2 | 17 | 1 | 999.158 | 0
2026 | 2 | 17 | 2 | 969.6227 | 0
2026 | 2 | 17 | 3 | 952.503 | 0
2026 | 2 | 17 | 4 | 946.2146 | 0
2026 | 2 | 17 | 5 | 951.0883 | 0
2026 | 2 | 17 | 6 | 982.8198 | 0
2026 | 2 | 17 | 7 | 1064.846 | 14.846
2026 | 2 | 17 | 8 | 1146.8722 | 96.8722
2026 | 2 | 17 | 9 | 1183.2051 | 133.2051
2026 | 2 | 17 | 10 | 1201.7746 | 151.7746
2026 | 2 | 17 | 11 | 1218.9011 | 168.9011
2026 | 2 | 17 | 12 | 1223.5821 | 173.5821
2026 | 2 | 17 | 13 | 1222.8379 | 172.8379
2026 | 2 | 17 | 14 | 1217.444 | 167.444
2026 | 2 | 17 | 15 | 1202.6162 | 152.6162
2026 | 2 | 17 | 16 | 1180.4268 | 130.4268
2026 | 2 | 17 | 17 | 1189.4867 | 139.4867
2026 | 2 | 17 | 18 | 1206.0819 | 156.0819
2026 | 2 | 17 | 19 | 1247.3335 | 197.3335
2026 | 2 | 17 | 20 | 1242.0952 | 192.0952
2026 | 2 | 17 | 21 | 1219.2365 | 169.2365
2026 | 2 | 17 | 22 | 1172.3171 | 122.3171
2026 | 2 | 17 | 23 | 1109.6957 | 59.6957
2026 | 2 | 18 | 0 | 1041.0766 | 0
2026 | 2 | 18 | 1 | 1006.55 | 0
2026 | 2 | 18 | 2 | 977.0608 | 0
2026 | 2 | 18 | 3 | 960.0646 | 0
2026 | 2 | 18 | 4 | 952.8106 | 0
2026 | 2 | 18 | 5 | 958.2801 | 0
2026 | 2 | 18 | 6 | 990.0718 | 0
2026 | 2 | 18 | 7 | 1057.2604 | 7.2604
2026 | 2 | 18 | 8 | 1130.4275 | 80.4275
2026 | 2 | 18 | 9 | 1160.9511 | 110.9511
2026 | 2 | 18 | 10 | 1181.6955 | 131.6955
2026 | 2 | 18 | 11 | 1197.7066 | 147.7066
2026 | 2 | 18 | 12 | 1208.4769 | 158.4769
2026 | 2 | 18 | 13 | 1219.2471 | 169.2471
2026 | 2 | 18 | 14 | 1218.9777 | 168.9777
2026 | 2 | 18 | 15 | 1211.1707 | 161.1707
2026 | 2 | 18 | 16 | 1207.955 | 157.955
2026 | 2 | 18 | 17 | 1218.679 | 168.679
2026 | 2 | 18 | 18 | 1229.403 | 179.403
2026 | 2 | 18 | 19 | 1258.9308 | 208.9308
2026 | 2 | 18 | 20 | 1238.8717 | 188.8717
2026 | 2 | 18 | 21 | 1206.2213 | 156.2213
2026 | 2 | 18 | 22 | 1161.1467 | 111.1467
2026 | 2 | 18 | 23 | 1100.0454 | 50.0454
2026 | 2 | 19 | 0 | 1038.8449 | 0
2026 | 2 | 19 | 1 | 975.1491 | 0
2026 | 2 | 19 | 2 | 945.9674 | 0
2026 | 2 | 19 | 3 | 928.7725 | 0
2026 | 2 | 19 | 4 | 921.6471 | 0
2026 | 2 | 19 | 5 | 927.8487 | 0
2026 | 2 | 19 | 6 | 965.3972 | 0
2026 | 2 | 19 | 7 | 1040.5429 | 0
2026 | 2 | 19 | 8 | 1113.5541 | 63.5541
2026 | 2 | 19 | 9 | 1153.1038 | 103.1038
2026 | 2 | 19 | 10 | 1174.5579 | 124.5579
2026 | 2 | 19 | 11 | 1191.5319 | 141.5319
2026 | 2 | 19 | 12 | 1202.831 | 152.831
2026 | 2 | 19 | 13 | 1203.6653 | 153.6653
2026 | 2 | 19 | 14 | 1199.808 | 149.808
2026 | 2 | 19 | 15 | 1192.8186 | 142.8186
2026 | 2 | 19 | 16 | 1190.1237 | 140.1237
2026 | 2 | 19 | 17 | 1191.4919 | 141.4919
2026 | 2 | 19 | 18 | 1192.86 | 142.86
2026 | 2 | 19 | 19 | 1222.8582 | 172.8582
2026 | 2 | 19 | 20 | 1204.7263 | 154.7263
2026 | 2 | 19 | 21 | 1178.1011 | 128.1011
2026 | 2 | 19 | 22 | 1135.4463 | 85.4463
2026 | 2 | 19 | 23 | 1084.258 | 34.258
2026 | 2 | 20 | 0 | 1023.0099 | 0
2026 | 2 | 20 | 1 | 975.3633 | 0
2026 | 2 | 20 | 2 | 945.7463 | 0
2026 | 2 | 20 | 3 | 930.1242 | 0
2026 | 2 | 20 | 4 | 923.2218 | 0
2026 | 2 | 20 | 5 | 928.3934 | 0
2026 | 2 | 20 | 6 | 961.726 | 0
2026 | 2 | 20 | 7 | 1037.4083 | 0
2026 | 2 | 20 | 8 | 1113.0907 | 63.0907
2026 | 2 | 20 | 9 | 1154.1147 | 104.1147
2026 | 2 | 20 | 10 | 1180.96 | 130.96
2026 | 2 | 20 | 11 | 1199.1236 | 149.1236
2026 | 2 | 20 | 12 | 1209.4808 | 159.4808
2026 | 2 | 20 | 13 | 1205.7781 | 155.7781
2026 | 2 | 20 | 14 | 1198.5961 | 148.5961
2026 | 2 | 20 | 15 | 1184.2774 | 134.2774
2026 | 2 | 20 | 16 | 1174.202 | 124.202
2026 | 2 | 20 | 17 | 1173.2625 | 123.2625
2026 | 2 | 20 | 18 | 1168.4011 | 118.4011
2026 | 2 | 20 | 19 | 1208.4837 | 158.4837
2026 | 2 | 20 | 20 | 1192.0466 | 142.0466
2026 | 2 | 20 | 21 | 1168.8089 | 118.8089
2026 | 2 | 20 | 22 | 1128.4435 | 78.4435
2026 | 2 | 20 | 23 | 1083.3461 | 33.3461
2026 | 2 | 21 | 0 | 1023.7461 | 0
2026 | 2 | 21 | 1 | 946.9204 | 0
2026 | 2 | 21 | 2 | 915.9602 | 0
2026 | 2 | 21 | 3 | 895.2825 | 0
2026 | 2 | 21 | 4 | 883.3206 | 0
2026 | 2 | 21 | 5 | 877.6538 | 0
2026 | 2 | 21 | 6 | 892.4445 | 0
2026 | 2 | 21 | 7 | 907.2352 | 0
2026 | 2 | 21 | 8 | 939.4186 | 0
2026 | 2 | 21 | 9 | 980.297 | 0
2026 | 2 | 21 | 10 | 1024.0843 | 0
2026 | 2 | 21 | 11 | 1051.6148 | 1.6148
2026 | 2 | 21 | 12 | 1069.0831 | 19.0831
2026 | 2 | 21 | 13 | 1071.5847 | 21.5847
2026 | 2 | 21 | 14 | 1060.9651 | 10.9651
2026 | 2 | 21 | 15 | 1045.888 | 0
2026 | 2 | 21 | 16 | 1038.5039 | 0
2026 | 2 | 21 | 17 | 1046.2163 | 0
2026 | 2 | 21 | 18 | 1048.7477 | 0
2026 | 2 | 21 | 19 | 1090.1557 | 40.1557
2026 | 2 | 21 | 20 | 1072.8005 | 22.8005
2026 | 2 | 21 | 21 | 1053.35 | 3.35
2026 | 2 | 21 | 22 | 1025.191 | 0
2026 | 2 | 21 | 23 | 995.1723 | 0
2026 | 2 | 22 | 0 | 945.7012 | 0
2026 | 2 | 22 | 1 | 896.23 | 0
2026 | 2 | 22 | 2 | 866.4805 | 0
2026 | 2 | 22 | 3 | 846.6761 | 0
2026 | 2 | 22 | 4 | 833.8068 | 0
2026 | 2 | 22 | 5 | 824.6896 | 0
2026 | 2 | 22 | 6 | 830.6885 | 0
2026 | 2 | 22 | 7 | 836.6873 | 0
2026 | 2 | 22 | 8 | 866.8593 | 0
2026 | 2 | 22 | 9 | 908.0276 | 0
2026 | 2 | 22 | 10 | 949.5495 | 0
2026 | 2 | 22 | 11 | 982.9508 | 0
2026 | 2 | 22 | 12 | 1008.9774 | 0
2026 | 2 | 22 | 13 | 1017.6003 | 0
2026 | 2 | 22 | 14 | 1018.1108 | 0
2026 | 2 | 22 | 15 | 1016.0728 | 0
2026 | 2 | 22 | 16 | 1020.1171 | 0
2026 | 2 | 22 | 17 | 1037.9123 | 0
2026 | 2 | 22 | 18 | 1041.2565 | 0
2026 | 2 | 22 | 19 | 1075.0902 | 25.0902
2026 | 2 | 22 | 20 | 1065.0429 | 15.0429
2026 | 2 | 22 | 21 | 1046.8247 | 0
2026 | 2 | 22 | 22 | 1021.6304 | 0
2026 | 2 | 22 | 23 | 984.9979 | 0
2026 | 2 | 23 | 0 | 941.2355 | 0
2026 | 2 | 23 | 1 | 920.3514 | 0
2026 | 2 | 23 | 2 | 896.6899 | 0
2026 | 2 | 23 | 3 | 883.1953 | 0
2026 | 2 | 23 | 4 | 877.3559 | 0
2026 | 2 | 23 | 5 | 886.4175 | 0
2026 | 2 | 23 | 6 | 924.8977 | 0
2026 | 2 | 23 | 7 | 1003.7198 | 0
2026 | 2 | 23 | 8 | 1080.1425 | 30.1425
2026 | 2 | 23 | 9 | 1122.5952 | 72.5952
2026 | 2 | 23 | 10 | 1153.6558 | 103.6558
2026 | 2 | 23 | 11 | 1169.7088 | 119.7088
2026 | 2 | 23 | 12 | 1185.7618 | 135.7618
2026 | 2 | 23 | 13 | 1185.1184 | 135.1184
2026 | 2 | 23 | 14 | 1184.1851 | 134.1851
2026 | 2 | 23 | 15 | 1173.955 | 123.955
2026 | 2 | 23 | 16 | 1171.9271 | 121.9271
2026 | 2 | 23 | 17 | 1172.5062 | 122.5062
2026 | 2 | 23 | 18 | 1189.517 | 139.517
2026 | 2 | 23 | 19 | 1206.5277 | 156.5277
2026 | 2 | 23 | 20 | 1195.6318 | 145.6318
2026 | 2 | 23 | 21 | 1168.6272 | 118.6272
2026 | 2 | 23 | 22 | 1124.9376 | 74.9376
2026 | 2 | 23 | 23 | 1070.6458 | 20.6458
2026 | 2 | 24 | 0 | 1009.8144 | 0
2026 | 2 | 24 | 1 | 974.3881 | 0
2026 | 2 | 24 | 2 | 948.7802 | 0
2026 | 2 | 24 | 3 | 934.1663 | 0
2026 | 2 | 24 | 4 | 926.8893 | 0
2026 | 2 | 24 | 5 | 934.276 | 0
2026 | 2 | 24 | 6 | 966.7378 | 0
2026 | 2 | 24 | 7 | 1045.7728 | 0
2026 | 2 | 24 | 8 | 1129.5792 | 79.5792
2026 | 2 | 24 | 9 | 1172.6267 | 122.6267
2026 | 2 | 24 | 10 | 1195.9461 | 145.9461
2026 | 2 | 24 | 11 | 1213.3944 | 163.3944
2026 | 2 | 24 | 12 | 1218.5606 | 168.5606
2026 | 2 | 24 | 13 | 1214.9909 | 164.9909
2026 | 2 | 24 | 14 | 1210.7951 | 160.7951
2026 | 2 | 24 | 15 | 1197.0986 | 147.0986
2026 | 2 | 24 | 16 | 1175.7008 | 125.7008
2026 | 2 | 24 | 17 | 1184.4414 | 134.4414
2026 | 2 | 24 | 18 | 1208.0003 | 158.0003
2026 | 2 | 24 | 19 | 1231.5593 | 181.5593
2026 | 2 | 24 | 20 | 1230.7926 | 180.7926
2026 | 2 | 24 | 21 | 1208.8577 | 158.8577
2026 | 2 | 24 | 22 | 1166.5421 | 116.5421
2026 | 2 | 24 | 23 | 1105.8098 | 55.8098
2026 | 2 | 25 | 0 | 1042.4717 | 0
2026 | 2 | 25 | 1 | 1010.4485 | 0
2026 | 2 | 25 | 2 | 984.0374 | 0
2026 | 2 | 25 | 3 | 969.9148 | 0
2026 | 2 | 25 | 4 | 963.658 | 0
2026 | 2 | 25 | 5 | 970.1151 | 0
2026 | 2 | 25 | 6 | 1001.8793 | 0
2026 | 2 | 25 | 7 | 1069.91 | 19.91
2026 | 2 | 25 | 8 | 1147.3523 | 97.3523
2026 | 2 | 25 | 9 | 1184.1822 | 134.1822
2026 | 2 | 25 | 10 | 1205.1688 | 155.1688
2026 | 2 | 25 | 11 | 1222.0369 | 172.0369
2026 | 2 | 25 | 12 | 1229.2758 | 179.2758
2026 | 2 | 25 | 13 | 1228.1304 | 178.1304
2026 | 2 | 25 | 14 | 1226.8392 | 176.8392
2026 | 2 | 25 | 15 | 1216.3552 | 166.3552
2026 | 2 | 25 | 16 | 1215.7642 | 165.7642
2026 | 2 | 25 | 17 | 1216.8957 | 166.8957
2026 | 2 | 25 | 18 | 1228.3208 | 178.3208
2026 | 2 | 25 | 19 | 1262.5118 | 212.5118
2026 | 2 | 25 | 20 | 1250.5986 | 200.5986
2026 | 2 | 25 | 21 | 1216.8108 | 166.8108
2026 | 2 | 25 | 22 | 1172.406 | 122.406
2026 | 2 | 25 | 23 | 1112.2076 | 62.2076
2026 | 2 | 26 | 0 | 1054.177 | 4.177
2026 | 2 | 26 | 1 | 980.8179 | 0
2026 | 2 | 26 | 2 | 953.2185 | 0
2026 | 2 | 26 | 3 | 935.1936 | 0
2026 | 2 | 26 | 4 | 926.7953 | 0
2026 | 2 | 26 | 5 | 934.3923 | 0
2026 | 2 | 26 | 6 | 974.9903 | 0
2026 | 2 | 26 | 7 | 1047.2979 | 0
2026 | 2 | 26 | 8 | 1119.4494 | 69.4494
2026 | 2 | 26 | 9 | 1161.4783 | 111.4783
2026 | 2 | 26 | 10 | 1186.2538 | 136.2538
2026 | 2 | 26 | 11 | 1201.9434 | 151.9434
2026 | 2 | 26 | 12 | 1209.7278 | 159.7278
2026 | 2 | 26 | 13 | 1204.0283 | 154.0283
2026 | 2 | 26 | 14 | 1195.388 | 145.388
2026 | 2 | 26 | 15 | 1187.9587 | 137.9587
2026 | 2 | 26 | 16 | 1179.0092 | 129.0092
2026 | 2 | 26 | 17 | 1177.6719 | 127.6719
2026 | 2 | 26 | 18 | 1169.3687 | 119.3687
2026 | 2 | 26 | 19 | 1201.2038 | 151.2038
2026 | 2 | 26 | 20 | 1190.2321 | 140.2321
2026 | 2 | 26 | 21 | 1162.2498 | 112.2498
2026 | 2 | 26 | 22 | 1115.8147 | 65.8147
2026 | 2 | 26 | 23 | 1058.3327 | 8.3327
2026 | 2 | 27 | 0 | 1000.5393 | 0
2026 | 2 | 27 | 1 | 966.8247 | 0
2026 | 2 | 27 | 2 | 933.1102 | 0
2026 | 2 | 27 | 3 | 920.7078 | 0
2026 | 2 | 27 | 4 | 914.6555 | 0
2026 | 2 | 27 | 5 | 921.4764 | 0
2026 | 2 | 27 | 6 | 953.572 | 0
2026 | 2 | 27 | 7 | 1020.6555 | 0
2026 | 2 | 27 | 8 | 1085.6023 | 35.6023
2026 | 2 | 27 | 9 | 1127.7381 | 77.7381
2026 | 2 | 27 | 10 | 1153.5094 | 103.5094
2026 | 2 | 27 | 11 | 1160.5845 | 110.5845
2026 | 2 | 27 | 12 | 1159.5572 | 109.5572
2026 | 2 | 27 | 13 | 1158.5298 | 108.5298
2026 | 2 | 27 | 14 | 1150.0684 | 100.0684
2026 | 2 | 27 | 15 | 1136.1678 | 86.1678
2026 | 2 | 27 | 16 | 1123.439 | 73.439
2026 | 2 | 27 | 17 | 1120.3276 | 70.3276
2026 | 2 | 27 | 18 | 1133.2781 | 83.2781
2026 | 2 | 27 | 19 | 1146.2285 | 96.2285
2026 | 2 | 27 | 20 | 1154.1239 | 104.1239
2026 | 2 | 27 | 21 | 1137.7588 | 87.7588
2026 | 2 | 27 | 22 | 1102.2857 | 52.2857
2026 | 2 | 27 | 23 | 1058.7103 | 8.7103
2026 | 2 | 28 | 0 | 1003.5116 | 0
2026 | 2 | 28 | 1 | 948.3128 | 0
2026 | 2 | 28 | 2 | 920.6656 | 0
2026 | 2 | 28 | 3 | 903.1006 | 0
2026 | 2 | 28 | 4 | 893.0364 | 0
2026 | 2 | 28 | 5 | 895.9914 | 0
2026 | 2 | 28 | 6 | 914.7121 | 0
2026 | 2 | 28 | 7 | 936.3076 | 0
2026 | 2 | 28 | 8 | 938.3242 | 0
2026 | 2 | 28 | 9 | 979.1612 | 0
2026 | 2 | 28 | 10 | 1018.0373 | 0
2026 | 2 | 28 | 11 | 1056.9134 | 6.9134
2026 | 2 | 28 | 12 | 1071.8818 | 21.8818
2026 | 2 | 28 | 13 | 1072.2241 | 22.2241
2026 | 2 | 28 | 14 | 1061.2847 | 11.2847
2026 | 2 | 28 | 15 | 1047.0988 | 0
2026 | 2 | 28 | 16 | 1039.1163 | 0
2026 | 2 | 28 | 17 | 1037.1357 | 0
2026 | 2 | 28 | 18 | 1039.4105 | 0
2026 | 2 | 28 | 19 | 1078.5171 | 28.5171
2026 | 2 | 28 | 20 | 1074.0037 | 24.0037
2026 | 2 | 28 | 21 | 1049.4491 | 0
2026 | 2 | 28 | 22 | 1019.5042 | 0
2026 | 2 | 28 | 23 | 990.3651 | 0
2026 | 3 | 1 | 0 | 956.6427 | 0
2026 | 3 | 1 | 1 | 925.9842 | 0
2026 | 3 | 1 | 2 | 895.3257 | 0
2026 | 3 | 1 | 3 | 872.8955 | 0
2026 | 3 | 1 | 4 | 858.6013 | 0
2026 | 3 | 1 | 5 | 853.4108 | 0
2026 | 3 | 1 | 6 | 859.3975 | 0
2026 | 3 | 1 | 7 | 865.3842 | 0
2026 | 3 | 1 | 8 | 878.3552 | 0
2026 | 3 | 1 | 9 | 920.2318 | 0
2026 | 3 | 1 | 10 | 955.7432 | 0
2026 | 3 | 1 | 11 | 991.2546 | 0
2026 | 3 | 1 | 12 | 1012.1039 | 0
2026 | 3 | 1 | 13 | 1014.0144 | 0
2026 | 3 | 1 | 14 | 1001.6182 | 0
2026 | 3 | 1 | 15 | 995.8939 | 0
2026 | 3 | 1 | 16 | 993.1586 | 0
2026 | 3 | 1 | 17 | 1004.4525 | 0
2026 | 3 | 1 | 18 | 1027.6127 | 0
2026 | 3 | 1 | 19 | 1039.9786 | 0
2026 | 3 | 1 | 20 | 1052.3445 | 2.3445
2026 | 3 | 1 | 21 | 1035.4087 | 0
2026 | 3 | 1 | 22 | 1004.2393 | 0
2026 | 3 | 1 | 23 | 964.6598 | 0
2026 | 3 | 2 | 0 | 927.4812 | 0
2026 | 3 | 2 | 1 | 893.4167 | 0
2026 | 3 | 2 | 2 | 868.1415 | 0
2026 | 3 | 2 | 3 | 852.1061 | 0
2026 | 3 | 2 | 4 | 846.0728 | 0
2026 | 3 | 2 | 5 | 860.1577 | 0
2026 | 3 | 2 | 6 | 910.2841 | 0
2026 | 3 | 2 | 7 | 985.1596 | 0
2026 | 3 | 2 | 8 | 1038.2502 | 0
2026 | 3 | 2 | 9 | 1075.8409 | 25.8409
2026 | 3 | 2 | 10 | 1104.3445 | 54.3445
2026 | 3 | 2 | 11 | 1121.1585 | 71.1585
2026 | 3 | 2 | 12 | 1133.7213 | 83.7213
2026 | 3 | 2 | 13 | 1136.1439 | 86.1439
2026 | 3 | 2 | 14 | 1131.9812 | 81.9812
2026 | 3 | 2 | 15 | 1122.0691 | 72.0691
2026 | 3 | 2 | 16 | 1115.0667 | 65.0667
2026 | 3 | 2 | 17 | 1116.8533 | 66.8533
2026 | 3 | 2 | 18 | 1107.0595 | 57.0595
2026 | 3 | 2 | 19 | 1138.4493 | 88.4493
2026 | 3 | 2 | 20 | 1132.18 | 82.18
2026 | 3 | 2 | 21 | 1099.7589 | 49.7589
2026 | 3 | 2 | 22 | 1045.8873 | 0
2026 | 3 | 2 | 23 | 987.4532 | 0
2026 | 3 | 3 | 0 | 930.8496 | 0
2026 | 3 | 3 | 1 | 901.102 | 0
2026 | 3 | 3 | 2 | 884.8447 | 0
2026 | 3 | 3 | 3 | 874.6493 | 0
2026 | 3 | 3 | 4 | 871.8613 | 0
2026 | 3 | 3 | 5 | 886.2547 | 0
2026 | 3 | 3 | 6 | 930.8697 | 0
2026 | 3 | 3 | 7 | 1007.8192 | 0
2026 | 3 | 3 | 8 | 1084.7687 | 34.7687
2026 | 3 | 3 | 9 | 1130.6224 | 80.6224
2026 | 3 | 3 | 10 | 1153.8663 | 103.8663
2026 | 3 | 3 | 11 | 1174.1209 | 124.1209
2026 | 3 | 3 | 12 | 1184.5991 | 134.5991
2026 | 3 | 3 | 13 | 1186.9689 | 136.9689
2026 | 3 | 3 | 14 | 1179.562 | 129.562
2026 | 3 | 3 | 15 | 1172.4501 | 122.4501
2026 | 3 | 3 | 16 | 1154.1063 | 104.1063
2026 | 3 | 3 | 17 | 1157.2845 | 107.2845
2026 | 3 | 3 | 18 | 1162.7348 | 112.7348
2026 | 3 | 3 | 19 | 1188.8066 | 138.8066
2026 | 3 | 3 | 20 | 1188.4116 | 138.4116
2026 | 3 | 3 | 21 | 1156.0435 | 106.0435
2026 | 3 | 3 | 22 | 1111.136 | 61.136
2026 | 3 | 3 | 23 | 1054.5284 | 4.5284
2026 | 3 | 4 | 0 | 997.8845 | 0
2026 | 3 | 4 | 1 | 975.116 | 0
2026 | 3 | 4 | 2 | 952.4659 | 0
2026 | 3 | 4 | 3 | 939.8927 | 0
2026 | 3 | 4 | 4 | 935.7972 | 0
2026 | 3 | 4 | 5 | 948.0835 | 0
2026 | 3 | 4 | 6 | 987.3645 | 0
2026 | 3 | 4 | 7 | 1051.1843 | 1.1843
2026 | 3 | 4 | 8 | 1115.7489 | 65.7489
2026 | 3 | 4 | 9 | 1147.1363 | 97.1363
2026 | 3 | 4 | 10 | 1159.138 | 109.138
2026 | 3 | 4 | 11 | 1170.6306 | 120.6306
2026 | 3 | 4 | 12 | 1174.0801 | 124.0801
2026 | 3 | 4 | 13 | 1170.9044 | 120.9044
2026 | 3 | 4 | 14 | 1162.8707 | 112.8707
2026 | 3 | 4 | 15 | 1154.5154 | 104.5154
2026 | 3 | 4 | 16 | 1150.5778 | 100.5778
2026 | 3 | 4 | 17 | 1151.8946 | 101.8946
2026 | 3 | 4 | 18 | 1161.9184 | 111.9184
2026 | 3 | 4 | 19 | 1193.4289 | 143.4289
2026 | 3 | 4 | 20 | 1204.2034 | 154.2034
2026 | 3 | 4 | 21 | 1181.2421 | 131.2421
2026 | 3 | 4 | 22 | 1135.4617 | 85.4617
2026 | 3 | 4 | 23 | 1074.6176 | 24.6176
2026 | 3 | 5 | 0 | 1015.3301 | 0
2026 | 3 | 5 | 1 | 957.3212 | 0
2026 | 3 | 5 | 2 | 932.7874 | 0
2026 | 3 | 5 | 3 | 919.636 | 0
2026 | 3 | 5 | 4 | 915.8755 | 0
2026 | 3 | 5 | 5 | 926.5493 | 0
2026 | 3 | 5 | 6 | 969.9515 | 0
2026 | 3 | 5 | 7 | 1037.0433 | 0
2026 | 3 | 5 | 8 | 1093.2228 | 43.2228
2026 | 3 | 5 | 9 | 1129.7465 | 79.7465
2026 | 3 | 5 | 10 | 1143.5839 | 93.5839
2026 | 3 | 5 | 11 | 1153.8003 | 103.8003
2026 | 3 | 5 | 12 | 1164.0168 | 114.0168
2026 | 3 | 5 | 13 | 1160.2319 | 110.2319
2026 | 3 | 5 | 14 | 1151.3422 | 101.3422
2026 | 3 | 5 | 15 | 1142.4525 | 92.4525
2026 | 3 | 5 | 16 | 1136.5728 | 86.5728
2026 | 3 | 5 | 17 | 1136.4828 | 86.4828
2026 | 3 | 5 | 18 | 1140.4785 | 90.4785
2026 | 3 | 5 | 19 | 1144.4742 | 94.4742
2026 | 3 | 5 | 20 | 1151.2361 | 101.2361
2026 | 3 | 5 | 21 | 1125.4793 | 75.4793
2026 | 3 | 5 | 22 | 1080.5985 | 30.5985
2026 | 3 | 5 | 23 | 1031.5201 | 0
2026 | 3 | 6 | 0 | 981.0718 | 0
2026 | 3 | 6 | 1 | 929.4439 | 0
2026 | 3 | 6 | 2 | 904.141 | 0
2026 | 3 | 6 | 3 | 890.0189 | 0
2026 | 3 | 6 | 4 | 883.9525 | 0
2026 | 3 | 6 | 5 | 897.8582 | 0
2026 | 3 | 6 | 6 | 947.0267 | 0
2026 | 3 | 6 | 7 | 1010.977 | 0
2026 | 3 | 6 | 8 | 1074.9273 | 24.9273
2026 | 3 | 6 | 9 | 1113.7614 | 63.7614
2026 | 3 | 6 | 10 | 1129.9244 | 79.9244
2026 | 3 | 6 | 11 | 1146.0874 | 96.0874
2026 | 3 | 6 | 12 | 1150.0747 | 100.0747
2026 | 3 | 6 | 13 | 1142.7813 | 92.7813
2026 | 3 | 6 | 14 | 1131.0905 | 81.0905
2026 | 3 | 6 | 15 | 1116.7434 | 66.7434
2026 | 3 | 6 | 16 | 1105.0758 | 55.0758
2026 | 3 | 6 | 17 | 1101.7628 | 51.7628
2026 | 3 | 6 | 18 | 1107.4076 | 57.4076
2026 | 3 | 6 | 19 | 1113.0525 | 63.0525
2026 | 3 | 6 | 20 | 1113.7368 | 63.7368
2026 | 3 | 6 | 21 | 1081.506 | 31.506
2026 | 3 | 6 | 22 | 1034.8436 | 0
2026 | 3 | 6 | 23 | 981.0344 | 0
2026 | 3 | 7 | 0 | 930.1305 | 0
2026 | 3 | 7 | 1 | 884.9712 | 0
2026 | 3 | 7 | 2 | 850.6682 | 0
2026 | 3 | 7 | 3 | 816.3651 | 0
2026 | 3 | 7 | 4 | 802.2431 | 0
2026 | 3 | 7 | 5 | 800.9056 | 0
2026 | 3 | 7 | 6 | 821.156 | 0
2026 | 3 | 7 | 7 | 841.4064 | 0
2026 | 3 | 7 | 8 | 879.4954 | 0
2026 | 3 | 7 | 9 | 931.1723 | 0
2026 | 3 | 7 | 10 | 980.0352 | 0
2026 | 3 | 7 | 11 | 1007.4359 | 0
2026 | 3 | 7 | 12 | 1020.9097 | 0
2026 | 3 | 7 | 13 | 1017.7873 | 0
2026 | 3 | 7 | 14 | 1002.0069 | 0
2026 | 3 | 7 | 15 | 985.2426 | 0
2026 | 3 | 7 | 16 | 974.3714 | 0
2026 | 3 | 7 | 17 | 981.8177 | 0
2026 | 3 | 7 | 18 | 972.2219 | 0
2026 | 3 | 7 | 19 | 1007.5651 | 0
2026 | 3 | 7 | 20 | 1008.8883 | 0
2026 | 3 | 7 | 21 | 979.7454 | 0
2026 | 3 | 7 | 22 | 941.0897 | 0
2026 | 3 | 7 | 23 | 901.7567 | 0
2026 | 3 | 8 | 0 | 864.1912 | 0
2026 | 3 | 8 | 1 | 826.6257 | 0
2026 | 3 | 8 | 2 | 806.3705 | 0
2026 | 3 | 8 | 3 | 789.9401 | 0
2026 | 3 | 8 | 4 | 782.8004 | 0
2026 | 3 | 8 | 5 | 783.5176 | 0
2026 | 3 | 8 | 6 | 794.62 | 0
2026 | 3 | 8 | 7 | 805.7225 | 0
2026 | 3 | 8 | 8 | 824.9152 | 0
2026 | 3 | 8 | 9 | 864.0995 | 0
2026 | 3 | 8 | 10 | 896.5466 | 0
2026 | 3 | 8 | 11 | 928.9937 | 0
2026 | 3 | 8 | 12 | 949.2006 | 0
2026 | 3 | 8 | 13 | 953.4169 | 0
2026 | 3 | 8 | 14 | 944.5097 | 0
2026 | 3 | 8 | 15 | 938.9904 | 0
2026 | 3 | 8 | 16 | 940.1188 | 0
2026 | 3 | 8 | 17 | 953.1608 | 0
2026 | 3 | 8 | 18 | 967.1622 | 0
2026 | 3 | 8 | 19 | 977.6875 | 0
2026 | 3 | 8 | 20 | 988.2128 | 0
2026 | 3 | 8 | 21 | 969.426 | 0
2026 | 3 | 8 | 22 | 938.6716 | 0
2026 | 3 | 8 | 23 | 904.4313 | 0
2026 | 3 | 9 | 0 | 870.1275 | 0
2026 | 3 | 9 | 1 | 855.0286 | 0
2026 | 3 | 9 | 2 | 837.1545 | 0
2026 | 3 | 9 | 3 | 826.6567 | 0
2026 | 3 | 9 | 4 | 826.8446 | 0
2026 | 3 | 9 | 5 | 848.6486 | 0
2026 | 3 | 9 | 6 | 917.7001 | 0
2026 | 3 | 9 | 7 | 986.7517 | 0
2026 | 3 | 9 | 8 | 1041.7724 | 0
2026 | 3 | 9 | 9 | 1077.8937 | 27.8937
2026 | 3 | 9 | 10 | 1102.5827 | 52.5827
2026 | 3 | 9 | 11 | 1120.9939 | 70.9939
2026 | 3 | 9 | 12 | 1131.0693 | 81.0693
2026 | 3 | 9 | 13 | 1129.7866 | 79.7866
2026 | 3 | 9 | 14 | 1121.1822 | 71.1822
2026 | 3 | 9 | 15 | 1113.0995 | 63.0995
2026 | 3 | 9 | 16 | 1109.3239 | 59.3239
2026 | 3 | 9 | 17 | 1112.3017 | 62.3017
2026 | 3 | 9 | 18 | 1115.6183 | 65.6183
2026 | 3 | 9 | 19 | 1118.0489 | 68.0489
2026 | 3 | 9 | 20 | 1120.4794 | 70.4794
2026 | 3 | 9 | 21 | 1085.513 | 35.513
2026 | 3 | 9 | 22 | 1031.7264 | 0
2026 | 3 | 9 | 23 | 978.1742 | 0
2026 | 3 | 10 | 0 | 925.2467 | 0
2026 | 3 | 10 | 1 | 892.502 | 0
2026 | 3 | 10 | 2 | 871.1093 | 0
2026 | 3 | 10 | 3 | 860.7958 | 0
2026 | 3 | 10 | 4 | 858.0329 | 0
2026 | 3 | 10 | 5 | 877.2837 | 0
2026 | 3 | 10 | 6 | 942.7992 | 0
2026 | 3 | 10 | 7 | 1008.3147 | 0
2026 | 3 | 10 | 8 | 1069.4193 | 19.4193
2026 | 3 | 10 | 9 | 1105.2751 | 55.2751
2026 | 3 | 10 | 10 | 1126.1952 | 76.1952
2026 | 3 | 10 | 11 | 1147.1153 | 97.1153
2026 | 3 | 10 | 12 | 1155.2413 | 105.2413
2026 | 3 | 10 | 13 | 1157.2194 | 107.2194
2026 | 3 | 10 | 14 | 1148.099 | 98.099
2026 | 3 | 10 | 15 | 1136.8866 | 86.8866
2026 | 3 | 10 | 16 | 1112.936 | 62.936
2026 | 3 | 10 | 17 | 1113.3133 | 63.3133
2026 | 3 | 10 | 18 | 1110.2927 | 60.2927
2026 | 3 | 10 | 19 | 1132.1652 | 82.1652
2026 | 3 | 10 | 20 | 1138.5061 | 88.5061
2026 | 3 | 10 | 21 | 1106.3378 | 56.3378
2026 | 3 | 10 | 22 | 1053.2642 | 3.2642
2026 | 3 | 10 | 23 | 994.4274 | 0
2026 | 3 | 11 | 0 | 940.8679 | 0
2026 | 3 | 11 | 1 | 916.0359 | 0
2026 | 3 | 11 | 2 | 893.2744 | 0
2026 | 3 | 11 | 3 | 882.1417 | 0
2026 | 3 | 11 | 4 | 881.0989 | 0
2026 | 3 | 11 | 5 | 899.5081 | 0
2026 | 3 | 11 | 6 | 952.1367 | 0
2026 | 3 | 11 | 7 | 1023.3083 | 0
2026 | 3 | 11 | 8 | 1074.8558 | 24.8558
2026 | 3 | 11 | 9 | 1102.2869 | 52.2869
2026 | 3 | 11 | 10 | 1121.0099 | 71.0099
2026 | 3 | 11 | 11 | 1131.7885 | 81.7885
2026 | 3 | 11 | 12 | 1134.266 | 84.266
2026 | 3 | 11 | 13 | 1132.4111 | 82.4111
2026 | 3 | 11 | 14 | 1127.5091 | 77.5091
2026 | 3 | 11 | 15 | 1121.0299 | 71.0299
2026 | 3 | 11 | 16 | 1121.805 | 71.805
2026 | 3 | 11 | 17 | 1126.6624 | 76.6624
2026 | 3 | 11 | 18 | 1120.9129 | 70.9129
2026 | 3 | 11 | 19 | 1135.81 | 85.81
2026 | 3 | 11 | 20 | 1147.6637 | 97.6637
2026 | 3 | 11 | 21 | 1120.9783 | 70.9783
2026 | 3 | 11 | 22 | 1068.8536 | 18.8536
2026 | 3 | 11 | 23 | 1006.332 | 0
2026 | 3 | 12 | 0 | 949.481 | 0
2026 | 3 | 12 | 1 | 916.0436 | 0
2026 | 3 | 12 | 2 | 892.8965 | 0
2026 | 3 | 12 | 3 | 878.8987 | 0
2026 | 3 | 12 | 4 | 877.1723 | 0
2026 | 3 | 12 | 5 | 896.8194 | 0
2026 | 3 | 12 | 6 | 960.9535 | 0
2026 | 3 | 12 | 7 | 1025.0877 | 0
2026 | 3 | 12 | 8 | 1070.6922 | 20.6922
2026 | 3 | 12 | 9 | 1104.0618 | 54.0618
2026 | 3 | 12 | 10 | 1128.533 | 78.533
2026 | 3 | 12 | 11 | 1141.6973 | 91.6973
2026 | 3 | 12 | 12 | 1144.9324 | 94.9324
2026 | 3 | 12 | 13 | 1140.9592 | 90.9592
2026 | 3 | 12 | 14 | 1133.6603 | 83.6603
2026 | 3 | 12 | 15 | 1123.4739 | 73.4739
2026 | 3 | 12 | 16 | 1117.1963 | 67.1963
2026 | 3 | 12 | 17 | 1111.1605 | 61.1605
2026 | 3 | 12 | 18 | 1107.2936 | 57.2936
2026 | 3 | 12 | 19 | 1109.8448 | 59.8448
2026 | 3 | 12 | 20 | 1112.3959 | 62.3959
2026 | 3 | 12 | 21 | 1085.4082 | 35.4082
2026 | 3 | 12 | 22 | 1034.7138 | 0
2026 | 3 | 12 | 23 | 983.1963 | 0
2026 | 3 | 13 | 0 | 935.588 | 0
2026 | 3 | 13 | 1 | 880.0471 | 0
2026 | 3 | 13 | 2 | 853.608 | 0
2026 | 3 | 13 | 3 | 838.8807 | 0
2026 | 3 | 13 | 4 | 835.6842 | 0
2026 | 3 | 13 | 5 | 857.6741 | 0
2026 | 3 | 13 | 6 | 921.419 | 0
2026 | 3 | 13 | 7 | 985.1639 | 0
2026 | 3 | 13 | 8 | 1051.8788 | 1.8788
2026 | 3 | 13 | 9 | 1083.1266 | 33.1266
2026 | 3 | 13 | 10 | 1109.7633 | 59.7633
2026 | 3 | 13 | 11 | 1124.3217 | 74.3217
2026 | 3 | 13 | 12 | 1128.461 | 78.461
2026 | 3 | 13 | 13 | 1125.6136 | 75.6136
2026 | 3 | 13 | 14 | 1115.762 | 65.762
2026 | 3 | 13 | 15 | 1103.7512 | 53.7512
2026 | 3 | 13 | 16 | 1099.4388 | 49.4388
2026 | 3 | 13 | 17 | 1100.6409 | 50.6409
2026 | 3 | 13 | 18 | 1077.2246 | 27.2246
2026 | 3 | 13 | 19 | 1075.5334 | 25.5334
2026 | 3 | 13 | 20 | 1076.5654 | 26.5654
2026 | 3 | 13 | 21 | 1042.7215 | 0
2026 | 3 | 13 | 22 | 987.278 | 0
2026 | 3 | 13 | 23 | 935.142 | 0
2026 | 3 | 14 | 0 | 884.3218 | 0
2026 | 3 | 14 | 1 | 832.0166 | 0
2026 | 3 | 14 | 2 | 797.695 | 0
2026 | 3 | 14 | 3 | 763.3733 | 0
2026 | 3 | 14 | 4 | 755.17 | 0
2026 | 3 | 14 | 5 | 756.8569 | 0
2026 | 3 | 14 | 6 | 779.1271 | 0
2026 | 3 | 14 | 7 | 808.5313 | 0
2026 | 3 | 14 | 8 | 837.9355 | 0
2026 | 3 | 14 | 9 | 894.2796 | 0
2026 | 3 | 14 | 10 | 940.7755 | 0
2026 | 3 | 14 | 11 | 965.3854 | 0
2026 | 3 | 14 | 12 | 976.2897 | 0
2026 | 3 | 14 | 13 | 969.4766 | 0
2026 | 3 | 14 | 14 | 955.7823 | 0
2026 | 3 | 14 | 15 | 939.9274 | 0
2026 | 3 | 14 | 16 | 935.385 | 0
2026 | 3 | 14 | 17 | 945.0404 | 0
2026 | 3 | 14 | 18 | 930.4877 | 0
2026 | 3 | 14 | 19 | 942.4818 | 0
2026 | 3 | 14 | 20 | 948.2322 | 0
2026 | 3 | 14 | 21 | 920.4298 | 0
2026 | 3 | 14 | 22 | 884.123 | 0
2026 | 3 | 14 | 23 | 850.5503 | 0
2026 | 3 | 15 | 0 | 813.6063 | 0
2026 | 3 | 15 | 1 | 776.6623 | 0
2026 | 3 | 15 | 2 | 757.8629 | 0
2026 | 3 | 15 | 3 | 747.6768 | 0
2026 | 3 | 15 | 4 | 740.722 | 0
2026 | 3 | 15 | 5 | 742.7688 | 0
2026 | 3 | 15 | 6 | 758.2687 | 0
2026 | 3 | 15 | 7 | 773.7685 | 0
2026 | 3 | 15 | 8 | 790.3709 | 0
2026 | 3 | 15 | 9 | 834.7347 | 0
2026 | 3 | 15 | 10 | 877.7348 | 0
2026 | 3 | 15 | 11 | 905.7507 | 0
2026 | 3 | 15 | 12 | 918.5271 | 0
2026 | 3 | 15 | 13 | 917.1173 | 0
2026 | 3 | 15 | 14 | 907.9191 | 0
2026 | 3 | 15 | 15 | 900.6758 | 0
2026 | 3 | 15 | 16 | 899.0372 | 0
2026 | 3 | 15 | 17 | 909.5055 | 0
2026 | 3 | 15 | 18 | 899.9601 | 0
2026 | 3 | 15 | 19 | 926.7854 | 0
2026 | 3 | 15 | 20 | 946.6302 | 0
2026 | 3 | 15 | 21 | 932.8833 | 0
2026 | 3 | 15 | 22 | 898.5856 | 0
2026 | 3 | 15 | 23 | 859.0356 | 0
2026 | 3 | 16 | 0 | 824.3451 | 0
2026 | 3 | 16 | 1 | 820.6135 | 0
2026 | 3 | 16 | 2 | 806.4022 | 0
2026 | 3 | 16 | 3 | 802.1003 | 0
2026 | 3 | 16 | 4 | 806.4605 | 0
2026 | 3 | 16 | 5 | 832.7369 | 0
2026 | 3 | 16 | 6 | 906.2473 | 0
2026 | 3 | 16 | 7 | 979.7578 | 0
2026 | 3 | 16 | 8 | 1034.8585 | 0
2026 | 3 | 16 | 9 | 1072.4665 | 22.4665
2026 | 3 | 16 | 10 | 1095.6023 | 45.6023
2026 | 3 | 16 | 11 | 1109.0527 | 59.0527
2026 | 3 | 16 | 12 | 1112.8146 | 62.8146
2026 | 3 | 16 | 13 | 1111.1179 | 61.1179
2026 | 3 | 16 | 14 | 1106.6542 | 56.6542
2026 | 3 | 16 | 15 | 1101.4427 | 51.4427
2026 | 3 | 16 | 16 | 1105.1317 | 55.1317
2026 | 3 | 16 | 17 | 1110.8452 | 60.8452
2026 | 3 | 16 | 18 | 1090.6708 | 40.6708
2026 | 3 | 16 | 19 | 1092.4284 | 42.4284
2026 | 3 | 16 | 20 | 1102.5536 | 52.5536
2026 | 3 | 16 | 21 | 1075.5493 | 25.5493
2026 | 3 | 16 | 22 | 1020.9268 | 0
2026 | 3 | 16 | 23 | 962.8861 | 0
2026 | 3 | 17 | 0 | 912.1007 | 0
2026 | 3 | 17 | 1 | 873.7733 | 0
2026 | 3 | 17 | 2 | 855.1782 | 0
2026 | 3 | 17 | 3 | 846.7354 | 0
2026 | 3 | 17 | 4 | 848.463 | 0
2026 | 3 | 17 | 5 | 871.9457 | 0
2026 | 3 | 17 | 6 | 942.2761 | 0
2026 | 3 | 17 | 7 | 1012.6065 | 0
2026 | 3 | 17 | 8 | 1070.1734 | 20.1734
2026 | 3 | 17 | 9 | 1109.2133 | 59.2133
2026 | 3 | 17 | 10 | 1127.5497 | 77.5497
2026 | 3 | 17 | 11 | 1142.5551 | 92.5551
2026 | 3 | 17 | 12 | 1146.2585 | 96.2585
2026 | 3 | 17 | 13 | 1143.2867 | 93.2867
2026 | 3 | 17 | 14 | 1133.2421 | 83.2421
2026 | 3 | 17 | 15 | 1124.2889 | 74.2889
2026 | 3 | 17 | 16 | 1101.7218 | 51.7218
2026 | 3 | 17 | 17 | 1099.5824 | 49.5824
2026 | 3 | 17 | 18 | 1092.3233 | 42.3233
2026 | 3 | 17 | 19 | 1104.6091 | 54.6091
2026 | 3 | 17 | 20 | 1111.7882 | 61.7882
2026 | 3 | 17 | 21 | 1077.0373 | 27.0373
2026 | 3 | 17 | 22 | 1025.247 | 0
2026 | 3 | 17 | 23 | 968.1895 | 0
2026 | 3 | 18 | 0 | 920.6857 | 0
2026 | 3 | 18 | 1 | 883.1225 | 0
2026 | 3 | 18 | 2 | 863.0488 | 0
2026 | 3 | 18 | 3 | 852.2653 | 0
2026 | 3 | 18 | 4 | 851.327 | 0
2026 | 3 | 18 | 5 | 875.1494 | 0
2026 | 3 | 18 | 6 | 943.0257 | 0
2026 | 3 | 18 | 7 | 1010.9019 | 0
2026 | 3 | 18 | 8 | 1050.466 | 0.46597
2026 | 3 | 18 | 9 | 1073.7379 | 23.7379
2026 | 3 | 18 | 10 | 1092.9253 | 42.9253
2026 | 3 | 18 | 11 | 1108.357 | 58.357
2026 | 3 | 18 | 12 | 1115.647 | 65.647
2026 | 3 | 18 | 13 | 1116.6222 | 66.6222
2026 | 3 | 18 | 14 | 1105.7738 | 55.7738
2026 | 3 | 18 | 15 | 1101.2611 | 51.2611
2026 | 3 | 18 | 16 | 1096.8689 | 46.8689
2026 | 3 | 18 | 17 | 1094.478 | 44.478
2026 | 3 | 18 | 18 | 1086.1225 | 36.1225
2026 | 3 | 18 | 19 | 1098.776 | 48.776
2026 | 3 | 18 | 20 | 1110.9456 | 60.9456
2026 | 3 | 18 | 21 | 1078.1646 | 28.1646
2026 | 3 | 18 | 22 | 1019.7188 | 0
2026 | 3 | 18 | 23 | 952.7925 | 0
2026 | 3 | 19 | 0 | 899.2871 | 0
2026 | 3 | 19 | 1 | 864.2568 | 0
2026 | 3 | 19 | 2 | 844.835 | 0
2026 | 3 | 19 | 3 | 835.8451 | 0
2026 | 3 | 19 | 4 | 836.3516 | 0
2026 | 3 | 19 | 5 | 861.8303 | 0
2026 | 3 | 19 | 6 | 934.6637 | 0
2026 | 3 | 19 | 7 | 1007.497 | 0
2026 | 3 | 19 | 8 | 1051.0941 | 1.0941
2026 | 3 | 19 | 9 | 1082.0892 | 32.0892
2026 | 3 | 19 | 10 | 1103.8012 | 53.8012
2026 | 3 | 19 | 11 | 1115.8702 | 65.8702
2026 | 3 | 19 | 12 | 1113.7761 | 63.7761
2026 | 3 | 19 | 13 | 1110.4239 | 60.4239
2026 | 3 | 19 | 14 | 1097.5633 | 47.5633
2026 | 3 | 19 | 15 | 1087.4278 | 37.4278
2026 | 3 | 19 | 16 | 1084.9719 | 34.9719
2026 | 3 | 19 | 17 | 1083.2731 | 33.2731
2026 | 3 | 19 | 18 | 1055.1359 | 5.1359
2026 | 3 | 19 | 19 | 1069.1203 | 19.1203
2026 | 3 | 19 | 20 | 1083.3552 | 33.3552
2026 | 3 | 19 | 21 | 1052.9927 | 2.9927
2026 | 3 | 19 | 22 | 995.0954 | 0
2026 | 3 | 19 | 23 | 937.3763 | 0
2026 | 3 | 20 | 0 | 891.0821 | 0
2026 | 3 | 20 | 1 | 887.8193 | 0
2026 | 3 | 20 | 2 | 875.1931 | 0
2026 | 3 | 20 | 3 | 870.5776 | 0
2026 | 3 | 20 | 4 | 872.5549 | 0
2026 | 3 | 20 | 5 | 894.9942 | 0
2026 | 3 | 20 | 6 | 955.9162 | 0
2026 | 3 | 20 | 7 | 1016.8381 | 0
2026 | 3 | 20 | 8 | 1066.2471 | 16.2471
2026 | 3 | 20 | 9 | 1093.8352 | 43.8352
2026 | 3 | 20 | 10 | 1107.6142 | 57.6142
2026 | 3 | 20 | 11 | 1112.9726 | 62.9726
2026 | 3 | 20 | 12 | 1111.2058 | 61.2058
2026 | 3 | 20 | 13 | 1102.7039 | 52.7039
2026 | 3 | 20 | 14 | 1087.6306 | 37.6306
2026 | 3 | 20 | 15 | 1074.5561 | 24.5561
2026 | 3 | 20 | 16 | 1068.9483 | 18.9483
2026 | 3 | 20 | 17 | 1063.9632 | 13.9632
2026 | 3 | 20 | 18 | 1039.6512 | 0
2026 | 3 | 20 | 19 | 1057.3729 | 7.3729
2026 | 3 | 20 | 20 | 1069.1758 | 19.1758
2026 | 3 | 20 | 21 | 1040.6555 | 0
2026 | 3 | 20 | 22 | 999.7678 | 0
2026 | 3 | 20 | 23 | 958.5121 | 0
2026 | 3 | 21 | 0 | 923.3409 | 0
2026 | 3 | 21 | 1 | 888.3449 | 0
2026 | 3 | 21 | 2 | 853.3489 | 0
2026 | 3 | 21 | 3 | 843.7594 | 0
2026 | 3 | 21 | 4 | 841.282 | 0
2026 | 3 | 21 | 5 | 859.1516 | 0
2026 | 3 | 21 | 6 | 902.1945 | 0
2026 | 3 | 21 | 7 | 913.2225 | 0
2026 | 3 | 21 | 8 | 924.2505 | 0
2026 | 3 | 21 | 9 | 965.9826 | 0
2026 | 3 | 21 | 10 | 1002.7808 | 0
2026 | 3 | 21 | 11 | 1020.2758 | 0
2026 | 3 | 21 | 12 | 1022.6988 | 0
2026 | 3 | 21 | 13 | 1016.4248 | 0
2026 | 3 | 21 | 14 | 997.7863 | 0
2026 | 3 | 21 | 15 | 982.6186 | 0
2026 | 3 | 21 | 16 | 977.4634 | 0
2026 | 3 | 21 | 17 | 980.3813 | 0
2026 | 3 | 21 | 18 | 973.1211 | 0
2026 | 3 | 21 | 19 | 986.1606 | 0
2026 | 3 | 21 | 20 | 1004.0727 | 0
2026 | 3 | 21 | 21 | 980.1535 | 0
2026 | 3 | 21 | 22 | 939.7171 | 0
2026 | 3 | 21 | 23 | 903.2454 | 0
2026 | 3 | 22 | 0 | 898.4289 | 0
2026 | 3 | 22 | 1 | 870.4293 | 0
2026 | 3 | 22 | 2 | 853.0984 | 0
2026 | 3 | 22 | 3 | 841.682 | 0
2026 | 3 | 22 | 4 | 841.14 | 0
2026 | 3 | 22 | 5 | 859.0868 | 0
2026 | 3 | 22 | 6 | 894.8603 | 0
2026 | 3 | 22 | 7 | 894.3433 | 0
2026 | 3 | 22 | 8 | 893.8263 | 0
2026 | 3 | 22 | 9 | 923.8577 | 0
2026 | 3 | 22 | 10 | 962.6647 | 0
2026 | 3 | 22 | 11 | 988.2025 | 0
2026 | 3 | 22 | 12 | 1001.6633 | 0
2026 | 3 | 22 | 13 | 1007.0373 | 0
2026 | 3 | 22 | 14 | 998.1167 | 0
2026 | 3 | 22 | 15 | 993.3604 | 0
2026 | 3 | 22 | 16 | 999.2248 | 0
2026 | 3 | 22 | 17 | 1006.56 | 0
2026 | 3 | 22 | 18 | 1002.3717 | 0
2026 | 3 | 22 | 19 | 1013.7196 | 0
2026 | 3 | 22 | 20 | 1029.2944 | 0
2026 | 3 | 22 | 21 | 1004.5151 | 0
2026 | 3 | 22 | 22 | 957.7972 | 0
2026 | 3 | 22 | 23 | 916.0608 | 0
2026 | 3 | 23 | 0 | 890.2195 | 0
2026 | 3 | 23 | 1 | 888.1746 | 0
2026 | 3 | 23 | 2 | 875.5555 | 0
2026 | 3 | 23 | 3 | 872.8122 | 0
2026 | 3 | 23 | 4 | 879.7887 | 0
2026 | 3 | 23 | 5 | 910.2196 | 0
2026 | 3 | 23 | 6 | 986.334 | 0
2026 | 3 | 23 | 7 | 1062.4484 | 12.4484
2026 | 3 | 23 | 8 | 1114.7455 | 64.7455
2026 | 3 | 23 | 9 | 1143.376 | 93.376
2026 | 3 | 23 | 10 | 1160.8925 | 110.8925
2026 | 3 | 23 | 11 | 1167.3234 | 117.3234
2026 | 3 | 23 | 12 | 1164.4809 | 114.4809
2026 | 3 | 23 | 13 | 1160.3337 | 110.3337
2026 | 3 | 23 | 14 | 1150.9163 | 100.9163
2026 | 3 | 23 | 15 | 1143.0591 | 93.0591
2026 | 3 | 23 | 16 | 1142.5589 | 92.5589
2026 | 3 | 23 | 17 | 1142.2461 | 92.2461
2026 | 3 | 23 | 18 | 1122.02 | 72.02
2026 | 3 | 23 | 19 | 1126.572 | 76.572
2026 | 3 | 23 | 20 | 1144.7968 | 94.7968
2026 | 3 | 23 | 21 | 1115.5788 | 65.5788
2026 | 3 | 23 | 22 | 1057.0537 | 7.0537
2026 | 3 | 23 | 23 | 995.0631 | 0
2026 | 3 | 24 | 0 | 943.9425 | 0
2026 | 3 | 24 | 1 | 916.8527 | 0
2026 | 3 | 24 | 2 | 901.964 | 0
2026 | 3 | 24 | 3 | 897.396 | 0
2026 | 3 | 24 | 4 | 901.8605 | 0
2026 | 3 | 24 | 5 | 931.7738 | 0
2026 | 3 | 24 | 6 | 1006.8602 | 0
2026 | 3 | 24 | 7 | 1081.9466 | 31.9466
2026 | 3 | 24 | 8 | 1138.8847 | 88.8847
2026 | 3 | 24 | 9 | 1168.5586 | 118.5586
2026 | 3 | 24 | 10 | 1179.788 | 129.788
2026 | 3 | 24 | 11 | 1188.2834 | 138.2834
2026 | 3 | 24 | 12 | 1183.605 | 133.605
2026 | 3 | 24 | 13 | 1178.2012 | 128.2012
2026 | 3 | 24 | 14 | 1166.7664 | 116.7664
2026 | 3 | 24 | 15 | 1155.6933 | 105.6933
2026 | 3 | 24 | 16 | 1140.2006 | 90.2006
2026 | 3 | 24 | 17 | 1141.3256 | 91.3256
2026 | 3 | 24 | 18 | 1134.0166 | 84.0166
2026 | 3 | 24 | 19 | 1134.9114 | 84.9114
2026 | 3 | 24 | 20 | 1149.7726 | 99.7726
2026 | 3 | 24 | 21 | 1117.1365 | 67.1365
2026 | 3 | 24 | 22 | 1059.3881 | 9.3881
2026 | 3 | 24 | 23 | 994.1983 | 0
2026 | 3 | 25 | 0 | 942.715 | 0
2026 | 3 | 25 | 1 | 913.9214 | 0
2026 | 3 | 25 | 2 | 897.1632 | 0
2026 | 3 | 25 | 3 | 890.3925 | 0
2026 | 3 | 25 | 4 | 895.7873 | 0
2026 | 3 | 25 | 5 | 928.3151 | 0
2026 | 3 | 25 | 6 | 1006.1394 | 0
2026 | 3 | 25 | 7 | 1083.9638 | 33.9638
2026 | 3 | 25 | 8 | 1135.6907 | 85.6907
2026 | 3 | 25 | 9 | 1162.1869 | 112.1869
2026 | 3 | 25 | 10 | 1171.7057 | 121.7057
2026 | 3 | 25 | 11 | 1177.443 | 127.443
2026 | 3 | 25 | 12 | 1171.2199 | 121.2199
2026 | 3 | 25 | 13 | 1166.6696 | 116.6696
2026 | 3 | 25 | 14 | 1157.2963 | 107.2963
2026 | 3 | 25 | 15 | 1149.5868 | 99.5868
2026 | 3 | 25 | 16 | 1151.5144 | 101.5144
2026 | 3 | 25 | 17 | 1151.1701 | 101.1701
2026 | 3 | 25 | 18 | 1143.2131 | 93.2131
2026 | 3 | 25 | 19 | 1140.4268 | 90.4268
2026 | 3 | 25 | 20 | 1157.0296 | 107.0296
2026 | 3 | 25 | 21 | 1121.2288 | 71.2288
2026 | 3 | 25 | 22 | 1058.3471 | 8.3471
2026 | 3 | 25 | 23 | 990.118 | 0
2026 | 3 | 26 | 0 | 936.6611 | 0
2026 | 3 | 26 | 1 | 901.6834 | 0
2026 | 3 | 26 | 2 | 866.7057 | 0
2026 | 3 | 26 | 3 | 860.0439 | 0
2026 | 3 | 26 | 4 | 864.8869 | 0
2026 | 3 | 26 | 5 | 898.9469 | 0
2026 | 3 | 26 | 6 | 974.9691 | 0
2026 | 3 | 26 | 7 | 1050.9914 | 0.99138
2026 | 3 | 26 | 8 | 1118.7114 | 68.7114
2026 | 3 | 26 | 9 | 1145.5687 | 95.5687
2026 | 3 | 26 | 10 | 1160.7868 | 110.7868
2026 | 3 | 26 | 11 | 1168.9518 | 118.9518
2026 | 3 | 26 | 12 | 1165.0456 | 115.0456
2026 | 3 | 26 | 13 | 1162.0633 | 112.0633
2026 | 3 | 26 | 14 | 1152.0778 | 102.0778
2026 | 3 | 26 | 15 | 1143.971 | 93.971
2026 | 3 | 26 | 16 | 1146.5074 | 96.5074
2026 | 3 | 26 | 17 | 1146.5674 | 96.5674
2026 | 3 | 26 | 18 | 1115.252 | 65.252
2026 | 3 | 26 | 19 | 1101.7042 | 51.7042
2026 | 3 | 26 | 20 | 1113.5509 | 63.5509
2026 | 3 | 26 | 21 | 1079.2041 | 29.2041
2026 | 3 | 26 | 22 | 1013.0194 | 0
2026 | 3 | 26 | 23 | 943.7609 | 0
2026 | 3 | 27 | 0 | 890.547 | 0
2026 | 3 | 27 | 1 | 836.9041 | 0
2026 | 3 | 27 | 2 | 807.192 | 0
2026 | 3 | 27 | 3 | 777.4799 | 0
2026 | 3 | 27 | 4 | 780.8513 | 0
2026 | 3 | 27 | 5 | 810.1141 | 0
2026 | 3 | 27 | 6 | 877.165 | 0
2026 | 3 | 27 | 7 | 944.2159 | 0
2026 | 3 | 27 | 8 | 1002.5613 | 0
2026 | 3 | 27 | 9 | 1027.3029 | 0
2026 | 3 | 27 | 10 | 1045.9516 | 0
2026 | 3 | 27 | 11 | 1052.5902 | 2.5902
2026 | 3 | 27 | 12 | 1052.0404 | 2.0404
2026 | 3 | 27 | 13 | 1050.9628 | 0.96284
2026 | 3 | 27 | 14 | 1041.2217 | 0
2026 | 3 | 27 | 15 | 1028.4571 | 0
2026 | 3 | 27 | 16 | 1020.0359 | 0
2026 | 3 | 27 | 17 | 1011.9578 | 0
2026 | 3 | 27 | 18 | 991.8812 | 0
2026 | 3 | 27 | 19 | 971.8047 | 0
2026 | 3 | 27 | 20 | 993.4212 | 0
2026 | 3 | 27 | 21 | 969.2664 | 0
2026 | 3 | 27 | 22 | 917.1411 | 0
2026 | 3 | 27 | 23 | 861.9578 | 0
2026 | 3 | 28 | 0 | 815.3459 | 0
2026 | 3 | 28 | 1 | 828.7359 | 0
2026 | 3 | 28 | 2 | 809.3668 | 0
2026 | 3 | 28 | 3 | 800.921 | 0
2026 | 3 | 28 | 4 | 801.9735 | 0
2026 | 3 | 28 | 5 | 823.806 | 0
2026 | 3 | 28 | 6 | 874.8411 | 0
2026 | 3 | 28 | 7 | 892.7256 | 0
2026 | 3 | 28 | 8 | 910.6101 | 0
2026 | 3 | 28 | 9 | 949.4349 | 0
2026 | 3 | 28 | 10 | 990.2665 | 0
2026 | 3 | 28 | 11 | 1012.1007 | 0
2026 | 3 | 28 | 12 | 1014.2069 | 0
2026 | 3 | 28 | 13 | 1010.8444 | 0
2026 | 3 | 28 | 14 | 992.1957 | 0
2026 | 3 | 28 | 15 | 977.3794 | 0
2026 | 3 | 28 | 16 | 972.0306 | 0
2026 | 3 | 28 | 17 | 972.5292 | 0
2026 | 3 | 28 | 18 | 958.6665 | 0
2026 | 3 | 28 | 19 | 944.8037 | 0
2026 | 3 | 28 | 20 | 963.4417 | 0
2026 | 3 | 28 | 21 | 934.4106 | 0
2026 | 3 | 28 | 22 | 887.6127 | 0
2026 | 3 | 28 | 23 | 842.2774 | 0
2026 | 3 | 29 | 0 | 812.9038 | 0
2026 | 3 | 29 | 1 | 791.6288 | 0
2026 | 3 | 29 | 2 | 775.33 | 0
2026 | 3 | 29 | 3 | 768.1525 | 0
2026 | 3 | 29 | 4 | 768.4853 | 0
2026 | 3 | 29 | 5 | 782.688 | 0
2026 | 3 | 29 | 6 | 817.4924 | 0
2026 | 3 | 29 | 7 | 824.1941 | 0
2026 | 3 | 29 | 8 | 830.8958 | 0
2026 | 3 | 29 | 9 | 866.3809 | 0
2026 | 3 | 29 | 10 | 907.4448 | 0
2026 | 3 | 29 | 11 | 935.3485 | 0
2026 | 3 | 29 | 12 | 946.6713 | 0
2026 | 3 | 29 | 13 | 949.9362 | 0
2026 | 3 | 29 | 14 | 940.6883 | 0
2026 | 3 | 29 | 15 | 935.2211 | 0
2026 | 3 | 29 | 16 | 935.6161 | 0
2026 | 3 | 29 | 17 | 942.8208 | 0
2026 | 3 | 29 | 18 | 936.1403 | 0
2026 | 3 | 29 | 19 | 928.7163 | 0
2026 | 3 | 29 | 20 | 948.0994 | 0
2026 | 3 | 29 | 21 | 929.7368 | 0
2026 | 3 | 29 | 22 | 886.6445 | 0
2026 | 3 | 29 | 23 | 842.5269 | 0
2026 | 3 | 30 | 0 | 813.6162 | 0
2026 | 3 | 30 | 1 | 789.4709 | 0
2026 | 3 | 30 | 2 | 765.3256 | 0
2026 | 3 | 30 | 3 | 762.1058 | 0
2026 | 3 | 30 | 4 | 767.6326 | 0
2026 | 3 | 30 | 5 | 801.7159 | 0
2026 | 3 | 30 | 6 | 875.4008 | 0
2026 | 3 | 30 | 7 | 949.0858 | 0
2026 | 3 | 30 | 8 | 1017.0563 | 0
2026 | 3 | 30 | 9 | 1047.6623 | 0
2026 | 3 | 30 | 10 | 1073.68 | 23.68
2026 | 3 | 30 | 11 | 1087.2479 | 37.2479
2026 | 3 | 30 | 12 | 1088.8536 | 38.8536
2026 | 3 | 30 | 13 | 1090.7661 | 40.7661
2026 | 3 | 30 | 14 | 1083.2148 | 33.2148
2026 | 3 | 30 | 15 | 1078.6571 | 28.6571
2026 | 3 | 30 | 16 | 1077.6145 | 27.6145
2026 | 3 | 30 | 17 | 1073.2371 | 23.2371
2026 | 3 | 30 | 18 | 1037.0457 | 0
2026 | 3 | 30 | 19 | 1026.7688 | 0
2026 | 3 | 30 | 20 | 1050.4396 | 0.43956
2026 | 3 | 30 | 21 | 1023.8093 | 0
2026 | 3 | 30 | 22 | 960.4727 | 0
2026 | 3 | 30 | 23 | 893.1173 | 0
2026 | 3 | 31 | 0 | 839.1403 | 0
2026 | 3 | 31 | 1 | 794.805 | 0
2026 | 3 | 31 | 2 | 750.4697 | 0
2026 | 3 | 31 | 3 | 744.1279 | 0
2026 | 3 | 31 | 4 | 748.1381 | 0
2026 | 3 | 31 | 5 | 784.5813 | 0
2026 | 3 | 31 | 6 | 867.9263 | 0
2026 | 3 | 31 | 7 | 951.2712 | 0
2026 | 3 | 31 | 8 | 1026.9252 | 0
2026 | 3 | 31 | 9 | 1059.9658 | 9.9658
2026 | 3 | 31 | 10 | 1084.4781 | 34.4781
2026 | 3 | 31 | 11 | 1099.9384 | 49.9384
2026 | 3 | 31 | 12 | 1099.3127 | 49.3127
2026 | 3 | 31 | 13 | 1103.3256 | 53.3256
2026 | 3 | 31 | 14 | 1095.6314 | 45.6314
2026 | 3 | 31 | 15 | 1089.2066 | 39.2066
2026 | 3 | 31 | 16 | 1074.856 | 24.856
2026 | 3 | 31 | 17 | 1073.3282 | 23.3282
2026 | 3 | 31 | 18 | 1056.4149 | 6.4149
2026 | 3 | 31 | 19 | 1039.5016 | 0
2026 | 3 | 31 | 20 | 1051.6408 | 1.6408
2026 | 3 | 31 | 21 | 1016.6276 | 0
2026 | 3 | 31 | 22 | 949.0876 | 0
2026 | 3 | 31 | 23 | 875.9609 | 0
2026 | 4 | 1 | 0 | 819.7221 | 0
2026 | 4 | 1 | 1 | 796.8628 | 0
2026 | 4 | 1 | 2 | 780.3084 | 0
2026 | 4 | 1 | 3 | 774.2119 | 0
2026 | 4 | 1 | 4 | 780.524 | 0
2026 | 4 | 1 | 5 | 813.6374 | 0
2026 | 4 | 1 | 6 | 895.0627 | 0
2026 | 4 | 1 | 7 | 976.4879 | 0
2026 | 4 | 1 | 8 | 1023.6309 | 0
2026 | 4 | 1 | 9 | 1055.6344 | 5.6344
2026 | 4 | 1 | 10 | 1070.5565 | 20.5565
2026 | 4 | 1 | 11 | 1076.0522 | 26.0522
2026 | 4 | 1 | 12 | 1072.5727 | 22.5727
2026 | 4 | 1 | 13 | 1074.0484 | 24.0484
2026 | 4 | 1 | 14 | 1070.036 | 20.036
2026 | 4 | 1 | 15 | 1067.2699 | 17.2699
2026 | 4 | 1 | 16 | 1074.1219 | 24.1219
2026 | 4 | 1 | 17 | 1076.6416 | 26.6416
2026 | 4 | 1 | 18 | 1063.4636 | 13.4636
2026 | 4 | 1 | 19 | 1041.874 | 0
2026 | 4 | 1 | 20 | 1050.0499 | 0.049886
2026 | 4 | 1 | 21 | 1017.3098 | 0
2026 | 4 | 1 | 22 | 955.5841 | 0
2026 | 4 | 1 | 23 | 887.4942 | 0
2026 | 4 | 2 | 0 | 836.293 | 0
2026 | 4 | 2 | 1 | 803.7027 | 0
2026 | 4 | 2 | 2 | 771.1124 | 0
2026 | 4 | 2 | 3 | 763.8193 | 0
2026 | 4 | 2 | 4 | 768.1582 | 0
2026 | 4 | 2 | 5 | 803.5288 | 0
2026 | 4 | 2 | 6 | 882.5845 | 0
2026 | 4 | 2 | 7 | 961.6401 | 0
2026 | 4 | 2 | 8 | 1029.2133 | 0
2026 | 4 | 2 | 9 | 1056.4315 | 6.4315
2026 | 4 | 2 | 10 | 1068.3443 | 18.3443
2026 | 4 | 2 | 11 | 1071.9273 | 21.9273
2026 | 4 | 2 | 12 | 1067.4165 | 17.4165
2026 | 4 | 2 | 13 | 1065.0574 | 15.0574
2026 | 4 | 2 | 14 | 1058.1462 | 8.1462
2026 | 4 | 2 | 15 | 1048.891 | 0
2026 | 4 | 2 | 16 | 1045.3525 | 0
2026 | 4 | 2 | 17 | 1032.1788 | 0
2026 | 4 | 2 | 18 | 991.5474 | 0
2026 | 4 | 2 | 19 | 994.1393 | 0
2026 | 4 | 2 | 20 | 1018.5253 | 0
2026 | 4 | 2 | 21 | 993.2575 | 0
2026 | 4 | 2 | 22 | 925.622 | 0
2026 | 4 | 2 | 23 | 854.4446 | 0
2026 | 4 | 3 | 0 | 797.8975 | 0
2026 | 4 | 3 | 1 | 809.9667 | 0
2026 | 4 | 3 | 2 | 822.0358 | 0
2026 | 4 | 3 | 3 | 812.3318 | 0
2026 | 4 | 3 | 4 | 810.6848 | 0
2026 | 4 | 3 | 5 | 824.4832 | 0
2026 | 4 | 3 | 6 | 851.1127 | 0
2026 | 4 | 3 | 7 | 858.902 | 0
2026 | 4 | 3 | 8 | 871.5819 | 0
2026 | 4 | 3 | 9 | 907.2943 | 0
2026 | 4 | 3 | 10 | 935.9293 | 0
2026 | 4 | 3 | 11 | 957.9798 | 0
2026 | 4 | 3 | 12 | 967.5706 | 0
2026 | 4 | 3 | 13 | 964.8271 | 0
2026 | 4 | 3 | 14 | 953.1722 | 0
2026 | 4 | 3 | 15 | 943.7407 | 0
2026 | 4 | 3 | 16 | 946.3048 | 0
2026 | 4 | 3 | 17 | 948.507 | 0
2026 | 4 | 3 | 18 | 917.6919 | 0
2026 | 4 | 3 | 19 | 919.0739 | 0
2026 | 4 | 3 | 20 | 920.8711 | 0
2026 | 4 | 3 | 21 | 922.6682 | 0
2026 | 4 | 3 | 22 | 887.46 | 0
2026 | 4 | 3 | 23 | 854.8432 | 0
2026 | 4 | 4 | 0 | 828.8077 | 0
2026 | 4 | 4 | 1 | 797.4924 | 0
2026 | 4 | 4 | 2 | 777.924 | 0
2026 | 4 | 4 | 3 | 758.3557 | 0
2026 | 4 | 4 | 4 | 756.1815 | 0
2026 | 4 | 4 | 5 | 767.2535 | 0
2026 | 4 | 4 | 6 | 793.2841 | 0
2026 | 4 | 4 | 7 | 815.2115 | 0
2026 | 4 | 4 | 8 | 837.1388 | 0
2026 | 4 | 4 | 9 | 875.7555 | 0
2026 | 4 | 4 | 10 | 911.4377 | 0
2026 | 4 | 4 | 11 | 930.2785 | 0
2026 | 4 | 4 | 12 | 934.7152 | 0
2026 | 4 | 4 | 13 | 931.0489 | 0
2026 | 4 | 4 | 14 | 918.142 | 0
2026 | 4 | 4 | 15 | 906.1874 | 0
2026 | 4 | 4 | 16 | 900.7452 | 0
2026 | 4 | 4 | 17 | 899.2365 | 0
2026 | 4 | 4 | 18 | 870.35 | 0
2026 | 4 | 4 | 19 | 868.1894 | 0
2026 | 4 | 4 | 20 | 887.7119 | 0
2026 | 4 | 4 | 21 | 869.3681 | 0
2026 | 4 | 4 | 22 | 832.6167 | 0
2026 | 4 | 4 | 23 | 798.0083 | 0
2026 | 4 | 5 | 0 | 769.738 | 0
2026 | 4 | 5 | 1 | 755.3839 | 0
2026 | 4 | 5 | 2 | 741.0297 | 0
2026 | 4 | 5 | 3 | 732.9539 | 0
2026 | 4 | 5 | 4 | 731.2076 | 0
2026 | 4 | 5 | 5 | 740.3427 | 0
2026 | 4 | 5 | 6 | 757.5643 | 0
2026 | 4 | 5 | 7 | 774.7859 | 0
2026 | 4 | 5 | 8 | 785.5762 | 0
2026 | 4 | 5 | 9 | 819.0599 | 0
2026 | 4 | 5 | 10 | 859.1353 | 0
2026 | 4 | 5 | 11 | 886.7373 | 0
2026 | 4 | 5 | 12 | 901.3512 | 0
2026 | 4 | 5 | 13 | 905.9269 | 0
2026 | 4 | 5 | 14 | 898.2385 | 0
2026 | 4 | 5 | 15 | 894.8539 | 0
2026 | 4 | 5 | 16 | 896.1216 | 0
2026 | 4 | 5 | 17 | 902.8736 | 0
2026 | 4 | 5 | 18 | 885.8635 | 0
2026 | 4 | 5 | 19 | 890.6077 | 0
2026 | 4 | 5 | 20 | 917.146 | 0
2026 | 4 | 5 | 21 | 902.5464 | 0
2026 | 4 | 5 | 22 | 863.8732 | 0
2026 | 4 | 5 | 23 | 826.7848 | 0
2026 | 4 | 6 | 0 | 796.4148 | 0
2026 | 4 | 6 | 1 | 807.7631 | 0
2026 | 4 | 6 | 2 | 793.5706 | 0
2026 | 4 | 6 | 3 | 776.1882 | 0
2026 | 4 | 6 | 4 | 769.5023 | 0
2026 | 4 | 6 | 5 | 787.3224 | 0
2026 | 4 | 6 | 6 | 848.2732 | 0
2026 | 4 | 6 | 7 | 909.2241 | 0
2026 | 4 | 6 | 8 | 935.7402 | 0
2026 | 4 | 6 | 9 | 973.6662 | 0
2026 | 4 | 6 | 10 | 1003.8457 | 0
2026 | 4 | 6 | 11 | 1020.7444 | 0
2026 | 4 | 6 | 12 | 1025.4847 | 0
2026 | 4 | 6 | 13 | 1027.5477 | 0
2026 | 4 | 6 | 14 | 1015.7494 | 0
2026 | 4 | 6 | 15 | 1006.2698 | 0
2026 | 4 | 6 | 16 | 998.0009 | 0
2026 | 4 | 6 | 17 | 989.4715 | 0
2026 | 4 | 6 | 18 | 953.9148 | 0
2026 | 4 | 6 | 19 | 958.7981 | 0
2026 | 4 | 6 | 20 | 979.6351 | 0
2026 | 4 | 6 | 21 | 952.4654 | 0
2026 | 4 | 6 | 22 | 892.8073 | 0
2026 | 4 | 6 | 23 | 843.6889 | 0
2026 | 4 | 7 | 0 | 794.5705 | 0
2026 | 4 | 7 | 1 | 791.2452 | 0
2026 | 4 | 7 | 2 | 787.9199 | 0
2026 | 4 | 7 | 3 | 781.5237 | 0
2026 | 4 | 7 | 4 | 786.631 | 0
2026 | 4 | 7 | 5 | 818.8058 | 0
2026 | 4 | 7 | 6 | 890.94 | 0
2026 | 4 | 7 | 7 | 963.0741 | 0
2026 | 4 | 7 | 8 | 1032.8873 | 0
2026 | 4 | 7 | 9 | 1061.1255 | 11.1255
2026 | 4 | 7 | 10 | 1083.2185 | 33.2185
2026 | 4 | 7 | 11 | 1096.9101 | 46.9101
2026 | 4 | 7 | 12 | 1096.5948 | 46.5948
2026 | 4 | 7 | 13 | 1098.0887 | 48.0887
2026 | 4 | 7 | 14 | 1089.9616 | 39.9616
2026 | 4 | 7 | 15 | 1083.5679 | 33.5679
2026 | 4 | 7 | 16 | 1068.503 | 18.503
2026 | 4 | 7 | 17 | 1065.6171 | 15.6171
2026 | 4 | 7 | 18 | 1047.533 | 0
2026 | 4 | 7 | 19 | 1033.0419 | 0
2026 | 4 | 7 | 20 | 1052.7407 | 2.7407
2026 | 4 | 7 | 21 | 1018.8669 | 0
2026 | 4 | 7 | 22 | 952.0539 | 0
2026 | 4 | 7 | 23 | 880.9588 | 0
2026 | 4 | 8 | 0 | 858.459 | 0
2026 | 4 | 8 | 1 | 858.4552 | 0
2026 | 4 | 8 | 2 | 844.2282 | 0
2026 | 4 | 8 | 3 | 841.203 | 0
2026 | 4 | 8 | 4 | 847.8478 | 0
2026 | 4 | 8 | 5 | 879.4343 | 0
2026 | 4 | 8 | 6 | 947.3615 | 0
2026 | 4 | 8 | 7 | 1015.2888 | 0
2026 | 4 | 8 | 8 | 1072.0101 | 22.0101
2026 | 4 | 8 | 9 | 1099.4642 | 49.4642
2026 | 4 | 8 | 10 | 1117.9082 | 67.9082
2026 | 4 | 8 | 11 | 1129.2905 | 79.2905
2026 | 4 | 8 | 12 | 1128.066 | 78.066
2026 | 4 | 8 | 13 | 1126.2056 | 76.2056
2026 | 4 | 8 | 14 | 1120.0584 | 70.0584
2026 | 4 | 8 | 15 | 1115.1488 | 65.1488
2026 | 4 | 8 | 16 | 1118.2236 | 68.2236
2026 | 4 | 8 | 17 | 1120.3467 | 70.3467
2026 | 4 | 8 | 18 | 1118.7131 | 68.7131
2026 | 4 | 8 | 19 | 1108.2832 | 58.2832
2026 | 4 | 8 | 20 | 1125.388 | 75.388
2026 | 4 | 8 | 21 | 1098.2766 | 48.2766
2026 | 4 | 8 | 22 | 1041.6297 | 0
2026 | 4 | 8 | 23 | 979.7754 | 0
2026 | 4 | 9 | 0 | 929.4333 | 0
2026 | 4 | 9 | 1 | 900.2402 | 0
2026 | 4 | 9 | 2 | 871.047 | 0
2026 | 4 | 9 | 3 | 866.1097 | 0
2026 | 4 | 9 | 4 | 868.9923 | 0
2026 | 4 | 9 | 5 | 894.4981 | 0
2026 | 4 | 9 | 6 | 955.3566 | 0
2026 | 4 | 9 | 7 | 1019.5237 | 0
2026 | 4 | 9 | 8 | 1083.6908 | 33.6908
2026 | 4 | 9 | 9 | 1114.4366 | 64.4366
2026 | 4 | 9 | 10 | 1129.8585 | 79.8585
2026 | 4 | 9 | 11 | 1134.9448 | 84.9448
2026 | 4 | 9 | 12 | 1130.0851 | 80.0851
2026 | 4 | 9 | 13 | 1123.2117 | 73.2117
2026 | 4 | 9 | 14 | 1114.4389 | 64.4389
2026 | 4 | 9 | 15 | 1105.9937 | 55.9937
2026 | 4 | 9 | 16 | 1102.0179 | 52.0179
2026 | 4 | 9 | 17 | 1097.8678 | 47.8678
2026 | 4 | 9 | 18 | 1068.3246 | 18.3246
2026 | 4 | 9 | 19 | 1057.9251 | 7.9251
2026 | 4 | 9 | 20 | 1089.2347 | 39.2347
2026 | 4 | 9 | 21 | 1074.2676 | 24.2676
2026 | 4 | 9 | 22 | 1020.8622 | 0
2026 | 4 | 9 | 23 | 962.9039 | 0
2026 | 4 | 10 | 0 | 914.2769 | 0
2026 | 4 | 10 | 1 | 850.76 | 0
2026 | 4 | 10 | 2 | 816.0942 | 0
2026 | 4 | 10 | 3 | 781.4284 | 0
2026 | 4 | 10 | 4 | 785.2495 | 0
2026 | 4 | 10 | 5 | 812.4842 | 0
2026 | 4 | 10 | 6 | 875.9554 | 0
2026 | 4 | 10 | 7 | 939.4266 | 0
2026 | 4 | 10 | 8 | 997.9834 | 0
2026 | 4 | 10 | 9 | 1022.7336 | 0
2026 | 4 | 10 | 10 | 1041.5964 | 0
2026 | 4 | 10 | 11 | 1048.5113 | 0
2026 | 4 | 10 | 12 | 1047.9383 | 0
2026 | 4 | 10 | 13 | 1046.8844 | 0
2026 | 4 | 10 | 14 | 1036.7009 | 0
2026 | 4 | 10 | 15 | 1024.0034 | 0
2026 | 4 | 10 | 16 | 1015.5439 | 0
2026 | 4 | 10 | 17 | 1007.1499 | 0
2026 | 4 | 10 | 18 | 967.287 | 0
2026 | 4 | 10 | 19 | 966.909 | 0
2026 | 4 | 10 | 20 | 987.7756 | 0
2026 | 4 | 10 | 21 | 965.6765 | 0
2026 | 4 | 10 | 22 | 913.5681 | 0
2026 | 4 | 10 | 23 | 863.5241 | 0
2026 | 4 | 11 | 0 | 820.4573 | 0
2026 | 4 | 11 | 1 | 814.5802 | 0
2026 | 4 | 11 | 2 | 808.703 | 0
2026 | 4 | 11 | 3 | 796.5578 | 0
2026 | 4 | 11 | 4 | 793.574 | 0
2026 | 4 | 11 | 5 | 807.0316 | 0
2026 | 4 | 11 | 6 | 835.2244 | 0
2026 | 4 | 11 | 7 | 852.918 | 0
2026 | 4 | 11 | 8 | 870.6116 | 0
2026 | 4 | 11 | 9 | 914.7857 | 0
2026 | 4 | 11 | 10 | 959.3142 | 0
2026 | 4 | 11 | 11 | 981.403 | 0
2026 | 4 | 11 | 12 | 986.4331 | 0
2026 | 4 | 11 | 13 | 985.8566 | 0
2026 | 4 | 11 | 14 | 973.6036 | 0
2026 | 4 | 11 | 15 | 960.967 | 0
2026 | 4 | 11 | 16 | 954.1429 | 0
2026 | 4 | 11 | 17 | 952.2704 | 0
2026 | 4 | 11 | 18 | 928.8481 | 0
2026 | 4 | 11 | 19 | 912.5438 | 0
2026 | 4 | 11 | 20 | 945.9269 | 0
2026 | 4 | 11 | 21 | 931.793 | 0
2026 | 4 | 11 | 22 | 887.648 | 0
2026 | 4 | 11 | 23 | 848.5505 | 0
2026 | 4 | 12 | 0 | 815.1136 | 0
2026 | 4 | 12 | 1 | 784.0687 | 0
2026 | 4 | 12 | 2 | 764.6361 | 0
2026 | 4 | 12 | 3 | 754.9597 | 0
2026 | 4 | 12 | 4 | 752.2752 | 0
2026 | 4 | 12 | 5 | 762.4453 | 0
2026 | 4 | 12 | 6 | 779.0132 | 0
2026 | 4 | 12 | 7 | 787.9818 | 0
2026 | 4 | 12 | 8 | 796.9505 | 0
2026 | 4 | 12 | 9 | 829.5146 | 0
2026 | 4 | 12 | 10 | 871.1694 | 0
2026 | 4 | 12 | 11 | 898.5135 | 0
2026 | 4 | 12 | 12 | 913.7434 | 0
2026 | 4 | 12 | 13 | 924.4624 | 0
2026 | 4 | 12 | 14 | 920.9532 | 0
2026 | 4 | 12 | 15 | 912.0465 | 0
2026 | 4 | 12 | 16 | 913.8816 | 0
2026 | 4 | 12 | 17 | 918.3063 | 0
2026 | 4 | 12 | 18 | 895.3877 | 0
2026 | 4 | 12 | 19 | 892.7686 | 0
2026 | 4 | 12 | 20 | 928.4121 | 0
2026 | 4 | 12 | 21 | 918.3971 | 0
2026 | 4 | 12 | 22 | 877.037 | 0
2026 | 4 | 12 | 23 | 834.5541 | 0
2026 | 4 | 13 | 0 | 799.9976 | 0
2026 | 4 | 13 | 1 | 780.3322 | 0
2026 | 4 | 13 | 2 | 760.6668 | 0
2026 | 4 | 13 | 3 | 758.7558 | 0
2026 | 4 | 13 | 4 | 764.3479 | 0
2026 | 4 | 13 | 5 | 797.8422 | 0
2026 | 4 | 13 | 6 | 869.7531 | 0
2026 | 4 | 13 | 7 | 941.664 | 0
2026 | 4 | 13 | 8 | 1008.5415 | 0
2026 | 4 | 13 | 9 | 1037.4472 | 0
2026 | 4 | 13 | 10 | 1063.3744 | 13.3744
2026 | 4 | 13 | 11 | 1077.4563 | 27.4563
2026 | 4 | 13 | 12 | 1080.1448 | 30.1448
2026 | 4 | 13 | 13 | 1082.9169 | 32.9169
2026 | 4 | 13 | 14 | 1076.2201 | 26.2201
2026 | 4 | 13 | 15 | 1072.3174 | 22.3174
2026 | 4 | 13 | 16 | 1071.3429 | 21.3429
2026 | 4 | 13 | 17 | 1066.6434 | 16.6434
2026 | 4 | 13 | 18 | 1030.5801 | 0
2026 | 4 | 13 | 19 | 1019.9681 | 0
2026 | 4 | 13 | 20 | 1044.3856 | 0
2026 | 4 | 13 | 21 | 1017.889 | 0
2026 | 4 | 13 | 22 | 955.8565 | 0
2026 | 4 | 13 | 23 | 890.3801 | 0
2026 | 4 | 14 | 0 | 838.4329 | 0
2026 | 4 | 14 | 1 | 831.3441 | 0
2026 | 4 | 14 | 2 | 813.0548 | 0
2026 | 4 | 14 | 3 | 807.3913 | 0
2026 | 4 | 14 | 4 | 813.1166 | 0
2026 | 4 | 14 | 5 | 843.919 | 0
2026 | 4 | 14 | 6 | 915.3089 | 0
2026 | 4 | 14 | 7 | 986.6987 | 0
2026 | 4 | 14 | 8 | 1046.4679 | 0
2026 | 4 | 14 | 9 | 1077.7001 | 27.7001
2026 | 4 | 14 | 10 | 1101.3324 | 51.3324
2026 | 4 | 14 | 11 | 1115.4167 | 65.4167
2026 | 4 | 14 | 12 | 1117.9057 | 67.9057
2026 | 4 | 14 | 13 | 1117.0821 | 67.0821
2026 | 4 | 14 | 14 | 1110.8191 | 60.8191
2026 | 4 | 14 | 15 | 1102.7054 | 52.7054
2026 | 4 | 14 | 16 | 1081.9642 | 31.9642
2026 | 4 | 14 | 17 | 1080.1958 | 30.1958
2026 | 4 | 14 | 18 | 1065.237 | 15.237
2026 | 4 | 14 | 19 | 1046.9029 | 0
2026 | 4 | 14 | 20 | 1077.501 | 27.501
2026 | 4 | 14 | 21 | 1053.8863 | 3.8863
2026 | 4 | 14 | 22 | 991.9681 | 0
2026 | 4 | 14 | 23 | 925.5179 | 0
2026 | 4 | 15 | 0 | 872.5079 | 0
2026 | 4 | 15 | 1 | 849.6131 | 0
2026 | 4 | 15 | 2 | 831.0295 | 0
2026 | 4 | 15 | 3 | 823.2311 | 0
2026 | 4 | 15 | 4 | 826.8296 | 0
2026 | 4 | 15 | 5 | 857.2292 | 0
2026 | 4 | 15 | 6 | 925.4974 | 0
2026 | 4 | 15 | 7 | 993.7655 | 0
2026 | 4 | 15 | 8 | 1049.0108 | 0
2026 | 4 | 15 | 9 | 1077.0962 | 27.0962
2026 | 4 | 15 | 10 | 1097.6444 | 47.6444
2026 | 4 | 15 | 11 | 1108.3714 | 58.3714
2026 | 4 | 15 | 12 | 1110.7077 | 60.7077
2026 | 4 | 15 | 13 | 1110.0823 | 60.0823
2026 | 4 | 15 | 14 | 1104.9163 | 54.9163
2026 | 4 | 15 | 15 | 1098.193 | 48.193
2026 | 4 | 15 | 16 | 1095.9522 | 45.9522
2026 | 4 | 15 | 17 | 1091.8824 | 41.8824
2026 | 4 | 15 | 18 | 1077.0654 | 27.0654
2026 | 4 | 15 | 19 | 1062.4941 | 12.4941
2026 | 4 | 15 | 20 | 1090.808 | 40.808
2026 | 4 | 15 | 21 | 1066.0157 | 16.0157
2026 | 4 | 15 | 22 | 1004.5676 | 0
2026 | 4 | 15 | 23 | 937.1429 | 0
2026 | 4 | 16 | 0 | 882.3446 | 0
2026 | 4 | 16 | 1 | 845.8992 | 0
2026 | 4 | 16 | 2 | 827.639 | 0
2026 | 4 | 16 | 3 | 819.6191 | 0
2026 | 4 | 16 | 4 | 822.8677 | 0
2026 | 4 | 16 | 5 | 851.775 | 0
2026 | 4 | 16 | 6 | 919.7929 | 0
2026 | 4 | 16 | 7 | 987.8107 | 0
2026 | 4 | 16 | 8 | 1038.2929 | 0
2026 | 4 | 16 | 9 | 1070.6548 | 20.6548
2026 | 4 | 16 | 10 | 1095.8874 | 45.8874
2026 | 4 | 16 | 11 | 1108.1276 | 58.1276
2026 | 4 | 16 | 12 | 1110.569 | 60.569
2026 | 4 | 16 | 13 | 1108.9188 | 58.9188
2026 | 4 | 16 | 14 | 1103.6198 | 53.6198
2026 | 4 | 16 | 15 | 1096.975 | 46.975
2026 | 4 | 16 | 16 | 1093.9981 | 43.9981
2026 | 4 | 16 | 17 | 1085.4114 | 35.4114
2026 | 4 | 16 | 18 | 1047.5653 | 0
2026 | 4 | 16 | 19 | 1027.0121 | 0
2026 | 4 | 16 | 20 | 1056.9257 | 6.9257
2026 | 4 | 16 | 21 | 1033.6452 | 0
2026 | 4 | 16 | 22 | 975.0675 | 0
2026 | 4 | 16 | 23 | 915.6297 | 0
2026 | 4 | 17 | 0 | 867.1777 | 0
2026 | 4 | 17 | 1 | 822.6297 | 0
2026 | 4 | 17 | 2 | 796.9251 | 0
2026 | 4 | 17 | 3 | 771.2205 | 0
2026 | 4 | 17 | 4 | 774.7457 | 0
2026 | 4 | 17 | 5 | 800.8966 | 0
2026 | 4 | 17 | 6 | 862.2511 | 0
2026 | 4 | 17 | 7 | 923.6057 | 0
2026 | 4 | 17 | 8 | 970.6783 | 0
2026 | 4 | 17 | 9 | 1017.7509 | 0
2026 | 4 | 17 | 10 | 1042.4574 | 0
2026 | 4 | 17 | 11 | 1054.045 | 4.045
2026 | 4 | 17 | 12 | 1055.7694 | 5.7694
2026 | 4 | 17 | 13 | 1054.0285 | 4.0285
2026 | 4 | 17 | 14 | 1045.5737 | 0
2026 | 4 | 17 | 15 | 1035.6405 | 0
2026 | 4 | 17 | 16 | 1026.0144 | 0
2026 | 4 | 17 | 17 | 1015.4967 | 0
2026 | 4 | 17 | 18 | 978.5159 | 0
2026 | 4 | 17 | 19 | 966.4656 | 0
2026 | 4 | 17 | 20 | 984.814 | 0
2026 | 4 | 17 | 21 | 971.6298 | 0
2026 | 4 | 17 | 22 | 919.419 | 0
2026 | 4 | 17 | 23 | 865.0355 | 0
2026 | 4 | 18 | 0 | 818.5651 | 0
2026 | 4 | 18 | 1 | 793.7331 | 0
2026 | 4 | 18 | 2 | 768.901 | 0
2026 | 4 | 18 | 3 | 756.3685 | 0
2026 | 4 | 18 | 4 | 752.3848 | 0
2026 | 4 | 18 | 5 | 766.9718 | 0
2026 | 4 | 18 | 6 | 793.037 | 0
2026 | 4 | 18 | 7 | 818.6355 | 0
2026 | 4 | 18 | 8 | 844.2339 | 0
2026 | 4 | 18 | 9 | 896.9857 | 0
2026 | 4 | 18 | 10 | 942.8275 | 0
2026 | 4 | 18 | 11 | 965.8834 | 0
2026 | 4 | 18 | 12 | 969.7777 | 0
2026 | 4 | 18 | 13 | 963.0817 | 0
2026 | 4 | 18 | 14 | 950.1031 | 0
2026 | 4 | 18 | 15 | 937.6933 | 0
2026 | 4 | 18 | 16 | 935.058 | 0
2026 | 4 | 18 | 17 | 942.3635 | 0
2026 | 4 | 18 | 18 | 916.3027 | 0
2026 | 4 | 18 | 19 | 898.4531 | 0
2026 | 4 | 18 | 20 | 918.9054 | 0
2026 | 4 | 18 | 21 | 907.7074 | 0
2026 | 4 | 18 | 22 | 860.7989 | 0
2026 | 4 | 18 | 23 | 815.9948 | 0
2026 | 4 | 19 | 0 | 777.8831 | 0
2026 | 4 | 19 | 1 | 770.0352 | 0
2026 | 4 | 19 | 2 | 751.0359 | 0
2026 | 4 | 19 | 3 | 740.9686 | 0
2026 | 4 | 19 | 4 | 739.7024 | 0
2026 | 4 | 19 | 5 | 748.581 | 0
2026 | 4 | 19 | 6 | 762.706 | 0
2026 | 4 | 19 | 7 | 773.4745 | 0
2026 | 4 | 19 | 8 | 784.2429 | 0
2026 | 4 | 19 | 9 | 818.4168 | 0
2026 | 4 | 19 | 10 | 861.1847 | 0
2026 | 4 | 19 | 11 | 889.5835 | 0
2026 | 4 | 19 | 12 | 904.499 | 0
2026 | 4 | 19 | 13 | 906.9575 | 0
2026 | 4 | 19 | 14 | 902.3182 | 0
2026 | 4 | 19 | 15 | 898.3646 | 0
2026 | 4 | 19 | 16 | 899.5039 | 0
2026 | 4 | 19 | 17 | 906.4535 | 0
2026 | 4 | 19 | 18 | 892.4001 | 0
2026 | 4 | 19 | 19 | 890.5942 | 0
2026 | 4 | 19 | 20 | 919.1982 | 0
2026 | 4 | 19 | 21 | 920.3732 | 0
2026 | 4 | 19 | 22 | 880.4902 | 0
2026 | 4 | 19 | 23 | 834.0196 | 0
2026 | 4 | 20 | 0 | 800.018 | 0
2026 | 4 | 20 | 1 | 743.3357 | 0
2026 | 4 | 20 | 2 | 729.3364 | 0
2026 | 4 | 20 | 3 | 726.0967 | 0
2026 | 4 | 20 | 4 | 732.7832 | 0
2026 | 4 | 20 | 5 | 767.0294 | 0
2026 | 4 | 20 | 6 | 839.0447 | 0
2026 | 4 | 20 | 7 | 911.06 | 0
2026 | 4 | 20 | 8 | 965.7191 | 0
2026 | 4 | 20 | 9 | 1020.3782 | 0
2026 | 4 | 20 | 10 | 1048.1612 | 0
2026 | 4 | 20 | 11 | 1065.0981 | 15.0981
2026 | 4 | 20 | 12 | 1069.7562 | 19.7562
2026 | 4 | 20 | 13 | 1072.9937 | 22.9937
2026 | 4 | 20 | 14 | 1069.0706 | 19.0706
2026 | 4 | 20 | 15 | 1065.7103 | 15.7103
2026 | 4 | 20 | 16 | 1065.8176 | 15.8176
2026 | 4 | 20 | 17 | 1065.369 | 15.369
2026 | 4 | 20 | 18 | 1036.4209 | 0
2026 | 4 | 20 | 19 | 1016.5479 | 0
2026 | 4 | 20 | 20 | 1023.7376 | 0
2026 | 4 | 20 | 21 | 1004.7875 | 0
2026 | 4 | 20 | 22 | 939.9491 | 0
2026 | 4 | 20 | 23 | 871.2092 | 0
2026 | 4 | 21 | 0 | 817.6456 | 0
2026 | 4 | 21 | 1 | 804.1586 | 0
2026 | 4 | 21 | 2 | 785.8423 | 0
2026 | 4 | 21 | 3 | 778.8771 | 0
2026 | 4 | 21 | 4 | 782.8593 | 0
2026 | 4 | 21 | 5 | 817.2668 | 0
2026 | 4 | 21 | 6 | 886.3203 | 0
2026 | 4 | 21 | 7 | 955.3739 | 0
2026 | 4 | 21 | 8 | 1002.7649 | 0
2026 | 4 | 21 | 9 | 1050.1559 | 0.15587
2026 | 4 | 21 | 10 | 1068.5957 | 18.5957
2026 | 4 | 21 | 11 | 1080.5004 | 30.5004
2026 | 4 | 21 | 12 | 1080.6134 | 30.6134
2026 | 4 | 21 | 13 | 1080.8885 | 30.8885
2026 | 4 | 21 | 14 | 1071.5981 | 21.5981
2026 | 4 | 21 | 15 | 1062.2753 | 12.2753
2026 | 4 | 21 | 16 | 1043.5032 | 0
2026 | 4 | 21 | 17 | 1041.6834 | 0
2026 | 4 | 21 | 18 | 1028.8072 | 0
2026 | 4 | 21 | 19 | 1018.395 | 0
2026 | 4 | 21 | 20 | 1029.587 | 0
2026 | 4 | 21 | 21 | 1003.7393 | 0
2026 | 4 | 21 | 22 | 939.3282 | 0
2026 | 4 | 21 | 23 | 874.9172 | 0
2026 | 4 | 22 | 0 | 836.2177 | 0
2026 | 4 | 22 | 1 | 797.5182 | 0
2026 | 4 | 22 | 2 | 780.2807 | 0
2026 | 4 | 22 | 3 | 774.5254 | 0
2026 | 4 | 22 | 4 | 780.1203 | 0
2026 | 4 | 22 | 5 | 810.7816 | 0
2026 | 4 | 22 | 6 | 867.8446 | 0
2026 | 4 | 22 | 7 | 924.9076 | 0
2026 | 4 | 22 | 8 | 961.9046 | 0
2026 | 4 | 22 | 9 | 998.9016 | 0
2026 | 4 | 22 | 10 | 1012.6498 | 0
2026 | 4 | 22 | 11 | 1019.4077 | 0
2026 | 4 | 22 | 12 | 1012.3112 | 0
2026 | 4 | 22 | 13 | 1010.9502 | 0
2026 | 4 | 22 | 14 | 1003.2308 | 0
2026 | 4 | 22 | 15 | 992.1515 | 0
2026 | 4 | 22 | 16 | 992.1515 | 0
2026 | 4 | 22 | 17 | 986.018 | 0
2026 | 4 | 22 | 18 | 977.3 | 0
2026 | 4 | 22 | 19 | 953.7427 | 0
2026 | 4 | 22 | 20 | 974.1905 | 0
2026 | 4 | 22 | 21 | 955.1902 | 0
2026 | 4 | 22 | 22 | 903.2301 | 0
2026 | 4 | 22 | 23 | 855.0242 | 0
2026 | 4 | 23 | 0 | 806.8184 | 0
2026 | 4 | 23 | 1 | 782.8732 | 0
2026 | 4 | 23 | 2 | 768.4077 | 0
2026 | 4 | 23 | 3 | 753.9422 | 0
2026 | 4 | 23 | 4 | 758.7551 | 0
2026 | 4 | 23 | 5 | 788.2914 | 0
2026 | 4 | 23 | 6 | 850.309 | 0
2026 | 4 | 23 | 7 | 912.3265 | 0
2026 | 4 | 23 | 8 | 962.7724 | 0
2026 | 4 | 23 | 9 | 1013.2183 | 0
2026 | 4 | 23 | 10 | 1046.7518 | 0
2026 | 4 | 23 | 11 | 1069.8246 | 19.8246
2026 | 4 | 23 | 12 | 1084.613 | 34.613
2026 | 4 | 23 | 13 | 1097.4098 | 47.4098
2026 | 4 | 23 | 14 | 1100.6017 | 50.6017
2026 | 4 | 23 | 15 | 1100.1047 | 50.1047
2026 | 4 | 23 | 16 | 1093.5605 | 43.5605
2026 | 4 | 23 | 17 | 1073.8982 | 23.8982
2026 | 4 | 23 | 18 | 1039.9574 | 0
2026 | 4 | 23 | 19 | 1020.6942 | 0
2026 | 4 | 23 | 20 | 1022.3726 | 0
2026 | 4 | 23 | 21 | 1011.08 | 0
2026 | 4 | 23 | 22 | 950.1661 | 0
2026 | 4 | 23 | 23 | 887.1451 | 0
2026 | 4 | 24 | 0 | 824.1241 | 0
2026 | 4 | 24 | 1 | 760.1428 | 0
2026 | 4 | 24 | 2 | 739.2186 | 0
2026 | 4 | 24 | 3 | 731.2044 | 0
2026 | 4 | 24 | 4 | 735.6757 | 0
2026 | 4 | 24 | 5 | 765.7417 | 0
2026 | 4 | 24 | 6 | 835.4375 | 0
2026 | 4 | 24 | 7 | 905.1333 | 0
2026 | 4 | 24 | 8 | 959.5899 | 0
2026 | 4 | 24 | 9 | 1014.0465 | 0
2026 | 4 | 24 | 10 | 1040.0665 | 0
2026 | 4 | 24 | 11 | 1051.1269 | 1.1269
2026 | 4 | 24 | 12 | 1052.5089 | 2.5089
2026 | 4 | 24 | 13 | 1048.4885 | 0
2026 | 4 | 24 | 14 | 1041.3444 | 0
2026 | 4 | 24 | 15 | 1033.7783 | 0
2026 | 4 | 24 | 16 | 1028.5242 | 0
2026 | 4 | 24 | 17 | 1020.5086 | 0
2026 | 4 | 24 | 18 | 984.1348 | 0
2026 | 4 | 24 | 19 | 964.4157 | 0
2026 | 4 | 24 | 20 | 986.9496 | 0
2026 | 4 | 24 | 21 | 978.3559 | 0
2026 | 4 | 24 | 22 | 919.8819 | 0
2026 | 4 | 24 | 23 | 854.4905 | 0
2026 | 4 | 25 | 0 | 817.8066 | 0
2026 | 4 | 25 | 1 | 781.1227 | 0
2026 | 4 | 25 | 2 | 761.0316 | 0
2026 | 4 | 25 | 3 | 753.7165 | 0
2026 | 4 | 25 | 4 | 751.509 | 0
2026 | 4 | 25 | 5 | 757.9347 | 0
2026 | 4 | 25 | 6 | 772.7574 | 0
2026 | 4 | 25 | 7 | 787.5801 | 0
2026 | 4 | 25 | 8 | 805.5499 | 0
2026 | 4 | 25 | 9 | 841.6103 | 0
2026 | 4 | 25 | 10 | 870.9144 | 0
2026 | 4 | 25 | 11 | 888.2179 | 0
2026 | 4 | 25 | 12 | 894.8774 | 0
2026 | 4 | 25 | 13 | 887.338 | 0
2026 | 4 | 25 | 14 | 874.2181 | 0
2026 | 4 | 25 | 15 | 854.6051 | 0
2026 | 4 | 25 | 16 | 849.2135 | 0
2026 | 4 | 25 | 17 | 840.7032 | 0
2026 | 4 | 25 | 18 | 815.1559 | 0
2026 | 4 | 25 | 19 | 810.5463 | 0
2026 | 4 | 25 | 20 | 831.7059 | 0
2026 | 4 | 25 | 21 | 833.3809 | 0
2026 | 4 | 25 | 22 | 811.0724 | 0
2026 | 4 | 25 | 23 | 788.2876 | 0
2026 | 4 | 26 | 0 | 766.5368 | 0
2026 | 4 | 26 | 1 | 732.8185 | 0
2026 | 4 | 26 | 2 | 699.1002 | 0
2026 | 4 | 26 | 3 | 686.3654 | 0
2026 | 4 | 26 | 4 | 680.2556 | 0
2026 | 4 | 26 | 5 | 688.6148 | 0
2026 | 4 | 26 | 6 | 703.2217 | 0
2026 | 4 | 26 | 7 | 717.8286 | 0
2026 | 4 | 26 | 8 | 740.5807 | 0
2026 | 4 | 26 | 9 | 791.8585 | 0
2026 | 4 | 26 | 10 | 839.7406 | 0
2026 | 4 | 26 | 11 | 867.3911 | 0
2026 | 4 | 26 | 12 | 882.0673 | 0
2026 | 4 | 26 | 13 | 883.2464 | 0
2026 | 4 | 26 | 14 | 879.554 | 0
2026 | 4 | 26 | 15 | 878.5046 | 0
2026 | 4 | 26 | 16 | 888.485 | 0
2026 | 4 | 26 | 17 | 892.0204 | 0
2026 | 4 | 26 | 18 | 873.9453 | 0
2026 | 4 | 26 | 19 | 856.3323 | 0
2026 | 4 | 26 | 20 | 888.1664 | 0
2026 | 4 | 26 | 21 | 889.0978 | 0
2026 | 4 | 26 | 22 | 843.077 | 0
2026 | 4 | 26 | 23 | 794.1956 | 0
2026 | 4 | 27 | 0 | 745.3142 | 0
2026 | 4 | 27 | 1 | 724.9018 | 0
2026 | 4 | 27 | 2 | 710.1926 | 0
2026 | 4 | 27 | 3 | 708.1175 | 0
2026 | 4 | 27 | 4 | 716.527 | 0
2026 | 4 | 27 | 5 | 753.5211 | 0
2026 | 4 | 27 | 6 | 827.085 | 0
2026 | 4 | 27 | 7 | 900.6489 | 0
2026 | 4 | 27 | 8 | 957.1624 | 0
2026 | 4 | 27 | 9 | 1013.676 | 0
2026 | 4 | 27 | 10 | 1040.1828 | 0
2026 | 4 | 27 | 11 | 1055.6173 | 5.6173
2026 | 4 | 27 | 12 | 1059.0633 | 9.0633
2026 | 4 | 27 | 13 | 1060.5972 | 10.5972
2026 | 4 | 27 | 14 | 1057.6277 | 7.6277
2026 | 4 | 27 | 15 | 1055.0215 | 5.0215
2026 | 4 | 27 | 16 | 1056.6752 | 6.6752
2026 | 4 | 27 | 17 | 1063.3275 | 13.3275
2026 | 4 | 27 | 18 | 1042.8864 | 0
2026 | 4 | 27 | 19 | 1019.3876 | 0
2026 | 4 | 27 | 20 | 1024.3783 | 0
2026 | 4 | 27 | 21 | 1013.6471 | 0
2026 | 4 | 27 | 22 | 946.9165 | 0
2026 | 4 | 27 | 23 | 874.0801 | 0
2026 | 4 | 28 | 0 | 816.7054 | 0
2026 | 4 | 28 | 1 | 774.6779 | 0
2026 | 4 | 28 | 2 | 753.7179 | 0
2026 | 4 | 28 | 3 | 745.8683 | 0
2026 | 4 | 28 | 4 | 751.9617 | 0
2026 | 4 | 28 | 5 | 788.6801 | 0
2026 | 4 | 28 | 6 | 862.8493 | 0
2026 | 4 | 28 | 7 | 937.0185 | 0
2026 | 4 | 28 | 8 | 993.9587 | 0
2026 | 4 | 28 | 9 | 1050.899 | 0.899
2026 | 4 | 28 | 10 | 1072.0307 | 22.0307
2026 | 4 | 28 | 11 | 1086.2281 | 36.2281
2026 | 4 | 28 | 12 | 1086.9616 | 36.9616
2026 | 4 | 28 | 13 | 1087.9449 | 37.9449
2026 | 4 | 28 | 14 | 1083.9237 | 33.9237
2026 | 4 | 28 | 15 | 1077.0177 | 27.0177
2026 | 4 | 28 | 16 | 1066.2083 | 16.2083
2026 | 4 | 28 | 17 | 1066.4561 | 16.4561
2026 | 4 | 28 | 18 | 1057.1287 | 7.1287
2026 | 4 | 28 | 19 | 1034.8158 | 0
2026 | 4 | 28 | 20 | 1042.4754 | 0
2026 | 4 | 28 | 21 | 1027.9746 | 0
2026 | 4 | 28 | 22 | 958.7523 | 0
2026 | 4 | 28 | 23 | 879.4916 | 0
2026 | 4 | 29 | 0 | 818.3735 | 0
2026 | 4 | 29 | 1 | 809.5934 | 0
2026 | 4 | 29 | 2 | 792.0472 | 0
2026 | 4 | 29 | 3 | 784.7367 | 0
2026 | 4 | 29 | 4 | 788.8874 | 0
2026 | 4 | 29 | 5 | 818.1101 | 0
2026 | 4 | 29 | 6 | 881.1743 | 0
2026 | 4 | 29 | 7 | 944.2384 | 0
2026 | 4 | 29 | 8 | 1013.4862 | 0
2026 | 4 | 29 | 9 | 1046.4495 | 0
2026 | 4 | 29 | 10 | 1061.1023 | 11.1023
2026 | 4 | 29 | 11 | 1072.5532 | 22.5532
2026 | 4 | 29 | 12 | 1074.9357 | 24.9357
2026 | 4 | 29 | 13 | 1076.258 | 26.258
2026 | 4 | 29 | 14 | 1071.6532 | 21.6532
2026 | 4 | 29 | 15 | 1068.1016 | 18.1016
2026 | 4 | 29 | 16 | 1072.309 | 22.309
2026 | 4 | 29 | 17 | 1074.6392 | 24.6392
2026 | 4 | 29 | 18 | 1055.103 | 5.103
2026 | 4 | 29 | 19 | 1043.3757 | 0
2026 | 4 | 29 | 20 | 1043.4449 | 0
2026 | 4 | 29 | 21 | 1021.6458 | 0
2026 | 4 | 29 | 22 | 961.5422 | 0
2026 | 4 | 29 | 23 | 891.9357 | 0
2026 | 4 | 30 | 0 | 838.6038 | 0
2026 | 4 | 30 | 1 | 810.5457 | 0
2026 | 4 | 30 | 2 | 744.2864 | 0
2026 | 4 | 30 | 3 | 736.0423 | 0
2026 | 4 | 30 | 4 | 738.2842 | 0
2026 | 4 | 30 | 5 | 762.7468 | 0
2026 | 4 | 30 | 6 | 818.5579 | 0
2026 | 4 | 30 | 7 | 874.3691 | 0
2026 | 4 | 30 | 8 | 931.5282 | 0
2026 | 4 | 30 | 9 | 959.0672 | 0
2026 | 4 | 30 | 10 | 974.5358 | 0
2026 | 4 | 30 | 11 | 984.0521 | 0
2026 | 4 | 30 | 12 | 989.3848 | 0
2026 | 4 | 30 | 13 | 992.8341 | 0
2026 | 4 | 30 | 14 | 990.2107 | 0
2026 | 4 | 30 | 15 | 989.9136 | 0
2026 | 4 | 30 | 16 | 989.6425 | 0
2026 | 4 | 30 | 17 | 982.834 | 0
2026 | 4 | 30 | 18 | 942.899 | 0
2026 | 4 | 30 | 19 | 919.358 | 0
2026 | 4 | 30 | 20 | 938.1445 | 0
2026 | 4 | 30 | 21 | 929.7317 | 0
2026 | 4 | 30 | 22 | 877.7664 | 0
2026 | 4 | 30 | 23 | 825.801 | 0
2026 | 5 | 1 | 0 | 804.5068 | 0
2026 | 5 | 1 | 1 | 783.2125 | 0
2026 | 5 | 1 | 2 | 728.9111 | 0
2026 | 5 | 1 | 3 | 722.8157 | 0
2026 | 5 | 1 | 4 | 724.8762 | 0
2026 | 5 | 1 | 5 | 743.9626 | 0
2026 | 5 | 1 | 6 | 789.8898 | 0
2026 | 5 | 1 | 7 | 835.817 | 0
2026 | 5 | 1 | 8 | 876.5203 | 0
2026 | 5 | 1 | 9 | 917.2236 | 0
2026 | 5 | 1 | 10 | 943.6057 | 0
2026 | 5 | 1 | 11 | 958.754 | 0
2026 | 5 | 1 | 12 | 962.692 | 0
2026 | 5 | 1 | 13 | 962.5583 | 0
2026 | 5 | 1 | 14 | 955.3061 | 0
2026 | 5 | 1 | 15 | 946.7014 | 0
2026 | 5 | 1 | 16 | 933.0172 | 0
2026 | 5 | 1 | 17 | 919.3523 | 0
2026 | 5 | 1 | 18 | 888.0354 | 0
2026 | 5 | 1 | 19 | 873.5491 | 0
2026 | 5 | 1 | 20 | 884.0567 | 0
2026 | 5 | 1 | 21 | 876.0621 | 0
2026 | 5 | 1 | 22 | 834.5084 | 0
2026 | 5 | 1 | 23 | 791.4522 | 0
2026 | 5 | 2 | 0 | 752.5897 | 0
2026 | 5 | 2 | 1 | 724.509 | 0
2026 | 5 | 2 | 2 | 658.7496 | 0
2026 | 5 | 2 | 3 | 652.7822 | 0
2026 | 5 | 2 | 4 | 650.119 | 0
2026 | 5 | 2 | 5 | 653.7188 | 0
2026 | 5 | 2 | 6 | 665.0317 | 0
2026 | 5 | 2 | 7 | 676.3446 | 0
2026 | 5 | 2 | 8 | 693.1838 | 0
2026 | 5 | 2 | 9 | 722.5947 | 0
2026 | 5 | 2 | 10 | 747.1819 | 0
2026 | 5 | 2 | 11 | 761.8875 | 0
2026 | 5 | 2 | 12 | 767.3576 | 0
2026 | 5 | 2 | 13 | 765.8499 | 0
2026 | 5 | 2 | 14 | 758.8678 | 0
2026 | 5 | 2 | 15 | 752.7214 | 0
2026 | 5 | 2 | 16 | 746.3513 | 0
2026 | 5 | 2 | 17 | 741.1146 | 0
2026 | 5 | 2 | 18 | 723.1352 | 0
2026 | 5 | 2 | 19 | 721.2855 | 0
2026 | 5 | 2 | 20 | 722.3875 | 0
2026 | 5 | 2 | 21 | 722.9215 | 0
2026 | 5 | 2 | 22 | 703.2216 | 0
2026 | 5 | 2 | 23 | 683.5384 | 0
2026 | 5 | 3 | 0 | 666.0027 | 0
2026 | 5 | 3 | 1 | 634.8585 | 0
2026 | 5 | 3 | 2 | 583.6847 | 0
2026 | 5 | 3 | 3 | 575.1701 | 0
2026 | 5 | 3 | 4 | 571.518 | 0
2026 | 5 | 3 | 5 | 573.0386 | 0
2026 | 5 | 3 | 6 | 582.339 | 0
2026 | 5 | 3 | 7 | 591.6394 | 0
2026 | 5 | 3 | 8 | 610.7618 | 0
2026 | 5 | 3 | 9 | 647.5249 | 0
2026 | 5 | 3 | 10 | 680.1573 | 0
2026 | 5 | 3 | 11 | 705.473 | 0
2026 | 5 | 3 | 12 | 717.7765 | 0
2026 | 5 | 3 | 13 | 721.7004 | 0
2026 | 5 | 3 | 14 | 721.6369 | 0
2026 | 5 | 3 | 15 | 720.9096 | 0
2026 | 5 | 3 | 16 | 724.8517 | 0
2026 | 5 | 3 | 17 | 732.512 | 0
2026 | 5 | 3 | 18 | 726.8838 | 0
2026 | 5 | 3 | 19 | 724.9044 | 0
2026 | 5 | 3 | 20 | 721.6697 | 0
2026 | 5 | 3 | 21 | 717.1541 | 0
2026 | 5 | 3 | 22 | 689.0573 | 0
2026 | 5 | 3 | 23 | 654.35 | 0
2026 | 5 | 4 | 0 | 625.4572 | 0
2026 | 5 | 4 | 1 | 589.9132 | 0
2026 | 5 | 4 | 2 | 542.0926 | 0
2026 | 5 | 4 | 3 | 537.7591 | 0
2026 | 5 | 4 | 4 | 542.3381 | 0
2026 | 5 | 4 | 5 | 566.7161 | 0
2026 | 5 | 4 | 6 | 620.0607 | 0
2026 | 5 | 4 | 7 | 673.4052 | 0
2026 | 5 | 4 | 8 | 718.4357 | 0
2026 | 5 | 4 | 9 | 763.4662 | 0
2026 | 5 | 4 | 10 | 786.8348 | 0
2026 | 5 | 4 | 11 | 802.9312 | 0
2026 | 5 | 4 | 12 | 808.8573 | 0
2026 | 5 | 4 | 13 | 812.9442 | 0
2026 | 5 | 4 | 14 | 811.3545 | 0
2026 | 5 | 4 | 15 | 808.6544 | 0
2026 | 5 | 4 | 16 | 808.3842 | 0
2026 | 5 | 4 | 17 | 805.8908 | 0
2026 | 5 | 4 | 18 | 782.957 | 0
2026 | 5 | 4 | 19 | 763.6754 | 0
2026 | 5 | 4 | 20 | 757.7498 | 0
2026 | 5 | 4 | 21 | 742.9173 | 0
2026 | 5 | 4 | 22 | 693.2153 | 0
2026 | 5 | 4 | 23 | 648.1351 | 0
2026 | 5 | 5 | 0 | 603.0549 | 0
2026 | 5 | 5 | 1 | 590.2104 | 0
2026 | 5 | 5 | 2 | 577.3659 | 0
2026 | 5 | 5 | 3 | 571.7877 | 0
2026 | 5 | 5 | 4 | 574.3807 | 0
2026 | 5 | 5 | 5 | 595.1525 | 0
2026 | 5 | 5 | 6 | 643.4224 | 0
2026 | 5 | 5 | 7 | 691.6923 | 0
2026 | 5 | 5 | 8 | 746.7203 | 0
2026 | 5 | 5 | 9 | 778.3462 | 0
2026 | 5 | 5 | 10 | 803.9541 | 0
2026 | 5 | 5 | 11 | 825.8394 | 0
2026 | 5 | 5 | 12 | 840.2141 | 0
2026 | 5 | 5 | 13 | 853.139 | 0
2026 | 5 | 5 | 14 | 855.8561 | 0
2026 | 5 | 5 | 15 | 858.1357 | 0
2026 | 5 | 5 | 16 | 845.6472 | 0
2026 | 5 | 5 | 17 | 836.8236 | 0
2026 | 5 | 5 | 18 | 820.5711 | 0
2026 | 5 | 5 | 19 | 808.1259 | 0
2026 | 5 | 5 | 20 | 789.1038 | 0
2026 | 5 | 5 | 21 | 770.6476 | 0
2026 | 5 | 5 | 22 | 719.2396 | 0
2026 | 5 | 5 | 23 | 664.1952 | 0
2026 | 5 | 6 | 0 | 621.2658 | 0
2026 | 5 | 6 | 1 | 602.941 | 0
2026 | 5 | 6 | 2 | 584.6163 | 0
2026 | 5 | 6 | 3 | 577.5762 | 0
2026 | 5 | 6 | 4 | 578.1761 | 0
2026 | 5 | 6 | 5 | 596.2466 | 0
2026 | 5 | 6 | 6 | 641.128 | 0
2026 | 5 | 6 | 7 | 686.0094 | 0
2026 | 5 | 6 | 8 | 737.8344 | 0
2026 | 5 | 6 | 9 | 770.8672 | 0
2026 | 5 | 6 | 10 | 793.2026 | 0
2026 | 5 | 6 | 11 | 809.1637 | 0
2026 | 5 | 6 | 12 | 820.2669 | 0
2026 | 5 | 6 | 13 | 829.3408 | 0
2026 | 5 | 6 | 14 | 832.456 | 0
2026 | 5 | 6 | 15 | 834.0915 | 0
2026 | 5 | 6 | 16 | 835.5793 | 0
2026 | 5 | 6 | 17 | 831.9928 | 0
2026 | 5 | 6 | 18 | 817.4246 | 0
2026 | 5 | 6 | 19 | 798.4452 | 0
2026 | 5 | 6 | 20 | 788.5372 | 0
2026 | 5 | 6 | 21 | 772.6344 | 0
2026 | 5 | 6 | 22 | 726.4348 | 0
2026 | 5 | 6 | 23 | 677.2059 | 0
2026 | 5 | 7 | 0 | 627.977 | 0
2026 | 5 | 7 | 1 | 592.2998 | 0
2026 | 5 | 7 | 2 | 556.6226 | 0
2026 | 5 | 7 | 3 | 549.4213 | 0
2026 | 5 | 7 | 4 | 550.921 | 0
2026 | 5 | 7 | 5 | 575.0136 | 0
2026 | 5 | 7 | 6 | 628.2822 | 0
2026 | 5 | 7 | 7 | 681.5509 | 0
2026 | 5 | 7 | 8 | 725.3152 | 0
2026 | 5 | 7 | 9 | 769.0795 | 0
2026 | 5 | 7 | 10 | 787.7972 | 0
2026 | 5 | 7 | 11 | 800.3769 | 0
2026 | 5 | 7 | 12 | 803.9127 | 0
2026 | 5 | 7 | 13 | 806.5989 | 0
2026 | 5 | 7 | 14 | 802.17 | 0
2026 | 5 | 7 | 15 | 796.0331 | 0
2026 | 5 | 7 | 16 | 790.9491 | 0
2026 | 5 | 7 | 17 | 788.3979 | 0
2026 | 5 | 7 | 18 | 771.0995 | 0
2026 | 5 | 7 | 19 | 763.978 | 0
2026 | 5 | 7 | 20 | 760.117 | 0
2026 | 5 | 7 | 21 | 746.6487 | 0
2026 | 5 | 7 | 22 | 696.2565 | 0
2026 | 5 | 7 | 23 | 639.4901 | 0
2026 | 5 | 8 | 0 | 592.2131 | 0
2026 | 5 | 8 | 1 | 588.1951 | 0
2026 | 5 | 8 | 2 | 584.1771 | 0
2026 | 5 | 8 | 3 | 578.3052 | 0
2026 | 5 | 8 | 4 | 580.2577 | 0
2026 | 5 | 8 | 5 | 599.4428 | 0
2026 | 5 | 8 | 6 | 645.0912 | 0
2026 | 5 | 8 | 7 | 690.7396 | 0
2026 | 5 | 8 | 8 | 730.2691 | 0
2026 | 5 | 8 | 9 | 769.7986 | 0
2026 | 5 | 8 | 10 | 789.7203 | 0
2026 | 5 | 8 | 11 | 803.0387 | 0
2026 | 5 | 8 | 12 | 807.7115 | 0
2026 | 5 | 8 | 13 | 812.239 | 0
2026 | 5 | 8 | 14 | 806.4424 | 0
2026 | 5 | 8 | 15 | 801.5216 | 0
2026 | 5 | 8 | 16 | 794.5085 | 0
2026 | 5 | 8 | 17 | 792.9581 | 0
2026 | 5 | 8 | 18 | 777.568 | 0
2026 | 5 | 8 | 19 | 761.358 | 0
2026 | 5 | 8 | 20 | 752.097 | 0
2026 | 5 | 8 | 21 | 732.9179 | 0
2026 | 5 | 8 | 22 | 693.1992 | 0
2026 | 5 | 8 | 23 | 650.567 | 0
2026 | 5 | 9 | 0 | 610.7002 | 0
2026 | 5 | 9 | 1 | 579.7596 | 0
2026 | 5 | 9 | 2 | 548.8189 | 0
2026 | 5 | 9 | 3 | 539.9809 | 0
2026 | 5 | 9 | 4 | 536.2727 | 0
2026 | 5 | 9 | 5 | 543.1415 | 0
2026 | 5 | 9 | 6 | 560.341 | 0
2026 | 5 | 9 | 7 | 586.7853 | 0
2026 | 5 | 9 | 8 | 613.2296 | 0
2026 | 5 | 9 | 9 | 658.611 | 0
2026 | 5 | 9 | 10 | 686.0783 | 0
2026 | 5 | 9 | 11 | 700.1921 | 0
2026 | 5 | 9 | 12 | 698.746 | 0
2026 | 5 | 9 | 13 | 689.6011 | 0
2026 | 5 | 9 | 14 | 676.4784 | 0
2026 | 5 | 9 | 15 | 662.9779 | 0
2026 | 5 | 9 | 16 | 658.1377 | 0
2026 | 5 | 9 | 17 | 654.9837 | 0
2026 | 5 | 9 | 18 | 646.6885 | 0
2026 | 5 | 9 | 19 | 645.2132 | 0
2026 | 5 | 9 | 20 | 651.7036 | 0
2026 | 5 | 9 | 21 | 645.3618 | 0
2026 | 5 | 9 | 22 | 617.1287 | 0
2026 | 5 | 9 | 23 | 585.5612 | 0
2026 | 5 | 10 | 0 | 553.3363 | 0
2026 | 5 | 10 | 1 | 549.1992 | 0
2026 | 5 | 10 | 2 | 534.8208 | 0
2026 | 5 | 10 | 3 | 527.7366 | 0
2026 | 5 | 10 | 4 | 525.4891 | 0
2026 | 5 | 10 | 5 | 528.9435 | 0
2026 | 5 | 10 | 6 | 536.895 | 0
2026 | 5 | 10 | 7 | 554.2492 | 0
2026 | 5 | 10 | 8 | 571.6035 | 0
2026 | 5 | 10 | 9 | 602.738 | 0
2026 | 5 | 10 | 10 | 631.7928 | 0
2026 | 5 | 10 | 11 | 653.1566 | 0
2026 | 5 | 10 | 12 | 663.1635 | 0
2026 | 5 | 10 | 13 | 663.1324 | 0
2026 | 5 | 10 | 14 | 659.5076 | 0
2026 | 5 | 10 | 15 | 655.739 | 0
2026 | 5 | 10 | 16 | 657.5708 | 0
2026 | 5 | 10 | 17 | 662.4273 | 0
2026 | 5 | 10 | 18 | 653.1286 | 0
2026 | 5 | 10 | 19 | 654.3065 | 0
2026 | 5 | 10 | 20 | 658.4908 | 0
2026 | 5 | 10 | 21 | 656.6746 | 0
2026 | 5 | 10 | 22 | 629.8485 | 0
2026 | 5 | 10 | 23 | 595.038 | 0
2026 | 5 | 11 | 0 | 567.1784 | 0
2026 | 5 | 11 | 1 | 545.0944 | 0
2026 | 5 | 11 | 2 | 533.1181 | 0
2026 | 5 | 11 | 3 | 530.3646 | 0
2026 | 5 | 11 | 4 | 535.721 | 0
2026 | 5 | 11 | 5 | 561.6971 | 0
2026 | 5 | 11 | 6 | 618.0798 | 0
2026 | 5 | 11 | 7 | 674.4625 | 0
2026 | 5 | 11 | 8 | 735.0225 | 0
2026 | 5 | 11 | 9 | 762.1372 | 0
2026 | 5 | 11 | 10 | 780.9181 | 0
2026 | 5 | 11 | 11 | 793.841 | 0
2026 | 5 | 11 | 12 | 797.5247 | 0
2026 | 5 | 11 | 13 | 800.5047 | 0
2026 | 5 | 11 | 14 | 796.7105 | 0
2026 | 5 | 11 | 15 | 793.2564 | 0
2026 | 5 | 11 | 16 | 793.1703 | 0
2026 | 5 | 11 | 17 | 789.7728 | 0
2026 | 5 | 11 | 18 | 766.4005 | 0
2026 | 5 | 11 | 19 | 754.8179 | 0
2026 | 5 | 11 | 20 | 752.5871 | 0
2026 | 5 | 11 | 21 | 738.8567 | 0
2026 | 5 | 11 | 22 | 690.9845 | 0
2026 | 5 | 11 | 23 | 641.8462 | 0
2026 | 5 | 12 | 0 | 592.708 | 0
2026 | 5 | 12 | 1 | 591.099 | 0
2026 | 5 | 12 | 2 | 577.3611 | 0
2026 | 5 | 12 | 3 | 572.6947 | 0
2026 | 5 | 12 | 4 | 574.6459 | 0
2026 | 5 | 12 | 5 | 596.6035 | 0
2026 | 5 | 12 | 6 | 648.4296 | 0
2026 | 5 | 12 | 7 | 700.2557 | 0
2026 | 5 | 12 | 8 | 760.3032 | 0
2026 | 5 | 12 | 9 | 786.5431 | 0
2026 | 5 | 12 | 10 | 801.6672 | 0
2026 | 5 | 12 | 11 | 812.106 | 0
2026 | 5 | 12 | 12 | 815.5536 | 0
2026 | 5 | 12 | 13 | 817.421 | 0
2026 | 5 | 12 | 14 | 812.245 | 0
2026 | 5 | 12 | 15 | 806.0714 | 0
2026 | 5 | 12 | 16 | 790.6831 | 0
2026 | 5 | 12 | 17 | 785.8364 | 0
2026 | 5 | 12 | 18 | 775.3622 | 0
2026 | 5 | 12 | 19 | 766.0404 | 0
2026 | 5 | 12 | 20 | 756.3401 | 0
2026 | 5 | 12 | 21 | 740.6653 | 0
2026 | 5 | 12 | 22 | 697.4826 | 0
2026 | 5 | 12 | 23 | 646.3446 | 0
2026 | 5 | 13 | 0 | 607.0203 | 0
2026 | 5 | 13 | 1 | 589.9445 | 0
2026 | 5 | 13 | 2 | 574.6897 | 0
2026 | 5 | 13 | 3 | 568.1072 | 0
2026 | 5 | 13 | 4 | 569.6622 | 0
2026 | 5 | 13 | 5 | 591.1162 | 0
2026 | 5 | 13 | 6 | 640.9339 | 0
2026 | 5 | 13 | 7 | 690.7517 | 0
2026 | 5 | 13 | 8 | 745.8497 | 0
2026 | 5 | 13 | 9 | 772.73 | 0
2026 | 5 | 13 | 10 | 791.3406 | 0
2026 | 5 | 13 | 11 | 803.2258 | 0
2026 | 5 | 13 | 12 | 811.3782 | 0
2026 | 5 | 13 | 13 | 816.0112 | 0
2026 | 5 | 13 | 14 | 814.6439 | 0
2026 | 5 | 13 | 15 | 811.5706 | 0
2026 | 5 | 13 | 16 | 812.506 | 0
2026 | 5 | 13 | 17 | 813.863 | 0
2026 | 5 | 13 | 18 | 804.1882 | 0
2026 | 5 | 13 | 19 | 793.0806 | 0
2026 | 5 | 13 | 20 | 783.9272 | 0
2026 | 5 | 13 | 21 | 767.7 | 0
2026 | 5 | 13 | 22 | 721.2135 | 0
2026 | 5 | 13 | 23 | 664.9178 | 0
2026 | 5 | 14 | 0 | 618.2894 | 0
2026 | 5 | 14 | 1 | 599.0853 | 0
2026 | 5 | 14 | 2 | 579.8812 | 0
2026 | 5 | 14 | 3 | 573.18 | 0
2026 | 5 | 14 | 4 | 574.9041 | 0
2026 | 5 | 14 | 5 | 593.8108 | 0
2026 | 5 | 14 | 6 | 643.6911 | 0
2026 | 5 | 14 | 7 | 693.5715 | 0
2026 | 5 | 14 | 8 | 735.9136 | 0
2026 | 5 | 14 | 9 | 778.2557 | 0
2026 | 5 | 14 | 10 | 803.8014 | 0
2026 | 5 | 14 | 11 | 821.2214 | 0
2026 | 5 | 14 | 12 | 829.1407 | 0
2026 | 5 | 14 | 13 | 837.834 | 0
2026 | 5 | 14 | 14 | 839.4876 | 0
2026 | 5 | 14 | 15 | 840.0299 | 0
2026 | 5 | 14 | 16 | 838.3619 | 0
2026 | 5 | 14 | 17 | 830.0407 | 0
2026 | 5 | 14 | 18 | 801.0298 | 0
2026 | 5 | 14 | 19 | 788.4788 | 0
2026 | 5 | 14 | 20 | 776.0443 | 0
2026 | 5 | 14 | 21 | 768.6986 | 0
2026 | 5 | 14 | 22 | 724.4965 | 0
2026 | 5 | 14 | 23 | 673.9627 | 0
2026 | 5 | 15 | 0 | 633.6218 | 0
2026 | 5 | 15 | 1 | 601.8276 | 0
2026 | 5 | 15 | 2 | 570.0334 | 0
2026 | 5 | 15 | 3 | 564.5815 | 0
2026 | 5 | 15 | 4 | 566.4925 | 0
2026 | 5 | 15 | 5 | 584.7625 | 0
2026 | 5 | 15 | 6 | 630.6083 | 0
2026 | 5 | 15 | 7 | 676.4541 | 0
2026 | 5 | 15 | 8 | 722.6033 | 0
2026 | 5 | 15 | 9 | 756.0202 | 0
2026 | 5 | 15 | 10 | 776.7851 | 0
2026 | 5 | 15 | 11 | 786.1562 | 0
2026 | 5 | 15 | 12 | 788.5815 | 0
2026 | 5 | 15 | 13 | 791.1766 | 0
2026 | 5 | 15 | 14 | 787.239 | 0
2026 | 5 | 15 | 15 | 783.1835 | 0
2026 | 5 | 15 | 16 | 779.4036 | 0
2026 | 5 | 15 | 17 | 767.6732 | 0
2026 | 5 | 15 | 18 | 742.3662 | 0
2026 | 5 | 15 | 19 | 726.9327 | 0
2026 | 5 | 15 | 20 | 730.6213 | 0
2026 | 5 | 15 | 21 | 723.1244 | 0
2026 | 5 | 15 | 22 | 688.9248 | 0
2026 | 5 | 15 | 23 | 646.5582 | 0
2026 | 5 | 16 | 0 | 609.8975 | 0
2026 | 5 | 16 | 1 | 573.2368 | 0
2026 | 5 | 16 | 2 | 542.2821 | 0
2026 | 5 | 16 | 3 | 532.3381 | 0
2026 | 5 | 16 | 4 | 528.6965 | 0
2026 | 5 | 16 | 5 | 532.9123 | 0
2026 | 5 | 16 | 6 | 548.8531 | 0
2026 | 5 | 16 | 7 | 575.3093 | 0
2026 | 5 | 16 | 8 | 601.7656 | 0
2026 | 5 | 16 | 9 | 642.231 | 0
2026 | 5 | 16 | 10 | 671.7145 | 0
2026 | 5 | 16 | 11 | 688.4322 | 0
2026 | 5 | 16 | 12 | 692.8478 | 0
2026 | 5 | 16 | 13 | 688.545 | 0
2026 | 5 | 16 | 14 | 679.9264 | 0
2026 | 5 | 16 | 15 | 671.7282 | 0
2026 | 5 | 16 | 16 | 668.5077 | 0
2026 | 5 | 16 | 17 | 672.0918 | 0
2026 | 5 | 16 | 18 | 660.223 | 0
2026 | 5 | 16 | 19 | 657.7357 | 0
2026 | 5 | 16 | 20 | 657.1346 | 0
2026 | 5 | 16 | 21 | 649.0185 | 0
2026 | 5 | 16 | 22 | 623.7375 | 0
2026 | 5 | 16 | 23 | 593.6991 | 0
2026 | 5 | 17 | 0 | 566.7005 | 0
2026 | 5 | 17 | 1 | 545.8191 | 0
2026 | 5 | 17 | 2 | 529.9248 | 0
2026 | 5 | 17 | 3 | 521.4267 | 0
2026 | 5 | 17 | 4 | 516.751 | 0
2026 | 5 | 17 | 5 | 516.013 | 0
2026 | 5 | 17 | 6 | 521.3165 | 0
2026 | 5 | 17 | 7 | 542.3474 | 0
2026 | 5 | 17 | 8 | 563.3783 | 0
2026 | 5 | 17 | 9 | 600.1365 | 0
2026 | 5 | 17 | 10 | 629.7357 | 0
2026 | 5 | 17 | 11 | 652.1537 | 0
2026 | 5 | 17 | 12 | 665.4034 | 0
2026 | 5 | 17 | 13 | 670.9267 | 0
2026 | 5 | 17 | 14 | 672.6141 | 0
2026 | 5 | 17 | 15 | 675.2395 | 0
2026 | 5 | 17 | 16 | 680.192 | 0
2026 | 5 | 17 | 17 | 686.7573 | 0
2026 | 5 | 17 | 18 | 679.7397 | 0
2026 | 5 | 17 | 19 | 673.1862 | 0
2026 | 5 | 17 | 20 | 669.3798 | 0
2026 | 5 | 17 | 21 | 667.6325 | 0
2026 | 5 | 17 | 22 | 643.1665 | 0
2026 | 5 | 17 | 23 | 606.9821 | 0
2026 | 5 | 18 | 0 | 573.9873 | 0
2026 | 5 | 18 | 1 | 545.2845 | 0
2026 | 5 | 18 | 2 | 516.5818 | 0
2026 | 5 | 18 | 3 | 509.5158 | 0
2026 | 5 | 18 | 4 | 506.7552 | 0
2026 | 5 | 18 | 5 | 507.2516 | 0
2026 | 5 | 18 | 6 | 512.9357 | 0
2026 | 5 | 18 | 7 | 518.6198 | 0
2026 | 5 | 18 | 8 | 551.4521 | 0
2026 | 5 | 18 | 9 | 584.2844 | 0
2026 | 5 | 18 | 10 | 611.9661 | 0
2026 | 5 | 18 | 11 | 632.235 | 0
2026 | 5 | 18 | 12 | 644.3567 | 0
2026 | 5 | 18 | 13 | 644.5396 | 0
2026 | 5 | 18 | 14 | 641.8634 | 0
2026 | 5 | 18 | 15 | 640.1161 | 0
2026 | 5 | 18 | 16 | 647.2186 | 0
2026 | 5 | 18 | 17 | 659.9707 | 0
2026 | 5 | 18 | 18 | 649.983 | 0
2026 | 5 | 18 | 19 | 644.4967 | 0
2026 | 5 | 18 | 20 | 641.3573 | 0
2026 | 5 | 18 | 21 | 640.2618 | 0
2026 | 5 | 18 | 22 | 616.7017 | 0
2026 | 5 | 18 | 23 | 593.9525 | 0
2026 | 5 | 19 | 0 | 571.2032 | 0
2026 | 5 | 19 | 1 | 591.9332 | 0
2026 | 5 | 19 | 2 | 585.4999 | 0
2026 | 5 | 19 | 3 | 580.66 | 0
2026 | 5 | 19 | 4 | 581.7247 | 0
2026 | 5 | 19 | 5 | 599.4596 | 0
2026 | 5 | 19 | 6 | 643.5085 | 0
2026 | 5 | 19 | 7 | 687.5574 | 0
2026 | 5 | 19 | 8 | 737.2812 | 0
2026 | 5 | 19 | 9 | 758.838 | 0
2026 | 5 | 19 | 10 | 771.9918 | 0
2026 | 5 | 19 | 11 | 780.0618 | 0
2026 | 5 | 19 | 12 | 782.1151 | 0
2026 | 5 | 19 | 13 | 784.4987 | 0
2026 | 5 | 19 | 14 | 779.615 | 0
2026 | 5 | 19 | 15 | 775.0347 | 0
2026 | 5 | 19 | 16 | 761.477 | 0
2026 | 5 | 19 | 17 | 758.3696 | 0
2026 | 5 | 19 | 18 | 743.7289 | 0
2026 | 5 | 19 | 19 | 734.1077 | 0
2026 | 5 | 19 | 20 | 733.1554 | 0
2026 | 5 | 19 | 21 | 729.7012 | 0
2026 | 5 | 19 | 22 | 692.7367 | 0
2026 | 5 | 19 | 23 | 654.4857 | 0
2026 | 5 | 20 | 0 | 623.2052 | 0
2026 | 5 | 20 | 1 | 591.9247 | 0
2026 | 5 | 20 | 2 | 578.2963 | 0
2026 | 5 | 20 | 3 | 572.8668 | 0
2026 | 5 | 20 | 4 | 574.8127 | 0
2026 | 5 | 20 | 5 | 594.9405 | 0
2026 | 5 | 20 | 6 | 643.3675 | 0
2026 | 5 | 20 | 7 | 691.7946 | 0
2026 | 5 | 20 | 8 | 745.4755 | 0
2026 | 5 | 20 | 9 | 776.8542 | 0
2026 | 5 | 20 | 10 | 800.6948 | 0
2026 | 5 | 20 | 11 | 817.0387 | 0
2026 | 5 | 20 | 12 | 825.9777 | 0
2026 | 5 | 20 | 13 | 834.9564 | 0
2026 | 5 | 20 | 14 | 836.4317 | 0
2026 | 5 | 20 | 15 | 836.7905 | 0
2026 | 5 | 20 | 16 | 839.9561 | 0
2026 | 5 | 20 | 17 | 837.7872 | 0
2026 | 5 | 20 | 18 | 821.7213 | 0
2026 | 5 | 20 | 19 | 809.1917 | 0
2026 | 5 | 20 | 20 | 802.9901 | 0
2026 | 5 | 20 | 21 | 784.9734 | 0
2026 | 5 | 20 | 22 | 739.5677 | 0
2026 | 5 | 20 | 23 | 690.6033 | 0
2026 | 5 | 21 | 0 | 641.639 | 0
2026 | 5 | 21 | 1 | 611.189 | 0
2026 | 5 | 21 | 2 | 580.739 | 0
2026 | 5 | 21 | 3 | 572.5066 | 0
2026 | 5 | 21 | 4 | 572.5981 | 0
2026 | 5 | 21 | 5 | 590.5239 | 0
2026 | 5 | 21 | 6 | 642.8906 | 0
2026 | 5 | 21 | 7 | 695.2574 | 0
2026 | 5 | 21 | 8 | 756.142 | 0
2026 | 5 | 21 | 9 | 796.2587 | 0
2026 | 5 | 21 | 10 | 829.4444 | 0
2026 | 5 | 21 | 11 | 851.8166 | 0
2026 | 5 | 21 | 12 | 864.6133 | 0
2026 | 5 | 21 | 13 | 877.6173 | 0
2026 | 5 | 21 | 14 | 883.8998 | 0
2026 | 5 | 21 | 15 | 888.7712 | 0
2026 | 5 | 21 | 16 | 893.455 | 0
2026 | 5 | 21 | 17 | 887.8125 | 0
2026 | 5 | 21 | 18 | 864.9152 | 0
2026 | 5 | 21 | 19 | 844.4002 | 0
2026 | 5 | 21 | 20 | 824.6417 | 0
2026 | 5 | 21 | 21 | 799.2204 | 0
2026 | 5 | 21 | 22 | 751.8085 | 0
2026 | 5 | 21 | 23 | 700.3089 | 0
2026 | 5 | 22 | 0 | 666.5353 | 0
2026 | 5 | 22 | 1 | 632.7616 | 0
2026 | 5 | 22 | 2 | 611.9458 | 0
2026 | 5 | 22 | 3 | 600.7311 | 0
2026 | 5 | 22 | 4 | 598.3947 | 0
2026 | 5 | 22 | 5 | 613.0962 | 0
2026 | 5 | 22 | 6 | 669.542 | 0
2026 | 5 | 22 | 7 | 725.9879 | 0
2026 | 5 | 22 | 8 | 795.8404 | 0
2026 | 5 | 22 | 9 | 851.582 | 0
2026 | 5 | 22 | 10 | 896.9384 | 0
2026 | 5 | 22 | 11 | 928.9116 | 0
2026 | 5 | 22 | 12 | 947.418 | 0
2026 | 5 | 22 | 13 | 965.9505 | 0
2026 | 5 | 22 | 14 | 976.5651 | 0
2026 | 5 | 22 | 15 | 984.8858 | 0
2026 | 5 | 22 | 16 | 989.5611 | 0
2026 | 5 | 22 | 17 | 982.1534 | 0
2026 | 5 | 22 | 18 | 949.4948 | 0
2026 | 5 | 22 | 19 | 920.4935 | 0
2026 | 5 | 22 | 20 | 884.7976 | 0
2026 | 5 | 22 | 21 | 858.3006 | 0
2026 | 5 | 22 | 22 | 808.5431 | 0
2026 | 5 | 22 | 23 | 748.4078 | 0
2026 | 5 | 23 | 0 | 688.2724 | 0
2026 | 5 | 23 | 1 | 648.7323 | 0
2026 | 5 | 23 | 2 | 603.1159 | 0
2026 | 5 | 23 | 3 | 585.6528 | 0
2026 | 5 | 23 | 4 | 575.499 | 0
2026 | 5 | 23 | 5 | 575.8664 | 0
2026 | 5 | 23 | 6 | 596.7551 | 0
2026 | 5 | 23 | 7 | 617.6439 | 0
2026 | 5 | 23 | 8 | 653.666 | 0
2026 | 5 | 23 | 9 | 698.6223 | 0
2026 | 5 | 23 | 10 | 734.5977 | 0
2026 | 5 | 23 | 11 | 759.3657 | 0
2026 | 5 | 23 | 12 | 769.2471 | 0
2026 | 5 | 23 | 13 | 770.2833 | 0
2026 | 5 | 23 | 14 | 767.7084 | 0
2026 | 5 | 23 | 15 | 762.629 | 0
2026 | 5 | 23 | 16 | 763.4506 | 0
2026 | 5 | 23 | 17 | 768.7558 | 0
2026 | 5 | 23 | 18 | 750.6688 | 0
2026 | 5 | 23 | 19 | 729.7393 | 0
2026 | 5 | 23 | 20 | 721.0551 | 0
2026 | 5 | 23 | 21 | 704.1546 | 0
2026 | 5 | 23 | 22 | 675.5203 | 0
2026 | 5 | 23 | 23 | 637.9896 | 0
2026 | 5 | 24 | 0 | 601.7364 | 0
2026 | 5 | 24 | 1 | 591.1692 | 0
2026 | 5 | 24 | 2 | 571.1942 | 0
2026 | 5 | 24 | 3 | 558.3125 | 0
2026 | 5 | 24 | 4 | 550.3461 | 0
2026 | 5 | 24 | 5 | 551.7838 | 0
2026 | 5 | 24 | 6 | 564.2169 | 0
2026 | 5 | 24 | 7 | 576.6501 | 0
2026 | 5 | 24 | 8 | 605.7347 | 0
2026 | 5 | 24 | 9 | 634.8194 | 0
2026 | 5 | 24 | 10 | 674.4582 | 0
2026 | 5 | 24 | 11 | 704.8269 | 0
2026 | 5 | 24 | 12 | 722.6893 | 0
2026 | 5 | 24 | 13 | 730.9644 | 0
2026 | 5 | 24 | 14 | 730.9854 | 0
2026 | 5 | 24 | 15 | 732.3261 | 0
2026 | 5 | 24 | 16 | 734.4129 | 0
2026 | 5 | 24 | 17 | 736.5561 | 0
2026 | 5 | 24 | 18 | 717.9079 | 0
2026 | 5 | 24 | 19 | 714.2381 | 0
2026 | 5 | 24 | 20 | 725.158 | 0
2026 | 5 | 24 | 21 | 727.7061 | 0
2026 | 5 | 24 | 22 | 699.998 | 0
2026 | 5 | 24 | 23 | 659.3796 | 0
2026 | 5 | 25 | 0 | 622.761 | 0
2026 | 5 | 25 | 1 | 586.9974 | 0
2026 | 5 | 25 | 2 | 570.5163 | 0
2026 | 5 | 25 | 3 | 563.4656 | 0
2026 | 5 | 25 | 4 | 565.9886 | 0
2026 | 5 | 25 | 5 | 591.8059 | 0
2026 | 5 | 25 | 6 | 645.4911 | 0
2026 | 5 | 25 | 7 | 699.1763 | 0
2026 | 5 | 25 | 8 | 758.4605 | 0
2026 | 5 | 25 | 9 | 789.164 | 0
2026 | 5 | 25 | 10 | 818.5064 | 0
2026 | 5 | 25 | 11 | 839.2571 | 0
2026 | 5 | 25 | 12 | 848.4817 | 0
2026 | 5 | 25 | 13 | 858.1042 | 0
2026 | 5 | 25 | 14 | 856.3156 | 0
2026 | 5 | 25 | 15 | 851.7937 | 0
2026 | 5 | 25 | 16 | 846.9592 | 0
2026 | 5 | 25 | 17 | 838.0186 | 0
2026 | 5 | 25 | 18 | 807.8897 | 0
2026 | 5 | 25 | 19 | 791.5313 | 0
2026 | 5 | 25 | 20 | 785.9227 | 0
2026 | 5 | 25 | 21 | 766.8254 | 0
2026 | 5 | 25 | 22 | 717.1211 | 0
2026 | 5 | 25 | 23 | 665.1727 | 0
2026 | 5 | 26 | 0 | 613.2242 | 0
2026 | 5 | 26 | 1 | 602.3445 | 0
2026 | 5 | 26 | 2 | 585.3625 | 0
2026 | 5 | 26 | 3 | 576.5904 | 0
2026 | 5 | 26 | 4 | 574.8608 | 0
2026 | 5 | 26 | 5 | 592.3217 | 0
2026 | 5 | 26 | 6 | 640.8398 | 0
2026 | 5 | 26 | 7 | 689.3578 | 0
2026 | 5 | 26 | 8 | 749.7874 | 0
2026 | 5 | 26 | 9 | 787.2761 | 0
2026 | 5 | 26 | 10 | 815.43 | 0
2026 | 5 | 26 | 11 | 835.5508 | 0
2026 | 5 | 26 | 12 | 847.7405 | 0
2026 | 5 | 26 | 13 | 861.1286 | 0
2026 | 5 | 26 | 14 | 869.6372 | 0
2026 | 5 | 26 | 15 | 875.8747 | 0
2026 | 5 | 26 | 16 | 872.0077 | 0
2026 | 5 | 26 | 17 | 872.9087 | 0
2026 | 5 | 26 | 18 | 859.1769 | 0
2026 | 5 | 26 | 19 | 840.9821 | 0
2026 | 5 | 26 | 20 | 818.9101 | 0
2026 | 5 | 26 | 21 | 796.6295 | 0
2026 | 5 | 26 | 22 | 751.8525 | 0
2026 | 5 | 26 | 23 | 700.072 | 0
2026 | 5 | 27 | 0 | 648.2916 | 0
2026 | 5 | 27 | 1 | 615.7157 | 0
2026 | 5 | 27 | 2 | 598.8214 | 0
2026 | 5 | 27 | 3 | 590.7933 | 0
2026 | 5 | 27 | 4 | 589.4114 | 0
2026 | 5 | 27 | 5 | 607.0088 | 0
2026 | 5 | 27 | 6 | 656.4449 | 0
2026 | 5 | 27 | 7 | 705.8811 | 0
2026 | 5 | 27 | 8 | 766.4489 | 0
2026 | 5 | 27 | 9 | 808.794 | 0
2026 | 5 | 27 | 10 | 841.1158 | 0
2026 | 5 | 27 | 11 | 866.3302 | 0
2026 | 5 | 27 | 12 | 892.9772 | 0
2026 | 5 | 27 | 13 | 911.002 | 0
2026 | 5 | 27 | 14 | 922.5885 | 0
2026 | 5 | 27 | 15 | 932.5589 | 0
2026 | 5 | 27 | 16 | 942.5633 | 0
2026 | 5 | 27 | 17 | 944.2863 | 0
2026 | 5 | 27 | 18 | 930.8149 | 0
2026 | 5 | 27 | 19 | 906.8546 | 0
2026 | 5 | 27 | 20 | 886.5313 | 0
2026 | 5 | 27 | 21 | 856.253 | 0
2026 | 5 | 27 | 22 | 809.8254 | 0
2026 | 5 | 27 | 23 | 751.1126 | 0
2026 | 5 | 28 | 0 | 699.1448 | 0
2026 | 5 | 28 | 1 | 647.177 | 0
2026 | 5 | 28 | 2 | 601.9541 | 0
2026 | 5 | 28 | 3 | 590.3045 | 0
2026 | 5 | 28 | 4 | 586.9069 | 0
2026 | 5 | 28 | 5 | 603.9975 | 0
2026 | 5 | 28 | 6 | 657.2716 | 0
2026 | 5 | 28 | 7 | 710.5457 | 0
2026 | 5 | 28 | 8 | 769.331 | 0
2026 | 5 | 28 | 9 | 818.5682 | 0
2026 | 5 | 28 | 10 | 855.3326 | 0
2026 | 5 | 28 | 11 | 882.1178 | 0
2026 | 5 | 28 | 12 | 896.8465 | 0
2026 | 5 | 28 | 13 | 912.8756 | 0
2026 | 5 | 28 | 14 | 922.4547 | 0
2026 | 5 | 28 | 15 | 929.3406 | 0
2026 | 5 | 28 | 16 | 933.5568 | 0
2026 | 5 | 28 | 17 | 930.526 | 0
2026 | 5 | 28 | 18 | 898.6226 | 0
2026 | 5 | 28 | 19 | 882.7718 | 0
2026 | 5 | 28 | 20 | 860.7401 | 0
2026 | 5 | 28 | 21 | 836.3842 | 0
2026 | 5 | 28 | 22 | 787.0188 | 0
2026 | 5 | 28 | 23 | 729.9141 | 0
2026 | 5 | 29 | 0 | 691.3473 | 0
2026 | 5 | 29 | 1 | 652.7805 | 0
2026 | 5 | 29 | 2 | 629.5133 | 0
2026 | 5 | 29 | 3 | 617.4208 | 0
2026 | 5 | 29 | 4 | 613.9245 | 0
2026 | 5 | 29 | 5 | 634.4549 | 0
2026 | 5 | 29 | 6 | 692.5083 | 0
2026 | 5 | 29 | 7 | 750.5618 | 0
2026 | 5 | 29 | 8 | 815.4907 | 0
2026 | 5 | 29 | 9 | 873.2549 | 0
2026 | 5 | 29 | 10 | 917.6857 | 0
2026 | 5 | 29 | 11 | 950.0464 | 0
2026 | 5 | 29 | 12 | 968.8178 | 0
2026 | 5 | 29 | 13 | 984.9888 | 0
2026 | 5 | 29 | 14 | 992.2995 | 0
2026 | 5 | 29 | 15 | 991.9171 | 0
2026 | 5 | 29 | 16 | 986.5905 | 0
2026 | 5 | 29 | 17 | 975.3194 | 0
2026 | 5 | 29 | 18 | 942.8217 | 0
2026 | 5 | 29 | 19 | 927.5014 | 0
2026 | 5 | 29 | 20 | 904.7052 | 0
2026 | 5 | 29 | 21 | 888.5516 | 0
2026 | 5 | 29 | 22 | 840.7986 | 0
2026 | 5 | 29 | 23 | 778.351 | 0
2026 | 5 | 30 | 0 | 722.675 | 0
2026 | 5 | 30 | 1 | 676.5204 | 0
2026 | 5 | 30 | 2 | 643.6818 | 0
2026 | 5 | 30 | 3 | 610.8432 | 0
2026 | 5 | 30 | 4 | 596.1076 | 0
2026 | 5 | 30 | 5 | 587.7207 | 0
2026 | 5 | 30 | 6 | 582.8996 | 0
2026 | 5 | 30 | 7 | 592.5912 | 0
2026 | 5 | 30 | 8 | 626.7832 | 0
2026 | 5 | 30 | 9 | 669.2022 | 0
2026 | 5 | 30 | 10 | 701.3809 | 0
2026 | 5 | 30 | 11 | 720.6144 | 0
2026 | 5 | 30 | 12 | 727.5768 | 0
2026 | 5 | 30 | 13 | 730.5246 | 0
2026 | 5 | 30 | 14 | 731.8703 | 0
2026 | 5 | 30 | 15 | 733.4934 | 0
2026 | 5 | 30 | 16 | 736.0588 | 0
2026 | 5 | 30 | 17 | 742.6944 | 0
2026 | 5 | 30 | 18 | 728.167 | 0
2026 | 5 | 30 | 19 | 710.714 | 0
2026 | 5 | 30 | 20 | 692.0243 | 0
2026 | 5 | 30 | 21 | 683.6644 | 0
2026 | 5 | 30 | 22 | 666.8324 | 0
2026 | 5 | 30 | 23 | 637.9771 | 0
2026 | 5 | 31 | 0 | 611.1508 | 0
2026 | 5 | 31 | 1 | 572.6933 | 0
2026 | 5 | 31 | 2 | 534.2358 | 0
2026 | 5 | 31 | 3 | 523.8948 | 0
2026 | 5 | 31 | 4 | 518.7089 | 0
2026 | 5 | 31 | 5 | 517.7611 | 0
2026 | 5 | 31 | 6 | 528.0926 | 0
2026 | 5 | 31 | 7 | 538.4241 | 0
2026 | 5 | 31 | 8 | 567.3204 | 0
2026 | 5 | 31 | 9 | 596.3719 | 0
2026 | 5 | 31 | 10 | 625.4234 | 0
2026 | 5 | 31 | 11 | 646.0093 | 0
2026 | 5 | 31 | 12 | 656.3316 | 0
2026 | 5 | 31 | 13 | 662.0329 | 0
2026 | 5 | 31 | 14 | 661.532 | 0
2026 | 5 | 31 | 15 | 665.7908 | 0
2026 | 5 | 31 | 16 | 674.0495 | 0
2026 | 5 | 31 | 17 | 679.286 | 0
2026 | 5 | 31 | 18 | 675.6188 | 0
2026 | 5 | 31 | 19 | 672.2404 | 0
2026 | 5 | 31 | 20 | 670.8606 | 0
2026 | 5 | 31 | 21 | 664.7083 | 0
2026 | 5 | 31 | 22 | 643.6373 | 0
2026 | 5 | 31 | 23 | 609.3291 | 0
2026 | 6 | 1 | 0 | 575.0209 | 0
2026 | 6 | 1 | 1 | 561.8625 | 0
2026 | 6 | 1 | 2 | 550.9069 | 0
2026 | 6 | 1 | 3 | 547.7867 | 0
2026 | 6 | 1 | 4 | 551.4437 | 0
2026 | 6 | 1 | 5 | 571.4679 | 0
2026 | 6 | 1 | 6 | 620.5167 | 0
2026 | 6 | 1 | 7 | 669.5655 | 0
2026 | 6 | 1 | 8 | 722.728 | 0
2026 | 6 | 1 | 9 | 764.088 | 0
2026 | 6 | 1 | 10 | 790.8925 | 0
2026 | 6 | 1 | 11 | 811.5279 | 0
2026 | 6 | 1 | 12 | 821.177 | 0
2026 | 6 | 1 | 13 | 830.4762 | 0
2026 | 6 | 1 | 14 | 830.7579 | 0
2026 | 6 | 1 | 15 | 832.3187 | 0
2026 | 6 | 1 | 16 | 836.5499 | 0
2026 | 6 | 1 | 17 | 833.7541 | 0
2026 | 6 | 1 | 18 | 819.5161 | 0
2026 | 6 | 1 | 19 | 809.7036 | 0
2026 | 6 | 1 | 20 | 797.4711 | 0
2026 | 6 | 1 | 21 | 780.5723 | 0
2026 | 6 | 1 | 22 | 741.3863 | 0
2026 | 6 | 1 | 23 | 689.4742 | 0
2026 | 6 | 2 | 0 | 637.562 | 0
2026 | 6 | 2 | 1 | 608.6804 | 0
2026 | 6 | 2 | 2 | 579.7989 | 0
2026 | 6 | 2 | 3 | 572.5152 | 0
2026 | 6 | 2 | 4 | 573.3434 | 0
2026 | 6 | 2 | 5 | 592.0039 | 0
2026 | 6 | 2 | 6 | 642.12 | 0
2026 | 6 | 2 | 7 | 692.236 | 0
2026 | 6 | 2 | 8 | 751.8137 | 0
2026 | 6 | 2 | 9 | 781.2826 | 0
2026 | 6 | 2 | 10 | 809.3878 | 0
2026 | 6 | 2 | 11 | 829.8719 | 0
2026 | 6 | 2 | 12 | 839.8337 | 0
2026 | 6 | 2 | 13 | 846.7673 | 0
2026 | 6 | 2 | 14 | 843.0432 | 0
2026 | 6 | 2 | 15 | 841.5091 | 0
2026 | 6 | 2 | 16 | 831.0102 | 0
2026 | 6 | 2 | 17 | 830.4319 | 0
2026 | 6 | 2 | 18 | 819.4375 | 0
2026 | 6 | 2 | 19 | 803.6845 | 0
2026 | 6 | 2 | 20 | 798.8731 | 0
2026 | 6 | 2 | 21 | 777.6509 | 0
2026 | 6 | 2 | 22 | 732.5421 | 0
2026 | 6 | 2 | 23 | 673.1987 | 0
2026 | 6 | 3 | 0 | 627.136 | 0
2026 | 6 | 3 | 1 | 607.6563 | 0
2026 | 6 | 3 | 2 | 591.6519 | 0
2026 | 6 | 3 | 3 | 584.4151 | 0
2026 | 6 | 3 | 4 | 583.9715 | 0
2026 | 6 | 3 | 5 | 600.3149 | 0
2026 | 6 | 3 | 6 | 644.8145 | 0
2026 | 6 | 3 | 7 | 689.314 | 0
2026 | 6 | 3 | 8 | 740.8365 | 0
2026 | 6 | 3 | 9 | 774.0933 | 0
2026 | 6 | 3 | 10 | 795.676 | 0
2026 | 6 | 3 | 11 | 811.567 | 0
2026 | 6 | 3 | 12 | 836.5654 | 0
2026 | 6 | 3 | 13 | 846.5246 | 0
2026 | 6 | 3 | 14 | 850.9464 | 0
2026 | 6 | 3 | 15 | 855.4702 | 0
2026 | 6 | 3 | 16 | 861.9299 | 0
2026 | 6 | 3 | 17 | 865.147 | 0
2026 | 6 | 3 | 18 | 855.8239 | 0
2026 | 6 | 3 | 19 | 837.3343 | 0
2026 | 6 | 3 | 20 | 814.0124 | 0
2026 | 6 | 3 | 21 | 795.8309 | 0
2026 | 6 | 3 | 22 | 758.1339 | 0
2026 | 6 | 3 | 23 | 704.2196 | 0
2026 | 6 | 4 | 0 | 650.3053 | 0
2026 | 6 | 4 | 1 | 617.34 | 0
2026 | 6 | 4 | 2 | 584.3747 | 0
2026 | 6 | 4 | 3 | 576.2217 | 0
2026 | 6 | 4 | 4 | 575.7513 | 0
2026 | 6 | 4 | 5 | 592.284 | 0
2026 | 6 | 4 | 6 | 639.8757 | 0
2026 | 6 | 4 | 7 | 687.4674 | 0
2026 | 6 | 4 | 8 | 740.4822 | 0
2026 | 6 | 4 | 9 | 789.5838 | 0
2026 | 6 | 4 | 10 | 815.1644 | 0
2026 | 6 | 4 | 11 | 835.6272 | 0
2026 | 6 | 4 | 12 | 845.4037 | 0
2026 | 6 | 4 | 13 | 856.6278 | 0
2026 | 6 | 4 | 14 | 862.7418 | 0
2026 | 6 | 4 | 15 | 868.3072 | 0
2026 | 6 | 4 | 16 | 873.9449 | 0
2026 | 6 | 4 | 17 | 875.5347 | 0
2026 | 6 | 4 | 18 | 851.9372 | 0
2026 | 6 | 4 | 19 | 829.9674 | 0
2026 | 6 | 4 | 20 | 808.902 | 0
2026 | 6 | 4 | 21 | 788.4273 | 0
2026 | 6 | 4 | 22 | 748.426 | 0
2026 | 6 | 4 | 23 | 691.6942 | 0
2026 | 6 | 5 | 0 | 634.9625 | 0
2026 | 6 | 5 | 1 | 604.1822 | 0
2026 | 6 | 5 | 2 | 585.3962 | 0
2026 | 6 | 5 | 3 | 576.3636 | 0
2026 | 6 | 5 | 4 | 575.6145 | 0
2026 | 6 | 5 | 5 | 596.4971 | 0
2026 | 6 | 5 | 6 | 649.1725 | 0
2026 | 6 | 5 | 7 | 701.848 | 0
2026 | 6 | 5 | 8 | 764.0562 | 0
2026 | 6 | 5 | 9 | 808.6249 | 0
2026 | 6 | 5 | 10 | 846.0389 | 0
2026 | 6 | 5 | 11 | 872.5799 | 0
2026 | 6 | 5 | 12 | 887.6561 | 0
2026 | 6 | 5 | 13 | 901.0285 | 0
2026 | 6 | 5 | 14 | 906.0862 | 0
2026 | 6 | 5 | 15 | 910.3571 | 0
2026 | 6 | 5 | 16 | 910.2399 | 0
2026 | 6 | 5 | 17 | 900.1521 | 0
2026 | 6 | 5 | 18 | 866.8384 | 0
2026 | 6 | 5 | 19 | 849.1873 | 0
2026 | 6 | 5 | 20 | 820.7931 | 0
2026 | 6 | 5 | 21 | 797.0304 | 0
2026 | 6 | 5 | 22 | 753.3945 | 0
2026 | 6 | 5 | 23 | 695.0782 | 0
2026 | 6 | 6 | 0 | 645.9773 | 0
2026 | 6 | 6 | 1 | 640.0577 | 0
2026 | 6 | 6 | 2 | 616.7098 | 0
2026 | 6 | 6 | 3 | 602.7889 | 0
2026 | 6 | 6 | 4 | 594.5941 | 0
2026 | 6 | 6 | 5 | 596.0604 | 0
2026 | 6 | 6 | 6 | 616.2785 | 0
2026 | 6 | 6 | 7 | 636.4966 | 0
2026 | 6 | 6 | 8 | 689.174 | 0
2026 | 6 | 6 | 9 | 741.8514 | 0
2026 | 6 | 6 | 10 | 788.2941 | 0
2026 | 6 | 6 | 11 | 823.5237 | 0
2026 | 6 | 6 | 12 | 842.5882 | 0
2026 | 6 | 6 | 13 | 852.4557 | 0
2026 | 6 | 6 | 14 | 855.8738 | 0
2026 | 6 | 6 | 15 | 858.8908 | 0
2026 | 6 | 6 | 16 | 863.6864 | 0
2026 | 6 | 6 | 17 | 855.7296 | 0
2026 | 6 | 6 | 18 | 835.3513 | 0
2026 | 6 | 6 | 19 | 829.2184 | 0
2026 | 6 | 6 | 20 | 802.2356 | 0
2026 | 6 | 6 | 21 | 782.9188 | 0
2026 | 6 | 6 | 22 | 755.8746 | 0
2026 | 6 | 6 | 23 | 714.8379 | 0
2026 | 6 | 7 | 0 | 677.6285 | 0
2026 | 6 | 7 | 1 | 681.9285 | 0
2026 | 6 | 7 | 2 | 655.8334 | 0
2026 | 6 | 7 | 3 | 636.6281 | 0
2026 | 6 | 7 | 4 | 624.3735 | 0
2026 | 6 | 7 | 5 | 619.1751 | 0
2026 | 6 | 7 | 6 | 640.1748 | 0
2026 | 6 | 7 | 7 | 661.1745 | 0
2026 | 6 | 7 | 8 | 726.3449 | 0
2026 | 6 | 7 | 9 | 795.2203 | 0
2026 | 6 | 7 | 10 | 854.8962 | 0
2026 | 6 | 7 | 11 | 918.2772 | 0
2026 | 6 | 7 | 12 | 955.385 | 0
2026 | 6 | 7 | 13 | 980.9814 | 0
2026 | 6 | 7 | 14 | 1000.1265 | 0.12651
2026 | 6 | 7 | 15 | 1015.7309 | 15.7309
2026 | 6 | 7 | 16 | 1030.851 | 30.851
2026 | 6 | 7 | 17 | 1035.3337 | 35.3337
2026 | 6 | 7 | 18 | 998.1961 | 0
2026 | 6 | 7 | 19 | 979.3053 | 0
2026 | 6 | 7 | 20 | 943.8017 | 0
2026 | 6 | 7 | 21 | 932.6064 | 0
2026 | 6 | 7 | 22 | 892.8864 | 0
2026 | 6 | 7 | 23 | 833.2547 | 0
2026 | 6 | 8 | 0 | 796.2727 | 0
2026 | 6 | 8 | 1 | 759.2907 | 0
2026 | 6 | 8 | 2 | 727.59 | 0
2026 | 6 | 8 | 3 | 708.3064 | 0
2026 | 6 | 8 | 4 | 701.6776 | 0
2026 | 6 | 8 | 5 | 719.4231 | 0
2026 | 6 | 8 | 6 | 783.7124 | 0
2026 | 6 | 8 | 7 | 848.0017 | 0
2026 | 6 | 8 | 8 | 930.3337 | 0
2026 | 6 | 8 | 9 | 1007.7544 | 7.7544
2026 | 6 | 8 | 10 | 1062.5752 | 62.5752
2026 | 6 | 8 | 11 | 1104.1936 | 104.1936
2026 | 6 | 8 | 12 | 1133.2031 | 133.2031
2026 | 6 | 8 | 13 | 1151.2391 | 151.2391
2026 | 6 | 8 | 14 | 1159.0402 | 159.0402
2026 | 6 | 8 | 15 | 1163.3425 | 163.3425
2026 | 6 | 8 | 16 | 1163.7696 | 163.7696
2026 | 6 | 8 | 17 | 1156.7576 | 156.7576
2026 | 6 | 8 | 18 | 1121.3735 | 121.3735
2026 | 6 | 8 | 19 | 1093.5078 | 93.5078
2026 | 6 | 8 | 20 | 1066.7308 | 66.7308
2026 | 6 | 8 | 21 | 1035.3561 | 35.3561
2026 | 6 | 8 | 22 | 974.2785 | 0
2026 | 6 | 8 | 23 | 898.2787 | 0
2026 | 6 | 9 | 0 | 821.7167 | 0
2026 | 6 | 9 | 1 | 768.9185 | 0
2026 | 6 | 9 | 2 | 715.5582 | 0
2026 | 6 | 9 | 3 | 693.6132 | 0
2026 | 6 | 9 | 4 | 684.9725 | 0
2026 | 6 | 9 | 5 | 699.3481 | 0
2026 | 6 | 9 | 6 | 755.1654 | 0
2026 | 6 | 9 | 7 | 810.9826 | 0
2026 | 6 | 9 | 8 | 879.8805 | 0
2026 | 6 | 9 | 9 | 922.3667 | 0
2026 | 6 | 9 | 10 | 964.7738 | 0
2026 | 6 | 9 | 11 | 998.5897 | 0
2026 | 6 | 9 | 12 | 1016.1129 | 16.1129
2026 | 6 | 9 | 13 | 1026.0497 | 26.0497
2026 | 6 | 9 | 14 | 1025.0669 | 25.0669
2026 | 6 | 9 | 15 | 1022.5486 | 22.5486
2026 | 6 | 9 | 16 | 1017.8554 | 17.8554
2026 | 6 | 9 | 17 | 1020.1281 | 20.1281
2026 | 6 | 9 | 18 | 999.7446 | 0
2026 | 6 | 9 | 19 | 962.6029 | 0
2026 | 6 | 9 | 20 | 934.4227 | 0
2026 | 6 | 9 | 21 | 894.7463 | 0
2026 | 6 | 9 | 22 | 837.7515 | 0
2026 | 6 | 9 | 23 | 770.0579 | 0
2026 | 6 | 10 | 0 | 714.9285 | 0
2026 | 6 | 10 | 1 | 659.7991 | 0
2026 | 6 | 10 | 2 | 636.1295 | 0
2026 | 6 | 10 | 3 | 623.0749 | 0
2026 | 6 | 10 | 4 | 619.5424 | 0
2026 | 6 | 10 | 5 | 632.0683 | 0
2026 | 6 | 10 | 6 | 678.5227 | 0
2026 | 6 | 10 | 7 | 724.9772 | 0
2026 | 6 | 10 | 8 | 779.8705 | 0
2026 | 6 | 10 | 9 | 814.5893 | 0
2026 | 6 | 10 | 10 | 837.0942 | 0
2026 | 6 | 10 | 11 | 851.0948 | 0
2026 | 6 | 10 | 12 | 871.0393 | 0
2026 | 6 | 10 | 13 | 877.7828 | 0
2026 | 6 | 10 | 14 | 881.5882 | 0
2026 | 6 | 10 | 15 | 888.5213 | 0
2026 | 6 | 10 | 16 | 898.4803 | 0
2026 | 6 | 10 | 17 | 904.4418 | 0
2026 | 6 | 10 | 18 | 887.8728 | 0
2026 | 6 | 10 | 19 | 856.6775 | 0
2026 | 6 | 10 | 20 | 822.6978 | 0
2026 | 6 | 10 | 21 | 796.2462 | 0
2026 | 6 | 10 | 22 | 753.8627 | 0
2026 | 6 | 10 | 23 | 697.1556 | 0
2026 | 6 | 11 | 0 | 651.9631 | 0
2026 | 6 | 11 | 1 | 606.7706 | 0
2026 | 6 | 11 | 2 | 573.0926 | 0
2026 | 6 | 11 | 3 | 566.5453 | 0
2026 | 6 | 11 | 4 | 567.8936 | 0
2026 | 6 | 11 | 5 | 588.5589 | 0
2026 | 6 | 11 | 6 | 639.9191 | 0
2026 | 6 | 11 | 7 | 696.7706 | 0
2026 | 6 | 11 | 8 | 745.5417 | 0
2026 | 6 | 11 | 9 | 786.0869 | 0
2026 | 6 | 11 | 10 | 811.4071 | 0
2026 | 6 | 11 | 11 | 827.6625 | 0
2026 | 6 | 11 | 12 | 831.6489 | 0
2026 | 6 | 11 | 13 | 839.8463 | 0
2026 | 6 | 11 | 14 | 841.3979 | 0
2026 | 6 | 11 | 15 | 841.8984 | 0
2026 | 6 | 11 | 16 | 842.1813 | 0
2026 | 6 | 11 | 17 | 839.2188 | 0
2026 | 6 | 11 | 18 | 811.0553 | 0
2026 | 6 | 11 | 19 | 794.0857 | 0
2026 | 6 | 11 | 20 | 786.7666 | 0
2026 | 6 | 11 | 21 | 775.2493 | 0
2026 | 6 | 11 | 22 | 733.9007 | 0
2026 | 6 | 11 | 23 | 678.0347 | 0
2026 | 6 | 12 | 0 | 650.4733 | 0
2026 | 6 | 12 | 1 | 622.9119 | 0
2026 | 6 | 12 | 2 | 604.3614 | 0
2026 | 6 | 12 | 3 | 596.0298 | 0
2026 | 6 | 12 | 4 | 596.851 | 0
2026 | 6 | 12 | 5 | 617.6508 | 0
2026 | 6 | 12 | 6 | 674.9512 | 0
2026 | 6 | 12 | 7 | 732.2516 | 0
2026 | 6 | 12 | 8 | 798.3788 | 0
2026 | 6 | 12 | 9 | 864.5256 | 0
2026 | 6 | 12 | 10 | 911.5744 | 0
2026 | 6 | 12 | 11 | 946.8558 | 0
2026 | 6 | 12 | 12 | 967.696 | 0
2026 | 6 | 12 | 13 | 986.3646 | 0
2026 | 6 | 12 | 14 | 998.0958 | 0
2026 | 6 | 12 | 15 | 999.7999 | 0
2026 | 6 | 12 | 16 | 1008.6066 | 8.6066
2026 | 6 | 12 | 17 | 1010.5727 | 10.5727
2026 | 6 | 12 | 18 | 983.5079 | 0
2026 | 6 | 12 | 19 | 960.1047 | 0
2026 | 6 | 12 | 20 | 937.3234 | 0
2026 | 6 | 12 | 21 | 908.9536 | 0
2026 | 6 | 12 | 22 | 863.4374 | 0
2026 | 6 | 12 | 23 | 801.4833 | 0
2026 | 6 | 13 | 0 | 733.2128 | 0
2026 | 6 | 13 | 1 | 697.4284 | 0
2026 | 6 | 13 | 2 | 661.6439 | 0
2026 | 6 | 13 | 3 | 644.0147 | 0
2026 | 6 | 13 | 4 | 633.4721 | 0
2026 | 6 | 13 | 5 | 631.5151 | 0
2026 | 6 | 13 | 6 | 652.3308 | 0
2026 | 6 | 13 | 7 | 673.1465 | 0
2026 | 6 | 13 | 8 | 725.0792 | 0
2026 | 6 | 13 | 9 | 777.0119 | 0
2026 | 6 | 13 | 10 | 835.126 | 0
2026 | 6 | 13 | 11 | 869.3935 | 0
2026 | 6 | 13 | 12 | 893.1979 | 0
2026 | 6 | 13 | 13 | 903.8963 | 0
2026 | 6 | 13 | 14 | 904.0408 | 0
2026 | 6 | 13 | 15 | 900.5491 | 0
2026 | 6 | 13 | 16 | 900.1726 | 0
2026 | 6 | 13 | 17 | 901.8713 | 0
2026 | 6 | 13 | 18 | 888.594 | 0
2026 | 6 | 13 | 19 | 862.3602 | 0
2026 | 6 | 13 | 20 | 852.3728 | 0
2026 | 6 | 13 | 21 | 834.7853 | 0
2026 | 6 | 13 | 22 | 808.4105 | 0
2026 | 6 | 13 | 23 | 765.108 | 0
2026 | 6 | 14 | 0 | 709.9338 | 0
2026 | 6 | 14 | 1 | 683.8461 | 0
2026 | 6 | 14 | 2 | 653.2914 | 0
2026 | 6 | 14 | 3 | 633.1482 | 0
2026 | 6 | 14 | 4 | 620.7068 | 0
2026 | 6 | 14 | 5 | 616.4102 | 0
2026 | 6 | 14 | 6 | 622.6965 | 0
2026 | 6 | 14 | 7 | 656.4581 | 0
2026 | 6 | 14 | 8 | 715.9967 | 0
2026 | 6 | 14 | 9 | 775.5354 | 0
2026 | 6 | 14 | 10 | 840.7913 | 0
2026 | 6 | 14 | 11 | 892.7103 | 0
2026 | 6 | 14 | 12 | 926.6361 | 0
2026 | 6 | 14 | 13 | 944.9601 | 0
2026 | 6 | 14 | 14 | 957.8139 | 0
2026 | 6 | 14 | 15 | 965.7341 | 0
2026 | 6 | 14 | 16 | 970.7682 | 0
2026 | 6 | 14 | 17 | 972.1738 | 0
2026 | 6 | 14 | 18 | 945.117 | 0
2026 | 6 | 14 | 19 | 935.1987 | 0
2026 | 6 | 14 | 20 | 939.058 | 0
2026 | 6 | 14 | 21 | 886.6687 | 0
2026 | 6 | 14 | 22 | 849.4375 | 0
2026 | 6 | 14 | 23 | 789.1951 | 0
2026 | 6 | 15 | 0 | 734.4591 | 0
2026 | 6 | 15 | 1 | 706.3018 | 0
2026 | 6 | 15 | 2 | 675.6513 | 0
2026 | 6 | 15 | 3 | 657.3365 | 0
2026 | 6 | 15 | 4 | 651.2886 | 0
2026 | 6 | 15 | 5 | 668.4643 | 0
2026 | 6 | 15 | 6 | 731.8519 | 0
2026 | 6 | 15 | 7 | 795.2395 | 0
2026 | 6 | 15 | 8 | 871.1874 | 0
2026 | 6 | 15 | 9 | 924.4897 | 0
2026 | 6 | 15 | 10 | 968.802 | 0
2026 | 6 | 15 | 11 | 998.1939 | 0
2026 | 6 | 15 | 12 | 1014.08 | 14.08
2026 | 6 | 15 | 13 | 1026.7378 | 26.7378
2026 | 6 | 15 | 14 | 1031.415 | 31.415
2026 | 6 | 15 | 15 | 1034.1303 | 34.1303
2026 | 6 | 15 | 16 | 1037.5494 | 37.5494
2026 | 6 | 15 | 17 | 1032.3194 | 32.3194
2026 | 6 | 15 | 18 | 996.8069 | 0
2026 | 6 | 15 | 19 | 971.0339 | 0
2026 | 6 | 15 | 20 | 937.0962 | 0
2026 | 6 | 15 | 21 | 902.3238 | 0
2026 | 6 | 15 | 22 | 848.4332 | 0
2026 | 6 | 15 | 23 | 780.4679 | 0
2026 | 6 | 16 | 0 | 726.7318 | 0
2026 | 6 | 16 | 1 | 672.9958 | 0
2026 | 6 | 16 | 2 | 645.9025 | 0
2026 | 6 | 16 | 3 | 630.8111 | 0
2026 | 6 | 16 | 4 | 626.1199 | 0
2026 | 6 | 16 | 5 | 644.4231 | 0
2026 | 6 | 16 | 6 | 705.1263 | 0
2026 | 6 | 16 | 7 | 765.8294 | 0
2026 | 6 | 16 | 8 | 839.049 | 0
2026 | 6 | 16 | 9 | 884.0243 | 0
2026 | 6 | 16 | 10 | 920.2025 | 0
2026 | 6 | 16 | 11 | 949.969 | 0
2026 | 6 | 16 | 12 | 967.9487 | 0
2026 | 6 | 16 | 13 | 980.9892 | 0
2026 | 6 | 16 | 14 | 982.6637 | 0
2026 | 6 | 16 | 15 | 983.2317 | 0
2026 | 6 | 16 | 16 | 974.3535 | 0
2026 | 6 | 16 | 17 | 973.708 | 0
2026 | 6 | 16 | 18 | 950.7456 | 0
2026 | 6 | 16 | 19 | 910.3944 | 0
2026 | 6 | 16 | 20 | 883.9053 | 0
2026 | 6 | 16 | 21 | 848.4142 | 0
2026 | 6 | 16 | 22 | 794.6352 | 0
2026 | 6 | 16 | 23 | 728.7686 | 0
2026 | 6 | 17 | 0 | 662.9021 | 0
2026 | 6 | 17 | 1 | 650.5572 | 0
2026 | 6 | 17 | 2 | 627.988 | 0
2026 | 6 | 17 | 3 | 616.3426 | 0
2026 | 6 | 17 | 4 | 612.799 | 0
2026 | 6 | 17 | 5 | 628.9456 | 0
2026 | 6 | 17 | 6 | 681.7589 | 0
2026 | 6 | 17 | 7 | 734.5723 | 0
2026 | 6 | 17 | 8 | 796.9103 | 0
2026 | 6 | 17 | 9 | 835.0527 | 0
2026 | 6 | 17 | 10 | 865.5195 | 0
2026 | 6 | 17 | 11 | 887.7024 | 0
2026 | 6 | 17 | 12 | 911.7323 | 0
2026 | 6 | 17 | 13 | 923.6926 | 0
2026 | 6 | 17 | 14 | 930.5535 | 0
2026 | 6 | 17 | 15 | 935.389 | 0
2026 | 6 | 17 | 16 | 944.7187 | 0
2026 | 6 | 17 | 17 | 944.7092 | 0
2026 | 6 | 17 | 18 | 933.6961 | 0
2026 | 6 | 17 | 19 | 906.8104 | 0
2026 | 6 | 17 | 20 | 872.9384 | 0
2026 | 6 | 17 | 21 | 835.9596 | 0
2026 | 6 | 17 | 22 | 791.7709 | 0
2026 | 6 | 17 | 23 | 728.9195 | 0
2026 | 6 | 18 | 0 | 669.209 | 0
2026 | 6 | 18 | 1 | 637.0097 | 0
2026 | 6 | 18 | 2 | 604.8103 | 0
2026 | 6 | 18 | 3 | 594.8808 | 0
2026 | 6 | 18 | 4 | 593.2274 | 0
2026 | 6 | 18 | 5 | 610.4607 | 0
2026 | 6 | 18 | 6 | 665.1191 | 0
2026 | 6 | 18 | 7 | 719.7774 | 0
2026 | 6 | 18 | 8 | 780.4418 | 0
2026 | 6 | 18 | 9 | 831.1948 | 0
2026 | 6 | 18 | 10 | 857.3573 | 0
2026 | 6 | 18 | 11 | 881.2016 | 0
2026 | 6 | 18 | 12 | 897.0612 | 0
2026 | 6 | 18 | 13 | 913.5006 | 0
2026 | 6 | 18 | 14 | 916.6783 | 0
2026 | 6 | 18 | 15 | 919.3817 | 0
2026 | 6 | 18 | 16 | 919.6886 | 0
2026 | 6 | 18 | 17 | 908.5406 | 0
2026 | 6 | 18 | 18 | 883.1077 | 0
2026 | 6 | 18 | 19 | 861.4726 | 0
2026 | 6 | 18 | 20 | 836.3913 | 0
2026 | 6 | 18 | 21 | 829.4979 | 0
2026 | 6 | 18 | 22 | 789.9317 | 0
2026 | 6 | 18 | 23 | 732.81 | 0
2026 | 6 | 19 | 0 | 672.7782 | 0
2026 | 6 | 19 | 1 | 669.0287 | 0
2026 | 6 | 19 | 2 | 646.2169 | 0
2026 | 6 | 19 | 3 | 633.9356 | 0
2026 | 6 | 19 | 4 | 630.6783 | 0
2026 | 6 | 19 | 5 | 648.0968 | 0
2026 | 6 | 19 | 6 | 701.779 | 0
2026 | 6 | 19 | 7 | 755.4612 | 0
2026 | 6 | 19 | 8 | 817.9776 | 0
2026 | 6 | 19 | 9 | 883.1577 | 0
2026 | 6 | 19 | 10 | 928.4651 | 0
2026 | 6 | 19 | 11 | 961.6577 | 0
2026 | 6 | 19 | 12 | 981.5256 | 0
2026 | 6 | 19 | 13 | 997.5023 | 0
2026 | 6 | 19 | 14 | 1001.9894 | 1.9894
2026 | 6 | 19 | 15 | 1005.9624 | 5.9624
2026 | 6 | 19 | 16 | 1003.1145 | 3.1145
2026 | 6 | 19 | 17 | 990.3678 | 0
2026 | 6 | 19 | 18 | 954.2877 | 0
2026 | 6 | 19 | 19 | 933.915 | 0
2026 | 6 | 19 | 20 | 920.671 | 0
2026 | 6 | 19 | 21 | 904.4647 | 0
2026 | 6 | 19 | 22 | 865.7727 | 0
2026 | 6 | 19 | 23 | 808.9811 | 0
2026 | 6 | 20 | 0 | 749.4382 | 0
2026 | 6 | 20 | 1 | 689.8953 | 0
2026 | 6 | 20 | 2 | 635.9432 | 0
2026 | 6 | 20 | 3 | 615.7421 | 0
2026 | 6 | 20 | 4 | 603.1805 | 0
2026 | 6 | 20 | 5 | 598.3401 | 0
2026 | 6 | 20 | 6 | 615.4081 | 0
2026 | 6 | 20 | 7 | 632.476 | 0
2026 | 6 | 20 | 8 | 682.834 | 0
2026 | 6 | 20 | 9 | 733.192 | 0
2026 | 6 | 20 | 10 | 771.6349 | 0
2026 | 6 | 20 | 11 | 794.2181 | 0
2026 | 6 | 20 | 12 | 803.5967 | 0
2026 | 6 | 20 | 13 | 802.4441 | 0
2026 | 6 | 20 | 14 | 797.9966 | 0
2026 | 6 | 20 | 15 | 795.2713 | 0
2026 | 6 | 20 | 16 | 797.6266 | 0
2026 | 6 | 20 | 17 | 800.924 | 0
2026 | 6 | 20 | 18 | 779.4188 | 0
2026 | 6 | 20 | 19 | 757.3266 | 0
2026 | 6 | 20 | 20 | 732.2005 | 0
2026 | 6 | 20 | 21 | 708.3661 | 0
2026 | 6 | 20 | 22 | 687.5548 | 0
2026 | 6 | 20 | 23 | 648.7642 | 0
2026 | 6 | 21 | 0 | 612.0434 | 0
2026 | 6 | 21 | 1 | 596.0628 | 0
2026 | 6 | 21 | 2 | 580.0821 | 0
2026 | 6 | 21 | 3 | 566.4016 | 0
2026 | 6 | 21 | 4 | 558.2574 | 0
2026 | 6 | 21 | 5 | 553.3722 | 0
2026 | 6 | 21 | 6 | 562.8352 | 0
2026 | 6 | 21 | 7 | 572.2982 | 0
2026 | 6 | 21 | 8 | 610.1739 | 0
2026 | 6 | 21 | 9 | 648.0497 | 0
2026 | 6 | 21 | 10 | 685.5535 | 0
2026 | 6 | 21 | 11 | 709.7127 | 0
2026 | 6 | 21 | 12 | 723.6628 | 0
2026 | 6 | 21 | 13 | 727.6449 | 0
2026 | 6 | 21 | 14 | 734.6905 | 0
2026 | 6 | 21 | 15 | 737.2376 | 0
2026 | 6 | 21 | 16 | 745.4484 | 0
2026 | 6 | 21 | 17 | 757.1642 | 0
2026 | 6 | 21 | 18 | 750.2534 | 0
2026 | 6 | 21 | 19 | 733.4349 | 0
2026 | 6 | 21 | 20 | 727.4766 | 0
2026 | 6 | 21 | 21 | 710.5942 | 0
2026 | 6 | 21 | 22 | 693.082 | 0
2026 | 6 | 21 | 23 | 655.8436 | 0
2026 | 6 | 22 | 0 | 622.7293 | 0
2026 | 6 | 22 | 1 | 582.9261 | 0
2026 | 6 | 22 | 2 | 566.4866 | 0
2026 | 6 | 22 | 3 | 559.5786 | 0
2026 | 6 | 22 | 4 | 560.6896 | 0
2026 | 6 | 22 | 5 | 578.497 | 0
2026 | 6 | 22 | 6 | 635.3698 | 0
2026 | 6 | 22 | 7 | 692.2425 | 0
2026 | 6 | 22 | 8 | 756.4811 | 0
2026 | 6 | 22 | 9 | 807.6272 | 0
2026 | 6 | 22 | 10 | 840.9085 | 0
2026 | 6 | 22 | 11 | 865.1617 | 0
2026 | 6 | 22 | 12 | 876.5945 | 0
2026 | 6 | 22 | 13 | 888.3422 | 0
2026 | 6 | 22 | 14 | 891.0495 | 0
2026 | 6 | 22 | 15 | 892.0075 | 0
2026 | 6 | 22 | 16 | 894.8095 | 0
2026 | 6 | 22 | 17 | 894.9294 | 0
2026 | 6 | 22 | 18 | 871.6432 | 0
2026 | 6 | 22 | 19 | 866.2879 | 0
2026 | 6 | 22 | 20 | 838.1137 | 0
2026 | 6 | 22 | 21 | 817.4795 | 0
2026 | 6 | 22 | 22 | 777.3085 | 0
2026 | 6 | 22 | 23 | 717.857 | 0
2026 | 6 | 23 | 0 | 658.4027 | 0
2026 | 6 | 23 | 1 | 611.4801 | 0
2026 | 6 | 23 | 2 | 593.1262 | 0
2026 | 6 | 23 | 3 | 584.2262 | 0
2026 | 6 | 23 | 4 | 583.0625 | 0
2026 | 6 | 23 | 5 | 599.3638 | 0
2026 | 6 | 23 | 6 | 652.0461 | 0
2026 | 6 | 23 | 7 | 704.7285 | 0
2026 | 6 | 23 | 8 | 767.0146 | 0
2026 | 6 | 23 | 9 | 804.7735 | 0
2026 | 6 | 23 | 10 | 836.7115 | 0
2026 | 6 | 23 | 11 | 861.0131 | 0
2026 | 6 | 23 | 12 | 875.4192 | 0
2026 | 6 | 23 | 13 | 885.1195 | 0
2026 | 6 | 23 | 14 | 887.4709 | 0
2026 | 6 | 23 | 15 | 890.507 | 0
2026 | 6 | 23 | 16 | 889.4928 | 0
2026 | 6 | 23 | 17 | 889.6855 | 0
2026 | 6 | 23 | 18 | 880.8071 | 0
2026 | 6 | 23 | 19 | 863.579 | 0
2026 | 6 | 23 | 20 | 840.5532 | 0
2026 | 6 | 23 | 21 | 805.4264 | 0
2026 | 6 | 23 | 22 | 765.746 | 0
2026 | 6 | 23 | 23 | 708.0647 | 0
2026 | 6 | 24 | 0 | 660.2159 | 0
2026 | 6 | 24 | 1 | 620.7543 | 0
2026 | 6 | 24 | 2 | 581.2927 | 0
2026 | 6 | 24 | 3 | 571.7445 | 0
2026 | 6 | 24 | 4 | 571.8513 | 0
2026 | 6 | 24 | 5 | 589.1863 | 0
2026 | 6 | 24 | 6 | 642.834 | 0
2026 | 6 | 24 | 7 | 696.4816 | 0
2026 | 6 | 24 | 8 | 756.3452 | 0
2026 | 6 | 24 | 9 | 789.1644 | 0
2026 | 6 | 24 | 10 | 814.692 | 0
2026 | 6 | 24 | 11 | 834.5751 | 0
2026 | 6 | 24 | 12 | 858.1354 | 0
2026 | 6 | 24 | 13 | 868.7976 | 0
2026 | 6 | 24 | 14 | 872.9856 | 0
2026 | 6 | 24 | 15 | 876.4455 | 0
2026 | 6 | 24 | 16 | 884.2465 | 0
2026 | 6 | 24 | 17 | 883.6085 | 0
2026 | 6 | 24 | 18 | 860.6413 | 0
2026 | 6 | 24 | 19 | 845.5198 | 0
2026 | 6 | 24 | 20 | 825.9221 | 0
2026 | 6 | 24 | 21 | 796.7136 | 0
2026 | 6 | 24 | 22 | 755.9807 | 0
2026 | 6 | 24 | 23 | 697.5197 | 0
2026 | 6 | 25 | 0 | 639.0587 | 0
2026 | 6 | 25 | 1 | 630.2817 | 0
2026 | 6 | 25 | 2 | 611.0672 | 0
2026 | 6 | 25 | 3 | 601.9516 | 0
2026 | 6 | 25 | 4 | 601.6232 | 0
2026 | 6 | 25 | 5 | 618.2967 | 0
2026 | 6 | 25 | 6 | 672.9556 | 0
2026 | 6 | 25 | 7 | 727.6144 | 0
2026 | 6 | 25 | 8 | 788.892 | 0
2026 | 6 | 25 | 9 | 841.4594 | 0
2026 | 6 | 25 | 10 | 877.7134 | 0
2026 | 6 | 25 | 11 | 905.8437 | 0
2026 | 6 | 25 | 12 | 922.4855 | 0
2026 | 6 | 25 | 13 | 939.3618 | 0
2026 | 6 | 25 | 14 | 943.6485 | 0
2026 | 6 | 25 | 15 | 948.5753 | 0
2026 | 6 | 25 | 16 | 952.6727 | 0
2026 | 6 | 25 | 17 | 950.0366 | 0
2026 | 6 | 25 | 18 | 921.0271 | 0
2026 | 6 | 25 | 19 | 903.9956 | 0
2026 | 6 | 25 | 20 | 881.9013 | 0
2026 | 6 | 25 | 21 | 857.6131 | 0
2026 | 6 | 25 | 22 | 817.8302 | 0
2026 | 6 | 25 | 23 | 758.7569 | 0
2026 | 6 | 26 | 0 | 696.0625 | 0
2026 | 6 | 26 | 1 | 693.3364 | 0
2026 | 6 | 26 | 2 | 665.3359 | 0
2026 | 6 | 26 | 3 | 649.7448 | 0
2026 | 6 | 26 | 4 | 643.9667 | 0
2026 | 6 | 26 | 5 | 657.6796 | 0
2026 | 6 | 26 | 6 | 714.8084 | 0
2026 | 6 | 26 | 7 | 771.9371 | 0
2026 | 6 | 26 | 8 | 843.96 | 0
2026 | 6 | 26 | 9 | 915.9829 | 0
2026 | 6 | 26 | 10 | 968.9474 | 0
2026 | 6 | 26 | 11 | 1009.3431 | 9.3431
2026 | 6 | 26 | 12 | 1034.4102 | 34.4102
2026 | 6 | 26 | 13 | 1055.3219 | 55.3219
2026 | 6 | 26 | 14 | 1063.7447 | 63.7447
2026 | 6 | 26 | 15 | 1070.1261 | 70.1261
2026 | 6 | 26 | 16 | 1073.375 | 73.375
2026 | 6 | 26 | 17 | 1065.3376 | 65.3376
2026 | 6 | 26 | 18 | 1030.9022 | 30.9022
2026 | 6 | 26 | 19 | 1003.1798 | 3.1798
2026 | 6 | 26 | 20 | 970.2145 | 0
2026 | 6 | 26 | 21 | 951.9511 | 0
2026 | 6 | 26 | 22 | 909.5326 | 0
2026 | 6 | 26 | 23 | 845.131 | 0
2026 | 6 | 27 | 0 | 766.3702 | 0
2026 | 6 | 27 | 1 | 706.2006 | 0
2026 | 6 | 27 | 2 | 672.9802 | 0
2026 | 6 | 27 | 3 | 650.6213 | 0
2026 | 6 | 27 | 4 | 640.0922 | 0
2026 | 6 | 27 | 5 | 635.6976 | 0
2026 | 6 | 27 | 6 | 657.4945 | 0
2026 | 6 | 27 | 7 | 679.2914 | 0
2026 | 6 | 27 | 8 | 739.1822 | 0
2026 | 6 | 27 | 9 | 799.073 | 0
2026 | 6 | 27 | 10 | 849.6075 | 0
2026 | 6 | 27 | 11 | 886.175 | 0
2026 | 6 | 27 | 12 | 905.7859 | 0
2026 | 6 | 27 | 13 | 913.0388 | 0
2026 | 6 | 27 | 14 | 911.0641 | 0
2026 | 6 | 27 | 15 | 908.7201 | 0
2026 | 6 | 27 | 16 | 903.6827 | 0
2026 | 6 | 27 | 17 | 905.7758 | 0
2026 | 6 | 27 | 18 | 888.6025 | 0
2026 | 6 | 27 | 19 | 878.8397 | 0
2026 | 6 | 27 | 20 | 847.1843 | 0
2026 | 6 | 27 | 21 | 825.1401 | 0
2026 | 6 | 27 | 22 | 800.8478 | 0
2026 | 6 | 27 | 23 | 759.7677 | 0
2026 | 6 | 28 | 0 | 701.0441 | 0
2026 | 6 | 28 | 1 | 665.355 | 0
2026 | 6 | 28 | 2 | 629.6658 | 0
2026 | 6 | 28 | 3 | 609.5734 | 0
2026 | 6 | 28 | 4 | 597.1446 | 0
2026 | 6 | 28 | 5 | 588.0266 | 0
2026 | 6 | 28 | 6 | 600.5163 | 0
2026 | 6 | 28 | 7 | 613.006 | 0
2026 | 6 | 28 | 8 | 665.7135 | 0
2026 | 6 | 28 | 9 | 718.4209 | 0
2026 | 6 | 28 | 10 | 776.8024 | 0
2026 | 6 | 28 | 11 | 814.9138 | 0
2026 | 6 | 28 | 12 | 838.1384 | 0
2026 | 6 | 28 | 13 | 846.2807 | 0
2026 | 6 | 28 | 14 | 848.7322 | 0
2026 | 6 | 28 | 15 | 853.7082 | 0
2026 | 6 | 28 | 16 | 865.2021 | 0
2026 | 6 | 28 | 17 | 875.1338 | 0
2026 | 6 | 28 | 18 | 854.8294 | 0
2026 | 6 | 28 | 19 | 830.3782 | 0
2026 | 6 | 28 | 20 | 809.8117 | 0
2026 | 6 | 28 | 21 | 793.6475 | 0
2026 | 6 | 28 | 22 | 768.2036 | 0
2026 | 6 | 28 | 23 | 713.607 | 0
2026 | 6 | 29 | 0 | 663.2376 | 0
2026 | 6 | 29 | 1 | 612.8682 | 0
2026 | 6 | 29 | 2 | 566.726 | 0
2026 | 6 | 29 | 3 | 560.1972 | 0
2026 | 6 | 29 | 4 | 561.5408 | 0
2026 | 6 | 29 | 5 | 580.2633 | 0
2026 | 6 | 29 | 6 | 639.1944 | 0
2026 | 6 | 29 | 7 | 698.1255 | 0
2026 | 6 | 29 | 8 | 763.2121 | 0
2026 | 6 | 29 | 9 | 817.7515 | 0
2026 | 6 | 29 | 10 | 851.1884 | 0
2026 | 6 | 29 | 11 | 875.0088 | 0
2026 | 6 | 29 | 12 | 886.3312 | 0
2026 | 6 | 29 | 13 | 898.2354 | 0
2026 | 6 | 29 | 14 | 900.8719 | 0
2026 | 6 | 29 | 15 | 901.7498 | 0
2026 | 6 | 29 | 16 | 904.5356 | 0
2026 | 6 | 29 | 17 | 904.7005 | 0
2026 | 6 | 29 | 18 | 881.517 | 0
2026 | 6 | 29 | 19 | 876.2659 | 0
2026 | 6 | 29 | 20 | 848.0867 | 0
2026 | 6 | 29 | 21 | 827.6449 | 0
2026 | 6 | 29 | 22 | 787.3451 | 0
2026 | 6 | 29 | 23 | 725.9777 | 0
2026 | 6 | 30 | 0 | 657.1951 | 0
2026 | 6 | 30 | 1 | 649.661 | 0
2026 | 6 | 30 | 2 | 642.1269 | 0
2026 | 6 | 30 | 3 | 629.0994 | 0
2026 | 6 | 30 | 4 | 624.6261 | 0
2026 | 6 | 30 | 5 | 639.3883 | 0
2026 | 6 | 30 | 6 | 673.7508 | 0
2026 | 6 | 30 | 7 | 737.6267 | 0
2026 | 6 | 30 | 8 | 801.5025 | 0
2026 | 6 | 30 | 9 | 852.9173 | 0
2026 | 6 | 30 | 10 | 894.2573 | 0
2026 | 6 | 30 | 11 | 926.9221 | 0
2026 | 6 | 30 | 12 | 962.8472 | 0
2026 | 6 | 30 | 13 | 977.9541 | 0
2026 | 6 | 30 | 14 | 987.1313 | 0
2026 | 6 | 30 | 15 | 993.337 | 0
2026 | 6 | 30 | 16 | 1000.0215 | 0.021525
2026 | 6 | 30 | 17 | 1001.7098 | 1.7098
2026 | 6 | 30 | 18 | 995.8879 | 0
2026 | 6 | 30 | 19 | 967.5427 | 0
2026 | 6 | 30 | 20 | 930.5233 | 0
2026 | 6 | 30 | 21 | 893.8101 | 0
2026 | 6 | 30 | 22 | 854.7689 | 0
2026 | 6 | 30 | 23 | 794.669 | 0
2026 | 7 | 1 | 0 | 734.5692 | 0
2026 | 7 | 1 | 1 | 666.8883 | 0
2026 | 7 | 1 | 2 | 626.5104 | 0
2026 | 7 | 1 | 3 | 586.1326 | 0
2026 | 7 | 1 | 4 | 580.3172 | 0
2026 | 7 | 1 | 5 | 583.485 | 0
2026 | 7 | 1 | 6 | 602.7902 | 0
2026 | 7 | 1 | 7 | 622.0955 | 0
2026 | 7 | 1 | 8 | 657.986 | 0
2026 | 7 | 1 | 9 | 693.8765 | 0
2026 | 7 | 1 | 10 | 731.429 | 0
2026 | 7 | 1 | 11 | 764.941 | 0
2026 | 7 | 1 | 12 | 786.8961 | 0
2026 | 7 | 1 | 13 | 794.4046 | 0
2026 | 7 | 1 | 14 | 793.8753 | 0
2026 | 7 | 1 | 15 | 795.4235 | 0
2026 | 7 | 1 | 16 | 783.9361 | 0
2026 | 7 | 1 | 17 | 790.4605 | 0
2026 | 7 | 1 | 18 | 786.1359 | 0
2026 | 7 | 1 | 19 | 783.079 | 0
2026 | 7 | 1 | 20 | 764.9683 | 0
2026 | 7 | 1 | 21 | 736.9122 | 0
2026 | 7 | 1 | 22 | 710.0578 | 0
2026 | 7 | 1 | 23 | 672.8535 | 0
2026 | 7 | 2 | 0 | 633.9888 | 0
2026 | 7 | 2 | 1 | 659.2541 | 0
2026 | 7 | 2 | 2 | 631.9767 | 0
2026 | 7 | 2 | 3 | 616.4649 | 0
2026 | 7 | 2 | 4 | 610.3952 | 0
2026 | 7 | 2 | 5 | 625.662 | 0
2026 | 7 | 2 | 6 | 676.7394 | 0
2026 | 7 | 2 | 7 | 727.8168 | 0
2026 | 7 | 2 | 8 | 793.2118 | 0
2026 | 7 | 2 | 9 | 851.7717 | 0
2026 | 7 | 2 | 10 | 895.5656 | 0
2026 | 7 | 2 | 11 | 930.2596 | 0
2026 | 7 | 2 | 12 | 951.5322 | 0
2026 | 7 | 2 | 13 | 967.0438 | 0
2026 | 7 | 2 | 14 | 974.7892 | 0
2026 | 7 | 2 | 15 | 978.7551 | 0
2026 | 7 | 2 | 16 | 975.9482 | 0
2026 | 7 | 2 | 17 | 974.9288 | 0
2026 | 7 | 2 | 18 | 956.2462 | 0
2026 | 7 | 2 | 19 | 933.5521 | 0
2026 | 7 | 2 | 20 | 901.9293 | 0
2026 | 7 | 2 | 21 | 863.1144 | 0
2026 | 7 | 2 | 22 | 821.8664 | 0
2026 | 7 | 2 | 23 | 761.4158 | 0
2026 | 7 | 3 | 0 | 705.088 | 0
2026 | 7 | 3 | 1 | 648.7601 | 0
2026 | 7 | 3 | 2 | 606.9026 | 0
2026 | 7 | 3 | 3 | 593.0119 | 0
2026 | 7 | 3 | 4 | 587.176 | 0
2026 | 7 | 3 | 5 | 598.1774 | 0
2026 | 7 | 3 | 6 | 630.5641 | 0
2026 | 7 | 3 | 7 | 689.0501 | 0
2026 | 7 | 3 | 8 | 740.5729 | 0
2026 | 7 | 3 | 9 | 796.1626 | 0
2026 | 7 | 3 | 10 | 828.4339 | 0
2026 | 7 | 3 | 11 | 849.9751 | 0
2026 | 7 | 3 | 12 | 861.0468 | 0
2026 | 7 | 3 | 13 | 868.877 | 0
2026 | 7 | 3 | 14 | 872.3848 | 0
2026 | 7 | 3 | 15 | 874.7109 | 0
2026 | 7 | 3 | 16 | 875.0314 | 0
2026 | 7 | 3 | 17 | 875.1336 | 0
2026 | 7 | 3 | 18 | 851.0881 | 0
2026 | 7 | 3 | 19 | 824.7069 | 0
2026 | 7 | 3 | 20 | 790.4849 | 0
2026 | 7 | 3 | 21 | 762.0534 | 0
2026 | 7 | 3 | 22 | 732.0365 | 0
2026 | 7 | 3 | 23 | 685.9237 | 0
2026 | 7 | 4 | 0 | 628.9967 | 0
2026 | 7 | 4 | 1 | 588.4465 | 0
2026 | 7 | 4 | 2 | 567.8669 | 0
2026 | 7 | 4 | 3 | 555.727 | 0
2026 | 7 | 4 | 4 | 548.6434 | 0
2026 | 7 | 4 | 5 | 547.2338 | 0
2026 | 7 | 4 | 6 | 558.8869 | 0
2026 | 7 | 4 | 7 | 570.5401 | 0
2026 | 7 | 4 | 8 | 623.0227 | 0
2026 | 7 | 4 | 9 | 675.5053 | 0
2026 | 7 | 4 | 10 | 728.5407 | 0
2026 | 7 | 4 | 11 | 755.4418 | 0
2026 | 7 | 4 | 12 | 767.0265 | 0
2026 | 7 | 4 | 13 | 774.7832 | 0
2026 | 7 | 4 | 14 | 781.7387 | 0
2026 | 7 | 4 | 15 | 787.0649 | 0
2026 | 7 | 4 | 16 | 790.3967 | 0
2026 | 7 | 4 | 17 | 798.2043 | 0
2026 | 7 | 4 | 18 | 784.2453 | 0
2026 | 7 | 4 | 19 | 771.7981 | 0
2026 | 7 | 4 | 20 | 739.1583 | 0
2026 | 7 | 4 | 21 | 724.5565 | 0
2026 | 7 | 4 | 22 | 707.4286 | 0
2026 | 7 | 4 | 23 | 673.6758 | 0
2026 | 7 | 5 | 0 | 625.2535 | 0
2026 | 7 | 5 | 1 | 627.6225 | 0
2026 | 7 | 5 | 2 | 606.9513 | 0
2026 | 7 | 5 | 3 | 593.3018 | 0
2026 | 7 | 5 | 4 | 585.7571 | 0
2026 | 7 | 5 | 5 | 584.5002 | 0
2026 | 7 | 5 | 6 | 600.1253 | 0
2026 | 7 | 5 | 7 | 615.7504 | 0
2026 | 7 | 5 | 8 | 676.0057 | 0
2026 | 7 | 5 | 9 | 744.0193 | 0
2026 | 7 | 5 | 10 | 798.5918 | 0
2026 | 7 | 5 | 11 | 860.9227 | 0
2026 | 7 | 5 | 12 | 898.0372 | 0
2026 | 7 | 5 | 13 | 921.8571 | 0
2026 | 7 | 5 | 14 | 939.359 | 0
2026 | 7 | 5 | 15 | 953.9632 | 0
2026 | 7 | 5 | 16 | 969.1613 | 0
2026 | 7 | 5 | 17 | 979.4375 | 0
2026 | 7 | 5 | 18 | 966.8019 | 0
2026 | 7 | 5 | 19 | 951.2831 | 0
2026 | 7 | 5 | 20 | 921.4214 | 0
2026 | 7 | 5 | 21 | 902.4262 | 0
2026 | 7 | 5 | 22 | 872.9684 | 0
2026 | 7 | 5 | 23 | 822.0253 | 0
2026 | 7 | 6 | 0 | 755.5451 | 0
2026 | 7 | 6 | 1 | 734.6434 | 0
2026 | 7 | 6 | 2 | 702.2819 | 0
2026 | 7 | 6 | 3 | 683.036 | 0
2026 | 7 | 6 | 4 | 676.2829 | 0
2026 | 7 | 6 | 5 | 694.0902 | 0
2026 | 7 | 6 | 6 | 757.7293 | 0
2026 | 7 | 6 | 7 | 821.3685 | 0
2026 | 7 | 6 | 8 | 901.8863 | 0
2026 | 7 | 6 | 9 | 987.5252 | 0
2026 | 7 | 6 | 10 | 1052.2372 | 52.2372
2026 | 7 | 6 | 11 | 1101.3745 | 101.3745
2026 | 7 | 6 | 12 | 1129.4389 | 129.4389
2026 | 7 | 6 | 13 | 1153.8909 | 153.8909
2026 | 7 | 6 | 14 | 1172.6167 | 172.6167
2026 | 7 | 6 | 15 | 1178.7776 | 178.7776
2026 | 7 | 6 | 16 | 1179.7557 | 179.7557
2026 | 7 | 6 | 17 | 1176.5478 | 176.5478
2026 | 7 | 6 | 18 | 1154.7699 | 154.7699
2026 | 7 | 6 | 19 | 1136.997 | 136.997
2026 | 7 | 6 | 20 | 1102.4582 | 102.4582
2026 | 7 | 6 | 21 | 1070.8386 | 70.8386
2026 | 7 | 6 | 22 | 1022.937 | 22.937
2026 | 7 | 6 | 23 | 936.2399 | 0
2026 | 7 | 7 | 0 | 860.8885 | 0
2026 | 7 | 7 | 1 | 785.537 | 0
2026 | 7 | 7 | 2 | 747.5539 | 0
2026 | 7 | 7 | 3 | 723.0856 | 0
2026 | 7 | 7 | 4 | 711.7939 | 0
2026 | 7 | 7 | 5 | 725.8395 | 0
2026 | 7 | 7 | 6 | 785.0788 | 0
2026 | 7 | 7 | 7 | 844.3181 | 0
2026 | 7 | 7 | 8 | 914.9919 | 0
2026 | 7 | 7 | 9 | 982.4602 | 0
2026 | 7 | 7 | 10 | 1045.0056 | 45.0056
2026 | 7 | 7 | 11 | 1096.1787 | 96.1787
2026 | 7 | 7 | 12 | 1127.7766 | 127.7766
2026 | 7 | 7 | 13 | 1144.9722 | 144.9722
2026 | 7 | 7 | 14 | 1155.7593 | 155.7593
2026 | 7 | 7 | 15 | 1160.9984 | 160.9984
2026 | 7 | 7 | 16 | 1154.1131 | 154.1131
2026 | 7 | 7 | 17 | 1148.9547 | 148.9547
2026 | 7 | 7 | 18 | 1128.5028 | 128.5028
2026 | 7 | 7 | 19 | 1097.9862 | 97.9862
2026 | 7 | 7 | 20 | 1073.1115 | 73.1115
2026 | 7 | 7 | 21 | 1034.87 | 34.87
2026 | 7 | 7 | 22 | 978.1454 | 0
2026 | 7 | 7 | 23 | 900.4351 | 0
2026 | 7 | 8 | 0 | 845.1057 | 0
2026 | 7 | 8 | 1 | 789.7763 | 0
2026 | 7 | 8 | 2 | 754.2542 | 0
2026 | 7 | 8 | 3 | 732.0447 | 0
2026 | 7 | 8 | 4 | 721.9217 | 0
2026 | 7 | 8 | 5 | 734.834 | 0
2026 | 7 | 8 | 6 | 791.5073 | 0
2026 | 7 | 8 | 7 | 848.1806 | 0
2026 | 7 | 8 | 8 | 917.8721 | 0
2026 | 7 | 8 | 9 | 986.7401 | 0
2026 | 7 | 8 | 10 | 1048.3066 | 48.3066
2026 | 7 | 8 | 11 | 1094.8126 | 94.8126
2026 | 7 | 8 | 12 | 1140.8761 | 140.8761
2026 | 7 | 8 | 13 | 1164.7226 | 164.7226
2026 | 7 | 8 | 14 | 1180.6132 | 180.6132
2026 | 7 | 8 | 15 | 1191.2324 | 191.2324
2026 | 7 | 8 | 16 | 1190.9335 | 190.9335
2026 | 7 | 8 | 17 | 1185.4486 | 185.4486
2026 | 7 | 8 | 18 | 1168.707 | 168.707
2026 | 7 | 8 | 19 | 1144.8861 | 144.8861
2026 | 7 | 8 | 20 | 1106.4138 | 106.4138
2026 | 7 | 8 | 21 | 1072.4408 | 72.4408
2026 | 7 | 8 | 22 | 1025.7135 | 25.7135
2026 | 7 | 8 | 23 | 944.9484 | 0
2026 | 7 | 9 | 0 | 876.4332 | 0
2026 | 7 | 9 | 1 | 807.918 | 0
2026 | 7 | 9 | 2 | 768.5411 | 0
2026 | 7 | 9 | 3 | 729.1642 | 0
2026 | 7 | 9 | 4 | 718.774 | 0
2026 | 7 | 9 | 5 | 731.4913 | 0
2026 | 7 | 9 | 6 | 770.7428 | 0
2026 | 7 | 9 | 7 | 844.0374 | 0
2026 | 7 | 9 | 8 | 917.332 | 0
2026 | 7 | 9 | 9 | 988.1158 | 0
2026 | 7 | 9 | 10 | 1041.509 | 41.509
2026 | 7 | 9 | 11 | 1080.7741 | 80.7741
2026 | 7 | 9 | 12 | 1106.2871 | 106.2871
2026 | 7 | 9 | 13 | 1124.2458 | 124.2458
2026 | 7 | 9 | 14 | 1134.3339 | 134.3339
2026 | 7 | 9 | 15 | 1137.8586 | 137.8586
2026 | 7 | 9 | 16 | 1139.0707 | 139.0707
2026 | 7 | 9 | 17 | 1135.3596 | 135.3596
2026 | 7 | 9 | 18 | 1093.121 | 93.121
2026 | 7 | 9 | 19 | 1056.4599 | 56.4599
2026 | 7 | 9 | 20 | 1015.6778 | 15.6778
2026 | 7 | 9 | 21 | 986.8955 | 0
2026 | 7 | 9 | 22 | 936.0291 | 0
2026 | 7 | 9 | 23 | 861.4257 | 0
2026 | 7 | 10 | 0 | 797.2778 | 0
2026 | 7 | 10 | 1 | 732.0389 | 0
2026 | 7 | 10 | 2 | 694.0952 | 0
2026 | 7 | 10 | 3 | 656.1515 | 0
2026 | 7 | 10 | 4 | 648.1101 | 0
2026 | 7 | 10 | 5 | 660.8692 | 0
2026 | 7 | 10 | 6 | 707.1386 | 0
2026 | 7 | 10 | 7 | 753.408 | 0
2026 | 7 | 10 | 8 | 806.9215 | 0
2026 | 7 | 10 | 9 | 861.1666 | 0
2026 | 7 | 10 | 10 | 895.2029 | 0
2026 | 7 | 10 | 11 | 914.5408 | 0
2026 | 7 | 10 | 12 | 920.9638 | 0
2026 | 7 | 10 | 13 | 923.2735 | 0
2026 | 7 | 10 | 14 | 917.6028 | 0
2026 | 7 | 10 | 15 | 914.2293 | 0
2026 | 7 | 10 | 16 | 911.4754 | 0
2026 | 7 | 10 | 17 | 906.3407 | 0
2026 | 7 | 10 | 18 | 867.291 | 0
2026 | 7 | 10 | 19 | 848.602 | 0
2026 | 7 | 10 | 20 | 817.356 | 0
2026 | 7 | 10 | 21 | 781.3026 | 0
2026 | 7 | 10 | 22 | 742.7684 | 0
2026 | 7 | 10 | 23 | 691.5853 | 0
2026 | 7 | 11 | 0 | 650.9533 | 0
2026 | 7 | 11 | 1 | 610.3213 | 0
2026 | 7 | 11 | 2 | 589.189 | 0
2026 | 7 | 11 | 3 | 575.8711 | 0
2026 | 7 | 11 | 4 | 568.212 | 0
2026 | 7 | 11 | 5 | 566.7471 | 0
2026 | 7 | 11 | 6 | 577.8839 | 0
2026 | 7 | 11 | 7 | 589.0208 | 0
2026 | 7 | 11 | 8 | 639.6969 | 0
2026 | 7 | 11 | 9 | 690.373 | 0
2026 | 7 | 11 | 10 | 745.1839 | 0
2026 | 7 | 11 | 11 | 773.3778 | 0
2026 | 7 | 11 | 12 | 786.8161 | 0
2026 | 7 | 11 | 13 | 795.8776 | 0
2026 | 7 | 11 | 14 | 801.5747 | 0
2026 | 7 | 11 | 15 | 805.5692 | 0
2026 | 7 | 11 | 16 | 808.9369 | 0
2026 | 7 | 11 | 17 | 814.7868 | 0
2026 | 7 | 11 | 18 | 796.1427 | 0
2026 | 7 | 11 | 19 | 781.5525 | 0
2026 | 7 | 11 | 20 | 747.0972 | 0
2026 | 7 | 11 | 21 | 733.8415 | 0
2026 | 7 | 11 | 22 | 714.5425 | 0
2026 | 7 | 11 | 23 | 682.1256 | 0
2026 | 7 | 12 | 0 | 632.2224 | 0
2026 | 7 | 12 | 1 | 623.6417 | 0
2026 | 7 | 12 | 2 | 602.8967 | 0
2026 | 7 | 12 | 3 | 588.962 | 0
2026 | 7 | 12 | 4 | 581.8862 | 0
2026 | 7 | 12 | 5 | 580.6092 | 0
2026 | 7 | 12 | 6 | 594.6955 | 0
2026 | 7 | 12 | 7 | 633.4814 | 0
2026 | 7 | 12 | 8 | 667.3575 | 0
2026 | 7 | 12 | 9 | 733.7794 | 0
2026 | 7 | 12 | 10 | 795.2915 | 0
2026 | 7 | 12 | 11 | 848.3521 | 0
2026 | 7 | 12 | 12 | 882.6635 | 0
2026 | 7 | 12 | 13 | 905.61 | 0
2026 | 7 | 12 | 14 | 920.4154 | 0
2026 | 7 | 12 | 15 | 933.5182 | 0
2026 | 7 | 12 | 16 | 945.7823 | 0
2026 | 7 | 12 | 17 | 955.2972 | 0
2026 | 7 | 12 | 18 | 935.8847 | 0
2026 | 7 | 12 | 19 | 920.3089 | 0
2026 | 7 | 12 | 20 | 893.6504 | 0
2026 | 7 | 12 | 21 | 876.2954 | 0
2026 | 7 | 12 | 22 | 845.5923 | 0
2026 | 7 | 12 | 23 | 796.8284 | 0
2026 | 7 | 13 | 0 | 733.1333 | 0
2026 | 7 | 13 | 1 | 688.7445 | 0
2026 | 7 | 13 | 2 | 644.3558 | 0
2026 | 7 | 13 | 3 | 627.1257 | 0
2026 | 7 | 13 | 4 | 620.9017 | 0
2026 | 7 | 13 | 5 | 632.9473 | 0
2026 | 7 | 13 | 6 | 686.3144 | 0
2026 | 7 | 13 | 7 | 739.6814 | 0
2026 | 7 | 13 | 8 | 806.4733 | 0
2026 | 7 | 13 | 9 | 874.4481 | 0
2026 | 7 | 13 | 10 | 920.4641 | 0
2026 | 7 | 13 | 11 | 954.5423 | 0
2026 | 7 | 13 | 12 | 972.9394 | 0
2026 | 7 | 13 | 13 | 988.0003 | 0
2026 | 7 | 13 | 14 | 995.7792 | 0
2026 | 7 | 13 | 15 | 1002.6038 | 2.6038
2026 | 7 | 13 | 16 | 1010.8465 | 10.8465
2026 | 7 | 13 | 17 | 1008.7419 | 8.7419
2026 | 7 | 13 | 18 | 975.8615 | 0
2026 | 7 | 13 | 19 | 948.9212 | 0
2026 | 7 | 13 | 20 | 913.4216 | 0
2026 | 7 | 13 | 21 | 879.1126 | 0
2026 | 7 | 13 | 22 | 831.3333 | 0
2026 | 7 | 13 | 23 | 762.0237 | 0
2026 | 7 | 14 | 0 | 697.6003 | 0
2026 | 7 | 14 | 1 | 633.1769 | 0
2026 | 7 | 14 | 2 | 608.6512 | 0
2026 | 7 | 14 | 3 | 594.793 | 0
2026 | 7 | 14 | 4 | 591.0798 | 0
2026 | 7 | 14 | 5 | 608.193 | 0
2026 | 7 | 14 | 6 | 658.1046 | 0
2026 | 7 | 14 | 7 | 708.0162 | 0
2026 | 7 | 14 | 8 | 767.8529 | 0
2026 | 7 | 14 | 9 | 804.8589 | 0
2026 | 7 | 14 | 10 | 843.0605 | 0
2026 | 7 | 14 | 11 | 872.3926 | 0
2026 | 7 | 14 | 12 | 891.8972 | 0
2026 | 7 | 14 | 13 | 902.0586 | 0
2026 | 7 | 14 | 14 | 904.6329 | 0
2026 | 7 | 14 | 15 | 904.6325 | 0
2026 | 7 | 14 | 16 | 894.1792 | 0
2026 | 7 | 14 | 17 | 894.556 | 0
2026 | 7 | 14 | 18 | 886.9369 | 0
2026 | 7 | 14 | 19 | 863.6823 | 0
2026 | 7 | 14 | 20 | 836.6278 | 0
2026 | 7 | 14 | 21 | 803.1298 | 0
2026 | 7 | 14 | 22 | 753.9028 | 0
2026 | 7 | 14 | 23 | 689.105 | 0
2026 | 7 | 15 | 0 | 636.2391 | 0
2026 | 7 | 15 | 1 | 647.4807 | 0
2026 | 7 | 15 | 2 | 625.4876 | 0
2026 | 7 | 15 | 3 | 614.0809 | 0
2026 | 7 | 15 | 4 | 612.6467 | 0
2026 | 7 | 15 | 5 | 632.6996 | 0
2026 | 7 | 15 | 6 | 687.6095 | 0
2026 | 7 | 15 | 7 | 742.5195 | 0
2026 | 7 | 15 | 8 | 807.6354 | 0
2026 | 7 | 15 | 9 | 854.5114 | 0
2026 | 7 | 15 | 10 | 898.5552 | 0
2026 | 7 | 15 | 11 | 934.2786 | 0
2026 | 7 | 15 | 12 | 978.3262 | 0
2026 | 7 | 15 | 13 | 999.3794 | 0
2026 | 7 | 15 | 14 | 1011.3271 | 11.3271
2026 | 7 | 15 | 15 | 1017.4372 | 17.4372
2026 | 7 | 15 | 16 | 1019.1759 | 19.1759
2026 | 7 | 15 | 17 | 1019.1661 | 19.1661
2026 | 7 | 15 | 18 | 1007.0434 | 7.0434
2026 | 7 | 15 | 19 | 988.8528 | 0
2026 | 7 | 15 | 20 | 966.2379 | 0
2026 | 7 | 15 | 21 | 926.8946 | 0
2026 | 7 | 15 | 22 | 877.3105 | 0
2026 | 7 | 15 | 23 | 809.3605 | 0
2026 | 7 | 16 | 0 | 740.6805 | 0
2026 | 7 | 16 | 1 | 697.0631 | 0
2026 | 7 | 16 | 2 | 653.4456 | 0
2026 | 7 | 16 | 3 | 636.8993 | 0
2026 | 7 | 16 | 4 | 631.4664 | 0
2026 | 7 | 16 | 5 | 646.0155 | 0
2026 | 7 | 16 | 6 | 697.6503 | 0
2026 | 7 | 16 | 7 | 749.285 | 0
2026 | 7 | 16 | 8 | 812.1245 | 0
2026 | 7 | 16 | 9 | 880.9175 | 0
2026 | 7 | 16 | 10 | 924.3247 | 0
2026 | 7 | 16 | 11 | 957.7849 | 0
2026 | 7 | 16 | 12 | 977.7831 | 0
2026 | 7 | 16 | 13 | 995.4816 | 0
2026 | 7 | 16 | 14 | 1003.4843 | 3.4843
2026 | 7 | 16 | 15 | 1009.7045 | 9.7045
2026 | 7 | 16 | 16 | 1013.638 | 13.638
2026 | 7 | 16 | 17 | 1010.291 | 10.291
2026 | 7 | 16 | 18 | 976.7453 | 0
2026 | 7 | 16 | 19 | 957.1129 | 0
2026 | 7 | 16 | 20 | 927.0305 | 0
2026 | 7 | 16 | 21 | 900.2681 | 0
2026 | 7 | 16 | 22 | 855.3056 | 0
2026 | 7 | 16 | 23 | 792.1257 | 0
2026 | 7 | 17 | 0 | 732.8396 | 0
2026 | 7 | 17 | 1 | 681.9644 | 0
2026 | 7 | 17 | 2 | 646.7143 | 0
2026 | 7 | 17 | 3 | 631.28 | 0
2026 | 7 | 17 | 4 | 625.648 | 0
2026 | 7 | 17 | 5 | 640.4293 | 0
2026 | 7 | 17 | 6 | 689.7528 | 0
2026 | 7 | 17 | 7 | 739.0763 | 0
2026 | 7 | 17 | 8 | 797.7396 | 0
2026 | 7 | 17 | 9 | 867.7875 | 0
2026 | 7 | 17 | 10 | 910.8409 | 0
2026 | 7 | 17 | 11 | 943.2234 | 0
2026 | 7 | 17 | 12 | 961.6137 | 0
2026 | 7 | 17 | 13 | 976.555 | 0
2026 | 7 | 17 | 14 | 981.5688 | 0
2026 | 7 | 17 | 15 | 978.5123 | 0
2026 | 7 | 17 | 16 | 974.8881 | 0
2026 | 7 | 17 | 17 | 967.2278 | 0
2026 | 7 | 17 | 18 | 942.6247 | 0
2026 | 7 | 17 | 19 | 918.9391 | 0
2026 | 7 | 17 | 20 | 895.7977 | 0
2026 | 7 | 17 | 21 | 873.9171 | 0
2026 | 7 | 17 | 22 | 834.9584 | 0
2026 | 7 | 17 | 23 | 779.7067 | 0
2026 | 7 | 18 | 0 | 727.6891 | 0
2026 | 7 | 18 | 1 | 675.6715 | 0
2026 | 7 | 18 | 2 | 648.0706 | 0
2026 | 7 | 18 | 3 | 630.2178 | 0
2026 | 7 | 18 | 4 | 619.1525 | 0
2026 | 7 | 18 | 5 | 617.1795 | 0
2026 | 7 | 18 | 6 | 633.8397 | 0
2026 | 7 | 18 | 7 | 650.5 | 0
2026 | 7 | 18 | 8 | 709.1976 | 0
2026 | 7 | 18 | 9 | 773.2821 | 0
2026 | 7 | 18 | 10 | 832.9424 | 0
2026 | 7 | 18 | 11 | 877.2524 | 0
2026 | 7 | 18 | 12 | 903.1155 | 0
2026 | 7 | 18 | 13 | 918.3737 | 0
2026 | 7 | 18 | 14 | 926.5922 | 0
2026 | 7 | 18 | 15 | 932.896 | 0
2026 | 7 | 18 | 16 | 937.4524 | 0
2026 | 7 | 18 | 17 | 937.7457 | 0
2026 | 7 | 18 | 18 | 904.466 | 0
2026 | 7 | 18 | 19 | 894.7616 | 0
2026 | 7 | 18 | 20 | 866.8394 | 0
2026 | 7 | 18 | 21 | 848.4796 | 0
2026 | 7 | 18 | 22 | 821.0368 | 0
2026 | 7 | 18 | 23 | 778.3972 | 0
2026 | 7 | 19 | 0 | 721.8881 | 0
2026 | 7 | 19 | 1 | 680.3707 | 0
2026 | 7 | 19 | 2 | 650.1369 | 0
2026 | 7 | 19 | 3 | 629.4917 | 0
2026 | 7 | 19 | 4 | 616.2413 | 0
2026 | 7 | 19 | 5 | 610.2916 | 0
2026 | 7 | 19 | 6 | 619.9136 | 0
2026 | 7 | 19 | 7 | 629.5356 | 0
2026 | 7 | 19 | 8 | 685.9655 | 0
2026 | 7 | 19 | 9 | 745.1602 | 0
2026 | 7 | 19 | 10 | 803.1861 | 0
2026 | 7 | 19 | 11 | 853.4312 | 0
2026 | 7 | 19 | 12 | 886.9077 | 0
2026 | 7 | 19 | 13 | 907.6726 | 0
2026 | 7 | 19 | 14 | 920.2814 | 0
2026 | 7 | 19 | 15 | 929.5316 | 0
2026 | 7 | 19 | 16 | 939.4142 | 0
2026 | 7 | 19 | 17 | 947.9168 | 0
2026 | 7 | 19 | 18 | 929.9432 | 0
2026 | 7 | 19 | 19 | 913.9 | 0
2026 | 7 | 19 | 20 | 888.6686 | 0
2026 | 7 | 19 | 21 | 868.4556 | 0
2026 | 7 | 19 | 22 | 836.2725 | 0
2026 | 7 | 19 | 23 | 782.8616 | 0
2026 | 7 | 20 | 0 | 734.645 | 0
2026 | 7 | 20 | 1 | 702.1679 | 0
2026 | 7 | 20 | 2 | 674.9078 | 0
2026 | 7 | 20 | 3 | 659.2713 | 0
2026 | 7 | 20 | 4 | 654.8125 | 0
2026 | 7 | 20 | 5 | 673.039 | 0
2026 | 7 | 20 | 6 | 730.7589 | 0
2026 | 7 | 20 | 7 | 788.4788 | 0
2026 | 7 | 20 | 8 | 861.6267 | 0
2026 | 7 | 20 | 9 | 932.2549 | 0
2026 | 7 | 20 | 10 | 984.9233 | 0
2026 | 7 | 20 | 11 | 1025.5215 | 25.5215
2026 | 7 | 20 | 12 | 1051.3091 | 51.3091
2026 | 7 | 20 | 13 | 1073.4866 | 73.4866
2026 | 7 | 20 | 14 | 1089.622 | 89.622
2026 | 7 | 20 | 15 | 1094.6447 | 94.6447
2026 | 7 | 20 | 16 | 1094.1166 | 94.1166
2026 | 7 | 20 | 17 | 1086.7808 | 86.7808
2026 | 7 | 20 | 18 | 1057.7222 | 57.7222
2026 | 7 | 20 | 19 | 1037.1433 | 37.1433
2026 | 7 | 20 | 20 | 1006.5273 | 6.5273
2026 | 7 | 20 | 21 | 979.0803 | 0
2026 | 7 | 20 | 22 | 926.0199 | 0
2026 | 7 | 20 | 23 | 852.8176 | 0
2026 | 7 | 21 | 0 | 806.6785 | 0
2026 | 7 | 21 | 1 | 760.5394 | 0
2026 | 7 | 21 | 2 | 729.2648 | 0
2026 | 7 | 21 | 3 | 709.6967 | 0
2026 | 7 | 21 | 4 | 703.1962 | 0
2026 | 7 | 21 | 5 | 720.0643 | 0
2026 | 7 | 21 | 6 | 780.8927 | 0
2026 | 7 | 21 | 7 | 841.7211 | 0
2026 | 7 | 21 | 8 | 915.3935 | 0
2026 | 7 | 21 | 9 | 989.1697 | 0
2026 | 7 | 21 | 10 | 1054.0547 | 54.0547
2026 | 7 | 21 | 11 | 1108.9609 | 108.9609
2026 | 7 | 21 | 12 | 1148.6916 | 148.6916
2026 | 7 | 21 | 13 | 1171.134 | 171.134
2026 | 7 | 21 | 14 | 1182.0083 | 182.0083
2026 | 7 | 21 | 15 | 1194.526 | 194.526
2026 | 7 | 21 | 16 | 1184.0241 | 184.0241
2026 | 7 | 21 | 17 | 1180.4861 | 180.4861
2026 | 7 | 21 | 18 | 1162.0281 | 162.0281
2026 | 7 | 21 | 19 | 1138.6368 | 138.6368
2026 | 7 | 21 | 20 | 1104.3522 | 104.3522
2026 | 7 | 21 | 21 | 1067.085 | 67.085
2026 | 7 | 21 | 22 | 1005.1813 | 5.1813
2026 | 7 | 21 | 23 | 927.0704 | 0
2026 | 7 | 22 | 0 | 860.7976 | 0
2026 | 7 | 22 | 1 | 794.5249 | 0
2026 | 7 | 22 | 2 | 757.169 | 0
2026 | 7 | 22 | 3 | 733.437 | 0
2026 | 7 | 22 | 4 | 723.2378 | 0
2026 | 7 | 22 | 5 | 736.8636 | 0
2026 | 7 | 22 | 6 | 790.4039 | 0
2026 | 7 | 22 | 7 | 843.9442 | 0
2026 | 7 | 22 | 8 | 910.8485 | 0
2026 | 7 | 22 | 9 | 967.7945 | 0
2026 | 7 | 22 | 10 | 1023.6418 | 23.6418
2026 | 7 | 22 | 11 | 1067.654 | 67.654
2026 | 7 | 22 | 12 | 1111.8017 | 111.8017
2026 | 7 | 22 | 13 | 1130.9093 | 130.9093
2026 | 7 | 22 | 14 | 1140.1442 | 140.1442
2026 | 7 | 22 | 15 | 1146.2097 | 146.2097
2026 | 7 | 22 | 16 | 1142.7055 | 142.7055
2026 | 7 | 22 | 17 | 1134.0141 | 134.0141
2026 | 7 | 22 | 18 | 1114.5503 | 114.5503
2026 | 7 | 22 | 19 | 1091.6373 | 91.6373
2026 | 7 | 22 | 20 | 1059.0983 | 59.0983
2026 | 7 | 22 | 21 | 1028.4526 | 28.4526
2026 | 7 | 22 | 22 | 970.0529 | 0
2026 | 7 | 22 | 23 | 894.3157 | 0
2026 | 7 | 23 | 0 | 818.5785 | 0
2026 | 7 | 23 | 1 | 767.5735 | 0
2026 | 7 | 23 | 2 | 716.5684 | 0
2026 | 7 | 23 | 3 | 695.5924 | 0
2026 | 7 | 23 | 4 | 687.0367 | 0
2026 | 7 | 23 | 5 | 700.0742 | 0
2026 | 7 | 23 | 6 | 753.498 | 0
2026 | 7 | 23 | 7 | 806.9217 | 0
2026 | 7 | 23 | 8 | 879.5402 | 0
2026 | 7 | 23 | 9 | 949.1227 | 0
2026 | 7 | 23 | 10 | 1002.3063 | 2.3063
2026 | 7 | 23 | 11 | 1041.6962 | 41.6962
2026 | 7 | 23 | 12 | 1065.9302 | 65.9302
2026 | 7 | 23 | 13 | 1087.6163 | 87.6163
2026 | 7 | 23 | 14 | 1101.3329 | 101.3329
2026 | 7 | 23 | 15 | 1110.9649 | 110.9649
2026 | 7 | 23 | 16 | 1117.2694 | 117.2694
2026 | 7 | 23 | 17 | 1109.6148 | 109.6148
2026 | 7 | 23 | 18 | 1073.2971 | 73.2971
2026 | 7 | 23 | 19 | 1037.6991 | 37.6991
2026 | 7 | 23 | 20 | 993.9562 | 0
2026 | 7 | 23 | 21 | 957.6777 | 0
2026 | 7 | 23 | 22 | 904.0641 | 0
2026 | 7 | 23 | 23 | 831.3249 | 0
2026 | 7 | 24 | 0 | 776.2433 | 0
2026 | 7 | 24 | 1 | 721.1617 | 0
2026 | 7 | 24 | 2 | 689.8918 | 0
2026 | 7 | 24 | 3 | 671.6594 | 0
2026 | 7 | 24 | 4 | 664.8532 | 0
2026 | 7 | 24 | 5 | 679.6136 | 0
2026 | 7 | 24 | 6 | 721.7617 | 0
2026 | 7 | 24 | 7 | 786.9614 | 0
2026 | 7 | 24 | 8 | 852.1612 | 0
2026 | 7 | 24 | 9 | 927.0124 | 0
2026 | 7 | 24 | 10 | 979.1104 | 0
2026 | 7 | 24 | 11 | 1017.5972 | 17.5972
2026 | 7 | 24 | 12 | 1040.6637 | 40.6637
2026 | 7 | 24 | 13 | 1057.2073 | 57.2073
2026 | 7 | 24 | 14 | 1063.6379 | 63.6379
2026 | 7 | 24 | 15 | 1064.4617 | 64.4617
2026 | 7 | 24 | 16 | 1063.0276 | 63.0276
2026 | 7 | 24 | 17 | 1055.0948 | 55.0948
2026 | 7 | 24 | 18 | 1021.9526 | 21.9526
2026 | 7 | 24 | 19 | 991.543 | 0
2026 | 7 | 24 | 20 | 957.7193 | 0
2026 | 7 | 24 | 21 | 927.4821 | 0
2026 | 7 | 24 | 22 | 882.0897 | 0
2026 | 7 | 24 | 23 | 821.2068 | 0
2026 | 7 | 25 | 0 | 747.0929 | 0
2026 | 7 | 25 | 1 | 698.6478 | 0
2026 | 7 | 25 | 2 | 650.2026 | 0
2026 | 7 | 25 | 3 | 629.8759 | 0
2026 | 7 | 25 | 4 | 617.7725 | 0
2026 | 7 | 25 | 5 | 614.866 | 0
2026 | 7 | 25 | 6 | 625.983 | 0
2026 | 7 | 25 | 7 | 637.1 | 0
2026 | 7 | 25 | 8 | 690.9399 | 0
2026 | 7 | 25 | 9 | 744.7797 | 0
2026 | 7 | 25 | 10 | 802.8883 | 0
2026 | 7 | 25 | 11 | 835.3365 | 0
2026 | 7 | 25 | 12 | 850.146 | 0
2026 | 7 | 25 | 13 | 856.0764 | 0
2026 | 7 | 25 | 14 | 857.428 | 0
2026 | 7 | 25 | 15 | 856.1683 | 0
2026 | 7 | 25 | 16 | 856.5503 | 0
2026 | 7 | 25 | 17 | 853.749 | 0
2026 | 7 | 25 | 18 | 828.5467 | 0
2026 | 7 | 25 | 19 | 811.6888 | 0
2026 | 7 | 25 | 20 | 787.2839 | 0
2026 | 7 | 25 | 21 | 770.9192 | 0
2026 | 7 | 25 | 22 | 745.7793 | 0
2026 | 7 | 25 | 23 | 708.5501 | 0
2026 | 7 | 26 | 0 | 653.5791 | 0
2026 | 7 | 26 | 1 | 617.7888 | 0
2026 | 7 | 26 | 2 | 592.0334 | 0
2026 | 7 | 26 | 3 | 566.2781 | 0
2026 | 7 | 26 | 4 | 557.1321 | 0
2026 | 7 | 26 | 5 | 554.2875 | 0
2026 | 7 | 26 | 6 | 563.5679 | 0
2026 | 7 | 26 | 7 | 572.8484 | 0
2026 | 7 | 26 | 8 | 608.5989 | 0
2026 | 7 | 26 | 9 | 647.8938 | 0
2026 | 7 | 26 | 10 | 701.0453 | 0
2026 | 7 | 26 | 11 | 735.1117 | 0
2026 | 7 | 26 | 12 | 754.7855 | 0
2026 | 7 | 26 | 13 | 762.7189 | 0
2026 | 7 | 26 | 14 | 765.7202 | 0
2026 | 7 | 26 | 15 | 769.3977 | 0
2026 | 7 | 26 | 16 | 772.7315 | 0
2026 | 7 | 26 | 17 | 784.7343 | 0
2026 | 7 | 26 | 18 | 771.5612 | 0
2026 | 7 | 26 | 19 | 757.6224 | 0
2026 | 7 | 26 | 20 | 742.8466 | 0
2026 | 7 | 26 | 21 | 731.8023 | 0
2026 | 7 | 26 | 22 | 706.878 | 0
2026 | 7 | 26 | 23 | 666.104 | 0
2026 | 7 | 27 | 0 | 628.255 | 0
2026 | 7 | 27 | 1 | 590.406 | 0
2026 | 7 | 27 | 2 | 571.6343 | 0
2026 | 7 | 27 | 3 | 563.1069 | 0
2026 | 7 | 27 | 4 | 563.8978 | 0
2026 | 7 | 27 | 5 | 586.4486 | 0
2026 | 7 | 27 | 6 | 635.0839 | 0
2026 | 7 | 27 | 7 | 693.1337 | 0
2026 | 7 | 27 | 8 | 751.1835 | 0
2026 | 7 | 27 | 9 | 805.2128 | 0
2026 | 7 | 27 | 10 | 837.8262 | 0
2026 | 7 | 27 | 11 | 862.9707 | 0
2026 | 7 | 27 | 12 | 875.8404 | 0
2026 | 7 | 27 | 13 | 886.4589 | 0
2026 | 7 | 27 | 14 | 889.5791 | 0
2026 | 7 | 27 | 15 | 890.7449 | 0
2026 | 7 | 27 | 16 | 890.1225 | 0
2026 | 7 | 27 | 17 | 881.9262 | 0
2026 | 7 | 27 | 18 | 852.2751 | 0
2026 | 7 | 27 | 19 | 844.9949 | 0
2026 | 7 | 27 | 20 | 828.3292 | 0
2026 | 7 | 27 | 21 | 804.0824 | 0
2026 | 7 | 27 | 22 | 757.9043 | 0
2026 | 7 | 27 | 23 | 698.6949 | 0
2026 | 7 | 28 | 0 | 633.3782 | 0
2026 | 7 | 28 | 1 | 608.9916 | 0
2026 | 7 | 28 | 2 | 589.348 | 0
2026 | 7 | 28 | 3 | 579.718 | 0
2026 | 7 | 28 | 4 | 578.9194 | 0
2026 | 7 | 28 | 5 | 599.2343 | 0
2026 | 7 | 28 | 6 | 650.5467 | 0
2026 | 7 | 28 | 7 | 701.8591 | 0
2026 | 7 | 28 | 8 | 761.6772 | 0
2026 | 7 | 28 | 9 | 802.6845 | 0
2026 | 7 | 28 | 10 | 843.3683 | 0
2026 | 7 | 28 | 11 | 878.2412 | 0
2026 | 7 | 28 | 12 | 902.2608 | 0
2026 | 7 | 28 | 13 | 917.7451 | 0
2026 | 7 | 28 | 14 | 928.8237 | 0
2026 | 7 | 28 | 15 | 932.6932 | 0
2026 | 7 | 28 | 16 | 923.8392 | 0
2026 | 7 | 28 | 17 | 913.6272 | 0
2026 | 7 | 28 | 18 | 894.2869 | 0
2026 | 7 | 28 | 19 | 883.2351 | 0
2026 | 7 | 28 | 20 | 868.0208 | 0
2026 | 7 | 28 | 21 | 835.8475 | 0
2026 | 7 | 28 | 22 | 783.9489 | 0
2026 | 7 | 28 | 23 | 725.4389 | 0
2026 | 7 | 29 | 0 | 666.9289 | 0
2026 | 7 | 29 | 1 | 643.5408 | 0
2026 | 7 | 29 | 2 | 621.3959 | 0
2026 | 7 | 29 | 3 | 608.9411 | 0
2026 | 7 | 29 | 4 | 606.126 | 0
2026 | 7 | 29 | 5 | 621.3923 | 0
2026 | 7 | 29 | 6 | 669.3743 | 0
2026 | 7 | 29 | 7 | 717.3563 | 0
2026 | 7 | 29 | 8 | 774.9565 | 0
2026 | 7 | 29 | 9 | 818.8027 | 0
2026 | 7 | 29 | 10 | 857.2585 | 0
2026 | 7 | 29 | 11 | 887.9003 | 0
2026 | 7 | 29 | 12 | 927.6782 | 0
2026 | 7 | 29 | 13 | 945.8422 | 0
2026 | 7 | 29 | 14 | 955.3037 | 0
2026 | 7 | 29 | 15 | 965.6468 | 0
2026 | 7 | 29 | 16 | 970.7536 | 0
2026 | 7 | 29 | 17 | 972.9098 | 0
2026 | 7 | 29 | 18 | 956.1092 | 0
2026 | 7 | 29 | 19 | 930.3978 | 0
2026 | 7 | 29 | 20 | 903.0104 | 0
2026 | 7 | 29 | 21 | 876.1296 | 0
2026 | 7 | 29 | 22 | 828.7523 | 0
2026 | 7 | 29 | 23 | 781.4946 | 0
2026 | 7 | 30 | 0 | 744.1085 | 0
2026 | 7 | 30 | 1 | 706.7225 | 0
2026 | 7 | 30 | 2 | 698.9923 | 0
2026 | 7 | 30 | 3 | 679.9656 | 0
2026 | 7 | 30 | 4 | 673.6228 | 0
2026 | 7 | 30 | 5 | 687.349 | 0
2026 | 7 | 30 | 6 | 724.537 | 0
2026 | 7 | 30 | 7 | 795.924 | 0
2026 | 7 | 30 | 8 | 867.0094 | 0
2026 | 7 | 30 | 9 | 941.2771 | 0
2026 | 7 | 30 | 10 | 1000.5484 | 0.54839
2026 | 7 | 30 | 11 | 1047.6337 | 47.6337
2026 | 7 | 30 | 12 | 1079.5838 | 79.5838
2026 | 7 | 30 | 13 | 1108.234 | 108.234
2026 | 7 | 30 | 14 | 1122.1631 | 122.1631
2026 | 7 | 30 | 15 | 1132.4372 | 132.4372
2026 | 7 | 30 | 16 | 1132.646 | 132.646
2026 | 7 | 30 | 17 | 1122.733 | 122.733
2026 | 7 | 30 | 18 | 1087.9441 | 87.9441
2026 | 7 | 30 | 19 | 1054.9183 | 54.9183
2026 | 7 | 30 | 20 | 1018.7902 | 18.7902
2026 | 7 | 30 | 21 | 1004.5344 | 4.5344
2026 | 7 | 30 | 22 | 948.754 | 0
2026 | 7 | 30 | 23 | 885.1058 | 0
2026 | 7 | 31 | 0 | 821.4575 | 0
2026 | 7 | 31 | 1 | 763.7495 | 0
2026 | 7 | 31 | 2 | 730.9641 | 0
2026 | 7 | 31 | 3 | 710.7324 | 0
2026 | 7 | 31 | 4 | 702.4467 | 0
2026 | 7 | 31 | 5 | 715.8535 | 0
2026 | 7 | 31 | 6 | 753.8313 | 0
2026 | 7 | 31 | 7 | 827.5275 | 0
2026 | 7 | 31 | 8 | 902.001 | 0
2026 | 7 | 31 | 9 | 972.7115 | 0
2026 | 7 | 31 | 10 | 1044.1993 | 44.1993
2026 | 7 | 31 | 11 | 1094.4427 | 94.4427
2026 | 7 | 31 | 12 | 1121.8664 | 121.8664
2026 | 7 | 31 | 13 | 1143.914 | 143.914
2026 | 7 | 31 | 14 | 1157.8032 | 157.8032
2026 | 7 | 31 | 15 | 1165.1948 | 165.1948
2026 | 7 | 31 | 16 | 1164.2925 | 164.2925
2026 | 7 | 31 | 17 | 1150.434 | 150.434
2026 | 7 | 31 | 18 | 1115.2415 | 115.2415
2026 | 7 | 31 | 19 | 1077.0242 | 77.0242
2026 | 7 | 31 | 20 | 1036.0685 | 36.0685
2026 | 7 | 31 | 21 | 1019.4633 | 19.4633
2026 | 7 | 31 | 22 | 970.5407 | 0
2026 | 7 | 31 | 23 | 902.9971 | 0
2026 | 8 | 1 | 0 | 845.484 | 0
2026 | 8 | 1 | 1 | 787.9708 | 0
2026 | 8 | 1 | 2 | 740.4881 | 0
2026 | 8 | 1 | 3 | 717.4236 | 0
2026 | 8 | 1 | 4 | 703.5068 | 0
2026 | 8 | 1 | 5 | 700.6719 | 0
2026 | 8 | 1 | 6 | 705.2332 | 0
2026 | 8 | 1 | 7 | 732.8776 | 0
2026 | 8 | 1 | 8 | 794.3454 | 0
2026 | 8 | 1 | 9 | 862.8887 | 0
2026 | 8 | 1 | 10 | 927.7906 | 0
2026 | 8 | 1 | 11 | 977.6657 | 0
2026 | 8 | 1 | 12 | 1008.2532 | 8.2532
2026 | 8 | 1 | 13 | 1025.0512 | 25.0512
2026 | 8 | 1 | 14 | 1030.6052 | 30.6052
2026 | 8 | 1 | 15 | 1026.9833 | 26.9833
2026 | 8 | 1 | 16 | 1023.9196 | 23.9196
2026 | 8 | 1 | 17 | 1017.1992 | 17.1992
2026 | 8 | 1 | 18 | 988.4831 | 0
2026 | 8 | 1 | 19 | 954.6135 | 0
2026 | 8 | 1 | 20 | 919.9045 | 0
2026 | 8 | 1 | 21 | 915.5399 | 0
2026 | 8 | 1 | 22 | 879.9227 | 0
2026 | 8 | 1 | 23 | 835.9686 | 0
2026 | 8 | 2 | 0 | 780.1398 | 0
2026 | 8 | 2 | 1 | 730.2305 | 0
2026 | 8 | 2 | 2 | 680.3212 | 0
2026 | 8 | 2 | 3 | 654.3632 | 0
2026 | 8 | 2 | 4 | 638.1129 | 0
2026 | 8 | 2 | 5 | 632.7968 | 0
2026 | 8 | 2 | 6 | 628.8635 | 0
2026 | 8 | 2 | 7 | 645.2203 | 0
2026 | 8 | 2 | 8 | 705.5305 | 0
2026 | 8 | 2 | 9 | 773.5212 | 0
2026 | 8 | 2 | 10 | 836.9908 | 0
2026 | 8 | 2 | 11 | 886.3969 | 0
2026 | 8 | 2 | 12 | 917.8127 | 0
2026 | 8 | 2 | 13 | 933.1502 | 0
2026 | 8 | 2 | 14 | 939.655 | 0
2026 | 8 | 2 | 15 | 940.1264 | 0
2026 | 8 | 2 | 16 | 941.928 | 0
2026 | 8 | 2 | 17 | 937.5016 | 0
2026 | 8 | 2 | 18 | 909.5408 | 0
2026 | 8 | 2 | 19 | 887.3912 | 0
2026 | 8 | 2 | 20 | 864.0804 | 0
2026 | 8 | 2 | 21 | 867.4447 | 0
2026 | 8 | 2 | 22 | 828.3779 | 0
2026 | 8 | 2 | 23 | 770.0278 | 0
2026 | 8 | 3 | 0 | 724.5559 | 0
2026 | 8 | 3 | 1 | 679.084 | 0
2026 | 8 | 3 | 2 | 653.6694 | 0
2026 | 8 | 3 | 3 | 637.8239 | 0
2026 | 8 | 3 | 4 | 629.8789 | 0
2026 | 8 | 3 | 5 | 635.4403 | 0
2026 | 8 | 3 | 6 | 645.4392 | 0
2026 | 8 | 3 | 7 | 669.0286 | 0
2026 | 8 | 3 | 8 | 721.399 | 0
2026 | 8 | 3 | 9 | 773.7694 | 0
2026 | 8 | 3 | 10 | 839.9616 | 0
2026 | 8 | 3 | 11 | 891.85 | 0
2026 | 8 | 3 | 12 | 929.7564 | 0
2026 | 8 | 3 | 13 | 950.2607 | 0
2026 | 8 | 3 | 14 | 955.8164 | 0
2026 | 8 | 3 | 15 | 952.2125 | 0
2026 | 8 | 3 | 16 | 954.9714 | 0
2026 | 8 | 3 | 17 | 962.1283 | 0
2026 | 8 | 3 | 18 | 934.825 | 0
2026 | 8 | 3 | 19 | 916.0847 | 0
2026 | 8 | 3 | 20 | 906.8794 | 0
2026 | 8 | 3 | 21 | 910.4383 | 0
2026 | 8 | 3 | 22 | 870.8441 | 0
2026 | 8 | 3 | 23 | 816.9072 | 0
2026 | 8 | 4 | 0 | 751.6405 | 0
2026 | 8 | 4 | 1 | 735.1842 | 0
2026 | 8 | 4 | 2 | 704.7723 | 0
2026 | 8 | 4 | 3 | 686.2326 | 0
2026 | 8 | 4 | 4 | 680.2509 | 0
2026 | 8 | 4 | 5 | 697.8151 | 0
2026 | 8 | 4 | 6 | 738.1637 | 0
2026 | 8 | 4 | 7 | 806.2386 | 0
2026 | 8 | 4 | 8 | 874.3136 | 0
2026 | 8 | 4 | 9 | 930.9085 | 0
2026 | 8 | 4 | 10 | 992.5209 | 0
2026 | 8 | 4 | 11 | 1039.0361 | 39.0361
2026 | 8 | 4 | 12 | 1071.1298 | 71.1298
2026 | 8 | 4 | 13 | 1096.3059 | 96.3059
2026 | 8 | 4 | 14 | 1103.906 | 103.906
2026 | 8 | 4 | 15 | 1102.7013 | 102.7013
2026 | 8 | 4 | 16 | 1092.4788 | 92.4788
2026 | 8 | 4 | 17 | 1082.8472 | 82.8472
2026 | 8 | 4 | 18 | 1060.0933 | 60.0933
2026 | 8 | 4 | 19 | 1033.1501 | 33.1501
2026 | 8 | 4 | 20 | 1011.6773 | 11.6773
2026 | 8 | 4 | 21 | 989.4718 | 0
2026 | 8 | 4 | 22 | 925.4392 | 0
2026 | 8 | 4 | 23 | 856.4177 | 0
2026 | 8 | 5 | 0 | 797.7124 | 0
2026 | 8 | 5 | 1 | 739.0072 | 0
2026 | 8 | 5 | 2 | 690.6182 | 0
2026 | 8 | 5 | 3 | 673.6024 | 0
2026 | 8 | 5 | 4 | 668.2932 | 0
2026 | 8 | 5 | 5 | 685.0815 | 0
2026 | 8 | 5 | 6 | 721.7688 | 0
2026 | 8 | 5 | 7 | 771.4965 | 0
2026 | 8 | 5 | 8 | 821.2242 | 0
2026 | 8 | 5 | 9 | 863.3034 | 0
2026 | 8 | 5 | 10 | 903.3234 | 0
2026 | 8 | 5 | 11 | 933.388 | 0
2026 | 8 | 5 | 12 | 971.3115 | 0
2026 | 8 | 5 | 13 | 985.502 | 0
2026 | 8 | 5 | 14 | 987.3056 | 0
2026 | 8 | 5 | 15 | 983.8378 | 0
2026 | 8 | 5 | 16 | 978.3535 | 0
2026 | 8 | 5 | 17 | 976.0665 | 0
2026 | 8 | 5 | 18 | 962.3742 | 0
2026 | 8 | 5 | 19 | 932.4495 | 0
2026 | 8 | 5 | 20 | 910.3094 | 0
2026 | 8 | 5 | 21 | 900.7859 | 0
2026 | 8 | 5 | 22 | 851.359 | 0
2026 | 8 | 5 | 23 | 791.7289 | 0
2026 | 8 | 6 | 0 | 732.0988 | 0
2026 | 8 | 6 | 1 | 687.7503 | 0
2026 | 8 | 6 | 2 | 643.4018 | 0
2026 | 8 | 6 | 3 | 629.29 | 0
2026 | 8 | 6 | 4 | 626.2405 | 0
2026 | 8 | 6 | 5 | 643.4971 | 0
2026 | 8 | 6 | 6 | 685.4204 | 0
2026 | 8 | 6 | 7 | 748.6003 | 0
2026 | 8 | 6 | 8 | 811.7802 | 0
2026 | 8 | 6 | 9 | 874.4431 | 0
2026 | 8 | 6 | 10 | 924.2035 | 0
2026 | 8 | 6 | 11 | 958.5755 | 0
2026 | 8 | 6 | 12 | 979.7194 | 0
2026 | 8 | 6 | 13 | 999.9646 | 0
2026 | 8 | 6 | 14 | 1010.0179 | 10.0179
2026 | 8 | 6 | 15 | 1015.3516 | 15.3516
2026 | 8 | 6 | 16 | 1017.17 | 17.17
2026 | 8 | 6 | 17 | 1009.4776 | 9.4776
2026 | 8 | 6 | 18 | 972.9279 | 0
2026 | 8 | 6 | 19 | 935.6744 | 0
2026 | 8 | 6 | 20 | 902.4278 | 0
2026 | 8 | 6 | 21 | 896.2104 | 0
2026 | 8 | 6 | 22 | 843.5652 | 0
2026 | 8 | 6 | 23 | 778.6578 | 0
2026 | 8 | 7 | 0 | 730.5742 | 0
2026 | 8 | 7 | 1 | 682.4906 | 0
2026 | 8 | 7 | 2 | 656.9828 | 0
2026 | 8 | 7 | 3 | 642.8229 | 0
2026 | 8 | 7 | 4 | 639.3902 | 0
2026 | 8 | 7 | 5 | 656.7357 | 0
2026 | 8 | 7 | 6 | 698.1226 | 0
2026 | 8 | 7 | 7 | 757.0645 | 0
2026 | 8 | 7 | 8 | 816.0065 | 0
2026 | 8 | 7 | 9 | 871.4903 | 0
2026 | 8 | 7 | 10 | 921.3201 | 0
2026 | 8 | 7 | 11 | 956.49 | 0
2026 | 8 | 7 | 12 | 977.0974 | 0
2026 | 8 | 7 | 13 | 993.2694 | 0
2026 | 8 | 7 | 14 | 998.389 | 0
2026 | 8 | 7 | 15 | 993.5866 | 0
2026 | 8 | 7 | 16 | 995.6856 | 0
2026 | 8 | 7 | 17 | 986.3808 | 0
2026 | 8 | 7 | 18 | 944.6669 | 0
2026 | 8 | 7 | 19 | 904.8228 | 0
2026 | 8 | 7 | 20 | 874.6746 | 0
2026 | 8 | 7 | 21 | 865.9745 | 0
2026 | 8 | 7 | 22 | 816.3294 | 0
2026 | 8 | 7 | 23 | 764.3388 | 0
2026 | 8 | 8 | 0 | 717.6544 | 0
2026 | 8 | 8 | 1 | 670.9699 | 0
2026 | 8 | 8 | 2 | 629.5914 | 0
2026 | 8 | 8 | 3 | 612.7439 | 0
2026 | 8 | 8 | 4 | 602.995 | 0
2026 | 8 | 8 | 5 | 600.6184 | 0
2026 | 8 | 8 | 6 | 603.9017 | 0
2026 | 8 | 8 | 7 | 621.819 | 0
2026 | 8 | 8 | 8 | 671.1779 | 0
2026 | 8 | 8 | 9 | 722.5167 | 0
2026 | 8 | 8 | 10 | 771.5838 | 0
2026 | 8 | 8 | 11 | 804.6474 | 0
2026 | 8 | 8 | 12 | 822.0741 | 0
2026 | 8 | 8 | 13 | 832.2715 | 0
2026 | 8 | 8 | 14 | 837.4826 | 0
2026 | 8 | 8 | 15 | 840.3335 | 0
2026 | 8 | 8 | 16 | 843.001 | 0
2026 | 8 | 8 | 17 | 841.0925 | 0
2026 | 8 | 8 | 18 | 814.1529 | 0
2026 | 8 | 8 | 19 | 775.3294 | 0
2026 | 8 | 8 | 20 | 749.7556 | 0
2026 | 8 | 8 | 21 | 753.1435 | 0
2026 | 8 | 8 | 22 | 724.4393 | 0
2026 | 8 | 8 | 23 | 689.2011 | 0
2026 | 8 | 9 | 0 | 655.0103 | 0
2026 | 8 | 9 | 1 | 614.2078 | 0
2026 | 8 | 9 | 2 | 573.4053 | 0
2026 | 8 | 9 | 3 | 558.7921 | 0
2026 | 8 | 9 | 4 | 551.2511 | 0
2026 | 8 | 9 | 5 | 549.8809 | 0
2026 | 8 | 9 | 6 | 547.5513 | 0
2026 | 8 | 9 | 7 | 556.5388 | 0
2026 | 8 | 9 | 8 | 599.8886 | 0
2026 | 8 | 9 | 9 | 649.9481 | 0
2026 | 8 | 9 | 10 | 694.9936 | 0
2026 | 8 | 9 | 11 | 726.2922 | 0
2026 | 8 | 9 | 12 | 746.47 | 0
2026 | 8 | 9 | 13 | 754.9205 | 0
2026 | 8 | 9 | 14 | 757.0884 | 0
2026 | 8 | 9 | 15 | 760.0424 | 0
2026 | 8 | 9 | 16 | 766.1684 | 0
2026 | 8 | 9 | 17 | 771.5848 | 0
2026 | 8 | 9 | 18 | 747.2056 | 0
2026 | 8 | 9 | 19 | 724.5665 | 0
2026 | 8 | 9 | 20 | 717.1909 | 0
2026 | 8 | 9 | 21 | 723.8694 | 0
2026 | 8 | 9 | 22 | 694.3781 | 0
2026 | 8 | 9 | 23 | 656.8934 | 0
2026 | 8 | 10 | 0 | 608.8321 | 0
2026 | 8 | 10 | 1 | 622.0973 | 0
2026 | 8 | 10 | 2 | 606.7553 | 0
2026 | 8 | 10 | 3 | 599.301 | 0
2026 | 8 | 10 | 4 | 600.6229 | 0
2026 | 8 | 10 | 5 | 622.0282 | 0
2026 | 8 | 10 | 6 | 667.5155 | 0
2026 | 8 | 10 | 7 | 720.8051 | 0
2026 | 8 | 10 | 8 | 774.0947 | 0
2026 | 8 | 10 | 9 | 833.68 | 0
2026 | 8 | 10 | 10 | 877.6257 | 0
2026 | 8 | 10 | 11 | 907.6085 | 0
2026 | 8 | 10 | 12 | 927.1802 | 0
2026 | 8 | 10 | 13 | 944.6522 | 0
2026 | 8 | 10 | 14 | 949.1656 | 0
2026 | 8 | 10 | 15 | 948.9706 | 0
2026 | 8 | 10 | 16 | 946.5831 | 0
2026 | 8 | 10 | 17 | 937.1815 | 0
2026 | 8 | 10 | 18 | 911.0336 | 0
2026 | 8 | 10 | 19 | 878.0531 | 0
2026 | 8 | 10 | 20 | 867.5516 | 0
2026 | 8 | 10 | 21 | 859.2418 | 0
2026 | 8 | 10 | 22 | 810.0857 | 0
2026 | 8 | 10 | 23 | 754.2195 | 0
2026 | 8 | 11 | 0 | 693.8991 | 0
2026 | 8 | 11 | 1 | 682.2794 | 0
2026 | 8 | 11 | 2 | 659.1768 | 0
2026 | 8 | 11 | 3 | 646.194 | 0
2026 | 8 | 11 | 4 | 643.1284 | 0
2026 | 8 | 11 | 5 | 662.7617 | 0
2026 | 8 | 11 | 6 | 703.1988 | 0
2026 | 8 | 11 | 7 | 759.4016 | 0
2026 | 8 | 11 | 8 | 815.6044 | 0
2026 | 8 | 11 | 9 | 860.8388 | 0
2026 | 8 | 11 | 10 | 909.5788 | 0
2026 | 8 | 11 | 11 | 949.453 | 0
2026 | 8 | 11 | 12 | 976.16 | 0
2026 | 8 | 11 | 13 | 993.4095 | 0
2026 | 8 | 11 | 14 | 998.6817 | 0
2026 | 8 | 11 | 15 | 995.5141 | 0
2026 | 8 | 11 | 16 | 979.2639 | 0
2026 | 8 | 11 | 17 | 970.543 | 0
2026 | 8 | 11 | 18 | 946.2354 | 0
2026 | 8 | 11 | 19 | 919.3964 | 0
2026 | 8 | 11 | 20 | 918.4138 | 0
2026 | 8 | 11 | 21 | 902.989 | 0
2026 | 8 | 11 | 22 | 846.9397 | 0
2026 | 8 | 11 | 23 | 782.69 | 0
2026 | 8 | 12 | 0 | 727.6481 | 0
2026 | 8 | 12 | 1 | 700.94 | 0
2026 | 8 | 12 | 2 | 675.0972 | 0
2026 | 8 | 12 | 3 | 660.2599 | 0
2026 | 8 | 12 | 4 | 656.3255 | 0
2026 | 8 | 12 | 5 | 671.8534 | 0
2026 | 8 | 12 | 6 | 710.2486 | 0
2026 | 8 | 12 | 7 | 769.5172 | 0
2026 | 8 | 12 | 8 | 827.2417 | 0
2026 | 8 | 12 | 9 | 884.9662 | 0
2026 | 8 | 12 | 10 | 935.4547 | 0
2026 | 8 | 12 | 11 | 971.5475 | 0
2026 | 8 | 12 | 12 | 1010.0723 | 10.0723
2026 | 8 | 12 | 13 | 1030.605 | 30.605
2026 | 8 | 12 | 14 | 1041.1285 | 41.1285
2026 | 8 | 12 | 15 | 1047.1216 | 47.1216
2026 | 8 | 12 | 16 | 1049.6071 | 49.6071
2026 | 8 | 12 | 17 | 1043.5177 | 43.5177
2026 | 8 | 12 | 18 | 1014.3225 | 14.3225
2026 | 8 | 12 | 19 | 969.4197 | 0
2026 | 8 | 12 | 20 | 937.4344 | 0
2026 | 8 | 12 | 21 | 923.3363 | 0
2026 | 8 | 12 | 22 | 869.5131 | 0
2026 | 8 | 12 | 23 | 805.622 | 0
2026 | 8 | 13 | 0 | 752.7739 | 0
2026 | 8 | 13 | 1 | 698.7555 | 0
2026 | 8 | 13 | 2 | 669.0875 | 0
2026 | 8 | 13 | 3 | 639.4196 | 0
2026 | 8 | 13 | 4 | 634.7683 | 0
2026 | 8 | 13 | 5 | 648.1115 | 0
2026 | 8 | 13 | 6 | 683.1763 | 0
2026 | 8 | 13 | 7 | 726.2404 | 0
2026 | 8 | 13 | 8 | 769.3045 | 0
2026 | 8 | 13 | 9 | 821.9756 | 0
2026 | 8 | 13 | 10 | 856.7779 | 0
2026 | 8 | 13 | 11 | 878.4262 | 0
2026 | 8 | 13 | 12 | 888.3343 | 0
2026 | 8 | 13 | 13 | 898.3318 | 0
2026 | 8 | 13 | 14 | 900.288 | 0
2026 | 8 | 13 | 15 | 897.6575 | 0
2026 | 8 | 13 | 16 | 890.2489 | 0
2026 | 8 | 13 | 17 | 878.0192 | 0
2026 | 8 | 13 | 18 | 843.3888 | 0
2026 | 8 | 13 | 19 | 809.831 | 0
2026 | 8 | 13 | 20 | 796.0209 | 0
2026 | 8 | 13 | 21 | 789.7623 | 0
2026 | 8 | 13 | 22 | 747.8144 | 0
2026 | 8 | 13 | 23 | 696.9211 | 0
2026 | 8 | 14 | 0 | 659.4304 | 0
2026 | 8 | 14 | 1 | 621.9397 | 0
2026 | 8 | 14 | 2 | 597.8514 | 0
2026 | 8 | 14 | 3 | 588.0006 | 0
2026 | 8 | 14 | 4 | 587.3625 | 0
2026 | 8 | 14 | 5 | 605.1208 | 0
2026 | 8 | 14 | 6 | 645.095 | 0
2026 | 8 | 14 | 7 | 696.4829 | 0
2026 | 8 | 14 | 8 | 747.8707 | 0
2026 | 8 | 14 | 9 | 796.8151 | 0
2026 | 8 | 14 | 10 | 835.8023 | 0
2026 | 8 | 14 | 11 | 861.5252 | 0
2026 | 8 | 14 | 12 | 875.2288 | 0
2026 | 8 | 14 | 13 | 886.6585 | 0
2026 | 8 | 14 | 14 | 887.8033 | 0
2026 | 8 | 14 | 15 | 888.5647 | 0
2026 | 8 | 14 | 16 | 884.0695 | 0
2026 | 8 | 14 | 17 | 874.3984 | 0
2026 | 8 | 14 | 18 | 844.2356 | 0
2026 | 8 | 14 | 19 | 808.4844 | 0
2026 | 8 | 14 | 20 | 790.893 | 0
2026 | 8 | 14 | 21 | 779.361 | 0
2026 | 8 | 14 | 22 | 738.4522 | 0
2026 | 8 | 14 | 23 | 694.6482 | 0
2026 | 8 | 15 | 0 | 643.7498 | 0
2026 | 8 | 15 | 1 | 612.1483 | 0
2026 | 8 | 15 | 2 | 590.7865 | 0
2026 | 8 | 15 | 3 | 569.4247 | 0
2026 | 8 | 15 | 4 | 564.1473 | 0
2026 | 8 | 15 | 5 | 565.7161 | 0
2026 | 8 | 15 | 6 | 572.205 | 0
2026 | 8 | 15 | 7 | 589.3851 | 0
2026 | 8 | 15 | 8 | 638.582 | 0
2026 | 8 | 15 | 9 | 689.5441 | 0
2026 | 8 | 15 | 10 | 738.1423 | 0
2026 | 8 | 15 | 11 | 769.2972 | 0
2026 | 8 | 15 | 12 | 786.0186 | 0
2026 | 8 | 15 | 13 | 796.8233 | 0
2026 | 8 | 15 | 14 | 803.7729 | 0
2026 | 8 | 15 | 15 | 808.1318 | 0
2026 | 8 | 15 | 16 | 811.9161 | 0
2026 | 8 | 15 | 17 | 812.0332 | 0
2026 | 8 | 15 | 18 | 786.8132 | 0
2026 | 8 | 15 | 19 | 751.395 | 0
2026 | 8 | 15 | 20 | 732.979 | 0
2026 | 8 | 15 | 21 | 729.2176 | 0
2026 | 8 | 15 | 22 | 701.0105 | 0
2026 | 8 | 15 | 23 | 666.8944 | 0
2026 | 8 | 16 | 0 | 635.3753 | 0
2026 | 8 | 16 | 1 | 602.2924 | 0
2026 | 8 | 16 | 2 | 569.2094 | 0
2026 | 8 | 16 | 3 | 555.0749 | 0
2026 | 8 | 16 | 4 | 547.7089 | 0
2026 | 8 | 16 | 5 | 547.4813 | 0
2026 | 8 | 16 | 6 | 548.2443 | 0
2026 | 8 | 16 | 7 | 554.638 | 0
2026 | 8 | 16 | 8 | 600.2595 | 0
2026 | 8 | 16 | 9 | 648.816 | 0
2026 | 8 | 16 | 10 | 695.9645 | 0
2026 | 8 | 16 | 11 | 732.8017 | 0
2026 | 8 | 16 | 12 | 755.8134 | 0
2026 | 8 | 16 | 13 | 767.908 | 0
2026 | 8 | 16 | 14 | 775.1144 | 0
2026 | 8 | 16 | 15 | 779.7494 | 0
2026 | 8 | 16 | 16 | 784.6521 | 0
2026 | 8 | 16 | 17 | 789.9017 | 0
2026 | 8 | 16 | 18 | 768.8296 | 0
2026 | 8 | 16 | 19 | 745.9967 | 0
2026 | 8 | 16 | 20 | 745.4678 | 0
2026 | 8 | 16 | 21 | 746.129 | 0
2026 | 8 | 16 | 22 | 713.9218 | 0
2026 | 8 | 16 | 23 | 675.3595 | 0
2026 | 8 | 17 | 0 | 653.0634 | 0
2026 | 8 | 17 | 1 | 630.7673 | 0
2026 | 8 | 17 | 2 | 611.0201 | 0
2026 | 8 | 17 | 3 | 600.4754 | 0
2026 | 8 | 17 | 4 | 599.8524 | 0
2026 | 8 | 17 | 5 | 618.7044 | 0
2026 | 8 | 17 | 6 | 663.6325 | 0
2026 | 8 | 17 | 7 | 728.6963 | 0
2026 | 8 | 17 | 8 | 793.7602 | 0
2026 | 8 | 17 | 9 | 860.8501 | 0
2026 | 8 | 17 | 10 | 916.3358 | 0
2026 | 8 | 17 | 11 | 953.1406 | 0
2026 | 8 | 17 | 12 | 977.5101 | 0
2026 | 8 | 17 | 13 | 999.5688 | 0
2026 | 8 | 17 | 14 | 1013.6817 | 13.6817
2026 | 8 | 17 | 15 | 1023.4013 | 23.4013
2026 | 8 | 17 | 16 | 1030.6392 | 30.6392
2026 | 8 | 17 | 17 | 1027.7091 | 27.7091
2026 | 8 | 17 | 18 | 990.8807 | 0
2026 | 8 | 17 | 19 | 945.6461 | 0
2026 | 8 | 17 | 20 | 926.2892 | 0
2026 | 8 | 17 | 21 | 911.5104 | 0
2026 | 8 | 17 | 22 | 856.0621 | 0
2026 | 8 | 17 | 23 | 794.5704 | 0
2026 | 8 | 18 | 0 | 733.0787 | 0
2026 | 8 | 18 | 1 | 674.0996 | 0
2026 | 8 | 18 | 2 | 650.6521 | 0
2026 | 8 | 18 | 3 | 637.8094 | 0
2026 | 8 | 18 | 4 | 634.9777 | 0
2026 | 8 | 18 | 5 | 654.8178 | 0
2026 | 8 | 18 | 6 | 697.615 | 0
2026 | 8 | 18 | 7 | 756.1536 | 0
2026 | 8 | 18 | 8 | 814.6922 | 0
2026 | 8 | 18 | 9 | 862.8597 | 0
2026 | 8 | 18 | 10 | 910.3585 | 0
2026 | 8 | 18 | 11 | 945.4378 | 0
2026 | 8 | 18 | 12 | 968.423 | 0
2026 | 8 | 18 | 13 | 983.7432 | 0
2026 | 8 | 18 | 14 | 985.7584 | 0
2026 | 8 | 18 | 15 | 984.0327 | 0
2026 | 8 | 18 | 16 | 967.5373 | 0
2026 | 8 | 18 | 17 | 958.8437 | 0
2026 | 8 | 18 | 18 | 930.9732 | 0
2026 | 8 | 18 | 19 | 899.7766 | 0
2026 | 8 | 18 | 20 | 900.0633 | 0
2026 | 8 | 18 | 21 | 878.173 | 0
2026 | 8 | 18 | 22 | 821.3934 | 0
2026 | 8 | 18 | 23 | 762.8572 | 0
2026 | 8 | 19 | 0 | 734.5938 | 0
2026 | 8 | 19 | 1 | 706.3305 | 0
2026 | 8 | 19 | 2 | 680.9313 | 0
2026 | 8 | 19 | 3 | 665.566 | 0
2026 | 8 | 19 | 4 | 661.4666 | 0
2026 | 8 | 19 | 5 | 679.1997 | 0
2026 | 8 | 19 | 6 | 720.6812 | 0
2026 | 8 | 19 | 7 | 783.3237 | 0
2026 | 8 | 19 | 8 | 847.4589 | 0
2026 | 8 | 19 | 9 | 911.3043 | 0
2026 | 8 | 19 | 10 | 966.9373 | 0
2026 | 8 | 19 | 11 | 1010.4801 | 10.4801
2026 | 8 | 19 | 12 | 1053.8243 | 53.8243
2026 | 8 | 19 | 13 | 1082.0363 | 82.0363
2026 | 8 | 19 | 14 | 1100.0099 | 100.0099
2026 | 8 | 19 | 15 | 1109.2504 | 109.2504
2026 | 8 | 19 | 16 | 1111.6571 | 111.6571
2026 | 8 | 19 | 17 | 1101.9522 | 101.9522
2026 | 8 | 19 | 18 | 1076.3087 | 76.3087
2026 | 8 | 19 | 19 | 1038.7719 | 38.7719
2026 | 8 | 19 | 20 | 1018.2444 | 18.2444
2026 | 8 | 19 | 21 | 995.6342 | 0
2026 | 8 | 19 | 22 | 933.079 | 0
2026 | 8 | 19 | 23 | 867.1258 | 0
2026 | 8 | 20 | 0 | 801.1727 | 0
2026 | 8 | 20 | 1 | 740.1905 | 0
2026 | 8 | 20 | 2 | 709.9756 | 0
2026 | 8 | 20 | 3 | 691.5656 | 0
2026 | 8 | 20 | 4 | 685.2198 | 0
2026 | 8 | 20 | 5 | 702.8113 | 0
2026 | 8 | 20 | 6 | 748.8353 | 0
2026 | 8 | 20 | 7 | 810.015 | 0
2026 | 8 | 20 | 8 | 871.1946 | 0
2026 | 8 | 20 | 9 | 950.0483 | 0
2026 | 8 | 20 | 10 | 1004.47 | 4.47
2026 | 8 | 20 | 11 | 1044.2708 | 44.2708
2026 | 8 | 20 | 12 | 1073.3248 | 73.3248
2026 | 8 | 20 | 13 | 1097.2821 | 97.2821
2026 | 8 | 20 | 14 | 1109.7181 | 109.7181
2026 | 8 | 20 | 15 | 1111.1027 | 111.1027
2026 | 8 | 20 | 16 | 1109.3249 | 109.3249
2026 | 8 | 20 | 17 | 1103.1431 | 103.1431
2026 | 8 | 20 | 18 | 1064.6083 | 64.6083
2026 | 8 | 20 | 19 | 1022.2559 | 22.2559
2026 | 8 | 20 | 20 | 1009.5833 | 9.5833
2026 | 8 | 20 | 21 | 986.9008 | 0
2026 | 8 | 20 | 22 | 927.3819 | 0
2026 | 8 | 20 | 23 | 855.4247 | 0
2026 | 8 | 21 | 0 | 799.6032 | 0
2026 | 8 | 21 | 1 | 743.7816 | 0
2026 | 8 | 21 | 2 | 704.0956 | 0
2026 | 8 | 21 | 3 | 686.9002 | 0
2026 | 8 | 21 | 4 | 680.9936 | 0
2026 | 8 | 21 | 5 | 698.1338 | 0
2026 | 8 | 21 | 6 | 739.7015 | 0
2026 | 8 | 21 | 7 | 789.4561 | 0
2026 | 8 | 21 | 8 | 839.2107 | 0
2026 | 8 | 21 | 9 | 909.3912 | 0
2026 | 8 | 21 | 10 | 955.6251 | 0
2026 | 8 | 21 | 11 | 985.4421 | 0
2026 | 8 | 21 | 12 | 1004.6399 | 4.6399
2026 | 8 | 21 | 13 | 1016.25 | 16.25
2026 | 8 | 21 | 14 | 1015.2 | 15.2
2026 | 8 | 21 | 15 | 1011.5632 | 11.5632
2026 | 8 | 21 | 16 | 1002.9925 | 2.9925
2026 | 8 | 21 | 17 | 987.7666 | 0
2026 | 8 | 21 | 18 | 944.1324 | 0
2026 | 8 | 21 | 19 | 909.1869 | 0
2026 | 8 | 21 | 20 | 912.81 | 0
2026 | 8 | 21 | 21 | 892.4194 | 0
2026 | 8 | 21 | 22 | 844.9973 | 0
2026 | 8 | 21 | 23 | 794.6465 | 0
2026 | 8 | 22 | 0 | 741.9504 | 0
2026 | 8 | 22 | 1 | 689.2542 | 0
2026 | 8 | 22 | 2 | 660.8941 | 0
2026 | 8 | 22 | 3 | 632.534 | 0
2026 | 8 | 22 | 4 | 624.6951 | 0
2026 | 8 | 22 | 5 | 626.0978 | 0
2026 | 8 | 22 | 6 | 635.3035 | 0
2026 | 8 | 22 | 7 | 651.5925 | 0
2026 | 8 | 22 | 8 | 709.7131 | 0
2026 | 8 | 22 | 9 | 776.4349 | 0
2026 | 8 | 22 | 10 | 837.2377 | 0
2026 | 8 | 22 | 11 | 877.6991 | 0
2026 | 8 | 22 | 12 | 901.5527 | 0
2026 | 8 | 22 | 13 | 913.1691 | 0
2026 | 8 | 22 | 14 | 916.9703 | 0
2026 | 8 | 22 | 15 | 915.9074 | 0
2026 | 8 | 22 | 16 | 912.9849 | 0
2026 | 8 | 22 | 17 | 906.6007 | 0
2026 | 8 | 22 | 18 | 870.3822 | 0
2026 | 8 | 22 | 19 | 835.7719 | 0
2026 | 8 | 22 | 20 | 829.0231 | 0
2026 | 8 | 22 | 21 | 813.5611 | 0
2026 | 8 | 22 | 22 | 777.4099 | 0
2026 | 8 | 22 | 23 | 738.0934 | 0
2026 | 8 | 23 | 0 | 681.3356 | 0
2026 | 8 | 23 | 1 | 660.6606 | 0
2026 | 8 | 23 | 2 | 632.2546 | 0
2026 | 8 | 23 | 3 | 612.9767 | 0
2026 | 8 | 23 | 4 | 602.0112 | 0
2026 | 8 | 23 | 5 | 600.1292 | 0
2026 | 8 | 23 | 6 | 600.0114 | 0
2026 | 8 | 23 | 7 | 606.2191 | 0
2026 | 8 | 23 | 8 | 662.511 | 0
2026 | 8 | 23 | 9 | 723.8361 | 0
2026 | 8 | 23 | 10 | 780.8701 | 0
2026 | 8 | 23 | 11 | 834.355 | 0
2026 | 8 | 23 | 12 | 864.1748 | 0
2026 | 8 | 23 | 13 | 881.2756 | 0
2026 | 8 | 23 | 14 | 891.9212 | 0
2026 | 8 | 23 | 15 | 898.3263 | 0
2026 | 8 | 23 | 16 | 903.7205 | 0
2026 | 8 | 23 | 17 | 905.4464 | 0
2026 | 8 | 23 | 18 | 871.1043 | 0
2026 | 8 | 23 | 19 | 840.4773 | 0
2026 | 8 | 23 | 20 | 842.3826 | 0
2026 | 8 | 23 | 21 | 831.1191 | 0
2026 | 8 | 23 | 22 | 791.3954 | 0
2026 | 8 | 23 | 23 | 737.2499 | 0
2026 | 8 | 24 | 0 | 693.0514 | 0
2026 | 8 | 24 | 1 | 648.8529 | 0
2026 | 8 | 24 | 2 | 628.9785 | 0
2026 | 8 | 24 | 3 | 618.7454 | 0
2026 | 8 | 24 | 4 | 618.3972 | 0
2026 | 8 | 24 | 5 | 639.543 | 0
2026 | 8 | 24 | 6 | 686.3826 | 0
2026 | 8 | 24 | 7 | 739.9555 | 0
2026 | 8 | 24 | 8 | 793.5285 | 0
2026 | 8 | 24 | 9 | 854.1368 | 0
2026 | 8 | 24 | 10 | 898.8802 | 0
2026 | 8 | 24 | 11 | 928.0018 | 0
2026 | 8 | 24 | 12 | 944.8427 | 0
2026 | 8 | 24 | 13 | 958.798 | 0
2026 | 8 | 24 | 14 | 961.6903 | 0
2026 | 8 | 24 | 15 | 958.7423 | 0
2026 | 8 | 24 | 16 | 951.5412 | 0
2026 | 8 | 24 | 17 | 940.8736 | 0
2026 | 8 | 24 | 18 | 895.2324 | 0
2026 | 8 | 24 | 19 | 856.9498 | 0
2026 | 8 | 24 | 20 | 853.4211 | 0
2026 | 8 | 24 | 21 | 829.2056 | 0
2026 | 8 | 24 | 22 | 774.0871 | 0
2026 | 8 | 24 | 23 | 718.9685 | 0
2026 | 8 | 25 | 0 | 685.8792 | 0
2026 | 8 | 25 | 1 | 652.79 | 0
2026 | 8 | 25 | 2 | 630.4108 | 0
2026 | 8 | 25 | 3 | 618.5597 | 0
2026 | 8 | 25 | 4 | 616.9847 | 0
2026 | 8 | 25 | 5 | 638.974 | 0
2026 | 8 | 25 | 6 | 684.2368 | 0
2026 | 8 | 25 | 7 | 742.8969 | 0
2026 | 8 | 25 | 8 | 799.7697 | 0
2026 | 8 | 25 | 9 | 847.6663 | 0
2026 | 8 | 25 | 10 | 897.6747 | 0
2026 | 8 | 25 | 11 | 935.3739 | 0
2026 | 8 | 25 | 12 | 959.5814 | 0
2026 | 8 | 25 | 13 | 978.2042 | 0
2026 | 8 | 25 | 14 | 987.2777 | 0
2026 | 8 | 25 | 15 | 990.2359 | 0
2026 | 8 | 25 | 16 | 979.9891 | 0
2026 | 8 | 25 | 17 | 970.2897 | 0
2026 | 8 | 25 | 18 | 934.2996 | 0
2026 | 8 | 25 | 19 | 895.4029 | 0
2026 | 8 | 25 | 20 | 892.3209 | 0
2026 | 8 | 25 | 21 | 860.8074 | 0
2026 | 8 | 25 | 22 | 799.9522 | 0
2026 | 8 | 25 | 23 | 739.097 | 0
2026 | 8 | 26 | 0 | 691.2398 | 0
2026 | 8 | 26 | 1 | 643.3825 | 0
2026 | 8 | 26 | 2 | 619.8703 | 0
2026 | 8 | 26 | 3 | 606.7077 | 0
2026 | 8 | 26 | 4 | 603.5484 | 0
2026 | 8 | 26 | 5 | 624.0127 | 0
2026 | 8 | 26 | 6 | 670.5901 | 0
2026 | 8 | 26 | 7 | 717.1675 | 0
2026 | 8 | 26 | 8 | 764.0538 | 0
2026 | 8 | 26 | 9 | 804.3027 | 0
2026 | 8 | 26 | 10 | 842.5841 | 0
2026 | 8 | 26 | 11 | 870.2995 | 0
2026 | 8 | 26 | 12 | 902.1344 | 0
2026 | 8 | 26 | 13 | 917.5723 | 0
2026 | 8 | 26 | 14 | 925.2473 | 0
2026 | 8 | 26 | 15 | 928.2148 | 0
2026 | 8 | 26 | 16 | 929.7647 | 0
2026 | 8 | 26 | 17 | 923.3396 | 0
2026 | 8 | 26 | 18 | 890.068 | 0
2026 | 8 | 26 | 19 | 853.5812 | 0
2026 | 8 | 26 | 20 | 858.4622 | 0
2026 | 8 | 26 | 21 | 835.2054 | 0
2026 | 8 | 26 | 22 | 780.8857 | 0
2026 | 8 | 26 | 23 | 721.4618 | 0
2026 | 8 | 27 | 0 | 663.5094 | 0
2026 | 8 | 27 | 1 | 625.6481 | 0
2026 | 8 | 27 | 2 | 587.7869 | 0
2026 | 8 | 27 | 3 | 577.7199 | 0
2026 | 8 | 27 | 4 | 577.3485 | 0
2026 | 8 | 27 | 5 | 597.3353 | 0
2026 | 8 | 27 | 6 | 647.6211 | 0
2026 | 8 | 27 | 7 | 697.9069 | 0
2026 | 8 | 27 | 8 | 745.6765 | 0
2026 | 8 | 27 | 9 | 800.6371 | 0
2026 | 8 | 27 | 10 | 841.8158 | 0
2026 | 8 | 27 | 11 | 871.3117 | 0
2026 | 8 | 27 | 12 | 887.8977 | 0
2026 | 8 | 27 | 13 | 906.5397 | 0
2026 | 8 | 27 | 14 | 917.8685 | 0
2026 | 8 | 27 | 15 | 924.8331 | 0
2026 | 8 | 27 | 16 | 931.2865 | 0
2026 | 8 | 27 | 17 | 925.0282 | 0
2026 | 8 | 27 | 18 | 883.9753 | 0
2026 | 8 | 27 | 19 | 844.7655 | 0
2026 | 8 | 27 | 20 | 842.2916 | 0
2026 | 8 | 27 | 21 | 820.1348 | 0
2026 | 8 | 27 | 22 | 766.6571 | 0
2026 | 8 | 27 | 23 | 710.5675 | 0
2026 | 8 | 28 | 0 | 667.3013 | 0
2026 | 8 | 28 | 1 | 624.0352 | 0
2026 | 8 | 28 | 2 | 603.954 | 0
2026 | 8 | 28 | 3 | 594.0473 | 0
2026 | 8 | 28 | 4 | 593.7045 | 0
2026 | 8 | 28 | 5 | 614.9057 | 0
2026 | 8 | 28 | 6 | 665.2821 | 0
2026 | 8 | 28 | 7 | 715.6585 | 0
2026 | 8 | 28 | 8 | 764.4612 | 0
2026 | 8 | 28 | 9 | 824.3821 | 0
2026 | 8 | 28 | 10 | 873.3023 | 0
2026 | 8 | 28 | 11 | 907.706 | 0
2026 | 8 | 28 | 12 | 928.1744 | 0
2026 | 8 | 28 | 13 | 945.9195 | 0
2026 | 8 | 28 | 14 | 955.1527 | 0
2026 | 8 | 28 | 15 | 953.6226 | 0
2026 | 8 | 28 | 16 | 956.2243 | 0
2026 | 8 | 28 | 17 | 942.4297 | 0
2026 | 8 | 28 | 18 | 900.2063 | 0
2026 | 8 | 28 | 19 | 865.0242 | 0
2026 | 8 | 28 | 20 | 866.1673 | 0
2026 | 8 | 28 | 21 | 845.7471 | 0
2026 | 8 | 28 | 22 | 794.9109 | 0
2026 | 8 | 28 | 23 | 739.5296 | 0
2026 | 8 | 29 | 0 | 693.9342 | 0
2026 | 8 | 29 | 1 | 648.3387 | 0
2026 | 8 | 29 | 2 | 612.529 | 0
2026 | 8 | 29 | 3 | 596.7014 | 0
2026 | 8 | 29 | 4 | 588.3298 | 0
2026 | 8 | 29 | 5 | 590.7073 | 0
2026 | 8 | 29 | 6 | 599.9249 | 0
2026 | 8 | 29 | 7 | 613.9866 | 0
2026 | 8 | 29 | 8 | 665.5142 | 0
2026 | 8 | 29 | 9 | 717.0419 | 0
2026 | 8 | 29 | 10 | 767.4044 | 0
2026 | 8 | 29 | 11 | 817.767 | 0
2026 | 8 | 29 | 12 | 841.2465 | 0
2026 | 8 | 29 | 13 | 852.7805 | 0
2026 | 8 | 29 | 14 | 858.6425 | 0
2026 | 8 | 29 | 15 | 858.1623 | 0
2026 | 8 | 29 | 16 | 856.622 | 0
2026 | 8 | 29 | 17 | 850.4349 | 0
2026 | 8 | 29 | 18 | 817.4237 | 0
2026 | 8 | 29 | 19 | 789.6275 | 0
2026 | 8 | 29 | 20 | 793.1627 | 0
2026 | 8 | 29 | 21 | 781.6868 | 0
2026 | 8 | 29 | 22 | 746.5207 | 0
2026 | 8 | 29 | 23 | 709.2868 | 0
2026 | 8 | 30 | 0 | 689.3323 | 0
2026 | 8 | 30 | 1 | 679.3997 | 0
2026 | 8 | 30 | 2 | 664.8423 | 0
2026 | 8 | 30 | 3 | 655.1264 | 0
2026 | 8 | 30 | 4 | 648.548 | 0
2026 | 8 | 30 | 5 | 642.494 | 0
2026 | 8 | 30 | 6 | 648.2071 | 0
2026 | 8 | 30 | 7 | 659.2113 | 0
2026 | 8 | 30 | 8 | 713.848 | 0
2026 | 8 | 30 | 9 | 768.4846 | 0
2026 | 8 | 30 | 10 | 835.1017 | 0
2026 | 8 | 30 | 11 | 878.8411 | 0
2026 | 8 | 30 | 12 | 907.0992 | 0
2026 | 8 | 30 | 13 | 922.334 | 0
2026 | 8 | 30 | 14 | 931.3832 | 0
2026 | 8 | 30 | 15 | 934.2176 | 0
2026 | 8 | 30 | 16 | 940.4906 | 0
2026 | 8 | 30 | 17 | 946.8919 | 0
2026 | 8 | 30 | 18 | 914.3452 | 0
2026 | 8 | 30 | 19 | 877.0828 | 0
2026 | 8 | 30 | 20 | 868.2333 | 0
2026 | 8 | 30 | 21 | 847.9172 | 0
2026 | 8 | 30 | 22 | 802.246 | 0
2026 | 8 | 30 | 23 | 746.2394 | 0
2026 | 8 | 31 | 0 | 690.2328 | 0
2026 | 8 | 31 | 1 | 631.7772 | 0
2026 | 8 | 31 | 2 | 573.3216 | 0
2026 | 8 | 31 | 3 | 566.1666 | 0
2026 | 8 | 31 | 4 | 568.0894 | 0
2026 | 8 | 31 | 5 | 590.9059 | 0
2026 | 8 | 31 | 6 | 646.6765 | 0
2026 | 8 | 31 | 7 | 702.4472 | 0
2026 | 8 | 31 | 8 | 755.0989 | 0
2026 | 8 | 31 | 9 | 804.0336 | 0
2026 | 8 | 31 | 10 | 841.9647 | 0
2026 | 8 | 31 | 11 | 869.3149 | 0
2026 | 8 | 31 | 12 | 883.5985 | 0
2026 | 8 | 31 | 13 | 898.9533 | 0
2026 | 8 | 31 | 14 | 905.1042 | 0
2026 | 8 | 31 | 15 | 905.786 | 0
2026 | 8 | 31 | 16 | 909.7365 | 0
2026 | 8 | 31 | 17 | 903.8798 | 0
2026 | 8 | 31 | 18 | 865.2705 | 0
2026 | 8 | 31 | 19 | 845.1786 | 0
2026 | 8 | 31 | 20 | 840.9046 | 0
2026 | 8 | 31 | 21 | 812.0047 | 0
2026 | 8 | 31 | 22 | 756.3636 | 0
2026 | 8 | 31 | 23 | 698.6496 | 0
2026 | 9 | 1 | 0 | 640.9356 | 0
2026 | 9 | 1 | 1 | 638.0894 | 0
2026 | 9 | 1 | 2 | 635.2431 | 0
2026 | 9 | 1 | 3 | 624.8538 | 0
2026 | 9 | 1 | 4 | 624.9495 | 0
2026 | 9 | 1 | 5 | 645.8127 | 0
2026 | 9 | 1 | 6 | 705.0323 | 0
2026 | 9 | 1 | 7 | 768.1509 | 0
2026 | 9 | 1 | 8 | 822.4706 | 0
2026 | 9 | 1 | 9 | 880.6894 | 0
2026 | 9 | 1 | 10 | 933.4588 | 0
2026 | 9 | 1 | 11 | 973.5272 | 0
2026 | 9 | 1 | 12 | 1000.8766 | 0.87662
2026 | 9 | 1 | 13 | 1026.1597 | 26.1597
2026 | 9 | 1 | 14 | 1038.8206 | 38.8206
2026 | 9 | 1 | 15 | 1045.3611 | 45.3611
2026 | 9 | 1 | 16 | 1037.3287 | 37.3287
2026 | 9 | 1 | 17 | 1034.4763 | 34.4763
2026 | 9 | 1 | 18 | 1007.3828 | 7.3828
2026 | 9 | 1 | 19 | 974.937 | 0
2026 | 9 | 1 | 20 | 965.0086 | 0
2026 | 9 | 1 | 21 | 927.1886 | 0
2026 | 9 | 1 | 22 | 862.1425 | 0
2026 | 9 | 1 | 23 | 797.8685 | 0
2026 | 9 | 2 | 0 | 751.7061 | 0
2026 | 9 | 2 | 1 | 705.5437 | 0
2026 | 9 | 2 | 2 | 677.4929 | 0
2026 | 9 | 2 | 3 | 664.5709 | 0
2026 | 9 | 2 | 4 | 663.3499 | 0
2026 | 9 | 2 | 5 | 684.7566 | 0
2026 | 9 | 2 | 6 | 738.4688 | 0
2026 | 9 | 2 | 7 | 792.181 | 0
2026 | 9 | 2 | 8 | 847.0041 | 0
2026 | 9 | 2 | 9 | 890.7634 | 0
2026 | 9 | 2 | 10 | 933.5316 | 0
2026 | 9 | 2 | 11 | 965.0284 | 0
2026 | 9 | 2 | 12 | 996.9362 | 0
2026 | 9 | 2 | 13 | 1014.4621 | 14.4621
2026 | 9 | 2 | 14 | 1019.6751 | 19.6751
2026 | 9 | 2 | 15 | 1023.4449 | 23.4449
2026 | 9 | 2 | 16 | 1022.7461 | 22.7461
2026 | 9 | 2 | 17 | 1014.9943 | 14.9943
2026 | 9 | 2 | 18 | 985.7628 | 0
2026 | 9 | 2 | 19 | 959.7485 | 0
2026 | 9 | 2 | 20 | 958.4639 | 0
2026 | 9 | 2 | 21 | 922.8826 | 0
2026 | 9 | 2 | 22 | 865.0657 | 0
2026 | 9 | 2 | 23 | 803.6888 | 0
2026 | 9 | 3 | 0 | 745.0926 | 0
2026 | 9 | 3 | 1 | 686.4964 | 0
2026 | 9 | 3 | 2 | 651.0751 | 0
2026 | 9 | 3 | 3 | 615.6538 | 0
2026 | 9 | 3 | 4 | 611.9518 | 0
2026 | 9 | 3 | 5 | 631.384 | 0
2026 | 9 | 3 | 6 | 683.5182 | 0
2026 | 9 | 3 | 7 | 735.6525 | 0
2026 | 9 | 3 | 8 | 785.1641 | 0
2026 | 9 | 3 | 9 | 832.9702 | 0
2026 | 9 | 3 | 10 | 866.9305 | 0
2026 | 9 | 3 | 11 | 889.7046 | 0
2026 | 9 | 3 | 12 | 901.1442 | 0
2026 | 9 | 3 | 13 | 911.5135 | 0
2026 | 9 | 3 | 14 | 913.9608 | 0
2026 | 9 | 3 | 15 | 909.6876 | 0
2026 | 9 | 3 | 16 | 907.4991 | 0
2026 | 9 | 3 | 17 | 898.3397 | 0
2026 | 9 | 3 | 18 | 855.1663 | 0
2026 | 9 | 3 | 19 | 824.9956 | 0
2026 | 9 | 3 | 20 | 821.1377 | 0
2026 | 9 | 3 | 21 | 794.2956 | 0
2026 | 9 | 3 | 22 | 737.0452 | 0
2026 | 9 | 3 | 23 | 678.9104 | 0
2026 | 9 | 4 | 0 | 620.7756 | 0
2026 | 9 | 4 | 1 | 626.827 | 0
2026 | 9 | 4 | 2 | 608.7467 | 0
2026 | 9 | 4 | 3 | 600.2469 | 0
2026 | 9 | 4 | 4 | 600.5425 | 0
2026 | 9 | 4 | 5 | 623.599 | 0
2026 | 9 | 4 | 6 | 673.8068 | 0
2026 | 9 | 4 | 7 | 724.0147 | 0
2026 | 9 | 4 | 8 | 769.1042 | 0
2026 | 9 | 4 | 9 | 814.1937 | 0
2026 | 9 | 4 | 10 | 848.0891 | 0
2026 | 9 | 4 | 11 | 871.0654 | 0
2026 | 9 | 4 | 12 | 877.1698 | 0
2026 | 9 | 4 | 13 | 892.8592 | 0
2026 | 9 | 4 | 14 | 893.9514 | 0
2026 | 9 | 4 | 15 | 887.2235 | 0
2026 | 9 | 4 | 16 | 876.7659 | 0
2026 | 9 | 4 | 17 | 860.94 | 0
2026 | 9 | 4 | 18 | 823.7817 | 0
2026 | 9 | 4 | 19 | 810.0781 | 0
2026 | 9 | 4 | 20 | 820.0261 | 0
2026 | 9 | 4 | 21 | 792.6113 | 0
2026 | 9 | 4 | 22 | 744.5762 | 0
2026 | 9 | 4 | 23 | 695.8497 | 0
2026 | 9 | 5 | 0 | 646.619 | 0
2026 | 9 | 5 | 1 | 628.6563 | 0
2026 | 9 | 5 | 2 | 610.6937 | 0
2026 | 9 | 5 | 3 | 599.2886 | 0
2026 | 9 | 5 | 4 | 594.6451 | 0
2026 | 9 | 5 | 5 | 600.7045 | 0
2026 | 9 | 5 | 6 | 621.3208 | 0
2026 | 9 | 5 | 7 | 640.4341 | 0
2026 | 9 | 5 | 8 | 677.7193 | 0
2026 | 9 | 5 | 9 | 715.0045 | 0
2026 | 9 | 5 | 10 | 760.0888 | 0
2026 | 9 | 5 | 11 | 791.4435 | 0
2026 | 9 | 5 | 12 | 808.0701 | 0
2026 | 9 | 5 | 13 | 821.0494 | 0
2026 | 9 | 5 | 14 | 822.3049 | 0
2026 | 9 | 5 | 15 | 819.7405 | 0
2026 | 9 | 5 | 16 | 814.1661 | 0
2026 | 9 | 5 | 17 | 806.2513 | 0
2026 | 9 | 5 | 18 | 779.3267 | 0
2026 | 9 | 5 | 19 | 769.3101 | 0
2026 | 9 | 5 | 20 | 775.7839 | 0
2026 | 9 | 5 | 21 | 754.9527 | 0
2026 | 9 | 5 | 22 | 720.3936 | 0
2026 | 9 | 5 | 23 | 685.0236 | 0
2026 | 9 | 6 | 0 | 653.5866 | 0
2026 | 9 | 6 | 1 | 613.5417 | 0
2026 | 9 | 6 | 2 | 573.4968 | 0
2026 | 9 | 6 | 3 | 557.0961 | 0
2026 | 9 | 6 | 4 | 548.5602 | 0
2026 | 9 | 6 | 5 | 548.4605 | 0
2026 | 9 | 6 | 6 | 561.5733 | 0
2026 | 9 | 6 | 7 | 568.8902 | 0
2026 | 9 | 6 | 8 | 612.6992 | 0
2026 | 9 | 6 | 9 | 656.5082 | 0
2026 | 9 | 6 | 10 | 699.947 | 0
2026 | 9 | 6 | 11 | 733.3763 | 0
2026 | 9 | 6 | 12 | 752.9529 | 0
2026 | 9 | 6 | 13 | 763.4653 | 0
2026 | 9 | 6 | 14 | 767.4095 | 0
2026 | 9 | 6 | 15 | 768.6461 | 0
2026 | 9 | 6 | 16 | 772.162 | 0
2026 | 9 | 6 | 17 | 775.5402 | 0
2026 | 9 | 6 | 18 | 747.4332 | 0
2026 | 9 | 6 | 19 | 736.8296 | 0
2026 | 9 | 6 | 20 | 741.3687 | 0
2026 | 9 | 6 | 21 | 722.5152 | 0
2026 | 9 | 6 | 22 | 682.8844 | 0
2026 | 9 | 6 | 23 | 636.2117 | 0
2026 | 9 | 7 | 0 | 589.5389 | 0
2026 | 9 | 7 | 1 | 595.6466 | 0
2026 | 9 | 7 | 2 | 601.7542 | 0
2026 | 9 | 7 | 3 | 583.8642 | 0
2026 | 9 | 7 | 4 | 575.5066 | 0
2026 | 9 | 7 | 5 | 579.3839 | 0
2026 | 9 | 7 | 6 | 591.0968 | 0
2026 | 9 | 7 | 7 | 602.8098 | 0
2026 | 9 | 7 | 8 | 628.8534 | 0
2026 | 9 | 7 | 9 | 670.8637 | 0
2026 | 9 | 7 | 10 | 712.8739 | 0
2026 | 9 | 7 | 11 | 748.5193 | 0
2026 | 9 | 7 | 12 | 772.3946 | 0
2026 | 9 | 7 | 13 | 781.7778 | 0
2026 | 9 | 7 | 14 | 787.2525 | 0
2026 | 9 | 7 | 15 | 785.3145 | 0
2026 | 9 | 7 | 16 | 788.8203 | 0
2026 | 9 | 7 | 17 | 786.7932 | 0
2026 | 9 | 7 | 18 | 768.1748 | 0
2026 | 9 | 7 | 19 | 758.8859 | 0
2026 | 9 | 7 | 20 | 779.6002 | 0
2026 | 9 | 7 | 21 | 757.9304 | 0
2026 | 9 | 7 | 22 | 710.0099 | 0
2026 | 9 | 7 | 23 | 676.3588 | 0
2026 | 9 | 8 | 0 | 641.1318 | 0
2026 | 9 | 8 | 1 | 608.4132 | 0
2026 | 9 | 8 | 2 | 575.6946 | 0
2026 | 9 | 8 | 3 | 568.7515 | 0
2026 | 9 | 8 | 4 | 571.1238 | 0
2026 | 9 | 8 | 5 | 595.9526 | 0
2026 | 9 | 8 | 6 | 651.5617 | 0
2026 | 9 | 8 | 7 | 707.1707 | 0
2026 | 9 | 8 | 8 | 759.6301 | 0
2026 | 9 | 8 | 9 | 789.2728 | 0
2026 | 9 | 8 | 10 | 821.0921 | 0
2026 | 9 | 8 | 11 | 844.5739 | 0
2026 | 9 | 8 | 12 | 861.378 | 0
2026 | 9 | 8 | 13 | 876.433 | 0
2026 | 9 | 8 | 14 | 878.2717 | 0
2026 | 9 | 8 | 15 | 877.1777 | 0
2026 | 9 | 8 | 16 | 863.7452 | 0
2026 | 9 | 8 | 17 | 864.0233 | 0
2026 | 9 | 8 | 18 | 847.8465 | 0
2026 | 9 | 8 | 19 | 831.503 | 0
2026 | 9 | 8 | 20 | 832.1039 | 0
2026 | 9 | 8 | 21 | 795.6196 | 0
2026 | 9 | 8 | 22 | 737.7138 | 0
2026 | 9 | 8 | 23 | 685.3859 | 0
2026 | 9 | 9 | 0 | 633.0579 | 0
2026 | 9 | 9 | 1 | 588.6324 | 0
2026 | 9 | 9 | 2 | 571.7654 | 0
2026 | 9 | 9 | 3 | 563.9727 | 0
2026 | 9 | 9 | 4 | 566.2946 | 0
2026 | 9 | 9 | 5 | 593.8135 | 0
2026 | 9 | 9 | 6 | 651.3956 | 0
2026 | 9 | 9 | 7 | 708.9777 | 0
2026 | 9 | 9 | 8 | 760.1191 | 0
2026 | 9 | 9 | 9 | 791.1377 | 0
2026 | 9 | 9 | 10 | 816.4909 | 0
2026 | 9 | 9 | 11 | 834.2782 | 0
2026 | 9 | 9 | 12 | 852.8631 | 0
2026 | 9 | 9 | 13 | 862.112 | 0
2026 | 9 | 9 | 14 | 863.394 | 0
2026 | 9 | 9 | 15 | 861.7888 | 0
2026 | 9 | 9 | 16 | 863.8986 | 0
2026 | 9 | 9 | 17 | 861.6979 | 0
2026 | 9 | 9 | 18 | 841.4066 | 0
2026 | 9 | 9 | 19 | 830.3933 | 0
2026 | 9 | 9 | 20 | 833.0876 | 0
2026 | 9 | 9 | 21 | 798.2974 | 0
2026 | 9 | 9 | 22 | 739.5178 | 0
2026 | 9 | 9 | 23 | 681.7852 | 0
2026 | 9 | 10 | 0 | 624.0526 | 0
2026 | 9 | 10 | 1 | 597.4255 | 0
2026 | 9 | 10 | 2 | 570.7985 | 0
2026 | 9 | 10 | 3 | 563.4579 | 0
2026 | 9 | 10 | 4 | 565.7455 | 0
2026 | 9 | 10 | 5 | 591.1948 | 0
2026 | 9 | 10 | 6 | 647.3022 | 0
2026 | 9 | 10 | 7 | 703.4095 | 0
2026 | 9 | 10 | 8 | 751.4937 | 0
2026 | 9 | 10 | 9 | 792.4203 | 0
2026 | 9 | 10 | 10 | 820.0838 | 0
2026 | 9 | 10 | 11 | 841.7652 | 0
2026 | 9 | 10 | 12 | 851.2474 | 0
2026 | 9 | 10 | 13 | 861.1907 | 0
2026 | 9 | 10 | 14 | 861.3028 | 0
2026 | 9 | 10 | 15 | 858.6673 | 0
2026 | 9 | 10 | 16 | 863.9591 | 0
2026 | 9 | 10 | 17 | 859.0944 | 0
2026 | 9 | 10 | 18 | 824.3716 | 0
2026 | 9 | 10 | 19 | 811.2784 | 0
2026 | 9 | 10 | 20 | 814.2256 | 0
2026 | 9 | 10 | 21 | 784.2173 | 0
2026 | 9 | 10 | 22 | 730.0088 | 0
2026 | 9 | 10 | 23 | 673.4283 | 0
2026 | 9 | 11 | 0 | 617.2201 | 0
2026 | 9 | 11 | 1 | 607.7913 | 0
2026 | 9 | 11 | 2 | 594.3226 | 0
2026 | 9 | 11 | 3 | 588.7377 | 0
2026 | 9 | 11 | 4 | 589.7804 | 0
2026 | 9 | 11 | 5 | 607.7626 | 0
2026 | 9 | 11 | 6 | 651.5869 | 0
2026 | 9 | 11 | 7 | 695.4113 | 0
2026 | 9 | 11 | 8 | 735.2172 | 0
2026 | 9 | 11 | 9 | 781.7769 | 0
2026 | 9 | 11 | 10 | 815.4245 | 0
2026 | 9 | 11 | 11 | 835.6205 | 0
2026 | 9 | 11 | 12 | 848.7285 | 0
2026 | 9 | 11 | 13 | 857.9092 | 0
2026 | 9 | 11 | 14 | 858.0141 | 0
2026 | 9 | 11 | 15 | 854.9594 | 0
2026 | 9 | 11 | 16 | 848.8885 | 0
2026 | 9 | 11 | 17 | 837.9528 | 0
2026 | 9 | 11 | 18 | 801.7929 | 0
2026 | 9 | 11 | 19 | 787.5511 | 0
2026 | 9 | 11 | 20 | 782.6993 | 0
2026 | 9 | 11 | 21 | 759.2108 | 0
2026 | 9 | 11 | 22 | 722.5491 | 0
2026 | 9 | 11 | 23 | 683.6742 | 0
2026 | 9 | 12 | 0 | 641.0973 | 0
2026 | 9 | 12 | 1 | 590.2426 | 0
2026 | 9 | 12 | 2 | 560.9805 | 0
2026 | 9 | 12 | 3 | 531.7184 | 0
2026 | 9 | 12 | 4 | 529.2219 | 0
2026 | 9 | 12 | 5 | 535.9887 | 0
2026 | 9 | 12 | 6 | 554.2207 | 0
2026 | 9 | 12 | 7 | 578.0526 | 0
2026 | 9 | 12 | 8 | 601.8845 | 0
2026 | 9 | 12 | 9 | 631.3163 | 0
2026 | 9 | 12 | 10 | 663.8691 | 0
2026 | 9 | 12 | 11 | 682.5502 | 0
2026 | 9 | 12 | 12 | 692.184 | 0
2026 | 9 | 12 | 13 | 693.232 | 0
2026 | 9 | 12 | 14 | 687.1126 | 0
2026 | 9 | 12 | 15 | 678.6719 | 0
2026 | 9 | 12 | 16 | 679.4628 | 0
2026 | 9 | 12 | 17 | 676.2704 | 0
2026 | 9 | 12 | 18 | 651.0566 | 0
2026 | 9 | 12 | 19 | 644.1009 | 0
2026 | 9 | 12 | 20 | 649.9416 | 0
2026 | 9 | 12 | 21 | 632.975 | 0
2026 | 9 | 12 | 22 | 604.2163 | 0
2026 | 9 | 12 | 23 | 576.4496 | 0
2026 | 9 | 13 | 0 | 558.7621 | 0
2026 | 9 | 13 | 1 | 541.0746 | 0
2026 | 9 | 13 | 2 | 527.5681 | 0
2026 | 9 | 13 | 3 | 520.7173 | 0
2026 | 9 | 13 | 4 | 519.0366 | 0
2026 | 9 | 13 | 5 | 526.5767 | 0
2026 | 9 | 13 | 6 | 543.2087 | 0
2026 | 9 | 13 | 7 | 559.8406 | 0
2026 | 9 | 13 | 8 | 572.0927 | 0
2026 | 9 | 13 | 9 | 604.4636 | 0
2026 | 9 | 13 | 10 | 634.3391 | 0
2026 | 9 | 13 | 11 | 654.8248 | 0
2026 | 9 | 13 | 12 | 664.2359 | 0
2026 | 9 | 13 | 13 | 662.8458 | 0
2026 | 9 | 13 | 14 | 654.5309 | 0
2026 | 9 | 13 | 15 | 644.8155 | 0
2026 | 9 | 13 | 16 | 642.7276 | 0
2026 | 9 | 13 | 17 | 643.3092 | 0
2026 | 9 | 13 | 18 | 627.2863 | 0
2026 | 9 | 13 | 19 | 636.9547 | 0
2026 | 9 | 13 | 20 | 653.8759 | 0
2026 | 9 | 13 | 21 | 638.4721 | 0
2026 | 9 | 13 | 22 | 604.67 | 0
2026 | 9 | 13 | 23 | 568.512 | 0
2026 | 9 | 14 | 0 | 543.4831 | 0
2026 | 9 | 14 | 1 | 565.7755 | 0
2026 | 9 | 14 | 2 | 556.0756 | 0
2026 | 9 | 14 | 3 | 553.9024 | 0
2026 | 9 | 14 | 4 | 559.1783 | 0
2026 | 9 | 14 | 5 | 585.0733 | 0
2026 | 9 | 14 | 6 | 638.2501 | 0
2026 | 9 | 14 | 7 | 691.4268 | 0
2026 | 9 | 14 | 8 | 736.5409 | 0
2026 | 9 | 14 | 9 | 763.2394 | 0
2026 | 9 | 14 | 10 | 792.0086 | 0
2026 | 9 | 14 | 11 | 811.2044 | 0
2026 | 9 | 14 | 12 | 818.8808 | 0
2026 | 9 | 14 | 13 | 829.2359 | 0
2026 | 9 | 14 | 14 | 829.1519 | 0
2026 | 9 | 14 | 15 | 829.1063 | 0
2026 | 9 | 14 | 16 | 838.275 | 0
2026 | 9 | 14 | 17 | 829.1774 | 0
2026 | 9 | 14 | 18 | 796.7988 | 0
2026 | 9 | 14 | 19 | 791.5681 | 0
2026 | 9 | 14 | 20 | 789.2588 | 0
2026 | 9 | 14 | 21 | 758.5656 | 0
2026 | 9 | 14 | 22 | 708.9429 | 0
2026 | 9 | 14 | 23 | 665.4376 | 0
2026 | 9 | 15 | 0 | 621.9324 | 0
2026 | 9 | 15 | 1 | 615.4488 | 0
2026 | 9 | 15 | 2 | 601.8685 | 0
2026 | 9 | 15 | 3 | 595.5144 | 0
2026 | 9 | 15 | 4 | 598.7204 | 0
2026 | 9 | 15 | 5 | 625.2242 | 0
2026 | 9 | 15 | 6 | 688.4131 | 0
2026 | 9 | 15 | 7 | 751.6019 | 0
2026 | 9 | 15 | 8 | 813.2014 | 0
2026 | 9 | 15 | 9 | 865.3993 | 0
2026 | 9 | 15 | 10 | 911.5525 | 0
2026 | 9 | 15 | 11 | 947.2096 | 0
2026 | 9 | 15 | 12 | 968.2622 | 0
2026 | 9 | 15 | 13 | 988.8738 | 0
2026 | 9 | 15 | 14 | 998.5767 | 0
2026 | 9 | 15 | 15 | 1004.1394 | 4.1394
2026 | 9 | 15 | 16 | 1002.9229 | 2.9229
2026 | 9 | 15 | 17 | 994.3442 | 0
2026 | 9 | 15 | 18 | 963.8741 | 0
2026 | 9 | 15 | 19 | 945.3714 | 0
2026 | 9 | 15 | 20 | 935.2777 | 0
2026 | 9 | 15 | 21 | 895.8361 | 0
2026 | 9 | 15 | 22 | 836.2573 | 0
2026 | 9 | 15 | 23 | 776.6786 | 0
2026 | 9 | 16 | 0 | 745.0393 | 0
2026 | 9 | 16 | 1 | 713.4 | 0
2026 | 9 | 16 | 2 | 692.53 | 0
2026 | 9 | 16 | 3 | 679.2191 | 0
2026 | 9 | 16 | 4 | 675.637 | 0
2026 | 9 | 16 | 5 | 696.8868 | 0
2026 | 9 | 16 | 6 | 754.6751 | 0
2026 | 9 | 16 | 7 | 812.4635 | 0
2026 | 9 | 16 | 8 | 869.4625 | 0
2026 | 9 | 16 | 9 | 920.6585 | 0
2026 | 9 | 16 | 10 | 966.4669 | 0
2026 | 9 | 16 | 11 | 1001.2372 | 1.2372
2026 | 9 | 16 | 12 | 1037.5791 | 37.5791
2026 | 9 | 16 | 13 | 1057.657 | 57.657
2026 | 9 | 16 | 14 | 1064.9891 | 64.9891
2026 | 9 | 16 | 15 | 1069.631 | 69.631
2026 | 9 | 16 | 16 | 1072.1464 | 72.1464
2026 | 9 | 16 | 17 | 1060.4434 | 60.4434
2026 | 9 | 16 | 18 | 1030.2013 | 30.2013
2026 | 9 | 16 | 19 | 1010.9544 | 10.9544
2026 | 9 | 16 | 20 | 992.466 | 0
2026 | 9 | 16 | 21 | 948.5816 | 0
2026 | 9 | 16 | 22 | 887.2491 | 0
2026 | 9 | 16 | 23 | 823.249 | 0
2026 | 9 | 17 | 0 | 772.5816 | 0
2026 | 9 | 17 | 1 | 721.9141 | 0
2026 | 9 | 17 | 2 | 684.5791 | 0
2026 | 9 | 17 | 3 | 672.6245 | 0
2026 | 9 | 17 | 4 | 667.693 | 0
2026 | 9 | 17 | 5 | 681.4177 | 0
2026 | 9 | 17 | 6 | 718.9558 | 0
2026 | 9 | 17 | 7 | 756.494 | 0
2026 | 9 | 17 | 8 | 788.0951 | 0
2026 | 9 | 17 | 9 | 815.9599 | 0
2026 | 9 | 17 | 10 | 834.9631 | 0
2026 | 9 | 17 | 11 | 845.7913 | 0
2026 | 9 | 17 | 12 | 845.6635 | 0
2026 | 9 | 17 | 13 | 844.8451 | 0
2026 | 9 | 17 | 14 | 834.4499 | 0
2026 | 9 | 17 | 15 | 825.1104 | 0
2026 | 9 | 17 | 16 | 817.3412 | 0
2026 | 9 | 17 | 17 | 805.5979 | 0
2026 | 9 | 17 | 18 | 775.7097 | 0
2026 | 9 | 17 | 19 | 772.6733 | 0
2026 | 9 | 17 | 20 | 769.9753 | 0
2026 | 9 | 17 | 21 | 747.5497 | 0
2026 | 9 | 17 | 22 | 710.0955 | 0
2026 | 9 | 17 | 23 | 672.817 | 0
2026 | 9 | 18 | 0 | 633.2654 | 0
2026 | 9 | 18 | 1 | 596.6217 | 0
2026 | 9 | 18 | 2 | 559.9781 | 0
2026 | 9 | 18 | 3 | 552.5152 | 0
2026 | 9 | 18 | 4 | 555.2508 | 0
2026 | 9 | 18 | 5 | 584.3431 | 0
2026 | 9 | 18 | 6 | 646.3161 | 0
2026 | 9 | 18 | 7 | 709.2386 | 0
2026 | 9 | 18 | 8 | 762.1057 | 0
2026 | 9 | 18 | 9 | 795.8117 | 0
2026 | 9 | 18 | 10 | 813.9697 | 0
2026 | 9 | 18 | 11 | 821.6768 | 0
2026 | 9 | 18 | 12 | 822.1948 | 0
2026 | 9 | 18 | 13 | 822.7923 | 0
2026 | 9 | 18 | 14 | 813.7975 | 0
2026 | 9 | 18 | 15 | 804.6214 | 0
2026 | 9 | 18 | 16 | 802.5361 | 0
2026 | 9 | 18 | 17 | 792.5981 | 0
2026 | 9 | 18 | 18 | 758.0808 | 0
2026 | 9 | 18 | 19 | 761.5611 | 0
2026 | 9 | 18 | 20 | 768.3051 | 0
2026 | 9 | 18 | 21 | 736.9618 | 0
2026 | 9 | 18 | 22 | 684.6153 | 0
2026 | 9 | 18 | 23 | 629.7278 | 0
2026 | 9 | 19 | 0 | 597.0811 | 0
2026 | 9 | 19 | 1 | 564.8621 | 0
2026 | 9 | 19 | 2 | 558.1397 | 0
2026 | 9 | 19 | 3 | 547.3826 | 0
2026 | 9 | 19 | 4 | 544.366 | 0
2026 | 9 | 19 | 5 | 557.0047 | 0
2026 | 9 | 19 | 6 | 584.4463 | 0
2026 | 9 | 19 | 7 | 611.8879 | 0
2026 | 9 | 19 | 8 | 651.6905 | 0
2026 | 9 | 19 | 9 | 691.4931 | 0
2026 | 9 | 19 | 10 | 730.7552 | 0
2026 | 9 | 19 | 11 | 750.4016 | 0
2026 | 9 | 19 | 12 | 757.7814 | 0
2026 | 9 | 19 | 13 | 755.895 | 0
2026 | 9 | 19 | 14 | 746.7685 | 0
2026 | 9 | 19 | 15 | 740.0289 | 0
2026 | 9 | 19 | 16 | 737.5128 | 0
2026 | 9 | 19 | 17 | 740.7137 | 0
2026 | 9 | 19 | 18 | 717.5689 | 0
2026 | 9 | 19 | 19 | 725.0866 | 0
2026 | 9 | 19 | 20 | 727.9453 | 0
2026 | 9 | 19 | 21 | 696.5117 | 0
2026 | 9 | 19 | 22 | 656.5906 | 0
2026 | 9 | 19 | 23 | 617.9375 | 0
2026 | 9 | 20 | 0 | 575.1067 | 0
2026 | 9 | 20 | 1 | 562.4621 | 0
2026 | 9 | 20 | 2 | 549.8176 | 0
2026 | 9 | 20 | 3 | 541.0303 | 0
2026 | 9 | 20 | 4 | 537.7076 | 0
2026 | 9 | 20 | 5 | 542.0403 | 0
2026 | 9 | 20 | 6 | 553.9765 | 0
2026 | 9 | 20 | 7 | 568.04 | 0
2026 | 9 | 20 | 8 | 582.1035 | 0
2026 | 9 | 20 | 9 | 624.1087 | 0
2026 | 9 | 20 | 10 | 658.8615 | 0
2026 | 9 | 20 | 11 | 686.2186 | 0
2026 | 9 | 20 | 12 | 698.5747 | 0
2026 | 9 | 20 | 13 | 702.0236 | 0
2026 | 9 | 20 | 14 | 699.7407 | 0
2026 | 9 | 20 | 15 | 693.024 | 0
2026 | 9 | 20 | 16 | 694.3439 | 0
2026 | 9 | 20 | 17 | 697.1531 | 0
2026 | 9 | 20 | 18 | 683.6215 | 0
2026 | 9 | 20 | 19 | 697.336 | 0
2026 | 9 | 20 | 20 | 702.4215 | 0
2026 | 9 | 20 | 21 | 681.7002 | 0
2026 | 9 | 20 | 22 | 651.7707 | 0
2026 | 9 | 20 | 23 | 622.1397 | 0
2026 | 9 | 21 | 0 | 586.6404 | 0
2026 | 9 | 21 | 1 | 553.4355 | 0
2026 | 9 | 21 | 2 | 541.3275 | 0
2026 | 9 | 21 | 3 | 537.6822 | 0
2026 | 9 | 21 | 4 | 541.571 | 0
2026 | 9 | 21 | 5 | 567.0289 | 0
2026 | 9 | 21 | 6 | 623.0845 | 0
2026 | 9 | 21 | 7 | 679.14 | 0
2026 | 9 | 21 | 8 | 730.3066 | 0
2026 | 9 | 21 | 9 | 757.43 | 0
2026 | 9 | 21 | 10 | 778.2489 | 0
2026 | 9 | 21 | 11 | 789.8318 | 0
2026 | 9 | 21 | 12 | 791.7022 | 0
2026 | 9 | 21 | 13 | 794.4212 | 0
2026 | 9 | 21 | 14 | 791.092 | 0
2026 | 9 | 21 | 15 | 791.9571 | 0
2026 | 9 | 21 | 16 | 794.2247 | 0
2026 | 9 | 21 | 17 | 789.741 | 0
2026 | 9 | 21 | 18 | 765.3111 | 0
2026 | 9 | 21 | 19 | 768.4902 | 0
2026 | 9 | 21 | 20 | 773.7743 | 0
2026 | 9 | 21 | 21 | 746.5237 | 0
2026 | 9 | 21 | 22 | 696.3325 | 0
2026 | 9 | 21 | 23 | 643.0947 | 0
2026 | 9 | 22 | 0 | 600.9768 | 0
2026 | 9 | 22 | 1 | 591.3761 | 0
2026 | 9 | 22 | 2 | 576.7168 | 0
2026 | 9 | 22 | 3 | 569.7046 | 0
2026 | 9 | 22 | 4 | 571.9953 | 0
2026 | 9 | 22 | 5 | 597.5236 | 0
2026 | 9 | 22 | 6 | 653.7479 | 0
2026 | 9 | 22 | 7 | 709.9721 | 0
2026 | 9 | 22 | 8 | 762.507 | 0
2026 | 9 | 22 | 9 | 788.7533 | 0
2026 | 9 | 22 | 10 | 811.1323 | 0
2026 | 9 | 22 | 11 | 828.0319 | 0
2026 | 9 | 22 | 12 | 836.082 | 0
2026 | 9 | 22 | 13 | 841.0014 | 0
2026 | 9 | 22 | 14 | 838.0775 | 0
2026 | 9 | 22 | 15 | 837.259 | 0
2026 | 9 | 22 | 16 | 828.6438 | 0
2026 | 9 | 22 | 17 | 826.7571 | 0
2026 | 9 | 22 | 18 | 810.2704 | 0
2026 | 9 | 22 | 19 | 817.6347 | 0
2026 | 9 | 22 | 20 | 814.0719 | 0
2026 | 9 | 22 | 21 | 776.4605 | 0
2026 | 9 | 22 | 22 | 722.598 | 0
2026 | 9 | 22 | 23 | 665.6136 | 0
2026 | 9 | 23 | 0 | 621.5583 | 0
2026 | 9 | 23 | 1 | 603.2345 | 0
2026 | 9 | 23 | 2 | 587.9031 | 0
2026 | 9 | 23 | 3 | 580.4854 | 0
2026 | 9 | 23 | 4 | 582.3923 | 0
2026 | 9 | 23 | 5 | 608.8153 | 0
2026 | 9 | 23 | 6 | 663.1239 | 0
2026 | 9 | 23 | 7 | 717.4325 | 0
2026 | 9 | 23 | 8 | 765.5216 | 0
2026 | 9 | 23 | 9 | 786.8797 | 0
2026 | 9 | 23 | 10 | 801.7983 | 0
2026 | 9 | 23 | 11 | 806.2322 | 0
2026 | 9 | 23 | 12 | 808.7401 | 0
2026 | 9 | 23 | 13 | 810.108 | 0
2026 | 9 | 23 | 14 | 802.9837 | 0
2026 | 9 | 23 | 15 | 800.7256 | 0
2026 | 9 | 23 | 16 | 802.1471 | 0
2026 | 9 | 23 | 17 | 799.9864 | 0
2026 | 9 | 23 | 18 | 783.4045 | 0
2026 | 9 | 23 | 19 | 792.5698 | 0
2026 | 9 | 23 | 20 | 792.123 | 0
2026 | 9 | 23 | 21 | 755.1244 | 0
2026 | 9 | 23 | 22 | 703.0123 | 0
2026 | 9 | 23 | 23 | 653.2712 | 0
2026 | 9 | 24 | 0 | 603.5302 | 0
2026 | 9 | 24 | 1 | 585.364 | 0
2026 | 9 | 24 | 2 | 567.1979 | 0
2026 | 9 | 24 | 3 | 559.5077 | 0
2026 | 9 | 24 | 4 | 561.0798 | 0
2026 | 9 | 24 | 5 | 586.3506 | 0
2026 | 9 | 24 | 6 | 641.3262 | 0
2026 | 9 | 24 | 7 | 696.3018 | 0
2026 | 9 | 24 | 8 | 745.2156 | 0
2026 | 9 | 24 | 9 | 770.4716 | 0
2026 | 9 | 24 | 10 | 789.4122 | 0
2026 | 9 | 24 | 11 | 799.8 | 0
2026 | 9 | 24 | 12 | 801.7208 | 0
2026 | 9 | 24 | 13 | 805.7096 | 0
2026 | 9 | 24 | 14 | 800.5462 | 0
2026 | 9 | 24 | 15 | 799.8699 | 0
2026 | 9 | 24 | 16 | 798.5952 | 0
2026 | 9 | 24 | 17 | 792.9773 | 0
2026 | 9 | 24 | 18 | 764.6832 | 0
2026 | 9 | 24 | 19 | 776.5717 | 0
2026 | 9 | 24 | 20 | 777.7878 | 0
2026 | 9 | 24 | 21 | 745.718 | 0
2026 | 9 | 24 | 22 | 695.2942 | 0
2026 | 9 | 24 | 23 | 641.3825 | 0
2026 | 9 | 25 | 0 | 598.996 | 0
2026 | 9 | 25 | 1 | 594.2214 | 0
2026 | 9 | 25 | 2 | 589.4468 | 0
2026 | 9 | 25 | 3 | 581.9163 | 0
2026 | 9 | 25 | 4 | 581.3928 | 0
2026 | 9 | 25 | 5 | 602.3136 | 0
2026 | 9 | 25 | 6 | 649.439 | 0
2026 | 9 | 25 | 7 | 696.5644 | 0
2026 | 9 | 25 | 8 | 738.8632 | 0
2026 | 9 | 25 | 9 | 767.3265 | 0
2026 | 9 | 25 | 10 | 794.1206 | 0
2026 | 9 | 25 | 11 | 809.8849 | 0
2026 | 9 | 25 | 12 | 818.3332 | 0
2026 | 9 | 25 | 13 | 824.678 | 0
2026 | 9 | 25 | 14 | 823.9883 | 0
2026 | 9 | 25 | 15 | 824.6564 | 0
2026 | 9 | 25 | 16 | 817.2766 | 0
2026 | 9 | 25 | 17 | 802.7927 | 0
2026 | 9 | 25 | 18 | 769.9393 | 0
2026 | 9 | 25 | 19 | 777.1364 | 0
2026 | 9 | 25 | 20 | 769.1775 | 0
2026 | 9 | 25 | 21 | 739.7032 | 0
2026 | 9 | 25 | 22 | 697.7393 | 0
2026 | 9 | 25 | 23 | 655.0549 | 0
2026 | 9 | 26 | 0 | 613.071 | 0
2026 | 9 | 26 | 1 | 582.4197 | 0
2026 | 9 | 26 | 2 | 551.7685 | 0
2026 | 9 | 26 | 3 | 540.2098 | 0
2026 | 9 | 26 | 4 | 534.9383 | 0
2026 | 9 | 26 | 5 | 541.5527 | 0
2026 | 9 | 26 | 6 | 561.5881 | 0
2026 | 9 | 26 | 7 | 581.6235 | 0
2026 | 9 | 26 | 8 | 616.8057 | 0
2026 | 9 | 26 | 9 | 651.988 | 0
2026 | 9 | 26 | 10 | 683.8872 | 0
2026 | 9 | 26 | 11 | 702.5271 | 0
2026 | 9 | 26 | 12 | 707.7106 | 0
2026 | 9 | 26 | 13 | 704.8499 | 0
2026 | 9 | 26 | 14 | 695.9784 | 0
2026 | 9 | 26 | 15 | 686.4893 | 0
2026 | 9 | 26 | 16 | 682.078 | 0
2026 | 9 | 26 | 17 | 680.9366 | 0
2026 | 9 | 26 | 18 | 660.7801 | 0
2026 | 9 | 26 | 19 | 675.7304 | 0
2026 | 9 | 26 | 20 | 678.0313 | 0
2026 | 9 | 26 | 21 | 654.7209 | 0
2026 | 9 | 26 | 22 | 622.9681 | 0
2026 | 9 | 26 | 23 | 592.0811 | 0
2026 | 9 | 27 | 0 | 564.2699 | 0
2026 | 9 | 27 | 1 | 562.8399 | 0
2026 | 9 | 27 | 2 | 548.0829 | 0
2026 | 9 | 27 | 3 | 538.4685 | 0
2026 | 9 | 27 | 4 | 533.8555 | 0
2026 | 9 | 27 | 5 | 537.4472 | 0
2026 | 9 | 27 | 6 | 547.6856 | 0
2026 | 9 | 27 | 7 | 565.3376 | 0
2026 | 9 | 27 | 8 | 582.9896 | 0
2026 | 9 | 27 | 9 | 608.0552 | 0
2026 | 9 | 27 | 10 | 635.6171 | 0
2026 | 9 | 27 | 11 | 657.0715 | 0
2026 | 9 | 27 | 12 | 666.2095 | 0
2026 | 9 | 27 | 13 | 668.4501 | 0
2026 | 9 | 27 | 14 | 667.3394 | 0
2026 | 9 | 27 | 15 | 669.415 | 0
2026 | 9 | 27 | 16 | 668.877 | 0
2026 | 9 | 27 | 17 | 671.4319 | 0
2026 | 9 | 27 | 18 | 660.4392 | 0
2026 | 9 | 27 | 19 | 683.293 | 0
2026 | 9 | 27 | 20 | 686.9411 | 0
2026 | 9 | 27 | 21 | 666.3455 | 0
2026 | 9 | 27 | 22 | 636.829 | 0
2026 | 9 | 27 | 23 | 606.4417 | 0
2026 | 9 | 28 | 0 | 580.6784 | 0
2026 | 9 | 28 | 1 | 576.5693 | 0
2026 | 9 | 28 | 2 | 564.6068 | 0
2026 | 9 | 28 | 3 | 559.471 | 0
2026 | 9 | 28 | 4 | 562.7371 | 0
2026 | 9 | 28 | 5 | 585.524 | 0
2026 | 9 | 28 | 6 | 638.9249 | 0
2026 | 9 | 28 | 7 | 692.3257 | 0
2026 | 9 | 28 | 8 | 739.4961 | 0
2026 | 9 | 28 | 9 | 774.4224 | 0
2026 | 9 | 28 | 10 | 803.2559 | 0
2026 | 9 | 28 | 11 | 820.8438 | 0
2026 | 9 | 28 | 12 | 829.4782 | 0
2026 | 9 | 28 | 13 | 837.2657 | 0
2026 | 9 | 28 | 14 | 836.4543 | 0
2026 | 9 | 28 | 15 | 833.1315 | 0
2026 | 9 | 28 | 16 | 831.5689 | 0
2026 | 9 | 28 | 17 | 826.1181 | 0
2026 | 9 | 28 | 18 | 803.2923 | 0
2026 | 9 | 28 | 19 | 820.3767 | 0
2026 | 9 | 28 | 20 | 812.2599 | 0
2026 | 9 | 28 | 21 | 775.952 | 0
2026 | 9 | 28 | 22 | 725.0513 | 0
2026 | 9 | 28 | 23 | 673.7991 | 0
2026 | 9 | 29 | 0 | 631.0899 | 0
2026 | 9 | 29 | 1 | 600.8242 | 0
2026 | 9 | 29 | 2 | 570.5585 | 0
2026 | 9 | 29 | 3 | 564.6776 | 0
2026 | 9 | 29 | 4 | 567.3685 | 0
2026 | 9 | 29 | 5 | 594.7001 | 0
2026 | 9 | 29 | 6 | 653.9653 | 0
2026 | 9 | 29 | 7 | 713.2306 | 0
2026 | 9 | 29 | 8 | 753.7113 | 0
2026 | 9 | 29 | 9 | 794.192 | 0
2026 | 9 | 29 | 10 | 812.8009 | 0
2026 | 9 | 29 | 11 | 825.0784 | 0
2026 | 9 | 29 | 12 | 824.8924 | 0
2026 | 9 | 29 | 13 | 828.1208 | 0
2026 | 9 | 29 | 14 | 824.6645 | 0
2026 | 9 | 29 | 15 | 817.4886 | 0
2026 | 9 | 29 | 16 | 802.7474 | 0
2026 | 9 | 29 | 17 | 796.1948 | 0
2026 | 9 | 29 | 18 | 783.4728 | 0
2026 | 9 | 29 | 19 | 801.6395 | 0
2026 | 9 | 29 | 20 | 789.0871 | 0
2026 | 9 | 29 | 21 | 751.7027 | 0
2026 | 9 | 29 | 22 | 698.6114 | 0
2026 | 9 | 29 | 23 | 645.3192 | 0
2026 | 9 | 30 | 0 | 604.5718 | 0
2026 | 9 | 30 | 1 | 608.9108 | 0
2026 | 9 | 30 | 2 | 593.8584 | 0
2026 | 9 | 30 | 3 | 587.5193 | 0
2026 | 9 | 30 | 4 | 589.3784 | 0
2026 | 9 | 30 | 5 | 613.1791 | 0
2026 | 9 | 30 | 6 | 664.4485 | 0
2026 | 9 | 30 | 7 | 715.7179 | 0
2026 | 9 | 30 | 8 | 761.685 | 0
2026 | 9 | 30 | 9 | 793.2536 | 0
2026 | 9 | 30 | 10 | 817.4453 | 0
2026 | 9 | 30 | 11 | 834.9423 | 0
2026 | 9 | 30 | 12 | 843.8556 | 0
2026 | 9 | 30 | 13 | 851.6707 | 0
2026 | 9 | 30 | 14 | 853.3521 | 0
2026 | 9 | 30 | 15 | 852.6932 | 0
2026 | 9 | 30 | 16 | 848.5127 | 0
2026 | 9 | 30 | 17 | 839.6965 | 0
2026 | 9 | 30 | 18 | 826.5365 | 0
2026 | 9 | 30 | 19 | 836.9596 | 0
2026 | 9 | 30 | 20 | 817.2513 | 0
2026 | 9 | 30 | 21 | 782.9348 | 0
2026 | 9 | 30 | 22 | 735.6551 | 0
2026 | 9 | 30 | 23 | 685.6817 | 0
2026 | 10 | 1 | 0 | 646.091 | 0
2026 | 10 | 1 | 1 | 590.7394 | 0
2026 | 10 | 1 | 2 | 578.5476 | 0
2026 | 10 | 1 | 3 | 572.8736 | 0
2026 | 10 | 1 | 4 | 574.3403 | 0
2026 | 10 | 1 | 5 | 597.7329 | 0
2026 | 10 | 1 | 6 | 645.5717 | 0
2026 | 10 | 1 | 7 | 693.4105 | 0
2026 | 10 | 1 | 8 | 719.4113 | 0
2026 | 10 | 1 | 9 | 745.4121 | 0
2026 | 10 | 1 | 10 | 759.1293 | 0
2026 | 10 | 1 | 11 | 767.2578 | 0
2026 | 10 | 1 | 12 | 767.4155 | 0
2026 | 10 | 1 | 13 | 769.1709 | 0
2026 | 10 | 1 | 14 | 759.8823 | 0
2026 | 10 | 1 | 15 | 751.7783 | 0
2026 | 10 | 1 | 16 | 744.4782 | 0
2026 | 10 | 1 | 17 | 736.5724 | 0
2026 | 10 | 1 | 18 | 720.8809 | 0
2026 | 10 | 1 | 19 | 738.476 | 0
2026 | 10 | 1 | 20 | 731.6301 | 0
2026 | 10 | 1 | 21 | 706.504 | 0
2026 | 10 | 1 | 22 | 665.8436 | 0
2026 | 10 | 1 | 23 | 625.2511 | 0
2026 | 10 | 2 | 0 | 593.4851 | 0
2026 | 10 | 2 | 1 | 574.8161 | 0
2026 | 10 | 2 | 2 | 559.3795 | 0
2026 | 10 | 2 | 3 | 553.2087 | 0
2026 | 10 | 2 | 4 | 555.7056 | 0
2026 | 10 | 2 | 5 | 582.0129 | 0
2026 | 10 | 2 | 6 | 638.3912 | 0
2026 | 10 | 2 | 7 | 694.7694 | 0
2026 | 10 | 2 | 8 | 733.6188 | 0
2026 | 10 | 2 | 9 | 772.4681 | 0
2026 | 10 | 2 | 10 | 794.8519 | 0
2026 | 10 | 2 | 11 | 806.7709 | 0
2026 | 10 | 2 | 12 | 806.788 | 0
2026 | 10 | 2 | 13 | 806.7206 | 0
2026 | 10 | 2 | 14 | 801.5276 | 0
2026 | 10 | 2 | 15 | 791.9638 | 0
2026 | 10 | 2 | 16 | 786.3538 | 0
2026 | 10 | 2 | 17 | 778.5921 | 0
2026 | 10 | 2 | 18 | 757.5325 | 0
2026 | 10 | 2 | 19 | 768.6111 | 0
2026 | 10 | 2 | 20 | 756.7694 | 0
2026 | 10 | 2 | 21 | 727.6728 | 0
2026 | 10 | 2 | 22 | 684.1539 | 0
2026 | 10 | 2 | 23 | 637.8693 | 0
2026 | 10 | 3 | 0 | 597.7764 | 0
2026 | 10 | 3 | 1 | 581.3542 | 0
2026 | 10 | 3 | 2 | 564.9321 | 0
2026 | 10 | 3 | 3 | 557.8618 | 0
2026 | 10 | 3 | 4 | 557.6056 | 0
2026 | 10 | 3 | 5 | 567.6206 | 0
2026 | 10 | 3 | 6 | 593.9086 | 0
2026 | 10 | 3 | 7 | 610.3969 | 0
2026 | 10 | 3 | 8 | 626.8851 | 0
2026 | 10 | 3 | 9 | 648.9496 | 0
2026 | 10 | 3 | 10 | 671.014 | 0
2026 | 10 | 3 | 11 | 679.2602 | 0
2026 | 10 | 3 | 12 | 679.8747 | 0
2026 | 10 | 3 | 13 | 671.848 | 0
2026 | 10 | 3 | 14 | 660.3073 | 0
2026 | 10 | 3 | 15 | 644.0947 | 0
2026 | 10 | 3 | 16 | 635.4418 | 0
2026 | 10 | 3 | 17 | 632.5934 | 0
2026 | 10 | 3 | 18 | 623.9048 | 0
2026 | 10 | 3 | 19 | 644.2261 | 0
2026 | 10 | 3 | 20 | 640.1794 | 0
2026 | 10 | 3 | 21 | 622.384 | 0
2026 | 10 | 3 | 22 | 598.4491 | 0
2026 | 10 | 3 | 23 | 576.2858 | 0
2026 | 10 | 4 | 0 | 555.0693 | 0
2026 | 10 | 4 | 1 | 546.1877 | 0
2026 | 10 | 4 | 2 | 537.0721 | 0
2026 | 10 | 4 | 3 | 530.3026 | 0
2026 | 10 | 4 | 4 | 528.4664 | 0
2026 | 10 | 4 | 5 | 536.4787 | 0
2026 | 10 | 4 | 6 | 552.7523 | 0
2026 | 10 | 4 | 7 | 569.026 | 0
2026 | 10 | 4 | 8 | 581.0355 | 0
2026 | 10 | 4 | 9 | 606.7203 | 0
2026 | 10 | 4 | 10 | 637.3571 | 0
2026 | 10 | 4 | 11 | 657.3895 | 0
2026 | 10 | 4 | 12 | 667.0931 | 0
2026 | 10 | 4 | 13 | 666.5323 | 0
2026 | 10 | 4 | 14 | 660.4676 | 0
2026 | 10 | 4 | 15 | 653.611 | 0
2026 | 10 | 4 | 16 | 652.4263 | 0
2026 | 10 | 4 | 17 | 658.737 | 0
2026 | 10 | 4 | 18 | 652.3506 | 0
2026 | 10 | 4 | 19 | 671.4141 | 0
2026 | 10 | 4 | 20 | 668.1333 | 0
2026 | 10 | 4 | 21 | 650.8493 | 0
2026 | 10 | 4 | 22 | 621.3865 | 0
2026 | 10 | 4 | 23 | 591.6308 | 0
2026 | 10 | 5 | 0 | 567.4175 | 0
2026 | 10 | 5 | 1 | 552.6592 | 0
2026 | 10 | 5 | 2 | 540.6474 | 0
2026 | 10 | 5 | 3 | 536.6749 | 0
2026 | 10 | 5 | 4 | 542.0073 | 0
2026 | 10 | 5 | 5 | 569.7399 | 0
2026 | 10 | 5 | 6 | 628.5175 | 0
2026 | 10 | 5 | 7 | 687.2951 | 0
2026 | 10 | 5 | 8 | 738.9876 | 0
2026 | 10 | 5 | 9 | 765.86 | 0
2026 | 10 | 5 | 10 | 791.0657 | 0
2026 | 10 | 5 | 11 | 804.9387 | 0
2026 | 10 | 5 | 12 | 810.7319 | 0
2026 | 10 | 5 | 13 | 815.324 | 0
2026 | 10 | 5 | 14 | 813.4699 | 0
2026 | 10 | 5 | 15 | 811.5273 | 0
2026 | 10 | 5 | 16 | 809.6348 | 0
2026 | 10 | 5 | 17 | 803.0211 | 0
2026 | 10 | 5 | 18 | 782.2591 | 0
2026 | 10 | 5 | 19 | 788.9985 | 0
2026 | 10 | 5 | 20 | 775.7425 | 0
2026 | 10 | 5 | 21 | 742.4777 | 0
2026 | 10 | 5 | 22 | 692.9446 | 0
2026 | 10 | 5 | 23 | 642.492 | 0
2026 | 10 | 6 | 0 | 603.4445 | 0
2026 | 10 | 6 | 1 | 578.106 | 0
2026 | 10 | 6 | 2 | 562.4407 | 0
2026 | 10 | 6 | 3 | 556.135 | 0
2026 | 10 | 6 | 4 | 559.7811 | 0
2026 | 10 | 6 | 5 | 590.1043 | 0
2026 | 10 | 6 | 6 | 653.2201 | 0
2026 | 10 | 6 | 7 | 716.336 | 0
2026 | 10 | 6 | 8 | 757.4201 | 0
2026 | 10 | 6 | 9 | 798.5043 | 0
2026 | 10 | 6 | 10 | 825.9636 | 0
2026 | 10 | 6 | 11 | 848.4509 | 0
2026 | 10 | 6 | 12 | 862.6668 | 0
2026 | 10 | 6 | 13 | 876.1758 | 0
2026 | 10 | 6 | 14 | 878.2265 | 0
2026 | 10 | 6 | 15 | 875.9891 | 0
2026 | 10 | 6 | 16 | 859.6942 | 0
2026 | 10 | 6 | 17 | 854.4549 | 0
2026 | 10 | 6 | 18 | 840.0742 | 0
2026 | 10 | 6 | 19 | 845.9791 | 0
2026 | 10 | 6 | 20 | 829.0365 | 0
2026 | 10 | 6 | 21 | 790.931 | 0
2026 | 10 | 6 | 22 | 732.2402 | 0
2026 | 10 | 6 | 23 | 671.0606 | 0
2026 | 10 | 7 | 0 | 621.9812 | 0
2026 | 10 | 7 | 1 | 623.1429 | 0
2026 | 10 | 7 | 2 | 605.9311 | 0
2026 | 10 | 7 | 3 | 597.9317 | 0
2026 | 10 | 7 | 4 | 598.5669 | 0
2026 | 10 | 7 | 5 | 618.3734 | 0
2026 | 10 | 7 | 6 | 667.884 | 0
2026 | 10 | 7 | 7 | 717.3946 | 0
2026 | 10 | 7 | 8 | 764.0664 | 0
2026 | 10 | 7 | 9 | 785.6841 | 0
2026 | 10 | 7 | 10 | 807.0688 | 0
2026 | 10 | 7 | 11 | 820.9659 | 0
2026 | 10 | 7 | 12 | 826.6698 | 0
2026 | 10 | 7 | 13 | 833.5273 | 0
2026 | 10 | 7 | 14 | 833.8139 | 0
2026 | 10 | 7 | 15 | 830.739 | 0
2026 | 10 | 7 | 16 | 828.5733 | 0
2026 | 10 | 7 | 17 | 823.6824 | 0
2026 | 10 | 7 | 18 | 819.5363 | 0
2026 | 10 | 7 | 19 | 822.9654 | 0
2026 | 10 | 7 | 20 | 803.7342 | 0
2026 | 10 | 7 | 21 | 773.1254 | 0
2026 | 10 | 7 | 22 | 727.8382 | 0
2026 | 10 | 7 | 23 | 679.5396 | 0
2026 | 10 | 8 | 0 | 641.0492 | 0
2026 | 10 | 8 | 1 | 603.6172 | 0
2026 | 10 | 8 | 2 | 566.1853 | 0
2026 | 10 | 8 | 3 | 560.2659 | 0
2026 | 10 | 8 | 4 | 562.448 | 0
2026 | 10 | 8 | 5 | 585.4013 | 0
2026 | 10 | 8 | 6 | 643.418 | 0
2026 | 10 | 8 | 7 | 701.4346 | 0
2026 | 10 | 8 | 8 | 740.5896 | 0
2026 | 10 | 8 | 9 | 779.7446 | 0
2026 | 10 | 8 | 10 | 796.3071 | 0
2026 | 10 | 8 | 11 | 804.5487 | 0
2026 | 10 | 8 | 12 | 805.19 | 0
2026 | 10 | 8 | 13 | 806.6594 | 0
2026 | 10 | 8 | 14 | 804.4143 | 0
2026 | 10 | 8 | 15 | 801.4144 | 0
2026 | 10 | 8 | 16 | 801.4274 | 0
2026 | 10 | 8 | 17 | 792.8472 | 0
2026 | 10 | 8 | 18 | 777.6511 | 0
2026 | 10 | 8 | 19 | 787.9512 | 0
2026 | 10 | 8 | 20 | 777.0735 | 0
2026 | 10 | 8 | 21 | 750.5597 | 0
2026 | 10 | 8 | 22 | 704.117 | 0
2026 | 10 | 8 | 23 | 653.9065 | 0
2026 | 10 | 9 | 0 | 614.9016 | 0
2026 | 10 | 9 | 1 | 579.1814 | 0
2026 | 10 | 9 | 2 | 562.275 | 0
2026 | 10 | 9 | 3 | 555.6375 | 0
2026 | 10 | 9 | 4 | 557.4175 | 0
2026 | 10 | 9 | 5 | 584.7551 | 0
2026 | 10 | 9 | 6 | 646.0781 | 0
2026 | 10 | 9 | 7 | 707.4012 | 0
2026 | 10 | 9 | 8 | 745.7704 | 0
2026 | 10 | 9 | 9 | 784.1397 | 0
2026 | 10 | 9 | 10 | 798.0664 | 0
2026 | 10 | 9 | 11 | 803.0085 | 0
2026 | 10 | 9 | 12 | 799.1821 | 0
2026 | 10 | 9 | 13 | 796.5036 | 0
2026 | 10 | 9 | 14 | 790.3958 | 0
2026 | 10 | 9 | 15 | 782.7272 | 0
2026 | 10 | 9 | 16 | 778.3208 | 0
2026 | 10 | 9 | 17 | 771.7616 | 0
2026 | 10 | 9 | 18 | 755.4186 | 0
2026 | 10 | 9 | 19 | 764.4012 | 0
2026 | 10 | 9 | 20 | 756.2383 | 0
2026 | 10 | 9 | 21 | 727.8568 | 0
2026 | 10 | 9 | 22 | 680.906 | 0
2026 | 10 | 9 | 23 | 629.9367 | 0
2026 | 10 | 10 | 0 | 588.1179 | 0
2026 | 10 | 10 | 1 | 570.3543 | 0
2026 | 10 | 10 | 2 | 552.5907 | 0
2026 | 10 | 10 | 3 | 542.9781 | 0
2026 | 10 | 10 | 4 | 541.0661 | 0
2026 | 10 | 10 | 5 | 552.5407 | 0
2026 | 10 | 10 | 6 | 581.7798 | 0
2026 | 10 | 10 | 7 | 611.0189 | 0
2026 | 10 | 10 | 8 | 623.46 | 0
2026 | 10 | 10 | 9 | 657.9278 | 0
2026 | 10 | 10 | 10 | 685.8586 | 0
2026 | 10 | 10 | 11 | 699.1543 | 0
2026 | 10 | 10 | 12 | 701.5156 | 0
2026 | 10 | 10 | 13 | 698.129 | 0
2026 | 10 | 10 | 14 | 689.9851 | 0
2026 | 10 | 10 | 15 | 681.7898 | 0
2026 | 10 | 10 | 16 | 679.8954 | 0
2026 | 10 | 10 | 17 | 679.9296 | 0
2026 | 10 | 10 | 18 | 672.64 | 0
2026 | 10 | 10 | 19 | 682.5911 | 0
2026 | 10 | 10 | 20 | 675.8564 | 0
2026 | 10 | 10 | 21 | 656.0597 | 0
2026 | 10 | 10 | 22 | 624.2154 | 0
2026 | 10 | 10 | 23 | 591.4085 | 0
2026 | 10 | 11 | 0 | 563.7062 | 0
2026 | 10 | 11 | 1 | 554.9474 | 0
2026 | 10 | 11 | 2 | 539.9276 | 0
2026 | 10 | 11 | 3 | 531.9726 | 0
2026 | 10 | 11 | 4 | 529.1646 | 0
2026 | 10 | 11 | 5 | 534.194 | 0
2026 | 10 | 11 | 6 | 549.4932 | 0
2026 | 10 | 11 | 7 | 564.7924 | 0
2026 | 10 | 11 | 8 | 578.3295 | 0
2026 | 10 | 11 | 9 | 607.4334 | 0
2026 | 10 | 11 | 10 | 637.917 | 0
2026 | 10 | 11 | 11 | 653.1426 | 0
2026 | 10 | 11 | 12 | 668.3682 | 0
2026 | 10 | 11 | 13 | 670.5426 | 0
2026 | 10 | 11 | 14 | 671.7866 | 0
2026 | 10 | 11 | 15 | 670.6612 | 0
2026 | 10 | 11 | 16 | 673.743 | 0
2026 | 10 | 11 | 17 | 677.2393 | 0
2026 | 10 | 11 | 18 | 671.4198 | 0
2026 | 10 | 11 | 19 | 684.4297 | 0
2026 | 10 | 11 | 20 | 680.4093 | 0
2026 | 10 | 11 | 21 | 665.1351 | 0
2026 | 10 | 11 | 22 | 634.2257 | 0
2026 | 10 | 11 | 23 | 599.864 | 0
2026 | 10 | 12 | 0 | 571.4308 | 0
2026 | 10 | 12 | 1 | 552.2542 | 0
2026 | 10 | 12 | 2 | 533.0777 | 0
2026 | 10 | 12 | 3 | 524.2266 | 0
2026 | 10 | 12 | 4 | 521.7804 | 0
2026 | 10 | 12 | 5 | 525.8013 | 0
2026 | 10 | 12 | 6 | 538.8932 | 0
2026 | 10 | 12 | 7 | 551.9852 | 0
2026 | 10 | 12 | 8 | 580.2166 | 0
2026 | 10 | 12 | 9 | 608.448 | 0
2026 | 10 | 12 | 10 | 644.329 | 0
2026 | 10 | 12 | 11 | 671.5696 | 0
2026 | 10 | 12 | 12 | 691.7929 | 0
2026 | 10 | 12 | 13 | 694.1666 | 0
2026 | 10 | 12 | 14 | 691.2764 | 0
2026 | 10 | 12 | 15 | 687.4943 | 0
2026 | 10 | 12 | 16 | 685.6649 | 0
2026 | 10 | 12 | 17 | 689.1726 | 0
2026 | 10 | 12 | 18 | 687.9438 | 0
2026 | 10 | 12 | 19 | 701.9621 | 0
2026 | 10 | 12 | 20 | 693.469 | 0
2026 | 10 | 12 | 21 | 674.862 | 0
2026 | 10 | 12 | 22 | 640.6114 | 0
2026 | 10 | 12 | 23 | 606.4553 | 0
2026 | 10 | 13 | 0 | 577.7226 | 0
2026 | 10 | 13 | 1 | 567.6187 | 0
2026 | 10 | 13 | 2 | 561.2012 | 0
2026 | 10 | 13 | 3 | 554.0941 | 0
2026 | 10 | 13 | 4 | 555.5202 | 0
2026 | 10 | 13 | 5 | 579.8337 | 0
2026 | 10 | 13 | 6 | 636.7476 | 0
2026 | 10 | 13 | 7 | 693.6615 | 0
2026 | 10 | 13 | 8 | 731.8336 | 0
2026 | 10 | 13 | 9 | 770.0057 | 0
2026 | 10 | 13 | 10 | 784.8723 | 0
2026 | 10 | 13 | 11 | 796.4898 | 0
2026 | 10 | 13 | 12 | 799.7975 | 0
2026 | 10 | 13 | 13 | 806.0452 | 0
2026 | 10 | 13 | 14 | 804.4693 | 0
2026 | 10 | 13 | 15 | 797.1658 | 0
2026 | 10 | 13 | 16 | 785.7727 | 0
2026 | 10 | 13 | 17 | 785.574 | 0
2026 | 10 | 13 | 18 | 786.7997 | 0
2026 | 10 | 13 | 19 | 788.0736 | 0
2026 | 10 | 13 | 20 | 772.3086 | 0
2026 | 10 | 13 | 21 | 739.7966 | 0
2026 | 10 | 13 | 22 | 690.4222 | 0
2026 | 10 | 13 | 23 | 638.1743 | 0
2026 | 10 | 14 | 0 | 601.3029 | 0
2026 | 10 | 14 | 1 | 595.0866 | 0
2026 | 10 | 14 | 2 | 581.2177 | 0
2026 | 10 | 14 | 3 | 575.2569 | 0
2026 | 10 | 14 | 4 | 577.6611 | 0
2026 | 10 | 14 | 5 | 602.4686 | 0
2026 | 10 | 14 | 6 | 656.0926 | 0
2026 | 10 | 14 | 7 | 709.7166 | 0
2026 | 10 | 14 | 8 | 757.5753 | 0
2026 | 10 | 14 | 9 | 777.5423 | 0
2026 | 10 | 14 | 10 | 796.4805 | 0
2026 | 10 | 14 | 11 | 810.7995 | 0
2026 | 10 | 14 | 12 | 816.7243 | 0
2026 | 10 | 14 | 13 | 823.0473 | 0
2026 | 10 | 14 | 14 | 820.006 | 0
2026 | 10 | 14 | 15 | 818.1621 | 0
2026 | 10 | 14 | 16 | 818.4236 | 0
2026 | 10 | 14 | 17 | 818.0596 | 0
2026 | 10 | 14 | 18 | 821.5935 | 0
2026 | 10 | 14 | 19 | 823.6649 | 0
2026 | 10 | 14 | 20 | 802.5869 | 0
2026 | 10 | 14 | 21 | 767.034 | 0
2026 | 10 | 14 | 22 | 719.4559 | 0
2026 | 10 | 14 | 23 | 668.3415 | 0
2026 | 10 | 15 | 0 | 628.0666 | 0
2026 | 10 | 15 | 1 | 604.2587 | 0
2026 | 10 | 15 | 2 | 580.4509 | 0
2026 | 10 | 15 | 3 | 575.044 | 0
2026 | 10 | 15 | 4 | 576.8099 | 0
2026 | 10 | 15 | 5 | 600.5296 | 0
2026 | 10 | 15 | 6 | 656.2941 | 0
2026 | 10 | 15 | 7 | 712.0587 | 0
2026 | 10 | 15 | 8 | 763.9064 | 0
2026 | 10 | 15 | 9 | 784.0829 | 0
2026 | 10 | 15 | 10 | 801.2074 | 0
2026 | 10 | 15 | 11 | 809.721 | 0
2026 | 10 | 15 | 12 | 808.2589 | 0
2026 | 10 | 15 | 13 | 810.3266 | 0
2026 | 10 | 15 | 14 | 805.7001 | 0
2026 | 10 | 15 | 15 | 802.3167 | 0
2026 | 10 | 15 | 16 | 801.4971 | 0
2026 | 10 | 15 | 17 | 801.2742 | 0
2026 | 10 | 15 | 18 | 797.3481 | 0
2026 | 10 | 15 | 19 | 802.9844 | 0
2026 | 10 | 15 | 20 | 789.7067 | 0
2026 | 10 | 15 | 21 | 761.5176 | 0
2026 | 10 | 15 | 22 | 716.7814 | 0
2026 | 10 | 15 | 23 | 670.5131 | 0
2026 | 10 | 16 | 0 | 633.8503 | 0
2026 | 10 | 16 | 1 | 607.404 | 0
2026 | 10 | 16 | 2 | 594.9916 | 0
2026 | 10 | 16 | 3 | 590.3251 | 0
2026 | 10 | 16 | 4 | 593.768 | 0
2026 | 10 | 16 | 5 | 615.6208 | 0
2026 | 10 | 16 | 6 | 668.0638 | 0
2026 | 10 | 16 | 7 | 720.5067 | 0
2026 | 10 | 16 | 8 | 770.0491 | 0
2026 | 10 | 16 | 9 | 793.8457 | 0
2026 | 10 | 16 | 10 | 806.877 | 0
2026 | 10 | 16 | 11 | 810.8555 | 0
2026 | 10 | 16 | 12 | 809.5245 | 0
2026 | 10 | 16 | 13 | 805.3536 | 0
2026 | 10 | 16 | 14 | 797.5592 | 0
2026 | 10 | 16 | 15 | 789.0115 | 0
2026 | 10 | 16 | 16 | 784.4694 | 0
2026 | 10 | 16 | 17 | 784.2466 | 0
2026 | 10 | 16 | 18 | 781.436 | 0
2026 | 10 | 16 | 19 | 783.5259 | 0
2026 | 10 | 16 | 20 | 767.4263 | 0
2026 | 10 | 16 | 21 | 740.4973 | 0
2026 | 10 | 16 | 22 | 702.9853 | 0
2026 | 10 | 16 | 23 | 664.008 | 0
2026 | 10 | 17 | 0 | 630.7242 | 0
2026 | 10 | 17 | 1 | 605.01 | 0
2026 | 10 | 17 | 2 | 579.2958 | 0
2026 | 10 | 17 | 3 | 569.8976 | 0
2026 | 10 | 17 | 4 | 566.6998 | 0
2026 | 10 | 17 | 5 | 579.4561 | 0
2026 | 10 | 17 | 6 | 611.8675 | 0
2026 | 10 | 17 | 7 | 632.3677 | 0
2026 | 10 | 17 | 8 | 652.8679 | 0
2026 | 10 | 17 | 9 | 684.7427 | 0
2026 | 10 | 17 | 10 | 715.8147 | 0
2026 | 10 | 17 | 11 | 734.3718 | 0
2026 | 10 | 17 | 12 | 737.6692 | 0
2026 | 10 | 17 | 13 | 733.7345 | 0
2026 | 10 | 17 | 14 | 724.6042 | 0
2026 | 10 | 17 | 15 | 717.6651 | 0
2026 | 10 | 17 | 16 | 716.9808 | 0
2026 | 10 | 17 | 17 | 719.6698 | 0
2026 | 10 | 17 | 18 | 720.6264 | 0
2026 | 10 | 17 | 19 | 725.1683 | 0
2026 | 10 | 17 | 20 | 708.2995 | 0
2026 | 10 | 17 | 21 | 684.0541 | 0
2026 | 10 | 17 | 22 | 651.603 | 0
2026 | 10 | 17 | 23 | 619.8271 | 0
2026 | 10 | 18 | 0 | 592.872 | 0
2026 | 10 | 18 | 1 | 577.4248 | 0
2026 | 10 | 18 | 2 | 563.0424 | 0
2026 | 10 | 18 | 3 | 554.6922 | 0
2026 | 10 | 18 | 4 | 552.6012 | 0
2026 | 10 | 18 | 5 | 562.2031 | 0
2026 | 10 | 18 | 6 | 584.8987 | 0
2026 | 10 | 18 | 7 | 597.4349 | 0
2026 | 10 | 18 | 8 | 609.971 | 0
2026 | 10 | 18 | 9 | 637.2996 | 0
2026 | 10 | 18 | 10 | 669.4099 | 0
2026 | 10 | 18 | 11 | 691.8277 | 0
2026 | 10 | 18 | 12 | 699.6191 | 0
2026 | 10 | 18 | 13 | 703.6342 | 0
2026 | 10 | 18 | 14 | 699.285 | 0
2026 | 10 | 18 | 15 | 697.6454 | 0
2026 | 10 | 18 | 16 | 702.7545 | 0
2026 | 10 | 18 | 17 | 716.2528 | 0
2026 | 10 | 18 | 18 | 722.3189 | 0
2026 | 10 | 18 | 19 | 729.7199 | 0
2026 | 10 | 18 | 20 | 718.9815 | 0
2026 | 10 | 18 | 21 | 699.0367 | 0
2026 | 10 | 18 | 22 | 665.1515 | 0
2026 | 10 | 18 | 23 | 630.9099 | 0
2026 | 10 | 19 | 0 | 602.5484 | 0
2026 | 10 | 19 | 1 | 584.2416 | 0
2026 | 10 | 19 | 2 | 572.5219 | 0
2026 | 10 | 19 | 3 | 568.3662 | 0
2026 | 10 | 19 | 4 | 573.4495 | 0
2026 | 10 | 19 | 5 | 599.3009 | 0
2026 | 10 | 19 | 6 | 656.7713 | 0
2026 | 10 | 19 | 7 | 714.2417 | 0
2026 | 10 | 19 | 8 | 766.6207 | 0
2026 | 10 | 19 | 9 | 787.55 | 0
2026 | 10 | 19 | 10 | 805.5022 | 0
2026 | 10 | 19 | 11 | 812.9034 | 0
2026 | 10 | 19 | 12 | 815.3254 | 0
2026 | 10 | 19 | 13 | 818.0702 | 0
2026 | 10 | 19 | 14 | 817.9091 | 0
2026 | 10 | 19 | 15 | 814.1256 | 0
2026 | 10 | 19 | 16 | 814.0693 | 0
2026 | 10 | 19 | 17 | 815.1728 | 0
2026 | 10 | 19 | 18 | 812.0309 | 0
2026 | 10 | 19 | 19 | 813.4918 | 0
2026 | 10 | 19 | 20 | 795.5051 | 0
2026 | 10 | 19 | 21 | 764.1174 | 0
2026 | 10 | 19 | 22 | 715.0185 | 0
2026 | 10 | 19 | 23 | 665.9465 | 0
2026 | 10 | 20 | 0 | 626.3926 | 0
2026 | 10 | 20 | 1 | 587.7024 | 0
2026 | 10 | 20 | 2 | 574.6297 | 0
2026 | 10 | 20 | 3 | 569.4587 | 0
2026 | 10 | 20 | 4 | 574.4752 | 0
2026 | 10 | 20 | 5 | 601.9837 | 0
2026 | 10 | 20 | 6 | 662.5891 | 0
2026 | 10 | 20 | 7 | 723.1946 | 0
2026 | 10 | 20 | 8 | 779.207 | 0
2026 | 10 | 20 | 9 | 793.3242 | 0
2026 | 10 | 20 | 10 | 802.8809 | 0
2026 | 10 | 20 | 11 | 806.9621 | 0
2026 | 10 | 20 | 12 | 802.4578 | 0
2026 | 10 | 20 | 13 | 798.5389 | 0
2026 | 10 | 20 | 14 | 786.8125 | 0
2026 | 10 | 20 | 15 | 777.9273 | 0
2026 | 10 | 20 | 16 | 763.8902 | 0
2026 | 10 | 20 | 17 | 767.3307 | 0
2026 | 10 | 20 | 18 | 782.4266 | 0
2026 | 10 | 20 | 19 | 784.8561 | 0
2026 | 10 | 20 | 20 | 767.3073 | 0
2026 | 10 | 20 | 21 | 732.5487 | 0
2026 | 10 | 20 | 22 | 683.7884 | 0
2026 | 10 | 20 | 23 | 633.9436 | 0
2026 | 10 | 21 | 0 | 595.078 | 0
2026 | 10 | 21 | 1 | 595.4867 | 0
2026 | 10 | 21 | 2 | 580.057 | 0
2026 | 10 | 21 | 3 | 573.2028 | 0
2026 | 10 | 21 | 4 | 575.7272 | 0
2026 | 10 | 21 | 5 | 601.8387 | 0
2026 | 10 | 21 | 6 | 660.984 | 0
2026 | 10 | 21 | 7 | 720.1293 | 0
2026 | 10 | 21 | 8 | 773.8323 | 0
2026 | 10 | 21 | 9 | 791.8097 | 0
2026 | 10 | 21 | 10 | 810.0318 | 0
2026 | 10 | 21 | 11 | 818.3401 | 0
2026 | 10 | 21 | 12 | 826.6484 | 0
2026 | 10 | 21 | 13 | 832.5518 | 0
2026 | 10 | 21 | 14 | 830.2657 | 0
2026 | 10 | 21 | 15 | 827.1964 | 0
2026 | 10 | 21 | 16 | 831.3734 | 0
2026 | 10 | 21 | 17 | 830.1762 | 0
2026 | 10 | 21 | 18 | 839.5397 | 0
2026 | 10 | 21 | 19 | 836.7218 | 0
2026 | 10 | 21 | 20 | 814.9172 | 0
2026 | 10 | 21 | 21 | 778.0581 | 0
2026 | 10 | 21 | 22 | 723.6545 | 0
2026 | 10 | 21 | 23 | 667.4025 | 0
2026 | 10 | 22 | 0 | 622.123 | 0
2026 | 10 | 22 | 1 | 593.3051 | 0
2026 | 10 | 22 | 2 | 564.4872 | 0
2026 | 10 | 22 | 3 | 557.2839 | 0
2026 | 10 | 22 | 4 | 559.8033 | 0
2026 | 10 | 22 | 5 | 585.8227 | 0
2026 | 10 | 22 | 6 | 645.5099 | 0
2026 | 10 | 22 | 7 | 705.1971 | 0
2026 | 10 | 22 | 8 | 738.1035 | 0
2026 | 10 | 22 | 9 | 771.0098 | 0
2026 | 10 | 22 | 10 | 786.3421 | 0
2026 | 10 | 22 | 11 | 793.2674 | 0
2026 | 10 | 22 | 12 | 792.4827 | 0
2026 | 10 | 22 | 13 | 793.1942 | 0
2026 | 10 | 22 | 14 | 784.1308 | 0
2026 | 10 | 22 | 15 | 775.3856 | 0
2026 | 10 | 22 | 16 | 770.8485 | 0
2026 | 10 | 22 | 17 | 770.6027 | 0
2026 | 10 | 22 | 18 | 775.4796 | 0
2026 | 10 | 22 | 19 | 776.9013 | 0
2026 | 10 | 22 | 20 | 761.0181 | 0
2026 | 10 | 22 | 21 | 730.2722 | 0
2026 | 10 | 22 | 22 | 680.6604 | 0
2026 | 10 | 22 | 23 | 630.5324 | 0
2026 | 10 | 23 | 0 | 590.0622 | 0
2026 | 10 | 23 | 1 | 581.0921 | 0
2026 | 10 | 23 | 2 | 564.941 | 0
2026 | 10 | 23 | 3 | 558.7686 | 0
2026 | 10 | 23 | 4 | 561.133 | 0
2026 | 10 | 23 | 5 | 584.5278 | 0
2026 | 10 | 23 | 6 | 642.7305 | 0
2026 | 10 | 23 | 7 | 700.9331 | 0
2026 | 10 | 23 | 8 | 755.5392 | 0
2026 | 10 | 23 | 9 | 775.2586 | 0
2026 | 10 | 23 | 10 | 793.8177 | 0
2026 | 10 | 23 | 11 | 804.9134 | 0
2026 | 10 | 23 | 12 | 808.5403 | 0
2026 | 10 | 23 | 13 | 810.431 | 0
2026 | 10 | 23 | 14 | 804.0279 | 0
2026 | 10 | 23 | 15 | 798.9511 | 0
2026 | 10 | 23 | 16 | 796.1935 | 0
2026 | 10 | 23 | 17 | 797.3528 | 0
2026 | 10 | 23 | 18 | 799.1622 | 0
2026 | 10 | 23 | 19 | 794.8473 | 0
2026 | 10 | 23 | 20 | 774.7416 | 0
2026 | 10 | 23 | 21 | 746.1231 | 0
2026 | 10 | 23 | 22 | 704.0368 | 0
2026 | 10 | 23 | 23 | 657.8822 | 0
2026 | 10 | 24 | 0 | 618.3009 | 0
2026 | 10 | 24 | 1 | 594.9964 | 0
2026 | 10 | 24 | 2 | 571.6919 | 0
2026 | 10 | 24 | 3 | 562.2251 | 0
2026 | 10 | 24 | 4 | 559.8869 | 0
2026 | 10 | 24 | 5 | 569.3616 | 0
2026 | 10 | 24 | 6 | 597.494 | 0
2026 | 10 | 24 | 7 | 629.4407 | 0
2026 | 10 | 24 | 8 | 640.1652 | 0
2026 | 10 | 24 | 9 | 672.3648 | 0
2026 | 10 | 24 | 10 | 701.99 | 0
2026 | 10 | 24 | 11 | 719.3259 | 0
2026 | 10 | 24 | 12 | 725.0031 | 0
2026 | 10 | 24 | 13 | 723.7123 | 0
2026 | 10 | 24 | 14 | 713.4013 | 0
2026 | 10 | 24 | 15 | 705.7219 | 0
2026 | 10 | 24 | 16 | 704.6778 | 0
2026 | 10 | 24 | 17 | 713.1524 | 0
2026 | 10 | 24 | 18 | 723.3057 | 0
2026 | 10 | 24 | 19 | 722.9248 | 0
2026 | 10 | 24 | 20 | 705.1075 | 0
2026 | 10 | 24 | 21 | 683.859 | 0
2026 | 10 | 24 | 22 | 652.6357 | 0
2026 | 10 | 24 | 23 | 622.0556 | 0
2026 | 10 | 25 | 0 | 595.0586 | 0
2026 | 10 | 25 | 1 | 567.7857 | 0
2026 | 10 | 25 | 2 | 552.0353 | 0
2026 | 10 | 25 | 3 | 542.3072 | 0
2026 | 10 | 25 | 4 | 539.4139 | 0
2026 | 10 | 25 | 5 | 545.7086 | 0
2026 | 10 | 25 | 6 | 565.2718 | 0
2026 | 10 | 25 | 7 | 587.7493 | 0
2026 | 10 | 25 | 8 | 595.6514 | 0
2026 | 10 | 25 | 9 | 621.6807 | 0
2026 | 10 | 25 | 10 | 649.4945 | 0
2026 | 10 | 25 | 11 | 668.4973 | 0
2026 | 10 | 25 | 12 | 679.5013 | 0
2026 | 10 | 25 | 13 | 682.4535 | 0
2026 | 10 | 25 | 14 | 678.29 | 0
2026 | 10 | 25 | 15 | 678.0681 | 0
2026 | 10 | 25 | 16 | 684.3521 | 0
2026 | 10 | 25 | 17 | 698.7879 | 0
2026 | 10 | 25 | 18 | 713.6352 | 0
2026 | 10 | 25 | 19 | 714.9562 | 0
2026 | 10 | 25 | 20 | 699.3277 | 0
2026 | 10 | 25 | 21 | 679.2084 | 0
2026 | 10 | 25 | 22 | 647.4884 | 0
2026 | 10 | 25 | 23 | 615.3076 | 0
2026 | 10 | 26 | 0 | 585.4982 | 0
2026 | 10 | 26 | 1 | 578.084 | 0
2026 | 10 | 26 | 2 | 568.0665 | 0
2026 | 10 | 26 | 3 | 565.5891 | 0
2026 | 10 | 26 | 4 | 571.0241 | 0
2026 | 10 | 26 | 5 | 596.9151 | 0
2026 | 10 | 26 | 6 | 656.6373 | 0
2026 | 10 | 26 | 7 | 716.3596 | 0
2026 | 10 | 26 | 8 | 773.2401 | 0
2026 | 10 | 26 | 9 | 795.4808 | 0
2026 | 10 | 26 | 10 | 812.1037 | 0
2026 | 10 | 26 | 11 | 821.5748 | 0
2026 | 10 | 26 | 12 | 824.3642 | 0
2026 | 10 | 26 | 13 | 826.5413 | 0
2026 | 10 | 26 | 14 | 822.5721 | 0
2026 | 10 | 26 | 15 | 819.9428 | 0
2026 | 10 | 26 | 16 | 820.7689 | 0
2026 | 10 | 26 | 17 | 826.2438 | 0
2026 | 10 | 26 | 18 | 834.9232 | 0
2026 | 10 | 26 | 19 | 833.342 | 0
2026 | 10 | 26 | 20 | 814.1719 | 0
2026 | 10 | 26 | 21 | 784.4877 | 0
2026 | 10 | 26 | 22 | 737.1157 | 0
2026 | 10 | 26 | 23 | 688.5357 | 0
2026 | 10 | 27 | 0 | 647.5149 | 0
2026 | 10 | 27 | 1 | 628.3145 | 0
2026 | 10 | 27 | 2 | 615.011 | 0
2026 | 10 | 27 | 3 | 609.2937 | 0
2026 | 10 | 27 | 4 | 611.9145 | 0
2026 | 10 | 27 | 5 | 632.8764 | 0
2026 | 10 | 27 | 6 | 686.4103 | 0
2026 | 10 | 27 | 7 | 739.9443 | 0
2026 | 10 | 27 | 8 | 793.9803 | 0
2026 | 10 | 27 | 9 | 814.6541 | 0
2026 | 10 | 27 | 10 | 829.4254 | 0
2026 | 10 | 27 | 11 | 837.9117 | 0
2026 | 10 | 27 | 12 | 840.044 | 0
2026 | 10 | 27 | 13 | 841.7163 | 0
2026 | 10 | 27 | 14 | 837.856 | 0
2026 | 10 | 27 | 15 | 834.4847 | 0
2026 | 10 | 27 | 16 | 826.9588 | 0
2026 | 10 | 27 | 17 | 828.6236 | 0
2026 | 10 | 27 | 18 | 845.0837 | 0
2026 | 10 | 27 | 19 | 838.6271 | 0
2026 | 10 | 27 | 20 | 816.1902 | 0
2026 | 10 | 27 | 21 | 784.6606 | 0
2026 | 10 | 27 | 22 | 739.9284 | 0
2026 | 10 | 27 | 23 | 693.074 | 0
2026 | 10 | 28 | 0 | 654.826 | 0
2026 | 10 | 28 | 1 | 633.9339 | 0
2026 | 10 | 28 | 2 | 619.6734 | 0
2026 | 10 | 28 | 3 | 612.7914 | 0
2026 | 10 | 28 | 4 | 614.6016 | 0
2026 | 10 | 28 | 5 | 635.2456 | 0
2026 | 10 | 28 | 6 | 687.1208 | 0
2026 | 10 | 28 | 7 | 738.996 | 0
2026 | 10 | 28 | 8 | 789.334 | 0
2026 | 10 | 28 | 9 | 805.9968 | 0
2026 | 10 | 28 | 10 | 821.9993 | 0
2026 | 10 | 28 | 11 | 831.2946 | 0
2026 | 10 | 28 | 12 | 833.163 | 0
2026 | 10 | 28 | 13 | 834.6893 | 0
2026 | 10 | 28 | 14 | 832.1071 | 0
2026 | 10 | 28 | 15 | 828.7657 | 0
2026 | 10 | 28 | 16 | 831.4907 | 0
2026 | 10 | 28 | 17 | 835.4567 | 0
2026 | 10 | 28 | 18 | 856.0617 | 0
2026 | 10 | 28 | 19 | 848.2753 | 0
2026 | 10 | 28 | 20 | 825.9337 | 0
2026 | 10 | 28 | 21 | 794.6826 | 0
2026 | 10 | 28 | 22 | 749.9656 | 0
2026 | 10 | 28 | 23 | 702.3247 | 0
2026 | 10 | 29 | 0 | 661.7014 | 0
2026 | 10 | 29 | 1 | 639.1007 | 0
2026 | 10 | 29 | 2 | 616.4999 | 0
2026 | 10 | 29 | 3 | 610.2845 | 0
2026 | 10 | 29 | 4 | 612.3903 | 0
2026 | 10 | 29 | 5 | 632.5106 | 0
2026 | 10 | 29 | 6 | 687.1379 | 0
2026 | 10 | 29 | 7 | 741.7653 | 0
2026 | 10 | 29 | 8 | 794.7658 | 0
2026 | 10 | 29 | 9 | 814.1862 | 0
2026 | 10 | 29 | 10 | 833.791 | 0
2026 | 10 | 29 | 11 | 839.7273 | 0
2026 | 10 | 29 | 12 | 842.7758 | 0
2026 | 10 | 29 | 13 | 845.8243 | 0
2026 | 10 | 29 | 14 | 842.2435 | 0
2026 | 10 | 29 | 15 | 839.7693 | 0
2026 | 10 | 29 | 16 | 841.1975 | 0
2026 | 10 | 29 | 17 | 841.133 | 0
2026 | 10 | 29 | 18 | 846.914 | 0
2026 | 10 | 29 | 19 | 840.0297 | 0
2026 | 10 | 29 | 20 | 819.1516 | 0
2026 | 10 | 29 | 21 | 792.4559 | 0
2026 | 10 | 29 | 22 | 748.5885 | 0
2026 | 10 | 29 | 23 | 701.2673 | 0
2026 | 10 | 30 | 0 | 660.7815 | 0
2026 | 10 | 30 | 1 | 625.6139 | 0
2026 | 10 | 30 | 2 | 590.4463 | 0
2026 | 10 | 30 | 3 | 578.6336 | 0
2026 | 10 | 30 | 4 | 575.1127 | 0
2026 | 10 | 30 | 5 | 587.7791 | 0
2026 | 10 | 30 | 6 | 636.3559 | 0
2026 | 10 | 30 | 7 | 684.9327 | 0
2026 | 10 | 30 | 8 | 740.9477 | 0
2026 | 10 | 30 | 9 | 768.0307 | 0
2026 | 10 | 30 | 10 | 790.6603 | 0
2026 | 10 | 30 | 11 | 805.1359 | 0
2026 | 10 | 30 | 12 | 811.1392 | 0
2026 | 10 | 30 | 13 | 810.6966 | 0
2026 | 10 | 30 | 14 | 807.2727 | 0
2026 | 10 | 30 | 15 | 798.3344 | 0
2026 | 10 | 30 | 16 | 788.2662 | 0
2026 | 10 | 30 | 17 | 787.7586 | 0
2026 | 10 | 30 | 18 | 804.0196 | 0
2026 | 10 | 30 | 19 | 797.3914 | 0
2026 | 10 | 30 | 20 | 777.3583 | 0
2026 | 10 | 30 | 21 | 753.9239 | 0
2026 | 10 | 30 | 22 | 718.4571 | 0
2026 | 10 | 30 | 23 | 676.6845 | 0
2026 | 10 | 31 | 0 | 639.3913 | 0
2026 | 10 | 31 | 1 | 602.0981 | 0
2026 | 10 | 31 | 2 | 607.5097 | 0
2026 | 10 | 31 | 3 | 593.3638 | 0
2026 | 10 | 31 | 4 | 586.1189 | 0
2026 | 10 | 31 | 5 | 584.5501 | 0
2026 | 10 | 31 | 6 | 599.7524 | 0
2026 | 10 | 31 | 7 | 614.9547 | 0
2026 | 10 | 31 | 8 | 650.6955 | 0
2026 | 10 | 31 | 9 | 686.4363 | 0
2026 | 10 | 31 | 10 | 722.2961 | 0
2026 | 10 | 31 | 11 | 743.4142 | 0
2026 | 10 | 31 | 12 | 753.5687 | 0
2026 | 10 | 31 | 13 | 751.2673 | 0
2026 | 10 | 31 | 14 | 747.0894 | 0
2026 | 10 | 31 | 15 | 736.8597 | 0
2026 | 10 | 31 | 16 | 728.7792 | 0
2026 | 10 | 31 | 17 | 738.1813 | 0
2026 | 10 | 31 | 18 | 766.2736 | 0
2026 | 10 | 31 | 19 | 765.214 | 0
2026 | 10 | 31 | 20 | 748.7538 | 0
2026 | 10 | 31 | 21 | 731.3825 | 0
2026 | 10 | 31 | 22 | 711.1889 | 0
2026 | 10 | 31 | 23 | 685.8175 | 0
2026 | 11 | 1 | 0 | 656.7769 | 0
2026 | 11 | 1 | 1 | 627.7363 | 0
2026 | 11 | 1 | 2 | 645.5285 | 0
2026 | 11 | 1 | 3 | 632.915 | 0
2026 | 11 | 1 | 4 | 627.3575 | 0
2026 | 11 | 1 | 5 | 628.6469 | 0
2026 | 11 | 1 | 6 | 641.7653 | 0
2026 | 11 | 1 | 7 | 657.0797 | 0
2026 | 11 | 1 | 8 | 672.3941 | 0
2026 | 11 | 1 | 9 | 710.4677 | 0
2026 | 11 | 1 | 10 | 748.5413 | 0
2026 | 11 | 1 | 11 | 778.8548 | 0
2026 | 11 | 1 | 12 | 798.8253 | 0
2026 | 11 | 1 | 13 | 802.7907 | 0
2026 | 11 | 1 | 14 | 801.3918 | 0
2026 | 11 | 1 | 15 | 797.4711 | 0
2026 | 11 | 1 | 16 | 801.0161 | 0
2026 | 11 | 1 | 17 | 820.5617 | 0
2026 | 11 | 1 | 18 | 858.5773 | 0
2026 | 11 | 1 | 19 | 861.8446 | 0
2026 | 11 | 1 | 20 | 846.3677 | 0
2026 | 11 | 1 | 21 | 828.4056 | 0
2026 | 11 | 1 | 22 | 800.2362 | 0
2026 | 11 | 1 | 23 | 767.5978 | 0
2026 | 11 | 2 | 0 | 732.1056 | 0
2026 | 11 | 2 | 1 | 729.3207 | 0
2026 | 11 | 2 | 2 | 752.1201 | 0
2026 | 11 | 2 | 3 | 743.3647 | 0
2026 | 11 | 2 | 4 | 744.0525 | 0
2026 | 11 | 2 | 5 | 758.799 | 0
2026 | 11 | 2 | 6 | 803.9428 | 0
2026 | 11 | 2 | 7 | 873.4029 | 0
2026 | 11 | 2 | 8 | 942.863 | 0
2026 | 11 | 2 | 9 | 974.1941 | 0
2026 | 11 | 2 | 10 | 998.6266 | 0
2026 | 11 | 2 | 11 | 1017.1315 | 0
2026 | 11 | 2 | 12 | 1025.9713 | 0
2026 | 11 | 2 | 13 | 1025.4938 | 0
2026 | 11 | 2 | 14 | 1024.6726 | 0
2026 | 11 | 2 | 15 | 1015.1758 | 0
2026 | 11 | 2 | 16 | 1010.2144 | 0
2026 | 11 | 2 | 17 | 1019.7007 | 0
2026 | 11 | 2 | 18 | 1046.1892 | 0
2026 | 11 | 2 | 19 | 1041.1431 | 0
2026 | 11 | 2 | 20 | 1020.2743 | 0
2026 | 11 | 2 | 21 | 993.5556 | 0
2026 | 11 | 2 | 22 | 947.2454 | 0
2026 | 11 | 2 | 23 | 893.6332 | 0
2026 | 11 | 3 | 0 | 838.4289 | 0
2026 | 11 | 3 | 1 | 787.0755 | 0
2026 | 11 | 3 | 2 | 807.8876 | 0
2026 | 11 | 3 | 3 | 794.5435 | 0
2026 | 11 | 3 | 4 | 791.705 | 0
2026 | 11 | 3 | 5 | 804.2468 | 0
2026 | 11 | 3 | 6 | 844.4631 | 0
2026 | 11 | 3 | 7 | 917.8233 | 0
2026 | 11 | 3 | 8 | 972.9149 | 0
2026 | 11 | 3 | 9 | 1000.6666 | 0
2026 | 11 | 3 | 10 | 1019.4262 | 0
2026 | 11 | 3 | 11 | 1031.0368 | 0
2026 | 11 | 3 | 12 | 1042.6475 | 0
2026 | 11 | 3 | 13 | 1045.3925 | 0
2026 | 11 | 3 | 14 | 1039.8277 | 0
2026 | 11 | 3 | 15 | 1031.874 | 0
2026 | 11 | 3 | 16 | 1014.8835 | 0
2026 | 11 | 3 | 17 | 1025.2207 | 0
2026 | 11 | 3 | 18 | 1062.6259 | 12.6259
2026 | 11 | 3 | 19 | 1052.6813 | 2.6813
2026 | 11 | 3 | 20 | 1027.5097 | 0
2026 | 11 | 3 | 21 | 995.1867 | 0
2026 | 11 | 3 | 22 | 951.1751 | 0
2026 | 11 | 3 | 23 | 901.2536 | 0
2026 | 11 | 4 | 0 | 852.5588 | 0
2026 | 11 | 4 | 1 | 823.3213 | 0
2026 | 11 | 4 | 2 | 842.9425 | 0
2026 | 11 | 4 | 3 | 830.1074 | 0
2026 | 11 | 4 | 4 | 828.0602 | 0
2026 | 11 | 4 | 5 | 844.2242 | 0
2026 | 11 | 4 | 6 | 891.1783 | 0
2026 | 11 | 4 | 7 | 963.9939 | 0
2026 | 11 | 4 | 8 | 1036.8095 | 0
2026 | 11 | 4 | 9 | 1065.763 | 15.763
2026 | 11 | 4 | 10 | 1086.0477 | 36.0477
2026 | 11 | 4 | 11 | 1103.1644 | 53.1644
2026 | 11 | 4 | 12 | 1111.6297 | 61.6297
2026 | 11 | 4 | 13 | 1115.2292 | 65.2292
2026 | 11 | 4 | 14 | 1118.8319 | 68.8319
2026 | 11 | 4 | 15 | 1113.3827 | 63.3827
2026 | 11 | 4 | 16 | 1112.2244 | 62.2244
2026 | 11 | 4 | 17 | 1126.0263 | 76.0263
2026 | 11 | 4 | 18 | 1172.4455 | 122.4455
2026 | 11 | 4 | 19 | 1164.4002 | 114.4002
2026 | 11 | 4 | 20 | 1138.0694 | 88.0694
2026 | 11 | 4 | 21 | 1104.9875 | 54.9875
2026 | 11 | 4 | 22 | 1054.6817 | 4.6817
2026 | 11 | 4 | 23 | 992.5632 | 0
2026 | 11 | 5 | 0 | 932.428 | 0
2026 | 11 | 5 | 1 | 885.6781 | 0
2026 | 11 | 5 | 2 | 838.9281 | 0
2026 | 11 | 5 | 3 | 826 | 0
2026 | 11 | 5 | 4 | 823.4012 | 0
2026 | 11 | 5 | 5 | 838.5034 | 0
2026 | 11 | 5 | 6 | 889.4589 | 0
2026 | 11 | 5 | 7 | 966.8158 | 0
2026 | 11 | 5 | 8 | 1044.1726 | 0
2026 | 11 | 5 | 9 | 1075.9313 | 25.9313
2026 | 11 | 5 | 10 | 1095.7575 | 45.7575
2026 | 11 | 5 | 11 | 1106.877 | 56.877
2026 | 11 | 5 | 12 | 1110.2043 | 60.2043
2026 | 11 | 5 | 13 | 1107.539 | 57.539
2026 | 11 | 5 | 14 | 1103.4336 | 53.4336
2026 | 11 | 5 | 15 | 1092.1812 | 42.1812
2026 | 11 | 5 | 16 | 1083.2946 | 33.2946
2026 | 11 | 5 | 17 | 1090.2725 | 40.2725
2026 | 11 | 5 | 18 | 1129.4372 | 79.4372
2026 | 11 | 5 | 19 | 1131.3375 | 81.3375
2026 | 11 | 5 | 20 | 1112.2914 | 62.2914
2026 | 11 | 5 | 21 | 1085.7608 | 35.7608
2026 | 11 | 5 | 22 | 1036.8683 | 0
2026 | 11 | 5 | 23 | 975.9921 | 0
2026 | 11 | 6 | 0 | 912.4408 | 0
2026 | 11 | 6 | 1 | 874.4606 | 0
2026 | 11 | 6 | 2 | 843.2417 | 0
2026 | 11 | 6 | 3 | 828.2963 | 0
2026 | 11 | 6 | 4 | 823.9403 | 0
2026 | 11 | 6 | 5 | 838.8407 | 0
2026 | 11 | 6 | 6 | 892.285 | 0
2026 | 11 | 6 | 7 | 977.7105 | 0
2026 | 11 | 6 | 8 | 1063.136 | 13.136
2026 | 11 | 6 | 9 | 1096.7134 | 46.7134
2026 | 11 | 6 | 10 | 1116.6607 | 66.6607
2026 | 11 | 6 | 11 | 1128.222 | 78.222
2026 | 11 | 6 | 12 | 1129.5312 | 79.5312
2026 | 11 | 6 | 13 | 1121.7886 | 71.7886
2026 | 11 | 6 | 14 | 1113.5435 | 63.5435
2026 | 11 | 6 | 15 | 1096.0298 | 46.0298
2026 | 11 | 6 | 16 | 1080.5 | 30.5
2026 | 11 | 6 | 17 | 1084.9954 | 34.9954
2026 | 11 | 6 | 18 | 1128.5477 | 78.5477
2026 | 11 | 6 | 19 | 1129.8071 | 79.8071
2026 | 11 | 6 | 20 | 1111.3082 | 61.3082
2026 | 11 | 6 | 21 | 1085.5689 | 35.5689
2026 | 11 | 6 | 22 | 1035.9307 | 0
2026 | 11 | 6 | 23 | 973.9877 | 0
2026 | 11 | 7 | 0 | 917.4496 | 0
2026 | 11 | 7 | 1 | 860.9115 | 0
2026 | 11 | 7 | 2 | 827.621 | 0
2026 | 11 | 7 | 3 | 805.6962 | 0
2026 | 11 | 7 | 4 | 794.7959 | 0
2026 | 11 | 7 | 5 | 793.3371 | 0
2026 | 11 | 7 | 6 | 805.9235 | 0
2026 | 11 | 7 | 7 | 836.4091 | 0
2026 | 11 | 7 | 8 | 865.6091 | 0
2026 | 11 | 7 | 9 | 908.7718 | 0
2026 | 11 | 7 | 10 | 950.095 | 0
2026 | 11 | 7 | 11 | 976.5627 | 0
2026 | 11 | 7 | 12 | 981.8638 | 0
2026 | 11 | 7 | 13 | 987.1649 | 0
2026 | 11 | 7 | 14 | 979.3563 | 0
2026 | 11 | 7 | 15 | 964.8372 | 0
2026 | 11 | 7 | 16 | 954.4536 | 0
2026 | 11 | 7 | 17 | 968.5559 | 0
2026 | 11 | 7 | 18 | 994.3921 | 0
2026 | 11 | 7 | 19 | 1020.2284 | 0
2026 | 11 | 7 | 20 | 1002.395 | 0
2026 | 11 | 7 | 21 | 981.5092 | 0
2026 | 11 | 7 | 22 | 948.2021 | 0
2026 | 11 | 7 | 23 | 908.3002 | 0
2026 | 11 | 8 | 0 | 862.898 | 0
2026 | 11 | 8 | 1 | 823.0189 | 0
2026 | 11 | 8 | 2 | 794.7154 | 0
2026 | 11 | 8 | 3 | 775.1547 | 0
2026 | 11 | 8 | 4 | 764.8773 | 0
2026 | 11 | 8 | 5 | 757.8841 | 0
2026 | 11 | 8 | 6 | 766.8765 | 0
2026 | 11 | 8 | 7 | 775.8689 | 0
2026 | 11 | 8 | 8 | 803.273 | 0
2026 | 11 | 8 | 9 | 841.3944 | 0
2026 | 11 | 8 | 10 | 884.7008 | 0
2026 | 11 | 8 | 11 | 917.3614 | 0
2026 | 11 | 8 | 12 | 940.1802 | 0
2026 | 11 | 8 | 13 | 945.4823 | 0
2026 | 11 | 8 | 14 | 945.8854 | 0
2026 | 11 | 8 | 15 | 941.2278 | 0
2026 | 11 | 8 | 16 | 942.958 | 0
2026 | 11 | 8 | 17 | 966.6261 | 0
2026 | 11 | 8 | 18 | 1010.8841 | 0
2026 | 11 | 8 | 19 | 1009.6343 | 0
2026 | 11 | 8 | 20 | 992.2568 | 0
2026 | 11 | 8 | 21 | 973.4161 | 0
2026 | 11 | 8 | 22 | 941.297 | 0
2026 | 11 | 8 | 23 | 896.8945 | 0
2026 | 11 | 9 | 0 | 851.4763 | 0
2026 | 11 | 9 | 1 | 832.1217 | 0
2026 | 11 | 9 | 2 | 810.1085 | 0
2026 | 11 | 9 | 3 | 798.2336 | 0
2026 | 11 | 9 | 4 | 796.0808 | 0
2026 | 11 | 9 | 5 | 811.999 | 0
2026 | 11 | 9 | 6 | 862.4324 | 0
2026 | 11 | 9 | 7 | 933.5964 | 0
2026 | 11 | 9 | 8 | 1004.7604 | 0
2026 | 11 | 9 | 9 | 1038.0267 | 0
2026 | 11 | 9 | 10 | 1066.9712 | 16.9712
2026 | 11 | 9 | 11 | 1085.5079 | 35.5079
2026 | 11 | 9 | 12 | 1097.52 | 47.52
2026 | 11 | 9 | 13 | 1101.3548 | 51.3548
2026 | 11 | 9 | 14 | 1102.9867 | 52.9867
2026 | 11 | 9 | 15 | 1095.282 | 45.282
2026 | 11 | 9 | 16 | 1091.3862 | 41.3862
2026 | 11 | 9 | 17 | 1106.0968 | 56.0968
2026 | 11 | 9 | 18 | 1134.0111 | 84.0111
2026 | 11 | 9 | 19 | 1120.9162 | 70.9162
2026 | 11 | 9 | 20 | 1095.8195 | 45.8195
2026 | 11 | 9 | 21 | 1065.8313 | 15.8313
2026 | 11 | 9 | 22 | 1017.2556 | 0
2026 | 11 | 9 | 23 | 957.9022 | 0
2026 | 11 | 10 | 0 | 900.5952 | 0
2026 | 11 | 10 | 1 | 863.92 | 0
2026 | 11 | 10 | 2 | 836.6897 | 0
2026 | 11 | 10 | 3 | 818.5102 | 0
2026 | 11 | 10 | 4 | 809.7866 | 0
2026 | 11 | 10 | 5 | 810.994 | 0
2026 | 11 | 10 | 6 | 834.8547 | 0
2026 | 11 | 10 | 7 | 901.3392 | 0
2026 | 11 | 10 | 8 | 967.8236 | 0
2026 | 11 | 10 | 9 | 1033.62 | 0
2026 | 11 | 10 | 10 | 1059.8254 | 9.8254
2026 | 11 | 10 | 11 | 1077.6352 | 27.6352
2026 | 11 | 10 | 12 | 1095.445 | 45.445
2026 | 11 | 10 | 13 | 1103.5715 | 53.5715
2026 | 11 | 10 | 14 | 1110.2697 | 60.2697
2026 | 11 | 10 | 15 | 1106.8161 | 56.8161
2026 | 11 | 10 | 16 | 1089.7363 | 39.7363
2026 | 11 | 10 | 17 | 1113.0564 | 63.0564
2026 | 11 | 10 | 18 | 1147.7063 | 97.7063
2026 | 11 | 10 | 19 | 1127.5361 | 77.5361
2026 | 11 | 10 | 20 | 1099.0768 | 49.0768
2026 | 11 | 10 | 21 | 1070.642 | 20.642
2026 | 11 | 10 | 22 | 1029.8905 | 0
2026 | 11 | 10 | 23 | 975.1949 | 0
2026 | 11 | 11 | 0 | 915.4959 | 0
2026 | 11 | 11 | 1 | 843.0841 | 0
2026 | 11 | 11 | 2 | 815.339 | 0
2026 | 11 | 11 | 3 | 798.3429 | 0
2026 | 11 | 11 | 4 | 792.9384 | 0
2026 | 11 | 11 | 5 | 806.454 | 0
2026 | 11 | 11 | 6 | 851.3412 | 0
2026 | 11 | 11 | 7 | 917.2013 | 0
2026 | 11 | 11 | 8 | 983.0614 | 0
2026 | 11 | 11 | 9 | 1008.3707 | 0
2026 | 11 | 11 | 10 | 1029.6563 | 0
2026 | 11 | 11 | 11 | 1047.0505 | 0
2026 | 11 | 11 | 12 | 1059.6472 | 9.6472
2026 | 11 | 11 | 13 | 1067.4966 | 17.4966
2026 | 11 | 11 | 14 | 1068.5907 | 18.5907
2026 | 11 | 11 | 15 | 1062.6496 | 12.6496
2026 | 11 | 11 | 16 | 1061.061 | 11.061
2026 | 11 | 11 | 17 | 1081.0499 | 31.0499
2026 | 11 | 11 | 18 | 1120.0164 | 70.0164
2026 | 11 | 11 | 19 | 1103.8149 | 53.8149
2026 | 11 | 11 | 20 | 1077.2567 | 27.2567
2026 | 11 | 11 | 21 | 1043.9804 | 0
2026 | 11 | 11 | 22 | 997.0072 | 0
2026 | 11 | 11 | 23 | 939.8326 | 0
2026 | 11 | 12 | 0 | 881.3207 | 0
2026 | 11 | 12 | 1 | 849.9222 | 0
2026 | 11 | 12 | 2 | 818.5238 | 0
2026 | 11 | 12 | 3 | 803.4807 | 0
2026 | 11 | 12 | 4 | 798.9033 | 0
2026 | 11 | 12 | 5 | 809.6982 | 0
2026 | 11 | 12 | 6 | 852.9178 | 0
2026 | 11 | 12 | 7 | 922.9172 | 0
2026 | 11 | 12 | 8 | 974.2111 | 0
2026 | 11 | 12 | 9 | 1025.505 | 0
2026 | 11 | 12 | 10 | 1048.7455 | 0
2026 | 11 | 12 | 11 | 1065.4852 | 15.4852
2026 | 11 | 12 | 12 | 1078.3039 | 28.3039
2026 | 11 | 12 | 13 | 1083.3207 | 33.3207
2026 | 11 | 12 | 14 | 1085.8079 | 35.8079
2026 | 11 | 12 | 15 | 1079.7761 | 29.7761
2026 | 11 | 12 | 16 | 1076.8377 | 26.8377
2026 | 11 | 12 | 17 | 1092.2439 | 42.2439
2026 | 11 | 12 | 18 | 1116.77 | 66.77
2026 | 11 | 12 | 19 | 1104.2841 | 54.2841
2026 | 11 | 12 | 20 | 1078.0257 | 28.0257
2026 | 11 | 12 | 21 | 1049.5758 | 0
2026 | 11 | 12 | 22 | 1005.5505 | 0
2026 | 11 | 12 | 23 | 955.7818 | 0
2026 | 11 | 13 | 0 | 900.0702 | 0
2026 | 11 | 13 | 1 | 840.1275 | 0
2026 | 11 | 13 | 2 | 811.7772 | 0
2026 | 11 | 13 | 3 | 795.5444 | 0
2026 | 11 | 13 | 4 | 789.8745 | 0
2026 | 11 | 13 | 5 | 800.2808 | 0
2026 | 11 | 13 | 6 | 843.4886 | 0
2026 | 11 | 13 | 7 | 915.4874 | 0
2026 | 11 | 13 | 8 | 987.4862 | 0
2026 | 11 | 13 | 9 | 1020.72 | 0
2026 | 11 | 13 | 10 | 1043.4336 | 0
2026 | 11 | 13 | 11 | 1058.5222 | 8.5222
2026 | 11 | 13 | 12 | 1069.0217 | 19.0217
2026 | 11 | 13 | 13 | 1070.313 | 20.313
2026 | 11 | 13 | 14 | 1067.91 | 17.91
2026 | 11 | 13 | 15 | 1058.8961 | 8.8961
2026 | 11 | 13 | 16 | 1056.735 | 6.735
2026 | 11 | 13 | 17 | 1073.7085 | 23.7085
2026 | 11 | 13 | 18 | 1097.4847 | 47.4847
2026 | 11 | 13 | 19 | 1080.3586 | 30.3586
2026 | 11 | 13 | 20 | 1052.5457 | 2.5457
2026 | 11 | 13 | 21 | 1025.3173 | 0
2026 | 11 | 13 | 22 | 984.9133 | 0
2026 | 11 | 13 | 23 | 934.8867 | 0
2026 | 11 | 14 | 0 | 880.4645 | 0
2026 | 11 | 14 | 1 | 826.0423 | 0
2026 | 11 | 14 | 2 | 792.2527 | 0
2026 | 11 | 14 | 3 | 770.3868 | 0
2026 | 11 | 14 | 4 | 756.48 | 0
2026 | 11 | 14 | 5 | 749.0148 | 0
2026 | 11 | 14 | 6 | 751.4315 | 0
2026 | 11 | 14 | 7 | 777.879 | 0
2026 | 11 | 14 | 8 | 826.2669 | 0
2026 | 11 | 14 | 9 | 874.6548 | 0
2026 | 11 | 14 | 10 | 919.1138 | 0
2026 | 11 | 14 | 11 | 940.2127 | 0
2026 | 11 | 14 | 12 | 961.3115 | 0
2026 | 11 | 14 | 13 | 961.4389 | 0
2026 | 11 | 14 | 14 | 957.0241 | 0
2026 | 11 | 14 | 15 | 946.5116 | 0
2026 | 11 | 14 | 16 | 940.8841 | 0
2026 | 11 | 14 | 17 | 965.7489 | 0
2026 | 11 | 14 | 18 | 1001.3448 | 0
2026 | 11 | 14 | 19 | 991.3947 | 0
2026 | 11 | 14 | 20 | 970.3025 | 0
2026 | 11 | 14 | 21 | 953.793 | 0
2026 | 11 | 14 | 22 | 926.9191 | 0
2026 | 11 | 14 | 23 | 890.254 | 0
2026 | 11 | 15 | 0 | 842.9606 | 0
2026 | 11 | 15 | 1 | 795.6672 | 0
2026 | 11 | 15 | 2 | 763.7262 | 0
2026 | 11 | 15 | 3 | 741.8951 | 0
2026 | 11 | 15 | 4 | 729.7166 | 0
2026 | 11 | 15 | 5 | 720.7674 | 0
2026 | 11 | 15 | 6 | 726.902 | 0
2026 | 11 | 15 | 7 | 733.0365 | 0
2026 | 11 | 15 | 8 | 774.5558 | 0
2026 | 11 | 15 | 9 | 816.0752 | 0
2026 | 11 | 15 | 10 | 862.6189 | 0
2026 | 11 | 15 | 11 | 895.4087 | 0
2026 | 11 | 15 | 12 | 919.6614 | 0
2026 | 11 | 15 | 13 | 924.7055 | 0
2026 | 11 | 15 | 14 | 924.9121 | 0
2026 | 11 | 15 | 15 | 920.6989 | 0
2026 | 11 | 15 | 16 | 919.8285 | 0
2026 | 11 | 15 | 17 | 952.0986 | 0
2026 | 11 | 15 | 18 | 1002.05 | 0
2026 | 11 | 15 | 19 | 1006.7255 | 0
2026 | 11 | 15 | 20 | 997.6608 | 0
2026 | 11 | 15 | 21 | 986.1308 | 0
2026 | 11 | 15 | 22 | 956.1686 | 0
2026 | 11 | 15 | 23 | 910.0565 | 0
2026 | 11 | 16 | 0 | 857.5589 | 0
2026 | 11 | 16 | 1 | 839.4392 | 0
2026 | 11 | 16 | 2 | 815.4048 | 0
2026 | 11 | 16 | 3 | 802.0216 | 0
2026 | 11 | 16 | 4 | 798.4158 | 0
2026 | 11 | 16 | 5 | 809.4223 | 0
2026 | 11 | 16 | 6 | 852.4568 | 0
2026 | 11 | 16 | 7 | 923.9753 | 0
2026 | 11 | 16 | 8 | 995.4938 | 0
2026 | 11 | 16 | 9 | 1027.6779 | 0
2026 | 11 | 16 | 10 | 1053.9221 | 3.9221
2026 | 11 | 16 | 11 | 1072.4427 | 22.4427
2026 | 11 | 16 | 12 | 1085.596 | 35.596
2026 | 11 | 16 | 13 | 1090.8099 | 40.8099
2026 | 11 | 16 | 14 | 1091.1035 | 41.1035
2026 | 11 | 16 | 15 | 1085.8433 | 35.8433
2026 | 11 | 16 | 16 | 1088.1581 | 38.1581
2026 | 11 | 16 | 17 | 1112.7762 | 62.7762
2026 | 11 | 16 | 18 | 1137.7711 | 87.7711
2026 | 11 | 16 | 19 | 1123.3375 | 73.3375
2026 | 11 | 16 | 20 | 1100.0505 | 50.0505
2026 | 11 | 16 | 21 | 1073.1114 | 23.1114
2026 | 11 | 16 | 22 | 1029.2823 | 0
2026 | 11 | 16 | 23 | 973.9002 | 0
2026 | 11 | 17 | 0 | 914.7115 | 0
2026 | 11 | 17 | 1 | 878.8974 | 0
2026 | 11 | 17 | 2 | 852.5751 | 0
2026 | 11 | 17 | 3 | 836.4921 | 0
2026 | 11 | 17 | 4 | 830.3876 | 0
2026 | 11 | 17 | 5 | 840.4949 | 0
2026 | 11 | 17 | 6 | 877.1707 | 0
2026 | 11 | 17 | 7 | 952.3779 | 0
2026 | 11 | 17 | 8 | 1027.5851 | 0
2026 | 11 | 17 | 9 | 1062.2593 | 12.2593
2026 | 11 | 17 | 10 | 1086.0592 | 36.0592
2026 | 11 | 17 | 11 | 1106.58 | 56.58
2026 | 11 | 17 | 12 | 1117.8519 | 67.8519
2026 | 11 | 17 | 13 | 1122.0603 | 72.0603
2026 | 11 | 17 | 14 | 1119.0274 | 69.0274
2026 | 11 | 17 | 15 | 1111.3185 | 61.3185
2026 | 11 | 17 | 16 | 1095.3028 | 45.3028
2026 | 11 | 17 | 17 | 1121.8416 | 71.8416
2026 | 11 | 17 | 18 | 1163.4167 | 113.4167
2026 | 11 | 17 | 19 | 1151.2837 | 101.2837
2026 | 11 | 17 | 20 | 1126.3628 | 76.3628
2026 | 11 | 17 | 21 | 1096.096 | 46.096
2026 | 11 | 17 | 22 | 1055.1781 | 5.1781
2026 | 11 | 17 | 23 | 1001.8225 | 0
2026 | 11 | 18 | 0 | 945.2934 | 0
2026 | 11 | 18 | 1 | 908.3814 | 0
2026 | 11 | 18 | 2 | 880.2119 | 0
2026 | 11 | 18 | 3 | 862.6861 | 0
2026 | 11 | 18 | 4 | 855.6424 | 0
2026 | 11 | 18 | 5 | 864.2912 | 0
2026 | 11 | 18 | 6 | 900.8885 | 0
2026 | 11 | 18 | 7 | 979.0063 | 0
2026 | 11 | 18 | 8 | 1057.1241 | 7.1241
2026 | 11 | 18 | 9 | 1088.0721 | 38.0721
2026 | 11 | 18 | 10 | 1108.8416 | 58.8416
2026 | 11 | 18 | 11 | 1128.9034 | 78.9034
2026 | 11 | 18 | 12 | 1142.7255 | 92.7255
2026 | 11 | 18 | 13 | 1146.5459 | 96.5459
2026 | 11 | 18 | 14 | 1148.5755 | 98.5755
2026 | 11 | 18 | 15 | 1144.3769 | 94.3769
2026 | 11 | 18 | 16 | 1147.1494 | 97.1494
2026 | 11 | 18 | 17 | 1172.0481 | 122.0481
2026 | 11 | 18 | 18 | 1217.5403 | 167.5403
2026 | 11 | 18 | 19 | 1208.5811 | 158.5811
2026 | 11 | 18 | 20 | 1187.3661 | 137.3661
2026 | 11 | 18 | 21 | 1159.588 | 109.588
2026 | 11 | 18 | 22 | 1115.5594 | 65.5594
2026 | 11 | 18 | 23 | 1053.7354 | 3.7354
2026 | 11 | 19 | 0 | 985.6625 | 0
2026 | 11 | 19 | 1 | 936.4368 | 0
2026 | 11 | 19 | 2 | 887.2111 | 0
2026 | 11 | 19 | 3 | 868.1897 | 0
2026 | 11 | 19 | 4 | 860.0977 | 0
2026 | 11 | 19 | 5 | 867.3727 | 0
2026 | 11 | 19 | 6 | 905.6063 | 0
2026 | 11 | 19 | 7 | 980.87 | 0
2026 | 11 | 19 | 8 | 1056.1337 | 6.1337
2026 | 11 | 19 | 9 | 1087.2866 | 37.2866
2026 | 11 | 19 | 10 | 1108.2104 | 58.2104
2026 | 11 | 19 | 11 | 1127.1077 | 77.1077
2026 | 11 | 19 | 12 | 1140.3594 | 90.3594
2026 | 11 | 19 | 13 | 1144.5913 | 94.5913
2026 | 11 | 19 | 14 | 1142.8521 | 92.8521
2026 | 11 | 19 | 15 | 1136.8397 | 86.8397
2026 | 11 | 19 | 16 | 1135.6129 | 85.6129
2026 | 11 | 19 | 17 | 1157.458 | 107.458
2026 | 11 | 19 | 18 | 1184.5264 | 134.5264
2026 | 11 | 19 | 19 | 1173.5998 | 123.5998
2026 | 11 | 19 | 20 | 1150.0465 | 100.0465
2026 | 11 | 19 | 21 | 1124.4315 | 74.4315
2026 | 11 | 19 | 22 | 1079.4383 | 29.4383
2026 | 11 | 19 | 23 | 1021.1896 | 0
2026 | 11 | 20 | 0 | 958.2734 | 0
2026 | 11 | 20 | 1 | 895.3572 | 0
2026 | 11 | 20 | 2 | 864.3415 | 0
2026 | 11 | 20 | 3 | 844.5434 | 0
2026 | 11 | 20 | 4 | 835.8608 | 0
2026 | 11 | 20 | 5 | 841.4118 | 0
2026 | 11 | 20 | 6 | 877.2078 | 0
2026 | 11 | 20 | 7 | 946.5994 | 0
2026 | 11 | 20 | 8 | 1015.5116 | 0
2026 | 11 | 20 | 9 | 1049.1594 | 0
2026 | 11 | 20 | 10 | 1071.3031 | 21.3031
2026 | 11 | 20 | 11 | 1085.9042 | 35.9042
2026 | 11 | 20 | 12 | 1097.4098 | 47.4098
2026 | 11 | 20 | 13 | 1099.2437 | 49.2437
2026 | 11 | 20 | 14 | 1096.5156 | 46.5156
2026 | 11 | 20 | 15 | 1088.9337 | 38.9337
2026 | 11 | 20 | 16 | 1084.213 | 34.213
2026 | 11 | 20 | 17 | 1102.4424 | 52.4424
2026 | 11 | 20 | 18 | 1125.5883 | 75.5883
2026 | 11 | 20 | 19 | 1108.456 | 58.456
2026 | 11 | 20 | 20 | 1080.0327 | 30.0327
2026 | 11 | 20 | 21 | 1052.0032 | 2.0032
2026 | 11 | 20 | 22 | 1016.3009 | 0
2026 | 11 | 20 | 23 | 967.5102 | 0
2026 | 11 | 21 | 0 | 911.6811 | 0
2026 | 11 | 21 | 1 | 847.5999 | 0
2026 | 11 | 21 | 2 | 815.4225 | 0
2026 | 11 | 21 | 3 | 793.4216 | 0
2026 | 11 | 21 | 4 | 780.2589 | 0
2026 | 11 | 21 | 5 | 771.7973 | 0
2026 | 11 | 21 | 6 | 773.4018 | 0
2026 | 11 | 21 | 7 | 796.032 | 0
2026 | 11 | 21 | 8 | 847.1636 | 0
2026 | 11 | 21 | 9 | 898.2952 | 0
2026 | 11 | 21 | 10 | 941.7024 | 0
2026 | 11 | 21 | 11 | 968.2945 | 0
2026 | 11 | 21 | 12 | 985.2439 | 0
2026 | 11 | 21 | 13 | 986.0246 | 0
2026 | 11 | 21 | 14 | 981.7904 | 0
2026 | 11 | 21 | 15 | 973.9524 | 0
2026 | 11 | 21 | 16 | 974.1867 | 0
2026 | 11 | 21 | 17 | 1002.1645 | 0
2026 | 11 | 21 | 18 | 1036.7001 | 0
2026 | 11 | 21 | 19 | 1025.8493 | 0
2026 | 11 | 21 | 20 | 1001.1936 | 0
2026 | 11 | 21 | 21 | 980.6122 | 0
2026 | 11 | 21 | 22 | 959.8727 | 0
2026 | 11 | 21 | 23 | 928.3749 | 0
2026 | 11 | 22 | 0 | 884.8805 | 0
2026 | 11 | 22 | 1 | 845.9909 | 0
2026 | 11 | 22 | 2 | 813.1517 | 0
2026 | 11 | 22 | 3 | 790.3326 | 0
2026 | 11 | 22 | 4 | 776.5263 | 0
2026 | 11 | 22 | 5 | 767.0291 | 0
2026 | 11 | 22 | 6 | 759.3385 | 0
2026 | 11 | 22 | 7 | 769.9475 | 0
2026 | 11 | 22 | 8 | 812.3466 | 0
2026 | 11 | 22 | 9 | 854.7456 | 0
2026 | 11 | 22 | 10 | 900.5761 | 0
2026 | 11 | 22 | 11 | 936.8255 | 0
2026 | 11 | 22 | 12 | 963.4345 | 0
2026 | 11 | 22 | 13 | 972.9657 | 0
2026 | 11 | 22 | 14 | 976.9614 | 0
2026 | 11 | 22 | 15 | 975.3401 | 0
2026 | 11 | 22 | 16 | 981.4984 | 0
2026 | 11 | 22 | 17 | 1022.2043 | 0
2026 | 11 | 22 | 18 | 1085.8397 | 35.8397
2026 | 11 | 22 | 19 | 1084.6395 | 34.6395
2026 | 11 | 22 | 20 | 1066.6056 | 16.6056
2026 | 11 | 22 | 21 | 1047.1027 | 0
2026 | 11 | 22 | 22 | 1016.8557 | 0
2026 | 11 | 22 | 23 | 968.5749 | 0
2026 | 11 | 23 | 0 | 912.4149 | 0
2026 | 11 | 23 | 1 | 882.2087 | 0
2026 | 11 | 23 | 2 | 855.1145 | 0
2026 | 11 | 23 | 3 | 839.5745 | 0
2026 | 11 | 23 | 4 | 833.699 | 0
2026 | 11 | 23 | 5 | 842.2232 | 0
2026 | 11 | 23 | 6 | 881.4607 | 0
2026 | 11 | 23 | 7 | 958.6729 | 0
2026 | 11 | 23 | 8 | 1035.8851 | 0
2026 | 11 | 23 | 9 | 1069.7084 | 19.7084
2026 | 11 | 23 | 10 | 1101.1832 | 51.1832
2026 | 11 | 23 | 11 | 1126.3937 | 76.3937
2026 | 11 | 23 | 12 | 1143.6808 | 93.6808
2026 | 11 | 23 | 13 | 1149.6904 | 99.6904
2026 | 11 | 23 | 14 | 1153.4429 | 103.4429
2026 | 11 | 23 | 15 | 1149.4711 | 99.4711
2026 | 11 | 23 | 16 | 1150.3288 | 100.3288
2026 | 11 | 23 | 17 | 1173.6481 | 123.6481
2026 | 11 | 23 | 18 | 1196.9306 | 146.9306
2026 | 11 | 23 | 19 | 1180.7704 | 130.7704
2026 | 11 | 23 | 20 | 1154.7145 | 104.7145
2026 | 11 | 23 | 21 | 1127.0798 | 77.0798
2026 | 11 | 23 | 22 | 1083.8681 | 33.8681
2026 | 11 | 23 | 23 | 1023.9298 | 0
2026 | 11 | 24 | 0 | 959.1043 | 0
2026 | 11 | 24 | 1 | 903.9174 | 0
2026 | 11 | 24 | 2 | 872.2162 | 0
2026 | 11 | 24 | 3 | 852.5648 | 0
2026 | 11 | 24 | 4 | 843.963 | 0
2026 | 11 | 24 | 5 | 849.5552 | 0
2026 | 11 | 24 | 6 | 879.6227 | 0
2026 | 11 | 24 | 7 | 948.4372 | 0
2026 | 11 | 24 | 8 | 1017.2516 | 0
2026 | 11 | 24 | 9 | 1077.6686 | 27.6686
2026 | 11 | 24 | 10 | 1106.05 | 56.05
2026 | 11 | 24 | 11 | 1130.9845 | 80.9845
2026 | 11 | 24 | 12 | 1146.5881 | 96.5881
2026 | 11 | 24 | 13 | 1153.0115 | 103.0115
2026 | 11 | 24 | 14 | 1154.6259 | 104.6259
2026 | 11 | 24 | 15 | 1146.5887 | 96.5887
2026 | 11 | 24 | 16 | 1123.892 | 73.892
2026 | 11 | 24 | 17 | 1151.9936 | 101.9936
2026 | 11 | 24 | 18 | 1195.6143 | 145.6143
2026 | 11 | 24 | 19 | 1183.885 | 133.885
2026 | 11 | 24 | 20 | 1160.0977 | 110.0977
2026 | 11 | 24 | 21 | 1131.1127 | 81.1127
2026 | 11 | 24 | 22 | 1091.6795 | 41.6795
2026 | 11 | 24 | 23 | 1033.948 | 0
2026 | 11 | 25 | 0 | 968.9994 | 0
2026 | 11 | 25 | 1 | 914.9873 | 0
2026 | 11 | 25 | 2 | 883.6175 | 0
2026 | 11 | 25 | 3 | 863.3871 | 0
2026 | 11 | 25 | 4 | 854.2735 | 0
2026 | 11 | 25 | 5 | 859.5363 | 0
2026 | 11 | 25 | 6 | 892.2637 | 0
2026 | 11 | 25 | 7 | 956.1718 | 0
2026 | 11 | 25 | 8 | 1020.0798 | 0
2026 | 11 | 25 | 9 | 1077.1511 | 27.1511
2026 | 11 | 25 | 10 | 1100.0114 | 50.0114
2026 | 11 | 25 | 11 | 1119.4353 | 69.4353
2026 | 11 | 25 | 12 | 1135.1108 | 85.1108
2026 | 11 | 25 | 13 | 1142.7591 | 92.7591
2026 | 11 | 25 | 14 | 1147.2371 | 97.2371
2026 | 11 | 25 | 15 | 1143.7911 | 93.7911
2026 | 11 | 25 | 16 | 1145.4217 | 95.4217
2026 | 11 | 25 | 17 | 1172.6797 | 122.6797
2026 | 11 | 25 | 18 | 1217.3611 | 167.3611
2026 | 11 | 25 | 19 | 1204.4911 | 154.4911
2026 | 11 | 25 | 20 | 1181.7674 | 131.7674
2026 | 11 | 25 | 21 | 1152.9847 | 102.9847
2026 | 11 | 25 | 22 | 1110.2652 | 60.2652
2026 | 11 | 25 | 23 | 1047.6366 | 0
2026 | 11 | 26 | 0 | 976.4866 | 0
2026 | 11 | 26 | 1 | 909.9485 | 0
2026 | 11 | 26 | 2 | 876.6642 | 0
2026 | 11 | 26 | 3 | 855.5509 | 0
2026 | 11 | 26 | 4 | 847.1272 | 0
2026 | 11 | 26 | 5 | 851.9213 | 0
2026 | 11 | 26 | 6 | 889.2746 | 0
2026 | 11 | 26 | 7 | 964.0466 | 0
2026 | 11 | 26 | 8 | 1038.8186 | 0
2026 | 11 | 26 | 9 | 1105.452 | 55.452
2026 | 11 | 26 | 10 | 1127.8244 | 77.8244
2026 | 11 | 26 | 11 | 1145.7355 | 95.7355
2026 | 11 | 26 | 12 | 1158.1091 | 108.1091
2026 | 11 | 26 | 13 | 1159.3459 | 109.3459
2026 | 11 | 26 | 14 | 1161.7061 | 111.7061
2026 | 11 | 26 | 15 | 1152.4793 | 102.4793
2026 | 11 | 26 | 16 | 1146.6917 | 96.6917
2026 | 11 | 26 | 17 | 1173.3285 | 123.3285
2026 | 11 | 26 | 18 | 1211.6656 | 161.6656
2026 | 11 | 26 | 19 | 1208.0152 | 158.0152
2026 | 11 | 26 | 20 | 1192.1465 | 142.1465
2026 | 11 | 26 | 21 | 1172.6017 | 122.6017
2026 | 11 | 26 | 22 | 1130.1246 | 80.1246
2026 | 11 | 26 | 23 | 1065.94 | 15.94
2026 | 11 | 27 | 0 | 995.0762 | 0
2026 | 11 | 27 | 1 | 924.2125 | 0
2026 | 11 | 27 | 2 | 890.5033 | 0
2026 | 11 | 27 | 3 | 869.5981 | 0
2026 | 11 | 27 | 4 | 859.1884 | 0
2026 | 11 | 27 | 5 | 862.2086 | 0
2026 | 11 | 27 | 6 | 894.7577 | 0
2026 | 11 | 27 | 7 | 971.3906 | 0
2026 | 11 | 27 | 8 | 1048.0235 | 0
2026 | 11 | 27 | 9 | 1085.0012 | 35.0012
2026 | 11 | 27 | 10 | 1109.9632 | 59.9632
2026 | 11 | 27 | 11 | 1127.6195 | 77.6195
2026 | 11 | 27 | 12 | 1138.364 | 88.364
2026 | 11 | 27 | 13 | 1139.4056 | 89.4056
2026 | 11 | 27 | 14 | 1136.1954 | 86.1954
2026 | 11 | 27 | 15 | 1125.3947 | 75.3947
2026 | 11 | 27 | 16 | 1117.5861 | 67.5861
2026 | 11 | 27 | 17 | 1141.5635 | 91.5635
2026 | 11 | 27 | 18 | 1171.1436 | 121.1436
2026 | 11 | 27 | 19 | 1158.0301 | 108.0301
2026 | 11 | 27 | 20 | 1133.8077 | 83.8077
2026 | 11 | 27 | 21 | 1108.9762 | 58.9762
2026 | 11 | 27 | 22 | 1074.0341 | 24.0341
2026 | 11 | 27 | 23 | 1027.1473 | 0
2026 | 11 | 28 | 0 | 965.3181 | 0
2026 | 11 | 28 | 1 | 898.0103 | 0
2026 | 11 | 28 | 2 | 857.9753 | 0
2026 | 11 | 28 | 3 | 830.1704 | 0
2026 | 11 | 28 | 4 | 812.5659 | 0
2026 | 11 | 28 | 5 | 802.881 | 0
2026 | 11 | 28 | 6 | 805.1138 | 0
2026 | 11 | 28 | 7 | 830.2247 | 0
2026 | 11 | 28 | 8 | 882.3778 | 0
2026 | 11 | 28 | 9 | 928.9144 | 0
2026 | 11 | 28 | 10 | 978.2436 | 0
2026 | 11 | 28 | 11 | 1009.4735 | 0
2026 | 11 | 28 | 12 | 1028.218 | 0
2026 | 11 | 28 | 13 | 1030.3283 | 0
2026 | 11 | 28 | 14 | 1024.35 | 0
2026 | 11 | 28 | 15 | 1011.1066 | 0
2026 | 11 | 28 | 16 | 1003.5022 | 0
2026 | 11 | 28 | 17 | 1036.7055 | 0
2026 | 11 | 28 | 18 | 1088.957 | 38.957
2026 | 11 | 28 | 19 | 1091.5066 | 41.5066
2026 | 11 | 28 | 20 | 1073.4688 | 23.4688
2026 | 11 | 28 | 21 | 1055.5523 | 5.5523
2026 | 11 | 28 | 22 | 1025.7154 | 0
2026 | 11 | 28 | 23 | 982.3619 | 0
2026 | 11 | 29 | 0 | 923.6662 | 0
2026 | 11 | 29 | 1 | 883.3007 | 0
2026 | 11 | 29 | 2 | 854.5588 | 0
2026 | 11 | 29 | 3 | 835.0578 | 0
2026 | 11 | 29 | 4 | 824.4678 | 0
2026 | 11 | 29 | 5 | 821.7959 | 0
2026 | 11 | 29 | 6 | 829.4862 | 0
2026 | 11 | 29 | 7 | 845.0065 | 0
2026 | 11 | 29 | 8 | 869.2312 | 0
2026 | 11 | 29 | 9 | 905.2704 | 0
2026 | 11 | 29 | 10 | 946.679 | 0
2026 | 11 | 29 | 11 | 978.1351 | 0
2026 | 11 | 29 | 12 | 999.8214 | 0
2026 | 11 | 29 | 13 | 1006.0665 | 0
2026 | 11 | 29 | 14 | 1001.256 | 0
2026 | 11 | 29 | 15 | 998.0185 | 0
2026 | 11 | 29 | 16 | 1004.3852 | 0
2026 | 11 | 29 | 17 | 1043.651 | 0
2026 | 11 | 29 | 18 | 1089.6633 | 39.6633
2026 | 11 | 29 | 19 | 1086.6282 | 36.6282
2026 | 11 | 29 | 20 | 1069.4379 | 19.4379
2026 | 11 | 29 | 21 | 1050.9378 | 0.93779
2026 | 11 | 29 | 22 | 1020.0543 | 0
2026 | 11 | 29 | 23 | 978.1475 | 0
2026 | 11 | 30 | 0 | 930.0458 | 0
2026 | 11 | 30 | 1 | 909.0583 | 0
2026 | 11 | 30 | 2 | 883.5057 | 0
2026 | 11 | 30 | 3 | 869.2989 | 0
2026 | 11 | 30 | 4 | 864.7288 | 0
2026 | 11 | 30 | 5 | 875.9897 | 0
2026 | 11 | 30 | 6 | 918.8553 | 0
2026 | 11 | 30 | 7 | 997.0811 | 0
2026 | 11 | 30 | 8 | 1075.3068 | 25.3068
2026 | 11 | 30 | 9 | 1105.7197 | 55.7197
2026 | 11 | 30 | 10 | 1129.2302 | 79.2302
2026 | 11 | 30 | 11 | 1146.1224 | 96.1224
2026 | 11 | 30 | 12 | 1156.2291 | 106.2291
2026 | 11 | 30 | 13 | 1157.7374 | 107.7374
2026 | 11 | 30 | 14 | 1157.3155 | 107.3155
2026 | 11 | 30 | 15 | 1149.7652 | 99.7652
2026 | 11 | 30 | 16 | 1151.6847 | 101.6847
2026 | 11 | 30 | 17 | 1179.5355 | 129.5355
2026 | 11 | 30 | 18 | 1207.5893 | 157.5893
2026 | 11 | 30 | 19 | 1193.6133 | 143.6133
2026 | 11 | 30 | 20 | 1171.9767 | 121.9767
2026 | 11 | 30 | 21 | 1146.2599 | 96.2599
2026 | 11 | 30 | 22 | 1101.2299 | 51.2299
2026 | 11 | 30 | 23 | 1041.1147 | 0
2026 | 12 | 1 | 0 | 990.0688 | 0
2026 | 12 | 1 | 1 | 939.023 | 0
2026 | 12 | 1 | 2 | 909.7905 | 0
2026 | 12 | 1 | 3 | 894.1156 | 0
2026 | 12 | 1 | 4 | 888.9358 | 0
2026 | 12 | 1 | 5 | 899.2631 | 0
2026 | 12 | 1 | 6 | 937.5922 | 0
2026 | 12 | 1 | 7 | 1022.3836 | 0
2026 | 12 | 1 | 8 | 1107.1749 | 57.1749
2026 | 12 | 1 | 9 | 1143.5039 | 93.5039
2026 | 12 | 1 | 10 | 1167.7013 | 117.7013
2026 | 12 | 1 | 11 | 1183.9618 | 133.9618
2026 | 12 | 1 | 12 | 1195.6021 | 145.6021
2026 | 12 | 1 | 13 | 1195.8068 | 145.8068
2026 | 12 | 1 | 14 | 1193.3992 | 143.3992
2026 | 12 | 1 | 15 | 1186.082 | 136.082
2026 | 12 | 1 | 16 | 1168.9948 | 118.9948
2026 | 12 | 1 | 17 | 1195.5291 | 145.5291
2026 | 12 | 1 | 18 | 1236.6462 | 186.6462
2026 | 12 | 1 | 19 | 1224.0439 | 174.0439
2026 | 12 | 1 | 20 | 1202.2288 | 152.2288
2026 | 12 | 1 | 21 | 1175.366 | 125.366
2026 | 12 | 1 | 22 | 1131.8875 | 81.8875
2026 | 12 | 1 | 23 | 1066.7406 | 16.7406
2026 | 12 | 2 | 0 | 995.4299 | 0
2026 | 12 | 2 | 1 | 973.2633 | 0
2026 | 12 | 2 | 2 | 943.1868 | 0
2026 | 12 | 2 | 3 | 925.9507 | 0
2026 | 12 | 2 | 4 | 918.2815 | 0
2026 | 12 | 2 | 5 | 927.0774 | 0
2026 | 12 | 2 | 6 | 960.9599 | 0
2026 | 12 | 2 | 7 | 1034.5784 | 0
2026 | 12 | 2 | 8 | 1108.197 | 58.197
2026 | 12 | 2 | 9 | 1134.0095 | 84.0095
2026 | 12 | 2 | 10 | 1153.4126 | 103.4126
2026 | 12 | 2 | 11 | 1167.3377 | 117.3377
2026 | 12 | 2 | 12 | 1177.9922 | 127.9922
2026 | 12 | 2 | 13 | 1179.1019 | 129.1019
2026 | 12 | 2 | 14 | 1174.3787 | 124.3787
2026 | 12 | 2 | 15 | 1167.8071 | 117.8071
2026 | 12 | 2 | 16 | 1169.7985 | 119.7985
2026 | 12 | 2 | 17 | 1198.4843 | 148.4843
2026 | 12 | 2 | 18 | 1244.3679 | 194.3679
2026 | 12 | 2 | 19 | 1235.5327 | 185.5327
2026 | 12 | 2 | 20 | 1215.0994 | 165.0994
2026 | 12 | 2 | 21 | 1184.7518 | 134.7518
2026 | 12 | 2 | 22 | 1144.7842 | 94.7842
2026 | 12 | 2 | 23 | 1083.504 | 33.504
2026 | 12 | 3 | 0 | 1018.1178 | 0
2026 | 12 | 3 | 1 | 953.3558 | 0
2026 | 12 | 3 | 2 | 922.6174 | 0
2026 | 12 | 3 | 3 | 904.1794 | 0
2026 | 12 | 3 | 4 | 896.1448 | 0
2026 | 12 | 3 | 5 | 903.7758 | 0
2026 | 12 | 3 | 6 | 943.7784 | 0
2026 | 12 | 3 | 7 | 1018.2158 | 0
2026 | 12 | 3 | 8 | 1092.0162 | 42.0162
2026 | 12 | 3 | 9 | 1122.4511 | 72.4511
2026 | 12 | 3 | 10 | 1140.7524 | 90.7524
2026 | 12 | 3 | 11 | 1154.494 | 104.494
2026 | 12 | 3 | 12 | 1162.4524 | 112.4524
2026 | 12 | 3 | 13 | 1163.3535 | 113.3535
2026 | 12 | 3 | 14 | 1159.4997 | 109.4997
2026 | 12 | 3 | 15 | 1152.9538 | 102.9538
2026 | 12 | 3 | 16 | 1152.8984 | 102.8984
2026 | 12 | 3 | 17 | 1180.5965 | 130.5965
2026 | 12 | 3 | 18 | 1207.5075 | 157.5075
2026 | 12 | 3 | 19 | 1194.7366 | 144.7366
2026 | 12 | 3 | 20 | 1172.8509 | 122.8509
2026 | 12 | 3 | 21 | 1149.5574 | 99.5574
2026 | 12 | 3 | 22 | 1108.648 | 58.648
2026 | 12 | 3 | 23 | 1049.665 | 0
2026 | 12 | 4 | 0 | 986.3821 | 0
2026 | 12 | 4 | 1 | 929.2704 | 0
2026 | 12 | 4 | 2 | 897.7272 | 0
2026 | 12 | 4 | 3 | 879.8245 | 0
2026 | 12 | 4 | 4 | 872.8882 | 0
2026 | 12 | 4 | 5 | 881.3738 | 0
2026 | 12 | 4 | 6 | 919.6691 | 0
2026 | 12 | 4 | 7 | 995.3377 | 0
2026 | 12 | 4 | 8 | 1071.1849 | 21.1849
2026 | 12 | 4 | 9 | 1106.0024 | 56.0024
2026 | 12 | 4 | 10 | 1127.257 | 77.257
2026 | 12 | 4 | 11 | 1141.8515 | 91.8515
2026 | 12 | 4 | 12 | 1149.2614 | 99.2614
2026 | 12 | 4 | 13 | 1147.2535 | 97.2535
2026 | 12 | 4 | 14 | 1142.9296 | 92.9296
2026 | 12 | 4 | 15 | 1135.5511 | 85.5511
2026 | 12 | 4 | 16 | 1131.9854 | 81.9854
2026 | 12 | 4 | 17 | 1155.018 | 105.018
2026 | 12 | 4 | 18 | 1179.9274 | 129.9274
2026 | 12 | 4 | 19 | 1163.5186 | 113.5186
2026 | 12 | 4 | 20 | 1137.8405 | 87.8405
2026 | 12 | 4 | 21 | 1112.2497 | 62.2497
2026 | 12 | 4 | 22 | 1076.5963 | 26.5963
2026 | 12 | 4 | 23 | 1026.3746 | 0
2026 | 12 | 5 | 0 | 965.3776 | 0
2026 | 12 | 5 | 1 | 909.552 | 0
2026 | 12 | 5 | 2 | 876.5096 | 0
2026 | 12 | 5 | 3 | 854.9145 | 0
2026 | 12 | 5 | 4 | 842.4528 | 0
2026 | 12 | 5 | 5 | 838.2243 | 0
2026 | 12 | 5 | 6 | 849.6978 | 0
2026 | 12 | 5 | 7 | 875.4393 | 0
2026 | 12 | 5 | 8 | 916.2934 | 0
2026 | 12 | 5 | 9 | 958.7122 | 0
2026 | 12 | 5 | 10 | 1004.2624 | 0
2026 | 12 | 5 | 11 | 1031.8119 | 0
2026 | 12 | 5 | 12 | 1049.4764 | 0
2026 | 12 | 5 | 13 | 1050.8323 | 0.83231
2026 | 12 | 5 | 14 | 1043.8974 | 0
2026 | 12 | 5 | 15 | 1034.0851 | 0
2026 | 12 | 5 | 16 | 1030.4044 | 0
2026 | 12 | 5 | 17 | 1060.2191 | 10.2191
2026 | 12 | 5 | 18 | 1095.5293 | 45.5293
2026 | 12 | 5 | 19 | 1084.5016 | 34.5016
2026 | 12 | 5 | 20 | 1060.1968 | 10.1968
2026 | 12 | 5 | 21 | 1038.8735 | 0
2026 | 12 | 5 | 22 | 1012.3057 | 0
2026 | 12 | 5 | 23 | 975.6011 | 0
2026 | 12 | 6 | 0 | 929.1451 | 0
2026 | 12 | 6 | 1 | 888.0515 | 0
2026 | 12 | 6 | 2 | 854.609 | 0
2026 | 12 | 6 | 3 | 833.0554 | 0
2026 | 12 | 6 | 4 | 820.6494 | 0
2026 | 12 | 6 | 5 | 816.2684 | 0
2026 | 12 | 6 | 6 | 821.2611 | 0
2026 | 12 | 6 | 7 | 836.5999 | 0
2026 | 12 | 6 | 8 | 859.5312 | 0
2026 | 12 | 6 | 9 | 891.9737 | 0
2026 | 12 | 6 | 10 | 938.1856 | 0
2026 | 12 | 6 | 11 | 970.7417 | 0
2026 | 12 | 6 | 12 | 994.7155 | 0
2026 | 12 | 6 | 13 | 1001.8302 | 0
2026 | 12 | 6 | 14 | 996.1516 | 0
2026 | 12 | 6 | 15 | 991.5351 | 0
2026 | 12 | 6 | 16 | 992.1443 | 0
2026 | 12 | 6 | 17 | 1029.881 | 0
2026 | 12 | 6 | 18 | 1063.6173 | 13.6173
2026 | 12 | 6 | 19 | 1097.3536 | 47.3536
2026 | 12 | 6 | 20 | 1090.1333 | 40.1333
2026 | 12 | 6 | 21 | 1075.846 | 25.846
2026 | 12 | 6 | 22 | 1044.9126 | 0
2026 | 12 | 6 | 23 | 998.2099 | 0
2026 | 12 | 7 | 0 | 969.6451 | 0
2026 | 12 | 7 | 1 | 941.0803 | 0
2026 | 12 | 7 | 2 | 915.1026 | 0
2026 | 12 | 7 | 3 | 900.5788 | 0
2026 | 12 | 7 | 4 | 894.9036 | 0
2026 | 12 | 7 | 5 | 904.7975 | 0
2026 | 12 | 7 | 6 | 943.5605 | 0
2026 | 12 | 7 | 7 | 1020.864 | 0
2026 | 12 | 7 | 8 | 1098.1675 | 48.1675
2026 | 12 | 7 | 9 | 1131.1727 | 81.1727
2026 | 12 | 7 | 10 | 1157.6524 | 107.6524
2026 | 12 | 7 | 11 | 1173.962 | 123.962
2026 | 12 | 7 | 12 | 1185.2391 | 135.2391
2026 | 12 | 7 | 13 | 1185.8684 | 135.8684
2026 | 12 | 7 | 14 | 1183.4887 | 133.4887
2026 | 12 | 7 | 15 | 1178.0168 | 128.0168
2026 | 12 | 7 | 16 | 1177.0362 | 127.0362
2026 | 12 | 7 | 17 | 1204.3553 | 154.3553
2026 | 12 | 7 | 18 | 1228.7783 | 178.7783
2026 | 12 | 7 | 19 | 1215.1581 | 165.1581
2026 | 12 | 7 | 20 | 1193.054 | 143.054
2026 | 12 | 7 | 21 | 1168.1171 | 118.1171
2026 | 12 | 7 | 22 | 1126.1341 | 76.1341
2026 | 12 | 7 | 23 | 1067.819 | 17.819
2026 | 12 | 8 | 0 | 1006.4307 | 0
2026 | 12 | 8 | 1 | 945.0425 | 0
2026 | 12 | 8 | 2 | 915.2097 | 0
2026 | 12 | 8 | 3 | 896.0255 | 0
2026 | 12 | 8 | 4 | 888.11 | 0
2026 | 12 | 8 | 5 | 895.6584 | 0
2026 | 12 | 8 | 6 | 931.0394 | 0
2026 | 12 | 8 | 7 | 1007.5973 | 0
2026 | 12 | 8 | 8 | 1084.1552 | 34.1552
2026 | 12 | 8 | 9 | 1116.2969 | 66.2969
2026 | 12 | 8 | 10 | 1139.3942 | 89.3942
2026 | 12 | 8 | 11 | 1158.7364 | 108.7364
2026 | 12 | 8 | 12 | 1169.5942 | 119.5942
2026 | 12 | 8 | 13 | 1172.5507 | 122.5507
2026 | 12 | 8 | 14 | 1169.6115 | 119.6115
2026 | 12 | 8 | 15 | 1161.5902 | 111.5902
2026 | 12 | 8 | 16 | 1142.181 | 92.181
2026 | 12 | 8 | 17 | 1170.8013 | 120.8013
2026 | 12 | 8 | 18 | 1210.4471 | 160.4471
2026 | 12 | 8 | 19 | 1196.7652 | 146.7652
2026 | 12 | 8 | 20 | 1174.4881 | 124.4881
2026 | 12 | 8 | 21 | 1146.3304 | 96.3304
2026 | 12 | 8 | 22 | 1104.2974 | 54.2974
2026 | 12 | 8 | 23 | 1044.2274 | 0
2026 | 12 | 9 | 0 | 980.5555 | 0
2026 | 12 | 9 | 1 | 922.5296 | 0
2026 | 12 | 9 | 2 | 891.4707 | 0
2026 | 12 | 9 | 3 | 872.884 | 0
2026 | 12 | 9 | 4 | 865.2255 | 0
2026 | 12 | 9 | 5 | 873.2296 | 0
2026 | 12 | 9 | 6 | 909.2123 | 0
2026 | 12 | 9 | 7 | 977.6864 | 0
2026 | 12 | 9 | 8 | 1046.1604 | 0
2026 | 12 | 9 | 9 | 1073.6639 | 23.6639
2026 | 12 | 9 | 10 | 1093.439 | 43.439
2026 | 12 | 9 | 11 | 1109.7634 | 59.7634
2026 | 12 | 9 | 12 | 1118.5758 | 68.5758
2026 | 12 | 9 | 13 | 1122.8521 | 72.8521
2026 | 12 | 9 | 14 | 1123.3891 | 73.3891
2026 | 12 | 9 | 15 | 1119.4215 | 69.4215
2026 | 12 | 9 | 16 | 1119.9572 | 69.9572
2026 | 12 | 9 | 17 | 1147.0711 | 97.0711
2026 | 12 | 9 | 18 | 1185.8124 | 135.8124
2026 | 12 | 9 | 19 | 1168.6013 | 118.6013
2026 | 12 | 9 | 20 | 1145.4233 | 95.4233
2026 | 12 | 9 | 21 | 1118.9131 | 68.9131
2026 | 12 | 9 | 22 | 1078.8768 | 28.8768
2026 | 12 | 9 | 23 | 1022.3201 | 0
2026 | 12 | 10 | 0 | 966.5576 | 0
2026 | 12 | 10 | 1 | 910.795 | 0
2026 | 12 | 10 | 2 | 878.9974 | 0
2026 | 12 | 10 | 3 | 859.6065 | 0
2026 | 12 | 10 | 4 | 850.3181 | 0
2026 | 12 | 10 | 5 | 857.5983 | 0
2026 | 12 | 10 | 6 | 892.8786 | 0
2026 | 12 | 10 | 7 | 965.3721 | 0
2026 | 12 | 10 | 8 | 1036.2158 | 0
2026 | 12 | 10 | 9 | 1067.9714 | 17.9714
2026 | 12 | 10 | 10 | 1094.5283 | 44.5283
2026 | 12 | 10 | 11 | 1114.1489 | 64.1489
2026 | 12 | 10 | 12 | 1128.1997 | 78.1997
2026 | 12 | 10 | 13 | 1132.8705 | 82.8705
2026 | 12 | 10 | 14 | 1133.9737 | 83.9737
2026 | 12 | 10 | 15 | 1127.2553 | 77.2553
2026 | 12 | 10 | 16 | 1126.9518 | 76.9518
2026 | 12 | 10 | 17 | 1153.1626 | 103.1626
2026 | 12 | 10 | 18 | 1176.4796 | 126.4796
2026 | 12 | 10 | 19 | 1159.9862 | 109.9862
2026 | 12 | 10 | 20 | 1136.1773 | 86.1773
2026 | 12 | 10 | 21 | 1112.1968 | 62.1968
2026 | 12 | 10 | 22 | 1072.8704 | 22.8704
2026 | 12 | 10 | 23 | 1017.055 | 0
2026 | 12 | 11 | 0 | 956.5695 | 0
2026 | 12 | 11 | 1 | 910.2704 | 0
2026 | 12 | 11 | 2 | 875.0599 | 0
2026 | 12 | 11 | 3 | 853.963 | 0
2026 | 12 | 11 | 4 | 844.2064 | 0
2026 | 12 | 11 | 5 | 849.0668 | 0
2026 | 12 | 11 | 6 | 884.5645 | 0
2026 | 12 | 11 | 7 | 963.6884 | 0
2026 | 12 | 11 | 8 | 1042.8124 | 0
2026 | 12 | 11 | 9 | 1078.7792 | 28.7792
2026 | 12 | 11 | 10 | 1109.3075 | 59.3075
2026 | 12 | 11 | 11 | 1128.149 | 78.149
2026 | 12 | 11 | 12 | 1139.9574 | 89.9574
2026 | 12 | 11 | 13 | 1137.689 | 87.689
2026 | 12 | 11 | 14 | 1133.7211 | 83.7211
2026 | 12 | 11 | 15 | 1121.1877 | 71.1877
2026 | 12 | 11 | 16 | 1113.4514 | 63.4514
2026 | 12 | 11 | 17 | 1137.5035 | 87.5035
2026 | 12 | 11 | 18 | 1165.8106 | 115.8106
2026 | 12 | 11 | 19 | 1151.1742 | 101.1742
2026 | 12 | 11 | 20 | 1128.842 | 78.842
2026 | 12 | 11 | 21 | 1106.113 | 56.113
2026 | 12 | 11 | 22 | 1069.3161 | 19.3161
2026 | 12 | 11 | 23 | 1017.8651 | 0
2026 | 12 | 12 | 0 | 959.228 | 0
2026 | 12 | 12 | 1 | 900.5909 | 0
2026 | 12 | 12 | 2 | 848.359 | 0
2026 | 12 | 12 | 3 | 825.6147 | 0
2026 | 12 | 12 | 4 | 812.3538 | 0
2026 | 12 | 12 | 5 | 803.4583 | 0
2026 | 12 | 12 | 6 | 804.0449 | 0
2026 | 12 | 12 | 7 | 823.279 | 0
2026 | 12 | 12 | 8 | 872.018 | 0
2026 | 12 | 12 | 9 | 911.0514 | 0
2026 | 12 | 12 | 10 | 952.2181 | 0
2026 | 12 | 12 | 11 | 977.4496 | 0
2026 | 12 | 12 | 12 | 993.9294 | 0
2026 | 12 | 12 | 13 | 993.4413 | 0
2026 | 12 | 12 | 14 | 987.0045 | 0
2026 | 12 | 12 | 15 | 976.9292 | 0
2026 | 12 | 12 | 16 | 974.4592 | 0
2026 | 12 | 12 | 17 | 1005.7387 | 0
2026 | 12 | 12 | 18 | 1040.0817 | 0
2026 | 12 | 12 | 19 | 1029.771 | 0
2026 | 12 | 12 | 20 | 1005.3165 | 0
2026 | 12 | 12 | 21 | 989.3294 | 0
2026 | 12 | 12 | 22 | 968.3347 | 0
2026 | 12 | 12 | 23 | 939.4853 | 0
2026 | 12 | 13 | 0 | 897.1206 | 0
2026 | 12 | 13 | 1 | 854.2088 | 0
2026 | 12 | 13 | 2 | 821.1129 | 0
2026 | 12 | 13 | 3 | 799.0891 | 0
2026 | 12 | 13 | 4 | 786.254 | 0
2026 | 12 | 13 | 5 | 778.4589 | 0
2026 | 12 | 13 | 6 | 777.7998 | 0
2026 | 12 | 13 | 7 | 790.2918 | 0
2026 | 12 | 13 | 8 | 829.4961 | 0
2026 | 12 | 13 | 9 | 868.7004 | 0
2026 | 12 | 13 | 10 | 914.156 | 0
2026 | 12 | 13 | 11 | 948.5777 | 0
2026 | 12 | 13 | 12 | 973.6943 | 0
2026 | 12 | 13 | 13 | 980.8848 | 0
2026 | 12 | 13 | 14 | 978.6155 | 0
2026 | 12 | 13 | 15 | 973.903 | 0
2026 | 12 | 13 | 16 | 979.0554 | 0
2026 | 12 | 13 | 17 | 1018.9893 | 0
2026 | 12 | 13 | 18 | 1066.7787 | 16.7787
2026 | 12 | 13 | 19 | 1067.2254 | 17.2254
2026 | 12 | 13 | 20 | 1051.339 | 1.339
2026 | 12 | 13 | 21 | 1038.0048 | 0
2026 | 12 | 13 | 22 | 1013.3772 | 0
2026 | 12 | 13 | 23 | 973.9913 | 0
2026 | 12 | 14 | 0 | 925.8144 | 0
2026 | 12 | 14 | 1 | 909.1907 | 0
2026 | 12 | 14 | 2 | 882.8477 | 0
2026 | 12 | 14 | 3 | 867.6151 | 0
2026 | 12 | 14 | 4 | 862.683 | 0
2026 | 12 | 14 | 5 | 869.3724 | 0
2026 | 12 | 14 | 6 | 903.5242 | 0
2026 | 12 | 14 | 7 | 980.7954 | 0
2026 | 12 | 14 | 8 | 1058.0666 | 8.0666
2026 | 12 | 14 | 9 | 1090.1794 | 40.1794
2026 | 12 | 14 | 10 | 1116.5714 | 66.5714
2026 | 12 | 14 | 11 | 1133.6146 | 83.6146
2026 | 12 | 14 | 12 | 1147.1988 | 97.1988
2026 | 12 | 14 | 13 | 1148.0993 | 98.0993
2026 | 12 | 14 | 14 | 1147.3731 | 97.3731
2026 | 12 | 14 | 15 | 1144.1272 | 94.1272
2026 | 12 | 14 | 16 | 1140.8813 | 90.8813
2026 | 12 | 14 | 17 | 1168.3687 | 118.3687
2026 | 12 | 14 | 18 | 1201.5364 | 151.5364
2026 | 12 | 14 | 19 | 1194.028 | 144.028
2026 | 12 | 14 | 20 | 1173.1261 | 123.1261
2026 | 12 | 14 | 21 | 1149.5115 | 99.5115
2026 | 12 | 14 | 22 | 1109.3868 | 59.3868
2026 | 12 | 14 | 23 | 1053.7338 | 3.7338
2026 | 12 | 15 | 0 | 991.2363 | 0
2026 | 12 | 15 | 1 | 933.2191 | 0
2026 | 12 | 15 | 2 | 902.8436 | 0
2026 | 12 | 15 | 3 | 883.2346 | 0
2026 | 12 | 15 | 4 | 874.3456 | 0
2026 | 12 | 15 | 5 | 880.2479 | 0
2026 | 12 | 15 | 6 | 911.3852 | 0
2026 | 12 | 15 | 7 | 983.5386 | 0
2026 | 12 | 15 | 8 | 1065.8565 | 15.8565
2026 | 12 | 15 | 9 | 1098.9739 | 48.9739
2026 | 12 | 15 | 10 | 1123.2673 | 73.2673
2026 | 12 | 15 | 11 | 1144.3091 | 94.3091
2026 | 12 | 15 | 12 | 1156.1645 | 106.1645
2026 | 12 | 15 | 13 | 1158.4151 | 108.4151
2026 | 12 | 15 | 14 | 1155.9863 | 105.9863
2026 | 12 | 15 | 15 | 1147.8317 | 97.8317
2026 | 12 | 15 | 16 | 1129.8833 | 79.8833
2026 | 12 | 15 | 17 | 1156.465 | 106.465
2026 | 12 | 15 | 18 | 1196.5511 | 146.5511
2026 | 12 | 15 | 19 | 1183.2486 | 133.2486
2026 | 12 | 15 | 20 | 1159.4256 | 109.4256
2026 | 12 | 15 | 21 | 1134.033 | 84.033
2026 | 12 | 15 | 22 | 1093.9277 | 43.9277
2026 | 12 | 15 | 23 | 1038.7797 | 0
2026 | 12 | 16 | 0 | 985.642 | 0
2026 | 12 | 16 | 1 | 932.5043 | 0
2026 | 12 | 16 | 2 | 903.1019 | 0
2026 | 12 | 16 | 3 | 884.1782 | 0
2026 | 12 | 16 | 4 | 875.5985 | 0
2026 | 12 | 16 | 5 | 880.6462 | 0
2026 | 12 | 16 | 6 | 910.7662 | 0
2026 | 12 | 16 | 7 | 978.5544 | 0
2026 | 12 | 16 | 8 | 1046.3425 | 0
2026 | 12 | 16 | 9 | 1072.4342 | 22.4342
2026 | 12 | 16 | 10 | 1097.6824 | 47.6824
2026 | 12 | 16 | 11 | 1115.7534 | 65.7534
2026 | 12 | 16 | 12 | 1128.4163 | 78.4163
2026 | 12 | 16 | 13 | 1131.9664 | 81.9664
2026 | 12 | 16 | 14 | 1132.5869 | 82.5869
2026 | 12 | 16 | 15 | 1128.6731 | 78.6731
2026 | 12 | 16 | 16 | 1130.9395 | 80.9395
2026 | 12 | 16 | 17 | 1157.1456 | 107.1456
2026 | 12 | 16 | 18 | 1198.846 | 148.846
2026 | 12 | 16 | 19 | 1184.0161 | 134.0161
2026 | 12 | 16 | 20 | 1159.2072 | 109.2072
2026 | 12 | 16 | 21 | 1132.5389 | 82.5389
2026 | 12 | 16 | 22 | 1095.012 | 45.012
2026 | 12 | 16 | 23 | 1041.1569 | 0
2026 | 12 | 17 | 0 | 979.8103 | 0
2026 | 12 | 17 | 1 | 939.2461 | 0
2026 | 12 | 17 | 2 | 908.2408 | 0
2026 | 12 | 17 | 3 | 891.178 | 0
2026 | 12 | 17 | 4 | 884.0972 | 0
2026 | 12 | 17 | 5 | 890.7966 | 0
2026 | 12 | 17 | 6 | 929.2426 | 0
2026 | 12 | 17 | 7 | 1002.6623 | 0
2026 | 12 | 17 | 8 | 1076.0821 | 26.0821
2026 | 12 | 17 | 9 | 1143.3525 | 93.3525
2026 | 12 | 17 | 10 | 1163.2926 | 113.2926
2026 | 12 | 17 | 11 | 1178.2272 | 128.2272
2026 | 12 | 17 | 12 | 1188.1792 | 138.1792
2026 | 12 | 17 | 13 | 1183.46 | 133.46
2026 | 12 | 17 | 14 | 1182.1267 | 132.1267
2026 | 12 | 17 | 15 | 1176.4901 | 126.4901
2026 | 12 | 17 | 16 | 1170.8535 | 120.8535
2026 | 12 | 17 | 17 | 1198.7494 | 148.7494
2026 | 12 | 17 | 18 | 1239.1291 | 189.1291
2026 | 12 | 17 | 19 | 1237.826 | 187.826
2026 | 12 | 17 | 20 | 1220.8851 | 170.8851
2026 | 12 | 17 | 21 | 1201.3386 | 151.3386
2026 | 12 | 17 | 22 | 1161.8238 | 111.8238
2026 | 12 | 17 | 23 | 1100.0812 | 50.0812
2026 | 12 | 18 | 0 | 1033.7425 | 0
2026 | 12 | 18 | 1 | 967.4039 | 0
2026 | 12 | 18 | 2 | 934.3833 | 0
2026 | 12 | 18 | 3 | 913.7348 | 0
2026 | 12 | 18 | 4 | 904.6465 | 0
2026 | 12 | 18 | 5 | 907.0288 | 0
2026 | 12 | 18 | 6 | 938.2543 | 0
2026 | 12 | 18 | 7 | 1004.795 | 0
2026 | 12 | 18 | 8 | 1083.4239 | 33.4239
2026 | 12 | 18 | 9 | 1114.7921 | 64.7921
2026 | 12 | 18 | 10 | 1138.1193 | 88.1193
2026 | 12 | 18 | 11 | 1149.341 | 99.341
2026 | 12 | 18 | 12 | 1160.5627 | 110.5627
2026 | 12 | 18 | 13 | 1155.9588 | 105.9588
2026 | 12 | 18 | 14 | 1148.8798 | 98.8798
2026 | 12 | 18 | 15 | 1138.9366 | 88.9366
2026 | 12 | 18 | 16 | 1144.2988 | 94.2988
2026 | 12 | 18 | 17 | 1149.661 | 99.661
2026 | 12 | 18 | 18 | 1179.7526 | 129.7526
2026 | 12 | 18 | 19 | 1170.0379 | 120.0379
2026 | 12 | 18 | 20 | 1145.5274 | 95.5274
2026 | 12 | 18 | 21 | 1122.7761 | 72.7761
2026 | 12 | 18 | 22 | 1089.6469 | 39.6469
2026 | 12 | 18 | 23 | 1043.3987 | 0
2026 | 12 | 19 | 0 | 988.1656 | 0
2026 | 12 | 19 | 1 | 941.7721 | 0
2026 | 12 | 19 | 2 | 897.7494 | 0
2026 | 12 | 19 | 3 | 875.128 | 0
2026 | 12 | 19 | 4 | 861.1448 | 0
2026 | 12 | 19 | 5 | 859.9535 | 0
2026 | 12 | 19 | 6 | 875.5719 | 0
2026 | 12 | 19 | 7 | 900.3774 | 0
2026 | 12 | 19 | 8 | 929.2691 | 0
2026 | 12 | 19 | 9 | 972.8767 | 0
2026 | 12 | 19 | 10 | 1022.949 | 0
2026 | 12 | 19 | 11 | 1045.2661 | 0
2026 | 12 | 19 | 12 | 1056.7226 | 6.7226
2026 | 12 | 19 | 13 | 1068.1792 | 18.1792
2026 | 12 | 19 | 14 | 1059.4228 | 9.4228
2026 | 12 | 19 | 15 | 1050.455 | 0.45505
2026 | 12 | 19 | 16 | 1041.4873 | 0
2026 | 12 | 19 | 17 | 1069.4794 | 19.4794
2026 | 12 | 19 | 18 | 1120.6159 | 70.6159
2026 | 12 | 19 | 19 | 1120.006 | 70.006
2026 | 12 | 19 | 20 | 1096.6678 | 46.6678
2026 | 12 | 19 | 21 | 1078.9205 | 28.9205
2026 | 12 | 19 | 22 | 1050.8821 | 0.88213
2026 | 12 | 19 | 23 | 1013.6554 | 0
2026 | 12 | 20 | 0 | 971.8303 | 0
2026 | 12 | 20 | 1 | 930.0052 | 0
2026 | 12 | 20 | 2 | 896.4285 | 0
2026 | 12 | 20 | 3 | 874.0448 | 0
2026 | 12 | 20 | 4 | 861.2936 | 0
2026 | 12 | 20 | 5 | 855.9405 | 0
2026 | 12 | 20 | 6 | 861.0135 | 0
2026 | 12 | 20 | 7 | 872.9794 | 0
2026 | 12 | 20 | 8 | 893.0821 | 0
2026 | 12 | 20 | 9 | 927.2634 | 0
2026 | 12 | 20 | 10 | 974.309 | 0
2026 | 12 | 20 | 11 | 1001.1909 | 0
2026 | 12 | 20 | 12 | 1028.0728 | 0
2026 | 12 | 20 | 13 | 1046.7799 | 0
2026 | 12 | 20 | 14 | 1045.9174 | 0
2026 | 12 | 20 | 15 | 1046.4113 | 0
2026 | 12 | 20 | 16 | 1046.9052 | 0
2026 | 12 | 20 | 17 | 1077.6888 | 27.6888
2026 | 12 | 20 | 18 | 1125.7032 | 75.7032
2026 | 12 | 20 | 19 | 1127.5562 | 77.5562
2026 | 12 | 20 | 20 | 1108.0644 | 58.0644
2026 | 12 | 20 | 21 | 1089.0239 | 39.0239
2026 | 12 | 20 | 22 | 1059.8837 | 9.8837
2026 | 12 | 20 | 23 | 1019.4364 | 0
2026 | 12 | 21 | 0 | 971.2544 | 0
2026 | 12 | 21 | 1 | 886.0949 | 0
2026 | 12 | 21 | 2 | 833.8704 | 0
2026 | 12 | 21 | 3 | 781.646 | 0
2026 | 12 | 21 | 4 | 772.4573 | 0
2026 | 12 | 21 | 5 | 771.9432 | 0
2026 | 12 | 21 | 6 | 791.3814 | 0
2026 | 12 | 21 | 7 | 810.8196 | 0
2026 | 12 | 21 | 8 | 851.5594 | 0
2026 | 12 | 21 | 9 | 907.1307 | 0
2026 | 12 | 21 | 10 | 960.3872 | 0
2026 | 12 | 21 | 11 | 986.5989 | 0
2026 | 12 | 21 | 12 | 1001.667 | 0
2026 | 12 | 21 | 13 | 1016.735 | 0
2026 | 12 | 21 | 14 | 1003.9554 | 0
2026 | 12 | 21 | 15 | 985.1284 | 0
2026 | 12 | 21 | 16 | 973.252 | 0
2026 | 12 | 21 | 17 | 992.8201 | 0
2026 | 12 | 21 | 18 | 1040.5381 | 0
2026 | 12 | 21 | 19 | 1038.1014 | 0
2026 | 12 | 21 | 20 | 1022.4118 | 0
2026 | 12 | 21 | 21 | 1007.738 | 0
2026 | 12 | 21 | 22 | 983.6384 | 0
2026 | 12 | 21 | 23 | 950.2319 | 0
2026 | 12 | 22 | 0 | 949.3302 | 0
2026 | 12 | 22 | 1 | 953.1947 | 0
2026 | 12 | 22 | 2 | 917.8079 | 0
2026 | 12 | 22 | 3 | 892.7126 | 0
2026 | 12 | 22 | 4 | 876.7231 | 0
2026 | 12 | 22 | 5 | 871.1591 | 0
2026 | 12 | 22 | 6 | 872.8324 | 0
2026 | 12 | 22 | 7 | 890.6121 | 0
2026 | 12 | 22 | 8 | 926.717 | 0
2026 | 12 | 22 | 9 | 973.095 | 0
2026 | 12 | 22 | 10 | 1023.4859 | 0
2026 | 12 | 22 | 11 | 1057.7592 | 7.7592
2026 | 12 | 22 | 12 | 1075.4744 | 25.4744
2026 | 12 | 22 | 13 | 1078.0272 | 28.0272
2026 | 12 | 22 | 14 | 1067.7286 | 17.7286
2026 | 12 | 22 | 15 | 1051.5182 | 1.5182
2026 | 12 | 22 | 16 | 1028.1095 | 0
2026 | 12 | 22 | 17 | 1051.72 | 1.72
2026 | 12 | 22 | 18 | 1111.5261 | 61.5261
2026 | 12 | 22 | 19 | 1110.8251 | 60.8251
2026 | 12 | 22 | 20 | 1083.4671 | 33.4671
2026 | 12 | 22 | 21 | 1058.2042 | 8.2042
2026 | 12 | 22 | 22 | 1031.1958 | 0
2026 | 12 | 22 | 23 | 995.9342 | 0
2026 | 12 | 23 | 0 | 952.5612 | 0
2026 | 12 | 23 | 1 | 887.3681 | 0
2026 | 12 | 23 | 2 | 822.1749 | 0
2026 | 12 | 23 | 3 | 801.4443 | 0
2026 | 12 | 23 | 4 | 790.4946 | 0
2026 | 12 | 23 | 5 | 788.9322 | 0
2026 | 12 | 23 | 6 | 801.4175 | 0
2026 | 12 | 23 | 7 | 830.2239 | 0
2026 | 12 | 23 | 8 | 867.9867 | 0
2026 | 12 | 23 | 9 | 908.3733 | 0
2026 | 12 | 23 | 10 | 952.9895 | 0
2026 | 12 | 23 | 11 | 983.4988 | 0
2026 | 12 | 23 | 12 | 1004.9813 | 0
2026 | 12 | 23 | 13 | 1011.4754 | 0
2026 | 12 | 23 | 14 | 1006.5341 | 0
2026 | 12 | 23 | 15 | 997.9798 | 0
2026 | 12 | 23 | 16 | 992.0077 | 0
2026 | 12 | 23 | 17 | 1014.179 | 0
2026 | 12 | 23 | 18 | 1059.3681 | 9.3681
2026 | 12 | 23 | 19 | 1050.8185 | 0.81847
2026 | 12 | 23 | 20 | 1024.989 | 0
2026 | 12 | 23 | 21 | 1002.3299 | 0
2026 | 12 | 23 | 22 | 974.4067 | 0
2026 | 12 | 23 | 23 | 940.4361 | 0
2026 | 12 | 24 | 0 | 907.4286 | 0
2026 | 12 | 24 | 1 | 892.2905 | 0
2026 | 12 | 24 | 2 | 859.0105 | 0
2026 | 12 | 24 | 3 | 838.6158 | 0
2026 | 12 | 24 | 4 | 827.9841 | 0
2026 | 12 | 24 | 5 | 831.1284 | 0
2026 | 12 | 24 | 6 | 852.0399 | 0
2026 | 12 | 24 | 7 | 888.045 | 0
2026 | 12 | 24 | 8 | 924.2941 | 0
2026 | 12 | 24 | 9 | 949.7038 | 0
2026 | 12 | 24 | 10 | 979.7483 | 0
2026 | 12 | 24 | 11 | 1003.3549 | 0
2026 | 12 | 24 | 12 | 1015.8462 | 0
2026 | 12 | 24 | 13 | 1018.4555 | 0
2026 | 12 | 24 | 14 | 1010.5834 | 0
2026 | 12 | 24 | 15 | 1003.3206 | 0
2026 | 12 | 24 | 16 | 1002.8103 | 0
2026 | 12 | 24 | 17 | 1027.2405 | 0
2026 | 12 | 24 | 18 | 1064.5986 | 14.5986
2026 | 12 | 24 | 19 | 1038.6201 | 0
2026 | 12 | 24 | 20 | 1001.6252 | 0
2026 | 12 | 24 | 21 | 973.2928 | 0
2026 | 12 | 24 | 22 | 949.6172 | 0
2026 | 12 | 24 | 23 | 922.7243 | 0
2026 | 12 | 25 | 0 | 889.2973 | 0
2026 | 12 | 25 | 1 | 844.2067 | 0
2026 | 12 | 25 | 2 | 815.6873 | 0
2026 | 12 | 25 | 3 | 793.9063 | 0
2026 | 12 | 25 | 4 | 780.5951 | 0
2026 | 12 | 25 | 5 | 774.9459 | 0
2026 | 12 | 25 | 6 | 779.4364 | 0
2026 | 12 | 25 | 7 | 783.927 | 0
2026 | 12 | 25 | 8 | 803.3014 | 0
2026 | 12 | 25 | 9 | 823.56 | 0
2026 | 12 | 25 | 10 | 857.0929 | 0
2026 | 12 | 25 | 11 | 886.4186 | 0
2026 | 12 | 25 | 12 | 905.9856 | 0
2026 | 12 | 25 | 13 | 917.5958 | 0
2026 | 12 | 25 | 14 | 914.2761 | 0
2026 | 12 | 25 | 15 | 909.2557 | 0
2026 | 12 | 25 | 16 | 911.761 | 0
2026 | 12 | 25 | 17 | 936.8863 | 0
2026 | 12 | 25 | 18 | 970.3115 | 0
2026 | 12 | 25 | 19 | 952.8989 | 0
2026 | 12 | 25 | 20 | 934.55 | 0
2026 | 12 | 25 | 21 | 922.4873 | 0
2026 | 12 | 25 | 22 | 907.8397 | 0
2026 | 12 | 25 | 23 | 884.4274 | 0
2026 | 12 | 26 | 0 | 849.6417 | 0
2026 | 12 | 26 | 1 | 814.856 | 0
2026 | 12 | 26 | 2 | 785.8989 | 0
2026 | 12 | 26 | 3 | 766.592 | 0
2026 | 12 | 26 | 4 | 757.2136 | 0
2026 | 12 | 26 | 5 | 753.4366 | 0
2026 | 12 | 26 | 6 | 770.8351 | 0
2026 | 12 | 26 | 7 | 788.2337 | 0
2026 | 12 | 26 | 8 | 821.6679 | 0
2026 | 12 | 26 | 9 | 844.281 | 0
2026 | 12 | 26 | 10 | 874.7826 | 0
2026 | 12 | 26 | 11 | 906.5466 | 0
2026 | 12 | 26 | 12 | 927.1281 | 0
2026 | 12 | 26 | 13 | 937.5636 | 0
2026 | 12 | 26 | 14 | 936.378 | 0
2026 | 12 | 26 | 15 | 933.0598 | 0
2026 | 12 | 26 | 16 | 934.3279 | 0
2026 | 12 | 26 | 17 | 964.4933 | 0
2026 | 12 | 26 | 18 | 997.7967 | 0
2026 | 12 | 26 | 19 | 991.3893 | 0
2026 | 12 | 26 | 20 | 978.5048 | 0
2026 | 12 | 26 | 21 | 968.3357 | 0
2026 | 12 | 26 | 22 | 945.5164 | 0
2026 | 12 | 26 | 23 | 912.0328 | 0
2026 | 12 | 27 | 0 | 867.5827 | 0
2026 | 12 | 27 | 1 | 829.6795 | 0
2026 | 12 | 27 | 2 | 789.9536 | 0
2026 | 12 | 27 | 3 | 772.0528 | 0
2026 | 12 | 27 | 4 | 764.0018 | 0
2026 | 12 | 27 | 5 | 763.6506 | 0
2026 | 12 | 27 | 6 | 782.0396 | 0
2026 | 12 | 27 | 7 | 800.4286 | 0
2026 | 12 | 27 | 8 | 844.6041 | 0
2026 | 12 | 27 | 9 | 898.5279 | 0
2026 | 12 | 27 | 10 | 953.541 | 0
2026 | 12 | 27 | 11 | 986.7214 | 0
2026 | 12 | 27 | 12 | 1009.4723 | 0
2026 | 12 | 27 | 13 | 1013.4365 | 0
2026 | 12 | 27 | 14 | 998.9505 | 0
2026 | 12 | 27 | 15 | 977.5355 | 0
2026 | 12 | 27 | 16 | 946.8289 | 0
2026 | 12 | 27 | 17 | 966.5258 | 0
2026 | 12 | 27 | 18 | 1028.8105 | 0
2026 | 12 | 27 | 19 | 1028.069 | 0
2026 | 12 | 27 | 20 | 1014.5957 | 0
2026 | 12 | 27 | 21 | 1000.5539 | 0
2026 | 12 | 27 | 22 | 978.296 | 0
2026 | 12 | 27 | 23 | 946.2438 | 0
2026 | 12 | 28 | 0 | 946.5142 | 0
2026 | 12 | 28 | 1 | 952.0394 | 0
2026 | 12 | 28 | 2 | 917.0311 | 0
2026 | 12 | 28 | 3 | 892.8411 | 0
2026 | 12 | 28 | 4 | 877.1747 | 0
2026 | 12 | 28 | 5 | 871.8151 | 0
2026 | 12 | 28 | 6 | 873.3592 | 0
2026 | 12 | 28 | 7 | 882.1679 | 0
2026 | 12 | 28 | 8 | 908.1293 | 0
2026 | 12 | 28 | 9 | 945.0774 | 0
2026 | 12 | 28 | 10 | 994.3632 | 0
2026 | 12 | 28 | 11 | 1025.3763 | 0
2026 | 12 | 28 | 12 | 1043.4542 | 0
2026 | 12 | 28 | 13 | 1045.0712 | 0
2026 | 12 | 28 | 14 | 1037.178 | 0
2026 | 12 | 28 | 15 | 1024.1654 | 0
2026 | 12 | 28 | 16 | 1020.648 | 0
2026 | 12 | 28 | 17 | 1046.2187 | 0
2026 | 12 | 28 | 18 | 1107.6414 | 57.6414
2026 | 12 | 28 | 19 | 1106.0943 | 56.0943
2026 | 12 | 28 | 20 | 1079.1379 | 29.1379
2026 | 12 | 28 | 21 | 1055.2708 | 5.2708
2026 | 12 | 28 | 22 | 1029.5744 | 0
2026 | 12 | 28 | 23 | 996.1643 | 0
2026 | 12 | 29 | 0 | 954.116 | 0
2026 | 12 | 29 | 1 | 899.205 | 0
2026 | 12 | 29 | 2 | 844.2939 | 0
2026 | 12 | 29 | 3 | 820.8587 | 0
2026 | 12 | 29 | 4 | 806.0458 | 0
2026 | 12 | 29 | 5 | 794.6459 | 0
2026 | 12 | 29 | 6 | 793.2449 | 0
2026 | 12 | 29 | 7 | 791.844 | 0
2026 | 12 | 29 | 8 | 820.1363 | 0
2026 | 12 | 29 | 9 | 859.3565 | 0
2026 | 12 | 29 | 10 | 901.6908 | 0
2026 | 12 | 29 | 11 | 932.7325 | 0
2026 | 12 | 29 | 12 | 957.3429 | 0
2026 | 12 | 29 | 13 | 965.0274 | 0
2026 | 12 | 29 | 14 | 962.7671 | 0
2026 | 12 | 29 | 15 | 959.1938 | 0
2026 | 12 | 29 | 16 | 963.5591 | 0
2026 | 12 | 29 | 17 | 995.1504 | 0
2026 | 12 | 29 | 18 | 1037.7882 | 0
2026 | 12 | 29 | 19 | 1031.3551 | 0
2026 | 12 | 29 | 20 | 1007.7669 | 0
2026 | 12 | 29 | 21 | 990.2261 | 0
2026 | 12 | 29 | 22 | 965.7461 | 0
2026 | 12 | 29 | 23 | 932.0466 | 0
2026 | 12 | 30 | 0 | 891.4775 | 0
2026 | 12 | 30 | 1 | 838.1012 | 0
2026 | 12 | 30 | 2 | 784.7248 | 0
2026 | 12 | 30 | 3 | 767.4379 | 0
2026 | 12 | 30 | 4 | 759.2402 | 0
2026 | 12 | 30 | 5 | 763.4523 | 0
2026 | 12 | 30 | 6 | 791.905 | 0
2026 | 12 | 30 | 7 | 840.8999 | 0
2026 | 12 | 30 | 8 | 886.3345 | 0
2026 | 12 | 30 | 9 | 923.5106 | 0
2026 | 12 | 30 | 10 | 960.736 | 0
2026 | 12 | 30 | 11 | 987.0531 | 0
2026 | 12 | 30 | 12 | 1006.6702 | 0
2026 | 12 | 30 | 13 | 1017.7083 | 0
2026 | 12 | 30 | 14 | 1020.8959 | 0
2026 | 12 | 30 | 15 | 1019.0463 | 0
2026 | 12 | 30 | 16 | 1017.5259 | 0
2026 | 12 | 30 | 17 | 1033.6286 | 0
2026 | 12 | 30 | 18 | 1059.964 | 9.964
2026 | 12 | 30 | 19 | 1043.3066 | 0
2026 | 12 | 30 | 20 | 1012.9533 | 0
2026 | 12 | 30 | 21 | 988.4333 | 0
2026 | 12 | 30 | 22 | 954.5489 | 0
2026 | 12 | 30 | 23 | 915.1552 | 0
2026 | 12 | 31 | 0 | 859.952 | 0
2026 | 12 | 31 | 1 | 822.531 | 0
2026 | 12 | 31 | 2 | 774.8709 | 0
2026 | 12 | 31 | 3 | 754.0308 | 0
2026 | 12 | 31 | 4 | 746.0106 | 0
2026 | 12 | 31 | 5 | 751.0971 | 0
2026 | 12 | 31 | 6 | 782.8319 | 0
2026 | 12 | 31 | 7 | 835.7791 | 0
2026 | 12 | 31 | 8 | 880.729 | 0
2026 | 12 | 31 | 9 | 915.3942 | 0
2026 | 12 | 31 | 10 | 954.6165 | 0
2026 | 12 | 31 | 11 | 985.6107 | 0
2026 | 12 | 31 | 12 | 1007.9671 | 0
2026 | 12 | 31 | 13 | 1016.1335 | 0
2026 | 12 | 31 | 14 | 1012.8788 | 0
2026 | 12 | 31 | 15 | 1009.9581 | 0
2026 | 12 | 31 | 16 | 1011.4768 | 0
2026 | 12 | 31 | 17 | 1029.3716 | 0
2026 | 12 | 31 | 18 | 1062.6362 | 12.6362
2026 | 12 | 31 | 19 | 1045.2674 | 0
2026 | 12 | 31 | 20 | 1010.4914 | 0
2026 | 12 | 31 | 21 | 977.1656 | 0
2026 | 12 | 31 | 22 | 943.8681 | 0
2026 | 12 | 31 | 23 | 912.5705 | 0
2027 | 1 | 1 | 0 | 893.9064 | 0
2027 | 1 | 1 | 1 | 834.1507 | 0
2027 | 1 | 1 | 2 | 816.613 | 0
2027 | 1 | 1 | 3 | 800.1116 | 0
2027 | 1 | 1 | 4 | 788.8198 | 0
2027 | 1 | 1 | 5 | 785.1962 | 0
2027 | 1 | 1 | 6 | 795.7983 | 0
2027 | 1 | 1 | 7 | 814.4366 | 0
2027 | 1 | 1 | 8 | 824.8758 | 0
2027 | 1 | 1 | 9 | 830.1853 | 0
2027 | 1 | 1 | 10 | 852.8209 | 0
2027 | 1 | 1 | 11 | 877.3939 | 0
2027 | 1 | 1 | 12 | 906.2337 | 0
2027 | 1 | 1 | 13 | 924.3927 | 0
2027 | 1 | 1 | 14 | 929.6115 | 0
2027 | 1 | 1 | 15 | 932.1556 | 0
2027 | 1 | 1 | 16 | 937.9162 | 0
2027 | 1 | 1 | 17 | 966.3426 | 0
2027 | 1 | 1 | 18 | 1016.0365 | 0
2027 | 1 | 1 | 19 | 1015.9249 | 0
2027 | 1 | 1 | 20 | 998.0679 | 0
2027 | 1 | 1 | 21 | 981.1459 | 0
2027 | 1 | 1 | 22 | 958.3222 | 0
2027 | 1 | 1 | 23 | 928.6594 | 0
2027 | 1 | 2 | 0 | 894.411 | 0
2027 | 1 | 2 | 1 | 873.4253 | 0
2027 | 1 | 2 | 2 | 852.4396 | 0
2027 | 1 | 2 | 3 | 832.4218 | 0
2027 | 1 | 2 | 4 | 823.676 | 0
2027 | 1 | 2 | 5 | 820.1135 | 0
2027 | 1 | 2 | 6 | 827.3007 | 0
2027 | 1 | 2 | 7 | 848.3687 | 0
2027 | 1 | 2 | 8 | 887.5722 | 0
2027 | 1 | 2 | 9 | 920.6983 | 0
2027 | 1 | 2 | 10 | 962.2687 | 0
2027 | 1 | 2 | 11 | 991.0014 | 0
2027 | 1 | 2 | 12 | 1007.9137 | 0
2027 | 1 | 2 | 13 | 1009.6304 | 0
2027 | 1 | 2 | 14 | 1000.8384 | 0
2027 | 1 | 2 | 15 | 988.5253 | 0
2027 | 1 | 2 | 16 | 985.1918 | 0
2027 | 1 | 2 | 17 | 1008.3707 | 0
2027 | 1 | 2 | 18 | 1054.9348 | 4.9348
2027 | 1 | 2 | 19 | 1055.562 | 5.562
2027 | 1 | 2 | 20 | 1030.828 | 0
2027 | 1 | 2 | 21 | 1011.7216 | 0
2027 | 1 | 2 | 22 | 981.3303 | 0
2027 | 1 | 2 | 23 | 951.884 | 0
2027 | 1 | 3 | 0 | 910.7193 | 0
2027 | 1 | 3 | 1 | 879.8761 | 0
2027 | 1 | 3 | 2 | 853.2732 | 0
2027 | 1 | 3 | 3 | 833.9168 | 0
2027 | 1 | 3 | 4 | 824.1085 | 0
2027 | 1 | 3 | 5 | 820.2568 | 0
2027 | 1 | 3 | 6 | 824.2373 | 0
2027 | 1 | 3 | 7 | 836.8075 | 0
2027 | 1 | 3 | 8 | 858.2529 | 0
2027 | 1 | 3 | 9 | 884.2427 | 0
2027 | 1 | 3 | 10 | 923.6829 | 0
2027 | 1 | 3 | 11 | 956.9508 | 0
2027 | 1 | 3 | 12 | 982.8756 | 0
2027 | 1 | 3 | 13 | 994.1003 | 0
2027 | 1 | 3 | 14 | 989.8199 | 0
2027 | 1 | 3 | 15 | 986.3882 | 0
2027 | 1 | 3 | 16 | 990.6156 | 0
2027 | 1 | 3 | 17 | 1020.6138 | 0
2027 | 1 | 3 | 18 | 1071.1021 | 21.1021
2027 | 1 | 3 | 19 | 1078.8803 | 28.8803
2027 | 1 | 3 | 20 | 1060.2207 | 10.2207
2027 | 1 | 3 | 21 | 1042.4417 | 0
2027 | 1 | 3 | 22 | 1010.3462 | 0
2027 | 1 | 3 | 23 | 969.2101 | 0
2027 | 1 | 4 | 0 | 930.0645 | 0
2027 | 1 | 4 | 1 | 891.0241 | 0
2027 | 1 | 4 | 2 | 870.0867 | 0
2027 | 1 | 4 | 3 | 858.0563 | 0
2027 | 1 | 4 | 4 | 855.8068 | 0
2027 | 1 | 4 | 5 | 867.7855 | 0
2027 | 1 | 4 | 6 | 906.5429 | 0
2027 | 1 | 4 | 7 | 977.9689 | 0
2027 | 1 | 4 | 8 | 1054.67 | 4.67
2027 | 1 | 4 | 9 | 1077.1252 | 27.1252
2027 | 1 | 4 | 10 | 1092.8409 | 42.8409
2027 | 1 | 4 | 11 | 1108.8356 | 58.8356
2027 | 1 | 4 | 12 | 1114.3195 | 64.3195
2027 | 1 | 4 | 13 | 1119.8034 | 69.8034
2027 | 1 | 4 | 14 | 1117.8513 | 67.8513
2027 | 1 | 4 | 15 | 1110.0846 | 60.0846
2027 | 1 | 4 | 16 | 1109.6608 | 59.6608
2027 | 1 | 4 | 17 | 1128.2863 | 78.2863
2027 | 1 | 4 | 18 | 1162.0482 | 112.0482
2027 | 1 | 4 | 19 | 1159.6568 | 109.6568
2027 | 1 | 4 | 20 | 1133.9674 | 83.9674
2027 | 1 | 4 | 21 | 1106.0041 | 56.0041
2027 | 1 | 4 | 22 | 1062.9258 | 12.9258
2027 | 1 | 4 | 23 | 1008.4749 | 0
2027 | 1 | 5 | 0 | 953.028 | 0
2027 | 1 | 5 | 1 | 881.6223 | 0
2027 | 1 | 5 | 2 | 855.9672 | 0
2027 | 1 | 5 | 3 | 839.6778 | 0
2027 | 1 | 5 | 4 | 832.5045 | 0
2027 | 1 | 5 | 5 | 842.3271 | 0
2027 | 1 | 5 | 6 | 879.9435 | 0
2027 | 1 | 5 | 7 | 952.7579 | 0
2027 | 1 | 5 | 8 | 1025.4882 | 0
2027 | 1 | 5 | 9 | 1052.2549 | 2.2549
2027 | 1 | 5 | 10 | 1074.6369 | 24.6369
2027 | 1 | 5 | 11 | 1095.16 | 45.16
2027 | 1 | 5 | 12 | 1103.1384 | 53.1384
2027 | 1 | 5 | 13 | 1104.0111 | 54.0111
2027 | 1 | 5 | 14 | 1098.043 | 48.043
2027 | 1 | 5 | 15 | 1085.916 | 35.916
2027 | 1 | 5 | 16 | 1064.6497 | 14.6497
2027 | 1 | 5 | 17 | 1080.6016 | 30.6016
2027 | 1 | 5 | 18 | 1133.7204 | 83.7204
2027 | 1 | 5 | 19 | 1136.8942 | 86.8942
2027 | 1 | 5 | 20 | 1121.0473 | 71.0473
2027 | 1 | 5 | 21 | 1096.1329 | 46.1329
2027 | 1 | 5 | 22 | 1050.5246 | 0.52456
2027 | 1 | 5 | 23 | 988.5516 | 0
2027 | 1 | 6 | 0 | 927.2518 | 0
2027 | 1 | 6 | 1 | 919.4761 | 0
2027 | 1 | 6 | 2 | 896.3473 | 0
2027 | 1 | 6 | 3 | 880.3414 | 0
2027 | 1 | 6 | 4 | 876.5576 | 0
2027 | 1 | 6 | 5 | 885.6212 | 0
2027 | 1 | 6 | 6 | 918.0099 | 0
2027 | 1 | 6 | 7 | 975.0622 | 0
2027 | 1 | 6 | 8 | 1033.842 | 0
2027 | 1 | 6 | 9 | 1053.879 | 3.879
2027 | 1 | 6 | 10 | 1075.082 | 25.082
2027 | 1 | 6 | 11 | 1097.4471 | 47.4471
2027 | 1 | 6 | 12 | 1113.6311 | 63.6311
2027 | 1 | 6 | 13 | 1121.0731 | 71.0731
2027 | 1 | 6 | 14 | 1122.2358 | 72.2358
2027 | 1 | 6 | 15 | 1117.3341 | 67.3341
2027 | 1 | 6 | 16 | 1118.8982 | 68.8982
2027 | 1 | 6 | 17 | 1137.3595 | 87.3595
2027 | 1 | 6 | 18 | 1179.8954 | 129.8954
2027 | 1 | 6 | 19 | 1171.1651 | 121.1651
2027 | 1 | 6 | 20 | 1144.7557 | 94.7557
2027 | 1 | 6 | 21 | 1111.057 | 61.057
2027 | 1 | 6 | 22 | 1071.2696 | 21.2696
2027 | 1 | 6 | 23 | 1019.0281 | 0
2027 | 1 | 7 | 0 | 969.0523 | 0
2027 | 1 | 7 | 1 | 940.99 | 0
2027 | 1 | 7 | 2 | 912.9277 | 0
2027 | 1 | 7 | 3 | 894.8846 | 0
2027 | 1 | 7 | 4 | 885.8043 | 0
2027 | 1 | 7 | 5 | 888.2069 | 0
2027 | 1 | 7 | 6 | 911.2477 | 0
2027 | 1 | 7 | 7 | 963.941 | 0
2027 | 1 | 7 | 8 | 1020.2003 | 0
2027 | 1 | 7 | 9 | 1051.8713 | 1.8713
2027 | 1 | 7 | 10 | 1073.1227 | 23.1227
2027 | 1 | 7 | 11 | 1094.9172 | 44.9172
2027 | 1 | 7 | 12 | 1111.6569 | 61.6569
2027 | 1 | 7 | 13 | 1118.5475 | 68.5475
2027 | 1 | 7 | 14 | 1118.143 | 68.143
2027 | 1 | 7 | 15 | 1111.8094 | 61.8094
2027 | 1 | 7 | 16 | 1122.9931 | 72.9931
2027 | 1 | 7 | 17 | 1134.1768 | 84.1768
2027 | 1 | 7 | 18 | 1158.9509 | 108.9509
2027 | 1 | 7 | 19 | 1152.0937 | 102.0937
2027 | 1 | 7 | 20 | 1129.2695 | 79.2695
2027 | 1 | 7 | 21 | 1106.0868 | 56.0868
2027 | 1 | 7 | 22 | 1066.8295 | 16.8295
2027 | 1 | 7 | 23 | 1024.6312 | 0
2027 | 1 | 8 | 0 | 977.8902 | 0
2027 | 1 | 8 | 1 | 904.4381 | 0
2027 | 1 | 8 | 2 | 875.9809 | 0
2027 | 1 | 8 | 3 | 856.8291 | 0
2027 | 1 | 8 | 4 | 849.1513 | 0
2027 | 1 | 8 | 5 | 851.3398 | 0
2027 | 1 | 8 | 6 | 876.5312 | 0
2027 | 1 | 8 | 7 | 926.7178 | 0
2027 | 1 | 8 | 8 | 979.687 | 0
2027 | 1 | 8 | 9 | 1009.2348 | 0
2027 | 1 | 8 | 10 | 1036.6925 | 0
2027 | 1 | 8 | 11 | 1058.2492 | 8.2492
2027 | 1 | 8 | 12 | 1073.3823 | 23.3823
2027 | 1 | 8 | 13 | 1075.8321 | 25.8321
2027 | 1 | 8 | 14 | 1071.2253 | 21.2253
2027 | 1 | 8 | 15 | 1060.773 | 10.773
2027 | 1 | 8 | 16 | 1065.2859 | 15.2859
2027 | 1 | 8 | 17 | 1083.8125 | 33.8125
2027 | 1 | 8 | 18 | 1102.3391 | 52.3391
2027 | 1 | 8 | 19 | 1092.6639 | 42.6639
2027 | 1 | 8 | 20 | 1064.175 | 14.175
2027 | 1 | 8 | 21 | 1041.259 | 0
2027 | 1 | 8 | 22 | 1006.0035 | 0
2027 | 1 | 8 | 23 | 973.8432 | 0
2027 | 1 | 9 | 0 | 925.924 | 0
2027 | 1 | 9 | 1 | 897.442 | 0
2027 | 1 | 9 | 2 | 868.96 | 0
2027 | 1 | 9 | 3 | 848.9889 | 0
2027 | 1 | 9 | 4 | 835.4381 | 0
2027 | 1 | 9 | 5 | 826.7728 | 0
2027 | 1 | 9 | 6 | 825.659 | 0
2027 | 1 | 9 | 7 | 839.6085 | 0
2027 | 1 | 9 | 8 | 876.8093 | 0
2027 | 1 | 9 | 9 | 904.9197 | 0
2027 | 1 | 9 | 10 | 942.7061 | 0
2027 | 1 | 9 | 11 | 967.8678 | 0
2027 | 1 | 9 | 12 | 981.6208 | 0
2027 | 1 | 9 | 13 | 980.2764 | 0
2027 | 1 | 9 | 14 | 971.6505 | 0
2027 | 1 | 9 | 15 | 958.7145 | 0
2027 | 1 | 9 | 16 | 951.9322 | 0
2027 | 1 | 9 | 17 | 971.5089 | 0
2027 | 1 | 9 | 18 | 1010.3456 | 0
2027 | 1 | 9 | 19 | 1005.806 | 0
2027 | 1 | 9 | 20 | 975.8743 | 0
2027 | 1 | 9 | 21 | 955.3256 | 0
2027 | 1 | 9 | 22 | 927.0418 | 0
2027 | 1 | 9 | 23 | 905.6916 | 0
2027 | 1 | 10 | 0 | 872.8841 | 0
2027 | 1 | 10 | 1 | 848.7977 | 0
2027 | 1 | 10 | 2 | 826.0581 | 0
2027 | 1 | 10 | 3 | 809.779 | 0
2027 | 1 | 10 | 4 | 799.2987 | 0
2027 | 1 | 10 | 5 | 794.1345 | 0
2027 | 1 | 10 | 6 | 795.0957 | 0
2027 | 1 | 10 | 7 | 802.6437 | 0
2027 | 1 | 10 | 8 | 832.494 | 0
2027 | 1 | 10 | 9 | 863.8757 | 0
2027 | 1 | 10 | 10 | 897.7324 | 0
2027 | 1 | 10 | 11 | 926.9486 | 0
2027 | 1 | 10 | 12 | 951.9819 | 0
2027 | 1 | 10 | 13 | 958.2519 | 0
2027 | 1 | 10 | 14 | 953.9507 | 0
2027 | 1 | 10 | 15 | 949.1085 | 0
2027 | 1 | 10 | 16 | 952.9295 | 0
2027 | 1 | 10 | 17 | 980.1742 | 0
2027 | 1 | 10 | 18 | 1030.7101 | 0
2027 | 1 | 10 | 19 | 1041.8614 | 0
2027 | 1 | 10 | 20 | 1021.1091 | 0
2027 | 1 | 10 | 21 | 1001.4713 | 0
2027 | 1 | 10 | 22 | 973.2499 | 0
2027 | 1 | 10 | 23 | 939.7806 | 0
2027 | 1 | 11 | 0 | 906.0917 | 0
2027 | 1 | 11 | 1 | 913.0108 | 0
2027 | 1 | 11 | 2 | 892.6147 | 0
2027 | 1 | 11 | 3 | 882.1416 | 0
2027 | 1 | 11 | 4 | 880.5985 | 0
2027 | 1 | 11 | 5 | 888.5162 | 0
2027 | 1 | 11 | 6 | 923.2705 | 0
2027 | 1 | 11 | 7 | 990.0719 | 0
2027 | 1 | 11 | 8 | 1066.2189 | 16.2189
2027 | 1 | 11 | 9 | 1099.8005 | 49.8005
2027 | 1 | 11 | 10 | 1122.8107 | 72.8107
2027 | 1 | 11 | 11 | 1140.0694 | 90.0694
2027 | 1 | 11 | 12 | 1151.277 | 101.277
2027 | 1 | 11 | 13 | 1148.7077 | 98.7077
2027 | 1 | 11 | 14 | 1144.2252 | 94.2252
2027 | 1 | 11 | 15 | 1134.6585 | 84.6585
2027 | 1 | 11 | 16 | 1131.3471 | 81.3471
2027 | 1 | 11 | 17 | 1146.1397 | 96.1397
2027 | 1 | 11 | 18 | 1187.8966 | 137.8966
2027 | 1 | 11 | 19 | 1198.8893 | 148.8893
2027 | 1 | 11 | 20 | 1179.9343 | 129.9343
2027 | 1 | 11 | 21 | 1156.7145 | 106.7145
2027 | 1 | 11 | 22 | 1113.1873 | 63.1873
2027 | 1 | 11 | 23 | 1068.5429 | 18.5429
2027 | 1 | 12 | 0 | 1012.2854 | 0
2027 | 1 | 12 | 1 | 970.8625 | 0
2027 | 1 | 12 | 2 | 947.7337 | 0
2027 | 1 | 12 | 3 | 933.4271 | 0
2027 | 1 | 12 | 4 | 929.7268 | 0
2027 | 1 | 12 | 5 | 936.2366 | 0
2027 | 1 | 12 | 6 | 965.0264 | 0
2027 | 1 | 12 | 7 | 1034.1022 | 0
2027 | 1 | 12 | 8 | 1117.7092 | 67.7092
2027 | 1 | 12 | 9 | 1150.3307 | 100.3307
2027 | 1 | 12 | 10 | 1171.4418 | 121.4418
2027 | 1 | 12 | 11 | 1191.2244 | 141.2244
2027 | 1 | 12 | 12 | 1200.251 | 150.251
2027 | 1 | 12 | 13 | 1198.0874 | 148.0874
2027 | 1 | 12 | 14 | 1190.5205 | 140.5205
2027 | 1 | 12 | 15 | 1177.0519 | 127.0519
2027 | 1 | 12 | 16 | 1155.5661 | 105.5661
2027 | 1 | 12 | 17 | 1171.9452 | 121.9452
2027 | 1 | 12 | 18 | 1222.8502 | 172.8502
2027 | 1 | 12 | 19 | 1235.8103 | 185.8103
2027 | 1 | 12 | 20 | 1220.5292 | 170.5292
2027 | 1 | 12 | 21 | 1198.104 | 148.104
2027 | 1 | 12 | 22 | 1154.9213 | 104.9213
2027 | 1 | 12 | 23 | 1101.3761 | 51.3761
2027 | 1 | 13 | 0 | 1038.1998 | 0
2027 | 1 | 13 | 1 | 1004.7759 | 0
2027 | 1 | 13 | 2 | 977.4184 | 0
2027 | 1 | 13 | 3 | 959.9575 | 0
2027 | 1 | 13 | 4 | 952.4859 | 0
2027 | 1 | 13 | 5 | 957.3411 | 0
2027 | 1 | 13 | 6 | 983.0164 | 0
2027 | 1 | 13 | 7 | 1039.3521 | 0
2027 | 1 | 13 | 8 | 1109.1278 | 59.1278
2027 | 1 | 13 | 9 | 1133.0862 | 83.0862
2027 | 1 | 13 | 10 | 1149.3517 | 99.3517
2027 | 1 | 13 | 11 | 1167.8172 | 117.8172
2027 | 1 | 13 | 12 | 1180.6319 | 130.6319
2027 | 1 | 13 | 13 | 1182.5017 | 132.5017
2027 | 1 | 13 | 14 | 1180.9348 | 130.9348
2027 | 1 | 13 | 15 | 1172.639 | 122.639
2027 | 1 | 13 | 16 | 1172.1933 | 122.1933
2027 | 1 | 13 | 17 | 1185.3691 | 135.3691
2027 | 1 | 13 | 18 | 1229.8128 | 179.8128
2027 | 1 | 13 | 19 | 1232.1108 | 182.1108
2027 | 1 | 13 | 20 | 1207.7235 | 157.7235
2027 | 1 | 13 | 21 | 1178.3363 | 128.3363
2027 | 1 | 13 | 22 | 1135.6014 | 85.6014
2027 | 1 | 13 | 23 | 1083.6503 | 33.6503
2027 | 1 | 14 | 0 | 1025.0069 | 0
2027 | 1 | 14 | 1 | 981.5161 | 0
2027 | 1 | 14 | 2 | 954.4551 | 0
2027 | 1 | 14 | 3 | 937.7119 | 0
2027 | 1 | 14 | 4 | 930.3335 | 0
2027 | 1 | 14 | 5 | 935.4737 | 0
2027 | 1 | 14 | 6 | 965.7849 | 0
2027 | 1 | 14 | 7 | 1029.7992 | 0
2027 | 1 | 14 | 8 | 1108.7626 | 58.7626
2027 | 1 | 14 | 9 | 1138.1684 | 88.1684
2027 | 1 | 14 | 10 | 1153.0296 | 103.0296
2027 | 1 | 14 | 11 | 1170.1027 | 120.1027
2027 | 1 | 14 | 12 | 1181.261 | 131.261
2027 | 1 | 14 | 13 | 1182.3782 | 132.3782
2027 | 1 | 14 | 14 | 1178.4724 | 128.4724
2027 | 1 | 14 | 15 | 1169.3125 | 119.3125
2027 | 1 | 14 | 16 | 1162.989 | 112.989
2027 | 1 | 14 | 17 | 1172.4267 | 122.4267
2027 | 1 | 14 | 18 | 1204.2341 | 154.2341
2027 | 1 | 14 | 19 | 1213.6881 | 163.6881
2027 | 1 | 14 | 20 | 1194.0111 | 144.0111
2027 | 1 | 14 | 21 | 1169.4862 | 119.4862
2027 | 1 | 14 | 22 | 1126.2031 | 76.2031
2027 | 1 | 14 | 23 | 1075.9506 | 25.9506
2027 | 1 | 15 | 0 | 1017.6718 | 0
2027 | 1 | 15 | 1 | 991.5565 | 0
2027 | 1 | 15 | 2 | 961.4807 | 0
2027 | 1 | 15 | 3 | 943.0524 | 0
2027 | 1 | 15 | 4 | 932.9753 | 0
2027 | 1 | 15 | 5 | 936.6187 | 0
2027 | 1 | 15 | 6 | 964.1314 | 0
2027 | 1 | 15 | 7 | 1028.367 | 0
2027 | 1 | 15 | 8 | 1100.0887 | 50.0887
2027 | 1 | 15 | 9 | 1131.8147 | 81.8147
2027 | 1 | 15 | 10 | 1153.9752 | 103.9752
2027 | 1 | 15 | 11 | 1170.5727 | 120.5727
2027 | 1 | 15 | 12 | 1180.6938 | 130.6938
2027 | 1 | 15 | 13 | 1180.2822 | 130.2822
2027 | 1 | 15 | 14 | 1175.6124 | 125.6124
2027 | 1 | 15 | 15 | 1162.4896 | 112.4896
2027 | 1 | 15 | 16 | 1163.0251 | 113.0251
2027 | 1 | 15 | 17 | 1163.5606 | 113.5606
2027 | 1 | 15 | 18 | 1191.4981 | 141.4981
2027 | 1 | 15 | 19 | 1194.4995 | 144.4995
2027 | 1 | 15 | 20 | 1168.0622 | 118.0622
2027 | 1 | 15 | 21 | 1141.4795 | 91.4795
2027 | 1 | 15 | 22 | 1102.5099 | 52.5099
2027 | 1 | 15 | 23 | 1060.8954 | 10.8954
2027 | 1 | 16 | 0 | 1004.0954 | 0
2027 | 1 | 16 | 1 | 929.5264 | 0
2027 | 1 | 16 | 2 | 899.3612 | 0
2027 | 1 | 16 | 3 | 877.4898 | 0
2027 | 1 | 16 | 4 | 865.2864 | 0
2027 | 1 | 16 | 5 | 858.8291 | 0
2027 | 1 | 16 | 6 | 862.2419 | 0
2027 | 1 | 16 | 7 | 877.8876 | 0
2027 | 1 | 16 | 8 | 911.0076 | 0
2027 | 1 | 16 | 9 | 943.7896 | 0
2027 | 1 | 16 | 10 | 983.3068 | 0
2027 | 1 | 16 | 11 | 1012.6765 | 0
2027 | 1 | 16 | 12 | 1029.8591 | 0
2027 | 1 | 16 | 13 | 1033.1752 | 0
2027 | 1 | 16 | 14 | 1025.4106 | 0
2027 | 1 | 16 | 15 | 1014.4037 | 0
2027 | 1 | 16 | 16 | 1008.2429 | 0
2027 | 1 | 16 | 17 | 1026.2134 | 0
2027 | 1 | 16 | 18 | 1060.0507 | 10.0507
2027 | 1 | 16 | 19 | 1065.4142 | 15.4142
2027 | 1 | 16 | 20 | 1037.6448 | 0
2027 | 1 | 16 | 21 | 1014.9926 | 0
2027 | 1 | 16 | 22 | 986.613 | 0
2027 | 1 | 16 | 23 | 963.3806 | 0
2027 | 1 | 17 | 0 | 926.6678 | 0
2027 | 1 | 17 | 1 | 874.8771 | 0
2027 | 1 | 17 | 2 | 848.9233 | 0
2027 | 1 | 17 | 3 | 828.6796 | 0
2027 | 1 | 17 | 4 | 816.9273 | 0
2027 | 1 | 17 | 5 | 810.3918 | 0
2027 | 1 | 17 | 6 | 812.3821 | 0
2027 | 1 | 17 | 7 | 823.2736 | 0
2027 | 1 | 17 | 8 | 846.6118 | 0
2027 | 1 | 17 | 9 | 878.6958 | 0
2027 | 1 | 17 | 10 | 921.2148 | 0
2027 | 1 | 17 | 11 | 948.6934 | 0
2027 | 1 | 17 | 12 | 976.1721 | 0
2027 | 1 | 17 | 13 | 994.1296 | 0
2027 | 1 | 17 | 14 | 992.4812 | 0
2027 | 1 | 17 | 15 | 987.9703 | 0
2027 | 1 | 17 | 16 | 1005.7577 | 0
2027 | 1 | 17 | 17 | 1023.545 | 0
2027 | 1 | 17 | 18 | 1057.1075 | 7.1075
2027 | 1 | 17 | 19 | 1075.1328 | 25.1328
2027 | 1 | 17 | 20 | 1058.9032 | 8.9032
2027 | 1 | 17 | 21 | 1043.1096 | 0
2027 | 1 | 17 | 22 | 1011.3998 | 0
2027 | 1 | 17 | 23 | 971.7566 | 0
2027 | 1 | 18 | 0 | 928.4025 | 0
2027 | 1 | 18 | 1 | 924.7516 | 0
2027 | 1 | 18 | 2 | 921.1007 | 0
2027 | 1 | 18 | 3 | 907.6143 | 0
2027 | 1 | 18 | 4 | 903.0856 | 0
2027 | 1 | 18 | 5 | 910.6342 | 0
2027 | 1 | 18 | 6 | 940.9351 | 0
2027 | 1 | 18 | 7 | 1003.9496 | 0
2027 | 1 | 18 | 8 | 1080.6952 | 30.6952
2027 | 1 | 18 | 9 | 1115.1679 | 65.1679
2027 | 1 | 18 | 10 | 1142.2477 | 92.2477
2027 | 1 | 18 | 11 | 1162.6006 | 112.6006
2027 | 1 | 18 | 12 | 1169.6901 | 119.6901
2027 | 1 | 18 | 13 | 1176.7796 | 126.7796
2027 | 1 | 18 | 14 | 1173.8331 | 123.8331
2027 | 1 | 18 | 15 | 1165.074 | 115.074
2027 | 1 | 18 | 16 | 1173.1499 | 123.1499
2027 | 1 | 18 | 17 | 1181.2257 | 131.2257
2027 | 1 | 18 | 18 | 1213.5542 | 163.5542
2027 | 1 | 18 | 19 | 1225.0815 | 175.0815
2027 | 1 | 18 | 20 | 1202.7613 | 152.7613
2027 | 1 | 18 | 21 | 1178.7287 | 128.7287
2027 | 1 | 18 | 22 | 1135.6756 | 85.6756
2027 | 1 | 18 | 23 | 1085.1647 | 35.1647
2027 | 1 | 19 | 0 | 1028.8357 | 0
2027 | 1 | 19 | 1 | 965.7712 | 0
2027 | 1 | 19 | 2 | 936.7518 | 0
2027 | 1 | 19 | 3 | 918.0341 | 0
2027 | 1 | 19 | 4 | 908.9681 | 0
2027 | 1 | 19 | 5 | 912.0313 | 0
2027 | 1 | 19 | 6 | 938.905 | 0
2027 | 1 | 19 | 7 | 1001.4497 | 0
2027 | 1 | 19 | 8 | 1075.0824 | 25.0824
2027 | 1 | 19 | 9 | 1106.9297 | 56.9297
2027 | 1 | 19 | 10 | 1133.5639 | 83.5639
2027 | 1 | 19 | 11 | 1158.4124 | 108.4124
2027 | 1 | 19 | 12 | 1165.0196 | 115.0196
2027 | 1 | 19 | 13 | 1171.6268 | 121.6268
2027 | 1 | 19 | 14 | 1166.5879 | 116.5879
2027 | 1 | 19 | 15 | 1156.3674 | 106.3674
2027 | 1 | 19 | 16 | 1152.3586 | 102.3586
2027 | 1 | 19 | 17 | 1148.3498 | 98.3498
2027 | 1 | 19 | 18 | 1187.2291 | 137.2291
2027 | 1 | 19 | 19 | 1195.8504 | 145.8504
2027 | 1 | 19 | 20 | 1173.4944 | 123.4944
2027 | 1 | 19 | 21 | 1147.387 | 97.387
2027 | 1 | 19 | 22 | 1104.9075 | 54.9075
2027 | 1 | 19 | 23 | 1052.4385 | 2.4385
2027 | 1 | 20 | 0 | 992.5577 | 0
2027 | 1 | 20 | 1 | 975.2902 | 0
2027 | 1 | 20 | 2 | 951.3774 | 0
2027 | 1 | 20 | 3 | 936.534 | 0
2027 | 1 | 20 | 4 | 931.3323 | 0
2027 | 1 | 20 | 5 | 935.6863 | 0
2027 | 1 | 20 | 6 | 959.5966 | 0
2027 | 1 | 20 | 7 | 1012.5204 | 0
2027 | 1 | 20 | 8 | 1094.971 | 44.971
2027 | 1 | 20 | 9 | 1124.4648 | 74.4648
2027 | 1 | 20 | 10 | 1140.6611 | 90.6611
2027 | 1 | 20 | 11 | 1158.3187 | 108.3187
2027 | 1 | 20 | 12 | 1165.2791 | 115.2791
2027 | 1 | 20 | 13 | 1172.2394 | 122.2394
2027 | 1 | 20 | 14 | 1173.1919 | 123.1919
2027 | 1 | 20 | 15 | 1167.2836 | 117.2836
2027 | 1 | 20 | 16 | 1176.7553 | 126.7553
2027 | 1 | 20 | 17 | 1186.227 | 136.227
2027 | 1 | 20 | 18 | 1219.9774 | 169.9774
2027 | 1 | 20 | 19 | 1232.4263 | 182.4263
2027 | 1 | 20 | 20 | 1215.4598 | 165.4598
2027 | 1 | 20 | 21 | 1191.8654 | 141.8654
2027 | 1 | 20 | 22 | 1155.9762 | 105.9762
2027 | 1 | 20 | 23 | 1104.191 | 54.191
2027 | 1 | 21 | 0 | 1051.6448 | 1.6448
2027 | 1 | 21 | 1 | 1022.4122 | 0
2027 | 1 | 21 | 2 | 995.8824 | 0
2027 | 1 | 21 | 3 | 979.3168 | 0
2027 | 1 | 21 | 4 | 971.5792 | 0
2027 | 1 | 21 | 5 | 973.0589 | 0
2027 | 1 | 21 | 6 | 995.2564 | 0
2027 | 1 | 21 | 7 | 1054.7866 | 4.7866
2027 | 1 | 21 | 8 | 1132.8274 | 82.8274
2027 | 1 | 21 | 9 | 1162.7303 | 112.7303
2027 | 1 | 21 | 10 | 1176.6509 | 126.6509
2027 | 1 | 21 | 11 | 1189.8909 | 139.8909
2027 | 1 | 21 | 12 | 1200.855 | 150.855
2027 | 1 | 21 | 13 | 1198.2412 | 148.2412
2027 | 1 | 21 | 14 | 1193.5624 | 143.5624
2027 | 1 | 21 | 15 | 1182.7811 | 132.7811
2027 | 1 | 21 | 16 | 1174.3275 | 124.3275
2027 | 1 | 21 | 17 | 1182.7046 | 132.7046
2027 | 1 | 21 | 18 | 1210.7983 | 160.7983
2027 | 1 | 21 | 19 | 1230.4689 | 180.4689
2027 | 1 | 21 | 20 | 1221.3598 | 171.3598
2027 | 1 | 21 | 21 | 1202.4729 | 152.4729
2027 | 1 | 21 | 22 | 1164.2572 | 114.2572
2027 | 1 | 21 | 23 | 1119.9263 | 69.9263
2027 | 1 | 22 | 0 | 1063.172 | 13.172
2027 | 1 | 22 | 1 | 1016.1156 | 0
2027 | 1 | 22 | 2 | 985.3586 | 0
2027 | 1 | 22 | 3 | 968.0889 | 0
2027 | 1 | 22 | 4 | 959.0517 | 0
2027 | 1 | 22 | 5 | 960.3468 | 0
2027 | 1 | 22 | 6 | 982.9246 | 0
2027 | 1 | 22 | 7 | 1047.8214 | 0
2027 | 1 | 22 | 8 | 1137.9105 | 87.9105
2027 | 1 | 22 | 9 | 1173.0537 | 123.0537
2027 | 1 | 22 | 10 | 1191.2137 | 141.2137
2027 | 1 | 22 | 11 | 1204.7154 | 154.7154
2027 | 1 | 22 | 12 | 1213.2651 | 163.2651
2027 | 1 | 22 | 13 | 1203.7328 | 153.7328
2027 | 1 | 22 | 14 | 1194.6747 | 144.6747
2027 | 1 | 22 | 15 | 1176.1574 | 126.1574
2027 | 1 | 22 | 16 | 1161.5031 | 111.5031
2027 | 1 | 22 | 17 | 1166.2774 | 116.2774
2027 | 1 | 22 | 18 | 1202.453 | 152.453
2027 | 1 | 22 | 19 | 1222.7967 | 172.7967
2027 | 1 | 22 | 20 | 1214.7332 | 164.7332
2027 | 1 | 22 | 21 | 1199.9604 | 149.9604
2027 | 1 | 22 | 22 | 1165.1057 | 115.1057
2027 | 1 | 22 | 23 | 1117.9082 | 67.9082
2027 | 1 | 23 | 0 | 1049.4225 | 0
2027 | 1 | 23 | 1 | 993.4145 | 0
2027 | 1 | 23 | 2 | 962.8044 | 0
2027 | 1 | 23 | 3 | 939.2102 | 0
2027 | 1 | 23 | 4 | 927.081 | 0
2027 | 1 | 23 | 5 | 924.8626 | 0
2027 | 1 | 23 | 6 | 935.4672 | 0
2027 | 1 | 23 | 7 | 954.8864 | 0
2027 | 1 | 23 | 8 | 970.3279 | 0
2027 | 1 | 23 | 9 | 998.1119 | 0
2027 | 1 | 23 | 10 | 1041.5491 | 0
2027 | 1 | 23 | 11 | 1069.5002 | 19.5002
2027 | 1 | 23 | 12 | 1087.8833 | 37.8833
2027 | 1 | 23 | 13 | 1093.5373 | 43.5373
2027 | 1 | 23 | 14 | 1084.8276 | 34.8276
2027 | 1 | 23 | 15 | 1071.5236 | 21.5236
2027 | 1 | 23 | 16 | 1063.8821 | 13.8821
2027 | 1 | 23 | 17 | 1081.5584 | 31.5584
2027 | 1 | 23 | 18 | 1116.2421 | 66.2421
2027 | 1 | 23 | 19 | 1131.5894 | 81.5894
2027 | 1 | 23 | 20 | 1104.3645 | 54.3645
2027 | 1 | 23 | 21 | 1079.1972 | 29.1972
2027 | 1 | 23 | 22 | 1047.9668 | 0
2027 | 1 | 23 | 23 | 1018.3528 | 0
2027 | 1 | 24 | 0 | 979.0037 | 0
2027 | 1 | 24 | 1 | 908.0362 | 0
2027 | 1 | 24 | 2 | 877.678 | 0
2027 | 1 | 24 | 3 | 855.1991 | 0
2027 | 1 | 24 | 4 | 839.2429 | 0
2027 | 1 | 24 | 5 | 827.3642 | 0
2027 | 1 | 24 | 6 | 816.4606 | 0
2027 | 1 | 24 | 7 | 818.6335 | 0
2027 | 1 | 24 | 8 | 850.2582 | 0
2027 | 1 | 24 | 9 | 883.7816 | 0
2027 | 1 | 24 | 10 | 918.2551 | 0
2027 | 1 | 24 | 11 | 946.8981 | 0
2027 | 1 | 24 | 12 | 972.5692 | 0
2027 | 1 | 24 | 13 | 980.9375 | 0
2027 | 1 | 24 | 14 | 979.6198 | 0
2027 | 1 | 24 | 15 | 976.5424 | 0
2027 | 1 | 24 | 16 | 989.9984 | 0
2027 | 1 | 24 | 17 | 1003.4544 | 0
2027 | 1 | 24 | 18 | 1035.2396 | 0
2027 | 1 | 24 | 19 | 1047.331 | 0
2027 | 1 | 24 | 20 | 1025.3861 | 0
2027 | 1 | 24 | 21 | 1005.3138 | 0
2027 | 1 | 24 | 22 | 976.9265 | 0
2027 | 1 | 24 | 23 | 941.6189 | 0
2027 | 1 | 25 | 0 | 897.9248 | 0
2027 | 1 | 25 | 1 | 887.0078 | 0
2027 | 1 | 25 | 2 | 876.0907 | 0
2027 | 1 | 25 | 3 | 860.5303 | 0
2027 | 1 | 25 | 4 | 853.1726 | 0
2027 | 1 | 25 | 5 | 859.5566 | 0
2027 | 1 | 25 | 6 | 892.2597 | 0
2027 | 1 | 25 | 7 | 959.3379 | 0
2027 | 1 | 25 | 8 | 1032.7996 | 0
2027 | 1 | 25 | 9 | 1069.5599 | 19.5599
2027 | 1 | 25 | 10 | 1099.0826 | 49.0826
2027 | 1 | 25 | 11 | 1120.3304 | 70.3304
2027 | 1 | 25 | 12 | 1136.7518 | 86.7518
2027 | 1 | 25 | 13 | 1141.4849 | 91.4849
2027 | 1 | 25 | 14 | 1142.1452 | 92.1452
2027 | 1 | 25 | 15 | 1134.6597 | 84.6597
2027 | 1 | 25 | 16 | 1132.305 | 82.305
2027 | 1 | 25 | 17 | 1148.2303 | 98.2303
2027 | 1 | 25 | 18 | 1174.0399 | 124.0399
2027 | 1 | 25 | 19 | 1186.1704 | 136.1704
2027 | 1 | 25 | 20 | 1164.7819 | 114.7819
2027 | 1 | 25 | 21 | 1137.1654 | 87.1654
2027 | 1 | 25 | 22 | 1092.1185 | 42.1185
2027 | 1 | 25 | 23 | 1042.0462 | 0
2027 | 1 | 26 | 0 | 983.4436 | 0
2027 | 1 | 26 | 1 | 934.4717 | 0
2027 | 1 | 26 | 2 | 909.1735 | 0
2027 | 1 | 26 | 3 | 893.5929 | 0
2027 | 1 | 26 | 4 | 887.8319 | 0
2027 | 1 | 26 | 5 | 893.0756 | 0
2027 | 1 | 26 | 6 | 919.5144 | 0
2027 | 1 | 26 | 7 | 982.7623 | 0
2027 | 1 | 26 | 8 | 1064.9135 | 14.9135
2027 | 1 | 26 | 9 | 1104.6647 | 54.6647
2027 | 1 | 26 | 10 | 1131.7692 | 81.7692
2027 | 1 | 26 | 11 | 1152.4553 | 102.4553
2027 | 1 | 26 | 12 | 1164.0904 | 114.0904
2027 | 1 | 26 | 13 | 1161.7664 | 111.7664
2027 | 1 | 26 | 14 | 1156.9012 | 106.9012
2027 | 1 | 26 | 15 | 1144.3239 | 94.3239
2027 | 1 | 26 | 16 | 1123.5713 | 73.5713
2027 | 1 | 26 | 17 | 1139.2796 | 89.2796
2027 | 1 | 26 | 18 | 1181.4308 | 131.4308
2027 | 1 | 26 | 19 | 1202.5739 | 152.5739
2027 | 1 | 26 | 20 | 1187.461 | 137.461
2027 | 1 | 26 | 21 | 1163.6821 | 113.6821
2027 | 1 | 26 | 22 | 1125.9445 | 75.9445
2027 | 1 | 26 | 23 | 1070.1147 | 20.1147
2027 | 1 | 27 | 0 | 1013.6175 | 0
2027 | 1 | 27 | 1 | 984.1543 | 0
2027 | 1 | 27 | 2 | 957.3365 | 0
2027 | 1 | 27 | 3 | 939.03 | 0
2027 | 1 | 27 | 4 | 930.246 | 0
2027 | 1 | 27 | 5 | 931.6226 | 0
2027 | 1 | 27 | 6 | 951.4584 | 0
2027 | 1 | 27 | 7 | 1006.786 | 0
2027 | 1 | 27 | 8 | 1086.1682 | 36.1682
2027 | 1 | 27 | 9 | 1116.382 | 66.382
2027 | 1 | 27 | 10 | 1131.6446 | 81.6446
2027 | 1 | 27 | 11 | 1148.3578 | 98.3578
2027 | 1 | 27 | 12 | 1160.8645 | 110.8645
2027 | 1 | 27 | 13 | 1160.2287 | 110.2287
2027 | 1 | 27 | 14 | 1157.9673 | 107.9673
2027 | 1 | 27 | 15 | 1150.3602 | 100.3602
2027 | 1 | 27 | 16 | 1144.8434 | 94.8434
2027 | 1 | 27 | 17 | 1156.8161 | 106.8161
2027 | 1 | 27 | 18 | 1198.8478 | 148.8478
2027 | 1 | 27 | 19 | 1223.4311 | 173.4311
2027 | 1 | 27 | 20 | 1216.2261 | 166.2261
2027 | 1 | 27 | 21 | 1192.4437 | 142.4437
2027 | 1 | 27 | 22 | 1152.8512 | 102.8512
2027 | 1 | 27 | 23 | 1092.3734 | 42.3734
2027 | 1 | 28 | 0 | 1032.4375 | 0
2027 | 1 | 28 | 1 | 1005.4481 | 0
2027 | 1 | 28 | 2 | 978.4587 | 0
2027 | 1 | 28 | 3 | 962.0018 | 0
2027 | 1 | 28 | 4 | 955.2148 | 0
2027 | 1 | 28 | 5 | 962.5538 | 0
2027 | 1 | 28 | 6 | 993.2636 | 0
2027 | 1 | 28 | 7 | 1051.6169 | 1.6169
2027 | 1 | 28 | 8 | 1116.4213 | 66.4213
2027 | 1 | 28 | 9 | 1147.232 | 97.232
2027 | 1 | 28 | 10 | 1162.0209 | 112.0209
2027 | 1 | 28 | 11 | 1176.5842 | 126.5842
2027 | 1 | 28 | 12 | 1180.5847 | 130.5847
2027 | 1 | 28 | 13 | 1179.0938 | 129.0938
2027 | 1 | 28 | 14 | 1177.6029 | 127.6029
2027 | 1 | 28 | 15 | 1168.0689 | 118.0689
2027 | 1 | 28 | 16 | 1163.5588 | 113.5588
2027 | 1 | 28 | 17 | 1174.4245 | 124.4245
2027 | 1 | 28 | 18 | 1185.2903 | 135.2903
2027 | 1 | 28 | 19 | 1203.4454 | 153.4454
2027 | 1 | 28 | 20 | 1184.4606 | 134.4606
2027 | 1 | 28 | 21 | 1155.4649 | 105.4649
2027 | 1 | 28 | 22 | 1113.1208 | 63.1208
2027 | 1 | 28 | 23 | 1070.7371 | 20.7371
2027 | 1 | 29 | 0 | 1026.9993 | 0
2027 | 1 | 29 | 1 | 972.2013 | 0
2027 | 1 | 29 | 2 | 948.9516 | 0
2027 | 1 | 29 | 3 | 931.6556 | 0
2027 | 1 | 29 | 4 | 924.3259 | 0
2027 | 1 | 29 | 5 | 932.5341 | 0
2027 | 1 | 29 | 6 | 966.6248 | 0
2027 | 1 | 29 | 7 | 1031.7887 | 0
2027 | 1 | 29 | 8 | 1089.8017 | 39.8017
2027 | 1 | 29 | 9 | 1125.0463 | 75.0463
2027 | 1 | 29 | 10 | 1148.0661 | 98.0661
2027 | 1 | 29 | 11 | 1164.1041 | 114.1041
2027 | 1 | 29 | 12 | 1171.3305 | 121.3305
2027 | 1 | 29 | 13 | 1167.6685 | 117.6685
2027 | 1 | 29 | 14 | 1158.4699 | 108.4699
2027 | 1 | 29 | 15 | 1142.6368 | 92.6368
2027 | 1 | 29 | 16 | 1133.771 | 83.771
2027 | 1 | 29 | 17 | 1140.2817 | 90.2817
2027 | 1 | 29 | 18 | 1155.6882 | 105.6882
2027 | 1 | 29 | 19 | 1172.7556 | 122.7556
2027 | 1 | 29 | 20 | 1150.1761 | 100.1761
2027 | 1 | 29 | 21 | 1121.3134 | 71.3134
2027 | 1 | 29 | 22 | 1078.5262 | 28.5262
2027 | 1 | 29 | 23 | 1038.9992 | 0
2027 | 1 | 30 | 0 | 980.0744 | 0
2027 | 1 | 30 | 1 | 921.1495 | 0
2027 | 1 | 30 | 2 | 893.3419 | 0
2027 | 1 | 30 | 3 | 874.2047 | 0
2027 | 1 | 30 | 4 | 863.3194 | 0
2027 | 1 | 30 | 5 | 859.5751 | 0
2027 | 1 | 30 | 6 | 865.1445 | 0
2027 | 1 | 30 | 7 | 883.5836 | 0
2027 | 1 | 30 | 8 | 911.9018 | 0
2027 | 1 | 30 | 9 | 944.5673 | 0
2027 | 1 | 30 | 10 | 982.2321 | 0
2027 | 1 | 30 | 11 | 999.2785 | 0
2027 | 1 | 30 | 12 | 1013.4531 | 0
2027 | 1 | 30 | 13 | 1015.5406 | 0
2027 | 1 | 30 | 14 | 1014.7563 | 0
2027 | 1 | 30 | 15 | 1001.4456 | 0
2027 | 1 | 30 | 16 | 1008.2789 | 0
2027 | 1 | 30 | 17 | 1015.1123 | 0
2027 | 1 | 30 | 18 | 1036.0067 | 0
2027 | 1 | 30 | 19 | 1056.9011 | 6.9011
2027 | 1 | 30 | 20 | 1032.4463 | 0
2027 | 1 | 30 | 21 | 1011.054 | 0
2027 | 1 | 30 | 22 | 981.4012 | 0
2027 | 1 | 30 | 23 | 950.2032 | 0
2027 | 1 | 31 | 0 | 917.1758 | 0
2027 | 1 | 31 | 1 | 878.8606 | 0
2027 | 1 | 31 | 2 | 854.5203 | 0
2027 | 1 | 31 | 3 | 835.8117 | 0
2027 | 1 | 31 | 4 | 825.0477 | 0
2027 | 1 | 31 | 5 | 817.8101 | 0
2027 | 1 | 31 | 6 | 815.0983 | 0
2027 | 1 | 31 | 7 | 827.0839 | 0
2027 | 1 | 31 | 8 | 846.8776 | 0
2027 | 1 | 31 | 9 | 874.9232 | 0
2027 | 1 | 31 | 10 | 913.1988 | 0
2027 | 1 | 31 | 11 | 946.5754 | 0
2027 | 1 | 31 | 12 | 962.8951 | 0
2027 | 1 | 31 | 13 | 979.2148 | 0
2027 | 1 | 31 | 14 | 976.8889 | 0
2027 | 1 | 31 | 15 | 971.6352 | 0
2027 | 1 | 31 | 16 | 984.6055 | 0
2027 | 1 | 31 | 17 | 997.5758 | 0
2027 | 1 | 31 | 18 | 1022.7942 | 0
2027 | 1 | 31 | 19 | 1051.9798 | 1.9798
2027 | 1 | 31 | 20 | 1035.7105 | 0
2027 | 1 | 31 | 21 | 1016.0453 | 0
2027 | 1 | 31 | 22 | 985.754 | 0
2027 | 1 | 31 | 23 | 951.1718 | 0
2027 | 2 | 1 | 0 | 916.5534 | 0
2027 | 2 | 1 | 1 | 916.7539 | 0
2027 | 2 | 1 | 2 | 916.9544 | 0
2027 | 2 | 1 | 3 | 910.2874 | 0
2027 | 2 | 1 | 4 | 911.8447 | 0
2027 | 2 | 1 | 5 | 920.4744 | 0
2027 | 2 | 1 | 6 | 952.7828 | 0
2027 | 2 | 1 | 7 | 1021.645 | 0
2027 | 2 | 1 | 8 | 1090.5073 | 40.5073
2027 | 2 | 1 | 9 | 1127.6839 | 77.6839
2027 | 2 | 1 | 10 | 1152.1486 | 102.1486
2027 | 2 | 1 | 11 | 1167.2527 | 117.2527
2027 | 2 | 1 | 12 | 1175.2608 | 125.2608
2027 | 2 | 1 | 13 | 1171.5593 | 121.5593
2027 | 2 | 1 | 14 | 1166.1607 | 116.1607
2027 | 2 | 1 | 15 | 1157.379 | 107.379
2027 | 2 | 1 | 16 | 1154.6087 | 104.6087
2027 | 2 | 1 | 17 | 1169.3917 | 119.3917
2027 | 2 | 1 | 18 | 1184.1747 | 134.1747
2027 | 2 | 1 | 19 | 1219.6994 | 169.6994
2027 | 2 | 1 | 20 | 1209.7825 | 159.7825
2027 | 2 | 1 | 21 | 1188.1287 | 138.1287
2027 | 2 | 1 | 22 | 1147.8453 | 97.8453
2027 | 2 | 1 | 23 | 1103.993 | 53.993
2027 | 2 | 2 | 0 | 1051.3237 | 1.3237
2027 | 2 | 2 | 1 | 1004.6495 | 0
2027 | 2 | 2 | 2 | 982.0175 | 0
2027 | 2 | 2 | 3 | 971.6101 | 0
2027 | 2 | 2 | 4 | 966.0903 | 0
2027 | 2 | 2 | 5 | 973.0667 | 0
2027 | 2 | 2 | 6 | 1000.9344 | 0
2027 | 2 | 2 | 7 | 1063.0284 | 13.0284
2027 | 2 | 2 | 8 | 1127.823 | 77.823
2027 | 2 | 2 | 9 | 1160.3959 | 110.3959
2027 | 2 | 2 | 10 | 1184.6879 | 134.6879
2027 | 2 | 2 | 11 | 1201.6058 | 151.6058
2027 | 2 | 2 | 12 | 1206.44 | 156.44
2027 | 2 | 2 | 13 | 1200.7435 | 150.7435
2027 | 2 | 2 | 14 | 1190.936 | 140.936
2027 | 2 | 2 | 15 | 1179.9473 | 129.9473
2027 | 2 | 2 | 16 | 1161.5069 | 111.5069
2027 | 2 | 2 | 17 | 1170.4539 | 120.4539
2027 | 2 | 2 | 18 | 1200.1712 | 150.1712
2027 | 2 | 2 | 19 | 1228.1212 | 178.1212
2027 | 2 | 2 | 20 | 1213.2072 | 163.2072
2027 | 2 | 2 | 21 | 1189.6201 | 139.6201
2027 | 2 | 2 | 22 | 1149.3974 | 99.3974
2027 | 2 | 2 | 23 | 1096.6614 | 46.6614
2027 | 2 | 3 | 0 | 1044.1058 | 0
2027 | 2 | 3 | 1 | 1022.7525 | 0
2027 | 2 | 3 | 2 | 1000.6278 | 0
2027 | 2 | 3 | 3 | 984.4439 | 0
2027 | 2 | 3 | 4 | 978.0856 | 0
2027 | 2 | 3 | 5 | 982.7858 | 0
2027 | 2 | 3 | 6 | 1007.6647 | 0
2027 | 2 | 3 | 7 | 1061.574 | 11.574
2027 | 2 | 3 | 8 | 1129.0975 | 79.0975
2027 | 2 | 3 | 9 | 1155.2935 | 105.2935
2027 | 2 | 3 | 10 | 1168.9185 | 118.9185
2027 | 2 | 3 | 11 | 1185.2728 | 135.2728
2027 | 2 | 3 | 12 | 1192.2305 | 142.2305
2027 | 2 | 3 | 13 | 1192.4117 | 142.4117
2027 | 2 | 3 | 14 | 1189.4532 | 139.4532
2027 | 2 | 3 | 15 | 1183.2513 | 133.2513
2027 | 2 | 3 | 16 | 1183.4535 | 133.4535
2027 | 2 | 3 | 17 | 1202.2084 | 152.2084
2027 | 2 | 3 | 18 | 1220.9632 | 170.9632
2027 | 2 | 3 | 19 | 1249.5026 | 199.5026
2027 | 2 | 3 | 20 | 1237.735 | 187.735
2027 | 2 | 3 | 21 | 1209.7202 | 159.7202
2027 | 2 | 3 | 22 | 1170.0735 | 120.0735
2027 | 2 | 3 | 23 | 1129.116 | 79.116
2027 | 2 | 4 | 0 | 1077.7374 | 27.7374
2027 | 2 | 4 | 1 | 1027.0969 | 0
2027 | 2 | 4 | 2 | 1003.0938 | 0
2027 | 2 | 4 | 3 | 986.2314 | 0
2027 | 2 | 4 | 4 | 978.3626 | 0
2027 | 2 | 4 | 5 | 981.3 | 0
2027 | 2 | 4 | 6 | 1009.9287 | 0
2027 | 2 | 4 | 7 | 1069.931 | 19.931
2027 | 2 | 4 | 8 | 1135.1056 | 85.1056
2027 | 2 | 4 | 9 | 1162.9959 | 112.9959
2027 | 2 | 4 | 10 | 1178.8804 | 128.8804
2027 | 2 | 4 | 11 | 1195.8289 | 145.8289
2027 | 2 | 4 | 12 | 1203.4158 | 153.4158
2027 | 2 | 4 | 13 | 1204.2778 | 154.2778
2027 | 2 | 4 | 14 | 1199.8802 | 149.8802
2027 | 2 | 4 | 15 | 1190.1366 | 140.1366
2027 | 2 | 4 | 16 | 1185.0734 | 135.0734
2027 | 2 | 4 | 17 | 1189.7309 | 139.7309
2027 | 2 | 4 | 18 | 1204.9571 | 154.9571
2027 | 2 | 4 | 19 | 1227.4741 | 177.4741
2027 | 2 | 4 | 20 | 1209.8814 | 159.8814
2027 | 2 | 4 | 21 | 1180.7446 | 130.7446
2027 | 2 | 4 | 22 | 1138.5761 | 88.5761
2027 | 2 | 4 | 23 | 1098.4309 | 48.4309
2027 | 2 | 5 | 0 | 1051.0188 | 1.0188
2027 | 2 | 5 | 1 | 982.0861 | 0
2027 | 2 | 5 | 2 | 953.0845 | 0
2027 | 2 | 5 | 3 | 935.2906 | 0
2027 | 2 | 5 | 4 | 925.0445 | 0
2027 | 2 | 5 | 5 | 929.835 | 0
2027 | 2 | 5 | 6 | 961.3911 | 0
2027 | 2 | 5 | 7 | 1021.7409 | 0
2027 | 2 | 5 | 8 | 1090.745 | 40.745
2027 | 2 | 5 | 9 | 1128.459 | 78.459
2027 | 2 | 5 | 10 | 1150.8808 | 100.8808
2027 | 2 | 5 | 11 | 1160.6681 | 110.6681
2027 | 2 | 5 | 12 | 1165.3932 | 115.3932
2027 | 2 | 5 | 13 | 1164.9241 | 114.9241
2027 | 2 | 5 | 14 | 1156.5579 | 106.5579
2027 | 2 | 5 | 15 | 1145.2062 | 95.2062
2027 | 2 | 5 | 16 | 1134.3865 | 84.3865
2027 | 2 | 5 | 17 | 1141.9658 | 91.9658
2027 | 2 | 5 | 18 | 1149.5451 | 99.5451
2027 | 2 | 5 | 19 | 1177.8188 | 127.8188
2027 | 2 | 5 | 20 | 1161.2292 | 111.2292
2027 | 2 | 5 | 21 | 1138.2802 | 88.2802
2027 | 2 | 5 | 22 | 1097.8956 | 47.8956
2027 | 2 | 5 | 23 | 1054.865 | 4.865
2027 | 2 | 6 | 0 | 1004.716 | 0
2027 | 2 | 6 | 1 | 949.6472 | 0
2027 | 2 | 6 | 2 | 894.5784 | 0
2027 | 2 | 6 | 3 | 876.854 | 0
2027 | 2 | 6 | 4 | 866.7196 | 0
2027 | 2 | 6 | 5 | 861.4573 | 0
2027 | 2 | 6 | 6 | 865.3091 | 0
2027 | 2 | 6 | 7 | 882.717 | 0
2027 | 2 | 6 | 8 | 911.0882 | 0
2027 | 2 | 6 | 9 | 949.2256 | 0
2027 | 2 | 6 | 10 | 991.1852 | 0
2027 | 2 | 6 | 11 | 1007.1091 | 0
2027 | 2 | 6 | 12 | 1020.0651 | 0
2027 | 2 | 6 | 13 | 1030.2204 | 0
2027 | 2 | 6 | 14 | 1025.1827 | 0
2027 | 2 | 6 | 15 | 1021.9492 | 0
2027 | 2 | 6 | 16 | 1013.9044 | 0
2027 | 2 | 6 | 17 | 1023.2974 | 0
2027 | 2 | 6 | 18 | 1042.4685 | 0
2027 | 2 | 6 | 19 | 1061.6397 | 11.6397
2027 | 2 | 6 | 20 | 1038.536 | 0
2027 | 2 | 6 | 21 | 1015.8778 | 0
2027 | 2 | 6 | 22 | 991.237 | 0
2027 | 2 | 6 | 23 | 970.3848 | 0
2027 | 2 | 7 | 0 | 943.6186 | 0
2027 | 2 | 7 | 1 | 878.4273 | 0
2027 | 2 | 7 | 2 | 854.5148 | 0
2027 | 2 | 7 | 3 | 837.945 | 0
2027 | 2 | 7 | 4 | 825.0643 | 0
2027 | 2 | 7 | 5 | 816.4341 | 0
2027 | 2 | 7 | 6 | 817.3853 | 0
2027 | 2 | 7 | 7 | 818.3366 | 0
2027 | 2 | 7 | 8 | 845.3054 | 0
2027 | 2 | 7 | 9 | 879.881 | 0
2027 | 2 | 7 | 10 | 917.9241 | 0
2027 | 2 | 7 | 11 | 943.5914 | 0
2027 | 2 | 7 | 12 | 959.0151 | 0
2027 | 2 | 7 | 13 | 974.4388 | 0
2027 | 2 | 7 | 14 | 969.979 | 0
2027 | 2 | 7 | 15 | 965.1218 | 0
2027 | 2 | 7 | 16 | 966.5839 | 0
2027 | 2 | 7 | 17 | 987.5717 | 0
2027 | 2 | 7 | 18 | 1008.5595 | 0
2027 | 2 | 7 | 19 | 1044.2052 | 0
2027 | 2 | 7 | 20 | 1029.7986 | 0
2027 | 2 | 7 | 21 | 1012.7706 | 0
2027 | 2 | 7 | 22 | 987.9527 | 0
2027 | 2 | 7 | 23 | 957.4317 | 0
2027 | 2 | 8 | 0 | 924.3224 | 0
2027 | 2 | 8 | 1 | 918.737 | 0
2027 | 2 | 8 | 2 | 913.1516 | 0
2027 | 2 | 8 | 3 | 903.8506 | 0
2027 | 2 | 8 | 4 | 900.9416 | 0
2027 | 2 | 8 | 5 | 909.1266 | 0
2027 | 2 | 8 | 6 | 941.5692 | 0
2027 | 2 | 8 | 7 | 1011.3056 | 0
2027 | 2 | 8 | 8 | 1081.0421 | 31.0421
2027 | 2 | 8 | 9 | 1118.5862 | 68.5862
2027 | 2 | 8 | 10 | 1145.6347 | 95.6347
2027 | 2 | 8 | 11 | 1161.9833 | 111.9833
2027 | 2 | 8 | 12 | 1172.6758 | 122.6758
2027 | 2 | 8 | 13 | 1170.436 | 120.436
2027 | 2 | 8 | 14 | 1168.3554 | 118.3554
2027 | 2 | 8 | 15 | 1159.6139 | 109.6139
2027 | 2 | 8 | 16 | 1159.6703 | 109.6703
2027 | 2 | 8 | 17 | 1168.273 | 118.273
2027 | 2 | 8 | 18 | 1184.0231 | 134.0231
2027 | 2 | 8 | 19 | 1217.6346 | 167.6346
2027 | 2 | 8 | 20 | 1205.1195 | 155.1195
2027 | 2 | 8 | 21 | 1181.2595 | 131.2595
2027 | 2 | 8 | 22 | 1137.7431 | 87.7431
2027 | 2 | 8 | 23 | 1093.3523 | 43.3523
2027 | 2 | 9 | 0 | 1041.1372 | 0
2027 | 2 | 9 | 1 | 958.4972 | 0
2027 | 2 | 9 | 2 | 933.3114 | 0
2027 | 2 | 9 | 3 | 917.1066 | 0
2027 | 2 | 9 | 4 | 910.0989 | 0
2027 | 2 | 9 | 5 | 915.4838 | 0
2027 | 2 | 9 | 6 | 945.9369 | 0
2027 | 2 | 9 | 7 | 1010.3016 | 0
2027 | 2 | 9 | 8 | 1074.7659 | 24.7659
2027 | 2 | 9 | 9 | 1108.0329 | 58.0329
2027 | 2 | 9 | 10 | 1130.2761 | 80.2761
2027 | 2 | 9 | 11 | 1149.2967 | 99.2967
2027 | 2 | 9 | 12 | 1155.8171 | 105.8171
2027 | 2 | 9 | 13 | 1157.3728 | 107.3728
2027 | 2 | 9 | 14 | 1150.9014 | 100.9014
2027 | 2 | 9 | 15 | 1141.7275 | 91.7275
2027 | 2 | 9 | 16 | 1122.4273 | 72.4273
2027 | 2 | 9 | 17 | 1136.2799 | 86.2799
2027 | 2 | 9 | 18 | 1154.6103 | 104.6103
2027 | 2 | 9 | 19 | 1172.9408 | 122.9408
2027 | 2 | 9 | 20 | 1155.846 | 105.846
2027 | 2 | 9 | 21 | 1126.6317 | 76.6317
2027 | 2 | 9 | 22 | 1084.4297 | 34.4297
2027 | 2 | 9 | 23 | 1036.4677 | 0
2027 | 2 | 10 | 0 | 980.518 | 0
2027 | 2 | 10 | 1 | 926.7797 | 0
2027 | 2 | 10 | 2 | 901.8832 | 0
2027 | 2 | 10 | 3 | 885.7096 | 0
2027 | 2 | 10 | 4 | 878.5604 | 0
2027 | 2 | 10 | 5 | 884.519 | 0
2027 | 2 | 10 | 6 | 913.4663 | 0
2027 | 2 | 10 | 7 | 969.1992 | 0
2027 | 2 | 10 | 8 | 1023.7417 | 0
2027 | 2 | 10 | 9 | 1051.6489 | 1.6489
2027 | 2 | 10 | 10 | 1068.6086 | 18.6086
2027 | 2 | 10 | 11 | 1082.689 | 32.689
2027 | 2 | 10 | 12 | 1096.7694 | 46.7694
2027 | 2 | 10 | 13 | 1102.3457 | 52.3457
2027 | 2 | 10 | 14 | 1101.2528 | 51.2528
2027 | 2 | 10 | 15 | 1094.8266 | 44.8266
2027 | 2 | 10 | 16 | 1094.7267 | 44.7267
2027 | 2 | 10 | 17 | 1107.1496 | 57.1496
2027 | 2 | 10 | 18 | 1120.6721 | 70.6721
2027 | 2 | 10 | 19 | 1134.1946 | 84.1946
2027 | 2 | 10 | 20 | 1111.4939 | 61.4939
2027 | 2 | 10 | 21 | 1080.8285 | 30.8285
2027 | 2 | 10 | 22 | 1042.0962 | 0
2027 | 2 | 10 | 23 | 999.6216 | 0
2027 | 2 | 11 | 0 | 951.4268 | 0
2027 | 2 | 11 | 1 | 880.5591 | 0
2027 | 2 | 11 | 2 | 854.2301 | 0
2027 | 2 | 11 | 3 | 837.0919 | 0
2027 | 2 | 11 | 4 | 827.3097 | 0
2027 | 2 | 11 | 5 | 835.3595 | 0
2027 | 2 | 11 | 6 | 869.5043 | 0
2027 | 2 | 11 | 7 | 935.1717 | 0
2027 | 2 | 11 | 8 | 995.2164 | 0
2027 | 2 | 11 | 9 | 1026.6545 | 0
2027 | 2 | 11 | 10 | 1048.584 | 0
2027 | 2 | 11 | 11 | 1065.8977 | 15.8977
2027 | 2 | 11 | 12 | 1074.7857 | 24.7857
2027 | 2 | 11 | 13 | 1077.4197 | 27.4197
2027 | 2 | 11 | 14 | 1075.1712 | 25.1712
2027 | 2 | 11 | 15 | 1067.347 | 17.347
2027 | 2 | 11 | 16 | 1066.3276 | 16.3276
2027 | 2 | 11 | 17 | 1070.6893 | 20.6893
2027 | 2 | 11 | 18 | 1072.5883 | 22.5883
2027 | 2 | 11 | 19 | 1095.1349 | 45.1349
2027 | 2 | 11 | 20 | 1083.518 | 33.518
2027 | 2 | 11 | 21 | 1055.0072 | 5.0072
2027 | 2 | 11 | 22 | 1015.8266 | 0
2027 | 2 | 11 | 23 | 971.211 | 0
2027 | 2 | 12 | 0 | 922.3115 | 0
2027 | 2 | 12 | 1 | 894.2011 | 0
2027 | 2 | 12 | 2 | 871.137 | 0
2027 | 2 | 12 | 3 | 858.2302 | 0
2027 | 2 | 12 | 4 | 852.2587 | 0
2027 | 2 | 12 | 5 | 856.3473 | 0
2027 | 2 | 12 | 6 | 885.7261 | 0
2027 | 2 | 12 | 7 | 957.6874 | 0
2027 | 2 | 12 | 8 | 1029.6486 | 0
2027 | 2 | 12 | 9 | 1075.3757 | 25.3757
2027 | 2 | 12 | 10 | 1104.1349 | 54.1349
2027 | 2 | 12 | 11 | 1122.6509 | 72.6509
2027 | 2 | 12 | 12 | 1132.8093 | 82.8093
2027 | 2 | 12 | 13 | 1128.5216 | 78.5216
2027 | 2 | 12 | 14 | 1123.7514 | 73.7514
2027 | 2 | 12 | 15 | 1115.3139 | 65.3139
2027 | 2 | 12 | 16 | 1109.0081 | 59.0081
2027 | 2 | 12 | 17 | 1111.9439 | 61.9439
2027 | 2 | 12 | 18 | 1119.3436 | 69.3436
2027 | 2 | 12 | 19 | 1145.871 | 95.871
2027 | 2 | 12 | 20 | 1130.5401 | 80.5401
2027 | 2 | 12 | 21 | 1107.89 | 57.89
2027 | 2 | 12 | 22 | 1077.1409 | 27.1409
2027 | 2 | 12 | 23 | 1040.2089 | 0
2027 | 2 | 13 | 0 | 983.0658 | 0
2027 | 2 | 13 | 1 | 925.9227 | 0
2027 | 2 | 13 | 2 | 898.9051 | 0
2027 | 2 | 13 | 3 | 880.3778 | 0
2027 | 2 | 13 | 4 | 869.5595 | 0
2027 | 2 | 13 | 5 | 867.0391 | 0
2027 | 2 | 13 | 6 | 881.4629 | 0
2027 | 2 | 13 | 7 | 895.8866 | 0
2027 | 2 | 13 | 8 | 906.6567 | 0
2027 | 2 | 13 | 9 | 942.1598 | 0
2027 | 2 | 13 | 10 | 987.4955 | 0
2027 | 2 | 13 | 11 | 1006.7095 | 0
2027 | 2 | 13 | 12 | 1023.1406 | 0
2027 | 2 | 13 | 13 | 1036.7825 | 0
2027 | 2 | 13 | 14 | 1028.8306 | 0
2027 | 2 | 13 | 15 | 1018.1861 | 0
2027 | 2 | 13 | 16 | 1006.822 | 0
2027 | 2 | 13 | 17 | 1016.5675 | 0
2027 | 2 | 13 | 18 | 1039.1231 | 0
2027 | 2 | 13 | 19 | 1061.6786 | 11.6786
2027 | 2 | 13 | 20 | 1045.101 | 0
2027 | 2 | 13 | 21 | 1024.5931 | 0
2027 | 2 | 13 | 22 | 997.1238 | 0
2027 | 2 | 13 | 23 | 967.2937 | 0
2027 | 2 | 14 | 0 | 937.7936 | 0
2027 | 2 | 14 | 1 | 922.8176 | 0
2027 | 2 | 14 | 2 | 900.8224 | 0
2027 | 2 | 14 | 3 | 885.8084 | 0
2027 | 2 | 14 | 4 | 875.2539 | 0
2027 | 2 | 14 | 5 | 872.6665 | 0
2027 | 2 | 14 | 6 | 882.0213 | 0
2027 | 2 | 14 | 7 | 891.3762 | 0
2027 | 2 | 14 | 8 | 892.2856 | 0
2027 | 2 | 14 | 9 | 920.6484 | 0
2027 | 2 | 14 | 10 | 957.6318 | 0
2027 | 2 | 14 | 11 | 987.6786 | 0
2027 | 2 | 14 | 12 | 1009.5628 | 0
2027 | 2 | 14 | 13 | 1016.5473 | 0
2027 | 2 | 14 | 14 | 1010.2282 | 0
2027 | 2 | 14 | 15 | 1006.5305 | 0
2027 | 2 | 14 | 16 | 1009.0486 | 0
2027 | 2 | 14 | 17 | 1020.9846 | 0
2027 | 2 | 14 | 18 | 1042.0426 | 0
2027 | 2 | 14 | 19 | 1086.6083 | 36.6083
2027 | 2 | 14 | 20 | 1075.8868 | 25.8868
2027 | 2 | 14 | 21 | 1058.2575 | 8.2575
2027 | 2 | 14 | 22 | 1028.5929 | 0
2027 | 2 | 14 | 23 | 993.0934 | 0
2027 | 2 | 15 | 0 | 957.5456 | 0
2027 | 2 | 15 | 1 | 935.5874 | 0
2027 | 2 | 15 | 2 | 913.6291 | 0
2027 | 2 | 15 | 3 | 896.7023 | 0
2027 | 2 | 15 | 4 | 887.223 | 0
2027 | 2 | 15 | 5 | 888.1119 | 0
2027 | 2 | 15 | 6 | 902.8266 | 0
2027 | 2 | 15 | 7 | 921.7323 | 0
2027 | 2 | 15 | 8 | 917.591 | 0
2027 | 2 | 15 | 9 | 935.7676 | 0
2027 | 2 | 15 | 10 | 963.7563 | 0
2027 | 2 | 15 | 11 | 991.9883 | 0
2027 | 2 | 15 | 12 | 1014.4976 | 0
2027 | 2 | 15 | 13 | 1021.3011 | 0
2027 | 2 | 15 | 14 | 1011.6391 | 0
2027 | 2 | 15 | 15 | 999.0991 | 0
2027 | 2 | 15 | 16 | 997.5479 | 0
2027 | 2 | 15 | 17 | 1014.215 | 0
2027 | 2 | 15 | 18 | 1041.4379 | 0
2027 | 2 | 15 | 19 | 1089.0683 | 39.0683
2027 | 2 | 15 | 20 | 1085.0329 | 35.0329
2027 | 2 | 15 | 21 | 1070.2418 | 20.2418
2027 | 2 | 15 | 22 | 1038.5365 | 0
2027 | 2 | 15 | 23 | 992.9801 | 0
2027 | 2 | 16 | 0 | 971.5591 | 0
2027 | 2 | 16 | 1 | 973.7828 | 0
2027 | 2 | 16 | 2 | 947.3327 | 0
2027 | 2 | 16 | 3 | 932.1291 | 0
2027 | 2 | 16 | 4 | 926.5914 | 0
2027 | 2 | 16 | 5 | 930.2218 | 0
2027 | 2 | 16 | 6 | 957.152 | 0
2027 | 2 | 16 | 7 | 1025.8511 | 0
2027 | 2 | 16 | 8 | 1097.6853 | 47.6853
2027 | 2 | 16 | 9 | 1134.2627 | 84.2627
2027 | 2 | 16 | 10 | 1156.7012 | 106.7012
2027 | 2 | 16 | 11 | 1173.2425 | 123.2425
2027 | 2 | 16 | 12 | 1176.018 | 126.018
2027 | 2 | 16 | 13 | 1173.521 | 123.521
2027 | 2 | 16 | 14 | 1166.6411 | 116.6411
2027 | 2 | 16 | 15 | 1151.5938 | 101.5938
2027 | 2 | 16 | 16 | 1131.7452 | 81.7452
2027 | 2 | 16 | 17 | 1146.1765 | 96.1765
2027 | 2 | 16 | 18 | 1160.6079 | 110.6079
2027 | 2 | 16 | 19 | 1201.5851 | 151.5851
2027 | 2 | 16 | 20 | 1197.0294 | 147.0294
2027 | 2 | 16 | 21 | 1176.6929 | 126.6929
2027 | 2 | 16 | 22 | 1132.7651 | 82.7651
2027 | 2 | 16 | 23 | 1074.4995 | 24.4995
2027 | 2 | 17 | 0 | 1014.6136 | 0
2027 | 2 | 17 | 1 | 983.3992 | 0
2027 | 2 | 17 | 2 | 957.2875 | 0
2027 | 2 | 17 | 3 | 941.4614 | 0
2027 | 2 | 17 | 4 | 934.6936 | 0
2027 | 2 | 17 | 5 | 939.6806 | 0
2027 | 2 | 17 | 6 | 967.632 | 0
2027 | 2 | 17 | 7 | 1026.5351 | 0
2027 | 2 | 17 | 8 | 1087.962 | 37.962
2027 | 2 | 17 | 9 | 1117.539 | 67.539
2027 | 2 | 17 | 10 | 1137.1197 | 87.1197
2027 | 2 | 17 | 11 | 1154.7595 | 104.7595
2027 | 2 | 17 | 12 | 1167.8307 | 117.8307
2027 | 2 | 17 | 13 | 1173.3387 | 123.3387
2027 | 2 | 17 | 14 | 1173.1463 | 123.1463
2027 | 2 | 17 | 15 | 1165.8347 | 115.8347
2027 | 2 | 17 | 16 | 1163.4546 | 113.4546
2027 | 2 | 17 | 17 | 1172.6903 | 122.6903
2027 | 2 | 17 | 18 | 1186.0166 | 136.0166
2027 | 2 | 17 | 19 | 1213.1248 | 163.1248
2027 | 2 | 17 | 20 | 1193.9102 | 143.9102
2027 | 2 | 17 | 21 | 1162.6981 | 112.6981
2027 | 2 | 17 | 22 | 1119.9513 | 69.9513
2027 | 2 | 17 | 23 | 1068.3354 | 18.3354
2027 | 2 | 18 | 0 | 1013.2982 | 0
2027 | 2 | 18 | 1 | 956.214 | 0
2027 | 2 | 18 | 2 | 929.9971 | 0
2027 | 2 | 18 | 3 | 913.4265 | 0
2027 | 2 | 18 | 4 | 906.2038 | 0
2027 | 2 | 18 | 5 | 911.1234 | 0
2027 | 2 | 18 | 6 | 942.5524 | 0
2027 | 2 | 18 | 7 | 1007.5315 | 0
2027 | 2 | 18 | 8 | 1070.7512 | 20.7512
2027 | 2 | 18 | 9 | 1109.4039 | 59.4039
2027 | 2 | 18 | 10 | 1126.2101 | 76.2101
2027 | 2 | 18 | 11 | 1143.395 | 93.395
2027 | 2 | 18 | 12 | 1156.1881 | 106.1881
2027 | 2 | 18 | 13 | 1158.36 | 108.36
2027 | 2 | 18 | 14 | 1155.3006 | 105.3006
2027 | 2 | 18 | 15 | 1148.783 | 98.783
2027 | 2 | 18 | 16 | 1146.2794 | 96.2794
2027 | 2 | 18 | 17 | 1151.4742 | 101.4742
2027 | 2 | 18 | 18 | 1150.5 | 100.5
2027 | 2 | 18 | 19 | 1177.7737 | 127.7737
2027 | 2 | 18 | 20 | 1160.379 | 110.379
2027 | 2 | 18 | 21 | 1132.9716 | 82.9716
2027 | 2 | 18 | 22 | 1090.8701 | 40.8701
2027 | 2 | 18 | 23 | 1045.5331 | 0
2027 | 2 | 19 | 0 | 993.4086 | 0
2027 | 2 | 19 | 1 | 957.3281 | 0
2027 | 2 | 19 | 2 | 931.5181 | 0
2027 | 2 | 19 | 3 | 917.6049 | 0
2027 | 2 | 19 | 4 | 911.1211 | 0
2027 | 2 | 19 | 5 | 915.7554 | 0
2027 | 2 | 19 | 6 | 943.443 | 0
2027 | 2 | 19 | 7 | 1004.5968 | 0
2027 | 2 | 19 | 8 | 1069.513 | 19.513
2027 | 2 | 19 | 9 | 1109.6291 | 59.6291
2027 | 2 | 19 | 10 | 1136.293 | 86.293
2027 | 2 | 19 | 11 | 1153.2465 | 103.2465
2027 | 2 | 19 | 12 | 1162.8097 | 112.8097
2027 | 2 | 19 | 13 | 1158.3669 | 108.3669
2027 | 2 | 19 | 14 | 1151.0297 | 101.0297
2027 | 2 | 19 | 15 | 1136.9008 | 86.9008
2027 | 2 | 19 | 16 | 1127.8809 | 77.8809
2027 | 2 | 19 | 17 | 1128.3821 | 78.3821
2027 | 2 | 19 | 18 | 1127.1761 | 77.1761
2027 | 2 | 19 | 19 | 1166.4128 | 116.4128
2027 | 2 | 19 | 20 | 1151.203 | 101.203
2027 | 2 | 19 | 21 | 1129.1789 | 79.1789
2027 | 2 | 19 | 22 | 1094.0678 | 44.0678
2027 | 2 | 19 | 23 | 1056.0622 | 6.0622
2027 | 2 | 20 | 0 | 1005.2009 | 0
2027 | 2 | 20 | 1 | 922.3527 | 0
2027 | 2 | 20 | 2 | 895.2727 | 0
2027 | 2 | 20 | 3 | 876.6195 | 0
2027 | 2 | 20 | 4 | 865.826 | 0
2027 | 2 | 20 | 5 | 860.7276 | 0
2027 | 2 | 20 | 6 | 872.3832 | 0
2027 | 2 | 20 | 7 | 884.0387 | 0
2027 | 2 | 20 | 8 | 908.9688 | 0
2027 | 2 | 20 | 9 | 942.7771 | 0
2027 | 2 | 20 | 10 | 984.6896 | 0
2027 | 2 | 20 | 11 | 1010.3442 | 0
2027 | 2 | 20 | 12 | 1026.5988 | 0
2027 | 2 | 20 | 13 | 1028.5439 | 0
2027 | 2 | 20 | 14 | 1018.0025 | 0
2027 | 2 | 20 | 15 | 1003.5394 | 0
2027 | 2 | 20 | 16 | 997.1194 | 0
2027 | 2 | 20 | 17 | 1005.9659 | 0
2027 | 2 | 20 | 18 | 1010.9801 | 0
2027 | 2 | 20 | 19 | 1051.7764 | 1.7764
2027 | 2 | 20 | 20 | 1034.7937 | 0
2027 | 2 | 20 | 21 | 1016.3093 | 0
2027 | 2 | 20 | 22 | 989.3032 | 0
2027 | 2 | 20 | 23 | 965.4253 | 0
2027 | 2 | 21 | 0 | 930.0183 | 0
2027 | 2 | 21 | 1 | 872.0982 | 0
2027 | 2 | 21 | 2 | 845.2336 | 0
2027 | 2 | 21 | 3 | 826.745 | 0
2027 | 2 | 21 | 4 | 814.3483 | 0
2027 | 2 | 21 | 5 | 805.415 | 0
2027 | 2 | 21 | 6 | 809.0749 | 0
2027 | 2 | 21 | 7 | 812.7348 | 0
2027 | 2 | 21 | 8 | 837.9939 | 0
2027 | 2 | 21 | 9 | 874.4912 | 0
2027 | 2 | 21 | 10 | 910.395 | 0
2027 | 2 | 21 | 11 | 938.3139 | 0
2027 | 2 | 21 | 12 | 956.1933 | 0
2027 | 2 | 21 | 13 | 974.0728 | 0
2027 | 2 | 21 | 14 | 974.4258 | 0
2027 | 2 | 21 | 15 | 972.6545 | 0
2027 | 2 | 21 | 16 | 977.2681 | 0
2027 | 2 | 21 | 17 | 989.3432 | 0
2027 | 2 | 21 | 18 | 1011.9574 | 0
2027 | 2 | 21 | 19 | 1034.5716 | 0
2027 | 2 | 21 | 20 | 1025.2055 | 0
2027 | 2 | 21 | 21 | 1007.936 | 0
2027 | 2 | 21 | 22 | 983.8989 | 0
2027 | 2 | 21 | 23 | 949.139 | 0
2027 | 2 | 22 | 0 | 910.9277 | 0
2027 | 2 | 22 | 1 | 906.4708 | 0
2027 | 2 | 22 | 2 | 885.0064 | 0
2027 | 2 | 22 | 3 | 872.3203 | 0
2027 | 2 | 22 | 4 | 865.5236 | 0
2027 | 2 | 22 | 5 | 872.9301 | 0
2027 | 2 | 22 | 6 | 905.5101 | 0
2027 | 2 | 22 | 7 | 971.5801 | 0
2027 | 2 | 22 | 8 | 1035.0257 | 0
2027 | 2 | 22 | 9 | 1076.8389 | 26.8389
2027 | 2 | 22 | 10 | 1107.5617 | 57.5617
2027 | 2 | 22 | 11 | 1127.0963 | 77.0963
2027 | 2 | 22 | 12 | 1137.8273 | 87.8273
2027 | 2 | 22 | 13 | 1136.8318 | 86.8318
2027 | 2 | 22 | 14 | 1135.4743 | 85.4743
2027 | 2 | 22 | 15 | 1125.5725 | 75.5725
2027 | 2 | 22 | 16 | 1124.5314 | 74.5314
2027 | 2 | 22 | 17 | 1131.2081 | 81.2081
2027 | 2 | 22 | 18 | 1129.8838 | 79.8838
2027 | 2 | 22 | 19 | 1162.4499 | 112.4499
2027 | 2 | 22 | 20 | 1152.2355 | 102.2355
2027 | 2 | 22 | 21 | 1126.6054 | 76.6054
2027 | 2 | 22 | 22 | 1085.0539 | 35.0539
2027 | 2 | 22 | 23 | 1037.2567 | 0
2027 | 2 | 23 | 0 | 985.1717 | 0
2027 | 2 | 23 | 1 | 954.6096 | 0
2027 | 2 | 23 | 2 | 931.8544 | 0
2027 | 2 | 23 | 3 | 918.6384 | 0
2027 | 2 | 23 | 4 | 911.7523 | 0
2027 | 2 | 23 | 5 | 918.1823 | 0
2027 | 2 | 23 | 6 | 946.5119 | 0
2027 | 2 | 23 | 7 | 1013.5699 | 0
2027 | 2 | 23 | 8 | 1083.4183 | 33.4183
2027 | 2 | 23 | 9 | 1126.1701 | 76.1701
2027 | 2 | 23 | 10 | 1153.1189 | 103.1189
2027 | 2 | 23 | 11 | 1169.6463 | 119.6463
2027 | 2 | 23 | 12 | 1172.6471 | 122.6471
2027 | 2 | 23 | 13 | 1167.1479 | 117.1479
2027 | 2 | 23 | 14 | 1161.1033 | 111.1033
2027 | 2 | 23 | 15 | 1146.8228 | 96.8228
2027 | 2 | 23 | 16 | 1127.5946 | 77.5946
2027 | 2 | 23 | 17 | 1138.1903 | 88.1903
2027 | 2 | 23 | 18 | 1148.786 | 98.786
2027 | 2 | 23 | 19 | 1187.4358 | 137.4358
2027 | 2 | 23 | 20 | 1186.9921 | 136.9921
2027 | 2 | 23 | 21 | 1167.8105 | 117.8105
2027 | 2 | 23 | 22 | 1128.4894 | 78.4894
2027 | 2 | 23 | 23 | 1072.7563 | 22.7563
2027 | 2 | 24 | 0 | 1017.3871 | 0
2027 | 2 | 24 | 1 | 988.9981 | 0
2027 | 2 | 24 | 2 | 965.9146 | 0
2027 | 2 | 24 | 3 | 952.7234 | 0
2027 | 2 | 24 | 4 | 946.6263 | 0
2027 | 2 | 24 | 5 | 952.6018 | 0
2027 | 2 | 24 | 6 | 980.3163 | 0
2027 | 2 | 24 | 7 | 1040.2061 | 0
2027 | 2 | 24 | 8 | 1103.8632 | 53.8632
2027 | 2 | 24 | 9 | 1139.2101 | 89.2101
2027 | 2 | 24 | 10 | 1158.8695 | 108.8695
2027 | 2 | 24 | 11 | 1174.9035 | 124.9035
2027 | 2 | 24 | 12 | 1182.1474 | 132.1474
2027 | 2 | 24 | 13 | 1181.3456 | 131.3456
2027 | 2 | 24 | 14 | 1180.1101 | 130.1101
2027 | 2 | 24 | 15 | 1170.1345 | 120.1345
2027 | 2 | 24 | 16 | 1170.2863 | 120.2863
2027 | 2 | 24 | 17 | 1177.2972 | 127.2972
2027 | 2 | 24 | 18 | 1196.9918 | 146.9918
2027 | 2 | 24 | 19 | 1216.6863 | 166.6863
2027 | 2 | 24 | 20 | 1204.9491 | 154.9491
2027 | 2 | 24 | 21 | 1172.5308 | 122.5308
2027 | 2 | 24 | 22 | 1130.2469 | 80.2469
2027 | 2 | 24 | 23 | 1081.7746 | 31.7746
2027 | 2 | 25 | 0 | 1029.7569 | 0
2027 | 2 | 25 | 1 | 958.7315 | 0
2027 | 2 | 25 | 2 | 934.1615 | 0
2027 | 2 | 25 | 3 | 916.7826 | 0
2027 | 2 | 25 | 4 | 908.4134 | 0
2027 | 2 | 25 | 5 | 914.7984 | 0
2027 | 2 | 25 | 6 | 949.1562 | 0
2027 | 2 | 25 | 7 | 1011.7939 | 0
2027 | 2 | 25 | 8 | 1075.0516 | 25.0516
2027 | 2 | 25 | 9 | 1115.6642 | 65.6642
2027 | 2 | 25 | 10 | 1135.4573 | 85.4573
2027 | 2 | 25 | 11 | 1151.3192 | 101.3192
2027 | 2 | 25 | 12 | 1160.6667 | 110.6667
2027 | 2 | 25 | 13 | 1158.5596 | 108.5596
2027 | 2 | 25 | 14 | 1152.6061 | 102.6061
2027 | 2 | 25 | 15 | 1146.4346 | 96.4346
2027 | 2 | 25 | 16 | 1137.1578 | 87.1578
2027 | 2 | 25 | 17 | 1132.501 | 82.501
2027 | 2 | 25 | 18 | 1126.1973 | 76.1973
2027 | 2 | 25 | 19 | 1155.2031 | 105.2031
2027 | 2 | 25 | 20 | 1144.8915 | 94.8915
2027 | 2 | 25 | 21 | 1116.1848 | 66.1848
2027 | 2 | 25 | 22 | 1071.0824 | 21.0824
2027 | 2 | 25 | 23 | 1021.7731 | 0
2027 | 2 | 26 | 0 | 971.8158 | 0
2027 | 2 | 26 | 1 | 944.215 | 0
2027 | 2 | 26 | 2 | 916.6141 | 0
2027 | 2 | 26 | 3 | 905.5868 | 0
2027 | 2 | 26 | 4 | 900.0253 | 0
2027 | 2 | 26 | 5 | 905.7515 | 0
2027 | 2 | 26 | 6 | 932.5384 | 0
2027 | 2 | 26 | 7 | 988.394 | 0
2027 | 2 | 26 | 8 | 1041.026 | 0
2027 | 2 | 26 | 9 | 1081.9844 | 31.9844
2027 | 2 | 26 | 10 | 1107.4941 | 57.4941
2027 | 2 | 26 | 11 | 1113.7703 | 63.7703
2027 | 2 | 26 | 12 | 1112.3835 | 62.3835
2027 | 2 | 26 | 13 | 1110.9968 | 60.9968
2027 | 2 | 26 | 14 | 1105.2934 | 55.2934
2027 | 2 | 26 | 15 | 1096.1782 | 46.1782
2027 | 2 | 26 | 16 | 1084.2193 | 34.2193
2027 | 2 | 26 | 17 | 1076.1338 | 26.1338
2027 | 2 | 26 | 18 | 1090.5903 | 40.5903
2027 | 2 | 26 | 19 | 1105.0468 | 55.0468
2027 | 2 | 26 | 20 | 1112.5553 | 62.5553
2027 | 2 | 26 | 21 | 1097.2302 | 47.2302
2027 | 2 | 26 | 22 | 1063.4426 | 13.4426
2027 | 2 | 26 | 23 | 1028.6199 | 0
2027 | 2 | 27 | 0 | 983.167 | 0
2027 | 2 | 27 | 1 | 921.9756 | 0
2027 | 2 | 27 | 2 | 899.1259 | 0
2027 | 2 | 27 | 3 | 883.5085 | 0
2027 | 2 | 27 | 4 | 874.5975 | 0
2027 | 2 | 27 | 5 | 878.0769 | 0
2027 | 2 | 27 | 6 | 894.5528 | 0
2027 | 2 | 27 | 7 | 909.6183 | 0
2027 | 2 | 27 | 8 | 904.5965 | 0
2027 | 2 | 27 | 9 | 937.7738 | 0
2027 | 2 | 27 | 10 | 974.8822 | 0
2027 | 2 | 27 | 11 | 1005.8912 | 0
2027 | 2 | 27 | 12 | 1019.0514 | 0
2027 | 2 | 27 | 13 | 1026.1124 | 0
2027 | 2 | 27 | 14 | 1015.5422 | 0
2027 | 2 | 27 | 15 | 1002.2317 | 0
2027 | 2 | 27 | 16 | 995.4615 | 0
2027 | 2 | 27 | 17 | 995.2379 | 0
2027 | 2 | 27 | 18 | 1000.5084 | 0
2027 | 2 | 27 | 19 | 1039.1715 | 0
2027 | 2 | 27 | 20 | 1034.6535 | 0
2027 | 2 | 27 | 21 | 1011.5875 | 0
2027 | 2 | 27 | 22 | 983.0208 | 0
2027 | 2 | 27 | 23 | 958.8368 | 0
2027 | 2 | 28 | 0 | 931.5611 | 0
2027 | 2 | 28 | 1 | 896.0572 | 0
2027 | 2 | 28 | 2 | 873.4711 | 0
2027 | 2 | 28 | 3 | 856.7502 | 0
2027 | 2 | 28 | 4 | 844.8943 | 0
2027 | 2 | 28 | 5 | 838.9665 | 0
2027 | 2 | 28 | 6 | 841.6283 | 0
2027 | 2 | 28 | 7 | 844.2901 | 0
2027 | 2 | 28 | 8 | 853.123 | 0
2027 | 2 | 28 | 9 | 887.2367 | 0
2027 | 2 | 28 | 10 | 919.4079 | 0
2027 | 2 | 28 | 11 | 951.5791 | 0
2027 | 2 | 28 | 12 | 970.9776 | 0
2027 | 2 | 28 | 13 | 972.2695 | 0
2027 | 2 | 28 | 14 | 959.9646 | 0
2027 | 2 | 28 | 15 | 954.3873 | 0
2027 | 2 | 28 | 16 | 952.2665 | 0
2027 | 2 | 28 | 17 | 964.4123 | 0
2027 | 2 | 28 | 18 | 972.5447 | 0
2027 | 2 | 28 | 19 | 1013.0202 | 0
2027 | 2 | 28 | 20 | 1014.3312 | 0
2027 | 2 | 28 | 21 | 998.2572 | 0
2027 | 2 | 28 | 22 | 968.301 | 0
2027 | 2 | 28 | 23 | 930.8168 | 0
2027 | 3 | 1 | 0 | 909.7252 | 0
2027 | 3 | 1 | 1 | 880.969 | 0
2027 | 3 | 1 | 2 | 864.8384 | 0
2027 | 3 | 1 | 3 | 846.1365 | 0
2027 | 3 | 1 | 4 | 837.8418 | 0
2027 | 3 | 1 | 5 | 850.4152 | 0
2027 | 3 | 1 | 6 | 894.6689 | 0
2027 | 3 | 1 | 7 | 958.5601 | 0
2027 | 3 | 1 | 8 | 997.7176 | 0
2027 | 3 | 1 | 9 | 1034.3314 | 0
2027 | 3 | 1 | 10 | 1062.2101 | 12.2101
2027 | 3 | 1 | 11 | 1077.6185 | 27.6185
2027 | 3 | 1 | 12 | 1089.3104 | 39.3104
2027 | 3 | 1 | 13 | 1091.2926 | 41.2926
2027 | 3 | 1 | 14 | 1087.2555 | 37.2555
2027 | 3 | 1 | 15 | 1077.7771 | 27.7771
2027 | 3 | 1 | 16 | 1072.2102 | 22.2102
2027 | 3 | 1 | 17 | 1075.8247 | 25.8247
2027 | 3 | 1 | 18 | 1079.0683 | 29.0683
2027 | 3 | 1 | 19 | 1091.6223 | 41.6223
2027 | 3 | 1 | 20 | 1094.7655 | 44.7655
2027 | 3 | 1 | 21 | 1064.0148 | 14.0148
2027 | 3 | 1 | 22 | 1012.4194 | 0
2027 | 3 | 1 | 23 | 966.8529 | 0
2027 | 3 | 2 | 0 | 916.8339 | 0
2027 | 3 | 2 | 1 | 884.5289 | 0
2027 | 3 | 2 | 2 | 870.5993 | 0
2027 | 3 | 2 | 3 | 860.7759 | 0
2027 | 3 | 2 | 4 | 857.2977 | 0
2027 | 3 | 2 | 5 | 869.7778 | 0
2027 | 3 | 2 | 6 | 909.1313 | 0
2027 | 3 | 2 | 7 | 977.7316 | 0
2027 | 3 | 2 | 8 | 1039.6091 | 0
2027 | 3 | 2 | 9 | 1084.9808 | 34.9808
2027 | 3 | 2 | 10 | 1111.5205 | 61.5205
2027 | 3 | 2 | 11 | 1130.6812 | 80.6812
2027 | 3 | 2 | 12 | 1138.7667 | 88.7667
2027 | 3 | 2 | 13 | 1139.052 | 89.052
2027 | 3 | 2 | 14 | 1129.8262 | 79.8262
2027 | 3 | 2 | 15 | 1122.1076 | 72.1076
2027 | 3 | 2 | 16 | 1106.1603 | 56.1603
2027 | 3 | 2 | 17 | 1111.4561 | 61.4561
2027 | 3 | 2 | 18 | 1119.9653 | 69.9653
2027 | 3 | 2 | 19 | 1146.9619 | 96.9619
2027 | 3 | 2 | 20 | 1146.6761 | 96.6761
2027 | 3 | 2 | 21 | 1117.3975 | 67.3975
2027 | 3 | 2 | 22 | 1075.4357 | 25.4357
2027 | 3 | 2 | 23 | 1025.5941 | 0
2027 | 3 | 3 | 0 | 977.2082 | 0
2027 | 3 | 3 | 1 | 955.9338 | 0
2027 | 3 | 3 | 2 | 936.1136 | 0
2027 | 3 | 3 | 3 | 923.8476 | 0
2027 | 3 | 3 | 4 | 919.7423 | 0
2027 | 3 | 3 | 5 | 930.6022 | 0
2027 | 3 | 3 | 6 | 964.271 | 0
2027 | 3 | 3 | 7 | 1017.4072 | 0
2027 | 3 | 3 | 8 | 1073.7114 | 23.7114
2027 | 3 | 3 | 9 | 1103.7046 | 53.7046
2027 | 3 | 3 | 10 | 1114.697 | 64.697
2027 | 3 | 3 | 11 | 1125.7433 | 75.7433
2027 | 3 | 3 | 12 | 1129.3037 | 79.3037
2027 | 3 | 3 | 13 | 1126.3946 | 76.3946
2027 | 3 | 3 | 14 | 1118.3907 | 68.3907
2027 | 3 | 3 | 15 | 1110.4867 | 60.4867
2027 | 3 | 3 | 16 | 1108.7371 | 58.7371
2027 | 3 | 3 | 17 | 1109.6372 | 59.6372
2027 | 3 | 3 | 18 | 1120.4828 | 70.4828
2027 | 3 | 3 | 19 | 1150.5368 | 100.5368
2027 | 3 | 3 | 20 | 1160.6616 | 110.6616
2027 | 3 | 3 | 21 | 1138.6662 | 88.6662
2027 | 3 | 3 | 22 | 1095.106 | 45.106
2027 | 3 | 3 | 23 | 1042.565 | 0
2027 | 3 | 4 | 0 | 991.5331 | 0
2027 | 3 | 4 | 1 | 936.9606 | 0
2027 | 3 | 4 | 2 | 915.4944 | 0
2027 | 3 | 4 | 3 | 902.1306 | 0
2027 | 3 | 4 | 4 | 897.8218 | 0
2027 | 3 | 4 | 5 | 906.2757 | 0
2027 | 3 | 4 | 6 | 941.9625 | 0
2027 | 3 | 4 | 7 | 999.0929 | 0
2027 | 3 | 4 | 8 | 1050.0234 | 0.023384
2027 | 3 | 4 | 9 | 1085.1041 | 35.1041
2027 | 3 | 4 | 10 | 1095.5224 | 45.5224
2027 | 3 | 4 | 11 | 1105.9407 | 55.9407
2027 | 3 | 4 | 12 | 1115.9692 | 65.9692
2027 | 3 | 4 | 13 | 1114.0784 | 64.0784
2027 | 3 | 4 | 14 | 1105.3368 | 55.3368
2027 | 3 | 4 | 15 | 1097.6197 | 47.6197
2027 | 3 | 4 | 16 | 1092.2223 | 42.2223
2027 | 3 | 4 | 17 | 1092.5329 | 42.5329
2027 | 3 | 4 | 18 | 1096.6205 | 46.6205
2027 | 3 | 4 | 19 | 1100.7082 | 50.7082
2027 | 3 | 4 | 20 | 1107.0909 | 57.0909
2027 | 3 | 4 | 21 | 1080.346 | 30.346
2027 | 3 | 4 | 22 | 1036.5557 | 0
2027 | 3 | 4 | 23 | 997.4269 | 0
2027 | 3 | 5 | 0 | 955.232 | 0
2027 | 3 | 5 | 1 | 915.0535 | 0
2027 | 3 | 5 | 2 | 893.1098 | 0
2027 | 3 | 5 | 3 | 879.704 | 0
2027 | 3 | 5 | 4 | 872.3323 | 0
2027 | 3 | 5 | 5 | 883.7545 | 0
2027 | 3 | 5 | 6 | 925.8817 | 0
2027 | 3 | 5 | 7 | 984.7104 | 0
2027 | 3 | 5 | 8 | 1029.5379 | 0
2027 | 3 | 5 | 9 | 1067.4857 | 17.4857
2027 | 3 | 5 | 10 | 1083.1069 | 33.1069
2027 | 3 | 5 | 11 | 1098.7281 | 48.7281
2027 | 3 | 5 | 12 | 1102.6106 | 52.6106
2027 | 3 | 5 | 13 | 1095.4473 | 45.4473
2027 | 3 | 5 | 14 | 1082.7988 | 32.7988
2027 | 3 | 5 | 15 | 1071.6857 | 21.6857
2027 | 3 | 5 | 16 | 1060.5725 | 10.5725
2027 | 3 | 5 | 17 | 1058.462 | 8.462
2027 | 3 | 5 | 18 | 1066.0805 | 16.0805
2027 | 3 | 5 | 19 | 1073.6989 | 23.6989
2027 | 3 | 5 | 20 | 1074.7906 | 24.7906
2027 | 3 | 5 | 21 | 1043.9201 | 0
2027 | 3 | 5 | 22 | 999.3742 | 0
2027 | 3 | 5 | 23 | 951.1402 | 0
2027 | 3 | 6 | 0 | 909.2904 | 0
2027 | 3 | 6 | 1 | 867.9976 | 0
2027 | 3 | 6 | 2 | 826.7048 | 0
2027 | 3 | 6 | 3 | 805.7312 | 0
2027 | 3 | 6 | 4 | 791.7974 | 0
2027 | 3 | 6 | 5 | 787.8573 | 0
2027 | 3 | 6 | 6 | 801.7897 | 0
2027 | 3 | 6 | 7 | 815.722 | 0
2027 | 3 | 6 | 8 | 848.7424 | 0
2027 | 3 | 6 | 9 | 891.8983 | 0
2027 | 3 | 6 | 10 | 928.6064 | 0
2027 | 3 | 6 | 11 | 953.1927 | 0
2027 | 3 | 6 | 12 | 977.7791 | 0
2027 | 3 | 6 | 13 | 974.5789 | 0
2027 | 3 | 6 | 14 | 959.0115 | 0
2027 | 3 | 6 | 15 | 943.4441 | 0
2027 | 3 | 6 | 16 | 933.7768 | 0
2027 | 3 | 6 | 17 | 945.3591 | 0
2027 | 3 | 6 | 18 | 956.9413 | 0
2027 | 3 | 6 | 19 | 971.3267 | 0
2027 | 3 | 6 | 20 | 972.4753 | 0
2027 | 3 | 6 | 21 | 944.9439 | 0
2027 | 3 | 6 | 22 | 907.9962 | 0
2027 | 3 | 6 | 23 | 874.7961 | 0
2027 | 3 | 7 | 0 | 842.2662 | 0
2027 | 3 | 7 | 1 | 809.7364 | 0
2027 | 3 | 7 | 2 | 792.2815 | 0
2027 | 3 | 7 | 3 | 775.1653 | 0
2027 | 3 | 7 | 4 | 767.5394 | 0
2027 | 3 | 7 | 5 | 767.3626 | 0
2027 | 3 | 7 | 6 | 774.7311 | 0
2027 | 3 | 7 | 7 | 782.0996 | 0
2027 | 3 | 7 | 8 | 800.0518 | 0
2027 | 3 | 7 | 9 | 833.9393 | 0
2027 | 3 | 7 | 10 | 862.009 | 0
2027 | 3 | 7 | 11 | 890.0787 | 0
2027 | 3 | 7 | 12 | 909.1377 | 0
2027 | 3 | 7 | 13 | 913.028 | 0
2027 | 3 | 7 | 14 | 904.3474 | 0
2027 | 3 | 7 | 15 | 899.1717 | 0
2027 | 3 | 7 | 16 | 901.0273 | 0
2027 | 3 | 7 | 17 | 915.0277 | 0
2027 | 3 | 7 | 18 | 930.6275 | 0
2027 | 3 | 7 | 19 | 941.798 | 0
2027 | 3 | 7 | 20 | 952.9684 | 0
2027 | 3 | 7 | 21 | 935.2854 | 0
2027 | 3 | 7 | 22 | 905.9094 | 0
2027 | 3 | 7 | 23 | 877.2838 | 0
2027 | 3 | 8 | 0 | 847.7066 | 0
2027 | 3 | 8 | 1 | 846.7483 | 0
2027 | 3 | 8 | 2 | 830.7428 | 0
2027 | 3 | 8 | 3 | 819.1411 | 0
2027 | 3 | 8 | 4 | 817.5446 | 0
2027 | 3 | 8 | 5 | 836.1343 | 0
2027 | 3 | 8 | 6 | 885.868 | 0
2027 | 3 | 8 | 7 | 953.661 | 0
2027 | 3 | 8 | 8 | 998.7727 | 0
2027 | 3 | 8 | 9 | 1034.0661 | 0
2027 | 3 | 8 | 10 | 1058.3977 | 8.3977
2027 | 3 | 8 | 11 | 1075.3225 | 25.3225
2027 | 3 | 8 | 12 | 1084.5802 | 34.5802
2027 | 3 | 8 | 13 | 1082.7865 | 32.7865
2027 | 3 | 8 | 14 | 1074.1781 | 24.1781
2027 | 3 | 8 | 15 | 1066.4323 | 16.4323
2027 | 3 | 8 | 16 | 1064.0103 | 14.0103
2027 | 3 | 8 | 17 | 1068.8294 | 18.8294
2027 | 3 | 8 | 18 | 1074.2998 | 24.2998
2027 | 3 | 8 | 19 | 1077.7505 | 27.7505
2027 | 3 | 8 | 20 | 1081.2012 | 31.2012
2027 | 3 | 8 | 21 | 1048.0685 | 0
2027 | 3 | 8 | 22 | 997.3429 | 0
2027 | 3 | 8 | 23 | 955.0077 | 0
2027 | 3 | 9 | 0 | 910.1878 | 0
2027 | 3 | 9 | 1 | 875.1015 | 0
2027 | 3 | 9 | 2 | 856.6371 | 0
2027 | 3 | 9 | 3 | 845.6162 | 0
2027 | 3 | 9 | 4 | 842.5566 | 0
2027 | 3 | 9 | 5 | 860.4365 | 0
2027 | 3 | 9 | 6 | 907.5266 | 0
2027 | 3 | 9 | 7 | 975.9798 | 0
2027 | 3 | 9 | 8 | 1026.2106 | 0
2027 | 3 | 9 | 9 | 1061.8705 | 11.8705
2027 | 3 | 9 | 10 | 1087.4756 | 37.4756
2027 | 3 | 9 | 11 | 1106.1816 | 56.1816
2027 | 3 | 9 | 12 | 1111.9276 | 61.9276
2027 | 3 | 9 | 13 | 1111.576 | 61.576
2027 | 3 | 9 | 14 | 1100.7589 | 50.7589
2027 | 3 | 9 | 15 | 1088.6642 | 38.6642
2027 | 3 | 9 | 16 | 1066.8609 | 16.8609
2027 | 3 | 9 | 17 | 1069.1756 | 19.1756
2027 | 3 | 9 | 18 | 1069.3979 | 19.3979
2027 | 3 | 9 | 19 | 1092.4856 | 42.4856
2027 | 3 | 9 | 20 | 1098.84 | 48.84
2027 | 3 | 9 | 21 | 1069.5842 | 19.5842
2027 | 3 | 9 | 22 | 1019.6982 | 0
2027 | 3 | 9 | 23 | 970.5287 | 0
2027 | 3 | 10 | 0 | 922.1926 | 0
2027 | 3 | 10 | 1 | 900.4632 | 0
2027 | 3 | 10 | 2 | 880.02 | 0
2027 | 3 | 10 | 3 | 869.0267 | 0
2027 | 3 | 10 | 4 | 867.7242 | 0
2027 | 3 | 10 | 5 | 883.8626 | 0
2027 | 3 | 10 | 6 | 930.2642 | 0
2027 | 3 | 10 | 7 | 991.4392 | 0
2027 | 3 | 10 | 8 | 1034.6382 | 0
2027 | 3 | 10 | 9 | 1061.0514 | 11.0514
2027 | 3 | 10 | 10 | 1078.6259 | 28.6259
2027 | 3 | 10 | 11 | 1088.9087 | 38.9087
2027 | 3 | 10 | 12 | 1091.6721 | 41.6721
2027 | 3 | 10 | 13 | 1090.144 | 40.144
2027 | 3 | 10 | 14 | 1085.5972 | 35.5972
2027 | 3 | 10 | 15 | 1079.5491 | 29.5491
2027 | 3 | 10 | 16 | 1080.9783 | 30.9783
2027 | 3 | 10 | 17 | 1086.4324 | 36.4324
2027 | 3 | 10 | 18 | 1081.9247 | 31.9247
2027 | 3 | 10 | 19 | 1095.9562 | 45.9562
2027 | 3 | 10 | 20 | 1106.9898 | 56.9898
2027 | 3 | 10 | 21 | 1081.3566 | 31.3566
2027 | 3 | 10 | 22 | 1031.6698 | 0
2027 | 3 | 10 | 23 | 978.3605 | 0
2027 | 3 | 11 | 0 | 928.9859 | 0
2027 | 3 | 11 | 1 | 900.1904 | 0
2027 | 3 | 11 | 2 | 879.2525 | 0
2027 | 3 | 11 | 3 | 866.5351 | 0
2027 | 3 | 11 | 4 | 863.6216 | 0
2027 | 3 | 11 | 5 | 880.1478 | 0
2027 | 3 | 11 | 6 | 925.9173 | 0
2027 | 3 | 11 | 7 | 986.7599 | 0
2027 | 3 | 11 | 8 | 1029.015 | 0
2027 | 3 | 11 | 9 | 1060.5124 | 10.5124
2027 | 3 | 11 | 10 | 1079.895 | 29.895
2027 | 3 | 11 | 11 | 1093.1018 | 43.1018
2027 | 3 | 11 | 12 | 1097.9238 | 47.9238
2027 | 3 | 11 | 13 | 1095.6928 | 45.6928
2027 | 3 | 11 | 14 | 1089.2035 | 39.2035
2027 | 3 | 11 | 15 | 1082.3048 | 32.3048
2027 | 3 | 11 | 16 | 1075.3814 | 25.3814
2027 | 3 | 11 | 17 | 1068.0233 | 18.0233
2027 | 3 | 11 | 18 | 1044.0015 | 0
2027 | 3 | 11 | 19 | 1060.9506 | 10.9506
2027 | 3 | 11 | 20 | 1069.1208 | 19.1208
2027 | 3 | 11 | 21 | 1041.8515 | 0
2027 | 3 | 11 | 22 | 992.5167 | 0
2027 | 3 | 11 | 23 | 947.73 | 0
2027 | 3 | 12 | 0 | 910.4219 | 0
2027 | 3 | 12 | 1 | 867.0657 | 0
2027 | 3 | 12 | 2 | 844.3662 | 0
2027 | 3 | 12 | 3 | 833.8887 | 0
2027 | 3 | 12 | 4 | 823.4112 | 0
2027 | 3 | 12 | 5 | 843.301 | 0
2027 | 3 | 12 | 6 | 904.6358 | 0
2027 | 3 | 12 | 7 | 965.9705 | 0
2027 | 3 | 12 | 8 | 1008.3345 | 0
2027 | 3 | 12 | 9 | 1038.1322 | 0
2027 | 3 | 12 | 10 | 1063.6614 | 13.6614
2027 | 3 | 12 | 11 | 1076.8943 | 26.8943
2027 | 3 | 12 | 12 | 1080.6781 | 30.6781
2027 | 3 | 12 | 13 | 1077.6217 | 27.6217
2027 | 3 | 12 | 14 | 1067.9064 | 17.9064
2027 | 3 | 12 | 15 | 1056.1627 | 6.1627
2027 | 3 | 12 | 16 | 1052.7279 | 2.7279
2027 | 3 | 12 | 17 | 1055.5707 | 5.5707
2027 | 3 | 12 | 18 | 1046.1178 | 0
2027 | 3 | 12 | 19 | 1042.0397 | 0
2027 | 3 | 12 | 20 | 1037.9616 | 0
2027 | 3 | 12 | 21 | 1006.0668 | 0
2027 | 3 | 12 | 22 | 958.736 | 0
2027 | 3 | 12 | 23 | 913.9706 | 0
2027 | 3 | 13 | 0 | 870.6577 | 0
2027 | 3 | 13 | 1 | 817.4245 | 0
2027 | 3 | 13 | 2 | 782.0087 | 0
2027 | 3 | 13 | 3 | 746.593 | 0
2027 | 3 | 13 | 4 | 738.5013 | 0
2027 | 3 | 13 | 5 | 739.4688 | 0
2027 | 3 | 13 | 6 | 756.5199 | 0
2027 | 3 | 13 | 7 | 773.5711 | 0
2027 | 3 | 13 | 8 | 804.5734 | 0
2027 | 3 | 13 | 9 | 856.1875 | 0
2027 | 3 | 13 | 10 | 900.8646 | 0
2027 | 3 | 13 | 11 | 923.7679 | 0
2027 | 3 | 13 | 12 | 933.8697 | 0
2027 | 3 | 13 | 13 | 926.9472 | 0
2027 | 3 | 13 | 14 | 913.7653 | 0
2027 | 3 | 13 | 15 | 900.1396 | 0
2027 | 3 | 13 | 16 | 897.9718 | 0
2027 | 3 | 13 | 17 | 905.8762 | 0
2027 | 3 | 13 | 18 | 894.9158 | 0
2027 | 3 | 13 | 19 | 907.5628 | 0
2027 | 3 | 13 | 20 | 913.1562 | 0
2027 | 3 | 13 | 21 | 887.224 | 0
2027 | 3 | 13 | 22 | 857.1406 | 0
2027 | 3 | 13 | 23 | 830.8863 | 0
2027 | 3 | 14 | 0 | 801.4181 | 0
2027 | 3 | 14 | 1 | 757.6147 | 0
2027 | 3 | 14 | 2 | 742.449 | 0
2027 | 3 | 14 | 3 | 733.175 | 0
2027 | 3 | 14 | 4 | 725.4986 | 0
2027 | 3 | 14 | 5 | 725.9169 | 0
2027 | 3 | 14 | 6 | 737.9318 | 0
2027 | 3 | 14 | 7 | 749.9467 | 0
2027 | 3 | 14 | 8 | 762.709 | 0
2027 | 3 | 14 | 9 | 800.1453 | 0
2027 | 3 | 14 | 10 | 839.8665 | 0
2027 | 3 | 14 | 11 | 866.1068 | 0
2027 | 3 | 14 | 12 | 878.0768 | 0
2027 | 3 | 14 | 13 | 876.4517 | 0
2027 | 3 | 14 | 14 | 867.4106 | 0
2027 | 3 | 14 | 15 | 860.4671 | 0
2027 | 3 | 14 | 16 | 859.6841 | 0
2027 | 3 | 14 | 17 | 871.3205 | 0
2027 | 3 | 14 | 18 | 865.0325 | 0
2027 | 3 | 14 | 19 | 891.8891 | 0
2027 | 3 | 14 | 20 | 910.9343 | 0
2027 | 3 | 14 | 21 | 898.0751 | 0
2027 | 3 | 14 | 22 | 865.4532 | 0
2027 | 3 | 14 | 23 | 829.7718 | 0
2027 | 3 | 15 | 0 | 799.0328 | 0
2027 | 3 | 15 | 1 | 809.3668 | 0
2027 | 3 | 15 | 2 | 797.303 | 0
2027 | 3 | 15 | 3 | 794.3071 | 0
2027 | 3 | 15 | 4 | 797.0877 | 0
2027 | 3 | 15 | 5 | 818.9122 | 0
2027 | 3 | 15 | 6 | 882.3162 | 0
2027 | 3 | 15 | 7 | 945.7203 | 0
2027 | 3 | 15 | 8 | 991.8545 | 0
2027 | 3 | 15 | 9 | 1028.1929 | 0
2027 | 3 | 15 | 10 | 1050.8695 | 0.86951
2027 | 3 | 15 | 11 | 1063.3585 | 13.3585
2027 | 3 | 15 | 12 | 1066.8661 | 16.8661
2027 | 3 | 15 | 13 | 1064.924 | 14.924
2027 | 3 | 15 | 14 | 1060.4924 | 10.4924
2027 | 3 | 15 | 15 | 1055.6465 | 5.6465
2027 | 3 | 15 | 16 | 1060.3859 | 10.3859
2027 | 3 | 15 | 17 | 1067.8451 | 17.8451
2027 | 3 | 15 | 18 | 1051.949 | 1.949
2027 | 3 | 15 | 19 | 1055.0157 | 5.0157
2027 | 3 | 15 | 20 | 1064.4947 | 14.4947
2027 | 3 | 15 | 21 | 1038.6298 | 0
2027 | 3 | 15 | 22 | 986.1512 | 0
2027 | 3 | 15 | 23 | 937.9311 | 0
2027 | 3 | 16 | 0 | 894.0401 | 0
2027 | 3 | 16 | 1 | 849.8393 | 0
2027 | 3 | 16 | 2 | 833.6384 | 0
2027 | 3 | 16 | 3 | 826.5168 | 0
2027 | 3 | 16 | 4 | 827.3086 | 0
2027 | 3 | 16 | 5 | 847.5387 | 0
2027 | 3 | 16 | 6 | 909.0277 | 0
2027 | 3 | 16 | 7 | 970.5168 | 0
2027 | 3 | 16 | 8 | 1021.6101 | 0
2027 | 3 | 16 | 9 | 1059.0624 | 9.0624
2027 | 3 | 16 | 10 | 1079.4353 | 29.4353
2027 | 3 | 16 | 11 | 1093.098 | 43.098
2027 | 3 | 16 | 12 | 1095.3133 | 45.3133
2027 | 3 | 16 | 13 | 1090.9388 | 40.9388
2027 | 3 | 16 | 14 | 1080.6662 | 30.6662
2027 | 3 | 16 | 15 | 1072.0029 | 22.0029
2027 | 3 | 16 | 16 | 1052.6667 | 2.6667
2027 | 3 | 16 | 17 | 1052.6256 | 2.6256
2027 | 3 | 16 | 18 | 1048.3159 | 0
2027 | 3 | 16 | 19 | 1061.5648 | 11.5648
2027 | 3 | 16 | 20 | 1068.3517 | 18.3517
2027 | 3 | 16 | 21 | 1036.1728 | 0
2027 | 3 | 16 | 22 | 987.1566 | 0
2027 | 3 | 16 | 23 | 936.9482 | 0
2027 | 3 | 17 | 0 | 895.7547 | 0
2027 | 3 | 17 | 1 | 863.1783 | 0
2027 | 3 | 17 | 2 | 845.1241 | 0
2027 | 3 | 17 | 3 | 834.5609 | 0
2027 | 3 | 17 | 4 | 832.8771 | 0
2027 | 3 | 17 | 5 | 853.9839 | 0
2027 | 3 | 17 | 6 | 914.0104 | 0
2027 | 3 | 17 | 7 | 974.0369 | 0
2027 | 3 | 17 | 8 | 1007.3748 | 0
2027 | 3 | 17 | 9 | 1029.5725 | 0
2027 | 3 | 17 | 10 | 1047.6769 | 0
2027 | 3 | 17 | 11 | 1062.385 | 12.385
2027 | 3 | 17 | 12 | 1069.7231 | 19.7231
2027 | 3 | 17 | 13 | 1070.8118 | 20.8118
2027 | 3 | 17 | 14 | 1060.6175 | 10.6175
2027 | 3 | 17 | 15 | 1056.4823 | 6.4823
2027 | 3 | 17 | 16 | 1053.1201 | 3.1201
2027 | 3 | 17 | 17 | 1051.8391 | 1.8391
2027 | 3 | 17 | 18 | 1045.0257 | 0
2027 | 3 | 17 | 19 | 1057.0612 | 7.0612
2027 | 3 | 17 | 20 | 1068.3988 | 18.3988
2027 | 3 | 17 | 21 | 1037.0926 | 0
2027 | 3 | 17 | 22 | 981.4273 | 0
2027 | 3 | 17 | 23 | 920.93 | 0
2027 | 3 | 18 | 0 | 873.7049 | 0
2027 | 3 | 18 | 1 | 847.8318 | 0
2027 | 3 | 18 | 2 | 830.9792 | 0
2027 | 3 | 18 | 3 | 822.0352 | 0
2027 | 3 | 18 | 4 | 820.6843 | 0
2027 | 3 | 18 | 5 | 842.463 | 0
2027 | 3 | 18 | 6 | 905.7488 | 0
2027 | 3 | 18 | 7 | 969.0345 | 0
2027 | 3 | 18 | 8 | 1007.5488 | 0
2027 | 3 | 18 | 9 | 1036.6593 | 0
2027 | 3 | 18 | 10 | 1053.5115 | 3.5115
2027 | 3 | 18 | 11 | 1065.4574 | 15.4574
2027 | 3 | 18 | 12 | 1064.9876 | 14.9876
2027 | 3 | 18 | 13 | 1063.1197 | 13.1197
2027 | 3 | 18 | 14 | 1051.2187 | 1.2187
2027 | 3 | 18 | 15 | 1041.614 | 0
2027 | 3 | 18 | 16 | 1039.4524 | 0
2027 | 3 | 18 | 17 | 1038.4889 | 0
2027 | 3 | 18 | 18 | 1013.3512 | 0
2027 | 3 | 18 | 19 | 1026.1292 | 0
2027 | 3 | 18 | 20 | 1039.5632 | 0
2027 | 3 | 18 | 21 | 1009.819 | 0
2027 | 3 | 18 | 22 | 953.4828 | 0
2027 | 3 | 18 | 23 | 904.7191 | 0
2027 | 3 | 19 | 0 | 866.3595 | 0
2027 | 3 | 19 | 1 | 872.4707 | 0
2027 | 3 | 19 | 2 | 863.3393 | 0
2027 | 3 | 19 | 3 | 859.9045 | 0
2027 | 3 | 19 | 4 | 859.4885 | 0
2027 | 3 | 19 | 5 | 878.3127 | 0
2027 | 3 | 19 | 6 | 926.3217 | 0
2027 | 3 | 19 | 7 | 974.3306 | 0
2027 | 3 | 19 | 8 | 1019.4309 | 0
2027 | 3 | 19 | 9 | 1045.9586 | 0
2027 | 3 | 19 | 10 | 1059.2636 | 9.2636
2027 | 3 | 19 | 11 | 1063.864 | 13.864
2027 | 3 | 19 | 12 | 1061.9446 | 11.9446
2027 | 3 | 19 | 13 | 1053.4379 | 3.4379
2027 | 3 | 19 | 14 | 1038.8146 | 0
2027 | 3 | 19 | 15 | 1026.1854 | 0
2027 | 3 | 19 | 16 | 1021.6669 | 0
2027 | 3 | 19 | 17 | 1018.6615 | 0
2027 | 3 | 19 | 18 | 998.9387 | 0
2027 | 3 | 19 | 19 | 1017.4016 | 0
2027 | 3 | 19 | 20 | 1029.5697 | 0
2027 | 3 | 19 | 21 | 1002.5572 | 0
2027 | 3 | 19 | 22 | 966.4173 | 0
2027 | 3 | 19 | 23 | 933.9453 | 0
2027 | 3 | 20 | 0 | 907.7476 | 0
2027 | 3 | 20 | 1 | 870.5212 | 0
2027 | 3 | 20 | 2 | 833.2949 | 0
2027 | 3 | 20 | 3 | 824.3682 | 0
2027 | 3 | 20 | 4 | 821.6362 | 0
2027 | 3 | 20 | 5 | 836.5192 | 0
2027 | 3 | 20 | 6 | 872.8858 | 0
2027 | 3 | 20 | 7 | 879.6333 | 0
2027 | 3 | 20 | 8 | 886.3809 | 0
2027 | 3 | 20 | 9 | 922.9714 | 0
2027 | 3 | 20 | 10 | 958.0819 | 0
2027 | 3 | 20 | 11 | 974.0773 | 0
2027 | 3 | 20 | 12 | 975.9731 | 0
2027 | 3 | 20 | 13 | 969.4004 | 0
2027 | 3 | 20 | 14 | 951.3835 | 0
2027 | 3 | 20 | 15 | 936.8126 | 0
2027 | 3 | 20 | 16 | 932.7879 | 0
2027 | 3 | 20 | 17 | 937.3083 | 0
2027 | 3 | 20 | 18 | 933.6562 | 0
2027 | 3 | 20 | 19 | 947.6 | 0
2027 | 3 | 20 | 20 | 965.0088 | 0
2027 | 3 | 20 | 21 | 942.7976 | 0
2027 | 3 | 20 | 22 | 907.7328 | 0
2027 | 3 | 20 | 23 | 878.6611 | 0
2027 | 3 | 21 | 0 | 878.5567 | 0
2027 | 3 | 21 | 1 | 846.208 | 0
2027 | 3 | 21 | 2 | 831.4666 | 0
2027 | 3 | 21 | 3 | 820.998 | 0
2027 | 3 | 21 | 4 | 819.6188 | 0
2027 | 3 | 21 | 5 | 834.9126 | 0
2027 | 3 | 21 | 6 | 866.0473 | 0
2027 | 3 | 21 | 7 | 861.8798 | 0
2027 | 3 | 21 | 8 | 857.7123 | 0
2027 | 3 | 21 | 9 | 882.5748 | 0
2027 | 3 | 21 | 10 | 919.4459 | 0
2027 | 3 | 21 | 11 | 943.1576 | 0
2027 | 3 | 21 | 12 | 955.5347 | 0
2027 | 3 | 21 | 13 | 960.1133 | 0
2027 | 3 | 21 | 14 | 951.2947 | 0
2027 | 3 | 21 | 15 | 946.7305 | 0
2027 | 3 | 21 | 16 | 952.9644 | 0
2027 | 3 | 21 | 17 | 961.4156 | 0
2027 | 3 | 21 | 18 | 960.3675 | 0
2027 | 3 | 21 | 19 | 972.4978 | 0
2027 | 3 | 21 | 20 | 987.6055 | 0
2027 | 3 | 21 | 21 | 964.0739 | 0
2027 | 3 | 21 | 22 | 919.6081 | 0
2027 | 3 | 21 | 23 | 884.7427 | 0
2027 | 3 | 22 | 0 | 863.472 | 0
2027 | 3 | 22 | 1 | 868.525 | 0
2027 | 3 | 22 | 2 | 857.5114 | 0
2027 | 3 | 22 | 3 | 855.1466 | 0
2027 | 3 | 22 | 4 | 859.3189 | 0
2027 | 3 | 22 | 5 | 885.121 | 0
2027 | 3 | 22 | 6 | 950.3779 | 0
2027 | 3 | 22 | 7 | 1015.6349 | 0
2027 | 3 | 22 | 8 | 1063.1345 | 13.1345
2027 | 3 | 22 | 9 | 1089.9841 | 39.9841
2027 | 3 | 22 | 10 | 1106.8034 | 56.8034
2027 | 3 | 22 | 11 | 1112.4103 | 62.4103
2027 | 3 | 22 | 12 | 1109.515 | 59.515
2027 | 3 | 22 | 13 | 1105.2653 | 55.2653
2027 | 3 | 22 | 14 | 1096.2417 | 46.2417
2027 | 3 | 22 | 15 | 1088.9147 | 38.9147
2027 | 3 | 22 | 16 | 1089.5183 | 39.5183
2027 | 3 | 22 | 17 | 1090.8635 | 40.8635
2027 | 3 | 22 | 18 | 1074.6297 | 24.6297
2027 | 3 | 22 | 19 | 1080.4063 | 30.4063
2027 | 3 | 22 | 20 | 1098.3093 | 48.3093
2027 | 3 | 22 | 21 | 1070.9405 | 20.9405
2027 | 3 | 22 | 22 | 1015.7954 | 0
2027 | 3 | 22 | 23 | 962.2747 | 0
2027 | 3 | 23 | 0 | 917.8994 | 0
2027 | 3 | 23 | 1 | 890.5983 | 0
2027 | 3 | 23 | 2 | 877.6735 | 0
2027 | 3 | 23 | 3 | 873.5912 | 0
2027 | 3 | 23 | 4 | 877.4162 | 0
2027 | 3 | 23 | 5 | 904.1416 | 0
2027 | 3 | 23 | 6 | 970.0427 | 0
2027 | 3 | 23 | 7 | 1035.9439 | 0
2027 | 3 | 23 | 8 | 1087.8208 | 37.8208
2027 | 3 | 23 | 9 | 1116.591 | 66.591
2027 | 3 | 23 | 10 | 1130.2146 | 80.2146
2027 | 3 | 23 | 11 | 1138.0975 | 88.0975
2027 | 3 | 23 | 12 | 1132.1696 | 82.1696
2027 | 3 | 23 | 13 | 1125.4293 | 75.4293
2027 | 3 | 23 | 14 | 1113.2447 | 63.2447
2027 | 3 | 23 | 15 | 1102.088 | 52.088
2027 | 3 | 23 | 16 | 1089.0711 | 39.0711
2027 | 3 | 23 | 17 | 1092.0409 | 42.0409
2027 | 3 | 23 | 18 | 1087.6904 | 37.6904
2027 | 3 | 23 | 19 | 1090.1342 | 40.1342
2027 | 3 | 23 | 20 | 1104.3425 | 54.3425
2027 | 3 | 23 | 21 | 1074.1667 | 24.1667
2027 | 3 | 23 | 22 | 1020.4011 | 0
2027 | 3 | 23 | 23 | 962.1662 | 0
2027 | 3 | 24 | 0 | 916.0096 | 0
2027 | 3 | 24 | 1 | 888.2999 | 0
2027 | 3 | 24 | 2 | 873.6434 | 0
2027 | 3 | 24 | 3 | 867.4182 | 0
2027 | 3 | 24 | 4 | 871.6122 | 0
2027 | 3 | 24 | 5 | 900.6262 | 0
2027 | 3 | 24 | 6 | 969.7539 | 0
2027 | 3 | 24 | 7 | 1038.8815 | 0
2027 | 3 | 24 | 8 | 1087.7019 | 37.7019
2027 | 3 | 24 | 9 | 1112.8549 | 62.8549
2027 | 3 | 24 | 10 | 1121.6668 | 71.6668
2027 | 3 | 24 | 11 | 1127.218 | 77.218
2027 | 3 | 24 | 12 | 1121.6254 | 71.6254
2027 | 3 | 24 | 13 | 1117.4707 | 67.4707
2027 | 3 | 24 | 14 | 1108.753 | 58.753
2027 | 3 | 24 | 15 | 1101.6233 | 51.6233
2027 | 3 | 24 | 16 | 1104.327 | 54.327
2027 | 3 | 24 | 17 | 1104.9866 | 54.9866
2027 | 3 | 24 | 18 | 1098.4407 | 48.4407
2027 | 3 | 24 | 19 | 1095.731 | 45.731
2027 | 3 | 24 | 20 | 1111.2693 | 61.2693
2027 | 3 | 24 | 21 | 1076.9904 | 26.9904
2027 | 3 | 24 | 22 | 1018.2651 | 0
2027 | 3 | 24 | 23 | 957.3949 | 0
2027 | 3 | 25 | 0 | 909.5973 | 0
2027 | 3 | 25 | 1 | 878.2554 | 0
2027 | 3 | 25 | 2 | 846.9135 | 0
2027 | 3 | 25 | 3 | 840.2042 | 0
2027 | 3 | 25 | 4 | 843.3084 | 0
2027 | 3 | 25 | 5 | 873.3403 | 0
2027 | 3 | 25 | 6 | 949.783 | 0
2027 | 3 | 25 | 7 | 1026.2257 | 0
2027 | 3 | 25 | 8 | 1070.7487 | 20.7487
2027 | 3 | 25 | 9 | 1096.4474 | 46.4474
2027 | 3 | 25 | 10 | 1108.0418 | 58.0418
2027 | 3 | 25 | 11 | 1116.3164 | 66.3164
2027 | 3 | 25 | 12 | 1113.7646 | 63.7646
2027 | 3 | 25 | 13 | 1111.8496 | 61.8496
2027 | 3 | 25 | 14 | 1102.5598 | 52.5598
2027 | 3 | 25 | 15 | 1094.8382 | 44.8382
2027 | 3 | 25 | 16 | 1097.3904 | 47.3904
2027 | 3 | 25 | 17 | 1097.9374 | 47.9374
2027 | 3 | 25 | 18 | 1069.5789 | 19.5789
2027 | 3 | 25 | 19 | 1056.3208 | 6.3208
2027 | 3 | 25 | 20 | 1067.4091 | 17.4091
2027 | 3 | 25 | 21 | 1033.6884 | 0
2027 | 3 | 25 | 22 | 971.2976 | 0
2027 | 3 | 25 | 23 | 909.3264 | 0
2027 | 3 | 26 | 0 | 862.5977 | 0
2027 | 3 | 26 | 1 | 833.133 | 0
2027 | 3 | 26 | 2 | 803.6682 | 0
2027 | 3 | 26 | 3 | 791.6925 | 0
2027 | 3 | 26 | 4 | 784.731 | 0
2027 | 3 | 26 | 5 | 794.8829 | 0
2027 | 3 | 26 | 6 | 816.0491 | 0
2027 | 3 | 26 | 7 | 820.8689 | 0
2027 | 3 | 26 | 8 | 826.7082 | 0
2027 | 3 | 26 | 9 | 863.4993 | 0
2027 | 3 | 26 | 10 | 890.5693 | 0
2027 | 3 | 26 | 11 | 911.2032 | 0
2027 | 3 | 26 | 12 | 920.5253 | 0
2027 | 3 | 26 | 13 | 917.9708 | 0
2027 | 3 | 26 | 14 | 906.8611 | 0
2027 | 3 | 26 | 15 | 898.2131 | 0
2027 | 3 | 26 | 16 | 901.5478 | 0
2027 | 3 | 26 | 17 | 904.9792 | 0
2027 | 3 | 26 | 18 | 878.269 | 0
2027 | 3 | 26 | 19 | 880.7107 | 0
2027 | 3 | 26 | 20 | 902.2266 | 0
2027 | 3 | 26 | 21 | 884.9558 | 0
2027 | 3 | 26 | 22 | 857.0563 | 0
2027 | 3 | 26 | 23 | 831.3847 | 0
2027 | 3 | 27 | 0 | 810.7374 | 0
2027 | 3 | 27 | 1 | 799.7338 | 0
2027 | 3 | 27 | 2 | 788.7302 | 0
2027 | 3 | 27 | 3 | 781.4081 | 0
2027 | 3 | 27 | 4 | 781.5163 | 0
2027 | 3 | 27 | 5 | 800.3386 | 0
2027 | 3 | 27 | 6 | 844.9992 | 0
2027 | 3 | 27 | 7 | 858.1285 | 0
2027 | 3 | 27 | 8 | 871.2578 | 0
2027 | 3 | 27 | 9 | 905.9517 | 0
2027 | 3 | 27 | 10 | 944.7255 | 0
2027 | 3 | 27 | 11 | 964.8907 | 0
2027 | 3 | 27 | 12 | 966.523 | 0
2027 | 3 | 27 | 13 | 962.8718 | 0
2027 | 3 | 27 | 14 | 944.8751 | 0
2027 | 3 | 27 | 15 | 930.7268 | 0
2027 | 3 | 27 | 16 | 926.4569 | 0
2027 | 3 | 27 | 17 | 928.4687 | 0
2027 | 3 | 27 | 18 | 917.477 | 0
2027 | 3 | 27 | 19 | 906.4852 | 0
2027 | 3 | 27 | 20 | 925.0007 | 0
2027 | 3 | 27 | 21 | 897.4863 | 0
2027 | 3 | 27 | 22 | 856.0445 | 0
2027 | 3 | 27 | 23 | 816.6626 | 0
2027 | 3 | 28 | 0 | 791.7896 | 0
2027 | 3 | 28 | 1 | 769.7794 | 0
2027 | 3 | 28 | 2 | 755.4054 | 0
2027 | 3 | 28 | 3 | 748.7086 | 0
2027 | 3 | 28 | 4 | 748.0018 | 0
2027 | 3 | 28 | 5 | 759.1021 | 0
2027 | 3 | 28 | 6 | 788.2945 | 0
2027 | 3 | 28 | 7 | 791.8757 | 0
2027 | 3 | 28 | 8 | 795.4569 | 0
2027 | 3 | 28 | 9 | 826.2672 | 0
2027 | 3 | 28 | 10 | 864.6817 | 0
2027 | 3 | 28 | 11 | 890.7121 | 0
2027 | 3 | 28 | 12 | 901.2837 | 0
2027 | 3 | 28 | 13 | 904.2129 | 0
2027 | 3 | 28 | 14 | 895.3899 | 0
2027 | 3 | 28 | 15 | 890.4439 | 0
2027 | 3 | 28 | 16 | 891.5971 | 0
2027 | 3 | 28 | 17 | 899.9145 | 0
2027 | 3 | 28 | 18 | 896.3316 | 0
2027 | 3 | 28 | 19 | 890.5965 | 0
2027 | 3 | 28 | 20 | 909.7808 | 0
2027 | 3 | 28 | 21 | 892.2705 | 0
2027 | 3 | 28 | 22 | 851.1966 | 0
2027 | 3 | 28 | 23 | 813.9661 | 0
2027 | 3 | 29 | 0 | 788.4969 | 0
2027 | 3 | 29 | 1 | 781.877 | 0
2027 | 3 | 29 | 2 | 775.257 | 0
2027 | 3 | 29 | 3 | 757.4182 | 0
2027 | 3 | 29 | 4 | 759.0996 | 0
2027 | 3 | 29 | 5 | 760.781 | 0
2027 | 3 | 29 | 6 | 814.2031 | 0
2027 | 3 | 29 | 7 | 867.6251 | 0
2027 | 3 | 29 | 8 | 889.3643 | 0
2027 | 3 | 29 | 9 | 925.3215 | 0
2027 | 3 | 29 | 10 | 954.9769 | 0
2027 | 3 | 29 | 11 | 971.2351 | 0
2027 | 3 | 29 | 12 | 975.9025 | 0
2027 | 3 | 29 | 13 | 977.8671 | 0
2027 | 3 | 29 | 14 | 966.6477 | 0
2027 | 3 | 29 | 15 | 957.9604 | 0
2027 | 3 | 29 | 16 | 951.2335 | 0
2027 | 3 | 29 | 17 | 944.4116 | 0
2027 | 3 | 29 | 18 | 931.4896 | 0
2027 | 3 | 29 | 19 | 918.5677 | 0
2027 | 3 | 29 | 20 | 939.0529 | 0
2027 | 3 | 29 | 21 | 913.3179 | 0
2027 | 3 | 29 | 22 | 861.3085 | 0
2027 | 3 | 29 | 23 | 810.8088 | 0
2027 | 3 | 30 | 0 | 772.48 | 0
2027 | 3 | 30 | 1 | 750.3212 | 0
2027 | 3 | 30 | 2 | 734.7833 | 0
2027 | 3 | 30 | 3 | 728.3907 | 0
2027 | 3 | 30 | 4 | 731.0508 | 0
2027 | 3 | 30 | 5 | 764.3346 | 0
2027 | 3 | 30 | 6 | 839.128 | 0
2027 | 3 | 30 | 7 | 913.9213 | 0
2027 | 3 | 30 | 8 | 981.2154 | 0
2027 | 3 | 30 | 9 | 1013.6951 | 0
2027 | 3 | 30 | 10 | 1040.5151 | 0
2027 | 3 | 30 | 11 | 1055.2193 | 5.2193
2027 | 3 | 30 | 12 | 1053.1783 | 3.1783
2027 | 3 | 30 | 13 | 1055.3959 | 5.3959
2027 | 3 | 30 | 14 | 1046.6354 | 0
2027 | 3 | 30 | 15 | 1039.6785 | 0
2027 | 3 | 30 | 16 | 1027.4001 | 0
2027 | 3 | 30 | 17 | 1027.5972 | 0
2027 | 3 | 30 | 18 | 1007.7517 | 0
2027 | 3 | 30 | 19 | 999.4588 | 0
2027 | 3 | 30 | 20 | 1011.4133 | 0
2027 | 3 | 30 | 21 | 978.888 | 0
2027 | 3 | 30 | 22 | 913.9452 | 0
2027 | 3 | 30 | 23 | 848.8589 | 0
2027 | 3 | 31 | 0 | 797.8947 | 0
2027 | 3 | 31 | 1 | 778.0593 | 0
2027 | 3 | 31 | 2 | 764.0699 | 0
2027 | 3 | 31 | 3 | 757.0479 | 0
2027 | 3 | 31 | 4 | 760.3294 | 0
2027 | 3 | 31 | 5 | 789.0967 | 0
2027 | 3 | 31 | 6 | 862.6896 | 0
2027 | 3 | 31 | 7 | 936.2825 | 0
2027 | 3 | 31 | 8 | 980.4707 | 0
2027 | 3 | 31 | 9 | 1010.8996 | 0
2027 | 3 | 31 | 10 | 1024.929 | 0
2027 | 3 | 31 | 11 | 1030.2042 | 0
2027 | 3 | 31 | 12 | 1027.1746 | 0
2027 | 3 | 31 | 13 | 1028.73 | 0
2027 | 3 | 31 | 14 | 1025.0667 | 0
2027 | 3 | 31 | 15 | 1022.6243 | 0
2027 | 3 | 31 | 16 | 1029.8823 | 0
2027 | 3 | 31 | 17 | 1033.1161 | 0
2027 | 3 | 31 | 18 | 1016.9772 | 0
2027 | 3 | 31 | 19 | 1012.8244 | 0
2027 | 3 | 31 | 20 | 1008.6715 | 0
2027 | 3 | 31 | 21 | 977.2502 | 0
2027 | 3 | 31 | 22 | 922.1702 | 0
2027 | 3 | 31 | 23 | 861.8138 | 0
2027 | 4 | 1 | 0 | 814.9422 | 0
2027 | 4 | 1 | 1 | 784.855 | 0
2027 | 4 | 1 | 2 | 754.7678 | 0
2027 | 4 | 1 | 3 | 748.0098 | 0
2027 | 4 | 1 | 4 | 751.7259 | 0
2027 | 4 | 1 | 5 | 781.9391 | 0
2027 | 4 | 1 | 6 | 863.1448 | 0
2027 | 4 | 1 | 7 | 944.3506 | 0
2027 | 4 | 1 | 8 | 983.507 | 0
2027 | 4 | 1 | 9 | 1009.2069 | 0
2027 | 4 | 1 | 10 | 1017.2952 | 0
2027 | 4 | 1 | 11 | 1020.9123 | 0
2027 | 4 | 1 | 12 | 1018.0617 | 0
2027 | 4 | 1 | 13 | 1017.2111 | 0
2027 | 4 | 1 | 14 | 1011.275 | 0
2027 | 4 | 1 | 15 | 1002.6947 | 0
2027 | 4 | 1 | 16 | 999.438 | 0
2027 | 4 | 1 | 17 | 987.2681 | 0
2027 | 4 | 1 | 18 | 949.9313 | 0
2027 | 4 | 1 | 19 | 951.9143 | 0
2027 | 4 | 1 | 20 | 975.4134 | 0
2027 | 4 | 1 | 21 | 950.1364 | 0
2027 | 4 | 1 | 22 | 886.7579 | 0
2027 | 4 | 1 | 23 | 823.2938 | 0
2027 | 4 | 2 | 0 | 773.7201 | 0
2027 | 4 | 2 | 1 | 790.415 | 0
2027 | 4 | 2 | 2 | 773.9274 | 0
2027 | 4 | 2 | 3 | 770.0806 | 0
2027 | 4 | 2 | 4 | 774.9343 | 0
2027 | 4 | 2 | 5 | 801.6861 | 0
2027 | 4 | 2 | 6 | 856.9083 | 0
2027 | 4 | 2 | 7 | 912.1305 | 0
2027 | 4 | 2 | 8 | 957.7176 | 0
2027 | 4 | 2 | 9 | 981.5993 | 0
2027 | 4 | 2 | 10 | 1000.1254 | 0
2027 | 4 | 2 | 11 | 1006.2955 | 0
2027 | 4 | 2 | 12 | 1005.7786 | 0
2027 | 4 | 2 | 13 | 1004.716 | 0
2027 | 4 | 2 | 14 | 995.4527 | 0
2027 | 4 | 2 | 15 | 983.257 | 0
2027 | 4 | 2 | 16 | 976.1387 | 0
2027 | 4 | 2 | 17 | 970.2742 | 0
2027 | 4 | 2 | 18 | 935.6528 | 0
2027 | 4 | 2 | 19 | 936.9146 | 0
2027 | 4 | 2 | 20 | 958.5049 | 0
2027 | 4 | 2 | 21 | 935.2484 | 0
2027 | 4 | 2 | 22 | 884.3125 | 0
2027 | 4 | 2 | 23 | 835.5158 | 0
2027 | 4 | 3 | 0 | 797.2787 | 0
2027 | 4 | 3 | 1 | 773.0479 | 0
2027 | 4 | 3 | 2 | 748.8171 | 0
2027 | 4 | 3 | 3 | 742.2907 | 0
2027 | 4 | 3 | 4 | 739.5028 | 0
2027 | 4 | 3 | 5 | 747.8266 | 0
2027 | 4 | 3 | 6 | 767.6445 | 0
2027 | 4 | 3 | 7 | 787.4624 | 0
2027 | 4 | 3 | 8 | 801.6898 | 0
2027 | 4 | 3 | 9 | 834.7869 | 0
2027 | 4 | 3 | 10 | 868.8569 | 0
2027 | 4 | 3 | 11 | 886.2107 | 0
2027 | 4 | 3 | 12 | 890.1976 | 0
2027 | 4 | 3 | 13 | 886.412 | 0
2027 | 4 | 3 | 14 | 873.9804 | 0
2027 | 4 | 3 | 15 | 862.771 | 0
2027 | 4 | 3 | 16 | 858.4246 | 0
2027 | 4 | 3 | 17 | 858.4498 | 0
2027 | 4 | 3 | 18 | 833.7842 | 0
2027 | 4 | 3 | 19 | 833.0586 | 0
2027 | 4 | 3 | 20 | 852.3451 | 0
2027 | 4 | 3 | 21 | 835.2756 | 0
2027 | 4 | 3 | 22 | 800.2014 | 0
2027 | 4 | 3 | 23 | 770.374 | 0
2027 | 4 | 4 | 0 | 746.1593 | 0
2027 | 4 | 4 | 1 | 735.8629 | 0
2027 | 4 | 4 | 2 | 721.6864 | 0
2027 | 4 | 4 | 3 | 714.8835 | 0
2027 | 4 | 4 | 4 | 712.8399 | 0
2027 | 4 | 4 | 5 | 719.754 | 0
2027 | 4 | 4 | 6 | 738.1494 | 0
2027 | 4 | 4 | 7 | 745.3964 | 0
2027 | 4 | 4 | 8 | 752.6434 | 0
2027 | 4 | 4 | 9 | 779.9804 | 0
2027 | 4 | 4 | 10 | 817.8957 | 0
2027 | 4 | 4 | 11 | 843.801 | 0
2027 | 4 | 4 | 12 | 857.6713 | 0
2027 | 4 | 4 | 13 | 861.9821 | 0
2027 | 4 | 4 | 14 | 854.5421 | 0
2027 | 4 | 4 | 15 | 851.5596 | 0
2027 | 4 | 4 | 16 | 853.6457 | 0
2027 | 4 | 4 | 17 | 861.5422 | 0
2027 | 4 | 4 | 18 | 848.0552 | 0
2027 | 4 | 4 | 19 | 853.7279 | 0
2027 | 4 | 4 | 20 | 879.7581 | 0
2027 | 4 | 4 | 21 | 865.7915 | 0
2027 | 4 | 4 | 22 | 830.4989 | 0
2027 | 4 | 4 | 23 | 799.1314 | 0
2027 | 4 | 5 | 0 | 772.5906 | 0
2027 | 4 | 5 | 1 | 763.8839 | 0
2027 | 4 | 5 | 2 | 752.0805 | 0
2027 | 4 | 5 | 3 | 750.4756 | 0
2027 | 4 | 5 | 4 | 757.0121 | 0
2027 | 4 | 5 | 5 | 786.4195 | 0
2027 | 4 | 5 | 6 | 856.4043 | 0
2027 | 4 | 5 | 7 | 926.3892 | 0
2027 | 4 | 5 | 8 | 971.0177 | 0
2027 | 4 | 5 | 9 | 1000.5638 | 0
2027 | 4 | 5 | 10 | 1026.1 | 0
2027 | 4 | 5 | 11 | 1038.641 | 0
2027 | 4 | 5 | 12 | 1039.9149 | 0
2027 | 4 | 5 | 13 | 1041.4664 | 0
2027 | 4 | 5 | 14 | 1033.9418 | 0
2027 | 4 | 5 | 15 | 1029.6036 | 0
2027 | 4 | 5 | 16 | 1029.8003 | 0
2027 | 4 | 5 | 17 | 1027.5687 | 0
2027 | 4 | 5 | 18 | 996.27 | 0
2027 | 4 | 5 | 19 | 987.853 | 0
2027 | 4 | 5 | 20 | 1010.9239 | 0
2027 | 4 | 5 | 21 | 985.5765 | 0
2027 | 4 | 5 | 22 | 924.5627 | 0
2027 | 4 | 5 | 23 | 865.7797 | 0
2027 | 4 | 6 | 0 | 818.7234 | 0
2027 | 4 | 6 | 1 | 785.9774 | 0
2027 | 4 | 6 | 2 | 768.9655 | 0
2027 | 4 | 6 | 3 | 763.6111 | 0
2027 | 4 | 6 | 4 | 768.1543 | 0
2027 | 4 | 6 | 5 | 796.7171 | 0
2027 | 4 | 6 | 6 | 867.4231 | 0
2027 | 4 | 6 | 7 | 938.1292 | 0
2027 | 4 | 6 | 8 | 985.4417 | 0
2027 | 4 | 6 | 9 | 1012.5948 | 0
2027 | 4 | 6 | 10 | 1036.4692 | 0
2027 | 4 | 6 | 11 | 1048.9193 | 0
2027 | 4 | 6 | 12 | 1047.0973 | 0
2027 | 4 | 6 | 13 | 1046.9848 | 0
2027 | 4 | 6 | 14 | 1038.2648 | 0
2027 | 4 | 6 | 15 | 1032.0767 | 0
2027 | 4 | 6 | 16 | 1020.0207 | 0
2027 | 4 | 6 | 17 | 1019.2058 | 0
2027 | 4 | 6 | 18 | 1004.4161 | 0
2027 | 4 | 6 | 19 | 992.0096 | 0
2027 | 4 | 6 | 20 | 1010.9859 | 0
2027 | 4 | 6 | 21 | 979.3407 | 0
2027 | 4 | 6 | 22 | 915.8145 | 0
2027 | 4 | 6 | 23 | 852.0308 | 0
2027 | 4 | 7 | 0 | 833.4378 | 0
2027 | 4 | 7 | 1 | 839.5812 | 0
2027 | 4 | 7 | 2 | 825.7093 | 0
2027 | 4 | 7 | 3 | 823.2263 | 0
2027 | 4 | 7 | 4 | 828.9706 | 0
2027 | 4 | 7 | 5 | 856.0683 | 0
2027 | 4 | 7 | 6 | 914.9061 | 0
2027 | 4 | 7 | 7 | 973.7439 | 0
2027 | 4 | 7 | 8 | 1027.0056 | 0
2027 | 4 | 7 | 9 | 1053.0278 | 3.0278
2027 | 4 | 7 | 10 | 1070.2168 | 20.2168
2027 | 4 | 7 | 11 | 1081.1094 | 31.1094
2027 | 4 | 7 | 12 | 1080.1139 | 30.1139
2027 | 4 | 7 | 13 | 1078.5481 | 28.5481
2027 | 4 | 7 | 14 | 1072.6784 | 22.6784
2027 | 4 | 7 | 15 | 1068.1663 | 18.1663
2027 | 4 | 7 | 16 | 1071.8964 | 21.8964
2027 | 4 | 7 | 17 | 1074.8826 | 24.8826
2027 | 4 | 7 | 18 | 1074.3808 | 24.3808
2027 | 4 | 7 | 19 | 1064.5068 | 14.5068
2027 | 4 | 7 | 20 | 1080.9056 | 30.9056
2027 | 4 | 7 | 21 | 1054.7947 | 4.7947
2027 | 4 | 7 | 22 | 1002.6185 | 0
2027 | 4 | 7 | 23 | 948.4051 | 0
2027 | 4 | 8 | 0 | 904.4908 | 0
2027 | 4 | 8 | 1 | 876.6827 | 0
2027 | 4 | 8 | 2 | 848.8745 | 0
2027 | 4 | 8 | 3 | 844.0189 | 0
2027 | 4 | 8 | 4 | 845.6762 | 0
2027 | 4 | 8 | 5 | 867.6073 | 0
2027 | 4 | 8 | 6 | 918.9104 | 0
2027 | 4 | 8 | 7 | 976.7151 | 0
2027 | 4 | 8 | 8 | 1034.5198 | 0
2027 | 4 | 8 | 9 | 1063.6275 | 13.6275
2027 | 4 | 8 | 10 | 1075.156 | 25.156
2027 | 4 | 8 | 11 | 1080.4016 | 30.4016
2027 | 4 | 8 | 12 | 1077.3641 | 27.3641
2027 | 4 | 8 | 13 | 1072.0584 | 22.0584
2027 | 4 | 8 | 14 | 1064.2827 | 14.2827
2027 | 4 | 8 | 15 | 1056.8277 | 6.8277
2027 | 4 | 8 | 16 | 1053.137 | 3.137
2027 | 4 | 8 | 17 | 1049.4679 | 0
2027 | 4 | 8 | 18 | 1022.524 | 0
2027 | 4 | 8 | 19 | 1012.0496 | 0
2027 | 4 | 8 | 20 | 1042.2117 | 0
2027 | 4 | 8 | 21 | 1026.7651 | 0
2027 | 4 | 8 | 22 | 976.8426 | 0
2027 | 4 | 8 | 23 | 926.1843 | 0
2027 | 4 | 9 | 0 | 884.6884 | 0
2027 | 4 | 9 | 1 | 865.2023 | 0
2027 | 4 | 9 | 2 | 849.4042 | 0
2027 | 4 | 9 | 3 | 842.7178 | 0
2027 | 4 | 9 | 4 | 844.0116 | 0
2027 | 4 | 9 | 5 | 867.0941 | 0
2027 | 4 | 9 | 6 | 919.883 | 0
2027 | 4 | 9 | 7 | 977.2212 | 0
2027 | 4 | 9 | 8 | 1021.0973 | 0
2027 | 4 | 9 | 9 | 1045.3344 | 0
2027 | 4 | 9 | 10 | 1064.6989 | 14.6989
2027 | 4 | 9 | 11 | 1071.762 | 21.762
2027 | 4 | 9 | 12 | 1071.1033 | 21.1033
2027 | 4 | 9 | 13 | 1067.352 | 17.352
2027 | 4 | 9 | 14 | 1057.7664 | 7.7664
2027 | 4 | 9 | 15 | 1045.5177 | 0
2027 | 4 | 9 | 16 | 1032.3784 | 0
2027 | 4 | 9 | 17 | 1019.5779 | 0
2027 | 4 | 9 | 18 | 988.0935 | 0
2027 | 4 | 9 | 19 | 982.5164 | 0
2027 | 4 | 9 | 20 | 1012.1201 | 0
2027 | 4 | 9 | 21 | 991.3477 | 0
2027 | 4 | 9 | 22 | 944.0208 | 0
2027 | 4 | 9 | 23 | 896.3767 | 0
2027 | 4 | 10 | 0 | 856.4985 | 0
2027 | 4 | 10 | 1 | 821.4996 | 0
2027 | 4 | 10 | 2 | 786.5008 | 0
2027 | 4 | 10 | 3 | 775.9728 | 0
2027 | 4 | 10 | 4 | 772.7532 | 0
2027 | 4 | 10 | 5 | 783.9089 | 0
2027 | 4 | 10 | 6 | 806.6023 | 0
2027 | 4 | 10 | 7 | 819.2205 | 0
2027 | 4 | 10 | 8 | 831.8386 | 0
2027 | 4 | 10 | 9 | 870.5259 | 0
2027 | 4 | 10 | 10 | 912.992 | 0
2027 | 4 | 10 | 11 | 933.5603 | 0
2027 | 4 | 10 | 12 | 938.2309 | 0
2027 | 4 | 10 | 13 | 937.5671 | 0
2027 | 4 | 10 | 14 | 925.7966 | 0
2027 | 4 | 10 | 15 | 913.9898 | 0
2027 | 4 | 10 | 16 | 908.4264 | 0
2027 | 4 | 10 | 17 | 908.0924 | 0
2027 | 4 | 10 | 18 | 888.5844 | 0
2027 | 4 | 10 | 19 | 874.1567 | 0
2027 | 4 | 10 | 20 | 906.7705 | 0
2027 | 4 | 10 | 21 | 893.435 | 0
2027 | 4 | 10 | 22 | 851.8309 | 0
2027 | 4 | 10 | 23 | 819.054 | 0
2027 | 4 | 11 | 0 | 790.5673 | 0
2027 | 4 | 11 | 1 | 759.5473 | 0
2027 | 4 | 11 | 2 | 742.0944 | 0
2027 | 4 | 11 | 3 | 733.2565 | 0
2027 | 4 | 11 | 4 | 730.3065 | 0
2027 | 4 | 11 | 5 | 738.8884 | 0
2027 | 4 | 11 | 6 | 751.7663 | 0
2027 | 4 | 11 | 7 | 756.9624 | 0
2027 | 4 | 11 | 8 | 762.1585 | 0
2027 | 4 | 11 | 9 | 788.9324 | 0
2027 | 4 | 11 | 10 | 827.3839 | 0
2027 | 4 | 11 | 11 | 853.2402 | 0
2027 | 4 | 11 | 12 | 867.8601 | 0
2027 | 4 | 11 | 13 | 878.2068 | 0
2027 | 4 | 11 | 14 | 874.9275 | 0
2027 | 4 | 11 | 15 | 866.7804 | 0
2027 | 4 | 11 | 16 | 869.565 | 0
2027 | 4 | 11 | 17 | 875.2418 | 0
2027 | 4 | 11 | 18 | 856.0794 | 0
2027 | 4 | 11 | 19 | 854.663 | 0
2027 | 4 | 11 | 20 | 889.3545 | 0
2027 | 4 | 11 | 21 | 879.9918 | 0
2027 | 4 | 11 | 22 | 840.7142 | 0
2027 | 4 | 11 | 23 | 803.1122 | 0
2027 | 4 | 12 | 0 | 772.7183 | 0
2027 | 4 | 12 | 1 | 776.5956 | 0
2027 | 4 | 12 | 2 | 763.2038 | 0
2027 | 4 | 12 | 3 | 760.1374 | 0
2027 | 4 | 12 | 4 | 766.3851 | 0
2027 | 4 | 12 | 5 | 794.4709 | 0
2027 | 4 | 12 | 6 | 855.6025 | 0
2027 | 4 | 12 | 7 | 916.7341 | 0
2027 | 4 | 12 | 8 | 955.0821 | 0
2027 | 4 | 12 | 9 | 984.1969 | 0
2027 | 4 | 12 | 10 | 1007.79 | 0
2027 | 4 | 12 | 11 | 1018.0936 | 0
2027 | 4 | 12 | 12 | 1020.7649 | 0
2027 | 4 | 12 | 13 | 1019.8569 | 0
2027 | 4 | 12 | 14 | 1014.6011 | 0
2027 | 4 | 12 | 15 | 1007.7882 | 0
2027 | 4 | 12 | 16 | 1005.9137 | 0
2027 | 4 | 12 | 17 | 1004.6961 | 0
2027 | 4 | 12 | 18 | 979.4525 | 0
2027 | 4 | 12 | 19 | 968.6928 | 0
2027 | 4 | 12 | 20 | 1003.2768 | 0
2027 | 4 | 12 | 21 | 987.4962 | 0
2027 | 4 | 12 | 22 | 932.5732 | 0
2027 | 4 | 12 | 23 | 879.4618 | 0
2027 | 4 | 13 | 0 | 835.1876 | 0
2027 | 4 | 13 | 1 | 809.2788 | 0
2027 | 4 | 13 | 2 | 792.5437 | 0
2027 | 4 | 13 | 3 | 788.031 | 0
2027 | 4 | 13 | 4 | 793.0601 | 0
2027 | 4 | 13 | 5 | 820.1574 | 0
2027 | 4 | 13 | 6 | 882.0211 | 0
2027 | 4 | 13 | 7 | 943.8847 | 0
2027 | 4 | 13 | 8 | 998.1875 | 0
2027 | 4 | 13 | 9 | 1028.3984 | 0
2027 | 4 | 13 | 10 | 1054.0093 | 4.0093
2027 | 4 | 13 | 11 | 1067.1063 | 17.1063
2027 | 4 | 13 | 12 | 1068.4868 | 18.4868
2027 | 4 | 13 | 13 | 1066.4492 | 16.4492
2027 | 4 | 13 | 14 | 1059.4214 | 9.4214
2027 | 4 | 13 | 15 | 1051.5937 | 1.5937
2027 | 4 | 13 | 16 | 1033.6476 | 0
2027 | 4 | 13 | 17 | 1033.5852 | 0
2027 | 4 | 13 | 18 | 1021.721 | 0
2027 | 4 | 13 | 19 | 1005.6478 | 0
2027 | 4 | 13 | 20 | 1035.1295 | 0
2027 | 4 | 13 | 21 | 1013.5015 | 0
2027 | 4 | 13 | 22 | 954.9753 | 0
2027 | 4 | 13 | 23 | 895.7958 | 0
2027 | 4 | 14 | 0 | 848.1596 | 0
2027 | 4 | 14 | 1 | 826.7133 | 0
2027 | 4 | 14 | 2 | 809.2877 | 0
2027 | 4 | 14 | 3 | 802.5921 | 0
2027 | 4 | 14 | 4 | 805.7904 | 0
2027 | 4 | 14 | 5 | 832.3942 | 0
2027 | 4 | 14 | 6 | 886.2753 | 0
2027 | 4 | 14 | 7 | 950.1701 | 0
2027 | 4 | 14 | 8 | 1002.2103 | 0
2027 | 4 | 14 | 9 | 1028.9391 | 0
2027 | 4 | 14 | 10 | 1048.1613 | 0
2027 | 4 | 14 | 11 | 1058.4811 | 8.4811
2027 | 4 | 14 | 12 | 1061.1775 | 11.1775
2027 | 4 | 14 | 13 | 1061.0369 | 11.0369
2027 | 4 | 14 | 14 | 1056.3455 | 6.3455
2027 | 4 | 14 | 15 | 1050.2526 | 0.25259
2027 | 4 | 14 | 16 | 1048.9734 | 0
2027 | 4 | 14 | 17 | 1046.0107 | 0
2027 | 4 | 14 | 18 | 1032.88 | 0
2027 | 4 | 14 | 19 | 1018.8394 | 0
2027 | 4 | 14 | 20 | 1045.7536 | 0
2027 | 4 | 14 | 21 | 1021.5501 | 0
2027 | 4 | 14 | 22 | 963.5263 | 0
2027 | 4 | 14 | 23 | 903.9711 | 0
2027 | 4 | 15 | 0 | 855.7606 | 0
2027 | 4 | 15 | 1 | 821.7624 | 0
2027 | 4 | 15 | 2 | 805.8696 | 0
2027 | 4 | 15 | 3 | 797.7356 | 0
2027 | 4 | 15 | 4 | 799.7661 | 0
2027 | 4 | 15 | 5 | 824.8285 | 0
2027 | 4 | 15 | 6 | 883.5539 | 0
2027 | 4 | 15 | 7 | 942.2792 | 0
2027 | 4 | 15 | 8 | 988.6519 | 0
2027 | 4 | 15 | 9 | 1018.7368 | 0
2027 | 4 | 15 | 10 | 1039.7962 | 0
2027 | 4 | 15 | 11 | 1052.2652 | 2.2652
2027 | 4 | 15 | 12 | 1056.5204 | 6.5204
2027 | 4 | 15 | 13 | 1056.7924 | 6.7924
2027 | 4 | 15 | 14 | 1052.4143 | 2.4143
2027 | 4 | 15 | 15 | 1046.6622 | 0
2027 | 4 | 15 | 16 | 1044.2387 | 0
2027 | 4 | 15 | 17 | 1036.7175 | 0
2027 | 4 | 15 | 18 | 1002.29 | 0
2027 | 4 | 15 | 19 | 982.3921 | 0
2027 | 4 | 15 | 20 | 1011.417 | 0
2027 | 4 | 15 | 21 | 988.1037 | 0
2027 | 4 | 15 | 22 | 932.6712 | 0
2027 | 4 | 15 | 23 | 880.1615 | 0
2027 | 4 | 16 | 0 | 838.0241 | 0
2027 | 4 | 16 | 1 | 811.4473 | 0
2027 | 4 | 16 | 2 | 784.8704 | 0
2027 | 4 | 16 | 3 | 777.8238 | 0
2027 | 4 | 16 | 4 | 779.788 | 0
2027 | 4 | 16 | 5 | 802.6205 | 0
2027 | 4 | 16 | 6 | 854.9924 | 0
2027 | 4 | 16 | 7 | 907.3643 | 0
2027 | 4 | 16 | 8 | 961.091 | 0
2027 | 4 | 16 | 9 | 991.9315 | 0
2027 | 4 | 16 | 10 | 1015.8522 | 0
2027 | 4 | 16 | 11 | 1026.8737 | 0
2027 | 4 | 16 | 12 | 1028.4746 | 0
2027 | 4 | 16 | 13 | 1025.9535 | 0
2027 | 4 | 16 | 14 | 1017.9654 | 0
2027 | 4 | 16 | 15 | 1008.6609 | 0
2027 | 4 | 16 | 16 | 998.3319 | 0
2027 | 4 | 16 | 17 | 987.5229 | 0
2027 | 4 | 16 | 18 | 956.1939 | 0
2027 | 4 | 16 | 19 | 943.7413 | 0
2027 | 4 | 16 | 20 | 964.9561 | 0
2027 | 4 | 16 | 21 | 952.801 | 0
2027 | 4 | 16 | 22 | 904.7785 | 0
2027 | 4 | 16 | 23 | 855.5926 | 0
2027 | 4 | 17 | 0 | 814.0565 | 0
2027 | 4 | 17 | 1 | 780.726 | 0
2027 | 4 | 17 | 2 | 747.3956 | 0
2027 | 4 | 17 | 3 | 736.2455 | 0
2027 | 4 | 17 | 4 | 732.0011 | 0
2027 | 4 | 17 | 5 | 744.0921 | 0
2027 | 4 | 17 | 6 | 765.3672 | 0
2027 | 4 | 17 | 7 | 785.7789 | 0
2027 | 4 | 17 | 8 | 806.1906 | 0
2027 | 4 | 17 | 9 | 852.4211 | 0
2027 | 4 | 17 | 10 | 896.6507 | 0
2027 | 4 | 17 | 11 | 918.676 | 0
2027 | 4 | 17 | 12 | 922.4071 | 0
2027 | 4 | 17 | 13 | 915.9042 | 0
2027 | 4 | 17 | 14 | 903.4706 | 0
2027 | 4 | 17 | 15 | 891.8861 | 0
2027 | 4 | 17 | 16 | 890.3115 | 0
2027 | 4 | 17 | 17 | 898.6561 | 0
2027 | 4 | 17 | 18 | 876.423 | 0
2027 | 4 | 17 | 19 | 860.4173 | 0
2027 | 4 | 17 | 20 | 880.5108 | 0
2027 | 4 | 17 | 21 | 870.1972 | 0
2027 | 4 | 17 | 22 | 825.6006 | 0
2027 | 4 | 17 | 23 | 786.6319 | 0
2027 | 4 | 18 | 0 | 753.0725 | 0
2027 | 4 | 18 | 1 | 746.2318 | 0
2027 | 4 | 18 | 2 | 729.0425 | 0
2027 | 4 | 18 | 3 | 719.6726 | 0
2027 | 4 | 18 | 4 | 718.0772 | 0
2027 | 4 | 18 | 5 | 724.8038 | 0
2027 | 4 | 18 | 6 | 735.6928 | 0
2027 | 4 | 18 | 7 | 742.7573 | 0
2027 | 4 | 18 | 8 | 749.8219 | 0
2027 | 4 | 18 | 9 | 779.2976 | 0
2027 | 4 | 18 | 10 | 818.2391 | 0
2027 | 4 | 18 | 11 | 845.2961 | 0
2027 | 4 | 18 | 12 | 859.8662 | 0
2027 | 4 | 18 | 13 | 862.1491 | 0
2027 | 4 | 18 | 14 | 857.6367 | 0
2027 | 4 | 18 | 15 | 854.292 | 0
2027 | 4 | 18 | 16 | 856.1037 | 0
2027 | 4 | 18 | 17 | 864.0663 | 0
2027 | 4 | 18 | 18 | 853.1627 | 0
2027 | 4 | 18 | 19 | 852.3825 | 0
2027 | 4 | 18 | 20 | 880.2261 | 0
2027 | 4 | 18 | 21 | 881.3793 | 0
2027 | 4 | 18 | 22 | 843.4739 | 0
2027 | 4 | 18 | 23 | 800.9092 | 0
2027 | 4 | 19 | 0 | 770.7112 | 0
2027 | 4 | 19 | 1 | 733.709 | 0
2027 | 4 | 19 | 2 | 719.9159 | 0
2027 | 4 | 19 | 3 | 716.3282 | 0
2027 | 4 | 19 | 4 | 722.0321 | 0
2027 | 4 | 19 | 5 | 751.4268 | 0
2027 | 4 | 19 | 6 | 811.8671 | 0
2027 | 4 | 19 | 7 | 872.3073 | 0
2027 | 4 | 19 | 8 | 934.9014 | 0
2027 | 4 | 19 | 9 | 968.8762 | 0
2027 | 4 | 19 | 10 | 995.4571 | 0
2027 | 4 | 19 | 11 | 1010.5899 | 0
2027 | 4 | 19 | 12 | 1015.12 | 0
2027 | 4 | 19 | 13 | 1017.0377 | 0
2027 | 4 | 19 | 14 | 1013.7412 | 0
2027 | 4 | 19 | 15 | 1009.7604 | 0
2027 | 4 | 19 | 16 | 1010.2004 | 0
2027 | 4 | 19 | 17 | 1011.7769 | 0
2027 | 4 | 19 | 18 | 988.9597 | 0
2027 | 4 | 19 | 19 | 970.4224 | 0
2027 | 4 | 19 | 20 | 981.4205 | 0
2027 | 4 | 19 | 21 | 966.8296 | 0
2027 | 4 | 19 | 22 | 906.6949 | 0
2027 | 4 | 19 | 23 | 847.5027 | 0
2027 | 4 | 20 | 0 | 800.4336 | 0
2027 | 4 | 20 | 1 | 780.9648 | 0
2027 | 4 | 20 | 2 | 764.5971 | 0
2027 | 4 | 20 | 3 | 758.6748 | 0
2027 | 4 | 20 | 4 | 761.6968 | 0
2027 | 4 | 20 | 5 | 792.3253 | 0
2027 | 4 | 20 | 6 | 853.6516 | 0
2027 | 4 | 20 | 7 | 914.9779 | 0
2027 | 4 | 20 | 8 | 957.6711 | 0
2027 | 4 | 20 | 9 | 1000.3642 | 0
2027 | 4 | 20 | 10 | 1020.3982 | 0
2027 | 4 | 20 | 11 | 1030.994 | 0
2027 | 4 | 20 | 12 | 1030.0405 | 0
2027 | 4 | 20 | 13 | 1029.0955 | 0
2027 | 4 | 20 | 14 | 1019.591 | 0
2027 | 4 | 20 | 15 | 1010.8856 | 0
2027 | 4 | 20 | 16 | 995.4669 | 0
2027 | 4 | 20 | 17 | 995.6404 | 0
2027 | 4 | 20 | 18 | 985.8565 | 0
2027 | 4 | 20 | 19 | 977.3625 | 0
2027 | 4 | 20 | 20 | 988.1296 | 0
2027 | 4 | 20 | 21 | 964.3274 | 0
2027 | 4 | 20 | 22 | 899.84 | 0
2027 | 4 | 20 | 23 | 845.0924 | 0
2027 | 4 | 21 | 0 | 790.3449 | 0
2027 | 4 | 21 | 1 | 776.7919 | 0
2027 | 4 | 21 | 2 | 761.5186 | 0
2027 | 4 | 21 | 3 | 756.3526 | 0
2027 | 4 | 21 | 4 | 761.2024 | 0
2027 | 4 | 21 | 5 | 788.2268 | 0
2027 | 4 | 21 | 6 | 838.2957 | 0
2027 | 4 | 21 | 7 | 888.3645 | 0
2027 | 4 | 21 | 8 | 921.7254 | 0
2027 | 4 | 21 | 9 | 955.0862 | 0
2027 | 4 | 21 | 10 | 967.9234 | 0
2027 | 4 | 21 | 11 | 974.4746 | 0
2027 | 4 | 21 | 12 | 968.1242 | 0
2027 | 4 | 21 | 13 | 967.1605 | 0
2027 | 4 | 21 | 14 | 959.9963 | 0
2027 | 4 | 21 | 15 | 949.8276 | 0
2027 | 4 | 21 | 16 | 950.6278 | 0
2027 | 4 | 21 | 17 | 945.5055 | 0
2027 | 4 | 21 | 18 | 937.9892 | 0
2027 | 4 | 21 | 19 | 915.3957 | 0
2027 | 4 | 21 | 20 | 934.9042 | 0
2027 | 4 | 21 | 21 | 916.5418 | 0
2027 | 4 | 21 | 22 | 867.5951 | 0
2027 | 4 | 21 | 23 | 825.8849 | 0
2027 | 4 | 22 | 0 | 784.1747 | 0
2027 | 4 | 22 | 1 | 762.6656 | 0
2027 | 4 | 22 | 2 | 749.3975 | 0
2027 | 4 | 22 | 3 | 736.1295 | 0
2027 | 4 | 22 | 4 | 739.6336 | 0
2027 | 4 | 22 | 5 | 764.7995 | 0
2027 | 4 | 22 | 6 | 819.3242 | 0
2027 | 4 | 22 | 7 | 873.8488 | 0
2027 | 4 | 22 | 8 | 920.1708 | 0
2027 | 4 | 22 | 9 | 966.4928 | 0
2027 | 4 | 22 | 10 | 995.2091 | 0
2027 | 4 | 22 | 11 | 1017.4311 | 0
2027 | 4 | 22 | 12 | 1033.0023 | 0
2027 | 4 | 22 | 13 | 1046.6403 | 0
2027 | 4 | 22 | 14 | 1050.2129 | 0.21286
2027 | 4 | 22 | 15 | 1050.192 | 0.19203
2027 | 4 | 22 | 16 | 1044.2886 | 0
2027 | 4 | 22 | 17 | 1026.1911 | 0
2027 | 4 | 22 | 18 | 995.3651 | 0
2027 | 4 | 22 | 19 | 976.5679 | 0
2027 | 4 | 22 | 20 | 978.4336 | 0
2027 | 4 | 22 | 21 | 966.3876 | 0
2027 | 4 | 22 | 22 | 909.2589 | 0
2027 | 4 | 22 | 23 | 852.8549 | 0
2027 | 4 | 23 | 0 | 796.451 | 0
2027 | 4 | 23 | 1 | 738.8336 | 0
2027 | 4 | 23 | 2 | 720.311 | 0
2027 | 4 | 23 | 3 | 712.9388 | 0
2027 | 4 | 23 | 4 | 716.4954 | 0
2027 | 4 | 23 | 5 | 743.2919 | 0
2027 | 4 | 23 | 6 | 804.7356 | 0
2027 | 4 | 23 | 7 | 866.1793 | 0
2027 | 4 | 23 | 8 | 915.1076 | 0
2027 | 4 | 23 | 9 | 964.0359 | 0
2027 | 4 | 23 | 10 | 988.5361 | 0
2027 | 4 | 23 | 11 | 998.7578 | 0
2027 | 4 | 23 | 12 | 1000.194 | 0
2027 | 4 | 23 | 13 | 996.4699 | 0
2027 | 4 | 23 | 14 | 989.7465 | 0
2027 | 4 | 23 | 15 | 982.8975 | 0
2027 | 4 | 23 | 16 | 978.6916 | 0
2027 | 4 | 23 | 17 | 972.3436 | 0
2027 | 4 | 23 | 18 | 940.38 | 0
2027 | 4 | 23 | 19 | 922.7195 | 0
2027 | 4 | 23 | 20 | 944.9505 | 0
2027 | 4 | 23 | 21 | 936.9407 | 0
2027 | 4 | 23 | 22 | 882.5564 | 0
2027 | 4 | 23 | 23 | 823.9907 | 0
2027 | 4 | 24 | 0 | 776.7755 | 0
2027 | 4 | 24 | 1 | 757.2121 | 0
2027 | 4 | 24 | 2 | 737.6487 | 0
2027 | 4 | 24 | 3 | 731.4424 | 0
2027 | 4 | 24 | 4 | 729.2073 | 0
2027 | 4 | 24 | 5 | 734.8246 | 0
2027 | 4 | 24 | 6 | 745.4913 | 0
2027 | 4 | 24 | 7 | 756.158 | 0
2027 | 4 | 24 | 8 | 768.4722 | 0
2027 | 4 | 24 | 9 | 798.6851 | 0
2027 | 4 | 24 | 10 | 826.8621 | 0
2027 | 4 | 24 | 11 | 843.1358 | 0
2027 | 4 | 24 | 12 | 849.6494 | 0
2027 | 4 | 24 | 13 | 842.5265 | 0
2027 | 4 | 24 | 14 | 830.1533 | 0
2027 | 4 | 24 | 15 | 811.6889 | 0
2027 | 4 | 24 | 16 | 807.4556 | 0
2027 | 4 | 24 | 17 | 800.8336 | 0
2027 | 4 | 24 | 18 | 779.2627 | 0
2027 | 4 | 24 | 19 | 775.9483 | 0
2027 | 4 | 24 | 20 | 796.7147 | 0
2027 | 4 | 24 | 21 | 798.6165 | 0
2027 | 4 | 24 | 22 | 778.8382 | 0
2027 | 4 | 24 | 23 | 760.1906 | 0
2027 | 4 | 25 | 0 | 742.0662 | 0
2027 | 4 | 25 | 1 | 699.5475 | 0
2027 | 4 | 25 | 2 | 679.6781 | 0
2027 | 4 | 25 | 3 | 668.0553 | 0
2027 | 4 | 25 | 4 | 661.7986 | 0
2027 | 4 | 25 | 5 | 668.753 | 0
2027 | 4 | 25 | 6 | 672.7495 | 0
2027 | 4 | 25 | 7 | 690.6139 | 0
2027 | 4 | 25 | 8 | 708.4783 | 0
2027 | 4 | 25 | 9 | 753.9535 | 0
2027 | 4 | 25 | 10 | 797.8143 | 0
2027 | 4 | 25 | 11 | 824.239 | 0
2027 | 4 | 25 | 12 | 838.3297 | 0
2027 | 4 | 25 | 13 | 839.4576 | 0
2027 | 4 | 25 | 14 | 835.9213 | 0
2027 | 4 | 25 | 15 | 835.4904 | 0
2027 | 4 | 25 | 16 | 845.675 | 0
2027 | 4 | 25 | 17 | 850.1439 | 0
2027 | 4 | 25 | 18 | 835.3577 | 0
2027 | 4 | 25 | 19 | 819.477 | 0
2027 | 4 | 25 | 20 | 850.4818 | 0
2027 | 4 | 25 | 21 | 851.8282 | 0
2027 | 4 | 25 | 22 | 807.831 | 0
2027 | 4 | 25 | 23 | 757.4283 | 0
2027 | 4 | 26 | 0 | 718.5301 | 0
2027 | 4 | 26 | 1 | 710.6291 | 0
2027 | 4 | 26 | 2 | 697.2734 | 0
2027 | 4 | 26 | 3 | 695.0864 | 0
2027 | 4 | 26 | 4 | 701.5364 | 0
2027 | 4 | 26 | 5 | 733.6256 | 0
2027 | 4 | 26 | 6 | 797.8131 | 0
2027 | 4 | 26 | 7 | 862.0006 | 0
2027 | 4 | 26 | 8 | 912.5619 | 0
2027 | 4 | 26 | 9 | 963.1233 | 0
2027 | 4 | 26 | 10 | 989.073 | 0
2027 | 4 | 26 | 11 | 1003.7312 | 0
2027 | 4 | 26 | 12 | 1007.171 | 0
2027 | 4 | 26 | 13 | 1008.7077 | 0
2027 | 4 | 26 | 14 | 1005.9206 | 0
2027 | 4 | 26 | 15 | 1003.8815 | 0
2027 | 4 | 26 | 16 | 1006.5972 | 0
2027 | 4 | 26 | 17 | 1014.3878 | 0
2027 | 4 | 26 | 18 | 997.5847 | 0
2027 | 4 | 26 | 19 | 976.1791 | 0
2027 | 4 | 26 | 20 | 981.5475 | 0
2027 | 4 | 26 | 21 | 971.79 | 0
2027 | 4 | 26 | 22 | 908.0646 | 0
2027 | 4 | 26 | 23 | 844.1281 | 0
2027 | 4 | 27 | 0 | 793.2325 | 0
2027 | 4 | 27 | 1 | 752.4592 | 0
2027 | 4 | 27 | 2 | 733.8795 | 0
2027 | 4 | 27 | 3 | 726.8975 | 0
2027 | 4 | 27 | 4 | 731.997 | 0
2027 | 4 | 27 | 5 | 764.6724 | 0
2027 | 4 | 27 | 6 | 830.9744 | 0
2027 | 4 | 27 | 7 | 897.2764 | 0
2027 | 4 | 27 | 8 | 949.2399 | 0
2027 | 4 | 27 | 9 | 1001.2034 | 0
2027 | 4 | 27 | 10 | 1023.6924 | 0
2027 | 4 | 27 | 11 | 1036.3479 | 0
2027 | 4 | 27 | 12 | 1035.9548 | 0
2027 | 4 | 27 | 13 | 1035.7747 | 0
2027 | 4 | 27 | 14 | 1031.4806 | 0
2027 | 4 | 27 | 15 | 1025.1131 | 0
2027 | 4 | 27 | 16 | 1017.1547 | 0
2027 | 4 | 27 | 17 | 1019.1549 | 0
2027 | 4 | 27 | 18 | 1012.5445 | 0
2027 | 4 | 27 | 19 | 992.5802 | 0
2027 | 4 | 27 | 20 | 999.8703 | 0
2027 | 4 | 27 | 21 | 987.2598 | 0
2027 | 4 | 27 | 22 | 921.9224 | 0
2027 | 4 | 27 | 23 | 851.0457 | 0
2027 | 4 | 28 | 0 | 796.092 | 0
2027 | 4 | 28 | 1 | 786.3833 | 0
2027 | 4 | 28 | 2 | 769.9762 | 0
2027 | 4 | 28 | 3 | 763.4421 | 0
2027 | 4 | 28 | 4 | 767.1164 | 0
2027 | 4 | 28 | 5 | 793.3448 | 0
2027 | 4 | 28 | 6 | 849.7915 | 0
2027 | 4 | 28 | 7 | 906.2381 | 0
2027 | 4 | 28 | 8 | 968.6896 | 0
2027 | 4 | 28 | 9 | 1000.1817 | 0
2027 | 4 | 28 | 10 | 1013.8993 | 0
2027 | 4 | 28 | 11 | 1024.9211 | 0
2027 | 4 | 28 | 12 | 1027.5683 | 0
2027 | 4 | 28 | 13 | 1029.059 | 0
2027 | 4 | 28 | 14 | 1024.9174 | 0
2027 | 4 | 28 | 15 | 1021.8596 | 0
2027 | 4 | 28 | 16 | 1026.7494 | 0
2027 | 4 | 28 | 17 | 1029.7822 | 0
2027 | 4 | 28 | 18 | 1011.9308 | 0
2027 | 4 | 28 | 19 | 1000.614 | 0
2027 | 4 | 28 | 20 | 1000.4651 | 0
2027 | 4 | 28 | 21 | 979.7255 | 0
2027 | 4 | 28 | 22 | 923.5125 | 0
2027 | 4 | 28 | 23 | 861.2032 | 0
2027 | 4 | 29 | 0 | 813.64 | 0
2027 | 4 | 29 | 1 | 788.619 | 0
2027 | 4 | 29 | 2 | 763.598 | 0
2027 | 4 | 29 | 3 | 754.8416 | 0
2027 | 4 | 29 | 4 | 755.8998 | 0
2027 | 4 | 29 | 5 | 777.8587 | 0
2027 | 4 | 29 | 6 | 828.7691 | 0
2027 | 4 | 29 | 7 | 879.6795 | 0
2027 | 4 | 29 | 8 | 932.4358 | 0
2027 | 4 | 29 | 9 | 959.1372 | 0
2027 | 4 | 29 | 10 | 971.7447 | 0
2027 | 4 | 29 | 11 | 981.9616 | 0
2027 | 4 | 29 | 12 | 988.9603 | 0
2027 | 4 | 29 | 13 | 994.1627 | 0
2027 | 4 | 29 | 14 | 992.3221 | 0
2027 | 4 | 29 | 15 | 992.7163 | 0
2027 | 4 | 29 | 16 | 992.7484 | 0
2027 | 4 | 29 | 17 | 986.5602 | 0
2027 | 4 | 29 | 18 | 948.0143 | 0
2027 | 4 | 29 | 19 | 923.9327 | 0
2027 | 4 | 29 | 20 | 943.1317 | 0
2027 | 4 | 29 | 21 | 934.1809 | 0
2027 | 4 | 29 | 22 | 880.5026 | 0
2027 | 4 | 29 | 23 | 833.8215 | 0
2027 | 4 | 30 | 0 | 787.5149 | 0
2027 | 4 | 30 | 1 | 798.7846 | 0
2027 | 4 | 30 | 2 | 751.5381 | 0
2027 | 4 | 30 | 3 | 744.7579 | 0
2027 | 4 | 30 | 4 | 745.7557 | 0
2027 | 4 | 30 | 5 | 763.5831 | 0
2027 | 4 | 30 | 6 | 805.6881 | 0
2027 | 4 | 30 | 7 | 847.7931 | 0
2027 | 4 | 30 | 8 | 893.6571 | 0
2027 | 4 | 30 | 9 | 925.3513 | 0
2027 | 4 | 30 | 10 | 952.063 | 0
2027 | 4 | 30 | 11 | 967.1722 | 0
2027 | 4 | 30 | 12 | 971.0262 | 0
2027 | 4 | 30 | 13 | 970.9421 | 0
2027 | 4 | 30 | 14 | 963.6121 | 0
2027 | 4 | 30 | 15 | 955.1709 | 0
2027 | 4 | 30 | 16 | 942.1089 | 0
2027 | 4 | 30 | 17 | 929.3948 | 0
2027 | 4 | 30 | 18 | 900.1539 | 0
2027 | 4 | 30 | 19 | 886.6335 | 0
2027 | 4 | 30 | 20 | 897.9415 | 0
2027 | 4 | 30 | 21 | 890.5849 | 0
2027 | 4 | 30 | 22 | 850.0286 | 0
2027 | 4 | 30 | 23 | 810.4381 | 0
2027 | 5 | 1 | 0 | 774.5175 | 0
2027 | 5 | 1 | 1 | 749.7112 | 0
2027 | 5 | 1 | 2 | 692.729 | 0
2027 | 5 | 1 | 3 | 687.6728 | 0
2027 | 5 | 1 | 4 | 684.3977 | 0
2027 | 5 | 1 | 5 | 685.2641 | 0
2027 | 5 | 1 | 6 | 687.9447 | 0
2027 | 5 | 1 | 7 | 699.5022 | 0
2027 | 5 | 1 | 8 | 711.32 | 0
2027 | 5 | 1 | 9 | 737.1219 | 0
2027 | 5 | 1 | 10 | 762.7361 | 0
2027 | 5 | 1 | 11 | 777.4568 | 0
2027 | 5 | 1 | 12 | 782.9452 | 0
2027 | 5 | 1 | 13 | 781.3994 | 0
2027 | 5 | 1 | 14 | 774.2942 | 0
2027 | 5 | 1 | 15 | 768.445 | 0
2027 | 5 | 1 | 16 | 762.6834 | 0
2027 | 5 | 1 | 17 | 758.5285 | 0
2027 | 5 | 1 | 18 | 742.7882 | 0
2027 | 5 | 1 | 19 | 742.0634 | 0
2027 | 5 | 1 | 20 | 743.734 | 0
2027 | 5 | 1 | 21 | 745.2677 | 0
2027 | 5 | 1 | 22 | 726.3837 | 0
2027 | 5 | 1 | 23 | 711.5374 | 0
2027 | 5 | 2 | 0 | 697.2643 | 0
2027 | 5 | 2 | 1 | 659.3251 | 0
2027 | 5 | 2 | 2 | 614.1766 | 0
2027 | 5 | 2 | 3 | 605.9617 | 0
2027 | 5 | 2 | 4 | 601.6743 | 0
2027 | 5 | 2 | 5 | 601.9645 | 0
2027 | 5 | 2 | 6 | 602.3598 | 0
2027 | 5 | 2 | 7 | 617.6845 | 0
2027 | 5 | 2 | 8 | 633.0092 | 0
2027 | 5 | 2 | 9 | 668.9391 | 0
2027 | 5 | 2 | 10 | 700.2276 | 0
2027 | 5 | 2 | 11 | 726.3745 | 0
2027 | 5 | 2 | 12 | 739.1731 | 0
2027 | 5 | 2 | 13 | 743.332 | 0
2027 | 5 | 2 | 14 | 743.3858 | 0
2027 | 5 | 2 | 15 | 742.9587 | 0
2027 | 5 | 2 | 16 | 747.8607 | 0
2027 | 5 | 2 | 17 | 756.8276 | 0
2027 | 5 | 2 | 18 | 753.1096 | 0
2027 | 5 | 2 | 19 | 751.7997 | 0
2027 | 5 | 2 | 20 | 748.8917 | 0
2027 | 5 | 2 | 21 | 744.8628 | 0
2027 | 5 | 2 | 22 | 715.9436 | 0
2027 | 5 | 2 | 23 | 681.4757 | 0
2027 | 5 | 3 | 0 | 653.6883 | 0
2027 | 5 | 3 | 1 | 622.88 | 0
2027 | 5 | 3 | 2 | 580.3949 | 0
2027 | 5 | 3 | 3 | 575.8219 | 0
2027 | 5 | 3 | 4 | 579.4855 | 0
2027 | 5 | 3 | 5 | 602.7332 | 0
2027 | 5 | 3 | 6 | 654.5572 | 0
2027 | 5 | 3 | 7 | 706.3811 | 0
2027 | 5 | 3 | 8 | 764.1772 | 0
2027 | 5 | 3 | 9 | 796.2268 | 0
2027 | 5 | 3 | 10 | 821.2927 | 0
2027 | 5 | 3 | 11 | 838.2551 | 0
2027 | 5 | 3 | 12 | 844.4626 | 0
2027 | 5 | 3 | 13 | 848.7161 | 0
2027 | 5 | 3 | 14 | 847.1834 | 0
2027 | 5 | 3 | 15 | 844.6182 | 0
2027 | 5 | 3 | 16 | 845.0157 | 0
2027 | 5 | 3 | 17 | 843.4855 | 0
2027 | 5 | 3 | 18 | 821.5695 | 0
2027 | 5 | 3 | 19 | 802.1087 | 0
2027 | 5 | 3 | 20 | 796.3337 | 0
2027 | 5 | 3 | 21 | 781.1989 | 0
2027 | 5 | 3 | 22 | 729.9416 | 0
2027 | 5 | 3 | 23 | 685.7165 | 0
2027 | 5 | 4 | 0 | 641.4915 | 0
2027 | 5 | 4 | 1 | 628.9334 | 0
2027 | 5 | 4 | 2 | 584.8141 | 0
2027 | 5 | 4 | 3 | 579.8359 | 0
2027 | 5 | 4 | 4 | 581.9054 | 0
2027 | 5 | 4 | 5 | 600.8091 | 0
2027 | 5 | 4 | 6 | 645.3973 | 0
2027 | 5 | 4 | 7 | 689.9855 | 0
2027 | 5 | 4 | 8 | 740.6085 | 0
2027 | 5 | 4 | 9 | 771.6808 | 0
2027 | 5 | 4 | 10 | 798.9809 | 0
2027 | 5 | 4 | 11 | 820.009 | 0
2027 | 5 | 4 | 12 | 833.356 | 0
2027 | 5 | 4 | 13 | 845.3202 | 0
2027 | 5 | 4 | 14 | 847.6369 | 0
2027 | 5 | 4 | 15 | 849.9485 | 0
2027 | 5 | 4 | 16 | 839.4817 | 0
2027 | 5 | 4 | 17 | 832.183 | 0
2027 | 5 | 4 | 18 | 818.0698 | 0
2027 | 5 | 4 | 19 | 806.9019 | 0
2027 | 5 | 4 | 20 | 788.0244 | 0
2027 | 5 | 4 | 21 | 770.782 | 0
2027 | 5 | 4 | 22 | 719.6952 | 0
2027 | 5 | 4 | 23 | 668.8062 | 0
2027 | 5 | 5 | 0 | 628.627 | 0
2027 | 5 | 5 | 1 | 610.8469 | 0
2027 | 5 | 5 | 2 | 593.0667 | 0
2027 | 5 | 5 | 3 | 586.4098 | 0
2027 | 5 | 5 | 4 | 586.5175 | 0
2027 | 5 | 5 | 5 | 602.9932 | 0
2027 | 5 | 5 | 6 | 644.436 | 0
2027 | 5 | 5 | 7 | 685.8787 | 0
2027 | 5 | 5 | 8 | 734.1491 | 0
2027 | 5 | 5 | 9 | 766.644 | 0
2027 | 5 | 5 | 10 | 788.6698 | 0
2027 | 5 | 5 | 11 | 804.7442 | 0
2027 | 5 | 5 | 12 | 815.8349 | 0
2027 | 5 | 5 | 13 | 825.2494 | 0
2027 | 5 | 5 | 14 | 828.6296 | 0
2027 | 5 | 5 | 15 | 830.5732 | 0
2027 | 5 | 5 | 16 | 832.6671 | 0
2027 | 5 | 5 | 17 | 829.6718 | 0
2027 | 5 | 5 | 18 | 815.7509 | 0
2027 | 5 | 5 | 19 | 796.695 | 0
2027 | 5 | 5 | 20 | 786.6256 | 0
2027 | 5 | 5 | 21 | 770.8961 | 0
2027 | 5 | 5 | 22 | 725.4472 | 0
2027 | 5 | 5 | 23 | 676.1947 | 0
2027 | 5 | 6 | 0 | 634.0386 | 0
2027 | 5 | 6 | 1 | 600.1421 | 0
2027 | 5 | 6 | 2 | 566.2457 | 0
2027 | 5 | 6 | 3 | 559.0097 | 0
2027 | 5 | 6 | 4 | 559.3098 | 0
2027 | 5 | 6 | 5 | 581.5961 | 0
2027 | 5 | 6 | 6 | 630.3363 | 0
2027 | 5 | 6 | 7 | 679.0765 | 0
2027 | 5 | 6 | 8 | 731.1226 | 0
2027 | 5 | 6 | 9 | 760.7921 | 0
2027 | 5 | 6 | 10 | 777.4672 | 0
2027 | 5 | 6 | 11 | 790.7332 | 0
2027 | 5 | 6 | 12 | 795.6198 | 0
2027 | 5 | 6 | 13 | 799.7379 | 0
2027 | 5 | 6 | 14 | 796.0546 | 0
2027 | 5 | 6 | 15 | 790.3508 | 0
2027 | 5 | 6 | 16 | 785.5692 | 0
2027 | 5 | 6 | 17 | 783.3887 | 0
2027 | 5 | 6 | 18 | 767.366 | 0
2027 | 5 | 6 | 19 | 759.9617 | 0
2027 | 5 | 6 | 20 | 756.4872 | 0
2027 | 5 | 6 | 21 | 742.6782 | 0
2027 | 5 | 6 | 22 | 692.4791 | 0
2027 | 5 | 6 | 23 | 639.1973 | 0
2027 | 5 | 7 | 0 | 595.7549 | 0
2027 | 5 | 7 | 1 | 607.2923 | 0
2027 | 5 | 7 | 2 | 593.7809 | 0
2027 | 5 | 7 | 3 | 588.1993 | 0
2027 | 5 | 7 | 4 | 589.3535 | 0
2027 | 5 | 7 | 5 | 606.1462 | 0
2027 | 5 | 7 | 6 | 647.014 | 0
2027 | 5 | 7 | 7 | 687.8817 | 0
2027 | 5 | 7 | 8 | 724.3512 | 0
2027 | 5 | 7 | 9 | 760.8206 | 0
2027 | 5 | 7 | 10 | 780.9077 | 0
2027 | 5 | 7 | 11 | 794.1046 | 0
2027 | 5 | 7 | 12 | 798.8868 | 0
2027 | 5 | 7 | 13 | 803.5937 | 0
2027 | 5 | 7 | 14 | 798.025 | 0
2027 | 5 | 7 | 15 | 793.3361 | 0
2027 | 5 | 7 | 16 | 787.1443 | 0
2027 | 5 | 7 | 17 | 786.724 | 0
2027 | 5 | 7 | 18 | 773.5978 | 0
2027 | 5 | 7 | 19 | 758.4108 | 0
2027 | 5 | 7 | 20 | 749.7828 | 0
2027 | 5 | 7 | 21 | 731.4062 | 0
2027 | 5 | 7 | 22 | 692.7025 | 0
2027 | 5 | 7 | 23 | 654.3363 | 0
2027 | 5 | 8 | 0 | 618.2615 | 0
2027 | 5 | 8 | 1 | 586.5491 | 0
2027 | 5 | 8 | 2 | 554.8367 | 0
2027 | 5 | 8 | 3 | 546.7082 | 0
2027 | 5 | 8 | 4 | 542.8536 | 0
2027 | 5 | 8 | 5 | 548.3486 | 0
2027 | 5 | 8 | 6 | 562.6126 | 0
2027 | 5 | 8 | 7 | 585.4025 | 0
2027 | 5 | 8 | 8 | 608.1923 | 0
2027 | 5 | 8 | 9 | 650.6322 | 0
2027 | 5 | 8 | 10 | 678.3914 | 0
2027 | 5 | 8 | 11 | 692.3638 | 0
2027 | 5 | 8 | 12 | 690.9316 | 0
2027 | 5 | 8 | 13 | 682.0534 | 0
2027 | 5 | 8 | 14 | 669.1302 | 0
2027 | 5 | 8 | 15 | 655.9593 | 0
2027 | 5 | 8 | 16 | 651.7153 | 0
2027 | 5 | 8 | 17 | 649.4374 | 0
2027 | 5 | 8 | 18 | 643.111 | 0
2027 | 5 | 8 | 19 | 642.4562 | 0
2027 | 5 | 8 | 20 | 649.3705 | 0
2027 | 5 | 8 | 21 | 643.7376 | 0
2027 | 5 | 8 | 22 | 616.957 | 0
2027 | 5 | 8 | 23 | 589.1196 | 0
2027 | 5 | 9 | 0 | 560.268 | 0
2027 | 5 | 9 | 1 | 554.2375 | 0
2027 | 5 | 9 | 2 | 540.7465 | 0
2027 | 5 | 9 | 3 | 534.0933 | 0
2027 | 5 | 9 | 4 | 531.4777 | 0
2027 | 5 | 9 | 5 | 533.9592 | 0
2027 | 5 | 9 | 6 | 539.9869 | 0
2027 | 5 | 9 | 7 | 546.0146 | 0
2027 | 5 | 9 | 8 | 569.4954 | 0
2027 | 5 | 9 | 9 | 598.1219 | 0
2027 | 5 | 9 | 10 | 625.319 | 0
2027 | 5 | 9 | 11 | 646.5411 | 0
2027 | 5 | 9 | 12 | 656.5592 | 0
2027 | 5 | 9 | 13 | 656.4446 | 0
2027 | 5 | 9 | 14 | 652.838 | 0
2027 | 5 | 9 | 15 | 649.3651 | 0
2027 | 5 | 9 | 16 | 651.7981 | 0
2027 | 5 | 9 | 17 | 657.5418 | 0
2027 | 5 | 9 | 18 | 650.2173 | 0
2027 | 5 | 9 | 19 | 652.1363 | 0
2027 | 5 | 9 | 20 | 656.6608 | 0
2027 | 5 | 9 | 21 | 655.3823 | 0
2027 | 5 | 9 | 22 | 628.886 | 0
2027 | 5 | 9 | 23 | 595.7423 | 0
2027 | 5 | 10 | 0 | 569.8775 | 0
2027 | 5 | 10 | 1 | 552.3466 | 0
2027 | 5 | 10 | 2 | 540.9419 | 0
2027 | 5 | 10 | 3 | 538.4566 | 0
2027 | 5 | 10 | 4 | 543.2353 | 0
2027 | 5 | 10 | 5 | 567.8106 | 0
2027 | 5 | 10 | 6 | 620.1976 | 0
2027 | 5 | 10 | 7 | 672.5846 | 0
2027 | 5 | 10 | 8 | 728.504 | 0
2027 | 5 | 10 | 9 | 753.8794 | 0
2027 | 5 | 10 | 10 | 772.8907 | 0
2027 | 5 | 10 | 11 | 785.775 | 0
2027 | 5 | 10 | 12 | 789.5877 | 0
2027 | 5 | 10 | 13 | 792.663 | 0
2027 | 5 | 10 | 14 | 789.0181 | 0
2027 | 5 | 10 | 15 | 785.8448 | 0
2027 | 5 | 10 | 16 | 786.4955 | 0
2027 | 5 | 10 | 17 | 784.126 | 0
2027 | 5 | 10 | 18 | 762.9272 | 0
2027 | 5 | 10 | 19 | 752.1734 | 0
2027 | 5 | 10 | 20 | 750.3795 | 0
2027 | 5 | 10 | 21 | 737.2783 | 0
2027 | 5 | 10 | 22 | 690.2589 | 0
2027 | 5 | 10 | 23 | 644.0362 | 0
2027 | 5 | 11 | 0 | 597.8134 | 0
2027 | 5 | 11 | 1 | 597.1821 | 0
2027 | 5 | 11 | 2 | 584.0821 | 0
2027 | 5 | 11 | 3 | 580.1041 | 0
2027 | 5 | 11 | 4 | 581.9046 | 0
2027 | 5 | 11 | 5 | 603.0715 | 0
2027 | 5 | 11 | 6 | 651.8606 | 0
2027 | 5 | 11 | 7 | 700.6496 | 0
2027 | 5 | 11 | 8 | 756.6292 | 0
2027 | 5 | 11 | 9 | 780.3816 | 0
2027 | 5 | 11 | 10 | 797.4297 | 0
2027 | 5 | 11 | 11 | 807.1838 | 0
2027 | 5 | 11 | 12 | 809.8197 | 0
2027 | 5 | 11 | 13 | 810.8626 | 0
2027 | 5 | 11 | 14 | 805.4976 | 0
2027 | 5 | 11 | 15 | 799.4984 | 0
2027 | 5 | 11 | 16 | 785.9719 | 0
2027 | 5 | 11 | 17 | 782.4658 | 0
2027 | 5 | 11 | 18 | 773.8872 | 0
2027 | 5 | 11 | 19 | 765.6513 | 0
2027 | 5 | 11 | 20 | 755.9667 | 0
2027 | 5 | 11 | 21 | 741.3269 | 0
2027 | 5 | 11 | 22 | 698.6254 | 0
2027 | 5 | 11 | 23 | 649.9641 | 0
2027 | 5 | 12 | 0 | 612.6852 | 0
2027 | 5 | 12 | 1 | 596.9141 | 0
2027 | 5 | 12 | 2 | 582.5635 | 0
2027 | 5 | 12 | 3 | 576.2747 | 0
2027 | 5 | 12 | 4 | 577.343 | 0
2027 | 5 | 12 | 5 | 597.546 | 0
2027 | 5 | 12 | 6 | 644.4102 | 0
2027 | 5 | 12 | 7 | 691.2744 | 0
2027 | 5 | 12 | 8 | 743.0284 | 0
2027 | 5 | 12 | 9 | 768.166 | 0
2027 | 5 | 12 | 10 | 786.5217 | 0
2027 | 5 | 12 | 11 | 798.5001 | 0
2027 | 5 | 12 | 12 | 806.6703 | 0
2027 | 5 | 12 | 13 | 811.6006 | 0
2027 | 5 | 12 | 14 | 810.4442 | 0
2027 | 5 | 12 | 15 | 807.6985 | 0
2027 | 5 | 12 | 16 | 809.3175 | 0
2027 | 5 | 12 | 17 | 811.2906 | 0
2027 | 5 | 12 | 18 | 802.377 | 0
2027 | 5 | 12 | 19 | 791.2273 | 0
2027 | 5 | 12 | 20 | 781.9145 | 0
2027 | 5 | 12 | 21 | 765.7837 | 0
2027 | 5 | 12 | 22 | 719.3804 | 0
2027 | 5 | 12 | 23 | 666.2099 | 0
2027 | 5 | 13 | 0 | 622.6267 | 0
2027 | 5 | 13 | 1 | 605.3303 | 0
2027 | 5 | 13 | 2 | 588.034 | 0
2027 | 5 | 13 | 3 | 581.1739 | 0
2027 | 5 | 13 | 4 | 582.2352 | 0
2027 | 5 | 13 | 5 | 599.6715 | 0
2027 | 5 | 13 | 6 | 645.754 | 0
2027 | 5 | 13 | 7 | 691.8366 | 0
2027 | 5 | 13 | 8 | 741.6002 | 0
2027 | 5 | 13 | 9 | 770.267 | 0
2027 | 5 | 13 | 10 | 793.7375 | 0
2027 | 5 | 13 | 11 | 811.8747 | 0
2027 | 5 | 13 | 12 | 821.1467 | 0
2027 | 5 | 13 | 13 | 831.2013 | 0
2027 | 5 | 13 | 14 | 833.613 | 0
2027 | 5 | 13 | 15 | 834.6101 | 0
2027 | 5 | 13 | 16 | 833.327 | 0
2027 | 5 | 13 | 17 | 825.5193 | 0
2027 | 5 | 13 | 18 | 797.9145 | 0
2027 | 5 | 13 | 19 | 785.0777 | 0
2027 | 5 | 13 | 20 | 772.9561 | 0
2027 | 5 | 13 | 21 | 765.1814 | 0
2027 | 5 | 13 | 22 | 721.504 | 0
2027 | 5 | 13 | 23 | 673.9756 | 0
2027 | 5 | 14 | 0 | 636.501 | 0
2027 | 5 | 14 | 1 | 606.8821 | 0
2027 | 5 | 14 | 2 | 577.2632 | 0
2027 | 5 | 14 | 3 | 572.4366 | 0
2027 | 5 | 14 | 4 | 574.181 | 0
2027 | 5 | 14 | 5 | 590.912 | 0
2027 | 5 | 14 | 6 | 632.318 | 0
2027 | 5 | 14 | 7 | 673.724 | 0
2027 | 5 | 14 | 8 | 718.1784 | 0
2027 | 5 | 14 | 9 | 747.296 | 0
2027 | 5 | 14 | 10 | 768.309 | 0
2027 | 5 | 14 | 11 | 777.7926 | 0
2027 | 5 | 14 | 12 | 780.4549 | 0
2027 | 5 | 14 | 13 | 783.2784 | 0
2027 | 5 | 14 | 14 | 779.5186 | 0
2027 | 5 | 14 | 15 | 775.6923 | 0
2027 | 5 | 14 | 16 | 772.5975 | 0
2027 | 5 | 14 | 17 | 761.8397 | 0
2027 | 5 | 14 | 18 | 738.7727 | 0
2027 | 5 | 14 | 19 | 724.2148 | 0
2027 | 5 | 14 | 20 | 728.3341 | 0
2027 | 5 | 14 | 21 | 721.4899 | 0
2027 | 5 | 14 | 22 | 690.264 | 0
2027 | 5 | 14 | 23 | 649.3936 | 0
2027 | 5 | 15 | 0 | 612.5064 | 0
2027 | 5 | 15 | 1 | 580.4353 | 0
2027 | 5 | 15 | 2 | 548.3642 | 0
2027 | 5 | 15 | 3 | 539.1056 | 0
2027 | 5 | 15 | 4 | 535.16 | 0
2027 | 5 | 15 | 5 | 538.2529 | 0
2027 | 5 | 15 | 6 | 551.4722 | 0
2027 | 5 | 15 | 7 | 574.4954 | 0
2027 | 5 | 15 | 8 | 597.5187 | 0
2027 | 5 | 15 | 9 | 634.6467 | 0
2027 | 5 | 15 | 10 | 664.4048 | 0
2027 | 5 | 15 | 11 | 681.0972 | 0
2027 | 5 | 15 | 12 | 685.7279 | 0
2027 | 5 | 15 | 13 | 681.6049 | 0
2027 | 5 | 15 | 14 | 673.2982 | 0
2027 | 5 | 15 | 15 | 665.5146 | 0
2027 | 5 | 15 | 16 | 662.8952 | 0
2027 | 5 | 15 | 17 | 667.4012 | 0
2027 | 5 | 15 | 18 | 657.6237 | 0
2027 | 5 | 15 | 19 | 655.9317 | 0
2027 | 5 | 15 | 20 | 655.6961 | 0
2027 | 5 | 15 | 21 | 648.1492 | 0
2027 | 5 | 15 | 22 | 623.5292 | 0
2027 | 5 | 15 | 23 | 596.7983 | 0
2027 | 5 | 16 | 0 | 572.2969 | 0
2027 | 5 | 16 | 1 | 550.276 | 0
2027 | 5 | 16 | 2 | 535.2675 | 0
2027 | 5 | 16 | 3 | 527.2402 | 0
2027 | 5 | 16 | 4 | 522.24 | 0
2027 | 5 | 16 | 5 | 520.7953 | 0
2027 | 5 | 16 | 6 | 524.0265 | 0
2027 | 5 | 16 | 7 | 542.319 | 0
2027 | 5 | 16 | 8 | 560.6115 | 0
2027 | 5 | 16 | 9 | 593.9653 | 0
2027 | 5 | 16 | 10 | 621.8388 | 0
2027 | 5 | 16 | 11 | 644.0975 | 0
2027 | 5 | 16 | 12 | 657.3973 | 0
2027 | 5 | 16 | 13 | 663.0191 | 0
2027 | 5 | 16 | 14 | 664.8289 | 0
2027 | 5 | 16 | 15 | 667.6523 | 0
2027 | 5 | 16 | 16 | 673.1938 | 0
2027 | 5 | 16 | 17 | 680.7968 | 0
2027 | 5 | 16 | 18 | 675.9436 | 0
2027 | 5 | 16 | 19 | 670.2475 | 0
2027 | 5 | 16 | 20 | 666.8987 | 0
2027 | 5 | 16 | 21 | 665.7652 | 0
2027 | 5 | 16 | 22 | 641.6687 | 0
2027 | 5 | 16 | 23 | 606.8166 | 0
2027 | 5 | 17 | 0 | 576.0657 | 0
2027 | 5 | 17 | 1 | 594.3103 | 0
2027 | 5 | 17 | 2 | 578.3241 | 0
2027 | 5 | 17 | 3 | 571.2906 | 0
2027 | 5 | 17 | 4 | 572.7591 | 0
2027 | 5 | 17 | 5 | 596.8415 | 0
2027 | 5 | 17 | 6 | 641.2328 | 0
2027 | 5 | 17 | 7 | 695.7505 | 0
2027 | 5 | 17 | 8 | 750.2682 | 0
2027 | 5 | 17 | 9 | 780.1937 | 0
2027 | 5 | 17 | 10 | 809.8428 | 0
2027 | 5 | 17 | 11 | 830.6082 | 0
2027 | 5 | 17 | 12 | 839.9682 | 0
2027 | 5 | 17 | 13 | 849.6213 | 0
2027 | 5 | 17 | 14 | 847.9915 | 0
2027 | 5 | 17 | 15 | 843.7676 | 0
2027 | 5 | 17 | 16 | 839.7972 | 0
2027 | 5 | 17 | 17 | 832.0351 | 0
2027 | 5 | 17 | 18 | 804.1793 | 0
2027 | 5 | 17 | 19 | 788.6864 | 0
2027 | 5 | 17 | 20 | 783.3989 | 0
2027 | 5 | 17 | 21 | 764.8347 | 0
2027 | 5 | 17 | 22 | 715.5822 | 0
2027 | 5 | 17 | 23 | 660.6284 | 0
2027 | 5 | 18 | 0 | 617.4049 | 0
2027 | 5 | 18 | 1 | 598.076 | 0
2027 | 5 | 18 | 2 | 592.4658 | 0
2027 | 5 | 18 | 3 | 588.1854 | 0
2027 | 5 | 18 | 4 | 589.0754 | 0
2027 | 5 | 18 | 5 | 605.4308 | 0
2027 | 5 | 18 | 6 | 645.6908 | 0
2027 | 5 | 18 | 7 | 685.9508 | 0
2027 | 5 | 18 | 8 | 731.0377 | 0
2027 | 5 | 18 | 9 | 752.3396 | 0
2027 | 5 | 18 | 10 | 767.5425 | 0
2027 | 5 | 18 | 11 | 775.0488 | 0
2027 | 5 | 18 | 12 | 776.3374 | 0
2027 | 5 | 18 | 13 | 777.8426 | 0
2027 | 5 | 18 | 14 | 772.5843 | 0
2027 | 5 | 18 | 15 | 768.1161 | 0
2027 | 5 | 18 | 16 | 756.4768 | 0
2027 | 5 | 18 | 17 | 754.8479 | 0
2027 | 5 | 18 | 18 | 742.3153 | 0
2027 | 5 | 18 | 19 | 733.8773 | 0
2027 | 5 | 18 | 20 | 732.9037 | 0
2027 | 5 | 18 | 21 | 730.3908 | 0
2027 | 5 | 18 | 22 | 693.6679 | 0
2027 | 5 | 18 | 23 | 658.4156 | 0
2027 | 5 | 19 | 0 | 623.1634 | 0
2027 | 5 | 19 | 1 | 599.546 | 0
2027 | 5 | 19 | 2 | 586.4679 | 0
2027 | 5 | 19 | 3 | 581.1801 | 0
2027 | 5 | 19 | 4 | 582.5717 | 0
2027 | 5 | 19 | 5 | 601.1963 | 0
2027 | 5 | 19 | 6 | 652.377 | 0
2027 | 5 | 19 | 7 | 696.7244 | 0
2027 | 5 | 19 | 8 | 741.0718 | 0
2027 | 5 | 19 | 9 | 772.1939 | 0
2027 | 5 | 19 | 10 | 795.792 | 0
2027 | 5 | 19 | 11 | 812.3514 | 0
2027 | 5 | 19 | 12 | 821.6958 | 0
2027 | 5 | 19 | 13 | 831.0252 | 0
2027 | 5 | 19 | 14 | 832.8125 | 0
2027 | 5 | 19 | 15 | 833.4372 | 0
2027 | 5 | 19 | 16 | 837.2152 | 0
2027 | 5 | 19 | 17 | 835.6607 | 0
2027 | 5 | 19 | 18 | 820.3467 | 0
2027 | 5 | 19 | 19 | 807.6905 | 0
2027 | 5 | 19 | 20 | 801.2338 | 0
2027 | 5 | 19 | 21 | 783.2369 | 0
2027 | 5 | 19 | 22 | 738.0758 | 0
2027 | 5 | 19 | 23 | 687.1468 | 0
2027 | 5 | 20 | 0 | 646.4163 | 0
2027 | 5 | 20 | 1 | 617.9182 | 0
2027 | 5 | 20 | 2 | 589.4201 | 0
2027 | 5 | 20 | 3 | 581.1192 | 0
2027 | 5 | 20 | 4 | 580.6756 | 0
2027 | 5 | 20 | 5 | 596.9974 | 0
2027 | 5 | 20 | 6 | 645.4545 | 0
2027 | 5 | 20 | 7 | 693.9115 | 0
2027 | 5 | 20 | 8 | 750.9509 | 0
2027 | 5 | 20 | 9 | 790.5209 | 0
2027 | 5 | 20 | 10 | 821.6019 | 0
2027 | 5 | 20 | 11 | 844.6759 | 0
2027 | 5 | 20 | 12 | 858.7507 | 0
2027 | 5 | 20 | 13 | 873.0109 | 0
2027 | 5 | 20 | 14 | 879.9929 | 0
2027 | 5 | 20 | 15 | 885.1263 | 0
2027 | 5 | 20 | 16 | 890.0545 | 0
2027 | 5 | 20 | 17 | 884.7171 | 0
2027 | 5 | 20 | 18 | 863.0001 | 0
2027 | 5 | 20 | 19 | 841.9795 | 0
2027 | 5 | 20 | 20 | 822.4084 | 0
2027 | 5 | 20 | 21 | 796.458 | 0
2027 | 5 | 20 | 22 | 749.5343 | 0
2027 | 5 | 20 | 23 | 701.37 | 0
2027 | 5 | 21 | 0 | 653.2057 | 0
2027 | 5 | 21 | 1 | 639.9216 | 0
2027 | 5 | 21 | 2 | 620.4233 | 0
2027 | 5 | 21 | 3 | 609.7065 | 0
2027 | 5 | 21 | 4 | 606.8875 | 0
2027 | 5 | 21 | 5 | 619.8699 | 0
2027 | 5 | 21 | 6 | 671.646 | 0
2027 | 5 | 21 | 7 | 723.4221 | 0
2027 | 5 | 21 | 8 | 787.9059 | 0
2027 | 5 | 21 | 9 | 843.1892 | 0
2027 | 5 | 21 | 10 | 888.8131 | 0
2027 | 5 | 21 | 11 | 920.6934 | 0
2027 | 5 | 21 | 12 | 939.3355 | 0
2027 | 5 | 21 | 13 | 957.9229 | 0
2027 | 5 | 21 | 14 | 968.5506 | 0
2027 | 5 | 21 | 15 | 976.9222 | 0
2027 | 5 | 21 | 16 | 982.0952 | 0
2027 | 5 | 21 | 17 | 975.6456 | 0
2027 | 5 | 21 | 18 | 945.2944 | 0
2027 | 5 | 21 | 19 | 917.215 | 0
2027 | 5 | 21 | 20 | 882.1726 | 0
2027 | 5 | 21 | 21 | 856.3396 | 0
2027 | 5 | 21 | 22 | 807.4595 | 0
2027 | 5 | 21 | 23 | 753.9789 | 0
2027 | 5 | 22 | 0 | 704.3067 | 0
2027 | 5 | 22 | 1 | 654.6346 | 0
2027 | 5 | 22 | 2 | 608.7709 | 0
2027 | 5 | 22 | 3 | 591.8154 | 0
2027 | 5 | 22 | 4 | 581.5416 | 0
2027 | 5 | 22 | 5 | 581.2893 | 0
2027 | 5 | 22 | 6 | 595.0707 | 0
2027 | 5 | 22 | 7 | 617.6605 | 0
2027 | 5 | 22 | 8 | 649.9399 | 0
2027 | 5 | 22 | 9 | 691.0278 | 0
2027 | 5 | 22 | 10 | 727.2102 | 0
2027 | 5 | 22 | 11 | 751.9772 | 0
2027 | 5 | 22 | 12 | 761.996 | 0
2027 | 5 | 22 | 13 | 763.1734 | 0
2027 | 5 | 22 | 14 | 760.7133 | 0
2027 | 5 | 22 | 15 | 755.7543 | 0
2027 | 5 | 22 | 16 | 757.009 | 0
2027 | 5 | 22 | 17 | 763.1436 | 0
2027 | 5 | 22 | 18 | 747.2099 | 0
2027 | 5 | 22 | 19 | 727.1479 | 0
2027 | 5 | 22 | 20 | 718.8758 | 0
2027 | 5 | 22 | 21 | 702.655 | 0
2027 | 5 | 22 | 22 | 674.4342 | 0
2027 | 5 | 22 | 23 | 639.1313 | 0
2027 | 5 | 23 | 0 | 605.4817 | 0
2027 | 5 | 23 | 1 | 595.5166 | 0
2027 | 5 | 23 | 2 | 576.527 | 0
2027 | 5 | 23 | 3 | 563.978 | 0
2027 | 5 | 23 | 4 | 555.6391 | 0
2027 | 5 | 23 | 5 | 556.3074 | 0
2027 | 5 | 23 | 6 | 566.6018 | 0
2027 | 5 | 23 | 7 | 576.8962 | 0
2027 | 5 | 23 | 8 | 596.8864 | 0
2027 | 5 | 23 | 9 | 628.6591 | 0
2027 | 5 | 23 | 10 | 666.9134 | 0
2027 | 5 | 23 | 11 | 697.1996 | 0
2027 | 5 | 23 | 12 | 715.0649 | 0
2027 | 5 | 23 | 13 | 723.4552 | 0
2027 | 5 | 23 | 14 | 723.6099 | 0
2027 | 5 | 23 | 15 | 725.2882 | 0
2027 | 5 | 23 | 16 | 727.9492 | 0
2027 | 5 | 23 | 17 | 731.0102 | 0
2027 | 5 | 23 | 18 | 714.4831 | 0
2027 | 5 | 23 | 19 | 711.5814 | 0
2027 | 5 | 23 | 20 | 722.7517 | 0
2027 | 5 | 23 | 21 | 725.7221 | 0
2027 | 5 | 23 | 22 | 698.3616 | 0
2027 | 5 | 23 | 23 | 659.0402 | 0
2027 | 5 | 24 | 0 | 624.4845 | 0
2027 | 5 | 24 | 1 | 573.9529 | 0
2027 | 5 | 24 | 2 | 545.2641 | 0
2027 | 5 | 24 | 3 | 516.5753 | 0
2027 | 5 | 24 | 4 | 513.2034 | 0
2027 | 5 | 24 | 5 | 512.5677 | 0
2027 | 5 | 24 | 6 | 515.8876 | 0
2027 | 5 | 24 | 7 | 519.2076 | 0
2027 | 5 | 24 | 8 | 544.4339 | 0
2027 | 5 | 24 | 9 | 577.8349 | 0
2027 | 5 | 24 | 10 | 604.3002 | 0
2027 | 5 | 24 | 11 | 624.4398 | 0
2027 | 5 | 24 | 12 | 636.5814 | 0
2027 | 5 | 24 | 13 | 636.8954 | 0
2027 | 5 | 24 | 14 | 634.3965 | 0
2027 | 5 | 24 | 15 | 632.956 | 0
2027 | 5 | 24 | 16 | 640.7803 | 0
2027 | 5 | 24 | 17 | 654.5225 | 0
2027 | 5 | 24 | 18 | 646.7018 | 0
2027 | 5 | 24 | 19 | 642.1327 | 0
2027 | 5 | 24 | 20 | 639.4565 | 0
2027 | 5 | 24 | 21 | 638.9313 | 0
2027 | 5 | 24 | 22 | 615.7411 | 0
2027 | 5 | 24 | 23 | 582.8074 | 0
2027 | 5 | 25 | 0 | 575.0543 | 0
2027 | 5 | 25 | 1 | 608.356 | 0
2027 | 5 | 25 | 2 | 592.0784 | 0
2027 | 5 | 25 | 3 | 583.8155 | 0
2027 | 5 | 25 | 4 | 581.8425 | 0
2027 | 5 | 25 | 5 | 597.8918 | 0
2027 | 5 | 25 | 6 | 642.846 | 0
2027 | 5 | 25 | 7 | 687.8001 | 0
2027 | 5 | 25 | 8 | 743.7269 | 0
2027 | 5 | 25 | 9 | 780.0725 | 0
2027 | 5 | 25 | 10 | 810.0811 | 0
2027 | 5 | 25 | 11 | 829.4517 | 0
2027 | 5 | 25 | 12 | 840.6997 | 0
2027 | 5 | 25 | 13 | 853.1679 | 0
2027 | 5 | 25 | 14 | 861.3857 | 0
2027 | 5 | 25 | 15 | 867.9688 | 0
2027 | 5 | 25 | 16 | 866.045 | 0
2027 | 5 | 25 | 17 | 868.3212 | 0
2027 | 5 | 25 | 18 | 856.5935 | 0
2027 | 5 | 25 | 19 | 839.6188 | 0
2027 | 5 | 25 | 20 | 817.5399 | 0
2027 | 5 | 25 | 21 | 796.3011 | 0
2027 | 5 | 25 | 22 | 752.1128 | 0
2027 | 5 | 25 | 23 | 698.2462 | 0
2027 | 5 | 26 | 0 | 653.9815 | 0
2027 | 5 | 26 | 1 | 622.6831 | 0
2027 | 5 | 26 | 2 | 606.544 | 0
2027 | 5 | 26 | 3 | 598.7448 | 0
2027 | 5 | 26 | 4 | 596.8127 | 0
2027 | 5 | 26 | 5 | 613.1247 | 0
2027 | 5 | 26 | 6 | 658.9171 | 0
2027 | 5 | 26 | 7 | 704.7095 | 0
2027 | 5 | 26 | 8 | 761.5107 | 0
2027 | 5 | 26 | 9 | 803.2374 | 0
2027 | 5 | 26 | 10 | 835.1492 | 0
2027 | 5 | 26 | 11 | 860.4742 | 0
2027 | 5 | 26 | 12 | 886.5984 | 0
2027 | 5 | 26 | 13 | 904.9126 | 0
2027 | 5 | 26 | 14 | 916.7691 | 0
2027 | 5 | 26 | 15 | 927.1243 | 0
2027 | 5 | 26 | 16 | 937.7874 | 0
2027 | 5 | 26 | 17 | 940.118 | 0
2027 | 5 | 26 | 18 | 927.5164 | 0
2027 | 5 | 26 | 19 | 903.5772 | 0
2027 | 5 | 26 | 20 | 883.1157 | 0
2027 | 5 | 26 | 21 | 852.9616 | 0
2027 | 5 | 26 | 22 | 806.6798 | 0
2027 | 5 | 26 | 23 | 751.3667 | 0
2027 | 5 | 27 | 0 | 696.0535 | 0
2027 | 5 | 27 | 1 | 653.4925 | 0
2027 | 5 | 27 | 2 | 610.9314 | 0
2027 | 5 | 27 | 3 | 599.1371 | 0
2027 | 5 | 27 | 4 | 594.8609 | 0
2027 | 5 | 27 | 5 | 610.029 | 0
2027 | 5 | 27 | 6 | 658.8068 | 0
2027 | 5 | 27 | 7 | 707.5845 | 0
2027 | 5 | 27 | 8 | 767.6588 | 0
2027 | 5 | 27 | 9 | 810.4046 | 0
2027 | 5 | 27 | 10 | 845.1906 | 0
2027 | 5 | 27 | 11 | 872.7606 | 0
2027 | 5 | 27 | 12 | 889.0515 | 0
2027 | 5 | 27 | 13 | 906.4668 | 0
2027 | 5 | 27 | 14 | 916.8138 | 0
2027 | 5 | 27 | 15 | 924.1959 | 0
2027 | 5 | 27 | 16 | 928.7536 | 0
2027 | 5 | 27 | 17 | 926.2934 | 0
2027 | 5 | 27 | 18 | 895.9301 | 0
2027 | 5 | 27 | 19 | 879.5718 | 0
2027 | 5 | 27 | 20 | 857.7754 | 0
2027 | 5 | 27 | 21 | 832.9367 | 0
2027 | 5 | 27 | 22 | 784.2021 | 0
2027 | 5 | 27 | 23 | 730.4858 | 0
2027 | 5 | 28 | 0 | 676.7695 | 0
2027 | 5 | 28 | 1 | 659.9977 | 0
2027 | 5 | 28 | 2 | 637.9717 | 0
2027 | 5 | 28 | 3 | 626.2222 | 0
2027 | 5 | 28 | 4 | 622.031 | 0
2027 | 5 | 28 | 5 | 640.5148 | 0
2027 | 5 | 28 | 6 | 696.686 | 0
2027 | 5 | 28 | 7 | 747.075 | 0
2027 | 5 | 28 | 8 | 811.9201 | 0
2027 | 5 | 28 | 9 | 864.212 | 0
2027 | 5 | 28 | 10 | 909.0597 | 0
2027 | 5 | 28 | 11 | 941.4496 | 0
2027 | 5 | 28 | 12 | 960.3553 | 0
2027 | 5 | 28 | 13 | 976.5184 | 0
2027 | 5 | 28 | 14 | 983.9729 | 0
2027 | 5 | 28 | 15 | 983.9479 | 0
2027 | 5 | 28 | 16 | 979.4495 | 0
2027 | 5 | 28 | 17 | 969.315 | 0
2027 | 5 | 28 | 18 | 939.2124 | 0
2027 | 5 | 28 | 19 | 924.7334 | 0
2027 | 5 | 28 | 20 | 902.3532 | 0
2027 | 5 | 28 | 21 | 886.6639 | 0
2027 | 5 | 28 | 22 | 840.2954 | 0
2027 | 5 | 28 | 23 | 781.6288 | 0
2027 | 5 | 29 | 0 | 729.3787 | 0
2027 | 5 | 29 | 1 | 682.6471 | 0
2027 | 5 | 29 | 2 | 649.843 | 0
2027 | 5 | 29 | 3 | 617.0389 | 0
2027 | 5 | 29 | 4 | 601.9532 | 0
2027 | 5 | 29 | 5 | 592.5166 | 0
2027 | 5 | 29 | 6 | 585.4085 | 0
2027 | 5 | 29 | 7 | 591.6875 | 0
2027 | 5 | 29 | 8 | 621.6339 | 0
2027 | 5 | 29 | 9 | 661.1428 | 0
2027 | 5 | 29 | 10 | 693.6102 | 0
2027 | 5 | 29 | 11 | 712.8817 | 0
2027 | 5 | 29 | 12 | 719.9971 | 0
2027 | 5 | 29 | 13 | 723.1364 | 0
2027 | 5 | 29 | 14 | 724.6869 | 0
2027 | 5 | 29 | 15 | 726.6277 | 0
2027 | 5 | 29 | 16 | 729.8925 | 0
2027 | 5 | 29 | 17 | 737.5538 | 0
2027 | 5 | 29 | 18 | 725.3226 | 0
2027 | 5 | 29 | 19 | 708.8393 | 0
2027 | 5 | 29 | 20 | 690.5304 | 0
2027 | 5 | 29 | 21 | 682.6969 | 0
2027 | 5 | 29 | 22 | 666.5754 | 0
2027 | 5 | 29 | 23 | 640.6857 | 0
2027 | 5 | 30 | 0 | 616.0697 | 0
2027 | 5 | 30 | 1 | 577.8117 | 0
2027 | 5 | 30 | 2 | 539.5537 | 0
2027 | 5 | 30 | 3 | 529.4199 | 0
2027 | 5 | 30 | 4 | 524.0448 | 0
2027 | 5 | 30 | 5 | 522.581 | 0
2027 | 5 | 30 | 6 | 530.7272 | 0
2027 | 5 | 30 | 7 | 538.8735 | 0
2027 | 5 | 30 | 8 | 564.6796 | 0
2027 | 5 | 30 | 9 | 590.4858 | 0
2027 | 5 | 30 | 10 | 618.0891 | 0
2027 | 5 | 30 | 11 | 638.6667 | 0
2027 | 5 | 30 | 12 | 649.1098 | 0
2027 | 5 | 30 | 13 | 654.9195 | 0
2027 | 5 | 30 | 14 | 654.5435 | 0
2027 | 5 | 30 | 15 | 659.0986 | 0
2027 | 5 | 30 | 16 | 668.0153 | 0
2027 | 5 | 30 | 17 | 674.3244 | 0
2027 | 5 | 30 | 18 | 672.8655 | 0
2027 | 5 | 30 | 19 | 670.397 | 0
2027 | 5 | 30 | 20 | 669.2978 | 0
2027 | 5 | 30 | 21 | 663.5878 | 0
2027 | 5 | 30 | 22 | 642.7471 | 0
2027 | 5 | 30 | 23 | 609.8895 | 0
2027 | 5 | 31 | 0 | 577.0319 | 0
2027 | 5 | 31 | 1 | 568.8693 | 0
2027 | 5 | 31 | 2 | 558.355 | 0
2027 | 5 | 31 | 3 | 555.1999 | 0
2027 | 5 | 31 | 4 | 557.9661 | 0
2027 | 5 | 31 | 5 | 576.3971 | 0
2027 | 5 | 31 | 6 | 621.4332 | 0
2027 | 5 | 31 | 7 | 666.4694 | 0
2027 | 5 | 31 | 8 | 715.0984 | 0
2027 | 5 | 31 | 9 | 753.761 | 0
2027 | 5 | 31 | 10 | 780.7652 | 0
2027 | 5 | 31 | 11 | 801.2621 | 0
2027 | 5 | 31 | 12 | 810.8975 | 0
2027 | 5 | 31 | 13 | 820.2275 | 0
2027 | 5 | 31 | 14 | 820.7062 | 0
2027 | 5 | 31 | 15 | 822.6301 | 0
2027 | 5 | 31 | 16 | 827.7506 | 0
2027 | 5 | 31 | 17 | 826.1266 | 0
2027 | 5 | 31 | 18 | 814.186 | 0
2027 | 5 | 31 | 19 | 805.5058 | 0
2027 | 5 | 31 | 20 | 793.8464 | 0
2027 | 5 | 31 | 21 | 777.6729 | 0
2027 | 5 | 31 | 22 | 739.0845 | 0
2027 | 5 | 31 | 23 | 690.1492 | 0
2027 | 6 | 1 | 0 | 641.214 | 0
2027 | 6 | 1 | 1 | 613.6372 | 0
2027 | 6 | 1 | 2 | 586.0603 | 0
2027 | 6 | 1 | 3 | 579.4399 | 0
2027 | 6 | 1 | 4 | 579.8689 | 0
2027 | 6 | 1 | 5 | 597.4293 | 0
2027 | 6 | 1 | 6 | 644.2371 | 0
2027 | 6 | 1 | 7 | 691.0449 | 0
2027 | 6 | 1 | 8 | 746.5382 | 0
2027 | 6 | 1 | 9 | 773.836 | 0
2027 | 6 | 1 | 10 | 803.4761 | 0
2027 | 6 | 1 | 11 | 822.8585 | 0
2027 | 6 | 1 | 12 | 831.5544 | 0
2027 | 6 | 1 | 13 | 837.5077 | 0
2027 | 6 | 1 | 14 | 833.4464 | 0
2027 | 6 | 1 | 15 | 832.2656 | 0
2027 | 6 | 1 | 16 | 823.8684 | 0
2027 | 6 | 1 | 17 | 824.8999 | 0
2027 | 6 | 1 | 18 | 816.1323 | 0
2027 | 6 | 1 | 19 | 801.7466 | 0
2027 | 6 | 1 | 20 | 796.7923 | 0
2027 | 6 | 1 | 21 | 776.8895 | 0
2027 | 6 | 1 | 22 | 732.5394 | 0
2027 | 6 | 1 | 23 | 676.0206 | 0
2027 | 6 | 2 | 0 | 632.2535 | 0
2027 | 6 | 2 | 1 | 613.801 | 0
2027 | 6 | 2 | 2 | 598.5438 | 0
2027 | 6 | 2 | 3 | 591.6548 | 0
2027 | 6 | 2 | 4 | 590.6695 | 0
2027 | 6 | 2 | 5 | 606.0523 | 0
2027 | 6 | 2 | 6 | 649.678 | 0
2027 | 6 | 2 | 7 | 693.3037 | 0
2027 | 6 | 2 | 8 | 737.158 | 0
2027 | 6 | 2 | 9 | 769.0422 | 0
2027 | 6 | 2 | 10 | 790.5395 | 0
2027 | 6 | 2 | 11 | 806.5484 | 0
2027 | 6 | 2 | 12 | 830.564 | 0
2027 | 6 | 2 | 13 | 840.8354 | 0
2027 | 6 | 2 | 14 | 845.5061 | 0
2027 | 6 | 2 | 15 | 850.5265 | 0
2027 | 6 | 2 | 16 | 857.6658 | 0
2027 | 6 | 2 | 17 | 861.4867 | 0
2027 | 6 | 2 | 18 | 852.9695 | 0
2027 | 6 | 2 | 19 | 834.3705 | 0
2027 | 6 | 2 | 20 | 810.8307 | 0
2027 | 6 | 2 | 21 | 792.6388 | 0
2027 | 6 | 2 | 22 | 755.434 | 0
2027 | 6 | 2 | 23 | 704.6428 | 0
2027 | 6 | 3 | 0 | 654.0179 | 0
2027 | 6 | 3 | 1 | 623.0586 | 0
2027 | 6 | 3 | 2 | 592.0993 | 0
2027 | 6 | 3 | 3 | 583.776 | 0
2027 | 6 | 3 | 4 | 582.5222 | 0
2027 | 6 | 3 | 5 | 597.8646 | 0
2027 | 6 | 3 | 6 | 641.4692 | 0
2027 | 6 | 3 | 7 | 685.0738 | 0
2027 | 6 | 3 | 8 | 734.0935 | 0
2027 | 6 | 3 | 9 | 779.6054 | 0
2027 | 6 | 3 | 10 | 803.0056 | 0
2027 | 6 | 3 | 11 | 823.9979 | 0
2027 | 6 | 3 | 12 | 835.0214 | 0
2027 | 6 | 3 | 13 | 847.7595 | 0
2027 | 6 | 3 | 14 | 854.7162 | 0
2027 | 6 | 3 | 15 | 860.9029 | 0
2027 | 6 | 3 | 16 | 866.9287 | 0
2027 | 6 | 3 | 17 | 869.011 | 0
2027 | 6 | 3 | 18 | 846.7426 | 0
2027 | 6 | 3 | 19 | 824.5907 | 0
2027 | 6 | 3 | 20 | 803.9434 | 0
2027 | 6 | 3 | 21 | 783.1741 | 0
2027 | 6 | 3 | 22 | 743.5237 | 0
2027 | 6 | 3 | 23 | 690.4611 | 0
2027 | 6 | 4 | 0 | 637.3984 | 0
2027 | 6 | 4 | 1 | 611.609 | 0
2027 | 6 | 4 | 2 | 593.8496 | 0
2027 | 6 | 4 | 3 | 585.156 | 0
2027 | 6 | 4 | 4 | 583.9249 | 0
2027 | 6 | 4 | 5 | 603.3119 | 0
2027 | 6 | 4 | 6 | 642.7124 | 0
2027 | 6 | 4 | 7 | 700.103 | 0
2027 | 6 | 4 | 8 | 757.4936 | 0
2027 | 6 | 4 | 9 | 800.7011 | 0
2027 | 6 | 4 | 10 | 838.5489 | 0
2027 | 6 | 4 | 11 | 865.1186 | 0
2027 | 6 | 4 | 12 | 880.3958 | 0
2027 | 6 | 4 | 13 | 893.9627 | 0
2027 | 6 | 4 | 14 | 899.2173 | 0
2027 | 6 | 4 | 15 | 903.9661 | 0
2027 | 6 | 4 | 16 | 904.6346 | 0
2027 | 6 | 4 | 17 | 895.7335 | 0
2027 | 6 | 4 | 18 | 864.7246 | 0
2027 | 6 | 4 | 19 | 847.8082 | 0
2027 | 6 | 4 | 20 | 819.6965 | 0
2027 | 6 | 4 | 21 | 796.3853 | 0
2027 | 6 | 4 | 22 | 753.4207 | 0
2027 | 6 | 4 | 23 | 698.4216 | 0
2027 | 6 | 5 | 0 | 652.0188 | 0
2027 | 6 | 5 | 1 | 644.1365 | 0
2027 | 6 | 5 | 2 | 621.9959 | 0
2027 | 6 | 5 | 3 | 608.8458 | 0
2027 | 6 | 5 | 4 | 600.5007 | 0
2027 | 6 | 5 | 5 | 601.8288 | 0
2027 | 6 | 5 | 6 | 619.3963 | 0
2027 | 6 | 5 | 7 | 636.9638 | 0
2027 | 6 | 5 | 8 | 685.4029 | 0
2027 | 6 | 5 | 9 | 733.842 | 0
2027 | 6 | 5 | 10 | 780.6068 | 0
2027 | 6 | 5 | 11 | 815.7343 | 0
2027 | 6 | 5 | 12 | 834.9459 | 0
2027 | 6 | 5 | 13 | 845.001 | 0
2027 | 6 | 5 | 14 | 848.6418 | 0
2027 | 6 | 5 | 15 | 852.2204 | 0
2027 | 6 | 5 | 16 | 857.8357 | 0
2027 | 6 | 5 | 17 | 850.9871 | 0
2027 | 6 | 5 | 18 | 832.757 | 0
2027 | 6 | 5 | 19 | 827.2862 | 0
2027 | 6 | 5 | 20 | 800.551 | 0
2027 | 6 | 5 | 21 | 781.7122 | 0
2027 | 6 | 5 | 22 | 754.8834 | 0
2027 | 6 | 5 | 23 | 715.8822 | 0
2027 | 6 | 6 | 0 | 680.7795 | 0
2027 | 6 | 6 | 1 | 685.5343 | 0
2027 | 6 | 6 | 2 | 660.371 | 0
2027 | 6 | 6 | 3 | 641.5014 | 0
2027 | 6 | 6 | 4 | 628.9756 | 0
2027 | 6 | 6 | 5 | 623.5519 | 0
2027 | 6 | 6 | 6 | 627.8372 | 0
2027 | 6 | 6 | 7 | 661.3495 | 0
2027 | 6 | 6 | 8 | 723.4233 | 0
2027 | 6 | 6 | 9 | 789.2894 | 0
2027 | 6 | 6 | 10 | 847.4579 | 0
2027 | 6 | 6 | 11 | 909.4186 | 0
2027 | 6 | 6 | 12 | 946.6096 | 0
2027 | 6 | 6 | 13 | 972.3756 | 0
2027 | 6 | 6 | 14 | 991.6611 | 0
2027 | 6 | 6 | 15 | 1007.7207 | 7.7207
2027 | 6 | 6 | 16 | 1023.5709 | 23.5709
2027 | 6 | 6 | 17 | 1029.166 | 29.166
2027 | 6 | 6 | 18 | 994.343 | 0
2027 | 6 | 6 | 19 | 976.2324 | 0
2027 | 6 | 6 | 20 | 940.927 | 0
2027 | 6 | 6 | 21 | 929.9955 | 0
2027 | 6 | 6 | 22 | 890.5913 | 0
2027 | 6 | 6 | 23 | 832.5194 | 0
2027 | 6 | 7 | 0 | 798.6533 | 0
2027 | 6 | 7 | 1 | 764.7872 | 0
2027 | 6 | 7 | 2 | 733.7241 | 0
2027 | 6 | 7 | 3 | 714.4917 | 0
2027 | 6 | 7 | 4 | 707.1618 | 0
2027 | 6 | 7 | 5 | 723.7223 | 0
2027 | 6 | 7 | 6 | 783.8851 | 0
2027 | 6 | 7 | 7 | 844.0478 | 0
2027 | 6 | 7 | 8 | 919.9832 | 0
2027 | 6 | 7 | 9 | 995.9185 | 0
2027 | 6 | 7 | 10 | 1050.6477 | 50.6477
2027 | 6 | 7 | 11 | 1091.9214 | 91.9214
2027 | 6 | 7 | 12 | 1119.4763 | 119.4763
2027 | 6 | 7 | 13 | 1137.7751 | 137.7751
2027 | 6 | 7 | 14 | 1145.98 | 145.98
2027 | 6 | 7 | 15 | 1151.2237 | 151.2237
2027 | 6 | 7 | 16 | 1152.9947 | 152.9947
2027 | 6 | 7 | 17 | 1147.3722 | 147.3722
2027 | 6 | 7 | 18 | 1113.9843 | 113.9843
2027 | 6 | 7 | 19 | 1087.063 | 87.063
2027 | 6 | 7 | 20 | 1060.4261 | 60.4261
2027 | 6 | 7 | 21 | 1029.1142 | 29.1142
2027 | 6 | 7 | 22 | 970.4315 | 0
2027 | 6 | 7 | 23 | 893.3534 | 0
2027 | 6 | 8 | 0 | 823.5212 | 0
2027 | 6 | 8 | 1 | 753.6891 | 0
2027 | 6 | 8 | 2 | 720.6416 | 0
2027 | 6 | 8 | 3 | 699.4442 | 0
2027 | 6 | 8 | 4 | 690.5755 | 0
2027 | 6 | 8 | 5 | 703.9532 | 0
2027 | 6 | 8 | 6 | 756.46 | 0
2027 | 6 | 8 | 7 | 808.9668 | 0
2027 | 6 | 8 | 8 | 873.6785 | 0
2027 | 6 | 8 | 9 | 913.7282 | 0
2027 | 6 | 8 | 10 | 957.584 | 0
2027 | 6 | 8 | 11 | 990.2155 | 0
2027 | 6 | 8 | 12 | 1006.4519 | 6.4519
2027 | 6 | 8 | 13 | 1015.538 | 15.538
2027 | 6 | 8 | 14 | 1014.2968 | 14.2968
2027 | 6 | 8 | 15 | 1012.1919 | 12.1919
2027 | 6 | 8 | 16 | 1009.5358 | 9.5358
2027 | 6 | 8 | 17 | 1013.364 | 13.364
2027 | 6 | 8 | 18 | 995.1643 | 0
2027 | 6 | 8 | 19 | 959.5503 | 0
2027 | 6 | 8 | 20 | 931.3749 | 0
2027 | 6 | 8 | 21 | 893.075 | 0
2027 | 6 | 8 | 22 | 837.0011 | 0
2027 | 6 | 8 | 23 | 771.9499 | 0
2027 | 6 | 9 | 0 | 706.8988 | 0
2027 | 6 | 9 | 1 | 665.6961 | 0
2027 | 6 | 9 | 2 | 642.7003 | 0
2027 | 6 | 9 | 3 | 630.0255 | 0
2027 | 6 | 9 | 4 | 626.0628 | 0
2027 | 6 | 9 | 5 | 637.652 | 0
2027 | 6 | 9 | 6 | 681.0917 | 0
2027 | 6 | 9 | 7 | 724.5314 | 0
2027 | 6 | 9 | 8 | 776.1148 | 0
2027 | 6 | 9 | 9 | 808.8215 | 0
2027 | 6 | 9 | 10 | 831.1055 | 0
2027 | 6 | 9 | 11 | 845.2896 | 0
2027 | 6 | 9 | 12 | 864.467 | 0
2027 | 6 | 9 | 13 | 871.5921 | 0
2027 | 6 | 9 | 14 | 875.7982 | 0
2027 | 6 | 9 | 15 | 883.3691 | 0
2027 | 6 | 9 | 16 | 894.2455 | 0
2027 | 6 | 9 | 17 | 901.0453 | 0
2027 | 6 | 9 | 18 | 885.4824 | 0
2027 | 6 | 9 | 19 | 854.3523 | 0
2027 | 6 | 9 | 20 | 820.0129 | 0
2027 | 6 | 9 | 21 | 793.4408 | 0
2027 | 6 | 9 | 22 | 751.3428 | 0
2027 | 6 | 9 | 23 | 697.6561 | 0
2027 | 6 | 10 | 0 | 646.4054 | 0
2027 | 6 | 10 | 1 | 595.1548 | 0
2027 | 6 | 10 | 2 | 581.0942 | 0
2027 | 6 | 10 | 3 | 574.3259 | 0
2027 | 6 | 10 | 4 | 574.9075 | 0
2027 | 6 | 10 | 5 | 594.563 | 0
2027 | 6 | 10 | 6 | 642.0415 | 0
2027 | 6 | 10 | 7 | 689.5199 | 0
2027 | 6 | 10 | 8 | 739.8255 | 0
2027 | 6 | 10 | 9 | 776.8957 | 0
2027 | 6 | 10 | 10 | 800.1069 | 0
2027 | 6 | 10 | 11 | 816.989 | 0
2027 | 6 | 10 | 12 | 822.3714 | 0
2027 | 6 | 10 | 13 | 832.0741 | 0
2027 | 6 | 10 | 14 | 834.4811 | 0
2027 | 6 | 10 | 15 | 835.589 | 0
2027 | 6 | 10 | 16 | 836.4214 | 0
2027 | 6 | 10 | 17 | 834.1234 | 0
2027 | 6 | 10 | 18 | 807.326 | 0
2027 | 6 | 10 | 19 | 790.1089 | 0
2027 | 6 | 10 | 20 | 782.8853 | 0
2027 | 6 | 10 | 21 | 770.7728 | 0
2027 | 6 | 10 | 22 | 729.6025 | 0
2027 | 6 | 10 | 23 | 677.2824 | 0
2027 | 6 | 11 | 0 | 653.5899 | 0
2027 | 6 | 11 | 1 | 629.8973 | 0
2027 | 6 | 11 | 2 | 612.192 | 0
2027 | 6 | 11 | 3 | 604.1356 | 0
2027 | 6 | 11 | 4 | 604.5212 | 0
2027 | 6 | 11 | 5 | 624.413 | 0
2027 | 6 | 11 | 6 | 677.5032 | 0
2027 | 6 | 11 | 7 | 730.5934 | 0
2027 | 6 | 11 | 8 | 791.5903 | 0
2027 | 6 | 11 | 9 | 854.0181 | 0
2027 | 6 | 11 | 10 | 901.1237 | 0
2027 | 6 | 11 | 11 | 936.2001 | 0
2027 | 6 | 11 | 12 | 957.0577 | 0
2027 | 6 | 11 | 13 | 975.9386 | 0
2027 | 6 | 11 | 14 | 987.8533 | 0
2027 | 6 | 11 | 15 | 989.978 | 0
2027 | 6 | 11 | 16 | 999.6707 | 0
2027 | 6 | 11 | 17 | 1002.8709 | 2.8709
2027 | 6 | 11 | 18 | 978.0623 | 0
2027 | 6 | 11 | 19 | 955.7207 | 0
2027 | 6 | 11 | 20 | 933.417 | 0
2027 | 6 | 11 | 21 | 905.7288 | 0
2027 | 6 | 11 | 22 | 860.9013 | 0
2027 | 6 | 11 | 23 | 802.0133 | 0
2027 | 6 | 12 | 0 | 737.5338 | 0
2027 | 6 | 12 | 1 | 701.8857 | 0
2027 | 6 | 12 | 2 | 666.2377 | 0
2027 | 6 | 12 | 3 | 649.2399 | 0
2027 | 6 | 12 | 4 | 638.7255 | 0
2027 | 6 | 12 | 5 | 636.5517 | 0
2027 | 6 | 12 | 6 | 654.9805 | 0
2027 | 6 | 12 | 7 | 673.4092 | 0
2027 | 6 | 12 | 8 | 721.607 | 0
2027 | 6 | 12 | 9 | 769.8047 | 0
2027 | 6 | 12 | 10 | 824.874 | 0
2027 | 6 | 12 | 11 | 858.9469 | 0
2027 | 6 | 12 | 12 | 882.6758 | 0
2027 | 6 | 12 | 13 | 893.5997 | 0
2027 | 6 | 12 | 14 | 894.057 | 0
2027 | 6 | 12 | 15 | 891.1361 | 0
2027 | 6 | 12 | 16 | 891.7336 | 0
2027 | 6 | 12 | 17 | 894.6351 | 0
2027 | 6 | 12 | 18 | 883.4187 | 0
2027 | 6 | 12 | 19 | 858.2168 | 0
2027 | 6 | 12 | 20 | 848.4915 | 0
2027 | 6 | 12 | 21 | 831.5346 | 0
2027 | 6 | 12 | 22 | 805.7068 | 0
2027 | 6 | 12 | 23 | 763.7291 | 0
2027 | 6 | 13 | 0 | 711.837 | 0
2027 | 6 | 13 | 1 | 687.1694 | 0
2027 | 6 | 13 | 2 | 657.5275 | 0
2027 | 6 | 13 | 3 | 637.9475 | 0
2027 | 6 | 13 | 4 | 625.5123 | 0
2027 | 6 | 13 | 5 | 621.2073 | 0
2027 | 6 | 13 | 6 | 626.3136 | 0
2027 | 6 | 13 | 7 | 657.0984 | 0
2027 | 6 | 13 | 8 | 713.4417 | 0
2027 | 6 | 13 | 9 | 769.7851 | 0
2027 | 6 | 13 | 10 | 832.5191 | 0
2027 | 6 | 13 | 11 | 884.2452 | 0
2027 | 6 | 13 | 12 | 918.2343 | 0
2027 | 6 | 13 | 13 | 936.6663 | 0
2027 | 6 | 13 | 14 | 949.706 | 0
2027 | 6 | 13 | 15 | 958.1012 | 0
2027 | 6 | 13 | 16 | 963.9612 | 0
2027 | 6 | 13 | 17 | 966.5013 | 0
2027 | 6 | 13 | 18 | 941.6228 | 0
2027 | 6 | 13 | 19 | 932.4364 | 0
2027 | 6 | 13 | 20 | 936.2583 | 0
2027 | 6 | 13 | 21 | 884.3917 | 0
2027 | 6 | 13 | 22 | 847.4232 | 0
2027 | 6 | 13 | 23 | 788.1091 | 0
2027 | 6 | 14 | 0 | 735.1364 | 0
2027 | 6 | 14 | 1 | 711.9949 | 0
2027 | 6 | 14 | 2 | 682.1543 | 0
2027 | 6 | 14 | 3 | 664.2017 | 0
2027 | 6 | 14 | 4 | 657.5288 | 0
2027 | 6 | 14 | 5 | 673.688 | 0
2027 | 6 | 14 | 6 | 733.2693 | 0
2027 | 6 | 14 | 7 | 792.8506 | 0
2027 | 6 | 14 | 8 | 864.1724 | 0
2027 | 6 | 14 | 9 | 915.1284 | 0
2027 | 6 | 14 | 10 | 959.7267 | 0
2027 | 6 | 14 | 11 | 989.1047 | 0
2027 | 6 | 14 | 12 | 1005.151 | 5.151
2027 | 6 | 14 | 13 | 1017.9538 | 17.9538
2027 | 6 | 14 | 14 | 1022.8837 | 22.8837
2027 | 6 | 14 | 15 | 1026.1343 | 26.1343
2027 | 6 | 14 | 16 | 1030.6795 | 30.6795
2027 | 6 | 14 | 17 | 1026.6925 | 26.6925
2027 | 6 | 14 | 18 | 993.5708 | 0
2027 | 6 | 14 | 19 | 968.6083 | 0
2027 | 6 | 14 | 20 | 934.8952 | 0
2027 | 6 | 14 | 21 | 900.4589 | 0
2027 | 6 | 14 | 22 | 846.8965 | 0
2027 | 6 | 14 | 23 | 781.5339 | 0
2027 | 6 | 15 | 0 | 729.3029 | 0
2027 | 6 | 15 | 1 | 677.0719 | 0
2027 | 6 | 15 | 2 | 650.9564 | 0
2027 | 6 | 15 | 3 | 636.8092 | 0
2027 | 6 | 15 | 4 | 632.0165 | 0
2027 | 6 | 15 | 5 | 649.5398 | 0
2027 | 6 | 15 | 6 | 706.9106 | 0
2027 | 6 | 15 | 7 | 764.2813 | 0
2027 | 6 | 15 | 8 | 833.076 | 0
2027 | 6 | 15 | 9 | 876.0258 | 0
2027 | 6 | 15 | 10 | 913.7803 | 0
2027 | 6 | 15 | 11 | 942.5947 | 0
2027 | 6 | 15 | 12 | 959.4956 | 0
2027 | 6 | 15 | 13 | 971.6515 | 0
2027 | 6 | 15 | 14 | 973.126 | 0
2027 | 6 | 15 | 15 | 974.1481 | 0
2027 | 6 | 15 | 16 | 967.3594 | 0
2027 | 6 | 15 | 17 | 968.4341 | 0
2027 | 6 | 15 | 18 | 947.5866 | 0
2027 | 6 | 15 | 19 | 908.4876 | 0
2027 | 6 | 15 | 20 | 881.8061 | 0
2027 | 6 | 15 | 21 | 847.5218 | 0
2027 | 6 | 15 | 22 | 794.401 | 0
2027 | 6 | 15 | 23 | 725.3941 | 0
2027 | 6 | 16 | 0 | 668.6037 | 0
2027 | 6 | 16 | 1 | 656.0766 | 0
2027 | 6 | 16 | 2 | 634.4687 | 0
2027 | 6 | 16 | 3 | 623.2857 | 0
2027 | 6 | 16 | 4 | 619.2246 | 0
2027 | 6 | 16 | 5 | 634.48 | 0
2027 | 6 | 16 | 6 | 684.3263 | 0
2027 | 6 | 16 | 7 | 734.1726 | 0
2027 | 6 | 16 | 8 | 793.2234 | 0
2027 | 6 | 16 | 9 | 829.3536 | 0
2027 | 6 | 16 | 10 | 859.58 | 0
2027 | 6 | 16 | 11 | 881.8811 | 0
2027 | 6 | 16 | 12 | 905.353 | 0
2027 | 6 | 16 | 13 | 917.7402 | 0
2027 | 6 | 16 | 14 | 924.9842 | 0
2027 | 6 | 16 | 15 | 930.4226 | 0
2027 | 6 | 16 | 16 | 940.6215 | 0
2027 | 6 | 16 | 17 | 941.3862 | 0
2027 | 6 | 16 | 18 | 931.2303 | 0
2027 | 6 | 16 | 19 | 904.356 | 0
2027 | 6 | 16 | 20 | 870.2093 | 0
2027 | 6 | 16 | 21 | 833.2431 | 0
2027 | 6 | 16 | 22 | 789.3457 | 0
2027 | 6 | 16 | 23 | 729.5466 | 0
2027 | 6 | 17 | 0 | 672.9644 | 0
2027 | 6 | 17 | 1 | 642.7757 | 0
2027 | 6 | 17 | 2 | 612.5871 | 0
2027 | 6 | 17 | 3 | 602.6869 | 0
2027 | 6 | 17 | 4 | 600.3369 | 0
2027 | 6 | 17 | 5 | 616.5632 | 0
2027 | 6 | 17 | 6 | 666.8876 | 0
2027 | 6 | 17 | 7 | 717.2119 | 0
2027 | 6 | 17 | 8 | 773.1793 | 0
2027 | 6 | 17 | 9 | 822.0604 | 0
2027 | 6 | 17 | 10 | 846.1043 | 0
2027 | 6 | 17 | 11 | 870.5718 | 0
2027 | 6 | 17 | 12 | 887.879 | 0
2027 | 6 | 17 | 13 | 905.8702 | 0
2027 | 6 | 17 | 14 | 909.8968 | 0
2027 | 6 | 17 | 15 | 913.2336 | 0
2027 | 6 | 17 | 16 | 913.9552 | 0
2027 | 6 | 17 | 17 | 903.5185 | 0
2027 | 6 | 17 | 18 | 879.5523 | 0
2027 | 6 | 17 | 19 | 857.7213 | 0
2027 | 6 | 17 | 20 | 832.8896 | 0
2027 | 6 | 17 | 21 | 825.4348 | 0
2027 | 6 | 17 | 22 | 787.1103 | 0
2027 | 6 | 17 | 23 | 732.9585 | 0
2027 | 6 | 18 | 0 | 676.9783 | 0
2027 | 6 | 18 | 1 | 676.0334 | 0
2027 | 6 | 18 | 2 | 654.2186 | 0
2027 | 6 | 18 | 3 | 642.0703 | 0
2027 | 6 | 18 | 4 | 638.259 | 0
2027 | 6 | 18 | 5 | 654.7001 | 0
2027 | 6 | 18 | 6 | 710.4462 | 0
2027 | 6 | 18 | 7 | 752.9575 | 0
2027 | 6 | 18 | 8 | 809.6614 | 0
2027 | 6 | 18 | 9 | 873.0564 | 0
2027 | 6 | 18 | 10 | 918.4702 | 0
2027 | 6 | 18 | 11 | 951.4885 | 0
2027 | 6 | 18 | 12 | 971.447 | 0
2027 | 6 | 18 | 13 | 987.6469 | 0
2027 | 6 | 18 | 14 | 992.3984 | 0
2027 | 6 | 18 | 15 | 996.7195 | 0
2027 | 6 | 18 | 16 | 994.7227 | 0
2027 | 6 | 18 | 17 | 983.2662 | 0
2027 | 6 | 18 | 18 | 949.6075 | 0
2027 | 6 | 18 | 19 | 930.3499 | 0
2027 | 6 | 18 | 20 | 917.5196 | 0
2027 | 6 | 18 | 21 | 901.9809 | 0
2027 | 6 | 18 | 22 | 864.3853 | 0
2027 | 6 | 18 | 23 | 810.7787 | 0
2027 | 6 | 19 | 0 | 749.3736 | 0
2027 | 6 | 19 | 1 | 695.416 | 0
2027 | 6 | 19 | 2 | 641.4583 | 0
2027 | 6 | 19 | 3 | 621.8974 | 0
2027 | 6 | 19 | 4 | 609.2459 | 0
2027 | 6 | 19 | 5 | 604.4356 | 0
2027 | 6 | 19 | 6 | 618.9137 | 0
2027 | 6 | 19 | 7 | 633.3918 | 0
2027 | 6 | 19 | 8 | 680.9806 | 0
2027 | 6 | 19 | 9 | 725.619 | 0
2027 | 6 | 19 | 10 | 764.5424 | 0
2027 | 6 | 19 | 11 | 787.261 | 0
2027 | 6 | 19 | 12 | 797.0009 | 0
2027 | 6 | 19 | 13 | 796.151 | 0
2027 | 6 | 19 | 14 | 792.0396 | 0
2027 | 6 | 19 | 15 | 789.7841 | 0
2027 | 6 | 19 | 16 | 792.9653 | 0
2027 | 6 | 19 | 17 | 797.3337 | 0
2027 | 6 | 19 | 18 | 777.9792 | 0
2027 | 6 | 19 | 19 | 756.5965 | 0
2027 | 6 | 19 | 20 | 731.5907 | 0
2027 | 6 | 19 | 21 | 708.1789 | 0
2027 | 6 | 19 | 22 | 687.5246 | 0
2027 | 6 | 19 | 23 | 650.3233 | 0
2027 | 6 | 20 | 0 | 615.7482 | 0
2027 | 6 | 20 | 1 | 600.4317 | 0
2027 | 6 | 20 | 2 | 585.1153 | 0
2027 | 6 | 20 | 3 | 571.9107 | 0
2027 | 6 | 20 | 4 | 563.6175 | 0
2027 | 6 | 20 | 5 | 558.6511 | 0
2027 | 6 | 20 | 6 | 566.2331 | 0
2027 | 6 | 20 | 7 | 573.8152 | 0
2027 | 6 | 20 | 8 | 608.8773 | 0
2027 | 6 | 20 | 9 | 643.9393 | 0
2027 | 6 | 20 | 10 | 679.1272 | 0
2027 | 6 | 20 | 11 | 703.324 | 0
2027 | 6 | 20 | 12 | 717.5153 | 0
2027 | 6 | 20 | 13 | 721.7795 | 0
2027 | 6 | 20 | 14 | 729.0797 | 0
2027 | 6 | 20 | 15 | 732.0986 | 0
2027 | 6 | 20 | 16 | 741.0389 | 0
2027 | 6 | 20 | 17 | 753.7669 | 0
2027 | 6 | 20 | 18 | 748.8655 | 0
2027 | 6 | 20 | 19 | 732.7697 | 0
2027 | 6 | 20 | 20 | 726.7114 | 0
2027 | 6 | 20 | 21 | 710.0361 | 0
2027 | 6 | 20 | 22 | 692.6302 | 0
2027 | 6 | 20 | 23 | 656.5382 | 0
2027 | 6 | 21 | 0 | 625.183 | 0
2027 | 6 | 21 | 1 | 590.1101 | 0
2027 | 6 | 21 | 2 | 574.2551 | 0
2027 | 6 | 21 | 3 | 567.3931 | 0
2027 | 6 | 21 | 4 | 567.7598 | 0
2027 | 6 | 21 | 5 | 584.2922 | 0
2027 | 6 | 21 | 6 | 637.1743 | 0
2027 | 6 | 21 | 7 | 690.0564 | 0
2027 | 6 | 21 | 8 | 749.8352 | 0
2027 | 6 | 21 | 9 | 798.4187 | 0
2027 | 6 | 21 | 10 | 832.0517 | 0
2027 | 6 | 21 | 11 | 856.3403 | 0
2027 | 6 | 21 | 12 | 867.9441 | 0
2027 | 6 | 21 | 13 | 879.9037 | 0
2027 | 6 | 21 | 14 | 882.955 | 0
2027 | 6 | 21 | 15 | 884.5081 | 0
2027 | 6 | 21 | 16 | 888.3643 | 0
2027 | 6 | 21 | 17 | 889.6719 | 0
2027 | 6 | 21 | 18 | 868.4818 | 0
2027 | 6 | 21 | 19 | 863.8178 | 0
2027 | 6 | 21 | 20 | 835.8536 | 0
2027 | 6 | 21 | 21 | 815.4487 | 0
2027 | 6 | 21 | 22 | 775.7304 | 0
2027 | 6 | 21 | 23 | 718.8136 | 0
2027 | 6 | 22 | 0 | 662.7168 | 0
2027 | 6 | 22 | 1 | 616.9132 | 0
2027 | 6 | 22 | 2 | 599.1924 | 0
2027 | 6 | 22 | 3 | 591.0714 | 0
2027 | 6 | 22 | 4 | 589.56 | 0
2027 | 6 | 22 | 5 | 605.0208 | 0
2027 | 6 | 22 | 6 | 654.5343 | 0
2027 | 6 | 22 | 7 | 704.0479 | 0
2027 | 6 | 22 | 8 | 762.1727 | 0
2027 | 6 | 22 | 9 | 797.4852 | 0
2027 | 6 | 22 | 10 | 831.0693 | 0
2027 | 6 | 22 | 11 | 854.5405 | 0
2027 | 6 | 22 | 12 | 868.0301 | 0
2027 | 6 | 22 | 13 | 877.1053 | 0
2027 | 6 | 22 | 14 | 879.294 | 0
2027 | 6 | 22 | 15 | 882.9085 | 0
2027 | 6 | 22 | 16 | 884.1583 | 0
2027 | 6 | 22 | 17 | 886.0885 | 0
2027 | 6 | 22 | 18 | 879.2944 | 0
2027 | 6 | 22 | 19 | 863.1301 | 0
2027 | 6 | 22 | 20 | 839.5991 | 0
2027 | 6 | 22 | 21 | 805.4563 | 0
2027 | 6 | 22 | 22 | 766.2834 | 0
2027 | 6 | 22 | 23 | 710.9686 | 0
2027 | 6 | 23 | 0 | 665.2311 | 0
2027 | 6 | 23 | 1 | 607.8686 | 0
2027 | 6 | 23 | 2 | 589.07 | 0
2027 | 6 | 23 | 3 | 579.7778 | 0
2027 | 6 | 23 | 4 | 579.3128 | 0
2027 | 6 | 23 | 5 | 595.7278 | 0
2027 | 6 | 23 | 6 | 646.4602 | 0
2027 | 6 | 23 | 7 | 697.1926 | 0
2027 | 6 | 23 | 8 | 753.8916 | 0
2027 | 6 | 23 | 9 | 784.7189 | 0
2027 | 6 | 23 | 10 | 810.2418 | 0
2027 | 6 | 23 | 11 | 830.6035 | 0
2027 | 6 | 23 | 12 | 853.6841 | 0
2027 | 6 | 23 | 13 | 864.8567 | 0
2027 | 6 | 23 | 14 | 869.5383 | 0
2027 | 6 | 23 | 15 | 873.6773 | 0
2027 | 6 | 23 | 16 | 882.3925 | 0
2027 | 6 | 23 | 17 | 882.5402 | 0
2027 | 6 | 23 | 18 | 860.0762 | 0
2027 | 6 | 23 | 19 | 844.4327 | 0
2027 | 6 | 23 | 20 | 824.1651 | 0
2027 | 6 | 23 | 21 | 794.6358 | 0
2027 | 6 | 23 | 22 | 753.7869 | 0
2027 | 6 | 23 | 23 | 695.6578 | 0
2027 | 6 | 24 | 0 | 642.59 | 0
2027 | 6 | 24 | 1 | 637.7329 | 0
2027 | 6 | 24 | 2 | 619.2641 | 0
2027 | 6 | 24 | 3 | 609.9538 | 0
2027 | 6 | 24 | 4 | 608.9421 | 0
2027 | 6 | 24 | 5 | 624.5316 | 0
2027 | 6 | 24 | 6 | 668.9754 | 0
2027 | 6 | 24 | 7 | 726.7236 | 0
2027 | 6 | 24 | 8 | 784.4718 | 0
2027 | 6 | 24 | 9 | 832.774 | 0
2027 | 6 | 24 | 10 | 866.8427 | 0
2027 | 6 | 24 | 11 | 895.4665 | 0
2027 | 6 | 24 | 12 | 913.3568 | 0
2027 | 6 | 24 | 13 | 931.8123 | 0
2027 | 6 | 24 | 14 | 937.0084 | 0
2027 | 6 | 24 | 15 | 942.7277 | 0
2027 | 6 | 24 | 16 | 947.3893 | 0
2027 | 6 | 24 | 17 | 945.4672 | 0
2027 | 6 | 24 | 18 | 917.8289 | 0
2027 | 6 | 24 | 19 | 900.4218 | 0
2027 | 6 | 24 | 20 | 878.4329 | 0
2027 | 6 | 24 | 21 | 853.6249 | 0
2027 | 6 | 24 | 22 | 814.0189 | 0
2027 | 6 | 24 | 23 | 756.5594 | 0
2027 | 6 | 25 | 0 | 697.5905 | 0
2027 | 6 | 25 | 1 | 698.703 | 0
2027 | 6 | 25 | 2 | 671.987 | 0
2027 | 6 | 25 | 3 | 657.0521 | 0
2027 | 6 | 25 | 4 | 651.0216 | 0
2027 | 6 | 25 | 5 | 664.0944 | 0
2027 | 6 | 25 | 6 | 717.3083 | 0
2027 | 6 | 25 | 7 | 770.5221 | 0
2027 | 6 | 25 | 8 | 833.7168 | 0
2027 | 6 | 25 | 9 | 905.1019 | 0
2027 | 6 | 25 | 10 | 958.1519 | 0
2027 | 6 | 25 | 11 | 998.4463 | 0
2027 | 6 | 25 | 12 | 1023.6179 | 23.6179
2027 | 6 | 25 | 13 | 1044.662 | 44.662
2027 | 6 | 25 | 14 | 1053.1944 | 53.1944
2027 | 6 | 25 | 15 | 1060.2332 | 60.2332
2027 | 6 | 25 | 16 | 1064.6655 | 64.6655
2027 | 6 | 25 | 17 | 1058.0916 | 58.0916
2027 | 6 | 25 | 18 | 1026.1614 | 26.1614
2027 | 6 | 25 | 19 | 999.4301 | 0
2027 | 6 | 25 | 20 | 966.7078 | 0
2027 | 6 | 25 | 21 | 948.805 | 0
2027 | 6 | 25 | 22 | 907.6965 | 0
2027 | 6 | 25 | 23 | 846.5179 | 0
2027 | 6 | 26 | 0 | 772.2357 | 0
2027 | 6 | 26 | 1 | 709.0534 | 0
2027 | 6 | 26 | 2 | 677.1817 | 0
2027 | 6 | 26 | 3 | 655.6808 | 0
2027 | 6 | 26 | 4 | 645.2416 | 0
2027 | 6 | 26 | 5 | 641.1837 | 0
2027 | 6 | 26 | 6 | 648.5773 | 0
2027 | 6 | 26 | 7 | 680.0685 | 0
2027 | 6 | 26 | 8 | 734.7092 | 0
2027 | 6 | 26 | 9 | 789.35 | 0
2027 | 6 | 26 | 10 | 839.5241 | 0
2027 | 6 | 26 | 11 | 875.952 | 0
2027 | 6 | 26 | 12 | 895.704 | 0
2027 | 6 | 26 | 13 | 903.2731 | 0
2027 | 6 | 26 | 14 | 901.6865 | 0
2027 | 6 | 26 | 15 | 899.9325 | 0
2027 | 6 | 26 | 16 | 895.8433 | 0
2027 | 6 | 26 | 17 | 899.0473 | 0
2027 | 6 | 26 | 18 | 884.0455 | 0
2027 | 6 | 26 | 19 | 875.1998 | 0
2027 | 6 | 26 | 20 | 844.0227 | 0
2027 | 6 | 26 | 21 | 822.6059 | 0
2027 | 6 | 26 | 22 | 798.8286 | 0
2027 | 6 | 26 | 23 | 759.6855 | 0
2027 | 6 | 27 | 0 | 704.3085 | 0
2027 | 6 | 27 | 1 | 669.3517 | 0
2027 | 6 | 27 | 2 | 634.3949 | 0
2027 | 6 | 27 | 3 | 614.8776 | 0
2027 | 6 | 27 | 4 | 602.3947 | 0
2027 | 6 | 27 | 5 | 593.3315 | 0
2027 | 6 | 27 | 6 | 603.9753 | 0
2027 | 6 | 27 | 7 | 614.6192 | 0
2027 | 6 | 27 | 8 | 663.9063 | 0
2027 | 6 | 27 | 9 | 713.1934 | 0
2027 | 6 | 27 | 10 | 768.2825 | 0
2027 | 6 | 27 | 11 | 806.0419 | 0
2027 | 6 | 27 | 12 | 829.2232 | 0
2027 | 6 | 27 | 13 | 837.6875 | 0
2027 | 6 | 27 | 14 | 840.4822 | 0
2027 | 6 | 27 | 15 | 845.883 | 0
2027 | 6 | 27 | 16 | 858.1923 | 0
2027 | 6 | 27 | 17 | 869.1514 | 0
2027 | 6 | 27 | 18 | 850.9043 | 0
2027 | 6 | 27 | 19 | 827.6073 | 0
2027 | 6 | 27 | 20 | 807.2491 | 0
2027 | 6 | 27 | 21 | 791.5883 | 0
2027 | 6 | 27 | 22 | 766.5109 | 0
2027 | 6 | 27 | 23 | 713.5387 | 0
2027 | 6 | 28 | 0 | 665.4678 | 0
2027 | 6 | 28 | 1 | 617.397 | 0
2027 | 6 | 28 | 2 | 574.2276 | 0
2027 | 6 | 28 | 3 | 567.9312 | 0
2027 | 6 | 28 | 4 | 568.6214 | 0
2027 | 6 | 28 | 5 | 586.4927 | 0
2027 | 6 | 28 | 6 | 642.1104 | 0
2027 | 6 | 28 | 7 | 697.7281 | 0
2027 | 6 | 28 | 8 | 758.4776 | 0
2027 | 6 | 28 | 9 | 808.5953 | 0
2027 | 6 | 28 | 10 | 842.4068 | 0
2027 | 6 | 28 | 11 | 865.9421 | 0
2027 | 6 | 28 | 12 | 877.2303 | 0
2027 | 6 | 28 | 13 | 889.4157 | 0
2027 | 6 | 28 | 14 | 892.3902 | 0
2027 | 6 | 28 | 15 | 893.8492 | 0
2027 | 6 | 28 | 16 | 897.6824 | 0
2027 | 6 | 28 | 17 | 899.0295 | 0
2027 | 6 | 28 | 18 | 877.8708 | 0
2027 | 6 | 28 | 19 | 873.5159 | 0
2027 | 6 | 28 | 20 | 845.6688 | 0
2027 | 6 | 28 | 21 | 825.6874 | 0
2027 | 6 | 28 | 22 | 785.8285 | 0
2027 | 6 | 28 | 23 | 726.045 | 0
2027 | 6 | 29 | 0 | 660.7913 | 0
2027 | 6 | 29 | 1 | 651.9922 | 0
2027 | 6 | 29 | 2 | 643.193 | 0
2027 | 6 | 29 | 3 | 627.5914 | 0
2027 | 6 | 29 | 4 | 620.7247 | 0
2027 | 6 | 29 | 5 | 634.1883 | 0
2027 | 6 | 29 | 6 | 670.5939 | 0
2027 | 6 | 29 | 7 | 734.7675 | 0
2027 | 6 | 29 | 8 | 785.6096 | 0
2027 | 6 | 29 | 9 | 842.4637 | 0
2027 | 6 | 29 | 10 | 884.1088 | 0
2027 | 6 | 29 | 11 | 919.2909 | 0
2027 | 6 | 29 | 12 | 941.8911 | 0
2027 | 6 | 29 | 13 | 959.0105 | 0
2027 | 6 | 29 | 14 | 967.6001 | 0
2027 | 6 | 29 | 15 | 972.2109 | 0
2027 | 6 | 29 | 16 | 969.9397 | 0
2027 | 6 | 29 | 17 | 969.7915 | 0
2027 | 6 | 29 | 18 | 952.7697 | 0
2027 | 6 | 29 | 19 | 929.9756 | 0
2027 | 6 | 29 | 20 | 898.6263 | 0
2027 | 6 | 29 | 21 | 859.5824 | 0
2027 | 6 | 29 | 22 | 818.5904 | 0
2027 | 6 | 29 | 23 | 758.8003 | 0
2027 | 6 | 30 | 0 | 692.2952 | 0
2027 | 6 | 30 | 1 | 669.3632 | 0
2027 | 6 | 30 | 2 | 646.4311 | 0
2027 | 6 | 30 | 3 | 634.1538 | 0
2027 | 6 | 30 | 4 | 629.9808 | 0
2027 | 6 | 30 | 5 | 644.5988 | 0
2027 | 6 | 30 | 6 | 678.1229 | 0
2027 | 6 | 30 | 7 | 738.4523 | 0
2027 | 6 | 30 | 8 | 798.8628 | 0
2027 | 6 | 30 | 9 | 847.234 | 0
2027 | 6 | 30 | 10 | 888.2148 | 0
2027 | 6 | 30 | 11 | 921.1527 | 0
2027 | 6 | 30 | 12 | 956.3767 | 0
2027 | 6 | 30 | 13 | 971.9696 | 0
2027 | 6 | 30 | 14 | 981.644 | 0
2027 | 6 | 30 | 15 | 988.5015 | 0
2027 | 6 | 30 | 16 | 995.9349 | 0
2027 | 6 | 30 | 17 | 998.3893 | 0
2027 | 6 | 30 | 18 | 993.4529 | 0
2027 | 6 | 30 | 19 | 965.0489 | 0
2027 | 6 | 30 | 20 | 927.6298 | 0
2027 | 6 | 30 | 21 | 890.8108 | 0
2027 | 6 | 30 | 22 | 852.6432 | 0
2027 | 6 | 30 | 23 | 796.8604 | 0
2027 | 7 | 1 | 0 | 738.6735 | 0
2027 | 7 | 1 | 1 | 671.38 | 0
2027 | 7 | 1 | 2 | 631.5257 | 0
2027 | 7 | 1 | 3 | 591.6714 | 0
2027 | 7 | 1 | 4 | 585.8211 | 0
2027 | 7 | 1 | 5 | 588.938 | 0
2027 | 7 | 1 | 6 | 606.6668 | 0
2027 | 7 | 1 | 7 | 624.3956 | 0
2027 | 7 | 1 | 8 | 654.1068 | 0
2027 | 7 | 1 | 9 | 689.7819 | 0
2027 | 7 | 1 | 10 | 724.682 | 0
2027 | 7 | 1 | 11 | 757.5979 | 0
2027 | 7 | 1 | 12 | 779.5732 | 0
2027 | 7 | 1 | 13 | 787.5666 | 0
2027 | 7 | 1 | 14 | 787.6881 | 0
2027 | 7 | 1 | 15 | 790.0386 | 0
2027 | 7 | 1 | 16 | 780.5905 | 0
2027 | 7 | 1 | 17 | 788.3801 | 0
2027 | 7 | 1 | 18 | 785.2252 | 0
2027 | 7 | 1 | 19 | 781.9986 | 0
2027 | 7 | 1 | 20 | 763.1922 | 0
2027 | 7 | 1 | 21 | 735.3472 | 0
2027 | 7 | 1 | 22 | 708.7246 | 0
2027 | 7 | 1 | 23 | 672.9605 | 0
2027 | 7 | 2 | 0 | 636.5461 | 0
2027 | 7 | 2 | 1 | 624.7966 | 0
2027 | 7 | 2 | 2 | 612.325 | 0
2027 | 7 | 2 | 3 | 599.8534 | 0
2027 | 7 | 2 | 4 | 593.8295 | 0
2027 | 7 | 2 | 5 | 604.6976 | 0
2027 | 7 | 2 | 6 | 635.3221 | 0
2027 | 7 | 2 | 7 | 690.1728 | 0
2027 | 7 | 2 | 8 | 737.3158 | 0
2027 | 7 | 2 | 9 | 788.4992 | 0
2027 | 7 | 2 | 10 | 819.421 | 0
2027 | 7 | 2 | 11 | 840.8606 | 0
2027 | 7 | 2 | 12 | 852.0939 | 0
2027 | 7 | 2 | 13 | 860.312 | 0
2027 | 7 | 2 | 14 | 864.2177 | 0
2027 | 7 | 2 | 15 | 867.1432 | 0
2027 | 7 | 2 | 16 | 868.6066 | 0
2027 | 7 | 2 | 17 | 870.152 | 0
2027 | 7 | 2 | 18 | 848.5436 | 0
2027 | 7 | 2 | 19 | 823.3915 | 0
2027 | 7 | 2 | 20 | 789.4646 | 0
2027 | 7 | 2 | 21 | 761.5266 | 0
2027 | 7 | 2 | 22 | 731.8399 | 0
2027 | 7 | 2 | 23 | 687.3399 | 0
2027 | 7 | 3 | 0 | 633.7054 | 0
2027 | 7 | 3 | 1 | 592.0767 | 0
2027 | 7 | 3 | 2 | 572.5418 | 0
2027 | 7 | 3 | 3 | 561.0232 | 0
2027 | 7 | 3 | 4 | 553.941 | 0
2027 | 7 | 3 | 5 | 552.5217 | 0
2027 | 7 | 3 | 6 | 562.0855 | 0
2027 | 7 | 3 | 7 | 571.6494 | 0
2027 | 7 | 3 | 8 | 620.5251 | 0
2027 | 7 | 3 | 9 | 669.4008 | 0
2027 | 7 | 3 | 10 | 719.5613 | 0
2027 | 7 | 3 | 11 | 746.3979 | 0
2027 | 7 | 3 | 12 | 758.1594 | 0
2027 | 7 | 3 | 13 | 766.2081 | 0
2027 | 7 | 3 | 14 | 773.5252 | 0
2027 | 7 | 3 | 15 | 779.5006 | 0
2027 | 7 | 3 | 16 | 783.7952 | 0
2027 | 7 | 3 | 17 | 792.8084 | 0
2027 | 7 | 3 | 18 | 780.9927 | 0
2027 | 7 | 3 | 19 | 769.4337 | 0
2027 | 7 | 3 | 20 | 737.0433 | 0
2027 | 7 | 3 | 21 | 722.9892 | 0
2027 | 7 | 3 | 22 | 706.1461 | 0
2027 | 7 | 3 | 23 | 673.8159 | 0
2027 | 7 | 4 | 0 | 628.3705 | 0
2027 | 7 | 4 | 1 | 630.228 | 0
2027 | 7 | 4 | 2 | 610.5565 | 0
2027 | 7 | 4 | 3 | 597.5192 | 0
2027 | 7 | 4 | 4 | 590.051 | 0
2027 | 7 | 4 | 5 | 588.8321 | 0
2027 | 7 | 4 | 6 | 602.8226 | 0
2027 | 7 | 4 | 7 | 616.8131 | 0
2027 | 7 | 4 | 8 | 673.2621 | 0
2027 | 7 | 4 | 9 | 729.7111 | 0
2027 | 7 | 4 | 10 | 797.0005 | 0
2027 | 7 | 4 | 11 | 850.5363 | 0
2027 | 7 | 4 | 12 | 887.5468 | 0
2027 | 7 | 4 | 13 | 911.5598 | 0
2027 | 7 | 4 | 14 | 929.3875 | 0
2027 | 7 | 4 | 15 | 944.4537 | 0
2027 | 7 | 4 | 16 | 960.5375 | 0
2027 | 7 | 4 | 17 | 972.0247 | 0
2027 | 7 | 4 | 18 | 961.3924 | 0
2027 | 7 | 4 | 19 | 946.9117 | 0
2027 | 7 | 4 | 20 | 917.3474 | 0
2027 | 7 | 4 | 21 | 898.9471 | 0
2027 | 7 | 4 | 22 | 869.9982 | 0
2027 | 7 | 4 | 23 | 819.6395 | 0
2027 | 7 | 5 | 0 | 756.3533 | 0
2027 | 7 | 5 | 1 | 739.7208 | 0
2027 | 7 | 5 | 2 | 708.0888 | 0
2027 | 7 | 5 | 3 | 689.1551 | 0
2027 | 7 | 5 | 4 | 681.8181 | 0
2027 | 7 | 5 | 5 | 698.8045 | 0
2027 | 7 | 5 | 6 | 758.9935 | 0
2027 | 7 | 5 | 7 | 819.1825 | 0
2027 | 7 | 5 | 8 | 895.163 | 0
2027 | 7 | 5 | 9 | 976.0788 | 0
2027 | 7 | 5 | 10 | 1040.5584 | 40.5584
2027 | 7 | 5 | 11 | 1090.8126 | 90.8126
2027 | 7 | 5 | 12 | 1122.693 | 122.693
2027 | 7 | 5 | 13 | 1147.5149 | 147.5149
2027 | 7 | 5 | 14 | 1166.6636 | 166.6636
2027 | 7 | 5 | 15 | 1173.4618 | 173.4618
2027 | 7 | 5 | 16 | 1175.5106 | 175.5106
2027 | 7 | 5 | 17 | 1173.5774 | 173.5774
2027 | 7 | 5 | 18 | 1153.6789 | 153.6789
2027 | 7 | 5 | 19 | 1136.7668 | 136.7668
2027 | 7 | 5 | 20 | 1102.3934 | 102.3934
2027 | 7 | 5 | 21 | 1070.9343 | 70.9343
2027 | 7 | 5 | 22 | 1019.5335 | 19.5335
2027 | 7 | 5 | 23 | 940.8037 | 0
2027 | 7 | 6 | 0 | 851.516 | 0
2027 | 7 | 6 | 1 | 788.1384 | 0
2027 | 7 | 6 | 2 | 751.3223 | 0
2027 | 7 | 6 | 3 | 727.8412 | 0
2027 | 7 | 6 | 4 | 716.5635 | 0
2027 | 7 | 6 | 5 | 729.9416 | 0
2027 | 7 | 6 | 6 | 786.2958 | 0
2027 | 7 | 6 | 7 | 842.65 | 0
2027 | 7 | 6 | 8 | 916.4549 | 0
2027 | 7 | 6 | 9 | 974.0633 | 0
2027 | 7 | 6 | 10 | 1037.6437 | 37.6437
2027 | 7 | 6 | 11 | 1084.8991 | 84.8991
2027 | 7 | 6 | 12 | 1114.8264 | 114.8264
2027 | 7 | 6 | 13 | 1131.7556 | 131.7556
2027 | 7 | 6 | 14 | 1142.7775 | 142.7775
2027 | 7 | 6 | 15 | 1148.6856 | 148.6856
2027 | 7 | 6 | 16 | 1143.9173 | 143.9173
2027 | 7 | 6 | 17 | 1140.3024 | 140.3024
2027 | 7 | 6 | 18 | 1121.6005 | 121.6005
2027 | 7 | 6 | 19 | 1091.748 | 91.748
2027 | 7 | 6 | 20 | 1066.3659 | 66.3659
2027 | 7 | 6 | 21 | 1028.6338 | 28.6338
2027 | 7 | 6 | 22 | 977.035 | 0
2027 | 7 | 6 | 23 | 899.1616 | 0
2027 | 7 | 7 | 0 | 827.5188 | 0
2027 | 7 | 7 | 1 | 794.0198 | 0
2027 | 7 | 7 | 2 | 759.3495 | 0
2027 | 7 | 7 | 3 | 737.601 | 0
2027 | 7 | 7 | 4 | 727.1224 | 0
2027 | 7 | 7 | 5 | 739.3308 | 0
2027 | 7 | 7 | 6 | 775.3889 | 0
2027 | 7 | 7 | 7 | 847.6162 | 0
2027 | 7 | 7 | 8 | 914.1264 | 0
2027 | 7 | 7 | 9 | 980.6367 | 0
2027 | 7 | 7 | 10 | 1041.7241 | 41.7241
2027 | 7 | 7 | 11 | 1087.4104 | 87.4104
2027 | 7 | 7 | 12 | 1132.7821 | 132.7821
2027 | 7 | 7 | 13 | 1157.1004 | 157.1004
2027 | 7 | 7 | 14 | 1173.4311 | 173.4311
2027 | 7 | 7 | 15 | 1184.9552 | 184.9552
2027 | 7 | 7 | 16 | 1185.8258 | 185.8258
2027 | 7 | 7 | 17 | 1181.1373 | 181.1373
2027 | 7 | 7 | 18 | 1165.1308 | 165.1308
2027 | 7 | 7 | 19 | 1141.1614 | 141.1614
2027 | 7 | 7 | 20 | 1102.02 | 102.02
2027 | 7 | 7 | 21 | 1067.5693 | 67.5693
2027 | 7 | 7 | 22 | 1022.1642 | 22.1642
2027 | 7 | 7 | 23 | 944.3739 | 0
2027 | 7 | 8 | 0 | 878.4172 | 0
2027 | 7 | 8 | 1 | 812.4605 | 0
2027 | 7 | 8 | 2 | 774.0853 | 0
2027 | 7 | 8 | 3 | 735.71 | 0
2027 | 7 | 8 | 4 | 724.7082 | 0
2027 | 7 | 8 | 5 | 736.5575 | 0
2027 | 7 | 8 | 6 | 772.8993 | 0
2027 | 7 | 8 | 7 | 839.7807 | 0
2027 | 7 | 8 | 8 | 906.6621 | 0
2027 | 7 | 8 | 9 | 978.3432 | 0
2027 | 7 | 8 | 10 | 1029.4198 | 29.4198
2027 | 7 | 8 | 11 | 1069.063 | 69.063
2027 | 7 | 8 | 12 | 1095.7588 | 95.7588
2027 | 7 | 8 | 13 | 1115.2654 | 115.2654
2027 | 7 | 8 | 14 | 1126.2454 | 126.2454
2027 | 7 | 8 | 15 | 1130.4308 | 130.4308
2027 | 7 | 8 | 16 | 1132.1698 | 132.1698
2027 | 7 | 8 | 17 | 1129.2229 | 129.2229
2027 | 7 | 8 | 18 | 1088.5443 | 88.5443
2027 | 7 | 8 | 19 | 1051.7743 | 51.7743
2027 | 7 | 8 | 20 | 1011.4612 | 11.4612
2027 | 7 | 8 | 21 | 982.409 | 0
2027 | 7 | 8 | 22 | 931.8198 | 0
2027 | 7 | 8 | 23 | 861.2161 | 0
2027 | 7 | 9 | 0 | 798.8692 | 0
2027 | 7 | 9 | 1 | 736.5224 | 0
2027 | 7 | 9 | 2 | 682.4323 | 0
2027 | 7 | 9 | 3 | 664.0097 | 0
2027 | 7 | 9 | 4 | 655.5767 | 0
2027 | 7 | 9 | 5 | 667.5788 | 0
2027 | 7 | 9 | 6 | 715.5898 | 0
2027 | 7 | 9 | 7 | 763.6008 | 0
2027 | 7 | 9 | 8 | 802.1795 | 0
2027 | 7 | 9 | 9 | 852.247 | 0
2027 | 7 | 9 | 10 | 886.2772 | 0
2027 | 7 | 9 | 11 | 905.541 | 0
2027 | 7 | 9 | 12 | 912.2103 | 0
2027 | 7 | 9 | 13 | 915.0104 | 0
2027 | 7 | 9 | 14 | 909.8092 | 0
2027 | 7 | 9 | 15 | 907.1451 | 0
2027 | 7 | 9 | 16 | 905.5319 | 0
2027 | 7 | 9 | 17 | 901.7504 | 0
2027 | 7 | 9 | 18 | 865.1587 | 0
2027 | 7 | 9 | 19 | 847.577 | 0
2027 | 7 | 9 | 20 | 816.6775 | 0
2027 | 7 | 9 | 21 | 781.1961 | 0
2027 | 7 | 9 | 22 | 743.0523 | 0
2027 | 7 | 9 | 23 | 693.6084 | 0
2027 | 7 | 10 | 0 | 637.0409 | 0
2027 | 7 | 10 | 1 | 615.6579 | 0
2027 | 7 | 10 | 2 | 594.2749 | 0
2027 | 7 | 10 | 3 | 581.6559 | 0
2027 | 7 | 10 | 4 | 574.1432 | 0
2027 | 7 | 10 | 5 | 572.512 | 0
2027 | 7 | 10 | 6 | 581.7772 | 0
2027 | 7 | 10 | 7 | 591.0423 | 0
2027 | 7 | 10 | 8 | 638.126 | 0
2027 | 7 | 10 | 9 | 685.2097 | 0
2027 | 7 | 10 | 10 | 736.9358 | 0
2027 | 7 | 10 | 11 | 765.0969 | 0
2027 | 7 | 10 | 12 | 778.717 | 0
2027 | 7 | 10 | 13 | 788.1371 | 0
2027 | 7 | 10 | 14 | 794.244 | 0
2027 | 7 | 10 | 15 | 798.8453 | 0
2027 | 7 | 10 | 16 | 803.2611 | 0
2027 | 7 | 10 | 17 | 810.2515 | 0
2027 | 7 | 10 | 18 | 793.8539 | 0
2027 | 7 | 10 | 19 | 780.1749 | 0
2027 | 7 | 10 | 20 | 746.0286 | 0
2027 | 7 | 10 | 21 | 733.2795 | 0
2027 | 7 | 10 | 22 | 714.0666 | 0
2027 | 7 | 10 | 23 | 683.4023 | 0
2027 | 7 | 11 | 0 | 636.7989 | 0
2027 | 7 | 11 | 1 | 627.503 | 0
2027 | 7 | 11 | 2 | 607.553 | 0
2027 | 7 | 11 | 3 | 594.0332 | 0
2027 | 7 | 11 | 4 | 586.8409 | 0
2027 | 7 | 11 | 5 | 585.3986 | 0
2027 | 7 | 11 | 6 | 597.8314 | 0
2027 | 7 | 11 | 7 | 610.2642 | 0
2027 | 7 | 11 | 8 | 665.2624 | 0
2027 | 7 | 11 | 9 | 727.8784 | 0
2027 | 7 | 11 | 10 | 786.3107 | 0
2027 | 7 | 11 | 11 | 839.1089 | 0
2027 | 7 | 11 | 12 | 873.4588 | 0
2027 | 7 | 11 | 13 | 896.73 | 0
2027 | 7 | 11 | 14 | 911.8551 | 0
2027 | 7 | 11 | 15 | 925.5152 | 0
2027 | 7 | 11 | 16 | 938.6985 | 0
2027 | 7 | 11 | 17 | 949.4579 | 0
2027 | 7 | 11 | 18 | 931.9481 | 0
2027 | 7 | 11 | 19 | 917.3321 | 0
2027 | 7 | 11 | 20 | 890.7827 | 0
2027 | 7 | 11 | 21 | 873.7244 | 0
2027 | 7 | 11 | 22 | 843.4145 | 0
2027 | 7 | 11 | 23 | 795.6017 | 0
2027 | 7 | 12 | 0 | 735.1468 | 0
2027 | 7 | 12 | 1 | 693.1864 | 0
2027 | 7 | 12 | 2 | 651.226 | 0
2027 | 7 | 12 | 3 | 634.1559 | 0
2027 | 7 | 12 | 4 | 627.2862 | 0
2027 | 7 | 12 | 5 | 638.1823 | 0
2027 | 7 | 12 | 6 | 690.0192 | 0
2027 | 7 | 12 | 7 | 741.856 | 0
2027 | 7 | 12 | 8 | 800.2173 | 0
2027 | 7 | 12 | 9 | 864.3918 | 0
2027 | 7 | 12 | 10 | 910.5312 | 0
2027 | 7 | 12 | 11 | 944.529 | 0
2027 | 7 | 12 | 12 | 963.056 | 0
2027 | 7 | 12 | 13 | 978.4645 | 0
2027 | 7 | 12 | 14 | 986.7574 | 0
2027 | 7 | 12 | 15 | 994.4174 | 0
2027 | 7 | 12 | 16 | 1003.9125 | 3.9125
2027 | 7 | 12 | 17 | 1003.285 | 3.285
2027 | 7 | 12 | 18 | 972.5823 | 0
2027 | 7 | 12 | 19 | 946.5569 | 0
2027 | 7 | 12 | 20 | 911.1955 | 0
2027 | 7 | 12 | 21 | 877.2107 | 0
2027 | 7 | 12 | 22 | 829.9117 | 0
2027 | 7 | 12 | 23 | 763.3845 | 0
2027 | 7 | 13 | 0 | 701.0238 | 0
2027 | 7 | 13 | 1 | 638.6631 | 0
2027 | 7 | 13 | 2 | 614.7652 | 0
2027 | 7 | 13 | 3 | 601.5711 | 0
2027 | 7 | 13 | 4 | 597.545 | 0
2027 | 7 | 13 | 5 | 613.8367 | 0
2027 | 7 | 13 | 6 | 664.5073 | 0
2027 | 7 | 13 | 7 | 715.1779 | 0
2027 | 7 | 13 | 8 | 764.3991 | 0
2027 | 7 | 13 | 9 | 798.7688 | 0
2027 | 7 | 13 | 10 | 838.0757 | 0
2027 | 7 | 13 | 11 | 866.5035 | 0
2027 | 7 | 13 | 12 | 885.145 | 0
2027 | 7 | 13 | 13 | 894.8385 | 0
2027 | 7 | 13 | 14 | 897.4929 | 0
2027 | 7 | 13 | 15 | 898.4983 | 0
2027 | 7 | 13 | 16 | 890.6289 | 0
2027 | 7 | 13 | 17 | 892.8438 | 0
2027 | 7 | 13 | 18 | 887.2588 | 0
2027 | 7 | 13 | 19 | 864.9566 | 0
2027 | 7 | 13 | 20 | 837.1633 | 0
2027 | 7 | 13 | 21 | 804.4373 | 0
2027 | 7 | 13 | 22 | 755.6587 | 0
2027 | 7 | 13 | 23 | 692.2835 | 0
2027 | 7 | 14 | 0 | 641.718 | 0
2027 | 7 | 14 | 1 | 653.6978 | 0
2027 | 7 | 14 | 2 | 632.3992 | 0
2027 | 7 | 14 | 3 | 621.198 | 0
2027 | 7 | 14 | 4 | 619.3852 | 0
2027 | 7 | 14 | 5 | 638.3851 | 0
2027 | 7 | 14 | 6 | 693.1324 | 0
2027 | 7 | 14 | 7 | 747.8797 | 0
2027 | 7 | 14 | 8 | 805.927 | 0
2027 | 7 | 14 | 9 | 849.989 | 0
2027 | 7 | 14 | 10 | 893.5924 | 0
2027 | 7 | 14 | 11 | 929.4521 | 0
2027 | 7 | 14 | 12 | 972.5358 | 0
2027 | 7 | 14 | 13 | 994.1173 | 0
2027 | 7 | 14 | 14 | 1006.8456 | 6.8456
2027 | 7 | 14 | 15 | 1014.1179 | 14.1179
2027 | 7 | 14 | 16 | 1017.2331 | 17.2331
2027 | 7 | 14 | 17 | 1018.1206 | 18.1206
2027 | 7 | 14 | 18 | 1006.6614 | 6.6614
2027 | 7 | 14 | 19 | 987.8936 | 0
2027 | 7 | 14 | 20 | 964.2871 | 0
2027 | 7 | 14 | 21 | 924.5202 | 0
2027 | 7 | 14 | 22 | 874.7784 | 0
2027 | 7 | 14 | 23 | 808.4054 | 0
2027 | 7 | 15 | 0 | 742.9413 | 0
2027 | 7 | 15 | 1 | 701.9207 | 0
2027 | 7 | 15 | 2 | 660.9001 | 0
2027 | 7 | 15 | 3 | 644.3518 | 0
2027 | 7 | 15 | 4 | 638.3381 | 0
2027 | 7 | 15 | 5 | 652.0102 | 0
2027 | 7 | 15 | 6 | 702.6605 | 0
2027 | 7 | 15 | 7 | 753.3109 | 0
2027 | 7 | 15 | 8 | 807.6115 | 0
2027 | 7 | 15 | 9 | 871.7472 | 0
2027 | 7 | 15 | 10 | 912.7064 | 0
2027 | 7 | 15 | 11 | 946.7327 | 0
2027 | 7 | 15 | 12 | 968.0339 | 0
2027 | 7 | 15 | 13 | 987.463 | 0
2027 | 7 | 15 | 14 | 996.4608 | 0
2027 | 7 | 15 | 15 | 1003.6029 | 3.6029
2027 | 7 | 15 | 16 | 1008.2938 | 8.2938
2027 | 7 | 15 | 17 | 1005.8047 | 5.8047
2027 | 7 | 15 | 18 | 973.7563 | 0
2027 | 7 | 15 | 19 | 953.7104 | 0
2027 | 7 | 15 | 20 | 923.6831 | 0
2027 | 7 | 15 | 21 | 896.4591 | 0
2027 | 7 | 15 | 22 | 851.6382 | 0
2027 | 7 | 15 | 23 | 790.4925 | 0
2027 | 7 | 16 | 0 | 719.9477 | 0
2027 | 7 | 16 | 1 | 686.7779 | 0
2027 | 7 | 16 | 2 | 653.6082 | 0
2027 | 7 | 16 | 3 | 638.7946 | 0
2027 | 7 | 16 | 4 | 632.995 | 0
2027 | 7 | 16 | 5 | 646.9586 | 0
2027 | 7 | 16 | 6 | 684.4068 | 0
2027 | 7 | 16 | 7 | 742.8649 | 0
2027 | 7 | 16 | 8 | 792.1641 | 0
2027 | 7 | 16 | 9 | 858.345 | 0
2027 | 7 | 16 | 10 | 901.4408 | 0
2027 | 7 | 16 | 11 | 933.7737 | 0
2027 | 7 | 16 | 12 | 952.4268 | 0
2027 | 7 | 16 | 13 | 968.0057 | 0
2027 | 7 | 16 | 14 | 973.7268 | 0
2027 | 7 | 16 | 15 | 971.2971 | 0
2027 | 7 | 16 | 16 | 968.8397 | 0
2027 | 7 | 16 | 17 | 962.465 | 0
2027 | 7 | 16 | 18 | 939.9709 | 0
2027 | 7 | 16 | 19 | 917.2534 | 0
2027 | 7 | 16 | 20 | 894.2946 | 0
2027 | 7 | 16 | 21 | 872.7885 | 0
2027 | 7 | 16 | 22 | 835.6699 | 0
2027 | 7 | 16 | 23 | 783.1118 | 0
2027 | 7 | 17 | 0 | 715.9493 | 0
2027 | 7 | 17 | 1 | 680.212 | 0
2027 | 7 | 17 | 2 | 653.5284 | 0
2027 | 7 | 17 | 3 | 636.2033 | 0
2027 | 7 | 17 | 4 | 624.9974 | 0
2027 | 7 | 17 | 5 | 622.9857 | 0
2027 | 7 | 17 | 6 | 637.7914 | 0
2027 | 7 | 17 | 7 | 652.5972 | 0
2027 | 7 | 17 | 8 | 707.7045 | 0
2027 | 7 | 17 | 9 | 767.9398 | 0
2027 | 7 | 17 | 10 | 825.0551 | 0
2027 | 7 | 17 | 11 | 869.3849 | 0
2027 | 7 | 17 | 12 | 895.4372 | 0
2027 | 7 | 17 | 13 | 911.1128 | 0
2027 | 7 | 17 | 14 | 919.814 | 0
2027 | 7 | 17 | 15 | 926.5544 | 0
2027 | 7 | 17 | 16 | 931.9845 | 0
2027 | 7 | 17 | 17 | 933.3614 | 0
2027 | 7 | 17 | 18 | 902.2658 | 0
2027 | 7 | 17 | 19 | 893.3302 | 0
2027 | 7 | 17 | 20 | 865.4533 | 0
2027 | 7 | 17 | 21 | 847.5237 | 0
2027 | 7 | 17 | 22 | 820.3595 | 0
2027 | 7 | 17 | 23 | 778.9505 | 0
2027 | 7 | 18 | 0 | 725.2009 | 0
2027 | 7 | 18 | 1 | 685.1131 | 0
2027 | 7 | 18 | 2 | 655.5313 | 0
2027 | 7 | 18 | 3 | 635.3084 | 0
2027 | 7 | 18 | 4 | 621.9072 | 0
2027 | 7 | 18 | 5 | 615.8515 | 0
2027 | 7 | 18 | 6 | 613.1743 | 0
2027 | 7 | 18 | 7 | 631.9486 | 0
2027 | 7 | 18 | 8 | 685.3213 | 0
2027 | 7 | 18 | 9 | 738.694 | 0
2027 | 7 | 18 | 10 | 797.0014 | 0
2027 | 7 | 18 | 11 | 847.1853 | 0
2027 | 7 | 18 | 12 | 880.9963 | 0
2027 | 7 | 18 | 13 | 902.2248 | 0
2027 | 7 | 18 | 14 | 915.3751 | 0
2027 | 7 | 18 | 15 | 925.2645 | 0
2027 | 7 | 18 | 16 | 936.1017 | 0
2027 | 7 | 18 | 17 | 945.7942 | 0
2027 | 7 | 18 | 18 | 929.8231 | 0
2027 | 7 | 18 | 19 | 914.2603 | 0
2027 | 7 | 18 | 20 | 888.656 | 0
2027 | 7 | 18 | 21 | 868.4575 | 0
2027 | 7 | 18 | 22 | 836.3131 | 0
2027 | 7 | 18 | 23 | 783.0519 | 0
2027 | 7 | 19 | 0 | 736.4614 | 0
2027 | 7 | 19 | 1 | 708.5915 | 0
2027 | 7 | 19 | 2 | 681.8771 | 0
2027 | 7 | 19 | 3 | 666.4028 | 0
2027 | 7 | 19 | 4 | 661.3284 | 0
2027 | 7 | 19 | 5 | 678.6898 | 0
2027 | 7 | 19 | 6 | 733.0965 | 0
2027 | 7 | 19 | 7 | 787.5033 | 0
2027 | 7 | 19 | 8 | 852.9714 | 0
2027 | 7 | 19 | 9 | 922.8249 | 0
2027 | 7 | 19 | 10 | 975.0034 | 0
2027 | 7 | 19 | 11 | 1015.4553 | 15.4553
2027 | 7 | 19 | 12 | 1041.3253 | 41.3253
2027 | 7 | 19 | 13 | 1063.8303 | 63.8303
2027 | 7 | 19 | 14 | 1082.6712 | 82.6712
2027 | 7 | 19 | 15 | 1088.9074 | 88.9074
2027 | 7 | 19 | 16 | 1092.5934 | 92.5934
2027 | 7 | 19 | 17 | 1088.4688 | 88.4688
2027 | 7 | 19 | 18 | 1060.0483 | 60.0483
2027 | 7 | 19 | 19 | 1035.7612 | 35.7612
2027 | 7 | 19 | 20 | 1005.2165 | 5.2165
2027 | 7 | 19 | 21 | 976.3508 | 0
2027 | 7 | 19 | 22 | 923.8494 | 0
2027 | 7 | 19 | 23 | 853.1369 | 0
2027 | 7 | 20 | 0 | 782.4244 | 0
2027 | 7 | 20 | 1 | 764.6265 | 0
2027 | 7 | 20 | 2 | 734.2081 | 0
2027 | 7 | 20 | 3 | 715.4582 | 0
2027 | 7 | 20 | 4 | 708.837 | 0
2027 | 7 | 20 | 5 | 725.1247 | 0
2027 | 7 | 20 | 6 | 783.4256 | 0
2027 | 7 | 20 | 7 | 841.7265 | 0
2027 | 7 | 20 | 8 | 912.0907 | 0
2027 | 7 | 20 | 9 | 982.4881 | 0
2027 | 7 | 20 | 10 | 1047.708 | 47.708
2027 | 7 | 20 | 11 | 1101.551 | 101.551
2027 | 7 | 20 | 12 | 1136.7716 | 136.7716
2027 | 7 | 20 | 13 | 1159.189 | 159.189
2027 | 7 | 20 | 14 | 1170.6081 | 170.6081
2027 | 7 | 20 | 15 | 1183.8248 | 183.8248
2027 | 7 | 20 | 16 | 1175.5454 | 175.5454
2027 | 7 | 20 | 17 | 1173.7203 | 173.7203
2027 | 7 | 20 | 18 | 1156.9421 | 156.9421
2027 | 7 | 20 | 19 | 1134.1809 | 134.1809
2027 | 7 | 20 | 20 | 1099.061 | 99.061
2027 | 7 | 20 | 21 | 1061.9131 | 61.9131
2027 | 7 | 20 | 22 | 1005.0818 | 5.0818
2027 | 7 | 20 | 23 | 928.8957 | 0
2027 | 7 | 21 | 0 | 864.2877 | 0
2027 | 7 | 21 | 1 | 799.6796 | 0
2027 | 7 | 21 | 2 | 763.2779 | 0
2027 | 7 | 21 | 3 | 740.0342 | 0
2027 | 7 | 21 | 4 | 729.5078 | 0
2027 | 7 | 21 | 5 | 742.504 | 0
2027 | 7 | 21 | 6 | 780.9789 | 0
2027 | 7 | 21 | 7 | 849.7041 | 0
2027 | 7 | 21 | 8 | 908.7141 | 0
2027 | 7 | 21 | 9 | 962.7478 | 0
2027 | 7 | 21 | 10 | 1018.1475 | 18.1475
2027 | 7 | 21 | 11 | 1062.1999 | 62.1999
2027 | 7 | 21 | 12 | 1105.4835 | 105.4835
2027 | 7 | 21 | 13 | 1125.0184 | 125.0184
2027 | 7 | 21 | 14 | 1134.6663 | 134.6663
2027 | 7 | 21 | 15 | 1141.5414 | 141.5414
2027 | 7 | 21 | 16 | 1138.9611 | 138.9611
2027 | 7 | 21 | 17 | 1131.1906 | 131.1906
2027 | 7 | 21 | 18 | 1112.618 | 112.618
2027 | 7 | 21 | 19 | 1089.6864 | 89.6864
2027 | 7 | 21 | 20 | 1056.4874 | 56.4874
2027 | 7 | 21 | 21 | 1025.2823 | 25.2823
2027 | 7 | 21 | 22 | 967.6253 | 0
2027 | 7 | 21 | 23 | 893.6381 | 0
2027 | 7 | 22 | 0 | 821.1362 | 0
2027 | 7 | 22 | 1 | 772.4219 | 0
2027 | 7 | 22 | 2 | 723.7076 | 0
2027 | 7 | 22 | 3 | 702.8161 | 0
2027 | 7 | 22 | 4 | 693.8377 | 0
2027 | 7 | 22 | 5 | 705.9842 | 0
2027 | 7 | 22 | 6 | 743.5321 | 0
2027 | 7 | 22 | 7 | 809.0515 | 0
2027 | 7 | 22 | 8 | 874.5709 | 0
2027 | 7 | 22 | 9 | 939.8485 | 0
2027 | 7 | 22 | 10 | 990.7084 | 0
2027 | 7 | 22 | 11 | 1030.5351 | 30.5351
2027 | 7 | 22 | 12 | 1056.0813 | 56.0813
2027 | 7 | 22 | 13 | 1079.363 | 79.363
2027 | 7 | 22 | 14 | 1093.9804 | 93.9804
2027 | 7 | 22 | 15 | 1104.2997 | 104.2997
2027 | 7 | 22 | 16 | 1111.2243 | 111.2243
2027 | 7 | 22 | 17 | 1104.1979 | 104.1979
2027 | 7 | 22 | 18 | 1069.3448 | 69.3448
2027 | 7 | 22 | 19 | 1033.6316 | 33.6316
2027 | 7 | 22 | 20 | 990.2549 | 0
2027 | 7 | 22 | 21 | 953.725 | 0
2027 | 7 | 22 | 22 | 900.2832 | 0
2027 | 7 | 22 | 23 | 830.7922 | 0
2027 | 7 | 23 | 0 | 778.8472 | 0
2027 | 7 | 23 | 1 | 726.9022 | 0
2027 | 7 | 23 | 2 | 696.8836 | 0
2027 | 7 | 23 | 3 | 679.3687 | 0
2027 | 7 | 23 | 4 | 672.2882 | 0
2027 | 7 | 23 | 5 | 686.2357 | 0
2027 | 7 | 23 | 6 | 726.081 | 0
2027 | 7 | 23 | 7 | 786.597 | 0
2027 | 7 | 23 | 8 | 847.113 | 0
2027 | 7 | 23 | 9 | 917.8064 | 0
2027 | 7 | 23 | 10 | 969.8112 | 0
2027 | 7 | 23 | 11 | 1007.9802 | 7.9802
2027 | 7 | 23 | 12 | 1030.9715 | 30.9715
2027 | 7 | 23 | 13 | 1047.8887 | 47.8887
2027 | 7 | 23 | 14 | 1054.7032 | 54.7032
2027 | 7 | 23 | 15 | 1055.9643 | 55.9643
2027 | 7 | 23 | 16 | 1055.5363 | 55.5363
2027 | 7 | 23 | 17 | 1048.7914 | 48.7914
2027 | 7 | 23 | 18 | 1017.9109 | 17.9109
2027 | 7 | 23 | 19 | 988.6355 | 0
2027 | 7 | 23 | 20 | 955.3888 | 0
2027 | 7 | 23 | 21 | 925.9025 | 0
2027 | 7 | 23 | 22 | 881.9799 | 0
2027 | 7 | 23 | 23 | 823.8287 | 0
2027 | 7 | 24 | 0 | 753.6929 | 0
2027 | 7 | 24 | 1 | 704.3041 | 0
2027 | 7 | 24 | 2 | 654.9154 | 0
2027 | 7 | 24 | 3 | 635.2312 | 0
2027 | 7 | 24 | 4 | 623.2327 | 0
2027 | 7 | 24 | 5 | 620.1824 | 0
2027 | 7 | 24 | 6 | 629.5094 | 0
2027 | 7 | 24 | 7 | 638.8364 | 0
2027 | 7 | 24 | 8 | 693.2303 | 0
2027 | 7 | 24 | 9 | 743.5912 | 0
2027 | 7 | 24 | 10 | 793.9521 | 0
2027 | 7 | 24 | 11 | 826.2056 | 0
2027 | 7 | 24 | 12 | 840.9265 | 0
2027 | 7 | 24 | 13 | 847.119 | 0
2027 | 7 | 24 | 14 | 848.7387 | 0
2027 | 7 | 24 | 15 | 847.9047 | 0
2027 | 7 | 24 | 16 | 849.1679 | 0
2027 | 7 | 24 | 17 | 847.6061 | 0
2027 | 7 | 24 | 18 | 824.731 | 0
2027 | 7 | 24 | 19 | 809.0456 | 0
2027 | 7 | 24 | 20 | 785.1845 | 0
2027 | 7 | 24 | 21 | 769.5291 | 0
2027 | 7 | 24 | 22 | 744.8299 | 0
2027 | 7 | 24 | 23 | 709.0972 | 0
2027 | 7 | 25 | 0 | 657.2193 | 0
2027 | 7 | 25 | 1 | 622.0636 | 0
2027 | 7 | 25 | 2 | 596.8715 | 0
2027 | 7 | 25 | 3 | 571.6794 | 0
2027 | 7 | 25 | 4 | 562.5378 | 0
2027 | 7 | 25 | 5 | 559.6425 | 0
2027 | 7 | 25 | 6 | 560.1044 | 0
2027 | 7 | 25 | 7 | 583.2169 | 0
2027 | 7 | 25 | 8 | 606.3294 | 0
2027 | 7 | 25 | 9 | 652.0926 | 0
2027 | 7 | 25 | 10 | 692.6565 | 0
2027 | 7 | 25 | 11 | 726.5586 | 0
2027 | 7 | 25 | 12 | 746.1804 | 0
2027 | 7 | 25 | 13 | 754.4857 | 0
2027 | 7 | 25 | 14 | 757.9724 | 0
2027 | 7 | 25 | 15 | 762.1094 | 0
2027 | 7 | 25 | 16 | 766.3342 | 0
2027 | 7 | 25 | 17 | 779.4723 | 0
2027 | 7 | 25 | 18 | 768.3613 | 0
2027 | 7 | 25 | 19 | 755.5259 | 0
2027 | 7 | 25 | 20 | 740.9363 | 0
2027 | 7 | 25 | 21 | 730.4474 | 0
2027 | 7 | 25 | 22 | 705.9534 | 0
2027 | 7 | 25 | 23 | 665.5036 | 0
2027 | 7 | 26 | 0 | 613.5824 | 0
2027 | 7 | 26 | 1 | 596.8901 | 0
2027 | 7 | 26 | 2 | 578.5862 | 0
2027 | 7 | 26 | 3 | 570.2941 | 0
2027 | 7 | 26 | 4 | 570.418 | 0
2027 | 7 | 26 | 5 | 591.9266 | 0
2027 | 7 | 26 | 6 | 638.222 | 0
2027 | 7 | 26 | 7 | 692.0347 | 0
2027 | 7 | 26 | 8 | 745.8475 | 0
2027 | 7 | 26 | 9 | 795.5889 | 0
2027 | 7 | 26 | 10 | 828.3965 | 0
2027 | 7 | 26 | 11 | 853.3832 | 0
2027 | 7 | 26 | 12 | 866.3576 | 0
2027 | 7 | 26 | 13 | 877.2962 | 0
2027 | 7 | 26 | 14 | 880.8464 | 0
2027 | 7 | 26 | 15 | 882.6294 | 0
2027 | 7 | 26 | 16 | 883.1536 | 0
2027 | 7 | 26 | 17 | 876.4307 | 0
2027 | 7 | 26 | 18 | 849.0534 | 0
2027 | 7 | 26 | 19 | 842.6988 | 0
2027 | 7 | 26 | 20 | 826.0856 | 0
2027 | 7 | 26 | 21 | 802.1215 | 0
2027 | 7 | 26 | 22 | 756.693 | 0
2027 | 7 | 26 | 23 | 699.0197 | 0
2027 | 7 | 27 | 0 | 636.9471 | 0
2027 | 7 | 27 | 1 | 613.9213 | 0
2027 | 7 | 27 | 2 | 594.9458 | 0
2027 | 7 | 27 | 3 | 586.0708 | 0
2027 | 7 | 27 | 4 | 585.0835 | 0
2027 | 7 | 27 | 5 | 604.6684 | 0
2027 | 7 | 27 | 6 | 646.0954 | 0
2027 | 7 | 27 | 7 | 702.1011 | 0
2027 | 7 | 27 | 8 | 758.1069 | 0
2027 | 7 | 27 | 9 | 796.2602 | 0
2027 | 7 | 27 | 10 | 838.2949 | 0
2027 | 7 | 27 | 11 | 872.1404 | 0
2027 | 7 | 27 | 12 | 895.1445 | 0
2027 | 7 | 27 | 13 | 910.0902 | 0
2027 | 7 | 27 | 14 | 921.0389 | 0
2027 | 7 | 27 | 15 | 925.7496 | 0
2027 | 7 | 27 | 16 | 919.2669 | 0
2027 | 7 | 27 | 17 | 910.9528 | 0
2027 | 7 | 27 | 18 | 893.5908 | 0
2027 | 7 | 27 | 19 | 883.3877 | 0
2027 | 7 | 27 | 20 | 867.4357 | 0
2027 | 7 | 27 | 21 | 835.9245 | 0
2027 | 7 | 27 | 22 | 784.76 | 0
2027 | 7 | 27 | 23 | 721.8811 | 0
2027 | 7 | 28 | 0 | 671.6781 | 0
2027 | 7 | 28 | 1 | 649.6257 | 0
2027 | 7 | 28 | 2 | 627.5733 | 0
2027 | 7 | 28 | 3 | 615.5645 | 0
2027 | 7 | 28 | 4 | 612.5176 | 0
2027 | 7 | 28 | 5 | 626.9749 | 0
2027 | 7 | 28 | 6 | 663.5509 | 0
2027 | 7 | 28 | 7 | 718.214 | 0
2027 | 7 | 28 | 8 | 772.877 | 0
2027 | 7 | 28 | 9 | 813.9594 | 0
2027 | 7 | 28 | 10 | 852.1378 | 0
2027 | 7 | 28 | 11 | 883.0409 | 0
2027 | 7 | 28 | 12 | 921.8664 | 0
2027 | 7 | 28 | 13 | 940.5584 | 0
2027 | 7 | 28 | 14 | 950.6014 | 0
2027 | 7 | 28 | 15 | 961.8631 | 0
2027 | 7 | 28 | 16 | 968.1199 | 0
2027 | 7 | 28 | 17 | 971.1026 | 0
2027 | 7 | 28 | 18 | 955.3069 | 0
2027 | 7 | 28 | 19 | 929.3638 | 0
2027 | 7 | 28 | 20 | 901.1877 | 0
2027 | 7 | 28 | 21 | 873.8177 | 0
2027 | 7 | 28 | 22 | 826.4344 | 0
2027 | 7 | 28 | 23 | 781.8932 | 0
2027 | 7 | 29 | 0 | 751.6705 | 0
2027 | 7 | 29 | 1 | 721.4478 | 0
2027 | 7 | 29 | 2 | 705.5436 | 0
2027 | 7 | 29 | 3 | 686.4933 | 0
2027 | 7 | 29 | 4 | 679.5942 | 0
2027 | 7 | 29 | 5 | 692.5454 | 0
2027 | 7 | 29 | 6 | 726.9032 | 0
2027 | 7 | 29 | 7 | 794.5247 | 0
2027 | 7 | 29 | 8 | 862.1462 | 0
2027 | 7 | 29 | 9 | 932.1677 | 0
2027 | 7 | 29 | 10 | 989.291 | 0
2027 | 7 | 29 | 11 | 1036.9076 | 36.9076
2027 | 7 | 29 | 12 | 1070.3318 | 70.3318
2027 | 7 | 29 | 13 | 1100.6372 | 100.6372
2027 | 7 | 29 | 14 | 1115.6399 | 115.6399
2027 | 7 | 29 | 15 | 1126.9863 | 126.9863
2027 | 7 | 29 | 16 | 1127.7868 | 127.7868
2027 | 7 | 29 | 17 | 1118.496 | 118.496
2027 | 7 | 29 | 18 | 1084.884 | 84.884
2027 | 7 | 29 | 19 | 1051.3201 | 51.3201
2027 | 7 | 29 | 20 | 1014.7276 | 14.7276
2027 | 7 | 29 | 21 | 999.6573 | 0
2027 | 7 | 29 | 22 | 944.972 | 0
2027 | 7 | 29 | 23 | 874.9054 | 0
2027 | 7 | 30 | 0 | 821.8988 | 0
2027 | 7 | 30 | 1 | 768.8923 | 0
2027 | 7 | 30 | 2 | 737.4933 | 0
2027 | 7 | 30 | 3 | 718.1107 | 0
2027 | 7 | 30 | 4 | 709.3086 | 0
2027 | 7 | 30 | 5 | 721.7317 | 0
2027 | 7 | 30 | 6 | 756.8967 | 0
2027 | 7 | 30 | 7 | 826.6468 | 0
2027 | 7 | 30 | 8 | 897.0251 | 0
2027 | 7 | 30 | 9 | 969.1325 | 0
2027 | 7 | 30 | 10 | 1036.5377 | 36.5377
2027 | 7 | 30 | 11 | 1086.3535 | 86.3535
2027 | 7 | 30 | 12 | 1114.3884 | 114.3884
2027 | 7 | 30 | 13 | 1137.1929 | 137.1929
2027 | 7 | 30 | 14 | 1151.8477 | 151.8477
2027 | 7 | 30 | 15 | 1160.0229 | 160.0229
2027 | 7 | 30 | 16 | 1160.2594 | 160.2594
2027 | 7 | 30 | 17 | 1147.7052 | 147.7052
2027 | 7 | 30 | 18 | 1114.3002 | 114.3002
2027 | 7 | 30 | 19 | 1076.495 | 76.495
2027 | 7 | 30 | 20 | 1034.9143 | 34.9143
2027 | 7 | 30 | 21 | 1017.9678 | 17.9678
2027 | 7 | 30 | 22 | 972.2917 | 0
2027 | 7 | 30 | 23 | 905.0415 | 0
2027 | 7 | 31 | 0 | 842.9176 | 0
2027 | 7 | 31 | 1 | 794.5287 | 0
2027 | 7 | 31 | 2 | 746.1398 | 0
2027 | 7 | 31 | 3 | 723.5951 | 0
2027 | 7 | 31 | 4 | 709.4966 | 0
2027 | 7 | 31 | 5 | 706.3199 | 0
2027 | 7 | 31 | 6 | 709.9699 | 0
2027 | 7 | 31 | 7 | 734.1742 | 0
2027 | 7 | 31 | 8 | 792.0435 | 0
2027 | 7 | 31 | 9 | 856.7785 | 0
2027 | 7 | 31 | 10 | 919.2917 | 0
2027 | 7 | 31 | 11 | 969.229 | 0
2027 | 7 | 31 | 12 | 1000.1865 | 0.18646
2027 | 7 | 31 | 13 | 1017.5118 | 17.5118
2027 | 7 | 31 | 14 | 1023.7587 | 23.7587
2027 | 7 | 31 | 15 | 1021.0361 | 21.0361
2027 | 7 | 31 | 16 | 1018.8813 | 18.8813
2027 | 7 | 31 | 17 | 1013.1924 | 13.1924
2027 | 7 | 31 | 18 | 986.4667 | 0
2027 | 7 | 31 | 19 | 953.2945 | 0
2027 | 7 | 31 | 20 | 918.5742 | 0
2027 | 7 | 31 | 21 | 914.3821 | 0
2027 | 7 | 31 | 22 | 879.0592 | 0
2027 | 7 | 31 | 23 | 836.6771 | 0
2027 | 8 | 1 | 0 | 783.8753 | 0
2027 | 8 | 1 | 1 | 733.984 | 0
2027 | 8 | 1 | 2 | 684.0927 | 0
2027 | 8 | 1 | 3 | 658.5409 | 0
2027 | 8 | 1 | 4 | 642.0555 | 0
2027 | 8 | 1 | 5 | 636.4945 | 0
2027 | 8 | 1 | 6 | 632.0062 | 0
2027 | 8 | 1 | 7 | 645.696 | 0
2027 | 8 | 1 | 8 | 702.6708 | 0
2027 | 8 | 1 | 9 | 767.0912 | 0
2027 | 8 | 1 | 10 | 827.6611 | 0
2027 | 8 | 1 | 11 | 876.8283 | 0
2027 | 8 | 1 | 12 | 908.2953 | 0
2027 | 8 | 1 | 13 | 923.8862 | 0
2027 | 8 | 1 | 14 | 930.7598 | 0
2027 | 8 | 1 | 15 | 931.8195 | 0
2027 | 8 | 1 | 16 | 934.6263 | 0
2027 | 8 | 1 | 17 | 931.3492 | 0
2027 | 8 | 1 | 18 | 905.5143 | 0
2027 | 8 | 1 | 19 | 884.2343 | 0
2027 | 8 | 1 | 20 | 861.2532 | 0
2027 | 8 | 1 | 21 | 864.9078 | 0
2027 | 8 | 1 | 22 | 826.3412 | 0
2027 | 8 | 1 | 23 | 769.3435 | 0
2027 | 8 | 2 | 0 | 726.093 | 0
2027 | 8 | 2 | 1 | 682.8425 | 0
2027 | 8 | 2 | 2 | 658.0958 | 0
2027 | 8 | 2 | 3 | 642.8058 | 0
2027 | 8 | 2 | 4 | 634.3074 | 0
2027 | 8 | 2 | 5 | 639.2627 | 0
2027 | 8 | 2 | 6 | 648.2936 | 0
2027 | 8 | 2 | 7 | 669.043 | 0
2027 | 8 | 2 | 8 | 718.149 | 0
2027 | 8 | 2 | 9 | 767.2549 | 0
2027 | 8 | 2 | 10 | 830.5226 | 0
2027 | 8 | 2 | 11 | 882.0692 | 0
2027 | 8 | 2 | 12 | 919.7783 | 0
2027 | 8 | 2 | 13 | 940.3272 | 0
2027 | 8 | 2 | 14 | 946.1065 | 0
2027 | 8 | 2 | 15 | 943.0027 | 0
2027 | 8 | 2 | 16 | 946.8495 | 0
2027 | 8 | 2 | 17 | 955.1678 | 0
2027 | 8 | 2 | 18 | 930.1238 | 0
2027 | 8 | 2 | 19 | 912.3307 | 0
2027 | 8 | 2 | 20 | 903.4658 | 0
2027 | 8 | 2 | 21 | 907.2664 | 0
2027 | 8 | 2 | 22 | 868.2445 | 0
2027 | 8 | 2 | 23 | 815.7403 | 0
2027 | 8 | 3 | 0 | 753.4418 | 0
2027 | 8 | 3 | 1 | 738.7109 | 0
2027 | 8 | 3 | 2 | 708.9956 | 0
2027 | 8 | 3 | 3 | 691.1295 | 0
2027 | 8 | 3 | 4 | 684.8518 | 0
2027 | 8 | 3 | 5 | 701.6182 | 0
2027 | 8 | 3 | 6 | 740.7197 | 0
2027 | 8 | 3 | 7 | 805.1864 | 0
2027 | 8 | 3 | 8 | 869.6532 | 0
2027 | 8 | 3 | 9 | 923.6275 | 0
2027 | 8 | 3 | 10 | 985.8658 | 0
2027 | 8 | 3 | 11 | 1031.2495 | 31.2495
2027 | 8 | 3 | 12 | 1062.2345 | 62.2345
2027 | 8 | 3 | 13 | 1082.1036 | 82.1036
2027 | 8 | 3 | 14 | 1088.0951 | 88.0951
2027 | 8 | 3 | 15 | 1087.5902 | 87.5902
2027 | 8 | 3 | 16 | 1076.2628 | 76.2628
2027 | 8 | 3 | 17 | 1066.4524 | 66.4524
2027 | 8 | 3 | 18 | 1046.4902 | 46.4902
2027 | 8 | 3 | 19 | 1024.5213 | 24.5213
2027 | 8 | 3 | 20 | 1002.5383 | 2.5383
2027 | 8 | 3 | 21 | 986 | 0
2027 | 8 | 3 | 22 | 924.5036 | 0
2027 | 8 | 3 | 23 | 857.5456 | 0
2027 | 8 | 4 | 0 | 800.4079 | 0
2027 | 8 | 4 | 1 | 743.2703 | 0
2027 | 8 | 4 | 2 | 695.9529 | 0
2027 | 8 | 4 | 3 | 679.2187 | 0
2027 | 8 | 4 | 4 | 673.5164 | 0
2027 | 8 | 4 | 5 | 689.5862 | 0
2027 | 8 | 4 | 6 | 724.6385 | 0
2027 | 8 | 4 | 7 | 771.7539 | 0
2027 | 8 | 4 | 8 | 818.8692 | 0
2027 | 8 | 4 | 9 | 858.5658 | 0
2027 | 8 | 4 | 10 | 898.18 | 0
2027 | 8 | 4 | 11 | 928.3841 | 0
2027 | 8 | 4 | 12 | 965.2923 | 0
2027 | 8 | 4 | 13 | 979.7914 | 0
2027 | 8 | 4 | 14 | 982.1036 | 0
2027 | 8 | 4 | 15 | 979.4194 | 0
2027 | 8 | 4 | 16 | 975.0015 | 0
2027 | 8 | 4 | 17 | 973.4967 | 0
2027 | 8 | 4 | 18 | 960.6346 | 0
2027 | 8 | 4 | 19 | 930.7005 | 0
2027 | 8 | 4 | 20 | 908.0916 | 0
2027 | 8 | 4 | 21 | 898.1623 | 0
2027 | 8 | 4 | 22 | 848.7713 | 0
2027 | 8 | 4 | 23 | 792.4179 | 0
2027 | 8 | 5 | 0 | 734.3209 | 0
2027 | 8 | 5 | 1 | 692.354 | 0
2027 | 8 | 5 | 2 | 664.2791 | 0
2027 | 8 | 5 | 3 | 636.2043 | 0
2027 | 8 | 5 | 4 | 632.5271 | 0
2027 | 8 | 5 | 5 | 648.8658 | 0
2027 | 8 | 5 | 6 | 688.2633 | 0
2027 | 8 | 5 | 7 | 747.805 | 0
2027 | 8 | 5 | 8 | 807.3466 | 0
2027 | 8 | 5 | 9 | 866.1335 | 0
2027 | 8 | 5 | 10 | 913.6537 | 0
2027 | 8 | 5 | 11 | 948.5035 | 0
2027 | 8 | 5 | 12 | 971.0416 | 0
2027 | 8 | 5 | 13 | 992.9937 | 0
2027 | 8 | 5 | 14 | 1003.9224 | 3.9224
2027 | 8 | 5 | 15 | 1009.9888 | 9.9888
2027 | 8 | 5 | 16 | 1012.3251 | 12.3251
2027 | 8 | 5 | 17 | 1005.3318 | 5.3318
2027 | 8 | 5 | 18 | 970.0937 | 0
2027 | 8 | 5 | 19 | 932.5247 | 0
2027 | 8 | 5 | 20 | 899.5155 | 0
2027 | 8 | 5 | 21 | 892.6437 | 0
2027 | 8 | 5 | 22 | 840.3417 | 0
2027 | 8 | 5 | 23 | 778.0249 | 0
2027 | 8 | 6 | 0 | 733.5021 | 0
2027 | 8 | 6 | 1 | 688.9793 | 0
2027 | 8 | 6 | 2 | 664.5754 | 0
2027 | 8 | 6 | 3 | 651.0078 | 0
2027 | 8 | 6 | 4 | 647.1652 | 0
2027 | 8 | 6 | 5 | 663.7141 | 0
2027 | 8 | 6 | 6 | 703.046 | 0
2027 | 8 | 6 | 7 | 757.8859 | 0
2027 | 8 | 6 | 8 | 812.7258 | 0
2027 | 8 | 6 | 9 | 864.3765 | 0
2027 | 8 | 6 | 10 | 914.3751 | 0
2027 | 8 | 6 | 11 | 949.5849 | 0
2027 | 8 | 6 | 12 | 970.5357 | 0
2027 | 8 | 6 | 13 | 987.1621 | 0
2027 | 8 | 6 | 14 | 992.6031 | 0
2027 | 8 | 6 | 15 | 988.2566 | 0
2027 | 8 | 6 | 16 | 991.2873 | 0
2027 | 8 | 6 | 17 | 983.2654 | 0
2027 | 8 | 6 | 18 | 943.9349 | 0
2027 | 8 | 6 | 19 | 904.9985 | 0
2027 | 8 | 6 | 20 | 874.8884 | 0
2027 | 8 | 6 | 21 | 866.1505 | 0
2027 | 8 | 6 | 22 | 816.901 | 0
2027 | 8 | 6 | 23 | 763.1216 | 0
2027 | 8 | 7 | 0 | 717.4548 | 0
2027 | 8 | 7 | 1 | 675.621 | 0
2027 | 8 | 7 | 2 | 633.7873 | 0
2027 | 8 | 7 | 3 | 617.6227 | 0
2027 | 8 | 7 | 4 | 607.972 | 0
2027 | 8 | 7 | 5 | 605.282 | 0
2027 | 8 | 7 | 6 | 607.7559 | 0
2027 | 8 | 7 | 7 | 622.9491 | 0
2027 | 8 | 7 | 8 | 671.0711 | 0
2027 | 8 | 7 | 9 | 717.9337 | 0
2027 | 8 | 7 | 10 | 764.7962 | 0
2027 | 8 | 7 | 11 | 797.9221 | 0
2027 | 8 | 7 | 12 | 815.6652 | 0
2027 | 8 | 7 | 13 | 826.2649 | 0
2027 | 8 | 7 | 14 | 831.9044 | 0
2027 | 8 | 7 | 15 | 835.2996 | 0
2027 | 8 | 7 | 16 | 838.908 | 0
2027 | 8 | 7 | 17 | 838.0866 | 0
2027 | 8 | 7 | 18 | 813.2743 | 0
2027 | 8 | 7 | 19 | 775.0507 | 0
2027 | 8 | 7 | 20 | 749.4623 | 0
2027 | 8 | 7 | 21 | 752.7798 | 0
2027 | 8 | 7 | 22 | 724.1742 | 0
2027 | 8 | 7 | 23 | 690.8775 | 0
2027 | 8 | 8 | 0 | 658.2686 | 0
2027 | 8 | 8 | 1 | 617.5167 | 0
2027 | 8 | 8 | 2 | 576.7647 | 0
2027 | 8 | 8 | 3 | 562.8408 | 0
2027 | 8 | 8 | 4 | 555.2651 | 0
2027 | 8 | 8 | 5 | 553.7465 | 0
2027 | 8 | 8 | 6 | 551.0333 | 0
2027 | 8 | 8 | 7 | 557.3198 | 0
2027 | 8 | 8 | 8 | 597.3775 | 0
2027 | 8 | 8 | 9 | 643.9076 | 0
2027 | 8 | 8 | 10 | 686.2683 | 0
2027 | 8 | 8 | 11 | 717.3499 | 0
2027 | 8 | 8 | 12 | 737.6565 | 0
2027 | 8 | 8 | 13 | 746.4596 | 0
2027 | 8 | 8 | 14 | 749.1617 | 0
2027 | 8 | 8 | 15 | 752.6722 | 0
2027 | 8 | 8 | 16 | 759.756 | 0
2027 | 8 | 8 | 17 | 766.3562 | 0
2027 | 8 | 8 | 18 | 743.9795 | 0
2027 | 8 | 8 | 19 | 722.2215 | 0
2027 | 8 | 8 | 20 | 714.8504 | 0
2027 | 8 | 8 | 21 | 721.6858 | 0
2027 | 8 | 8 | 22 | 692.6798 | 0
2027 | 8 | 8 | 23 | 657.0686 | 0
2027 | 8 | 9 | 0 | 611.9076 | 0
2027 | 8 | 9 | 1 | 628.0315 | 0
2027 | 8 | 9 | 2 | 613.1477 | 0
2027 | 8 | 9 | 3 | 605.7939 | 0
2027 | 8 | 9 | 4 | 606.3637 | 0
2027 | 8 | 9 | 5 | 626.5838 | 0
2027 | 8 | 9 | 6 | 669.6222 | 0
2027 | 8 | 9 | 7 | 718.6344 | 0
2027 | 8 | 9 | 8 | 767.6465 | 0
2027 | 8 | 9 | 9 | 823.9454 | 0
2027 | 8 | 9 | 10 | 868.0236 | 0
2027 | 8 | 9 | 11 | 897.8363 | 0
2027 | 8 | 9 | 12 | 917.5915 | 0
2027 | 8 | 9 | 13 | 935.5143 | 0
2027 | 8 | 9 | 14 | 940.5131 | 0
2027 | 8 | 9 | 15 | 940.7457 | 0
2027 | 8 | 9 | 16 | 939.4021 | 0
2027 | 8 | 9 | 17 | 931.1853 | 0
2027 | 8 | 9 | 18 | 907.0898 | 0
2027 | 8 | 9 | 19 | 875.0115 | 0
2027 | 8 | 9 | 20 | 864.5989 | 0
2027 | 8 | 9 | 21 | 856.4621 | 0
2027 | 8 | 9 | 22 | 807.8807 | 0
2027 | 8 | 9 | 23 | 754.1157 | 0
2027 | 8 | 10 | 0 | 696.8822 | 0
2027 | 8 | 10 | 1 | 686.4875 | 0
2027 | 8 | 10 | 2 | 664.0041 | 0
2027 | 8 | 10 | 3 | 651.7087 | 0
2027 | 8 | 10 | 4 | 648.2542 | 0
2027 | 8 | 10 | 5 | 666.9605 | 0
2027 | 8 | 10 | 6 | 705.7663 | 0
2027 | 8 | 10 | 7 | 762.5963 | 0
2027 | 8 | 10 | 8 | 810.681 | 0
2027 | 8 | 10 | 9 | 853.3022 | 0
2027 | 8 | 10 | 10 | 903.2145 | 0
2027 | 8 | 10 | 11 | 942.1225 | 0
2027 | 8 | 10 | 12 | 967.9924 | 0
2027 | 8 | 10 | 13 | 984.7146 | 0
2027 | 8 | 10 | 14 | 989.9062 | 0
2027 | 8 | 10 | 15 | 987.2372 | 0
2027 | 8 | 10 | 16 | 973.2439 | 0
2027 | 8 | 10 | 17 | 966.1631 | 0
2027 | 8 | 10 | 18 | 943.8758 | 0
2027 | 8 | 10 | 19 | 918.0103 | 0
2027 | 8 | 10 | 20 | 916.5912 | 0
2027 | 8 | 10 | 21 | 901.9823 | 0
2027 | 8 | 10 | 22 | 846.6226 | 0
2027 | 8 | 10 | 23 | 784.4503 | 0
2027 | 8 | 11 | 0 | 731.3994 | 0
2027 | 8 | 11 | 1 | 706.2235 | 0
2027 | 8 | 11 | 2 | 681.0476 | 0
2027 | 8 | 11 | 3 | 666.4235 | 0
2027 | 8 | 11 | 4 | 661.8953 | 0
2027 | 8 | 11 | 5 | 676.3193 | 0
2027 | 8 | 11 | 6 | 712.7386 | 0
2027 | 8 | 11 | 7 | 769.2438 | 0
2027 | 8 | 11 | 8 | 825.749 | 0
2027 | 8 | 11 | 9 | 879.5461 | 0
2027 | 8 | 11 | 10 | 929.7278 | 0
2027 | 8 | 11 | 11 | 966.0748 | 0
2027 | 8 | 11 | 12 | 1003.922 | 3.922
2027 | 8 | 11 | 13 | 1024.9557 | 24.9557
2027 | 8 | 11 | 14 | 1036.0787 | 36.0787
2027 | 8 | 11 | 15 | 1042.7903 | 42.7903
2027 | 8 | 11 | 16 | 1046.1862 | 46.1862
2027 | 8 | 11 | 17 | 1040.9291 | 40.9291
2027 | 8 | 11 | 18 | 1012.6895 | 12.6895
2027 | 8 | 11 | 19 | 967.6552 | 0
2027 | 8 | 11 | 20 | 935.1123 | 0
2027 | 8 | 11 | 21 | 920.4933 | 0
2027 | 8 | 11 | 22 | 866.7383 | 0
2027 | 8 | 11 | 23 | 806.513 | 0
2027 | 8 | 12 | 0 | 754.9662 | 0
2027 | 8 | 12 | 1 | 703.4194 | 0
2027 | 8 | 12 | 2 | 674.9069 | 0
2027 | 8 | 12 | 3 | 646.3944 | 0
2027 | 8 | 12 | 4 | 641.0637 | 0
2027 | 8 | 12 | 5 | 653.4034 | 0
2027 | 8 | 12 | 6 | 685.728 | 0
2027 | 8 | 12 | 7 | 731.0933 | 0
2027 | 8 | 12 | 8 | 765.3534 | 0
2027 | 8 | 12 | 9 | 813.8133 | 0
2027 | 8 | 12 | 10 | 846.4603 | 0
2027 | 8 | 12 | 11 | 868.6358 | 0
2027 | 8 | 12 | 12 | 879.9338 | 0
2027 | 8 | 12 | 13 | 891.6477 | 0
2027 | 8 | 12 | 14 | 894.6246 | 0
2027 | 8 | 12 | 15 | 892.6256 | 0
2027 | 8 | 12 | 16 | 885.7351 | 0
2027 | 8 | 12 | 17 | 874.206 | 0
2027 | 8 | 12 | 18 | 840.866 | 0
2027 | 8 | 12 | 19 | 807.1407 | 0
2027 | 8 | 12 | 20 | 793.4429 | 0
2027 | 8 | 12 | 21 | 786.5012 | 0
2027 | 8 | 12 | 22 | 744.9041 | 0
2027 | 8 | 12 | 23 | 696.6426 | 0
2027 | 8 | 13 | 0 | 648.3811 | 0
2027 | 8 | 13 | 1 | 626.33 | 0
2027 | 8 | 13 | 2 | 604.279 | 0
2027 | 8 | 13 | 3 | 594.8251 | 0
2027 | 8 | 13 | 4 | 593.8687 | 0
2027 | 8 | 13 | 5 | 610.6962 | 0
2027 | 8 | 13 | 6 | 648.5568 | 0
2027 | 8 | 13 | 7 | 692.4064 | 0
2027 | 8 | 13 | 8 | 736.256 | 0
2027 | 8 | 13 | 9 | 787.3557 | 0
2027 | 8 | 13 | 10 | 826.4183 | 0
2027 | 8 | 13 | 11 | 851.9933 | 0
2027 | 8 | 13 | 12 | 865.9398 | 0
2027 | 8 | 13 | 13 | 877.8813 | 0
2027 | 8 | 13 | 14 | 879.4922 | 0
2027 | 8 | 13 | 15 | 880.7078 | 0
2027 | 8 | 13 | 16 | 877.1772 | 0
2027 | 8 | 13 | 17 | 868.7921 | 0
2027 | 8 | 13 | 18 | 840.8156 | 0
2027 | 8 | 13 | 19 | 805.9594 | 0
2027 | 8 | 13 | 20 | 788.5018 | 0
2027 | 8 | 13 | 21 | 777.0901 | 0
2027 | 8 | 13 | 22 | 737.1071 | 0
2027 | 8 | 13 | 23 | 696.0282 | 0
2027 | 8 | 14 | 0 | 648.6159 | 0
2027 | 8 | 14 | 1 | 616.7685 | 0
2027 | 8 | 14 | 2 | 595.531 | 0
2027 | 8 | 14 | 3 | 574.2936 | 0
2027 | 8 | 14 | 4 | 568.9073 | 0
2027 | 8 | 14 | 5 | 570.2988 | 0
2027 | 8 | 14 | 6 | 576.2573 | 0
2027 | 8 | 14 | 7 | 590.7268 | 0
2027 | 8 | 14 | 8 | 636.8638 | 0
2027 | 8 | 14 | 9 | 684.802 | 0
2027 | 8 | 14 | 10 | 730.978 | 0
2027 | 8 | 14 | 11 | 762.1556 | 0
2027 | 8 | 14 | 12 | 779.108 | 0
2027 | 8 | 14 | 13 | 790.2704 | 0
2027 | 8 | 14 | 14 | 797.5209 | 0
2027 | 8 | 14 | 15 | 802.3479 | 0
2027 | 8 | 14 | 16 | 806.8695 | 0
2027 | 8 | 14 | 17 | 808.0705 | 0
2027 | 8 | 14 | 18 | 784.8575 | 0
2027 | 8 | 14 | 19 | 750.1234 | 0
2027 | 8 | 14 | 20 | 731.8083 | 0
2027 | 8 | 14 | 21 | 728.025 | 0
2027 | 8 | 14 | 22 | 700.1661 | 0
2027 | 8 | 14 | 23 | 667.1543 | 0
2027 | 8 | 15 | 0 | 637.1551 | 0
2027 | 8 | 15 | 1 | 605.1318 | 0
2027 | 8 | 15 | 2 | 573.1086 | 0
2027 | 8 | 15 | 3 | 559.5427 | 0
2027 | 8 | 15 | 4 | 552.1436 | 0
2027 | 8 | 15 | 5 | 551.5881 | 0
2027 | 8 | 15 | 6 | 551.555 | 0
2027 | 8 | 15 | 7 | 555.6158 | 0
2027 | 8 | 15 | 8 | 598.5175 | 0
2027 | 8 | 15 | 9 | 644.4353 | 0
2027 | 8 | 15 | 10 | 689.338 | 0
2027 | 8 | 15 | 11 | 726.0629 | 0
2027 | 8 | 15 | 12 | 749.1313 | 0
2027 | 8 | 15 | 13 | 761.261 | 0
2027 | 8 | 15 | 14 | 768.6377 | 0
2027 | 8 | 15 | 15 | 773.5518 | 0
2027 | 8 | 15 | 16 | 779.1936 | 0
2027 | 8 | 15 | 17 | 785.4073 | 0
2027 | 8 | 15 | 18 | 766.418 | 0
2027 | 8 | 15 | 19 | 744.3604 | 0
2027 | 8 | 15 | 20 | 744.0101 | 0
2027 | 8 | 15 | 21 | 744.708 | 0
2027 | 8 | 15 | 22 | 712.7678 | 0
2027 | 8 | 15 | 23 | 675.8437 | 0
2027 | 8 | 16 | 0 | 638.9196 | 0
2027 | 8 | 16 | 1 | 635.8966 | 0
2027 | 8 | 16 | 2 | 616.7077 | 0
2027 | 8 | 16 | 3 | 606.449 | 0
2027 | 8 | 16 | 4 | 605.1682 | 0
2027 | 8 | 16 | 5 | 622.8016 | 0
2027 | 8 | 16 | 6 | 665.1363 | 0
2027 | 8 | 16 | 7 | 723.5366 | 0
2027 | 8 | 16 | 8 | 781.9369 | 0
2027 | 8 | 16 | 9 | 850.4014 | 0
2027 | 8 | 16 | 10 | 905.8621 | 0
2027 | 8 | 16 | 11 | 942.3768 | 0
2027 | 8 | 16 | 12 | 966.6374 | 0
2027 | 8 | 16 | 13 | 988.7526 | 0
2027 | 8 | 16 | 14 | 1002.9799 | 2.9799
2027 | 8 | 16 | 15 | 1012.9044 | 12.9044
2027 | 8 | 16 | 16 | 1021.071 | 21.071
2027 | 8 | 16 | 17 | 1019.3171 | 19.3171
2027 | 8 | 16 | 18 | 984.7499 | 0
2027 | 8 | 16 | 19 | 940.6977 | 0
2027 | 8 | 16 | 20 | 921.9089 | 0
2027 | 8 | 16 | 21 | 907.5559 | 0
2027 | 8 | 16 | 22 | 852.8059 | 0
2027 | 8 | 16 | 23 | 793.5996 | 0
2027 | 8 | 17 | 0 | 734.3933 | 0
2027 | 8 | 17 | 1 | 677.496 | 0
2027 | 8 | 17 | 2 | 654.7882 | 0
2027 | 8 | 17 | 3 | 642.7089 | 0
2027 | 8 | 17 | 4 | 639.5749 | 0
2027 | 8 | 17 | 5 | 658.4371 | 0
2027 | 8 | 17 | 6 | 699.6648 | 0
2027 | 8 | 17 | 7 | 754.6082 | 0
2027 | 8 | 17 | 8 | 809.5516 | 0
2027 | 8 | 17 | 9 | 855.0857 | 0
2027 | 8 | 17 | 10 | 903.8227 | 0
2027 | 8 | 17 | 11 | 937.8327 | 0
2027 | 8 | 17 | 12 | 959.6965 | 0
2027 | 8 | 17 | 13 | 974.2849 | 0
2027 | 8 | 17 | 14 | 976.0482 | 0
2027 | 8 | 17 | 15 | 974.768 | 0
2027 | 8 | 17 | 16 | 960.5405 | 0
2027 | 8 | 17 | 17 | 953.3656 | 0
2027 | 8 | 17 | 18 | 927.4874 | 0
2027 | 8 | 17 | 19 | 897.326 | 0
2027 | 8 | 17 | 20 | 897.2743 | 0
2027 | 8 | 17 | 21 | 876.3118 | 0
2027 | 8 | 17 | 22 | 820.3663 | 0
2027 | 8 | 17 | 23 | 764.0885 | 0
2027 | 8 | 18 | 0 | 737.2737 | 0
2027 | 8 | 18 | 1 | 710.4589 | 0
2027 | 8 | 18 | 2 | 686.022 | 0
2027 | 8 | 18 | 3 | 670.961 | 0
2027 | 8 | 18 | 4 | 666.3866 | 0
2027 | 8 | 18 | 5 | 683.19 | 0
2027 | 8 | 18 | 6 | 722.5592 | 0
2027 | 8 | 18 | 7 | 782.6112 | 0
2027 | 8 | 18 | 8 | 843.8473 | 0
2027 | 8 | 18 | 9 | 905.0833 | 0
2027 | 8 | 18 | 10 | 960.1995 | 0
2027 | 8 | 18 | 11 | 1003.8417 | 3.8417
2027 | 8 | 18 | 12 | 1046.3901 | 46.3901
2027 | 8 | 18 | 13 | 1074.6566 | 74.6566
2027 | 8 | 18 | 14 | 1094.6396 | 94.6396
2027 | 8 | 18 | 15 | 1104.7533 | 104.7533
2027 | 8 | 18 | 16 | 1108.5504 | 108.5504
2027 | 8 | 18 | 17 | 1099.7479 | 99.7479
2027 | 8 | 18 | 18 | 1074.9157 | 74.9157
2027 | 8 | 18 | 19 | 1037.2556 | 37.2556
2027 | 8 | 18 | 20 | 1016.401 | 16.401
2027 | 8 | 18 | 21 | 990.9645 | 0
2027 | 8 | 18 | 22 | 928.9049 | 0
2027 | 8 | 18 | 23 | 865.9139 | 0
2027 | 8 | 19 | 0 | 802.9229 | 0
2027 | 8 | 19 | 1 | 745.1372 | 0
2027 | 8 | 19 | 2 | 715.7868 | 0
2027 | 8 | 19 | 3 | 697.2762 | 0
2027 | 8 | 19 | 4 | 690.2584 | 0
2027 | 8 | 19 | 5 | 706.6732 | 0
2027 | 8 | 19 | 6 | 749.4894 | 0
2027 | 8 | 19 | 7 | 807.0681 | 0
2027 | 8 | 19 | 8 | 864.6468 | 0
2027 | 8 | 19 | 9 | 939.2976 | 0
2027 | 8 | 19 | 10 | 991.582 | 0
2027 | 8 | 19 | 11 | 1031.6415 | 31.6415
2027 | 8 | 19 | 12 | 1061.5291 | 61.5291
2027 | 8 | 19 | 13 | 1086.7654 | 86.7654
2027 | 8 | 19 | 14 | 1099.8144 | 99.8144
2027 | 8 | 19 | 15 | 1101.5223 | 101.5223
2027 | 8 | 19 | 16 | 1103.6551 | 103.6551
2027 | 8 | 19 | 17 | 1100.522 | 100.522
2027 | 8 | 19 | 18 | 1057.9636 | 57.9636
2027 | 8 | 19 | 19 | 1015.2251 | 15.2251
2027 | 8 | 19 | 20 | 1003.0501 | 3.0501
2027 | 8 | 19 | 21 | 979.9828 | 0
2027 | 8 | 19 | 22 | 921.1359 | 0
2027 | 8 | 19 | 23 | 852.342 | 0
2027 | 8 | 20 | 0 | 794.8941 | 0
2027 | 8 | 20 | 1 | 737.4462 | 0
2027 | 8 | 20 | 2 | 709.1747 | 0
2027 | 8 | 20 | 3 | 692.6003 | 0
2027 | 8 | 20 | 4 | 686.4731 | 0
2027 | 8 | 20 | 5 | 702.8385 | 0
2027 | 8 | 20 | 6 | 742.3332 | 0
2027 | 8 | 20 | 7 | 789.0029 | 0
2027 | 8 | 20 | 8 | 832.8799 | 0
2027 | 8 | 20 | 9 | 898.1385 | 0
2027 | 8 | 20 | 10 | 944.3242 | 0
2027 | 8 | 20 | 11 | 973.868 | 0
2027 | 8 | 20 | 12 | 992.9838 | 0
2027 | 8 | 20 | 13 | 1004.8784 | 4.8784
2027 | 8 | 20 | 14 | 1004.0362 | 4.0362
2027 | 8 | 20 | 15 | 1000.6717 | 0.67169
2027 | 8 | 20 | 16 | 992.9116 | 0
2027 | 8 | 20 | 17 | 978.9508 | 0
2027 | 8 | 20 | 18 | 937.6747 | 0
2027 | 8 | 20 | 19 | 904.0123 | 0
2027 | 8 | 20 | 20 | 908.1374 | 0
2027 | 8 | 20 | 21 | 888.244 | 0
2027 | 8 | 20 | 22 | 841.7992 | 0
2027 | 8 | 20 | 23 | 794.1546 | 0
2027 | 8 | 21 | 0 | 736.3037 | 0
2027 | 8 | 21 | 1 | 692.6181 | 0
2027 | 8 | 21 | 2 | 652.7392 | 0
2027 | 8 | 21 | 3 | 636.535 | 0
2027 | 8 | 21 | 4 | 628.7158 | 0
2027 | 8 | 21 | 5 | 629.6918 | 0
2027 | 8 | 21 | 6 | 638.2203 | 0
2027 | 8 | 21 | 7 | 651.5082 | 0
2027 | 8 | 21 | 8 | 705.8736 | 0
2027 | 8 | 21 | 9 | 760.2389 | 0
2027 | 8 | 21 | 10 | 826.2583 | 0
2027 | 8 | 21 | 11 | 866.3312 | 0
2027 | 8 | 21 | 12 | 890.0141 | 0
2027 | 8 | 21 | 13 | 901.8723 | 0
2027 | 8 | 21 | 14 | 905.8972 | 0
2027 | 8 | 21 | 15 | 905.3006 | 0
2027 | 8 | 21 | 16 | 903.2566 | 0
2027 | 8 | 21 | 17 | 898.0619 | 0
2027 | 8 | 21 | 18 | 864.0704 | 0
2027 | 8 | 21 | 19 | 830.7109 | 0
2027 | 8 | 21 | 20 | 824.5308 | 0
2027 | 8 | 21 | 21 | 809.5651 | 0
2027 | 8 | 21 | 22 | 774.1983 | 0
2027 | 8 | 21 | 23 | 736.5971 | 0
2027 | 8 | 22 | 0 | 683.1334 | 0
2027 | 8 | 22 | 1 | 662.6757 | 0
2027 | 8 | 22 | 2 | 635.289 | 0
2027 | 8 | 22 | 3 | 616.492 | 0
2027 | 8 | 22 | 4 | 605.4934 | 0
2027 | 8 | 22 | 5 | 603.435 | 0
2027 | 8 | 22 | 6 | 602.6348 | 0
2027 | 8 | 22 | 7 | 606.177 | 0
2027 | 8 | 22 | 8 | 659.0515 | 0
2027 | 8 | 22 | 9 | 716.972 | 0
2027 | 8 | 22 | 10 | 771.3518 | 0
2027 | 8 | 22 | 11 | 823.6963 | 0
2027 | 8 | 22 | 12 | 853.2456 | 0
2027 | 8 | 22 | 13 | 870.4971 | 0
2027 | 8 | 22 | 14 | 881.4518 | 0
2027 | 8 | 22 | 15 | 888.3659 | 0
2027 | 8 | 22 | 16 | 894.639 | 0
2027 | 8 | 22 | 17 | 897.2722 | 0
2027 | 8 | 22 | 18 | 864.9654 | 0
2027 | 8 | 22 | 19 | 835.4505 | 0
2027 | 8 | 22 | 20 | 837.758 | 0
2027 | 8 | 22 | 21 | 826.9581 | 0
2027 | 8 | 22 | 22 | 787.9702 | 0
2027 | 8 | 22 | 23 | 735.8922 | 0
2027 | 8 | 23 | 0 | 694.8681 | 0
2027 | 8 | 23 | 1 | 653.8439 | 0
2027 | 8 | 23 | 2 | 634.5917 | 0
2027 | 8 | 23 | 3 | 624.7307 | 0
2027 | 8 | 23 | 4 | 623.7132 | 0
2027 | 8 | 23 | 5 | 643.6295 | 0
2027 | 8 | 23 | 6 | 687.9717 | 0
2027 | 8 | 23 | 7 | 737.4927 | 0
2027 | 8 | 23 | 8 | 787.0137 | 0
2027 | 8 | 23 | 9 | 844.3114 | 0
2027 | 8 | 23 | 10 | 889.1569 | 0
2027 | 8 | 23 | 11 | 917.9921 | 0
2027 | 8 | 23 | 12 | 934.8328 | 0
2027 | 8 | 23 | 13 | 948.9351 | 0
2027 | 8 | 23 | 14 | 952.2591 | 0
2027 | 8 | 23 | 15 | 949.7627 | 0
2027 | 8 | 23 | 16 | 943.5653 | 0
2027 | 8 | 23 | 17 | 934.2569 | 0
2027 | 8 | 23 | 18 | 890.7321 | 0
2027 | 8 | 23 | 19 | 853.4839 | 0
2027 | 8 | 23 | 20 | 850.2252 | 0
2027 | 8 | 23 | 21 | 826.3168 | 0
2027 | 8 | 23 | 22 | 774.2663 | 0
2027 | 8 | 23 | 23 | 720.1889 | 0
2027 | 8 | 24 | 0 | 688.4178 | 0
2027 | 8 | 24 | 1 | 656.6468 | 0
2027 | 8 | 24 | 2 | 634.906 | 0
2027 | 8 | 24 | 3 | 623.7671 | 0
2027 | 8 | 24 | 4 | 621.9433 | 0
2027 | 8 | 24 | 5 | 643.0137 | 0
2027 | 8 | 24 | 6 | 686.7713 | 0
2027 | 8 | 24 | 7 | 741.5802 | 0
2027 | 8 | 24 | 8 | 794.9047 | 0
2027 | 8 | 24 | 9 | 839.9771 | 0
2027 | 8 | 24 | 10 | 891.1821 | 0
2027 | 8 | 24 | 11 | 927.7093 | 0
2027 | 8 | 24 | 12 | 950.9337 | 0
2027 | 8 | 24 | 13 | 968.7955 | 0
2027 | 8 | 24 | 14 | 977.7729 | 0
2027 | 8 | 24 | 15 | 981.2286 | 0
2027 | 8 | 24 | 16 | 973.0937 | 0
2027 | 8 | 24 | 17 | 964.9574 | 0
2027 | 8 | 24 | 18 | 930.9998 | 0
2027 | 8 | 24 | 19 | 893.2967 | 0
2027 | 8 | 24 | 20 | 889.9033 | 0
2027 | 8 | 24 | 21 | 859.3059 | 0
2027 | 8 | 24 | 22 | 797.0943 | 0
2027 | 8 | 24 | 23 | 740.7036 | 0
2027 | 8 | 25 | 0 | 694.1738 | 0
2027 | 8 | 25 | 1 | 647.644 | 0
2027 | 8 | 25 | 2 | 625.1384 | 0
2027 | 8 | 25 | 3 | 612.3244 | 0
2027 | 8 | 25 | 4 | 608.8452 | 0
2027 | 8 | 25 | 5 | 628.2175 | 0
2027 | 8 | 25 | 6 | 669.8502 | 0
2027 | 8 | 25 | 7 | 716.4792 | 0
2027 | 8 | 25 | 8 | 760.6004 | 0
2027 | 8 | 25 | 9 | 798.6289 | 0
2027 | 8 | 25 | 10 | 836.5894 | 0
2027 | 8 | 25 | 11 | 864.349 | 0
2027 | 8 | 25 | 12 | 895.2448 | 0
2027 | 8 | 25 | 13 | 910.9856 | 0
2027 | 8 | 25 | 14 | 918.968 | 0
2027 | 8 | 25 | 15 | 922.4121 | 0
2027 | 8 | 25 | 16 | 924.8056 | 0
2027 | 8 | 25 | 17 | 919.2011 | 0
2027 | 8 | 25 | 18 | 886.8239 | 0
2027 | 8 | 25 | 19 | 850.4319 | 0
2027 | 8 | 25 | 20 | 854.9538 | 0
2027 | 8 | 25 | 21 | 831.5209 | 0
2027 | 8 | 25 | 22 | 778.0293 | 0
2027 | 8 | 25 | 23 | 721.3633 | 0
2027 | 8 | 26 | 0 | 666.5261 | 0
2027 | 8 | 26 | 1 | 630.3232 | 0
2027 | 8 | 26 | 2 | 607.1922 | 0
2027 | 8 | 26 | 3 | 584.0612 | 0
2027 | 8 | 26 | 4 | 583.0544 | 0
2027 | 8 | 26 | 5 | 601.8549 | 0
2027 | 8 | 26 | 6 | 649.2143 | 0
2027 | 8 | 26 | 7 | 696.5737 | 0
2027 | 8 | 26 | 8 | 741.4189 | 0
2027 | 8 | 26 | 9 | 792.8863 | 0
2027 | 8 | 26 | 10 | 832.0741 | 0
2027 | 8 | 26 | 11 | 862.102 | 0
2027 | 8 | 26 | 12 | 879.9795 | 0
2027 | 8 | 26 | 13 | 899.9836 | 0
2027 | 8 | 26 | 14 | 912.1392 | 0
2027 | 8 | 26 | 15 | 919.6435 | 0
2027 | 8 | 26 | 16 | 926.636 | 0
2027 | 8 | 26 | 17 | 921.0402 | 0
2027 | 8 | 26 | 18 | 881.1754 | 0
2027 | 8 | 26 | 19 | 841.6311 | 0
2027 | 8 | 26 | 20 | 838.9941 | 0
2027 | 8 | 26 | 21 | 816.0549 | 0
2027 | 8 | 26 | 22 | 763.0709 | 0
2027 | 8 | 26 | 23 | 710.1209 | 0
2027 | 8 | 27 | 0 | 670.004 | 0
2027 | 8 | 27 | 1 | 629.887 | 0
2027 | 8 | 27 | 2 | 610.5872 | 0
2027 | 8 | 27 | 3 | 601.0679 | 0
2027 | 8 | 27 | 4 | 600.2705 | 0
2027 | 8 | 27 | 5 | 620.2484 | 0
2027 | 8 | 27 | 6 | 663.5365 | 0
2027 | 8 | 27 | 7 | 713.9555 | 0
2027 | 8 | 27 | 8 | 758.5967 | 0
2027 | 8 | 27 | 9 | 815.0233 | 0
2027 | 8 | 27 | 10 | 864.0051 | 0
2027 | 8 | 27 | 11 | 898.2169 | 0
2027 | 8 | 27 | 12 | 918.7414 | 0
2027 | 8 | 27 | 13 | 936.7112 | 0
2027 | 8 | 27 | 14 | 946.2587 | 0
2027 | 8 | 27 | 15 | 945.0569 | 0
2027 | 8 | 27 | 16 | 948.3753 | 0
2027 | 8 | 27 | 17 | 935.723 | 0
2027 | 8 | 27 | 18 | 895.7245 | 0
2027 | 8 | 27 | 19 | 861.6768 | 0
2027 | 8 | 27 | 20 | 863.0791 | 0
2027 | 8 | 27 | 21 | 842.9921 | 0
2027 | 8 | 27 | 22 | 793.0873 | 0
2027 | 8 | 27 | 23 | 741.848 | 0
2027 | 8 | 28 | 0 | 688.3521 | 0
2027 | 8 | 28 | 1 | 652.5716 | 0
2027 | 8 | 28 | 2 | 616.7912 | 0
2027 | 8 | 28 | 3 | 601.4635 | 0
2027 | 8 | 28 | 4 | 593.0301 | 0
2027 | 8 | 28 | 5 | 594.9912 | 0
2027 | 8 | 28 | 6 | 603.0586 | 0
2027 | 8 | 28 | 7 | 614.452 | 0
2027 | 8 | 28 | 8 | 662.6203 | 0
2027 | 8 | 28 | 9 | 710.7885 | 0
2027 | 8 | 28 | 10 | 759.7463 | 0
2027 | 8 | 28 | 11 | 808.704 | 0
2027 | 8 | 28 | 12 | 832.3335 | 0
2027 | 8 | 28 | 13 | 844.043 | 0
2027 | 8 | 28 | 14 | 850.2379 | 0
2027 | 8 | 28 | 15 | 850.1486 | 0
2027 | 8 | 28 | 16 | 849.1985 | 0
2027 | 8 | 28 | 17 | 843.9758 | 0
2027 | 8 | 28 | 18 | 813.0419 | 0
2027 | 8 | 28 | 19 | 786.604 | 0
2027 | 8 | 28 | 20 | 790.6735 | 0
2027 | 8 | 28 | 21 | 779.3109 | 0
2027 | 8 | 28 | 22 | 744.5538 | 0
2027 | 8 | 28 | 23 | 709.0081 | 0
2027 | 8 | 29 | 0 | 691.6888 | 0
2027 | 8 | 29 | 1 | 681.0404 | 0
2027 | 8 | 29 | 2 | 667.3189 | 0
2027 | 8 | 29 | 3 | 658.0961 | 0
2027 | 8 | 29 | 4 | 651.4223 | 0
2027 | 8 | 29 | 5 | 645.1697 | 0
2027 | 8 | 29 | 6 | 650.1602 | 0
2027 | 8 | 29 | 7 | 658.8389 | 0
2027 | 8 | 29 | 8 | 709.8968 | 0
2027 | 8 | 29 | 9 | 760.9546 | 0
2027 | 8 | 29 | 10 | 824.2672 | 0
2027 | 8 | 29 | 11 | 867.6881 | 0
2027 | 8 | 29 | 12 | 895.8959 | 0
2027 | 8 | 29 | 13 | 911.3276 | 0
2027 | 8 | 29 | 14 | 920.6501 | 0
2027 | 8 | 29 | 15 | 923.9203 | 0
2027 | 8 | 29 | 16 | 930.9838 | 0
2027 | 8 | 29 | 17 | 938.4684 | 0
2027 | 8 | 29 | 18 | 908.0186 | 0
2027 | 8 | 29 | 19 | 871.9784 | 0
2027 | 8 | 29 | 20 | 863.6741 | 0
2027 | 8 | 29 | 21 | 843.5679 | 0
2027 | 8 | 29 | 22 | 798.6348 | 0
2027 | 8 | 29 | 23 | 744.5159 | 0
2027 | 8 | 30 | 0 | 690.397 | 0
2027 | 8 | 30 | 1 | 634.6604 | 0
2027 | 8 | 30 | 2 | 578.9239 | 0
2027 | 8 | 30 | 3 | 571.8391 | 0
2027 | 8 | 30 | 4 | 573.1527 | 0
2027 | 8 | 30 | 5 | 594.7975 | 0
2027 | 8 | 30 | 6 | 647.0923 | 0
2027 | 8 | 30 | 7 | 699.3871 | 0
2027 | 8 | 30 | 8 | 747.8579 | 0
2027 | 8 | 30 | 9 | 793.1165 | 0
2027 | 8 | 30 | 10 | 831.1028 | 0
2027 | 8 | 30 | 11 | 858.2807 | 0
2027 | 8 | 30 | 12 | 872.5581 | 0
2027 | 8 | 30 | 13 | 888.0365 | 0
2027 | 8 | 30 | 14 | 894.3906 | 0
2027 | 8 | 30 | 15 | 895.4774 | 0
2027 | 8 | 30 | 16 | 900.3614 | 0
2027 | 8 | 30 | 17 | 895.7661 | 0
2027 | 8 | 30 | 18 | 859.4295 | 0
2027 | 8 | 30 | 19 | 840.4408 | 0
2027 | 8 | 30 | 20 | 836.7433 | 0
2027 | 8 | 30 | 21 | 808.145 | 0
2027 | 8 | 30 | 22 | 753.213 | 0
2027 | 8 | 30 | 23 | 696.231 | 0
2027 | 8 | 31 | 0 | 642.936 | 0
2027 | 8 | 31 | 1 | 641.5651 | 0
2027 | 8 | 31 | 2 | 640.1942 | 0
2027 | 8 | 31 | 3 | 630.4098 | 0
2027 | 8 | 31 | 4 | 630.2876 | 0
2027 | 8 | 31 | 5 | 650.2083 | 0
2027 | 8 | 31 | 6 | 706.659 | 0
2027 | 8 | 31 | 7 | 763.1097 | 0
2027 | 8 | 31 | 8 | 824.3011 | 0
2027 | 8 | 31 | 9 | 872.5529 | 0
2027 | 8 | 31 | 10 | 926.2074 | 0
2027 | 8 | 31 | 11 | 965.2645 | 0
2027 | 8 | 31 | 12 | 991.5558 | 0
2027 | 8 | 31 | 13 | 1016.0663 | 16.0663
2027 | 8 | 31 | 14 | 1028.3602 | 28.3602
2027 | 8 | 31 | 15 | 1035.1947 | 35.1947
2027 | 8 | 31 | 16 | 1029.2725 | 29.2725
2027 | 8 | 31 | 17 | 1028.0591 | 28.0591
2027 | 8 | 31 | 18 | 1003.05 | 3.05
2027 | 8 | 31 | 19 | 971.8252 | 0
2027 | 8 | 31 | 20 | 961.8395 | 0
2027 | 8 | 31 | 21 | 924.8271 | 0
2027 | 8 | 31 | 22 | 860.6484 | 0
2027 | 8 | 31 | 23 | 798.6104 | 0
2027 | 9 | 1 | 0 | 753.9737 | 0
2027 | 9 | 1 | 1 | 709.3371 | 0
2027 | 9 | 1 | 2 | 682.1018 | 0
2027 | 9 | 1 | 3 | 669.4976 | 0
2027 | 9 | 1 | 4 | 667.9369 | 0
2027 | 9 | 1 | 5 | 688.5557 | 0
2027 | 9 | 1 | 6 | 739.8591 | 0
2027 | 9 | 1 | 7 | 791.1625 | 0
2027 | 9 | 1 | 8 | 843.2227 | 0
2027 | 9 | 1 | 9 | 884.3983 | 0
2027 | 9 | 1 | 10 | 926.8671 | 0
2027 | 9 | 1 | 11 | 958.3708 | 0
2027 | 9 | 1 | 12 | 989.6297 | 0
2027 | 9 | 1 | 13 | 1007.3657 | 7.3657
2027 | 9 | 1 | 14 | 1012.819 | 12.819
2027 | 9 | 1 | 15 | 1017.0356 | 17.0356
2027 | 9 | 1 | 16 | 1017.2112 | 17.2112
2027 | 9 | 1 | 17 | 1010.4018 | 10.4018
2027 | 9 | 1 | 18 | 982.0212 | 0
2027 | 9 | 1 | 19 | 956.0484 | 0
2027 | 9 | 1 | 20 | 954.4521 | 0
2027 | 9 | 1 | 21 | 918.5531 | 0
2027 | 9 | 1 | 22 | 860.9823 | 0
2027 | 9 | 1 | 23 | 802.0994 | 0
2027 | 9 | 2 | 0 | 743.2164 | 0
2027 | 9 | 2 | 1 | 689.7156 | 0
2027 | 9 | 2 | 2 | 655.4499 | 0
2027 | 9 | 2 | 3 | 621.1842 | 0
2027 | 9 | 2 | 4 | 616.8528 | 0
2027 | 9 | 2 | 5 | 635.301 | 0
2027 | 9 | 2 | 6 | 686.9267 | 0
2027 | 9 | 2 | 7 | 744.1014 | 0
2027 | 9 | 2 | 8 | 779.4659 | 0
2027 | 9 | 2 | 9 | 823.5031 | 0
2027 | 9 | 2 | 10 | 855.5141 | 0
2027 | 9 | 2 | 11 | 878.8657 | 0
2027 | 9 | 2 | 12 | 891.5699 | 0
2027 | 9 | 2 | 13 | 903.557 | 0
2027 | 9 | 2 | 14 | 906.9941 | 0
2027 | 9 | 2 | 15 | 903.532 | 0
2027 | 9 | 2 | 16 | 902.1175 | 0
2027 | 9 | 2 | 17 | 893.7434 | 0
2027 | 9 | 2 | 18 | 851.8147 | 0
2027 | 9 | 2 | 19 | 821.5576 | 0
2027 | 9 | 2 | 20 | 817.8065 | 0
2027 | 9 | 2 | 21 | 790.1496 | 0
2027 | 9 | 2 | 22 | 733.2398 | 0
2027 | 9 | 2 | 23 | 676.0943 | 0
2027 | 9 | 3 | 0 | 622.5656 | 0
2027 | 9 | 3 | 1 | 632.2824 | 0
2027 | 9 | 3 | 2 | 614.9563 | 0
2027 | 9 | 3 | 3 | 606.7174 | 0
2027 | 9 | 3 | 4 | 606.4667 | 0
2027 | 9 | 3 | 5 | 628.4323 | 0
2027 | 9 | 3 | 6 | 675.0343 | 0
2027 | 9 | 3 | 7 | 721.6362 | 0
2027 | 9 | 3 | 8 | 763.052 | 0
2027 | 9 | 3 | 9 | 804.2943 | 0
2027 | 9 | 3 | 10 | 838.1077 | 0
2027 | 9 | 3 | 11 | 860.8859 | 0
2027 | 9 | 3 | 12 | 867.3084 | 0
2027 | 9 | 3 | 13 | 883.2828 | 0
2027 | 9 | 3 | 14 | 884.7216 | 0
2027 | 9 | 3 | 15 | 878.408 | 0
2027 | 9 | 3 | 16 | 868.7674 | 0
2027 | 9 | 3 | 17 | 854.1304 | 0
2027 | 9 | 3 | 18 | 819.1596 | 0
2027 | 9 | 3 | 19 | 806.5187 | 0
2027 | 9 | 3 | 20 | 816.8701 | 0
2027 | 9 | 3 | 21 | 789.7268 | 0
2027 | 9 | 3 | 22 | 742.5728 | 0
2027 | 9 | 3 | 23 | 696.4709 | 0
2027 | 9 | 4 | 0 | 650.429 | 0
2027 | 9 | 4 | 1 | 632.3767 | 0
2027 | 9 | 4 | 2 | 614.3245 | 0
2027 | 9 | 4 | 3 | 603.4507 | 0
2027 | 9 | 4 | 4 | 598.7588 | 0
2027 | 9 | 4 | 5 | 604.6544 | 0
2027 | 9 | 4 | 6 | 623.7519 | 0
2027 | 9 | 4 | 7 | 640.1593 | 0
2027 | 9 | 4 | 8 | 666.0678 | 0
2027 | 9 | 4 | 9 | 707.6257 | 0
2027 | 9 | 4 | 10 | 751.5961 | 0
2027 | 9 | 4 | 11 | 782.8489 | 0
2027 | 9 | 4 | 12 | 799.7003 | 0
2027 | 9 | 4 | 13 | 813.1467 | 0
2027 | 9 | 4 | 14 | 814.369 | 0
2027 | 9 | 4 | 15 | 812.4212 | 0
2027 | 9 | 4 | 16 | 807.7125 | 0
2027 | 9 | 4 | 17 | 800.9883 | 0
2027 | 9 | 4 | 18 | 776.1807 | 0
2027 | 9 | 4 | 19 | 766.9112 | 0
2027 | 9 | 4 | 20 | 773.6131 | 0
2027 | 9 | 4 | 21 | 752.7928 | 0
2027 | 9 | 4 | 22 | 718.6289 | 0
2027 | 9 | 4 | 23 | 684.4745 | 0
2027 | 9 | 5 | 0 | 654.7679 | 0
2027 | 9 | 5 | 1 | 615.6994 | 0
2027 | 9 | 5 | 2 | 576.6308 | 0
2027 | 9 | 5 | 3 | 560.9608 | 0
2027 | 9 | 5 | 4 | 552.381 | 0
2027 | 9 | 5 | 5 | 551.7537 | 0
2027 | 9 | 5 | 6 | 563.5981 | 0
2027 | 9 | 5 | 7 | 568.1663 | 0
2027 | 9 | 5 | 8 | 608.5863 | 0
2027 | 9 | 5 | 9 | 649.0063 | 0
2027 | 9 | 5 | 10 | 690.7939 | 0
2027 | 9 | 5 | 11 | 724.1287 | 0
2027 | 9 | 5 | 12 | 743.7475 | 0
2027 | 9 | 5 | 13 | 754.4518 | 0
2027 | 9 | 5 | 14 | 758.696 | 0
2027 | 9 | 5 | 15 | 760.2817 | 0
2027 | 9 | 5 | 16 | 764.3617 | 0
2027 | 9 | 5 | 17 | 768.6613 | 0
2027 | 9 | 5 | 18 | 742.4802 | 0
2027 | 9 | 5 | 19 | 732.7331 | 0
2027 | 9 | 5 | 20 | 737.738 | 0
2027 | 9 | 5 | 21 | 719.1341 | 0
2027 | 9 | 5 | 22 | 680.1155 | 0
2027 | 9 | 5 | 23 | 635.384 | 0
2027 | 9 | 6 | 0 | 590.1505 | 0
2027 | 9 | 6 | 1 | 597.8618 | 0
2027 | 9 | 6 | 2 | 605.5731 | 0
2027 | 9 | 6 | 3 | 587.9044 | 0
2027 | 9 | 6 | 4 | 579.3055 | 0
2027 | 9 | 6 | 5 | 582.7101 | 0
2027 | 9 | 6 | 6 | 592.3057 | 0
2027 | 9 | 6 | 7 | 601.9013 | 0
2027 | 9 | 6 | 8 | 624.6133 | 0
2027 | 9 | 6 | 9 | 663.7406 | 0
2027 | 9 | 6 | 10 | 702.8679 | 0
2027 | 9 | 6 | 11 | 738.2328 | 0
2027 | 9 | 6 | 12 | 762.1415 | 0
2027 | 9 | 6 | 13 | 771.7437 | 0
2027 | 9 | 6 | 14 | 777.5705 | 0
2027 | 9 | 6 | 15 | 776.2027 | 0
2027 | 9 | 6 | 16 | 780.7324 | 0
2027 | 9 | 6 | 17 | 780.0009 | 0
2027 | 9 | 6 | 18 | 763.4577 | 0
2027 | 9 | 6 | 19 | 755.0578 | 0
2027 | 9 | 6 | 20 | 775.9708 | 0
2027 | 9 | 6 | 21 | 754.5046 | 0
2027 | 9 | 6 | 22 | 707.6821 | 0
2027 | 9 | 6 | 23 | 675.5941 | 0
2027 | 9 | 7 | 0 | 642.4153 | 0
2027 | 9 | 7 | 1 | 611.322 | 0
2027 | 9 | 7 | 2 | 580.2288 | 0
2027 | 9 | 7 | 3 | 573.8347 | 0
2027 | 9 | 7 | 4 | 576.033 | 0
2027 | 9 | 7 | 5 | 600.037 | 0
2027 | 9 | 7 | 6 | 652.7831 | 0
2027 | 9 | 7 | 7 | 705.5292 | 0
2027 | 9 | 7 | 8 | 754.3201 | 0
2027 | 9 | 7 | 9 | 781.7915 | 0
2027 | 9 | 7 | 10 | 814.8468 | 0
2027 | 9 | 7 | 11 | 837.5429 | 0
2027 | 9 | 7 | 12 | 853.4416 | 0
2027 | 9 | 7 | 13 | 867.7755 | 0
2027 | 9 | 7 | 14 | 869.3695 | 0
2027 | 9 | 7 | 15 | 868.6359 | 0
2027 | 9 | 7 | 16 | 857.2157 | 0
2027 | 9 | 7 | 17 | 859.0185 | 0
2027 | 9 | 7 | 18 | 844.7907 | 0
2027 | 9 | 7 | 19 | 829.6257 | 0
2027 | 9 | 7 | 20 | 830.142 | 0
2027 | 9 | 7 | 21 | 794.3222 | 0
2027 | 9 | 7 | 22 | 737.1757 | 0
2027 | 9 | 7 | 23 | 680.0694 | 0
2027 | 9 | 8 | 0 | 637.2315 | 0
2027 | 9 | 8 | 1 | 593.29 | 0
2027 | 9 | 8 | 2 | 577.1647 | 0
2027 | 9 | 8 | 3 | 569.54 | 0
2027 | 9 | 8 | 4 | 571.445 | 0
2027 | 9 | 8 | 5 | 598.0909 | 0
2027 | 9 | 8 | 6 | 653.0375 | 0
2027 | 9 | 8 | 7 | 707.9841 | 0
2027 | 9 | 8 | 8 | 756.3391 | 0
2027 | 9 | 8 | 9 | 785.5117 | 0
2027 | 9 | 8 | 10 | 810.7158 | 0
2027 | 9 | 8 | 11 | 828.6401 | 0
2027 | 9 | 8 | 12 | 846.7326 | 0
2027 | 9 | 8 | 13 | 856.2698 | 0
2027 | 9 | 8 | 14 | 857.8735 | 0
2027 | 9 | 8 | 15 | 856.8332 | 0
2027 | 9 | 8 | 16 | 859.7514 | 0
2027 | 9 | 8 | 17 | 858.209 | 0
2027 | 9 | 8 | 18 | 838.6243 | 0
2027 | 9 | 8 | 19 | 827.5683 | 0
2027 | 9 | 8 | 20 | 829.9921 | 0
2027 | 9 | 8 | 21 | 794.86 | 0
2027 | 9 | 8 | 22 | 736.7724 | 0
2027 | 9 | 8 | 23 | 677.0009 | 0
2027 | 9 | 9 | 0 | 626.6114 | 0
2027 | 9 | 9 | 1 | 601.6754 | 0
2027 | 9 | 9 | 2 | 585.4203 | 0
2027 | 9 | 9 | 3 | 569.1653 | 0
2027 | 9 | 9 | 4 | 570.8234 | 0
2027 | 9 | 9 | 5 | 595.2375 | 0
2027 | 9 | 9 | 6 | 647.7556 | 0
2027 | 9 | 9 | 7 | 700.2737 | 0
2027 | 9 | 9 | 8 | 744.9397 | 0
2027 | 9 | 9 | 9 | 782.746 | 0
2027 | 9 | 9 | 10 | 808.5156 | 0
2027 | 9 | 9 | 11 | 830.5393 | 0
2027 | 9 | 9 | 12 | 841.2551 | 0
2027 | 9 | 9 | 13 | 852.4633 | 0
2027 | 9 | 9 | 14 | 853.3734 | 0
2027 | 9 | 9 | 15 | 851.2675 | 0
2027 | 9 | 9 | 16 | 856.8327 | 0
2027 | 9 | 9 | 17 | 852.4803 | 0
2027 | 9 | 9 | 18 | 819.1501 | 0
2027 | 9 | 9 | 19 | 805.9997 | 0
2027 | 9 | 9 | 20 | 809.3159 | 0
2027 | 9 | 9 | 21 | 778.815 | 0
2027 | 9 | 9 | 22 | 725.5983 | 0
2027 | 9 | 9 | 23 | 671.4796 | 0
2027 | 9 | 10 | 0 | 618.925 | 0
2027 | 9 | 10 | 1 | 611.9506 | 0
2027 | 9 | 10 | 2 | 599.8492 | 0
2027 | 9 | 10 | 3 | 594.7247 | 0
2027 | 9 | 10 | 4 | 595.4214 | 0
2027 | 9 | 10 | 5 | 611.9817 | 0
2027 | 9 | 10 | 6 | 651.6986 | 0
2027 | 9 | 10 | 7 | 691.4154 | 0
2027 | 9 | 10 | 8 | 726.5981 | 0
2027 | 9 | 10 | 9 | 771.5807 | 0
2027 | 9 | 10 | 10 | 805.1595 | 0
2027 | 9 | 10 | 11 | 825.2641 | 0
2027 | 9 | 10 | 12 | 838.5887 | 0
2027 | 9 | 10 | 13 | 848.0032 | 0
2027 | 9 | 10 | 14 | 848.3816 | 0
2027 | 9 | 10 | 15 | 845.6778 | 0
2027 | 9 | 10 | 16 | 840.3407 | 0
2027 | 9 | 10 | 17 | 830.5486 | 0
2027 | 9 | 10 | 18 | 796.5955 | 0
2027 | 9 | 10 | 19 | 783.5244 | 0
2027 | 9 | 10 | 20 | 779.3267 | 0
2027 | 9 | 10 | 21 | 756.1151 | 0
2027 | 9 | 10 | 22 | 722.2773 | 0
2027 | 9 | 10 | 23 | 686.3303 | 0
2027 | 9 | 11 | 0 | 647.267 | 0
2027 | 9 | 11 | 1 | 595.7709 | 0
2027 | 9 | 11 | 2 | 566.319 | 0
2027 | 9 | 11 | 3 | 536.8671 | 0
2027 | 9 | 11 | 4 | 534.3779 | 0
2027 | 9 | 11 | 5 | 540.4822 | 0
2027 | 9 | 11 | 6 | 556.2338 | 0
2027 | 9 | 11 | 7 | 573.7866 | 0
2027 | 9 | 11 | 8 | 591.3395 | 0
2027 | 9 | 11 | 9 | 624.1141 | 0
2027 | 9 | 11 | 10 | 657.0557 | 0
2027 | 9 | 11 | 11 | 675.7899 | 0
2027 | 9 | 11 | 12 | 685.7151 | 0
2027 | 9 | 11 | 13 | 686.9958 | 0
2027 | 9 | 11 | 14 | 681.0378 | 0
2027 | 9 | 11 | 15 | 673.1089 | 0
2027 | 9 | 11 | 16 | 674.5513 | 0
2027 | 9 | 11 | 17 | 672.4729 | 0
2027 | 9 | 11 | 18 | 649.3288 | 0
2027 | 9 | 11 | 19 | 643.368 | 0
2027 | 9 | 11 | 20 | 649.6071 | 0
2027 | 9 | 11 | 21 | 632.5303 | 0
2027 | 9 | 11 | 22 | 604.6349 | 0
2027 | 9 | 11 | 23 | 578.6692 | 0
2027 | 9 | 12 | 0 | 561.5844 | 0
2027 | 9 | 12 | 1 | 544.4996 | 0
2027 | 9 | 12 | 2 | 531.7829 | 0
2027 | 9 | 12 | 3 | 525.1426 | 0
2027 | 9 | 12 | 4 | 523.2218 | 0
2027 | 9 | 12 | 5 | 529.8074 | 0
2027 | 9 | 12 | 6 | 544.2686 | 0
2027 | 9 | 12 | 7 | 558.7299 | 0
2027 | 9 | 12 | 8 | 568.3566 | 0
2027 | 9 | 12 | 9 | 597.871 | 0
2027 | 9 | 12 | 10 | 626.8606 | 0
2027 | 9 | 12 | 11 | 647.3567 | 0
2027 | 9 | 12 | 12 | 656.9865 | 0
2027 | 9 | 12 | 13 | 655.7917 | 0
2027 | 9 | 12 | 14 | 647.8151 | 0
2027 | 9 | 12 | 15 | 638.4817 | 0
2027 | 9 | 12 | 16 | 637.1109 | 0
2027 | 9 | 12 | 17 | 638.8166 | 0
2027 | 9 | 12 | 18 | 624.815 | 0
2027 | 9 | 12 | 19 | 635.3728 | 0
2027 | 9 | 12 | 20 | 652.4877 | 0
2027 | 9 | 12 | 21 | 636.9522 | 0
2027 | 9 | 12 | 22 | 603.5619 | 0
2027 | 9 | 12 | 23 | 569.3333 | 0
2027 | 9 | 13 | 0 | 545.7558 | 0
2027 | 9 | 13 | 1 | 571.3961 | 0
2027 | 9 | 13 | 2 | 562.2186 | 0
2027 | 9 | 13 | 3 | 560.0755 | 0
2027 | 9 | 13 | 4 | 564.6698 | 0
2027 | 9 | 13 | 5 | 589.3651 | 0
2027 | 9 | 13 | 6 | 638.8162 | 0
2027 | 9 | 13 | 7 | 688.2673 | 0
2027 | 9 | 13 | 8 | 729.3542 | 0
2027 | 9 | 13 | 9 | 754.459 | 0
2027 | 9 | 13 | 10 | 783.5386 | 0
2027 | 9 | 13 | 11 | 802.8245 | 0
2027 | 9 | 13 | 12 | 810.7563 | 0
2027 | 9 | 13 | 13 | 821.252 | 0
2027 | 9 | 13 | 14 | 821.4076 | 0
2027 | 9 | 13 | 15 | 821.7664 | 0
2027 | 9 | 13 | 16 | 831.802 | 0
2027 | 9 | 13 | 17 | 823.994 | 0
2027 | 9 | 13 | 18 | 793.7533 | 0
2027 | 9 | 13 | 19 | 789.4536 | 0
2027 | 9 | 13 | 20 | 787.4276 | 0
2027 | 9 | 13 | 21 | 756.6979 | 0
2027 | 9 | 13 | 22 | 707.4947 | 0
2027 | 9 | 13 | 23 | 659.9682 | 0
2027 | 9 | 14 | 0 | 624.9388 | 0
2027 | 9 | 14 | 1 | 619.9252 | 0
2027 | 9 | 14 | 2 | 607.0014 | 0
2027 | 9 | 14 | 3 | 601.1417 | 0
2027 | 9 | 14 | 4 | 604.134 | 0
2027 | 9 | 14 | 5 | 629.3975 | 0
2027 | 9 | 14 | 6 | 689.4987 | 0
2027 | 9 | 14 | 7 | 749.6 | 0
2027 | 9 | 14 | 8 | 803.8662 | 0
2027 | 9 | 14 | 9 | 858.1324 | 0
2027 | 9 | 14 | 10 | 905.8032 | 0
2027 | 9 | 14 | 11 | 940.9052 | 0
2027 | 9 | 14 | 12 | 961.3219 | 0
2027 | 9 | 14 | 13 | 981.1863 | 0
2027 | 9 | 14 | 14 | 990.6615 | 0
2027 | 9 | 14 | 15 | 996.5596 | 0
2027 | 9 | 14 | 16 | 997.2032 | 0
2027 | 9 | 14 | 17 | 990.2009 | 0
2027 | 9 | 14 | 18 | 961.6992 | 0
2027 | 9 | 14 | 19 | 944.391 | 0
2027 | 9 | 14 | 20 | 934.2373 | 0
2027 | 9 | 14 | 21 | 895.1822 | 0
2027 | 9 | 14 | 22 | 837.0083 | 0
2027 | 9 | 14 | 23 | 778.8344 | 0
2027 | 9 | 15 | 0 | 748.2659 | 0
2027 | 9 | 15 | 1 | 717.6974 | 0
2027 | 9 | 15 | 2 | 697.5439 | 0
2027 | 9 | 15 | 3 | 684.3538 | 0
2027 | 9 | 15 | 4 | 680.3145 | 0
2027 | 9 | 15 | 5 | 700.316 | 0
2027 | 9 | 15 | 6 | 755.1727 | 0
2027 | 9 | 15 | 7 | 810.0294 | 0
2027 | 9 | 15 | 8 | 865.1364 | 0
2027 | 9 | 15 | 9 | 914.7321 | 0
2027 | 9 | 15 | 10 | 960.393 | 0
2027 | 9 | 15 | 11 | 995.3061 | 0
2027 | 9 | 15 | 12 | 1031.0318 | 31.0318
2027 | 9 | 15 | 13 | 1051.2204 | 51.2204
2027 | 9 | 15 | 14 | 1058.7599 | 58.7599
2027 | 9 | 15 | 15 | 1063.8832 | 63.8832
2027 | 9 | 15 | 16 | 1067.05 | 67.05
2027 | 9 | 15 | 17 | 1056.0118 | 56.0118
2027 | 9 | 15 | 18 | 1026.5852 | 26.5852
2027 | 9 | 15 | 19 | 1007.4247 | 7.4247
2027 | 9 | 15 | 20 | 988.8166 | 0
2027 | 9 | 15 | 21 | 944.5865 | 0
2027 | 9 | 15 | 22 | 884.9326 | 0
2027 | 9 | 15 | 23 | 823.5681 | 0
2027 | 9 | 16 | 0 | 774.9439 | 0
2027 | 9 | 16 | 1 | 726.3196 | 0
2027 | 9 | 16 | 2 | 702.2983 | 0
2027 | 9 | 16 | 3 | 678.277 | 0
2027 | 9 | 16 | 4 | 672.7404 | 0
2027 | 9 | 16 | 5 | 684.7668 | 0
2027 | 9 | 16 | 6 | 718.3187 | 0
2027 | 9 | 16 | 7 | 751.8707 | 0
2027 | 9 | 16 | 8 | 779.9055 | 0
2027 | 9 | 16 | 9 | 805.9969 | 0
2027 | 9 | 16 | 10 | 822.9914 | 0
2027 | 9 | 16 | 11 | 834.3242 | 0
2027 | 9 | 16 | 12 | 835.6067 | 0
2027 | 9 | 16 | 13 | 836.2542 | 0
2027 | 9 | 16 | 14 | 826.7986 | 0
2027 | 9 | 16 | 15 | 817.947 | 0
2027 | 9 | 16 | 16 | 810.504 | 0
2027 | 9 | 16 | 17 | 799.3744 | 0
2027 | 9 | 16 | 18 | 770.8191 | 0
2027 | 9 | 16 | 19 | 767.8152 | 0
2027 | 9 | 16 | 20 | 765.5954 | 0
2027 | 9 | 16 | 21 | 742.5732 | 0
2027 | 9 | 16 | 22 | 706.4763 | 0
2027 | 9 | 16 | 23 | 672.1314 | 0
2027 | 9 | 17 | 0 | 636.0168 | 0
2027 | 9 | 17 | 1 | 601.5603 | 0
2027 | 9 | 17 | 2 | 567.1038 | 0
2027 | 9 | 17 | 3 | 559.8701 | 0
2027 | 9 | 17 | 4 | 561.9651 | 0
2027 | 9 | 17 | 5 | 589.1512 | 0
2027 | 9 | 17 | 6 | 646.6398 | 0
2027 | 9 | 17 | 7 | 704.1284 | 0
2027 | 9 | 17 | 8 | 744.7962 | 0
2027 | 9 | 17 | 9 | 785.4641 | 0
2027 | 9 | 17 | 10 | 803.6276 | 0
2027 | 9 | 17 | 11 | 811.2342 | 0
2027 | 9 | 17 | 12 | 811.9961 | 0
2027 | 9 | 17 | 13 | 812.877 | 0
2027 | 9 | 17 | 14 | 804.121 | 0
2027 | 9 | 17 | 15 | 795.2664 | 0
2027 | 9 | 17 | 16 | 793.9339 | 0
2027 | 9 | 17 | 17 | 785.2573 | 0
2027 | 9 | 17 | 18 | 753.1275 | 0
2027 | 9 | 17 | 19 | 757.7378 | 0
2027 | 9 | 17 | 20 | 765.0155 | 0
2027 | 9 | 17 | 21 | 734.0253 | 0
2027 | 9 | 17 | 22 | 683.5083 | 0
2027 | 9 | 17 | 23 | 631.1724 | 0
2027 | 9 | 18 | 0 | 580.1541 | 0
2027 | 9 | 18 | 1 | 571.2643 | 0
2027 | 9 | 18 | 2 | 562.3746 | 0
2027 | 9 | 18 | 3 | 551.8894 | 0
2027 | 9 | 18 | 4 | 548.6138 | 0
2027 | 9 | 18 | 5 | 560.4801 | 0
2027 | 9 | 18 | 6 | 589.2922 | 0
2027 | 9 | 18 | 7 | 609.7904 | 0
2027 | 9 | 18 | 8 | 631.1122 | 0
2027 | 9 | 18 | 9 | 681.5065 | 0
2027 | 9 | 18 | 10 | 720.7405 | 0
2027 | 9 | 18 | 11 | 740.1816 | 0
2027 | 9 | 18 | 12 | 747.5946 | 0
2027 | 9 | 18 | 13 | 745.9062 | 0
2027 | 9 | 18 | 14 | 736.9948 | 0
2027 | 9 | 18 | 15 | 730.6385 | 0
2027 | 9 | 18 | 16 | 728.8788 | 0
2027 | 9 | 18 | 17 | 733.2028 | 0
2027 | 9 | 18 | 18 | 712.2058 | 0
2027 | 9 | 18 | 19 | 720.7941 | 0
2027 | 9 | 18 | 20 | 724.2004 | 0
2027 | 9 | 18 | 21 | 693.1164 | 0
2027 | 9 | 18 | 22 | 654.5902 | 0
2027 | 9 | 18 | 23 | 618.0375 | 0
2027 | 9 | 19 | 0 | 577.9461 | 0
2027 | 9 | 19 | 1 | 565.7566 | 0
2027 | 9 | 19 | 2 | 553.5671 | 0
2027 | 9 | 19 | 3 | 544.8782 | 0
2027 | 9 | 19 | 4 | 541.2315 | 0
2027 | 9 | 19 | 5 | 544.8878 | 0
2027 | 9 | 19 | 6 | 554.4948 | 0
2027 | 9 | 19 | 7 | 565.9286 | 0
2027 | 9 | 19 | 8 | 577.3625 | 0
2027 | 9 | 19 | 9 | 615.7721 | 0
2027 | 9 | 19 | 10 | 650.0371 | 0
2027 | 9 | 19 | 11 | 677.1875 | 0
2027 | 9 | 19 | 12 | 689.5069 | 0
2027 | 9 | 19 | 13 | 693.0112 | 0
2027 | 9 | 19 | 14 | 690.8538 | 0
2027 | 9 | 19 | 15 | 684.4307 | 0
2027 | 9 | 19 | 16 | 686.2886 | 0
2027 | 9 | 19 | 17 | 690.0303 | 0
2027 | 9 | 19 | 18 | 678.4553 | 0
2027 | 9 | 19 | 19 | 693.1806 | 0
2027 | 9 | 19 | 20 | 698.817 | 0
2027 | 9 | 19 | 21 | 678.3002 | 0
2027 | 9 | 19 | 22 | 648.9697 | 0
2027 | 9 | 19 | 23 | 621.2251 | 0
2027 | 9 | 20 | 0 | 588.1379 | 0
2027 | 9 | 20 | 1 | 559.6259 | 0
2027 | 9 | 20 | 2 | 547.8378 | 0
2027 | 9 | 20 | 3 | 543.9673 | 0
2027 | 9 | 20 | 4 | 547.1075 | 0
2027 | 9 | 20 | 5 | 570.795 | 0
2027 | 9 | 20 | 6 | 622.8826 | 0
2027 | 9 | 20 | 7 | 674.9703 | 0
2027 | 9 | 20 | 8 | 722.1563 | 0
2027 | 9 | 20 | 9 | 748.5357 | 0
2027 | 9 | 20 | 10 | 769.6241 | 0
2027 | 9 | 20 | 11 | 781.2323 | 0
2027 | 9 | 20 | 12 | 783.3549 | 0
2027 | 9 | 20 | 13 | 786.1919 | 0
2027 | 9 | 20 | 14 | 783.0407 | 0
2027 | 9 | 20 | 15 | 784.271 | 0
2027 | 9 | 20 | 16 | 787.4222 | 0
2027 | 9 | 20 | 17 | 784.1844 | 0
2027 | 9 | 20 | 18 | 761.8975 | 0
2027 | 9 | 20 | 19 | 765.9217 | 0
2027 | 9 | 20 | 20 | 771.5192 | 0
2027 | 9 | 20 | 21 | 744.2346 | 0
2027 | 9 | 20 | 22 | 695.1306 | 0
2027 | 9 | 20 | 23 | 644.649 | 0
2027 | 9 | 21 | 0 | 604.4279 | 0
2027 | 9 | 21 | 1 | 595.9119 | 0
2027 | 9 | 21 | 2 | 581.6744 | 0
2027 | 9 | 21 | 3 | 575.0863 | 0
2027 | 9 | 21 | 4 | 577.0007 | 0
2027 | 9 | 21 | 5 | 601.2919 | 0
2027 | 9 | 21 | 6 | 654.2274 | 0
2027 | 9 | 21 | 7 | 707.1629 | 0
2027 | 9 | 21 | 8 | 755.9488 | 0
2027 | 9 | 21 | 9 | 781.2171 | 0
2027 | 9 | 21 | 10 | 805.0923 | 0
2027 | 9 | 21 | 11 | 821.193 | 0
2027 | 9 | 21 | 12 | 828.3311 | 0
2027 | 9 | 21 | 13 | 832.5279 | 0
2027 | 9 | 21 | 14 | 829.2973 | 0
2027 | 9 | 21 | 15 | 828.6724 | 0
2027 | 9 | 21 | 16 | 821.995 | 0
2027 | 9 | 21 | 17 | 821.6067 | 0
2027 | 9 | 21 | 18 | 807.0409 | 0
2027 | 9 | 21 | 19 | 815.5173 | 0
2027 | 9 | 21 | 20 | 811.9283 | 0
2027 | 9 | 21 | 21 | 775.0463 | 0
2027 | 9 | 21 | 22 | 722.3624 | 0
2027 | 9 | 21 | 23 | 668.2775 | 0
2027 | 9 | 22 | 0 | 626.1015 | 0
2027 | 9 | 22 | 1 | 609.0571 | 0
2027 | 9 | 22 | 2 | 594.4088 | 0
2027 | 9 | 22 | 3 | 587.0743 | 0
2027 | 9 | 22 | 4 | 588.3847 | 0
2027 | 9 | 22 | 5 | 613.4325 | 0
2027 | 9 | 22 | 6 | 664.5846 | 0
2027 | 9 | 22 | 7 | 715.7367 | 0
2027 | 9 | 22 | 8 | 760.9223 | 0
2027 | 9 | 22 | 9 | 782.2489 | 0
2027 | 9 | 22 | 10 | 797.1344 | 0
2027 | 9 | 22 | 11 | 801.8053 | 0
2027 | 9 | 22 | 12 | 804.8316 | 0
2027 | 9 | 22 | 13 | 806.6408 | 0
2027 | 9 | 22 | 14 | 800.1014 | 0
2027 | 9 | 22 | 15 | 798.2399 | 0
2027 | 9 | 22 | 16 | 800.1419 | 0
2027 | 9 | 22 | 17 | 798.6688 | 0
2027 | 9 | 22 | 18 | 782.7482 | 0
2027 | 9 | 22 | 19 | 791.5859 | 0
2027 | 9 | 22 | 20 | 790.7782 | 0
2027 | 9 | 22 | 21 | 753.398 | 0
2027 | 9 | 22 | 22 | 702.0382 | 0
2027 | 9 | 22 | 23 | 648.818 | 0
2027 | 9 | 23 | 0 | 607.8591 | 0
2027 | 9 | 23 | 1 | 591.0943 | 0
2027 | 9 | 23 | 2 | 574.3296 | 0
2027 | 9 | 23 | 3 | 566.2296 | 0
2027 | 9 | 23 | 4 | 566.9912 | 0
2027 | 9 | 23 | 5 | 590.6917 | 0
2027 | 9 | 23 | 6 | 650.5554 | 0
2027 | 9 | 23 | 7 | 694.4991 | 0
2027 | 9 | 23 | 8 | 738.4428 | 0
2027 | 9 | 23 | 9 | 762.8295 | 0
2027 | 9 | 23 | 10 | 780.0973 | 0
2027 | 9 | 23 | 11 | 791.0733 | 0
2027 | 9 | 23 | 12 | 794.3706 | 0
2027 | 9 | 23 | 13 | 799.6934 | 0
2027 | 9 | 23 | 14 | 795.2637 | 0
2027 | 9 | 23 | 15 | 794.9836 | 0
2027 | 9 | 23 | 16 | 794.0957 | 0
2027 | 9 | 23 | 17 | 789.014 | 0
2027 | 9 | 23 | 18 | 762.0813 | 0
2027 | 9 | 23 | 19 | 773.6544 | 0
2027 | 9 | 23 | 20 | 775.0513 | 0
2027 | 9 | 23 | 21 | 742.1611 | 0
2027 | 9 | 23 | 22 | 692.8037 | 0
2027 | 9 | 23 | 23 | 641.4925 | 0
2027 | 9 | 24 | 0 | 601.5832 | 0
2027 | 9 | 24 | 1 | 598.67 | 0
2027 | 9 | 24 | 2 | 595.7568 | 0
2027 | 9 | 24 | 3 | 588.5228 | 0
2027 | 9 | 24 | 4 | 588.003 | 0
2027 | 9 | 24 | 5 | 607.1402 | 0
2027 | 9 | 24 | 6 | 650.0771 | 0
2027 | 9 | 24 | 7 | 693.0141 | 0
2027 | 9 | 24 | 8 | 725.9415 | 0
2027 | 9 | 24 | 9 | 758.869 | 0
2027 | 9 | 24 | 10 | 785.79 | 0
2027 | 9 | 24 | 11 | 801.5905 | 0
2027 | 9 | 24 | 12 | 810.4023 | 0
2027 | 9 | 24 | 13 | 816.9509 | 0
2027 | 9 | 24 | 14 | 816.4859 | 0
2027 | 9 | 24 | 15 | 817.4408 | 0
2027 | 9 | 24 | 16 | 810.8061 | 0
2027 | 9 | 24 | 17 | 797.4896 | 0
2027 | 9 | 24 | 18 | 766.8953 | 0
2027 | 9 | 24 | 19 | 774.8698 | 0
2027 | 9 | 24 | 20 | 767.3053 | 0
2027 | 9 | 24 | 21 | 737.9185 | 0
2027 | 9 | 24 | 22 | 697.6169 | 0
2027 | 9 | 24 | 23 | 657.7463 | 0
2027 | 9 | 25 | 0 | 616.5969 | 0
2027 | 9 | 25 | 1 | 575.4474 | 0
2027 | 9 | 25 | 2 | 557.3073 | 0
2027 | 9 | 25 | 3 | 546.0461 | 0
2027 | 9 | 25 | 4 | 540.344 | 0
2027 | 9 | 25 | 5 | 546.4529 | 0
2027 | 9 | 25 | 6 | 563.7428 | 0
2027 | 9 | 25 | 7 | 581.0328 | 0
2027 | 9 | 25 | 8 | 612.7086 | 0
2027 | 9 | 25 | 9 | 644.3844 | 0
2027 | 9 | 25 | 10 | 676.3126 | 0
2027 | 9 | 25 | 11 | 694.8598 | 0
2027 | 9 | 25 | 12 | 700.1822 | 0
2027 | 9 | 25 | 13 | 697.4521 | 0
2027 | 9 | 25 | 14 | 688.7949 | 0
2027 | 9 | 25 | 15 | 679.682 | 0
2027 | 9 | 25 | 16 | 675.8513 | 0
2027 | 9 | 25 | 17 | 675.8843 | 0
2027 | 9 | 25 | 18 | 657.9579 | 0
2027 | 9 | 25 | 19 | 673.7062 | 0
2027 | 9 | 25 | 20 | 676.2936 | 0
2027 | 9 | 25 | 21 | 653.4268 | 0
2027 | 9 | 25 | 22 | 622.952 | 0
2027 | 9 | 25 | 23 | 594.4459 | 0
2027 | 9 | 26 | 0 | 568.1728 | 0
2027 | 9 | 26 | 1 | 567.4212 | 0
2027 | 9 | 26 | 2 | 553.619 | 0
2027 | 9 | 26 | 3 | 544.3364 | 0
2027 | 9 | 26 | 4 | 538.7685 | 0
2027 | 9 | 26 | 5 | 541.8636 | 0
2027 | 9 | 26 | 6 | 549.8839 | 0
2027 | 9 | 26 | 7 | 564.8339 | 0
2027 | 9 | 26 | 8 | 579.7839 | 0
2027 | 9 | 26 | 9 | 601.6635 | 0
2027 | 9 | 26 | 10 | 629.0287 | 0
2027 | 9 | 26 | 11 | 650.0981 | 0
2027 | 9 | 26 | 12 | 659.2065 | 0
2027 | 9 | 26 | 13 | 661.4772 | 0
2027 | 9 | 26 | 14 | 660.4315 | 0
2027 | 9 | 26 | 15 | 662.817 | 0
2027 | 9 | 26 | 16 | 662.9651 | 0
2027 | 9 | 26 | 17 | 666.7766 | 0
2027 | 9 | 26 | 18 | 658.066 | 0
2027 | 9 | 26 | 19 | 681.834 | 0
2027 | 9 | 26 | 20 | 685.6839 | 0
2027 | 9 | 26 | 21 | 665.3239 | 0
2027 | 9 | 26 | 22 | 636.1761 | 0
2027 | 9 | 26 | 23 | 607.6773 | 0
2027 | 9 | 27 | 0 | 583.9895 | 0
2027 | 9 | 27 | 1 | 584.5118 | 0
2027 | 9 | 27 | 2 | 572.9479 | 0
2027 | 9 | 27 | 3 | 567.4278 | 0
2027 | 9 | 27 | 4 | 569.8871 | 0
2027 | 9 | 27 | 5 | 590.6481 | 0
2027 | 9 | 27 | 6 | 640.0126 | 0
2027 | 9 | 27 | 7 | 689.3771 | 0
2027 | 9 | 27 | 8 | 738.3387 | 0
2027 | 9 | 27 | 9 | 767.4758 | 0
2027 | 9 | 27 | 10 | 796.2788 | 0
2027 | 9 | 27 | 11 | 813.4409 | 0
2027 | 9 | 27 | 12 | 821.8981 | 0
2027 | 9 | 27 | 13 | 829.5416 | 0
2027 | 9 | 27 | 14 | 828.8346 | 0
2027 | 9 | 27 | 15 | 825.8342 | 0
2027 | 9 | 27 | 16 | 825.0748 | 0
2027 | 9 | 27 | 17 | 820.7672 | 0
2027 | 9 | 27 | 18 | 800.1556 | 0
2027 | 9 | 27 | 19 | 818.031 | 0
2027 | 9 | 27 | 20 | 810.2574 | 0
2027 | 9 | 27 | 21 | 774.3566 | 0
2027 | 9 | 27 | 22 | 724.5346 | 0
2027 | 9 | 27 | 23 | 676.5594 | 0
2027 | 9 | 28 | 0 | 636.6614 | 0
2027 | 9 | 28 | 1 | 590.7336 | 0
2027 | 9 | 28 | 2 | 577.6601 | 0
2027 | 9 | 28 | 3 | 572.0237 | 0
2027 | 9 | 28 | 4 | 574.359 | 0
2027 | 9 | 28 | 5 | 600.1078 | 0
2027 | 9 | 28 | 6 | 655.7895 | 0
2027 | 9 | 28 | 7 | 711.4712 | 0
2027 | 9 | 28 | 8 | 761.5161 | 0
2027 | 9 | 28 | 9 | 788.4202 | 0
2027 | 9 | 28 | 10 | 808.5796 | 0
2027 | 9 | 28 | 11 | 820.2639 | 0
2027 | 9 | 28 | 12 | 819.3127 | 0
2027 | 9 | 28 | 13 | 821.6877 | 0
2027 | 9 | 28 | 14 | 817.8608 | 0
2027 | 9 | 28 | 15 | 810.8451 | 0
2027 | 9 | 28 | 16 | 798.0569 | 0
2027 | 9 | 28 | 17 | 793.1022 | 0
2027 | 9 | 28 | 18 | 782.3326 | 0
2027 | 9 | 28 | 19 | 801.409 | 0
2027 | 9 | 28 | 20 | 788.8323 | 0
2027 | 9 | 28 | 21 | 752.3043 | 0
2027 | 9 | 28 | 22 | 701.0714 | 0
2027 | 9 | 28 | 23 | 650.5439 | 0
2027 | 9 | 29 | 0 | 611.6098 | 0
2027 | 9 | 29 | 1 | 615.8444 | 0
2027 | 9 | 29 | 2 | 601.4234 | 0
2027 | 9 | 29 | 3 | 595.0559 | 0
2027 | 9 | 29 | 4 | 596.4163 | 0
2027 | 9 | 29 | 5 | 618.9162 | 0
2027 | 9 | 29 | 6 | 666.9191 | 0
2027 | 9 | 29 | 7 | 714.9219 | 0
2027 | 9 | 29 | 8 | 758.065 | 0
2027 | 9 | 29 | 9 | 789.2478 | 0
2027 | 9 | 29 | 10 | 812.9426 | 0
2027 | 9 | 29 | 11 | 830.3844 | 0
2027 | 9 | 29 | 12 | 839.5881 | 0
2027 | 9 | 29 | 13 | 847.7034 | 0
2027 | 9 | 29 | 14 | 849.6441 | 0
2027 | 9 | 29 | 15 | 849.3087 | 0
2027 | 9 | 29 | 16 | 845.8806 | 0
2027 | 9 | 29 | 17 | 837.8866 | 0
2027 | 9 | 29 | 18 | 825.3845 | 0
2027 | 9 | 29 | 19 | 835.4467 | 0
2027 | 9 | 29 | 20 | 815.4361 | 0
2027 | 9 | 29 | 21 | 781.1122 | 0
2027 | 9 | 29 | 22 | 735.6204 | 0
2027 | 9 | 29 | 23 | 688.6629 | 0
2027 | 9 | 30 | 0 | 651.303 | 0
2027 | 9 | 30 | 1 | 618.8296 | 0
2027 | 9 | 30 | 2 | 599.7603 | 0
2027 | 9 | 30 | 3 | 580.6911 | 0
2027 | 9 | 30 | 4 | 581.7168 | 0
2027 | 9 | 30 | 5 | 603.8581 | 0
2027 | 9 | 30 | 6 | 647.3296 | 0
2027 | 9 | 30 | 7 | 690.8011 | 0
2027 | 9 | 30 | 8 | 726.265 | 0
2027 | 9 | 30 | 9 | 737.847 | 0
2027 | 9 | 30 | 10 | 749.8798 | 0
2027 | 9 | 30 | 11 | 758.6377 | 0
2027 | 9 | 30 | 12 | 760.1358 | 0
2027 | 9 | 30 | 13 | 763.1831 | 0
2027 | 9 | 30 | 14 | 754.7052 | 0
2027 | 9 | 30 | 15 | 747.2066 | 0
2027 | 9 | 30 | 16 | 740.4692 | 0
2027 | 9 | 30 | 17 | 733.1525 | 0
2027 | 9 | 30 | 18 | 718.6321 | 0
2027 | 9 | 30 | 19 | 735.7211 | 0
2027 | 9 | 30 | 20 | 729.0588 | 0
2027 | 9 | 30 | 21 | 703.5423 | 0
2027 | 9 | 30 | 22 | 663.0675 | 0
2027 | 9 | 30 | 23 | 625.4483 | 0
2027 | 10 | 1 | 0 | 596.4228 | 0
2027 | 10 | 1 | 1 | 581.7602 | 0
2027 | 10 | 1 | 2 | 567.5857 | 0
2027 | 10 | 1 | 3 | 561.1752 | 0
2027 | 10 | 1 | 4 | 562.4555 | 0
2027 | 10 | 1 | 5 | 587.1674 | 0
2027 | 10 | 1 | 6 | 639.3324 | 0
2027 | 10 | 1 | 7 | 691.4974 | 0
2027 | 10 | 1 | 8 | 735.8086 | 0
2027 | 10 | 1 | 9 | 764.1416 | 0
2027 | 10 | 1 | 10 | 786.6683 | 0
2027 | 10 | 1 | 11 | 798.6141 | 0
2027 | 10 | 1 | 12 | 798.8501 | 0
2027 | 10 | 1 | 13 | 798.9482 | 0
2027 | 10 | 1 | 14 | 794.0169 | 0
2027 | 10 | 1 | 15 | 784.8053 | 0
2027 | 10 | 1 | 16 | 779.7309 | 0
2027 | 10 | 1 | 17 | 772.9098 | 0
2027 | 10 | 1 | 18 | 753.885 | 0
2027 | 10 | 1 | 19 | 765.7599 | 0
2027 | 10 | 1 | 20 | 754.2975 | 0
2027 | 10 | 1 | 21 | 725.7256 | 0
2027 | 10 | 1 | 22 | 684.6908 | 0
2027 | 10 | 1 | 23 | 644.4539 | 0
2027 | 10 | 2 | 0 | 604.217 | 0
2027 | 10 | 2 | 1 | 586.9981 | 0
2027 | 10 | 2 | 2 | 569.7792 | 0
2027 | 10 | 2 | 3 | 562.7635 | 0
2027 | 10 | 2 | 4 | 562.1877 | 0
2027 | 10 | 2 | 5 | 571.3936 | 0
2027 | 10 | 2 | 6 | 595.2783 | 0
2027 | 10 | 2 | 7 | 608.556 | 0
2027 | 10 | 2 | 8 | 621.8337 | 0
2027 | 10 | 2 | 9 | 642.4625 | 0
2027 | 10 | 2 | 10 | 663.0913 | 0
2027 | 10 | 2 | 11 | 671.209 | 0
2027 | 10 | 2 | 12 | 671.9232 | 0
2027 | 10 | 2 | 13 | 664.0494 | 0
2027 | 10 | 2 | 14 | 652.6733 | 0
2027 | 10 | 2 | 15 | 636.7587 | 0
2027 | 10 | 2 | 16 | 628.9177 | 0
2027 | 10 | 2 | 17 | 627.1645 | 0
2027 | 10 | 2 | 18 | 620.5684 | 0
2027 | 10 | 2 | 19 | 641.6552 | 0
2027 | 10 | 2 | 20 | 637.993 | 0
2027 | 10 | 2 | 21 | 620.7531 | 0
2027 | 10 | 2 | 22 | 599.6594 | 0
2027 | 10 | 2 | 23 | 579.1628 | 0
2027 | 10 | 3 | 0 | 559.7167 | 0
2027 | 10 | 3 | 1 | 550.3866 | 0
2027 | 10 | 3 | 2 | 541.9846 | 0
2027 | 10 | 3 | 3 | 535.5537 | 0
2027 | 10 | 3 | 4 | 533.8159 | 0
2027 | 10 | 3 | 5 | 541.1775 | 0
2027 | 10 | 3 | 6 | 559.685 | 0
2027 | 10 | 3 | 7 | 568.3797 | 0
2027 | 10 | 3 | 8 | 577.0743 | 0
2027 | 10 | 3 | 9 | 600.1565 | 0
2027 | 10 | 3 | 10 | 630.4734 | 0
2027 | 10 | 3 | 11 | 650.3681 | 0
2027 | 10 | 3 | 12 | 660.2086 | 0
2027 | 10 | 3 | 13 | 659.6851 | 0
2027 | 10 | 3 | 14 | 653.6306 | 0
2027 | 10 | 3 | 15 | 646.7239 | 0
2027 | 10 | 3 | 16 | 646.3389 | 0
2027 | 10 | 3 | 17 | 653.7242 | 0
2027 | 10 | 3 | 18 | 649.3508 | 0
2027 | 10 | 3 | 19 | 669.1267 | 0
2027 | 10 | 3 | 20 | 666.1425 | 0
2027 | 10 | 3 | 21 | 649.2926 | 0
2027 | 10 | 3 | 22 | 620.5951 | 0
2027 | 10 | 3 | 23 | 593.8424 | 0
2027 | 10 | 4 | 0 | 571.0878 | 0
2027 | 10 | 4 | 1 | 559.0878 | 0
2027 | 10 | 4 | 2 | 547.5334 | 0
2027 | 10 | 4 | 3 | 543.337 | 0
2027 | 10 | 4 | 4 | 548.0793 | 0
2027 | 10 | 4 | 5 | 573.8062 | 0
2027 | 10 | 4 | 6 | 628.6012 | 0
2027 | 10 | 4 | 7 | 683.3961 | 0
2027 | 10 | 4 | 8 | 731.1779 | 0
2027 | 10 | 4 | 9 | 757.8527 | 0
2027 | 10 | 4 | 10 | 783.3938 | 0
2027 | 10 | 4 | 11 | 797.2149 | 0
2027 | 10 | 4 | 12 | 803.0903 | 0
2027 | 10 | 4 | 13 | 807.6775 | 0
2027 | 10 | 4 | 14 | 805.9178 | 0
2027 | 10 | 4 | 15 | 804.2289 | 0
2027 | 10 | 4 | 16 | 803.0462 | 0
2027 | 10 | 4 | 17 | 797.4201 | 0
2027 | 10 | 4 | 18 | 778.613 | 0
2027 | 10 | 4 | 19 | 785.9365 | 0
2027 | 10 | 4 | 20 | 772.9426 | 0
2027 | 10 | 4 | 21 | 740.0474 | 0
2027 | 10 | 4 | 22 | 692.1771 | 0
2027 | 10 | 4 | 23 | 644.2855 | 0
2027 | 10 | 5 | 0 | 607.8964 | 0
2027 | 10 | 5 | 1 | 583.8388 | 0
2027 | 10 | 5 | 2 | 568.6804 | 0
2027 | 10 | 5 | 3 | 562.6658 | 0
2027 | 10 | 5 | 4 | 565.9528 | 0
2027 | 10 | 5 | 5 | 595.2806 | 0
2027 | 10 | 5 | 6 | 654.9815 | 0
2027 | 10 | 5 | 7 | 714.6824 | 0
2027 | 10 | 5 | 8 | 766.6089 | 0
2027 | 10 | 5 | 9 | 792.9721 | 0
2027 | 10 | 5 | 10 | 822.0145 | 0
2027 | 10 | 5 | 11 | 843.8992 | 0
2027 | 10 | 5 | 12 | 857.2918 | 0
2027 | 10 | 5 | 13 | 869.9809 | 0
2027 | 10 | 5 | 14 | 871.6443 | 0
2027 | 10 | 5 | 15 | 869.4965 | 0
2027 | 10 | 5 | 16 | 855.0199 | 0
2027 | 10 | 5 | 17 | 851.1121 | 0
2027 | 10 | 5 | 18 | 838.4028 | 0
2027 | 10 | 5 | 19 | 845.1984 | 0
2027 | 10 | 5 | 20 | 828.2231 | 0
2027 | 10 | 5 | 21 | 790.9219 | 0
2027 | 10 | 5 | 22 | 734.3367 | 0
2027 | 10 | 5 | 23 | 675.4128 | 0
2027 | 10 | 6 | 0 | 627.8425 | 0
2027 | 10 | 6 | 1 | 630.0473 | 0
2027 | 10 | 6 | 2 | 613.2352 | 0
2027 | 10 | 6 | 3 | 605.2385 | 0
2027 | 10 | 6 | 4 | 605.4524 | 0
2027 | 10 | 6 | 5 | 623.6203 | 0
2027 | 10 | 6 | 6 | 669.96 | 0
2027 | 10 | 6 | 7 | 716.2997 | 0
2027 | 10 | 6 | 8 | 760.4603 | 0
2027 | 10 | 6 | 9 | 782.2582 | 0
2027 | 10 | 6 | 10 | 803.189 | 0
2027 | 10 | 6 | 11 | 816.971 | 0
2027 | 10 | 6 | 12 | 823.029 | 0
2027 | 10 | 6 | 13 | 830.0709 | 0
2027 | 10 | 6 | 14 | 830.5103 | 0
2027 | 10 | 6 | 15 | 827.464 | 0
2027 | 10 | 6 | 16 | 825.9068 | 0
2027 | 10 | 6 | 17 | 821.6906 | 0
2027 | 10 | 6 | 18 | 818.2561 | 0
2027 | 10 | 6 | 19 | 821.5714 | 0
2027 | 10 | 6 | 20 | 802.1423 | 0
2027 | 10 | 6 | 21 | 771.565 | 0
2027 | 10 | 6 | 22 | 728.0853 | 0
2027 | 10 | 6 | 23 | 682.6582 | 0
2027 | 10 | 7 | 0 | 646.173 | 0
2027 | 10 | 7 | 1 | 610.1626 | 0
2027 | 10 | 7 | 2 | 574.1523 | 0
2027 | 10 | 7 | 3 | 567.7011 | 0
2027 | 10 | 7 | 4 | 569.2504 | 0
2027 | 10 | 7 | 5 | 589.8507 | 0
2027 | 10 | 7 | 6 | 643.8378 | 0
2027 | 10 | 7 | 7 | 697.825 | 0
2027 | 10 | 7 | 8 | 748.3993 | 0
2027 | 10 | 7 | 9 | 773.0245 | 0
2027 | 10 | 7 | 10 | 787.6896 | 0
2027 | 10 | 7 | 11 | 796.4022 | 0
2027 | 10 | 7 | 12 | 798.5225 | 0
2027 | 10 | 7 | 13 | 801.2168 | 0
2027 | 10 | 7 | 14 | 799.5431 | 0
2027 | 10 | 7 | 15 | 796.5795 | 0
2027 | 10 | 7 | 16 | 796.818 | 0
2027 | 10 | 7 | 17 | 788.7463 | 0
2027 | 10 | 7 | 18 | 774.7585 | 0
2027 | 10 | 7 | 19 | 784.5996 | 0
2027 | 10 | 7 | 20 | 773.8191 | 0
2027 | 10 | 7 | 21 | 746.8079 | 0
2027 | 10 | 7 | 22 | 702.8148 | 0
2027 | 10 | 7 | 23 | 655.4038 | 0
2027 | 10 | 8 | 0 | 619.1613 | 0
2027 | 10 | 8 | 1 | 585.8065 | 0
2027 | 10 | 8 | 2 | 569.718 | 0
2027 | 10 | 8 | 3 | 563.1525 | 0
2027 | 10 | 8 | 4 | 564.2894 | 0
2027 | 10 | 8 | 5 | 589.6748 | 0
2027 | 10 | 8 | 6 | 646.5958 | 0
2027 | 10 | 8 | 7 | 703.5168 | 0
2027 | 10 | 8 | 8 | 739.8475 | 0
2027 | 10 | 8 | 9 | 776.1781 | 0
2027 | 10 | 8 | 10 | 790.0798 | 0
2027 | 10 | 8 | 11 | 794.992 | 0
2027 | 10 | 8 | 12 | 791.5318 | 0
2027 | 10 | 8 | 13 | 789.0598 | 0
2027 | 10 | 8 | 14 | 783.1161 | 0
2027 | 10 | 8 | 15 | 775.6278 | 0
2027 | 10 | 8 | 16 | 771.9574 | 0
2027 | 10 | 8 | 17 | 766.5636 | 0
2027 | 10 | 8 | 18 | 752.3064 | 0
2027 | 10 | 8 | 19 | 761.9928 | 0
2027 | 10 | 8 | 20 | 754.0295 | 0
2027 | 10 | 8 | 21 | 726.1119 | 0
2027 | 10 | 8 | 22 | 681.246 | 0
2027 | 10 | 8 | 23 | 633.9593 | 0
2027 | 10 | 9 | 0 | 594.5255 | 0
2027 | 10 | 9 | 1 | 576.4277 | 0
2027 | 10 | 9 | 2 | 558.33 | 0
2027 | 10 | 9 | 3 | 548.8734 | 0
2027 | 10 | 9 | 4 | 546.6707 | 0
2027 | 10 | 9 | 5 | 557.4871 | 0
2027 | 10 | 9 | 6 | 584.7186 | 0
2027 | 10 | 9 | 7 | 609.7556 | 0
2027 | 10 | 9 | 8 | 618.8275 | 0
2027 | 10 | 9 | 9 | 651.349 | 0
2027 | 10 | 9 | 10 | 679.0151 | 0
2027 | 10 | 9 | 11 | 692.0958 | 0
2027 | 10 | 9 | 12 | 694.6689 | 0
2027 | 10 | 9 | 13 | 691.4775 | 0
2027 | 10 | 9 | 14 | 683.4204 | 0
2027 | 10 | 9 | 15 | 675.4022 | 0
2027 | 10 | 9 | 16 | 674.067 | 0
2027 | 10 | 9 | 17 | 675.0763 | 0
2027 | 10 | 9 | 18 | 669.7674 | 0
2027 | 10 | 9 | 19 | 680.3766 | 0
2027 | 10 | 9 | 20 | 673.9341 | 0
2027 | 10 | 9 | 21 | 654.6039 | 0
2027 | 10 | 9 | 22 | 624.9983 | 0
2027 | 10 | 9 | 23 | 593.4129 | 0
2027 | 10 | 10 | 0 | 568.0714 | 0
2027 | 10 | 10 | 1 | 559.5032 | 0
2027 | 10 | 10 | 2 | 545.0516 | 0
2027 | 10 | 10 | 3 | 537.2521 | 0
2027 | 10 | 10 | 4 | 534.1845 | 0
2027 | 10 | 10 | 5 | 538.4431 | 0
2027 | 10 | 10 | 6 | 551.2259 | 0
2027 | 10 | 10 | 7 | 564.0088 | 0
2027 | 10 | 10 | 8 | 574.6431 | 0
2027 | 10 | 10 | 9 | 601.2447 | 0
2027 | 10 | 10 | 10 | 631.146 | 0
2027 | 10 | 10 | 11 | 650.4114 | 0
2027 | 10 | 10 | 12 | 661.4146 | 0
2027 | 10 | 10 | 13 | 663.5559 | 0
2027 | 10 | 10 | 14 | 664.8751 | 0
2027 | 10 | 10 | 15 | 663.9692 | 0
2027 | 10 | 10 | 16 | 667.6427 | 0
2027 | 10 | 10 | 17 | 672.1489 | 0
2027 | 10 | 10 | 18 | 668.2681 | 0
2027 | 10 | 10 | 19 | 681.9616 | 0
2027 | 10 | 10 | 20 | 678.1749 | 0
2027 | 10 | 10 | 21 | 663.2365 | 0
2027 | 10 | 10 | 22 | 632.8586 | 0
2027 | 10 | 10 | 23 | 600.7054 | 0
2027 | 10 | 11 | 0 | 573.6229 | 0
2027 | 10 | 11 | 1 | 557.2961 | 0
2027 | 10 | 11 | 2 | 540.9694 | 0
2027 | 10 | 11 | 3 | 532.0789 | 0
2027 | 10 | 11 | 4 | 529.2111 | 0
2027 | 10 | 11 | 5 | 532.1287 | 0
2027 | 10 | 11 | 6 | 542.425 | 0
2027 | 10 | 11 | 7 | 552.7213 | 0
2027 | 10 | 11 | 8 | 578.4927 | 0
2027 | 10 | 11 | 9 | 604.2641 | 0
2027 | 10 | 11 | 10 | 638.527 | 0
2027 | 10 | 11 | 11 | 665.2183 | 0
2027 | 10 | 11 | 12 | 685.3686 | 0
2027 | 10 | 11 | 13 | 687.6989 | 0
2027 | 10 | 11 | 14 | 684.8369 | 0
2027 | 10 | 11 | 15 | 681.2394 | 0
2027 | 10 | 11 | 16 | 680.3118 | 0
2027 | 10 | 11 | 17 | 685.1467 | 0
2027 | 10 | 11 | 18 | 686.07 | 0
2027 | 10 | 11 | 19 | 700.8483 | 0
2027 | 10 | 11 | 20 | 692.4919 | 0
2027 | 10 | 11 | 21 | 674.1593 | 0
2027 | 10 | 11 | 22 | 640.3457 | 0
2027 | 10 | 11 | 23 | 608.0928 | 0
2027 | 10 | 12 | 0 | 581.3878 | 0
2027 | 10 | 12 | 1 | 573.4922 | 0
2027 | 10 | 12 | 2 | 567.6951 | 0
2027 | 10 | 12 | 3 | 560.6916 | 0
2027 | 10 | 12 | 4 | 561.5785 | 0
2027 | 10 | 12 | 5 | 584.122 | 0
2027 | 10 | 12 | 6 | 637.5644 | 0
2027 | 10 | 12 | 7 | 691.0068 | 0
2027 | 10 | 12 | 8 | 742.2303 | 0
2027 | 10 | 12 | 9 | 764.2583 | 0
2027 | 10 | 12 | 10 | 780.6294 | 0
2027 | 10 | 12 | 11 | 791.3922 | 0
2027 | 10 | 12 | 12 | 794.199 | 0
2027 | 10 | 12 | 13 | 799.7193 | 0
2027 | 10 | 12 | 14 | 798.1509 | 0
2027 | 10 | 12 | 15 | 790.8884 | 0
2027 | 10 | 12 | 16 | 781.3331 | 0
2027 | 10 | 12 | 17 | 782.4829 | 0
2027 | 10 | 12 | 18 | 785.4368 | 0
2027 | 10 | 12 | 19 | 787.5998 | 0
2027 | 10 | 12 | 20 | 771.726 | 0
2027 | 10 | 12 | 21 | 739.9643 | 0
2027 | 10 | 12 | 22 | 693.1475 | 0
2027 | 10 | 12 | 23 | 643.7201 | 0
2027 | 10 | 13 | 0 | 608.6703 | 0
2027 | 10 | 13 | 1 | 598.4287 | 0
2027 | 10 | 13 | 2 | 588.1871 | 0
2027 | 10 | 13 | 3 | 582.2108 | 0
2027 | 10 | 13 | 4 | 584.1018 | 0
2027 | 10 | 13 | 5 | 607.7667 | 0
2027 | 10 | 13 | 6 | 658.3739 | 0
2027 | 10 | 13 | 7 | 708.9812 | 0
2027 | 10 | 13 | 8 | 754.1636 | 0
2027 | 10 | 13 | 9 | 774.0562 | 0
2027 | 10 | 13 | 10 | 792.2556 | 0
2027 | 10 | 13 | 11 | 806.4618 | 0
2027 | 10 | 13 | 12 | 812.7584 | 0
2027 | 10 | 13 | 13 | 819.3372 | 0
2027 | 10 | 13 | 14 | 816.5904 | 0
2027 | 10 | 13 | 15 | 815.0485 | 0
2027 | 10 | 13 | 16 | 816.002 | 0
2027 | 10 | 13 | 17 | 816.3161 | 0
2027 | 10 | 13 | 18 | 820.4913 | 0
2027 | 10 | 13 | 19 | 822.4488 | 0
2027 | 10 | 13 | 20 | 801.0444 | 0
2027 | 10 | 13 | 21 | 765.5028 | 0
2027 | 10 | 13 | 22 | 720.534 | 0
2027 | 10 | 13 | 23 | 671.8016 | 0
2027 | 10 | 14 | 0 | 633.395 | 0
2027 | 10 | 14 | 1 | 611.3457 | 0
2027 | 10 | 14 | 2 | 589.2964 | 0
2027 | 10 | 14 | 3 | 583.3786 | 0
2027 | 10 | 14 | 4 | 584.5015 | 0
2027 | 10 | 14 | 5 | 606.1972 | 0
2027 | 10 | 14 | 6 | 657.7987 | 0
2027 | 10 | 14 | 7 | 709.4003 | 0
2027 | 10 | 14 | 8 | 758.0415 | 0
2027 | 10 | 14 | 9 | 777.577 | 0
2027 | 10 | 14 | 10 | 792.5813 | 0
2027 | 10 | 14 | 11 | 801.4049 | 0
2027 | 10 | 14 | 12 | 801.1625 | 0
2027 | 10 | 14 | 13 | 804.3243 | 0
2027 | 10 | 14 | 14 | 800.137 | 0
2027 | 10 | 14 | 15 | 797.1043 | 0
2027 | 10 | 14 | 16 | 796.7278 | 0
2027 | 10 | 14 | 17 | 797.1816 | 0
2027 | 10 | 14 | 18 | 794.5975 | 0
2027 | 10 | 14 | 19 | 799.9716 | 0
2027 | 10 | 14 | 20 | 786.9377 | 0
2027 | 10 | 14 | 21 | 758.3679 | 0
2027 | 10 | 14 | 22 | 715.0199 | 0
2027 | 10 | 14 | 23 | 672.0145 | 0
2027 | 10 | 15 | 0 | 638.2685 | 0
2027 | 10 | 15 | 1 | 615.2098 | 0
2027 | 10 | 15 | 2 | 603.5207 | 0
2027 | 10 | 15 | 3 | 598.8444 | 0
2027 | 10 | 15 | 4 | 601.6706 | 0
2027 | 10 | 15 | 5 | 621.6954 | 0
2027 | 10 | 15 | 6 | 669.7315 | 0
2027 | 10 | 15 | 7 | 717.7675 | 0
2027 | 10 | 15 | 8 | 763.4177 | 0
2027 | 10 | 15 | 9 | 786.848 | 0
2027 | 10 | 15 | 10 | 799.6892 | 0
2027 | 10 | 15 | 11 | 803.478 | 0
2027 | 10 | 15 | 12 | 802.4448 | 0
2027 | 10 | 15 | 13 | 798.3176 | 0
2027 | 10 | 15 | 14 | 790.558 | 0
2027 | 10 | 15 | 15 | 782.2279 | 0
2027 | 10 | 15 | 16 | 778.4104 | 0
2027 | 10 | 15 | 17 | 779.3358 | 0
2027 | 10 | 15 | 18 | 778.6125 | 0
2027 | 10 | 15 | 19 | 781.5618 | 0
2027 | 10 | 15 | 20 | 765.8021 | 0
2027 | 10 | 15 | 21 | 739.4682 | 0
2027 | 10 | 15 | 22 | 704.4193 | 0
2027 | 10 | 15 | 23 | 668.8652 | 0
2027 | 10 | 16 | 0 | 638.2296 | 0
2027 | 10 | 16 | 1 | 611.4669 | 0
2027 | 10 | 16 | 2 | 584.7042 | 0
2027 | 10 | 16 | 3 | 575.4888 | 0
2027 | 10 | 16 | 4 | 572.172 | 0
2027 | 10 | 16 | 5 | 584.2263 | 0
2027 | 10 | 16 | 6 | 614.3996 | 0
2027 | 10 | 16 | 7 | 641.475 | 0
2027 | 10 | 16 | 8 | 648.5701 | 0
2027 | 10 | 16 | 9 | 677.885 | 0
2027 | 10 | 16 | 10 | 708.9448 | 0
2027 | 10 | 16 | 11 | 727.3031 | 0
2027 | 10 | 16 | 12 | 730.6074 | 0
2027 | 10 | 16 | 13 | 726.7342 | 0
2027 | 10 | 16 | 14 | 717.7473 | 0
2027 | 10 | 16 | 15 | 711.1382 | 0
2027 | 10 | 16 | 16 | 711.0936 | 0
2027 | 10 | 16 | 17 | 714.8259 | 0
2027 | 10 | 16 | 18 | 717.8167 | 0
2027 | 10 | 16 | 19 | 723.119 | 0
2027 | 10 | 16 | 20 | 706.6015 | 0
2027 | 10 | 16 | 21 | 682.8589 | 0
2027 | 10 | 16 | 22 | 652.431 | 0
2027 | 10 | 16 | 23 | 622.6744 | 0
2027 | 10 | 17 | 0 | 597.2653 | 0
2027 | 10 | 17 | 1 | 582.9634 | 0
2027 | 10 | 17 | 2 | 568.6615 | 0
2027 | 10 | 17 | 3 | 560.451 | 0
2027 | 10 | 17 | 4 | 558.1918 | 0
2027 | 10 | 17 | 5 | 567.3128 | 0
2027 | 10 | 17 | 6 | 587.9237 | 0
2027 | 10 | 17 | 7 | 597.4589 | 0
2027 | 10 | 17 | 8 | 606.994 | 0
2027 | 10 | 17 | 9 | 631.8254 | 0
2027 | 10 | 17 | 10 | 663.5172 | 0
2027 | 10 | 17 | 11 | 685.6169 | 0
2027 | 10 | 17 | 12 | 693.3201 | 0
2027 | 10 | 17 | 13 | 697.2893 | 0
2027 | 10 | 17 | 14 | 693.0376 | 0
2027 | 10 | 17 | 15 | 691.563 | 0
2027 | 10 | 17 | 16 | 697.2941 | 0
2027 | 10 | 17 | 17 | 711.907 | 0
2027 | 10 | 17 | 18 | 720.098 | 0
2027 | 10 | 17 | 19 | 728.4185 | 0
2027 | 10 | 17 | 20 | 717.8964 | 0
2027 | 10 | 17 | 21 | 698.2459 | 0
2027 | 10 | 17 | 22 | 664.7515 | 0
2027 | 10 | 17 | 23 | 632.8807 | 0
2027 | 10 | 18 | 0 | 606.1224 | 0
2027 | 10 | 18 | 1 | 591.9326 | 0
2027 | 10 | 18 | 2 | 580.3048 | 0
2027 | 10 | 18 | 3 | 576.0195 | 0
2027 | 10 | 18 | 4 | 580.4927 | 0
2027 | 10 | 18 | 5 | 604.7728 | 0
2027 | 10 | 18 | 6 | 658.3746 | 0
2027 | 10 | 18 | 7 | 711.9765 | 0
2027 | 10 | 18 | 8 | 760.4678 | 0
2027 | 10 | 18 | 9 | 781.0062 | 0
2027 | 10 | 18 | 10 | 798.7825 | 0
2027 | 10 | 18 | 11 | 805.8991 | 0
2027 | 10 | 18 | 12 | 808.3201 | 0
2027 | 10 | 18 | 13 | 810.8986 | 0
2027 | 10 | 18 | 14 | 810.6624 | 0
2027 | 10 | 18 | 15 | 807.1876 | 0
2027 | 10 | 18 | 16 | 808.0244 | 0
2027 | 10 | 18 | 17 | 810.4087 | 0
2027 | 10 | 18 | 18 | 809.4504 | 0
2027 | 10 | 18 | 19 | 811.6895 | 0
2027 | 10 | 18 | 20 | 793.9255 | 0
2027 | 10 | 18 | 21 | 762.9077 | 0
2027 | 10 | 18 | 22 | 715.8176 | 0
2027 | 10 | 18 | 23 | 669.2491 | 0
2027 | 10 | 19 | 0 | 631.5277 | 0
2027 | 10 | 19 | 1 | 594.6141 | 0
2027 | 10 | 19 | 2 | 582.1732 | 0
2027 | 10 | 19 | 3 | 577.3866 | 0
2027 | 10 | 19 | 4 | 582.1495 | 0
2027 | 10 | 19 | 5 | 608.2803 | 0
2027 | 10 | 19 | 6 | 665.2639 | 0
2027 | 10 | 19 | 7 | 722.2474 | 0
2027 | 10 | 19 | 8 | 774.6954 | 0
2027 | 10 | 19 | 9 | 788.9352 | 0
2027 | 10 | 19 | 10 | 800.2086 | 0
2027 | 10 | 19 | 11 | 803.9114 | 0
2027 | 10 | 19 | 12 | 798.6222 | 0
2027 | 10 | 19 | 13 | 793.8871 | 0
2027 | 10 | 19 | 14 | 781.8066 | 0
2027 | 10 | 19 | 15 | 772.9727 | 0
2027 | 10 | 19 | 16 | 760.7083 | 0
2027 | 10 | 19 | 17 | 765.5575 | 0
2027 | 10 | 19 | 18 | 782.3128 | 0
2027 | 10 | 19 | 19 | 785.6581 | 0
2027 | 10 | 19 | 20 | 767.9962 | 0
2027 | 10 | 19 | 21 | 734.0438 | 0
2027 | 10 | 19 | 22 | 687.1121 | 0
2027 | 10 | 19 | 23 | 639.908 | 0
2027 | 10 | 20 | 0 | 602.8902 | 0
2027 | 10 | 20 | 1 | 603.743 | 0
2027 | 10 | 20 | 2 | 588.6378 | 0
2027 | 10 | 20 | 3 | 581.8306 | 0
2027 | 10 | 20 | 4 | 583.9215 | 0
2027 | 10 | 20 | 5 | 608.6349 | 0
2027 | 10 | 20 | 6 | 664.6194 | 0
2027 | 10 | 20 | 7 | 720.6039 | 0
2027 | 10 | 20 | 8 | 771.3543 | 0
2027 | 10 | 20 | 9 | 789.2628 | 0
2027 | 10 | 20 | 10 | 807.254 | 0
2027 | 10 | 20 | 11 | 819.1183 | 0
2027 | 10 | 20 | 12 | 824.1297 | 0
2027 | 10 | 20 | 13 | 830.1417 | 0
2027 | 10 | 20 | 14 | 828.1202 | 0
2027 | 10 | 20 | 15 | 825.2909 | 0
2027 | 10 | 20 | 16 | 830.0326 | 0
2027 | 10 | 20 | 17 | 829.3806 | 0
2027 | 10 | 20 | 18 | 839.2664 | 0
2027 | 10 | 20 | 19 | 836.2817 | 0
2027 | 10 | 20 | 20 | 814.2136 | 0
2027 | 10 | 20 | 21 | 777.3788 | 0
2027 | 10 | 20 | 22 | 724.7461 | 0
2027 | 10 | 20 | 23 | 671.0797 | 0
2027 | 10 | 21 | 0 | 627.8035 | 0
2027 | 10 | 21 | 1 | 600.8251 | 0
2027 | 10 | 21 | 2 | 573.8467 | 0
2027 | 10 | 21 | 3 | 566.0759 | 0
2027 | 10 | 21 | 4 | 567.8099 | 0
2027 | 10 | 21 | 5 | 591.8418 | 0
2027 | 10 | 21 | 6 | 647.158 | 0
2027 | 10 | 21 | 7 | 702.4742 | 0
2027 | 10 | 21 | 8 | 733.3212 | 0
2027 | 10 | 21 | 9 | 764.1682 | 0
2027 | 10 | 21 | 10 | 777.5732 | 0
2027 | 10 | 21 | 11 | 785.0903 | 0
2027 | 10 | 21 | 12 | 785.5547 | 0
2027 | 10 | 21 | 13 | 787.3671 | 0
2027 | 10 | 21 | 14 | 778.804 | 0
2027 | 10 | 21 | 15 | 770.523 | 0
2027 | 10 | 21 | 16 | 766.4345 | 0
2027 | 10 | 21 | 17 | 766.7479 | 0
2027 | 10 | 21 | 18 | 772.83 | 0
2027 | 10 | 21 | 19 | 774.0086 | 0
2027 | 10 | 21 | 20 | 758.3917 | 0
2027 | 10 | 21 | 21 | 727.2622 | 0
2027 | 10 | 21 | 22 | 678.1755 | 0
2027 | 10 | 21 | 23 | 631.2867 | 0
2027 | 10 | 22 | 0 | 593.9022 | 0
2027 | 10 | 22 | 1 | 588.5688 | 0
2027 | 10 | 22 | 2 | 573.5035 | 0
2027 | 10 | 22 | 3 | 567.3571 | 0
2027 | 10 | 22 | 4 | 569.0964 | 0
2027 | 10 | 22 | 5 | 590.4959 | 0
2027 | 10 | 22 | 6 | 644.1868 | 0
2027 | 10 | 22 | 7 | 697.8778 | 0
2027 | 10 | 22 | 8 | 748.5287 | 0
2027 | 10 | 22 | 9 | 767.748 | 0
2027 | 10 | 22 | 10 | 786.4013 | 0
2027 | 10 | 22 | 11 | 797.4641 | 0
2027 | 10 | 22 | 12 | 801.2177 | 0
2027 | 10 | 22 | 13 | 803.1505 | 0
2027 | 10 | 22 | 14 | 796.9231 | 0
2027 | 10 | 22 | 15 | 792.0938 | 0
2027 | 10 | 22 | 16 | 789.9914 | 0
2027 | 10 | 22 | 17 | 792.3099 | 0
2027 | 10 | 22 | 18 | 796.2285 | 0
2027 | 10 | 22 | 19 | 792.7524 | 0
2027 | 10 | 22 | 20 | 772.9378 | 0
2027 | 10 | 22 | 21 | 744.8693 | 0
2027 | 10 | 22 | 22 | 705.6972 | 0
2027 | 10 | 22 | 23 | 662.798 | 0
2027 | 10 | 23 | 0 | 625.8933 | 0
2027 | 10 | 23 | 1 | 601.4963 | 0
2027 | 10 | 23 | 2 | 577.0993 | 0
2027 | 10 | 23 | 3 | 567.8564 | 0
2027 | 10 | 23 | 4 | 565.4147 | 0
2027 | 10 | 23 | 5 | 574.0565 | 0
2027 | 10 | 23 | 6 | 599.5972 | 0
2027 | 10 | 23 | 7 | 627.8123 | 0
2027 | 10 | 23 | 8 | 635.785 | 0
2027 | 10 | 23 | 9 | 665.7214 | 0
2027 | 10 | 23 | 10 | 695.4576 | 0
2027 | 10 | 23 | 11 | 712.6178 | 0
2027 | 10 | 23 | 12 | 718.4553 | 0
2027 | 10 | 23 | 13 | 717.0823 | 0
2027 | 10 | 23 | 14 | 706.6092 | 0
2027 | 10 | 23 | 15 | 699.3545 | 0
2027 | 10 | 23 | 16 | 699.0882 | 0
2027 | 10 | 23 | 17 | 708.7803 | 0
2027 | 10 | 23 | 18 | 720.9179 | 0
2027 | 10 | 23 | 19 | 721.3378 | 0
2027 | 10 | 23 | 20 | 703.7983 | 0
2027 | 10 | 23 | 21 | 683.0329 | 0
2027 | 10 | 23 | 22 | 654.2204 | 0
2027 | 10 | 23 | 23 | 625.466 | 0
2027 | 10 | 24 | 0 | 599.8425 | 0
2027 | 10 | 24 | 1 | 573.2826 | 0
2027 | 10 | 24 | 2 | 558.3333 | 0
2027 | 10 | 24 | 3 | 548.6346 | 0
2027 | 10 | 24 | 4 | 545.5903 | 0
2027 | 10 | 24 | 5 | 550.9002 | 0
2027 | 10 | 24 | 6 | 568.2276 | 0
2027 | 10 | 24 | 7 | 587.0352 | 0
2027 | 10 | 24 | 8 | 592.4718 | 0
2027 | 10 | 24 | 9 | 615.8933 | 0
2027 | 10 | 24 | 10 | 643.5918 | 0
2027 | 10 | 24 | 11 | 662.269 | 0
2027 | 10 | 24 | 12 | 673.1825 | 0
2027 | 10 | 24 | 13 | 675.7224 | 0
2027 | 10 | 24 | 14 | 671.5777 | 0
2027 | 10 | 24 | 15 | 671.6931 | 0
2027 | 10 | 24 | 16 | 678.7188 | 0
2027 | 10 | 24 | 17 | 694.326 | 0
2027 | 10 | 24 | 18 | 711.2269 | 0
2027 | 10 | 24 | 19 | 713.6043 | 0
2027 | 10 | 24 | 20 | 698.2325 | 0
2027 | 10 | 24 | 21 | 678.4406 | 0
2027 | 10 | 24 | 22 | 647.2133 | 0
2027 | 10 | 24 | 23 | 617.5776 | 0
2027 | 10 | 25 | 0 | 589.5253 | 0
2027 | 10 | 25 | 1 | 586.3031 | 0
2027 | 10 | 25 | 2 | 576.4577 | 0
2027 | 10 | 25 | 3 | 573.8046 | 0
2027 | 10 | 25 | 4 | 578.4245 | 0
2027 | 10 | 25 | 5 | 602.8344 | 0
2027 | 10 | 25 | 6 | 658.5762 | 0
2027 | 10 | 25 | 7 | 714.318 | 0
2027 | 10 | 25 | 8 | 767.319 | 0
2027 | 10 | 25 | 9 | 789.2448 | 0
2027 | 10 | 25 | 10 | 806.0222 | 0
2027 | 10 | 25 | 11 | 815.1974 | 0
2027 | 10 | 25 | 12 | 817.8319 | 0
2027 | 10 | 25 | 13 | 819.8275 | 0
2027 | 10 | 25 | 14 | 815.8353 | 0
2027 | 10 | 25 | 15 | 813.3658 | 0
2027 | 10 | 25 | 16 | 814.9342 | 0
2027 | 10 | 25 | 17 | 821.4504 | 0
2027 | 10 | 25 | 18 | 832.0728 | 0
2027 | 10 | 25 | 19 | 831.3746 | 0
2027 | 10 | 25 | 20 | 812.4341 | 0
2027 | 10 | 25 | 21 | 783.1157 | 0
2027 | 10 | 25 | 22 | 737.6124 | 0
2027 | 10 | 25 | 23 | 691.5323 | 0
2027 | 10 | 26 | 0 | 652.3083 | 0
2027 | 10 | 26 | 1 | 635.4602 | 0
2027 | 10 | 26 | 2 | 622.6572 | 0
2027 | 10 | 26 | 3 | 617.1751 | 0
2027 | 10 | 26 | 4 | 619.5521 | 0
2027 | 10 | 26 | 5 | 639.0799 | 0
2027 | 10 | 26 | 6 | 689.0824 | 0
2027 | 10 | 26 | 7 | 739.0849 | 0
2027 | 10 | 26 | 8 | 789.4276 | 0
2027 | 10 | 26 | 9 | 810.2654 | 0
2027 | 10 | 26 | 10 | 826.9828 | 0
2027 | 10 | 26 | 11 | 835.3395 | 0
2027 | 10 | 26 | 12 | 836.6236 | 0
2027 | 10 | 26 | 13 | 837.2089 | 0
2027 | 10 | 26 | 14 | 832.624 | 0
2027 | 10 | 26 | 15 | 829.1441 | 0
2027 | 10 | 26 | 16 | 823.1692 | 0
2027 | 10 | 26 | 17 | 826.1269 | 0
2027 | 10 | 26 | 18 | 843.8757 | 0
2027 | 10 | 26 | 19 | 838.3334 | 0
2027 | 10 | 26 | 20 | 816.0207 | 0
2027 | 10 | 26 | 21 | 785.2212 | 0
2027 | 10 | 26 | 22 | 741.6172 | 0
2027 | 10 | 26 | 23 | 697.4162 | 0
2027 | 10 | 27 | 0 | 660.9941 | 0
2027 | 10 | 27 | 1 | 641.0649 | 0
2027 | 10 | 27 | 2 | 627.2485 | 0
2027 | 10 | 27 | 3 | 620.1053 | 0
2027 | 10 | 27 | 4 | 621.5238 | 0
2027 | 10 | 27 | 5 | 640.8193 | 0
2027 | 10 | 27 | 6 | 689.5619 | 0
2027 | 10 | 27 | 7 | 738.3045 | 0
2027 | 10 | 27 | 8 | 786.1108 | 0
2027 | 10 | 27 | 9 | 802.7724 | 0
2027 | 10 | 27 | 10 | 818.6076 | 0
2027 | 10 | 27 | 11 | 827.9914 | 0
2027 | 10 | 27 | 12 | 830.2043 | 0
2027 | 10 | 27 | 13 | 831.608 | 0
2027 | 10 | 27 | 14 | 829.143 | 0
2027 | 10 | 27 | 15 | 826.1704 | 0
2027 | 10 | 27 | 16 | 829.5542 | 0
2027 | 10 | 27 | 17 | 834.1981 | 0
2027 | 10 | 27 | 18 | 854.8063 | 0
2027 | 10 | 27 | 19 | 846.7954 | 0
2027 | 10 | 27 | 20 | 824.3123 | 0
2027 | 10 | 27 | 21 | 792.9872 | 0
2027 | 10 | 27 | 22 | 749.7502 | 0
2027 | 10 | 27 | 23 | 705.2047 | 0
2027 | 10 | 28 | 0 | 666.8826 | 0
2027 | 10 | 28 | 1 | 645.5061 | 0
2027 | 10 | 28 | 2 | 624.1297 | 0
2027 | 10 | 28 | 3 | 617.5261 | 0
2027 | 10 | 28 | 4 | 618.9033 | 0
2027 | 10 | 28 | 5 | 637.3208 | 0
2027 | 10 | 28 | 6 | 688.0691 | 0
2027 | 10 | 28 | 7 | 738.8175 | 0
2027 | 10 | 28 | 8 | 788.8983 | 0
2027 | 10 | 28 | 9 | 808.0223 | 0
2027 | 10 | 28 | 10 | 825.95 | 0
2027 | 10 | 28 | 11 | 832.7873 | 0
2027 | 10 | 28 | 12 | 836.6028 | 0
2027 | 10 | 28 | 13 | 840.4183 | 0
2027 | 10 | 28 | 14 | 837.236 | 0
2027 | 10 | 28 | 15 | 835.1344 | 0
2027 | 10 | 28 | 16 | 837.0306 | 0
2027 | 10 | 28 | 17 | 837.4286 | 0
2027 | 10 | 28 | 18 | 843.9439 | 0
2027 | 10 | 28 | 19 | 836.8847 | 0
2027 | 10 | 28 | 20 | 816.3754 | 0
2027 | 10 | 28 | 21 | 789.2659 | 0
2027 | 10 | 28 | 22 | 747.6808 | 0
2027 | 10 | 28 | 23 | 703.3281 | 0
2027 | 10 | 29 | 0 | 665.5053 | 0
2027 | 10 | 29 | 1 | 632.252 | 0
2027 | 10 | 29 | 2 | 598.9988 | 0
2027 | 10 | 29 | 3 | 587.344 | 0
2027 | 10 | 29 | 4 | 583.399 | 0
2027 | 10 | 29 | 5 | 594.3957 | 0
2027 | 10 | 29 | 6 | 638.4402 | 0
2027 | 10 | 29 | 7 | 682.4847 | 0
2027 | 10 | 29 | 8 | 734.1755 | 0
2027 | 10 | 29 | 9 | 761.0868 | 0
2027 | 10 | 29 | 10 | 783.9929 | 0
2027 | 10 | 29 | 11 | 794.4044 | 0
2027 | 10 | 29 | 12 | 799.3009 | 0
2027 | 10 | 29 | 13 | 804.1974 | 0
2027 | 10 | 29 | 14 | 800.8469 | 0
2027 | 10 | 29 | 15 | 792.0888 | 0
2027 | 10 | 29 | 16 | 782.7969 | 0
2027 | 10 | 29 | 17 | 783.4601 | 0
2027 | 10 | 29 | 18 | 801.3899 | 0
2027 | 10 | 29 | 19 | 795.7078 | 0
2027 | 10 | 29 | 20 | 776.1334 | 0
2027 | 10 | 29 | 21 | 753.2064 | 0
2027 | 10 | 29 | 22 | 718.7726 | 0
2027 | 10 | 29 | 23 | 680.1731 | 0
2027 | 10 | 30 | 0 | 639.3837 | 0
2027 | 10 | 30 | 1 | 608.8593 | 0
2027 | 10 | 30 | 2 | 577.6043 | 0
2027 | 10 | 30 | 3 | 564.6608 | 0
2027 | 10 | 30 | 4 | 557.7209 | 0
2027 | 10 | 30 | 5 | 555.2418 | 0
2027 | 10 | 30 | 6 | 566.1809 | 0
2027 | 10 | 30 | 7 | 577.12 | 0
2027 | 10 | 30 | 8 | 608.9828 | 0
2027 | 10 | 30 | 9 | 640.8456 | 0
2027 | 10 | 30 | 10 | 673.6122 | 0
2027 | 10 | 30 | 11 | 692.9267 | 0
2027 | 10 | 30 | 12 | 702.1879 | 0
2027 | 10 | 30 | 13 | 699.8385 | 0
2027 | 10 | 30 | 14 | 695.9363 | 0
2027 | 10 | 30 | 15 | 686.5625 | 0
2027 | 10 | 30 | 16 | 679.6528 | 0
2027 | 10 | 30 | 17 | 689.6436 | 0
2027 | 10 | 30 | 18 | 717.6736 | 0
2027 | 10 | 30 | 19 | 717.4685 | 0
2027 | 10 | 30 | 20 | 702.4378 | 0
2027 | 10 | 30 | 21 | 686.4937 | 0
2027 | 10 | 30 | 22 | 669.1576 | 0
2027 | 10 | 30 | 23 | 647.5512 | 0
2027 | 10 | 31 | 0 | 621.6486 | 0
2027 | 10 | 31 | 1 | 595.746 | 0
2027 | 10 | 31 | 2 | 609.8246 | 0
2027 | 10 | 31 | 3 | 598.3381 | 0
2027 | 10 | 31 | 4 | 593.0502 | 0
2027 | 10 | 31 | 5 | 593.5223 | 0
2027 | 10 | 31 | 6 | 602.3984 | 0
2027 | 10 | 31 | 7 | 613.4464 | 0
2027 | 10 | 31 | 8 | 624.4943 | 0
2027 | 10 | 31 | 9 | 658.5301 | 0
2027 | 10 | 31 | 10 | 692.5659 | 0
2027 | 10 | 31 | 11 | 720.5627 | 0
2027 | 10 | 31 | 12 | 739.0985 | 0
2027 | 10 | 31 | 13 | 742.4922 | 0
2027 | 10 | 31 | 14 | 741.1433 | 0
2027 | 10 | 31 | 15 | 737.7554 | 0
2027 | 10 | 31 | 16 | 741.9426 | 0
2027 | 10 | 31 | 17 | 761.6543 | 0
2027 | 10 | 31 | 18 | 798.9296 | 0
2027 | 10 | 31 | 19 | 802.81 | 0
2027 | 10 | 31 | 20 | 788.9049 | 0
2027 | 10 | 31 | 21 | 772.6774 | 0
2027 | 10 | 31 | 22 | 747.6266 | 0
2027 | 10 | 31 | 23 | 720.4096 | 0
2027 | 11 | 1 | 0 | 689.4918 | 0
2027 | 11 | 1 | 1 | 677.2748 | 0
2027 | 11 | 1 | 2 | 694.782 | 0
2027 | 11 | 1 | 3 | 686.7466 | 0
2027 | 11 | 1 | 4 | 687.5383 | 0
2027 | 11 | 1 | 5 | 700.8257 | 0
2027 | 11 | 1 | 6 | 741.1789 | 0
2027 | 11 | 1 | 7 | 804.2606 | 0
2027 | 11 | 1 | 8 | 867.3423 | 0
2027 | 11 | 1 | 9 | 895.7368 | 0
2027 | 11 | 1 | 10 | 917.5637 | 0
2027 | 11 | 1 | 11 | 934.3099 | 0
2027 | 11 | 1 | 12 | 942.1536 | 0
2027 | 11 | 1 | 13 | 941.1181 | 0
2027 | 11 | 1 | 14 | 940.2244 | 0
2027 | 11 | 1 | 15 | 931.7695 | 0
2027 | 11 | 1 | 16 | 928.114 | 0
2027 | 11 | 1 | 17 | 937.9999 | 0
2027 | 11 | 1 | 18 | 963.7611 | 0
2027 | 11 | 1 | 19 | 959.7159 | 0
2027 | 11 | 1 | 20 | 940.9034 | 0
2027 | 11 | 1 | 21 | 916.2694 | 0
2027 | 11 | 1 | 22 | 873.7908 | 0
2027 | 11 | 1 | 23 | 824.9348 | 0
2027 | 11 | 2 | 0 | 773.9188 | 0
2027 | 11 | 2 | 1 | 739.176 | 0
2027 | 11 | 2 | 2 | 755.5513 | 0
2027 | 11 | 2 | 3 | 743.8236 | 0
2027 | 11 | 2 | 4 | 740.8704 | 0
2027 | 11 | 2 | 5 | 751.2556 | 0
2027 | 11 | 2 | 6 | 784.8981 | 0
2027 | 11 | 2 | 7 | 844.7333 | 0
2027 | 11 | 2 | 8 | 893.5446 | 0
2027 | 11 | 2 | 9 | 919.7985 | 0
2027 | 11 | 2 | 10 | 939.8272 | 0
2027 | 11 | 2 | 11 | 954.5634 | 0
2027 | 11 | 2 | 12 | 959.9871 | 0
2027 | 11 | 2 | 13 | 961.3036 | 0
2027 | 11 | 2 | 14 | 955.2556 | 0
2027 | 11 | 2 | 15 | 947.5361 | 0
2027 | 11 | 2 | 16 | 933.5538 | 0
2027 | 11 | 2 | 17 | 944.7361 | 0
2027 | 11 | 2 | 18 | 980.8582 | 0
2027 | 11 | 2 | 19 | 972.8658 | 0
2027 | 11 | 2 | 20 | 949.8192 | 0
2027 | 11 | 2 | 21 | 921.0052 | 0
2027 | 11 | 2 | 22 | 882.6124 | 0
2027 | 11 | 2 | 23 | 839.5436 | 0
2027 | 11 | 3 | 0 | 796.6491 | 0
2027 | 11 | 3 | 1 | 770.2419 | 0
2027 | 11 | 3 | 2 | 786.4573 | 0
2027 | 11 | 3 | 3 | 774.7195 | 0
2027 | 11 | 3 | 4 | 772.8505 | 0
2027 | 11 | 3 | 5 | 786.6697 | 0
2027 | 11 | 3 | 6 | 826.172 | 0
2027 | 11 | 3 | 7 | 888.7468 | 0
2027 | 11 | 3 | 8 | 951.3217 | 0
2027 | 11 | 3 | 9 | 977.8847 | 0
2027 | 11 | 3 | 10 | 995.9054 | 0
2027 | 11 | 3 | 11 | 1011.3761 | 0
2027 | 11 | 3 | 12 | 1019.2746 | 0
2027 | 11 | 3 | 13 | 1022.6806 | 0
2027 | 11 | 3 | 14 | 1026.1265 | 0
2027 | 11 | 3 | 15 | 1021.5246 | 0
2027 | 11 | 3 | 16 | 1021.4066 | 0
2027 | 11 | 3 | 17 | 1035.0962 | 0
2027 | 11 | 3 | 18 | 1078.1944 | 28.1944
2027 | 11 | 3 | 19 | 1070.7772 | 20.7772
2027 | 11 | 3 | 20 | 1046.7483 | 0
2027 | 11 | 3 | 21 | 1016.5984 | 0
2027 | 11 | 3 | 22 | 970.8866 | 0
2027 | 11 | 3 | 23 | 917.0471 | 0
2027 | 11 | 4 | 0 | 865.2239 | 0
2027 | 11 | 4 | 1 | 824.2129 | 0
2027 | 11 | 4 | 2 | 817.9653 | 0
2027 | 11 | 4 | 3 | 804.8816 | 0
2027 | 11 | 4 | 4 | 801.849 | 0
2027 | 11 | 4 | 5 | 814.7784 | 0
2027 | 11 | 4 | 6 | 858.9441 | 0
2027 | 11 | 4 | 7 | 928.5117 | 0
2027 | 11 | 4 | 8 | 998.0792 | 0
2027 | 11 | 4 | 9 | 1028.713 | 0
2027 | 11 | 4 | 10 | 1045.0452 | 0
2027 | 11 | 4 | 11 | 1056.1248 | 6.1248
2027 | 11 | 4 | 12 | 1060.4221 | 10.4221
2027 | 11 | 4 | 13 | 1058.9392 | 8.9392
2027 | 11 | 4 | 14 | 1055.4881 | 5.4881
2027 | 11 | 4 | 15 | 1045.0942 | 0
2027 | 11 | 4 | 16 | 1037.1047 | 0
2027 | 11 | 4 | 17 | 1044.44 | 0
2027 | 11 | 4 | 18 | 1082.8849 | 32.8849
2027 | 11 | 4 | 19 | 1084.2509 | 34.2509
2027 | 11 | 4 | 20 | 1066.1799 | 16.1799
2027 | 11 | 4 | 21 | 1039.7699 | 0
2027 | 11 | 4 | 22 | 992.7134 | 0
2027 | 11 | 4 | 23 | 936.7255 | 0
2027 | 11 | 5 | 0 | 880.5571 | 0
2027 | 11 | 5 | 1 | 854.4127 | 0
2027 | 11 | 5 | 2 | 825.4112 | 0
2027 | 11 | 5 | 3 | 811.5841 | 0
2027 | 11 | 5 | 4 | 806.9398 | 0
2027 | 11 | 5 | 5 | 820.1511 | 0
2027 | 11 | 5 | 6 | 867.3451 | 0
2027 | 11 | 5 | 7 | 942.3811 | 0
2027 | 11 | 5 | 8 | 1017.4171 | 0
2027 | 11 | 5 | 9 | 1050.0725 | 0.0725
2027 | 11 | 5 | 10 | 1069.2806 | 19.2806
2027 | 11 | 5 | 11 | 1080.0168 | 30.0168
2027 | 11 | 5 | 12 | 1081.2033 | 31.2033
2027 | 11 | 5 | 13 | 1073.5371 | 23.5371
2027 | 11 | 5 | 14 | 1065.4341 | 15.4341
2027 | 11 | 5 | 15 | 1048.5926 | 0
2027 | 11 | 5 | 16 | 1034.2917 | 0
2027 | 11 | 5 | 17 | 1039.9215 | 0
2027 | 11 | 5 | 18 | 1083.7348 | 33.7348
2027 | 11 | 5 | 19 | 1085.7398 | 35.7398
2027 | 11 | 5 | 20 | 1068.1608 | 18.1608
2027 | 11 | 5 | 21 | 1043.8059 | 0
2027 | 11 | 5 | 22 | 998.9462 | 0
2027 | 11 | 5 | 23 | 943.3484 | 0
2027 | 11 | 6 | 0 | 888.4226 | 0
2027 | 11 | 6 | 1 | 833.4967 | 0
2027 | 11 | 6 | 2 | 803.039 | 0
2027 | 11 | 6 | 3 | 782.4017 | 0
2027 | 11 | 6 | 4 | 771.8711 | 0
2027 | 11 | 6 | 5 | 769.9869 | 0
2027 | 11 | 6 | 6 | 779.7554 | 0
2027 | 11 | 6 | 7 | 804.2466 | 0
2027 | 11 | 6 | 8 | 827.6227 | 0
2027 | 11 | 6 | 9 | 865.0666 | 0
2027 | 11 | 6 | 10 | 904.8741 | 0
2027 | 11 | 6 | 11 | 929.8247 | 0
2027 | 11 | 6 | 12 | 941.7525 | 0
2027 | 11 | 6 | 13 | 939.7183 | 0
2027 | 11 | 6 | 14 | 932.3496 | 0
2027 | 11 | 6 | 15 | 918.7572 | 0
2027 | 11 | 6 | 16 | 909.5897 | 0
2027 | 11 | 6 | 17 | 924.4937 | 0
2027 | 11 | 6 | 18 | 950.7945 | 0
2027 | 11 | 6 | 19 | 977.0954 | 0
2027 | 11 | 6 | 20 | 960.6095 | 0
2027 | 11 | 6 | 21 | 941.1457 | 0
2027 | 11 | 6 | 22 | 909.7308 | 0
2027 | 11 | 6 | 23 | 874.8208 | 0
2027 | 11 | 7 | 0 | 833.9264 | 0
2027 | 11 | 7 | 1 | 796.9091 | 0
2027 | 11 | 7 | 2 | 771.1196 | 0
2027 | 11 | 7 | 3 | 752.4774 | 0
2027 | 11 | 7 | 4 | 742.6328 | 0
2027 | 11 | 7 | 5 | 735.0778 | 0
2027 | 11 | 7 | 6 | 734.1951 | 0
2027 | 11 | 7 | 7 | 746.2665 | 0
2027 | 11 | 7 | 8 | 768.5788 | 0
2027 | 11 | 7 | 9 | 801.5436 | 0
2027 | 11 | 7 | 10 | 842.5234 | 0
2027 | 11 | 7 | 11 | 873.465 | 0
2027 | 11 | 7 | 12 | 895.1685 | 0
2027 | 11 | 7 | 13 | 899.9502 | 0
2027 | 11 | 7 | 14 | 900.2705 | 0
2027 | 11 | 7 | 15 | 895.9539 | 0
2027 | 11 | 7 | 16 | 898.4535 | 0
2027 | 11 | 7 | 17 | 922.4514 | 0
2027 | 11 | 7 | 18 | 966.7487 | 0
2027 | 11 | 7 | 19 | 966.3406 | 0
2027 | 11 | 7 | 20 | 950.2227 | 0
2027 | 11 | 7 | 21 | 932.6568 | 0
2027 | 11 | 7 | 22 | 902.4783 | 0
2027 | 11 | 7 | 23 | 861.7548 | 0
2027 | 11 | 8 | 0 | 820.9324 | 0
2027 | 11 | 8 | 1 | 814.1736 | 0
2027 | 11 | 8 | 2 | 793.9034 | 0
2027 | 11 | 8 | 3 | 782.1062 | 0
2027 | 11 | 8 | 4 | 778.9762 | 0
2027 | 11 | 8 | 5 | 792.2152 | 0
2027 | 11 | 8 | 6 | 835.6961 | 0
2027 | 11 | 8 | 7 | 904.8683 | 0
2027 | 11 | 8 | 8 | 957.7863 | 0
2027 | 11 | 8 | 9 | 990.0346 | 0
2027 | 11 | 8 | 10 | 1018.2662 | 0
2027 | 11 | 8 | 11 | 1035.857 | 0
2027 | 11 | 8 | 12 | 1047.509 | 0
2027 | 11 | 8 | 13 | 1051.0173 | 1.0173
2027 | 11 | 8 | 14 | 1052.5637 | 2.5637
2027 | 11 | 8 | 15 | 1045.3678 | 0
2027 | 11 | 8 | 16 | 1042.5359 | 0
2027 | 11 | 8 | 17 | 1058.1884 | 8.1884
2027 | 11 | 8 | 18 | 1087.333 | 37.333
2027 | 11 | 8 | 19 | 1075.7876 | 25.7876
2027 | 11 | 8 | 20 | 1052.3257 | 2.3257
2027 | 11 | 8 | 21 | 1024.1538 | 0
2027 | 11 | 8 | 22 | 978.193 | 0
2027 | 11 | 8 | 23 | 924.5809 | 0
2027 | 11 | 9 | 0 | 873.9381 | 0
2027 | 11 | 9 | 1 | 839.8834 | 0
2027 | 11 | 9 | 2 | 814.6189 | 0
2027 | 11 | 9 | 3 | 798.1044 | 0
2027 | 11 | 9 | 4 | 789.4435 | 0
2027 | 11 | 9 | 5 | 789.8199 | 0
2027 | 11 | 9 | 6 | 810.1612 | 0
2027 | 11 | 9 | 7 | 868.3694 | 0
2027 | 11 | 9 | 8 | 928.3879 | 0
2027 | 11 | 9 | 9 | 988.4064 | 0
2027 | 11 | 9 | 10 | 1016.5354 | 0
2027 | 11 | 9 | 11 | 1038.7748 | 0
2027 | 11 | 9 | 12 | 1048.7515 | 0
2027 | 11 | 9 | 13 | 1054.9599 | 4.9599
2027 | 11 | 9 | 14 | 1060.2553 | 10.2553
2027 | 11 | 9 | 15 | 1056.5635 | 6.5635
2027 | 11 | 9 | 16 | 1042.0986 | 0
2027 | 11 | 9 | 17 | 1066.1809 | 16.1809
2027 | 11 | 9 | 18 | 1101.2427 | 51.2427
2027 | 11 | 9 | 19 | 1083.2458 | 33.2458
2027 | 11 | 9 | 20 | 1056.1649 | 6.1649
2027 | 11 | 9 | 21 | 1030.0286 | 0
2027 | 11 | 9 | 22 | 991.6375 | 0
2027 | 11 | 9 | 23 | 942.7701 | 0
2027 | 11 | 10 | 0 | 889.0769 | 0
2027 | 11 | 10 | 1 | 820.0485 | 0
2027 | 11 | 10 | 2 | 794.7593 | 0
2027 | 11 | 10 | 3 | 778.4856 | 0
2027 | 11 | 10 | 4 | 773.1243 | 0
2027 | 11 | 10 | 5 | 785.2701 | 0
2027 | 11 | 10 | 6 | 824.9713 | 0
2027 | 11 | 10 | 7 | 882.9646 | 0
2027 | 11 | 10 | 8 | 940.958 | 0
2027 | 11 | 10 | 9 | 965.3609 | 0
2027 | 11 | 10 | 10 | 985.7175 | 0
2027 | 11 | 10 | 11 | 1002.4468 | 0
2027 | 11 | 10 | 12 | 1014.9839 | 0
2027 | 11 | 10 | 13 | 1022.6756 | 0
2027 | 11 | 10 | 14 | 1024.0281 | 0
2027 | 11 | 10 | 15 | 1018.6159 | 0
2027 | 11 | 10 | 16 | 1017.8767 | 0
2027 | 11 | 10 | 17 | 1037.7523 | 0
2027 | 11 | 10 | 18 | 1075.2946 | 25.2946
2027 | 11 | 10 | 19 | 1059.4793 | 9.4793
2027 | 11 | 10 | 20 | 1033.8563 | 0
2027 | 11 | 10 | 21 | 1001.9475 | 0
2027 | 11 | 10 | 22 | 957.1386 | 0
2027 | 11 | 10 | 23 | 906.2464 | 0
2027 | 11 | 11 | 0 | 854.3238 | 0
2027 | 11 | 11 | 1 | 828.1601 | 0
2027 | 11 | 11 | 2 | 801.9965 | 0
2027 | 11 | 11 | 3 | 787.0891 | 0
2027 | 11 | 11 | 4 | 782.2725 | 0
2027 | 11 | 11 | 5 | 790.9338 | 0
2027 | 11 | 11 | 6 | 827.3053 | 0
2027 | 11 | 11 | 7 | 889.7557 | 0
2027 | 11 | 11 | 8 | 952.2062 | 0
2027 | 11 | 11 | 9 | 983.6593 | 0
2027 | 11 | 11 | 10 | 1002.9641 | 0
2027 | 11 | 11 | 11 | 1019.4209 | 0
2027 | 11 | 11 | 12 | 1032.8631 | 0
2027 | 11 | 11 | 13 | 1038.8609 | 0
2027 | 11 | 11 | 14 | 1041.5401 | 0
2027 | 11 | 11 | 15 | 1035.9854 | 0
2027 | 11 | 11 | 16 | 1033.7145 | 0
2027 | 11 | 11 | 17 | 1049.3181 | 0
2027 | 11 | 11 | 18 | 1073.9154 | 23.9154
2027 | 11 | 11 | 19 | 1061.6801 | 11.6801
2027 | 11 | 11 | 20 | 1036.3516 | 0
2027 | 11 | 11 | 21 | 1007.8928 | 0
2027 | 11 | 11 | 22 | 965.0803 | 0
2027 | 11 | 11 | 23 | 921.0466 | 0
2027 | 11 | 12 | 0 | 872.1001 | 0
2027 | 11 | 12 | 1 | 817.6903 | 0
2027 | 11 | 12 | 2 | 792.0956 | 0
2027 | 11 | 12 | 3 | 777.2792 | 0
2027 | 11 | 12 | 4 | 771.6856 | 0
2027 | 11 | 12 | 5 | 781.2617 | 0
2027 | 11 | 12 | 6 | 819.5125 | 0
2027 | 11 | 12 | 7 | 881.1651 | 0
2027 | 11 | 12 | 8 | 942.8178 | 0
2027 | 11 | 12 | 9 | 974.9531 | 0
2027 | 11 | 12 | 10 | 996.7856 | 0
2027 | 11 | 12 | 11 | 1010.8658 | 0
2027 | 11 | 12 | 12 | 1020.7542 | 0
2027 | 11 | 12 | 13 | 1021.6999 | 0
2027 | 11 | 12 | 14 | 1019.2897 | 0
2027 | 11 | 12 | 15 | 1010.6768 | 0
2027 | 11 | 12 | 16 | 1009.2803 | 0
2027 | 11 | 12 | 17 | 1026.9298 | 0
2027 | 11 | 12 | 18 | 1051.9065 | 1.9065
2027 | 11 | 12 | 19 | 1036.5024 | 0
2027 | 11 | 12 | 20 | 1010.3226 | 0
2027 | 11 | 12 | 21 | 984.7276 | 0
2027 | 11 | 12 | 22 | 946.4162 | 0
2027 | 11 | 12 | 23 | 902.244 | 0
2027 | 11 | 13 | 0 | 851.4549 | 0
2027 | 11 | 13 | 1 | 810.9284 | 0
2027 | 11 | 13 | 2 | 770.4018 | 0
2027 | 11 | 13 | 3 | 750.0542 | 0
2027 | 11 | 13 | 4 | 736.5468 | 0
2027 | 11 | 13 | 5 | 729.0788 | 0
2027 | 11 | 13 | 6 | 729.4083 | 0
2027 | 11 | 13 | 7 | 750.9707 | 0
2027 | 11 | 13 | 8 | 795.3247 | 0
2027 | 11 | 13 | 9 | 834.9786 | 0
2027 | 11 | 13 | 10 | 877.1839 | 0
2027 | 11 | 13 | 11 | 901.4249 | 0
2027 | 11 | 13 | 12 | 916.8935 | 0
2027 | 11 | 13 | 13 | 916.7293 | 0
2027 | 11 | 13 | 14 | 912.5238 | 0
2027 | 11 | 13 | 15 | 902.6179 | 0
2027 | 11 | 13 | 16 | 898.0712 | 0
2027 | 11 | 13 | 17 | 923.2258 | 0
2027 | 11 | 13 | 18 | 959.3725 | 0
2027 | 11 | 13 | 19 | 950.9516 | 0
2027 | 11 | 13 | 20 | 931.3175 | 0
2027 | 11 | 13 | 21 | 916.0907 | 0
2027 | 11 | 13 | 22 | 890.7726 | 0
2027 | 11 | 13 | 23 | 858.561 | 0
2027 | 11 | 14 | 0 | 815.0563 | 0
2027 | 11 | 14 | 1 | 771.3554 | 0
2027 | 11 | 14 | 2 | 743.0484 | 0
2027 | 11 | 14 | 3 | 722.3383 | 0
2027 | 11 | 14 | 4 | 710.813 | 0
2027 | 11 | 14 | 5 | 701.9375 | 0
2027 | 11 | 14 | 6 | 704.7131 | 0
2027 | 11 | 14 | 7 | 707.4887 | 0
2027 | 11 | 14 | 8 | 743.1382 | 0
2027 | 11 | 14 | 9 | 778.7876 | 0
2027 | 11 | 14 | 10 | 822.6465 | 0
2027 | 11 | 14 | 11 | 849.5874 | 0
2027 | 11 | 14 | 12 | 876.5282 | 0
2027 | 11 | 14 | 13 | 880.9581 | 0
2027 | 11 | 14 | 14 | 880.9965 | 0
2027 | 11 | 14 | 15 | 877.2693 | 0
2027 | 11 | 14 | 16 | 877.3431 | 0
2027 | 11 | 14 | 17 | 909.7726 | 0
2027 | 11 | 14 | 18 | 959.7094 | 0
2027 | 11 | 14 | 19 | 965.3096 | 0
2027 | 11 | 14 | 20 | 957.1918 | 0
2027 | 11 | 14 | 21 | 946.41 | 0
2027 | 11 | 14 | 22 | 918.0996 | 0
2027 | 11 | 14 | 23 | 874.023 | 0
2027 | 11 | 15 | 0 | 826.9038 | 0
2027 | 11 | 15 | 1 | 821.0755 | 0
2027 | 11 | 15 | 2 | 798.9772 | 0
2027 | 11 | 15 | 3 | 786.2967 | 0
2027 | 11 | 15 | 4 | 782.0577 | 0
2027 | 11 | 15 | 5 | 790.7202 | 0
2027 | 11 | 15 | 6 | 827.2486 | 0
2027 | 11 | 15 | 7 | 892.1946 | 0
2027 | 11 | 15 | 8 | 950.2299 | 0
2027 | 11 | 15 | 9 | 981.378 | 0
2027 | 11 | 15 | 10 | 1006.8224 | 0
2027 | 11 | 15 | 11 | 1023.9158 | 0
2027 | 11 | 15 | 12 | 1036.2123 | 0
2027 | 11 | 15 | 13 | 1040.682 | 0
2027 | 11 | 15 | 14 | 1040.8319 | 0
2027 | 11 | 15 | 15 | 1035.9918 | 0
2027 | 11 | 15 | 16 | 1039.4607 | 0
2027 | 11 | 15 | 17 | 1064.8312 | 14.8312
2027 | 11 | 15 | 18 | 1091.1976 | 41.1976
2027 | 11 | 15 | 19 | 1078.5687 | 28.5687
2027 | 11 | 15 | 20 | 1056.8597 | 6.8597
2027 | 11 | 15 | 21 | 1031.401 | 0
2027 | 11 | 15 | 22 | 989.864 | 0
2027 | 11 | 15 | 23 | 941.3302 | 0
2027 | 11 | 16 | 0 | 889.3013 | 0
2027 | 11 | 16 | 1 | 856.4094 | 0
2027 | 11 | 16 | 2 | 832.3778 | 0
2027 | 11 | 16 | 3 | 817.7813 | 0
2027 | 11 | 16 | 4 | 811.7235 | 0
2027 | 11 | 16 | 5 | 820.632 | 0
2027 | 11 | 16 | 6 | 853.3483 | 0
2027 | 11 | 16 | 7 | 918.8915 | 0
2027 | 11 | 16 | 8 | 984.4348 | 0
2027 | 11 | 16 | 9 | 1018.8141 | 0
2027 | 11 | 16 | 10 | 1044.8504 | 0
2027 | 11 | 16 | 11 | 1064.3874 | 14.3874
2027 | 11 | 16 | 12 | 1073.6733 | 23.6733
2027 | 11 | 16 | 13 | 1076.2511 | 26.2511
2027 | 11 | 16 | 14 | 1071.8275 | 21.8275
2027 | 11 | 16 | 15 | 1063.566 | 13.566
2027 | 11 | 16 | 16 | 1049.4347 | 0
2027 | 11 | 16 | 17 | 1076.6945 | 26.6945
2027 | 11 | 16 | 18 | 1118.3259 | 68.3259
2027 | 11 | 16 | 19 | 1108.141 | 58.141
2027 | 11 | 16 | 20 | 1084.4959 | 34.4959
2027 | 11 | 16 | 21 | 1056.5262 | 6.5262
2027 | 11 | 16 | 22 | 1017.9876 | 0
2027 | 11 | 16 | 23 | 969.407 | 0
2027 | 11 | 17 | 0 | 918.64 | 0
2027 | 11 | 17 | 1 | 885.9305 | 0
2027 | 11 | 17 | 2 | 860.2279 | 0
2027 | 11 | 17 | 3 | 843.7227 | 0
2027 | 11 | 17 | 4 | 836.9038 | 0
2027 | 11 | 17 | 5 | 844.5336 | 0
2027 | 11 | 17 | 6 | 876.9665 | 0
2027 | 11 | 17 | 7 | 946.1067 | 0
2027 | 11 | 17 | 8 | 1015.2468 | 0
2027 | 11 | 17 | 9 | 1045.1933 | 0
2027 | 11 | 17 | 10 | 1064.8195 | 14.8195
2027 | 11 | 17 | 11 | 1083.9212 | 33.9212
2027 | 11 | 17 | 12 | 1097.3503 | 47.3503
2027 | 11 | 17 | 13 | 1101.1163 | 51.1163
2027 | 11 | 17 | 14 | 1103.2965 | 53.2965
2027 | 11 | 17 | 15 | 1099.5005 | 49.5005
2027 | 11 | 17 | 16 | 1103.0216 | 53.0216
2027 | 11 | 17 | 17 | 1127.7269 | 77.7269
2027 | 11 | 17 | 18 | 1171.5598 | 121.5598
2027 | 11 | 17 | 19 | 1162.8043 | 112.8043
2027 | 11 | 17 | 20 | 1142.5599 | 92.5599
2027 | 11 | 17 | 21 | 1116.0289 | 66.0289
2027 | 11 | 17 | 22 | 1074.1885 | 24.1885
2027 | 11 | 17 | 23 | 1018.0671 | 0
2027 | 11 | 18 | 0 | 956.6833 | 0
2027 | 11 | 18 | 1 | 911.4441 | 0
2027 | 11 | 18 | 2 | 866.205 | 0
2027 | 11 | 18 | 3 | 847.779 | 0
2027 | 11 | 18 | 4 | 839.6005 | 0
2027 | 11 | 18 | 5 | 845.7964 | 0
2027 | 11 | 18 | 6 | 878.5287 | 0
2027 | 11 | 18 | 7 | 945.5776 | 0
2027 | 11 | 18 | 8 | 1012.6265 | 0
2027 | 11 | 18 | 9 | 1042.5538 | 0
2027 | 11 | 18 | 10 | 1059.433 | 9.433
2027 | 11 | 18 | 11 | 1077.9641 | 27.9641
2027 | 11 | 18 | 12 | 1091.8755 | 41.8755
2027 | 11 | 18 | 13 | 1097.0615 | 47.0615
2027 | 11 | 18 | 14 | 1095.7774 | 45.7774
2027 | 11 | 18 | 15 | 1090.3783 | 40.3783
2027 | 11 | 18 | 16 | 1089.79 | 39.79
2027 | 11 | 18 | 17 | 1111.5585 | 61.5585
2027 | 11 | 18 | 18 | 1138.4707 | 88.4707
2027 | 11 | 18 | 19 | 1127.6385 | 77.6385
2027 | 11 | 18 | 20 | 1105.0442 | 55.0442
2027 | 11 | 18 | 21 | 1079.3668 | 29.3668
2027 | 11 | 18 | 22 | 1035.5784 | 0
2027 | 11 | 18 | 23 | 983.897 | 0
2027 | 11 | 19 | 0 | 924.8562 | 0
2027 | 11 | 19 | 1 | 874.1982 | 0
2027 | 11 | 19 | 2 | 846.159 | 0
2027 | 11 | 19 | 3 | 827.501 | 0
2027 | 11 | 19 | 4 | 818.7604 | 0
2027 | 11 | 19 | 5 | 822.964 | 0
2027 | 11 | 19 | 6 | 853.0815 | 0
2027 | 11 | 19 | 7 | 912.3885 | 0
2027 | 11 | 19 | 8 | 970.8015 | 0
2027 | 11 | 19 | 9 | 1003.5126 | 0
2027 | 11 | 19 | 10 | 1024.7752 | 0
2027 | 11 | 19 | 11 | 1038.4102 | 0
2027 | 11 | 19 | 12 | 1049.2785 | 0
2027 | 11 | 19 | 13 | 1050.6755 | 0.67552
2027 | 11 | 19 | 14 | 1047.8827 | 0
2027 | 11 | 19 | 15 | 1040.7179 | 0
2027 | 11 | 19 | 16 | 1037.1964 | 0
2027 | 11 | 19 | 17 | 1056.2028 | 6.2028
2027 | 11 | 19 | 18 | 1080.6404 | 30.6404
2027 | 11 | 19 | 19 | 1065.2599 | 15.2599
2027 | 11 | 19 | 20 | 1038.4971 | 0
2027 | 11 | 19 | 21 | 1011.9876 | 0
2027 | 11 | 19 | 22 | 978.0262 | 0
2027 | 11 | 19 | 23 | 934.6864 | 0
2027 | 11 | 20 | 0 | 886.1642 | 0
2027 | 11 | 20 | 1 | 822.2373 | 0
2027 | 11 | 20 | 2 | 793.0554 | 0
2027 | 11 | 20 | 3 | 772.6152 | 0
2027 | 11 | 20 | 4 | 760.3073 | 0
2027 | 11 | 20 | 5 | 752.1471 | 0
2027 | 11 | 20 | 6 | 752.412 | 0
2027 | 11 | 20 | 7 | 770.0484 | 0
2027 | 11 | 20 | 8 | 814.4301 | 0
2027 | 11 | 20 | 9 | 858.8118 | 0
2027 | 11 | 20 | 10 | 901 | 0
2027 | 11 | 20 | 11 | 926.3671 | 0
2027 | 11 | 20 | 12 | 942.5411 | 0
2027 | 11 | 20 | 13 | 942.8953 | 0
2027 | 11 | 20 | 14 | 938.7031 | 0
2027 | 11 | 20 | 15 | 931.5172 | 0
2027 | 11 | 20 | 16 | 932.7199 | 0
2027 | 11 | 20 | 17 | 960.8875 | 0
2027 | 11 | 20 | 18 | 995.8889 | 0
2027 | 11 | 20 | 19 | 986.442 | 0
2027 | 11 | 20 | 20 | 963.0659 | 0
2027 | 11 | 20 | 21 | 943.5188 | 0
2027 | 11 | 20 | 22 | 923.7447 | 0
2027 | 11 | 20 | 23 | 896.1899 | 0
2027 | 11 | 21 | 0 | 857.7165 | 0
2027 | 11 | 21 | 1 | 819.3469 | 0
2027 | 11 | 21 | 2 | 789.8376 | 0
2027 | 11 | 21 | 3 | 768.2115 | 0
2027 | 11 | 21 | 4 | 755.5508 | 0
2027 | 11 | 21 | 5 | 746.8188 | 0
2027 | 11 | 21 | 6 | 740.0163 | 0
2027 | 11 | 21 | 7 | 747.8668 | 0
2027 | 11 | 21 | 8 | 784.5031 | 0
2027 | 11 | 21 | 9 | 821.1394 | 0
2027 | 11 | 21 | 10 | 865.6954 | 0
2027 | 11 | 21 | 11 | 900.3971 | 0
2027 | 11 | 21 | 12 | 925.8143 | 0
2027 | 11 | 21 | 13 | 934.6926 | 0
2027 | 11 | 21 | 14 | 938.4421 | 0
2027 | 11 | 21 | 15 | 936.9929 | 0
2027 | 11 | 21 | 16 | 943.5407 | 0
2027 | 11 | 21 | 17 | 983.3917 | 0
2027 | 11 | 21 | 18 | 1044.7311 | 0
2027 | 11 | 21 | 19 | 1043.7277 | 0
2027 | 11 | 21 | 20 | 1026.4737 | 0
2027 | 11 | 21 | 21 | 1008.0135 | 0
2027 | 11 | 21 | 22 | 979.2512 | 0
2027 | 11 | 21 | 23 | 932.7867 | 0
2027 | 11 | 22 | 0 | 881.3382 | 0
2027 | 11 | 22 | 1 | 863.0331 | 0
2027 | 11 | 22 | 2 | 837.8479 | 0
2027 | 11 | 22 | 3 | 823.093 | 0
2027 | 11 | 22 | 4 | 816.6453 | 0
2027 | 11 | 22 | 5 | 823.7559 | 0
2027 | 11 | 22 | 6 | 858.1819 | 0
2027 | 11 | 22 | 7 | 924.6701 | 0
2027 | 11 | 22 | 8 | 993.4453 | 0
2027 | 11 | 22 | 9 | 1024.4854 | 0
2027 | 11 | 22 | 10 | 1055.6566 | 5.6566
2027 | 11 | 22 | 11 | 1079.6079 | 29.6079
2027 | 11 | 22 | 12 | 1096.1489 | 46.1489
2027 | 11 | 22 | 13 | 1101.7846 | 51.7846
2027 | 11 | 22 | 14 | 1105.514 | 55.514
2027 | 11 | 22 | 15 | 1101.9654 | 51.9654
2027 | 11 | 22 | 16 | 1103.895 | 53.895
2027 | 11 | 22 | 17 | 1127.6677 | 77.6677
2027 | 11 | 22 | 18 | 1151.7802 | 101.7802
2027 | 11 | 22 | 19 | 1137.0261 | 87.0261
2027 | 11 | 22 | 20 | 1112.7008 | 62.7008
2027 | 11 | 22 | 21 | 1086.8397 | 36.8397
2027 | 11 | 22 | 22 | 1046.027 | 0
2027 | 11 | 22 | 23 | 990.9057 | 0
2027 | 11 | 23 | 0 | 932.2364 | 0
2027 | 11 | 23 | 1 | 880.5376 | 0
2027 | 11 | 23 | 2 | 850.6479 | 0
2027 | 11 | 23 | 3 | 832.6809 | 0
2027 | 11 | 23 | 4 | 824.289 | 0
2027 | 11 | 23 | 5 | 829.0651 | 0
2027 | 11 | 23 | 6 | 855.6948 | 0
2027 | 11 | 23 | 7 | 927.4767 | 0
2027 | 11 | 23 | 8 | 999.2585 | 0
2027 | 11 | 23 | 9 | 1034.0594 | 0
2027 | 11 | 23 | 10 | 1064.5226 | 14.5226
2027 | 11 | 23 | 11 | 1088.5502 | 38.5502
2027 | 11 | 23 | 12 | 1102.2403 | 52.2403
2027 | 11 | 23 | 13 | 1107.0662 | 57.0662
2027 | 11 | 23 | 14 | 1107.0929 | 57.0929
2027 | 11 | 23 | 15 | 1098.364 | 48.364
2027 | 11 | 23 | 16 | 1077.5471 | 27.5471
2027 | 11 | 23 | 17 | 1105.9673 | 55.9673
2027 | 11 | 23 | 18 | 1149.4411 | 99.4411
2027 | 11 | 23 | 19 | 1139.566 | 89.566
2027 | 11 | 23 | 20 | 1116.9819 | 66.9819
2027 | 11 | 23 | 21 | 1090.2595 | 40.2595
2027 | 11 | 23 | 22 | 1053.1383 | 3.1383
2027 | 11 | 23 | 23 | 1001.0274 | 0
2027 | 11 | 24 | 0 | 941.4512 | 0
2027 | 11 | 24 | 1 | 890.4482 | 0
2027 | 11 | 24 | 2 | 862.5567 | 0
2027 | 11 | 24 | 3 | 843.2792 | 0
2027 | 11 | 24 | 4 | 834.9156 | 0
2027 | 11 | 24 | 5 | 839.4552 | 0
2027 | 11 | 24 | 6 | 868.0409 | 0
2027 | 11 | 24 | 7 | 925.134 | 0
2027 | 11 | 24 | 8 | 982.2271 | 0
2027 | 11 | 24 | 9 | 1034.7013 | 0
2027 | 11 | 24 | 10 | 1056.3828 | 6.3828
2027 | 11 | 24 | 11 | 1074.8886 | 24.8886
2027 | 11 | 24 | 12 | 1090.0718 | 40.0718
2027 | 11 | 24 | 13 | 1097.4788 | 47.4788
2027 | 11 | 24 | 14 | 1101.9305 | 51.9305
2027 | 11 | 24 | 15 | 1098.9337 | 48.9337
2027 | 11 | 24 | 16 | 1101.3203 | 51.3203
2027 | 11 | 24 | 17 | 1128.217 | 78.217
2027 | 11 | 24 | 18 | 1171.2959 | 121.2959
2027 | 11 | 24 | 19 | 1158.7833 | 108.7833
2027 | 11 | 24 | 20 | 1137.1697 | 87.1697
2027 | 11 | 24 | 21 | 1109.6242 | 59.6242
2027 | 11 | 24 | 22 | 1068.9908 | 18.9908
2027 | 11 | 24 | 23 | 1010.1469 | 0
2027 | 11 | 25 | 0 | 946.8008 | 0
2027 | 11 | 25 | 1 | 901.5874 | 0
2027 | 11 | 25 | 2 | 856.3739 | 0
2027 | 11 | 25 | 3 | 835.8681 | 0
2027 | 11 | 25 | 4 | 827.0828 | 0
2027 | 11 | 25 | 5 | 830.8609 | 0
2027 | 11 | 25 | 6 | 862.9501 | 0
2027 | 11 | 25 | 7 | 943.0536 | 0
2027 | 11 | 25 | 8 | 1023.1572 | 0
2027 | 11 | 25 | 9 | 1059.1222 | 9.1222
2027 | 11 | 25 | 10 | 1077.4459 | 27.4459
2027 | 11 | 25 | 11 | 1094.7718 | 44.7718
2027 | 11 | 25 | 12 | 1107.881 | 57.881
2027 | 11 | 25 | 13 | 1110.1614 | 60.1614
2027 | 11 | 25 | 14 | 1112.8633 | 62.8633
2027 | 11 | 25 | 15 | 1104.3988 | 54.3988
2027 | 11 | 25 | 16 | 1099.3868 | 49.3868
2027 | 11 | 25 | 17 | 1125.5609 | 75.5609
2027 | 11 | 25 | 18 | 1163.0766 | 113.0766
2027 | 11 | 25 | 19 | 1158.9609 | 108.9609
2027 | 11 | 25 | 20 | 1143.6272 | 93.6272
2027 | 11 | 25 | 21 | 1123.8469 | 73.8469
2027 | 11 | 25 | 22 | 1082.7893 | 32.7893
2027 | 11 | 25 | 23 | 1024.6855 | 0
2027 | 11 | 26 | 0 | 962.3123 | 0
2027 | 11 | 26 | 1 | 899.9391 | 0
2027 | 11 | 26 | 2 | 870.0158 | 0
2027 | 11 | 26 | 3 | 850.8179 | 0
2027 | 11 | 26 | 4 | 840.8175 | 0
2027 | 11 | 26 | 5 | 842.912 | 0
2027 | 11 | 26 | 6 | 870.6227 | 0
2027 | 11 | 26 | 7 | 931.1837 | 0
2027 | 11 | 26 | 8 | 1002.0648 | 0
2027 | 11 | 26 | 9 | 1038.2157 | 0
2027 | 11 | 26 | 10 | 1062.7186 | 12.7186
2027 | 11 | 26 | 11 | 1079.5254 | 29.5254
2027 | 11 | 26 | 12 | 1089.7727 | 39.7727
2027 | 11 | 26 | 13 | 1090.3886 | 40.3886
2027 | 11 | 26 | 14 | 1087.0903 | 37.0903
2027 | 11 | 26 | 15 | 1076.591 | 26.591
2027 | 11 | 26 | 16 | 1069.8552 | 19.8552
2027 | 11 | 26 | 17 | 1094.1654 | 44.1654
2027 | 11 | 26 | 18 | 1124.686 | 74.686
2027 | 11 | 26 | 19 | 1113.185 | 63.185
2027 | 11 | 26 | 20 | 1090.4239 | 40.4239
2027 | 11 | 26 | 21 | 1066.7768 | 16.7768
2027 | 11 | 26 | 22 | 1033.4168 | 0
2027 | 11 | 26 | 23 | 991.8404 | 0
2027 | 11 | 27 | 0 | 937.9557 | 0
2027 | 11 | 27 | 1 | 886.5518 | 0
2027 | 11 | 27 | 2 | 835.148 | 0
2027 | 11 | 27 | 3 | 809.1481 | 0
2027 | 11 | 27 | 4 | 792.6869 | 0
2027 | 11 | 27 | 5 | 782.9701 | 0
2027 | 11 | 27 | 6 | 783.2744 | 0
2027 | 11 | 27 | 7 | 803.1418 | 0
2027 | 11 | 27 | 8 | 848.1518 | 0
2027 | 11 | 27 | 9 | 888.6514 | 0
2027 | 11 | 27 | 10 | 934.7523 | 0
2027 | 11 | 27 | 11 | 964.0604 | 0
2027 | 11 | 27 | 12 | 981.6984 | 0
2027 | 11 | 27 | 13 | 983.3485 | 0
2027 | 11 | 27 | 14 | 977.7198 | 0
2027 | 11 | 27 | 15 | 965.5532 | 0
2027 | 11 | 27 | 16 | 959.4387 | 0
2027 | 11 | 27 | 17 | 992.7998 | 0
2027 | 11 | 27 | 18 | 1020.4895 | 0
2027 | 11 | 27 | 19 | 1048.1792 | 0
2027 | 11 | 27 | 20 | 1031.1595 | 0
2027 | 11 | 27 | 21 | 1014.3874 | 0
2027 | 11 | 27 | 22 | 986.1291 | 0
2027 | 11 | 27 | 23 | 944.9165 | 0
2027 | 11 | 28 | 0 | 891.5746 | 0
2027 | 11 | 28 | 1 | 855.1655 | 0
2027 | 11 | 28 | 2 | 829.429 | 0
2027 | 11 | 28 | 3 | 811.3517 | 0
2027 | 11 | 28 | 4 | 801.4509 | 0
2027 | 11 | 28 | 5 | 799.1128 | 0
2027 | 11 | 28 | 6 | 805.5831 | 0
2027 | 11 | 28 | 7 | 816.9779 | 0
2027 | 11 | 28 | 8 | 835.4971 | 0
2027 | 11 | 28 | 9 | 867.164 | 0
2027 | 11 | 28 | 10 | 905.1704 | 0
2027 | 11 | 28 | 11 | 934.3178 | 0
2027 | 11 | 28 | 12 | 954.9307 | 0
2027 | 11 | 28 | 13 | 960.6197 | 0
2027 | 11 | 28 | 14 | 955.974 | 0
2027 | 11 | 28 | 15 | 953.1863 | 0
2027 | 11 | 28 | 16 | 960.1867 | 0
2027 | 11 | 28 | 17 | 999.219 | 0
2027 | 11 | 28 | 18 | 1045.2894 | 0
2027 | 11 | 28 | 19 | 1043.318 | 0
2027 | 11 | 28 | 20 | 1027.1093 | 0
2027 | 11 | 28 | 21 | 1009.8255 | 0
2027 | 11 | 28 | 22 | 980.5398 | 0
2027 | 11 | 28 | 23 | 940.8087 | 0
2027 | 11 | 29 | 0 | 897.9303 | 0
2027 | 11 | 29 | 1 | 888.604 | 0
2027 | 11 | 29 | 2 | 865.6512 | 0
2027 | 11 | 29 | 3 | 851.9664 | 0
2027 | 11 | 29 | 4 | 847.0284 | 0
2027 | 11 | 29 | 5 | 856.381 | 0
2027 | 11 | 29 | 6 | 893.4439 | 0
2027 | 11 | 29 | 7 | 960.6714 | 0
2027 | 11 | 29 | 8 | 1027.899 | 0
2027 | 11 | 29 | 9 | 1057.8444 | 7.8444
2027 | 11 | 29 | 10 | 1080.7352 | 30.7352
2027 | 11 | 29 | 11 | 1096.4088 | 46.4088
2027 | 11 | 29 | 12 | 1105.8178 | 55.8178
2027 | 11 | 29 | 13 | 1106.9959 | 56.9959
2027 | 11 | 29 | 14 | 1106.6349 | 56.6349
2027 | 11 | 29 | 15 | 1099.8379 | 49.8379
2027 | 11 | 29 | 16 | 1102.9664 | 52.9664
2027 | 11 | 29 | 17 | 1131.1953 | 81.1953
2027 | 11 | 29 | 18 | 1160.2198 | 110.2198
2027 | 11 | 29 | 19 | 1147.7307 | 97.7307
2027 | 11 | 29 | 20 | 1127.265 | 77.265
2027 | 11 | 29 | 21 | 1102.9385 | 52.9385
2027 | 11 | 29 | 22 | 1060.0337 | 10.0337
2027 | 11 | 29 | 23 | 1004.6623 | 0
2027 | 11 | 30 | 0 | 960.1999 | 0
2027 | 11 | 30 | 1 | 915.7375 | 0
2027 | 11 | 30 | 2 | 888.9603 | 0
2027 | 11 | 30 | 3 | 874.9603 | 0
2027 | 11 | 30 | 4 | 870.0503 | 0
2027 | 11 | 30 | 5 | 879.5782 | 0
2027 | 11 | 30 | 6 | 914.0667 | 0
2027 | 11 | 30 | 7 | 988.1819 | 0
2027 | 11 | 30 | 8 | 1062.2971 | 12.2971
2027 | 11 | 30 | 9 | 1096.8581 | 46.8581
2027 | 11 | 30 | 10 | 1123.5719 | 73.5719
2027 | 11 | 30 | 11 | 1139.3038 | 89.3038
2027 | 11 | 30 | 12 | 1149.0611 | 99.0611
2027 | 11 | 30 | 13 | 1147.6644 | 97.6644
2027 | 11 | 30 | 14 | 1143.8137 | 93.8137
2027 | 11 | 30 | 15 | 1135.9006 | 85.9006
2027 | 11 | 30 | 16 | 1120.8619 | 70.8619
2027 | 11 | 30 | 17 | 1147.8875 | 97.8875
2027 | 11 | 30 | 18 | 1188.9387 | 138.9387
2027 | 11 | 30 | 19 | 1178.0242 | 128.0242
2027 | 11 | 30 | 20 | 1157.1618 | 107.1618
2027 | 11 | 30 | 21 | 1132.6049 | 82.6049
2027 | 11 | 30 | 22 | 1091.6417 | 41.6417
2027 | 11 | 30 | 23 | 1031.6393 | 0
2027 | 12 | 1 | 0 | 966.8309 | 0
2027 | 12 | 1 | 1 | 945.8569 | 0
2027 | 12 | 1 | 2 | 918.4615 | 0
2027 | 12 | 1 | 3 | 902.4231 | 0
2027 | 12 | 1 | 4 | 895.2449 | 0
2027 | 12 | 1 | 5 | 903.0047 | 0
2027 | 12 | 1 | 6 | 933.0889 | 0
2027 | 12 | 1 | 7 | 998.1179 | 0
2027 | 12 | 1 | 8 | 1063.1469 | 13.1469
2027 | 12 | 1 | 9 | 1088.0979 | 38.0979
2027 | 12 | 1 | 10 | 1106.392 | 56.392
2027 | 12 | 1 | 11 | 1119.5831 | 69.5831
2027 | 12 | 1 | 12 | 1129.8462 | 79.8462
2027 | 12 | 1 | 13 | 1130.8463 | 80.8463
2027 | 12 | 1 | 14 | 1126.3785 | 76.3785
2027 | 12 | 1 | 15 | 1120.2488 | 70.2488
2027 | 12 | 1 | 16 | 1122.9126 | 72.9126
2027 | 12 | 1 | 17 | 1151.1302 | 101.1302
2027 | 12 | 1 | 18 | 1195.3318 | 145.3318
2027 | 12 | 1 | 19 | 1186.4893 | 136.4893
2027 | 12 | 1 | 20 | 1166.9033 | 116.9033
2027 | 12 | 1 | 21 | 1137.9294 | 87.9294
2027 | 12 | 1 | 22 | 1099.9908 | 49.9908
2027 | 12 | 1 | 23 | 1043.2736 | 0
2027 | 12 | 2 | 0 | 985.0282 | 0
2027 | 12 | 2 | 1 | 943.2807 | 0
2027 | 12 | 2 | 2 | 901.5331 | 0
2027 | 12 | 2 | 3 | 883.6572 | 0
2027 | 12 | 2 | 4 | 875.5695 | 0
2027 | 12 | 2 | 5 | 882.2258 | 0
2027 | 12 | 2 | 6 | 916.9303 | 0
2027 | 12 | 2 | 7 | 982.9864 | 0
2027 | 12 | 2 | 8 | 1047.7901 | 0
2027 | 12 | 2 | 9 | 1077.2857 | 27.2857
2027 | 12 | 2 | 10 | 1091.7746 | 41.7746
2027 | 12 | 2 | 11 | 1105.2828 | 55.2828
2027 | 12 | 2 | 12 | 1114.2768 | 64.2768
2027 | 12 | 2 | 13 | 1116.6554 | 66.6554
2027 | 12 | 2 | 14 | 1113.6237 | 63.6237
2027 | 12 | 2 | 15 | 1107.6555 | 57.6555
2027 | 12 | 2 | 16 | 1107.8945 | 57.8945
2027 | 12 | 2 | 17 | 1134.7019 | 84.7019
2027 | 12 | 2 | 18 | 1161.1922 | 111.1922
2027 | 12 | 2 | 19 | 1148.0404 | 98.0404
2027 | 12 | 2 | 20 | 1126.8572 | 76.8572
2027 | 12 | 2 | 21 | 1103.2769 | 53.2769
2027 | 12 | 2 | 22 | 1063.4661 | 13.4661
2027 | 12 | 2 | 23 | 1009.3488 | 0
2027 | 12 | 3 | 0 | 953.9255 | 0
2027 | 12 | 3 | 1 | 905.9074 | 0
2027 | 12 | 3 | 2 | 877.4117 | 0
2027 | 12 | 3 | 3 | 860.5579 | 0
2027 | 12 | 3 | 4 | 853.7934 | 0
2027 | 12 | 3 | 5 | 861.0997 | 0
2027 | 12 | 3 | 6 | 894.1279 | 0
2027 | 12 | 3 | 7 | 960.0769 | 0
2027 | 12 | 3 | 8 | 1025.902 | 0
2027 | 12 | 3 | 9 | 1060.1444 | 10.1444
2027 | 12 | 3 | 10 | 1080.6515 | 30.6515
2027 | 12 | 3 | 11 | 1094.1506 | 44.1506
2027 | 12 | 3 | 12 | 1101.1041 | 51.1041
2027 | 12 | 3 | 13 | 1099.1288 | 49.1288
2027 | 12 | 3 | 14 | 1095.0575 | 45.0575
2027 | 12 | 3 | 15 | 1088.1687 | 38.1687
2027 | 12 | 3 | 16 | 1085.6943 | 35.6943
2027 | 12 | 3 | 17 | 1109.2541 | 59.2541
2027 | 12 | 3 | 18 | 1135.2591 | 85.2591
2027 | 12 | 3 | 19 | 1120.4317 | 70.4317
2027 | 12 | 3 | 20 | 1096.0192 | 46.0192
2027 | 12 | 3 | 21 | 1071.6348 | 21.6348
2027 | 12 | 3 | 22 | 1037.4539 | 0
2027 | 12 | 3 | 23 | 991.8904 | 0
2027 | 12 | 4 | 0 | 938.8289 | 0
2027 | 12 | 4 | 1 | 883.6943 | 0
2027 | 12 | 4 | 2 | 854.0109 | 0
2027 | 12 | 4 | 3 | 834.2098 | 0
2027 | 12 | 4 | 4 | 822.6271 | 0
2027 | 12 | 4 | 5 | 818.5628 | 0
2027 | 12 | 4 | 6 | 828.2674 | 0
2027 | 12 | 4 | 7 | 849.2717 | 0
2027 | 12 | 4 | 8 | 883.6518 | 0
2027 | 12 | 4 | 9 | 921.361 | 0
2027 | 12 | 4 | 10 | 964.3753 | 0
2027 | 12 | 4 | 11 | 990.084 | 0
2027 | 12 | 4 | 12 | 1006.6124 | 0
2027 | 12 | 4 | 13 | 1007.3812 | 0
2027 | 12 | 4 | 14 | 1000.433 | 0
2027 | 12 | 4 | 15 | 991.1814 | 0
2027 | 12 | 4 | 16 | 988.5032 | 0
2027 | 12 | 4 | 17 | 1018.4008 | 0
2027 | 12 | 4 | 18 | 1054.1736 | 4.1736
2027 | 12 | 4 | 19 | 1044.5355 | 0
2027 | 12 | 4 | 20 | 1021.2753 | 0
2027 | 12 | 4 | 21 | 1001.02 | 0
2027 | 12 | 4 | 22 | 975.5123 | 0
2027 | 12 | 4 | 23 | 941.9212 | 0
2027 | 12 | 5 | 0 | 900.4171 | 0
2027 | 12 | 5 | 1 | 864.6321 | 0
2027 | 12 | 5 | 2 | 834.0738 | 0
2027 | 12 | 5 | 3 | 814.1149 | 0
2027 | 12 | 5 | 4 | 802.3568 | 0
2027 | 12 | 5 | 5 | 797.7151 | 0
2027 | 12 | 5 | 6 | 800.7491 | 0
2027 | 12 | 5 | 7 | 812.4381 | 0
2027 | 12 | 5 | 8 | 831.0706 | 0
2027 | 12 | 5 | 9 | 859.3995 | 0
2027 | 12 | 5 | 10 | 901.1696 | 0
2027 | 12 | 5 | 11 | 931.4619 | 0
2027 | 12 | 5 | 12 | 953.8024 | 0
2027 | 12 | 5 | 13 | 960.0429 | 0
2027 | 12 | 5 | 14 | 954.1265 | 0
2027 | 12 | 5 | 15 | 949.7188 | 0
2027 | 12 | 5 | 16 | 951.1467 | 0
2027 | 12 | 5 | 17 | 988.6926 | 0
2027 | 12 | 5 | 18 | 1022.4882 | 0
2027 | 12 | 5 | 19 | 1056.2838 | 6.2838
2027 | 12 | 5 | 20 | 1049.3875 | 0
2027 | 12 | 5 | 21 | 1035.751 | 0
2027 | 12 | 5 | 22 | 1006.144 | 0
2027 | 12 | 5 | 23 | 961.7809 | 0
2027 | 12 | 6 | 0 | 912.2284 | 0
2027 | 12 | 6 | 1 | 923.022 | 0
2027 | 12 | 6 | 2 | 899.0676 | 0
2027 | 12 | 6 | 3 | 885.7096 | 0
2027 | 12 | 6 | 4 | 879.376 | 0
2027 | 12 | 6 | 5 | 887.4908 | 0
2027 | 12 | 6 | 6 | 920.6546 | 0
2027 | 12 | 6 | 7 | 984.1363 | 0
2027 | 12 | 6 | 8 | 1053.3379 | 3.3379
2027 | 12 | 6 | 9 | 1085.6734 | 35.6734
2027 | 12 | 6 | 10 | 1111.1147 | 61.1147
2027 | 12 | 6 | 11 | 1125.9287 | 75.9287
2027 | 12 | 6 | 12 | 1136.2982 | 86.2982
2027 | 12 | 6 | 13 | 1136.3211 | 86.3211
2027 | 12 | 6 | 14 | 1133.7576 | 83.7576
2027 | 12 | 6 | 15 | 1128.731 | 78.731
2027 | 12 | 6 | 16 | 1129.0054 | 79.0054
2027 | 12 | 6 | 17 | 1156.7708 | 106.7708
2027 | 12 | 6 | 18 | 1182.3908 | 132.3908
2027 | 12 | 6 | 19 | 1170.2092 | 120.2092
2027 | 12 | 6 | 20 | 1149.1782 | 99.1782
2027 | 12 | 6 | 21 | 1125.5587 | 75.5587
2027 | 12 | 6 | 22 | 1085.5165 | 35.5165
2027 | 12 | 6 | 23 | 1033.5998 | 0
2027 | 12 | 7 | 0 | 977.9659 | 0
2027 | 12 | 7 | 1 | 919.902 | 0
2027 | 12 | 7 | 2 | 892.9745 | 0
2027 | 12 | 7 | 3 | 875.2219 | 0
2027 | 12 | 7 | 4 | 867.6824 | 0
2027 | 12 | 7 | 5 | 874.1802 | 0
2027 | 12 | 7 | 6 | 905.885 | 0
2027 | 12 | 7 | 7 | 971.6444 | 0
2027 | 12 | 7 | 8 | 1038.2614 | 0
2027 | 12 | 7 | 9 | 1070.5641 | 20.5641
2027 | 12 | 7 | 10 | 1096.2502 | 46.2502
2027 | 12 | 7 | 11 | 1115.0009 | 65.0009
2027 | 12 | 7 | 12 | 1124.0688 | 74.0688
2027 | 12 | 7 | 13 | 1125.366 | 75.366
2027 | 12 | 7 | 14 | 1121.059 | 71.059
2027 | 12 | 7 | 15 | 1112.5133 | 62.5133
2027 | 12 | 7 | 16 | 1095.4076 | 45.4076
2027 | 12 | 7 | 17 | 1124.569 | 74.569
2027 | 12 | 7 | 18 | 1164.3773 | 114.3773
2027 | 12 | 7 | 19 | 1152.6795 | 102.6795
2027 | 12 | 7 | 20 | 1131.8038 | 81.8038
2027 | 12 | 7 | 21 | 1106.27 | 56.27
2027 | 12 | 7 | 22 | 1066.8906 | 16.8906
2027 | 12 | 7 | 23 | 1011.8122 | 0
2027 | 12 | 8 | 0 | 954.8851 | 0
2027 | 12 | 8 | 1 | 901.7188 | 0
2027 | 12 | 8 | 2 | 873.6054 | 0
2027 | 12 | 8 | 3 | 855.9709 | 0
2027 | 12 | 8 | 4 | 848.7953 | 0
2027 | 12 | 8 | 5 | 855.9211 | 0
2027 | 12 | 8 | 6 | 887.2338 | 0
2027 | 12 | 8 | 7 | 943.7871 | 0
2027 | 12 | 8 | 8 | 1006.056 | 0
2027 | 12 | 8 | 9 | 1032.8358 | 0
2027 | 12 | 8 | 10 | 1051.5317 | 1.5317
2027 | 12 | 8 | 11 | 1067.2884 | 17.2884
2027 | 12 | 8 | 12 | 1076.0638 | 26.0638
2027 | 12 | 8 | 13 | 1080.3707 | 30.3707
2027 | 12 | 8 | 14 | 1080.9949 | 30.9949
2027 | 12 | 8 | 15 | 1077.4682 | 27.4682
2027 | 12 | 8 | 16 | 1078.7495 | 28.7495
2027 | 12 | 8 | 17 | 1105.417 | 55.417
2027 | 12 | 8 | 18 | 1142.7837 | 92.7837
2027 | 12 | 8 | 19 | 1125.8082 | 75.8082
2027 | 12 | 8 | 20 | 1103.5141 | 53.5141
2027 | 12 | 8 | 21 | 1078.0343 | 28.0343
2027 | 12 | 8 | 22 | 1039.9436 | 0
2027 | 12 | 8 | 23 | 987.5941 | 0
2027 | 12 | 9 | 0 | 933.3711 | 0
2027 | 12 | 9 | 1 | 890.9267 | 0
2027 | 12 | 9 | 2 | 861.8397 | 0
2027 | 12 | 9 | 3 | 842.9368 | 0
2027 | 12 | 9 | 4 | 833.3094 | 0
2027 | 12 | 9 | 5 | 839.0767 | 0
2027 | 12 | 9 | 6 | 868.5018 | 0
2027 | 12 | 9 | 7 | 932.6608 | 0
2027 | 12 | 9 | 8 | 993.5909 | 0
2027 | 12 | 9 | 9 | 1024.494 | 0
2027 | 12 | 9 | 10 | 1047.1818 | 0
2027 | 12 | 9 | 11 | 1066.3506 | 16.3506
2027 | 12 | 9 | 12 | 1081.3964 | 31.3964
2027 | 12 | 9 | 13 | 1087.4511 | 37.4511
2027 | 12 | 9 | 14 | 1089.3139 | 39.3139
2027 | 12 | 9 | 15 | 1083.3283 | 33.3283
2027 | 12 | 9 | 16 | 1083.4572 | 33.4572
2027 | 12 | 9 | 17 | 1108.9815 | 58.9815
2027 | 12 | 9 | 18 | 1131.9685 | 81.9685
2027 | 12 | 9 | 19 | 1115.2434 | 65.2434
2027 | 12 | 9 | 20 | 1092.4021 | 42.4021
2027 | 12 | 9 | 21 | 1068.1097 | 18.1097
2027 | 12 | 9 | 22 | 1029.9634 | 0
2027 | 12 | 9 | 23 | 978.2536 | 0
2027 | 12 | 10 | 0 | 925.7385 | 0
2027 | 12 | 10 | 1 | 894.3143 | 0
2027 | 12 | 10 | 2 | 862.1066 | 0
2027 | 12 | 10 | 3 | 842.2738 | 0
2027 | 12 | 10 | 4 | 832.5512 | 0
2027 | 12 | 10 | 5 | 836.2512 | 0
2027 | 12 | 10 | 6 | 866.4245 | 0
2027 | 12 | 10 | 7 | 933.0789 | 0
2027 | 12 | 10 | 8 | 999.7333 | 0
2027 | 12 | 10 | 9 | 1035.2593 | 0
2027 | 12 | 10 | 10 | 1065.0139 | 15.0139
2027 | 12 | 10 | 11 | 1082.4492 | 32.4492
2027 | 12 | 10 | 12 | 1093.5598 | 43.5598
2027 | 12 | 10 | 13 | 1091.2469 | 41.2469
2027 | 12 | 10 | 14 | 1087.4271 | 37.4271
2027 | 12 | 10 | 15 | 1075.3695 | 25.3695
2027 | 12 | 10 | 16 | 1068.8409 | 18.8409
2027 | 12 | 10 | 17 | 1093.2552 | 43.2552
2027 | 12 | 10 | 18 | 1122.7627 | 72.7627
2027 | 12 | 10 | 19 | 1109.5844 | 59.5844
2027 | 12 | 10 | 20 | 1088.6349 | 38.6349
2027 | 12 | 10 | 21 | 1067.3176 | 17.3176
2027 | 12 | 10 | 22 | 1032.3215 | 0
2027 | 12 | 10 | 23 | 987.3406 | 0
2027 | 12 | 11 | 0 | 931.2809 | 0
2027 | 12 | 11 | 1 | 857.9781 | 0
2027 | 12 | 11 | 2 | 829.1367 | 0
2027 | 12 | 11 | 3 | 808.3529 | 0
2027 | 12 | 11 | 4 | 795.8797 | 0
2027 | 12 | 11 | 5 | 786.6616 | 0
2027 | 12 | 11 | 6 | 784.8939 | 0
2027 | 12 | 11 | 7 | 800.4835 | 0
2027 | 12 | 11 | 8 | 843.0448 | 0
2027 | 12 | 11 | 9 | 877.0944 | 0
2027 | 12 | 11 | 10 | 913.9699 | 0
2027 | 12 | 11 | 11 | 937.6576 | 0
2027 | 12 | 11 | 12 | 953.1844 | 0
2027 | 12 | 11 | 13 | 952.3723 | 0
2027 | 12 | 11 | 14 | 945.8793 | 0
2027 | 12 | 11 | 15 | 936.2908 | 0
2027 | 12 | 11 | 16 | 934.815 | 0
2027 | 12 | 11 | 17 | 966.2537 | 0
2027 | 12 | 11 | 18 | 1001.3213 | 0
2027 | 12 | 11 | 19 | 993.0412 | 0
2027 | 12 | 11 | 20 | 969.2928 | 0
2027 | 12 | 11 | 21 | 954.2589 | 0
2027 | 12 | 11 | 22 | 934.3024 | 0
2027 | 12 | 11 | 23 | 910.8935 | 0
2027 | 12 | 12 | 0 | 873.5135 | 0
2027 | 12 | 12 | 1 | 831.8579 | 0
2027 | 12 | 12 | 2 | 802.1704 | 0
2027 | 12 | 12 | 3 | 781.3962 | 0
2027 | 12 | 12 | 4 | 769.3291 | 0
2027 | 12 | 12 | 5 | 761.9521 | 0
2027 | 12 | 12 | 6 | 759.9854 | 0
2027 | 12 | 12 | 7 | 767.4834 | 0
2027 | 12 | 12 | 8 | 799.8297 | 0
2027 | 12 | 12 | 9 | 835.3693 | 0
2027 | 12 | 12 | 10 | 876.8044 | 0
2027 | 12 | 12 | 11 | 909.1747 | 0
2027 | 12 | 12 | 12 | 932.8403 | 0
2027 | 12 | 12 | 13 | 939.1639 | 0
2027 | 12 | 12 | 14 | 936.5228 | 0
2027 | 12 | 12 | 15 | 937.0773 | 0
2027 | 12 | 12 | 16 | 957.129 | 0
2027 | 12 | 12 | 17 | 977.1807 | 0
2027 | 12 | 12 | 18 | 1025.0118 | 0
2027 | 12 | 12 | 19 | 1026.5947 | 0
2027 | 12 | 12 | 20 | 1011.5892 | 0
2027 | 12 | 12 | 21 | 999.2052 | 0
2027 | 12 | 12 | 22 | 975.812 | 0
2027 | 12 | 12 | 23 | 939.1202 | 0
2027 | 12 | 13 | 0 | 897.7161 | 0
2027 | 12 | 13 | 1 | 892.3366 | 0
2027 | 12 | 13 | 2 | 868.3363 | 0
2027 | 12 | 13 | 3 | 854.0156 | 0
2027 | 12 | 13 | 4 | 848.4012 | 0
2027 | 12 | 13 | 5 | 853.1461 | 0
2027 | 12 | 13 | 6 | 881.9162 | 0
2027 | 12 | 13 | 7 | 944.6277 | 0
2027 | 12 | 13 | 8 | 1013.1572 | 0
2027 | 12 | 13 | 9 | 1044.7374 | 0
2027 | 12 | 13 | 10 | 1070.467 | 20.467
2027 | 12 | 13 | 11 | 1086.2081 | 36.2081
2027 | 12 | 13 | 12 | 1098.8443 | 48.8443
2027 | 12 | 13 | 13 | 1099.2387 | 49.2387
2027 | 12 | 13 | 14 | 1098.1884 | 48.1884
2027 | 12 | 13 | 15 | 1092.4464 | 42.4464
2027 | 12 | 13 | 16 | 1093.1424 | 43.1424
2027 | 12 | 13 | 17 | 1121.115 | 71.115
2027 | 12 | 13 | 18 | 1155.3573 | 105.3573
2027 | 12 | 13 | 19 | 1149.3867 | 99.3867
2027 | 12 | 13 | 20 | 1129.6585 | 79.6585
2027 | 12 | 13 | 21 | 1107.6448 | 57.6448
2027 | 12 | 13 | 22 | 1069.6303 | 19.6303
2027 | 12 | 13 | 23 | 1022.0569 | 0
2027 | 12 | 14 | 0 | 966.776 | 0
2027 | 12 | 14 | 1 | 908.905 | 0
2027 | 12 | 14 | 2 | 881.3192 | 0
2027 | 12 | 14 | 3 | 864.2085 | 0
2027 | 12 | 14 | 4 | 856.0524 | 0
2027 | 12 | 14 | 5 | 861.1772 | 0
2027 | 12 | 14 | 6 | 888.447 | 0
2027 | 12 | 14 | 7 | 951.0278 | 0
2027 | 12 | 14 | 8 | 1022.01 | 0
2027 | 12 | 14 | 9 | 1055.3023 | 5.3023
2027 | 12 | 14 | 10 | 1082.1359 | 32.1359
2027 | 12 | 14 | 11 | 1102.3767 | 52.3767
2027 | 12 | 14 | 12 | 1112.3246 | 62.3246
2027 | 12 | 14 | 13 | 1112.86 | 62.86
2027 | 12 | 14 | 14 | 1108.911 | 58.911
2027 | 12 | 14 | 15 | 1096.6575 | 46.6575
2027 | 12 | 14 | 16 | 1084.4041 | 34.4041
2027 | 12 | 14 | 17 | 1111.3935 | 61.3935
2027 | 12 | 14 | 18 | 1151.3977 | 101.3977
2027 | 12 | 14 | 19 | 1140.2121 | 90.2121
2027 | 12 | 14 | 20 | 1117.5954 | 67.5954
2027 | 12 | 14 | 21 | 1094.596 | 44.596
2027 | 12 | 14 | 22 | 1056.9067 | 6.9067
2027 | 12 | 14 | 23 | 1005.7732 | 0
2027 | 12 | 15 | 0 | 948.6649 | 0
2027 | 12 | 15 | 1 | 909.4244 | 0
2027 | 12 | 15 | 2 | 882.9019 | 0
2027 | 12 | 15 | 3 | 864.9306 | 0
2027 | 12 | 15 | 4 | 856.8181 | 0
2027 | 12 | 15 | 5 | 861.1044 | 0
2027 | 12 | 15 | 6 | 887.6671 | 0
2027 | 12 | 15 | 7 | 941.1822 | 0
2027 | 12 | 15 | 8 | 1006.15 | 0
2027 | 12 | 15 | 9 | 1031.4851 | 0
2027 | 12 | 15 | 10 | 1055.3285 | 5.3285
2027 | 12 | 15 | 11 | 1072.459 | 22.459
2027 | 12 | 15 | 12 | 1084.7952 | 34.7952
2027 | 12 | 15 | 13 | 1088.2423 | 38.2423
2027 | 12 | 15 | 14 | 1088.809 | 38.809
2027 | 12 | 15 | 15 | 1085.3273 | 35.3273
2027 | 12 | 15 | 16 | 1088.4651 | 38.4651
2027 | 12 | 15 | 17 | 1114.4312 | 64.4312
2027 | 12 | 15 | 18 | 1154.6302 | 104.6302
2027 | 12 | 15 | 19 | 1139.9654 | 89.9654
2027 | 12 | 15 | 20 | 1116.1633 | 66.1633
2027 | 12 | 15 | 21 | 1090.5239 | 40.5239
2027 | 12 | 15 | 22 | 1054.8513 | 4.8513
2027 | 12 | 15 | 23 | 1006.0481 | 0
2027 | 12 | 16 | 0 | 951.7097 | 0
2027 | 12 | 16 | 1 | 916.355 | 0
2027 | 12 | 16 | 2 | 888.0171 | 0
2027 | 12 | 16 | 3 | 871.0705 | 0
2027 | 12 | 16 | 4 | 863.7278 | 0
2027 | 12 | 16 | 5 | 869.4238 | 0
2027 | 12 | 16 | 6 | 902.8044 | 0
2027 | 12 | 16 | 7 | 969.2043 | 0
2027 | 12 | 16 | 8 | 1035.6042 | 0
2027 | 12 | 16 | 9 | 1097.1573 | 47.1573
2027 | 12 | 16 | 10 | 1113.5942 | 63.5942
2027 | 12 | 16 | 11 | 1128.3799 | 78.3799
2027 | 12 | 16 | 12 | 1139.3967 | 89.3967
2027 | 12 | 16 | 13 | 1136.347 | 86.347
2027 | 12 | 16 | 14 | 1135.7279 | 85.7279
2027 | 12 | 16 | 15 | 1130.5689 | 80.5689
2027 | 12 | 16 | 16 | 1141.4901 | 91.4901
2027 | 12 | 16 | 17 | 1152.4114 | 102.4114
2027 | 12 | 16 | 18 | 1191.5742 | 141.5742
2027 | 12 | 16 | 19 | 1189.2415 | 139.2415
2027 | 12 | 16 | 20 | 1172.8345 | 122.8345
2027 | 12 | 16 | 21 | 1152.9864 | 102.9864
2027 | 12 | 16 | 22 | 1114.6946 | 64.6946
2027 | 12 | 16 | 23 | 1058.3179 | 8.3179
2027 | 12 | 17 | 0 | 991.7556 | 0
2027 | 12 | 17 | 1 | 945.2596 | 0
2027 | 12 | 17 | 2 | 915.5802 | 0
2027 | 12 | 17 | 3 | 896.2919 | 0
2027 | 12 | 17 | 4 | 887.5073 | 0
2027 | 12 | 17 | 5 | 888.7851 | 0
2027 | 12 | 17 | 6 | 915.3563 | 0
2027 | 12 | 17 | 7 | 972.5207 | 0
2027 | 12 | 17 | 8 | 1038.8558 | 0
2027 | 12 | 17 | 9 | 1069.9717 | 19.9717
2027 | 12 | 17 | 10 | 1092.2391 | 42.2391
2027 | 12 | 17 | 11 | 1106.1349 | 56.1349
2027 | 12 | 17 | 12 | 1112.6838 | 62.6838
2027 | 12 | 17 | 13 | 1108.0717 | 58.0717
2027 | 12 | 17 | 14 | 1101.2557 | 51.2557
2027 | 12 | 17 | 15 | 1092.1986 | 42.1986
2027 | 12 | 17 | 16 | 1098.2615 | 48.2615
2027 | 12 | 17 | 17 | 1104.3243 | 54.3243
2027 | 12 | 17 | 18 | 1135.1898 | 85.1898
2027 | 12 | 17 | 19 | 1126.4697 | 76.4697
2027 | 12 | 17 | 20 | 1103.3318 | 53.3318
2027 | 12 | 17 | 21 | 1081.9808 | 31.9808
2027 | 12 | 17 | 22 | 1050.4825 | 0.48253
2027 | 12 | 17 | 23 | 1009.2599 | 0
2027 | 12 | 18 | 0 | 959.9081 | 0
2027 | 12 | 18 | 1 | 917.5527 | 0
2027 | 12 | 18 | 2 | 875.1974 | 0
2027 | 12 | 18 | 3 | 853.3778 | 0
2027 | 12 | 18 | 4 | 840.2836 | 0
2027 | 12 | 18 | 5 | 839.0499 | 0
2027 | 12 | 18 | 6 | 852.7424 | 0
2027 | 12 | 18 | 7 | 873.7599 | 0
2027 | 12 | 18 | 8 | 897.0141 | 0
2027 | 12 | 18 | 9 | 934.4695 | 0
2027 | 12 | 18 | 10 | 982.1212 | 0
2027 | 12 | 18 | 11 | 1007.9695 | 0
2027 | 12 | 18 | 12 | 1023.6231 | 0
2027 | 12 | 18 | 13 | 1023.6934 | 0
2027 | 12 | 18 | 14 | 1014.948 | 0
2027 | 12 | 18 | 15 | 1003.0862 | 0
2027 | 12 | 18 | 16 | 998.1861 | 0
2027 | 12 | 18 | 17 | 1026.1577 | 0
2027 | 12 | 18 | 18 | 1076.9449 | 26.9449
2027 | 12 | 18 | 19 | 1077.0597 | 27.0597
2027 | 12 | 18 | 20 | 1054.9164 | 4.9164
2027 | 12 | 18 | 21 | 1038.2112 | 0
2027 | 12 | 18 | 22 | 1011.487 | 0
2027 | 12 | 18 | 23 | 978.8951 | 0
2027 | 12 | 19 | 0 | 940.3484 | 0
2027 | 12 | 19 | 1 | 901.8017 | 0
2027 | 12 | 19 | 2 | 871.3156 | 0
2027 | 12 | 19 | 3 | 850.6834 | 0
2027 | 12 | 19 | 4 | 838.8013 | 0
2027 | 12 | 19 | 5 | 834.0288 | 0
2027 | 12 | 19 | 6 | 838.8177 | 0
2027 | 12 | 19 | 7 | 847.699 | 0
2027 | 12 | 19 | 8 | 862.4734 | 0
2027 | 12 | 19 | 9 | 892.4876 | 0
2027 | 12 | 19 | 10 | 936.0139 | 0
2027 | 12 | 19 | 11 | 969.1211 | 0
2027 | 12 | 19 | 12 | 994.3974 | 0
2027 | 12 | 19 | 13 | 1004.4183 | 0
2027 | 12 | 19 | 14 | 1003.4042 | 0
2027 | 12 | 19 | 15 | 1004.1048 | 0
2027 | 12 | 19 | 16 | 1004.8053 | 0
2027 | 12 | 19 | 17 | 1035.2656 | 0
2027 | 12 | 19 | 18 | 1082.8569 | 32.8569
2027 | 12 | 19 | 19 | 1085.2927 | 35.2927
2027 | 12 | 19 | 20 | 1066.6645 | 16.6645
2027 | 12 | 19 | 21 | 1048.5469 | 0
2027 | 12 | 19 | 22 | 1020.6287 | 0
2027 | 12 | 19 | 23 | 982.2385 | 0
2027 | 12 | 20 | 0 | 938.8517 | 0
2027 | 12 | 20 | 1 | 863.6867 | 0
2027 | 12 | 20 | 2 | 817.3689 | 0
2027 | 12 | 20 | 3 | 771.0511 | 0
2027 | 12 | 20 | 4 | 761.8038 | 0
2027 | 12 | 20 | 5 | 760.4367 | 0
2027 | 12 | 20 | 6 | 769.2247 | 0
2027 | 12 | 20 | 7 | 786.266 | 0
2027 | 12 | 20 | 8 | 818.8935 | 0
2027 | 12 | 20 | 9 | 873.0781 | 0
2027 | 12 | 20 | 10 | 924.621 | 0
2027 | 12 | 20 | 11 | 952.7379 | 0
2027 | 12 | 20 | 12 | 974.1208 | 0
2027 | 12 | 20 | 13 | 977.4022 | 0
2027 | 12 | 20 | 14 | 964.8289 | 0
2027 | 12 | 20 | 15 | 946.7747 | 0
2027 | 12 | 20 | 16 | 936.3717 | 0
2027 | 12 | 20 | 17 | 956.4834 | 0
2027 | 12 | 20 | 18 | 1004.0517 | 0
2027 | 12 | 20 | 19 | 1002.4908 | 0
2027 | 12 | 20 | 20 | 987.5292 | 0
2027 | 12 | 20 | 21 | 973.499 | 0
2027 | 12 | 20 | 22 | 950.2812 | 0
2027 | 12 | 20 | 23 | 920.088 | 0
2027 | 12 | 21 | 0 | 924.0095 | 0
2027 | 12 | 21 | 1 | 929.2882 | 0
2027 | 12 | 21 | 2 | 897.1369 | 0
2027 | 12 | 21 | 3 | 873.9114 | 0
2027 | 12 | 21 | 4 | 858.8134 | 0
2027 | 12 | 21 | 5 | 852.8856 | 0
2027 | 12 | 21 | 6 | 852.2935 | 0
2027 | 12 | 21 | 7 | 864.4599 | 0
2027 | 12 | 21 | 8 | 893.4176 | 0
2027 | 12 | 21 | 9 | 937.4922 | 0
2027 | 12 | 21 | 10 | 989.2475 | 0
2027 | 12 | 21 | 11 | 1022.3939 | 0
2027 | 12 | 21 | 12 | 1038.0665 | 0
2027 | 12 | 21 | 13 | 1039.0556 | 0
2027 | 12 | 21 | 14 | 1027.3163 | 0
2027 | 12 | 21 | 15 | 1010.5337 | 0
2027 | 12 | 21 | 16 | 989.2448 | 0
2027 | 12 | 21 | 17 | 1013.518 | 0
2027 | 12 | 21 | 18 | 1072.57 | 22.57
2027 | 12 | 21 | 19 | 1073.3634 | 23.3634
2027 | 12 | 21 | 20 | 1047.2756 | 0
2027 | 12 | 21 | 21 | 1024.1853 | 0
2027 | 12 | 21 | 22 | 998.7817 | 0
2027 | 12 | 21 | 23 | 966.5989 | 0
2027 | 12 | 22 | 0 | 928.7302 | 0
2027 | 12 | 22 | 1 | 868.4573 | 0
2027 | 12 | 22 | 2 | 808.1843 | 0
2027 | 12 | 22 | 3 | 789.5484 | 0
2027 | 12 | 22 | 4 | 778.7887 | 0
2027 | 12 | 22 | 5 | 775.8978 | 0
2027 | 12 | 22 | 6 | 781.1998 | 0
2027 | 12 | 22 | 7 | 799.9481 | 0
2027 | 12 | 22 | 8 | 830.4781 | 0
2027 | 12 | 22 | 9 | 870.6046 | 0
2027 | 12 | 22 | 10 | 916.5022 | 0
2027 | 12 | 22 | 11 | 946.1718 | 0
2027 | 12 | 22 | 12 | 966.7503 | 0
2027 | 12 | 22 | 13 | 972.0519 | 0
2027 | 12 | 22 | 14 | 964.8417 | 0
2027 | 12 | 22 | 15 | 952.8234 | 0
2027 | 12 | 22 | 16 | 942.009 | 0
2027 | 12 | 22 | 17 | 964.7132 | 0
2027 | 12 | 22 | 18 | 1014.5815 | 0
2027 | 12 | 22 | 19 | 1009.585 | 0
2027 | 12 | 22 | 20 | 988.8091 | 0
2027 | 12 | 22 | 21 | 970.8619 | 0
2027 | 12 | 22 | 22 | 946.2581 | 0
2027 | 12 | 22 | 23 | 916.1096 | 0
2027 | 12 | 23 | 0 | 896.1609 | 0
2027 | 12 | 23 | 1 | 857.2316 | 0
2027 | 12 | 23 | 2 | 828.3123 | 0
2027 | 12 | 23 | 3 | 808.3693 | 0
2027 | 12 | 23 | 4 | 796.4518 | 0
2027 | 12 | 23 | 5 | 792.746 | 0
2027 | 12 | 23 | 6 | 797.1063 | 0
2027 | 12 | 23 | 7 | 812.8184 | 0
2027 | 12 | 23 | 8 | 841.1563 | 0
2027 | 12 | 23 | 9 | 879.0571 | 0
2027 | 12 | 23 | 10 | 923.4277 | 0
2027 | 12 | 23 | 11 | 952.5097 | 0
2027 | 12 | 23 | 12 | 972.1277 | 0
2027 | 12 | 23 | 13 | 976.9576 | 0
2027 | 12 | 23 | 14 | 971.1153 | 0
2027 | 12 | 23 | 15 | 960.833 | 0
2027 | 12 | 23 | 16 | 954.9647 | 0
2027 | 12 | 23 | 17 | 978.5538 | 0
2027 | 12 | 23 | 18 | 1027.972 | 0
2027 | 12 | 23 | 19 | 1022.7318 | 0
2027 | 12 | 23 | 20 | 999.4101 | 0
2027 | 12 | 23 | 21 | 979.4768 | 0
2027 | 12 | 23 | 22 | 954.2106 | 0
2027 | 12 | 23 | 23 | 923.3111 | 0
2027 | 12 | 24 | 0 | 894.1577 | 0
2027 | 12 | 24 | 1 | 870.8666 | 0
2027 | 12 | 24 | 2 | 841.4152 | 0
2027 | 12 | 24 | 3 | 823.3078 | 0
2027 | 12 | 24 | 4 | 814.1408 | 0
2027 | 12 | 24 | 5 | 817.999 | 0
2027 | 12 | 24 | 6 | 837.4354 | 0
2027 | 12 | 24 | 7 | 869.038 | 0
2027 | 12 | 24 | 8 | 898.8867 | 0
2027 | 12 | 24 | 9 | 919.6373 | 0
2027 | 12 | 24 | 10 | 946.1624 | 0
2027 | 12 | 24 | 11 | 968.7677 | 0
2027 | 12 | 24 | 12 | 980.6296 | 0
2027 | 12 | 24 | 13 | 982.8747 | 0
2027 | 12 | 24 | 14 | 974.9915 | 0
2027 | 12 | 24 | 15 | 968.2237 | 0
2027 | 12 | 24 | 16 | 968.7051 | 0
2027 | 12 | 24 | 17 | 993.0826 | 0
2027 | 12 | 24 | 18 | 1029.4546 | 0
2027 | 12 | 24 | 19 | 1004.5996 | 0
2027 | 12 | 24 | 20 | 969.3605 | 0
2027 | 12 | 24 | 21 | 942.7551 | 0
2027 | 12 | 24 | 22 | 920.5773 | 0
2027 | 12 | 24 | 23 | 897.6916 | 0
2027 | 12 | 25 | 0 | 868.8493 | 0
2027 | 12 | 25 | 1 | 832.007 | 0
2027 | 12 | 25 | 2 | 795.1646 | 0
2027 | 12 | 25 | 3 | 774.6976 | 0
2027 | 12 | 25 | 4 | 762.3726 | 0
2027 | 12 | 25 | 5 | 755.7687 | 0
2027 | 12 | 25 | 6 | 758.3872 | 0
2027 | 12 | 25 | 7 | 761.0057 | 0
2027 | 12 | 25 | 8 | 777.0841 | 0
2027 | 12 | 25 | 9 | 795.0077 | 0
2027 | 12 | 25 | 10 | 826.1259 | 0
2027 | 12 | 25 | 11 | 853.8879 | 0
2027 | 12 | 25 | 12 | 872.4488 | 0
2027 | 12 | 25 | 13 | 883.2797 | 0
2027 | 12 | 25 | 14 | 880.015 | 0
2027 | 12 | 25 | 15 | 875.3312 | 0
2027 | 12 | 25 | 16 | 877.7923 | 0
2027 | 12 | 25 | 17 | 902.4273 | 0
2027 | 12 | 25 | 18 | 935.1215 | 0
2027 | 12 | 25 | 19 | 918.6674 | 0
2027 | 12 | 25 | 20 | 901.3221 | 0
2027 | 12 | 25 | 21 | 890.3204 | 0
2027 | 12 | 25 | 22 | 876.8316 | 0
2027 | 12 | 25 | 23 | 854.2254 | 0
2027 | 12 | 26 | 0 | 820.8493 | 0
2027 | 12 | 26 | 1 | 796.8897 | 0
2027 | 12 | 26 | 2 | 771.1309 | 0
2027 | 12 | 26 | 3 | 753.1892 | 0
2027 | 12 | 26 | 4 | 744.0621 | 0
2027 | 12 | 26 | 5 | 740.3518 | 0
2027 | 12 | 26 | 6 | 754.1706 | 0
2027 | 12 | 26 | 7 | 767.9894 | 0
2027 | 12 | 26 | 8 | 795.665 | 0
2027 | 12 | 26 | 9 | 815.5015 | 0
2027 | 12 | 26 | 10 | 841.6481 | 0
2027 | 12 | 26 | 11 | 871.8869 | 0
2027 | 12 | 26 | 12 | 891.5309 | 0
2027 | 12 | 26 | 13 | 901.1803 | 0
2027 | 12 | 26 | 14 | 899.7953 | 0
2027 | 12 | 26 | 15 | 896.6527 | 0
2027 | 12 | 26 | 16 | 898.4417 | 0
2027 | 12 | 26 | 17 | 928.4411 | 0
2027 | 12 | 26 | 18 | 962.0167 | 0
2027 | 12 | 26 | 19 | 956.2684 | 0
2027 | 12 | 26 | 20 | 944.4862 | 0
2027 | 12 | 26 | 21 | 935.3689 | 0
2027 | 12 | 26 | 22 | 914.1 | 0
2027 | 12 | 26 | 23 | 882.4952 | 0
2027 | 12 | 27 | 0 | 845.1937 | 0
2027 | 12 | 27 | 1 | 813.8306 | 0
2027 | 12 | 27 | 2 | 782.4675 | 0
2027 | 12 | 27 | 3 | 766.1678 | 0
2027 | 12 | 27 | 4 | 757.493 | 0
2027 | 12 | 27 | 5 | 756.526 | 0
2027 | 12 | 27 | 6 | 761.452 | 0
2027 | 12 | 27 | 7 | 783.3572 | 0
2027 | 12 | 27 | 8 | 818.4381 | 0
2027 | 12 | 27 | 9 | 866.0897 | 0
2027 | 12 | 27 | 10 | 920.3377 | 0
2027 | 12 | 27 | 11 | 952.7125 | 0
2027 | 12 | 27 | 12 | 974.61 | 0
2027 | 12 | 27 | 13 | 978.2746 | 0
2027 | 12 | 27 | 14 | 963.6924 | 0
2027 | 12 | 27 | 15 | 942.4279 | 0
2027 | 12 | 27 | 16 | 914.7337 | 0
2027 | 12 | 27 | 17 | 935.139 | 0
2027 | 12 | 27 | 18 | 995.9063 | 0
2027 | 12 | 27 | 19 | 995.2342 | 0
2027 | 12 | 27 | 20 | 982.0724 | 0
2027 | 12 | 27 | 21 | 969.0495 | 0
2027 | 12 | 27 | 22 | 947.8451 | 0
2027 | 12 | 27 | 23 | 920.819 | 0
2027 | 12 | 28 | 0 | 927.6942 | 0
2027 | 12 | 28 | 1 | 916.1614 | 0
2027 | 12 | 28 | 2 | 883.1075 | 0
2027 | 12 | 28 | 3 | 860.2723 | 0
2027 | 12 | 28 | 4 | 845.8085 | 0
2027 | 12 | 28 | 5 | 840.7667 | 0
2027 | 12 | 28 | 6 | 840.9843 | 0
2027 | 12 | 28 | 7 | 847.7089 | 0
2027 | 12 | 28 | 8 | 871.8293 | 0
2027 | 12 | 28 | 9 | 908.352 | 0
2027 | 12 | 28 | 10 | 954.9653 | 0
2027 | 12 | 28 | 11 | 984.4017 | 0
2027 | 12 | 28 | 12 | 1001.4971 | 0
2027 | 12 | 28 | 13 | 1002.8027 | 0
2027 | 12 | 28 | 14 | 995.0601 | 0
2027 | 12 | 28 | 15 | 982.4759 | 0
2027 | 12 | 28 | 16 | 979.5122 | 0
2027 | 12 | 28 | 17 | 1004.3421 | 0
2027 | 12 | 28 | 18 | 1062.8586 | 12.8586
2027 | 12 | 28 | 19 | 1060.968 | 10.968
2027 | 12 | 28 | 20 | 1035.0775 | 0
2027 | 12 | 28 | 21 | 1012.1242 | 0
2027 | 12 | 28 | 22 | 987.6076 | 0
2027 | 12 | 28 | 23 | 956.8266 | 0
2027 | 12 | 29 | 0 | 917.6782 | 0
2027 | 12 | 29 | 1 | 872.1634 | 0
2027 | 12 | 29 | 2 | 826.6485 | 0
2027 | 12 | 29 | 3 | 804.5712 | 0
2027 | 12 | 29 | 4 | 790.2482 | 0
2027 | 12 | 29 | 5 | 778.1934 | 0
2027 | 12 | 29 | 6 | 768.2475 | 0
2027 | 12 | 29 | 7 | 768.5689 | 0
2027 | 12 | 29 | 8 | 788.9869 | 0
2027 | 12 | 29 | 9 | 825.8983 | 0
2027 | 12 | 29 | 10 | 865.8153 | 0
2027 | 12 | 29 | 11 | 895.3002 | 0
2027 | 12 | 29 | 12 | 918.5688 | 0
2027 | 12 | 29 | 13 | 925.9925 | 0
2027 | 12 | 29 | 14 | 923.9272 | 0
2027 | 12 | 29 | 15 | 920.5986 | 0
2027 | 12 | 29 | 16 | 925.3971 | 0
2027 | 12 | 29 | 17 | 956.5871 | 0
2027 | 12 | 29 | 18 | 999.2045 | 0
2027 | 12 | 29 | 19 | 992.8141 | 0
2027 | 12 | 29 | 20 | 970.1949 | 0
2027 | 12 | 29 | 21 | 953.0835 | 0
2027 | 12 | 29 | 22 | 929.4072 | 0
2027 | 12 | 29 | 23 | 899.0444 | 0
2027 | 12 | 30 | 0 | 864.1842 | 0
2027 | 12 | 30 | 1 | 815.2074 | 0
2027 | 12 | 30 | 2 | 766.2305 | 0
2027 | 12 | 30 | 3 | 750.5628 | 0
2027 | 12 | 30 | 4 | 742.9007 | 0
2027 | 12 | 30 | 5 | 747.4769 | 0
2027 | 12 | 30 | 6 | 773.8633 | 0
2027 | 12 | 30 | 7 | 816.7483 | 0
2027 | 12 | 30 | 8 | 854.6979 | 0
2027 | 12 | 30 | 9 | 886.5936 | 0
2027 | 12 | 30 | 10 | 921.0548 | 0
2027 | 12 | 30 | 11 | 945.7321 | 0
2027 | 12 | 30 | 12 | 964.4655 | 0
2027 | 12 | 30 | 13 | 974.9154 | 0
2027 | 12 | 30 | 14 | 977.8366 | 0
2027 | 12 | 30 | 15 | 976.1867 | 0
2027 | 12 | 30 | 16 | 975.6682 | 0
2027 | 12 | 30 | 17 | 992.3585 | 0
2027 | 12 | 30 | 18 | 1019.0319 | 0
2027 | 12 | 30 | 19 | 1003.6748 | 0
2027 | 12 | 30 | 20 | 974.6285 | 0
2027 | 12 | 30 | 21 | 951.0028 | 0
2027 | 12 | 30 | 22 | 918.5855 | 0
2027 | 12 | 30 | 23 | 883.0391 | 0
2027 | 12 | 31 | 0 | 835.4545 | 0
2027 | 12 | 31 | 1 | 802.8078 | 0
2027 | 12 | 31 | 2 | 762.0621 | 0
2027 | 12 | 31 | 3 | 743.1152 | 0
2027 | 12 | 31 | 4 | 735.9342 | 0
2027 | 12 | 31 | 5 | 741.0718 | 0
2027 | 12 | 31 | 6 | 771.4608 | 0
2027 | 12 | 31 | 7 | 820.6941 | 0
2027 | 12 | 31 | 8 | 858.2829 | 0
2027 | 12 | 31 | 9 | 885.9321 | 0
2027 | 12 | 31 | 10 | 919.0972 | 0
2027 | 12 | 31 | 11 | 946.8363 | 0
2027 | 12 | 31 | 12 | 968.1403 | 0
2027 | 12 | 31 | 13 | 975.8281 | 0
2027 | 12 | 31 | 14 | 972.5515 | 0
2027 | 12 | 31 | 15 | 969.8044 | 0
2027 | 12 | 31 | 16 | 972.2819 | 0
2027 | 12 | 31 | 17 | 990.824 | 0
2027 | 12 | 31 | 18 | 1024.4323 | 0
2027 | 12 | 31 | 19 | 1008.4444 | 0
2027 | 12 | 31 | 20 | 975.8986 | 0
2027 | 12 | 31 | 21 | 944.6505 | 0
2027 | 12 | 31 | 22 | 913.417 | 0
2027 | 12 | 31 | 23 | 883.9304 | 0
2028 | 1 | 1 | 0 | 848.7472 | 0
2028 | 1 | 1 | 1 | 840.2688 | 0
2028 | 1 | 1 | 2 | 837.4937 | 0
2028 | 1 | 1 | 3 | 820.5781 | 0
2028 | 1 | 1 | 4 | 810.2136 | 0
2028 | 1 | 1 | 5 | 807.459 | 0
2028 | 1 | 1 | 6 | 819.2732 | 0
2028 | 1 | 1 | 7 | 836.5179 | 0
2028 | 1 | 1 | 8 | 845.2658 | 0
2028 | 1 | 1 | 9 | 849.4417 | 0
2028 | 1 | 1 | 10 | 870.009 | 0
2028 | 1 | 1 | 11 | 893.6307 | 0
2028 | 1 | 1 | 12 | 920.9505 | 0
2028 | 1 | 1 | 13 | 938.645 | 0
2028 | 1 | 1 | 14 | 943.5432 | 0
2028 | 1 | 1 | 15 | 946.1839 | 0
2028 | 1 | 1 | 16 | 951.6216 | 0
2028 | 1 | 1 | 17 | 980.6037 | 0
2028 | 1 | 1 | 18 | 1031.3888 | 0
2028 | 1 | 1 | 19 | 1031.0801 | 0
2028 | 1 | 1 | 20 | 1013.4569 | 0
2028 | 1 | 1 | 21 | 996.8406 | 0
2028 | 1 | 1 | 22 | 974.5831 | 0
2028 | 1 | 1 | 23 | 946.8798 | 0
2028 | 1 | 2 | 0 | 915.4595 | 0
2028 | 1 | 2 | 1 | 896.9294 | 0
2028 | 1 | 2 | 2 | 878.3993 | 0
2028 | 1 | 2 | 3 | 858.7257 | 0
2028 | 1 | 2 | 4 | 849.416 | 0
2028 | 1 | 2 | 5 | 845.8969 | 0
2028 | 1 | 2 | 6 | 850.6722 | 0
2028 | 1 | 2 | 7 | 861.5416 | 0
2028 | 1 | 2 | 8 | 878.2005 | 0
2028 | 1 | 2 | 9 | 900.8679 | 0
2028 | 1 | 2 | 10 | 938.164 | 0
2028 | 1 | 2 | 11 | 970.7402 | 0
2028 | 1 | 2 | 12 | 996.2447 | 0
2028 | 1 | 2 | 13 | 1006.8463 | 0
2028 | 1 | 2 | 14 | 1002.3831 | 0
2028 | 1 | 2 | 15 | 999.2109 | 0
2028 | 1 | 2 | 16 | 1003.7213 | 0
2028 | 1 | 2 | 17 | 1034.6877 | 0
2028 | 1 | 2 | 18 | 1086.7225 | 36.7225
2028 | 1 | 2 | 19 | 1095.5301 | 45.5301
2028 | 1 | 2 | 20 | 1076.8712 | 26.8712
2028 | 1 | 2 | 21 | 1058.8593 | 8.8593
2028 | 1 | 2 | 22 | 1026.4972 | 0
2028 | 1 | 2 | 23 | 985.2201 | 0
2028 | 1 | 3 | 0 | 950.3004 | 0
2028 | 1 | 3 | 1 | 915.4025 | 0
2028 | 1 | 3 | 2 | 893.0244 | 0
2028 | 1 | 3 | 3 | 881.0007 | 0
2028 | 1 | 3 | 4 | 879.0075 | 0
2028 | 1 | 3 | 5 | 891.3961 | 0
2028 | 1 | 3 | 6 | 930.7913 | 0
2028 | 1 | 3 | 7 | 1000.5144 | 0
2028 | 1 | 3 | 8 | 1074.2645 | 24.2645
2028 | 1 | 3 | 9 | 1095.629 | 45.629
2028 | 1 | 3 | 10 | 1108.9189 | 58.9189
2028 | 1 | 3 | 11 | 1120.4739 | 70.4739
2028 | 1 | 3 | 12 | 1130.675 | 80.675
2028 | 1 | 3 | 13 | 1131.1193 | 81.1193
2028 | 1 | 3 | 14 | 1128.4897 | 78.4897
2028 | 1 | 3 | 15 | 1120.5454 | 70.5454
2028 | 1 | 3 | 16 | 1121.1163 | 71.1163
2028 | 1 | 3 | 17 | 1141.4112 | 91.4112
2028 | 1 | 3 | 18 | 1177.0716 | 127.0716
2028 | 1 | 3 | 19 | 1175.4811 | 125.4811
2028 | 1 | 3 | 20 | 1149.4884 | 99.4884
2028 | 1 | 3 | 21 | 1121.2339 | 71.2339
2028 | 1 | 3 | 22 | 1077.9234 | 27.9234
2028 | 1 | 3 | 23 | 1024.686 | 0
2028 | 1 | 4 | 0 | 976.0124 | 0
2028 | 1 | 4 | 1 | 910.1454 | 0
2028 | 1 | 4 | 2 | 882.8645 | 0
2028 | 1 | 4 | 3 | 864.439 | 0
2028 | 1 | 4 | 4 | 857.0768 | 0
2028 | 1 | 4 | 5 | 866.796 | 0
2028 | 1 | 4 | 6 | 903.8809 | 0
2028 | 1 | 4 | 7 | 972.2155 | 0
2028 | 1 | 4 | 8 | 1038.3409 | 0
2028 | 1 | 4 | 9 | 1064.7341 | 14.7341
2028 | 1 | 4 | 10 | 1089.3169 | 39.3169
2028 | 1 | 4 | 11 | 1111.2104 | 61.2104
2028 | 1 | 4 | 12 | 1119.1189 | 69.1189
2028 | 1 | 4 | 13 | 1119.4343 | 69.4343
2028 | 1 | 4 | 14 | 1112.2638 | 62.2638
2028 | 1 | 4 | 15 | 1099.3202 | 49.3202
2028 | 1 | 4 | 16 | 1078.7801 | 28.7801
2028 | 1 | 4 | 17 | 1095.7639 | 45.7639
2028 | 1 | 4 | 18 | 1149.3865 | 99.3865
2028 | 1 | 4 | 19 | 1152.5555 | 102.5555
2028 | 1 | 4 | 20 | 1137.3961 | 87.3961
2028 | 1 | 4 | 21 | 1112.1069 | 62.1069
2028 | 1 | 4 | 22 | 1067.0645 | 17.0645
2028 | 1 | 4 | 23 | 1011.5801 | 0
2028 | 1 | 5 | 0 | 954.0665 | 0
2028 | 1 | 5 | 1 | 945.2792 | 0
2028 | 1 | 5 | 2 | 924.2173 | 0
2028 | 1 | 5 | 3 | 910.5028 | 0
2028 | 1 | 5 | 4 | 908.0161 | 0
2028 | 1 | 5 | 5 | 917.7696 | 0
2028 | 1 | 5 | 6 | 950.9444 | 0
2028 | 1 | 5 | 7 | 1002.5438 | 0
2028 | 1 | 5 | 8 | 1052.708 | 2.708
2028 | 1 | 5 | 9 | 1068.177 | 18.177
2028 | 1 | 5 | 10 | 1093.7107 | 43.7107
2028 | 1 | 5 | 11 | 1115.118 | 65.118
2028 | 1 | 5 | 12 | 1125.0738 | 75.0738
2028 | 1 | 5 | 13 | 1135.0295 | 85.0295
2028 | 1 | 5 | 14 | 1135.1341 | 85.1341
2028 | 1 | 5 | 15 | 1130.1929 | 80.1929
2028 | 1 | 5 | 16 | 1141.902 | 91.902
2028 | 1 | 5 | 17 | 1153.6111 | 103.6111
2028 | 1 | 5 | 18 | 1198.1593 | 148.1593
2028 | 1 | 5 | 19 | 1190.933 | 140.933
2028 | 1 | 5 | 20 | 1165.3724 | 115.3724
2028 | 1 | 5 | 21 | 1132.7538 | 82.7538
2028 | 1 | 5 | 22 | 1094.0548 | 44.0548
2028 | 1 | 5 | 23 | 1041.0061 | 0
2028 | 1 | 6 | 0 | 995.193 | 0
2028 | 1 | 6 | 1 | 970.4937 | 0
2028 | 1 | 6 | 2 | 948.6227 | 0
2028 | 1 | 6 | 3 | 926.7517 | 0
2028 | 1 | 6 | 4 | 917.9493 | 0
2028 | 1 | 6 | 5 | 920.3438 | 0
2028 | 1 | 6 | 6 | 942.5454 | 0
2028 | 1 | 6 | 7 | 989.221 | 0
2028 | 1 | 6 | 8 | 1035.8085 | 0
2028 | 1 | 6 | 9 | 1068.0662 | 18.0662
2028 | 1 | 6 | 10 | 1088.1739 | 38.1739
2028 | 1 | 6 | 11 | 1109.7843 | 59.7843
2028 | 1 | 6 | 12 | 1127.0195 | 77.0195
2028 | 1 | 6 | 13 | 1134.1511 | 84.1511
2028 | 1 | 6 | 14 | 1133.8318 | 83.8318
2028 | 1 | 6 | 15 | 1127.5715 | 77.5715
2028 | 1 | 6 | 16 | 1125.8138 | 75.8138
2028 | 1 | 6 | 17 | 1145.7046 | 95.7046
2028 | 1 | 6 | 18 | 1178.2007 | 128.2007
2028 | 1 | 6 | 19 | 1171.5146 | 121.5146
2028 | 1 | 6 | 20 | 1148.185 | 98.185
2028 | 1 | 6 | 21 | 1123.6933 | 73.6933
2028 | 1 | 6 | 22 | 1083.5384 | 33.5384
2028 | 1 | 6 | 23 | 1043.9129 | 0
2028 | 1 | 7 | 0 | 1004.1355 | 0
2028 | 1 | 7 | 1 | 934.1742 | 0
2028 | 1 | 7 | 2 | 905.5952 | 0
2028 | 1 | 7 | 3 | 885.3337 | 0
2028 | 1 | 7 | 4 | 877.9526 | 0
2028 | 1 | 7 | 5 | 880.627 | 0
2028 | 1 | 7 | 6 | 905.3285 | 0
2028 | 1 | 7 | 7 | 952.8051 | 0
2028 | 1 | 7 | 8 | 999.9201 | 0
2028 | 1 | 7 | 9 | 1025.9128 | 0
2028 | 1 | 7 | 10 | 1048.0635 | 0
2028 | 1 | 7 | 11 | 1070.7762 | 20.7762
2028 | 1 | 7 | 12 | 1088.9283 | 38.9283
2028 | 1 | 7 | 13 | 1094.2205 | 44.2205
2028 | 1 | 7 | 14 | 1091.0387 | 41.0387
2028 | 1 | 7 | 15 | 1081.1307 | 31.1307
2028 | 1 | 7 | 16 | 1085.7634 | 35.7634
2028 | 1 | 7 | 17 | 1104.4194 | 54.4194
2028 | 1 | 7 | 18 | 1123.0754 | 73.0754
2028 | 1 | 7 | 19 | 1111.1203 | 61.1203
2028 | 1 | 7 | 20 | 1081.8145 | 31.8145
2028 | 1 | 7 | 21 | 1055.8051 | 5.8051
2028 | 1 | 7 | 22 | 1026.505 | 0
2028 | 1 | 7 | 23 | 997.5059 | 0
2028 | 1 | 8 | 0 | 953.595 | 0
2028 | 1 | 8 | 1 | 906.036 | 0
2028 | 1 | 8 | 2 | 876.2832 | 0
2028 | 1 | 8 | 3 | 856.4313 | 0
2028 | 1 | 8 | 4 | 848.3858 | 0
2028 | 1 | 8 | 5 | 845.5642 | 0
2028 | 1 | 8 | 6 | 855.0459 | 0
2028 | 1 | 8 | 7 | 876.5374 | 0
2028 | 1 | 8 | 8 | 910.3743 | 0
2028 | 1 | 8 | 9 | 939.9391 | 0
2028 | 1 | 8 | 10 | 977.9049 | 0
2028 | 1 | 8 | 11 | 1005.8145 | 0
2028 | 1 | 8 | 12 | 1022.1322 | 0
2028 | 1 | 8 | 13 | 1023.0627 | 0
2028 | 1 | 8 | 14 | 1013.8271 | 0
2028 | 1 | 8 | 15 | 1001.4945 | 0
2028 | 1 | 8 | 16 | 998.8872 | 0
2028 | 1 | 8 | 17 | 1023.139 | 0
2028 | 1 | 8 | 18 | 1071.4227 | 21.4227
2028 | 1 | 8 | 19 | 1073.1963 | 23.1963
2028 | 1 | 8 | 20 | 1048.1385 | 0
2028 | 1 | 8 | 21 | 1028.8146 | 0
2028 | 1 | 8 | 22 | 1000.0562 | 0
2028 | 1 | 8 | 23 | 976.6883 | 0
2028 | 1 | 9 | 0 | 936.7623 | 0
2028 | 1 | 9 | 1 | 895.4137 | 0
2028 | 1 | 9 | 2 | 854.0651 | 0
2028 | 1 | 9 | 3 | 837.1644 | 0
2028 | 1 | 9 | 4 | 826.6181 | 0
2028 | 1 | 9 | 5 | 822.2437 | 0
2028 | 1 | 9 | 6 | 824.2255 | 0
2028 | 1 | 9 | 7 | 830.1401 | 0
2028 | 1 | 9 | 8 | 855.5528 | 0
2028 | 1 | 9 | 9 | 883.4707 | 0
2028 | 1 | 9 | 10 | 915.277 | 0
2028 | 1 | 9 | 11 | 944.2369 | 0
2028 | 1 | 9 | 12 | 970.0544 | 0
2028 | 1 | 9 | 13 | 975.8675 | 0
2028 | 1 | 9 | 14 | 975.2485 | 0
2028 | 1 | 9 | 15 | 969.761 | 0
2028 | 1 | 9 | 16 | 969.6991 | 0
2028 | 1 | 9 | 17 | 998.1557 | 0
2028 | 1 | 9 | 18 | 1050.5344 | 0.53436
2028 | 1 | 9 | 19 | 1062.8653 | 12.8653
2028 | 1 | 9 | 20 | 1041.6613 | 0
2028 | 1 | 9 | 21 | 1021.3571 | 0
2028 | 1 | 9 | 22 | 992.6604 | 0
2028 | 1 | 9 | 23 | 959.3903 | 0
2028 | 1 | 10 | 0 | 929.8954 | 0
2028 | 1 | 10 | 1 | 951.5076 | 0
2028 | 1 | 10 | 2 | 930.1933 | 0
2028 | 1 | 10 | 3 | 918.8902 | 0
2028 | 1 | 10 | 4 | 917.0141 | 0
2028 | 1 | 10 | 5 | 923.9847 | 0
2028 | 1 | 10 | 6 | 957.2285 | 0
2028 | 1 | 10 | 7 | 1017.9911 | 0
2028 | 1 | 10 | 8 | 1083.7536 | 33.7536
2028 | 1 | 10 | 9 | 1119.1027 | 69.1027
2028 | 1 | 10 | 10 | 1142.723 | 92.723
2028 | 1 | 10 | 11 | 1159.4037 | 109.4037
2028 | 1 | 10 | 12 | 1170.4268 | 120.4268
2028 | 1 | 10 | 13 | 1166.9632 | 116.9632
2028 | 1 | 10 | 14 | 1161.8088 | 111.8088
2028 | 1 | 10 | 15 | 1152.081 | 102.081
2028 | 1 | 10 | 16 | 1149.866 | 99.866
2028 | 1 | 10 | 17 | 1166.3095 | 116.3095
2028 | 1 | 10 | 18 | 1210.2667 | 160.2667
2028 | 1 | 10 | 19 | 1222.0435 | 172.0435
2028 | 1 | 10 | 20 | 1202.5857 | 152.5857
2028 | 1 | 10 | 21 | 1178.4944 | 128.4944
2028 | 1 | 10 | 22 | 1136.1748 | 86.1748
2028 | 1 | 10 | 23 | 1099.5964 | 49.5964
2028 | 1 | 11 | 0 | 1047.5215 | 0
2028 | 1 | 11 | 1 | 1003.1637 | 0
2028 | 1 | 11 | 2 | 979.6799 | 0
2028 | 1 | 11 | 3 | 964.7153 | 0
2028 | 1 | 11 | 4 | 960.8339 | 0
2028 | 1 | 11 | 5 | 966.8881 | 0
2028 | 1 | 11 | 6 | 994.5277 | 0
2028 | 1 | 11 | 7 | 1058.556 | 8.556
2028 | 1 | 11 | 8 | 1133.1621 | 83.1621
2028 | 1 | 11 | 9 | 1167.4825 | 117.4825
2028 | 1 | 11 | 10 | 1190.748 | 140.748
2028 | 1 | 11 | 11 | 1211.6924 | 161.6924
2028 | 1 | 11 | 12 | 1220.4801 | 170.4801
2028 | 1 | 11 | 13 | 1217.7306 | 167.7306
2028 | 1 | 11 | 14 | 1208.3847 | 158.3847
2028 | 1 | 11 | 15 | 1193.8716 | 143.8716
2028 | 1 | 11 | 16 | 1172.7572 | 122.7572
2028 | 1 | 11 | 17 | 1190.6095 | 140.6095
2028 | 1 | 11 | 18 | 1239.6754 | 189.6754
2028 | 1 | 11 | 19 | 1253.0285 | 203.0285
2028 | 1 | 11 | 20 | 1239.2087 | 189.2087
2028 | 1 | 11 | 21 | 1217.8895 | 167.8895
2028 | 1 | 11 | 22 | 1177.5866 | 127.5866
2028 | 1 | 11 | 23 | 1129.7791 | 79.7791
2028 | 1 | 12 | 0 | 1070.5559 | 20.5559
2028 | 1 | 12 | 1 | 1034.0964 | 0
2028 | 1 | 12 | 2 | 1005.9095 | 0
2028 | 1 | 12 | 3 | 989.0973 | 0
2028 | 1 | 12 | 4 | 982.4525 | 0
2028 | 1 | 12 | 5 | 987.9376 | 0
2028 | 1 | 12 | 6 | 1014.6939 | 0
2028 | 1 | 12 | 7 | 1066.3206 | 16.3206
2028 | 1 | 12 | 8 | 1124.816 | 74.816
2028 | 1 | 12 | 9 | 1148.9871 | 98.9871
2028 | 1 | 12 | 10 | 1169.3422 | 119.3422
2028 | 1 | 12 | 11 | 1186.8341 | 136.8341
2028 | 1 | 12 | 12 | 1197.9076 | 147.9076
2028 | 1 | 12 | 13 | 1197.6375 | 147.6375
2028 | 1 | 12 | 14 | 1194.8425 | 144.8425
2028 | 1 | 12 | 15 | 1186.3114 | 136.3114
2028 | 1 | 12 | 16 | 1194.116 | 144.116
2028 | 1 | 12 | 17 | 1201.9205 | 151.9205
2028 | 1 | 12 | 18 | 1247.9415 | 197.9415
2028 | 1 | 12 | 19 | 1251.5174 | 201.5174
2028 | 1 | 12 | 20 | 1227.367 | 177.367
2028 | 1 | 12 | 21 | 1199.4954 | 149.4954
2028 | 1 | 12 | 22 | 1157.751 | 107.751
2028 | 1 | 12 | 23 | 1112.8553 | 62.8553
2028 | 1 | 13 | 0 | 1056.6089 | 6.6089
2028 | 1 | 13 | 1 | 1011.2337 | 0
2028 | 1 | 13 | 2 | 983.8279 | 0
2028 | 1 | 13 | 3 | 967.0247 | 0
2028 | 1 | 13 | 4 | 960.2003 | 0
2028 | 1 | 13 | 5 | 966.5274 | 0
2028 | 1 | 13 | 6 | 996.7684 | 0
2028 | 1 | 13 | 7 | 1055.6671 | 5.6671
2028 | 1 | 13 | 8 | 1123.9399 | 73.9399
2028 | 1 | 13 | 9 | 1155.3956 | 105.3956
2028 | 1 | 13 | 10 | 1169.349 | 119.349
2028 | 1 | 13 | 11 | 1186.1521 | 136.1521
2028 | 1 | 13 | 12 | 1197.7117 | 147.7117
2028 | 1 | 13 | 13 | 1199.0594 | 149.0594
2028 | 1 | 13 | 14 | 1195.1058 | 145.1058
2028 | 1 | 13 | 15 | 1186.0028 | 136.0028
2028 | 1 | 13 | 16 | 1180.252 | 130.252
2028 | 1 | 13 | 17 | 1190.955 | 140.955
2028 | 1 | 13 | 18 | 1224.288 | 174.288
2028 | 1 | 13 | 19 | 1234.0015 | 184.0015
2028 | 1 | 13 | 20 | 1213.618 | 163.618
2028 | 1 | 13 | 21 | 1187.5555 | 137.5555
2028 | 1 | 13 | 22 | 1143.4178 | 93.4178
2028 | 1 | 13 | 23 | 1096.9325 | 46.9325
2028 | 1 | 14 | 0 | 1043.0768 | 0
2028 | 1 | 14 | 1 | 1024.9774 | 0
2028 | 1 | 14 | 2 | 995.936 | 0
2028 | 1 | 14 | 3 | 976.1882 | 0
2028 | 1 | 14 | 4 | 966.0444 | 0
2028 | 1 | 14 | 5 | 969.0122 | 0
2028 | 1 | 14 | 6 | 993.6373 | 0
2028 | 1 | 14 | 7 | 1052.9101 | 2.9101
2028 | 1 | 14 | 8 | 1117.4322 | 67.4322
2028 | 1 | 14 | 9 | 1150.6855 | 100.6855
2028 | 1 | 14 | 10 | 1167.2699 | 117.2699
2028 | 1 | 14 | 11 | 1184.5155 | 134.5155
2028 | 1 | 14 | 12 | 1197.0616 | 147.0616
2028 | 1 | 14 | 13 | 1199.2748 | 149.2748
2028 | 1 | 14 | 14 | 1195.967 | 145.967
2028 | 1 | 14 | 15 | 1183.4632 | 133.4632
2028 | 1 | 14 | 16 | 1175.9726 | 125.9726
2028 | 1 | 14 | 17 | 1184.8071 | 134.8071
2028 | 1 | 14 | 18 | 1212.6711 | 162.6711
2028 | 1 | 14 | 19 | 1213.5293 | 163.5293
2028 | 1 | 14 | 20 | 1186.2085 | 136.2085
2028 | 1 | 14 | 21 | 1156.5069 | 106.5069
2028 | 1 | 14 | 22 | 1119.598 | 69.598
2028 | 1 | 14 | 23 | 1083.6964 | 33.6964
2028 | 1 | 15 | 0 | 1033.4518 | 0
2028 | 1 | 15 | 1 | 954.5086 | 0
2028 | 1 | 15 | 2 | 924.4693 | 0
2028 | 1 | 15 | 3 | 902.2504 | 0
2028 | 1 | 15 | 4 | 890.6706 | 0
2028 | 1 | 15 | 5 | 884.7812 | 0
2028 | 1 | 15 | 6 | 889.0506 | 0
2028 | 1 | 15 | 7 | 903.1064 | 0
2028 | 1 | 15 | 8 | 930.8776 | 0
2028 | 1 | 15 | 9 | 961.0798 | 0
2028 | 1 | 15 | 10 | 999.0347 | 0
2028 | 1 | 15 | 11 | 1027.9589 | 0
2028 | 1 | 15 | 12 | 1044.9123 | 0
2028 | 1 | 15 | 13 | 1047.738 | 0
2028 | 1 | 15 | 14 | 1039.6975 | 0
2028 | 1 | 15 | 15 | 1028.6898 | 0
2028 | 1 | 15 | 16 | 1035.3923 | 0
2028 | 1 | 15 | 17 | 1056.5288 | 6.5288
2028 | 1 | 15 | 18 | 1077.6653 | 27.6653
2028 | 1 | 15 | 19 | 1084.1873 | 34.1873
2028 | 1 | 15 | 20 | 1056.1442 | 6.1442
2028 | 1 | 15 | 21 | 1033.297 | 0
2028 | 1 | 15 | 22 | 1008.328 | 0
2028 | 1 | 15 | 23 | 987.472 | 0
2028 | 1 | 16 | 0 | 953.1072 | 0
2028 | 1 | 16 | 1 | 897.0311 | 0
2028 | 1 | 16 | 2 | 870.0075 | 0
2028 | 1 | 16 | 3 | 849.3916 | 0
2028 | 1 | 16 | 4 | 837.717 | 0
2028 | 1 | 16 | 5 | 831.7856 | 0
2028 | 1 | 16 | 6 | 835.7892 | 0
2028 | 1 | 16 | 7 | 846.4134 | 0
2028 | 1 | 16 | 8 | 865.9999 | 0
2028 | 1 | 16 | 9 | 896.7285 | 0
2028 | 1 | 16 | 10 | 935.2708 | 0
2028 | 1 | 16 | 11 | 971.8116 | 0
2028 | 1 | 16 | 12 | 997.9453 | 0
2028 | 1 | 16 | 13 | 1007.0717 | 0
2028 | 1 | 16 | 14 | 1005.1426 | 0
2028 | 1 | 16 | 15 | 1000.7966 | 0
2028 | 1 | 16 | 16 | 1003.6111 | 0
2028 | 1 | 16 | 17 | 1027.0927 | 0
2028 | 1 | 16 | 18 | 1073.3771 | 23.3771
2028 | 1 | 16 | 19 | 1092.4582 | 42.4582
2028 | 1 | 16 | 20 | 1075.8951 | 25.8951
2028 | 1 | 16 | 21 | 1059.7688 | 9.7688
2028 | 1 | 16 | 22 | 1027.5602 | 0
2028 | 1 | 16 | 23 | 992.2629 | 0
2028 | 1 | 17 | 0 | 951.4005 | 0
2028 | 1 | 17 | 1 | 953.3167 | 0
2028 | 1 | 17 | 2 | 955.2329 | 0
2028 | 1 | 17 | 3 | 940.5637 | 0
2028 | 1 | 17 | 4 | 935.1054 | 0
2028 | 1 | 17 | 5 | 942.1251 | 0
2028 | 1 | 17 | 6 | 970.9505 | 0
2028 | 1 | 17 | 7 | 1027.3972 | 0
2028 | 1 | 17 | 8 | 1094.1983 | 44.1983
2028 | 1 | 17 | 9 | 1131.1381 | 81.1381
2028 | 1 | 17 | 10 | 1158.7374 | 108.7374
2028 | 1 | 17 | 11 | 1178.6451 | 128.6451
2028 | 1 | 17 | 12 | 1185.3344 | 135.3344
2028 | 1 | 17 | 13 | 1192.0236 | 142.0236
2028 | 1 | 17 | 14 | 1188.5197 | 138.5197
2028 | 1 | 17 | 15 | 1179.6823 | 129.6823
2028 | 1 | 17 | 16 | 1189.2388 | 139.2388
2028 | 1 | 17 | 17 | 1198.7953 | 148.7953
2028 | 1 | 17 | 18 | 1233.5953 | 183.5953
2028 | 1 | 17 | 19 | 1246.0955 | 196.0955
2028 | 1 | 17 | 20 | 1223.1275 | 173.1275
2028 | 1 | 17 | 21 | 1198.3995 | 148.3995
2028 | 1 | 17 | 22 | 1154.7 | 104.7
2028 | 1 | 17 | 23 | 1110.432 | 60.432
2028 | 1 | 18 | 0 | 1058.2864 | 8.2864
2028 | 1 | 18 | 1 | 995.7131 | 0
2028 | 1 | 18 | 2 | 966.3297 | 0
2028 | 1 | 18 | 3 | 946.9142 | 0
2028 | 1 | 18 | 4 | 937.4653 | 0
2028 | 1 | 18 | 5 | 939.8191 | 0
2028 | 1 | 18 | 6 | 965.2468 | 0
2028 | 1 | 18 | 7 | 1022.554 | 0
2028 | 1 | 18 | 8 | 1087.4937 | 37.4937
2028 | 1 | 18 | 9 | 1121.6517 | 71.6517
2028 | 1 | 18 | 10 | 1150.4249 | 100.4249
2028 | 1 | 18 | 11 | 1176.4812 | 126.4812
2028 | 1 | 18 | 12 | 1182.6985 | 132.6985
2028 | 1 | 18 | 13 | 1188.9157 | 138.9157
2028 | 1 | 18 | 14 | 1182.3258 | 132.3258
2028 | 1 | 18 | 15 | 1171.1104 | 121.1104
2028 | 1 | 18 | 16 | 1167.843 | 117.843
2028 | 1 | 18 | 17 | 1164.5756 | 114.5756
2028 | 1 | 18 | 18 | 1204.2561 | 154.2561
2028 | 1 | 18 | 19 | 1213.0957 | 163.0957
2028 | 1 | 18 | 20 | 1190.7662 | 140.7662
2028 | 1 | 18 | 21 | 1164.6673 | 114.6673
2028 | 1 | 18 | 22 | 1122.5856 | 72.5856
2028 | 1 | 18 | 23 | 1077.2319 | 27.2319
2028 | 1 | 19 | 0 | 1021.4616 | 0
2028 | 1 | 19 | 1 | 1001.7506 | 0
2028 | 1 | 19 | 2 | 977.7886 | 0
2028 | 1 | 19 | 3 | 962.907 | 0
2028 | 1 | 19 | 4 | 958.3596 | 0
2028 | 1 | 19 | 5 | 962.8659 | 0
2028 | 1 | 19 | 6 | 986.9536 | 0
2028 | 1 | 19 | 7 | 1033.0452 | 0
2028 | 1 | 19 | 8 | 1104.8926 | 54.8926
2028 | 1 | 19 | 9 | 1136.1463 | 86.1463
2028 | 1 | 19 | 10 | 1156.0935 | 106.0935
2028 | 1 | 19 | 11 | 1172.7753 | 122.7753
2028 | 1 | 19 | 12 | 1177.9441 | 127.9441
2028 | 1 | 19 | 13 | 1183.1129 | 133.1129
2028 | 1 | 19 | 14 | 1183.036 | 133.036
2028 | 1 | 19 | 15 | 1177.1308 | 127.1308
2028 | 1 | 19 | 16 | 1187.5148 | 137.5148
2028 | 1 | 19 | 17 | 1197.8989 | 147.8989
2028 | 1 | 19 | 18 | 1232.186 | 182.186
2028 | 1 | 19 | 19 | 1245.956 | 195.956
2028 | 1 | 19 | 20 | 1229.1378 | 179.1378
2028 | 1 | 19 | 21 | 1206.483 | 156.483
2028 | 1 | 19 | 22 | 1174.9498 | 124.9498
2028 | 1 | 19 | 23 | 1126.2472 | 76.2472
2028 | 1 | 20 | 0 | 1078.6337 | 28.6337
2028 | 1 | 20 | 1 | 1050.4218 | 0.42185
2028 | 1 | 20 | 2 | 1024.5883 | 0
2028 | 1 | 20 | 3 | 1007.4504 | 0
2028 | 1 | 20 | 4 | 1000.1508 | 0
2028 | 1 | 20 | 5 | 1001.8437 | 0
2028 | 1 | 20 | 6 | 1023.1288 | 0
2028 | 1 | 20 | 7 | 1076.8135 | 26.8135
2028 | 1 | 20 | 8 | 1145.3664 | 95.3664
2028 | 1 | 20 | 9 | 1174.8516 | 124.8516
2028 | 1 | 20 | 10 | 1190.6125 | 140.6125
2028 | 1 | 20 | 11 | 1203.8343 | 153.8343
2028 | 1 | 20 | 12 | 1208.0727 | 158.0727
2028 | 1 | 20 | 13 | 1212.3111 | 162.3111
2028 | 1 | 20 | 14 | 1207.6076 | 157.6076
2028 | 1 | 20 | 15 | 1196.8952 | 146.8952
2028 | 1 | 20 | 16 | 1197.6744 | 147.6744
2028 | 1 | 20 | 17 | 1198.4536 | 148.4536
2028 | 1 | 20 | 18 | 1225.0464 | 175.0464
2028 | 1 | 20 | 19 | 1245.1711 | 195.1711
2028 | 1 | 20 | 20 | 1235.9856 | 185.9856
2028 | 1 | 20 | 21 | 1215.5932 | 165.5932
2028 | 1 | 20 | 22 | 1179.0778 | 129.0778
2028 | 1 | 20 | 23 | 1139.0283 | 89.0283
2028 | 1 | 21 | 0 | 1088.2082 | 38.2082
2028 | 1 | 21 | 1 | 1045.3916 | 0
2028 | 1 | 21 | 2 | 1014.5342 | 0
2028 | 1 | 21 | 3 | 996.3788 | 0
2028 | 1 | 21 | 4 | 987.4423 | 0
2028 | 1 | 21 | 5 | 989.1888 | 0
2028 | 1 | 21 | 6 | 1010.6943 | 0
2028 | 1 | 21 | 7 | 1071.8549 | 21.8549
2028 | 1 | 21 | 8 | 1153.9385 | 103.9385
2028 | 1 | 21 | 9 | 1189.0958 | 139.0958
2028 | 1 | 21 | 10 | 1202.8587 | 152.8587
2028 | 1 | 21 | 11 | 1217.3684 | 167.3684
2028 | 1 | 21 | 12 | 1227.901 | 177.901
2028 | 1 | 21 | 13 | 1220.9759 | 170.9759
2028 | 1 | 21 | 14 | 1213.1861 | 163.1861
2028 | 1 | 21 | 15 | 1195.057 | 145.057
2028 | 1 | 21 | 16 | 1180.4421 | 130.4421
2028 | 1 | 21 | 17 | 1185.2929 | 135.2929
2028 | 1 | 21 | 18 | 1221.997 | 171.997
2028 | 1 | 21 | 19 | 1242.2616 | 192.2616
2028 | 1 | 21 | 20 | 1233.9658 | 183.9658
2028 | 1 | 21 | 21 | 1213.2179 | 163.2179
2028 | 1 | 21 | 22 | 1184.9203 | 134.9203
2028 | 1 | 21 | 23 | 1141.1967 | 91.1967
2028 | 1 | 22 | 0 | 1077.0159 | 27.0159
2028 | 1 | 22 | 1 | 1014.0956 | 0
2028 | 1 | 22 | 2 | 983.9965 | 0
2028 | 1 | 22 | 3 | 960.0126 | 0
2028 | 1 | 22 | 4 | 948.5983 | 0
2028 | 1 | 22 | 5 | 947.2644 | 0
2028 | 1 | 22 | 6 | 959.4314 | 0
2028 | 1 | 22 | 7 | 978.0291 | 0
2028 | 1 | 22 | 8 | 987.6871 | 0
2028 | 1 | 22 | 9 | 1012.0937 | 0
2028 | 1 | 22 | 10 | 1054.4983 | 4.4983
2028 | 1 | 22 | 11 | 1082.0138 | 32.0138
2028 | 1 | 22 | 12 | 1100.1964 | 50.1964
2028 | 1 | 22 | 13 | 1105.375 | 55.375
2028 | 1 | 22 | 14 | 1096.3605 | 46.3605
2028 | 1 | 22 | 15 | 1083.0481 | 33.0481
2028 | 1 | 22 | 16 | 1076.1523 | 26.1523
2028 | 1 | 22 | 17 | 1094.82 | 44.82
2028 | 1 | 22 | 18 | 1131.1555 | 81.1555
2028 | 1 | 22 | 19 | 1147.5768 | 97.5768
2028 | 1 | 22 | 20 | 1120.1778 | 70.1778
2028 | 1 | 22 | 21 | 1094.9872 | 44.9872
2028 | 1 | 22 | 22 | 1063.8156 | 13.8156
2028 | 1 | 22 | 23 | 1039.0927 | 0
2028 | 1 | 23 | 0 | 1001.7787 | 0
2028 | 1 | 23 | 1 | 930.8845 | 0
2028 | 1 | 23 | 2 | 900.0495 | 0
2028 | 1 | 23 | 3 | 877.1645 | 0
2028 | 1 | 23 | 4 | 861.4493 | 0
2028 | 1 | 23 | 5 | 850.4137 | 0
2028 | 1 | 23 | 6 | 841.315 | 0
2028 | 1 | 23 | 7 | 842.6232 | 0
2028 | 1 | 23 | 8 | 869.4573 | 0
2028 | 1 | 23 | 9 | 900.4716 | 0
2028 | 1 | 23 | 10 | 932.8543 | 0
2028 | 1 | 23 | 11 | 960.4572 | 0
2028 | 1 | 23 | 12 | 985.8724 | 0
2028 | 1 | 23 | 13 | 993.7973 | 0
2028 | 1 | 23 | 14 | 992.1621 | 0
2028 | 1 | 23 | 15 | 989.2341 | 0
2028 | 1 | 23 | 16 | 1003.6343 | 0
2028 | 1 | 23 | 17 | 1027.5891 | 0
2028 | 1 | 23 | 18 | 1051.5439 | 1.5439
2028 | 1 | 23 | 19 | 1064.847 | 14.847
2028 | 1 | 23 | 20 | 1042.5593 | 0
2028 | 1 | 23 | 21 | 1022.1732 | 0
2028 | 1 | 23 | 22 | 993.2971 | 0
2028 | 1 | 23 | 23 | 957.7971 | 0
2028 | 1 | 24 | 0 | 917.9177 | 0
2028 | 1 | 24 | 1 | 913.2481 | 0
2028 | 1 | 24 | 2 | 908.5786 | 0
2028 | 1 | 24 | 3 | 892.1028 | 0
2028 | 1 | 24 | 4 | 883.9908 | 0
2028 | 1 | 24 | 5 | 889.7187 | 0
2028 | 1 | 24 | 6 | 921.5323 | 0
2028 | 1 | 24 | 7 | 983.6041 | 0
2028 | 1 | 24 | 8 | 1049.771 | 0
2028 | 1 | 24 | 9 | 1085.4333 | 35.4333
2028 | 1 | 24 | 10 | 1115.4041 | 65.4041
2028 | 1 | 24 | 11 | 1136.1785 | 86.1785
2028 | 1 | 24 | 12 | 1152.3741 | 102.3741
2028 | 1 | 24 | 13 | 1156.277 | 106.277
2028 | 1 | 24 | 14 | 1156.2677 | 106.2677
2028 | 1 | 24 | 15 | 1148.6848 | 98.6848
2028 | 1 | 24 | 16 | 1147.4678 | 97.4678
2028 | 1 | 24 | 17 | 1165.1219 | 115.1219
2028 | 1 | 24 | 18 | 1193.2556 | 143.2556
2028 | 1 | 24 | 19 | 1206.305 | 156.305
2028 | 1 | 24 | 20 | 1184.521 | 134.521
2028 | 1 | 24 | 21 | 1156.1465 | 106.1465
2028 | 1 | 24 | 22 | 1110.4928 | 60.4928
2028 | 1 | 24 | 23 | 1067.1171 | 17.1171
2028 | 1 | 25 | 0 | 1011.9705 | 0
2028 | 1 | 25 | 1 | 963.3759 | 0
2028 | 1 | 25 | 2 | 936.8155 | 0
2028 | 1 | 25 | 3 | 920.6388 | 0
2028 | 1 | 25 | 4 | 914.5304 | 0
2028 | 1 | 25 | 5 | 919.7007 | 0
2028 | 1 | 25 | 6 | 946.1191 | 0
2028 | 1 | 25 | 7 | 1005.2913 | 0
2028 | 1 | 25 | 8 | 1080.678 | 30.678
2028 | 1 | 25 | 9 | 1118.6476 | 68.6476
2028 | 1 | 25 | 10 | 1147.8667 | 97.8667
2028 | 1 | 25 | 11 | 1169.9044 | 119.9044
2028 | 1 | 25 | 12 | 1181.3068 | 131.3068
2028 | 1 | 25 | 13 | 1178.5151 | 128.5151
2028 | 1 | 25 | 14 | 1172.1993 | 122.1993
2028 | 1 | 25 | 15 | 1158.5629 | 108.5629
2028 | 1 | 25 | 16 | 1138.3851 | 88.3851
2028 | 1 | 25 | 17 | 1155.3355 | 105.3355
2028 | 1 | 25 | 18 | 1198.7956 | 148.7956
2028 | 1 | 25 | 19 | 1219.7873 | 169.7873
2028 | 1 | 25 | 20 | 1204.8822 | 154.8822
2028 | 1 | 25 | 21 | 1181.1226 | 131.1226
2028 | 1 | 25 | 22 | 1143.8225 | 93.8225
2028 | 1 | 25 | 23 | 1094.486 | 44.486
2028 | 1 | 26 | 0 | 1041.408 | 0
2028 | 1 | 26 | 1 | 1013.8947 | 0
2028 | 1 | 26 | 2 | 986.5887 | 0
2028 | 1 | 26 | 3 | 967.8376 | 0
2028 | 1 | 26 | 4 | 959.6369 | 0
2028 | 1 | 26 | 5 | 961.1761 | 0
2028 | 1 | 26 | 6 | 979.6377 | 0
2028 | 1 | 26 | 7 | 1025.0696 | 0
2028 | 1 | 26 | 8 | 1098.4278 | 48.4278
2028 | 1 | 26 | 9 | 1130.8587 | 80.8587
2028 | 1 | 26 | 10 | 1150.5638 | 100.5638
2028 | 1 | 26 | 11 | 1166.1567 | 116.1567
2028 | 1 | 26 | 12 | 1176.7364 | 126.7364
2028 | 1 | 26 | 13 | 1175.9001 | 125.9001
2028 | 1 | 26 | 14 | 1179.1267 | 129.1267
2028 | 1 | 26 | 15 | 1172.2781 | 122.2781
2028 | 1 | 26 | 16 | 1162.8782 | 112.8782
2028 | 1 | 26 | 17 | 1172.053 | 122.053
2028 | 1 | 26 | 18 | 1216.5971 | 166.5971
2028 | 1 | 26 | 19 | 1242.371 | 192.371
2028 | 1 | 26 | 20 | 1236.0559 | 186.0559
2028 | 1 | 26 | 21 | 1213.3209 | 163.3209
2028 | 1 | 26 | 22 | 1174.8281 | 124.8281
2028 | 1 | 26 | 23 | 1113.5594 | 63.5594
2028 | 1 | 27 | 0 | 1059.2204 | 9.2204
2028 | 1 | 27 | 1 | 1034.7725 | 0
2028 | 1 | 27 | 2 | 1010.3247 | 0
2028 | 1 | 27 | 3 | 993.5645 | 0
2028 | 1 | 27 | 4 | 987.4149 | 0
2028 | 1 | 27 | 5 | 995.394 | 0
2028 | 1 | 27 | 6 | 1026.4934 | 0
2028 | 1 | 27 | 7 | 1079.9835 | 29.9835
2028 | 1 | 27 | 8 | 1130.487 | 80.487
2028 | 1 | 27 | 9 | 1163.7945 | 113.7945
2028 | 1 | 27 | 10 | 1177.7048 | 127.7048
2028 | 1 | 27 | 11 | 1192.2751 | 142.2751
2028 | 1 | 27 | 12 | 1201.3444 | 151.3444
2028 | 1 | 27 | 13 | 1200.4844 | 150.4844
2028 | 1 | 27 | 14 | 1193.3184 | 143.3184
2028 | 1 | 27 | 15 | 1183.3914 | 133.3914
2028 | 1 | 27 | 16 | 1179.1477 | 129.1477
2028 | 1 | 27 | 17 | 1185.8581 | 135.8581
2028 | 1 | 27 | 18 | 1204.1549 | 154.1549
2028 | 1 | 27 | 19 | 1222.0931 | 172.0931
2028 | 1 | 27 | 20 | 1203.4098 | 153.4098
2028 | 1 | 27 | 21 | 1172.6998 | 122.6998
2028 | 1 | 27 | 22 | 1129.5975 | 79.5975
2028 | 1 | 27 | 23 | 1098.409 | 48.409
2028 | 1 | 28 | 0 | 1058.9985 | 8.9985
2028 | 1 | 28 | 1 | 1002.4766 | 0
2028 | 1 | 28 | 2 | 979.7581 | 0
2028 | 1 | 28 | 3 | 959.3701 | 0
2028 | 1 | 28 | 4 | 952.4845 | 0
2028 | 1 | 28 | 5 | 961.2295 | 0
2028 | 1 | 28 | 6 | 993.2897 | 0
2028 | 1 | 28 | 7 | 1053.2546 | 3.2546
2028 | 1 | 28 | 8 | 1104.8541 | 54.8541
2028 | 1 | 28 | 9 | 1142.2588 | 92.2588
2028 | 1 | 28 | 10 | 1159.3953 | 109.3953
2028 | 1 | 28 | 11 | 1176.8387 | 126.8387
2028 | 1 | 28 | 12 | 1181.3146 | 131.3146
2028 | 1 | 28 | 13 | 1185.7905 | 135.7905
2028 | 1 | 28 | 14 | 1183.1018 | 133.1018
2028 | 1 | 28 | 15 | 1170.2772 | 120.2772
2028 | 1 | 28 | 16 | 1154.5794 | 104.5794
2028 | 1 | 28 | 17 | 1160.3015 | 110.3015
2028 | 1 | 28 | 18 | 1176.1481 | 126.1481
2028 | 1 | 28 | 19 | 1190.3792 | 140.3792
2028 | 1 | 28 | 20 | 1167.7861 | 117.7861
2028 | 1 | 28 | 21 | 1135.7366 | 85.7366
2028 | 1 | 28 | 22 | 1099.6055 | 49.6055
2028 | 1 | 28 | 23 | 1063.5623 | 13.5623
2028 | 1 | 29 | 0 | 1018.8637 | 0
2028 | 1 | 29 | 1 | 946.1092 | 0
2028 | 1 | 29 | 2 | 917.8712 | 0
2028 | 1 | 29 | 3 | 899.2627 | 0
2028 | 1 | 29 | 4 | 889.0577 | 0
2028 | 1 | 29 | 5 | 886.2346 | 0
2028 | 1 | 29 | 6 | 893.2816 | 0
2028 | 1 | 29 | 7 | 910.8298 | 0
2028 | 1 | 29 | 8 | 934.9268 | 0
2028 | 1 | 29 | 9 | 965.7194 | 0
2028 | 1 | 29 | 10 | 997.521 | 0
2028 | 1 | 29 | 11 | 1022.6899 | 0
2028 | 1 | 29 | 12 | 1036.7106 | 0
2028 | 1 | 29 | 13 | 1038.2213 | 0
2028 | 1 | 29 | 14 | 1028.2037 | 0
2028 | 1 | 29 | 15 | 1015.0355 | 0
2028 | 1 | 29 | 16 | 1009.97 | 0
2028 | 1 | 29 | 17 | 1025.6183 | 0
2028 | 1 | 29 | 18 | 1053.0705 | 3.0705
2028 | 1 | 29 | 19 | 1075.9768 | 25.9768
2028 | 1 | 29 | 20 | 1051.2666 | 1.2666
2028 | 1 | 29 | 21 | 1029.6243 | 0
2028 | 1 | 29 | 22 | 999.4982 | 0
2028 | 1 | 29 | 23 | 975.5914 | 0
2028 | 1 | 30 | 0 | 944.2884 | 0
2028 | 1 | 30 | 1 | 903.1831 | 0
2028 | 1 | 30 | 2 | 879.3275 | 0
2028 | 1 | 30 | 3 | 860.5739 | 0
2028 | 1 | 30 | 4 | 850.1708 | 0
2028 | 1 | 30 | 5 | 843.4898 | 0
2028 | 1 | 30 | 6 | 842.3027 | 0
2028 | 1 | 30 | 7 | 853.9469 | 0
2028 | 1 | 30 | 8 | 869.5084 | 0
2028 | 1 | 30 | 9 | 894.1098 | 0
2028 | 1 | 30 | 10 | 929.635 | 0
2028 | 1 | 30 | 11 | 954.2017 | 0
2028 | 1 | 30 | 12 | 978.7683 | 0
2028 | 1 | 30 | 13 | 987.5244 | 0
2028 | 1 | 30 | 14 | 996.2806 | 0
2028 | 1 | 30 | 15 | 991.1687 | 0
2028 | 1 | 30 | 16 | 1002.9685 | 0
2028 | 1 | 30 | 17 | 1014.7684 | 0
2028 | 1 | 30 | 18 | 1041.844 | 0
2028 | 1 | 30 | 19 | 1071.7915 | 21.7915
2028 | 1 | 30 | 20 | 1054.9444 | 4.9444
2028 | 1 | 30 | 21 | 1034.7741 | 0
2028 | 1 | 30 | 22 | 1003.8599 | 0
2028 | 1 | 30 | 23 | 972.5801 | 0
2028 | 1 | 31 | 0 | 940.6987 | 0
2028 | 1 | 31 | 1 | 964.5478 | 0
2028 | 1 | 31 | 2 | 946.8036 | 0
2028 | 1 | 31 | 3 | 936.8272 | 0
2028 | 1 | 31 | 4 | 937.8805 | 0
2028 | 1 | 31 | 5 | 945.4366 | 0
2028 | 1 | 31 | 6 | 976.2626 | 0
2028 | 1 | 31 | 7 | 1037.8544 | 0
2028 | 1 | 31 | 8 | 1102.359 | 52.359
2028 | 1 | 31 | 9 | 1142.4476 | 92.4476
2028 | 1 | 31 | 10 | 1166.9247 | 116.9247
2028 | 1 | 31 | 11 | 1181.4422 | 131.4422
2028 | 1 | 31 | 12 | 1189.1936 | 139.1936
2028 | 1 | 31 | 13 | 1184.5483 | 134.5483
2028 | 1 | 31 | 14 | 1178.435 | 128.435
2028 | 1 | 31 | 15 | 1169.5835 | 119.5835
2028 | 1 | 31 | 16 | 1167.7224 | 117.7224
2028 | 1 | 31 | 17 | 1175.3779 | 125.3779
2028 | 1 | 31 | 18 | 1201.1784 | 151.1784
2028 | 1 | 31 | 19 | 1236.8977 | 186.8977
2028 | 1 | 31 | 20 | 1226.4374 | 176.4374
2028 | 1 | 31 | 21 | 1204.0264 | 154.0264
2028 | 1 | 31 | 22 | 1163.1581 | 113.1581
2028 | 1 | 31 | 23 | 1121.7902 | 71.7902
2028 | 2 | 1 | 0 | 1073.9808 | 23.9808
2028 | 2 | 1 | 1 | 1036.38 | 0
2028 | 2 | 1 | 2 | 1013.7568 | 0
2028 | 2 | 1 | 3 | 1003.738 | 0
2028 | 2 | 1 | 4 | 998.0116 | 0
2028 | 2 | 1 | 5 | 1005.054 | 0
2028 | 2 | 1 | 6 | 1032.5866 | 0
2028 | 2 | 1 | 7 | 1090.4821 | 40.4821
2028 | 2 | 1 | 8 | 1149.0838 | 99.0838
2028 | 2 | 1 | 9 | 1176.5195 | 126.5195
2028 | 2 | 1 | 10 | 1202.7836 | 152.7836
2028 | 2 | 1 | 11 | 1220.7735 | 170.7735
2028 | 2 | 1 | 12 | 1225.121 | 175.121
2028 | 2 | 1 | 13 | 1218.5527 | 168.5527
2028 | 2 | 1 | 14 | 1206.9506 | 156.9506
2028 | 2 | 1 | 15 | 1194.6819 | 144.6819
2028 | 2 | 1 | 16 | 1176.8519 | 126.8519
2028 | 2 | 1 | 17 | 1197.9311 | 147.9311
2028 | 2 | 1 | 18 | 1222.4787 | 172.4787
2028 | 2 | 1 | 19 | 1247.0263 | 197.0263
2028 | 2 | 1 | 20 | 1232.2443 | 182.2443
2028 | 2 | 1 | 21 | 1208.9781 | 158.9781
2028 | 2 | 1 | 22 | 1169.2773 | 119.2773
2028 | 2 | 1 | 23 | 1125.4777 | 75.4777
2028 | 2 | 2 | 0 | 1075.5983 | 25.5983
2028 | 2 | 2 | 1 | 1051.8556 | 1.8556
2028 | 2 | 2 | 2 | 1030.356 | 0
2028 | 2 | 2 | 3 | 1018.6191 | 0
2028 | 2 | 2 | 4 | 1014.7967 | 0
2028 | 2 | 2 | 5 | 1019.7295 | 0
2028 | 2 | 2 | 6 | 1043.8455 | 0
2028 | 2 | 2 | 7 | 1088.3435 | 38.3435
2028 | 2 | 2 | 8 | 1142.7617 | 92.7617
2028 | 2 | 2 | 9 | 1171.3205 | 121.3205
2028 | 2 | 2 | 10 | 1190.2459 | 140.2459
2028 | 2 | 2 | 11 | 1205.0492 | 155.0492
2028 | 2 | 2 | 12 | 1209.6258 | 159.6258
2028 | 2 | 2 | 13 | 1209.8467 | 159.8467
2028 | 2 | 2 | 14 | 1209.4763 | 159.4763
2028 | 2 | 2 | 15 | 1204.3211 | 154.3211
2028 | 2 | 2 | 16 | 1198.254 | 148.254
2028 | 2 | 2 | 17 | 1207.5234 | 157.5234
2028 | 2 | 2 | 18 | 1240.8637 | 190.8637
2028 | 2 | 2 | 19 | 1271.0048 | 221.0048
2028 | 2 | 2 | 20 | 1259.5968 | 209.5968
2028 | 2 | 2 | 21 | 1233.8654 | 183.8654
2028 | 2 | 2 | 22 | 1195.6101 | 145.6101
2028 | 2 | 2 | 23 | 1155.5001 | 105.5001
2028 | 2 | 3 | 0 | 1112.0966 | 62.0966
2028 | 2 | 3 | 1 | 1058.4797 | 8.4797
2028 | 2 | 3 | 2 | 1035.0254 | 0
2028 | 2 | 3 | 3 | 1018.2121 | 0
2028 | 2 | 3 | 4 | 1010.4758 | 0
2028 | 2 | 3 | 5 | 1013.4737 | 0
2028 | 2 | 3 | 6 | 1041.1847 | 0
2028 | 2 | 3 | 7 | 1095.9351 | 45.9351
2028 | 2 | 3 | 8 | 1149.2701 | 99.2701
2028 | 2 | 3 | 9 | 1179.1102 | 129.1102
2028 | 2 | 3 | 10 | 1193.8663 | 143.8663
2028 | 2 | 3 | 11 | 1210.7609 | 160.7609
2028 | 2 | 3 | 12 | 1218.7897 | 168.7897
2028 | 2 | 3 | 13 | 1219.6179 | 169.6179
2028 | 2 | 3 | 14 | 1214.8875 | 164.8875
2028 | 2 | 3 | 15 | 1204.9381 | 154.9381
2028 | 2 | 3 | 16 | 1200.2743 | 150.2743
2028 | 2 | 3 | 17 | 1212.2007 | 162.2007
2028 | 2 | 3 | 18 | 1224.1271 | 174.1271
2028 | 2 | 3 | 19 | 1245.6953 | 195.6953
2028 | 2 | 3 | 20 | 1227.5375 | 177.5375
2028 | 2 | 3 | 21 | 1197.2825 | 147.2825
2028 | 2 | 3 | 22 | 1155.4107 | 105.4107
2028 | 2 | 3 | 23 | 1124.4162 | 74.4162
2028 | 2 | 4 | 0 | 1081.9534 | 31.9534
2028 | 2 | 4 | 1 | 1014.8476 | 0
2028 | 2 | 4 | 2 | 986.5413 | 0
2028 | 2 | 4 | 3 | 967.6228 | 0
2028 | 2 | 4 | 4 | 957.1932 | 0
2028 | 2 | 4 | 5 | 962.1178 | 0
2028 | 2 | 4 | 6 | 991.9903 | 0
2028 | 2 | 4 | 7 | 1048.6038 | 0
2028 | 2 | 4 | 8 | 1105.2437 | 55.2437
2028 | 2 | 4 | 9 | 1144.4413 | 94.4413
2028 | 2 | 4 | 10 | 1160.8551 | 110.8551
2028 | 2 | 4 | 11 | 1177.4894 | 127.4894
2028 | 2 | 4 | 12 | 1185.5579 | 135.5579
2028 | 2 | 4 | 13 | 1183.1829 | 133.1829
2028 | 2 | 4 | 14 | 1176.4498 | 126.4498
2028 | 2 | 4 | 15 | 1160.6651 | 110.6651
2028 | 2 | 4 | 16 | 1152.0799 | 102.0799
2028 | 2 | 4 | 17 | 1154.4771 | 104.4771
2028 | 2 | 4 | 18 | 1170.4772 | 120.4772
2028 | 2 | 4 | 19 | 1195.5834 | 145.5834
2028 | 2 | 4 | 20 | 1178.1949 | 128.1949
2028 | 2 | 4 | 21 | 1151.8132 | 101.8132
2028 | 2 | 4 | 22 | 1115.7229 | 65.7229
2028 | 2 | 4 | 23 | 1082.1962 | 32.1962
2028 | 2 | 5 | 0 | 1035.8492 | 0
2028 | 2 | 5 | 1 | 977.1554 | 0
2028 | 2 | 5 | 2 | 918.4616 | 0
2028 | 2 | 5 | 3 | 900.9348 | 0
2028 | 2 | 5 | 4 | 891.3462 | 0
2028 | 2 | 5 | 5 | 886.7597 | 0
2028 | 2 | 5 | 6 | 891.5427 | 0
2028 | 2 | 5 | 7 | 907.8971 | 0
2028 | 2 | 5 | 8 | 931.6869 | 0
2028 | 2 | 5 | 9 | 964.9032 | 0
2028 | 2 | 5 | 10 | 1007.239 | 0
2028 | 2 | 5 | 11 | 1022.7188 | 0
2028 | 2 | 5 | 12 | 1035.3181 | 0
2028 | 2 | 5 | 13 | 1042.3243 | 0
2028 | 2 | 5 | 14 | 1046.45 | 0
2028 | 2 | 5 | 15 | 1043.949 | 0
2028 | 2 | 5 | 16 | 1043.3382 | 0
2028 | 2 | 5 | 17 | 1042.7275 | 0
2028 | 2 | 5 | 18 | 1050.9311 | 0.93111
2028 | 2 | 5 | 19 | 1081.2472 | 31.2472
2028 | 2 | 5 | 20 | 1057.3451 | 7.3451
2028 | 2 | 5 | 21 | 1034.4938 | 0
2028 | 2 | 5 | 22 | 1009.6468 | 0
2028 | 2 | 5 | 23 | 995.2621 | 0
2028 | 2 | 6 | 0 | 971.2031 | 0
2028 | 2 | 6 | 1 | 904.1888 | 0
2028 | 2 | 6 | 2 | 880.7727 | 0
2028 | 2 | 6 | 3 | 864.3912 | 0
2028 | 2 | 6 | 4 | 851.604 | 0
2028 | 2 | 6 | 5 | 843.7626 | 0
2028 | 2 | 6 | 6 | 844.8655 | 0
2028 | 2 | 6 | 7 | 845.9683 | 0
2028 | 2 | 6 | 8 | 868.5404 | 0
2028 | 2 | 6 | 9 | 899.3715 | 0
2028 | 2 | 6 | 10 | 935.0708 | 0
2028 | 2 | 6 | 11 | 960.0755 | 0
2028 | 2 | 6 | 12 | 974.7851 | 0
2028 | 2 | 6 | 13 | 989.4947 | 0
2028 | 2 | 6 | 14 | 984.4117 | 0
2028 | 2 | 6 | 15 | 979.4434 | 0
2028 | 2 | 6 | 16 | 981.6446 | 0
2028 | 2 | 6 | 17 | 1004.4642 | 0
2028 | 2 | 6 | 18 | 1027.2839 | 0
2028 | 2 | 6 | 19 | 1064.1235 | 14.1235
2028 | 2 | 6 | 20 | 1048.5822 | 0
2028 | 2 | 6 | 21 | 1031.0346 | 0
2028 | 2 | 6 | 22 | 1005.621 | 0
2028 | 2 | 6 | 23 | 980.5207 | 0
2028 | 2 | 7 | 0 | 950.7256 | 0
2028 | 2 | 7 | 1 | 950.0649 | 0
2028 | 2 | 7 | 2 | 949.4042 | 0
2028 | 2 | 7 | 3 | 939.3202 | 0
2028 | 2 | 7 | 4 | 935.6384 | 0
2028 | 2 | 7 | 5 | 942.7819 | 0
2028 | 2 | 7 | 6 | 973.1038 | 0
2028 | 2 | 7 | 7 | 1033.8488 | 0
2028 | 2 | 7 | 8 | 1095.0283 | 45.0283
2028 | 2 | 7 | 9 | 1135.1603 | 85.1603
2028 | 2 | 7 | 10 | 1162.8835 | 112.8835
2028 | 2 | 7 | 11 | 1178.7306 | 128.7306
2028 | 2 | 7 | 12 | 1189.2161 | 139.2161
2028 | 2 | 7 | 13 | 1186.3407 | 136.3407
2028 | 2 | 7 | 14 | 1183.7727 | 133.7727
2028 | 2 | 7 | 15 | 1175.0938 | 125.0938
2028 | 2 | 7 | 16 | 1176.3256 | 126.3256
2028 | 2 | 7 | 17 | 1186.7857 | 136.7857
2028 | 2 | 7 | 18 | 1206.09 | 156.09
2028 | 2 | 7 | 19 | 1240.1426 | 190.1426
2028 | 2 | 7 | 20 | 1226.8962 | 176.8962
2028 | 2 | 7 | 21 | 1201.9694 | 151.9694
2028 | 2 | 7 | 22 | 1157.9587 | 107.9587
2028 | 2 | 7 | 23 | 1122.2271 | 72.2271
2028 | 2 | 8 | 0 | 1075.4009 | 25.4009
2028 | 2 | 8 | 1 | 984.44 | 0
2028 | 2 | 8 | 2 | 959.3283 | 0
2028 | 2 | 8 | 3 | 943.163 | 0
2028 | 2 | 8 | 4 | 935.8757 | 0
2028 | 2 | 8 | 5 | 940.4927 | 0
2028 | 2 | 8 | 6 | 969.0748 | 0
2028 | 2 | 8 | 7 | 1025.953 | 0
2028 | 2 | 8 | 8 | 1084.2005 | 34.2005
2028 | 2 | 8 | 9 | 1119.6815 | 69.6815
2028 | 2 | 8 | 10 | 1143.8247 | 93.8247
2028 | 2 | 8 | 11 | 1164.0515 | 114.0515
2028 | 2 | 8 | 12 | 1170.3096 | 120.3096
2028 | 2 | 8 | 13 | 1171.3763 | 121.3763
2028 | 2 | 8 | 14 | 1163.8232 | 113.8232
2028 | 2 | 8 | 15 | 1153.9603 | 103.9603
2028 | 2 | 8 | 16 | 1135.4092 | 85.4092
2028 | 2 | 8 | 17 | 1146.3795 | 96.3795
2028 | 2 | 8 | 18 | 1165.3006 | 115.3006
2028 | 2 | 8 | 19 | 1187.7112 | 137.7112
2028 | 2 | 8 | 20 | 1171.1082 | 121.1082
2028 | 2 | 8 | 21 | 1141.2707 | 91.2707
2028 | 2 | 8 | 22 | 1099.4511 | 49.4511
2028 | 2 | 8 | 23 | 1056.5063 | 6.5063
2028 | 2 | 9 | 0 | 1006.9079 | 0
2028 | 2 | 9 | 1 | 951.8355 | 0
2028 | 2 | 9 | 2 | 927.297 | 0
2028 | 2 | 9 | 3 | 911.7155 | 0
2028 | 2 | 9 | 4 | 905.0293 | 0
2028 | 2 | 9 | 5 | 911.4392 | 0
2028 | 2 | 9 | 6 | 940.5288 | 0
2028 | 2 | 9 | 7 | 990.0918 | 0
2028 | 2 | 9 | 8 | 1033.8304 | 0
2028 | 2 | 9 | 9 | 1063.2642 | 13.2642
2028 | 2 | 9 | 10 | 1083.928 | 33.928
2028 | 2 | 9 | 11 | 1098.4526 | 48.4526
2028 | 2 | 9 | 12 | 1108.7715 | 58.7715
2028 | 2 | 9 | 13 | 1112.0523 | 62.0523
2028 | 2 | 9 | 14 | 1109.6577 | 59.6577
2028 | 2 | 9 | 15 | 1102.8452 | 52.8452
2028 | 2 | 9 | 16 | 1103.8688 | 53.8688
2028 | 2 | 9 | 17 | 1118.7932 | 68.7932
2028 | 2 | 9 | 18 | 1133.9071 | 83.9071
2028 | 2 | 9 | 19 | 1149.021 | 99.021
2028 | 2 | 9 | 20 | 1126.6589 | 76.6589
2028 | 2 | 9 | 21 | 1097.6626 | 47.6626
2028 | 2 | 9 | 22 | 1060.0069 | 10.0069
2028 | 2 | 9 | 23 | 1023.135 | 0
2028 | 2 | 10 | 0 | 979.211 | 0
2028 | 2 | 10 | 1 | 905.0193 | 0
2028 | 2 | 10 | 2 | 879.214 | 0
2028 | 2 | 10 | 3 | 862.2514 | 0
2028 | 2 | 10 | 4 | 852.8079 | 0
2028 | 2 | 10 | 5 | 861.7337 | 0
2028 | 2 | 10 | 6 | 895.3763 | 0
2028 | 2 | 10 | 7 | 955.4881 | 0
2028 | 2 | 10 | 8 | 1003.5174 | 0
2028 | 2 | 10 | 9 | 1035.5942 | 0
2028 | 2 | 10 | 10 | 1057.4226 | 7.4226
2028 | 2 | 10 | 11 | 1074.511 | 24.511
2028 | 2 | 10 | 12 | 1083.956 | 33.956
2028 | 2 | 10 | 13 | 1086.8159 | 36.8159
2028 | 2 | 10 | 14 | 1084.5719 | 34.5719
2028 | 2 | 10 | 15 | 1076.7855 | 26.7855
2028 | 2 | 10 | 16 | 1076.2601 | 26.2601
2028 | 2 | 10 | 17 | 1081.7461 | 31.7461
2028 | 2 | 10 | 18 | 1085.938 | 35.938
2028 | 2 | 10 | 19 | 1108.0452 | 58.0452
2028 | 2 | 10 | 20 | 1097.3691 | 47.3691
2028 | 2 | 10 | 21 | 1068.1514 | 18.1514
2028 | 2 | 10 | 22 | 1029.2773 | 0
2028 | 2 | 10 | 23 | 991.4312 | 0
2028 | 2 | 11 | 0 | 946.8113 | 0
2028 | 2 | 11 | 1 | 919.6792 | 0
2028 | 2 | 11 | 2 | 896.8241 | 0
2028 | 2 | 11 | 3 | 882.736 | 0
2028 | 2 | 11 | 4 | 876.5147 | 0
2028 | 2 | 11 | 5 | 880.729 | 0
2028 | 2 | 11 | 6 | 908.7821 | 0
2028 | 2 | 11 | 7 | 974.8036 | 0
2028 | 2 | 11 | 8 | 1040.825 | 0
2028 | 2 | 11 | 9 | 1087.4715 | 37.4715
2028 | 2 | 11 | 10 | 1111.3703 | 61.3703
2028 | 2 | 11 | 11 | 1131.0237 | 81.0237
2028 | 2 | 11 | 12 | 1143.3013 | 93.3013
2028 | 2 | 11 | 13 | 1141.4124 | 91.4124
2028 | 2 | 11 | 14 | 1137.826 | 87.826
2028 | 2 | 11 | 15 | 1128.7982 | 78.7982
2028 | 2 | 11 | 16 | 1123.5886 | 73.5886
2028 | 2 | 11 | 17 | 1129.6795 | 79.6795
2028 | 2 | 11 | 18 | 1135.7703 | 85.7703
2028 | 2 | 11 | 19 | 1159.6929 | 109.6929
2028 | 2 | 11 | 20 | 1144.0576 | 94.0576
2028 | 2 | 11 | 21 | 1118.8974 | 68.8974
2028 | 2 | 11 | 22 | 1093.7199 | 43.7199
2028 | 2 | 11 | 23 | 1062.6529 | 12.6529
2028 | 2 | 12 | 0 | 1017.2697 | 0
2028 | 2 | 12 | 1 | 944.5489 | 0
2028 | 2 | 12 | 2 | 917.8717 | 0
2028 | 2 | 12 | 3 | 899.751 | 0
2028 | 2 | 12 | 4 | 889.5389 | 0
2028 | 2 | 12 | 5 | 887.9982 | 0
2028 | 2 | 12 | 6 | 900.2283 | 0
2028 | 2 | 12 | 7 | 916.7501 | 0
2028 | 2 | 12 | 8 | 921.0135 | 0
2028 | 2 | 12 | 9 | 952.5101 | 0
2028 | 2 | 12 | 10 | 998.2245 | 0
2028 | 2 | 12 | 11 | 1017.0458 | 0
2028 | 2 | 12 | 12 | 1033.1383 | 0
2028 | 2 | 12 | 13 | 1037.0532 | 0
2028 | 2 | 12 | 14 | 1038.2394 | 0
2028 | 2 | 12 | 15 | 1032.1646 | 0
2028 | 2 | 12 | 16 | 1018.0798 | 0
2028 | 2 | 12 | 17 | 1029.075 | 0
2028 | 2 | 12 | 18 | 1052.5433 | 2.5433
2028 | 2 | 12 | 19 | 1076.0116 | 26.0116
2028 | 2 | 12 | 20 | 1059.479 | 9.479
2028 | 2 | 12 | 21 | 1038.9144 | 0
2028 | 2 | 12 | 22 | 1011.3119 | 0
2028 | 2 | 12 | 23 | 984.9096 | 0
2028 | 2 | 13 | 0 | 958.6673 | 0
2028 | 2 | 13 | 1 | 945.7453 | 0
2028 | 2 | 13 | 2 | 923.7301 | 0
2028 | 2 | 13 | 3 | 908.4857 | 0
2028 | 2 | 13 | 4 | 898.0258 | 0
2028 | 2 | 13 | 5 | 896.0648 | 0
2028 | 2 | 13 | 6 | 905.7404 | 0
2028 | 2 | 13 | 7 | 915.416 | 0
2028 | 2 | 13 | 8 | 911.6696 | 0
2028 | 2 | 13 | 9 | 936.1324 | 0
2028 | 2 | 13 | 10 | 970.4023 | 0
2028 | 2 | 13 | 11 | 999.8158 | 0
2028 | 2 | 13 | 12 | 1021.2456 | 0
2028 | 2 | 13 | 13 | 1027.6586 | 0
2028 | 2 | 13 | 14 | 1020.9133 | 0
2028 | 2 | 13 | 15 | 1017.2734 | 0
2028 | 2 | 13 | 16 | 1020.6197 | 0
2028 | 2 | 13 | 17 | 1033.7159 | 0
2028 | 2 | 13 | 18 | 1057.0847 | 7.0847
2028 | 2 | 13 | 19 | 1102.2915 | 52.2915
2028 | 2 | 13 | 20 | 1091.2886 | 41.2886
2028 | 2 | 13 | 21 | 1073.4247 | 23.4247
2028 | 2 | 13 | 22 | 1043.442 | 0
2028 | 2 | 13 | 23 | 1007.7377 | 0
2028 | 2 | 14 | 0 | 977.3238 | 0
2028 | 2 | 14 | 1 | 946.67 | 0
2028 | 2 | 14 | 2 | 916.0163 | 0
2028 | 2 | 14 | 3 | 903.1015 | 0
2028 | 2 | 14 | 4 | 895.3717 | 0
2028 | 2 | 14 | 5 | 902.2277 | 0
2028 | 2 | 14 | 6 | 931.8068 | 0
2028 | 2 | 14 | 7 | 988.9155 | 0
2028 | 2 | 14 | 8 | 1044.9479 | 0
2028 | 2 | 14 | 9 | 1089.0673 | 39.0673
2028 | 2 | 14 | 10 | 1120.2585 | 70.2585
2028 | 2 | 14 | 11 | 1139.4267 | 89.4267
2028 | 2 | 14 | 12 | 1150.0588 | 100.0588
2028 | 2 | 14 | 13 | 1148.5249 | 98.5249
2028 | 2 | 14 | 14 | 1146.6788 | 96.6788
2028 | 2 | 14 | 15 | 1136.8271 | 86.8271
2028 | 2 | 14 | 16 | 1136.7989 | 86.7989
2028 | 2 | 14 | 17 | 1144.9096 | 94.9096
2028 | 2 | 14 | 18 | 1146.2593 | 96.2593
2028 | 2 | 14 | 19 | 1178.9352 | 128.9352
2028 | 2 | 14 | 20 | 1168.4817 | 118.4817
2028 | 2 | 14 | 21 | 1142.3457 | 92.3457
2028 | 2 | 14 | 22 | 1100.6408 | 50.6408
2028 | 2 | 14 | 23 | 1058.6214 | 8.6214
2028 | 2 | 15 | 0 | 1012.2098 | 0
2028 | 2 | 15 | 1 | 1000.2969 | 0
2028 | 2 | 15 | 2 | 973.5714 | 0
2028 | 2 | 15 | 3 | 957.5387 | 0
2028 | 2 | 15 | 4 | 951.3589 | 0
2028 | 2 | 15 | 5 | 954.5352 | 0
2028 | 2 | 15 | 6 | 980.6793 | 0
2028 | 2 | 15 | 7 | 1045.4519 | 0
2028 | 2 | 15 | 8 | 1110.7435 | 60.7435
2028 | 2 | 15 | 9 | 1145.461 | 95.461
2028 | 2 | 15 | 10 | 1170.3027 | 120.3027
2028 | 2 | 15 | 11 | 1188.2104 | 138.2104
2028 | 2 | 15 | 12 | 1190.9053 | 140.9053
2028 | 2 | 15 | 13 | 1188.0065 | 138.0065
2028 | 2 | 15 | 14 | 1179.9933 | 129.9933
2028 | 2 | 15 | 15 | 1164.2752 | 114.2752
2028 | 2 | 15 | 16 | 1145.1837 | 95.1837
2028 | 2 | 15 | 17 | 1156.7913 | 106.7913
2028 | 2 | 15 | 18 | 1176.5572 | 126.5572
2028 | 2 | 15 | 19 | 1217.2072 | 167.2072
2028 | 2 | 15 | 20 | 1212.7372 | 162.7372
2028 | 2 | 15 | 21 | 1192.5662 | 142.5662
2028 | 2 | 15 | 22 | 1149.2081 | 99.2081
2028 | 2 | 15 | 23 | 1100.2411 | 50.2411
2028 | 2 | 16 | 0 | 1042.565 | 0
2028 | 2 | 16 | 1 | 1012.424 | 0
2028 | 2 | 16 | 2 | 986.8869 | 0
2028 | 2 | 16 | 3 | 972.551 | 0
2028 | 2 | 16 | 4 | 966.6482 | 0
2028 | 2 | 16 | 5 | 971.6786 | 0
2028 | 2 | 16 | 6 | 998.8013 | 0
2028 | 2 | 16 | 7 | 1048.7984 | 0
2028 | 2 | 16 | 8 | 1099.6741 | 49.6741
2028 | 2 | 16 | 9 | 1131.1833 | 81.1833
2028 | 2 | 16 | 10 | 1155.0297 | 105.0297
2028 | 2 | 16 | 11 | 1171.3282 | 121.3282
2028 | 2 | 16 | 12 | 1182.3551 | 132.3551
2028 | 2 | 16 | 13 | 1185.529 | 135.529
2028 | 2 | 16 | 14 | 1184.1461 | 134.1461
2028 | 2 | 16 | 15 | 1176.6125 | 126.6125
2028 | 2 | 16 | 16 | 1175.6173 | 125.6173
2028 | 2 | 16 | 17 | 1186.8614 | 136.8614
2028 | 2 | 16 | 18 | 1203.6635 | 153.6635
2028 | 2 | 16 | 19 | 1231.467 | 181.467
2028 | 2 | 16 | 20 | 1212.5034 | 162.5034
2028 | 2 | 16 | 21 | 1183.1805 | 133.1805
2028 | 2 | 16 | 22 | 1141.6846 | 91.6846
2028 | 2 | 16 | 23 | 1092.313 | 42.313
2028 | 2 | 17 | 0 | 1044.7681 | 0
2028 | 2 | 17 | 1 | 986.4151 | 0
2028 | 2 | 17 | 2 | 960.3239 | 0
2028 | 2 | 17 | 3 | 942.8941 | 0
2028 | 2 | 17 | 4 | 935.7243 | 0
2028 | 2 | 17 | 5 | 941.4027 | 0
2028 | 2 | 17 | 6 | 973.3315 | 0
2028 | 2 | 17 | 7 | 1034.8312 | 0
2028 | 2 | 17 | 8 | 1088.7138 | 38.7138
2028 | 2 | 17 | 9 | 1125.3064 | 75.3064
2028 | 2 | 17 | 10 | 1140.9877 | 90.9877
2028 | 2 | 17 | 11 | 1158.2252 | 108.2252
2028 | 2 | 17 | 12 | 1171.5714 | 121.5714
2028 | 2 | 17 | 13 | 1173.3188 | 123.3188
2028 | 2 | 17 | 14 | 1170.0448 | 120.0448
2028 | 2 | 17 | 15 | 1163.4223 | 113.4223
2028 | 2 | 17 | 16 | 1161.3993 | 111.3993
2028 | 2 | 17 | 17 | 1165.6114 | 115.6114
2028 | 2 | 17 | 18 | 1181.2632 | 131.2632
2028 | 2 | 17 | 19 | 1196.9151 | 146.9151
2028 | 2 | 17 | 20 | 1179.205 | 129.205
2028 | 2 | 17 | 21 | 1150.4209 | 100.4209
2028 | 2 | 17 | 22 | 1106.9157 | 56.9157
2028 | 2 | 17 | 23 | 1071.967 | 21.967
2028 | 2 | 18 | 0 | 1022.2719 | 0
2028 | 2 | 18 | 1 | 984.9732 | 0
2028 | 2 | 18 | 2 | 959.3506 | 0
2028 | 2 | 18 | 3 | 946.0264 | 0
2028 | 2 | 18 | 4 | 940.0454 | 0
2028 | 2 | 18 | 5 | 945.1038 | 0
2028 | 2 | 18 | 6 | 970.387 | 0
2028 | 2 | 18 | 7 | 1025.4217 | 0
2028 | 2 | 18 | 8 | 1085.2095 | 35.2095
2028 | 2 | 18 | 9 | 1126.4447 | 76.4447
2028 | 2 | 18 | 10 | 1147.6934 | 97.6934
2028 | 2 | 18 | 11 | 1159.8667 | 109.8667
2028 | 2 | 18 | 12 | 1172.04 | 122.04
2028 | 2 | 18 | 13 | 1178.1748 | 128.1748
2028 | 2 | 18 | 14 | 1176.6636 | 126.6636
2028 | 2 | 18 | 15 | 1167.7082 | 117.7082
2028 | 2 | 18 | 16 | 1155.5305 | 105.5305
2028 | 2 | 18 | 17 | 1151.6731 | 101.6731
2028 | 2 | 18 | 18 | 1147.8158 | 97.8158
2028 | 2 | 18 | 19 | 1184.4121 | 134.4121
2028 | 2 | 18 | 20 | 1168.748 | 118.748
2028 | 2 | 18 | 21 | 1143.4778 | 93.4778
2028 | 2 | 18 | 22 | 1111.1327 | 61.1327
2028 | 2 | 18 | 23 | 1077.7893 | 27.7893
2028 | 2 | 19 | 0 | 1034.2513 | 0
2028 | 2 | 19 | 1 | 944.6779 | 0
2028 | 2 | 19 | 2 | 918.4463 | 0
2028 | 2 | 19 | 3 | 900.3853 | 0
2028 | 2 | 19 | 4 | 890.4416 | 0
2028 | 2 | 19 | 5 | 886.5417 | 0
2028 | 2 | 19 | 6 | 892.6387 | 0
2028 | 2 | 19 | 7 | 909.8708 | 0
2028 | 2 | 19 | 8 | 928.7402 | 0
2028 | 2 | 19 | 9 | 958.3428 | 0
2028 | 2 | 19 | 10 | 998.9783 | 0
2028 | 2 | 19 | 11 | 1023.8883 | 0
2028 | 2 | 19 | 12 | 1039.7125 | 0
2028 | 2 | 19 | 13 | 1041.0545 | 0
2028 | 2 | 19 | 14 | 1030.0612 | 0
2028 | 2 | 19 | 15 | 1015.5305 | 0
2028 | 2 | 19 | 16 | 1009.8491 | 0
2028 | 2 | 19 | 17 | 1019.8703 | 0
2028 | 2 | 19 | 18 | 1027.3352 | 0
2028 | 2 | 19 | 19 | 1069.3605 | 19.3605
2028 | 2 | 19 | 20 | 1051.5409 | 1.5409
2028 | 2 | 19 | 21 | 1032.7897 | 0
2028 | 2 | 19 | 22 | 1007.661 | 0
2028 | 2 | 19 | 23 | 987.9936 | 0
2028 | 2 | 20 | 0 | 955.5802 | 0
2028 | 2 | 20 | 1 | 892.875 | 0
2028 | 2 | 20 | 2 | 865.9156 | 0
2028 | 2 | 20 | 3 | 847.6896 | 0
2028 | 2 | 20 | 4 | 835.4469 | 0
2028 | 2 | 20 | 5 | 827.1317 | 0
2028 | 2 | 20 | 6 | 831.0812 | 0
2028 | 2 | 20 | 7 | 835.0307 | 0
2028 | 2 | 20 | 8 | 855.8254 | 0
2028 | 2 | 20 | 9 | 889.159 | 0
2028 | 2 | 20 | 10 | 922.0046 | 0
2028 | 2 | 20 | 11 | 949.3709 | 0
2028 | 2 | 20 | 12 | 976.7371 | 0
2028 | 2 | 20 | 13 | 984.0113 | 0
2028 | 2 | 20 | 14 | 984.1015 | 0
2028 | 2 | 20 | 15 | 982.4495 | 0
2028 | 2 | 20 | 16 | 987.883 | 0
2028 | 2 | 20 | 17 | 1001.702 | 0
2028 | 2 | 20 | 18 | 1025.5572 | 0
2028 | 2 | 20 | 19 | 1049.4124 | 0
2028 | 2 | 20 | 20 | 1039.9706 | 0
2028 | 2 | 20 | 21 | 1022.4722 | 0
2028 | 2 | 20 | 22 | 998.1079 | 0
2028 | 2 | 20 | 23 | 963.1395 | 0
2028 | 2 | 21 | 0 | 929.3881 | 0
2028 | 2 | 21 | 1 | 934.3348 | 0
2028 | 2 | 21 | 2 | 939.2816 | 0
2028 | 2 | 21 | 3 | 921.7835 | 0
2028 | 2 | 21 | 4 | 912.0034 | 0
2028 | 2 | 21 | 5 | 912.5382 | 0
2028 | 2 | 21 | 6 | 928.3629 | 0
2028 | 2 | 21 | 7 | 946.2441 | 0
2028 | 2 | 21 | 8 | 938.5425 | 0
2028 | 2 | 21 | 9 | 952.6818 | 0
2028 | 2 | 21 | 10 | 977.4629 | 0
2028 | 2 | 21 | 11 | 1004.8591 | 0
2028 | 2 | 21 | 12 | 1026.8719 | 0
2028 | 2 | 21 | 13 | 1032.9097 | 0
2028 | 2 | 21 | 14 | 1022.8299 | 0
2028 | 2 | 21 | 15 | 1010.3925 | 0
2028 | 2 | 21 | 16 | 1009.8402 | 0
2028 | 2 | 21 | 17 | 1028.1363 | 0
2028 | 2 | 21 | 18 | 1058.1211 | 8.1211
2028 | 2 | 21 | 19 | 1106.0396 | 56.0396
2028 | 2 | 21 | 20 | 1101.6394 | 51.6394
2028 | 2 | 21 | 21 | 1086.4074 | 36.4074
2028 | 2 | 21 | 22 | 1054.2534 | 4.2534
2028 | 2 | 21 | 23 | 1014.5138 | 0
2028 | 2 | 22 | 0 | 995.7412 | 0
2028 | 2 | 22 | 1 | 978.8777 | 0
2028 | 2 | 22 | 2 | 962.0142 | 0
2028 | 2 | 22 | 3 | 948.6741 | 0
2028 | 2 | 22 | 4 | 941.4129 | 0
2028 | 2 | 22 | 5 | 947.1632 | 0
2028 | 2 | 22 | 6 | 973.7543 | 0
2028 | 2 | 22 | 7 | 1033.3726 | 0
2028 | 2 | 22 | 8 | 1093.9726 | 43.9726
2028 | 2 | 22 | 9 | 1139.1167 | 89.1167
2028 | 2 | 22 | 10 | 1168.0167 | 118.0167
2028 | 2 | 22 | 11 | 1185.6524 | 135.6524
2028 | 2 | 22 | 12 | 1188.3294 | 138.3294
2028 | 2 | 22 | 13 | 1182.1288 | 132.1288
2028 | 2 | 22 | 14 | 1174.6699 | 124.6699
2028 | 2 | 22 | 15 | 1163.4781 | 113.4781
2028 | 2 | 22 | 16 | 1140.8303 | 90.8303
2028 | 2 | 22 | 17 | 1150.2588 | 100.2588
2028 | 2 | 22 | 18 | 1164.3666 | 114.3666
2028 | 2 | 22 | 19 | 1202.997 | 152.997
2028 | 2 | 22 | 20 | 1202.3738 | 152.3738
2028 | 2 | 22 | 21 | 1183.4251 | 133.4251
2028 | 2 | 22 | 22 | 1144.8294 | 94.8294
2028 | 2 | 22 | 23 | 1092.8579 | 42.8579
2028 | 2 | 23 | 0 | 1044.6554 | 0
2028 | 2 | 23 | 1 | 1017.9265 | 0
2028 | 2 | 23 | 2 | 995.376 | 0
2028 | 2 | 23 | 3 | 983.0438 | 0
2028 | 2 | 23 | 4 | 977.519 | 0
2028 | 2 | 23 | 5 | 983.7901 | 0
2028 | 2 | 23 | 6 | 1010.7906 | 0
2028 | 2 | 23 | 7 | 1064.0546 | 14.0546
2028 | 2 | 23 | 8 | 1114.5674 | 64.5674
2028 | 2 | 23 | 9 | 1151.5465 | 101.5465
2028 | 2 | 23 | 10 | 1175.6024 | 125.6024
2028 | 2 | 23 | 11 | 1190.2027 | 140.2027
2028 | 2 | 23 | 12 | 1195.3528 | 145.3528
2028 | 2 | 23 | 13 | 1192.1107 | 142.1107
2028 | 2 | 23 | 14 | 1189.5134 | 139.5134
2028 | 2 | 23 | 15 | 1179.219 | 129.219
2028 | 2 | 23 | 16 | 1180.7641 | 130.7641
2028 | 2 | 23 | 17 | 1190.3394 | 140.3394
2028 | 2 | 23 | 18 | 1212.2377 | 162.2377
2028 | 2 | 23 | 19 | 1234.1359 | 184.1359
2028 | 2 | 23 | 20 | 1222.2553 | 172.2553
2028 | 2 | 23 | 21 | 1191.6879 | 141.6879
2028 | 2 | 23 | 22 | 1150.5224 | 100.5224
2028 | 2 | 23 | 23 | 1108.789 | 58.789
2028 | 2 | 24 | 0 | 1062.0369 | 12.0369
2028 | 2 | 24 | 1 | 989.3678 | 0
2028 | 2 | 24 | 2 | 965.6076 | 0
2028 | 2 | 24 | 3 | 947.8495 | 0
2028 | 2 | 24 | 4 | 939.8009 | 0
2028 | 2 | 24 | 5 | 946.949 | 0
2028 | 2 | 24 | 6 | 981.2721 | 0
2028 | 2 | 24 | 7 | 1039.6652 | 0
2028 | 2 | 24 | 8 | 1087.0606 | 37.0606
2028 | 2 | 24 | 9 | 1129.7706 | 79.7706
2028 | 2 | 24 | 10 | 1148.165 | 98.165
2028 | 2 | 24 | 11 | 1164.0059 | 114.0059
2028 | 2 | 24 | 12 | 1173.8297 | 123.8297
2028 | 2 | 24 | 13 | 1168.9283 | 118.9283
2028 | 2 | 24 | 14 | 1160.6804 | 110.6804
2028 | 2 | 24 | 15 | 1151.4167 | 101.4167
2028 | 2 | 24 | 16 | 1144.926 | 94.926
2028 | 2 | 24 | 17 | 1144.1677 | 94.1677
2028 | 2 | 24 | 18 | 1158.1466 | 108.1466
2028 | 2 | 24 | 19 | 1172.1254 | 122.1254
2028 | 2 | 24 | 20 | 1161.8794 | 111.8794
2028 | 2 | 24 | 21 | 1131.5835 | 81.5835
2028 | 2 | 24 | 22 | 1085.8763 | 35.8763
2028 | 2 | 24 | 23 | 1049.5869 | 0
2028 | 2 | 25 | 0 | 1002.5834 | 0
2028 | 2 | 25 | 1 | 973.7677 | 0
2028 | 2 | 25 | 2 | 944.952 | 0
2028 | 2 | 25 | 3 | 933.4829 | 0
2028 | 2 | 25 | 4 | 928.2669 | 0
2028 | 2 | 25 | 5 | 934.1836 | 0
2028 | 2 | 25 | 6 | 959.7679 | 0
2028 | 2 | 25 | 7 | 1011.0525 | 0
2028 | 2 | 25 | 8 | 1054.8872 | 4.8872
2028 | 2 | 25 | 9 | 1096.7937 | 46.7937
2028 | 2 | 25 | 10 | 1116.6294 | 66.6294
2028 | 2 | 25 | 11 | 1122.4454 | 72.4454
2028 | 2 | 25 | 12 | 1128.2613 | 78.2613
2028 | 2 | 25 | 13 | 1129.6811 | 79.6811
2028 | 2 | 25 | 14 | 1127.9048 | 77.9048
2028 | 2 | 25 | 15 | 1120.077 | 70.077
2028 | 2 | 25 | 16 | 1107.7217 | 57.7217
2028 | 2 | 25 | 17 | 1094.3999 | 44.3999
2028 | 2 | 25 | 18 | 1108.0129 | 58.0129
2028 | 2 | 25 | 19 | 1121.6259 | 71.6259
2028 | 2 | 25 | 20 | 1128.0335 | 78.0335
2028 | 2 | 25 | 21 | 1109.5727 | 59.5727
2028 | 2 | 25 | 22 | 1078.1556 | 28.1556
2028 | 2 | 25 | 23 | 1051.62 | 1.62
2028 | 2 | 26 | 0 | 1011.5146 | 0
2028 | 2 | 26 | 1 | 941.6389 | 0
2028 | 2 | 26 | 2 | 919.8349 | 0
2028 | 2 | 26 | 3 | 904.6797 | 0
2028 | 2 | 26 | 4 | 896.4194 | 0
2028 | 2 | 26 | 5 | 901.1642 | 0
2028 | 2 | 26 | 6 | 919.1175 | 0
2028 | 2 | 26 | 7 | 931.679 | 0
2028 | 2 | 26 | 8 | 920.9434 | 0
2028 | 2 | 26 | 9 | 947.9886 | 0
2028 | 2 | 26 | 10 | 996.3953 | 0
2028 | 2 | 26 | 11 | 1012.5879 | 0
2028 | 2 | 26 | 12 | 1025.7898 | 0
2028 | 2 | 26 | 13 | 1026.7124 | 0
2028 | 2 | 26 | 14 | 1024.6443 | 0
2028 | 2 | 26 | 15 | 1014.8139 | 0
2028 | 2 | 26 | 16 | 1009.0913 | 0
2028 | 2 | 26 | 17 | 1007.0241 | 0
2028 | 2 | 26 | 18 | 1015.2308 | 0
2028 | 2 | 26 | 19 | 1055.143 | 5.143
2028 | 2 | 26 | 20 | 1050.021 | 0.02102
2028 | 2 | 26 | 21 | 1026.9051 | 0
2028 | 2 | 26 | 22 | 998.0751 | 0
2028 | 2 | 26 | 23 | 979.2709 | 0
2028 | 2 | 27 | 0 | 955.388 | 0
2028 | 2 | 27 | 1 | 926.7655 | 0
2028 | 2 | 27 | 2 | 898.1431 | 0
2028 | 2 | 27 | 3 | 881.4904 | 0
2028 | 2 | 27 | 4 | 869.7783 | 0
2028 | 2 | 27 | 5 | 863.7039 | 0
2028 | 2 | 27 | 6 | 865.9496 | 0
2028 | 2 | 27 | 7 | 868.1954 | 0
2028 | 2 | 27 | 8 | 873.8573 | 0
2028 | 2 | 27 | 9 | 903.1457 | 0
2028 | 2 | 27 | 10 | 938.5167 | 0
2028 | 2 | 27 | 11 | 956.4685 | 0
2028 | 2 | 27 | 12 | 972.5724 | 0
2028 | 2 | 27 | 13 | 973.4625 | 0
2028 | 2 | 27 | 14 | 972.5048 | 0
2028 | 2 | 27 | 15 | 971.1216 | 0
2028 | 2 | 27 | 16 | 968.1681 | 0
2028 | 2 | 27 | 17 | 977.3403 | 0
2028 | 2 | 27 | 18 | 988.4311 | 0
2028 | 2 | 27 | 19 | 1030.3177 | 0
2028 | 2 | 27 | 20 | 1030.9416 | 0
2028 | 2 | 27 | 21 | 1014.649 | 0
2028 | 2 | 27 | 22 | 984.1286 | 0
2028 | 2 | 27 | 23 | 947.6129 | 0
2028 | 2 | 28 | 0 | 927.2432 | 0
2028 | 2 | 28 | 1 | 906.8735 | 0
2028 | 2 | 28 | 2 | 895.117 | 0
2028 | 2 | 28 | 3 | 882.0384 | 0
2028 | 2 | 28 | 4 | 875.8795 | 0
2028 | 2 | 28 | 5 | 886.9074 | 0
2028 | 2 | 28 | 6 | 927.8921 | 0
2028 | 2 | 28 | 7 | 982.015 | 0
2028 | 2 | 28 | 8 | 1010.1676 | 0
2028 | 2 | 28 | 9 | 1048.7271 | 0
2028 | 2 | 28 | 10 | 1076.6581 | 26.6581
2028 | 2 | 28 | 11 | 1091.4226 | 41.4226
2028 | 2 | 28 | 12 | 1102.9692 | 52.9692
2028 | 2 | 28 | 13 | 1104.3775 | 54.3775
2028 | 2 | 28 | 14 | 1100.1065 | 50.1065
2028 | 2 | 28 | 15 | 1090.8427 | 40.8427
2028 | 2 | 28 | 16 | 1086.5621 | 36.5621
2028 | 2 | 28 | 17 | 1092.0088 | 42.0088
2028 | 2 | 28 | 18 | 1089.3301 | 39.3301
2028 | 2 | 28 | 19 | 1121.4095 | 71.4095
2028 | 2 | 28 | 20 | 1114.0431 | 64.0431
2028 | 2 | 28 | 21 | 1082.7431 | 32.7431
2028 | 2 | 28 | 22 | 1030.6239 | 0
2028 | 2 | 28 | 23 | 991.5724 | 0
2028 | 2 | 29 | 0 | 945.6011 | 0
2028 | 2 | 29 | 1 | 920.43 | 0
2028 | 2 | 29 | 2 | 895.2589 | 0
2028 | 2 | 29 | 3 | 889.8609 | 0
2028 | 2 | 29 | 4 | 888.2333 | 0
2028 | 2 | 29 | 5 | 900.6558 | 0
2028 | 2 | 29 | 6 | 938.5257 | 0
2028 | 2 | 29 | 7 | 1000.5662 | 0
2028 | 2 | 29 | 8 | 1049.4324 | 0
2028 | 2 | 29 | 9 | 1097.2793 | 47.2793
2028 | 2 | 29 | 10 | 1125.8463 | 75.8463
2028 | 2 | 29 | 11 | 1146.1991 | 96.1991
2028 | 2 | 29 | 12 | 1154.0141 | 104.0141
2028 | 2 | 29 | 13 | 1153.743 | 103.743
2028 | 2 | 29 | 14 | 1143.3011 | 93.3011
2028 | 2 | 29 | 15 | 1135.4535 | 85.4535
2028 | 2 | 29 | 16 | 1119.7012 | 69.7012
2028 | 2 | 29 | 17 | 1126.1554 | 76.1554
2028 | 2 | 29 | 18 | 1136.245 | 86.245
2028 | 2 | 29 | 19 | 1163.2422 | 113.2422
2028 | 2 | 29 | 20 | 1162.5352 | 112.5352
2028 | 2 | 29 | 21 | 1133.3551 | 83.3551
2028 | 2 | 29 | 22 | 1091.8852 | 41.8852
2028 | 2 | 29 | 23 | 1051.2021 | 1.2021
2028 | 3 | 1 | 0 | 1004.9458 | 0
2028 | 3 | 1 | 1 | 987.0473 | 0
2028 | 3 | 1 | 2 | 966.2506 | 0
2028 | 3 | 1 | 3 | 955.8919 | 0
2028 | 3 | 1 | 4 | 945.5331 | 0
2028 | 3 | 1 | 5 | 957.9005 | 0
2028 | 3 | 1 | 6 | 993.104 | 0
2028 | 3 | 1 | 7 | 1041.6576 | 0
2028 | 3 | 1 | 8 | 1084.5906 | 34.5906
2028 | 3 | 1 | 9 | 1116.0455 | 66.0455
2028 | 3 | 1 | 10 | 1131.2767 | 81.2767
2028 | 3 | 1 | 11 | 1141.0497 | 91.0497
2028 | 3 | 1 | 12 | 1142.422 | 92.422
2028 | 3 | 1 | 13 | 1136.96 | 86.96
2028 | 3 | 1 | 14 | 1127.5168 | 77.5168
2028 | 3 | 1 | 15 | 1119.235 | 69.235
2028 | 3 | 1 | 16 | 1117.531 | 67.531
2028 | 3 | 1 | 17 | 1121.8592 | 71.8592
2028 | 3 | 1 | 18 | 1139.4026 | 89.4026
2028 | 3 | 1 | 19 | 1161.4446 | 111.4446
2028 | 3 | 1 | 20 | 1177.9986 | 127.9986
2028 | 3 | 1 | 21 | 1157.8149 | 107.8149
2028 | 3 | 1 | 22 | 1115.3451 | 65.3451
2028 | 3 | 1 | 23 | 1072.2706 | 22.2706
2028 | 3 | 2 | 0 | 1023.3412 | 0
2028 | 3 | 2 | 1 | 965.2734 | 0
2028 | 3 | 2 | 2 | 943.901 | 0
2028 | 3 | 2 | 3 | 929.2458 | 0
2028 | 3 | 2 | 4 | 925.1239 | 0
2028 | 3 | 2 | 5 | 933.2779 | 0
2028 | 3 | 2 | 6 | 967.5913 | 0
2028 | 3 | 2 | 7 | 1019.1654 | 0
2028 | 3 | 2 | 8 | 1062.2195 | 12.2195
2028 | 3 | 2 | 9 | 1099.1118 | 49.1118
2028 | 3 | 2 | 10 | 1109.541 | 59.541
2028 | 3 | 2 | 11 | 1119 | 69
2028 | 3 | 2 | 12 | 1128.4591 | 78.4591
2028 | 3 | 2 | 13 | 1126.6827 | 76.6827
2028 | 3 | 2 | 14 | 1117.832 | 67.832
2028 | 3 | 2 | 15 | 1109.9408 | 59.9408
2028 | 3 | 2 | 16 | 1105.0281 | 55.0281
2028 | 3 | 2 | 17 | 1106.4772 | 56.4772
2028 | 3 | 2 | 18 | 1096.1933 | 46.1933
2028 | 3 | 2 | 19 | 1117.6535 | 67.6535
2028 | 3 | 2 | 20 | 1123.764 | 73.764
2028 | 3 | 2 | 21 | 1095.2563 | 45.2563
2028 | 3 | 2 | 22 | 1054.8217 | 4.8217
2028 | 3 | 2 | 23 | 1021.7341 | 0
2028 | 3 | 3 | 0 | 984.5823 | 0
2028 | 3 | 3 | 1 | 948.6054 | 0
2028 | 3 | 3 | 2 | 926.7487 | 0
2028 | 3 | 3 | 3 | 910.865 | 0
2028 | 3 | 3 | 4 | 902.9104 | 0
2028 | 3 | 3 | 5 | 913.5941 | 0
2028 | 3 | 3 | 6 | 952.6805 | 0
2028 | 3 | 3 | 7 | 1005.9913 | 0
2028 | 3 | 3 | 8 | 1042.0704 | 0
2028 | 3 | 3 | 9 | 1081.2277 | 31.2277
2028 | 3 | 3 | 10 | 1094.7579 | 44.7579
2028 | 3 | 3 | 11 | 1105.1518 | 55.1518
2028 | 3 | 3 | 12 | 1115.5457 | 65.5457
2028 | 3 | 3 | 13 | 1111.5143 | 61.5143
2028 | 3 | 3 | 14 | 1101.4784 | 51.4784
2028 | 3 | 3 | 15 | 1088.3636 | 38.3636
2028 | 3 | 3 | 16 | 1078.6 | 28.6
2028 | 3 | 3 | 17 | 1076.9766 | 26.9766
2028 | 3 | 3 | 18 | 1065.1344 | 15.1344
2028 | 3 | 3 | 19 | 1090.6164 | 40.6164
2028 | 3 | 3 | 20 | 1091.199 | 41.199
2028 | 3 | 3 | 21 | 1056.7742 | 6.7742
2028 | 3 | 3 | 22 | 1010.8126 | 0
2028 | 3 | 3 | 23 | 972.6036 | 0
2028 | 3 | 4 | 0 | 936.6287 | 0
2028 | 3 | 4 | 1 | 893.8018 | 0
2028 | 3 | 4 | 2 | 850.975 | 0
2028 | 3 | 4 | 3 | 829.5119 | 0
2028 | 3 | 4 | 4 | 814.8078 | 0
2028 | 3 | 4 | 5 | 810.1859 | 0
2028 | 3 | 4 | 6 | 819.838 | 0
2028 | 3 | 4 | 7 | 835.551 | 0
2028 | 3 | 4 | 8 | 865.9799 | 0
2028 | 3 | 4 | 9 | 904.2909 | 0
2028 | 3 | 4 | 10 | 937.685 | 0
2028 | 3 | 4 | 11 | 965.1541 | 0
2028 | 3 | 4 | 12 | 989.4656 | 0
2028 | 3 | 4 | 13 | 985.8037 | 0
2028 | 3 | 4 | 14 | 975.7064 | 0
2028 | 3 | 4 | 15 | 965.6091 | 0
2028 | 3 | 4 | 16 | 955.5802 | 0
2028 | 3 | 4 | 17 | 963.7373 | 0
2028 | 3 | 4 | 18 | 971.8943 | 0
2028 | 3 | 4 | 19 | 980.3584 | 0
2028 | 3 | 4 | 20 | 988.8226 | 0
2028 | 3 | 4 | 21 | 961.1817 | 0
2028 | 3 | 4 | 22 | 923.9605 | 0
2028 | 3 | 4 | 23 | 896.1336 | 0
2028 | 3 | 5 | 0 | 863.2853 | 0
2028 | 3 | 5 | 1 | 830.4369 | 0
2028 | 3 | 5 | 2 | 811.8491 | 0
2028 | 3 | 5 | 3 | 795.9852 | 0
2028 | 3 | 5 | 4 | 786.5519 | 0
2028 | 3 | 5 | 5 | 784.6471 | 0
2028 | 3 | 5 | 6 | 790.8204 | 0
2028 | 3 | 5 | 7 | 796.4616 | 0
2028 | 3 | 5 | 8 | 813.4146 | 0
2028 | 3 | 5 | 9 | 844.6664 | 0
2028 | 3 | 5 | 10 | 882.8449 | 0
2028 | 3 | 5 | 11 | 907.7397 | 0
2028 | 3 | 5 | 12 | 924.0018 | 0
2028 | 3 | 5 | 13 | 925.7048 | 0
2028 | 3 | 5 | 14 | 925.4944 | 0
2028 | 3 | 5 | 15 | 921.2583 | 0
2028 | 3 | 5 | 16 | 919.8942 | 0
2028 | 3 | 5 | 17 | 927.5473 | 0
2028 | 3 | 5 | 18 | 932.9585 | 0
2028 | 3 | 5 | 19 | 962.8402 | 0
2028 | 3 | 5 | 20 | 969.1323 | 0
2028 | 3 | 5 | 21 | 951.2953 | 0
2028 | 3 | 5 | 22 | 921.5176 | 0
2028 | 3 | 5 | 23 | 893.5341 | 0
2028 | 3 | 6 | 0 | 868.9585 | 0
2028 | 3 | 6 | 1 | 867.881 | 0
2028 | 3 | 6 | 2 | 866.8036 | 0
2028 | 3 | 6 | 3 | 855.1239 | 0
2028 | 3 | 6 | 4 | 851.2633 | 0
2028 | 3 | 6 | 5 | 866.1402 | 0
2028 | 3 | 6 | 6 | 910.204 | 0
2028 | 3 | 6 | 7 | 967.8075 | 0
2028 | 3 | 6 | 8 | 1009.7454 | 0
2028 | 3 | 6 | 9 | 1047.3007 | 0
2028 | 3 | 6 | 10 | 1072.1224 | 22.1224
2028 | 3 | 6 | 11 | 1088.4518 | 38.4518
2028 | 3 | 6 | 12 | 1097.4882 | 47.4882
2028 | 3 | 6 | 13 | 1095.0422 | 45.0422
2028 | 3 | 6 | 14 | 1086.0773 | 36.0773
2028 | 3 | 6 | 15 | 1078.4397 | 28.4397
2028 | 3 | 6 | 16 | 1077.325 | 27.325
2028 | 3 | 6 | 17 | 1084.0448 | 34.0448
2028 | 3 | 6 | 18 | 1076.8433 | 26.8433
2028 | 3 | 6 | 19 | 1099.1914 | 49.1914
2028 | 3 | 6 | 20 | 1099.9641 | 49.9641
2028 | 3 | 6 | 21 | 1066.5169 | 16.5169
2028 | 3 | 6 | 22 | 1017.2221 | 0
2028 | 3 | 6 | 23 | 983.3381 | 0
2028 | 3 | 7 | 0 | 947.6297 | 0
2028 | 3 | 7 | 1 | 907.1078 | 0
2028 | 3 | 7 | 2 | 888.4275 | 0
2028 | 3 | 7 | 3 | 875.8242 | 0
2028 | 3 | 7 | 4 | 871.412 | 0
2028 | 3 | 7 | 5 | 888.1802 | 0
2028 | 3 | 7 | 6 | 932.7079 | 0
2028 | 3 | 7 | 7 | 994.7102 | 0
2028 | 3 | 7 | 8 | 1037.7409 | 0
2028 | 3 | 7 | 9 | 1075.6637 | 25.6637
2028 | 3 | 7 | 10 | 1103.2968 | 53.2968
2028 | 3 | 7 | 11 | 1123.1761 | 73.1761
2028 | 3 | 7 | 12 | 1128.5279 | 78.5279
2028 | 3 | 7 | 13 | 1127.4311 | 77.4311
2028 | 3 | 7 | 14 | 1115.1031 | 65.1031
2028 | 3 | 7 | 15 | 1101.8302 | 51.8302
2028 | 3 | 7 | 16 | 1080.4056 | 30.4056
2028 | 3 | 7 | 17 | 1083.9656 | 33.9656
2028 | 3 | 7 | 18 | 1086.1711 | 36.1711
2028 | 3 | 7 | 19 | 1109.6408 | 59.6408
2028 | 3 | 7 | 20 | 1115.796 | 65.796
2028 | 3 | 7 | 21 | 1086.6551 | 36.6551
2028 | 3 | 7 | 22 | 1041.3747 | 0
2028 | 3 | 7 | 23 | 998.05 | 0
2028 | 3 | 8 | 0 | 954.4872 | 0
2028 | 3 | 8 | 1 | 931.6571 | 0
2028 | 3 | 8 | 2 | 911.2501 | 0
2028 | 3 | 8 | 3 | 897.1929 | 0
2028 | 3 | 8 | 4 | 895.6862 | 0
2028 | 3 | 8 | 5 | 912.2083 | 0
2028 | 3 | 8 | 6 | 959.0509 | 0
2028 | 3 | 8 | 7 | 1015.3423 | 0
2028 | 3 | 8 | 8 | 1045.8127 | 0
2028 | 3 | 8 | 9 | 1073.8216 | 23.8216
2028 | 3 | 8 | 10 | 1095.6652 | 45.6652
2028 | 3 | 8 | 11 | 1104.6789 | 54.6789
2028 | 3 | 8 | 12 | 1105.4213 | 55.4213
2028 | 3 | 8 | 13 | 1101.4968 | 51.4968
2028 | 3 | 8 | 14 | 1095.7132 | 45.7132
2028 | 3 | 8 | 15 | 1089.457 | 39.457
2028 | 3 | 8 | 16 | 1092.2466 | 42.2466
2028 | 3 | 8 | 17 | 1099.7271 | 49.7271
2028 | 3 | 8 | 18 | 1106.9454 | 56.9454
2028 | 3 | 8 | 19 | 1115.9808 | 65.9808
2028 | 3 | 8 | 20 | 1125.0161 | 75.0161
2028 | 3 | 8 | 21 | 1101.1222 | 51.1222
2028 | 3 | 8 | 22 | 1052.4811 | 2.4811
2028 | 3 | 8 | 23 | 1008.2818 | 0
2028 | 3 | 9 | 0 | 961.0397 | 0
2028 | 3 | 9 | 1 | 932.6482 | 0
2028 | 3 | 9 | 2 | 911.9322 | 0
2028 | 3 | 9 | 3 | 901.8386 | 0
2028 | 3 | 9 | 4 | 891.745 | 0
2028 | 3 | 9 | 5 | 909.279 | 0
2028 | 3 | 9 | 6 | 954.6472 | 0
2028 | 3 | 9 | 7 | 1011.8405 | 0
2028 | 3 | 9 | 8 | 1041.7751 | 0
2028 | 3 | 9 | 9 | 1074.4027 | 24.4027
2028 | 3 | 9 | 10 | 1092.3429 | 42.3429
2028 | 3 | 9 | 11 | 1105.3832 | 55.3832
2028 | 3 | 9 | 12 | 1110.5747 | 60.5747
2028 | 3 | 9 | 13 | 1108.3204 | 58.3204
2028 | 3 | 9 | 14 | 1101.5354 | 51.5354
2028 | 3 | 9 | 15 | 1091.6399 | 41.6399
2028 | 3 | 9 | 16 | 1086.0172 | 36.0172
2028 | 3 | 9 | 17 | 1081.6665 | 31.6665
2028 | 3 | 9 | 18 | 1079.6344 | 29.6344
2028 | 3 | 9 | 19 | 1082.3358 | 32.3358
2028 | 3 | 9 | 20 | 1085.0373 | 35.0373
2028 | 3 | 9 | 21 | 1056.8687 | 6.8687
2028 | 3 | 9 | 22 | 1010.1535 | 0
2028 | 3 | 9 | 23 | 974.2719 | 0
2028 | 3 | 10 | 0 | 939.3488 | 0
2028 | 3 | 10 | 1 | 896.5775 | 0
2028 | 3 | 10 | 2 | 873.1531 | 0
2028 | 3 | 10 | 3 | 862.4033 | 0
2028 | 3 | 10 | 4 | 851.6534 | 0
2028 | 3 | 10 | 5 | 869.4123 | 0
2028 | 3 | 10 | 6 | 924.9968 | 0
2028 | 3 | 10 | 7 | 980.5812 | 0
2028 | 3 | 10 | 8 | 1021.6844 | 0
2028 | 3 | 10 | 9 | 1052.0241 | 2.0241
2028 | 3 | 10 | 10 | 1068.9529 | 18.9529
2028 | 3 | 10 | 11 | 1085.8816 | 35.8816
2028 | 3 | 10 | 12 | 1092.8073 | 42.8073
2028 | 3 | 10 | 13 | 1092.625 | 42.625
2028 | 3 | 10 | 14 | 1084.2928 | 34.2928
2028 | 3 | 10 | 15 | 1080.3293 | 30.3293
2028 | 3 | 10 | 16 | 1077.9417 | 27.9417
2028 | 3 | 10 | 17 | 1075.6961 | 25.6961
2028 | 3 | 10 | 18 | 1054.441 | 4.441
2028 | 3 | 10 | 19 | 1052.3812 | 2.3812
2028 | 3 | 10 | 20 | 1052.9422 | 2.9422
2028 | 3 | 10 | 21 | 1018.1955 | 0
2028 | 3 | 10 | 22 | 975.4415 | 0
2028 | 3 | 10 | 23 | 936.8031 | 0
2028 | 3 | 11 | 0 | 901.9595 | 0
2028 | 3 | 11 | 1 | 843.2359 | 0
2028 | 3 | 11 | 2 | 804.6747 | 0
2028 | 3 | 11 | 3 | 766.1135 | 0
2028 | 3 | 11 | 4 | 757.9142 | 0
2028 | 3 | 11 | 5 | 758.0711 | 0
2028 | 3 | 11 | 6 | 773.4599 | 0
2028 | 3 | 11 | 7 | 788.8486 | 0
2028 | 3 | 11 | 8 | 817.5504 | 0
2028 | 3 | 11 | 9 | 866.7466 | 0
2028 | 3 | 11 | 10 | 911.7568 | 0
2028 | 3 | 11 | 11 | 934.0106 | 0
2028 | 3 | 11 | 12 | 943.7604 | 0
2028 | 3 | 11 | 13 | 936.3395 | 0
2028 | 3 | 11 | 14 | 929.0757 | 0
2028 | 3 | 11 | 15 | 920.5692 | 0
2028 | 3 | 11 | 16 | 918.4382 | 0
2028 | 3 | 11 | 17 | 917.1286 | 0
2028 | 3 | 11 | 18 | 908.9795 | 0
2028 | 3 | 11 | 19 | 922.8484 | 0
2028 | 3 | 11 | 20 | 928.1108 | 0
2028 | 3 | 11 | 21 | 902.4665 | 0
2028 | 3 | 11 | 22 | 874.5786 | 0
2028 | 3 | 11 | 23 | 852.6299 | 0
2028 | 3 | 12 | 0 | 827.8103 | 0
2028 | 3 | 12 | 1 | 782.6861 | 0
2028 | 3 | 12 | 2 | 765.3999 | 0
2028 | 3 | 12 | 3 | 753.4309 | 0
2028 | 3 | 12 | 4 | 741.4619 | 0
2028 | 3 | 12 | 5 | 743.7243 | 0
2028 | 3 | 12 | 6 | 755.3219 | 0
2028 | 3 | 12 | 7 | 766.9195 | 0
2028 | 3 | 12 | 8 | 777.7669 | 0
2028 | 3 | 12 | 9 | 810.826 | 0
2028 | 3 | 12 | 10 | 850.033 | 0
2028 | 3 | 12 | 11 | 875.8308 | 0
2028 | 3 | 12 | 12 | 887.5567 | 0
2028 | 3 | 12 | 13 | 885.5572 | 0
2028 | 3 | 12 | 14 | 876.2855 | 0
2028 | 3 | 12 | 15 | 869.4504 | 0
2028 | 3 | 12 | 16 | 869.4752 | 0
2028 | 3 | 12 | 17 | 882.2977 | 0
2028 | 3 | 12 | 18 | 892.0407 | 0
2028 | 3 | 12 | 19 | 909.7187 | 0
2028 | 3 | 12 | 20 | 925.0638 | 0
2028 | 3 | 12 | 21 | 912.1052 | 0
2028 | 3 | 12 | 22 | 879.2988 | 0
2028 | 3 | 12 | 23 | 854.2089 | 0
2028 | 3 | 13 | 0 | 824.7332 | 0
2028 | 3 | 13 | 1 | 846.3101 | 0
2028 | 3 | 13 | 2 | 830.6611 | 0
2028 | 3 | 13 | 3 | 826.7979 | 0
2028 | 3 | 13 | 4 | 822.9346 | 0
2028 | 3 | 13 | 5 | 844.8408 | 0
2028 | 3 | 13 | 6 | 898.5499 | 0
2028 | 3 | 13 | 7 | 960.9901 | 0
2028 | 3 | 13 | 8 | 1002.6972 | 0
2028 | 3 | 13 | 9 | 1041.1017 | 0
2028 | 3 | 13 | 10 | 1064.4122 | 14.4122
2028 | 3 | 13 | 11 | 1076.6908 | 26.6908
2028 | 3 | 13 | 12 | 1080.1894 | 30.1894
2028 | 3 | 13 | 13 | 1077.7563 | 27.7563
2028 | 3 | 13 | 14 | 1073.0956 | 23.0956
2028 | 3 | 13 | 15 | 1068.3974 | 18.3974
2028 | 3 | 13 | 16 | 1074.2617 | 24.2617
2028 | 3 | 13 | 17 | 1083.493 | 33.493
2028 | 3 | 13 | 18 | 1070.7963 | 20.7963
2028 | 3 | 13 | 19 | 1074.8281 | 24.8281
2028 | 3 | 13 | 20 | 1083.4409 | 33.4409
2028 | 3 | 13 | 21 | 1056.8639 | 6.8639
2028 | 3 | 13 | 22 | 1008.5957 | 0
2028 | 3 | 13 | 23 | 967.1533 | 0
2028 | 3 | 14 | 0 | 926.7581 | 0
2028 | 3 | 14 | 1 | 871.5167 | 0
2028 | 3 | 14 | 2 | 855.0282 | 0
2028 | 3 | 14 | 3 | 847.2305 | 0
2028 | 3 | 14 | 4 | 846.949 | 0
2028 | 3 | 14 | 5 | 865.1859 | 0
2028 | 3 | 14 | 6 | 922.522 | 0
2028 | 3 | 14 | 7 | 979.8581 | 0
2028 | 3 | 14 | 8 | 1027.4958 | 0
2028 | 3 | 14 | 9 | 1065.8511 | 15.8511
2028 | 3 | 14 | 10 | 1087.1448 | 37.1448
2028 | 3 | 14 | 11 | 1101.2236 | 51.2236
2028 | 3 | 14 | 12 | 1103.2991 | 53.2991
2028 | 3 | 14 | 13 | 1098.5047 | 48.5047
2028 | 3 | 14 | 14 | 1088.065 | 38.065
2028 | 3 | 14 | 15 | 1079.5237 | 29.5237
2028 | 3 | 14 | 16 | 1061.7795 | 11.7795
2028 | 3 | 14 | 17 | 1062.9971 | 12.9971
2028 | 3 | 14 | 18 | 1060.0929 | 10.0929
2028 | 3 | 14 | 19 | 1073.3397 | 23.3397
2028 | 3 | 14 | 20 | 1079.5971 | 29.5971
2028 | 3 | 14 | 21 | 1047.2689 | 0
2028 | 3 | 14 | 22 | 998.9412 | 0
2028 | 3 | 14 | 23 | 955.8569 | 0
2028 | 3 | 15 | 0 | 916.9868 | 0
2028 | 3 | 15 | 1 | 887.1414 | 0
2028 | 3 | 15 | 2 | 868.7745 | 0
2028 | 3 | 15 | 3 | 859.5987 | 0
2028 | 3 | 15 | 4 | 857.7692 | 0
2028 | 3 | 15 | 5 | 876.93 | 0
2028 | 3 | 15 | 6 | 933.4505 | 0
2028 | 3 | 15 | 7 | 989.971 | 0
2028 | 3 | 15 | 8 | 1015.4438 | 0
2028 | 3 | 15 | 9 | 1039.1527 | 0
2028 | 3 | 15 | 10 | 1061.1549 | 11.1549
2028 | 3 | 15 | 11 | 1074.9261 | 24.9261
2028 | 3 | 15 | 12 | 1080.6645 | 30.6645
2028 | 3 | 15 | 13 | 1079.7569 | 29.7569
2028 | 3 | 15 | 14 | 1068.6519 | 18.6519
2028 | 3 | 15 | 15 | 1064.3833 | 14.3833
2028 | 3 | 15 | 16 | 1062.278 | 12.278
2028 | 3 | 15 | 17 | 1062.778 | 12.778
2028 | 3 | 15 | 18 | 1067.4162 | 17.4162
2028 | 3 | 15 | 19 | 1075.2942 | 25.2942
2028 | 3 | 15 | 20 | 1083.1722 | 33.1722
2028 | 3 | 15 | 21 | 1053.4421 | 3.4421
2028 | 3 | 15 | 22 | 998.7749 | 0
2028 | 3 | 15 | 23 | 942.875 | 0
2028 | 3 | 16 | 0 | 898.5432 | 0
2028 | 3 | 16 | 1 | 875.8936 | 0
2028 | 3 | 16 | 2 | 859.1027 | 0
2028 | 3 | 16 | 3 | 849.2434 | 0
2028 | 3 | 16 | 4 | 847.1853 | 0
2028 | 3 | 16 | 5 | 867.7907 | 0
2028 | 3 | 16 | 6 | 927.8165 | 0
2028 | 3 | 16 | 7 | 987.8423 | 0
2028 | 3 | 16 | 8 | 1018.1681 | 0
2028 | 3 | 16 | 9 | 1048.5841 | 0
2028 | 3 | 16 | 10 | 1064.1099 | 14.1099
2028 | 3 | 16 | 11 | 1075.8702 | 25.8702
2028 | 3 | 16 | 12 | 1075.7016 | 25.7016
2028 | 3 | 16 | 13 | 1073.7005 | 23.7005
2028 | 3 | 16 | 14 | 1061.4779 | 11.4779
2028 | 3 | 16 | 15 | 1052.6246 | 2.6246
2028 | 3 | 16 | 16 | 1049.8564 | 0
2028 | 3 | 16 | 17 | 1050.093 | 0.093003
2028 | 3 | 16 | 18 | 1027.7405 | 0
2028 | 3 | 16 | 19 | 1040.9016 | 0
2028 | 3 | 16 | 20 | 1053.7835 | 3.7835
2028 | 3 | 16 | 21 | 1023.9259 | 0
2028 | 3 | 16 | 22 | 966.6274 | 0
2028 | 3 | 16 | 23 | 925.5851 | 0
2028 | 3 | 17 | 0 | 892.3209 | 0
2028 | 3 | 17 | 1 | 901.2508 | 0
2028 | 3 | 17 | 2 | 892.4925 | 0
2028 | 3 | 17 | 3 | 887.4811 | 0
2028 | 3 | 17 | 4 | 885.6663 | 0
2028 | 3 | 17 | 5 | 903.1473 | 0
2028 | 3 | 17 | 6 | 946.5704 | 0
2028 | 3 | 17 | 7 | 989.9935 | 0
2028 | 3 | 17 | 8 | 1030.4125 | 0
2028 | 3 | 17 | 9 | 1057.6551 | 7.6551
2028 | 3 | 17 | 10 | 1065.1271 | 15.1271
2028 | 3 | 17 | 11 | 1071.0922 | 21.0922
2028 | 3 | 17 | 12 | 1072.1573 | 22.1573
2028 | 3 | 17 | 13 | 1066.4056 | 16.4056
2028 | 3 | 17 | 14 | 1053.2463 | 3.2463
2028 | 3 | 17 | 15 | 1041.1736 | 0
2028 | 3 | 17 | 16 | 1036.6433 | 0
2028 | 3 | 17 | 17 | 1033.8441 | 0
2028 | 3 | 17 | 18 | 1015.207 | 0
2028 | 3 | 17 | 19 | 1031.6896 | 0
2028 | 3 | 17 | 20 | 1043.8109 | 0
2028 | 3 | 17 | 21 | 1013.6943 | 0
2028 | 3 | 17 | 22 | 985.7656 | 0
2028 | 3 | 17 | 23 | 957.843 | 0
2028 | 3 | 18 | 0 | 937.2919 | 0
2028 | 3 | 18 | 1 | 895.4618 | 0
2028 | 3 | 18 | 2 | 853.6316 | 0
2028 | 3 | 18 | 3 | 845.9392 | 0
2028 | 3 | 18 | 4 | 841.8476 | 0
2028 | 3 | 18 | 5 | 855.5957 | 0
2028 | 3 | 18 | 6 | 890.9505 | 0
2028 | 3 | 18 | 7 | 895.5096 | 0
2028 | 3 | 18 | 8 | 900.0688 | 0
2028 | 3 | 18 | 9 | 931.8244 | 0
2028 | 3 | 18 | 10 | 967.2571 | 0
2028 | 3 | 18 | 11 | 982.6082 | 0
2028 | 3 | 18 | 12 | 984.1153 | 0
2028 | 3 | 18 | 13 | 976.8753 | 0
2028 | 3 | 18 | 14 | 958.6214 | 0
2028 | 3 | 18 | 15 | 946.0889 | 0
2028 | 3 | 18 | 16 | 940.8435 | 0
2028 | 3 | 18 | 17 | 946.5268 | 0
2028 | 3 | 18 | 18 | 945.6992 | 0
2028 | 3 | 18 | 19 | 960.9992 | 0
2028 | 3 | 18 | 20 | 978.2046 | 0
2028 | 3 | 18 | 21 | 956.3455 | 0
2028 | 3 | 18 | 22 | 924.3221 | 0
2028 | 3 | 18 | 23 | 900.1359 | 0
2028 | 3 | 19 | 0 | 903.8637 | 0
2028 | 3 | 19 | 1 | 864.3784 | 0
2028 | 3 | 19 | 2 | 849.909 | 0
2028 | 3 | 19 | 3 | 839.5749 | 0
2028 | 3 | 19 | 4 | 837.4989 | 0
2028 | 3 | 19 | 5 | 852.1578 | 0
2028 | 3 | 19 | 6 | 883.7341 | 0
2028 | 3 | 19 | 7 | 877.5445 | 0
2028 | 3 | 19 | 8 | 871.3549 | 0
2028 | 3 | 19 | 9 | 891.2907 | 0
2028 | 3 | 19 | 10 | 928.3442 | 0
2028 | 3 | 19 | 11 | 951.4086 | 0
2028 | 3 | 19 | 12 | 963.2762 | 0
2028 | 3 | 19 | 13 | 967.1294 | 0
2028 | 3 | 19 | 14 | 957.8609 | 0
2028 | 3 | 19 | 15 | 953.1651 | 0
2028 | 3 | 19 | 16 | 959.8882 | 0
2028 | 3 | 19 | 17 | 969.2581 | 0
2028 | 3 | 19 | 18 | 970.7318 | 0
2028 | 3 | 19 | 19 | 984.0988 | 0
2028 | 3 | 19 | 20 | 999.007 | 0
2028 | 3 | 19 | 21 | 975.3183 | 0
2028 | 3 | 19 | 22 | 930.8119 | 0
2028 | 3 | 19 | 23 | 901.3779 | 0
2028 | 3 | 20 | 0 | 882.8651 | 0
2028 | 3 | 20 | 1 | 892.068 | 0
2028 | 3 | 20 | 2 | 880.1972 | 0
2028 | 3 | 20 | 3 | 876.4875 | 0
2028 | 3 | 20 | 4 | 879.2336 | 0
2028 | 3 | 20 | 5 | 902.9566 | 0
2028 | 3 | 20 | 6 | 963.7702 | 0
2028 | 3 | 20 | 7 | 1024.5838 | 0
2028 | 3 | 20 | 8 | 1068.3241 | 18.3241
2028 | 3 | 20 | 9 | 1095.8017 | 45.8017
2028 | 3 | 20 | 10 | 1112.7017 | 62.7017
2028 | 3 | 20 | 11 | 1118.013 | 68.013
2028 | 3 | 20 | 12 | 1115.0458 | 65.0458
2028 | 3 | 20 | 13 | 1110.3716 | 60.3716
2028 | 3 | 20 | 14 | 1101.1468 | 51.1468
2028 | 3 | 20 | 15 | 1093.9696 | 43.9696
2028 | 3 | 20 | 16 | 1095.5583 | 45.5583
2028 | 3 | 20 | 17 | 1098.4222 | 48.4222
2028 | 3 | 20 | 18 | 1085.07 | 35.07
2028 | 3 | 20 | 19 | 1091.8552 | 41.8552
2028 | 3 | 20 | 20 | 1109.6699 | 59.6699
2028 | 3 | 20 | 21 | 1082.3077 | 32.3077
2028 | 3 | 20 | 22 | 1030.4042 | 0
2028 | 3 | 20 | 23 | 981.551 | 0
2028 | 3 | 21 | 0 | 940.5264 | 0
2028 | 3 | 21 | 1 | 912.1157 | 0
2028 | 3 | 21 | 2 | 898.8559 | 0
2028 | 3 | 21 | 3 | 894.9626 | 0
2028 | 3 | 21 | 4 | 896.5341 | 0
2028 | 3 | 21 | 5 | 920.9282 | 0
2028 | 3 | 21 | 6 | 981.9246 | 0
2028 | 3 | 21 | 7 | 1042.9211 | 0
2028 | 3 | 21 | 8 | 1094.1816 | 44.1816
2028 | 3 | 21 | 9 | 1124.3613 | 74.3613
2028 | 3 | 21 | 10 | 1139.421 | 89.421
2028 | 3 | 21 | 11 | 1148.3014 | 98.3014
2028 | 3 | 21 | 12 | 1142.1672 | 92.1672
2028 | 3 | 21 | 13 | 1134.8587 | 84.8587
2028 | 3 | 21 | 14 | 1121.899 | 71.899
2028 | 3 | 21 | 15 | 1110.3169 | 60.3169
2028 | 3 | 21 | 16 | 1098.3604 | 48.3604
2028 | 3 | 21 | 17 | 1102.3754 | 52.3754
2028 | 3 | 21 | 18 | 1099.4121 | 49.4121
2028 | 3 | 21 | 19 | 1101.9111 | 51.9111
2028 | 3 | 21 | 20 | 1115.6329 | 65.6329
2028 | 3 | 21 | 21 | 1085.3175 | 35.3175
2028 | 3 | 21 | 22 | 1033.4596 | 0
2028 | 3 | 21 | 23 | 980.0192 | 0
2028 | 3 | 22 | 0 | 937.7827 | 0
2028 | 3 | 22 | 1 | 909.1001 | 0
2028 | 3 | 22 | 2 | 894.1436 | 0
2028 | 3 | 22 | 3 | 888.6367 | 0
2028 | 3 | 22 | 4 | 891.4891 | 0
2028 | 3 | 22 | 5 | 918.3988 | 0
2028 | 3 | 22 | 6 | 982.7107 | 0
2028 | 3 | 22 | 7 | 1047.0226 | 0
2028 | 3 | 22 | 8 | 1094.4422 | 44.4422
2028 | 3 | 22 | 9 | 1120.8145 | 70.8145
2028 | 3 | 22 | 10 | 1133.0396 | 83.0396
2028 | 3 | 22 | 11 | 1132.0164 | 82.0164
2028 | 3 | 22 | 12 | 1130.9933 | 80.9933
2028 | 3 | 22 | 13 | 1125.0937 | 75.0937
2028 | 3 | 22 | 14 | 1115.6461 | 65.6461
2028 | 3 | 22 | 15 | 1108.4112 | 58.4112
2028 | 3 | 22 | 16 | 1112.2029 | 62.2029
2028 | 3 | 22 | 17 | 1114.468 | 64.468
2028 | 3 | 22 | 18 | 1110.1995 | 60.1995
2028 | 3 | 22 | 19 | 1108.8557 | 58.8557
2028 | 3 | 22 | 20 | 1124.0861 | 74.0861
2028 | 3 | 22 | 21 | 1091.1099 | 41.1099
2028 | 3 | 22 | 22 | 1033.451 | 0
2028 | 3 | 22 | 23 | 978.3297 | 0
2028 | 3 | 23 | 0 | 934.0256 | 0
2028 | 3 | 23 | 1 | 901.5144 | 0
2028 | 3 | 23 | 2 | 869.0032 | 0
2028 | 3 | 23 | 3 | 861.4419 | 0
2028 | 3 | 23 | 4 | 863.7799 | 0
2028 | 3 | 23 | 5 | 892.4358 | 0
2028 | 3 | 23 | 6 | 965.2792 | 0
2028 | 3 | 23 | 7 | 1038.1226 | 0
2028 | 3 | 23 | 8 | 1079.538 | 29.538
2028 | 3 | 23 | 9 | 1106.2792 | 56.2792
2028 | 3 | 23 | 10 | 1116.664 | 66.664
2028 | 3 | 23 | 11 | 1124.8441 | 74.8441
2028 | 3 | 23 | 12 | 1122.4725 | 72.4725
2028 | 3 | 23 | 13 | 1120.322 | 70.322
2028 | 3 | 23 | 14 | 1110.7194 | 60.7194
2028 | 3 | 23 | 15 | 1102.7387 | 52.7387
2028 | 3 | 23 | 16 | 1105.5985 | 55.5985
2028 | 3 | 23 | 17 | 1107.3403 | 57.3403
2028 | 3 | 23 | 18 | 1081.651 | 31.651
2028 | 3 | 23 | 19 | 1069.0363 | 19.0363
2028 | 3 | 23 | 20 | 1079.5176 | 29.5176
2028 | 3 | 23 | 21 | 1045.2709 | 0
2028 | 3 | 23 | 22 | 985.6392 | 0
2028 | 3 | 23 | 23 | 927.6973 | 0
2028 | 3 | 24 | 0 | 884.1034 | 0
2028 | 3 | 24 | 1 | 842.1852 | 0
2028 | 3 | 24 | 2 | 817.6665 | 0
2028 | 3 | 24 | 3 | 793.1477 | 0
2028 | 3 | 24 | 4 | 792.1884 | 0
2028 | 3 | 24 | 5 | 814.5553 | 0
2028 | 3 | 24 | 6 | 867.6841 | 0
2028 | 3 | 24 | 7 | 920.8129 | 0
2028 | 3 | 24 | 8 | 966.2907 | 0
2028 | 3 | 24 | 9 | 990.6061 | 0
2028 | 3 | 24 | 10 | 1004.6339 | 0
2028 | 3 | 24 | 11 | 1012.1837 | 0
2028 | 3 | 24 | 12 | 1014.2342 | 0
2028 | 3 | 24 | 13 | 1015.5034 | 0
2028 | 3 | 24 | 14 | 1007.4939 | 0
2028 | 3 | 24 | 15 | 995.7834 | 0
2028 | 3 | 24 | 16 | 988.76 | 0
2028 | 3 | 24 | 17 | 983.3687 | 0
2028 | 3 | 24 | 18 | 950.0385 | 0
2028 | 3 | 24 | 19 | 949.9282 | 0
2028 | 3 | 24 | 20 | 971.6286 | 0
2028 | 3 | 24 | 21 | 945.1307 | 0
2028 | 3 | 24 | 22 | 898.0354 | 0
2028 | 3 | 24 | 23 | 855.6275 | 0
2028 | 3 | 25 | 0 | 820.5946 | 0
2028 | 3 | 25 | 1 | 825.5889 | 0
2028 | 3 | 25 | 2 | 809.5962 | 0
2028 | 3 | 25 | 3 | 801.2886 | 0
2028 | 3 | 25 | 4 | 799.1883 | 0
2028 | 3 | 25 | 5 | 816.7113 | 0
2028 | 3 | 25 | 6 | 858.1381 | 0
2028 | 3 | 25 | 7 | 867.6098 | 0
2028 | 3 | 25 | 8 | 877.0815 | 0
2028 | 3 | 25 | 9 | 913.6017 | 0
2028 | 3 | 25 | 10 | 952.5766 | 0
2028 | 3 | 25 | 11 | 962.9791 | 0
2028 | 3 | 25 | 12 | 973.3816 | 0
2028 | 3 | 25 | 13 | 969.2093 | 0
2028 | 3 | 25 | 14 | 951.0393 | 0
2028 | 3 | 25 | 15 | 938.1304 | 0
2028 | 3 | 25 | 16 | 933.3779 | 0
2028 | 3 | 25 | 17 | 936.3778 | 0
2028 | 3 | 25 | 18 | 909.5303 | 0
2028 | 3 | 25 | 19 | 918.3479 | 0
2028 | 3 | 25 | 20 | 937.1678 | 0
2028 | 3 | 25 | 21 | 909.5508 | 0
2028 | 3 | 25 | 22 | 869.4671 | 0
2028 | 3 | 25 | 23 | 836.4065 | 0
2028 | 3 | 26 | 0 | 816.5462 | 0
2028 | 3 | 26 | 1 | 789.4195 | 0
2028 | 3 | 26 | 2 | 774.8769 | 0
2028 | 3 | 26 | 3 | 766.5735 | 0
2028 | 3 | 26 | 4 | 763.9601 | 0
2028 | 3 | 26 | 5 | 773.7886 | 0
2028 | 3 | 26 | 6 | 801.2473 | 0
2028 | 3 | 26 | 7 | 803.113 | 0
2028 | 3 | 26 | 8 | 804.9787 | 0
2028 | 3 | 26 | 9 | 832.1008 | 0
2028 | 3 | 26 | 10 | 871.354 | 0
2028 | 3 | 26 | 11 | 896.7904 | 0
2028 | 3 | 26 | 12 | 907.1679 | 0
2028 | 3 | 26 | 13 | 909.8034 | 0
2028 | 3 | 26 | 14 | 900.8792 | 0
2028 | 3 | 26 | 15 | 896.0565 | 0
2028 | 3 | 26 | 16 | 897.9505 | 0
2028 | 3 | 26 | 17 | 907.3357 | 0
2028 | 3 | 26 | 18 | 906.2403 | 0
2028 | 3 | 26 | 19 | 901.907 | 0
2028 | 3 | 26 | 20 | 921.412 | 0
2028 | 3 | 26 | 21 | 903.5974 | 0
2028 | 3 | 26 | 22 | 862.3687 | 0
2028 | 3 | 26 | 23 | 829.5137 | 0
2028 | 3 | 27 | 0 | 807.0148 | 0
2028 | 3 | 27 | 1 | 792.1982 | 0
2028 | 3 | 27 | 2 | 777.3816 | 0
2028 | 3 | 27 | 3 | 773.6908 | 0
2028 | 3 | 27 | 4 | 775.3162 | 0
2028 | 3 | 27 | 5 | 801.3803 | 0
2028 | 3 | 27 | 6 | 867.0401 | 0
2028 | 3 | 27 | 7 | 932.6998 | 0
2028 | 3 | 27 | 8 | 977.8021 | 0
2028 | 3 | 27 | 9 | 1008.4536 | 0
2028 | 3 | 27 | 10 | 1034.3897 | 0
2028 | 3 | 27 | 11 | 1046.6528 | 0
2028 | 3 | 27 | 12 | 1047.972 | 0
2028 | 3 | 27 | 13 | 1049.0693 | 0
2028 | 3 | 27 | 14 | 1041.328 | 0
2028 | 3 | 27 | 15 | 1037.1747 | 0
2028 | 3 | 27 | 16 | 1038.5153 | 0
2028 | 3 | 27 | 17 | 1037.9936 | 0
2028 | 3 | 27 | 18 | 1027.7782 | 0
2028 | 3 | 27 | 19 | 1017.5628 | 0
2028 | 3 | 27 | 20 | 1025.3704 | 0
2028 | 3 | 27 | 21 | 999.4227 | 0
2028 | 3 | 27 | 22 | 947.8701 | 0
2028 | 3 | 27 | 23 | 892.341 | 0
2028 | 3 | 28 | 0 | 846.5149 | 0
2028 | 3 | 28 | 1 | 801.1777 | 0
2028 | 3 | 28 | 2 | 755.8405 | 0
2028 | 3 | 28 | 3 | 749.7186 | 0
2028 | 3 | 28 | 4 | 765.6834 | 0
2028 | 3 | 28 | 5 | 781.6482 | 0
2028 | 3 | 28 | 6 | 853.0887 | 0
2028 | 3 | 28 | 7 | 924.5292 | 0
2028 | 3 | 28 | 8 | 988.0588 | 0
2028 | 3 | 28 | 9 | 1021.8445 | 0
2028 | 3 | 28 | 10 | 1050.1511 | 0.15108
2028 | 3 | 28 | 11 | 1065.8128 | 15.8128
2028 | 3 | 28 | 12 | 1063.586 | 13.586
2028 | 3 | 28 | 13 | 1065.2233 | 15.2233
2028 | 3 | 28 | 14 | 1055.5678 | 5.5678
2028 | 3 | 28 | 15 | 1048.0414 | 0
2028 | 3 | 28 | 16 | 1036.6193 | 0
2028 | 3 | 28 | 17 | 1037.8505 | 0
2028 | 3 | 28 | 18 | 1024.6257 | 0
2028 | 3 | 28 | 19 | 1023.9718 | 0
2028 | 3 | 28 | 20 | 1023.318 | 0
2028 | 3 | 28 | 21 | 990.493 | 0
2028 | 3 | 28 | 22 | 930.6075 | 0
2028 | 3 | 28 | 23 | 868.7553 | 0
2028 | 3 | 29 | 0 | 819.865 | 0
2028 | 3 | 29 | 1 | 800.3181 | 0
2028 | 3 | 29 | 2 | 786.055 | 0
2028 | 3 | 29 | 3 | 779.4966 | 0
2028 | 3 | 29 | 4 | 794.3323 | 0
2028 | 3 | 29 | 5 | 809.1679 | 0
2028 | 3 | 29 | 6 | 877.5725 | 0
2028 | 3 | 29 | 7 | 945.977 | 0
2028 | 3 | 29 | 8 | 987.4464 | 0
2028 | 3 | 29 | 9 | 1018.6726 | 0
2028 | 3 | 29 | 10 | 1036.1434 | 0
2028 | 3 | 29 | 11 | 1040.5875 | 0
2028 | 3 | 29 | 12 | 1036.1475 | 0
2028 | 3 | 29 | 13 | 1035.8479 | 0
2028 | 3 | 29 | 14 | 1031.2888 | 0
2028 | 3 | 29 | 15 | 1028.6869 | 0
2028 | 3 | 29 | 16 | 1037.0204 | 0
2028 | 3 | 29 | 17 | 1041.9443 | 0
2028 | 3 | 29 | 18 | 1027.8766 | 0
2028 | 3 | 29 | 19 | 1024.8586 | 0
2028 | 3 | 29 | 20 | 1021.8405 | 0
2028 | 3 | 29 | 21 | 991.6419 | 0
2028 | 3 | 29 | 22 | 937.9556 | 0
2028 | 3 | 29 | 23 | 882.6215 | 0
2028 | 3 | 30 | 0 | 838.6079 | 0
2028 | 3 | 30 | 1 | 808.6312 | 0
2028 | 3 | 30 | 2 | 778.6545 | 0
2028 | 3 | 30 | 3 | 768.2249 | 0
2028 | 3 | 30 | 4 | 767.2168 | 0
2028 | 3 | 30 | 5 | 794.6736 | 0
2028 | 3 | 30 | 6 | 872.9981 | 0
2028 | 3 | 30 | 7 | 951.3227 | 0
2028 | 3 | 30 | 8 | 990.533 | 0
2028 | 3 | 30 | 9 | 1017.0989 | 0
2028 | 3 | 30 | 10 | 1023.9484 | 0
2028 | 3 | 30 | 11 | 1027.2447 | 0
2028 | 3 | 30 | 12 | 1024.7595 | 0
2028 | 3 | 30 | 13 | 1023.9821 | 0
2028 | 3 | 30 | 14 | 1018.0211 | 0
2028 | 3 | 30 | 15 | 1009.3853 | 0
2028 | 3 | 30 | 16 | 1006.4308 | 0
2028 | 3 | 30 | 17 | 995.3012 | 0
2028 | 3 | 30 | 18 | 960.4091 | 0
2028 | 3 | 30 | 19 | 962.8128 | 0
2028 | 3 | 30 | 20 | 986.2529 | 0
2028 | 3 | 30 | 21 | 960.207 | 0
2028 | 3 | 30 | 22 | 903.7332 | 0
2028 | 3 | 30 | 23 | 844.628 | 0
2028 | 3 | 31 | 0 | 797.3582 | 0
2028 | 3 | 31 | 1 | 799.5316 | 0
2028 | 3 | 31 | 2 | 801.7051 | 0
2028 | 3 | 31 | 3 | 793.436 | 0
2028 | 3 | 31 | 4 | 790.7059 | 0
2028 | 3 | 31 | 5 | 808.4213 | 0
2028 | 3 | 31 | 6 | 858.9739 | 0
2028 | 3 | 31 | 7 | 909.5265 | 0
2028 | 3 | 31 | 8 | 957.8499 | 0
2028 | 3 | 31 | 9 | 981.8831 | 0
2028 | 3 | 31 | 10 | 995.6199 | 0
2028 | 3 | 31 | 11 | 1003.3906 | 0
2028 | 3 | 31 | 12 | 1005.7055 | 0
2028 | 3 | 31 | 13 | 1007.2802 | 0
2028 | 3 | 31 | 14 | 998.6948 | 0
2028 | 3 | 31 | 15 | 987.2183 | 0
2028 | 3 | 31 | 16 | 980.0378 | 0
2028 | 3 | 31 | 17 | 973.6927 | 0
2028 | 3 | 31 | 18 | 956.5396 | 0
2028 | 3 | 31 | 19 | 958.2381 | 0
2028 | 3 | 31 | 20 | 959.9366 | 0
2028 | 3 | 31 | 21 | 936.7961 | 0
2028 | 3 | 31 | 22 | 901.7768 | 0
2028 | 3 | 31 | 23 | 863.2347 | 0
2028 | 4 | 1 | 0 | 829.9039 | 0
2028 | 4 | 1 | 1 | 798.8808 | 0
2028 | 4 | 1 | 2 | 767.8577 | 0
2028 | 4 | 1 | 3 | 762.1216 | 0
2028 | 4 | 1 | 4 | 758.9238 | 0
2028 | 4 | 1 | 5 | 765.4208 | 0
2028 | 4 | 1 | 6 | 785.4203 | 0
2028 | 4 | 1 | 7 | 799.9622 | 0
2028 | 4 | 1 | 8 | 811.2544 | 0
2028 | 4 | 1 | 9 | 840.9756 | 0
2028 | 4 | 1 | 10 | 875.3364 | 0
2028 | 4 | 1 | 11 | 892.1989 | 0
2028 | 4 | 1 | 12 | 895.9977 | 0
2028 | 4 | 1 | 13 | 891.8073 | 0
2028 | 4 | 1 | 14 | 879.2548 | 0
2028 | 4 | 1 | 15 | 868.1363 | 0
2028 | 4 | 1 | 16 | 864.5607 | 0
2028 | 4 | 1 | 17 | 865.6512 | 0
2028 | 4 | 1 | 18 | 843.5785 | 0
2028 | 4 | 1 | 19 | 844.1598 | 0
2028 | 4 | 1 | 20 | 863.7424 | 0
2028 | 4 | 1 | 21 | 846.7147 | 0
2028 | 4 | 1 | 22 | 811.4186 | 0
2028 | 4 | 1 | 23 | 784.1588 | 0
2028 | 4 | 2 | 0 | 762.7217 | 0
2028 | 4 | 2 | 1 | 753.32 | 0
2028 | 4 | 2 | 2 | 738.5187 | 0
2028 | 4 | 2 | 3 | 731.1774 | 0
2028 | 4 | 2 | 4 | 728.7044 | 0
2028 | 4 | 2 | 5 | 736.165 | 0
2028 | 4 | 2 | 6 | 753.323 | 0
2028 | 4 | 2 | 7 | 759.1082 | 0
2028 | 4 | 2 | 8 | 764.8934 | 0
2028 | 4 | 2 | 9 | 788.8876 | 0
2028 | 4 | 2 | 10 | 824.1004 | 0
2028 | 4 | 2 | 11 | 849.6552 | 0
2028 | 4 | 2 | 12 | 863.5569 | 0
2028 | 4 | 2 | 13 | 867.7627 | 0
2028 | 4 | 2 | 14 | 860.2672 | 0
2028 | 4 | 2 | 15 | 857.4419 | 0
2028 | 4 | 2 | 16 | 860.259 | 0
2028 | 4 | 2 | 17 | 869.1358 | 0
2028 | 4 | 2 | 18 | 858.0673 | 0
2028 | 4 | 2 | 19 | 864.7785 | 0
2028 | 4 | 2 | 20 | 891.1099 | 0
2028 | 4 | 2 | 21 | 876.8255 | 0
2028 | 4 | 2 | 22 | 842.7597 | 0
2028 | 4 | 2 | 23 | 815.129 | 0
2028 | 4 | 3 | 0 | 790.944 | 0
2028 | 4 | 3 | 1 | 780.8574 | 0
2028 | 4 | 3 | 2 | 767.8349 | 0
2028 | 4 | 3 | 3 | 765.8946 | 0
2028 | 4 | 3 | 4 | 768.7919 | 0
2028 | 4 | 3 | 5 | 794.6563 | 0
2028 | 4 | 3 | 6 | 857.5573 | 0
2028 | 4 | 3 | 7 | 920.4584 | 0
2028 | 4 | 3 | 8 | 963.537 | 0
2028 | 4 | 3 | 9 | 991.0181 | 0
2028 | 4 | 3 | 10 | 1016.9127 | 0
2028 | 4 | 3 | 11 | 1030.2573 | 0
2028 | 4 | 3 | 12 | 1033.2637 | 0
2028 | 4 | 3 | 13 | 1035.746 | 0
2028 | 4 | 3 | 14 | 1029.459 | 0
2028 | 4 | 3 | 15 | 1026.3827 | 0
2028 | 4 | 3 | 16 | 1027.701 | 0
2028 | 4 | 3 | 17 | 1026.4589 | 0
2028 | 4 | 3 | 18 | 997.8252 | 0
2028 | 4 | 3 | 19 | 989.5064 | 0
2028 | 4 | 3 | 20 | 1013.8535 | 0
2028 | 4 | 3 | 21 | 988.4334 | 0
2028 | 4 | 3 | 22 | 937.0518 | 0
2028 | 4 | 3 | 23 | 885.5372 | 0
2028 | 4 | 4 | 0 | 843.765 | 0
2028 | 4 | 4 | 1 | 807.875 | 0
2028 | 4 | 4 | 2 | 789.2878 | 0
2028 | 4 | 4 | 3 | 783.7821 | 0
2028 | 4 | 4 | 4 | 787.4985 | 0
2028 | 4 | 4 | 5 | 814.0457 | 0
2028 | 4 | 4 | 6 | 880.2999 | 0
2028 | 4 | 4 | 7 | 946.5541 | 0
2028 | 4 | 4 | 8 | 991.2294 | 0
2028 | 4 | 4 | 9 | 1019.0862 | 0
2028 | 4 | 4 | 10 | 1043.8827 | 0
2028 | 4 | 4 | 11 | 1056.6804 | 6.6804
2028 | 4 | 4 | 12 | 1054.6573 | 4.6573
2028 | 4 | 4 | 13 | 1054.0856 | 4.0856
2028 | 4 | 4 | 14 | 1045.0305 | 0
2028 | 4 | 4 | 15 | 1038.9272 | 0
2028 | 4 | 4 | 16 | 1028.4784 | 0
2028 | 4 | 4 | 17 | 1028.8363 | 0
2028 | 4 | 4 | 18 | 1015.4382 | 0
2028 | 4 | 4 | 19 | 1003.0393 | 0
2028 | 4 | 4 | 20 | 1021.721 | 0
2028 | 4 | 4 | 21 | 989.5438 | 0
2028 | 4 | 4 | 22 | 927.5442 | 0
2028 | 4 | 4 | 23 | 868.1923 | 0
2028 | 4 | 5 | 0 | 852.4594 | 0
2028 | 4 | 5 | 1 | 861.8783 | 0
2028 | 4 | 5 | 2 | 847.0319 | 0
2028 | 4 | 5 | 3 | 844.5817 | 0
2028 | 4 | 5 | 4 | 850.1625 | 0
2028 | 4 | 5 | 5 | 875.9682 | 0
2028 | 4 | 5 | 6 | 928.7704 | 0
2028 | 4 | 5 | 7 | 985.124 | 0
2028 | 4 | 5 | 8 | 1033.6167 | 0
2028 | 4 | 5 | 9 | 1060.3715 | 10.3715
2028 | 4 | 5 | 10 | 1081.0781 | 31.0781
2028 | 4 | 5 | 11 | 1091.0092 | 41.0092
2028 | 4 | 5 | 12 | 1088.4294 | 38.4294
2028 | 4 | 5 | 13 | 1084.9589 | 34.9589
2028 | 4 | 5 | 14 | 1078.0976 | 28.0976
2028 | 4 | 5 | 15 | 1073.3535 | 23.3535
2028 | 4 | 5 | 16 | 1078.147 | 28.147
2028 | 4 | 5 | 17 | 1082.915 | 32.915
2028 | 4 | 5 | 18 | 1084.8579 | 34.8579
2028 | 4 | 5 | 19 | 1076.7024 | 26.7024
2028 | 4 | 5 | 20 | 1093.3058 | 43.3058
2028 | 4 | 5 | 21 | 1068.4276 | 18.4276
2028 | 4 | 5 | 22 | 1018.14 | 0
2028 | 4 | 5 | 23 | 968.6978 | 0
2028 | 4 | 6 | 0 | 927.9503 | 0
2028 | 4 | 6 | 1 | 898.5661 | 0
2028 | 4 | 6 | 2 | 869.182 | 0
2028 | 4 | 6 | 3 | 864.3526 | 0
2028 | 4 | 6 | 4 | 865.6384 | 0
2028 | 4 | 6 | 5 | 884.8337 | 0
2028 | 4 | 6 | 6 | 932.2128 | 0
2028 | 4 | 6 | 7 | 986.5063 | 0
2028 | 4 | 6 | 8 | 1040.7999 | 0
2028 | 4 | 6 | 9 | 1070.7374 | 20.7374
2028 | 4 | 6 | 10 | 1081.1936 | 31.1936
2028 | 4 | 6 | 11 | 1086.3129 | 36.3129
2028 | 4 | 6 | 12 | 1083.7564 | 33.7564
2028 | 4 | 6 | 13 | 1078.6252 | 28.6252
2028 | 4 | 6 | 14 | 1070.8259 | 20.8259
2028 | 4 | 6 | 15 | 1063.3932 | 13.3932
2028 | 4 | 6 | 16 | 1060.0065 | 10.0065
2028 | 4 | 6 | 17 | 1057.3464 | 7.3464
2028 | 4 | 6 | 18 | 1032.7743 | 0
2028 | 4 | 6 | 19 | 1022.6948 | 0
2028 | 4 | 6 | 20 | 1052.8038 | 2.8038
2028 | 4 | 6 | 21 | 1036.5549 | 0
2028 | 4 | 6 | 22 | 990.3805 | 0
2028 | 4 | 6 | 23 | 945.0136 | 0
2028 | 4 | 7 | 0 | 908.1564 | 0
2028 | 4 | 7 | 1 | 885.042 | 0
2028 | 4 | 7 | 2 | 866.7744 | 0
2028 | 4 | 7 | 3 | 859.6971 | 0
2028 | 4 | 7 | 4 | 860.2696 | 0
2028 | 4 | 7 | 5 | 880.5794 | 0
2028 | 4 | 7 | 6 | 929.5691 | 0
2028 | 4 | 7 | 7 | 983.0243 | 0
2028 | 4 | 7 | 8 | 1027.1497 | 0
2028 | 4 | 7 | 9 | 1051.2476 | 1.2476
2028 | 4 | 7 | 10 | 1065.9537 | 15.9537
2028 | 4 | 7 | 11 | 1074.1607 | 24.1607
2028 | 4 | 7 | 12 | 1075.995 | 25.995
2028 | 4 | 7 | 13 | 1074.5941 | 24.5941
2028 | 4 | 7 | 14 | 1066.275 | 16.275
2028 | 4 | 7 | 15 | 1054.6106 | 4.6106
2028 | 4 | 7 | 16 | 1041.595 | 0
2028 | 4 | 7 | 17 | 1029.0423 | 0
2028 | 4 | 7 | 18 | 998.6082 | 0
2028 | 4 | 7 | 19 | 991.6824 | 0
2028 | 4 | 7 | 20 | 1021.1819 | 0
2028 | 4 | 7 | 21 | 998.0585 | 0
2028 | 4 | 7 | 22 | 955.1504 | 0
2028 | 4 | 7 | 23 | 910.8896 | 0
2028 | 4 | 8 | 0 | 874.973 | 0
2028 | 4 | 8 | 1 | 838.9813 | 0
2028 | 4 | 8 | 2 | 802.9897 | 0
2028 | 4 | 8 | 3 | 793.1684 | 0
2028 | 4 | 8 | 4 | 789.9347 | 0
2028 | 4 | 8 | 5 | 800.3644 | 0
2028 | 4 | 8 | 6 | 821.7865 | 0
2028 | 4 | 8 | 7 | 831.3657 | 0
2028 | 4 | 8 | 8 | 840.945 | 0
2028 | 4 | 8 | 9 | 875.5529 | 0
2028 | 4 | 8 | 10 | 918.5122 | 0
2028 | 4 | 8 | 11 | 938.7802 | 0
2028 | 4 | 8 | 12 | 943.3814 | 0
2028 | 4 | 8 | 13 | 942.4558 | 0
2028 | 4 | 8 | 14 | 930.582 | 0
2028 | 4 | 8 | 15 | 918.9692 | 0
2028 | 4 | 8 | 16 | 914.2401 | 0
2028 | 4 | 8 | 17 | 914.9027 | 0
2028 | 4 | 8 | 18 | 897.8796 | 0
2028 | 4 | 8 | 19 | 884.5669 | 0
2028 | 4 | 8 | 20 | 917.4769 | 0
2028 | 4 | 8 | 21 | 903.9925 | 0
2028 | 4 | 8 | 22 | 863.5494 | 0
2028 | 4 | 8 | 23 | 834.7999 | 0
2028 | 4 | 9 | 0 | 809.3699 | 0
2028 | 4 | 9 | 1 | 774.6368 | 0
2028 | 4 | 9 | 2 | 756.6354 | 0
2028 | 4 | 9 | 3 | 747.8258 | 0
2028 | 4 | 9 | 4 | 744.7592 | 0
2028 | 4 | 9 | 5 | 753.024 | 0
2028 | 4 | 9 | 6 | 765.7693 | 0
2028 | 4 | 9 | 7 | 768.7967 | 0
2028 | 4 | 9 | 8 | 771.8241 | 0
2028 | 4 | 9 | 9 | 795.0787 | 0
2028 | 4 | 9 | 10 | 831.7743 | 0
2028 | 4 | 9 | 11 | 857.5765 | 0
2028 | 4 | 9 | 12 | 872.341 | 0
2028 | 4 | 9 | 13 | 882.6279 | 0
2028 | 4 | 9 | 14 | 879.3716 | 0
2028 | 4 | 9 | 15 | 871.4699 | 0
2028 | 4 | 9 | 16 | 875.0805 | 0
2028 | 4 | 9 | 17 | 881.7432 | 0
2028 | 4 | 9 | 18 | 864.9912 | 0
2028 | 4 | 9 | 19 | 864.5819 | 0
2028 | 4 | 9 | 20 | 899.4587 | 0
2028 | 4 | 9 | 21 | 889.9537 | 0
2028 | 4 | 9 | 22 | 850.718 | 0
2028 | 4 | 9 | 23 | 816.5058 | 0
2028 | 4 | 10 | 0 | 788.4225 | 0
2028 | 4 | 10 | 1 | 799.2136 | 0
2028 | 4 | 10 | 2 | 784.4697 | 0
2028 | 4 | 10 | 3 | 781.0941 | 0
2028 | 4 | 10 | 4 | 786.5084 | 0
2028 | 4 | 10 | 5 | 812.8113 | 0
2028 | 4 | 10 | 6 | 868.3203 | 0
2028 | 4 | 10 | 7 | 926.8433 | 0
2028 | 4 | 10 | 8 | 959.1519 | 0
2028 | 4 | 10 | 9 | 988.4261 | 0
2028 | 4 | 10 | 10 | 1012.4386 | 0
2028 | 4 | 10 | 11 | 1022.7245 | 0
2028 | 4 | 10 | 12 | 1025.6279 | 0
2028 | 4 | 10 | 13 | 1024.6101 | 0
2028 | 4 | 10 | 14 | 1019.3892 | 0
2028 | 4 | 10 | 15 | 1012.9152 | 0
2028 | 4 | 10 | 16 | 1012.0809 | 0
2028 | 4 | 10 | 17 | 1012.3146 | 0
2028 | 4 | 10 | 18 | 989.8337 | 0
2028 | 4 | 10 | 19 | 979.8834 | 0
2028 | 4 | 10 | 20 | 1014.5406 | 0
2028 | 4 | 10 | 21 | 998.4905 | 0
2028 | 4 | 10 | 22 | 945.6599 | 0
2028 | 4 | 10 | 23 | 896.7657 | 0
2028 | 4 | 11 | 0 | 855.7999 | 0
2028 | 4 | 11 | 1 | 829.9651 | 0
2028 | 4 | 11 | 2 | 812.1686 | 0
2028 | 4 | 11 | 3 | 807.6426 | 0
2028 | 4 | 11 | 4 | 811.7669 | 0
2028 | 4 | 11 | 5 | 837.783 | 0
2028 | 4 | 11 | 6 | 889.6697 | 0
2028 | 4 | 11 | 7 | 953.5607 | 0
2028 | 4 | 11 | 8 | 1003.4177 | 0
2028 | 4 | 11 | 9 | 1034.3245 | 0
2028 | 4 | 11 | 10 | 1060.9699 | 10.9699
2028 | 4 | 11 | 11 | 1074.7089 | 24.7089
2028 | 4 | 11 | 12 | 1076.1991 | 26.1991
2028 | 4 | 11 | 13 | 1073.9584 | 23.9584
2028 | 4 | 11 | 14 | 1066.5954 | 16.5954
2028 | 4 | 11 | 15 | 1058.709 | 8.709
2028 | 4 | 11 | 16 | 1042.1917 | 0
2028 | 4 | 11 | 17 | 1043.2452 | 0
2028 | 4 | 11 | 18 | 1032.8175 | 0
2028 | 4 | 11 | 19 | 1016.8451 | 0
2028 | 4 | 11 | 20 | 1046.0947 | 0
2028 | 4 | 11 | 21 | 1024.1285 | 0
2028 | 4 | 11 | 22 | 967.3105 | 0
2028 | 4 | 11 | 23 | 912.4327 | 0
2028 | 4 | 12 | 0 | 868.0778 | 0
2028 | 4 | 12 | 1 | 845.9298 | 0
2028 | 4 | 12 | 2 | 827.6869 | 0
2028 | 4 | 12 | 3 | 821.4108 | 0
2028 | 4 | 12 | 4 | 824.5161 | 0
2028 | 4 | 12 | 5 | 850.8336 | 0
2028 | 4 | 12 | 6 | 902.8286 | 0
2028 | 4 | 12 | 7 | 959.3955 | 0
2028 | 4 | 12 | 8 | 1006.7621 | 0
2028 | 4 | 12 | 9 | 1034.4895 | 0
2028 | 4 | 12 | 10 | 1057.2926 | 7.2926
2028 | 4 | 12 | 11 | 1066.9371 | 16.9371
2028 | 4 | 12 | 12 | 1068.3992 | 18.3992
2028 | 4 | 12 | 13 | 1066.6444 | 16.6444
2028 | 4 | 12 | 14 | 1061.1847 | 11.1847
2028 | 4 | 12 | 15 | 1055.0478 | 5.0478
2028 | 4 | 12 | 16 | 1054.9154 | 4.9154
2028 | 4 | 12 | 17 | 1053.6016 | 3.6016
2028 | 4 | 12 | 18 | 1042.7861 | 0
2028 | 4 | 12 | 19 | 1030.1086 | 0
2028 | 4 | 12 | 20 | 1056.9018 | 6.9018
2028 | 4 | 12 | 21 | 1033.5411 | 0
2028 | 4 | 12 | 22 | 976.0047 | 0
2028 | 4 | 12 | 23 | 921.7977 | 0
2028 | 4 | 13 | 0 | 877.1797 | 0
2028 | 4 | 13 | 1 | 840.1386 | 0
2028 | 4 | 13 | 2 | 822.8086 | 0
2028 | 4 | 13 | 3 | 815.5441 | 0
2028 | 4 | 13 | 4 | 818.1094 | 0
2028 | 4 | 13 | 5 | 842.036 | 0
2028 | 4 | 13 | 6 | 892.3146 | 0
2028 | 4 | 13 | 7 | 951.6856 | 0
2028 | 4 | 13 | 8 | 992.6326 | 0
2028 | 4 | 13 | 9 | 1023.0065 | 0
2028 | 4 | 13 | 10 | 1043.3093 | 0
2028 | 4 | 13 | 11 | 1056.1557 | 6.1557
2028 | 4 | 13 | 12 | 1061.3348 | 11.3348
2028 | 4 | 13 | 13 | 1062.2123 | 12.2123
2028 | 4 | 13 | 14 | 1057.9618 | 7.9618
2028 | 4 | 13 | 15 | 1052.4816 | 2.4816
2028 | 4 | 13 | 16 | 1050.5169 | 0.51692
2028 | 4 | 13 | 17 | 1044.1119 | 0
2028 | 4 | 13 | 18 | 1012.1917 | 0
2028 | 4 | 13 | 19 | 992.876 | 0
2028 | 4 | 13 | 20 | 1022.0129 | 0
2028 | 4 | 13 | 21 | 997.9981 | 0
2028 | 4 | 13 | 22 | 943.7223 | 0
2028 | 4 | 13 | 23 | 895.9017 | 0
2028 | 4 | 14 | 0 | 857.5319 | 0
2028 | 4 | 14 | 1 | 836.293 | 0
2028 | 4 | 14 | 2 | 815.0541 | 0
2028 | 4 | 14 | 3 | 807.4838 | 0
2028 | 4 | 14 | 4 | 805.7933 | 0
2028 | 4 | 14 | 5 | 817.1948 | 0
2028 | 4 | 14 | 6 | 837.4145 | 0
2028 | 4 | 14 | 7 | 841.7445 | 0
2028 | 4 | 14 | 8 | 846.058 | 0
2028 | 4 | 14 | 9 | 870.6678 | 0
2028 | 4 | 14 | 10 | 893.5273 | 0
2028 | 4 | 14 | 11 | 915.1082 | 0
2028 | 4 | 14 | 12 | 926.7328 | 0
2028 | 4 | 14 | 13 | 926.3719 | 0
2028 | 4 | 14 | 14 | 916.4215 | 0
2028 | 4 | 14 | 15 | 908.3408 | 0
2028 | 4 | 14 | 16 | 911.7602 | 0
2028 | 4 | 14 | 17 | 915.4675 | 0
2028 | 4 | 14 | 18 | 889.9741 | 0
2028 | 4 | 14 | 19 | 891.1163 | 0
2028 | 4 | 14 | 20 | 892.1077 | 0
2028 | 4 | 14 | 21 | 893.0992 | 0
2028 | 4 | 14 | 22 | 860.7579 | 0
2028 | 4 | 14 | 23 | 837.6365 | 0
2028 | 4 | 15 | 0 | 821.5944 | 0
2028 | 4 | 15 | 1 | 792.426 | 0
2028 | 4 | 15 | 2 | 772.4193 | 0
2028 | 4 | 15 | 3 | 752.4125 | 0
2028 | 4 | 15 | 4 | 748.0529 | 0
2028 | 4 | 15 | 5 | 759.1007 | 0
2028 | 4 | 15 | 6 | 779.7036 | 0
2028 | 4 | 15 | 7 | 797.1227 | 0
2028 | 4 | 15 | 8 | 814.5417 | 0
2028 | 4 | 15 | 9 | 856.0842 | 0
2028 | 4 | 15 | 10 | 901.0174 | 0
2028 | 4 | 15 | 11 | 923.0523 | 0
2028 | 4 | 15 | 12 | 926.998 | 0
2028 | 4 | 15 | 13 | 920.4923 | 0
2028 | 4 | 15 | 14 | 908.1531 | 0
2028 | 4 | 15 | 15 | 896.811 | 0
2028 | 4 | 15 | 16 | 896.0784 | 0
2028 | 4 | 15 | 17 | 905.4385 | 0
2028 | 4 | 15 | 18 | 885.6606 | 0
2028 | 4 | 15 | 19 | 870.7587 | 0
2028 | 4 | 15 | 20 | 891.0809 | 0
2028 | 4 | 15 | 21 | 880.8304 | 0
2028 | 4 | 15 | 22 | 836.861 | 0
2028 | 4 | 15 | 23 | 801.2132 | 0
2028 | 4 | 16 | 0 | 770.0758 | 0
2028 | 4 | 16 | 1 | 761.5966 | 0
2028 | 4 | 16 | 2 | 743.8115 | 0
2028 | 4 | 16 | 3 | 734.2494 | 0
2028 | 4 | 16 | 4 | 732.5433 | 0
2028 | 4 | 16 | 5 | 738.3661 | 0
2028 | 4 | 16 | 6 | 749.5093 | 0
2028 | 4 | 16 | 7 | 754.3497 | 0
2028 | 4 | 16 | 8 | 759.1901 | 0
2028 | 4 | 16 | 9 | 786.0331 | 0
2028 | 4 | 16 | 10 | 822.7412 | 0
2028 | 4 | 16 | 11 | 849.8109 | 0
2028 | 4 | 16 | 12 | 864.5225 | 0
2028 | 4 | 16 | 13 | 866.782 | 0
2028 | 4 | 16 | 14 | 862.2892 | 0
2028 | 4 | 16 | 15 | 859.1397 | 0
2028 | 4 | 16 | 16 | 861.7601 | 0
2028 | 4 | 16 | 17 | 870.6589 | 0
2028 | 4 | 16 | 18 | 862.0442 | 0
2028 | 4 | 16 | 19 | 862.2332 | 0
2028 | 4 | 16 | 20 | 890.2594 | 0
2028 | 4 | 16 | 21 | 891.0989 | 0
2028 | 4 | 16 | 22 | 853.2112 | 0
2028 | 4 | 16 | 23 | 812.9075 | 0
2028 | 4 | 17 | 0 | 784.7082 | 0
2028 | 4 | 17 | 1 | 807.6742 | 0
2028 | 4 | 17 | 2 | 795.4982 | 0
2028 | 4 | 17 | 3 | 777.5386 | 0
2028 | 4 | 17 | 4 | 768.1785 | 0
2028 | 4 | 17 | 5 | 781.5087 | 0
2028 | 4 | 17 | 6 | 837.4585 | 0
2028 | 4 | 17 | 7 | 881.902 | 0
2028 | 4 | 17 | 8 | 895.2761 | 0
2028 | 4 | 17 | 9 | 929.2056 | 0
2028 | 4 | 17 | 10 | 959.6008 | 0
2028 | 4 | 17 | 11 | 976.0592 | 0
2028 | 4 | 17 | 12 | 981.0431 | 0
2028 | 4 | 17 | 13 | 982.9579 | 0
2028 | 4 | 17 | 14 | 971.8067 | 0
2028 | 4 | 17 | 15 | 963.4287 | 0
2028 | 4 | 17 | 16 | 957.7426 | 0
2028 | 4 | 17 | 17 | 952.3831 | 0
2028 | 4 | 17 | 18 | 923.7966 | 0
2028 | 4 | 17 | 19 | 929.9422 | 0
2028 | 4 | 17 | 20 | 950.5715 | 0
2028 | 4 | 17 | 21 | 924.5948 | 0
2028 | 4 | 17 | 22 | 869.2524 | 0
2028 | 4 | 17 | 23 | 823.2785 | 0
2028 | 4 | 18 | 0 | 788.4749 | 0
2028 | 4 | 18 | 1 | 800.037 | 0
2028 | 4 | 18 | 2 | 782.972 | 0
2028 | 4 | 18 | 3 | 776.8161 | 0
2028 | 4 | 18 | 4 | 778.6049 | 0
2028 | 4 | 18 | 5 | 807.1873 | 0
2028 | 4 | 18 | 6 | 865.2456 | 0
2028 | 4 | 18 | 7 | 923.3038 | 0
2028 | 4 | 18 | 8 | 964.2776 | 0
2028 | 4 | 18 | 9 | 1005.2514 | 0
2028 | 4 | 18 | 10 | 1026.002 | 0
2028 | 4 | 18 | 11 | 1036.9268 | 0
2028 | 4 | 18 | 12 | 1036.1538 | 0
2028 | 4 | 18 | 13 | 1035.0325 | 0
2028 | 4 | 18 | 14 | 1025.4989 | 0
2028 | 4 | 18 | 15 | 1017.1394 | 0
2028 | 4 | 18 | 16 | 1003.5006 | 0
2028 | 4 | 18 | 17 | 1004.8246 | 0
2028 | 4 | 18 | 18 | 996.3792 | 0
2028 | 4 | 18 | 19 | 987.8985 | 0
2028 | 4 | 18 | 20 | 998.33 | 0
2028 | 4 | 18 | 21 | 974.1925 | 0
2028 | 4 | 18 | 22 | 911.7458 | 0
2028 | 4 | 18 | 23 | 853.8849 | 0
2028 | 4 | 19 | 0 | 809.4546 | 0
2028 | 4 | 19 | 1 | 796.3859 | 0
2028 | 4 | 19 | 2 | 780.6573 | 0
2028 | 4 | 19 | 3 | 775.9663 | 0
2028 | 4 | 19 | 4 | 780.6789 | 0
2028 | 4 | 19 | 5 | 806.0198 | 0
2028 | 4 | 19 | 6 | 852.4641 | 0
2028 | 4 | 19 | 7 | 898.9084 | 0
2028 | 4 | 19 | 8 | 930.1692 | 0
2028 | 4 | 19 | 9 | 961.43 | 0
2028 | 4 | 19 | 10 | 977.6319 | 0
2028 | 4 | 19 | 11 | 983.503 | 0
2028 | 4 | 19 | 12 | 975.8902 | 0
2028 | 4 | 19 | 13 | 973.2806 | 0
2028 | 4 | 19 | 14 | 965.2934 | 0
2028 | 4 | 19 | 15 | 955.016 | 0
2028 | 4 | 19 | 16 | 956.8733 | 0
2028 | 4 | 19 | 17 | 953.4164 | 0
2028 | 4 | 19 | 18 | 948.2012 | 0
2028 | 4 | 19 | 19 | 927.1937 | 0
2028 | 4 | 19 | 20 | 946.7626 | 0
2028 | 4 | 19 | 21 | 929.4454 | 0
2028 | 4 | 19 | 22 | 881.4093 | 0
2028 | 4 | 19 | 23 | 838.1279 | 0
2028 | 4 | 20 | 0 | 806.7775 | 0
2028 | 4 | 20 | 1 | 783.5698 | 0
2028 | 4 | 20 | 2 | 769.4138 | 0
2028 | 4 | 20 | 3 | 755.2578 | 0
2028 | 4 | 20 | 4 | 758.3236 | 0
2028 | 4 | 20 | 5 | 781.9865 | 0
2028 | 4 | 20 | 6 | 833.129 | 0
2028 | 4 | 20 | 7 | 884.2715 | 0
2028 | 4 | 20 | 8 | 928.9079 | 0
2028 | 4 | 20 | 9 | 973.5444 | 0
2028 | 4 | 20 | 10 | 1000.9508 | 0
2028 | 4 | 20 | 11 | 1023.0083 | 0
2028 | 4 | 20 | 12 | 1039.05 | 0
2028 | 4 | 20 | 13 | 1052.8384 | 2.8384
2028 | 4 | 20 | 14 | 1056.3321 | 6.3321
2028 | 4 | 20 | 15 | 1056.3113 | 6.3113
2028 | 4 | 20 | 16 | 1050.8176 | 0.81757
2028 | 4 | 20 | 17 | 1033.8479 | 0
2028 | 4 | 20 | 18 | 1005.472 | 0
2028 | 4 | 20 | 19 | 987.1338 | 0
2028 | 4 | 20 | 20 | 989.049 | 0
2028 | 4 | 20 | 21 | 976.0129 | 0
2028 | 4 | 20 | 22 | 919.9763 | 0
2028 | 4 | 20 | 23 | 869.3301 | 0
2028 | 4 | 21 | 0 | 816.1697 | 0
2028 | 4 | 21 | 1 | 763.0093 | 0
2028 | 4 | 21 | 2 | 744.4159 | 0
2028 | 4 | 21 | 3 | 736.3515 | 0
2028 | 4 | 21 | 4 | 738.7575 | 0
2028 | 4 | 21 | 5 | 762.3841 | 0
2028 | 4 | 21 | 6 | 819.8134 | 0
2028 | 4 | 21 | 7 | 877.2426 | 0
2028 | 4 | 21 | 8 | 923.9533 | 0
2028 | 4 | 21 | 9 | 970.664 | 0
2028 | 4 | 21 | 10 | 990.8898 | 0
2028 | 4 | 21 | 11 | 1002.2867 | 0
2028 | 4 | 21 | 12 | 1006.3951 | 0
2028 | 4 | 21 | 13 | 1005.1598 | 0
2028 | 4 | 21 | 14 | 999.7681 | 0
2028 | 4 | 21 | 15 | 993.5334 | 0
2028 | 4 | 21 | 16 | 989.538 | 0
2028 | 4 | 21 | 17 | 983.5485 | 0
2028 | 4 | 21 | 18 | 952.9399 | 0
2028 | 4 | 21 | 19 | 933.8569 | 0
2028 | 4 | 21 | 20 | 955.9353 | 0
2028 | 4 | 21 | 21 | 945.6834 | 0
2028 | 4 | 21 | 22 | 895.3518 | 0
2028 | 4 | 21 | 23 | 841.0452 | 0
2028 | 4 | 22 | 0 | 798.3043 | 0
2028 | 4 | 22 | 1 | 775.1997 | 0
2028 | 4 | 22 | 2 | 752.0951 | 0
2028 | 4 | 22 | 3 | 746.2366 | 0
2028 | 4 | 22 | 4 | 744.1068 | 0
2028 | 4 | 22 | 5 | 748.7313 | 0
2028 | 4 | 22 | 6 | 758.0377 | 0
2028 | 4 | 22 | 7 | 766.5047 | 0
2028 | 4 | 22 | 8 | 774.9718 | 0
2028 | 4 | 22 | 9 | 802.1434 | 0
2028 | 4 | 22 | 10 | 831.1495 | 0
2028 | 4 | 22 | 11 | 847.4472 | 0
2028 | 4 | 22 | 12 | 854.192 | 0
2028 | 4 | 22 | 13 | 847.0974 | 0
2028 | 4 | 22 | 14 | 834.8563 | 0
2028 | 4 | 22 | 15 | 816.6693 | 0
2028 | 4 | 22 | 16 | 813.2692 | 0
2028 | 4 | 22 | 17 | 807.6363 | 0
2028 | 4 | 22 | 18 | 788.5265 | 0
2028 | 4 | 22 | 19 | 786.1759 | 0
2028 | 4 | 22 | 20 | 807.1415 | 0
2028 | 4 | 22 | 21 | 808.9511 | 0
2028 | 4 | 22 | 22 | 791.2104 | 0
2028 | 4 | 22 | 23 | 775.3825 | 0
2028 | 4 | 23 | 0 | 759.6148 | 0
2028 | 4 | 23 | 1 | 714.8904 | 0
2028 | 4 | 23 | 2 | 694.7448 | 0
2028 | 4 | 23 | 3 | 683.2732 | 0
2028 | 4 | 23 | 4 | 676.76 | 0
2028 | 4 | 23 | 5 | 683.3712 | 0
2028 | 4 | 23 | 6 | 687.9571 | 0
2028 | 4 | 23 | 7 | 703.1601 | 0
2028 | 4 | 23 | 8 | 718.3631 | 0
2028 | 4 | 23 | 9 | 760.6545 | 0
2028 | 4 | 23 | 10 | 802.2317 | 0
2028 | 4 | 23 | 11 | 828.6212 | 0
2028 | 4 | 23 | 12 | 842.8403 | 0
2028 | 4 | 23 | 13 | 843.9287 | 0
2028 | 4 | 23 | 14 | 840.3663 | 0
2028 | 4 | 23 | 15 | 840.1167 | 0
2028 | 4 | 23 | 16 | 850.983 | 0
2028 | 4 | 23 | 17 | 856.4103 | 0
2028 | 4 | 23 | 18 | 843.9727 | 0
2028 | 4 | 23 | 19 | 829.175 | 0
2028 | 4 | 23 | 20 | 860.39 | 0
2028 | 4 | 23 | 21 | 861.8477 | 0
2028 | 4 | 23 | 22 | 817.5724 | 0
2028 | 4 | 23 | 23 | 769.6825 | 0
2028 | 4 | 24 | 0 | 732.8121 | 0
2028 | 4 | 24 | 1 | 733.6933 | 0
2028 | 4 | 24 | 2 | 719.1874 | 0
2028 | 4 | 24 | 3 | 716.4336 | 0
2028 | 4 | 24 | 4 | 721.3609 | 0
2028 | 4 | 24 | 5 | 750.9973 | 0
2028 | 4 | 24 | 6 | 815.2496 | 0
2028 | 4 | 24 | 7 | 870.7127 | 0
2028 | 4 | 24 | 8 | 918.576 | 0
2028 | 4 | 24 | 9 | 966.4393 | 0
2028 | 4 | 24 | 10 | 993.215 | 0
2028 | 4 | 24 | 11 | 1008.054 | 0
2028 | 4 | 24 | 12 | 1011.8682 | 0
2028 | 4 | 24 | 13 | 1013.3812 | 0
2028 | 4 | 24 | 14 | 1010.6613 | 0
2028 | 4 | 24 | 15 | 1008.9106 | 0
2028 | 4 | 24 | 16 | 1012.6508 | 0
2028 | 4 | 24 | 17 | 1021.8469 | 0
2028 | 4 | 24 | 18 | 1007.7581 | 0
2028 | 4 | 24 | 19 | 987.1334 | 0
2028 | 4 | 24 | 20 | 992.6884 | 0
2028 | 4 | 24 | 21 | 982.9085 | 0
2028 | 4 | 24 | 22 | 920.6749 | 0
2028 | 4 | 24 | 23 | 861.5496 | 0
2028 | 4 | 25 | 0 | 813.9191 | 0
2028 | 4 | 25 | 1 | 771.105 | 0
2028 | 4 | 25 | 2 | 751.7836 | 0
2028 | 4 | 25 | 3 | 744.5274 | 0
2028 | 4 | 25 | 4 | 748.6994 | 0
2028 | 4 | 25 | 5 | 779.506 | 0
2028 | 4 | 25 | 6 | 847.8524 | 0
2028 | 4 | 25 | 7 | 905.6427 | 0
2028 | 4 | 25 | 8 | 955.7792 | 0
2028 | 4 | 25 | 9 | 1005.9156 | 0
2028 | 4 | 25 | 10 | 1028.8898 | 0
2028 | 4 | 25 | 11 | 1041.7291 | 0
2028 | 4 | 25 | 12 | 1041.5535 | 0
2028 | 4 | 25 | 13 | 1041.3069 | 0
2028 | 4 | 25 | 14 | 1037.1177 | 0
2028 | 4 | 25 | 15 | 1031.1664 | 0
2028 | 4 | 25 | 16 | 1024.9576 | 0
2028 | 4 | 25 | 17 | 1027.98 | 0
2028 | 4 | 25 | 18 | 1022.5867 | 0
2028 | 4 | 25 | 19 | 1002.5907 | 0
2028 | 4 | 25 | 20 | 1009.3906 | 0
2028 | 4 | 25 | 21 | 996.7962 | 0
2028 | 4 | 25 | 22 | 933.8216 | 0
2028 | 4 | 25 | 23 | 867.5886 | 0
2028 | 4 | 26 | 0 | 815.9823 | 0
2028 | 4 | 26 | 1 | 804.3073 | 0
2028 | 4 | 26 | 2 | 787.7821 | 0
2028 | 4 | 26 | 3 | 781.3312 | 0
2028 | 4 | 26 | 4 | 784.3579 | 0
2028 | 4 | 26 | 5 | 809.1801 | 0
2028 | 4 | 26 | 6 | 862.6152 | 0
2028 | 4 | 26 | 7 | 916.1158 | 0
2028 | 4 | 26 | 8 | 974.018 | 0
2028 | 4 | 26 | 9 | 1006.4969 | 0
2028 | 4 | 26 | 10 | 1023.5 | 0
2028 | 4 | 26 | 11 | 1033.7524 | 0
2028 | 4 | 26 | 12 | 1035.0452 | 0
2028 | 4 | 26 | 13 | 1034.8068 | 0
2028 | 4 | 26 | 14 | 1029.8646 | 0
2028 | 4 | 26 | 15 | 1026.7563 | 0
2028 | 4 | 26 | 16 | 1032.7152 | 0
2028 | 4 | 26 | 17 | 1037.2788 | 0
2028 | 4 | 26 | 18 | 1021.645 | 0
2028 | 4 | 26 | 19 | 1011.6182 | 0
2028 | 4 | 26 | 20 | 1011.3729 | 0
2028 | 4 | 26 | 21 | 992.0533 | 0
2028 | 4 | 26 | 22 | 936.5437 | 0
2028 | 4 | 26 | 23 | 879.3952 | 0
2028 | 4 | 27 | 0 | 834.9444 | 0
2028 | 4 | 27 | 1 | 808.6476 | 0
2028 | 4 | 27 | 2 | 782.3507 | 0
2028 | 4 | 27 | 3 | 773.3109 | 0
2028 | 4 | 27 | 4 | 773.8741 | 0
2028 | 4 | 27 | 5 | 794.1938 | 0
2028 | 4 | 27 | 6 | 841.3916 | 0
2028 | 4 | 27 | 7 | 888.5894 | 0
2028 | 4 | 27 | 8 | 936.2596 | 0
2028 | 4 | 27 | 9 | 963.0406 | 0
2028 | 4 | 27 | 10 | 974.9914 | 0
2028 | 4 | 27 | 11 | 985.5849 | 0
2028 | 4 | 27 | 12 | 993.2302 | 0
2028 | 4 | 27 | 13 | 998.958 | 0
2028 | 4 | 27 | 14 | 997.3402 | 0
2028 | 4 | 27 | 15 | 997.9712 | 0
2028 | 4 | 27 | 16 | 998.4867 | 0
2028 | 4 | 27 | 17 | 993.307 | 0
2028 | 4 | 27 | 18 | 957.139 | 0
2028 | 4 | 27 | 19 | 933.4178 | 0
2028 | 4 | 27 | 20 | 952.6105 | 0
2028 | 4 | 27 | 21 | 943.4564 | 0
2028 | 4 | 27 | 22 | 892.1177 | 0
2028 | 4 | 27 | 23 | 847.1282 | 0
2028 | 4 | 28 | 0 | 804.8317 | 0
2028 | 4 | 28 | 1 | 820.0221 | 0
2028 | 4 | 28 | 2 | 804.6723 | 0
2028 | 4 | 28 | 3 | 797.0893 | 0
2028 | 4 | 28 | 4 | 797.6651 | 0
2028 | 4 | 28 | 5 | 814.6427 | 0
2028 | 4 | 28 | 6 | 855.137 | 0
2028 | 4 | 28 | 7 | 895.6314 | 0
2028 | 4 | 28 | 8 | 939.5598 | 0
2028 | 4 | 28 | 9 | 972.2865 | 0
2028 | 4 | 28 | 10 | 996.0149 | 0
2028 | 4 | 28 | 11 | 1013.0194 | 0
2028 | 4 | 28 | 12 | 1019.383 | 0
2028 | 4 | 28 | 13 | 1021.6671 | 0
2028 | 4 | 28 | 14 | 1015.2248 | 0
2028 | 4 | 28 | 15 | 1006.9555 | 0
2028 | 4 | 28 | 16 | 993.4307 | 0
2028 | 4 | 28 | 17 | 980.4547 | 0
2028 | 4 | 28 | 18 | 951.1642 | 0
2028 | 4 | 28 | 19 | 935.8205 | 0
2028 | 4 | 28 | 20 | 947.4849 | 0
2028 | 4 | 28 | 21 | 938.1521 | 0
2028 | 4 | 28 | 22 | 899.8298 | 0
2028 | 4 | 28 | 23 | 862.7533 | 0
2028 | 4 | 29 | 0 | 829.5003 | 0
2028 | 4 | 29 | 1 | 799.4551 | 0
2028 | 4 | 29 | 2 | 738.0884 | 0
2028 | 4 | 29 | 3 | 731.7015 | 0
2028 | 4 | 29 | 4 | 727.444 | 0
2028 | 4 | 29 | 5 | 728.821 | 0
2028 | 4 | 29 | 6 | 731.8793 | 0
2028 | 4 | 29 | 7 | 742.7107 | 0
2028 | 4 | 29 | 8 | 751.667 | 0
2028 | 4 | 29 | 9 | 776.2415 | 0
2028 | 4 | 29 | 10 | 803.3601 | 0
2028 | 4 | 29 | 11 | 818.613 | 0
2028 | 4 | 29 | 12 | 824.3459 | 0
2028 | 4 | 29 | 13 | 822.5763 | 0
2028 | 4 | 29 | 14 | 815.1705 | 0
2028 | 4 | 29 | 15 | 809.2401 | 0
2028 | 4 | 29 | 16 | 803.8873 | 0
2028 | 4 | 29 | 17 | 800.3124 | 0
2028 | 4 | 29 | 18 | 785.854 | 0
2028 | 4 | 29 | 19 | 786.0994 | 0
2028 | 4 | 29 | 20 | 788.0586 | 0
2028 | 4 | 29 | 21 | 790.0547 | 0
2028 | 4 | 29 | 22 | 771.4713 | 0
2028 | 4 | 29 | 23 | 758.4163 | 0
2028 | 4 | 30 | 0 | 745.0476 | 0
2028 | 4 | 30 | 1 | 713.2663 | 0
2028 | 4 | 30 | 2 | 667.5535 | 0
2028 | 4 | 30 | 3 | 658.2421 | 0
2028 | 4 | 30 | 4 | 653.032 | 0
2028 | 4 | 30 | 5 | 653.2586 | 0
2028 | 4 | 30 | 6 | 652.5574 | 0
2028 | 4 | 30 | 7 | 651.8563 | 0
2028 | 4 | 30 | 8 | 679.3634 | 0
2028 | 4 | 30 | 9 | 712.5939 | 0
2028 | 4 | 30 | 10 | 742.5332 | 0
2028 | 4 | 30 | 11 | 769.9721 | 0
2028 | 4 | 30 | 12 | 783.5455 | 0
2028 | 4 | 30 | 13 | 787.8866 | 0
2028 | 4 | 30 | 14 | 787.9024 | 0
2028 | 4 | 30 | 15 | 787.6072 | 0
2028 | 4 | 30 | 16 | 793.4727 | 0
2028 | 4 | 30 | 17 | 803.7888 | 0
2028 | 4 | 30 | 18 | 802.2124 | 0
2028 | 4 | 30 | 19 | 801.8119 | 0
2028 | 4 | 30 | 20 | 799.0326 | 0
2028 | 4 | 30 | 21 | 795.3874 | 0
2028 | 4 | 30 | 22 | 765.002 | 0
2028 | 4 | 30 | 23 | 732.9251 | 0
2028 | 5 | 1 | 0 | 707.2364 | 0
2028 | 5 | 1 | 1 | 673.4776 | 0
2028 | 5 | 1 | 2 | 629.7816 | 0
2028 | 5 | 1 | 3 | 624.6342 | 0
2028 | 5 | 1 | 4 | 627.3818 | 0
2028 | 5 | 1 | 5 | 650.0557 | 0
2028 | 5 | 1 | 6 | 701.782 | 0
2028 | 5 | 1 | 7 | 753.5084 | 0
2028 | 5 | 1 | 8 | 810.706 | 0
2028 | 5 | 1 | 9 | 844.5815 | 0
2028 | 5 | 1 | 10 | 871.5543 | 0
2028 | 5 | 1 | 11 | 889.5963 | 0
2028 | 5 | 1 | 12 | 896.3249 | 0
2028 | 5 | 1 | 13 | 900.7893 | 0
2028 | 5 | 1 | 14 | 899.2277 | 0
2028 | 5 | 1 | 15 | 896.7791 | 0
2028 | 5 | 1 | 16 | 898.0308 | 0
2028 | 5 | 1 | 17 | 897.5786 | 0
2028 | 5 | 1 | 18 | 876.6223 | 0
2028 | 5 | 1 | 19 | 856.65 | 0
2028 | 5 | 1 | 20 | 850.6744 | 0
2028 | 5 | 1 | 21 | 834.8109 | 0
2028 | 5 | 1 | 22 | 782.1288 | 0
2028 | 5 | 1 | 23 | 732.6231 | 0
2028 | 5 | 2 | 0 | 694.6514 | 0
2028 | 5 | 2 | 1 | 681.0492 | 0
2028 | 5 | 2 | 2 | 636.4964 | 0
2028 | 5 | 2 | 3 | 631.0952 | 0
2028 | 5 | 2 | 4 | 632.2585 | 0
2028 | 5 | 2 | 5 | 650.7567 | 0
2028 | 5 | 2 | 6 | 695.6164 | 0
2028 | 5 | 2 | 7 | 740.4761 | 0
2028 | 5 | 2 | 8 | 791.1264 | 0
2028 | 5 | 2 | 9 | 824.2718 | 0
2028 | 5 | 2 | 10 | 853.5051 | 0
2028 | 5 | 2 | 11 | 875.7385 | 0
2028 | 5 | 2 | 12 | 889.8274 | 0
2028 | 5 | 2 | 13 | 902.4547 | 0
2028 | 5 | 2 | 14 | 904.9889 | 0
2028 | 5 | 2 | 15 | 907.6894 | 0
2028 | 5 | 2 | 16 | 898.0911 | 0
2028 | 5 | 2 | 17 | 891.1972 | 0
2028 | 5 | 2 | 18 | 877.2807 | 0
2028 | 5 | 2 | 19 | 865.3472 | 0
2028 | 5 | 2 | 20 | 845.0457 | 0
2028 | 5 | 2 | 21 | 826.9259 | 0
2028 | 5 | 2 | 22 | 773.9163 | 0
2028 | 5 | 2 | 23 | 723.5677 | 0
2028 | 5 | 3 | 0 | 683.8582 | 0
2028 | 5 | 3 | 1 | 664.3331 | 0
2028 | 5 | 3 | 2 | 613.4534 | 0
2028 | 5 | 3 | 3 | 607.3297 | 0
2028 | 5 | 3 | 4 | 607.2498 | 0
2028 | 5 | 3 | 5 | 622.8618 | 0
2028 | 5 | 3 | 6 | 662.3463 | 0
2028 | 5 | 3 | 7 | 701.8308 | 0
2028 | 5 | 3 | 8 | 746.3554 | 0
2028 | 5 | 3 | 9 | 779.7816 | 0
2028 | 5 | 3 | 10 | 804.7863 | 0
2028 | 5 | 3 | 11 | 820.4138 | 0
2028 | 5 | 3 | 12 | 829.9703 | 0
2028 | 5 | 3 | 13 | 838.1202 | 0
2028 | 5 | 3 | 14 | 840.87 | 0
2028 | 5 | 3 | 15 | 842.7473 | 0
2028 | 5 | 3 | 16 | 845.7425 | 0
2028 | 5 | 3 | 17 | 843.9899 | 0
2028 | 5 | 3 | 18 | 831.6939 | 0
2028 | 5 | 3 | 19 | 813.524 | 0
2028 | 5 | 3 | 20 | 803.2609 | 0
2028 | 5 | 3 | 21 | 788.5889 | 0
2028 | 5 | 3 | 22 | 743.338 | 0
2028 | 5 | 3 | 23 | 697.9909 | 0
2028 | 5 | 4 | 0 | 658.0182 | 0
2028 | 5 | 4 | 1 | 622.5815 | 0
2028 | 5 | 4 | 2 | 587.1448 | 0
2028 | 5 | 4 | 3 | 579.9722 | 0
2028 | 5 | 4 | 4 | 579.7914 | 0
2028 | 5 | 4 | 5 | 601.4115 | 0
2028 | 5 | 4 | 6 | 647.7049 | 0
2028 | 5 | 4 | 7 | 693.9983 | 0
2028 | 5 | 4 | 8 | 741.9645 | 0
2028 | 5 | 4 | 9 | 771.5817 | 0
2028 | 5 | 4 | 10 | 787.9774 | 0
2028 | 5 | 4 | 11 | 801.6788 | 0
2028 | 5 | 4 | 12 | 807.1166 | 0
2028 | 5 | 4 | 13 | 811.7437 | 0
2028 | 5 | 4 | 14 | 808.2736 | 0
2028 | 5 | 4 | 15 | 802.6891 | 0
2028 | 5 | 4 | 16 | 798.3093 | 0
2028 | 5 | 4 | 17 | 796.9026 | 0
2028 | 5 | 4 | 18 | 782.5519 | 0
2028 | 5 | 4 | 19 | 775.3401 | 0
2028 | 5 | 4 | 20 | 771.9863 | 0
2028 | 5 | 4 | 21 | 757.9121 | 0
2028 | 5 | 4 | 22 | 707.2323 | 0
2028 | 5 | 4 | 23 | 656.9741 | 0
2028 | 5 | 5 | 0 | 616.1463 | 0
2028 | 5 | 5 | 1 | 630.0229 | 0
2028 | 5 | 5 | 2 | 615.9278 | 0
2028 | 5 | 5 | 3 | 609.7962 | 0
2028 | 5 | 5 | 4 | 610.3567 | 0
2028 | 5 | 5 | 5 | 625.6477 | 0
2028 | 5 | 5 | 6 | 664.1135 | 0
2028 | 5 | 5 | 7 | 702.5792 | 0
2028 | 5 | 5 | 8 | 742.654 | 0
2028 | 5 | 5 | 9 | 772.3304 | 0
2028 | 5 | 5 | 10 | 789.5776 | 0
2028 | 5 | 5 | 11 | 803.9349 | 0
2028 | 5 | 5 | 12 | 810.7013 | 0
2028 | 5 | 5 | 13 | 817.4019 | 0
2028 | 5 | 5 | 14 | 812.8453 | 0
2028 | 5 | 5 | 15 | 808.5699 | 0
2028 | 5 | 5 | 16 | 802.5002 | 0
2028 | 5 | 5 | 17 | 802.3129 | 0
2028 | 5 | 5 | 18 | 789.8634 | 0
2028 | 5 | 5 | 19 | 773.4638 | 0
2028 | 5 | 5 | 20 | 764.715 | 0
2028 | 5 | 5 | 21 | 744.9234 | 0
2028 | 5 | 5 | 22 | 707.8301 | 0
2028 | 5 | 5 | 23 | 672.3654 | 0
2028 | 5 | 6 | 0 | 639.4719 | 0
2028 | 5 | 6 | 1 | 605.9733 | 0
2028 | 5 | 6 | 2 | 572.4747 | 0
2028 | 5 | 6 | 3 | 564.6861 | 0
2028 | 5 | 6 | 4 | 560.7998 | 0
2028 | 5 | 6 | 5 | 565.661 | 0
2028 | 5 | 6 | 6 | 579.3218 | 0
2028 | 5 | 6 | 7 | 592.9826 | 0
2028 | 5 | 6 | 8 | 620.4525 | 0
2028 | 5 | 6 | 9 | 659.8748 | 0
2028 | 5 | 6 | 10 | 688.5794 | 0
2028 | 5 | 6 | 11 | 702.688 | 0
2028 | 5 | 6 | 12 | 701.3471 | 0
2028 | 5 | 6 | 13 | 692.4418 | 0
2028 | 5 | 6 | 14 | 679.4638 | 0
2028 | 5 | 6 | 15 | 666.4032 | 0
2028 | 5 | 6 | 16 | 662.7623 | 0
2028 | 5 | 6 | 17 | 661.1833 | 0
2028 | 5 | 6 | 18 | 656.6173 | 0
2028 | 5 | 6 | 19 | 656.7858 | 0
2028 | 5 | 6 | 20 | 663.936 | 0
2028 | 5 | 6 | 21 | 658.6344 | 0
2028 | 5 | 6 | 22 | 632.9239 | 0
2028 | 5 | 6 | 23 | 608.0939 | 0
2028 | 5 | 7 | 0 | 582.0931 | 0
2028 | 5 | 7 | 1 | 572.0048 | 0
2028 | 5 | 7 | 2 | 557.9244 | 0
2028 | 5 | 7 | 3 | 551.3114 | 0
2028 | 5 | 7 | 4 | 548.5266 | 0
2028 | 5 | 7 | 5 | 550.8931 | 0
2028 | 5 | 7 | 6 | 557.187 | 0
2028 | 5 | 7 | 7 | 563.481 | 0
2028 | 5 | 7 | 8 | 583.9361 | 0
2028 | 5 | 7 | 9 | 610.5492 | 0
2028 | 5 | 7 | 10 | 636.0676 | 0
2028 | 5 | 7 | 11 | 657.4779 | 0
2028 | 5 | 7 | 12 | 667.663 | 0
2028 | 5 | 7 | 13 | 667.5065 | 0
2028 | 5 | 7 | 14 | 663.8265 | 0
2028 | 5 | 7 | 15 | 660.5184 | 0
2028 | 5 | 7 | 16 | 663.5924 | 0
2028 | 5 | 7 | 17 | 670.0304 | 0
2028 | 5 | 7 | 18 | 664.4018 | 0
2028 | 5 | 7 | 19 | 667.0549 | 0
2028 | 5 | 7 | 20 | 671.7497 | 0
2028 | 5 | 7 | 21 | 670.7796 | 0
2028 | 5 | 7 | 22 | 644.0351 | 0
2028 | 5 | 7 | 23 | 612.2444 | 0
2028 | 5 | 8 | 0 | 587.7406 | 0
2028 | 5 | 8 | 1 | 573.4973 | 0
2028 | 5 | 8 | 2 | 561.1142 | 0
2028 | 5 | 8 | 3 | 558.595 | 0
2028 | 5 | 8 | 4 | 562.6385 | 0
2028 | 5 | 8 | 5 | 586.0523 | 0
2028 | 5 | 8 | 6 | 636.548 | 0
2028 | 5 | 8 | 7 | 687.0436 | 0
2028 | 5 | 8 | 8 | 740.1406 | 0
2028 | 5 | 8 | 9 | 764.815 | 0
2028 | 5 | 8 | 10 | 784.4794 | 0
2028 | 5 | 8 | 11 | 797.603 | 0
2028 | 5 | 8 | 12 | 801.6257 | 0
2028 | 5 | 8 | 13 | 804.6617 | 0
2028 | 5 | 8 | 14 | 800.9958 | 0
2028 | 5 | 8 | 15 | 797.9606 | 0
2028 | 5 | 8 | 16 | 799.3226 | 0
2028 | 5 | 8 | 17 | 797.9557 | 0
2028 | 5 | 8 | 18 | 778.5818 | 0
2028 | 5 | 8 | 19 | 768.2434 | 0
2028 | 5 | 8 | 20 | 766.5141 | 0
2028 | 5 | 8 | 21 | 753.4898 | 0
2028 | 5 | 8 | 22 | 707.1276 | 0
2028 | 5 | 8 | 23 | 657.5288 | 0
2028 | 5 | 9 | 0 | 619.033 | 0
2028 | 5 | 9 | 1 | 618.6962 | 0
2028 | 5 | 9 | 2 | 604.686 | 0
2028 | 5 | 9 | 3 | 600.7007 | 0
2028 | 5 | 9 | 4 | 601.6772 | 0
2028 | 5 | 9 | 5 | 621.7713 | 0
2028 | 5 | 9 | 6 | 674.43 | 0
2028 | 5 | 9 | 7 | 722.4488 | 0
2028 | 5 | 9 | 8 | 770.4675 | 0
2028 | 5 | 9 | 9 | 793.0203 | 0
2028 | 5 | 9 | 10 | 810.7273 | 0
2028 | 5 | 9 | 11 | 820.7098 | 0
2028 | 5 | 9 | 12 | 823.514 | 0
2028 | 5 | 9 | 13 | 824.5283 | 0
2028 | 5 | 9 | 14 | 819.2146 | 0
2028 | 5 | 9 | 15 | 813.459 | 0
2028 | 5 | 9 | 16 | 801.1734 | 0
2028 | 5 | 9 | 17 | 798.4699 | 0
2028 | 5 | 9 | 18 | 790.8052 | 0
2028 | 5 | 9 | 19 | 782.3933 | 0
2028 | 5 | 9 | 20 | 772.3015 | 0
2028 | 5 | 9 | 21 | 757.5142 | 0
2028 | 5 | 9 | 22 | 714.3711 | 0
2028 | 5 | 9 | 23 | 668.7699 | 0
2028 | 5 | 10 | 0 | 633.2366 | 0
2028 | 5 | 10 | 1 | 616.4405 | 0
2028 | 5 | 10 | 2 | 601.4352 | 0
2028 | 5 | 10 | 3 | 595.6226 | 0
2028 | 5 | 10 | 4 | 596.9298 | 0
2028 | 5 | 10 | 5 | 617.4327 | 0
2028 | 5 | 10 | 6 | 668.396 | 0
2028 | 5 | 10 | 7 | 719.3593 | 0
2028 | 5 | 10 | 8 | 758.2789 | 0
2028 | 5 | 10 | 9 | 781.1463 | 0
2028 | 5 | 10 | 10 | 802.5372 | 0
2028 | 5 | 10 | 11 | 814.0539 | 0
2028 | 5 | 10 | 12 | 820.7295 | 0
2028 | 5 | 10 | 13 | 824.3829 | 0
2028 | 5 | 10 | 14 | 822.5858 | 0
2028 | 5 | 10 | 15 | 819.7693 | 0
2028 | 5 | 10 | 16 | 822.2995 | 0
2028 | 5 | 10 | 17 | 825.5421 | 0
2028 | 5 | 10 | 18 | 818.3043 | 0
2028 | 5 | 10 | 19 | 808.0868 | 0
2028 | 5 | 10 | 20 | 798.5678 | 0
2028 | 5 | 10 | 21 | 783.4009 | 0
2028 | 5 | 10 | 22 | 736.9595 | 0
2028 | 5 | 10 | 23 | 686.1528 | 0
2028 | 5 | 11 | 0 | 644.3148 | 0
2028 | 5 | 11 | 1 | 625.8228 | 0
2028 | 5 | 11 | 2 | 607.3308 | 0
2028 | 5 | 11 | 3 | 600.3993 | 0
2028 | 5 | 11 | 4 | 601.4438 | 0
2028 | 5 | 11 | 5 | 619.1912 | 0
2028 | 5 | 11 | 6 | 664.1376 | 0
2028 | 5 | 11 | 7 | 709.084 | 0
2028 | 5 | 11 | 8 | 756.3349 | 0
2028 | 5 | 11 | 9 | 781.6842 | 0
2028 | 5 | 11 | 10 | 804.9553 | 0
2028 | 5 | 11 | 11 | 823.6085 | 0
2028 | 5 | 11 | 12 | 833.4975 | 0
2028 | 5 | 11 | 13 | 844.079 | 0
2028 | 5 | 11 | 14 | 846.7638 | 0
2028 | 5 | 11 | 15 | 847.9604 | 0
2028 | 5 | 11 | 16 | 847.0796 | 0
2028 | 5 | 11 | 17 | 840.0173 | 0
2028 | 5 | 11 | 18 | 814.0062 | 0
2028 | 5 | 11 | 19 | 801.2889 | 0
2028 | 5 | 11 | 20 | 789.1553 | 0
2028 | 5 | 11 | 21 | 781.1389 | 0
2028 | 5 | 11 | 22 | 737.0568 | 0
2028 | 5 | 11 | 23 | 691.9721 | 0
2028 | 5 | 12 | 0 | 656.1767 | 0
2028 | 5 | 12 | 1 | 626.6936 | 0
2028 | 5 | 12 | 2 | 597.2105 | 0
2028 | 5 | 12 | 3 | 592.2318 | 0
2028 | 5 | 12 | 4 | 593.8031 | 0
2028 | 5 | 12 | 5 | 609.9957 | 0
2028 | 5 | 12 | 6 | 649.3398 | 0
2028 | 5 | 12 | 7 | 688.6839 | 0
2028 | 5 | 12 | 8 | 730.0463 | 0
2028 | 5 | 12 | 9 | 758.8671 | 0
2028 | 5 | 12 | 10 | 777.057 | 0
2028 | 5 | 12 | 11 | 787.7436 | 0
2028 | 5 | 12 | 12 | 792.4057 | 0
2028 | 5 | 12 | 13 | 797.2006 | 0
2028 | 5 | 12 | 14 | 794.421 | 0
2028 | 5 | 12 | 15 | 791.0284 | 0
2028 | 5 | 12 | 16 | 788.0334 | 0
2028 | 5 | 12 | 17 | 777.4296 | 0
2028 | 5 | 12 | 18 | 755.0339 | 0
2028 | 5 | 12 | 19 | 739.2376 | 0
2028 | 5 | 12 | 20 | 743.2132 | 0
2028 | 5 | 12 | 21 | 735.7898 | 0
2028 | 5 | 12 | 22 | 707.292 | 0
2028 | 5 | 12 | 23 | 668.6627 | 0
2028 | 5 | 13 | 0 | 634.6417 | 0
2028 | 5 | 13 | 1 | 600.3963 | 0
2028 | 5 | 13 | 2 | 566.1509 | 0
2028 | 5 | 13 | 3 | 557.1801 | 0
2028 | 5 | 13 | 4 | 553.1992 | 0
2028 | 5 | 13 | 5 | 555.7732 | 0
2028 | 5 | 13 | 6 | 568.4392 | 0
2028 | 5 | 13 | 7 | 581.1053 | 0
2028 | 5 | 13 | 8 | 610.0166 | 0
2028 | 5 | 13 | 9 | 644.4344 | 0
2028 | 5 | 13 | 10 | 675.1998 | 0
2028 | 5 | 13 | 11 | 692.1003 | 0
2028 | 5 | 13 | 12 | 696.9175 | 0
2028 | 5 | 13 | 13 | 692.8173 | 0
2028 | 5 | 13 | 14 | 684.528 | 0
2028 | 5 | 13 | 15 | 676.9291 | 0
2028 | 5 | 13 | 16 | 674.9177 | 0
2028 | 5 | 13 | 17 | 680.1581 | 0
2028 | 5 | 13 | 18 | 672.0832 | 0
2028 | 5 | 13 | 19 | 671.1205 | 0
2028 | 5 | 13 | 20 | 670.9963 | 0
2028 | 5 | 13 | 21 | 663.7452 | 0
2028 | 5 | 13 | 22 | 639.7429 | 0
2028 | 5 | 13 | 23 | 615.6342 | 0
2028 | 5 | 14 | 0 | 592.9411 | 0
2028 | 5 | 14 | 1 | 567.7062 | 0
2028 | 5 | 14 | 2 | 552.0964 | 0
2028 | 5 | 14 | 3 | 544.1679 | 0
2028 | 5 | 14 | 4 | 538.9261 | 0
2028 | 5 | 14 | 5 | 537.2785 | 0
2028 | 5 | 14 | 6 | 540.559 | 0
2028 | 5 | 14 | 7 | 543.8395 | 0
2028 | 5 | 14 | 8 | 569.5309 | 0
2028 | 5 | 14 | 9 | 605.533 | 0
2028 | 5 | 14 | 10 | 631.8673 | 0
2028 | 5 | 14 | 11 | 654.3181 | 0
2028 | 5 | 14 | 12 | 667.8067 | 0
2028 | 5 | 14 | 13 | 673.4744 | 0
2028 | 5 | 14 | 14 | 675.3432 | 0
2028 | 5 | 14 | 15 | 678.3359 | 0
2028 | 5 | 14 | 16 | 684.5311 | 0
2028 | 5 | 14 | 17 | 692.9094 | 0
2028 | 5 | 14 | 18 | 689.7663 | 0
2028 | 5 | 14 | 19 | 684.7185 | 0
2028 | 5 | 14 | 20 | 681.4969 | 0
2028 | 5 | 14 | 21 | 680.7062 | 0
2028 | 5 | 14 | 22 | 656.383 | 0
2028 | 5 | 14 | 23 | 622.8008 | 0
2028 | 5 | 15 | 0 | 593.8208 | 0
2028 | 5 | 15 | 1 | 615.762 | 0
2028 | 5 | 15 | 2 | 598.582 | 0
2028 | 5 | 15 | 3 | 591.1851 | 0
2028 | 5 | 15 | 4 | 591.7125 | 0
2028 | 5 | 15 | 5 | 614.8741 | 0
2028 | 5 | 15 | 6 | 658.1988 | 0
2028 | 5 | 15 | 7 | 709.9052 | 0
2028 | 5 | 15 | 8 | 761.6116 | 0
2028 | 5 | 15 | 9 | 790.8507 | 0
2028 | 5 | 15 | 10 | 821.2549 | 0
2028 | 5 | 15 | 11 | 842.3448 | 0
2028 | 5 | 15 | 12 | 851.9421 | 0
2028 | 5 | 15 | 13 | 861.6341 | 0
2028 | 5 | 15 | 14 | 860.0573 | 0
2028 | 5 | 15 | 15 | 856.0144 | 0
2028 | 5 | 15 | 16 | 852.7558 | 0
2028 | 5 | 15 | 17 | 846.0008 | 0
2028 | 5 | 15 | 18 | 819.9192 | 0
2028 | 5 | 15 | 19 | 804.8133 | 0
2028 | 5 | 15 | 20 | 799.4905 | 0
2028 | 5 | 15 | 21 | 780.8936 | 0
2028 | 5 | 15 | 22 | 731.248 | 0
2028 | 5 | 15 | 23 | 679.3914 | 0
2028 | 5 | 16 | 0 | 637.7528 | 0
2028 | 5 | 16 | 1 | 619.0971 | 0
2028 | 5 | 16 | 2 | 612.7746 | 0
2028 | 5 | 16 | 3 | 608.3132 | 0
2028 | 5 | 16 | 4 | 608.5499 | 0
2028 | 5 | 16 | 5 | 624.0812 | 0
2028 | 5 | 16 | 6 | 662.3769 | 0
2028 | 5 | 16 | 7 | 700.6726 | 0
2028 | 5 | 16 | 8 | 742.8489 | 0
2028 | 5 | 16 | 9 | 764.6765 | 0
2028 | 5 | 16 | 10 | 780.5687 | 0
2028 | 5 | 16 | 11 | 788.3274 | 0
2028 | 5 | 16 | 12 | 789.8125 | 0
2028 | 5 | 16 | 13 | 791.2884 | 0
2028 | 5 | 16 | 14 | 786.0402 | 0
2028 | 5 | 16 | 15 | 781.8457 | 0
2028 | 5 | 16 | 16 | 771.4683 | 0
2028 | 5 | 16 | 17 | 770.6651 | 0
2028 | 5 | 16 | 18 | 759.0501 | 0
2028 | 5 | 16 | 19 | 750.4236 | 0
2028 | 5 | 16 | 20 | 749.0903 | 0
2028 | 5 | 16 | 21 | 746.4803 | 0
2028 | 5 | 16 | 22 | 709.9392 | 0
2028 | 5 | 16 | 23 | 673.1923 | 0
2028 | 5 | 17 | 0 | 644.7427 | 0
2028 | 5 | 17 | 1 | 620.5283 | 0
2028 | 5 | 17 | 2 | 606.4682 | 0
2028 | 5 | 17 | 3 | 601.5581 | 0
2028 | 5 | 17 | 4 | 602.8331 | 0
2028 | 5 | 17 | 5 | 620.8707 | 0
2028 | 5 | 17 | 6 | 670.4217 | 0
2028 | 5 | 17 | 7 | 719.9727 | 0
2028 | 5 | 17 | 8 | 753.8123 | 0
2028 | 5 | 17 | 9 | 785.1098 | 0
2028 | 5 | 17 | 10 | 811.8186 | 0
2028 | 5 | 17 | 11 | 828.0054 | 0
2028 | 5 | 17 | 12 | 836.3302 | 0
2028 | 5 | 17 | 13 | 844.3816 | 0
2028 | 5 | 17 | 14 | 845.527 | 0
2028 | 5 | 17 | 15 | 846.0589 | 0
2028 | 5 | 17 | 16 | 850.7359 | 0
2028 | 5 | 17 | 17 | 850.4159 | 0
2028 | 5 | 17 | 18 | 836.779 | 0
2028 | 5 | 17 | 19 | 825.0575 | 0
2028 | 5 | 17 | 20 | 818.4023 | 0
2028 | 5 | 17 | 21 | 801.3197 | 0
2028 | 5 | 17 | 22 | 755.9489 | 0
2028 | 5 | 17 | 23 | 708.2403 | 0
2028 | 5 | 18 | 0 | 669.1124 | 0
2028 | 5 | 18 | 1 | 639.4003 | 0
2028 | 5 | 18 | 2 | 609.6883 | 0
2028 | 5 | 18 | 3 | 601.5094 | 0
2028 | 5 | 18 | 4 | 601.0292 | 0
2028 | 5 | 18 | 5 | 616.7594 | 0
2028 | 5 | 18 | 6 | 667.305 | 0
2028 | 5 | 18 | 7 | 717.8506 | 0
2028 | 5 | 18 | 8 | 761.6488 | 0
2028 | 5 | 18 | 9 | 801.7759 | 0
2028 | 5 | 18 | 10 | 832.6633 | 0
2028 | 5 | 18 | 11 | 856.3143 | 0
2028 | 5 | 18 | 12 | 871.0399 | 0
2028 | 5 | 18 | 13 | 885.8912 | 0
2028 | 5 | 18 | 14 | 893.1495 | 0
2028 | 5 | 18 | 15 | 898.4146 | 0
2028 | 5 | 18 | 16 | 903.7366 | 0
2028 | 5 | 18 | 17 | 899.1551 | 0
2028 | 5 | 18 | 18 | 879.0815 | 0
2028 | 5 | 18 | 19 | 858.1235 | 0
2028 | 5 | 18 | 20 | 838.4901 | 0
2028 | 5 | 18 | 21 | 812.1195 | 0
2028 | 5 | 18 | 22 | 765.1707 | 0
2028 | 5 | 18 | 23 | 715.1329 | 0
2028 | 5 | 19 | 0 | 674.3723 | 0
2028 | 5 | 19 | 1 | 661.9739 | 0
2028 | 5 | 19 | 2 | 642.316 | 0
2028 | 5 | 19 | 3 | 631.1662 | 0
2028 | 5 | 19 | 4 | 627.7438 | 0
2028 | 5 | 19 | 5 | 639.7272 | 0
2028 | 5 | 19 | 6 | 689.1814 | 0
2028 | 5 | 19 | 7 | 738.6356 | 0
2028 | 5 | 19 | 8 | 800.2372 | 0
2028 | 5 | 19 | 9 | 855.762 | 0
2028 | 5 | 19 | 10 | 898.7117 | 0
2028 | 5 | 19 | 11 | 931.9127 | 0
2028 | 5 | 19 | 12 | 952.6556 | 0
2028 | 5 | 19 | 13 | 973.2502 | 0
2028 | 5 | 19 | 14 | 984.9245 | 0
2028 | 5 | 19 | 15 | 993.7838 | 0
2028 | 5 | 19 | 16 | 999.1054 | 0
2028 | 5 | 19 | 17 | 992.8393 | 0
2028 | 5 | 19 | 18 | 963.1058 | 0
2028 | 5 | 19 | 19 | 933.6872 | 0
2028 | 5 | 19 | 20 | 898.3249 | 0
2028 | 5 | 19 | 21 | 870.9467 | 0
2028 | 5 | 19 | 22 | 823.2913 | 0
2028 | 5 | 19 | 23 | 772.4163 | 0
2028 | 5 | 20 | 0 | 723.299 | 0
2028 | 5 | 20 | 1 | 674.1817 | 0
2028 | 5 | 20 | 2 | 626.8222 | 0
2028 | 5 | 20 | 3 | 609.9007 | 0
2028 | 5 | 20 | 4 | 599.8179 | 0
2028 | 5 | 20 | 5 | 599.3997 | 0
2028 | 5 | 20 | 6 | 612.7915 | 0
2028 | 5 | 20 | 7 | 626.1833 | 0
2028 | 5 | 20 | 8 | 664.0672 | 0
2028 | 5 | 20 | 9 | 701.3099 | 0
2028 | 5 | 20 | 10 | 738.5241 | 0
2028 | 5 | 20 | 11 | 763.6179 | 0
2028 | 5 | 20 | 12 | 773.9198 | 0
2028 | 5 | 20 | 13 | 775.163 | 0
2028 | 5 | 20 | 14 | 772.6796 | 0
2028 | 5 | 20 | 15 | 767.7548 | 0
2028 | 5 | 20 | 16 | 769.3876 | 0
2028 | 5 | 20 | 17 | 776.1457 | 0
2028 | 5 | 20 | 18 | 761.9627 | 0
2028 | 5 | 20 | 19 | 742.5372 | 0
2028 | 5 | 20 | 20 | 734.3629 | 0
2028 | 5 | 20 | 21 | 718.4346 | 0
2028 | 5 | 20 | 22 | 690.0247 | 0
2028 | 5 | 20 | 23 | 657.1227 | 0
2028 | 5 | 21 | 0 | 625.2023 | 0
2028 | 5 | 21 | 1 | 613.1665 | 0
2028 | 5 | 21 | 2 | 593.6828 | 0
2028 | 5 | 21 | 3 | 581.0431 | 0
2028 | 5 | 21 | 4 | 572.2334 | 0
2028 | 5 | 21 | 5 | 572.8261 | 0
2028 | 5 | 21 | 6 | 583.0669 | 0
2028 | 5 | 21 | 7 | 593.3077 | 0
2028 | 5 | 21 | 8 | 610.9133 | 0
2028 | 5 | 21 | 9 | 641.7014 | 0
2028 | 5 | 21 | 10 | 677.515 | 0
2028 | 5 | 21 | 11 | 708.0892 | 0
2028 | 5 | 21 | 12 | 726.1884 | 0
2028 | 5 | 21 | 13 | 734.6317 | 0
2028 | 5 | 21 | 14 | 734.7843 | 0
2028 | 5 | 21 | 15 | 736.6651 | 0
2028 | 5 | 21 | 16 | 739.9317 | 0
2028 | 5 | 21 | 17 | 743.6719 | 0
2028 | 5 | 21 | 18 | 728.7953 | 0
2028 | 5 | 21 | 19 | 726.6447 | 0
2028 | 5 | 21 | 20 | 737.9426 | 0
2028 | 5 | 21 | 21 | 741.1916 | 0
2028 | 5 | 21 | 22 | 713.6047 | 0
2028 | 5 | 21 | 23 | 675.0058 | 0
2028 | 5 | 22 | 0 | 642.0256 | 0
2028 | 5 | 22 | 1 | 591.8358 | 0
2028 | 5 | 22 | 2 | 541.6459 | 0
2028 | 5 | 22 | 3 | 534.7141 | 0
2028 | 5 | 22 | 4 | 530.6517 | 0
2028 | 5 | 22 | 5 | 529.7313 | 0
2028 | 5 | 22 | 6 | 532.8324 | 0
2028 | 5 | 22 | 7 | 535.9336 | 0
2028 | 5 | 22 | 8 | 558.6027 | 0
2028 | 5 | 22 | 9 | 590.3838 | 0
2028 | 5 | 22 | 10 | 614.4101 | 0
2028 | 5 | 22 | 11 | 634.8373 | 0
2028 | 5 | 22 | 12 | 647.2053 | 0
2028 | 5 | 22 | 13 | 647.4893 | 0
2028 | 5 | 22 | 14 | 645.0221 | 0
2028 | 5 | 22 | 15 | 643.7843 | 0
2028 | 5 | 22 | 16 | 652.3911 | 0
2028 | 5 | 22 | 17 | 667.2304 | 0
2028 | 5 | 22 | 18 | 661.3105 | 0
2028 | 5 | 22 | 19 | 657.2257 | 0
2028 | 5 | 22 | 20 | 654.6066 | 0
2028 | 5 | 22 | 21 | 654.233 | 0
2028 | 5 | 22 | 22 | 630.8023 | 0
2028 | 5 | 22 | 23 | 599.3594 | 0
2028 | 5 | 23 | 0 | 594.0221 | 0
2028 | 5 | 23 | 1 | 629.1503 | 0
2028 | 5 | 23 | 2 | 611.8866 | 0
2028 | 5 | 23 | 3 | 603.3683 | 0
2028 | 5 | 23 | 4 | 600.7717 | 0
2028 | 5 | 23 | 5 | 615.9595 | 0
2028 | 5 | 23 | 6 | 664.0169 | 0
2028 | 5 | 23 | 7 | 712.0742 | 0
2028 | 5 | 23 | 8 | 757.274 | 0
2028 | 5 | 23 | 9 | 792.2185 | 0
2028 | 5 | 23 | 10 | 822.8605 | 0
2028 | 5 | 23 | 11 | 842.4163 | 0
2028 | 5 | 23 | 12 | 853.7519 | 0
2028 | 5 | 23 | 13 | 866.2422 | 0
2028 | 5 | 23 | 14 | 874.5922 | 0
2028 | 5 | 23 | 15 | 881.6114 | 0
2028 | 5 | 23 | 16 | 881.0565 | 0
2028 | 5 | 23 | 17 | 884.1984 | 0
2028 | 5 | 23 | 18 | 873.3474 | 0
2028 | 5 | 23 | 19 | 856.1272 | 0
2028 | 5 | 23 | 20 | 833.4589 | 0
2028 | 5 | 23 | 21 | 812.061 | 0
2028 | 5 | 23 | 22 | 767.6483 | 0
2028 | 5 | 23 | 23 | 717.135 | 0
2028 | 5 | 24 | 0 | 674.6318 | 0
2028 | 5 | 24 | 1 | 643.3308 | 0
2028 | 5 | 24 | 2 | 626.3574 | 0
2028 | 5 | 24 | 3 | 618.9492 | 0
2028 | 5 | 24 | 4 | 616.9701 | 0
2028 | 5 | 24 | 5 | 632.8178 | 0
2028 | 5 | 24 | 6 | 680.1334 | 0
2028 | 5 | 24 | 7 | 727.449 | 0
2028 | 5 | 24 | 8 | 772.9441 | 0
2028 | 5 | 24 | 9 | 815.7658 | 0
2028 | 5 | 24 | 10 | 850.7818 | 0
2028 | 5 | 24 | 11 | 875.7375 | 0
2028 | 5 | 24 | 12 | 899.726 | 0
2028 | 5 | 24 | 13 | 916.8129 | 0
2028 | 5 | 24 | 14 | 928.1487 | 0
2028 | 5 | 24 | 15 | 938.5988 | 0
2028 | 5 | 24 | 16 | 950.3367 | 0
2028 | 5 | 24 | 17 | 953.9891 | 0
2028 | 5 | 24 | 18 | 943.1022 | 0
2028 | 5 | 24 | 19 | 920.0118 | 0
2028 | 5 | 24 | 20 | 899.2323 | 0
2028 | 5 | 24 | 21 | 869.9429 | 0
2028 | 5 | 24 | 22 | 823.7152 | 0
2028 | 5 | 24 | 23 | 769.6642 | 0
2028 | 5 | 25 | 0 | 718.2003 | 0
2028 | 5 | 25 | 1 | 674.8004 | 0
2028 | 5 | 25 | 2 | 631.4006 | 0
2028 | 5 | 25 | 3 | 619.5225 | 0
2028 | 5 | 25 | 4 | 615.1042 | 0
2028 | 5 | 25 | 5 | 629.5056 | 0
2028 | 5 | 25 | 6 | 680.7548 | 0
2028 | 5 | 25 | 7 | 732.0041 | 0
2028 | 5 | 25 | 8 | 778.5179 | 0
2028 | 5 | 25 | 9 | 821.6351 | 0
2028 | 5 | 25 | 10 | 856.4781 | 0
2028 | 5 | 25 | 11 | 884.713 | 0
2028 | 5 | 25 | 12 | 901.8294 | 0
2028 | 5 | 25 | 13 | 919.77 | 0
2028 | 5 | 25 | 14 | 930.4772 | 0
2028 | 5 | 25 | 15 | 938.1306 | 0
2028 | 5 | 25 | 16 | 943.1609 | 0
2028 | 5 | 25 | 17 | 941.5335 | 0
2028 | 5 | 25 | 18 | 912.7893 | 0
2028 | 5 | 25 | 19 | 896.3411 | 0
2028 | 5 | 25 | 20 | 874.4019 | 0
2028 | 5 | 25 | 21 | 849.0899 | 0
2028 | 5 | 25 | 22 | 800.4033 | 0
2028 | 5 | 25 | 23 | 744.0827 | 0
2028 | 5 | 26 | 0 | 697.7459 | 0
2028 | 5 | 26 | 1 | 682.3261 | 0
2028 | 5 | 26 | 2 | 659.9243 | 0
2028 | 5 | 26 | 3 | 647.7699 | 0
2028 | 5 | 26 | 4 | 642.8141 | 0
2028 | 5 | 26 | 5 | 660.1224 | 0
2028 | 5 | 26 | 6 | 699.7377 | 0
2028 | 5 | 26 | 7 | 767.3993 | 0
2028 | 5 | 26 | 8 | 824.0217 | 0
2028 | 5 | 26 | 9 | 876.5643 | 0
2028 | 5 | 26 | 10 | 918.8835 | 0
2028 | 5 | 26 | 11 | 952.7041 | 0
2028 | 5 | 26 | 12 | 973.7663 | 0
2028 | 5 | 26 | 13 | 991.848 | 0
2028 | 5 | 26 | 14 | 1000.3644 | 0.3644
2028 | 5 | 26 | 15 | 1000.8928 | 0.89276
2028 | 5 | 26 | 16 | 996.5839 | 0
2028 | 5 | 26 | 17 | 986.693 | 0
2028 | 5 | 26 | 18 | 957.2528 | 0
2028 | 5 | 26 | 19 | 941.4413 | 0
2028 | 5 | 26 | 20 | 918.7114 | 0
2028 | 5 | 26 | 21 | 901.4553 | 0
2028 | 5 | 26 | 22 | 857.0506 | 0
2028 | 5 | 26 | 23 | 800.8481 | 0
2028 | 5 | 27 | 0 | 751.224 | 0
2028 | 5 | 27 | 1 | 702.5252 | 0
2028 | 5 | 27 | 2 | 668.7896 | 0
2028 | 5 | 27 | 3 | 635.054 | 0
2028 | 5 | 27 | 4 | 619.8366 | 0
2028 | 5 | 27 | 5 | 610.2975 | 0
2028 | 5 | 27 | 6 | 603.3898 | 0
2028 | 5 | 27 | 7 | 608.3406 | 0
2028 | 5 | 27 | 8 | 634.5238 | 0
2028 | 5 | 27 | 9 | 670.9375 | 0
2028 | 5 | 27 | 10 | 704.4345 | 0
2028 | 5 | 27 | 11 | 723.9544 | 0
2028 | 5 | 27 | 12 | 731.2565 | 0
2028 | 5 | 27 | 13 | 734.4603 | 0
2028 | 5 | 27 | 14 | 736.1157 | 0
2028 | 5 | 27 | 15 | 738.2846 | 0
2028 | 5 | 27 | 16 | 742.2056 | 0
2028 | 5 | 27 | 17 | 750.6451 | 0
2028 | 5 | 27 | 18 | 740.1994 | 0
2028 | 5 | 27 | 19 | 724.3772 | 0
2028 | 5 | 27 | 20 | 706.0608 | 0
2028 | 5 | 27 | 21 | 698.5191 | 0
2028 | 5 | 27 | 22 | 683.0219 | 0
2028 | 5 | 27 | 23 | 659.4149 | 0
2028 | 5 | 28 | 0 | 636.4056 | 0
2028 | 5 | 28 | 1 | 596.8187 | 0
2028 | 5 | 28 | 2 | 557.2318 | 0
2028 | 5 | 28 | 3 | 546.9303 | 0
2028 | 5 | 28 | 4 | 541.13 | 0
2028 | 5 | 28 | 5 | 538.8546 | 0
2028 | 5 | 28 | 6 | 546.6426 | 0
2028 | 5 | 28 | 7 | 554.4306 | 0
2028 | 5 | 28 | 8 | 578.412 | 0
2028 | 5 | 28 | 9 | 602.3933 | 0
2028 | 5 | 28 | 10 | 628.5236 | 0
2028 | 5 | 28 | 11 | 649.3391 | 0
2028 | 5 | 28 | 12 | 659.9774 | 0
2028 | 5 | 28 | 13 | 665.8343 | 0
2028 | 5 | 28 | 14 | 665.4711 | 0
2028 | 5 | 28 | 15 | 670.2247 | 0
2028 | 5 | 28 | 16 | 679.8271 | 0
2028 | 5 | 28 | 17 | 686.9305 | 0
2028 | 5 | 28 | 18 | 687.2469 | 0
2028 | 5 | 28 | 19 | 685.5261 | 0
2028 | 5 | 28 | 20 | 684.4905 | 0
2028 | 5 | 28 | 21 | 678.9988 | 0
2028 | 5 | 28 | 22 | 657.9503 | 0
2028 | 5 | 28 | 23 | 626.5273 | 0
2028 | 5 | 29 | 0 | 595.1042 | 0
2028 | 5 | 29 | 1 | 590.1617 | 0
2028 | 5 | 29 | 2 | 578.6117 | 0
2028 | 5 | 29 | 3 | 575.2075 | 0
2028 | 5 | 29 | 4 | 576.9248 | 0
2028 | 5 | 29 | 5 | 594.0908 | 0
2028 | 5 | 29 | 6 | 643.9851 | 0
2028 | 5 | 29 | 7 | 693.8794 | 0
2028 | 5 | 29 | 8 | 726.0472 | 0
2028 | 5 | 29 | 9 | 762.8744 | 0
2028 | 5 | 29 | 10 | 790.551 | 0
2028 | 5 | 29 | 11 | 811.2695 | 0
2028 | 5 | 29 | 12 | 821.0969 | 0
2028 | 5 | 29 | 13 | 830.4609 | 0
2028 | 5 | 29 | 14 | 831.0016 | 0
2028 | 5 | 29 | 15 | 833.1818 | 0
2028 | 5 | 29 | 16 | 839.1066 | 0
2028 | 5 | 29 | 17 | 838.5616 | 0
2028 | 5 | 29 | 18 | 828.5338 | 0
2028 | 5 | 29 | 19 | 820.4049 | 0
2028 | 5 | 29 | 20 | 808.7727 | 0
2028 | 5 | 29 | 21 | 792.6703 | 0
2028 | 5 | 29 | 22 | 753.8716 | 0
2028 | 5 | 29 | 23 | 707.71 | 0
2028 | 5 | 30 | 0 | 661.5484 | 0
2028 | 5 | 30 | 1 | 633.6436 | 0
2028 | 5 | 30 | 2 | 605.7388 | 0
2028 | 5 | 30 | 3 | 598.9607 | 0
2028 | 5 | 30 | 4 | 598.7166 | 0
2028 | 5 | 30 | 5 | 615.4754 | 0
2028 | 5 | 30 | 6 | 661.0558 | 0
2028 | 5 | 30 | 7 | 706.6362 | 0
2028 | 5 | 30 | 8 | 760.1697 | 0
2028 | 5 | 30 | 9 | 785.648 | 0
2028 | 5 | 30 | 10 | 815.4717 | 0
2028 | 5 | 30 | 11 | 834.6443 | 0
2028 | 5 | 30 | 12 | 843.0285 | 0
2028 | 5 | 30 | 13 | 848.9668 | 0
2028 | 5 | 30 | 14 | 844.9345 | 0
2028 | 5 | 30 | 15 | 844.1209 | 0
2028 | 5 | 30 | 16 | 837.0851 | 0
2028 | 5 | 30 | 17 | 839.0704 | 0
2028 | 5 | 30 | 18 | 831.317 | 0
2028 | 5 | 30 | 19 | 816.8136 | 0
2028 | 5 | 30 | 20 | 811.3818 | 0
2028 | 5 | 30 | 21 | 791.6659 | 0
2028 | 5 | 30 | 22 | 747.3003 | 0
2028 | 5 | 30 | 23 | 694.1408 | 0
2028 | 5 | 31 | 0 | 652.2927 | 0
2028 | 5 | 31 | 1 | 633.6045 | 0
2028 | 5 | 31 | 2 | 617.5067 | 0
2028 | 5 | 31 | 3 | 611.1261 | 0
2028 | 5 | 31 | 4 | 610.0556 | 0
2028 | 5 | 31 | 5 | 625.1687 | 0
2028 | 5 | 31 | 6 | 667.5454 | 0
2028 | 5 | 31 | 7 | 709.9221 | 0
2028 | 5 | 31 | 8 | 751.3513 | 0
2028 | 5 | 31 | 9 | 781.3095 | 0
2028 | 5 | 31 | 10 | 805.8769 | 0
2028 | 5 | 31 | 11 | 821.4366 | 0
2028 | 5 | 31 | 12 | 842.6894 | 0
2028 | 5 | 31 | 13 | 851.7017 | 0
2028 | 5 | 31 | 14 | 855.7697 | 0
2028 | 5 | 31 | 15 | 860.8319 | 0
2028 | 5 | 31 | 16 | 868.9915 | 0
2028 | 5 | 31 | 17 | 874.2109 | 0
2028 | 5 | 31 | 18 | 867.5263 | 0
2028 | 5 | 31 | 19 | 849.8454 | 0
2028 | 5 | 31 | 20 | 825.9748 | 0
2028 | 5 | 31 | 21 | 808.697 | 0
2028 | 5 | 31 | 22 | 771.5306 | 0
2028 | 5 | 31 | 23 | 723.4655 | 0
2028 | 6 | 1 | 0 | 675.4536 | 0
2028 | 6 | 1 | 1 | 643.5113 | 0
2028 | 6 | 1 | 2 | 611.5689 | 0
2028 | 6 | 1 | 3 | 603.2424 | 0
2028 | 6 | 1 | 4 | 601.7931 | 0
2028 | 6 | 1 | 5 | 617.2101 | 0
2028 | 6 | 1 | 6 | 663.6943 | 0
2028 | 6 | 1 | 7 | 710.1784 | 0
2028 | 6 | 1 | 8 | 747.3926 | 0
2028 | 6 | 1 | 9 | 788.6419 | 0
2028 | 6 | 1 | 10 | 811.778 | 0
2028 | 6 | 1 | 11 | 833.2086 | 0
2028 | 6 | 1 | 12 | 844.818 | 0
2028 | 6 | 1 | 13 | 858.149 | 0
2028 | 6 | 1 | 14 | 865.4548 | 0
2028 | 6 | 1 | 15 | 871.9697 | 0
2028 | 6 | 1 | 16 | 878.5265 | 0
2028 | 6 | 1 | 17 | 881.5496 | 0
2028 | 6 | 1 | 18 | 860.9754 | 0
2028 | 6 | 1 | 19 | 838.9478 | 0
2028 | 6 | 1 | 20 | 818.218 | 0
2028 | 6 | 1 | 21 | 797.0661 | 0
2028 | 6 | 1 | 22 | 757.1726 | 0
2028 | 6 | 1 | 23 | 708.102 | 0
2028 | 6 | 2 | 0 | 656.8134 | 0
2028 | 6 | 2 | 1 | 633.2743 | 0
2028 | 6 | 2 | 2 | 615.0748 | 0
2028 | 6 | 2 | 3 | 605.8798 | 0
2028 | 6 | 2 | 4 | 604.1463 | 0
2028 | 6 | 2 | 5 | 623.0471 | 0
2028 | 6 | 2 | 6 | 660.9737 | 0
2028 | 6 | 2 | 7 | 724.6722 | 0
2028 | 6 | 2 | 8 | 771.9928 | 0
2028 | 6 | 2 | 9 | 812.8812 | 0
2028 | 6 | 2 | 10 | 848.0756 | 0
2028 | 6 | 2 | 11 | 875.9676 | 0
2028 | 6 | 2 | 12 | 893.3626 | 0
2028 | 6 | 2 | 13 | 909.0075 | 0
2028 | 6 | 2 | 14 | 915.3708 | 0
2028 | 6 | 2 | 15 | 920.8193 | 0
2028 | 6 | 2 | 16 | 921.7728 | 0
2028 | 6 | 2 | 17 | 913.1668 | 0
2028 | 6 | 2 | 18 | 882.7498 | 0
2028 | 6 | 2 | 19 | 864.4224 | 0
2028 | 6 | 2 | 20 | 835.8204 | 0
2028 | 6 | 2 | 21 | 810.8555 | 0
2028 | 6 | 2 | 22 | 768.8302 | 0
2028 | 6 | 2 | 23 | 715.9769 | 0
2028 | 6 | 3 | 0 | 671.6808 | 0
2028 | 6 | 3 | 1 | 662.0841 | 0
2028 | 6 | 3 | 2 | 639.5569 | 0
2028 | 6 | 3 | 3 | 626.7825 | 0
2028 | 6 | 3 | 4 | 618.4226 | 0
2028 | 6 | 3 | 5 | 620.3105 | 0
2028 | 6 | 3 | 6 | 637.5102 | 0
2028 | 6 | 3 | 7 | 654.7099 | 0
2028 | 6 | 3 | 8 | 699.3495 | 0
2028 | 6 | 3 | 9 | 743.989 | 0
2028 | 6 | 3 | 10 | 791.853 | 0
2028 | 6 | 3 | 11 | 827.2523 | 0
2028 | 6 | 3 | 12 | 846.7836 | 0
2028 | 6 | 3 | 13 | 856.9522 | 0
2028 | 6 | 3 | 14 | 860.7156 | 0
2028 | 6 | 3 | 15 | 864.6769 | 0
2028 | 6 | 3 | 16 | 871.0546 | 0
2028 | 6 | 3 | 17 | 865.0118 | 0
2028 | 6 | 3 | 18 | 848.4548 | 0
2028 | 6 | 3 | 19 | 843.5886 | 0
2028 | 6 | 3 | 20 | 816.6801 | 0
2028 | 6 | 3 | 21 | 797.9826 | 0
2028 | 6 | 3 | 22 | 770.9322 | 0
2028 | 6 | 3 | 23 | 733.7309 | 0
2028 | 6 | 4 | 0 | 700.183 | 0
2028 | 6 | 4 | 1 | 703.2875 | 0
2028 | 6 | 4 | 2 | 677.504 | 0
2028 | 6 | 4 | 3 | 658.5349 | 0
2028 | 6 | 4 | 4 | 645.8075 | 0
2028 | 6 | 4 | 5 | 640.7742 | 0
2028 | 6 | 4 | 6 | 645.7779 | 0
2028 | 6 | 4 | 7 | 679.0225 | 0
2028 | 6 | 4 | 8 | 738.8083 | 0
2028 | 6 | 4 | 9 | 802.6311 | 0
2028 | 6 | 4 | 10 | 859.9398 | 0
2028 | 6 | 4 | 11 | 921.2854 | 0
2028 | 6 | 4 | 12 | 958.8996 | 0
2028 | 6 | 4 | 13 | 984.8917 | 0
2028 | 6 | 4 | 14 | 1004.4122 | 4.4122
2028 | 6 | 4 | 15 | 1020.9265 | 20.9265
2028 | 6 | 4 | 16 | 1037.6337 | 37.6337
2028 | 6 | 4 | 17 | 1044.0557 | 44.0557
2028 | 6 | 4 | 18 | 1010.8314 | 10.8314
2028 | 6 | 4 | 19 | 993.164 | 0
2028 | 6 | 4 | 20 | 957.5616 | 0
2028 | 6 | 4 | 21 | 946.6954 | 0
2028 | 6 | 4 | 22 | 906.9891 | 0
2028 | 6 | 4 | 23 | 849.8597 | 0
2028 | 6 | 5 | 0 | 817.9573 | 0
2028 | 6 | 5 | 1 | 786.055 | 0
2028 | 6 | 5 | 2 | 753.8938 | 0
2028 | 6 | 5 | 3 | 734.2981 | 0
2028 | 6 | 5 | 4 | 726.3369 | 0
2028 | 6 | 5 | 5 | 742.6496 | 0
2028 | 6 | 5 | 6 | 801.1259 | 0
2028 | 6 | 5 | 7 | 859.6023 | 0
2028 | 6 | 5 | 8 | 931.8805 | 0
2028 | 6 | 5 | 9 | 1005.8981 | 5.8981
2028 | 6 | 5 | 10 | 1061.4324 | 61.4324
2028 | 6 | 5 | 11 | 1103.0544 | 103.0544
2028 | 6 | 5 | 12 | 1130.5537 | 130.5537
2028 | 6 | 5 | 13 | 1149.1288 | 149.1288
2028 | 6 | 5 | 14 | 1157.5965 | 157.5965
2028 | 6 | 5 | 15 | 1163.4022 | 163.4022
2028 | 6 | 5 | 16 | 1165.9213 | 165.9213
2028 | 6 | 5 | 17 | 1161.3305 | 161.3305
2028 | 6 | 5 | 18 | 1129.5391 | 129.5391
2028 | 6 | 5 | 19 | 1103.0534 | 103.0534
2028 | 6 | 5 | 20 | 1076.171 | 76.171
2028 | 6 | 5 | 21 | 1044.4875 | 44.4875
2028 | 6 | 5 | 22 | 986.1937 | 0
2028 | 6 | 5 | 23 | 911.4801 | 0
2028 | 6 | 6 | 0 | 843.0509 | 0
2028 | 6 | 6 | 1 | 774.6218 | 0
2028 | 6 | 6 | 2 | 740.6111 | 0
2028 | 6 | 6 | 3 | 719.233 | 0
2028 | 6 | 6 | 4 | 709.8306 | 0
2028 | 6 | 6 | 5 | 722.7622 | 0
2028 | 6 | 6 | 6 | 762.4474 | 0
2028 | 6 | 6 | 7 | 836.0447 | 0
2028 | 6 | 6 | 8 | 887.9472 | 0
2028 | 6 | 6 | 9 | 926.1086 | 0
2028 | 6 | 6 | 10 | 970.2332 | 0
2028 | 6 | 6 | 11 | 1002.7095 | 2.7095
2028 | 6 | 6 | 12 | 1018.6787 | 18.6787
2028 | 6 | 6 | 13 | 1027.7945 | 27.7945
2028 | 6 | 6 | 14 | 1026.6505 | 26.6505
2028 | 6 | 6 | 15 | 1024.9682 | 24.9682
2028 | 6 | 6 | 16 | 1023.7344 | 23.7344
2028 | 6 | 6 | 17 | 1028.5063 | 28.5063
2028 | 6 | 6 | 18 | 1011.2538 | 11.2538
2028 | 6 | 6 | 19 | 975.4021 | 0
2028 | 6 | 6 | 20 | 946.628 | 0
2028 | 6 | 6 | 21 | 908.4013 | 0
2028 | 6 | 6 | 22 | 852.3246 | 0
2028 | 6 | 6 | 23 | 784.3135 | 0
2028 | 6 | 7 | 0 | 727.0331 | 0
2028 | 6 | 7 | 1 | 685.6565 | 0
2028 | 6 | 7 | 2 | 661.7185 | 0
2028 | 6 | 7 | 3 | 649.6145 | 0
2028 | 6 | 7 | 4 | 645.6746 | 0
2028 | 6 | 7 | 5 | 657.315 | 0
2028 | 6 | 7 | 6 | 703.0429 | 0
2028 | 6 | 7 | 7 | 748.7708 | 0
2028 | 6 | 7 | 8 | 790.462 | 0
2028 | 6 | 7 | 9 | 821.3292 | 0
2028 | 6 | 7 | 10 | 846.6949 | 0
2028 | 6 | 7 | 11 | 860.4592 | 0
2028 | 6 | 7 | 12 | 877.1902 | 0
2028 | 6 | 7 | 13 | 883.0896 | 0
2028 | 6 | 7 | 14 | 886.7904 | 0
2028 | 6 | 7 | 15 | 894.5902 | 0
2028 | 6 | 7 | 16 | 906.7372 | 0
2028 | 6 | 7 | 17 | 915.0756 | 0
2028 | 6 | 7 | 18 | 901.2873 | 0
2028 | 6 | 7 | 19 | 870.8998 | 0
2028 | 6 | 7 | 20 | 835.8936 | 0
2028 | 6 | 7 | 21 | 809.9903 | 0
2028 | 6 | 7 | 22 | 767.7247 | 0
2028 | 6 | 7 | 23 | 716.4542 | 0
2028 | 6 | 8 | 0 | 665.1837 | 0
2028 | 6 | 8 | 1 | 615.1629 | 0
2028 | 6 | 8 | 2 | 600.5138 | 0
2028 | 6 | 8 | 3 | 593.6969 | 0
2028 | 6 | 8 | 4 | 594.1201 | 0
2028 | 6 | 8 | 5 | 614.0433 | 0
2028 | 6 | 8 | 6 | 660.0037 | 0
2028 | 6 | 8 | 7 | 705.9641 | 0
2028 | 6 | 8 | 8 | 753.5589 | 0
2028 | 6 | 8 | 9 | 786.5787 | 0
2028 | 6 | 8 | 10 | 809.5575 | 0
2028 | 6 | 8 | 11 | 826.9187 | 0
2028 | 6 | 8 | 12 | 832.9375 | 0
2028 | 6 | 8 | 13 | 843.2629 | 0
2028 | 6 | 8 | 14 | 846.0385 | 0
2028 | 6 | 8 | 15 | 847.5724 | 0
2028 | 6 | 8 | 16 | 849.1036 | 0
2028 | 6 | 8 | 17 | 847.8255 | 0
2028 | 6 | 8 | 18 | 822.6855 | 0
2028 | 6 | 8 | 19 | 805.5212 | 0
2028 | 6 | 8 | 20 | 798.0372 | 0
2028 | 6 | 8 | 21 | 785.3672 | 0
2028 | 6 | 8 | 22 | 743.7763 | 0
2028 | 6 | 8 | 23 | 694.1115 | 0
2028 | 6 | 9 | 0 | 672.9602 | 0
2028 | 6 | 9 | 1 | 651.809 | 0
2028 | 6 | 9 | 2 | 633.5142 | 0
2028 | 6 | 9 | 3 | 624.8103 | 0
2028 | 6 | 9 | 4 | 624.6482 | 0
2028 | 6 | 9 | 5 | 644.525 | 0
2028 | 6 | 9 | 6 | 695.9563 | 0
2028 | 6 | 9 | 7 | 747.3877 | 0
2028 | 6 | 9 | 8 | 806.2893 | 0
2028 | 6 | 9 | 9 | 864.7555 | 0
2028 | 6 | 9 | 10 | 909.2133 | 0
2028 | 6 | 9 | 11 | 945.605 | 0
2028 | 6 | 9 | 12 | 968.5559 | 0
2028 | 6 | 9 | 13 | 989.5389 | 0
2028 | 6 | 9 | 14 | 1002.6062 | 2.6062
2028 | 6 | 9 | 15 | 1005.4214 | 5.4214
2028 | 6 | 9 | 16 | 1015.5638 | 15.5638
2028 | 6 | 9 | 17 | 1019.2143 | 19.2143
2028 | 6 | 9 | 18 | 995.001 | 0
2028 | 6 | 9 | 19 | 971.2879 | 0
2028 | 6 | 9 | 20 | 948.496 | 0
2028 | 6 | 9 | 21 | 919.1577 | 0
2028 | 6 | 9 | 22 | 874.4551 | 0
2028 | 6 | 9 | 23 | 817.6458 | 0
2028 | 6 | 10 | 0 | 756.7102 | 0
2028 | 6 | 10 | 1 | 710.4726 | 0
2028 | 6 | 10 | 2 | 683.748 | 0
2028 | 6 | 10 | 3 | 666.9857 | 0
2028 | 6 | 10 | 4 | 656.5961 | 0
2028 | 6 | 10 | 5 | 654.8408 | 0
2028 | 6 | 10 | 6 | 661.8942 | 0
2028 | 6 | 10 | 7 | 691.3898 | 0
2028 | 6 | 10 | 8 | 736.5353 | 0
2028 | 6 | 10 | 9 | 781.6807 | 0
2028 | 6 | 10 | 10 | 834.4294 | 0
2028 | 6 | 10 | 11 | 868.8112 | 0
2028 | 6 | 10 | 12 | 892.7963 | 0
2028 | 6 | 10 | 13 | 903.9148 | 0
2028 | 6 | 10 | 14 | 904.5672 | 0
2028 | 6 | 10 | 15 | 902.0186 | 0
2028 | 6 | 10 | 16 | 903.4872 | 0
2028 | 6 | 10 | 17 | 907.3576 | 0
2028 | 6 | 10 | 18 | 897.7675 | 0
2028 | 6 | 10 | 19 | 873.0672 | 0
2028 | 6 | 10 | 20 | 863.1806 | 0
2028 | 6 | 10 | 21 | 846.3471 | 0
2028 | 6 | 10 | 22 | 820.3619 | 0
2028 | 6 | 10 | 23 | 779.3177 | 0
2028 | 6 | 11 | 0 | 730.3724 | 0
2028 | 6 | 11 | 1 | 704.7923 | 0
2028 | 6 | 11 | 2 | 674.4485 | 0
2028 | 6 | 11 | 3 | 655.0084 | 0
2028 | 6 | 11 | 4 | 642.6307 | 0
2028 | 6 | 11 | 5 | 638.9477 | 0
2028 | 6 | 11 | 6 | 645.0844 | 0
2028 | 6 | 11 | 7 | 675.0202 | 0
2028 | 6 | 11 | 8 | 728.4149 | 0
2028 | 6 | 11 | 9 | 781.8097 | 0
2028 | 6 | 11 | 10 | 844.0333 | 0
2028 | 6 | 11 | 11 | 896.1689 | 0
2028 | 6 | 11 | 12 | 930.5639 | 0
2028 | 6 | 11 | 13 | 949.1648 | 0
2028 | 6 | 11 | 14 | 962.4445 | 0
2028 | 6 | 11 | 15 | 971.2922 | 0
2028 | 6 | 11 | 16 | 978.0078 | 0
2028 | 6 | 11 | 17 | 981.4125 | 0
2028 | 6 | 11 | 18 | 958.1051 | 0
2028 | 6 | 11 | 19 | 949.4384 | 0
2028 | 6 | 11 | 20 | 953.0851 | 0
2028 | 6 | 11 | 21 | 900.992 | 0
2028 | 6 | 11 | 22 | 863.6804 | 0
2028 | 6 | 11 | 23 | 804.6738 | 0
2028 | 6 | 12 | 0 | 752.631 | 0
2028 | 6 | 12 | 1 | 732.7911 | 0
2028 | 6 | 12 | 2 | 702.0949 | 0
2028 | 6 | 12 | 3 | 684.0907 | 0
2028 | 6 | 12 | 4 | 676.824 | 0
2028 | 6 | 12 | 5 | 692.8704 | 0
2028 | 6 | 12 | 6 | 750.9217 | 0
2028 | 6 | 12 | 7 | 808.9729 | 0
2028 | 6 | 12 | 8 | 877.4713 | 0
2028 | 6 | 12 | 9 | 926.5941 | 0
2028 | 6 | 12 | 10 | 972.0419 | 0
2028 | 6 | 12 | 11 | 1001.8053 | 1.8053
2028 | 6 | 12 | 12 | 1018.1943 | 18.1943
2028 | 6 | 12 | 13 | 1031.1272 | 31.1272
2028 | 6 | 12 | 14 | 1036.2237 | 36.2237
2028 | 6 | 12 | 15 | 1039.9413 | 39.9413
2028 | 6 | 12 | 16 | 1045.5355 | 45.5355
2028 | 6 | 12 | 17 | 1042.7191 | 42.7191
2028 | 6 | 12 | 18 | 1011.459 | 11.459
2028 | 6 | 12 | 19 | 986.7485 | 0
2028 | 6 | 12 | 20 | 952.606 | 0
2028 | 6 | 12 | 21 | 917.8061 | 0
2028 | 6 | 12 | 22 | 863.7384 | 0
2028 | 6 | 12 | 23 | 800.2116 | 0
2028 | 6 | 13 | 0 | 736.6849 | 0
2028 | 6 | 13 | 1 | 696.74 | 0
2028 | 6 | 13 | 2 | 669.9073 | 0
2028 | 6 | 13 | 3 | 655.8474 | 0
2028 | 6 | 13 | 4 | 650.6845 | 0
2028 | 6 | 13 | 5 | 668.0843 | 0
2028 | 6 | 13 | 6 | 724.183 | 0
2028 | 6 | 13 | 7 | 780.2817 | 0
2028 | 6 | 13 | 8 | 846.8485 | 0
2028 | 6 | 13 | 9 | 888.33 | 0
2028 | 6 | 13 | 10 | 926.4396 | 0
2028 | 6 | 13 | 11 | 955.2184 | 0
2028 | 6 | 13 | 12 | 971.9854 | 0
2028 | 6 | 13 | 13 | 984.217 | 0
2028 | 6 | 13 | 14 | 985.8377 | 0
2028 | 6 | 13 | 15 | 987.3903 | 0
2028 | 6 | 13 | 16 | 982.0552 | 0
2028 | 6 | 13 | 17 | 984.2111 | 0
2028 | 6 | 13 | 18 | 964.3303 | 0
2028 | 6 | 13 | 19 | 924.7943 | 0
2028 | 6 | 13 | 20 | 897.3334 | 0
2028 | 6 | 13 | 21 | 862.9714 | 0
2028 | 6 | 13 | 22 | 810.6033 | 0
2028 | 6 | 13 | 23 | 744.0824 | 0
2028 | 6 | 14 | 0 | 689.2631 | 0
2028 | 6 | 14 | 1 | 675.4933 | 0
2028 | 6 | 14 | 2 | 653.2679 | 0
2028 | 6 | 14 | 3 | 642.783 | 0
2028 | 6 | 14 | 4 | 638.6396 | 0
2028 | 6 | 14 | 5 | 654.0401 | 0
2028 | 6 | 14 | 6 | 706.5793 | 0
2028 | 6 | 14 | 7 | 759.1184 | 0
2028 | 6 | 14 | 8 | 807.6967 | 0
2028 | 6 | 14 | 9 | 842.0279 | 0
2028 | 6 | 14 | 10 | 875.3178 | 0
2028 | 6 | 14 | 11 | 897.2699 | 0
2028 | 6 | 14 | 12 | 918.4866 | 0
2028 | 6 | 14 | 13 | 929.7311 | 0
2028 | 6 | 14 | 14 | 936.4511 | 0
2028 | 6 | 14 | 15 | 942.0505 | 0
2028 | 6 | 14 | 16 | 953.4351 | 0
2028 | 6 | 14 | 17 | 955.642 | 0
2028 | 6 | 14 | 18 | 947.2268 | 0
2028 | 6 | 14 | 19 | 921.1117 | 0
2028 | 6 | 14 | 20 | 886.4248 | 0
2028 | 6 | 14 | 21 | 850.1749 | 0
2028 | 6 | 14 | 22 | 806.1334 | 0
2028 | 6 | 14 | 23 | 749.1339 | 0
2028 | 6 | 15 | 0 | 694.6414 | 0
2028 | 6 | 15 | 1 | 663.2013 | 0
2028 | 6 | 15 | 2 | 631.7613 | 0
2028 | 6 | 15 | 3 | 622.081 | 0
2028 | 6 | 15 | 4 | 619.6028 | 0
2028 | 6 | 15 | 5 | 636.1235 | 0
2028 | 6 | 15 | 6 | 690.0745 | 0
2028 | 6 | 15 | 7 | 744.0254 | 0
2028 | 6 | 15 | 8 | 784.9847 | 0
2028 | 6 | 15 | 9 | 832.0155 | 0
2028 | 6 | 15 | 10 | 855.8383 | 0
2028 | 6 | 15 | 11 | 880.8044 | 0
2028 | 6 | 15 | 12 | 898.823 | 0
2028 | 6 | 15 | 13 | 917.4843 | 0
2028 | 6 | 15 | 14 | 921.8639 | 0
2028 | 6 | 15 | 15 | 925.5845 | 0
2028 | 6 | 15 | 16 | 926.9013 | 0
2028 | 6 | 15 | 17 | 917.441 | 0
2028 | 6 | 15 | 18 | 895.1624 | 0
2028 | 6 | 15 | 19 | 873.314 | 0
2028 | 6 | 15 | 20 | 848.2107 | 0
2028 | 6 | 15 | 21 | 840.3239 | 0
2028 | 6 | 15 | 22 | 802.6545 | 0
2028 | 6 | 15 | 23 | 750.9529 | 0
2028 | 6 | 16 | 0 | 698.1436 | 0
2028 | 6 | 16 | 1 | 697.9356 | 0
2028 | 6 | 16 | 2 | 675.5858 | 0
2028 | 6 | 16 | 3 | 662.6637 | 0
2028 | 6 | 16 | 4 | 658.2066 | 0
2028 | 6 | 16 | 5 | 674.5832 | 0
2028 | 6 | 16 | 6 | 715.0744 | 0
2028 | 6 | 16 | 7 | 783.1136 | 0
2028 | 6 | 16 | 8 | 823.8784 | 0
2028 | 6 | 16 | 9 | 884.1269 | 0
2028 | 6 | 16 | 10 | 926.8452 | 0
2028 | 6 | 16 | 11 | 961.148 | 0
2028 | 6 | 16 | 12 | 983.2049 | 0
2028 | 6 | 16 | 13 | 1001.4623 | 1.4623
2028 | 6 | 16 | 14 | 1007.3733 | 7.3733
2028 | 6 | 16 | 15 | 1012.3518 | 12.3518
2028 | 6 | 16 | 16 | 1010.6017 | 10.6017
2028 | 6 | 16 | 17 | 999.4396 | 0
2028 | 6 | 16 | 18 | 966.3853 | 0
2028 | 6 | 16 | 19 | 945.7884 | 0
2028 | 6 | 16 | 20 | 932.6081 | 0
2028 | 6 | 16 | 21 | 915.5859 | 0
2028 | 6 | 16 | 22 | 879.0898 | 0
2028 | 6 | 16 | 23 | 827.4925 | 0
2028 | 6 | 17 | 0 | 769.4787 | 0
2028 | 6 | 17 | 1 | 714.426 | 0
2028 | 6 | 17 | 2 | 659.3734 | 0
2028 | 6 | 17 | 3 | 640.0352 | 0
2028 | 6 | 17 | 4 | 627.3757 | 0
2028 | 6 | 17 | 5 | 623.2349 | 0
2028 | 6 | 17 | 6 | 637.2894 | 0
2028 | 6 | 17 | 7 | 651.344 | 0
2028 | 6 | 17 | 8 | 694.8519 | 0
2028 | 6 | 17 | 9 | 735.8683 | 0
2028 | 6 | 17 | 10 | 775.8556 | 0
2028 | 6 | 17 | 11 | 798.8283 | 0
2028 | 6 | 17 | 12 | 808.8261 | 0
2028 | 6 | 17 | 13 | 808.0209 | 0
2028 | 6 | 17 | 14 | 804.0342 | 0
2028 | 6 | 17 | 15 | 802.1026 | 0
2028 | 6 | 17 | 16 | 806.0525 | 0
2028 | 6 | 17 | 17 | 811.3202 | 0
2028 | 6 | 17 | 18 | 793.7117 | 0
2028 | 6 | 17 | 19 | 772.8842 | 0
2028 | 6 | 17 | 20 | 747.6626 | 0
2028 | 6 | 17 | 21 | 724.2876 | 0
2028 | 6 | 17 | 22 | 703.41 | 0
2028 | 6 | 17 | 23 | 667.5512 | 0
2028 | 6 | 18 | 0 | 634.6174 | 0
2028 | 6 | 18 | 1 | 618.1526 | 0
2028 | 6 | 18 | 2 | 601.6878 | 0
2028 | 6 | 18 | 3 | 588.6209 | 0
2028 | 6 | 18 | 4 | 580.3188 | 0
2028 | 6 | 18 | 5 | 575.8662 | 0
2028 | 6 | 18 | 6 | 583.6368 | 0
2028 | 6 | 18 | 7 | 591.4075 | 0
2028 | 6 | 18 | 8 | 625.6816 | 0
2028 | 6 | 18 | 9 | 659.9558 | 0
2028 | 6 | 18 | 10 | 689.9725 | 0
2028 | 6 | 18 | 11 | 714.4966 | 0
2028 | 6 | 18 | 12 | 729.0199 | 0
2028 | 6 | 18 | 13 | 733.4413 | 0
2028 | 6 | 18 | 14 | 740.9908 | 0
2028 | 6 | 18 | 15 | 744.4071 | 0
2028 | 6 | 18 | 16 | 754.1953 | 0
2028 | 6 | 18 | 17 | 767.8303 | 0
2028 | 6 | 18 | 18 | 764.6622 | 0
2028 | 6 | 18 | 19 | 749.0226 | 0
2028 | 6 | 18 | 20 | 742.703 | 0
2028 | 6 | 18 | 21 | 725.9678 | 0
2028 | 6 | 18 | 22 | 708.2973 | 0
2028 | 6 | 18 | 23 | 673.1484 | 0
2028 | 6 | 19 | 0 | 643.051 | 0
2028 | 6 | 19 | 1 | 610.6672 | 0
2028 | 6 | 19 | 2 | 593.8868 | 0
2028 | 6 | 19 | 3 | 586.8058 | 0
2028 | 6 | 19 | 4 | 586.5895 | 0
2028 | 6 | 19 | 5 | 602.7702 | 0
2028 | 6 | 19 | 6 | 659.7152 | 0
2028 | 6 | 19 | 7 | 705.0477 | 0
2028 | 6 | 19 | 8 | 762.0756 | 0
2028 | 6 | 19 | 9 | 807.8794 | 0
2028 | 6 | 19 | 10 | 842.2419 | 0
2028 | 6 | 19 | 11 | 866.8535 | 0
2028 | 6 | 19 | 12 | 878.8017 | 0
2028 | 6 | 19 | 13 | 890.9466 | 0
2028 | 6 | 19 | 14 | 894.2633 | 0
2028 | 6 | 19 | 15 | 896.354 | 0
2028 | 6 | 19 | 16 | 901.2746 | 0
2028 | 6 | 19 | 17 | 903.8865 | 0
2028 | 6 | 19 | 18 | 884.5946 | 0
2028 | 6 | 19 | 19 | 880.2247 | 0
2028 | 6 | 19 | 20 | 851.7983 | 0
2028 | 6 | 19 | 21 | 831.0501 | 0
2028 | 6 | 19 | 22 | 790.9609 | 0
2028 | 6 | 19 | 23 | 736.2854 | 0
2028 | 6 | 20 | 0 | 682.9177 | 0
2028 | 6 | 20 | 1 | 637.1185 | 0
2028 | 6 | 20 | 2 | 618.5196 | 0
2028 | 6 | 20 | 3 | 610.4265 | 0
2028 | 6 | 20 | 4 | 608.3559 | 0
2028 | 6 | 20 | 5 | 623.5979 | 0
2028 | 6 | 20 | 6 | 671.8999 | 0
2028 | 6 | 20 | 7 | 720.2019 | 0
2028 | 6 | 20 | 8 | 776.2568 | 0
2028 | 6 | 20 | 9 | 809.5117 | 0
2028 | 6 | 20 | 10 | 843.4725 | 0
2028 | 6 | 20 | 11 | 866.9757 | 0
2028 | 6 | 20 | 12 | 880.4581 | 0
2028 | 6 | 20 | 13 | 889.668 | 0
2028 | 6 | 20 | 14 | 892.1158 | 0
2028 | 6 | 20 | 15 | 896.3862 | 0
2028 | 6 | 20 | 16 | 899.347 | 0
2028 | 6 | 20 | 17 | 902.4182 | 0
2028 | 6 | 20 | 18 | 896.6153 | 0
2028 | 6 | 20 | 19 | 880.0622 | 0
2028 | 6 | 20 | 20 | 855.5818 | 0
2028 | 6 | 20 | 21 | 821.2206 | 0
2028 | 6 | 20 | 22 | 781.8424 | 0
2028 | 6 | 20 | 23 | 729.1496 | 0
2028 | 6 | 21 | 0 | 685.1075 | 0
2028 | 6 | 21 | 1 | 627.5516 | 0
2028 | 6 | 21 | 2 | 608.1208 | 0
2028 | 6 | 21 | 3 | 599.3542 | 0
2028 | 6 | 21 | 4 | 598.8821 | 0
2028 | 6 | 21 | 5 | 615.4502 | 0
2028 | 6 | 21 | 6 | 669.7038 | 0
2028 | 6 | 21 | 7 | 723.9575 | 0
2028 | 6 | 21 | 8 | 768.6653 | 0
2028 | 6 | 21 | 9 | 797.3164 | 0
2028 | 6 | 21 | 10 | 825.9672 | 0
2028 | 6 | 21 | 11 | 846.1094 | 0
2028 | 6 | 21 | 12 | 867.1234 | 0
2028 | 6 | 21 | 13 | 877.2225 | 0
2028 | 6 | 21 | 14 | 881.5482 | 0
2028 | 6 | 21 | 15 | 886.0155 | 0
2028 | 6 | 21 | 16 | 895.9714 | 0
2028 | 6 | 21 | 17 | 897.6188 | 0
2028 | 6 | 21 | 18 | 876.6422 | 0
2028 | 6 | 21 | 19 | 861.6056 | 0
2028 | 6 | 21 | 20 | 840.6929 | 0
2028 | 6 | 21 | 21 | 811.7153 | 0
2028 | 6 | 21 | 22 | 770.7664 | 0
2028 | 6 | 21 | 23 | 714.2464 | 0
2028 | 6 | 22 | 0 | 663.4967 | 0
2028 | 6 | 22 | 1 | 658.2555 | 0
2028 | 6 | 22 | 2 | 639.0815 | 0
2028 | 6 | 22 | 3 | 629.7651 | 0
2028 | 6 | 22 | 4 | 628.5691 | 0
2028 | 6 | 22 | 5 | 644.2664 | 0
2028 | 6 | 22 | 6 | 688.4981 | 0
2028 | 6 | 22 | 7 | 743.7921 | 0
2028 | 6 | 22 | 8 | 799.0862 | 0
2028 | 6 | 22 | 9 | 844.0689 | 0
2028 | 6 | 22 | 10 | 876.7148 | 0
2028 | 6 | 22 | 11 | 905.8912 | 0
2028 | 6 | 22 | 12 | 924.5037 | 0
2028 | 6 | 22 | 13 | 943.6754 | 0
2028 | 6 | 22 | 14 | 949.3251 | 0
2028 | 6 | 22 | 15 | 955.5363 | 0
2028 | 6 | 22 | 16 | 960.8953 | 0
2028 | 6 | 22 | 17 | 960.0485 | 0
2028 | 6 | 22 | 18 | 934.0465 | 0
2028 | 6 | 22 | 19 | 916.6194 | 0
2028 | 6 | 22 | 20 | 894.3135 | 0
2028 | 6 | 22 | 21 | 868.9013 | 0
2028 | 6 | 22 | 22 | 828.8998 | 0
2028 | 6 | 22 | 23 | 772.3009 | 0
2028 | 6 | 23 | 0 | 716.0926 | 0
2028 | 6 | 23 | 1 | 719.3939 | 0
2028 | 6 | 23 | 2 | 692.4866 | 0
2028 | 6 | 23 | 3 | 677.2501 | 0
2028 | 6 | 23 | 4 | 670.8045 | 0
2028 | 6 | 23 | 5 | 684.0699 | 0
2028 | 6 | 23 | 6 | 741.6258 | 0
2028 | 6 | 23 | 7 | 787.5419 | 0
2028 | 6 | 23 | 8 | 848.6453 | 0
2028 | 6 | 23 | 9 | 915.4739 | 0
2028 | 6 | 23 | 10 | 965.8405 | 0
2028 | 6 | 23 | 11 | 1007.5133 | 7.5133
2028 | 6 | 23 | 12 | 1034.8991 | 34.8991
2028 | 6 | 23 | 13 | 1058.0492 | 58.0492
2028 | 6 | 23 | 14 | 1067.7153 | 67.7153
2028 | 6 | 23 | 15 | 1075.6047 | 75.6047
2028 | 6 | 23 | 16 | 1080.5207 | 80.5207
2028 | 6 | 23 | 17 | 1074.3742 | 74.3742
2028 | 6 | 23 | 18 | 1043.1245 | 43.1245
2028 | 6 | 23 | 19 | 1014.9352 | 14.9352
2028 | 6 | 23 | 20 | 981.5698 | 0
2028 | 6 | 23 | 21 | 961.9221 | 0
2028 | 6 | 23 | 22 | 921.8725 | 0
2028 | 6 | 23 | 23 | 862.7011 | 0
2028 | 6 | 24 | 0 | 792.7226 | 0
2028 | 6 | 24 | 1 | 726.4476 | 0
2028 | 6 | 24 | 2 | 694.2185 | 0
2028 | 6 | 24 | 3 | 673.1204 | 0
2028 | 6 | 24 | 4 | 662.8514 | 0
2028 | 6 | 24 | 5 | 659.751 | 0
2028 | 6 | 24 | 6 | 668.139 | 0
2028 | 6 | 24 | 7 | 698.4725 | 0
2028 | 6 | 24 | 8 | 737.2 | 0
2028 | 6 | 24 | 9 | 799.3142 | 0
2028 | 6 | 24 | 10 | 849.002 | 0
2028 | 6 | 24 | 11 | 885.7411 | 0
2028 | 6 | 24 | 12 | 905.7828 | 0
2028 | 6 | 24 | 13 | 913.5295 | 0
2028 | 6 | 24 | 14 | 912.1313 | 0
2028 | 6 | 24 | 15 | 910.8095 | 0
2028 | 6 | 24 | 16 | 907.6241 | 0
2028 | 6 | 24 | 17 | 911.7328 | 0
2028 | 6 | 24 | 18 | 898.4177 | 0
2028 | 6 | 24 | 19 | 890.123 | 0
2028 | 6 | 24 | 20 | 858.7286 | 0
2028 | 6 | 24 | 21 | 837.3626 | 0
2028 | 6 | 24 | 22 | 813.4327 | 0
2028 | 6 | 24 | 23 | 775.9548 | 0
2028 | 6 | 25 | 0 | 723.639 | 0
2028 | 6 | 25 | 1 | 687.2937 | 0
2028 | 6 | 25 | 2 | 650.9484 | 0
2028 | 6 | 25 | 3 | 631.6598 | 0
2028 | 6 | 25 | 4 | 619.1891 | 0
2028 | 6 | 25 | 5 | 610.8172 | 0
2028 | 6 | 25 | 6 | 621.6038 | 0
2028 | 6 | 25 | 7 | 632.3903 | 0
2028 | 6 | 25 | 8 | 683.0857 | 0
2028 | 6 | 25 | 9 | 733.7812 | 0
2028 | 6 | 25 | 10 | 777.2766 | 0
2028 | 6 | 25 | 11 | 815.2857 | 0
2028 | 6 | 25 | 12 | 838.7131 | 0
2028 | 6 | 25 | 13 | 847.3503 | 0
2028 | 6 | 25 | 14 | 850.3806 | 0
2028 | 6 | 25 | 15 | 856.1992 | 0
2028 | 6 | 25 | 16 | 869.3834 | 0
2028 | 6 | 25 | 17 | 881.2483 | 0
2028 | 6 | 25 | 18 | 864.6823 | 0
2028 | 6 | 25 | 19 | 841.9892 | 0
2028 | 6 | 25 | 20 | 821.4218 | 0
2028 | 6 | 25 | 21 | 805.8343 | 0
2028 | 6 | 25 | 22 | 780.5932 | 0
2028 | 6 | 25 | 23 | 729.0113 | 0
2028 | 6 | 26 | 0 | 677.4293 | 0
2028 | 6 | 26 | 1 | 635.6151 | 0
2028 | 6 | 26 | 2 | 593.8009 | 0
2028 | 6 | 26 | 3 | 587.4682 | 0
2028 | 6 | 26 | 4 | 587.6392 | 0
2028 | 6 | 26 | 5 | 605.494 | 0
2028 | 6 | 26 | 6 | 659.6924 | 0
2028 | 6 | 26 | 7 | 713.8908 | 0
2028 | 6 | 26 | 8 | 771.5956 | 0
2028 | 6 | 26 | 9 | 816.9833 | 0
2028 | 6 | 26 | 10 | 851.5271 | 0
2028 | 6 | 26 | 11 | 875.3452 | 0
2028 | 6 | 26 | 12 | 886.9324 | 0
2028 | 6 | 26 | 13 | 899.2544 | 0
2028 | 6 | 26 | 14 | 902.4517 | 0
2028 | 6 | 26 | 15 | 904.376 | 0
2028 | 6 | 26 | 16 | 909.1922 | 0
2028 | 6 | 26 | 17 | 911.7487 | 0
2028 | 6 | 26 | 18 | 892.4014 | 0
2028 | 6 | 26 | 19 | 888.4894 | 0
2028 | 6 | 26 | 20 | 860.4171 | 0
2028 | 6 | 26 | 21 | 840.3792 | 0
2028 | 6 | 26 | 22 | 800.2831 | 0
2028 | 6 | 26 | 23 | 741.8443 | 0
2028 | 6 | 27 | 0 | 679.8293 | 0
2028 | 6 | 27 | 1 | 713.632 | 0
2028 | 6 | 27 | 2 | 686.0309 | 0
2028 | 6 | 27 | 3 | 670.8695 | 0
2028 | 6 | 27 | 4 | 664.6003 | 0
2028 | 6 | 27 | 5 | 679.911 | 0
2028 | 6 | 27 | 6 | 733.2016 | 0
2028 | 6 | 27 | 7 | 786.4921 | 0
2028 | 6 | 27 | 8 | 851.4237 | 0
2028 | 6 | 27 | 9 | 894.8857 | 0
2028 | 6 | 27 | 10 | 940.1629 | 0
2028 | 6 | 27 | 11 | 973.287 | 0
2028 | 6 | 27 | 12 | 993.2979 | 0
2028 | 6 | 27 | 13 | 1006.1752 | 6.1752
2028 | 6 | 27 | 14 | 1011.3453 | 11.3453
2028 | 6 | 27 | 15 | 1015.4752 | 15.4752
2028 | 6 | 27 | 16 | 1013.5858 | 13.5858
2028 | 6 | 27 | 17 | 1014.4213 | 14.4213
2028 | 6 | 27 | 18 | 999.8452 | 0
2028 | 6 | 27 | 19 | 971.0315 | 0
2028 | 6 | 27 | 20 | 944.9872 | 0
2028 | 6 | 27 | 21 | 909.3985 | 0
2028 | 6 | 27 | 22 | 862.0658 | 0
2028 | 6 | 27 | 23 | 797.1769 | 0
2028 | 6 | 28 | 0 | 741.0012 | 0
2028 | 6 | 28 | 1 | 703.0695 | 0
2028 | 6 | 28 | 2 | 665.1378 | 0
2028 | 6 | 28 | 3 | 653.5268 | 0
2028 | 6 | 28 | 4 | 649.4862 | 0
2028 | 6 | 28 | 5 | 664.4534 | 0
2028 | 6 | 28 | 6 | 698.8972 | 0
2028 | 6 | 28 | 7 | 756.7399 | 0
2028 | 6 | 28 | 8 | 813.7939 | 0
2028 | 6 | 28 | 9 | 860.4093 | 0
2028 | 6 | 28 | 10 | 904.5244 | 0
2028 | 6 | 28 | 11 | 937.3372 | 0
2028 | 6 | 28 | 12 | 970.2402 | 0
2028 | 6 | 28 | 13 | 984.7949 | 0
2028 | 6 | 28 | 14 | 994.137 | 0
2028 | 6 | 28 | 15 | 1001.2317 | 1.2317
2028 | 6 | 28 | 16 | 1009.6667 | 9.6667
2028 | 6 | 28 | 17 | 1013.4968 | 13.4968
2028 | 6 | 28 | 18 | 1010.3232 | 10.3232
2028 | 6 | 28 | 19 | 982.581 | 0
2028 | 6 | 28 | 20 | 944.4571 | 0
2028 | 6 | 28 | 21 | 908.1848 | 0
2028 | 6 | 28 | 22 | 870.0209 | 0
2028 | 6 | 28 | 23 | 816.6325 | 0
2028 | 6 | 29 | 0 | 760.6068 | 0
2028 | 6 | 29 | 1 | 711.1681 | 0
2028 | 6 | 29 | 2 | 678.6122 | 0
2028 | 6 | 29 | 3 | 646.0563 | 0
2028 | 6 | 29 | 4 | 639.0419 | 0
2028 | 6 | 29 | 5 | 653.7938 | 0
2028 | 6 | 29 | 6 | 691.2377 | 0
2028 | 6 | 29 | 7 | 752.5164 | 0
2028 | 6 | 29 | 8 | 799.2022 | 0
2028 | 6 | 29 | 9 | 852.0639 | 0
2028 | 6 | 29 | 10 | 893.5771 | 0
2028 | 6 | 29 | 11 | 929.3122 | 0
2028 | 6 | 29 | 12 | 952.6422 | 0
2028 | 6 | 29 | 13 | 970.4209 | 0
2028 | 6 | 29 | 14 | 979.4115 | 0
2028 | 6 | 29 | 15 | 984.4093 | 0
2028 | 6 | 29 | 16 | 982.7739 | 0
2028 | 6 | 29 | 17 | 983.7329 | 0
2028 | 6 | 29 | 18 | 968.461 | 0
2028 | 6 | 29 | 19 | 945.6409 | 0
2028 | 6 | 29 | 20 | 913.9432 | 0
2028 | 6 | 29 | 21 | 874.2974 | 0
2028 | 6 | 29 | 22 | 832.9555 | 0
2028 | 6 | 29 | 23 | 776.4776 | 0
2028 | 6 | 30 | 0 | 713.8234 | 0
2028 | 6 | 30 | 1 | 656.328 | 0
2028 | 6 | 30 | 2 | 632.1286 | 0
2028 | 6 | 30 | 3 | 618.7732 | 0
2028 | 6 | 30 | 4 | 612.4177 | 0
2028 | 6 | 30 | 5 | 623.9402 | 0
2028 | 6 | 30 | 6 | 654.6244 | 0
2028 | 6 | 30 | 7 | 708.9639 | 0
2028 | 6 | 30 | 8 | 754.0035 | 0
2028 | 6 | 30 | 9 | 800.658 | 0
2028 | 6 | 30 | 10 | 827.2206 | 0
2028 | 6 | 30 | 11 | 849.7938 | 0
2028 | 6 | 30 | 12 | 862.9457 | 0
2028 | 6 | 30 | 13 | 873.0637 | 0
2028 | 6 | 30 | 14 | 878.1035 | 0
2028 | 6 | 30 | 15 | 881.81 | 0
2028 | 6 | 30 | 16 | 883.7581 | 0
2028 | 6 | 30 | 17 | 885.8771 | 0
2028 | 6 | 30 | 18 | 865.1609 | 0
2028 | 6 | 30 | 19 | 838.7928 | 0
2028 | 6 | 30 | 20 | 804.2404 | 0
2028 | 6 | 30 | 21 | 774.6116 | 0
2028 | 6 | 30 | 22 | 744.0729 | 0
2028 | 6 | 30 | 23 | 701.457 | 0
2028 | 7 | 1 | 0 | 651.1866 | 0
2028 | 7 | 1 | 1 | 634.0041 | 0
2028 | 7 | 1 | 2 | 616.8216 | 0
2028 | 7 | 1 | 3 | 605.0606 | 0
2028 | 7 | 1 | 4 | 600.155 | 0
2028 | 7 | 1 | 5 | 603.9822 | 0
2028 | 7 | 1 | 6 | 622.4537 | 0
2028 | 7 | 1 | 7 | 640.9253 | 0
2028 | 7 | 1 | 8 | 667.9674 | 0
2028 | 7 | 1 | 9 | 701.6207 | 0
2028 | 7 | 1 | 10 | 737.1247 | 0
2028 | 7 | 1 | 11 | 769.1631 | 0
2028 | 7 | 1 | 12 | 789.5923 | 0
2028 | 7 | 1 | 13 | 796.4589 | 0
2028 | 7 | 1 | 14 | 796.1259 | 0
2028 | 7 | 1 | 15 | 798.8456 | 0
2028 | 7 | 1 | 16 | 790.7153 | 0
2028 | 7 | 1 | 17 | 799.9036 | 0
2028 | 7 | 1 | 18 | 798.674 | 0
2028 | 7 | 1 | 19 | 796.3797 | 0
2028 | 7 | 1 | 20 | 777.1246 | 0
2028 | 7 | 1 | 21 | 750.359 | 0
2028 | 7 | 1 | 22 | 724.3049 | 0
2028 | 7 | 1 | 23 | 688.7809 | 0
2028 | 7 | 2 | 0 | 653.1848 | 0
2028 | 7 | 2 | 1 | 639.609 | 0
2028 | 7 | 2 | 2 | 626.0332 | 0
2028 | 7 | 2 | 3 | 613.3043 | 0
2028 | 7 | 2 | 4 | 606.0684 | 0
2028 | 7 | 2 | 5 | 605.501 | 0
2028 | 7 | 2 | 6 | 620.0187 | 0
2028 | 7 | 2 | 7 | 634.5363 | 0
2028 | 7 | 2 | 8 | 687.9035 | 0
2028 | 7 | 2 | 9 | 741.2706 | 0
2028 | 7 | 2 | 10 | 805.9392 | 0
2028 | 7 | 2 | 11 | 859.8056 | 0
2028 | 7 | 2 | 12 | 897.1839 | 0
2028 | 7 | 2 | 13 | 921.473 | 0
2028 | 7 | 2 | 14 | 939.668 | 0
2028 | 7 | 2 | 15 | 955.2937 | 0
2028 | 7 | 2 | 16 | 972.351 | 0
2028 | 7 | 2 | 17 | 984.7495 | 0
2028 | 7 | 2 | 18 | 975.6914 | 0
2028 | 7 | 2 | 19 | 961.7087 | 0
2028 | 7 | 2 | 20 | 931.8324 | 0
2028 | 7 | 2 | 21 | 913.4339 | 0
2028 | 7 | 2 | 22 | 884.2615 | 0
2028 | 7 | 2 | 23 | 834.0568 | 0
2028 | 7 | 3 | 0 | 773.7179 | 0
2028 | 7 | 3 | 1 | 759.8963 | 0
2028 | 7 | 3 | 2 | 727.3805 | 0
2028 | 7 | 3 | 3 | 708.3331 | 0
2028 | 7 | 3 | 4 | 700.4375 | 0
2028 | 7 | 3 | 5 | 717.4462 | 0
2028 | 7 | 3 | 6 | 762.1207 | 0
2028 | 7 | 3 | 7 | 835.4934 | 0
2028 | 7 | 3 | 8 | 908.8661 | 0
2028 | 7 | 3 | 9 | 985.5474 | 0
2028 | 7 | 3 | 10 | 1050.8415 | 50.8415
2028 | 7 | 3 | 11 | 1101.5182 | 101.5182
2028 | 7 | 3 | 12 | 1133.7546 | 133.7546
2028 | 7 | 3 | 13 | 1158.9571 | 158.9571
2028 | 7 | 3 | 14 | 1178.4284 | 178.4284
2028 | 7 | 3 | 15 | 1185.8438 | 185.8438
2028 | 7 | 3 | 16 | 1188.6798 | 188.6798
2028 | 7 | 3 | 17 | 1187.7043 | 187.7043
2028 | 7 | 3 | 18 | 1169.5021 | 169.5021
2028 | 7 | 3 | 19 | 1152.8153 | 152.8153
2028 | 7 | 3 | 20 | 1118.1434 | 118.1434
2028 | 7 | 3 | 21 | 1086.3142 | 86.3142
2028 | 7 | 3 | 22 | 1035.2251 | 35.2251
2028 | 7 | 3 | 23 | 957.6642 | 0
2028 | 7 | 4 | 0 | 871.304 | 0
2028 | 7 | 4 | 1 | 807.0375 | 0
2028 | 7 | 4 | 2 | 769.6657 | 0
2028 | 7 | 4 | 3 | 746.3347 | 0
2028 | 7 | 4 | 4 | 734.7604 | 0
2028 | 7 | 4 | 5 | 748.0509 | 0
2028 | 7 | 4 | 6 | 786.8196 | 0
2028 | 7 | 4 | 7 | 862.3798 | 0
2028 | 7 | 4 | 8 | 931.1658 | 0
2028 | 7 | 4 | 9 | 986.8155 | 0
2028 | 7 | 4 | 10 | 1050.5765 | 50.5765
2028 | 7 | 4 | 11 | 1097.6668 | 97.6668
2028 | 7 | 4 | 12 | 1127.4502 | 127.4502
2028 | 7 | 4 | 13 | 1144.6407 | 144.6407
2028 | 7 | 4 | 14 | 1156.0822 | 156.0822
2028 | 7 | 4 | 15 | 1162.6491 | 162.6491
2028 | 7 | 4 | 16 | 1159.3552 | 159.3552
2028 | 7 | 4 | 17 | 1156.6344 | 156.6344
2028 | 7 | 4 | 18 | 1138.59 | 138.59
2028 | 7 | 4 | 19 | 1108.2381 | 108.2381
2028 | 7 | 4 | 20 | 1082.0465 | 82.0465
2028 | 7 | 4 | 21 | 1044.0035 | 44.0035
2028 | 7 | 4 | 22 | 993.7517 | 0
2028 | 7 | 4 | 23 | 918.2988 | 0
2028 | 7 | 5 | 0 | 848.633 | 0
2028 | 7 | 5 | 1 | 813.1542 | 0
2028 | 7 | 5 | 2 | 777.6826 | 0
2028 | 7 | 5 | 3 | 756.545 | 0
2028 | 7 | 5 | 4 | 746.0709 | 0
2028 | 7 | 5 | 5 | 758.6131 | 0
2028 | 7 | 5 | 6 | 795.7105 | 0
2028 | 7 | 5 | 7 | 865.4586 | 0
2028 | 7 | 5 | 8 | 935.2068 | 0
2028 | 7 | 5 | 9 | 994.1426 | 0
2028 | 7 | 5 | 10 | 1058.2098 | 58.2098
2028 | 7 | 5 | 11 | 1102.4469 | 102.4469
2028 | 7 | 5 | 12 | 1145.7306 | 145.7306
2028 | 7 | 5 | 13 | 1169.3962 | 169.3962
2028 | 7 | 5 | 14 | 1185.6651 | 185.6651
2028 | 7 | 5 | 15 | 1197.5081 | 197.5081
2028 | 7 | 5 | 16 | 1199.3989 | 199.3989
2028 | 7 | 5 | 17 | 1195.8775 | 195.8775
2028 | 7 | 5 | 18 | 1180.9155 | 180.9155
2028 | 7 | 5 | 19 | 1157.4823 | 157.4823
2028 | 7 | 5 | 20 | 1117.5037 | 117.5037
2028 | 7 | 5 | 21 | 1083.1506 | 83.1506
2028 | 7 | 5 | 22 | 1038.9479 | 38.9479
2028 | 7 | 5 | 23 | 963.5007 | 0
2028 | 7 | 6 | 0 | 898.1886 | 0
2028 | 7 | 6 | 1 | 832.8765 | 0
2028 | 7 | 6 | 2 | 793.9156 | 0
2028 | 7 | 6 | 3 | 754.9547 | 0
2028 | 7 | 6 | 4 | 743.7135 | 0
2028 | 7 | 6 | 5 | 755.8584 | 0
2028 | 7 | 6 | 6 | 792.5172 | 0
2028 | 7 | 6 | 7 | 857.0942 | 0
2028 | 7 | 6 | 8 | 921.6711 | 0
2028 | 7 | 6 | 9 | 988.9118 | 0
2028 | 7 | 6 | 10 | 1039.4596 | 39.4596
2028 | 7 | 6 | 11 | 1079.6391 | 79.6391
2028 | 7 | 6 | 12 | 1107.031 | 107.031
2028 | 7 | 6 | 13 | 1127.1997 | 127.1997
2028 | 7 | 6 | 14 | 1138.5725 | 138.5725
2028 | 7 | 6 | 15 | 1143.1837 | 143.1837
2028 | 7 | 6 | 16 | 1145.6343 | 145.6343
2028 | 7 | 6 | 17 | 1143.7222 | 143.7222
2028 | 7 | 6 | 18 | 1104.6466 | 104.6466
2028 | 7 | 6 | 19 | 1067.8069 | 67.8069
2028 | 7 | 6 | 20 | 1027.2148 | 27.2148
2028 | 7 | 6 | 21 | 997.5849 | 0
2028 | 7 | 6 | 22 | 946.5962 | 0
2028 | 7 | 6 | 23 | 878.0798 | 0
2028 | 7 | 7 | 0 | 817.2775 | 0
2028 | 7 | 7 | 1 | 756.4752 | 0
2028 | 7 | 7 | 2 | 703.387 | 0
2028 | 7 | 7 | 3 | 684.5433 | 0
2028 | 7 | 7 | 4 | 675.5228 | 0
2028 | 7 | 7 | 5 | 687.5482 | 0
2028 | 7 | 7 | 6 | 723.4328 | 0
2028 | 7 | 7 | 7 | 781.5133 | 0
2028 | 7 | 7 | 8 | 817.5129 | 0
2028 | 7 | 7 | 9 | 862.9124 | 0
2028 | 7 | 7 | 10 | 894.4266 | 0
2028 | 7 | 7 | 11 | 914.9028 | 0
2028 | 7 | 7 | 12 | 923.5083 | 0
2028 | 7 | 7 | 13 | 928.2515 | 0
2028 | 7 | 7 | 14 | 924.1842 | 0
2028 | 7 | 7 | 15 | 922.29 | 0
2028 | 7 | 7 | 16 | 921.1891 | 0
2028 | 7 | 7 | 17 | 917.9146 | 0
2028 | 7 | 7 | 18 | 882.0379 | 0
2028 | 7 | 7 | 19 | 863.2457 | 0
2028 | 7 | 7 | 20 | 831.7642 | 0
2028 | 7 | 7 | 21 | 794.523 | 0
2028 | 7 | 7 | 22 | 755.486 | 0
2028 | 7 | 7 | 23 | 707.9425 | 0
2028 | 7 | 8 | 0 | 655.1019 | 0
2028 | 7 | 8 | 1 | 632.6855 | 0
2028 | 7 | 8 | 2 | 610.2692 | 0
2028 | 7 | 8 | 3 | 598.0637 | 0
2028 | 7 | 8 | 4 | 590.894 | 0
2028 | 7 | 8 | 5 | 589.7631 | 0
2028 | 7 | 8 | 6 | 599.2702 | 0
2028 | 7 | 8 | 7 | 608.7774 | 0
2028 | 7 | 8 | 8 | 657.3761 | 0
2028 | 7 | 8 | 9 | 701.5985 | 0
2028 | 7 | 8 | 10 | 745.821 | 0
2028 | 7 | 8 | 11 | 774.3274 | 0
2028 | 7 | 8 | 12 | 788.2723 | 0
2028 | 7 | 8 | 13 | 797.8945 | 0
2028 | 7 | 8 | 14 | 804.2835 | 0
2028 | 7 | 8 | 15 | 809.3904 | 0
2028 | 7 | 8 | 16 | 814.7746 | 0
2028 | 7 | 8 | 17 | 822.7045 | 0
2028 | 7 | 8 | 18 | 807.9469 | 0
2028 | 7 | 8 | 19 | 794.838 | 0
2028 | 7 | 8 | 20 | 760.3378 | 0
2028 | 7 | 8 | 21 | 747.5921 | 0
2028 | 7 | 8 | 22 | 728.208 | 0
2028 | 7 | 8 | 23 | 699.0845 | 0
2028 | 7 | 9 | 0 | 655.9026 | 0
2028 | 7 | 9 | 1 | 643.8993 | 0
2028 | 7 | 9 | 2 | 623.3279 | 0
2028 | 7 | 9 | 3 | 609.9451 | 0
2028 | 7 | 9 | 4 | 602.8127 | 0
2028 | 7 | 9 | 5 | 601.8992 | 0
2028 | 7 | 9 | 6 | 614.8062 | 0
2028 | 7 | 9 | 7 | 627.7132 | 0
2028 | 7 | 9 | 8 | 679.767 | 0
2028 | 7 | 9 | 9 | 731.8208 | 0
2028 | 7 | 9 | 10 | 795.3249 | 0
2028 | 7 | 9 | 11 | 848.5499 | 0
2028 | 7 | 9 | 12 | 883.3634 | 0
2028 | 7 | 9 | 13 | 906.9429 | 0
2028 | 7 | 9 | 14 | 922.3948 | 0
2028 | 7 | 9 | 15 | 936.5927 | 0
2028 | 7 | 9 | 16 | 950.7356 | 0
2028 | 7 | 9 | 17 | 962.4651 | 0
2028 | 7 | 9 | 18 | 946.4924 | 0
2028 | 7 | 9 | 19 | 932.3986 | 0
2028 | 7 | 9 | 20 | 905.4619 | 0
2028 | 7 | 9 | 21 | 888.345 | 0
2028 | 7 | 9 | 22 | 857.7655 | 0
2028 | 7 | 9 | 23 | 810.509 | 0
2028 | 7 | 10 | 0 | 753.0748 | 0
2028 | 7 | 10 | 1 | 711.7246 | 0
2028 | 7 | 10 | 2 | 670.3745 | 0
2028 | 7 | 10 | 3 | 653.0808 | 0
2028 | 7 | 10 | 4 | 645.662 | 0
2028 | 7 | 10 | 5 | 656.2349 | 0
2028 | 7 | 10 | 6 | 693.3539 | 0
2028 | 7 | 10 | 7 | 757.541 | 0
2028 | 7 | 10 | 8 | 813.0132 | 0
2028 | 7 | 10 | 9 | 873.5424 | 0
2028 | 7 | 10 | 10 | 920.4348 | 0
2028 | 7 | 10 | 11 | 954.7996 | 0
2028 | 7 | 10 | 12 | 973.7163 | 0
2028 | 7 | 10 | 13 | 989.3442 | 0
2028 | 7 | 10 | 14 | 998.007 | 0
2028 | 7 | 10 | 15 | 1006.3634 | 6.3634
2028 | 7 | 10 | 16 | 1017.0678 | 17.0678
2028 | 7 | 10 | 17 | 1017.7898 | 17.7898
2028 | 7 | 10 | 18 | 988.8323 | 0
2028 | 7 | 10 | 19 | 962.8663 | 0
2028 | 7 | 10 | 20 | 926.9132 | 0
2028 | 7 | 10 | 21 | 892.5583 | 0
2028 | 7 | 10 | 22 | 844.8307 | 0
2028 | 7 | 10 | 23 | 780.6389 | 0
2028 | 7 | 11 | 0 | 716.4471 | 0
2028 | 7 | 11 | 1 | 658.2265 | 0
2028 | 7 | 11 | 2 | 633.4493 | 0
2028 | 7 | 11 | 3 | 620.225 | 0
2028 | 7 | 11 | 4 | 615.6836 | 0
2028 | 7 | 11 | 5 | 631.831 | 0
2028 | 7 | 11 | 6 | 670.0554 | 0
2028 | 7 | 11 | 7 | 731.5924 | 0
2028 | 7 | 11 | 8 | 778.9939 | 0
2028 | 7 | 11 | 9 | 811.8532 | 0
2028 | 7 | 11 | 10 | 850.3057 | 0
2028 | 7 | 11 | 11 | 878.5431 | 0
2028 | 7 | 11 | 12 | 897.0127 | 0
2028 | 7 | 11 | 13 | 906.928 | 0
2028 | 7 | 11 | 14 | 910.0091 | 0
2028 | 7 | 11 | 15 | 911.8923 | 0
2028 | 7 | 11 | 16 | 905.8159 | 0
2028 | 7 | 11 | 17 | 909.2618 | 0
2028 | 7 | 11 | 18 | 904.6477 | 0
2028 | 7 | 11 | 19 | 881.787 | 0
2028 | 7 | 11 | 20 | 852.8291 | 0
2028 | 7 | 11 | 21 | 819.8984 | 0
2028 | 7 | 11 | 22 | 770.8988 | 0
2028 | 7 | 11 | 23 | 709.2115 | 0
2028 | 7 | 12 | 0 | 660.5821 | 0
2028 | 7 | 12 | 1 | 672.8208 | 0
2028 | 7 | 12 | 2 | 650.7027 | 0
2028 | 7 | 12 | 3 | 639.9782 | 0
2028 | 7 | 12 | 4 | 638.2496 | 0
2028 | 7 | 12 | 5 | 657.2445 | 0
2028 | 7 | 12 | 6 | 701.0224 | 0
2028 | 7 | 12 | 7 | 765.9002 | 0
2028 | 7 | 12 | 8 | 821.3824 | 0
2028 | 7 | 12 | 9 | 864.1809 | 0
2028 | 7 | 12 | 10 | 909.4869 | 0
2028 | 7 | 12 | 11 | 945.2347 | 0
2028 | 7 | 12 | 12 | 985.8259 | 0
2028 | 7 | 12 | 13 | 1006.5639 | 6.5639
2028 | 7 | 12 | 14 | 1019.2127 | 19.2127
2028 | 7 | 12 | 15 | 1027.2123 | 27.2123
2028 | 7 | 12 | 16 | 1031.8165 | 31.8165
2028 | 7 | 12 | 17 | 1034.203 | 34.203
2028 | 7 | 12 | 18 | 1024.1859 | 24.1859
2028 | 7 | 12 | 19 | 1005.6393 | 5.6393
2028 | 7 | 12 | 20 | 981.0107 | 0
2028 | 7 | 12 | 21 | 941.4343 | 0
2028 | 7 | 12 | 22 | 891.4204 | 0
2028 | 7 | 12 | 23 | 825.939 | 0
2028 | 7 | 13 | 0 | 762.657 | 0
2028 | 7 | 13 | 1 | 721.2344 | 0
2028 | 7 | 13 | 2 | 679.8119 | 0
2028 | 7 | 13 | 3 | 663.3504 | 0
2028 | 7 | 13 | 4 | 657.1704 | 0
2028 | 7 | 13 | 5 | 671.0799 | 0
2028 | 7 | 13 | 6 | 708.9518 | 0
2028 | 7 | 13 | 7 | 770.6141 | 0
2028 | 7 | 13 | 8 | 821.9263 | 0
2028 | 7 | 13 | 9 | 881.21 | 0
2028 | 7 | 13 | 10 | 922.0303 | 0
2028 | 7 | 13 | 11 | 956.6811 | 0
2028 | 7 | 13 | 12 | 978.8146 | 0
2028 | 7 | 13 | 13 | 999.1136 | 0
2028 | 7 | 13 | 14 | 1008.7596 | 8.7596
2028 | 7 | 13 | 15 | 1016.5995 | 16.5995
2028 | 7 | 13 | 16 | 1022.1406 | 22.1406
2028 | 7 | 13 | 17 | 1020.6904 | 20.6904
2028 | 7 | 13 | 18 | 990.1919 | 0
2028 | 7 | 13 | 19 | 969.8571 | 0
2028 | 7 | 13 | 20 | 939.2498 | 0
2028 | 7 | 13 | 21 | 911.2983 | 0
2028 | 7 | 13 | 22 | 865.961 | 0
2028 | 7 | 13 | 23 | 806.1558 | 0
2028 | 7 | 14 | 0 | 739.2531 | 0
2028 | 7 | 14 | 1 | 699.0865 | 0
2028 | 7 | 14 | 2 | 673.1679 | 0
2028 | 7 | 14 | 3 | 658.1031 | 0
2028 | 7 | 14 | 4 | 652.0183 | 0
2028 | 7 | 14 | 5 | 666.0045 | 0
2028 | 7 | 14 | 6 | 702.9066 | 0
2028 | 7 | 14 | 7 | 759.9087 | 0
2028 | 7 | 14 | 8 | 806.5839 | 0
2028 | 7 | 14 | 9 | 868.4554 | 0
2028 | 7 | 14 | 10 | 909.0933 | 0
2028 | 7 | 14 | 11 | 942.7817 | 0
2028 | 7 | 14 | 12 | 963.6085 | 0
2028 | 7 | 14 | 13 | 981.4504 | 0
2028 | 7 | 14 | 14 | 988.5368 | 0
2028 | 7 | 14 | 15 | 986.8942 | 0
2028 | 7 | 14 | 16 | 984.974 | 0
2028 | 7 | 14 | 17 | 979.2138 | 0
2028 | 7 | 14 | 18 | 957.3661 | 0
2028 | 7 | 14 | 19 | 933.198 | 0
2028 | 7 | 14 | 20 | 909.4625 | 0
2028 | 7 | 14 | 21 | 886.1333 | 0
2028 | 7 | 14 | 22 | 850.6531 | 0
2028 | 7 | 14 | 23 | 799.7796 | 0
2028 | 7 | 15 | 0 | 736.6561 | 0
2028 | 7 | 15 | 1 | 697.7052 | 0
2028 | 7 | 15 | 2 | 670.4057 | 0
2028 | 7 | 15 | 3 | 653.2557 | 0
2028 | 7 | 15 | 4 | 642.0249 | 0
2028 | 7 | 15 | 5 | 640.6356 | 0
2028 | 7 | 15 | 6 | 646.8978 | 0
2028 | 7 | 15 | 7 | 670.8976 | 0
2028 | 7 | 15 | 8 | 725.1919 | 0
2028 | 7 | 15 | 9 | 780.1653 | 0
2028 | 7 | 15 | 10 | 835.1387 | 0
2028 | 7 | 15 | 11 | 880.0203 | 0
2028 | 7 | 15 | 12 | 906.5481 | 0
2028 | 7 | 15 | 13 | 922.587 | 0
2028 | 7 | 15 | 14 | 931.7606 | 0
2028 | 7 | 15 | 15 | 938.9331 | 0
2028 | 7 | 15 | 16 | 945.167 | 0
2028 | 7 | 15 | 17 | 947.3004 | 0
2028 | 7 | 15 | 18 | 917.6986 | 0
2028 | 7 | 15 | 19 | 909.2346 | 0
2028 | 7 | 15 | 20 | 880.902 | 0
2028 | 7 | 15 | 21 | 862.8856 | 0
2028 | 7 | 15 | 22 | 835.4472 | 0
2028 | 7 | 15 | 23 | 795.0531 | 0
2028 | 7 | 16 | 0 | 743.8718 | 0
2028 | 7 | 16 | 1 | 702.6709 | 0
2028 | 7 | 16 | 2 | 672.2199 | 0
2028 | 7 | 16 | 3 | 652.0709 | 0
2028 | 7 | 16 | 4 | 638.616 | 0
2028 | 7 | 16 | 5 | 633.0098 | 0
2028 | 7 | 16 | 6 | 631.5807 | 0
2028 | 7 | 16 | 7 | 649.962 | 0
2028 | 7 | 16 | 8 | 700.9697 | 0
2028 | 7 | 16 | 9 | 751.9773 | 0
2028 | 7 | 16 | 10 | 808.6719 | 0
2028 | 7 | 16 | 11 | 859.4018 | 0
2028 | 7 | 16 | 12 | 893.8051 | 0
2028 | 7 | 16 | 13 | 915.4461 | 0
2028 | 7 | 16 | 14 | 929.0893 | 0
2028 | 7 | 16 | 15 | 939.5965 | 0
2028 | 7 | 16 | 16 | 951.4238 | 0
2028 | 7 | 16 | 17 | 962.1051 | 0
2028 | 7 | 16 | 18 | 947.6661 | 0
2028 | 7 | 16 | 19 | 932.3219 | 0
2028 | 7 | 16 | 20 | 906.0535 | 0
2028 | 7 | 16 | 21 | 885.5169 | 0
2028 | 7 | 16 | 22 | 852.9059 | 0
2028 | 7 | 16 | 23 | 799.315 | 0
2028 | 7 | 17 | 0 | 753.6105 | 0
2028 | 7 | 17 | 1 | 728.9325 | 0
2028 | 7 | 17 | 2 | 701.1821 | 0
2028 | 7 | 17 | 3 | 685.5021 | 0
2028 | 7 | 17 | 4 | 679.9118 | 0
2028 | 7 | 17 | 5 | 697.2599 | 0
2028 | 7 | 17 | 6 | 741.0096 | 0
2028 | 7 | 17 | 7 | 806.7469 | 0
2028 | 7 | 17 | 8 | 866.8781 | 0
2028 | 7 | 17 | 9 | 933.265 | 0
2028 | 7 | 17 | 10 | 985.5896 | 0
2028 | 7 | 17 | 11 | 1026.5302 | 26.5302
2028 | 7 | 17 | 12 | 1052.8939 | 52.8939
2028 | 7 | 17 | 13 | 1075.7819 | 75.7819
2028 | 7 | 17 | 14 | 1095.0231 | 95.0231
2028 | 7 | 17 | 15 | 1104.8695 | 104.8695
2028 | 7 | 17 | 16 | 1112.2834 | 112.2834
2028 | 7 | 17 | 17 | 1109.212 | 109.212
2028 | 7 | 17 | 18 | 1082.1526 | 82.1526
2028 | 7 | 17 | 19 | 1057.7869 | 57.7869
2028 | 7 | 17 | 20 | 1026.1095 | 26.1095
2028 | 7 | 17 | 21 | 992.319 | 0
2028 | 7 | 17 | 22 | 939.4057 | 0
2028 | 7 | 17 | 23 | 870.4939 | 0
2028 | 7 | 18 | 0 | 801.5821 | 0
2028 | 7 | 18 | 1 | 784.1981 | 0
2028 | 7 | 18 | 2 | 753.0241 | 0
2028 | 7 | 18 | 3 | 734.2951 | 0
2028 | 7 | 18 | 4 | 727.3325 | 0
2028 | 7 | 18 | 5 | 743.686 | 0
2028 | 7 | 18 | 6 | 786.0864 | 0
2028 | 7 | 18 | 7 | 857.0586 | 0
2028 | 7 | 18 | 8 | 928.0308 | 0
2028 | 7 | 18 | 9 | 996.4462 | 0
2028 | 7 | 18 | 10 | 1061.1089 | 61.1089
2028 | 7 | 18 | 11 | 1115.0615 | 115.0615
2028 | 7 | 18 | 12 | 1150.4036 | 150.4036
2028 | 7 | 18 | 13 | 1173.3447 | 173.3447
2028 | 7 | 18 | 14 | 1185.5198 | 185.5198
2028 | 7 | 18 | 15 | 1199.3966 | 199.3966
2028 | 7 | 18 | 16 | 1192.6127 | 192.6127
2028 | 7 | 18 | 17 | 1191.8615 | 191.8615
2028 | 7 | 18 | 18 | 1175.6728 | 175.6728
2028 | 7 | 18 | 19 | 1152.4685 | 152.4685
2028 | 7 | 18 | 20 | 1116.2057 | 116.2057
2028 | 7 | 18 | 21 | 1078.4168 | 78.4168
2028 | 7 | 18 | 22 | 1021.6643 | 21.6643
2028 | 7 | 18 | 23 | 946.9264 | 0
2028 | 7 | 19 | 0 | 882.9603 | 0
2028 | 7 | 19 | 1 | 818.9943 | 0
2028 | 7 | 19 | 2 | 781.8459 | 0
2028 | 7 | 19 | 3 | 759.2538 | 0
2028 | 7 | 19 | 4 | 748.7682 | 0
2028 | 7 | 19 | 5 | 762.1793 | 0
2028 | 7 | 19 | 6 | 802.1792 | 0
2028 | 7 | 19 | 7 | 868.8558 | 0
2028 | 7 | 19 | 8 | 924.7021 | 0
2028 | 7 | 19 | 9 | 977.1295 | 0
2028 | 7 | 19 | 10 | 1034.8348 | 34.8348
2028 | 7 | 19 | 11 | 1078.7233 | 78.7233
2028 | 7 | 19 | 12 | 1119.6301 | 119.6301
2028 | 7 | 19 | 13 | 1138.4392 | 138.4392
2028 | 7 | 19 | 14 | 1147.8617 | 147.8617
2028 | 7 | 19 | 15 | 1155.0309 | 155.0309
2028 | 7 | 19 | 16 | 1153.3837 | 153.3837
2028 | 7 | 19 | 17 | 1146.801 | 146.801
2028 | 7 | 19 | 18 | 1129.4535 | 129.4535
2028 | 7 | 19 | 19 | 1107.1327 | 107.1327
2028 | 7 | 19 | 20 | 1073.1505 | 73.1505
2028 | 7 | 19 | 21 | 1042.0389 | 42.0389
2028 | 7 | 19 | 22 | 985.2958 | 0
2028 | 7 | 19 | 23 | 912.6025 | 0
2028 | 7 | 20 | 0 | 841.8672 | 0
2028 | 7 | 20 | 1 | 792.3921 | 0
2028 | 7 | 20 | 2 | 742.9171 | 0
2028 | 7 | 20 | 3 | 722.1669 | 0
2028 | 7 | 20 | 4 | 713.156 | 0
2028 | 7 | 20 | 5 | 725.4906 | 0
2028 | 7 | 20 | 6 | 763.435 | 0
2028 | 7 | 20 | 7 | 827.1115 | 0
2028 | 7 | 20 | 8 | 883.4034 | 0
2028 | 7 | 20 | 9 | 949.8994 | 0
2028 | 7 | 20 | 10 | 1000.6447 | 0.64469
2028 | 7 | 20 | 11 | 1041.1108 | 41.1108
2028 | 7 | 20 | 12 | 1067.4614 | 67.4614
2028 | 7 | 20 | 13 | 1091.5266 | 91.5266
2028 | 7 | 20 | 14 | 1106.6673 | 106.6673
2028 | 7 | 20 | 15 | 1117.5144 | 117.5144
2028 | 7 | 20 | 16 | 1125.2148 | 125.2148
2028 | 7 | 20 | 17 | 1119.0437 | 119.0437
2028 | 7 | 20 | 18 | 1085.6677 | 85.6677
2028 | 7 | 20 | 19 | 1049.8362 | 49.8362
2028 | 7 | 20 | 20 | 1006.1004 | 6.1004
2028 | 7 | 20 | 21 | 968.9575 | 0
2028 | 7 | 20 | 22 | 915.01 | 0
2028 | 7 | 20 | 23 | 848.0177 | 0
2028 | 7 | 21 | 0 | 781.0255 | 0
2028 | 7 | 21 | 1 | 747.1966 | 0
2028 | 7 | 21 | 2 | 716.9319 | 0
2028 | 7 | 21 | 3 | 699.1951 | 0
2028 | 7 | 21 | 4 | 691.6601 | 0
2028 | 7 | 21 | 5 | 705.5972 | 0
2028 | 7 | 21 | 6 | 745.0123 | 0
2028 | 7 | 21 | 7 | 805.8454 | 0
2028 | 7 | 21 | 8 | 862.2479 | 0
2028 | 7 | 21 | 9 | 928.4448 | 0
2028 | 7 | 21 | 10 | 977.9955 | 0
2028 | 7 | 21 | 11 | 1017.4134 | 17.4134
2028 | 7 | 21 | 12 | 1042.3928 | 42.3928
2028 | 7 | 21 | 13 | 1061.3382 | 61.3382
2028 | 7 | 21 | 14 | 1069.2931 | 69.2931
2028 | 7 | 21 | 15 | 1071.2146 | 71.2146
2028 | 7 | 21 | 16 | 1071.1994 | 71.1994
2028 | 7 | 21 | 17 | 1064.823 | 64.823
2028 | 7 | 21 | 18 | 1034.5312 | 34.5312
2028 | 7 | 21 | 19 | 1003.9328 | 3.9328
2028 | 7 | 21 | 20 | 970.2709 | 0
2028 | 7 | 21 | 21 | 939.221 | 0
2028 | 7 | 21 | 22 | 896.4597 | 0
2028 | 7 | 21 | 23 | 840.0518 | 0
2028 | 7 | 22 | 0 | 773.8584 | 0
2028 | 7 | 22 | 1 | 722.5451 | 0
2028 | 7 | 22 | 2 | 671.2318 | 0
2028 | 7 | 22 | 3 | 651.8049 | 0
2028 | 7 | 22 | 4 | 640.0379 | 0
2028 | 7 | 22 | 5 | 637.4844 | 0
2028 | 7 | 22 | 6 | 647.1644 | 0
2028 | 7 | 22 | 7 | 656.8444 | 0
2028 | 7 | 22 | 8 | 706.9166 | 0
2028 | 7 | 22 | 9 | 756.9887 | 0
2028 | 7 | 22 | 10 | 802.8326 | 0
2028 | 7 | 22 | 11 | 835.3582 | 0
2028 | 7 | 22 | 12 | 850.2881 | 0
2028 | 7 | 22 | 13 | 856.6003 | 0
2028 | 7 | 22 | 14 | 858.3423 | 0
2028 | 7 | 22 | 15 | 857.8474 | 0
2028 | 7 | 22 | 16 | 859.89 | 0
2028 | 7 | 22 | 17 | 859.2054 | 0
2028 | 7 | 22 | 18 | 838.0096 | 0
2028 | 7 | 22 | 19 | 822.9949 | 0
2028 | 7 | 22 | 20 | 799.0578 | 0
2028 | 7 | 22 | 21 | 783.5675 | 0
2028 | 7 | 22 | 22 | 758.7234 | 0
2028 | 7 | 22 | 23 | 724.2221 | 0
2028 | 7 | 23 | 0 | 675.4016 | 0
2028 | 7 | 23 | 1 | 638.9308 | 0
2028 | 7 | 23 | 2 | 613.1567 | 0
2028 | 7 | 23 | 3 | 587.3826 | 0
2028 | 7 | 23 | 4 | 578.3939 | 0
2028 | 7 | 23 | 5 | 576.0289 | 0
2028 | 7 | 23 | 6 | 576.8634 | 0
2028 | 7 | 23 | 7 | 598.2337 | 0
2028 | 7 | 23 | 8 | 619.6041 | 0
2028 | 7 | 23 | 9 | 661.5103 | 0
2028 | 7 | 23 | 10 | 700.9172 | 0
2028 | 7 | 23 | 11 | 735.1504 | 0
2028 | 7 | 23 | 12 | 755.092 | 0
2028 | 7 | 23 | 13 | 763.6234 | 0
2028 | 7 | 23 | 14 | 767.4251 | 0
2028 | 7 | 23 | 15 | 771.9903 | 0
2028 | 7 | 23 | 16 | 777.0455 | 0
2028 | 7 | 23 | 17 | 791.0574 | 0
2028 | 7 | 23 | 18 | 781.5487 | 0
2028 | 7 | 23 | 19 | 769.2758 | 0
2028 | 7 | 23 | 20 | 754.4919 | 0
2028 | 7 | 23 | 21 | 744.1112 | 0
2028 | 7 | 23 | 22 | 719.4008 | 0
2028 | 7 | 23 | 23 | 678.9137 | 0
2028 | 7 | 24 | 0 | 630.0735 | 0
2028 | 7 | 24 | 1 | 616.2547 | 0
2028 | 7 | 24 | 2 | 596.7457 | 0
2028 | 7 | 24 | 3 | 588.1488 | 0
2028 | 7 | 24 | 4 | 587.8928 | 0
2028 | 7 | 24 | 5 | 609.3405 | 0
2028 | 7 | 24 | 6 | 656.0923 | 0
2028 | 7 | 24 | 7 | 716.33 | 0
2028 | 7 | 24 | 8 | 759.568 | 0
2028 | 7 | 24 | 9 | 805.7699 | 0
2028 | 7 | 24 | 10 | 837.8666 | 0
2028 | 7 | 24 | 11 | 863.1701 | 0
2028 | 7 | 24 | 12 | 876.4829 | 0
2028 | 7 | 24 | 13 | 887.6453 | 0
2028 | 7 | 24 | 14 | 891.4972 | 0
2028 | 7 | 24 | 15 | 893.8118 | 0
2028 | 7 | 24 | 16 | 895.358 | 0
2028 | 7 | 24 | 17 | 889.8496 | 0
2028 | 7 | 24 | 18 | 864.2481 | 0
2028 | 7 | 24 | 19 | 858.1656 | 0
2028 | 7 | 24 | 20 | 841.162 | 0
2028 | 7 | 24 | 21 | 816.6738 | 0
2028 | 7 | 24 | 22 | 771.0984 | 0
2028 | 7 | 24 | 23 | 715.6104 | 0
2028 | 7 | 25 | 0 | 655.7189 | 0
2028 | 7 | 25 | 1 | 632.8506 | 0
2028 | 7 | 25 | 2 | 613.2645 | 0
2028 | 7 | 25 | 3 | 604.5119 | 0
2028 | 7 | 25 | 4 | 603.2001 | 0
2028 | 7 | 25 | 5 | 622.7882 | 0
2028 | 7 | 25 | 6 | 664.6334 | 0
2028 | 7 | 25 | 7 | 723.449 | 0
2028 | 7 | 25 | 8 | 772.6244 | 0
2028 | 7 | 25 | 9 | 808.6491 | 0
2028 | 7 | 25 | 10 | 850.4567 | 0
2028 | 7 | 25 | 11 | 884.0926 | 0
2028 | 7 | 25 | 12 | 906.9068 | 0
2028 | 7 | 25 | 13 | 922.0868 | 0
2028 | 7 | 25 | 14 | 933.4213 | 0
2028 | 7 | 25 | 15 | 938.9664 | 0
2028 | 7 | 25 | 16 | 934.2422 | 0
2028 | 7 | 25 | 17 | 927.0583 | 0
2028 | 7 | 25 | 18 | 910.5059 | 0
2028 | 7 | 25 | 19 | 899.7654 | 0
2028 | 7 | 25 | 20 | 882.788 | 0
2028 | 7 | 25 | 21 | 850.9228 | 0
2028 | 7 | 25 | 22 | 799.8742 | 0
2028 | 7 | 25 | 23 | 739.075 | 0
2028 | 7 | 26 | 0 | 690.6972 | 0
2028 | 7 | 26 | 1 | 666.7773 | 0
2028 | 7 | 26 | 2 | 645.1666 | 0
2028 | 7 | 26 | 3 | 633.9696 | 0
2028 | 7 | 26 | 4 | 631.1804 | 0
2028 | 7 | 26 | 5 | 645.8559 | 0
2028 | 7 | 26 | 6 | 683.8114 | 0
2028 | 7 | 26 | 7 | 735.8005 | 0
2028 | 7 | 26 | 8 | 787.7896 | 0
2028 | 7 | 26 | 9 | 826.5665 | 0
2028 | 7 | 26 | 10 | 867.7145 | 0
2028 | 7 | 26 | 11 | 898.4906 | 0
2028 | 7 | 26 | 12 | 934.7689 | 0
2028 | 7 | 26 | 13 | 952.5685 | 0
2028 | 7 | 26 | 14 | 962.334 | 0
2028 | 7 | 26 | 15 | 974.0337 | 0
2028 | 7 | 26 | 16 | 981.6177 | 0
2028 | 7 | 26 | 17 | 986.04 | 0
2028 | 7 | 26 | 18 | 971.8408 | 0
2028 | 7 | 26 | 19 | 946.3489 | 0
2028 | 7 | 26 | 20 | 917.3457 | 0
2028 | 7 | 26 | 21 | 890.1473 | 0
2028 | 7 | 26 | 22 | 842.8101 | 0
2028 | 7 | 26 | 23 | 785.4568 | 0
2028 | 7 | 27 | 0 | 758.156 | 0
2028 | 7 | 27 | 1 | 741.1855 | 0
2028 | 7 | 27 | 2 | 724.2151 | 0
2028 | 7 | 27 | 3 | 705.2591 | 0
2028 | 7 | 27 | 4 | 698.2282 | 0
2028 | 7 | 27 | 5 | 711.6115 | 0
2028 | 7 | 27 | 6 | 746.3362 | 0
2028 | 7 | 27 | 7 | 811.1181 | 0
2028 | 7 | 27 | 8 | 875.9 | 0
2028 | 7 | 27 | 9 | 942.425 | 0
2028 | 7 | 27 | 10 | 999.4747 | 0
2028 | 7 | 27 | 11 | 1047.8204 | 47.8204
2028 | 7 | 27 | 12 | 1082.1506 | 82.1506
2028 | 7 | 27 | 13 | 1113.4385 | 113.4385
2028 | 7 | 27 | 14 | 1129.0906 | 129.0906
2028 | 7 | 27 | 15 | 1141.1693 | 141.1693
2028 | 7 | 27 | 16 | 1142.5552 | 142.5552
2028 | 7 | 27 | 17 | 1133.9613 | 133.9613
2028 | 7 | 27 | 18 | 1101.5231 | 101.5231
2028 | 7 | 27 | 19 | 1067.6423 | 67.6423
2028 | 7 | 27 | 20 | 1030.3744 | 30.3744
2028 | 7 | 27 | 21 | 1014.485 | 14.485
2028 | 7 | 27 | 22 | 960.1989 | 0
2028 | 7 | 27 | 23 | 892.749 | 0
2028 | 7 | 28 | 0 | 841.0416 | 0
2028 | 7 | 28 | 1 | 789.3341 | 0
2028 | 7 | 28 | 2 | 757.768 | 0
2028 | 7 | 28 | 3 | 738.3118 | 0
2028 | 7 | 28 | 4 | 728.8371 | 0
2028 | 7 | 28 | 5 | 741.0976 | 0
2028 | 7 | 28 | 6 | 775.3868 | 0
2028 | 7 | 28 | 7 | 843.367 | 0
2028 | 7 | 28 | 8 | 911.8371 | 0
2028 | 7 | 28 | 9 | 982.4097 | 0
2028 | 7 | 28 | 10 | 1047.5195 | 47.5195
2028 | 7 | 28 | 11 | 1099.5606 | 99.5606
2028 | 7 | 28 | 12 | 1129.4379 | 129.4379
2028 | 7 | 28 | 13 | 1154.1053 | 154.1053
2028 | 7 | 28 | 14 | 1169.9882 | 169.9882
2028 | 7 | 28 | 15 | 1179.0195 | 179.0195
2028 | 7 | 28 | 16 | 1179.7522 | 179.7522
2028 | 7 | 28 | 17 | 1167.5865 | 167.5865
2028 | 7 | 28 | 18 | 1134.6788 | 134.6788
2028 | 7 | 28 | 19 | 1095.5694 | 95.5694
2028 | 7 | 28 | 20 | 1053.0458 | 53.0458
2028 | 7 | 28 | 21 | 1034.3261 | 34.3261
2028 | 7 | 28 | 22 | 990.3555 | 0
2028 | 7 | 28 | 23 | 925.2572 | 0
2028 | 7 | 29 | 0 | 865.1066 | 0
2028 | 7 | 29 | 1 | 814.4061 | 0
2028 | 7 | 29 | 2 | 763.7056 | 0
2028 | 7 | 29 | 3 | 741.2654 | 0
2028 | 7 | 29 | 4 | 727.1465 | 0
2028 | 7 | 29 | 5 | 724.2873 | 0
2028 | 7 | 29 | 6 | 729.2377 | 0
2028 | 7 | 29 | 7 | 752.3262 | 0
2028 | 7 | 29 | 8 | 807.331 | 0
2028 | 7 | 29 | 9 | 868.8971 | 0
2028 | 7 | 29 | 10 | 929.7745 | 0
2028 | 7 | 29 | 11 | 980.2894 | 0
2028 | 7 | 29 | 12 | 1011.8581 | 11.8581
2028 | 7 | 29 | 13 | 1029.6466 | 29.6466
2028 | 7 | 29 | 14 | 1036.3978 | 36.3978
2028 | 7 | 29 | 15 | 1034.3053 | 34.3053
2028 | 7 | 29 | 16 | 1032.8369 | 32.8369
2028 | 7 | 29 | 17 | 1027.8167 | 27.8167
2028 | 7 | 29 | 18 | 1002.4981 | 2.4981
2028 | 7 | 29 | 19 | 969.5687 | 0
2028 | 7 | 29 | 20 | 934.305 | 0
2028 | 7 | 29 | 21 | 929.8686 | 0
2028 | 7 | 29 | 22 | 894.4369 | 0
2028 | 7 | 29 | 23 | 853.299 | 0
2028 | 7 | 30 | 0 | 803.1801 | 0
2028 | 7 | 30 | 1 | 752.4324 | 0
2028 | 7 | 30 | 2 | 701.6847 | 0
2028 | 7 | 30 | 3 | 676.1249 | 0
2028 | 7 | 30 | 4 | 659.3508 | 0
2028 | 7 | 30 | 5 | 654.0556 | 0
2028 | 7 | 30 | 6 | 651.0122 | 0
2028 | 7 | 30 | 7 | 663.7896 | 0
2028 | 7 | 30 | 8 | 717.9098 | 0
2028 | 7 | 30 | 9 | 779.3411 | 0
2028 | 7 | 30 | 10 | 837.55 | 0
2028 | 7 | 30 | 11 | 887.1245 | 0
2028 | 7 | 30 | 12 | 919.0118 | 0
2028 | 7 | 30 | 13 | 934.9046 | 0
2028 | 7 | 30 | 14 | 942.1088 | 0
2028 | 7 | 30 | 15 | 943.6406 | 0
2028 | 7 | 30 | 16 | 947.3627 | 0
2028 | 7 | 30 | 17 | 944.8638 | 0
2028 | 7 | 30 | 18 | 920.4775 | 0
2028 | 7 | 30 | 19 | 899.6106 | 0
2028 | 7 | 30 | 20 | 876.341 | 0
2028 | 7 | 30 | 21 | 879.9377 | 0
2028 | 7 | 30 | 22 | 841.3149 | 0
2028 | 7 | 30 | 23 | 785.5499 | 0
2028 | 7 | 31 | 0 | 729.785 | 0
2028 | 7 | 31 | 1 | 680.6934 | 0
2028 | 7 | 31 | 2 | 652.3647 | 0
2028 | 7 | 31 | 3 | 624.0359 | 0
2028 | 7 | 31 | 4 | 624.0405 | 0
2028 | 7 | 31 | 5 | 643.9613 | 0
2028 | 7 | 31 | 6 | 686.9278 | 0
2028 | 7 | 31 | 7 | 740.4607 | 0
2028 | 7 | 31 | 8 | 779.5921 | 0
2028 | 7 | 31 | 9 | 833.0668 | 0
2028 | 7 | 31 | 10 | 877.8744 | 0
2028 | 7 | 31 | 11 | 908.0553 | 0
2028 | 7 | 31 | 12 | 928.2795 | 0
2028 | 7 | 31 | 13 | 946.6094 | 0
2028 | 7 | 31 | 14 | 951.9511 | 0
2028 | 7 | 31 | 15 | 952.4878 | 0
2028 | 7 | 31 | 16 | 952.0101 | 0
2028 | 7 | 31 | 17 | 944.8359 | 0
2028 | 7 | 31 | 18 | 922.3671 | 0
2028 | 7 | 31 | 19 | 890.4014 | 0
2028 | 7 | 31 | 20 | 879.7178 | 0
2028 | 7 | 31 | 21 | 871.1991 | 0
2028 | 7 | 31 | 22 | 822.4252 | 0
2028 | 7 | 31 | 23 | 770.3604 | 0
2028 | 8 | 1 | 0 | 715.7641 | 0
2028 | 8 | 1 | 1 | 721.4755 | 0
2028 | 8 | 1 | 2 | 727.1869 | 0
2028 | 8 | 1 | 3 | 709.2469 | 0
2028 | 8 | 1 | 4 | 702.5297 | 0
2028 | 8 | 1 | 5 | 719.1243 | 0
2028 | 8 | 1 | 6 | 758.7373 | 0
2028 | 8 | 1 | 7 | 821.5925 | 0
2028 | 8 | 1 | 8 | 884.4477 | 0
2028 | 8 | 1 | 9 | 936.8197 | 0
2028 | 8 | 1 | 10 | 998.4566 | 0
2028 | 8 | 1 | 11 | 1043.7537 | 43.7537
2028 | 8 | 1 | 12 | 1074.6051 | 74.6051
2028 | 8 | 1 | 13 | 1094.6741 | 94.6741
2028 | 8 | 1 | 14 | 1100.9735 | 100.9735
2028 | 8 | 1 | 15 | 1100.9857 | 100.9857
2028 | 8 | 1 | 16 | 1091.0751 | 91.0751
2028 | 8 | 1 | 17 | 1082.2867 | 82.2867
2028 | 8 | 1 | 18 | 1063.0188 | 63.0188
2028 | 8 | 1 | 19 | 1040.676 | 40.676
2028 | 8 | 1 | 20 | 1017.9216 | 17.9216
2028 | 8 | 1 | 21 | 1000.9705 | 0.97048
2028 | 8 | 1 | 22 | 939.8838 | 0
2028 | 8 | 1 | 23 | 874.6179 | 0
2028 | 8 | 2 | 0 | 809.3519 | 0
2028 | 8 | 2 | 1 | 761.4581 | 0
2028 | 8 | 2 | 2 | 713.5644 | 0
2028 | 8 | 2 | 3 | 697.3504 | 0
2028 | 8 | 2 | 4 | 691.6657 | 0
2028 | 8 | 2 | 5 | 708.0465 | 0
2028 | 8 | 2 | 6 | 744.5367 | 0
2028 | 8 | 2 | 7 | 794.7346 | 0
2028 | 8 | 2 | 8 | 833.8891 | 0
2028 | 8 | 2 | 9 | 872.3837 | 0
2028 | 8 | 2 | 10 | 913.7928 | 0
2028 | 8 | 2 | 11 | 943.7633 | 0
2028 | 8 | 2 | 12 | 978.1085 | 0
2028 | 8 | 2 | 13 | 991.6148 | 0
2028 | 8 | 2 | 14 | 993.4977 | 0
2028 | 8 | 2 | 15 | 991.0396 | 0
2028 | 8 | 2 | 16 | 987.7028 | 0
2028 | 8 | 2 | 17 | 987.562 | 0
2028 | 8 | 2 | 18 | 976.242 | 0
2028 | 8 | 2 | 19 | 946.8837 | 0
2028 | 8 | 2 | 20 | 923.7242 | 0
2028 | 8 | 2 | 21 | 914.1906 | 0
2028 | 8 | 2 | 22 | 864.8594 | 0
2028 | 8 | 2 | 23 | 809.9209 | 0
2028 | 8 | 3 | 0 | 753.7298 | 0
2028 | 8 | 3 | 1 | 711.1855 | 0
2028 | 8 | 3 | 2 | 682.8568 | 0
2028 | 8 | 3 | 3 | 654.5282 | 0
2028 | 8 | 3 | 4 | 650.6459 | 0
2028 | 8 | 3 | 5 | 667.2494 | 0
2028 | 8 | 3 | 6 | 707.3458 | 0
2028 | 8 | 3 | 7 | 761.4898 | 0
2028 | 8 | 3 | 8 | 815.6338 | 0
2028 | 8 | 3 | 9 | 877.2407 | 0
2028 | 8 | 3 | 10 | 923.5536 | 0
2028 | 8 | 3 | 11 | 958.9465 | 0
2028 | 8 | 3 | 12 | 982.2443 | 0
2028 | 8 | 3 | 13 | 1005.001 | 5.001
2028 | 8 | 3 | 14 | 1016.4471 | 16.4471
2028 | 8 | 3 | 15 | 1022.9573 | 22.9573
2028 | 8 | 3 | 16 | 1025.9793 | 25.9793
2028 | 8 | 3 | 17 | 1019.9065 | 19.9065
2028 | 8 | 3 | 18 | 986.071 | 0
2028 | 8 | 3 | 19 | 948.293 | 0
2028 | 8 | 3 | 20 | 914.9034 | 0
2028 | 8 | 3 | 21 | 907.329 | 0
2028 | 8 | 3 | 22 | 854.8362 | 0
2028 | 8 | 3 | 23 | 794.411 | 0
2028 | 8 | 4 | 0 | 752.1674 | 0
2028 | 8 | 4 | 1 | 709.9238 | 0
2028 | 8 | 4 | 2 | 685.173 | 0
2028 | 8 | 4 | 3 | 671.32 | 0
2028 | 8 | 4 | 4 | 666.9434 | 0
2028 | 8 | 4 | 5 | 683.5794 | 0
2028 | 8 | 4 | 6 | 722.684 | 0
2028 | 8 | 4 | 7 | 776.1124 | 0
2028 | 8 | 4 | 8 | 829.5409 | 0
2028 | 8 | 4 | 9 | 877.2047 | 0
2028 | 8 | 4 | 10 | 924.8299 | 0
2028 | 8 | 4 | 11 | 961.3495 | 0
2028 | 8 | 4 | 12 | 984.3796 | 0
2028 | 8 | 4 | 13 | 1003.0966 | 3.0966
2028 | 8 | 4 | 14 | 1009.6653 | 9.6653
2028 | 8 | 4 | 15 | 1005.9266 | 5.9266
2028 | 8 | 4 | 16 | 1009.3184 | 9.3184
2028 | 8 | 4 | 17 | 1001.6176 | 1.6176
2028 | 8 | 4 | 18 | 962.8515 | 0
2028 | 8 | 4 | 19 | 922.3983 | 0
2028 | 8 | 4 | 20 | 891.6572 | 0
2028 | 8 | 4 | 21 | 881.1023 | 0
2028 | 8 | 4 | 22 | 831.1679 | 0
2028 | 8 | 4 | 23 | 779.6519 | 0
2028 | 8 | 5 | 0 | 735.8905 | 0
2028 | 8 | 5 | 1 | 692.8935 | 0
2028 | 8 | 5 | 2 | 649.8964 | 0
2028 | 8 | 5 | 3 | 634.1228 | 0
2028 | 8 | 5 | 4 | 624.7407 | 0
2028 | 8 | 5 | 5 | 622.3846 | 0
2028 | 8 | 5 | 6 | 626.1966 | 0
2028 | 8 | 5 | 7 | 640.4858 | 0
2028 | 8 | 5 | 8 | 685.805 | 0
2028 | 8 | 5 | 9 | 730.9648 | 0
2028 | 8 | 5 | 10 | 776.1247 | 0
2028 | 8 | 5 | 11 | 809.595 | 0
2028 | 8 | 5 | 12 | 827.7503 | 0
2028 | 8 | 5 | 13 | 838.6747 | 0
2028 | 8 | 5 | 14 | 844.6322 | 0
2028 | 8 | 5 | 15 | 848.4516 | 0
2028 | 8 | 5 | 16 | 852.9096 | 0
2028 | 8 | 5 | 17 | 852.8221 | 0
2028 | 8 | 5 | 18 | 829.4907 | 0
2028 | 8 | 5 | 19 | 791.4002 | 0
2028 | 8 | 5 | 20 | 765.4498 | 0
2028 | 8 | 5 | 21 | 768.6407 | 0
2028 | 8 | 5 | 22 | 740.0946 | 0
2028 | 8 | 5 | 23 | 708.3266 | 0
2028 | 8 | 6 | 0 | 676.8363 | 0
2028 | 8 | 6 | 1 | 634.1339 | 0
2028 | 8 | 6 | 2 | 591.4314 | 0
2028 | 8 | 6 | 3 | 577.8991 | 0
2028 | 8 | 6 | 4 | 570.4246 | 0
2028 | 8 | 6 | 5 | 569.3662 | 0
2028 | 8 | 6 | 6 | 568.3663 | 0
2028 | 8 | 6 | 7 | 573.8407 | 0
2028 | 8 | 6 | 8 | 611.1647 | 0
2028 | 8 | 6 | 9 | 654.7942 | 0
2028 | 8 | 6 | 10 | 695.0178 | 0
2028 | 8 | 6 | 11 | 726.4026 | 0
2028 | 8 | 6 | 12 | 747.0806 | 0
2028 | 8 | 6 | 13 | 756.1742 | 0
2028 | 8 | 6 | 14 | 759.215 | 0
2028 | 8 | 6 | 15 | 763.2067 | 0
2028 | 8 | 6 | 16 | 771.2204 | 0
2028 | 8 | 6 | 17 | 778.6657 | 0
2028 | 8 | 6 | 18 | 757.7267 | 0
2028 | 8 | 6 | 19 | 736.3219 | 0
2028 | 8 | 6 | 20 | 728.6444 | 0
2028 | 8 | 6 | 21 | 735.3938 | 0
2028 | 8 | 6 | 22 | 706.3591 | 0
2028 | 8 | 6 | 23 | 672.4686 | 0
2028 | 8 | 7 | 0 | 629.903 | 0
2028 | 8 | 7 | 1 | 652.3857 | 0
2028 | 8 | 7 | 2 | 674.8683 | 0
2028 | 8 | 7 | 3 | 659.7575 | 0
2028 | 8 | 7 | 4 | 650.7952 | 0
2028 | 8 | 7 | 5 | 655.913 | 0
2028 | 8 | 7 | 6 | 666.6304 | 0
2028 | 8 | 7 | 7 | 686.6778 | 0
2028 | 8 | 7 | 8 | 718.8218 | 0
2028 | 8 | 7 | 9 | 779.4288 | 0
2028 | 8 | 7 | 10 | 840.0358 | 0
2028 | 8 | 7 | 11 | 891.9883 | 0
2028 | 8 | 7 | 12 | 930.0894 | 0
2028 | 8 | 7 | 13 | 950.8115 | 0
2028 | 8 | 7 | 14 | 956.8657 | 0
2028 | 8 | 7 | 15 | 954.22 | 0
2028 | 8 | 7 | 16 | 959.0372 | 0
2028 | 8 | 7 | 17 | 968.5641 | 0
2028 | 8 | 7 | 18 | 945.1812 | 0
2028 | 8 | 7 | 19 | 927.663 | 0
2028 | 8 | 7 | 20 | 918.6265 | 0
2028 | 8 | 7 | 21 | 922.1386 | 0
2028 | 8 | 7 | 22 | 882.994 | 0
2028 | 8 | 7 | 23 | 831.5918 | 0
2028 | 8 | 8 | 0 | 771.666 | 0
2028 | 8 | 8 | 1 | 727.1103 | 0
2028 | 8 | 8 | 2 | 682.5547 | 0
2028 | 8 | 8 | 3 | 670.1963 | 0
2028 | 8 | 8 | 4 | 666.1577 | 0
2028 | 8 | 8 | 5 | 684.6227 | 0
2028 | 8 | 8 | 6 | 723.5659 | 0
2028 | 8 | 8 | 7 | 778.5106 | 0
2028 | 8 | 8 | 8 | 824.7301 | 0
2028 | 8 | 8 | 9 | 865.4546 | 0
2028 | 8 | 8 | 10 | 915.6376 | 0
2028 | 8 | 8 | 11 | 954.5839 | 0
2028 | 8 | 8 | 12 | 980.5373 | 0
2028 | 8 | 8 | 13 | 997.637 | 0
2028 | 8 | 8 | 14 | 1003.1672 | 3.1672
2028 | 8 | 8 | 15 | 1000.9808 | 0.98083
2028 | 8 | 8 | 16 | 988.4553 | 0
2028 | 8 | 8 | 17 | 982.2301 | 0
2028 | 8 | 8 | 18 | 960.5883 | 0
2028 | 8 | 8 | 19 | 934.1504 | 0
2028 | 8 | 8 | 20 | 931.9925 | 0
2028 | 8 | 8 | 21 | 917.2128 | 0
2028 | 8 | 8 | 22 | 861.851 | 0
2028 | 8 | 8 | 23 | 801.8745 | 0
2028 | 8 | 9 | 0 | 750.417 | 0
2028 | 8 | 9 | 1 | 724.8684 | 0
2028 | 8 | 9 | 2 | 699.3198 | 0
2028 | 8 | 9 | 3 | 685.1188 | 0
2028 | 8 | 9 | 4 | 680.3855 | 0
2028 | 8 | 9 | 5 | 694.6364 | 0
2028 | 8 | 9 | 6 | 732.1254 | 0
2028 | 8 | 9 | 7 | 786.2982 | 0
2028 | 8 | 9 | 8 | 840.471 | 0
2028 | 8 | 9 | 9 | 892.4617 | 0
2028 | 8 | 9 | 10 | 945.5201 | 0
2028 | 8 | 9 | 11 | 981.7964 | 0
2028 | 8 | 9 | 12 | 1017.5317 | 17.5317
2028 | 8 | 9 | 13 | 1037.7668 | 37.7668
2028 | 8 | 9 | 14 | 1048.6805 | 48.6805
2028 | 8 | 9 | 15 | 1055.6849 | 55.6849
2028 | 8 | 9 | 16 | 1060.2513 | 60.2513
2028 | 8 | 9 | 17 | 1056.2553 | 56.2553
2028 | 8 | 9 | 18 | 1029.3512 | 29.3512
2028 | 8 | 9 | 19 | 984.5906 | 0
2028 | 8 | 9 | 20 | 951.2586 | 0
2028 | 8 | 9 | 21 | 936.9451 | 0
2028 | 8 | 9 | 22 | 883.1996 | 0
2028 | 8 | 9 | 23 | 824.6762 | 0
2028 | 8 | 10 | 0 | 773.6432 | 0
2028 | 8 | 10 | 1 | 722.6102 | 0
2028 | 8 | 10 | 2 | 693.7388 | 0
2028 | 8 | 10 | 3 | 664.8674 | 0
2028 | 8 | 10 | 4 | 659.2636 | 0
2028 | 8 | 10 | 5 | 671.7135 | 0
2028 | 8 | 10 | 6 | 704.4409 | 0
2028 | 8 | 10 | 7 | 747.8198 | 0
2028 | 8 | 10 | 8 | 779.4488 | 0
2028 | 8 | 10 | 9 | 824.4653 | 0
2028 | 8 | 10 | 10 | 855.6506 | 0
2028 | 8 | 10 | 11 | 878.3961 | 0
2028 | 8 | 10 | 12 | 890.5181 | 0
2028 | 8 | 10 | 13 | 903.1603 | 0
2028 | 8 | 10 | 14 | 906.7918 | 0
2028 | 8 | 10 | 15 | 905.2099 | 0
2028 | 8 | 10 | 16 | 898.9058 | 0
2028 | 8 | 10 | 17 | 888.1774 | 0
2028 | 8 | 10 | 18 | 856.1252 | 0
2028 | 8 | 10 | 19 | 822.12 | 0
2028 | 8 | 10 | 20 | 808.0479 | 0
2028 | 8 | 10 | 21 | 800.3588 | 0
2028 | 8 | 10 | 22 | 758.5908 | 0
2028 | 8 | 10 | 23 | 714.6764 | 0
2028 | 8 | 11 | 0 | 666.2488 | 0
2028 | 8 | 11 | 1 | 644.9857 | 0
2028 | 8 | 11 | 2 | 623.7226 | 0
2028 | 8 | 11 | 3 | 613.809 | 0
2028 | 8 | 11 | 4 | 612.4263 | 0
2028 | 8 | 11 | 5 | 629.1548 | 0
2028 | 8 | 11 | 6 | 666.7993 | 0
2028 | 8 | 11 | 7 | 708.8468 | 0
2028 | 8 | 11 | 8 | 750.8942 | 0
2028 | 8 | 11 | 9 | 797.7123 | 0
2028 | 8 | 11 | 10 | 834.4012 | 0
2028 | 8 | 11 | 11 | 861.146 | 0
2028 | 8 | 11 | 12 | 877.0735 | 0
2028 | 8 | 11 | 13 | 891.1225 | 0
2028 | 8 | 11 | 14 | 893.9228 | 0
2028 | 8 | 11 | 15 | 895.8389 | 0
2028 | 8 | 11 | 16 | 892.6881 | 0
2028 | 8 | 11 | 17 | 884.6642 | 0
2028 | 8 | 11 | 18 | 857.3071 | 0
2028 | 8 | 11 | 19 | 820.9274 | 0
2028 | 8 | 11 | 20 | 802.8171 | 0
2028 | 8 | 11 | 21 | 789.613 | 0
2028 | 8 | 11 | 22 | 750.3595 | 0
2028 | 8 | 11 | 23 | 711.1429 | 0
2028 | 8 | 12 | 0 | 667.1659 | 0
2028 | 8 | 12 | 1 | 634.1176 | 0
2028 | 8 | 12 | 2 | 601.0693 | 0
2028 | 8 | 12 | 3 | 590.6637 | 0
2028 | 8 | 12 | 4 | 585.3604 | 0
2028 | 8 | 12 | 5 | 587.1985 | 0
2028 | 8 | 12 | 6 | 594.5402 | 0
2028 | 8 | 12 | 7 | 608.0329 | 0
2028 | 8 | 12 | 8 | 651.7717 | 0
2028 | 8 | 12 | 9 | 695.5105 | 0
2028 | 8 | 12 | 10 | 741.9816 | 0
2028 | 8 | 12 | 11 | 773.5386 | 0
2028 | 8 | 12 | 12 | 790.8436 | 0
2028 | 8 | 12 | 13 | 802.274 | 0
2028 | 8 | 12 | 14 | 809.7838 | 0
2028 | 8 | 12 | 15 | 814.993 | 0
2028 | 8 | 12 | 16 | 820.3016 | 0
2028 | 8 | 12 | 17 | 822.2581 | 0
2028 | 8 | 12 | 18 | 800.5621 | 0
2028 | 8 | 12 | 19 | 766.1254 | 0
2028 | 8 | 12 | 20 | 747.5789 | 0
2028 | 8 | 12 | 21 | 743.6076 | 0
2028 | 8 | 12 | 22 | 715.6829 | 0
2028 | 8 | 12 | 23 | 683.4748 | 0
2028 | 8 | 13 | 0 | 654.4502 | 0
2028 | 8 | 13 | 1 | 621.2349 | 0
2028 | 8 | 13 | 2 | 588.0196 | 0
2028 | 8 | 13 | 3 | 574.7108 | 0
2028 | 8 | 13 | 4 | 567.3608 | 0
2028 | 8 | 13 | 5 | 567.2604 | 0
2028 | 8 | 13 | 6 | 569.1802 | 0
2028 | 8 | 13 | 7 | 572.8955 | 0
2028 | 8 | 13 | 8 | 613.4507 | 0
2028 | 8 | 13 | 9 | 657.1639 | 0
2028 | 8 | 13 | 10 | 700.0935 | 0
2028 | 8 | 13 | 11 | 737.2077 | 0
2028 | 8 | 13 | 12 | 760.6272 | 0
2028 | 8 | 13 | 13 | 772.9129 | 0
2028 | 8 | 13 | 14 | 780.4799 | 0
2028 | 8 | 13 | 15 | 785.6695 | 0
2028 | 8 | 13 | 16 | 792.0555 | 0
2028 | 8 | 13 | 17 | 798.9892 | 0
2028 | 8 | 13 | 18 | 781.5263 | 0
2028 | 8 | 13 | 19 | 759.9165 | 0
2028 | 8 | 13 | 20 | 759.5364 | 0
2028 | 8 | 13 | 21 | 760.1079 | 0
2028 | 8 | 13 | 22 | 728.055 | 0
2028 | 8 | 13 | 23 | 692.1228 | 0
2028 | 8 | 14 | 0 | 656.1906 | 0
2028 | 8 | 14 | 1 | 654.9479 | 0
2028 | 8 | 14 | 2 | 634.7406 | 0
2028 | 8 | 14 | 3 | 624.3904 | 0
2028 | 8 | 14 | 4 | 622.535 | 0
2028 | 8 | 14 | 5 | 639.9721 | 0
2028 | 8 | 14 | 6 | 682.8804 | 0
2028 | 8 | 14 | 7 | 738.9245 | 0
2028 | 8 | 14 | 8 | 794.9686 | 0
2028 | 8 | 14 | 9 | 859.7055 | 0
2028 | 8 | 14 | 10 | 915.9212 | 0
2028 | 8 | 14 | 11 | 952.7716 | 0
2028 | 8 | 14 | 12 | 977.3377 | 0
2028 | 8 | 14 | 13 | 999.6498 | 0
2028 | 8 | 14 | 14 | 1014.0682 | 14.0682
2028 | 8 | 14 | 15 | 1024.2802 | 24.2802
2028 | 8 | 14 | 16 | 1033.3575 | 33.3575
2028 | 8 | 14 | 17 | 1032.6955 | 32.6955
2028 | 8 | 14 | 18 | 999.8141 | 0
2028 | 8 | 14 | 19 | 955.9814 | 0
2028 | 8 | 14 | 20 | 937.0986 | 0
2028 | 8 | 14 | 21 | 922.5132 | 0
2028 | 8 | 14 | 22 | 867.5902 | 0
2028 | 8 | 14 | 23 | 806.6574 | 0
2028 | 8 | 15 | 0 | 751.5583 | 0
2028 | 8 | 15 | 1 | 696.4593 | 0
2028 | 8 | 15 | 2 | 672.9097 | 0
2028 | 8 | 15 | 3 | 660.8262 | 0
2028 | 8 | 15 | 4 | 657.1817 | 0
2028 | 8 | 15 | 5 | 675.7391 | 0
2028 | 8 | 15 | 6 | 717.1915 | 0
2028 | 8 | 15 | 7 | 772.8259 | 0
2028 | 8 | 15 | 8 | 823.5786 | 0
2028 | 8 | 15 | 9 | 867.1571 | 0
2028 | 8 | 15 | 10 | 916.0947 | 0
2028 | 8 | 15 | 11 | 949.9654 | 0
2028 | 8 | 15 | 12 | 971.6205 | 0
2028 | 8 | 15 | 13 | 986.4103 | 0
2028 | 8 | 15 | 14 | 988.3797 | 0
2028 | 8 | 15 | 15 | 987.5583 | 0
2028 | 8 | 15 | 16 | 974.8228 | 0
2028 | 8 | 15 | 17 | 968.5853 | 0
2028 | 8 | 15 | 18 | 943.5654 | 0
2028 | 8 | 15 | 19 | 912.9831 | 0
2028 | 8 | 15 | 20 | 912.3191 | 0
2028 | 8 | 15 | 21 | 891.2097 | 0
2028 | 8 | 15 | 22 | 835.3158 | 0
2028 | 8 | 15 | 23 | 781.0356 | 0
2028 | 8 | 16 | 0 | 726.7553 | 0
2028 | 8 | 16 | 1 | 729.1046 | 0
2028 | 8 | 16 | 2 | 704.0082 | 0
2028 | 8 | 16 | 3 | 689.4369 | 0
2028 | 8 | 16 | 4 | 684.7674 | 0
2028 | 8 | 16 | 5 | 701.6386 | 0
2028 | 8 | 16 | 6 | 741.9314 | 0
2028 | 8 | 16 | 7 | 799.5518 | 0
2028 | 8 | 16 | 8 | 857.1722 | 0
2028 | 8 | 16 | 9 | 918.0811 | 0
2028 | 8 | 16 | 10 | 976.0408 | 0
2028 | 8 | 16 | 11 | 1019.5584 | 19.5584
2028 | 8 | 16 | 12 | 1060.0503 | 60.0503
2028 | 8 | 16 | 13 | 1087.3768 | 87.3768
2028 | 8 | 16 | 14 | 1106.7633 | 106.7633
2028 | 8 | 16 | 15 | 1117.1842 | 117.1842
2028 | 8 | 16 | 16 | 1122.0025 | 122.0025
2028 | 8 | 16 | 17 | 1114.243 | 114.243
2028 | 8 | 16 | 18 | 1090.6194 | 90.6194
2028 | 8 | 16 | 19 | 1053.3302 | 53.3302
2028 | 8 | 16 | 20 | 1032.0626 | 32.0626
2028 | 8 | 16 | 21 | 1007.7212 | 7.7212
2028 | 8 | 16 | 22 | 945.6375 | 0
2028 | 8 | 16 | 23 | 883.9393 | 0
2028 | 8 | 17 | 0 | 822.2411 | 0
2028 | 8 | 17 | 1 | 764.7587 | 0
2028 | 8 | 17 | 2 | 734.6771 | 0
2028 | 8 | 17 | 3 | 716.0818 | 0
2028 | 8 | 17 | 4 | 708.732 | 0
2028 | 8 | 17 | 5 | 725.1245 | 0
2028 | 8 | 17 | 6 | 768.1816 | 0
2028 | 8 | 17 | 7 | 823.6076 | 0
2028 | 8 | 17 | 8 | 878.6726 | 0
2028 | 8 | 17 | 9 | 948.8866 | 0
2028 | 8 | 17 | 10 | 1001.022 | 1.022
2028 | 8 | 17 | 11 | 1041.5713 | 41.5713
2028 | 8 | 17 | 12 | 1072.0846 | 72.0846
2028 | 8 | 17 | 13 | 1098.0136 | 98.0136
2028 | 8 | 17 | 14 | 1111.4069 | 111.4069
2028 | 8 | 17 | 15 | 1113.3695 | 113.3695
2028 | 8 | 17 | 16 | 1116.0501 | 116.0501
2028 | 8 | 17 | 17 | 1113.7562 | 113.7562
2028 | 8 | 17 | 18 | 1072.671 | 72.671
2028 | 8 | 17 | 19 | 1029.9085 | 29.9085
2028 | 8 | 17 | 20 | 1017.7669 | 17.7669
2028 | 8 | 17 | 21 | 994.081 | 0
2028 | 8 | 17 | 22 | 935.0888 | 0
2028 | 8 | 17 | 23 | 868.5391 | 0
2028 | 8 | 18 | 0 | 813.2704 | 0
2028 | 8 | 18 | 1 | 758.0016 | 0
2028 | 8 | 18 | 2 | 729.2327 | 0
2028 | 8 | 18 | 3 | 712.269 | 0
2028 | 8 | 18 | 4 | 705.6784 | 0
2028 | 8 | 18 | 5 | 721.8718 | 0
2028 | 8 | 18 | 6 | 760.6299 | 0
2028 | 8 | 18 | 7 | 805.7256 | 0
2028 | 8 | 18 | 8 | 847.2495 | 0
2028 | 8 | 18 | 9 | 908.2273 | 0
2028 | 8 | 18 | 10 | 951.9483 | 0
2028 | 8 | 18 | 11 | 982.6039 | 0
2028 | 8 | 18 | 12 | 1003.546 | 3.546
2028 | 8 | 18 | 13 | 1017.3416 | 17.3416
2028 | 8 | 18 | 14 | 1017.4652 | 17.4652
2028 | 8 | 18 | 15 | 1014.549 | 14.549
2028 | 8 | 18 | 16 | 1007.0208 | 7.0208
2028 | 8 | 18 | 17 | 993.371 | 0
2028 | 8 | 18 | 18 | 952.7386 | 0
2028 | 8 | 18 | 19 | 917.9264 | 0
2028 | 8 | 18 | 20 | 921.9323 | 0
2028 | 8 | 18 | 21 | 900.4216 | 0
2028 | 8 | 18 | 22 | 854.5771 | 0
2028 | 8 | 18 | 23 | 808.705 | 0
2028 | 8 | 19 | 0 | 750.9823 | 0
2028 | 8 | 19 | 1 | 709.9301 | 0
2028 | 8 | 19 | 2 | 668.8778 | 0
2028 | 8 | 19 | 3 | 653.0551 | 0
2028 | 8 | 19 | 4 | 645.4145 | 0
2028 | 8 | 19 | 5 | 646.4761 | 0
2028 | 8 | 19 | 6 | 655.9731 | 0
2028 | 8 | 19 | 7 | 667.9972 | 0
2028 | 8 | 19 | 8 | 719.4852 | 0
2028 | 8 | 19 | 9 | 770.9731 | 0
2028 | 8 | 19 | 10 | 834.818 | 0
2028 | 8 | 19 | 11 | 875.1266 | 0
2028 | 8 | 19 | 12 | 898.9943 | 0
2028 | 8 | 19 | 13 | 911.0167 | 0
2028 | 8 | 19 | 14 | 915.2155 | 0
2028 | 8 | 19 | 15 | 914.9555 | 0
2028 | 8 | 19 | 16 | 913.6713 | 0
2028 | 8 | 19 | 17 | 909.2639 | 0
2028 | 8 | 19 | 18 | 876.7835 | 0
2028 | 8 | 19 | 19 | 843.9924 | 0
2028 | 8 | 19 | 20 | 837.9301 | 0
2028 | 8 | 19 | 21 | 822.9515 | 0
2028 | 8 | 19 | 22 | 787.659 | 0
2028 | 8 | 19 | 23 | 751.5903 | 0
2028 | 8 | 20 | 0 | 701.274 | 0
2028 | 8 | 20 | 1 | 678.5974 | 0
2028 | 8 | 20 | 2 | 650.6506 | 0
2028 | 8 | 20 | 3 | 631.9673 | 0
2028 | 8 | 20 | 4 | 620.9474 | 0
2028 | 8 | 20 | 5 | 619.3261 | 0
2028 | 8 | 20 | 6 | 619.9569 | 0
2028 | 8 | 20 | 7 | 622.6855 | 0
2028 | 8 | 20 | 8 | 672.8635 | 0
2028 | 8 | 20 | 9 | 728.2074 | 0
2028 | 8 | 20 | 10 | 780.6758 | 0
2028 | 8 | 20 | 11 | 832.5589 | 0
2028 | 8 | 20 | 12 | 862.3395 | 0
2028 | 8 | 20 | 13 | 879.7511 | 0
2028 | 8 | 20 | 14 | 890.9536 | 0
2028 | 8 | 20 | 15 | 898.2359 | 0
2028 | 8 | 20 | 16 | 905.3368 | 0
2028 | 8 | 20 | 17 | 908.7368 | 0
2028 | 8 | 20 | 18 | 877.9123 | 0
2028 | 8 | 20 | 19 | 848.9465 | 0
2028 | 8 | 20 | 20 | 851.3227 | 0
2028 | 8 | 20 | 21 | 840.4727 | 0
2028 | 8 | 20 | 22 | 801.5131 | 0
2028 | 8 | 20 | 23 | 751.0613 | 0
2028 | 8 | 21 | 0 | 700.6095 | 0
2028 | 8 | 21 | 1 | 672.6793 | 0
2028 | 8 | 21 | 2 | 652.5487 | 0
2028 | 8 | 21 | 3 | 642.7276 | 0
2028 | 8 | 21 | 4 | 641.2025 | 0
2028 | 8 | 21 | 5 | 660.7929 | 0
2028 | 8 | 21 | 6 | 705.3291 | 0
2028 | 8 | 21 | 7 | 754.8872 | 0
2028 | 8 | 21 | 8 | 799.4086 | 0
2028 | 8 | 21 | 9 | 853.4741 | 0
2028 | 8 | 21 | 10 | 899.012 | 0
2028 | 8 | 21 | 11 | 928.1335 | 0
2028 | 8 | 21 | 12 | 945.2879 | 0
2028 | 8 | 21 | 13 | 959.5835 | 0
2028 | 8 | 21 | 14 | 963.1434 | 0
2028 | 8 | 21 | 15 | 961.0545 | 0
2028 | 8 | 21 | 16 | 955.7834 | 0
2028 | 8 | 21 | 17 | 947.6404 | 0
2028 | 8 | 21 | 18 | 905.6612 | 0
2028 | 8 | 21 | 19 | 868.5937 | 0
2028 | 8 | 21 | 20 | 865.2258 | 0
2028 | 8 | 21 | 21 | 840.9575 | 0
2028 | 8 | 21 | 22 | 789.5758 | 0
2028 | 8 | 21 | 23 | 737.7541 | 0
2028 | 8 | 22 | 0 | 685.9324 | 0
2028 | 8 | 22 | 1 | 675.5004 | 0
2028 | 8 | 22 | 2 | 652.8625 | 0
2028 | 8 | 22 | 3 | 641.6796 | 0
2028 | 8 | 22 | 4 | 639.4326 | 0
2028 | 8 | 22 | 5 | 660.3178 | 0
2028 | 8 | 22 | 6 | 704.4463 | 0
2028 | 8 | 22 | 7 | 757.6768 | 0
2028 | 8 | 22 | 8 | 809.0491 | 0
2028 | 8 | 22 | 9 | 851.9958 | 0
2028 | 8 | 22 | 10 | 903.4191 | 0
2028 | 8 | 22 | 11 | 939.8232 | 0
2028 | 8 | 22 | 12 | 962.9105 | 0
2028 | 8 | 22 | 13 | 980.9066 | 0
2028 | 8 | 22 | 14 | 990.1121 | 0
2028 | 8 | 22 | 15 | 994.0695 | 0
2028 | 8 | 22 | 16 | 987.4106 | 0
2028 | 8 | 22 | 17 | 980.1926 | 0
2028 | 8 | 22 | 18 | 946.9626 | 0
2028 | 8 | 22 | 19 | 908.85 | 0
2028 | 8 | 22 | 20 | 904.9204 | 0
2028 | 8 | 22 | 21 | 874.158 | 0
2028 | 8 | 22 | 22 | 812.9759 | 0
2028 | 8 | 22 | 23 | 757.6575 | 0
2028 | 8 | 23 | 0 | 702.3391 | 0
2028 | 8 | 23 | 1 | 665.4572 | 0
2028 | 8 | 23 | 2 | 642.4213 | 0
2028 | 8 | 23 | 3 | 630.1761 | 0
2028 | 8 | 23 | 4 | 626.817 | 0
2028 | 8 | 23 | 5 | 646.0918 | 0
2028 | 8 | 23 | 6 | 688.833 | 0
2028 | 8 | 23 | 7 | 733.3296 | 0
2028 | 8 | 23 | 8 | 774.7656 | 0
2028 | 8 | 23 | 9 | 811.0718 | 0
2028 | 8 | 23 | 10 | 851.817 | 0
2028 | 8 | 23 | 11 | 879.3189 | 0
2028 | 8 | 23 | 12 | 907.811 | 0
2028 | 8 | 23 | 13 | 922.5136 | 0
2028 | 8 | 23 | 14 | 930.0654 | 0
2028 | 8 | 23 | 15 | 933.5623 | 0
2028 | 8 | 23 | 16 | 936.9718 | 0
2028 | 8 | 23 | 17 | 932.5956 | 0
2028 | 8 | 23 | 18 | 901.631 | 0
2028 | 8 | 23 | 19 | 865.8517 | 0
2028 | 8 | 23 | 20 | 870.184 | 0
2028 | 8 | 23 | 21 | 847.2144 | 0
2028 | 8 | 23 | 22 | 794.1199 | 0
2028 | 8 | 23 | 23 | 739.8755 | 0
2028 | 8 | 24 | 0 | 687.0743 | 0
2028 | 8 | 24 | 1 | 649.5423 | 0
2028 | 8 | 24 | 2 | 625.7983 | 0
2028 | 8 | 24 | 3 | 602.0544 | 0
2028 | 8 | 24 | 4 | 600.9194 | 0
2028 | 8 | 24 | 5 | 619.629 | 0
2028 | 8 | 24 | 6 | 662.8992 | 0
2028 | 8 | 24 | 7 | 712.4368 | 0
2028 | 8 | 24 | 8 | 754.7008 | 0
2028 | 8 | 24 | 9 | 802.6486 | 0
2028 | 8 | 24 | 10 | 841.6926 | 0
2028 | 8 | 24 | 11 | 872.2414 | 0
2028 | 8 | 24 | 12 | 890.8044 | 0
2028 | 8 | 24 | 13 | 911.4836 | 0
2028 | 8 | 24 | 14 | 924.0816 | 0
2028 | 8 | 24 | 15 | 931.9126 | 0
2028 | 8 | 24 | 16 | 939.484 | 0
2028 | 8 | 24 | 17 | 934.7899 | 0
2028 | 8 | 24 | 18 | 896.3542 | 0
2028 | 8 | 24 | 19 | 856.6382 | 0
2028 | 8 | 24 | 20 | 853.9113 | 0
2028 | 8 | 24 | 21 | 830.246 | 0
2028 | 8 | 24 | 22 | 777.3165 | 0
2028 | 8 | 24 | 23 | 726.9179 | 0
2028 | 8 | 25 | 0 | 676.5194 | 0
2028 | 8 | 25 | 1 | 650.2811 | 0
2028 | 8 | 25 | 2 | 630.3707 | 0
2028 | 8 | 25 | 3 | 620.4116 | 0
2028 | 8 | 25 | 4 | 619.0071 | 0
2028 | 8 | 25 | 5 | 638.6054 | 0
2028 | 8 | 25 | 6 | 681.1739 | 0
2028 | 8 | 25 | 7 | 730.3483 | 0
2028 | 8 | 25 | 8 | 773.0375 | 0
2028 | 8 | 25 | 9 | 825.819 | 0
2028 | 8 | 25 | 10 | 872.4436 | 0
2028 | 8 | 25 | 11 | 907.8259 | 0
2028 | 8 | 25 | 12 | 930.2566 | 0
2028 | 8 | 25 | 13 | 950.1556 | 0
2028 | 8 | 25 | 14 | 960.7797 | 0
2028 | 8 | 25 | 15 | 960.1848 | 0
2028 | 8 | 25 | 16 | 963.757 | 0
2028 | 8 | 25 | 17 | 951.3995 | 0
2028 | 8 | 25 | 18 | 912.0218 | 0
2028 | 8 | 25 | 19 | 876.7416 | 0
2028 | 8 | 25 | 20 | 877.9231 | 0
2028 | 8 | 25 | 21 | 856.154 | 0
2028 | 8 | 25 | 22 | 806.8237 | 0
2028 | 8 | 25 | 23 | 757.4024 | 0
2028 | 8 | 26 | 0 | 706.7376 | 0
2028 | 8 | 26 | 1 | 669.7178 | 0
2028 | 8 | 26 | 2 | 632.6979 | 0
2028 | 8 | 26 | 3 | 617.5381 | 0
2028 | 8 | 26 | 4 | 609.2381 | 0
2028 | 8 | 26 | 5 | 611.5431 | 0
2028 | 8 | 26 | 6 | 620.7934 | 0
2028 | 8 | 26 | 7 | 631.5466 | 0
2028 | 8 | 26 | 8 | 676.8392 | 0
2028 | 8 | 26 | 9 | 722.1319 | 0
2028 | 8 | 26 | 10 | 770.289 | 0
2028 | 8 | 26 | 11 | 818.4461 | 0
2028 | 8 | 26 | 12 | 842.4621 | 0
2028 | 8 | 26 | 13 | 854.3792 | 0
2028 | 8 | 26 | 14 | 860.7126 | 0
2028 | 8 | 26 | 15 | 860.8998 | 0
2028 | 8 | 26 | 16 | 860.4616 | 0
2028 | 8 | 26 | 17 | 855.9491 | 0
2028 | 8 | 26 | 18 | 826.5142 | 0
2028 | 8 | 26 | 19 | 800.7824 | 0
2028 | 8 | 26 | 20 | 805.1454 | 0
2028 | 8 | 26 | 21 | 793.4868 | 0
2028 | 8 | 26 | 22 | 758.6719 | 0
2028 | 8 | 26 | 23 | 724.4284 | 0
2028 | 8 | 27 | 0 | 709.8615 | 0
2028 | 8 | 27 | 1 | 696.982 | 0
2028 | 8 | 27 | 2 | 682.642 | 0
2028 | 8 | 27 | 3 | 673.5878 | 0
2028 | 8 | 27 | 4 | 666.9819 | 0
2028 | 8 | 27 | 5 | 661.1167 | 0
2028 | 8 | 27 | 6 | 667.723 | 0
2028 | 8 | 27 | 7 | 676.0798 | 0
2028 | 8 | 27 | 8 | 727.6256 | 0
2028 | 8 | 27 | 9 | 779.1715 | 0
2028 | 8 | 27 | 10 | 833.4217 | 0
2028 | 8 | 27 | 11 | 877.1767 | 0
2028 | 8 | 27 | 12 | 905.723 | 0
2028 | 8 | 27 | 13 | 921.3326 | 0
2028 | 8 | 27 | 14 | 930.8467 | 0
2028 | 8 | 27 | 15 | 934.4733 | 0
2028 | 8 | 27 | 16 | 942.3275 | 0
2028 | 8 | 27 | 17 | 950.6272 | 0
2028 | 8 | 27 | 18 | 921.6397 | 0
2028 | 8 | 27 | 19 | 886.2256 | 0
2028 | 8 | 27 | 20 | 878.1376 | 0
2028 | 8 | 27 | 21 | 857.6622 | 0
2028 | 8 | 27 | 22 | 812.6081 | 0
2028 | 8 | 27 | 23 | 761.2472 | 0
2028 | 8 | 28 | 0 | 706.949 | 0
2028 | 8 | 28 | 1 | 651.9171 | 0
2028 | 8 | 28 | 2 | 596.8853 | 0
2028 | 8 | 28 | 3 | 589.5437 | 0
2028 | 8 | 28 | 4 | 590.3606 | 0
2028 | 8 | 28 | 5 | 611.8373 | 0
2028 | 8 | 28 | 6 | 662.964 | 0
2028 | 8 | 28 | 7 | 714.0907 | 0
2028 | 8 | 28 | 8 | 760.0631 | 0
2028 | 8 | 28 | 9 | 801.9285 | 0
2028 | 8 | 28 | 10 | 840.6333 | 0
2028 | 8 | 28 | 11 | 868.157 | 0
2028 | 8 | 28 | 12 | 882.7282 | 0
2028 | 8 | 28 | 13 | 898.3659 | 0
2028 | 8 | 28 | 14 | 904.8827 | 0
2028 | 8 | 28 | 15 | 906.2551 | 0
2028 | 8 | 28 | 16 | 911.9924 | 0
2028 | 8 | 28 | 17 | 908.5301 | 0
2028 | 8 | 28 | 18 | 873.8444 | 0
2028 | 8 | 28 | 19 | 855.361 | 0
2028 | 8 | 28 | 20 | 851.8337 | 0
2028 | 8 | 28 | 21 | 822.6453 | 0
2028 | 8 | 28 | 22 | 767.4206 | 0
2028 | 8 | 28 | 23 | 711.9025 | 0
2028 | 8 | 29 | 0 | 660.955 | 0
2028 | 8 | 29 | 1 | 659.5885 | 0
2028 | 8 | 29 | 2 | 658.222 | 0
2028 | 8 | 29 | 3 | 648.3115 | 0
2028 | 8 | 29 | 4 | 647.7604 | 0
2028 | 8 | 29 | 5 | 667.5196 | 0
2028 | 8 | 29 | 6 | 723.2592 | 0
2028 | 8 | 29 | 7 | 778.9988 | 0
2028 | 8 | 29 | 8 | 838.5833 | 0
2028 | 8 | 29 | 9 | 885.2953 | 0
2028 | 8 | 29 | 10 | 938.5154 | 0
2028 | 8 | 29 | 11 | 977.6141 | 0
2028 | 8 | 29 | 12 | 1003.8639 | 3.8639
2028 | 8 | 29 | 13 | 1028.529 | 28.529
2028 | 8 | 29 | 14 | 1040.947 | 40.947
2028 | 8 | 29 | 15 | 1048.1698 | 48.1698
2028 | 8 | 29 | 16 | 1043.6661 | 43.6661
2028 | 8 | 29 | 17 | 1043.4493 | 43.4493
2028 | 8 | 29 | 18 | 1019.2396 | 19.2396
2028 | 8 | 29 | 19 | 987.7853 | 0
2028 | 8 | 29 | 20 | 977.4407 | 0
2028 | 8 | 29 | 21 | 939.9051 | 0
2028 | 8 | 29 | 22 | 875.5959 | 0
2028 | 8 | 29 | 23 | 815.2624 | 0
2028 | 8 | 30 | 0 | 771.4855 | 0
2028 | 8 | 30 | 1 | 727.7087 | 0
2028 | 8 | 30 | 2 | 700.4885 | 0
2028 | 8 | 30 | 3 | 688.4731 | 0
2028 | 8 | 30 | 4 | 687.0498 | 0
2028 | 8 | 30 | 5 | 707.9562 | 0
2028 | 8 | 30 | 6 | 758.6317 | 0
2028 | 8 | 30 | 7 | 809.3072 | 0
2028 | 8 | 30 | 8 | 858.7677 | 0
2028 | 8 | 30 | 9 | 898.0496 | 0
2028 | 8 | 30 | 10 | 942.5913 | 0
2028 | 8 | 30 | 11 | 973.9158 | 0
2028 | 8 | 30 | 12 | 1003.2562 | 3.2562
2028 | 8 | 30 | 13 | 1019.9993 | 19.9993
2028 | 8 | 30 | 14 | 1024.9557 | 24.9557
2028 | 8 | 30 | 15 | 1029.2456 | 29.2456
2028 | 8 | 30 | 16 | 1030.5121 | 30.5121
2028 | 8 | 30 | 17 | 1025.0544 | 25.0544
2028 | 8 | 30 | 18 | 998.1524 | 0
2028 | 8 | 30 | 19 | 972.8953 | 0
2028 | 8 | 30 | 20 | 971.1313 | 0
2028 | 8 | 30 | 21 | 935.3402 | 0
2028 | 8 | 30 | 22 | 877.7285 | 0
2028 | 8 | 30 | 23 | 817.6963 | 0
2028 | 8 | 31 | 0 | 763.381 | 0
2028 | 8 | 31 | 1 | 708.6195 | 0
2028 | 8 | 31 | 2 | 653.8581 | 0
2028 | 8 | 31 | 3 | 638.8365 | 0
2028 | 8 | 31 | 4 | 634.2848 | 0
2028 | 8 | 31 | 5 | 652.9844 | 0
2028 | 8 | 31 | 6 | 705.0989 | 0
2028 | 8 | 31 | 7 | 760.7133 | 0
2028 | 8 | 31 | 8 | 793.4365 | 0
2028 | 8 | 31 | 9 | 833.693 | 0
2028 | 8 | 31 | 10 | 865.185 | 0
2028 | 8 | 31 | 11 | 888.9707 | 0
2028 | 8 | 31 | 12 | 902.4808 | 0
2028 | 8 | 31 | 13 | 915.1151 | 0
2028 | 8 | 31 | 14 | 919.0438 | 0
2028 | 8 | 31 | 15 | 915.9697 | 0
2028 | 8 | 31 | 16 | 915.1969 | 0
2028 | 8 | 31 | 17 | 907.8338 | 0
2028 | 8 | 31 | 18 | 867.2629 | 0
2028 | 8 | 31 | 19 | 836.9089 | 0
2028 | 8 | 31 | 20 | 833.1026 | 0
2028 | 8 | 31 | 21 | 804.4444 | 0
2028 | 8 | 31 | 22 | 747.1995 | 0
2028 | 8 | 31 | 23 | 691.6644 | 0
2028 | 9 | 1 | 0 | 640.5856 | 0
2028 | 9 | 1 | 1 | 652.5725 | 0
2028 | 9 | 1 | 2 | 634.5629 | 0
2028 | 9 | 1 | 3 | 625.7309 | 0
2028 | 9 | 1 | 4 | 624.8064 | 0
2028 | 9 | 1 | 5 | 646.5585 | 0
2028 | 9 | 1 | 6 | 697.4547 | 0
2028 | 9 | 1 | 7 | 737.2406 | 0
2028 | 9 | 1 | 8 | 777.0264 | 0
2028 | 9 | 1 | 9 | 814.8277 | 0
2028 | 9 | 1 | 10 | 846.2487 | 0
2028 | 9 | 1 | 11 | 870.1157 | 0
2028 | 9 | 1 | 12 | 878.4776 | 0
2028 | 9 | 1 | 13 | 896.2908 | 0
2028 | 9 | 1 | 14 | 898.7512 | 0
2028 | 9 | 1 | 15 | 892.9436 | 0
2028 | 9 | 1 | 16 | 883.5188 | 0
2028 | 9 | 1 | 17 | 869.2056 | 0
2028 | 9 | 1 | 18 | 834.7989 | 0
2028 | 9 | 1 | 19 | 821.2091 | 0
2028 | 9 | 1 | 20 | 831.5719 | 0
2028 | 9 | 1 | 21 | 802.5783 | 0
2028 | 9 | 1 | 22 | 755.8559 | 0
2028 | 9 | 1 | 23 | 711.3236 | 0
2028 | 9 | 2 | 0 | 668.2422 | 0
2028 | 9 | 2 | 1 | 649.2476 | 0
2028 | 9 | 2 | 2 | 630.253 | 0
2028 | 9 | 2 | 3 | 619.5678 | 0
2028 | 9 | 2 | 4 | 614.9638 | 0
2028 | 9 | 2 | 5 | 621.2489 | 0
2028 | 9 | 2 | 6 | 641.2545 | 0
2028 | 9 | 2 | 7 | 656.7928 | 0
2028 | 9 | 2 | 8 | 679.4703 | 0
2028 | 9 | 2 | 9 | 718.6885 | 0
2028 | 9 | 2 | 10 | 762.1995 | 0
2028 | 9 | 2 | 11 | 793.7613 | 0
2028 | 9 | 2 | 12 | 810.9612 | 0
2028 | 9 | 2 | 13 | 824.5705 | 0
2028 | 9 | 2 | 14 | 825.9814 | 0
2028 | 9 | 2 | 15 | 824.3476 | 0
2028 | 9 | 2 | 16 | 820.3589 | 0
2028 | 9 | 2 | 17 | 814.4816 | 0
2028 | 9 | 2 | 18 | 791.1868 | 0
2028 | 9 | 2 | 19 | 782.5731 | 0
2028 | 9 | 2 | 20 | 789.4801 | 0
2028 | 9 | 2 | 21 | 768.1889 | 0
2028 | 9 | 2 | 22 | 733.8258 | 0
2028 | 9 | 2 | 23 | 700.6099 | 0
2028 | 9 | 3 | 0 | 671.9607 | 0
2028 | 9 | 3 | 1 | 631.7005 | 0
2028 | 9 | 3 | 2 | 591.4402 | 0
2028 | 9 | 3 | 3 | 575.843 | 0
2028 | 9 | 3 | 4 | 567.3226 | 0
2028 | 9 | 3 | 5 | 567.4275 | 0
2028 | 9 | 3 | 6 | 580.3903 | 0
2028 | 9 | 3 | 7 | 584.2103 | 0
2028 | 9 | 3 | 8 | 621.5989 | 0
2028 | 9 | 3 | 9 | 658.9875 | 0
2028 | 9 | 3 | 10 | 699.5285 | 0
2028 | 9 | 3 | 11 | 733.186 | 0
2028 | 9 | 3 | 12 | 753.1183 | 0
2028 | 9 | 3 | 13 | 763.9617 | 0
2028 | 9 | 3 | 14 | 768.4145 | 0
2028 | 9 | 3 | 15 | 770.3293 | 0
2028 | 9 | 3 | 16 | 775.1357 | 0
2028 | 9 | 3 | 17 | 780.2838 | 0
2028 | 9 | 3 | 18 | 755.534 | 0
2028 | 9 | 3 | 19 | 746.4864 | 0
2028 | 9 | 3 | 20 | 751.7821 | 0
2028 | 9 | 3 | 21 | 732.8369 | 0
2028 | 9 | 3 | 22 | 693.6361 | 0
2028 | 9 | 3 | 23 | 648.9044 | 0
2028 | 9 | 4 | 0 | 605.643 | 0
2028 | 9 | 4 | 1 | 613.5514 | 0
2028 | 9 | 4 | 2 | 621.4597 | 0
2028 | 9 | 4 | 3 | 604.2206 | 0
2028 | 9 | 4 | 4 | 595.4922 | 0
2028 | 9 | 4 | 5 | 599.2391 | 0
2028 | 9 | 4 | 6 | 608.6008 | 0
2028 | 9 | 4 | 7 | 617.9625 | 0
2028 | 9 | 4 | 8 | 638.348 | 0
2028 | 9 | 4 | 9 | 674.9584 | 0
2028 | 9 | 4 | 10 | 711.5688 | 0
2028 | 9 | 4 | 11 | 747.3211 | 0
2028 | 9 | 4 | 12 | 771.6383 | 0
2028 | 9 | 4 | 13 | 781.4145 | 0
2028 | 9 | 4 | 14 | 787.4472 | 0
2028 | 9 | 4 | 15 | 786.4756 | 0
2028 | 9 | 4 | 16 | 791.9027 | 0
2028 | 9 | 4 | 17 | 792.3423 | 0
2028 | 9 | 4 | 18 | 777.5455 | 0
2028 | 9 | 4 | 19 | 769.5943 | 0
2028 | 9 | 4 | 20 | 790.6746 | 0
2028 | 9 | 4 | 21 | 768.612 | 0
2028 | 9 | 4 | 22 | 722.6377 | 0
2028 | 9 | 4 | 23 | 674.7685 | 0
2028 | 9 | 5 | 0 | 659.1536 | 0
2028 | 9 | 5 | 1 | 628.1885 | 0
2028 | 9 | 5 | 2 | 597.2234 | 0
2028 | 9 | 5 | 3 | 591.3101 | 0
2028 | 9 | 5 | 4 | 593.2417 | 0
2028 | 9 | 5 | 5 | 616.8532 | 0
2028 | 9 | 5 | 6 | 668.8654 | 0
2028 | 9 | 5 | 7 | 720.8776 | 0
2028 | 9 | 5 | 8 | 768.0493 | 0
2028 | 9 | 5 | 9 | 793.2949 | 0
2028 | 9 | 5 | 10 | 826.6391 | 0
2028 | 9 | 5 | 11 | 849.386 | 0
2028 | 9 | 5 | 12 | 865.2949 | 0
2028 | 9 | 5 | 13 | 879.7409 | 0
2028 | 9 | 5 | 14 | 881.4181 | 0
2028 | 9 | 5 | 15 | 881.0411 | 0
2028 | 9 | 5 | 16 | 870.966 | 0
2028 | 9 | 5 | 17 | 873.774 | 0
2028 | 9 | 5 | 18 | 860.3739 | 0
2028 | 9 | 5 | 19 | 845.1183 | 0
2028 | 9 | 5 | 20 | 845.3718 | 0
2028 | 9 | 5 | 21 | 808.9748 | 0
2028 | 9 | 5 | 22 | 752.2451 | 0
2028 | 9 | 5 | 23 | 696.6453 | 0
2028 | 9 | 6 | 0 | 655.7375 | 0
2028 | 9 | 6 | 1 | 611.0299 | 0
2028 | 9 | 6 | 2 | 594.1032 | 0
2028 | 9 | 6 | 3 | 586.7787 | 0
2028 | 9 | 6 | 4 | 588.7332 | 0
2028 | 9 | 6 | 5 | 615.6659 | 0
2028 | 9 | 6 | 6 | 669.8971 | 0
2028 | 9 | 6 | 7 | 724.1284 | 0
2028 | 9 | 6 | 8 | 770.156 | 0
2028 | 9 | 6 | 9 | 797.7121 | 0
2028 | 9 | 6 | 10 | 825.6006 | 0
2028 | 9 | 6 | 11 | 843.3023 | 0
2028 | 9 | 6 | 12 | 859.4978 | 0
2028 | 9 | 6 | 13 | 867.9426 | 0
2028 | 9 | 6 | 14 | 869.0428 | 0
2028 | 9 | 6 | 15 | 868.0477 | 0
2028 | 9 | 6 | 16 | 871.9442 | 0
2028 | 9 | 6 | 17 | 871.6752 | 0
2028 | 9 | 6 | 18 | 853.5428 | 0
2028 | 9 | 6 | 19 | 843.3249 | 0
2028 | 9 | 6 | 20 | 845.6943 | 0
2028 | 9 | 6 | 21 | 810.6072 | 0
2028 | 9 | 6 | 22 | 753.0468 | 0
2028 | 9 | 6 | 23 | 695.2342 | 0
2028 | 9 | 7 | 0 | 646.4645 | 0
2028 | 9 | 7 | 1 | 620.4412 | 0
2028 | 9 | 7 | 2 | 603.5305 | 0
2028 | 9 | 7 | 3 | 586.6199 | 0
2028 | 9 | 7 | 4 | 588.1348 | 0
2028 | 9 | 7 | 5 | 612.5498 | 0
2028 | 9 | 7 | 6 | 671.6697 | 0
2028 | 9 | 7 | 7 | 714.5041 | 0
2028 | 9 | 7 | 8 | 757.3384 | 0
2028 | 9 | 7 | 9 | 792.0068 | 0
2028 | 9 | 7 | 10 | 817.5177 | 0
2028 | 9 | 7 | 11 | 839.9384 | 0
2028 | 9 | 7 | 12 | 851.4552 | 0
2028 | 9 | 7 | 13 | 863.23 | 0
2028 | 9 | 7 | 14 | 864.4453 | 0
2028 | 9 | 7 | 15 | 862.573 | 0
2028 | 9 | 7 | 16 | 868.6041 | 0
2028 | 9 | 7 | 17 | 865.1753 | 0
2028 | 9 | 7 | 18 | 833.3605 | 0
2028 | 9 | 7 | 19 | 820.4464 | 0
2028 | 9 | 7 | 20 | 823.9455 | 0
2028 | 9 | 7 | 21 | 792.5708 | 0
2028 | 9 | 7 | 22 | 739.7282 | 0
2028 | 9 | 7 | 23 | 687.4096 | 0
2028 | 9 | 8 | 0 | 637.5863 | 0
2028 | 9 | 8 | 1 | 630.5568 | 0
2028 | 9 | 8 | 2 | 618.3588 | 0
2028 | 9 | 8 | 3 | 612.7989 | 0
2028 | 9 | 8 | 4 | 613.1041 | 0
2028 | 9 | 8 | 5 | 629.7632 | 0
2028 | 9 | 8 | 6 | 673.0406 | 0
2028 | 9 | 8 | 7 | 716.318 | 0
2028 | 9 | 8 | 8 | 737.6637 | 0
2028 | 9 | 8 | 9 | 781.6833 | 0
2028 | 9 | 8 | 10 | 812.892 | 0
2028 | 9 | 8 | 11 | 834.0828 | 0
2028 | 9 | 8 | 12 | 849.3591 | 0
2028 | 9 | 8 | 13 | 860.5078 | 0
2028 | 9 | 8 | 14 | 861.8278 | 0
2028 | 9 | 8 | 15 | 859.6028 | 0
2028 | 9 | 8 | 16 | 854.4641 | 0
2028 | 9 | 8 | 17 | 844.9768 | 0
2028 | 9 | 8 | 18 | 811.617 | 0
2028 | 9 | 8 | 19 | 797.7298 | 0
2028 | 9 | 8 | 20 | 793.5782 | 0
2028 | 9 | 8 | 21 | 768.5157 | 0
2028 | 9 | 8 | 22 | 737.2137 | 0
2028 | 9 | 8 | 23 | 703.2626 | 0
2028 | 9 | 9 | 0 | 667.5498 | 0
2028 | 9 | 9 | 1 | 613.8324 | 0
2028 | 9 | 9 | 2 | 583.2802 | 0
2028 | 9 | 9 | 3 | 552.7279 | 0
2028 | 9 | 9 | 4 | 550.5384 | 0
2028 | 9 | 9 | 5 | 557.3578 | 0
2028 | 9 | 9 | 6 | 572.6758 | 0
2028 | 9 | 9 | 7 | 588.1698 | 0
2028 | 9 | 9 | 8 | 603.6638 | 0
2028 | 9 | 9 | 9 | 633.3553 | 0
2028 | 9 | 9 | 10 | 667.3191 | 0
2028 | 9 | 9 | 11 | 686.3424 | 0
2028 | 9 | 9 | 12 | 696.5649 | 0
2028 | 9 | 9 | 13 | 697.8917 | 0
2028 | 9 | 9 | 14 | 691.9616 | 0
2028 | 9 | 9 | 15 | 684.2495 | 0
2028 | 9 | 9 | 16 | 686.3407 | 0
2028 | 9 | 9 | 17 | 685.0427 | 0
2028 | 9 | 9 | 18 | 663.4495 | 0
2028 | 9 | 9 | 19 | 658.343 | 0
2028 | 9 | 9 | 20 | 664.8709 | 0
2028 | 9 | 9 | 21 | 647.3977 | 0
2028 | 9 | 9 | 22 | 619.4698 | 0
2028 | 9 | 9 | 23 | 595.188 | 0
2028 | 9 | 10 | 0 | 577.0859 | 0
2028 | 9 | 10 | 1 | 560.3303 | 0
2028 | 9 | 10 | 2 | 547.1052 | 0
2028 | 9 | 10 | 3 | 540.4213 | 0
2028 | 9 | 10 | 4 | 538.5349 | 0
2028 | 9 | 10 | 5 | 545.0403 | 0
2028 | 9 | 10 | 6 | 558.9148 | 0
2028 | 9 | 10 | 7 | 572.7893 | 0
2028 | 9 | 10 | 8 | 580.6291 | 0
2028 | 9 | 10 | 9 | 608.2855 | 0
2028 | 9 | 10 | 10 | 636.8465 | 0
2028 | 9 | 10 | 11 | 657.6177 | 0
2028 | 9 | 10 | 12 | 667.5577 | 0
2028 | 9 | 10 | 13 | 666.3888 | 0
2028 | 9 | 10 | 14 | 658.4852 | 0
2028 | 9 | 10 | 15 | 649.2791 | 0
2028 | 9 | 10 | 16 | 648.5193 | 0
2028 | 9 | 10 | 17 | 650.9737 | 0
2028 | 9 | 10 | 18 | 638.5641 | 0
2028 | 9 | 10 | 19 | 650.0945 | 0
2028 | 9 | 10 | 20 | 667.5466 | 0
2028 | 9 | 10 | 21 | 651.5338 | 0
2028 | 9 | 10 | 22 | 617.9601 | 0
2028 | 9 | 10 | 23 | 584.7722 | 0
2028 | 9 | 11 | 0 | 562.3131 | 0
2028 | 9 | 11 | 1 | 590.4221 | 0
2028 | 9 | 11 | 2 | 580.2513 | 0
2028 | 9 | 11 | 3 | 577.7635 | 0
2028 | 9 | 11 | 4 | 581.8282 | 0
2028 | 9 | 11 | 5 | 605.7467 | 0
2028 | 9 | 11 | 6 | 653.8087 | 0
2028 | 9 | 11 | 7 | 701.8707 | 0
2028 | 9 | 11 | 8 | 740.547 | 0
2028 | 9 | 11 | 9 | 764.6186 | 0
2028 | 9 | 11 | 10 | 794.4311 | 0
2028 | 9 | 11 | 11 | 814.1052 | 0
2028 | 9 | 11 | 12 | 822.3721 | 0
2028 | 9 | 11 | 13 | 832.9431 | 0
2028 | 9 | 11 | 14 | 833.173 | 0
2028 | 9 | 11 | 15 | 833.7569 | 0
2028 | 9 | 11 | 16 | 844.5921 | 0
2028 | 9 | 11 | 17 | 837.8694 | 0
2028 | 9 | 11 | 18 | 809.3414 | 0
2028 | 9 | 11 | 19 | 805.6705 | 0
2028 | 9 | 11 | 20 | 803.7634 | 0
2028 | 9 | 11 | 21 | 772.3195 | 0
2028 | 9 | 11 | 22 | 724.0818 | 0
2028 | 9 | 11 | 23 | 678.137 | 0
2028 | 9 | 12 | 0 | 643.8789 | 0
2028 | 9 | 12 | 1 | 638.6291 | 0
2028 | 9 | 12 | 2 | 624.7802 | 0
2028 | 9 | 12 | 3 | 618.6235 | 0
2028 | 9 | 12 | 4 | 621.2175 | 0
2028 | 9 | 12 | 5 | 646.1021 | 0
2028 | 9 | 12 | 6 | 705.2994 | 0
2028 | 9 | 12 | 7 | 764.4966 | 0
2028 | 9 | 12 | 8 | 820.8578 | 0
2028 | 9 | 12 | 9 | 870.2802 | 0
2028 | 9 | 12 | 10 | 918.7463 | 0
2028 | 9 | 12 | 11 | 954.3328 | 0
2028 | 9 | 12 | 12 | 975.1524 | 0
2028 | 9 | 12 | 13 | 995.1286 | 0
2028 | 9 | 12 | 14 | 1004.7175 | 4.7175
2028 | 9 | 12 | 15 | 1010.9439 | 10.9439
2028 | 9 | 12 | 16 | 1012.8919 | 12.8919
2028 | 9 | 12 | 17 | 1006.8432 | 6.8432
2028 | 9 | 12 | 18 | 979.1257 | 0
2028 | 9 | 12 | 19 | 961.7836 | 0
2028 | 9 | 12 | 20 | 951.3479 | 0
2028 | 9 | 12 | 21 | 911.404 | 0
2028 | 9 | 12 | 22 | 851.9729 | 0
2028 | 9 | 12 | 23 | 797.2943 | 0
2028 | 9 | 13 | 0 | 766.851 | 0
2028 | 9 | 13 | 1 | 736.4077 | 0
2028 | 9 | 13 | 2 | 715.5601 | 0
2028 | 9 | 13 | 3 | 702.6346 | 0
2028 | 9 | 13 | 4 | 698.6192 | 0
2028 | 9 | 13 | 5 | 718.7585 | 0
2028 | 9 | 13 | 6 | 772.2303 | 0
2028 | 9 | 13 | 7 | 825.7022 | 0
2028 | 9 | 13 | 8 | 877.2054 | 0
2028 | 9 | 13 | 9 | 927.5006 | 0
2028 | 9 | 13 | 10 | 975.936 | 0
2028 | 9 | 13 | 11 | 1010.7089 | 10.7089
2028 | 9 | 13 | 12 | 1044.644 | 44.644
2028 | 9 | 13 | 13 | 1063.8672 | 63.8672
2028 | 9 | 13 | 14 | 1070.906 | 70.906
2028 | 9 | 13 | 15 | 1076.0547 | 76.0547
2028 | 9 | 13 | 16 | 1080.1503 | 80.1503
2028 | 9 | 13 | 17 | 1070.3239 | 70.3239
2028 | 9 | 13 | 18 | 1042.3014 | 42.3014
2028 | 9 | 13 | 19 | 1024.0195 | 24.0195
2028 | 9 | 13 | 20 | 1005.2471 | 5.2471
2028 | 9 | 13 | 21 | 961.0378 | 0
2028 | 9 | 13 | 22 | 901.7855 | 0
2028 | 9 | 13 | 23 | 842.6486 | 0
2028 | 9 | 14 | 0 | 783.5116 | 0
2028 | 9 | 14 | 1 | 746.4507 | 0
2028 | 9 | 14 | 2 | 721.7122 | 0
2028 | 9 | 14 | 3 | 696.9737 | 0
2028 | 9 | 14 | 4 | 691.3 | 0
2028 | 9 | 14 | 5 | 702.597 | 0
2028 | 9 | 14 | 6 | 733.9662 | 0
2028 | 9 | 14 | 7 | 765.3354 | 0
2028 | 9 | 14 | 8 | 790.2647 | 0
2028 | 9 | 14 | 9 | 815.6221 | 0
2028 | 9 | 14 | 10 | 832.2847 | 0
2028 | 9 | 14 | 11 | 843.9959 | 0
2028 | 9 | 14 | 12 | 846.0747 | 0
2028 | 9 | 14 | 13 | 847.2583 | 0
2028 | 9 | 14 | 14 | 838.0711 | 0
2028 | 9 | 14 | 15 | 829.3381 | 0
2028 | 9 | 14 | 16 | 822.2287 | 0
2028 | 9 | 14 | 17 | 811.9258 | 0
2028 | 9 | 14 | 18 | 784.8329 | 0
2028 | 9 | 14 | 19 | 782.2266 | 0
2028 | 9 | 14 | 20 | 780.2449 | 0
2028 | 9 | 14 | 21 | 756.3492 | 0
2028 | 9 | 14 | 22 | 721.1346 | 0
2028 | 9 | 14 | 23 | 689.3578 | 0
2028 | 9 | 15 | 0 | 656.0026 | 0
2028 | 9 | 15 | 1 | 603.1318 | 0
2028 | 9 | 15 | 2 | 586.7633 | 0
2028 | 9 | 15 | 3 | 578.749 | 0
2028 | 9 | 15 | 4 | 580.1556 | 0
2028 | 9 | 15 | 5 | 606.468 | 0
2028 | 9 | 15 | 6 | 662.0039 | 0
2028 | 9 | 15 | 7 | 717.5399 | 0
2028 | 9 | 15 | 8 | 756.5972 | 0
2028 | 9 | 15 | 9 | 795.6546 | 0
2028 | 9 | 15 | 10 | 811.3206 | 0
2028 | 9 | 15 | 11 | 819.9143 | 0
2028 | 9 | 15 | 12 | 822.5778 | 0
2028 | 9 | 15 | 13 | 825.1846 | 0
2028 | 9 | 15 | 14 | 817.2659 | 0
2028 | 9 | 15 | 15 | 808.78 | 0
2028 | 9 | 15 | 16 | 807.6242 | 0
2028 | 9 | 15 | 17 | 799.3237 | 0
2028 | 9 | 15 | 18 | 767.9148 | 0
2028 | 9 | 15 | 19 | 771.8861 | 0
2028 | 9 | 15 | 20 | 779.2164 | 0
2028 | 9 | 15 | 21 | 746.3424 | 0
2028 | 9 | 15 | 22 | 698.1565 | 0
2028 | 9 | 15 | 23 | 647.4408 | 0
2028 | 9 | 16 | 0 | 599.3999 | 0
2028 | 9 | 16 | 1 | 584.3248 | 0
2028 | 9 | 16 | 2 | 578.4283 | 0
2028 | 9 | 16 | 3 | 567.9253 | 0
2028 | 9 | 16 | 4 | 564.5839 | 0
2028 | 9 | 16 | 5 | 576.5491 | 0
2028 | 9 | 16 | 6 | 605.7841 | 0
2028 | 9 | 16 | 7 | 625.1647 | 0
2028 | 9 | 16 | 8 | 643.2009 | 0
2028 | 9 | 16 | 9 | 689.4787 | 0
2028 | 9 | 16 | 10 | 729.6885 | 0
2028 | 9 | 16 | 11 | 749.3471 | 0
2028 | 9 | 16 | 12 | 756.9585 | 0
2028 | 9 | 16 | 13 | 755.3018 | 0
2028 | 9 | 16 | 14 | 746.3524 | 0
2028 | 9 | 16 | 15 | 740.1415 | 0
2028 | 9 | 16 | 16 | 739.0196 | 0
2028 | 9 | 16 | 17 | 744.1674 | 0
2028 | 9 | 16 | 18 | 724.7586 | 0
2028 | 9 | 16 | 19 | 734.4144 | 0
2028 | 9 | 16 | 20 | 738.1785 | 0
2028 | 9 | 16 | 21 | 706.6659 | 0
2028 | 9 | 16 | 22 | 668.6495 | 0
2028 | 9 | 16 | 23 | 633.2769 | 0
2028 | 9 | 17 | 0 | 595.2552 | 0
2028 | 9 | 17 | 1 | 582.1146 | 0
2028 | 9 | 17 | 2 | 568.9741 | 0
2028 | 9 | 17 | 3 | 560.107 | 0
2028 | 9 | 17 | 4 | 556.3389 | 0
2028 | 9 | 17 | 5 | 560.0007 | 0
2028 | 9 | 17 | 6 | 569.4992 | 0
2028 | 9 | 17 | 7 | 578.9977 | 0
2028 | 9 | 17 | 8 | 589.6704 | 0
2028 | 9 | 17 | 9 | 625.084 | 0
2028 | 9 | 17 | 10 | 658.6417 | 0
2028 | 9 | 17 | 11 | 686.0438 | 0
2028 | 9 | 17 | 12 | 698.5823 | 0
2028 | 9 | 17 | 13 | 702.0651 | 0
2028 | 9 | 17 | 14 | 699.9273 | 0
2028 | 9 | 17 | 15 | 693.6418 | 0
2028 | 9 | 17 | 16 | 696.1234 | 0
2028 | 9 | 17 | 17 | 700.6732 | 0
2028 | 9 | 17 | 18 | 690.7378 | 0
2028 | 9 | 17 | 19 | 706.6058 | 0
2028 | 9 | 17 | 20 | 712.6257 | 0
2028 | 9 | 17 | 21 | 691.6897 | 0
2028 | 9 | 17 | 22 | 662.2621 | 0
2028 | 9 | 17 | 23 | 635.6003 | 0
2028 | 9 | 18 | 0 | 604.2851 | 0
2028 | 9 | 18 | 1 | 579.4071 | 0
2028 | 9 | 18 | 2 | 566.3599 | 0
2028 | 9 | 18 | 3 | 561.8772 | 0
2028 | 9 | 18 | 4 | 564.3935 | 0
2028 | 9 | 18 | 5 | 587.253 | 0
2028 | 9 | 18 | 6 | 644.3609 | 0
2028 | 9 | 18 | 7 | 701.4688 | 0
2028 | 9 | 18 | 8 | 732.0186 | 0
2028 | 9 | 18 | 9 | 758.6862 | 0
2028 | 9 | 18 | 10 | 780.4509 | 0
2028 | 9 | 18 | 11 | 792.3676 | 0
2028 | 9 | 18 | 12 | 794.78 | 0
2028 | 9 | 18 | 13 | 797.6554 | 0
2028 | 9 | 18 | 14 | 794.557 | 0
2028 | 9 | 18 | 15 | 796.0214 | 0
2028 | 9 | 18 | 16 | 799.9275 | 0
2028 | 9 | 18 | 17 | 797.7976 | 0
2028 | 9 | 18 | 18 | 777.2359 | 0
2028 | 9 | 18 | 19 | 781.991 | 0
2028 | 9 | 18 | 20 | 787.7697 | 0
2028 | 9 | 18 | 21 | 759.7121 | 0
2028 | 9 | 18 | 22 | 711.4378 | 0
2028 | 9 | 18 | 23 | 662.9257 | 0
2028 | 9 | 19 | 0 | 623.646 | 0
2028 | 9 | 19 | 1 | 615.0472 | 0
2028 | 9 | 19 | 2 | 599.5999 | 0
2028 | 9 | 19 | 3 | 592.6578 | 0
2028 | 9 | 19 | 4 | 593.9737 | 0
2028 | 9 | 19 | 5 | 617.7866 | 0
2028 | 9 | 19 | 6 | 669.4467 | 0
2028 | 9 | 19 | 7 | 721.1069 | 0
2028 | 9 | 19 | 8 | 768.1617 | 0
2028 | 9 | 19 | 9 | 792.7606 | 0
2028 | 9 | 19 | 10 | 816.919 | 0
2028 | 9 | 19 | 11 | 833.0154 | 0
2028 | 9 | 19 | 12 | 840.0948 | 0
2028 | 9 | 19 | 13 | 844.2866 | 0
2028 | 9 | 19 | 14 | 841.0621 | 0
2028 | 9 | 19 | 15 | 840.7517 | 0
2028 | 9 | 19 | 16 | 835.413 | 0
2028 | 9 | 19 | 17 | 835.9754 | 0
2028 | 9 | 19 | 18 | 822.2974 | 0
2028 | 9 | 19 | 19 | 830.975 | 0
2028 | 9 | 19 | 20 | 827.125 | 0
2028 | 9 | 19 | 21 | 789.6504 | 0
2028 | 9 | 19 | 22 | 738.3231 | 0
2028 | 9 | 19 | 23 | 686.262 | 0
2028 | 9 | 20 | 0 | 645.3593 | 0
2028 | 9 | 20 | 1 | 628.2828 | 0
2028 | 9 | 20 | 2 | 612.7868 | 0
2028 | 9 | 20 | 3 | 605.6449 | 0
2028 | 9 | 20 | 4 | 606.8256 | 0
2028 | 9 | 20 | 5 | 631.5016 | 0
2028 | 9 | 20 | 6 | 681.0016 | 0
2028 | 9 | 20 | 7 | 730.5016 | 0
2028 | 9 | 20 | 8 | 772.589 | 0
2028 | 9 | 20 | 9 | 794.9239 | 0
2028 | 9 | 20 | 10 | 812.4398 | 0
2028 | 9 | 20 | 11 | 816.8108 | 0
2028 | 9 | 20 | 12 | 819.1133 | 0
2028 | 9 | 20 | 13 | 819.9203 | 0
2028 | 9 | 20 | 14 | 813.0314 | 0
2028 | 9 | 20 | 15 | 811.2175 | 0
2028 | 9 | 20 | 16 | 813.9242 | 0
2028 | 9 | 20 | 17 | 813.713 | 0
2028 | 9 | 20 | 18 | 799.1852 | 0
2028 | 9 | 20 | 19 | 808.8934 | 0
2028 | 9 | 20 | 20 | 807.9199 | 0
2028 | 9 | 20 | 21 | 770.5493 | 0
2028 | 9 | 20 | 22 | 719.8761 | 0
2028 | 9 | 20 | 23 | 669.1094 | 0
2028 | 9 | 21 | 0 | 629.2276 | 0
2028 | 9 | 21 | 1 | 611.2685 | 0
2028 | 9 | 21 | 2 | 593.3093 | 0
2028 | 9 | 21 | 3 | 584.7632 | 0
2028 | 9 | 21 | 4 | 585.2006 | 0
2028 | 9 | 21 | 5 | 608.3863 | 0
2028 | 9 | 21 | 6 | 666.2479 | 0
2028 | 9 | 21 | 7 | 708.1312 | 0
2028 | 9 | 21 | 8 | 750.0144 | 0
2028 | 9 | 21 | 9 | 773.8531 | 0
2028 | 9 | 21 | 10 | 790.8641 | 0
2028 | 9 | 21 | 11 | 802.2862 | 0
2028 | 9 | 21 | 12 | 806.3348 | 0
2028 | 9 | 21 | 13 | 812.1624 | 0
2028 | 9 | 21 | 14 | 807.967 | 0
2028 | 9 | 21 | 15 | 807.8701 | 0
2028 | 9 | 21 | 16 | 807.3851 | 0
2028 | 9 | 21 | 17 | 803.1573 | 0
2028 | 9 | 21 | 18 | 777.8121 | 0
2028 | 9 | 21 | 19 | 789.8344 | 0
2028 | 9 | 21 | 20 | 791.3614 | 0
2028 | 9 | 21 | 21 | 757.4207 | 0
2028 | 9 | 21 | 22 | 708.0209 | 0
2028 | 9 | 21 | 23 | 659.0117 | 0
2028 | 9 | 22 | 0 | 621.1282 | 0
2028 | 9 | 22 | 1 | 618.5977 | 0
2028 | 9 | 22 | 2 | 616.0672 | 0
2028 | 9 | 22 | 3 | 608.0911 | 0
2028 | 9 | 22 | 4 | 606.8826 | 0
2028 | 9 | 22 | 5 | 625.0843 | 0
2028 | 9 | 22 | 6 | 665.961 | 0
2028 | 9 | 22 | 7 | 706.8378 | 0
2028 | 9 | 22 | 8 | 738.6534 | 0
2028 | 9 | 22 | 9 | 770.469 | 0
2028 | 9 | 22 | 10 | 795.048 | 0
2028 | 9 | 22 | 11 | 811.9294 | 0
2028 | 9 | 22 | 12 | 822.6852 | 0
2028 | 9 | 22 | 13 | 830.952 | 0
2028 | 9 | 22 | 14 | 831.3913 | 0
2028 | 9 | 22 | 15 | 832.7594 | 0
2028 | 9 | 22 | 16 | 826.2487 | 0
2028 | 9 | 22 | 17 | 813.2531 | 0
2028 | 9 | 22 | 18 | 783.3836 | 0
2028 | 9 | 22 | 19 | 790.6202 | 0
2028 | 9 | 22 | 20 | 782.9414 | 0
2028 | 9 | 22 | 21 | 751.583 | 0
2028 | 9 | 22 | 22 | 712.2475 | 0
2028 | 9 | 22 | 23 | 674.73 | 0
2028 | 9 | 23 | 0 | 633.4518 | 0
2028 | 9 | 23 | 1 | 608.2738 | 0
2028 | 9 | 23 | 2 | 573.3173 | 0
2028 | 9 | 23 | 3 | 562.1738 | 0
2028 | 9 | 23 | 4 | 557.8612 | 0
2028 | 9 | 23 | 5 | 563.4825 | 0
2028 | 9 | 23 | 6 | 580.0605 | 0
2028 | 9 | 23 | 7 | 596.6386 | 0
2028 | 9 | 23 | 8 | 617.9278 | 0
2028 | 9 | 23 | 9 | 654.0061 | 0
2028 | 9 | 23 | 10 | 686.7873 | 0
2028 | 9 | 23 | 11 | 705.5554 | 0
2028 | 9 | 23 | 12 | 711.0449 | 0
2028 | 9 | 23 | 13 | 708.2675 | 0
2028 | 9 | 23 | 14 | 699.5173 | 0
2028 | 9 | 23 | 15 | 690.5171 | 0
2028 | 9 | 23 | 16 | 687.2374 | 0
2028 | 9 | 23 | 17 | 688.0679 | 0
2028 | 9 | 23 | 18 | 671.8613 | 0
2028 | 9 | 23 | 19 | 688.624 | 0
2028 | 9 | 23 | 20 | 691.3208 | 0
2028 | 9 | 23 | 21 | 668.4005 | 0
2028 | 9 | 23 | 22 | 639.4122 | 0
2028 | 9 | 23 | 23 | 612.2488 | 0
2028 | 9 | 24 | 0 | 586.715 | 0
2028 | 9 | 24 | 1 | 583.9925 | 0
2028 | 9 | 24 | 2 | 569.3666 | 0
2028 | 9 | 24 | 3 | 560.1419 | 0
2028 | 9 | 24 | 4 | 555.5744 | 0
2028 | 9 | 24 | 5 | 558.2282 | 0
2028 | 9 | 24 | 6 | 566.0023 | 0
2028 | 9 | 24 | 7 | 573.7765 | 0
2028 | 9 | 24 | 8 | 593.44 | 0
2028 | 9 | 24 | 9 | 613.1035 | 0
2028 | 9 | 24 | 10 | 639.5814 | 0
2028 | 9 | 24 | 11 | 660.71 | 0
2028 | 9 | 24 | 12 | 669.9196 | 0
2028 | 9 | 24 | 13 | 672.1825 | 0
2028 | 9 | 24 | 14 | 671.0478 | 0
2028 | 9 | 24 | 15 | 673.5938 | 0
2028 | 9 | 24 | 16 | 674.342 | 0
2028 | 9 | 24 | 17 | 679.079 | 0
2028 | 9 | 24 | 18 | 672.2631 | 0
2028 | 9 | 24 | 19 | 697.3231 | 0
2028 | 9 | 24 | 20 | 701.2369 | 0
2028 | 9 | 24 | 21 | 680.6587 | 0
2028 | 9 | 24 | 22 | 651.3097 | 0
2028 | 9 | 24 | 23 | 625.1212 | 0
2028 | 9 | 25 | 0 | 601.6409 | 0
2028 | 9 | 25 | 1 | 605.6872 | 0
2028 | 9 | 25 | 2 | 593.1591 | 0
2028 | 9 | 25 | 3 | 587.2551 | 0
2028 | 9 | 25 | 4 | 588.4666 | 0
2028 | 9 | 25 | 5 | 608.1536 | 0
2028 | 9 | 25 | 6 | 659.924 | 0
2028 | 9 | 25 | 7 | 711.6943 | 0
2028 | 9 | 25 | 8 | 749.4414 | 0
2028 | 9 | 25 | 9 | 779.1368 | 0
2028 | 9 | 25 | 10 | 808.2708 | 0
2028 | 9 | 25 | 11 | 825.448 | 0
2028 | 9 | 25 | 12 | 833.9483 | 0
2028 | 9 | 25 | 13 | 841.4693 | 0
2028 | 9 | 25 | 14 | 840.7312 | 0
2028 | 9 | 25 | 15 | 837.8889 | 0
2028 | 9 | 25 | 16 | 837.8312 | 0
2028 | 9 | 25 | 17 | 834.6503 | 0
2028 | 9 | 25 | 18 | 815.9482 | 0
2028 | 9 | 25 | 19 | 834.7157 | 0
2028 | 9 | 25 | 20 | 826.8935 | 0
2028 | 9 | 25 | 21 | 790.5875 | 0
2028 | 9 | 25 | 22 | 742.1445 | 0
2028 | 9 | 25 | 23 | 696.5096 | 0
2028 | 9 | 26 | 0 | 657.4976 | 0
2028 | 9 | 26 | 1 | 627.8346 | 0
2028 | 9 | 26 | 2 | 598.1716 | 0
2028 | 9 | 26 | 3 | 592.2781 | 0
2028 | 9 | 26 | 4 | 593.3564 | 0
2028 | 9 | 26 | 5 | 617.7479 | 0
2028 | 9 | 26 | 6 | 671.5096 | 0
2028 | 9 | 26 | 7 | 725.2713 | 0
2028 | 9 | 26 | 8 | 773.6322 | 0
2028 | 9 | 26 | 9 | 801.3114 | 0
2028 | 9 | 26 | 10 | 822.1378 | 0
2028 | 9 | 26 | 11 | 834.1316 | 0
2028 | 9 | 26 | 12 | 833.2116 | 0
2028 | 9 | 26 | 13 | 835.4171 | 0
2028 | 9 | 26 | 14 | 831.4659 | 0
2028 | 9 | 26 | 15 | 824.5897 | 0
2028 | 9 | 26 | 16 | 813.0344 | 0
2028 | 9 | 26 | 17 | 809.0297 | 0
2028 | 9 | 26 | 18 | 799.1556 | 0
2028 | 9 | 26 | 19 | 818.379 | 0
2028 | 9 | 26 | 20 | 805.378 | 0
2028 | 9 | 26 | 21 | 768.3568 | 0
2028 | 9 | 26 | 22 | 717.7201 | 0
2028 | 9 | 26 | 23 | 669.9244 | 0
2028 | 9 | 27 | 0 | 633.5068 | 0
2028 | 9 | 27 | 1 | 636.4448 | 0
2028 | 9 | 27 | 2 | 621.0561 | 0
2028 | 9 | 27 | 3 | 614.543 | 0
2028 | 9 | 27 | 4 | 615.6786 | 0
2028 | 9 | 27 | 5 | 637.7148 | 0
2028 | 9 | 27 | 6 | 683.8538 | 0
2028 | 9 | 27 | 7 | 729.9928 | 0
2028 | 9 | 27 | 8 | 770.2402 | 0
2028 | 9 | 27 | 9 | 802.5974 | 0
2028 | 9 | 27 | 10 | 828.8311 | 0
2028 | 9 | 27 | 11 | 845.8853 | 0
2028 | 9 | 27 | 12 | 854.2068 | 0
2028 | 9 | 27 | 13 | 861.2001 | 0
2028 | 9 | 27 | 14 | 862.6338 | 0
2028 | 9 | 27 | 15 | 862.2212 | 0
2028 | 9 | 27 | 16 | 859.6748 | 0
2028 | 9 | 27 | 17 | 852.872 | 0
2028 | 9 | 27 | 18 | 841.7681 | 0
2028 | 9 | 27 | 19 | 852.6621 | 0
2028 | 9 | 27 | 20 | 832.2117 | 0
2028 | 9 | 27 | 21 | 798.3424 | 0
2028 | 9 | 27 | 22 | 753.8621 | 0
2028 | 9 | 27 | 23 | 710.0785 | 0
2028 | 9 | 28 | 0 | 674.8055 | 0
2028 | 9 | 28 | 1 | 640.1716 | 0
2028 | 9 | 28 | 2 | 605.5377 | 0
2028 | 9 | 28 | 3 | 599.4413 | 0
2028 | 9 | 28 | 4 | 600.0975 | 0
2028 | 9 | 28 | 5 | 621.9864 | 0
2028 | 9 | 28 | 6 | 663.3973 | 0
2028 | 9 | 28 | 7 | 704.8081 | 0
2028 | 9 | 28 | 8 | 737.1744 | 0
2028 | 9 | 28 | 9 | 748.6865 | 0
2028 | 9 | 28 | 10 | 760.5949 | 0
2028 | 9 | 28 | 11 | 769.9095 | 0
2028 | 9 | 28 | 12 | 772.0938 | 0
2028 | 9 | 28 | 13 | 775.5737 | 0
2028 | 9 | 28 | 14 | 767.2749 | 0
2028 | 9 | 28 | 15 | 759.9512 | 0
2028 | 9 | 28 | 16 | 753.618 | 0
2028 | 9 | 28 | 17 | 747.1352 | 0
2028 | 9 | 28 | 18 | 734.1446 | 0
2028 | 9 | 28 | 19 | 751.543 | 0
2028 | 9 | 28 | 20 | 744.7842 | 0
2028 | 9 | 28 | 21 | 718.7085 | 0
2028 | 9 | 28 | 22 | 678.9809 | 0
2028 | 9 | 28 | 23 | 643.6227 | 0
2028 | 9 | 29 | 0 | 615.7919 | 0
2028 | 9 | 29 | 1 | 602.3428 | 0
2028 | 9 | 29 | 2 | 588.0195 | 0
2028 | 9 | 29 | 3 | 581.5274 | 0
2028 | 9 | 29 | 4 | 582.9912 | 0
2028 | 9 | 29 | 5 | 607.5775 | 0
2028 | 9 | 29 | 6 | 657.1599 | 0
2028 | 9 | 29 | 7 | 706.7424 | 0
2028 | 9 | 29 | 8 | 747.3832 | 0
2028 | 9 | 29 | 9 | 775.6031 | 0
2028 | 9 | 29 | 10 | 795.8749 | 0
2028 | 9 | 29 | 11 | 809.0128 | 0
2028 | 9 | 29 | 12 | 811.039 | 0
2028 | 9 | 29 | 13 | 812.7499 | 0
2028 | 9 | 29 | 14 | 808.6838 | 0
2028 | 9 | 29 | 15 | 799.8038 | 0
2028 | 9 | 29 | 16 | 794.8193 | 0
2028 | 9 | 29 | 17 | 788.2704 | 0
2028 | 9 | 29 | 18 | 769.9632 | 0
2028 | 9 | 29 | 19 | 781.1376 | 0
2028 | 9 | 29 | 20 | 769.3389 | 0
2028 | 9 | 29 | 21 | 739.2104 | 0
2028 | 9 | 29 | 22 | 698.6696 | 0
2028 | 9 | 29 | 23 | 661.2476 | 0
2028 | 9 | 30 | 0 | 623.8256 | 0
2028 | 9 | 30 | 1 | 605.1794 | 0
2028 | 9 | 30 | 2 | 586.5331 | 0
2028 | 9 | 30 | 3 | 579.5617 | 0
2028 | 9 | 30 | 4 | 578.5306 | 0
2028 | 9 | 30 | 5 | 588.3938 | 0
2028 | 9 | 30 | 6 | 613.1803 | 0
2028 | 9 | 30 | 7 | 631.9667 | 0
2028 | 9 | 30 | 8 | 634.9314 | 0
2028 | 9 | 30 | 9 | 654.0625 | 0
2028 | 9 | 30 | 10 | 673.1937 | 0
2028 | 9 | 30 | 11 | 681.4501 | 0
2028 | 9 | 30 | 12 | 682.264 | 0
2028 | 9 | 30 | 13 | 674.3252 | 0
2028 | 9 | 30 | 14 | 662.8862 | 0
2028 | 9 | 30 | 15 | 647.041 | 0
2028 | 9 | 30 | 16 | 639.7789 | 0
2028 | 9 | 30 | 17 | 638.7923 | 0
2028 | 9 | 30 | 18 | 633.8466 | 0
2028 | 9 | 30 | 19 | 655.9168 | 0
2028 | 9 | 30 | 20 | 652.328 | 0
2028 | 9 | 30 | 21 | 635.1618 | 0
2028 | 9 | 30 | 22 | 613.4743 | 0
2028 | 9 | 30 | 23 | 595.5313 | 0
2028 | 10 | 1 | 0 | 577.4404 | 0
2028 | 10 | 1 | 1 | 567.1564 | 0
2028 | 10 | 1 | 2 | 558.4447 | 0
2028 | 10 | 1 | 3 | 551.5663 | 0
2028 | 10 | 1 | 4 | 548.7497 | 0
2028 | 10 | 1 | 5 | 556.2716 | 0
2028 | 10 | 1 | 6 | 575.4067 | 0
2028 | 10 | 1 | 7 | 582.2413 | 0
2028 | 10 | 1 | 8 | 589.0759 | 0
2028 | 10 | 1 | 9 | 611.2787 | 0
2028 | 10 | 1 | 10 | 640.952 | 0
2028 | 10 | 1 | 11 | 660.9953 | 0
2028 | 10 | 1 | 12 | 670.9558 | 0
2028 | 10 | 1 | 13 | 670.3639 | 0
2028 | 10 | 1 | 14 | 664.2656 | 0
2028 | 10 | 1 | 15 | 657.4446 | 0
2028 | 10 | 1 | 16 | 657.6763 | 0
2028 | 10 | 1 | 17 | 665.8574 | 0
2028 | 10 | 1 | 18 | 663.1107 | 0
2028 | 10 | 1 | 19 | 683.872 | 0
2028 | 10 | 1 | 20 | 680.8995 | 0
2028 | 10 | 1 | 21 | 664.0247 | 0
2028 | 10 | 1 | 22 | 636.8939 | 0
2028 | 10 | 1 | 23 | 612.1524 | 0
2028 | 10 | 2 | 0 | 589.4571 | 0
2028 | 10 | 2 | 1 | 578.1433 | 0
2028 | 10 | 2 | 2 | 565.1434 | 0
2028 | 10 | 2 | 3 | 560.4964 | 0
2028 | 10 | 2 | 4 | 564.6529 | 0
2028 | 10 | 2 | 5 | 589.8256 | 0
2028 | 10 | 2 | 6 | 642.9871 | 0
2028 | 10 | 2 | 7 | 696.1485 | 0
2028 | 10 | 2 | 8 | 741.187 | 0
2028 | 10 | 2 | 9 | 768.408 | 0
2028 | 10 | 2 | 10 | 794.5687 | 0
2028 | 10 | 2 | 11 | 808.6549 | 0
2028 | 10 | 2 | 12 | 814.7485 | 0
2028 | 10 | 2 | 13 | 819.2854 | 0
2028 | 10 | 2 | 14 | 817.5471 | 0
2028 | 10 | 2 | 15 | 816.0933 | 0
2028 | 10 | 2 | 16 | 815.6053 | 0
2028 | 10 | 2 | 17 | 810.9952 | 0
2028 | 10 | 2 | 18 | 793.8928 | 0
2028 | 10 | 2 | 19 | 801.7784 | 0
2028 | 10 | 2 | 20 | 788.5725 | 0
2028 | 10 | 2 | 21 | 755.2676 | 0
2028 | 10 | 2 | 22 | 710.032 | 0
2028 | 10 | 2 | 23 | 664.0512 | 0
2028 | 10 | 3 | 0 | 627.9967 | 0
2028 | 10 | 3 | 1 | 603.9673 | 0
2028 | 10 | 3 | 2 | 587.8331 | 0
2028 | 10 | 3 | 3 | 581.2857 | 0
2028 | 10 | 3 | 4 | 584.133 | 0
2028 | 10 | 3 | 5 | 612.8369 | 0
2028 | 10 | 3 | 6 | 670.8739 | 0
2028 | 10 | 3 | 7 | 728.9109 | 0
2028 | 10 | 3 | 8 | 778.6806 | 0
2028 | 10 | 3 | 9 | 805.7246 | 0
2028 | 10 | 3 | 10 | 835.3455 | 0
2028 | 10 | 3 | 11 | 857.5611 | 0
2028 | 10 | 3 | 12 | 871.1078 | 0
2028 | 10 | 3 | 13 | 883.7602 | 0
2028 | 10 | 3 | 14 | 885.4224 | 0
2028 | 10 | 3 | 15 | 883.5818 | 0
2028 | 10 | 3 | 16 | 870.3479 | 0
2028 | 10 | 3 | 17 | 867.3317 | 0
2028 | 10 | 3 | 18 | 864.8076 | 0
2028 | 10 | 3 | 19 | 862.2836 | 0
2028 | 10 | 3 | 20 | 844.8121 | 0
2028 | 10 | 3 | 21 | 806.95 | 0
2028 | 10 | 3 | 22 | 751.8218 | 0
2028 | 10 | 3 | 23 | 694.6935 | 0
2028 | 10 | 4 | 0 | 648.3723 | 0
2028 | 10 | 4 | 1 | 650.9971 | 0
2028 | 10 | 4 | 2 | 633.0209 | 0
2028 | 10 | 4 | 3 | 624.9006 | 0
2028 | 10 | 4 | 4 | 625 | 0
2028 | 10 | 4 | 5 | 642.2373 | 0
2028 | 10 | 4 | 6 | 686.6714 | 0
2028 | 10 | 4 | 7 | 731.1054 | 0
2028 | 10 | 4 | 8 | 772.6503 | 0
2028 | 10 | 4 | 9 | 795.6392 | 0
2028 | 10 | 4 | 10 | 819.023 | 0
2028 | 10 | 4 | 11 | 832.4064 | 0
2028 | 10 | 4 | 12 | 837.5931 | 0
2028 | 10 | 4 | 13 | 843.4526 | 0
2028 | 10 | 4 | 14 | 843.3206 | 0
2028 | 10 | 4 | 15 | 840.187 | 0
2028 | 10 | 4 | 16 | 839.4378 | 0
2028 | 10 | 4 | 17 | 836.3682 | 0
2028 | 10 | 4 | 18 | 834.4787 | 0
2028 | 10 | 4 | 19 | 838.7611 | 0
2028 | 10 | 4 | 20 | 818.9939 | 0
2028 | 10 | 4 | 21 | 788.9122 | 0
2028 | 10 | 4 | 22 | 747.0281 | 0
2028 | 10 | 4 | 23 | 703.5772 | 0
2028 | 10 | 5 | 0 | 668.8381 | 0
2028 | 10 | 5 | 1 | 631.1176 | 0
2028 | 10 | 5 | 2 | 593.3972 | 0
2028 | 10 | 5 | 3 | 586.2667 | 0
2028 | 10 | 5 | 4 | 587.5223 | 0
2028 | 10 | 5 | 5 | 607.1118 | 0
2028 | 10 | 5 | 6 | 658.9744 | 0
2028 | 10 | 5 | 7 | 710.8371 | 0
2028 | 10 | 5 | 8 | 759.1276 | 0
2028 | 10 | 5 | 9 | 784.4039 | 0
2028 | 10 | 5 | 10 | 798.958 | 0
2028 | 10 | 5 | 11 | 808.2168 | 0
2028 | 10 | 5 | 12 | 811.0183 | 0
2028 | 10 | 5 | 13 | 814.0565 | 0
2028 | 10 | 5 | 14 | 812.4821 | 0
2028 | 10 | 5 | 15 | 809.5605 | 0
2028 | 10 | 5 | 16 | 810.0836 | 0
2028 | 10 | 5 | 17 | 802.7612 | 0
2028 | 10 | 5 | 18 | 790.3293 | 0
2028 | 10 | 5 | 19 | 800.5214 | 0
2028 | 10 | 5 | 20 | 789.5605 | 0
2028 | 10 | 5 | 21 | 761.9099 | 0
2028 | 10 | 5 | 22 | 720.7295 | 0
2028 | 10 | 5 | 23 | 675.1816 | 0
2028 | 10 | 6 | 0 | 640.316 | 0
2028 | 10 | 6 | 1 | 606.4138 | 0
2028 | 10 | 6 | 2 | 589.3108 | 0
2028 | 10 | 6 | 3 | 581.9095 | 0
2028 | 10 | 6 | 4 | 582.2755 | 0
2028 | 10 | 6 | 5 | 606.8653 | 0
2028 | 10 | 6 | 6 | 661.879 | 0
2028 | 10 | 6 | 7 | 716.8926 | 0
2028 | 10 | 6 | 8 | 752.4176 | 0
2028 | 10 | 6 | 9 | 787.9425 | 0
2028 | 10 | 6 | 10 | 799.6065 | 0
2028 | 10 | 6 | 11 | 805.6715 | 0
2028 | 10 | 6 | 12 | 803.9461 | 0
2028 | 10 | 6 | 13 | 803.0204 | 0
2028 | 10 | 6 | 14 | 797.8519 | 0
2028 | 10 | 6 | 15 | 790.6705 | 0
2028 | 10 | 6 | 16 | 787.1236 | 0
2028 | 10 | 6 | 17 | 782.0881 | 0
2028 | 10 | 6 | 18 | 768.5583 | 0
2028 | 10 | 6 | 19 | 777.4911 | 0
2028 | 10 | 6 | 20 | 769.0991 | 0
2028 | 10 | 6 | 21 | 739.6222 | 0
2028 | 10 | 6 | 22 | 697.6236 | 0
2028 | 10 | 6 | 23 | 652.1184 | 0
2028 | 10 | 7 | 0 | 614.2862 | 0
2028 | 10 | 7 | 1 | 594.8068 | 0
2028 | 10 | 7 | 2 | 575.3274 | 0
2028 | 10 | 7 | 3 | 565.6074 | 0
2028 | 10 | 7 | 4 | 563.514 | 0
2028 | 10 | 7 | 5 | 574.1585 | 0
2028 | 10 | 7 | 6 | 601.354 | 0
2028 | 10 | 7 | 7 | 624.5047 | 0
2028 | 10 | 7 | 8 | 630.258 | 0
2028 | 10 | 7 | 9 | 661.6162 | 0
2028 | 10 | 7 | 10 | 689.8466 | 0
2028 | 10 | 7 | 11 | 703.1449 | 0
2028 | 10 | 7 | 12 | 705.9496 | 0
2028 | 10 | 7 | 13 | 702.7418 | 0
2028 | 10 | 7 | 14 | 694.6141 | 0
2028 | 10 | 7 | 15 | 686.6443 | 0
2028 | 10 | 7 | 16 | 685.7244 | 0
2028 | 10 | 7 | 17 | 687.3968 | 0
2028 | 10 | 7 | 18 | 683.7763 | 0
2028 | 10 | 7 | 19 | 695.2748 | 0
2028 | 10 | 7 | 20 | 688.8364 | 0
2028 | 10 | 7 | 21 | 669.5005 | 0
2028 | 10 | 7 | 22 | 641.8611 | 0
2028 | 10 | 7 | 23 | 612.3487 | 0
2028 | 10 | 8 | 0 | 587.6693 | 0
2028 | 10 | 8 | 1 | 577.1447 | 0
2028 | 10 | 8 | 2 | 561.9084 | 0
2028 | 10 | 8 | 3 | 553.6577 | 0
2028 | 10 | 8 | 4 | 550.4317 | 0
2028 | 10 | 8 | 5 | 554.5071 | 0
2028 | 10 | 8 | 6 | 569.3736 | 0
2028 | 10 | 8 | 7 | 580.8096 | 0
2028 | 10 | 8 | 8 | 586.3288 | 0
2028 | 10 | 8 | 9 | 610.8172 | 0
2028 | 10 | 8 | 10 | 641.3433 | 0
2028 | 10 | 8 | 11 | 656.7015 | 0
2028 | 10 | 8 | 12 | 665.4517 | 0
2028 | 10 | 8 | 13 | 674.202 | 0
2028 | 10 | 8 | 14 | 675.5144 | 0
2028 | 10 | 8 | 15 | 674.7584 | 0
2028 | 10 | 8 | 16 | 679.0716 | 0
2028 | 10 | 8 | 17 | 684.3671 | 0
2028 | 10 | 8 | 18 | 682.1008 | 0
2028 | 10 | 8 | 19 | 696.7052 | 0
2028 | 10 | 8 | 20 | 692.8689 | 0
2028 | 10 | 8 | 21 | 677.8507 | 0
2028 | 10 | 8 | 22 | 647.4082 | 0
2028 | 10 | 8 | 23 | 616.8461 | 0
2028 | 10 | 9 | 0 | 590.7914 | 0
2028 | 10 | 9 | 1 | 574.7924 | 0
2028 | 10 | 9 | 2 | 559.8672 | 0
2028 | 10 | 9 | 3 | 550.4351 | 0
2028 | 10 | 9 | 4 | 546.9665 | 0
2028 | 10 | 9 | 5 | 549.7539 | 0
2028 | 10 | 9 | 6 | 559.4645 | 0
2028 | 10 | 9 | 7 | 569.1752 | 0
2028 | 10 | 9 | 8 | 593.2435 | 0
2028 | 10 | 9 | 9 | 617.3119 | 0
2028 | 10 | 9 | 10 | 650.2559 | 0
2028 | 10 | 9 | 11 | 676.923 | 0
2028 | 10 | 9 | 12 | 697.1478 | 0
2028 | 10 | 9 | 13 | 699.3056 | 0
2028 | 10 | 9 | 14 | 696.413 | 0
2028 | 10 | 9 | 15 | 692.9345 | 0
2028 | 10 | 9 | 16 | 692.7556 | 0
2028 | 10 | 9 | 17 | 698.85 | 0
2028 | 10 | 9 | 18 | 701.8125 | 0
2028 | 10 | 9 | 19 | 717.4263 | 0
2028 | 10 | 9 | 20 | 708.8333 | 0
2028 | 10 | 9 | 21 | 690.1463 | 0
2028 | 10 | 9 | 22 | 656.0589 | 0
2028 | 10 | 9 | 23 | 625.9889 | 0
2028 | 10 | 10 | 0 | 600.595 | 0
2028 | 10 | 10 | 1 | 593.4927 | 0
2028 | 10 | 10 | 2 | 586.8236 | 0
2028 | 10 | 10 | 3 | 579.1198 | 0
2028 | 10 | 10 | 4 | 579.3398 | 0
2028 | 10 | 10 | 5 | 600.4162 | 0
2028 | 10 | 10 | 6 | 652.1965 | 0
2028 | 10 | 10 | 7 | 703.9768 | 0
2028 | 10 | 10 | 8 | 753.9321 | 0
2028 | 10 | 10 | 9 | 776.5837 | 0
2028 | 10 | 10 | 10 | 793.5146 | 0
2028 | 10 | 10 | 11 | 804.6215 | 0
2028 | 10 | 10 | 12 | 807.6052 | 0
2028 | 10 | 10 | 13 | 813.0854 | 0
2028 | 10 | 10 | 14 | 811.562 | 0
2028 | 10 | 10 | 15 | 804.5149 | 0
2028 | 10 | 10 | 16 | 796.2533 | 0
2028 | 10 | 10 | 17 | 798.3055 | 0
2028 | 10 | 10 | 18 | 802.1869 | 0
2028 | 10 | 10 | 19 | 804.3545 | 0
2028 | 10 | 10 | 20 | 787.9261 | 0
2028 | 10 | 10 | 21 | 755.649 | 0
2028 | 10 | 10 | 22 | 711.3146 | 0
2028 | 10 | 10 | 23 | 664.1795 | 0
2028 | 10 | 11 | 0 | 630.7118 | 0
2028 | 10 | 11 | 1 | 619.3639 | 0
2028 | 10 | 11 | 2 | 608.0161 | 0
2028 | 10 | 11 | 3 | 601.7795 | 0
2028 | 10 | 11 | 4 | 603.6256 | 0
2028 | 10 | 11 | 5 | 626.4611 | 0
2028 | 10 | 11 | 6 | 675.1613 | 0
2028 | 10 | 11 | 7 | 723.8614 | 0
2028 | 10 | 11 | 8 | 766.5909 | 0
2028 | 10 | 11 | 9 | 787.566 | 0
2028 | 10 | 11 | 10 | 808.1792 | 0
2028 | 10 | 11 | 11 | 817.775 | 0
2028 | 10 | 11 | 12 | 825.2948 | 0
2028 | 10 | 11 | 13 | 832.8147 | 0
2028 | 10 | 11 | 14 | 829.4995 | 0
2028 | 10 | 11 | 15 | 827.9183 | 0
2028 | 10 | 11 | 16 | 829.7479 | 0
2028 | 10 | 11 | 17 | 831.2451 | 0
2028 | 10 | 11 | 18 | 836.9775 | 0
2028 | 10 | 11 | 19 | 839.9028 | 0
2028 | 10 | 11 | 20 | 818.0141 | 0
2028 | 10 | 11 | 21 | 782.9143 | 0
2028 | 10 | 11 | 22 | 739.2395 | 0
2028 | 10 | 11 | 23 | 693.5123 | 0
2028 | 10 | 12 | 0 | 656.6133 | 0
2028 | 10 | 12 | 1 | 632.9625 | 0
2028 | 10 | 12 | 2 | 609.3117 | 0
2028 | 10 | 12 | 3 | 602.7805 | 0
2028 | 10 | 12 | 4 | 603.4884 | 0
2028 | 10 | 12 | 5 | 624.6887 | 0
2028 | 10 | 12 | 6 | 674.2359 | 0
2028 | 10 | 12 | 7 | 723.783 | 0
2028 | 10 | 12 | 8 | 769.7822 | 0
2028 | 10 | 12 | 9 | 789.7438 | 0
2028 | 10 | 12 | 10 | 804.3433 | 0
2028 | 10 | 12 | 11 | 813.4741 | 0
2028 | 10 | 12 | 12 | 813.7428 | 0
2028 | 10 | 12 | 13 | 817.2165 | 0
2028 | 10 | 12 | 14 | 813.1252 | 0
2028 | 10 | 12 | 15 | 810.1857 | 0
2028 | 10 | 12 | 16 | 810.1878 | 0
2028 | 10 | 12 | 17 | 811.5059 | 0
2028 | 10 | 12 | 18 | 810.6432 | 0
2028 | 10 | 12 | 19 | 816.3942 | 0
2028 | 10 | 12 | 20 | 803.227 | 0
2028 | 10 | 12 | 21 | 774.0867 | 0
2028 | 10 | 12 | 22 | 732.7885 | 0
2028 | 10 | 12 | 23 | 691.8735 | 0
2028 | 10 | 13 | 0 | 659.4041 | 0
2028 | 10 | 13 | 1 | 637.2627 | 0
2028 | 10 | 13 | 2 | 624.589 | 0
2028 | 10 | 13 | 3 | 619.0898 | 0
2028 | 10 | 13 | 4 | 621.2095 | 0
2028 | 10 | 13 | 5 | 640.3727 | 0
2028 | 10 | 13 | 6 | 693.9317 | 0
2028 | 10 | 13 | 7 | 747.4906 | 0
2028 | 10 | 13 | 8 | 776.0121 | 0
2028 | 10 | 13 | 9 | 799.5616 | 0
2028 | 10 | 13 | 10 | 809.8475 | 0
2028 | 10 | 13 | 11 | 814.6025 | 0
2028 | 10 | 13 | 12 | 815.2651 | 0
2028 | 10 | 13 | 13 | 812.5664 | 0
2028 | 10 | 13 | 14 | 805.564 | 0
2028 | 10 | 13 | 15 | 797.5679 | 0
2028 | 10 | 13 | 16 | 793.8631 | 0
2028 | 10 | 13 | 17 | 795.1695 | 0
2028 | 10 | 13 | 18 | 795.3118 | 0
2028 | 10 | 13 | 19 | 797.5871 | 0
2028 | 10 | 13 | 20 | 781.4478 | 0
2028 | 10 | 13 | 21 | 753.7207 | 0
2028 | 10 | 13 | 22 | 722.0111 | 0
2028 | 10 | 13 | 23 | 688.5822 | 0
2028 | 10 | 14 | 0 | 659.7248 | 0
2028 | 10 | 14 | 1 | 631.1924 | 0
2028 | 10 | 14 | 2 | 602.6599 | 0
2028 | 10 | 14 | 3 | 592.9691 | 0
2028 | 10 | 14 | 4 | 589.7545 | 0
2028 | 10 | 14 | 5 | 601.5171 | 0
2028 | 10 | 14 | 6 | 631.6732 | 0
2028 | 10 | 14 | 7 | 656.5187 | 0
2028 | 10 | 14 | 8 | 660.0647 | 0
2028 | 10 | 14 | 9 | 688.3223 | 0
2028 | 10 | 14 | 10 | 720.1037 | 0
2028 | 10 | 14 | 11 | 738.5921 | 0
2028 | 10 | 14 | 12 | 742.0215 | 0
2028 | 10 | 14 | 13 | 738.1146 | 0
2028 | 10 | 14 | 14 | 729.0607 | 0
2028 | 10 | 14 | 15 | 722.5795 | 0
2028 | 10 | 14 | 16 | 723.1192 | 0
2028 | 10 | 14 | 17 | 727.6703 | 0
2028 | 10 | 14 | 18 | 732.474 | 0
2028 | 10 | 14 | 19 | 738.7092 | 0
2028 | 10 | 14 | 20 | 722.1367 | 0
2028 | 10 | 14 | 21 | 698.3675 | 0
2028 | 10 | 14 | 22 | 669.1274 | 0
2028 | 10 | 14 | 23 | 641.2306 | 0
2028 | 10 | 15 | 0 | 617.1309 | 0
2028 | 10 | 15 | 1 | 601.5933 | 0
2028 | 10 | 15 | 2 | 586.0557 | 0
2028 | 10 | 15 | 3 | 577.3926 | 0
2028 | 10 | 15 | 4 | 575.0166 | 0
2028 | 10 | 15 | 5 | 584.3944 | 0
2028 | 10 | 15 | 6 | 605.1654 | 0
2028 | 10 | 15 | 7 | 612.5033 | 0
2028 | 10 | 15 | 8 | 619.8412 | 0
2028 | 10 | 15 | 9 | 642.7072 | 0
2028 | 10 | 15 | 10 | 674.7726 | 0
2028 | 10 | 15 | 11 | 696.8019 | 0
2028 | 10 | 15 | 12 | 704.5438 | 0
2028 | 10 | 15 | 13 | 708.4523 | 0
2028 | 10 | 15 | 14 | 704.1794 | 0
2028 | 10 | 15 | 15 | 702.8258 | 0
2028 | 10 | 15 | 16 | 709.2779 | 0
2028 | 10 | 15 | 17 | 725.0153 | 0
2028 | 10 | 15 | 18 | 735.2754 | 0
2028 | 10 | 15 | 19 | 744.781 | 0
2028 | 10 | 15 | 20 | 734.1339 | 0
2028 | 10 | 15 | 21 | 714.2842 | 0
2028 | 10 | 15 | 22 | 680.7844 | 0
2028 | 10 | 15 | 23 | 650.5545 | 0
2028 | 10 | 16 | 0 | 624.9107 | 0
2028 | 10 | 16 | 1 | 613.3818 | 0
2028 | 10 | 16 | 2 | 600.2783 | 0
2028 | 10 | 16 | 3 | 595.3568 | 0
2028 | 10 | 16 | 4 | 599.2871 | 0
2028 | 10 | 16 | 5 | 622.8285 | 0
2028 | 10 | 16 | 6 | 674.6005 | 0
2028 | 10 | 16 | 7 | 726.3726 | 0
2028 | 10 | 16 | 8 | 772.3232 | 0
2028 | 10 | 16 | 9 | 793.3385 | 0
2028 | 10 | 16 | 10 | 811.3947 | 0
2028 | 10 | 16 | 11 | 818.3919 | 0
2028 | 10 | 16 | 12 | 820.7632 | 0
2028 | 10 | 16 | 13 | 823.1414 | 0
2028 | 10 | 16 | 14 | 822.8494 | 0
2028 | 10 | 16 | 15 | 819.5132 | 0
2028 | 10 | 16 | 16 | 821.1237 | 0
2028 | 10 | 16 | 17 | 824.7585 | 0
2028 | 10 | 16 | 18 | 825.9036 | 0
2028 | 10 | 16 | 19 | 828.8852 | 0
2028 | 10 | 16 | 20 | 810.8255 | 0
2028 | 10 | 16 | 21 | 779.4049 | 0
2028 | 10 | 16 | 22 | 734.0331 | 0
2028 | 10 | 16 | 23 | 689.3043 | 0
2028 | 10 | 17 | 0 | 652.5362 | 0
2028 | 10 | 17 | 1 | 615.6061 | 0
2028 | 10 | 17 | 2 | 601.897 | 0
2028 | 10 | 17 | 3 | 596.776 | 0
2028 | 10 | 17 | 4 | 601.1034 | 0
2028 | 10 | 17 | 5 | 626.6151 | 0
2028 | 10 | 17 | 6 | 682.0365 | 0
2028 | 10 | 17 | 7 | 737.4579 | 0
2028 | 10 | 17 | 8 | 787.9201 | 0
2028 | 10 | 17 | 9 | 803.0806 | 0
2028 | 10 | 17 | 10 | 815.0639 | 0
2028 | 10 | 17 | 11 | 819.1955 | 0
2028 | 10 | 17 | 12 | 813.8355 | 0
2028 | 10 | 17 | 13 | 808.9439 | 0
2028 | 10 | 17 | 14 | 796.634 | 0
2028 | 10 | 17 | 15 | 787.8579 | 0
2028 | 10 | 17 | 16 | 776.6555 | 0
2028 | 10 | 17 | 17 | 782.3952 | 0
2028 | 10 | 17 | 18 | 800.146 | 0
2028 | 10 | 17 | 19 | 803.5019 | 0
2028 | 10 | 17 | 20 | 785.2574 | 0
2028 | 10 | 17 | 21 | 750.7999 | 0
2028 | 10 | 17 | 22 | 706.6941 | 0
2028 | 10 | 17 | 23 | 660.9482 | 0
2028 | 10 | 18 | 0 | 624.8794 | 0
2028 | 10 | 18 | 1 | 625.2928 | 0
2028 | 10 | 18 | 2 | 608.9721 | 0
2028 | 10 | 18 | 3 | 602.1285 | 0
2028 | 10 | 18 | 4 | 603.9424 | 0
2028 | 10 | 18 | 5 | 628.2477 | 0
2028 | 10 | 18 | 6 | 682.5828 | 0
2028 | 10 | 18 | 7 | 736.918 | 0
2028 | 10 | 18 | 8 | 784.8226 | 0
2028 | 10 | 18 | 9 | 803.7889 | 0
2028 | 10 | 18 | 10 | 824.2175 | 0
2028 | 10 | 18 | 11 | 835.5786 | 0
2028 | 10 | 18 | 12 | 839.6144 | 0
2028 | 10 | 18 | 13 | 844.383 | 0
2028 | 10 | 18 | 14 | 841.7662 | 0
2028 | 10 | 18 | 15 | 838.869 | 0
2028 | 10 | 18 | 16 | 844.5183 | 0
2028 | 10 | 18 | 17 | 845.0581 | 0
2028 | 10 | 18 | 18 | 856.6102 | 0
2028 | 10 | 18 | 19 | 854.5313 | 0
2028 | 10 | 18 | 20 | 832.0169 | 0
2028 | 10 | 18 | 21 | 795.6127 | 0
2028 | 10 | 18 | 22 | 744.5484 | 0
2028 | 10 | 18 | 23 | 693.1343 | 0
2028 | 10 | 19 | 0 | 650.7569 | 0
2028 | 10 | 19 | 1 | 622.4043 | 0
2028 | 10 | 19 | 2 | 594.0516 | 0
2028 | 10 | 19 | 3 | 585.739 | 0
2028 | 10 | 19 | 4 | 586.9719 | 0
2028 | 10 | 19 | 5 | 610.6262 | 0
2028 | 10 | 19 | 6 | 663.7427 | 0
2028 | 10 | 19 | 7 | 716.8592 | 0
2028 | 10 | 19 | 8 | 746.3922 | 0
2028 | 10 | 19 | 9 | 775.9251 | 0
2028 | 10 | 19 | 10 | 789.1428 | 0
2028 | 10 | 19 | 11 | 797.1007 | 0
2028 | 10 | 19 | 12 | 798.0784 | 0
2028 | 10 | 19 | 13 | 800.2295 | 0
2028 | 10 | 19 | 14 | 791.7091 | 0
2028 | 10 | 19 | 15 | 783.4905 | 0
2028 | 10 | 19 | 16 | 779.7707 | 0
2028 | 10 | 19 | 17 | 780.8983 | 0
2028 | 10 | 19 | 18 | 788.7462 | 0
2028 | 10 | 19 | 19 | 790.2967 | 0
2028 | 10 | 19 | 20 | 774.5361 | 0
2028 | 10 | 19 | 21 | 742.7984 | 0
2028 | 10 | 19 | 22 | 695.2648 | 0
2028 | 10 | 19 | 23 | 650.3982 | 0
2028 | 10 | 20 | 0 | 614.4078 | 0
2028 | 10 | 20 | 1 | 610.2697 | 0
2028 | 10 | 20 | 2 | 594.5644 | 0
2028 | 10 | 20 | 3 | 587.6306 | 0
2028 | 10 | 20 | 4 | 588.8175 | 0
2028 | 10 | 20 | 5 | 608.8545 | 0
2028 | 10 | 20 | 6 | 660.3658 | 0
2028 | 10 | 20 | 7 | 711.8771 | 0
2028 | 10 | 20 | 8 | 760.7742 | 0
2028 | 10 | 20 | 9 | 780.0769 | 0
2028 | 10 | 20 | 10 | 796.3561 | 0
2028 | 10 | 20 | 11 | 808.5427 | 0
2028 | 10 | 20 | 12 | 814.0279 | 0
2028 | 10 | 20 | 13 | 817.4898 | 0
2028 | 10 | 20 | 14 | 812.033 | 0
2028 | 10 | 20 | 15 | 807.5672 | 0
2028 | 10 | 20 | 16 | 805.564 | 0
2028 | 10 | 20 | 17 | 808.2775 | 0
2028 | 10 | 20 | 18 | 813.1456 | 0
2028 | 10 | 20 | 19 | 808.8754 | 0
2028 | 10 | 20 | 20 | 788.5895 | 0
2028 | 10 | 20 | 21 | 759.0573 | 0
2028 | 10 | 20 | 22 | 723.0353 | 0
2028 | 10 | 20 | 23 | 682.3675 | 0
2028 | 10 | 21 | 0 | 647.6794 | 0
2028 | 10 | 21 | 1 | 621.8001 | 0
2028 | 10 | 21 | 2 | 595.9208 | 0
2028 | 10 | 21 | 3 | 586.1704 | 0
2028 | 10 | 21 | 4 | 584.0198 | 0
2028 | 10 | 21 | 5 | 591.8418 | 0
2028 | 10 | 21 | 6 | 616.3085 | 0
2028 | 10 | 21 | 7 | 641.2889 | 0
2028 | 10 | 21 | 8 | 645.8561 | 0
2028 | 10 | 21 | 9 | 676.2526 | 0
2028 | 10 | 21 | 10 | 706.8481 | 0
2028 | 10 | 21 | 11 | 724.1436 | 0
2028 | 10 | 21 | 12 | 730.1289 | 0
2028 | 10 | 21 | 13 | 728.6692 | 0
2028 | 10 | 21 | 14 | 718.1418 | 0
2028 | 10 | 21 | 15 | 711.0225 | 0
2028 | 10 | 21 | 16 | 711.3861 | 0
2028 | 10 | 21 | 17 | 721.9877 | 0
2028 | 10 | 21 | 18 | 736.0624 | 0
2028 | 10 | 21 | 19 | 737.4512 | 0
2028 | 10 | 21 | 20 | 719.7699 | 0
2028 | 10 | 21 | 21 | 698.9986 | 0
2028 | 10 | 21 | 22 | 670.8347 | 0
2028 | 10 | 21 | 23 | 644.4725 | 0
2028 | 10 | 22 | 0 | 620.6216 | 0
2028 | 10 | 22 | 1 | 591.6761 | 0
2028 | 10 | 22 | 2 | 575.6164 | 0
2028 | 10 | 22 | 3 | 565.3902 | 0
2028 | 10 | 22 | 4 | 562.0197 | 0
2028 | 10 | 22 | 5 | 567.3487 | 0
2028 | 10 | 22 | 6 | 584.9219 | 0
2028 | 10 | 22 | 7 | 602.5672 | 0
2028 | 10 | 22 | 8 | 605.7268 | 0
2028 | 10 | 22 | 9 | 626.9375 | 0
2028 | 10 | 22 | 10 | 654.6886 | 0
2028 | 10 | 22 | 11 | 673.2663 | 0
2028 | 10 | 22 | 12 | 684.207 | 0
2028 | 10 | 22 | 13 | 686.6193 | 0
2028 | 10 | 22 | 14 | 682.3736 | 0
2028 | 10 | 22 | 15 | 682.6556 | 0
2028 | 10 | 22 | 16 | 690.4058 | 0
2028 | 10 | 22 | 17 | 707.1481 | 0
2028 | 10 | 22 | 18 | 726.2085 | 0
2028 | 10 | 22 | 19 | 729.815 | 0
2028 | 10 | 22 | 20 | 714.2656 | 0
2028 | 10 | 22 | 21 | 694.2837 | 0
2028 | 10 | 22 | 22 | 663.6309 | 0
2028 | 10 | 22 | 23 | 636.2595 | 0
2028 | 10 | 23 | 0 | 608.8977 | 0
2028 | 10 | 23 | 1 | 608.0538 | 0
2028 | 10 | 23 | 2 | 596.6828 | 0
2028 | 10 | 23 | 3 | 593.463 | 0
2028 | 10 | 23 | 4 | 597.3956 | 0
2028 | 10 | 23 | 5 | 621.1983 | 0
2028 | 10 | 23 | 6 | 675.1172 | 0
2028 | 10 | 23 | 7 | 729.0361 | 0
2028 | 10 | 23 | 8 | 779.4594 | 0
2028 | 10 | 23 | 9 | 801.8246 | 0
2028 | 10 | 23 | 10 | 818.8073 | 0
2028 | 10 | 23 | 11 | 827.8156 | 0
2028 | 10 | 23 | 12 | 830.3797 | 0
2028 | 10 | 23 | 13 | 832.1387 | 0
2028 | 10 | 23 | 14 | 828.0456 | 0
2028 | 10 | 23 | 15 | 825.7018 | 0
2028 | 10 | 23 | 16 | 828.035 | 0
2028 | 10 | 23 | 17 | 835.8114 | 0
2028 | 10 | 23 | 18 | 848.5789 | 0
2028 | 10 | 23 | 19 | 848.699 | 0
2028 | 10 | 23 | 20 | 829.4513 | 0
2028 | 10 | 23 | 21 | 799.7345 | 0
2028 | 10 | 23 | 22 | 756.0946 | 0
2028 | 10 | 23 | 23 | 711.7137 | 0
2028 | 10 | 24 | 0 | 673.2267 | 0
2028 | 10 | 24 | 1 | 657.4426 | 0
2028 | 10 | 24 | 2 | 643.5143 | 0
2028 | 10 | 24 | 3 | 637.3699 | 0
2028 | 10 | 24 | 4 | 639.2185 | 0
2028 | 10 | 24 | 5 | 657.787 | 0
2028 | 10 | 24 | 6 | 706.0449 | 0
2028 | 10 | 24 | 7 | 754.3029 | 0
2028 | 10 | 24 | 8 | 802.7144 | 0
2028 | 10 | 24 | 9 | 824.6456 | 0
2028 | 10 | 24 | 10 | 842.3516 | 0
2028 | 10 | 24 | 11 | 851.3554 | 0
2028 | 10 | 24 | 12 | 852.5367 | 0
2028 | 10 | 24 | 13 | 852.8043 | 0
2028 | 10 | 24 | 14 | 847.7841 | 0
2028 | 10 | 24 | 15 | 844.1637 | 0
2028 | 10 | 24 | 16 | 839.074 | 0
2028 | 10 | 24 | 17 | 842.8426 | 0
2028 | 10 | 24 | 18 | 861.2796 | 0
2028 | 10 | 24 | 19 | 855.7062 | 0
2028 | 10 | 24 | 20 | 833.0603 | 0
2028 | 10 | 24 | 21 | 801.738 | 0
2028 | 10 | 24 | 22 | 759.6196 | 0
2028 | 10 | 24 | 23 | 717.3346 | 0
2028 | 10 | 25 | 0 | 682.2742 | 0
2028 | 10 | 25 | 1 | 661.844 | 0
2028 | 10 | 25 | 2 | 646.6663 | 0
2028 | 10 | 25 | 3 | 639.3145 | 0
2028 | 10 | 25 | 4 | 640.5394 | 0
2028 | 10 | 25 | 5 | 659.6753 | 0
2028 | 10 | 25 | 6 | 706.8364 | 0
2028 | 10 | 25 | 7 | 753.9976 | 0
2028 | 10 | 25 | 8 | 799.0374 | 0
2028 | 10 | 25 | 9 | 816.7649 | 0
2028 | 10 | 25 | 10 | 835.02 | 0
2028 | 10 | 25 | 11 | 843.9369 | 0
2028 | 10 | 25 | 12 | 845.2222 | 0
2028 | 10 | 25 | 13 | 845.4888 | 0
2028 | 10 | 25 | 14 | 842.4764 | 0
2028 | 10 | 25 | 15 | 839.4796 | 0
2028 | 10 | 25 | 16 | 843.714 | 0
2028 | 10 | 25 | 17 | 849.5192 | 0
2028 | 10 | 25 | 18 | 871.3755 | 0
2028 | 10 | 25 | 19 | 864.1459 | 0
2028 | 10 | 25 | 20 | 841.4207 | 0
2028 | 10 | 25 | 21 | 810.5043 | 0
2028 | 10 | 25 | 22 | 769.7658 | 0
2028 | 10 | 25 | 23 | 727.5592 | 0
2028 | 10 | 26 | 0 | 690.013 | 0
2028 | 10 | 26 | 1 | 666.7864 | 0
2028 | 10 | 26 | 2 | 643.5598 | 0
2028 | 10 | 26 | 3 | 636.6794 | 0
2028 | 10 | 26 | 4 | 637.8674 | 0
2028 | 10 | 26 | 5 | 655.6872 | 0
2028 | 10 | 26 | 6 | 713.5747 | 0
2028 | 10 | 26 | 7 | 771.4621 | 0
2028 | 10 | 26 | 8 | 801.0968 | 0
2028 | 10 | 26 | 9 | 820.948 | 0
2028 | 10 | 26 | 10 | 838.4818 | 0
2028 | 10 | 26 | 11 | 848.6282 | 0
2028 | 10 | 26 | 12 | 852.9852 | 0
2028 | 10 | 26 | 13 | 854.0167 | 0
2028 | 10 | 26 | 14 | 850.8779 | 0
2028 | 10 | 26 | 15 | 848.8171 | 0
2028 | 10 | 26 | 16 | 851.0443 | 0
2028 | 10 | 26 | 17 | 852.2542 | 0
2028 | 10 | 26 | 18 | 860.1881 | 0
2028 | 10 | 26 | 19 | 853.518 | 0
2028 | 10 | 26 | 20 | 833.0064 | 0
2028 | 10 | 26 | 21 | 805.3195 | 0
2028 | 10 | 26 | 22 | 765.8632 | 0
2028 | 10 | 26 | 23 | 723.8705 | 0
2028 | 10 | 27 | 0 | 687.8006 | 0
2028 | 10 | 27 | 1 | 654.0191 | 0
2028 | 10 | 27 | 2 | 620.2376 | 0
2028 | 10 | 27 | 3 | 607.7373 | 0
2028 | 10 | 27 | 4 | 603.169 | 0
2028 | 10 | 27 | 5 | 613.3741 | 0
2028 | 10 | 27 | 6 | 647.3629 | 0
2028 | 10 | 27 | 7 | 702.6051 | 0
2028 | 10 | 27 | 8 | 746.446 | 0
2028 | 10 | 27 | 9 | 773.6924 | 0
2028 | 10 | 27 | 10 | 794.3438 | 0
2028 | 10 | 27 | 11 | 804.4171 | 0
2028 | 10 | 27 | 12 | 814.4904 | 0
2028 | 10 | 27 | 13 | 818.8738 | 0
2028 | 10 | 27 | 14 | 816.3653 | 0
2028 | 10 | 27 | 15 | 807.9292 | 0
2028 | 10 | 27 | 16 | 798.7576 | 0
2028 | 10 | 27 | 17 | 799.8502 | 0
2028 | 10 | 27 | 18 | 818.5304 | 0
2028 | 10 | 27 | 19 | 812.2195 | 0
2028 | 10 | 27 | 20 | 792.4155 | 0
2028 | 10 | 27 | 21 | 768.0483 | 0
2028 | 10 | 27 | 22 | 735.2943 | 0
2028 | 10 | 27 | 23 | 698.5397 | 0
2028 | 10 | 28 | 0 | 658.2831 | 0
2028 | 10 | 28 | 1 | 628.6961 | 0
2028 | 10 | 28 | 2 | 596.7295 | 0
2028 | 10 | 28 | 3 | 583.3492 | 0
2028 | 10 | 28 | 4 | 576.4542 | 0
2028 | 10 | 28 | 5 | 573.2573 | 0
2028 | 10 | 28 | 6 | 582.5841 | 0
2028 | 10 | 28 | 7 | 591.9108 | 0
2028 | 10 | 28 | 8 | 620.6161 | 0
2028 | 10 | 28 | 9 | 653.5949 | 0
2028 | 10 | 28 | 10 | 686.5737 | 0
2028 | 10 | 28 | 11 | 700.6472 | 0
2028 | 10 | 28 | 12 | 708.8497 | 0
2028 | 10 | 28 | 13 | 712.064 | 0
2028 | 10 | 28 | 14 | 707.9448 | 0
2028 | 10 | 28 | 15 | 698.6235 | 0
2028 | 10 | 28 | 16 | 692.3043 | 0
2028 | 10 | 28 | 17 | 703.2625 | 0
2028 | 10 | 28 | 18 | 732.9571 | 0
2028 | 10 | 28 | 19 | 733.6788 | 0
2028 | 10 | 28 | 20 | 718.7552 | 0
2028 | 10 | 28 | 21 | 702.7394 | 0
2028 | 10 | 28 | 22 | 686.6398 | 0
2028 | 10 | 28 | 23 | 667.0618 | 0
2028 | 10 | 29 | 0 | 640.7124 | 0
2028 | 10 | 29 | 1 | 614.363 | 0
2028 | 10 | 29 | 2 | 596.7863 | 0
2028 | 10 | 29 | 3 | 585.3734 | 0
2028 | 10 | 29 | 4 | 580.4905 | 0
2028 | 10 | 29 | 5 | 580.491 | 0
2028 | 10 | 29 | 6 | 587.1922 | 0
2028 | 10 | 29 | 7 | 593.8933 | 0
2028 | 10 | 29 | 8 | 603.643 | 0
2028 | 10 | 29 | 9 | 636.1506 | 0
2028 | 10 | 29 | 10 | 668.6581 | 0
2028 | 10 | 29 | 11 | 695.2472 | 0
2028 | 10 | 29 | 12 | 712.9021 | 0
2028 | 10 | 29 | 13 | 715.9754 | 0
2028 | 10 | 29 | 14 | 714.6056 | 0
2028 | 10 | 29 | 15 | 711.5193 | 0
2028 | 10 | 29 | 16 | 716.1738 | 0
2028 | 10 | 29 | 17 | 735.989 | 0
2028 | 10 | 29 | 18 | 773.1055 | 0
2028 | 10 | 29 | 19 | 777.6926 | 0
2028 | 10 | 29 | 20 | 764.6884 | 0
2028 | 10 | 29 | 21 | 749.3241 | 0
2028 | 10 | 29 | 22 | 725.0053 | 0
2028 | 10 | 29 | 23 | 702.318 | 0
2028 | 10 | 30 | 0 | 674.9879 | 0
2028 | 10 | 30 | 1 | 667.6308 | 0
2028 | 10 | 30 | 2 | 684.3276 | 0
2028 | 10 | 30 | 3 | 675.9484 | 0
2028 | 10 | 30 | 4 | 676.0475 | 0
2028 | 10 | 30 | 5 | 687.4273 | 0
2028 | 10 | 30 | 6 | 723.5903 | 0
2028 | 10 | 30 | 7 | 785.6821 | 0
2028 | 10 | 30 | 8 | 836.4548 | 0
2028 | 10 | 30 | 9 | 864.2184 | 0
2028 | 10 | 30 | 10 | 885.2447 | 0
2028 | 10 | 30 | 11 | 900.8795 | 0
2028 | 10 | 30 | 12 | 908.1599 | 0
2028 | 10 | 30 | 13 | 906.8277 | 0
2028 | 10 | 30 | 14 | 905.8056 | 0
2028 | 10 | 30 | 15 | 897.817 | 0
2028 | 10 | 30 | 16 | 895.0959 | 0
2028 | 10 | 30 | 17 | 905.8874 | 0
2028 | 10 | 30 | 18 | 932.3378 | 0
2028 | 10 | 30 | 19 | 929.2324 | 0
2028 | 10 | 30 | 20 | 911.4524 | 0
2028 | 10 | 30 | 21 | 887.8857 | 0
2028 | 10 | 30 | 22 | 847.3988 | 0
2028 | 10 | 30 | 23 | 804.0954 | 0
2028 | 10 | 31 | 0 | 757.3828 | 0
2028 | 10 | 31 | 1 | 717.0714 | 0
2028 | 10 | 31 | 2 | 731.8002 | 0
2028 | 10 | 31 | 3 | 720.0214 | 0
2028 | 10 | 31 | 4 | 716.9507 | 0
2028 | 10 | 31 | 5 | 726.9441 | 0
2028 | 10 | 31 | 6 | 759.5846 | 0
2028 | 10 | 31 | 7 | 815.487 | 0
2028 | 10 | 31 | 8 | 861.6482 | 0
2028 | 10 | 31 | 9 | 887.8603 | 0
2028 | 10 | 31 | 10 | 907.8793 | 0
2028 | 10 | 31 | 11 | 922.8267 | 0
2028 | 10 | 31 | 12 | 927.8133 | 0
2028 | 10 | 31 | 13 | 928.6776 | 0
2028 | 10 | 31 | 14 | 922.2363 | 0
2028 | 10 | 31 | 15 | 914.5235 | 0
2028 | 10 | 31 | 16 | 902.0111 | 0
2028 | 10 | 31 | 17 | 913.5202 | 0
2028 | 10 | 31 | 18 | 948.4473 | 0
2028 | 10 | 31 | 19 | 940.7475 | 0
2028 | 10 | 31 | 20 | 918.5589 | 0
2028 | 10 | 31 | 21 | 890.6796 | 0
2028 | 10 | 31 | 22 | 855.6484 | 0
2028 | 10 | 31 | 23 | 814.9163 | 0
2028 | 11 | 1 | 0 | 774.0098 | 0
2028 | 11 | 1 | 1 | 755.7151 | 0
2028 | 11 | 1 | 2 | 770.9057 | 0
2028 | 11 | 1 | 3 | 760.0004 | 0
2028 | 11 | 1 | 4 | 758.3489 | 0
2028 | 11 | 1 | 5 | 771.7612 | 0
2028 | 11 | 1 | 6 | 809.6324 | 0
2028 | 11 | 1 | 7 | 864.4785 | 0
2028 | 11 | 1 | 8 | 919.3246 | 0
2028 | 11 | 1 | 9 | 946.0163 | 0
2028 | 11 | 1 | 10 | 965.7812 | 0
2028 | 11 | 1 | 11 | 979.7692 | 0
2028 | 11 | 1 | 12 | 985.94 | 0
2028 | 11 | 1 | 13 | 987.583 | 0
2028 | 11 | 1 | 14 | 990.0403 | 0
2028 | 11 | 1 | 15 | 985.5886 | 0
2028 | 11 | 1 | 16 | 986.6192 | 0
2028 | 11 | 1 | 17 | 1001.3615 | 0
2028 | 11 | 1 | 18 | 1044.2129 | 0
2028 | 11 | 1 | 19 | 1038.3101 | 0
2028 | 11 | 1 | 20 | 1015.5928 | 0
2028 | 11 | 1 | 21 | 987.9025 | 0
2028 | 11 | 1 | 22 | 945.0058 | 0
2028 | 11 | 1 | 23 | 897.8349 | 0
2028 | 11 | 2 | 0 | 850.1161 | 0
2028 | 11 | 2 | 1 | 809.1125 | 0
2028 | 11 | 2 | 2 | 802.1487 | 0
2028 | 11 | 2 | 3 | 789.435 | 0
2028 | 11 | 2 | 4 | 786.3136 | 0
2028 | 11 | 2 | 5 | 798.8274 | 0
2028 | 11 | 2 | 6 | 840.5038 | 0
2028 | 11 | 2 | 7 | 902.5374 | 0
2028 | 11 | 2 | 8 | 964.5709 | 0
2028 | 11 | 2 | 9 | 995.4544 | 0
2028 | 11 | 2 | 10 | 1010.2187 | 0
2028 | 11 | 2 | 11 | 1020.8044 | 0
2028 | 11 | 2 | 12 | 1025.2029 | 0
2028 | 11 | 2 | 13 | 1023.7405 | 0
2028 | 11 | 2 | 14 | 1020.2417 | 0
2028 | 11 | 2 | 15 | 1010.2122 | 0
2028 | 11 | 2 | 16 | 1003.0257 | 0
2028 | 11 | 2 | 17 | 1011.1695 | 0
2028 | 11 | 2 | 18 | 1049.6697 | 0
2028 | 11 | 2 | 19 | 1051.395 | 1.395
2028 | 11 | 2 | 20 | 1034.013 | 0
2028 | 11 | 2 | 21 | 1007.9303 | 0
2028 | 11 | 2 | 22 | 962.4983 | 0
2028 | 11 | 2 | 23 | 914.2608 | 0
2028 | 11 | 3 | 0 | 862.3237 | 0
2028 | 11 | 3 | 1 | 841.9468 | 0
2028 | 11 | 3 | 2 | 848.9356 | 0
2028 | 11 | 3 | 3 | 834.2169 | 0
2028 | 11 | 3 | 4 | 829.5268 | 0
2028 | 11 | 3 | 5 | 841.7792 | 0
2028 | 11 | 3 | 6 | 886.2622 | 0
2028 | 11 | 3 | 7 | 966.8117 | 0
2028 | 11 | 3 | 8 | 1027.5327 | 0
2028 | 11 | 3 | 9 | 1061.0727 | 11.0727
2028 | 11 | 3 | 10 | 1075.7893 | 25.7893
2028 | 11 | 3 | 11 | 1087.3847 | 37.3847
2028 | 11 | 3 | 12 | 1090.6742 | 40.6742
2028 | 11 | 3 | 13 | 1084.8624 | 34.8624
2028 | 11 | 3 | 14 | 1077.5329 | 27.5329
2028 | 11 | 3 | 15 | 1061.0611 | 11.0611
2028 | 11 | 3 | 16 | 1046.8301 | 0
2028 | 11 | 3 | 17 | 1052.8851 | 2.8851
2028 | 11 | 3 | 18 | 1097.0971 | 47.0971
2028 | 11 | 3 | 19 | 1097.6307 | 47.6307
2028 | 11 | 3 | 20 | 1079.5313 | 29.5313
2028 | 11 | 3 | 21 | 1052.9518 | 2.9518
2028 | 11 | 3 | 22 | 1009.2698 | 0
2028 | 11 | 3 | 23 | 957.6617 | 0
2028 | 11 | 4 | 0 | 903.3729 | 0
2028 | 11 | 4 | 1 | 849.0841 | 0
2028 | 11 | 4 | 2 | 818.5363 | 0
2028 | 11 | 4 | 3 | 797.4972 | 0
2028 | 11 | 4 | 4 | 787.1017 | 0
2028 | 11 | 4 | 5 | 785.5766 | 0
2028 | 11 | 4 | 6 | 795.7909 | 0
2028 | 11 | 4 | 7 | 817.6248 | 0
2028 | 11 | 4 | 8 | 836.1249 | 0
2028 | 11 | 4 | 9 | 870.0065 | 0
2028 | 11 | 4 | 10 | 910.176 | 0
2028 | 11 | 4 | 11 | 934.712 | 0
2028 | 11 | 4 | 12 | 946.495 | 0
2028 | 11 | 4 | 13 | 944.2341 | 0
2028 | 11 | 4 | 14 | 936.7861 | 0
2028 | 11 | 4 | 15 | 923.4849 | 0
2028 | 11 | 4 | 16 | 915.2027 | 0
2028 | 11 | 4 | 17 | 931.2815 | 0
2028 | 11 | 4 | 18 | 959.0286 | 0
2028 | 11 | 4 | 19 | 986.7756 | 0
2028 | 11 | 4 | 20 | 970.7059 | 0
2028 | 11 | 4 | 21 | 951.5097 | 0
2028 | 11 | 4 | 22 | 921.2441 | 0
2028 | 11 | 4 | 23 | 887.738 | 0
2028 | 11 | 5 | 0 | 850.2028 | 0
2028 | 11 | 5 | 1 | 811.9319 | 0
2028 | 11 | 5 | 2 | 784.7417 | 0
2028 | 11 | 5 | 3 | 766.0305 | 0
2028 | 11 | 5 | 4 | 756.0307 | 0
2028 | 11 | 5 | 5 | 748.6889 | 0
2028 | 11 | 5 | 6 | 748.555 | 0
2028 | 11 | 5 | 7 | 759.6593 | 0
2028 | 11 | 5 | 8 | 779.0434 | 0
2028 | 11 | 5 | 9 | 810.4454 | 0
2028 | 11 | 5 | 10 | 848.3691 | 0
2028 | 11 | 5 | 11 | 878.9668 | 0
2028 | 11 | 5 | 12 | 900.5159 | 0
2028 | 11 | 5 | 13 | 904.929 | 0
2028 | 11 | 5 | 14 | 905.0609 | 0
2028 | 11 | 5 | 15 | 900.858 | 0
2028 | 11 | 5 | 16 | 904.1367 | 0
2028 | 11 | 5 | 17 | 929.0981 | 0
2028 | 11 | 5 | 18 | 974.9461 | 0
2028 | 11 | 5 | 19 | 975.459 | 0
2028 | 11 | 5 | 20 | 959.7016 | 0
2028 | 11 | 5 | 21 | 942.3337 | 0
2028 | 11 | 5 | 22 | 912.4901 | 0
2028 | 11 | 5 | 23 | 876.1662 | 0
2028 | 11 | 6 | 0 | 836.571 | 0
2028 | 11 | 6 | 1 | 839.1821 | 0
2028 | 11 | 6 | 2 | 817.5519 | 0
2028 | 11 | 6 | 3 | 804.9511 | 0
2028 | 11 | 6 | 4 | 800.7575 | 0
2028 | 11 | 6 | 5 | 812.9917 | 0
2028 | 11 | 6 | 6 | 854.8158 | 0
2028 | 11 | 6 | 7 | 917.4766 | 0
2028 | 11 | 6 | 8 | 963.237 | 0
2028 | 11 | 6 | 9 | 997.1617 | 0
2028 | 11 | 6 | 10 | 1025.8279 | 0
2028 | 11 | 6 | 11 | 1043.2751 | 0
2028 | 11 | 6 | 12 | 1055.0371 | 5.0371
2028 | 11 | 6 | 13 | 1058.2342 | 8.2342
2028 | 11 | 6 | 14 | 1059.5642 | 9.5642
2028 | 11 | 6 | 15 | 1052.5036 | 2.5036
2028 | 11 | 6 | 16 | 1050.5728 | 0.57285
2028 | 11 | 6 | 17 | 1067.7992 | 17.7992
2028 | 11 | 6 | 18 | 1099.2593 | 49.2593
2028 | 11 | 6 | 19 | 1088.5862 | 38.5862
2028 | 11 | 6 | 20 | 1065.4081 | 15.4081
2028 | 11 | 6 | 21 | 1037.2199 | 0
2028 | 11 | 6 | 22 | 991.5096 | 0
2028 | 11 | 6 | 23 | 943.0252 | 0
2028 | 11 | 7 | 0 | 895.8582 | 0
2028 | 11 | 7 | 1 | 860.5286 | 0
2028 | 11 | 7 | 2 | 834.9256 | 0
2028 | 11 | 7 | 3 | 817.9187 | 0
2028 | 11 | 7 | 4 | 808.7717 | 0
2028 | 11 | 7 | 5 | 808.1745 | 0
2028 | 11 | 7 | 6 | 827.0869 | 0
2028 | 11 | 7 | 7 | 879.5682 | 0
2028 | 11 | 7 | 8 | 938.1102 | 0
2028 | 11 | 7 | 9 | 996.6522 | 0
2028 | 11 | 7 | 10 | 1025.8799 | 0
2028 | 11 | 7 | 11 | 1042.0848 | 0
2028 | 11 | 7 | 12 | 1052.9921 | 2.9921
2028 | 11 | 7 | 13 | 1063.8993 | 13.8993
2028 | 11 | 7 | 14 | 1068.4345 | 18.4345
2028 | 11 | 7 | 15 | 1064.4561 | 14.4561
2028 | 11 | 7 | 16 | 1051.255 | 1.255
2028 | 11 | 7 | 17 | 1076.4936 | 26.4936
2028 | 11 | 7 | 18 | 1112.3191 | 62.3191
2028 | 11 | 7 | 19 | 1094.368 | 44.368
2028 | 11 | 7 | 20 | 1067.2288 | 17.2288
2028 | 11 | 7 | 21 | 1040.9603 | 0
2028 | 11 | 7 | 22 | 1003.1628 | 0
2028 | 11 | 7 | 23 | 959.2874 | 0
2028 | 11 | 8 | 0 | 908.9216 | 0
2028 | 11 | 8 | 1 | 839.2504 | 0
2028 | 11 | 8 | 2 | 813.5159 | 0
2028 | 11 | 8 | 3 | 797.3481 | 0
2028 | 11 | 8 | 4 | 792.2423 | 0
2028 | 11 | 8 | 5 | 804.3737 | 0
2028 | 11 | 8 | 6 | 843.6943 | 0
2028 | 11 | 8 | 7 | 901.7692 | 0
2028 | 11 | 8 | 8 | 947.0619 | 0
2028 | 11 | 8 | 9 | 972.8959 | 0
2028 | 11 | 8 | 10 | 996.3793 | 0
2028 | 11 | 8 | 11 | 1009.9846 | 0
2028 | 11 | 8 | 12 | 1023.5899 | 0
2028 | 11 | 8 | 13 | 1029.5606 | 0
2028 | 11 | 8 | 14 | 1030.1465 | 0
2028 | 11 | 8 | 15 | 1024.6917 | 0
2028 | 11 | 8 | 16 | 1025.1657 | 0
2028 | 11 | 8 | 17 | 1046.6235 | 0
2028 | 11 | 8 | 18 | 1085.6409 | 35.6409
2028 | 11 | 8 | 19 | 1070.9874 | 20.9874
2028 | 11 | 8 | 20 | 1045.4651 | 0
2028 | 11 | 8 | 21 | 1014.7249 | 0
2028 | 11 | 8 | 22 | 970.7118 | 0
2028 | 11 | 8 | 23 | 924.0261 | 0
2028 | 11 | 9 | 0 | 875.5396 | 0
2028 | 11 | 9 | 1 | 850.0499 | 0
2028 | 11 | 9 | 2 | 824.9653 | 0
2028 | 11 | 9 | 3 | 810.0581 | 0
2028 | 11 | 9 | 4 | 805.1876 | 0
2028 | 11 | 9 | 5 | 813.8515 | 0
2028 | 11 | 9 | 6 | 849.0563 | 0
2028 | 11 | 9 | 7 | 905.9321 | 0
2028 | 11 | 9 | 8 | 962.8078 | 0
2028 | 11 | 9 | 9 | 995.8802 | 0
2028 | 11 | 9 | 10 | 1014.1316 | 0
2028 | 11 | 9 | 11 | 1030.4819 | 0
2028 | 11 | 9 | 12 | 1044.0949 | 0
2028 | 11 | 9 | 13 | 1050.053 | 0.052969
2028 | 11 | 9 | 14 | 1052.3559 | 2.3559
2028 | 11 | 9 | 15 | 1046.7104 | 0
2028 | 11 | 9 | 16 | 1044.9881 | 0
2028 | 11 | 9 | 17 | 1061.8654 | 11.8654
2028 | 11 | 9 | 18 | 1088.3817 | 38.3817
2028 | 11 | 9 | 19 | 1076.8231 | 26.8231
2028 | 11 | 9 | 20 | 1051.105 | 1.105
2028 | 11 | 9 | 21 | 1021.6329 | 0
2028 | 11 | 9 | 22 | 978.0884 | 0
2028 | 11 | 9 | 23 | 938.9003 | 0
2028 | 11 | 10 | 0 | 894.2495 | 0
2028 | 11 | 10 | 1 | 838.2519 | 0
2028 | 11 | 10 | 2 | 813.2896 | 0
2028 | 11 | 10 | 3 | 797.8954 | 0
2028 | 11 | 10 | 4 | 792.4016 | 0
2028 | 11 | 10 | 5 | 802.1617 | 0
2028 | 11 | 10 | 6 | 839.1443 | 0
2028 | 11 | 10 | 7 | 904.2063 | 0
2028 | 11 | 10 | 8 | 951.3783 | 0
2028 | 11 | 10 | 9 | 984.3216 | 0
2028 | 11 | 10 | 10 | 1002.1833 | 0
2028 | 11 | 10 | 11 | 1015.4701 | 0
2028 | 11 | 10 | 12 | 1023.4195 | 0
2028 | 11 | 10 | 13 | 1031.3689 | 0
2028 | 11 | 10 | 14 | 1029.7492 | 0
2028 | 11 | 10 | 15 | 1021.4109 | 0
2028 | 11 | 10 | 16 | 1020.1244 | 0
2028 | 11 | 10 | 17 | 1038.3234 | 0
2028 | 11 | 10 | 18 | 1063.9964 | 13.9964
2028 | 11 | 10 | 19 | 1047.4883 | 0
2028 | 11 | 10 | 20 | 1021.1642 | 0
2028 | 11 | 10 | 21 | 993.7969 | 0
2028 | 11 | 10 | 22 | 955.6611 | 0
2028 | 11 | 10 | 23 | 914.4146 | 0
2028 | 11 | 11 | 0 | 868.9689 | 0
2028 | 11 | 11 | 1 | 828.8319 | 0
2028 | 11 | 11 | 2 | 788.6948 | 0
2028 | 11 | 11 | 3 | 768.223 | 0
2028 | 11 | 11 | 4 | 755.1567 | 0
2028 | 11 | 11 | 5 | 747.8838 | 0
2028 | 11 | 11 | 6 | 748.7603 | 0
2028 | 11 | 11 | 7 | 767.4089 | 0
2028 | 11 | 11 | 8 | 805.6668 | 0
2028 | 11 | 11 | 9 | 841.3137 | 0
2028 | 11 | 11 | 10 | 884.5227 | 0
2028 | 11 | 11 | 11 | 908.2556 | 0
2028 | 11 | 11 | 12 | 915.527 | 0
2028 | 11 | 11 | 13 | 922.7985 | 0
2028 | 11 | 11 | 14 | 918.5209 | 0
2028 | 11 | 11 | 15 | 908.7749 | 0
2028 | 11 | 11 | 16 | 905.1793 | 0
2028 | 11 | 11 | 17 | 931.4522 | 0
2028 | 11 | 11 | 18 | 969.3369 | 0
2028 | 11 | 11 | 19 | 962.2244 | 0
2028 | 11 | 11 | 20 | 942.9991 | 0
2028 | 11 | 11 | 21 | 928.0549 | 0
2028 | 11 | 11 | 22 | 902.824 | 0
2028 | 11 | 11 | 23 | 871.2183 | 0
2028 | 11 | 12 | 0 | 830.3468 | 0
2028 | 11 | 12 | 1 | 787.6548 | 0
2028 | 11 | 12 | 2 | 758.2937 | 0
2028 | 11 | 12 | 3 | 737.6298 | 0
2028 | 11 | 12 | 4 | 725.9409 | 0
2028 | 11 | 12 | 5 | 717.6492 | 0
2028 | 11 | 12 | 6 | 714.2259 | 0
2028 | 11 | 12 | 7 | 723.0874 | 0
2028 | 11 | 12 | 8 | 753.4763 | 0
2028 | 11 | 12 | 9 | 789.9145 | 0
2028 | 11 | 12 | 10 | 829.8637 | 0
2028 | 11 | 12 | 11 | 860.409 | 0
2028 | 11 | 12 | 12 | 882.9791 | 0
2028 | 11 | 12 | 13 | 887.0148 | 0
2028 | 11 | 12 | 14 | 886.8178 | 0
2028 | 11 | 12 | 15 | 883.1951 | 0
2028 | 11 | 12 | 16 | 884.1166 | 0
2028 | 11 | 12 | 17 | 917.6502 | 0
2028 | 11 | 12 | 18 | 969.3018 | 0
2028 | 11 | 12 | 19 | 976.1728 | 0
2028 | 11 | 12 | 20 | 968.4492 | 0
2028 | 11 | 12 | 21 | 957.5738 | 0
2028 | 11 | 12 | 22 | 929.3542 | 0
2028 | 11 | 12 | 23 | 888.7602 | 0
2028 | 11 | 13 | 0 | 843.692 | 0
2028 | 11 | 13 | 1 | 846.2452 | 0
2028 | 11 | 13 | 2 | 823.1844 | 0
2028 | 11 | 13 | 3 | 810.0253 | 0
2028 | 11 | 13 | 4 | 805.0473 | 0
2028 | 11 | 13 | 5 | 812.6016 | 0
2028 | 11 | 13 | 6 | 847.2056 | 0
2028 | 11 | 13 | 7 | 905.9841 | 0
2028 | 11 | 13 | 8 | 956.9755 | 0
2028 | 11 | 13 | 9 | 989.7175 | 0
2028 | 11 | 13 | 10 | 1015.5033 | 0
2028 | 11 | 13 | 11 | 1032.2118 | 0
2028 | 11 | 13 | 12 | 1044.3191 | 0
2028 | 11 | 13 | 13 | 1048.1253 | 0
2028 | 11 | 13 | 14 | 1047.8763 | 0
2028 | 11 | 13 | 15 | 1043.0815 | 0
2028 | 11 | 13 | 16 | 1047.5989 | 0
2028 | 11 | 13 | 17 | 1074.6603 | 24.6603
2028 | 11 | 13 | 18 | 1103.3495 | 53.3495
2028 | 11 | 13 | 19 | 1091.7953 | 41.7953
2028 | 11 | 13 | 20 | 1070.3618 | 20.3618
2028 | 11 | 13 | 21 | 1044.6522 | 0
2028 | 11 | 13 | 22 | 1003.2143 | 0
2028 | 11 | 13 | 23 | 960.3707 | 0
2028 | 11 | 14 | 0 | 912.5822 | 0
2028 | 11 | 14 | 1 | 881.2591 | 0
2028 | 11 | 14 | 2 | 857.3328 | 0
2028 | 11 | 14 | 3 | 842.1139 | 0
2028 | 11 | 14 | 4 | 835.4613 | 0
2028 | 11 | 14 | 5 | 843.4454 | 0
2028 | 11 | 14 | 6 | 874.5916 | 0
2028 | 11 | 14 | 7 | 934.1006 | 0
2028 | 11 | 14 | 8 | 993.9442 | 0
2028 | 11 | 14 | 9 | 1030.464 | 0
2028 | 11 | 14 | 10 | 1058.2022 | 8.2022
2028 | 11 | 14 | 11 | 1078.8679 | 28.8679
2028 | 11 | 14 | 12 | 1087.9007 | 37.9007
2028 | 11 | 14 | 13 | 1089.9648 | 39.9648
2028 | 11 | 14 | 14 | 1084.2544 | 34.2544
2028 | 11 | 14 | 15 | 1074.9929 | 24.9929
2028 | 11 | 14 | 16 | 1061.1884 | 11.1884
2028 | 11 | 14 | 17 | 1089.4715 | 39.4715
2028 | 11 | 14 | 18 | 1131.8197 | 81.8197
2028 | 11 | 14 | 19 | 1121.8829 | 71.8829
2028 | 11 | 14 | 20 | 1098.2778 | 48.2778
2028 | 11 | 14 | 21 | 1070.1721 | 20.1721
2028 | 11 | 14 | 22 | 1031.9683 | 0
2028 | 11 | 14 | 23 | 986.6034 | 0
2028 | 11 | 15 | 0 | 940.7374 | 0
2028 | 11 | 15 | 1 | 908.3415 | 0
2028 | 11 | 15 | 2 | 882.1747 | 0
2028 | 11 | 15 | 3 | 866.1193 | 0
2028 | 11 | 15 | 4 | 859.6618 | 0
2028 | 11 | 15 | 5 | 867.4568 | 0
2028 | 11 | 15 | 6 | 900.313 | 0
2028 | 11 | 15 | 7 | 961.6211 | 0
2028 | 11 | 15 | 8 | 1024.5176 | 0
2028 | 11 | 15 | 9 | 1055.8899 | 5.8899
2028 | 11 | 15 | 10 | 1078.7204 | 28.7204
2028 | 11 | 15 | 11 | 1096.7857 | 46.7857
2028 | 11 | 15 | 12 | 1108.5284 | 58.5284
2028 | 11 | 15 | 13 | 1110.3241 | 60.3241
2028 | 11 | 15 | 14 | 1111.5695 | 61.5695
2028 | 11 | 15 | 15 | 1107.661 | 57.661
2028 | 11 | 15 | 16 | 1112.4726 | 62.4726
2028 | 11 | 15 | 17 | 1138.891 | 88.891
2028 | 11 | 15 | 18 | 1184.3401 | 134.3401
2028 | 11 | 15 | 19 | 1177.076 | 127.076
2028 | 11 | 15 | 20 | 1157.196 | 107.196
2028 | 11 | 15 | 21 | 1132.0391 | 82.0391
2028 | 11 | 15 | 22 | 1091.204 | 41.204
2028 | 11 | 15 | 23 | 1038.4132 | 0
2028 | 11 | 16 | 0 | 980.3472 | 0
2028 | 11 | 16 | 1 | 934.6064 | 0
2028 | 11 | 16 | 2 | 888.8657 | 0
2028 | 11 | 16 | 3 | 870.3066 | 0
2028 | 11 | 16 | 4 | 862.3793 | 0
2028 | 11 | 16 | 5 | 869.0131 | 0
2028 | 11 | 16 | 6 | 901.1758 | 0
2028 | 11 | 16 | 7 | 962.4778 | 0
2028 | 11 | 16 | 8 | 1023.7798 | 0
2028 | 11 | 16 | 9 | 1054.6322 | 4.6322
2028 | 11 | 16 | 10 | 1070.4656 | 20.4656
2028 | 11 | 16 | 11 | 1088.9486 | 38.9486
2028 | 11 | 16 | 12 | 1103.0413 | 53.0413
2028 | 11 | 16 | 13 | 1108.078 | 58.078
2028 | 11 | 16 | 14 | 1106.5227 | 56.5227
2028 | 11 | 16 | 15 | 1101.0816 | 51.0816
2028 | 11 | 16 | 16 | 1101.0084 | 51.0084
2028 | 11 | 16 | 17 | 1124.0139 | 74.0139
2028 | 11 | 16 | 18 | 1152.7527 | 102.7527
2028 | 11 | 16 | 19 | 1142.5693 | 92.5693
2028 | 11 | 16 | 20 | 1119.7118 | 69.7118
2028 | 11 | 16 | 21 | 1093.146 | 43.146
2028 | 11 | 16 | 22 | 1048.5369 | 0
2028 | 11 | 16 | 23 | 1001.3699 | 0
2028 | 11 | 17 | 0 | 946.2531 | 0
2028 | 11 | 17 | 1 | 899.1894 | 0
2028 | 11 | 17 | 2 | 870.7726 | 0
2028 | 11 | 17 | 3 | 851.3765 | 0
2028 | 11 | 17 | 4 | 842.1654 | 0
2028 | 11 | 17 | 5 | 846.0069 | 0
2028 | 11 | 17 | 6 | 874.2517 | 0
2028 | 11 | 17 | 7 | 929.6353 | 0
2028 | 11 | 17 | 8 | 980.8087 | 0
2028 | 11 | 17 | 9 | 1014.6473 | 0
2028 | 11 | 17 | 10 | 1031.3804 | 0
2028 | 11 | 17 | 11 | 1046.0265 | 0
2028 | 11 | 17 | 12 | 1059.1075 | 9.1075
2028 | 11 | 17 | 13 | 1062.4251 | 12.4251
2028 | 11 | 17 | 14 | 1060.612 | 10.612
2028 | 11 | 17 | 15 | 1053.845 | 3.845
2028 | 11 | 17 | 16 | 1050.5612 | 0.56121
2028 | 11 | 17 | 17 | 1069.9724 | 19.9724
2028 | 11 | 17 | 18 | 1094.9031 | 44.9031
2028 | 11 | 17 | 19 | 1078.1663 | 28.1663
2028 | 11 | 17 | 20 | 1051.2173 | 1.2173
2028 | 11 | 17 | 21 | 1022.4244 | 0
2028 | 11 | 17 | 22 | 987.4946 | 0
2028 | 11 | 17 | 23 | 950.3547 | 0
2028 | 11 | 18 | 0 | 906.4495 | 0
2028 | 11 | 18 | 1 | 839.5173 | 0
2028 | 11 | 18 | 2 | 809.8069 | 0
2028 | 11 | 18 | 3 | 789.485 | 0
2028 | 11 | 18 | 4 | 777.335 | 0
2028 | 11 | 18 | 5 | 770.1175 | 0
2028 | 11 | 18 | 6 | 771.7057 | 0
2028 | 11 | 18 | 7 | 788.1678 | 0
2028 | 11 | 18 | 8 | 828.2791 | 0
2028 | 11 | 18 | 9 | 867.6271 | 0
2028 | 11 | 18 | 10 | 910.5584 | 0
2028 | 11 | 18 | 11 | 935.8091 | 0
2028 | 11 | 18 | 12 | 951.858 | 0
2028 | 11 | 18 | 13 | 951.7613 | 0
2028 | 11 | 18 | 14 | 947.3533 | 0
2028 | 11 | 18 | 15 | 940.3558 | 0
2028 | 11 | 18 | 16 | 942.4994 | 0
2028 | 11 | 18 | 17 | 971.7589 | 0
2028 | 11 | 18 | 18 | 1008.3722 | 0
2028 | 11 | 18 | 19 | 1000.0796 | 0
2028 | 11 | 18 | 20 | 976.7526 | 0
2028 | 11 | 18 | 21 | 956.9656 | 0
2028 | 11 | 18 | 22 | 937.1178 | 0
2028 | 11 | 18 | 23 | 913.7355 | 0
2028 | 11 | 19 | 0 | 877.3842 | 0
2028 | 11 | 19 | 1 | 834.9121 | 0
2028 | 11 | 19 | 2 | 804.9009 | 0
2028 | 11 | 19 | 3 | 783.4125 | 0
2028 | 11 | 19 | 4 | 771.0353 | 0
2028 | 11 | 19 | 5 | 763.4224 | 0
2028 | 11 | 19 | 6 | 759.2591 | 0
2028 | 11 | 19 | 7 | 767.1236 | 0
2028 | 11 | 19 | 8 | 799.6054 | 0
2028 | 11 | 19 | 9 | 834.5053 | 0
2028 | 11 | 19 | 10 | 877.1924 | 0
2028 | 11 | 19 | 11 | 911.8051 | 0
2028 | 11 | 19 | 12 | 937.1239 | 0
2028 | 11 | 19 | 13 | 945.673 | 0
2028 | 11 | 19 | 14 | 949.2406 | 0
2028 | 11 | 19 | 15 | 947.8976 | 0
2028 | 11 | 19 | 16 | 955.1501 | 0
2028 | 11 | 19 | 17 | 995.5167 | 0
2028 | 11 | 19 | 18 | 1056.8982 | 6.8982
2028 | 11 | 19 | 19 | 1056.0966 | 6.0966
2028 | 11 | 19 | 20 | 1039.0123 | 0
2028 | 11 | 19 | 21 | 1020.6192 | 0
2028 | 11 | 19 | 22 | 992.0914 | 0
2028 | 11 | 19 | 23 | 946.1265 | 0
2028 | 11 | 20 | 0 | 898.1507 | 0
2028 | 11 | 20 | 1 | 889.1404 | 0
2028 | 11 | 20 | 2 | 863.3775 | 0
2028 | 11 | 20 | 3 | 848.0299 | 0
2028 | 11 | 20 | 4 | 840.9936 | 0
2028 | 11 | 20 | 5 | 847.5156 | 0
2028 | 11 | 20 | 6 | 880.9598 | 0
2028 | 11 | 20 | 7 | 940.9753 | 0
2028 | 11 | 20 | 8 | 1002.9705 | 0
2028 | 11 | 20 | 9 | 1033.1206 | 0
2028 | 11 | 20 | 10 | 1065.0949 | 15.0949
2028 | 11 | 20 | 11 | 1088.9796 | 38.9796
2028 | 11 | 20 | 12 | 1105.6782 | 55.6782
2028 | 11 | 20 | 13 | 1111.159 | 61.159
2028 | 11 | 20 | 14 | 1114.8827 | 64.8827
2028 | 11 | 20 | 15 | 1111.628 | 61.628
2028 | 11 | 20 | 16 | 1114.6939 | 64.6939
2028 | 11 | 20 | 17 | 1139.9443 | 89.9443
2028 | 11 | 20 | 18 | 1165.9804 | 115.9804
2028 | 11 | 20 | 19 | 1151.993 | 101.993
2028 | 11 | 20 | 20 | 1128.2331 | 78.2331
2028 | 11 | 20 | 21 | 1102.6155 | 52.6155
2028 | 11 | 20 | 22 | 1062.3752 | 12.3752
2028 | 11 | 20 | 23 | 1009.1218 | 0
2028 | 11 | 21 | 0 | 954.2557 | 0
2028 | 11 | 21 | 1 | 905.1413 | 0
2028 | 11 | 21 | 2 | 875.037 | 0
2028 | 11 | 21 | 3 | 856.4392 | 0
2028 | 11 | 21 | 4 | 847.727 | 0
2028 | 11 | 21 | 5 | 851.68 | 0
2028 | 11 | 21 | 6 | 876.9328 | 0
2028 | 11 | 21 | 7 | 940.542 | 0
2028 | 11 | 21 | 8 | 1009.098 | 0
2028 | 11 | 21 | 9 | 1046.0617 | 0
2028 | 11 | 21 | 10 | 1078.1961 | 28.1961
2028 | 11 | 21 | 11 | 1103.47 | 53.47
2028 | 11 | 21 | 12 | 1117.0254 | 67.0254
2028 | 11 | 21 | 13 | 1121.4015 | 71.4015
2028 | 11 | 21 | 14 | 1120.0509 | 70.0509
2028 | 11 | 21 | 15 | 1110.1488 | 60.1488
2028 | 11 | 21 | 16 | 1089.4655 | 39.4655
2028 | 11 | 21 | 17 | 1118.8025 | 68.8025
2028 | 11 | 21 | 18 | 1162.9388 | 112.9388
2028 | 11 | 21 | 19 | 1153.2305 | 103.2305
2028 | 11 | 21 | 20 | 1130.6742 | 80.6742
2028 | 11 | 21 | 21 | 1103.8552 | 53.8552
2028 | 11 | 21 | 22 | 1067.031 | 17.031
2028 | 11 | 21 | 23 | 1018.1103 | 0
2028 | 11 | 22 | 0 | 962.7429 | 0
2028 | 11 | 22 | 1 | 911.5918 | 0
2028 | 11 | 22 | 2 | 882.9461 | 0
2028 | 11 | 22 | 3 | 864.2278 | 0
2028 | 11 | 22 | 4 | 856.144 | 0
2028 | 11 | 22 | 5 | 861.426 | 0
2028 | 11 | 22 | 6 | 890.9279 | 0
2028 | 11 | 22 | 7 | 948.5349 | 0
2028 | 11 | 22 | 8 | 1013.7545 | 0
2028 | 11 | 22 | 9 | 1045.5537 | 0
2028 | 11 | 22 | 10 | 1070.283 | 20.283
2028 | 11 | 22 | 11 | 1087.78 | 37.78
2028 | 11 | 22 | 12 | 1101.3746 | 51.3746
2028 | 11 | 22 | 13 | 1106.937 | 56.937
2028 | 11 | 22 | 14 | 1110.4698 | 60.4698
2028 | 11 | 22 | 15 | 1107.4275 | 57.4275
2028 | 11 | 22 | 16 | 1111.0866 | 61.0866
2028 | 11 | 22 | 17 | 1139.646 | 89.646
2028 | 11 | 22 | 18 | 1184.2874 | 134.2874
2028 | 11 | 22 | 19 | 1173.1665 | 123.1665
2028 | 11 | 22 | 20 | 1151.9862 | 101.9862
2028 | 11 | 22 | 21 | 1125.7134 | 75.7134
2028 | 11 | 22 | 22 | 1085.9814 | 35.9814
2028 | 11 | 22 | 23 | 1031.391 | 0
2028 | 11 | 23 | 0 | 970.7134 | 0
2028 | 11 | 23 | 1 | 924.6948 | 0
2028 | 11 | 23 | 2 | 878.6762 | 0
2028 | 11 | 23 | 3 | 857.8648 | 0
2028 | 11 | 23 | 4 | 849.1295 | 0
2028 | 11 | 23 | 5 | 853.1522 | 0
2028 | 11 | 23 | 6 | 884.841 | 0
2028 | 11 | 23 | 7 | 955.1969 | 0
2028 | 11 | 23 | 8 | 1032.6684 | 0
2028 | 11 | 23 | 9 | 1070.0287 | 20.0287
2028 | 11 | 23 | 10 | 1087.2473 | 37.2473
2028 | 11 | 23 | 11 | 1104.4133 | 54.4133
2028 | 11 | 23 | 12 | 1117.7551 | 67.7551
2028 | 11 | 23 | 13 | 1119.9278 | 69.9278
2028 | 11 | 23 | 14 | 1122.3467 | 72.3467
2028 | 11 | 23 | 15 | 1113.8469 | 63.8469
2028 | 11 | 23 | 16 | 1109.2602 | 59.2602
2028 | 11 | 23 | 17 | 1136.4721 | 86.4721
2028 | 11 | 23 | 18 | 1175.568 | 125.568
2028 | 11 | 23 | 19 | 1171.8539 | 121.8539
2028 | 11 | 23 | 20 | 1156.2012 | 106.2012
2028 | 11 | 23 | 21 | 1135.6149 | 85.6149
2028 | 11 | 23 | 22 | 1094.1088 | 44.1088
2028 | 11 | 23 | 23 | 1038.7044 | 0
2028 | 11 | 24 | 0 | 976.5489 | 0
2028 | 11 | 24 | 1 | 922.8582 | 0
2028 | 11 | 24 | 2 | 893.4199 | 0
2028 | 11 | 24 | 3 | 873.8572 | 0
2028 | 11 | 24 | 4 | 863.7281 | 0
2028 | 11 | 24 | 5 | 865.8143 | 0
2028 | 11 | 24 | 6 | 892.3434 | 0
2028 | 11 | 24 | 7 | 948.6677 | 0
2028 | 11 | 24 | 8 | 1012.0424 | 0
2028 | 11 | 24 | 9 | 1049.2403 | 0
2028 | 11 | 24 | 10 | 1069.4567 | 19.4567
2028 | 11 | 24 | 11 | 1087.3738 | 37.3738
2028 | 11 | 24 | 12 | 1099.9263 | 49.9263
2028 | 11 | 24 | 13 | 1102.4491 | 52.4491
2028 | 11 | 24 | 14 | 1100.0463 | 50.0463
2028 | 11 | 24 | 15 | 1089.892 | 39.892
2028 | 11 | 24 | 16 | 1083.3968 | 33.3968
2028 | 11 | 24 | 17 | 1108.1622 | 58.1622
2028 | 11 | 24 | 18 | 1139.1483 | 89.1483
2028 | 11 | 24 | 19 | 1126.2752 | 76.2752
2028 | 11 | 24 | 20 | 1103.2337 | 53.2337
2028 | 11 | 24 | 21 | 1077.1265 | 27.1265
2028 | 11 | 24 | 22 | 1042.6633 | 0
2028 | 11 | 24 | 23 | 1006.9119 | 0
2028 | 11 | 25 | 0 | 958.0694 | 0
2028 | 11 | 25 | 1 | 905.3495 | 0
2028 | 11 | 25 | 2 | 852.6295 | 0
2028 | 11 | 25 | 3 | 827.0507 | 0
2028 | 11 | 25 | 4 | 810.8362 | 0
2028 | 11 | 25 | 5 | 801.6763 | 0
2028 | 11 | 25 | 6 | 802.9172 | 0
2028 | 11 | 25 | 7 | 821.5506 | 0
2028 | 11 | 25 | 8 | 862.2512 | 0
2028 | 11 | 25 | 9 | 900.442 | 0
2028 | 11 | 25 | 10 | 942.977 | 0
2028 | 11 | 25 | 11 | 971.7046 | 0
2028 | 11 | 25 | 12 | 988.9651 | 0
2028 | 11 | 25 | 13 | 990.2562 | 0
2028 | 11 | 25 | 14 | 984.5538 | 0
2028 | 11 | 25 | 15 | 972.8492 | 0
2028 | 11 | 25 | 16 | 967.9931 | 0
2028 | 11 | 25 | 17 | 1002.6373 | 0
2028 | 11 | 25 | 18 | 1056.4037 | 6.4037
2028 | 11 | 25 | 19 | 1060.6147 | 10.6147
2028 | 11 | 25 | 20 | 1043.6748 | 0
2028 | 11 | 25 | 21 | 1026.9314 | 0
2028 | 11 | 25 | 22 | 998.6207 | 0
2028 | 11 | 25 | 23 | 957.2069 | 0
2028 | 11 | 26 | 0 | 909.1315 | 0
2028 | 11 | 26 | 1 | 870.8001 | 0
2028 | 11 | 26 | 2 | 845.1304 | 0
2028 | 11 | 26 | 3 | 827.1956 | 0
2028 | 11 | 26 | 4 | 817.6189 | 0
2028 | 11 | 26 | 5 | 816.3137 | 0
2028 | 11 | 26 | 6 | 824.671 | 0
2028 | 11 | 26 | 7 | 834.7889 | 0
2028 | 11 | 26 | 8 | 848.2725 | 0
2028 | 11 | 26 | 9 | 877.771 | 0
2028 | 11 | 26 | 10 | 914.2176 | 0
2028 | 11 | 26 | 11 | 942.2815 | 0
2028 | 11 | 26 | 12 | 962.7595 | 0
2028 | 11 | 26 | 13 | 968.129 | 0
2028 | 11 | 26 | 14 | 963.4091 | 0
2028 | 11 | 26 | 15 | 960.8199 | 0
2028 | 11 | 26 | 16 | 968.6675 | 0
2028 | 11 | 26 | 17 | 1008.722 | 0
2028 | 11 | 26 | 18 | 1056.4238 | 6.4238
2028 | 11 | 26 | 19 | 1055.451 | 5.451
2028 | 11 | 26 | 20 | 1039.2838 | 0
2028 | 11 | 26 | 21 | 1022.0589 | 0
2028 | 11 | 26 | 22 | 992.7248 | 0
2028 | 11 | 26 | 23 | 952.9021 | 0
2028 | 11 | 27 | 0 | 913.9406 | 0
2028 | 11 | 27 | 1 | 913.6868 | 0
2028 | 11 | 27 | 2 | 890.0602 | 0
2028 | 11 | 27 | 3 | 875.6978 | 0
2028 | 11 | 27 | 4 | 870.1318 | 0
2028 | 11 | 27 | 5 | 878.9254 | 0
2028 | 11 | 27 | 6 | 915.0696 | 0
2028 | 11 | 27 | 7 | 978.2024 | 0
2028 | 11 | 27 | 8 | 1037.9959 | 0
2028 | 11 | 27 | 9 | 1067.4116 | 17.4116
2028 | 11 | 27 | 10 | 1090.7034 | 40.7034
2028 | 11 | 27 | 11 | 1106.0812 | 56.0812
2028 | 11 | 27 | 12 | 1115.4945 | 65.4945
2028 | 11 | 27 | 13 | 1116.2787 | 66.2787
2028 | 11 | 27 | 14 | 1115.7195 | 65.7195
2028 | 11 | 27 | 15 | 1109.1604 | 59.1604
2028 | 11 | 27 | 16 | 1113.4411 | 63.4411
2028 | 11 | 27 | 17 | 1143.2139 | 93.2139
2028 | 11 | 27 | 18 | 1174.3609 | 124.3609
2028 | 11 | 27 | 19 | 1162.5448 | 112.5448
2028 | 11 | 27 | 20 | 1141.9667 | 91.9667
2028 | 11 | 27 | 21 | 1117.2934 | 67.2934
2028 | 11 | 27 | 22 | 1074.2273 | 24.2273
2028 | 11 | 27 | 23 | 1023.3429 | 0
2028 | 11 | 28 | 0 | 967.7214 | 0
2028 | 11 | 28 | 1 | 938.8027 | 0
2028 | 11 | 28 | 2 | 911.9818 | 0
2028 | 11 | 28 | 3 | 897.5655 | 0
2028 | 11 | 28 | 4 | 892.4521 | 0
2028 | 11 | 28 | 5 | 901.6315 | 0
2028 | 11 | 28 | 6 | 935.4103 | 0
2028 | 11 | 28 | 7 | 1003.2515 | 0
2028 | 11 | 28 | 8 | 1071.0927 | 21.0927
2028 | 11 | 28 | 9 | 1107.7691 | 57.7691
2028 | 11 | 28 | 10 | 1136.3883 | 86.3883
2028 | 11 | 28 | 11 | 1153.4058 | 103.4058
2028 | 11 | 28 | 12 | 1162.8554 | 112.8554
2028 | 11 | 28 | 13 | 1160.7696 | 110.7696
2028 | 11 | 28 | 14 | 1155.7479 | 105.7479
2028 | 11 | 28 | 15 | 1146.9567 | 96.9567
2028 | 11 | 28 | 16 | 1132.4784 | 82.4784
2028 | 11 | 28 | 17 | 1160.4759 | 110.4759
2028 | 11 | 28 | 18 | 1202.1083 | 152.1083
2028 | 11 | 28 | 19 | 1191.0358 | 141.0358
2028 | 11 | 28 | 20 | 1169.9438 | 119.9438
2028 | 11 | 28 | 21 | 1145.353 | 95.353
2028 | 11 | 28 | 22 | 1104.6814 | 54.6814
2028 | 11 | 28 | 23 | 1046.5477 | 0
2028 | 11 | 29 | 0 | 986.1901 | 0
2028 | 11 | 29 | 1 | 970.7085 | 0
2028 | 11 | 29 | 2 | 943.772 | 0
2028 | 11 | 29 | 3 | 928.2515 | 0
2028 | 11 | 29 | 4 | 921.7731 | 0
2028 | 11 | 29 | 5 | 929.2086 | 0
2028 | 11 | 29 | 6 | 958.9216 | 0
2028 | 11 | 29 | 7 | 1013.9207 | 0
2028 | 11 | 29 | 8 | 1071.9699 | 21.9699
2028 | 11 | 29 | 9 | 1098.394 | 48.394
2028 | 11 | 29 | 10 | 1119.7445 | 69.7445
2028 | 11 | 29 | 11 | 1131.9035 | 81.9035
2028 | 11 | 29 | 12 | 1140.5431 | 90.5431
2028 | 11 | 29 | 13 | 1139.6947 | 89.6947
2028 | 11 | 29 | 14 | 1134.3207 | 84.3207
2028 | 11 | 29 | 15 | 1128.0489 | 78.0489
2028 | 11 | 29 | 16 | 1131.9211 | 81.9211
2028 | 11 | 29 | 17 | 1161.8557 | 111.8557
2028 | 11 | 29 | 18 | 1207.7545 | 157.7545
2028 | 11 | 29 | 19 | 1200.0625 | 150.0625
2028 | 11 | 29 | 20 | 1180.6591 | 130.6591
2028 | 11 | 29 | 21 | 1153.0835 | 103.0835
2028 | 11 | 29 | 22 | 1116.0839 | 66.0839
2028 | 11 | 29 | 23 | 1061.5771 | 11.5771
2028 | 11 | 30 | 0 | 1008.5073 | 0
2028 | 11 | 30 | 1 | 966.875 | 0
2028 | 11 | 30 | 2 | 925.2427 | 0
2028 | 11 | 30 | 3 | 907.419 | 0
2028 | 11 | 30 | 4 | 899.5487 | 0
2028 | 11 | 30 | 5 | 906.9362 | 0
2028 | 11 | 30 | 6 | 941.4495 | 0
2028 | 11 | 30 | 7 | 1003.6727 | 0
2028 | 11 | 30 | 8 | 1058.868 | 8.868
2028 | 11 | 30 | 9 | 1090.1347 | 40.1347
2028 | 11 | 30 | 10 | 1103.5095 | 53.5095
2028 | 11 | 30 | 11 | 1116.666 | 66.666
2028 | 11 | 30 | 12 | 1125.9738 | 75.9738
2028 | 11 | 30 | 13 | 1128.6288 | 78.6288
2028 | 11 | 30 | 14 | 1125.6147 | 75.6147
2028 | 11 | 30 | 15 | 1119.7082 | 69.7082
2028 | 11 | 30 | 16 | 1120.4805 | 70.4805
2028 | 11 | 30 | 17 | 1148.2594 | 98.2594
2028 | 11 | 30 | 18 | 1176.3984 | 126.3984
2028 | 11 | 30 | 19 | 1163.3703 | 113.3703
2028 | 11 | 30 | 20 | 1141.702 | 91.702
2028 | 11 | 30 | 21 | 1117.0795 | 67.0795
2028 | 11 | 30 | 22 | 1076.4965 | 26.4965
2028 | 11 | 30 | 23 | 1026.4837 | 0
2028 | 12 | 1 | 0 | 974.7889 | 0
2028 | 12 | 1 | 1 | 929.493 | 0
2028 | 12 | 1 | 2 | 900.8586 | 0
2028 | 12 | 1 | 3 | 883.2642 | 0
2028 | 12 | 1 | 4 | 876.1988 | 0
2028 | 12 | 1 | 5 | 883.446 | 0
2028 | 12 | 1 | 6 | 915.2561 | 0
2028 | 12 | 1 | 7 | 978.0855 | 0
2028 | 12 | 1 | 8 | 1037.2227 | 0
2028 | 12 | 1 | 9 | 1072.7436 | 22.7436
2028 | 12 | 1 | 10 | 1089.269 | 39.269
2028 | 12 | 1 | 11 | 1103.4429 | 53.4429
2028 | 12 | 1 | 12 | 1112.4425 | 62.4425
2028 | 12 | 1 | 13 | 1112.4693 | 62.4693
2028 | 12 | 1 | 14 | 1109.5342 | 59.5342
2028 | 12 | 1 | 15 | 1103.2562 | 53.2562
2028 | 12 | 1 | 16 | 1101.0617 | 51.0617
2028 | 12 | 1 | 17 | 1125.1713 | 75.1713
2028 | 12 | 1 | 18 | 1151.7489 | 101.7489
2028 | 12 | 1 | 19 | 1135.6083 | 85.6083
2028 | 12 | 1 | 20 | 1110.5625 | 60.5625
2028 | 12 | 1 | 21 | 1083.8412 | 33.8412
2028 | 12 | 1 | 22 | 1048.3973 | 0
2028 | 12 | 1 | 23 | 1007.8959 | 0
2028 | 12 | 2 | 0 | 959.5658 | 0
2028 | 12 | 2 | 1 | 902.8156 | 0
2028 | 12 | 2 | 2 | 873.9139 | 0
2028 | 12 | 2 | 3 | 854.1607 | 0
2028 | 12 | 2 | 4 | 843.0889 | 0
2028 | 12 | 2 | 5 | 839.9755 | 0
2028 | 12 | 2 | 6 | 851.0372 | 0
2028 | 12 | 2 | 7 | 869.7475 | 0
2028 | 12 | 2 | 8 | 897.9837 | 0
2028 | 12 | 2 | 9 | 933.602 | 0
2028 | 12 | 2 | 10 | 977.2061 | 0
2028 | 12 | 2 | 11 | 1002.2312 | 0
2028 | 12 | 2 | 12 | 1018.3503 | 0
2028 | 12 | 2 | 13 | 1018.4 | 0
2028 | 12 | 2 | 14 | 1011.0077 | 0
2028 | 12 | 2 | 15 | 1001.881 | 0
2028 | 12 | 2 | 16 | 1000.1313 | 0
2028 | 12 | 2 | 17 | 1031.0944 | 0
2028 | 12 | 2 | 18 | 1068.5054 | 18.5054
2028 | 12 | 2 | 19 | 1059.841 | 9.841
2028 | 12 | 2 | 20 | 1036.3399 | 0
2028 | 12 | 2 | 21 | 1015.7878 | 0
2028 | 12 | 2 | 22 | 989.7562 | 0
2028 | 12 | 2 | 23 | 957.0422 | 0
2028 | 12 | 3 | 0 | 919.6353 | 0
2028 | 12 | 3 | 1 | 885.3766 | 0
2028 | 12 | 3 | 2 | 854.9018 | 0
2028 | 12 | 3 | 3 | 834.8412 | 0
2028 | 12 | 3 | 4 | 823.2535 | 0
2028 | 12 | 3 | 5 | 818.9792 | 0
2028 | 12 | 3 | 6 | 822.7559 | 0
2028 | 12 | 3 | 7 | 833.2145 | 0
2028 | 12 | 3 | 8 | 847.7395 | 0
2028 | 12 | 3 | 9 | 873.4569 | 0
2028 | 12 | 3 | 10 | 914.1379 | 0
2028 | 12 | 3 | 11 | 943.5066 | 0
2028 | 12 | 3 | 12 | 965.1653 | 0
2028 | 12 | 3 | 13 | 970.5782 | 0
2028 | 12 | 3 | 14 | 964.105 | 0
2028 | 12 | 3 | 15 | 959.6282 | 0
2028 | 12 | 3 | 16 | 961.9556 | 0
2028 | 12 | 3 | 17 | 1000.6261 | 0
2028 | 12 | 3 | 18 | 1035.7438 | 0
2028 | 12 | 3 | 19 | 1070.8615 | 20.8615
2028 | 12 | 3 | 20 | 1063.7091 | 13.7091
2028 | 12 | 3 | 21 | 1049.6546 | 0
2028 | 12 | 3 | 22 | 1019.6385 | 0
2028 | 12 | 3 | 23 | 975.1754 | 0
2028 | 12 | 4 | 0 | 928.8288 | 0
2028 | 12 | 4 | 1 | 952.5687 | 0
2028 | 12 | 4 | 2 | 927.8018 | 0
2028 | 12 | 4 | 3 | 914.101 | 0
2028 | 12 | 4 | 4 | 906.9162 | 0
2028 | 12 | 4 | 5 | 914.2963 | 0
2028 | 12 | 4 | 6 | 946.0942 | 0
2028 | 12 | 4 | 7 | 1003.233 | 0
2028 | 12 | 4 | 8 | 1064.185 | 14.185
2028 | 12 | 4 | 9 | 1098.6159 | 48.6159
2028 | 12 | 4 | 10 | 1124.098 | 74.098
2028 | 12 | 4 | 11 | 1138.2026 | 88.2026
2028 | 12 | 4 | 12 | 1148.2514 | 98.2514
2028 | 12 | 4 | 13 | 1147.4792 | 97.4792
2028 | 12 | 4 | 14 | 1144.4864 | 94.4864
2028 | 12 | 4 | 15 | 1139.5761 | 89.5761
2028 | 12 | 4 | 16 | 1141.0921 | 91.0921
2028 | 12 | 4 | 17 | 1170.4737 | 120.4737
2028 | 12 | 4 | 18 | 1198.3422 | 148.3422
2028 | 12 | 4 | 19 | 1186.745 | 136.745
2028 | 12 | 4 | 20 | 1165.4718 | 115.4718
2028 | 12 | 4 | 21 | 1141.4433 | 91.4433
2028 | 12 | 4 | 22 | 1101.1644 | 51.1644
2028 | 12 | 4 | 23 | 1054.5051 | 4.5051
2028 | 12 | 5 | 0 | 1003.9922 | 0
2028 | 12 | 5 | 1 | 942.4022 | 0
2028 | 12 | 5 | 2 | 914.9482 | 0
2028 | 12 | 5 | 3 | 897.3109 | 0
2028 | 12 | 5 | 4 | 889.5198 | 0
2028 | 12 | 5 | 5 | 895.6745 | 0
2028 | 12 | 5 | 6 | 927.0815 | 0
2028 | 12 | 5 | 7 | 988.9175 | 0
2028 | 12 | 5 | 8 | 1049.1642 | 0
2028 | 12 | 5 | 9 | 1081.3662 | 31.3662
2028 | 12 | 5 | 10 | 1108.8837 | 58.8837
2028 | 12 | 5 | 11 | 1128.9525 | 78.9525
2028 | 12 | 5 | 12 | 1137.8433 | 87.8433
2028 | 12 | 5 | 13 | 1138.5402 | 88.5402
2028 | 12 | 5 | 14 | 1133.1069 | 83.1069
2028 | 12 | 5 | 15 | 1123.7835 | 73.7835
2028 | 12 | 5 | 16 | 1107.4537 | 57.4537
2028 | 12 | 5 | 17 | 1137.7105 | 87.7105
2028 | 12 | 5 | 18 | 1178.2168 | 128.2168
2028 | 12 | 5 | 19 | 1166.5847 | 116.5847
2028 | 12 | 5 | 20 | 1145.8524 | 95.8524
2028 | 12 | 5 | 21 | 1120.5946 | 70.5946
2028 | 12 | 5 | 22 | 1081.7114 | 31.7114
2028 | 12 | 5 | 23 | 1030.75 | 0
2028 | 12 | 6 | 0 | 977.3306 | 0
2028 | 12 | 6 | 1 | 925.7454 | 0
2028 | 12 | 6 | 2 | 897.0825 | 0
2028 | 12 | 6 | 3 | 880.2256 | 0
2028 | 12 | 6 | 4 | 873.5523 | 0
2028 | 12 | 6 | 5 | 880.939 | 0
2028 | 12 | 6 | 6 | 913.2868 | 0
2028 | 12 | 6 | 7 | 965.3252 | 0
2028 | 12 | 6 | 8 | 1018.2544 | 0
2028 | 12 | 6 | 9 | 1044.959 | 0
2028 | 12 | 6 | 10 | 1067.0622 | 17.0622
2028 | 12 | 6 | 11 | 1081.972 | 31.972
2028 | 12 | 6 | 12 | 1089.3081 | 39.3081
2028 | 12 | 6 | 13 | 1091.7298 | 41.7298
2028 | 12 | 6 | 14 | 1091.3726 | 41.3726
2028 | 12 | 6 | 15 | 1087.785 | 37.785
2028 | 12 | 6 | 16 | 1090.2871 | 40.2871
2028 | 12 | 6 | 17 | 1118.5035 | 68.5035
2028 | 12 | 6 | 18 | 1157.4776 | 107.4776
2028 | 12 | 6 | 19 | 1141.6474 | 91.6474
2028 | 12 | 6 | 20 | 1119.5084 | 69.5084
2028 | 12 | 6 | 21 | 1095.2201 | 45.2201
2028 | 12 | 6 | 22 | 1057.9852 | 7.9852
2028 | 12 | 6 | 23 | 1009.4736 | 0
2028 | 12 | 7 | 0 | 958.2876 | 0
2028 | 12 | 7 | 1 | 915.5138 | 0
2028 | 12 | 7 | 2 | 886.5475 | 0
2028 | 12 | 7 | 3 | 866.9667 | 0
2028 | 12 | 7 | 4 | 857.3944 | 0
2028 | 12 | 7 | 5 | 863.1513 | 0
2028 | 12 | 7 | 6 | 891.5972 | 0
2028 | 12 | 7 | 7 | 950.7978 | 0
2028 | 12 | 7 | 8 | 1004.5216 | 0
2028 | 12 | 7 | 9 | 1036.366 | 0
2028 | 12 | 7 | 10 | 1058.188 | 8.188
2028 | 12 | 7 | 11 | 1077.0977 | 27.0977
2028 | 12 | 7 | 12 | 1092.5141 | 42.5141
2028 | 12 | 7 | 13 | 1098.8377 | 48.8377
2028 | 12 | 7 | 14 | 1100.8196 | 50.8196
2028 | 12 | 7 | 15 | 1095.015 | 45.015
2028 | 12 | 7 | 16 | 1095.7466 | 45.7466
2028 | 12 | 7 | 17 | 1122.2743 | 72.2743
2028 | 12 | 7 | 18 | 1146.8236 | 96.8236
2028 | 12 | 7 | 19 | 1130.1975 | 80.1975
2028 | 12 | 7 | 20 | 1107.0191 | 57.0191
2028 | 12 | 7 | 21 | 1081.6928 | 31.6928
2028 | 12 | 7 | 22 | 1042.95 | 0
2028 | 12 | 7 | 23 | 993.2331 | 0
2028 | 12 | 8 | 0 | 946.1283 | 0
2028 | 12 | 8 | 1 | 923.6882 | 0
2028 | 12 | 8 | 2 | 891.5583 | 0
2028 | 12 | 8 | 3 | 870.3966 | 0
2028 | 12 | 8 | 4 | 860.3766 | 0
2028 | 12 | 8 | 5 | 863.9688 | 0
2028 | 12 | 8 | 6 | 891.8373 | 0
2028 | 12 | 8 | 7 | 949.3275 | 0
2028 | 12 | 8 | 8 | 1012.1457 | 0
2028 | 12 | 8 | 9 | 1049.198 | 0
2028 | 12 | 8 | 10 | 1073.6767 | 23.6767
2028 | 12 | 8 | 11 | 1091.8822 | 41.8822
2028 | 12 | 8 | 12 | 1105.5332 | 55.5332
2028 | 12 | 8 | 13 | 1105.7502 | 55.7502
2028 | 12 | 8 | 14 | 1103.2956 | 53.2956
2028 | 12 | 8 | 15 | 1091.8517 | 41.8517
2028 | 12 | 8 | 16 | 1085.5866 | 35.5866
2028 | 12 | 8 | 17 | 1110.1704 | 60.1704
2028 | 12 | 8 | 18 | 1139.8439 | 89.8439
2028 | 12 | 8 | 19 | 1124.6535 | 74.6535
2028 | 12 | 8 | 20 | 1103.315 | 53.315
2028 | 12 | 8 | 21 | 1079.3076 | 29.3076
2028 | 12 | 8 | 22 | 1043.129 | 0
2028 | 12 | 8 | 23 | 1004.3159 | 0
2028 | 12 | 9 | 0 | 955.8827 | 0
2028 | 12 | 9 | 1 | 879.3761 | 0
2028 | 12 | 9 | 2 | 851.0443 | 0
2028 | 12 | 9 | 3 | 830.5847 | 0
2028 | 12 | 9 | 4 | 818.5452 | 0
2028 | 12 | 9 | 5 | 809.6829 | 0
2028 | 12 | 9 | 6 | 808.5775 | 0
2028 | 12 | 9 | 7 | 822.6899 | 0
2028 | 12 | 9 | 8 | 860.6708 | 0
2028 | 12 | 9 | 9 | 891.8546 | 0
2028 | 12 | 9 | 10 | 926.7366 | 0
2028 | 12 | 9 | 11 | 949.8716 | 0
2028 | 12 | 9 | 12 | 965.149 | 0
2028 | 12 | 9 | 13 | 963.7868 | 0
2028 | 12 | 9 | 14 | 956.8815 | 0
2028 | 12 | 9 | 15 | 947.401 | 0
2028 | 12 | 9 | 16 | 946.9021 | 0
2028 | 12 | 9 | 17 | 979.5227 | 0
2028 | 12 | 9 | 18 | 1016.4717 | 0
2028 | 12 | 9 | 19 | 1009.9551 | 0
2028 | 12 | 9 | 20 | 985.5314 | 0
2028 | 12 | 9 | 21 | 970.3032 | 0
2028 | 12 | 9 | 22 | 950.0743 | 0
2028 | 12 | 9 | 23 | 931.3137 | 0
2028 | 12 | 10 | 0 | 897.5293 | 0
2028 | 12 | 10 | 1 | 852.3155 | 0
2028 | 12 | 10 | 2 | 822.0761 | 0
2028 | 12 | 10 | 3 | 801.6178 | 0
2028 | 12 | 10 | 4 | 789.7105 | 0
2028 | 12 | 10 | 5 | 782.4551 | 0
2028 | 12 | 10 | 6 | 781.2293 | 0
2028 | 12 | 10 | 7 | 788.7351 | 0
2028 | 12 | 10 | 8 | 817.5473 | 0
2028 | 12 | 10 | 9 | 851.4155 | 0
2028 | 12 | 10 | 10 | 888.873 | 0
2028 | 12 | 10 | 11 | 920.6024 | 0
2028 | 12 | 10 | 12 | 943.8318 | 0
2028 | 12 | 10 | 13 | 949.3907 | 0
2028 | 12 | 10 | 14 | 946.1719 | 0
2028 | 12 | 10 | 15 | 941.6405 | 0
2028 | 12 | 10 | 16 | 948.0187 | 0
2028 | 12 | 10 | 17 | 988.5559 | 0
2028 | 12 | 10 | 18 | 1038.1064 | 0
2028 | 12 | 10 | 19 | 1040.8852 | 0
2028 | 12 | 10 | 20 | 1025.8497 | 0
2028 | 12 | 10 | 21 | 1013.4014 | 0
2028 | 12 | 10 | 22 | 989.8224 | 0
2028 | 12 | 10 | 23 | 957.379 | 0
2028 | 12 | 11 | 0 | 918.3327 | 0
2028 | 12 | 11 | 1 | 919.7032 | 0
2028 | 12 | 11 | 2 | 895.1732 | 0
2028 | 12 | 11 | 3 | 880.3295 | 0
2028 | 12 | 11 | 4 | 874.0963 | 0
2028 | 12 | 11 | 5 | 877.9773 | 0
2028 | 12 | 11 | 6 | 905.5326 | 0
2028 | 12 | 11 | 7 | 963.071 | 0
2028 | 12 | 11 | 8 | 1022.7067 | 0
2028 | 12 | 11 | 9 | 1055.8393 | 5.8393
2028 | 12 | 11 | 10 | 1081.6712 | 31.6712
2028 | 12 | 11 | 11 | 1096.7553 | 46.7553
2028 | 12 | 11 | 12 | 1109.0435 | 59.0435
2028 | 12 | 11 | 13 | 1108.7498 | 58.7498
2028 | 12 | 11 | 14 | 1107.2603 | 57.2603
2028 | 12 | 11 | 15 | 1101.6645 | 51.6645
2028 | 12 | 11 | 16 | 1103.5796 | 53.5796
2028 | 12 | 11 | 17 | 1133.1756 | 83.1756
2028 | 12 | 11 | 18 | 1169.6913 | 119.6913
2028 | 12 | 11 | 19 | 1164.6341 | 114.6341
2028 | 12 | 11 | 20 | 1144.8316 | 94.8316
2028 | 12 | 11 | 21 | 1122.6645 | 72.6645
2028 | 12 | 11 | 22 | 1084.6394 | 34.6394
2028 | 12 | 11 | 23 | 1043.2386 | 0
2028 | 12 | 12 | 0 | 992.3681 | 0
2028 | 12 | 12 | 1 | 933.423 | 0
2028 | 12 | 12 | 2 | 905.4302 | 0
2028 | 12 | 12 | 3 | 888.0327 | 0
2028 | 12 | 12 | 4 | 879.7092 | 0
2028 | 12 | 12 | 5 | 884.7489 | 0
2028 | 12 | 12 | 6 | 911.8771 | 0
2028 | 12 | 12 | 7 | 969.1043 | 0
2028 | 12 | 12 | 8 | 1032.5443 | 0
2028 | 12 | 12 | 9 | 1067.7144 | 17.7144
2028 | 12 | 12 | 10 | 1096.4817 | 46.4817
2028 | 12 | 12 | 11 | 1117.9442 | 67.9442
2028 | 12 | 12 | 12 | 1127.652 | 77.652
2028 | 12 | 12 | 13 | 1127.5026 | 77.5026
2028 | 12 | 12 | 14 | 1122.2588 | 72.2588
2028 | 12 | 12 | 15 | 1109.9644 | 59.9644
2028 | 12 | 12 | 16 | 1117.7959 | 67.7959
2028 | 12 | 12 | 17 | 1125.6274 | 75.6274
2028 | 12 | 12 | 18 | 1166.2225 | 116.2225
2028 | 12 | 12 | 19 | 1155.2168 | 105.2168
2028 | 12 | 12 | 20 | 1132.5604 | 82.5604
2028 | 12 | 12 | 21 | 1109.6875 | 59.6875
2028 | 12 | 12 | 22 | 1072.3664 | 22.3664
2028 | 12 | 12 | 23 | 1026.3473 | 0
2028 | 12 | 13 | 0 | 973.4521 | 0
2028 | 12 | 13 | 1 | 931.0258 | 0
2028 | 12 | 13 | 2 | 904.059 | 0
2028 | 12 | 13 | 3 | 888.1754 | 0
2028 | 12 | 13 | 4 | 880.5915 | 0
2028 | 12 | 13 | 5 | 885.2969 | 0
2028 | 12 | 13 | 6 | 913.0637 | 0
2028 | 12 | 13 | 7 | 962.3012 | 0
2028 | 12 | 13 | 8 | 1019.4804 | 0
2028 | 12 | 13 | 9 | 1043.5708 | 0
2028 | 12 | 13 | 10 | 1070.388 | 20.388
2028 | 12 | 13 | 11 | 1086.5672 | 36.5672
2028 | 12 | 13 | 12 | 1097.4886 | 47.4886
2028 | 12 | 13 | 13 | 1099.1347 | 49.1347
2028 | 12 | 13 | 14 | 1098.7205 | 48.7205
2028 | 12 | 13 | 15 | 1095.1576 | 45.1576
2028 | 12 | 13 | 16 | 1099.6135 | 49.6135
2028 | 12 | 13 | 17 | 1127.2579 | 77.2579
2028 | 12 | 13 | 18 | 1168.9794 | 118.9794
2028 | 12 | 13 | 19 | 1155.3337 | 105.3337
2028 | 12 | 13 | 20 | 1131.7163 | 81.7163
2028 | 12 | 13 | 21 | 1107.1706 | 57.1706
2028 | 12 | 13 | 22 | 1072.3227 | 22.3227
2028 | 12 | 13 | 23 | 1025.4107 | 0
2028 | 12 | 14 | 0 | 974.5914 | 0
2028 | 12 | 14 | 1 | 938.723 | 0
2028 | 12 | 14 | 2 | 910.2513 | 0
2028 | 12 | 14 | 3 | 894.2981 | 0
2028 | 12 | 14 | 4 | 887.2174 | 0
2028 | 12 | 14 | 5 | 893.552 | 0
2028 | 12 | 14 | 6 | 926.7574 | 0
2028 | 12 | 14 | 7 | 1001.1321 | 0
2028 | 12 | 14 | 8 | 1075.5068 | 25.5068
2028 | 12 | 14 | 9 | 1109.1299 | 59.1299
2028 | 12 | 14 | 10 | 1124.5727 | 74.5727
2028 | 12 | 14 | 11 | 1139.1873 | 89.1873
2028 | 12 | 14 | 12 | 1150.6722 | 100.6722
2028 | 12 | 14 | 13 | 1147.9892 | 97.9892
2028 | 12 | 14 | 14 | 1147.4692 | 97.4692
2028 | 12 | 14 | 15 | 1139.5234 | 89.5234
2028 | 12 | 14 | 16 | 1137.7804 | 87.7804
2028 | 12 | 14 | 17 | 1165.7391 | 115.7391
2028 | 12 | 14 | 18 | 1206.2941 | 156.2941
2028 | 12 | 14 | 19 | 1203.8703 | 153.8703
2028 | 12 | 14 | 20 | 1187.0321 | 137.0321
2028 | 12 | 14 | 21 | 1166.2342 | 116.2342
2028 | 12 | 14 | 22 | 1127.3513 | 77.3513
2028 | 12 | 14 | 23 | 1071.8071 | 21.8071
2028 | 12 | 15 | 0 | 1010.6424 | 0
2028 | 12 | 15 | 1 | 975.5574 | 0
2028 | 12 | 15 | 2 | 940.4725 | 0
2028 | 12 | 15 | 3 | 920.3937 | 0
2028 | 12 | 15 | 4 | 911.516 | 0
2028 | 12 | 15 | 5 | 912.5645 | 0
2028 | 12 | 15 | 6 | 937.9627 | 0
2028 | 12 | 15 | 7 | 991.8685 | 0
2028 | 12 | 15 | 8 | 1050.5961 | 0.59611
2028 | 12 | 15 | 9 | 1083.1416 | 33.1416
2028 | 12 | 15 | 10 | 1100.7648 | 50.7648
2028 | 12 | 15 | 11 | 1115.1978 | 65.1978
2028 | 12 | 15 | 12 | 1123.8331 | 73.8331
2028 | 12 | 15 | 13 | 1121.3044 | 71.3044
2028 | 12 | 15 | 14 | 1115.5974 | 65.5974
2028 | 12 | 15 | 15 | 1113.3618 | 63.3618
2028 | 12 | 15 | 16 | 1111.1262 | 61.1262
2028 | 12 | 15 | 17 | 1119.7083 | 69.7083
2028 | 12 | 15 | 18 | 1150.8508 | 100.8508
2028 | 12 | 15 | 19 | 1140.3831 | 90.3831
2028 | 12 | 15 | 20 | 1116.8468 | 66.8468
2028 | 12 | 15 | 21 | 1093.2383 | 43.2383
2028 | 12 | 15 | 22 | 1060.7034 | 10.7034
2028 | 12 | 15 | 23 | 1024.7984 | 0
2028 | 12 | 16 | 0 | 980.8074 | 0
2028 | 12 | 16 | 1 | 937.8213 | 0
2028 | 12 | 16 | 2 | 894.8353 | 0
2028 | 12 | 16 | 3 | 873.0412 | 0
2028 | 12 | 16 | 4 | 860.6015 | 0
2028 | 12 | 16 | 5 | 860.1378 | 0
2028 | 12 | 16 | 6 | 875.4834 | 0
2028 | 12 | 16 | 7 | 895.0428 | 0
2028 | 12 | 16 | 8 | 912.8945 | 0
2028 | 12 | 16 | 9 | 947.6763 | 0
2028 | 12 | 16 | 10 | 994.654 | 0
2028 | 12 | 16 | 11 | 1019.7756 | 0
2028 | 12 | 16 | 12 | 1034.887 | 0
2028 | 12 | 16 | 13 | 1034.2138 | 0
2028 | 12 | 16 | 14 | 1025.034 | 0
2028 | 12 | 16 | 15 | 1013.1042 | 0
2028 | 12 | 16 | 16 | 1008.862 | 0
2028 | 12 | 16 | 17 | 1037.7447 | 0
2028 | 12 | 16 | 18 | 1090.0986 | 40.0986
2028 | 12 | 16 | 19 | 1091.12 | 41.12
2028 | 12 | 16 | 20 | 1068.9222 | 18.9222
2028 | 12 | 16 | 21 | 1052.0775 | 2.0775
2028 | 12 | 16 | 22 | 1025.0735 | 0
2028 | 12 | 16 | 23 | 996.1611 | 0
2028 | 12 | 17 | 0 | 955.162 | 0
2028 | 12 | 17 | 1 | 919.8036 | 0
2028 | 12 | 17 | 2 | 889.2659 | 0
2028 | 12 | 17 | 3 | 867.6777 | 0
2028 | 12 | 17 | 4 | 855.9939 | 0
2028 | 12 | 17 | 5 | 852.0588 | 0
2028 | 12 | 17 | 6 | 858.8562 | 0
2028 | 12 | 17 | 7 | 868.4246 | 0
2028 | 12 | 17 | 8 | 879.5709 | 0
2028 | 12 | 17 | 9 | 908.3656 | 0
2028 | 12 | 17 | 10 | 948.6897 | 0
2028 | 12 | 17 | 11 | 981.313 | 0
2028 | 12 | 17 | 12 | 1006.3128 | 0
2028 | 12 | 17 | 13 | 1015.8361 | 0
2028 | 12 | 17 | 14 | 1014.542 | 0
2028 | 12 | 17 | 15 | 1012.0687 | 0
2028 | 12 | 17 | 16 | 1016.5668 | 0
2028 | 12 | 17 | 17 | 1047.8232 | 0
2028 | 12 | 17 | 18 | 1096.7779 | 46.7779
2028 | 12 | 17 | 19 | 1100.0637 | 50.0637
2028 | 12 | 17 | 20 | 1081.206 | 31.206
2028 | 12 | 17 | 21 | 1062.7625 | 12.7625
2028 | 12 | 17 | 22 | 1034.4159 | 0
2028 | 12 | 17 | 23 | 995.8567 | 0
2028 | 12 | 18 | 0 | 956.916 | 0
2028 | 12 | 18 | 1 | 886.7238 | 0
2028 | 12 | 18 | 2 | 816.5316 | 0
2028 | 12 | 18 | 3 | 797.4659 | 0
2028 | 12 | 18 | 4 | 787.5786 | 0
2028 | 12 | 18 | 5 | 785.7978 | 0
2028 | 12 | 18 | 6 | 794.2545 | 0
2028 | 12 | 18 | 7 | 807.9545 | 0
2028 | 12 | 18 | 8 | 832.7212 | 0
2028 | 12 | 18 | 9 | 887.9426 | 0
2028 | 12 | 18 | 10 | 939.7753 | 0
2028 | 12 | 18 | 11 | 964.1498 | 0
2028 | 12 | 18 | 12 | 988.5243 | 0
2028 | 12 | 18 | 13 | 991.1344 | 0
2028 | 12 | 18 | 14 | 978.1886 | 0
2028 | 12 | 18 | 15 | 960.2588 | 0
2028 | 12 | 18 | 16 | 951.0208 | 0
2028 | 12 | 18 | 17 | 972.702 | 0
2028 | 12 | 18 | 18 | 1022.2217 | 0
2028 | 12 | 18 | 19 | 1021.3042 | 0
2028 | 12 | 18 | 20 | 1005.9599 | 0
2028 | 12 | 18 | 21 | 991.2476 | 0
2028 | 12 | 18 | 22 | 967.419 | 0
2028 | 12 | 18 | 23 | 942.0803 | 0
2028 | 12 | 19 | 0 | 949.6561 | 0
2028 | 12 | 19 | 1 | 953.6559 | 0
2028 | 12 | 19 | 2 | 921.3778 | 0
2028 | 12 | 19 | 3 | 899.0021 | 0
2028 | 12 | 19 | 4 | 883.9126 | 0
2028 | 12 | 19 | 5 | 877.7781 | 0
2028 | 12 | 19 | 6 | 876.6099 | 0
2028 | 12 | 19 | 7 | 883.4723 | 0
2028 | 12 | 19 | 8 | 906.2599 | 0
2028 | 12 | 19 | 9 | 952.532 | 0
2028 | 12 | 19 | 10 | 1006.0426 | 0
2028 | 12 | 19 | 11 | 1040.4635 | 0
2028 | 12 | 19 | 12 | 1055.9305 | 5.9305
2028 | 12 | 19 | 13 | 1056.3461 | 6.3461
2028 | 12 | 19 | 14 | 1043.0274 | 0
2028 | 12 | 19 | 15 | 1025.0627 | 0
2028 | 12 | 19 | 16 | 1004.2308 | 0
2028 | 12 | 19 | 17 | 1029.6476 | 0
2028 | 12 | 19 | 18 | 1089.4406 | 39.4406
2028 | 12 | 19 | 19 | 1090.4027 | 40.4027
2028 | 12 | 19 | 20 | 1064.2006 | 14.2006
2028 | 12 | 19 | 21 | 1041.0183 | 0
2028 | 12 | 19 | 22 | 1015.6787 | 0
2028 | 12 | 19 | 23 | 986.4675 | 0
2028 | 12 | 20 | 0 | 952.496 | 0
2028 | 12 | 20 | 1 | 889.4494 | 0
2028 | 12 | 20 | 2 | 826.4029 | 0
2028 | 12 | 20 | 3 | 807.7658 | 0
2028 | 12 | 20 | 4 | 797.5741 | 0
2028 | 12 | 20 | 5 | 794.9904 | 0
2028 | 12 | 20 | 6 | 800.8546 | 0
2028 | 12 | 20 | 7 | 817.8779 | 0
2028 | 12 | 20 | 8 | 843.9321 | 0
2028 | 12 | 20 | 9 | 882.9482 | 0
2028 | 12 | 20 | 10 | 928.5392 | 0
2028 | 12 | 20 | 11 | 958.3584 | 0
2028 | 12 | 20 | 12 | 978.6869 | 0
2028 | 12 | 20 | 13 | 983.8636 | 0
2028 | 12 | 20 | 14 | 976.2651 | 0
2028 | 12 | 20 | 15 | 964.1043 | 0
2028 | 12 | 20 | 16 | 953.8127 | 0
2028 | 12 | 20 | 17 | 977.0601 | 0
2028 | 12 | 20 | 18 | 1027.5172 | 0
2028 | 12 | 20 | 19 | 1022.4125 | 0
2028 | 12 | 20 | 20 | 1001.5251 | 0
2028 | 12 | 20 | 21 | 983.1767 | 0
2028 | 12 | 20 | 22 | 958.4028 | 0
2028 | 12 | 20 | 23 | 930.8157 | 0
2028 | 12 | 21 | 0 | 913.9999 | 0
2028 | 12 | 21 | 1 | 879.5483 | 0
2028 | 12 | 21 | 2 | 850.8038 | 0
2028 | 12 | 21 | 3 | 830.8247 | 0
2028 | 12 | 21 | 4 | 819.2523 | 0
2028 | 12 | 21 | 5 | 815.8092 | 0
2028 | 12 | 21 | 6 | 820.5817 | 0
2028 | 12 | 21 | 7 | 833.8232 | 0
2028 | 12 | 21 | 8 | 856.3083 | 0
2028 | 12 | 21 | 9 | 892.5476 | 0
2028 | 12 | 21 | 10 | 936.0143 | 0
2028 | 12 | 21 | 11 | 965.1867 | 0
2028 | 12 | 21 | 12 | 985.0392 | 0
2028 | 12 | 21 | 13 | 990.1152 | 0
2028 | 12 | 21 | 14 | 984.2012 | 0
2028 | 12 | 21 | 15 | 973.8985 | 0
2028 | 12 | 21 | 16 | 968.4992 | 0
2028 | 12 | 21 | 17 | 992.611 | 0
2028 | 12 | 21 | 18 | 1042.5577 | 0
2028 | 12 | 21 | 19 | 1036.9135 | 0
2028 | 12 | 21 | 20 | 1013.4632 | 0
2028 | 12 | 21 | 21 | 992.9771 | 0
2028 | 12 | 21 | 22 | 967.5001 | 0
2028 | 12 | 21 | 23 | 940.1681 | 0
2028 | 12 | 22 | 0 | 915.0466 | 0
2028 | 12 | 22 | 1 | 869.2348 | 0
2028 | 12 | 22 | 2 | 841.6417 | 0
2028 | 12 | 22 | 3 | 821.8502 | 0
2028 | 12 | 22 | 4 | 810.1741 | 0
2028 | 12 | 22 | 5 | 805.3589 | 0
2028 | 12 | 22 | 6 | 808.0756 | 0
2028 | 12 | 22 | 7 | 819.3347 | 0
2028 | 12 | 22 | 8 | 840.3711 | 0
2028 | 12 | 22 | 9 | 876.2618 | 0
2028 | 12 | 22 | 10 | 918.7503 | 0
2028 | 12 | 22 | 11 | 947.8063 | 0
2028 | 12 | 22 | 12 | 968.5898 | 0
2028 | 12 | 22 | 13 | 974.6754 | 0
2028 | 12 | 22 | 14 | 969.8076 | 0
2028 | 12 | 22 | 15 | 961.352 | 0
2028 | 12 | 22 | 16 | 957.6099 | 0
2028 | 12 | 22 | 17 | 983.2925 | 0
2028 | 12 | 22 | 18 | 1030.7225 | 0
2028 | 12 | 22 | 19 | 1024.3992 | 0
2028 | 12 | 22 | 20 | 1001.5645 | 0
2028 | 12 | 22 | 21 | 982.2908 | 0
2028 | 12 | 22 | 22 | 956.9143 | 0
2028 | 12 | 22 | 23 | 929.748 | 0
2028 | 12 | 23 | 0 | 905.7501 | 0
2028 | 12 | 23 | 1 | 876.535 | 0
2028 | 12 | 23 | 2 | 848.1209 | 0
2028 | 12 | 23 | 3 | 828.4129 | 0
2028 | 12 | 23 | 4 | 817.2286 | 0
2028 | 12 | 23 | 5 | 814.685 | 0
2028 | 12 | 23 | 6 | 822.4423 | 0
2028 | 12 | 23 | 7 | 838.702 | 0
2028 | 12 | 23 | 8 | 861.3238 | 0
2028 | 12 | 23 | 9 | 897.4394 | 0
2028 | 12 | 23 | 10 | 941.526 | 0
2028 | 12 | 23 | 11 | 969.7251 | 0
2028 | 12 | 23 | 12 | 988.8362 | 0
2028 | 12 | 23 | 13 | 993.2145 | 0
2028 | 12 | 23 | 14 | 986.8721 | 0
2028 | 12 | 23 | 15 | 976.6669 | 0
2028 | 12 | 23 | 16 | 970.9642 | 0
2028 | 12 | 23 | 17 | 995.9312 | 0
2028 | 12 | 23 | 18 | 1044.8572 | 0
2028 | 12 | 23 | 19 | 1040.1441 | 0
2028 | 12 | 23 | 20 | 1017.474 | 0
2028 | 12 | 23 | 21 | 998.4483 | 0
2028 | 12 | 23 | 22 | 972.5427 | 0
2028 | 12 | 23 | 23 | 944.5973 | 0
2028 | 12 | 24 | 0 | 918.1388 | 0
2028 | 12 | 24 | 1 | 889.0949 | 0
2028 | 12 | 24 | 2 | 859.6229 | 0
2028 | 12 | 24 | 3 | 841.4952 | 0
2028 | 12 | 24 | 4 | 833.5745 | 0
2028 | 12 | 24 | 5 | 838.5138 | 0
2028 | 12 | 24 | 6 | 861.3447 | 0
2028 | 12 | 24 | 7 | 892.7822 | 0
2028 | 12 | 24 | 8 | 918.6558 | 0
2028 | 12 | 24 | 9 | 936.3473 | 0
2028 | 12 | 24 | 10 | 961.3355 | 0
2028 | 12 | 24 | 11 | 983.8782 | 0
2028 | 12 | 24 | 12 | 995.5718 | 0
2028 | 12 | 24 | 13 | 997.4986 | 0
2028 | 12 | 24 | 14 | 989.3389 | 0
2028 | 12 | 24 | 15 | 982.851 | 0
2028 | 12 | 24 | 16 | 983.4375 | 0
2028 | 12 | 24 | 17 | 1008.4351 | 0
2028 | 12 | 24 | 18 | 1045.3251 | 0
2028 | 12 | 24 | 19 | 1020.3735 | 0
2028 | 12 | 24 | 20 | 985.5251 | 0
2028 | 12 | 24 | 21 | 959.1673 | 0
2028 | 12 | 24 | 22 | 937.9257 | 0
2028 | 12 | 24 | 23 | 917.3268 | 0
2028 | 12 | 25 | 0 | 889.701 | 0
2028 | 12 | 25 | 1 | 853.1385 | 0
2028 | 12 | 25 | 2 | 827.6354 | 0
2028 | 12 | 25 | 3 | 807.2251 | 0
2028 | 12 | 25 | 4 | 793.6857 | 0
2028 | 12 | 25 | 5 | 787.0982 | 0
2028 | 12 | 25 | 6 | 786.0625 | 0
2028 | 12 | 25 | 7 | 790.3254 | 0
2028 | 12 | 25 | 8 | 801.7139 | 0
2028 | 12 | 25 | 9 | 815.7614 | 0
2028 | 12 | 25 | 10 | 843.0229 | 0
2028 | 12 | 25 | 11 | 870.7232 | 0
2028 | 12 | 25 | 12 | 889.786 | 0
2028 | 12 | 25 | 13 | 900.3233 | 0
2028 | 12 | 25 | 14 | 897.0871 | 0
2028 | 12 | 25 | 15 | 892.4044 | 0
2028 | 12 | 25 | 16 | 896.1982 | 0
2028 | 12 | 25 | 17 | 922.1766 | 0
2028 | 12 | 25 | 18 | 955.643 | 0
2028 | 12 | 25 | 19 | 938.96 | 0
2028 | 12 | 25 | 20 | 921.3984 | 0
2028 | 12 | 25 | 21 | 910.3976 | 0
2028 | 12 | 25 | 22 | 897.0919 | 0
2028 | 12 | 25 | 23 | 875.4698 | 0
2028 | 12 | 26 | 0 | 844.019 | 0
2028 | 12 | 26 | 1 | 814.7562 | 0
2028 | 12 | 26 | 2 | 788.8582 | 0
2028 | 12 | 26 | 3 | 770.9871 | 0
2028 | 12 | 26 | 4 | 761.4834 | 0
2028 | 12 | 26 | 5 | 758.2753 | 0
2028 | 12 | 26 | 6 | 767.197 | 0
2028 | 12 | 26 | 7 | 784.143 | 0
2028 | 12 | 26 | 8 | 810.42 | 0
2028 | 12 | 26 | 9 | 828.4906 | 0
2028 | 12 | 26 | 10 | 851.2548 | 0
2028 | 12 | 26 | 11 | 881.4314 | 0
2028 | 12 | 26 | 12 | 901.1205 | 0
2028 | 12 | 26 | 13 | 910.4223 | 0
2028 | 12 | 26 | 14 | 908.9237 | 0
2028 | 12 | 26 | 15 | 905.9822 | 0
2028 | 12 | 26 | 16 | 909.2424 | 0
2028 | 12 | 26 | 17 | 940.5501 | 0
2028 | 12 | 26 | 18 | 975.0956 | 0
2028 | 12 | 26 | 19 | 969.4216 | 0
2028 | 12 | 26 | 20 | 957.6876 | 0
2028 | 12 | 26 | 21 | 948.3003 | 0
2028 | 12 | 26 | 22 | 927.1883 | 0
2028 | 12 | 26 | 23 | 896.3297 | 0
2028 | 12 | 27 | 0 | 862.0176 | 0
2028 | 12 | 27 | 1 | 824.1313 | 0
2028 | 12 | 27 | 2 | 786.245 | 0
2028 | 12 | 27 | 3 | 769.8053 | 0
2028 | 12 | 27 | 4 | 762.3289 | 0
2028 | 12 | 27 | 5 | 761.6649 | 0
2028 | 12 | 27 | 6 | 767.545 | 0
2028 | 12 | 27 | 7 | 790.9221 | 0
2028 | 12 | 27 | 8 | 825.9363 | 0
2028 | 12 | 27 | 9 | 875.2202 | 0
2028 | 12 | 27 | 10 | 929.7198 | 0
2028 | 12 | 27 | 11 | 962.9417 | 0
2028 | 12 | 27 | 12 | 984.14 | 0
2028 | 12 | 27 | 13 | 987.4593 | 0
2028 | 12 | 27 | 14 | 971.9993 | 0
2028 | 12 | 27 | 15 | 950.2914 | 0
2028 | 12 | 27 | 16 | 923.1045 | 0
2028 | 12 | 27 | 17 | 943.3891 | 0
2028 | 12 | 27 | 18 | 1003.3984 | 0
2028 | 12 | 27 | 19 | 1002.4617 | 0
2028 | 12 | 27 | 20 | 989.1777 | 0
2028 | 12 | 27 | 21 | 975.7192 | 0
2028 | 12 | 27 | 22 | 954.3739 | 0
2028 | 12 | 27 | 23 | 927.2534 | 0
2028 | 12 | 28 | 0 | 934.4675 | 0
2028 | 12 | 28 | 1 | 941.0173 | 0
2028 | 12 | 28 | 2 | 908.2496 | 0
2028 | 12 | 28 | 3 | 885.1001 | 0
2028 | 12 | 28 | 4 | 870.7203 | 0
2028 | 12 | 28 | 5 | 865.759 | 0
2028 | 12 | 28 | 6 | 866.1804 | 0
2028 | 12 | 28 | 7 | 870.6491 | 0
2028 | 12 | 28 | 8 | 887.8171 | 0
2028 | 12 | 28 | 9 | 923.2172 | 0
2028 | 12 | 28 | 10 | 967.0951 | 0
2028 | 12 | 28 | 11 | 997.0831 | 0
2028 | 12 | 28 | 12 | 1015.9018 | 0
2028 | 12 | 28 | 13 | 1018.7175 | 0
2028 | 12 | 28 | 14 | 1011.6799 | 0
2028 | 12 | 28 | 15 | 999.2625 | 0
2028 | 12 | 28 | 16 | 996.5369 | 0
2028 | 12 | 28 | 17 | 1021.1437 | 0
2028 | 12 | 28 | 18 | 1078.6007 | 28.6007
2028 | 12 | 28 | 19 | 1074.9671 | 24.9671
2028 | 12 | 28 | 20 | 1048.8678 | 0
2028 | 12 | 28 | 21 | 1024.7211 | 0
2028 | 12 | 28 | 22 | 999.8602 | 0
2028 | 12 | 28 | 23 | 974.0151 | 0
2028 | 12 | 29 | 0 | 939.7014 | 0
2028 | 12 | 29 | 1 | 889.4499 | 0
2028 | 12 | 29 | 2 | 862.4389 | 0
2028 | 12 | 29 | 3 | 840.2273 | 0
2028 | 12 | 29 | 4 | 825.3292 | 0
2028 | 12 | 29 | 5 | 813.5072 | 0
2028 | 12 | 29 | 6 | 803.6499 | 0
2028 | 12 | 29 | 7 | 798.2065 | 0
2028 | 12 | 29 | 8 | 808.1312 | 0
2028 | 12 | 29 | 9 | 841.7883 | 0
2028 | 12 | 29 | 10 | 880.7754 | 0
2028 | 12 | 29 | 11 | 910.1814 | 0
2028 | 12 | 29 | 12 | 933.6546 | 0
2028 | 12 | 29 | 13 | 941.5183 | 0
2028 | 12 | 29 | 14 | 939.7116 | 0
2028 | 12 | 29 | 15 | 936.5301 | 0
2028 | 12 | 29 | 16 | 942.0906 | 0
2028 | 12 | 29 | 17 | 974.5515 | 0
2028 | 12 | 29 | 18 | 1019.4251 | 0
2028 | 12 | 29 | 19 | 1012.3955 | 0
2028 | 12 | 29 | 20 | 989.3747 | 0
2028 | 12 | 29 | 21 | 971.2895 | 0
2028 | 12 | 29 | 22 | 946.9315 | 0
2028 | 12 | 29 | 23 | 921.9146 | 0
2028 | 12 | 30 | 0 | 893.2189 | 0
2028 | 12 | 30 | 1 | 841.0274 | 0
2028 | 12 | 30 | 2 | 788.836 | 0
2028 | 12 | 30 | 3 | 773.8908 | 0
2028 | 12 | 30 | 4 | 767.163 | 0
2028 | 12 | 30 | 5 | 772.356 | 0
2028 | 12 | 30 | 6 | 799.3528 | 0
2028 | 12 | 30 | 7 | 838.6894 | 0
2028 | 12 | 30 | 8 | 871.8398 | 0
2028 | 12 | 30 | 9 | 899.2951 | 0
2028 | 12 | 30 | 10 | 935.3859 | 0
2028 | 12 | 30 | 11 | 958.6439 | 0
2028 | 12 | 30 | 12 | 975.5978 | 0
2028 | 12 | 30 | 13 | 984.1635 | 0
2028 | 12 | 30 | 14 | 985.9354 | 0
2028 | 12 | 30 | 15 | 984.1461 | 0
2028 | 12 | 30 | 16 | 984.2268 | 0
2028 | 12 | 30 | 17 | 1002.8268 | 0
2028 | 12 | 30 | 18 | 1032.7634 | 0
2028 | 12 | 30 | 19 | 1019.7764 | 0
2028 | 12 | 30 | 20 | 991.0277 | 0
2028 | 12 | 30 | 21 | 968.4344 | 0
2028 | 12 | 30 | 22 | 936.4746 | 0
2028 | 12 | 30 | 23 | 903.6422 | 0
2028 | 12 | 31 | 0 | 863.8122 | 0
2028 | 12 | 31 | 1 | 823.9823 | 0
2028 | 12 | 31 | 2 | 796.759 | 0
2028 | 12 | 31 | 3 | 777.089 | 0
2028 | 12 | 31 | 4 | 769.8982 | 0
2028 | 12 | 31 | 5 | 774.5573 | 0
2028 | 12 | 31 | 6 | 801.9915 | 0
2028 | 12 | 31 | 7 | 843.7681 | 0
2028 | 12 | 31 | 8 | 876.5111 | 0
2028 | 12 | 31 | 9 | 902.4135 | 0
2028 | 12 | 31 | 10 | 937.0615 | 0
2028 | 12 | 31 | 11 | 962.3162 | 0
2028 | 12 | 31 | 12 | 982.1002 | 0
2028 | 12 | 31 | 13 | 989.5021 | 0
2028 | 12 | 31 | 14 | 985.8682 | 0
2028 | 12 | 31 | 15 | 983.2446 | 0
2028 | 12 | 31 | 16 | 986.0066 | 0
2028 | 12 | 31 | 17 | 1006.1421 | 0
2028 | 12 | 31 | 18 | 1042.7299 | 0
2028 | 12 | 31 | 19 | 1027.911 | 0
2028 | 12 | 31 | 20 | 996.3739 | 0
2028 | 12 | 31 | 21 | 966.1233 | 0
2028 | 12 | 31 | 22 | 935.9095 | 0
2028 | 12 | 31 | 23 | 910.073 | 0
2029 | 1 | 1 | 0 | 891.9505 | 0
2029 | 1 | 1 | 1 | 871.9574 | 0
2029 | 1 | 1 | 2 | 865.9641 | 0
2029 | 1 | 1 | 3 | 849.0703 | 0
2029 | 1 | 1 | 4 | 838.8237 | 0
2029 | 1 | 1 | 5 | 836.9677 | 0
2029 | 1 | 1 | 6 | 851.3107 | 0
2029 | 1 | 1 | 7 | 868.1343 | 0
2029 | 1 | 1 | 8 | 872.8852 | 0
2029 | 1 | 1 | 9 | 875.1414 | 0
2029 | 1 | 1 | 10 | 893.4676 | 0
2029 | 1 | 1 | 11 | 917.3827 | 0
2029 | 1 | 1 | 12 | 944.3735 | 0
2029 | 1 | 1 | 13 | 961.074 | 0
2029 | 1 | 1 | 14 | 967.6371 | 0
2029 | 1 | 1 | 15 | 970.2839 | 0
2029 | 1 | 1 | 16 | 972.1261 | 0
2029 | 1 | 1 | 17 | 1001.3844 | 0
2029 | 1 | 1 | 18 | 1050.4713 | 0.47127
2029 | 1 | 1 | 19 | 1046.7375 | 0
2029 | 1 | 1 | 20 | 1027.666 | 0
2029 | 1 | 1 | 21 | 1010.1716 | 0
2029 | 1 | 1 | 22 | 989.1517 | 0
2029 | 1 | 1 | 23 | 969.3263 | 0
2029 | 1 | 2 | 0 | 940.6027 | 0
2029 | 1 | 2 | 1 | 951.8931 | 0
2029 | 1 | 2 | 2 | 948.7517 | 0
2029 | 1 | 2 | 3 | 945.6104 | 0
2029 | 1 | 2 | 4 | 940.0805 | 0
2029 | 1 | 2 | 5 | 946.7041 | 0
2029 | 1 | 2 | 6 | 976.9298 | 0
2029 | 1 | 2 | 7 | 1037.8892 | 0
2029 | 1 | 2 | 8 | 1101.7067 | 51.7067
2029 | 1 | 2 | 9 | 1130.7839 | 80.7839
2029 | 1 | 2 | 10 | 1157.1049 | 107.1049
2029 | 1 | 2 | 11 | 1180.6459 | 130.6459
2029 | 1 | 2 | 12 | 1190.9869 | 140.9869
2029 | 1 | 2 | 13 | 1188.7496 | 138.7496
2029 | 1 | 2 | 14 | 1178.5526 | 128.5526
2029 | 1 | 2 | 15 | 1163.9821 | 113.9821
2029 | 1 | 2 | 16 | 1142.8954 | 92.8954
2029 | 1 | 2 | 17 | 1159.3544 | 109.3544
2029 | 1 | 2 | 18 | 1206.4612 | 156.4612
2029 | 1 | 2 | 19 | 1212.3519 | 162.3519
2029 | 1 | 2 | 20 | 1197.4521 | 147.4521
2029 | 1 | 2 | 21 | 1175.435 | 125.435
2029 | 1 | 2 | 22 | 1141.3141 | 91.3141
2029 | 1 | 2 | 23 | 1096.4465 | 46.4465
2029 | 1 | 3 | 0 | 1042.9383 | 0
2029 | 1 | 3 | 1 | 1023.8727 | 0
2029 | 1 | 3 | 2 | 998.3464 | 0
2029 | 1 | 3 | 3 | 981.2105 | 0
2029 | 1 | 3 | 4 | 976.5386 | 0
2029 | 1 | 3 | 5 | 983.0523 | 0
2029 | 1 | 3 | 6 | 1011.6353 | 0
2029 | 1 | 3 | 7 | 1057.4588 | 7.4588
2029 | 1 | 3 | 8 | 1104.1226 | 54.1226
2029 | 1 | 3 | 9 | 1124.4716 | 74.4716
2029 | 1 | 3 | 10 | 1148.5053 | 98.5053
2029 | 1 | 3 | 11 | 1168.3346 | 118.3346
2029 | 1 | 3 | 12 | 1181.5666 | 131.5666
2029 | 1 | 3 | 13 | 1183.4549 | 133.4549
2029 | 1 | 3 | 14 | 1181.7452 | 131.7452
2029 | 1 | 3 | 15 | 1175.6318 | 125.6318
2029 | 1 | 3 | 16 | 1178.5695 | 128.5695
2029 | 1 | 3 | 17 | 1196.3694 | 146.3694
2029 | 1 | 3 | 18 | 1237.8744 | 187.8744
2029 | 1 | 3 | 19 | 1234.9397 | 184.9397
2029 | 1 | 3 | 20 | 1210.4128 | 160.4128
2029 | 1 | 3 | 21 | 1179.6356 | 129.6356
2029 | 1 | 3 | 22 | 1143.535 | 93.535
2029 | 1 | 3 | 23 | 1105.5839 | 55.5839
2029 | 1 | 4 | 0 | 1058.5139 | 8.5139
2029 | 1 | 4 | 1 | 1016.6337 | 0
2029 | 1 | 4 | 2 | 974.7535 | 0
2029 | 1 | 4 | 3 | 955.4982 | 0
2029 | 1 | 4 | 4 | 947.2359 | 0
2029 | 1 | 4 | 5 | 949.4864 | 0
2029 | 1 | 4 | 6 | 972.0122 | 0
2029 | 1 | 4 | 7 | 1014.3561 | 0
2029 | 1 | 4 | 8 | 1054.2738 | 4.2738
2029 | 1 | 4 | 9 | 1086.6358 | 36.6358
2029 | 1 | 4 | 10 | 1110.2471 | 60.2471
2029 | 1 | 4 | 11 | 1128.9195 | 78.9195
2029 | 1 | 4 | 12 | 1143.392 | 93.392
2029 | 1 | 4 | 13 | 1147.9538 | 97.9538
2029 | 1 | 4 | 14 | 1148.3706 | 98.3706
2029 | 1 | 4 | 15 | 1142.7378 | 92.7378
2029 | 1 | 4 | 16 | 1139.3098 | 89.3098
2029 | 1 | 4 | 17 | 1160.5762 | 110.5762
2029 | 1 | 4 | 18 | 1194.5751 | 144.5751
2029 | 1 | 4 | 19 | 1188.3811 | 138.3811
2029 | 1 | 4 | 20 | 1163.1706 | 113.1706
2029 | 1 | 4 | 21 | 1139.1671 | 89.1671
2029 | 1 | 4 | 22 | 1099.4009 | 49.4009
2029 | 1 | 4 | 23 | 1067.9892 | 17.9892
2029 | 1 | 5 | 0 | 1032.5656 | 0
2029 | 1 | 5 | 1 | 955.99 | 0
2029 | 1 | 5 | 2 | 932.2192 | 0
2029 | 1 | 5 | 3 | 915.3134 | 0
2029 | 1 | 5 | 4 | 910.19 | 0
2029 | 1 | 5 | 5 | 914.4902 | 0
2029 | 1 | 5 | 6 | 940.9258 | 0
2029 | 1 | 5 | 7 | 983.7001 | 0
2029 | 1 | 5 | 8 | 1021.4797 | 0
2029 | 1 | 5 | 9 | 1043.9894 | 0
2029 | 1 | 5 | 10 | 1071.0637 | 21.0637
2029 | 1 | 5 | 11 | 1090.6837 | 40.6837
2029 | 1 | 5 | 12 | 1105.9106 | 55.9106
2029 | 1 | 5 | 13 | 1108.3504 | 58.3504
2029 | 1 | 5 | 14 | 1107.3648 | 57.3648
2029 | 1 | 5 | 15 | 1105.2402 | 55.2402
2029 | 1 | 5 | 16 | 1092.7948 | 42.7948
2029 | 1 | 5 | 17 | 1105.9532 | 55.9532
2029 | 1 | 5 | 18 | 1140.865 | 90.865
2029 | 1 | 5 | 19 | 1129.7278 | 79.7278
2029 | 1 | 5 | 20 | 1098.7031 | 48.7031
2029 | 1 | 5 | 21 | 1073.786 | 23.786
2029 | 1 | 5 | 22 | 1038.6711 | 0
2029 | 1 | 5 | 23 | 1016.7272 | 0
2029 | 1 | 6 | 0 | 979.5861 | 0
2029 | 1 | 6 | 1 | 926.072 | 0
2029 | 1 | 6 | 2 | 898.5135 | 0
2029 | 1 | 6 | 3 | 878.1359 | 0
2029 | 1 | 6 | 4 | 871.6903 | 0
2029 | 1 | 6 | 5 | 870.3887 | 0
2029 | 1 | 6 | 6 | 881.2173 | 0
2029 | 1 | 6 | 7 | 903.6032 | 0
2029 | 1 | 6 | 8 | 933.3046 | 0
2029 | 1 | 6 | 9 | 958.7134 | 0
2029 | 1 | 6 | 10 | 993.2174 | 0
2029 | 1 | 6 | 11 | 1022.0677 | 0
2029 | 1 | 6 | 12 | 1040.8926 | 0
2029 | 1 | 6 | 13 | 1044.5949 | 0
2029 | 1 | 6 | 14 | 1044.9499 | 0
2029 | 1 | 6 | 15 | 1034.7506 | 0
2029 | 1 | 6 | 16 | 1023.4759 | 0
2029 | 1 | 6 | 17 | 1044.1525 | 0
2029 | 1 | 6 | 18 | 1088.9452 | 38.9452
2029 | 1 | 6 | 19 | 1085.6212 | 35.6212
2029 | 1 | 6 | 20 | 1058.2976 | 8.2976
2029 | 1 | 6 | 21 | 1034.9649 | 0
2029 | 1 | 6 | 22 | 1009.8228 | 0
2029 | 1 | 6 | 23 | 990.0281 | 0
2029 | 1 | 7 | 0 | 954.9287 | 0
2029 | 1 | 7 | 1 | 926.823 | 0
2029 | 1 | 7 | 2 | 900.3578 | 0
2029 | 1 | 7 | 3 | 880.6609 | 0
2029 | 1 | 7 | 4 | 872.0932 | 0
2029 | 1 | 7 | 5 | 870.4147 | 0
2029 | 1 | 7 | 6 | 876.0915 | 0
2029 | 1 | 7 | 7 | 886.9125 | 0
2029 | 1 | 7 | 8 | 902.7471 | 0
2029 | 1 | 7 | 9 | 925.2216 | 0
2029 | 1 | 7 | 10 | 957.738 | 0
2029 | 1 | 7 | 11 | 986.2486 | 0
2029 | 1 | 7 | 12 | 1014.131 | 0
2029 | 1 | 7 | 13 | 1026.6131 | 0
2029 | 1 | 7 | 14 | 1022.8679 | 0
2029 | 1 | 7 | 15 | 1020.3052 | 0
2029 | 1 | 7 | 16 | 1025.2017 | 0
2029 | 1 | 7 | 17 | 1054.5166 | 4.5166
2029 | 1 | 7 | 18 | 1103.0571 | 53.0571
2029 | 1 | 7 | 19 | 1106.8964 | 56.8964
2029 | 1 | 7 | 20 | 1086.2954 | 36.2954
2029 | 1 | 7 | 21 | 1064.6173 | 14.6173
2029 | 1 | 7 | 22 | 1031.7542 | 0
2029 | 1 | 7 | 23 | 1000.6142 | 0
2029 | 1 | 8 | 0 | 968.2756 | 0
2029 | 1 | 8 | 1 | 937.1527 | 0
2029 | 1 | 8 | 2 | 914.5481 | 0
2029 | 1 | 8 | 3 | 902.7141 | 0
2029 | 1 | 8 | 4 | 901.7753 | 0
2029 | 1 | 8 | 5 | 913.6773 | 0
2029 | 1 | 8 | 6 | 952.2086 | 0
2029 | 1 | 8 | 7 | 1021.5261 | 0
2029 | 1 | 8 | 8 | 1093.6878 | 43.6878
2029 | 1 | 8 | 9 | 1114.3378 | 64.3378
2029 | 1 | 8 | 10 | 1125.5917 | 75.5917
2029 | 1 | 8 | 11 | 1135.8172 | 85.8172
2029 | 1 | 8 | 12 | 1145.686 | 95.686
2029 | 1 | 8 | 13 | 1144.6788 | 94.6788
2029 | 1 | 8 | 14 | 1141.0024 | 91.0024
2029 | 1 | 8 | 15 | 1133.0991 | 83.0991
2029 | 1 | 8 | 16 | 1134.5824 | 84.5824
2029 | 1 | 8 | 17 | 1155.2243 | 105.2243
2029 | 1 | 8 | 18 | 1189.8447 | 139.8447
2029 | 1 | 8 | 19 | 1185.9295 | 135.9295
2029 | 1 | 8 | 20 | 1158.1678 | 108.1678
2029 | 1 | 8 | 21 | 1128.7669 | 78.7669
2029 | 1 | 8 | 22 | 1086.1054 | 36.1054
2029 | 1 | 8 | 23 | 1039.916 | 0
2029 | 1 | 9 | 0 | 994.4057 | 0
2029 | 1 | 9 | 1 | 940.857 | 0
2029 | 1 | 9 | 2 | 913.6906 | 0
2029 | 1 | 9 | 3 | 894.9232 | 0
2029 | 1 | 9 | 4 | 887.9769 | 0
2029 | 1 | 9 | 5 | 897.4748 | 0
2029 | 1 | 9 | 6 | 933.1074 | 0
2029 | 1 | 9 | 7 | 994.7127 | 0
2029 | 1 | 9 | 8 | 1052.7733 | 2.7733
2029 | 1 | 9 | 9 | 1078.7794 | 28.7794
2029 | 1 | 9 | 10 | 1106.331 | 56.331
2029 | 1 | 9 | 11 | 1130.3112 | 80.3112
2029 | 1 | 9 | 12 | 1138.53 | 88.53
2029 | 1 | 9 | 13 | 1137.8473 | 87.8473
2029 | 1 | 9 | 14 | 1129.0815 | 79.0815
2029 | 1 | 9 | 15 | 1115.4144 | 65.4144
2029 | 1 | 9 | 16 | 1094.8703 | 44.8703
2029 | 1 | 9 | 17 | 1111.7515 | 61.7515
2029 | 1 | 9 | 18 | 1164.0457 | 114.0457
2029 | 1 | 9 | 19 | 1164.739 | 114.739
2029 | 1 | 9 | 20 | 1149.353 | 99.353
2029 | 1 | 9 | 21 | 1123.4298 | 73.4298
2029 | 1 | 9 | 22 | 1080.3973 | 30.3973
2029 | 1 | 9 | 23 | 1033.8859 | 0
2029 | 1 | 10 | 0 | 981.684 | 0
2029 | 1 | 10 | 1 | 979.493 | 0
2029 | 1 | 10 | 2 | 956.1283 | 0
2029 | 1 | 10 | 3 | 940.6128 | 0
2029 | 1 | 10 | 4 | 938.4936 | 0
2029 | 1 | 10 | 5 | 947.9368 | 0
2029 | 1 | 10 | 6 | 981.2823 | 0
2029 | 1 | 10 | 7 | 1029.6881 | 0
2029 | 1 | 10 | 8 | 1072.9524 | 22.9524
2029 | 1 | 10 | 9 | 1083.4383 | 33.4383
2029 | 1 | 10 | 10 | 1110.1632 | 60.1632
2029 | 1 | 10 | 11 | 1131.987 | 81.987
2029 | 1 | 10 | 12 | 1147.1234 | 97.1234
2029 | 1 | 10 | 13 | 1151.9148 | 101.9148
2029 | 1 | 10 | 14 | 1151.8002 | 101.8002
2029 | 1 | 10 | 15 | 1147.6325 | 97.6325
2029 | 1 | 10 | 16 | 1151.9345 | 101.9345
2029 | 1 | 10 | 17 | 1172.6303 | 122.6303
2029 | 1 | 10 | 18 | 1216.3588 | 166.3588
2029 | 1 | 10 | 19 | 1206.4205 | 156.4205
2029 | 1 | 10 | 20 | 1180.6052 | 130.6052
2029 | 1 | 10 | 21 | 1147.2919 | 97.2919
2029 | 1 | 10 | 22 | 1110.4715 | 60.4715
2029 | 1 | 10 | 23 | 1072.5344 | 22.5344
2029 | 1 | 11 | 0 | 1028.1553 | 0
2029 | 1 | 11 | 1 | 988.1692 | 0
2029 | 1 | 11 | 2 | 960.3822 | 0
2029 | 1 | 11 | 3 | 941.9739 | 0
2029 | 1 | 11 | 4 | 934.336 | 0
2029 | 1 | 11 | 5 | 941.9806 | 0
2029 | 1 | 11 | 6 | 976.1506 | 0
2029 | 1 | 11 | 7 | 1034.1388 | 0
2029 | 1 | 11 | 8 | 1084.7311 | 34.7311
2029 | 1 | 11 | 9 | 1108.9315 | 58.9315
2029 | 1 | 11 | 10 | 1131.3651 | 81.3651
2029 | 1 | 11 | 11 | 1146.5149 | 96.5149
2029 | 1 | 11 | 12 | 1158.5478 | 108.5478
2029 | 1 | 11 | 13 | 1160.0755 | 110.0755
2029 | 1 | 11 | 14 | 1156.2662 | 106.2662
2029 | 1 | 11 | 15 | 1146.0609 | 96.0609
2029 | 1 | 11 | 16 | 1143.4225 | 93.4225
2029 | 1 | 11 | 17 | 1160.5069 | 110.5069
2029 | 1 | 11 | 18 | 1201.165 | 151.165
2029 | 1 | 11 | 19 | 1202.6452 | 152.6452
2029 | 1 | 11 | 20 | 1178.4752 | 128.4752
2029 | 1 | 11 | 21 | 1153.6935 | 103.6935
2029 | 1 | 11 | 22 | 1107.1534 | 57.1534
2029 | 1 | 11 | 23 | 1072.203 | 22.203
2029 | 1 | 12 | 0 | 1026.9328 | 0
2029 | 1 | 12 | 1 | 997.4376 | 0
2029 | 1 | 12 | 2 | 973.7855 | 0
2029 | 1 | 12 | 3 | 959.3109 | 0
2029 | 1 | 12 | 4 | 958.4966 | 0
2029 | 1 | 12 | 5 | 965.8685 | 0
2029 | 1 | 12 | 6 | 998.7545 | 0
2029 | 1 | 12 | 7 | 1051.7738 | 1.7738
2029 | 1 | 12 | 8 | 1100.2469 | 50.2469
2029 | 1 | 12 | 9 | 1127.4753 | 77.4753
2029 | 1 | 12 | 10 | 1147.4813 | 97.4813
2029 | 1 | 12 | 11 | 1160.5253 | 110.5253
2029 | 1 | 12 | 12 | 1166.2792 | 116.2792
2029 | 1 | 12 | 13 | 1160.2841 | 110.2841
2029 | 1 | 12 | 14 | 1152.5713 | 102.5713
2029 | 1 | 12 | 15 | 1140.4424 | 90.4424
2029 | 1 | 12 | 16 | 1138.6983 | 88.6983
2029 | 1 | 12 | 17 | 1149.2761 | 99.2761
2029 | 1 | 12 | 18 | 1187.1 | 137.1
2029 | 1 | 12 | 19 | 1185.4647 | 135.4647
2029 | 1 | 12 | 20 | 1159.3794 | 109.3794
2029 | 1 | 12 | 21 | 1132.6058 | 82.6058
2029 | 1 | 12 | 22 | 1109.5032 | 59.5032
2029 | 1 | 12 | 23 | 1086.0516 | 36.0516
2029 | 1 | 13 | 0 | 1052.5192 | 2.5192
2029 | 1 | 13 | 1 | 984.7625 | 0
2029 | 1 | 13 | 2 | 917.0059 | 0
2029 | 1 | 13 | 3 | 897.0236 | 0
2029 | 1 | 13 | 4 | 886.4684 | 0
2029 | 1 | 13 | 5 | 880.2071 | 0
2029 | 1 | 13 | 6 | 881.6669 | 0
2029 | 1 | 13 | 7 | 894.4004 | 0
2029 | 1 | 13 | 8 | 923.3917 | 0
2029 | 1 | 13 | 9 | 944.0601 | 0
2029 | 1 | 13 | 10 | 975.4959 | 0
2029 | 1 | 13 | 11 | 1001.1663 | 0
2029 | 1 | 13 | 12 | 1017.4155 | 0
2029 | 1 | 13 | 13 | 1019.0716 | 0
2029 | 1 | 13 | 14 | 1018.69 | 0
2029 | 1 | 13 | 15 | 1005.9716 | 0
2029 | 1 | 13 | 16 | 991.9191 | 0
2029 | 1 | 13 | 17 | 1011.1399 | 0
2029 | 1 | 13 | 18 | 1048.1646 | 0
2029 | 1 | 13 | 19 | 1039.631 | 0
2029 | 1 | 13 | 20 | 1006.8845 | 0
2029 | 1 | 13 | 21 | 981.6567 | 0
2029 | 1 | 13 | 22 | 962.5114 | 0
2029 | 1 | 13 | 23 | 948.4648 | 0
2029 | 1 | 14 | 0 | 921.9822 | 0
2029 | 1 | 14 | 1 | 901.7656 | 0
2029 | 1 | 14 | 2 | 881.0183 | 0
2029 | 1 | 14 | 3 | 863.0859 | 0
2029 | 1 | 14 | 4 | 852.7992 | 0
2029 | 1 | 14 | 5 | 848.5961 | 0
2029 | 1 | 14 | 6 | 852.1697 | 0
2029 | 1 | 14 | 7 | 860.442 | 0
2029 | 1 | 14 | 8 | 883.4648 | 0
2029 | 1 | 14 | 9 | 908.2092 | 0
2029 | 1 | 14 | 10 | 935.7182 | 0
2029 | 1 | 14 | 11 | 964.8976 | 0
2029 | 1 | 14 | 12 | 992.0823 | 0
2029 | 1 | 14 | 13 | 1001.4204 | 0
2029 | 1 | 14 | 14 | 1001.7743 | 0
2029 | 1 | 14 | 15 | 997.4515 | 0
2029 | 1 | 14 | 16 | 996.3128 | 0
2029 | 1 | 14 | 17 | 1023.3524 | 0
2029 | 1 | 14 | 18 | 1072.3397 | 22.3397
2029 | 1 | 14 | 19 | 1079.6486 | 29.6486
2029 | 1 | 14 | 20 | 1055.9485 | 5.9485
2029 | 1 | 14 | 21 | 1031.2814 | 0
2029 | 1 | 14 | 22 | 1001.7123 | 0
2029 | 1 | 14 | 23 | 978.7184 | 0
2029 | 1 | 15 | 0 | 952.1048 | 0
2029 | 1 | 15 | 1 | 988.1457 | 0
2029 | 1 | 15 | 2 | 966.2991 | 0
2029 | 1 | 15 | 3 | 953.3476 | 0
2029 | 1 | 15 | 4 | 951.2418 | 0
2029 | 1 | 15 | 5 | 958.1913 | 0
2029 | 1 | 15 | 6 | 990.8247 | 0
2029 | 1 | 15 | 7 | 1046.2098 | 0
2029 | 1 | 15 | 8 | 1106.7083 | 56.7083
2029 | 1 | 15 | 9 | 1143.4943 | 93.4943
2029 | 1 | 15 | 10 | 1167.4622 | 117.4622
2029 | 1 | 15 | 11 | 1183.7547 | 133.7547
2029 | 1 | 15 | 12 | 1194.7238 | 144.7238
2029 | 1 | 15 | 13 | 1189.7245 | 139.7245
2029 | 1 | 15 | 14 | 1183.527 | 133.527
2029 | 1 | 15 | 15 | 1174.0393 | 124.0393
2029 | 1 | 15 | 16 | 1172.9405 | 122.9405
2029 | 1 | 15 | 17 | 1189.6274 | 139.6274
2029 | 1 | 15 | 18 | 1232.7618 | 182.7618
2029 | 1 | 15 | 19 | 1241.8827 | 191.8827
2029 | 1 | 15 | 20 | 1220.3045 | 170.3045
2029 | 1 | 15 | 21 | 1194.2168 | 144.2168
2029 | 1 | 15 | 22 | 1162.9258 | 112.9258
2029 | 1 | 15 | 23 | 1129.6826 | 79.6826
2029 | 1 | 16 | 0 | 1081.7871 | 31.7871
2029 | 1 | 16 | 1 | 1036.1415 | 0
2029 | 1 | 16 | 2 | 1012.6762 | 0
2029 | 1 | 16 | 3 | 996.2975 | 0
2029 | 1 | 16 | 4 | 992.1841 | 0
2029 | 1 | 16 | 5 | 995.9335 | 0
2029 | 1 | 16 | 6 | 1020.7521 | 0
2029 | 1 | 16 | 7 | 1081.0658 | 31.0658
2029 | 1 | 16 | 8 | 1150.64 | 100.64
2029 | 1 | 16 | 9 | 1182.7885 | 132.7885
2029 | 1 | 16 | 10 | 1207.8788 | 157.8788
2029 | 1 | 16 | 11 | 1230.9806 | 180.9806
2029 | 1 | 16 | 12 | 1243.4438 | 193.4438
2029 | 1 | 16 | 13 | 1239.6519 | 189.6519
2029 | 1 | 16 | 14 | 1228.0236 | 178.0236
2029 | 1 | 16 | 15 | 1212.5499 | 162.5499
2029 | 1 | 16 | 16 | 1190.9205 | 140.9205
2029 | 1 | 16 | 17 | 1206.9573 | 156.9573
2029 | 1 | 16 | 18 | 1248.8767 | 198.8767
2029 | 1 | 16 | 19 | 1259.9648 | 209.9648
2029 | 1 | 16 | 20 | 1245.5512 | 195.5512
2029 | 1 | 16 | 21 | 1227.4401 | 177.4401
2029 | 1 | 16 | 22 | 1202.2309 | 152.2309
2029 | 1 | 16 | 23 | 1159.007 | 109.007
2029 | 1 | 17 | 0 | 1104.1925 | 54.1925
2029 | 1 | 17 | 1 | 1068.2524 | 18.2524
2029 | 1 | 17 | 2 | 1040.5646 | 0
2029 | 1 | 17 | 3 | 1021.8082 | 0
2029 | 1 | 17 | 4 | 1014.5835 | 0
2029 | 1 | 17 | 5 | 1018.1679 | 0
2029 | 1 | 17 | 6 | 1041.9884 | 0
2029 | 1 | 17 | 7 | 1085.2295 | 35.2295
2029 | 1 | 17 | 8 | 1135.2928 | 85.2928
2029 | 1 | 17 | 9 | 1165.5048 | 115.5048
2029 | 1 | 17 | 10 | 1186.8475 | 136.8475
2029 | 1 | 17 | 11 | 1204.6822 | 154.6822
2029 | 1 | 17 | 12 | 1216.0097 | 166.0097
2029 | 1 | 17 | 13 | 1214.995 | 164.995
2029 | 1 | 17 | 14 | 1211.6902 | 161.6902
2029 | 1 | 17 | 15 | 1203.6311 | 153.6311
2029 | 1 | 17 | 16 | 1205.2045 | 155.2045
2029 | 1 | 17 | 17 | 1220.1084 | 170.1084
2029 | 1 | 17 | 18 | 1259.3901 | 209.3901
2029 | 1 | 17 | 19 | 1263.4588 | 213.4588
2029 | 1 | 17 | 20 | 1240.2204 | 190.2204
2029 | 1 | 17 | 21 | 1211.9793 | 161.9793
2029 | 1 | 17 | 22 | 1176.5985 | 126.5985
2029 | 1 | 17 | 23 | 1138.6334 | 88.6334
2029 | 1 | 18 | 0 | 1088.8725 | 38.8725
2029 | 1 | 18 | 1 | 1038.6231 | 0
2029 | 1 | 18 | 2 | 1011.0745 | 0
2029 | 1 | 18 | 3 | 993.6645 | 0
2029 | 1 | 18 | 4 | 986.871 | 0
2029 | 1 | 18 | 5 | 992.7124 | 0
2029 | 1 | 18 | 6 | 1024.3775 | 0
2029 | 1 | 18 | 7 | 1079.9513 | 29.9513
2029 | 1 | 18 | 8 | 1139.6324 | 89.6324
2029 | 1 | 18 | 9 | 1174.6197 | 124.6197
2029 | 1 | 18 | 10 | 1191.9708 | 141.9708
2029 | 1 | 18 | 11 | 1205.9593 | 155.9593
2029 | 1 | 18 | 12 | 1214.9441 | 164.9441
2029 | 1 | 18 | 13 | 1214.0547 | 164.0547
2029 | 1 | 18 | 14 | 1209.3868 | 159.3868
2029 | 1 | 18 | 15 | 1199.7122 | 149.7122
2029 | 1 | 18 | 16 | 1195.0618 | 145.0618
2029 | 1 | 18 | 17 | 1207.2552 | 157.2552
2029 | 1 | 18 | 18 | 1241.895 | 191.895
2029 | 1 | 18 | 19 | 1251.878 | 201.878
2029 | 1 | 18 | 20 | 1229.3006 | 179.3006
2029 | 1 | 18 | 21 | 1203.2793 | 153.2793
2029 | 1 | 18 | 22 | 1159.5486 | 109.5486
2029 | 1 | 18 | 23 | 1123.3391 | 73.3391
2029 | 1 | 19 | 0 | 1072.6778 | 22.6778
2029 | 1 | 19 | 1 | 1052.8318 | 2.8318
2029 | 1 | 19 | 2 | 1024.3529 | 0
2029 | 1 | 19 | 3 | 1005.421 | 0
2029 | 1 | 19 | 4 | 997.1308 | 0
2029 | 1 | 19 | 5 | 1002.4685 | 0
2029 | 1 | 19 | 6 | 1028.2723 | 0
2029 | 1 | 19 | 7 | 1081.8671 | 31.8671
2029 | 1 | 19 | 8 | 1133.3043 | 83.3043
2029 | 1 | 19 | 9 | 1170.7448 | 120.7448
2029 | 1 | 19 | 10 | 1191.2511 | 141.2511
2029 | 1 | 19 | 11 | 1204.96 | 154.96
2029 | 1 | 19 | 12 | 1214.0712 | 164.0712
2029 | 1 | 19 | 13 | 1213.4448 | 163.4448
2029 | 1 | 19 | 14 | 1208.6954 | 158.6954
2029 | 1 | 19 | 15 | 1196.2138 | 146.2138
2029 | 1 | 19 | 16 | 1190.0349 | 140.0349
2029 | 1 | 19 | 17 | 1200.3586 | 150.3586
2029 | 1 | 19 | 18 | 1229.8547 | 179.8547
2029 | 1 | 19 | 19 | 1231.2775 | 181.2775
2029 | 1 | 19 | 20 | 1202.0585 | 152.0585
2029 | 1 | 19 | 21 | 1173.189 | 123.189
2029 | 1 | 19 | 22 | 1140.8451 | 90.8451
2029 | 1 | 19 | 23 | 1108.2252 | 58.2252
2029 | 1 | 20 | 0 | 1063.0521 | 13.0521
2029 | 1 | 20 | 1 | 972.6558 | 0
2029 | 1 | 20 | 2 | 945.4754 | 0
2029 | 1 | 20 | 3 | 923.295 | 0
2029 | 1 | 20 | 4 | 913.9326 | 0
2029 | 1 | 20 | 5 | 908.2959 | 0
2029 | 1 | 20 | 6 | 911.6095 | 0
2029 | 1 | 20 | 7 | 927.0302 | 0
2029 | 1 | 20 | 8 | 951.9339 | 0
2029 | 1 | 20 | 9 | 977.9003 | 0
2029 | 1 | 20 | 10 | 1013.3273 | 0
2029 | 1 | 20 | 11 | 1043.4309 | 0
2029 | 1 | 20 | 12 | 1062.8383 | 12.8383
2029 | 1 | 20 | 13 | 1067.6754 | 17.6754
2029 | 1 | 20 | 14 | 1060.7701 | 10.7701
2029 | 1 | 20 | 15 | 1050.6112 | 0.61121
2029 | 1 | 20 | 16 | 1044.8558 | 0
2029 | 1 | 20 | 17 | 1062.3328 | 12.3328
2029 | 1 | 20 | 18 | 1094.4623 | 44.4623
2029 | 1 | 20 | 19 | 1096.2181 | 46.2181
2029 | 1 | 20 | 20 | 1066.0047 | 16.0047
2029 | 1 | 20 | 21 | 1039.4989 | 0
2029 | 1 | 20 | 22 | 1017.0244 | 0
2029 | 1 | 20 | 23 | 999.5992 | 0
2029 | 1 | 21 | 0 | 970.0519 | 0
2029 | 1 | 21 | 1 | 915.9713 | 0
2029 | 1 | 21 | 2 | 889.0383 | 0
2029 | 1 | 21 | 3 | 867.8949 | 0
2029 | 1 | 21 | 4 | 856.9393 | 0
2029 | 1 | 21 | 5 | 851.9386 | 0
2029 | 1 | 21 | 6 | 857.2765 | 0
2029 | 1 | 21 | 7 | 868.4843 | 0
2029 | 1 | 21 | 8 | 886.0048 | 0
2029 | 1 | 21 | 9 | 916.5527 | 0
2029 | 1 | 21 | 10 | 950.8255 | 0
2029 | 1 | 21 | 11 | 986.4865 | 0
2029 | 1 | 21 | 12 | 1014.7632 | 0
2029 | 1 | 21 | 13 | 1025.6133 | 0
2029 | 1 | 21 | 14 | 1024.6097 | 0
2029 | 1 | 21 | 15 | 1021.1638 | 0
2029 | 1 | 21 | 16 | 1024.0771 | 0
2029 | 1 | 21 | 17 | 1046.2291 | 0
2029 | 1 | 21 | 18 | 1089.2636 | 39.2636
2029 | 1 | 21 | 19 | 1103.758 | 53.758
2029 | 1 | 21 | 20 | 1084.9414 | 34.9414
2029 | 1 | 21 | 21 | 1065.3485 | 15.3485
2029 | 1 | 21 | 22 | 1032.5092 | 0
2029 | 1 | 21 | 23 | 1004.4902 | 0
2029 | 1 | 22 | 0 | 990.1803 | 0
2029 | 1 | 22 | 1 | 975.8704 | 0
2029 | 1 | 22 | 2 | 985.6034 | 0
2029 | 1 | 22 | 3 | 970.9569 | 0
2029 | 1 | 22 | 4 | 965.6276 | 0
2029 | 1 | 22 | 5 | 972.9107 | 0
2029 | 1 | 22 | 6 | 1002.9102 | 0
2029 | 1 | 22 | 7 | 1057.1292 | 7.1292
2029 | 1 | 22 | 8 | 1117.4741 | 67.4741
2029 | 1 | 22 | 9 | 1151.2519 | 101.2519
2029 | 1 | 22 | 10 | 1179.2708 | 129.2708
2029 | 1 | 22 | 11 | 1198.9762 | 148.9762
2029 | 1 | 22 | 12 | 1212.8834 | 162.8834
2029 | 1 | 22 | 13 | 1211.145 | 161.145
2029 | 1 | 22 | 14 | 1206.7567 | 156.7567
2029 | 1 | 22 | 15 | 1198.242 | 148.242
2029 | 1 | 22 | 16 | 1200.2351 | 150.2351
2029 | 1 | 22 | 17 | 1219.1064 | 169.1064
2029 | 1 | 22 | 18 | 1245.6885 | 195.6885
2029 | 1 | 22 | 19 | 1257.3911 | 207.3911
2029 | 1 | 22 | 20 | 1238.6225 | 188.6225
2029 | 1 | 22 | 21 | 1212.1265 | 162.1265
2029 | 1 | 22 | 22 | 1169.018 | 119.018
2029 | 1 | 22 | 23 | 1137.0588 | 87.0588
2029 | 1 | 23 | 0 | 1086.5112 | 36.5112
2029 | 1 | 23 | 1 | 1024.7989 | 0
2029 | 1 | 23 | 2 | 994.44 | 0
2029 | 1 | 23 | 3 | 975.0683 | 0
2029 | 1 | 23 | 4 | 965.7096 | 0
2029 | 1 | 23 | 5 | 969.0319 | 0
2029 | 1 | 23 | 6 | 994.2664 | 0
2029 | 1 | 23 | 7 | 1046.5344 | 0
2029 | 1 | 23 | 8 | 1106.6325 | 56.6325
2029 | 1 | 23 | 9 | 1137.6525 | 87.6525
2029 | 1 | 23 | 10 | 1169.0167 | 119.0167
2029 | 1 | 23 | 11 | 1196.9036 | 146.9036
2029 | 1 | 23 | 12 | 1208.426 | 158.426
2029 | 1 | 23 | 13 | 1208.2695 | 158.2695
2029 | 1 | 23 | 14 | 1199.6605 | 149.6605
2029 | 1 | 23 | 15 | 1187.4985 | 137.4985
2029 | 1 | 23 | 16 | 1165.3354 | 115.3354
2029 | 1 | 23 | 17 | 1180.4285 | 130.4285
2029 | 1 | 23 | 18 | 1219.0522 | 169.0522
2029 | 1 | 23 | 19 | 1225.4767 | 175.4767
2029 | 1 | 23 | 20 | 1202.3295 | 152.3295
2029 | 1 | 23 | 21 | 1175.7718 | 125.7718
2029 | 1 | 23 | 22 | 1143.0368 | 93.0368
2029 | 1 | 23 | 23 | 1102.8544 | 52.8544
2029 | 1 | 24 | 0 | 1049.6575 | 0
2029 | 1 | 24 | 1 | 1030.9734 | 0
2029 | 1 | 24 | 2 | 1006.1232 | 0
2029 | 1 | 24 | 3 | 990.88 | 0
2029 | 1 | 24 | 4 | 986.2803 | 0
2029 | 1 | 24 | 5 | 988.9415 | 0
2029 | 1 | 24 | 6 | 1010.5797 | 0
2029 | 1 | 24 | 7 | 1052.3129 | 2.3129
2029 | 1 | 24 | 8 | 1113.2704 | 63.2704
2029 | 1 | 24 | 9 | 1146.4999 | 96.4999
2029 | 1 | 24 | 10 | 1167.2418 | 117.2418
2029 | 1 | 24 | 11 | 1184.191 | 134.191
2029 | 1 | 24 | 12 | 1194.8777 | 144.8777
2029 | 1 | 24 | 13 | 1194.2135 | 144.2135
2029 | 1 | 24 | 14 | 1193.8295 | 143.8295
2029 | 1 | 24 | 15 | 1188.6714 | 138.6714
2029 | 1 | 24 | 16 | 1194.1767 | 144.1767
2029 | 1 | 24 | 17 | 1212.3641 | 162.3641
2029 | 1 | 24 | 18 | 1257.5659 | 207.5659
2029 | 1 | 24 | 19 | 1268.3255 | 218.3255
2029 | 1 | 24 | 20 | 1247.4642 | 197.4642
2029 | 1 | 24 | 21 | 1218.5221 | 168.5221
2029 | 1 | 24 | 22 | 1184.9445 | 134.9445
2029 | 1 | 24 | 23 | 1150.5194 | 100.5194
2029 | 1 | 25 | 0 | 1106.6976 | 56.6976
2029 | 1 | 25 | 1 | 1074.9911 | 24.9911
2029 | 1 | 25 | 2 | 1047.2996 | 0
2029 | 1 | 25 | 3 | 1030.2867 | 0
2029 | 1 | 25 | 4 | 1023.374 | 0
2029 | 1 | 25 | 5 | 1025.4494 | 0
2029 | 1 | 25 | 6 | 1048.4391 | 0
2029 | 1 | 25 | 7 | 1098.3146 | 48.3146
2029 | 1 | 25 | 8 | 1160.2115 | 110.2115
2029 | 1 | 25 | 9 | 1193.1648 | 143.1648
2029 | 1 | 25 | 10 | 1210.7094 | 160.7094
2029 | 1 | 25 | 11 | 1220.7222 | 170.7222
2029 | 1 | 25 | 12 | 1229.2799 | 179.2799
2029 | 1 | 25 | 13 | 1223.7648 | 173.7648
2029 | 1 | 25 | 14 | 1217.7104 | 167.7104
2029 | 1 | 25 | 15 | 1206.9323 | 156.9323
2029 | 1 | 25 | 16 | 1199.9792 | 149.9792
2029 | 1 | 25 | 17 | 1210.8069 | 160.8069
2029 | 1 | 25 | 18 | 1245.3757 | 195.3757
2029 | 1 | 25 | 19 | 1266.8033 | 216.8033
2029 | 1 | 25 | 20 | 1255.3312 | 205.3312
2029 | 1 | 25 | 21 | 1231.4669 | 181.4669
2029 | 1 | 25 | 22 | 1197.3904 | 147.3904
2029 | 1 | 25 | 23 | 1163.8956 | 113.8956
2029 | 1 | 26 | 0 | 1114.6422 | 64.6422
2029 | 1 | 26 | 1 | 1067.5981 | 17.5981
2029 | 1 | 26 | 2 | 1039.0724 | 0
2029 | 1 | 26 | 3 | 1021.867 | 0
2029 | 1 | 26 | 4 | 1015.0929 | 0
2029 | 1 | 26 | 5 | 1018.5056 | 0
2029 | 1 | 26 | 6 | 1042.007 | 0
2029 | 1 | 26 | 7 | 1098.5604 | 48.5604
2029 | 1 | 26 | 8 | 1156.697 | 106.697
2029 | 1 | 26 | 9 | 1188.6988 | 138.6988
2029 | 1 | 26 | 10 | 1206.5586 | 156.5586
2029 | 1 | 26 | 11 | 1223.2785 | 173.2785
2029 | 1 | 26 | 12 | 1236.7077 | 186.7077
2029 | 1 | 26 | 13 | 1232.721 | 182.721
2029 | 1 | 26 | 14 | 1223.4855 | 173.4855
2029 | 1 | 26 | 15 | 1205.1614 | 155.1614
2029 | 1 | 26 | 16 | 1192.4201 | 142.4201
2029 | 1 | 26 | 17 | 1197.0303 | 147.0303
2029 | 1 | 26 | 18 | 1221.642 | 171.642
2029 | 1 | 26 | 19 | 1240.9498 | 190.9498
2029 | 1 | 26 | 20 | 1232.6369 | 182.6369
2029 | 1 | 26 | 21 | 1215.8297 | 165.8297
2029 | 1 | 26 | 22 | 1194.3119 | 144.3119
2029 | 1 | 26 | 23 | 1161.1882 | 111.1882
2029 | 1 | 27 | 0 | 1102.7191 | 52.7191
2029 | 1 | 27 | 1 | 1027.8706 | 0
2029 | 1 | 27 | 2 | 999.0245 | 0
2029 | 1 | 27 | 3 | 975.0439 | 0
2029 | 1 | 27 | 4 | 965.2503 | 0
2029 | 1 | 27 | 5 | 966.7758 | 0
2029 | 1 | 27 | 6 | 980.7977 | 0
2029 | 1 | 27 | 7 | 999.771 | 0
2029 | 1 | 27 | 8 | 1007.0922 | 0
2029 | 1 | 27 | 9 | 1029.6407 | 0
2029 | 1 | 27 | 10 | 1065.5941 | 15.5941
2029 | 1 | 27 | 11 | 1094.3049 | 44.3049
2029 | 1 | 27 | 12 | 1114.8925 | 64.8925
2029 | 1 | 27 | 13 | 1121.9518 | 71.9518
2029 | 1 | 27 | 14 | 1113.9606 | 63.9606
2029 | 1 | 27 | 15 | 1101.4288 | 51.4288
2029 | 1 | 27 | 16 | 1094.5346 | 44.5346
2029 | 1 | 27 | 17 | 1111.7419 | 61.7419
2029 | 1 | 27 | 18 | 1144.7872 | 94.7872
2029 | 1 | 27 | 19 | 1156.4427 | 106.4427
2029 | 1 | 27 | 20 | 1127.05 | 77.05
2029 | 1 | 27 | 21 | 1098.6298 | 48.6298
2029 | 1 | 27 | 22 | 1073.9138 | 23.9138
2029 | 1 | 27 | 23 | 1049.8748 | 0
2029 | 1 | 28 | 0 | 1015.3032 | 0
2029 | 1 | 28 | 1 | 949.2938 | 0
2029 | 1 | 28 | 2 | 919.8851 | 0
2029 | 1 | 28 | 3 | 896.3957 | 0
2029 | 1 | 28 | 4 | 881.6915 | 0
2029 | 1 | 28 | 5 | 870.8436 | 0
2029 | 1 | 28 | 6 | 861.681 | 0
2029 | 1 | 28 | 7 | 864.9328 | 0
2029 | 1 | 28 | 8 | 889.5447 | 0
2029 | 1 | 28 | 9 | 917.2254 | 0
2029 | 1 | 28 | 10 | 945.5813 | 0
2029 | 1 | 28 | 11 | 974.7655 | 0
2029 | 1 | 28 | 12 | 1002.1998 | 0
2029 | 1 | 28 | 13 | 1011.7973 | 0
2029 | 1 | 28 | 14 | 1012.628 | 0
2029 | 1 | 28 | 15 | 1008.9591 | 0
2029 | 1 | 28 | 16 | 1012.6282 | 0
2029 | 1 | 28 | 17 | 1036.5491 | 0
2029 | 1 | 28 | 18 | 1066.9765 | 16.9765
2029 | 1 | 28 | 19 | 1075.9144 | 25.9144
2029 | 1 | 28 | 20 | 1051.4299 | 1.4299
2029 | 1 | 28 | 21 | 1027.6535 | 0
2029 | 1 | 28 | 22 | 998.1104 | 0
2029 | 1 | 28 | 23 | 962.4819 | 0
2029 | 1 | 29 | 0 | 928.5764 | 0
2029 | 1 | 29 | 1 | 934.9098 | 0
2029 | 1 | 29 | 2 | 941.2433 | 0
2029 | 1 | 29 | 3 | 926.9226 | 0
2029 | 1 | 29 | 4 | 919.0019 | 0
2029 | 1 | 29 | 5 | 924.4612 | 0
2029 | 1 | 29 | 6 | 955.4359 | 0
2029 | 1 | 29 | 7 | 1011.8431 | 0
2029 | 1 | 29 | 8 | 1071.0577 | 21.0577
2029 | 1 | 29 | 9 | 1106.0688 | 56.0688
2029 | 1 | 29 | 10 | 1136.4538 | 86.4538
2029 | 1 | 29 | 11 | 1156.9872 | 106.9872
2029 | 1 | 29 | 12 | 1173.15 | 123.15
2029 | 1 | 29 | 13 | 1175.6051 | 125.6051
2029 | 1 | 29 | 14 | 1174.5792 | 124.5792
2029 | 1 | 29 | 15 | 1167.2503 | 117.2503
2029 | 1 | 29 | 16 | 1167.2597 | 117.2597
2029 | 1 | 29 | 17 | 1185.4401 | 135.4401
2029 | 1 | 29 | 18 | 1213.3163 | 163.3163
2029 | 1 | 29 | 19 | 1223.9833 | 173.9833
2029 | 1 | 29 | 20 | 1200.2527 | 150.2527
2029 | 1 | 29 | 21 | 1170.1486 | 120.1486
2029 | 1 | 29 | 22 | 1124.758 | 74.758
2029 | 1 | 29 | 23 | 1088.2492 | 38.2492
2029 | 1 | 30 | 0 | 1037.5195 | 0
2029 | 1 | 30 | 1 | 989.404 | 0
2029 | 1 | 30 | 2 | 966.7579 | 0
2029 | 1 | 30 | 3 | 952.6321 | 0
2029 | 1 | 30 | 4 | 946.7533 | 0
2029 | 1 | 30 | 5 | 951.6508 | 0
2029 | 1 | 30 | 6 | 977.0722 | 0
2029 | 1 | 30 | 7 | 1030.5487 | 0
2029 | 1 | 30 | 8 | 1096.1733 | 46.1733
2029 | 1 | 30 | 9 | 1134.035 | 84.035
2029 | 1 | 30 | 10 | 1165.9334 | 115.9334
2029 | 1 | 30 | 11 | 1190.0186 | 140.0186
2029 | 1 | 30 | 12 | 1201.5211 | 151.5211
2029 | 1 | 30 | 13 | 1197.8566 | 147.8566
2029 | 1 | 30 | 14 | 1194.2602 | 144.2602
2029 | 1 | 30 | 15 | 1183.1569 | 133.1569
2029 | 1 | 30 | 16 | 1154.6516 | 104.6516
2029 | 1 | 30 | 17 | 1171.6869 | 121.6869
2029 | 1 | 30 | 18 | 1214.3256 | 164.3256
2029 | 1 | 30 | 19 | 1232.8538 | 182.8538
2029 | 1 | 30 | 20 | 1217.2966 | 167.2966
2029 | 1 | 30 | 21 | 1193.1761 | 143.1761
2029 | 1 | 30 | 22 | 1157.655 | 107.655
2029 | 1 | 30 | 23 | 1109.4577 | 59.4577
2029 | 1 | 31 | 0 | 1062.9113 | 12.9113
2029 | 1 | 31 | 1 | 1044.8189 | 0
2029 | 1 | 31 | 2 | 1020.1652 | 0
2029 | 1 | 31 | 3 | 1003.5643 | 0
2029 | 1 | 31 | 4 | 995.1407 | 0
2029 | 1 | 31 | 5 | 996.7883 | 0
2029 | 1 | 31 | 6 | 1013.1151 | 0
2029 | 1 | 31 | 7 | 1050.3348 | 0.33479
2029 | 1 | 31 | 8 | 1108.8797 | 58.8797
2029 | 1 | 31 | 9 | 1146.0794 | 96.0794
2029 | 1 | 31 | 10 | 1166.8516 | 116.8516
2029 | 1 | 31 | 11 | 1182.7196 | 132.7196
2029 | 1 | 31 | 12 | 1193.6444 | 143.6444
2029 | 1 | 31 | 13 | 1198.1094 | 148.1094
2029 | 1 | 31 | 14 | 1202.4162 | 152.4162
2029 | 1 | 31 | 15 | 1198.1341 | 148.1341
2029 | 1 | 31 | 16 | 1186.4028 | 136.4028
2029 | 1 | 31 | 17 | 1189.6579 | 139.6579
2029 | 1 | 31 | 18 | 1225.1897 | 175.1897
2029 | 1 | 31 | 19 | 1245.5158 | 195.5158
2029 | 1 | 31 | 20 | 1239.7627 | 189.7627
2029 | 1 | 31 | 21 | 1220.3087 | 170.3087
2029 | 1 | 31 | 22 | 1189.1678 | 139.1678
2029 | 1 | 31 | 23 | 1134.7389 | 84.7389
2029 | 2 | 1 | 0 | 1086.5266 | 36.5266
2029 | 2 | 1 | 1 | 1067.0272 | 17.0272
2029 | 2 | 1 | 2 | 1047.5279 | 0
2029 | 2 | 1 | 3 | 1039.4067 | 0
2029 | 2 | 1 | 4 | 1035.3264 | 0
2029 | 2 | 1 | 5 | 1042.2121 | 0
2029 | 2 | 1 | 6 | 1070.1625 | 20.1625
2029 | 2 | 1 | 7 | 1116.7414 | 66.7414
2029 | 2 | 1 | 8 | 1147.9175 | 97.9175
2029 | 2 | 1 | 9 | 1182.5088 | 132.5088
2029 | 2 | 1 | 10 | 1202.2086 | 152.2086
2029 | 2 | 1 | 11 | 1215.5335 | 165.5335
2029 | 2 | 1 | 12 | 1222.0795 | 172.0795
2029 | 2 | 1 | 13 | 1216.9727 | 166.9727
2029 | 2 | 1 | 14 | 1207.5009 | 157.5009
2029 | 2 | 1 | 15 | 1196.7563 | 146.7563
2029 | 2 | 1 | 16 | 1193.3936 | 143.3936
2029 | 2 | 1 | 17 | 1205.6278 | 155.6278
2029 | 2 | 1 | 18 | 1223.0335 | 173.0335
2029 | 2 | 1 | 19 | 1241.9759 | 191.9759
2029 | 2 | 1 | 20 | 1222.2659 | 172.2659
2029 | 2 | 1 | 21 | 1192.1558 | 142.1558
2029 | 2 | 1 | 22 | 1153.8962 | 103.8962
2029 | 2 | 1 | 23 | 1134.4189 | 84.4189
2029 | 2 | 2 | 0 | 1101.9472 | 51.9472
2029 | 2 | 2 | 1 | 1030.3447 | 0
2029 | 2 | 2 | 2 | 1010.3577 | 0
2029 | 2 | 2 | 3 | 1001.1459 | 0
2029 | 2 | 2 | 4 | 998.3094 | 0
2029 | 2 | 2 | 5 | 1009.6662 | 0
2029 | 2 | 2 | 6 | 1043.2827 | 0
2029 | 2 | 2 | 7 | 1094.9295 | 44.9295
2029 | 2 | 2 | 8 | 1123.1662 | 73.1662
2029 | 2 | 2 | 9 | 1161.2585 | 111.2585
2029 | 2 | 2 | 10 | 1185.2224 | 135.2224
2029 | 2 | 2 | 11 | 1201.1857 | 151.1857
2029 | 2 | 2 | 12 | 1208.6566 | 158.6566
2029 | 2 | 2 | 13 | 1208.251 | 158.251
2029 | 2 | 2 | 14 | 1209.7275 | 159.7275
2029 | 2 | 2 | 15 | 1197.2296 | 147.2296
2029 | 2 | 2 | 16 | 1182.7945 | 132.7945
2029 | 2 | 2 | 17 | 1178.1482 | 128.1482
2029 | 2 | 2 | 18 | 1197.6761 | 147.6761
2029 | 2 | 2 | 19 | 1213.2563 | 163.2563
2029 | 2 | 2 | 20 | 1189.8273 | 139.8273
2029 | 2 | 2 | 21 | 1159.5417 | 109.5417
2029 | 2 | 2 | 22 | 1129.6238 | 79.6238
2029 | 2 | 2 | 23 | 1098.8172 | 48.8172
2029 | 2 | 3 | 0 | 1060.6648 | 10.6648
2029 | 2 | 3 | 1 | 973.2069 | 0
2029 | 2 | 3 | 2 | 946.8295 | 0
2029 | 2 | 3 | 3 | 930.4393 | 0
2029 | 2 | 3 | 4 | 921.114 | 0
2029 | 2 | 3 | 5 | 921.2294 | 0
2029 | 2 | 3 | 6 | 931.2082 | 0
2029 | 2 | 3 | 7 | 950.6802 | 0
2029 | 2 | 3 | 8 | 969.455 | 0
2029 | 2 | 3 | 9 | 995.1274 | 0
2029 | 2 | 3 | 10 | 1016.0885 | 0
2029 | 2 | 3 | 11 | 1040.2408 | 0
2029 | 2 | 3 | 12 | 1057.4881 | 7.4881
2029 | 2 | 3 | 13 | 1061.9099 | 11.9099
2029 | 2 | 3 | 14 | 1053.577 | 3.577
2029 | 2 | 3 | 15 | 1041.5583 | 0
2029 | 2 | 3 | 16 | 1036.6436 | 0
2029 | 2 | 3 | 17 | 1051.0309 | 1.0309
2029 | 2 | 3 | 18 | 1076.0056 | 26.0056
2029 | 2 | 3 | 19 | 1093.6526 | 43.6526
2029 | 2 | 3 | 20 | 1066.6521 | 16.6521
2029 | 2 | 3 | 21 | 1040.6698 | 0
2029 | 2 | 3 | 22 | 1022.2339 | 0
2029 | 2 | 3 | 23 | 1004.5341 | 0
2029 | 2 | 4 | 0 | 975.9893 | 0
2029 | 2 | 4 | 1 | 935.8712 | 0
2029 | 2 | 4 | 2 | 911.4721 | 0
2029 | 2 | 4 | 3 | 893.7059 | 0
2029 | 2 | 4 | 4 | 883.2215 | 0
2029 | 2 | 4 | 5 | 879.4139 | 0
2029 | 2 | 4 | 6 | 879.4533 | 0
2029 | 2 | 4 | 7 | 890.8366 | 0
2029 | 2 | 4 | 8 | 903.5377 | 0
2029 | 2 | 4 | 9 | 925.6815 | 0
2029 | 2 | 4 | 10 | 954.5343 | 0
2029 | 2 | 4 | 11 | 981.6809 | 0
2029 | 2 | 4 | 12 | 1007.3904 | 0
2029 | 2 | 4 | 13 | 1018.4165 | 0
2029 | 2 | 4 | 14 | 1014.6569 | 0
2029 | 2 | 4 | 15 | 1011.089 | 0
2029 | 2 | 4 | 16 | 1014.8138 | 0
2029 | 2 | 4 | 17 | 1035.2905 | 0
2029 | 2 | 4 | 18 | 1065.4573 | 15.4573
2029 | 2 | 4 | 19 | 1090.3849 | 40.3849
2029 | 2 | 4 | 20 | 1070.8976 | 20.8976
2029 | 2 | 4 | 21 | 1046.369 | 0
2029 | 2 | 4 | 22 | 1019.2748 | 0
2029 | 2 | 4 | 23 | 1004.5106 | 0
2029 | 2 | 5 | 0 | 974.9659 | 0
2029 | 2 | 5 | 1 | 982.6318 | 0
2029 | 2 | 5 | 2 | 990.2978 | 0
2029 | 2 | 5 | 3 | 981.6637 | 0
2029 | 2 | 5 | 4 | 983.0019 | 0
2029 | 2 | 5 | 5 | 989.3522 | 0
2029 | 2 | 5 | 6 | 1016.7983 | 0
2029 | 2 | 5 | 7 | 1071.3581 | 21.3581
2029 | 2 | 5 | 8 | 1123.403 | 73.403
2029 | 2 | 5 | 9 | 1164.6613 | 114.6613
2029 | 2 | 5 | 10 | 1190.1805 | 140.1805
2029 | 2 | 5 | 11 | 1204.1596 | 154.1596
2029 | 2 | 5 | 12 | 1211.6195 | 161.6195
2029 | 2 | 5 | 13 | 1205.5989 | 155.5989
2029 | 2 | 5 | 14 | 1198.3823 | 148.3823
2029 | 2 | 5 | 15 | 1189.6838 | 139.6838
2029 | 2 | 5 | 16 | 1189.0096 | 139.0096
2029 | 2 | 5 | 17 | 1197.5426 | 147.5426
2029 | 2 | 5 | 18 | 1224.0948 | 174.0948
2029 | 2 | 5 | 19 | 1257.5016 | 207.5016
2029 | 2 | 5 | 20 | 1244.8869 | 194.8869
2029 | 2 | 5 | 21 | 1221.1247 | 171.1247
2029 | 2 | 5 | 22 | 1188.2605 | 138.2605
2029 | 2 | 5 | 23 | 1159.2851 | 109.2851
2029 | 2 | 6 | 0 | 1118.2126 | 68.2126
2029 | 2 | 6 | 1 | 1074.9627 | 24.9627
2029 | 2 | 6 | 2 | 1052.2706 | 2.2706
2029 | 2 | 6 | 3 | 1040.428 | 0
2029 | 2 | 6 | 4 | 1033.9188 | 0
2029 | 2 | 6 | 5 | 1040.7294 | 0
2029 | 2 | 6 | 6 | 1065.912 | 15.912
2029 | 2 | 6 | 7 | 1114.4369 | 64.4369
2029 | 2 | 6 | 8 | 1160.907 | 110.907
2029 | 2 | 6 | 9 | 1194.59 | 144.59
2029 | 2 | 6 | 10 | 1223.3203 | 173.3203
2029 | 2 | 6 | 11 | 1242.9907 | 192.9907
2029 | 2 | 6 | 12 | 1247.0817 | 197.0817
2029 | 2 | 6 | 13 | 1239.1164 | 189.1164
2029 | 2 | 6 | 14 | 1225.217 | 175.217
2029 | 2 | 6 | 15 | 1211.7027 | 161.7027
2029 | 2 | 6 | 16 | 1193.7194 | 143.7194
2029 | 2 | 6 | 17 | 1204.836 | 154.836
2029 | 2 | 6 | 18 | 1236.7061 | 186.7061
2029 | 2 | 6 | 19 | 1262.7012 | 212.7012
2029 | 2 | 6 | 20 | 1247.1862 | 197.1862
2029 | 2 | 6 | 21 | 1223.56 | 173.56
2029 | 2 | 6 | 22 | 1185.5946 | 135.5946
2029 | 2 | 6 | 23 | 1151.7211 | 101.7211
2029 | 2 | 7 | 0 | 1110.5498 | 60.5498
2029 | 2 | 7 | 1 | 1087.7906 | 37.7906
2029 | 2 | 7 | 2 | 1066.3832 | 16.3832
2029 | 2 | 7 | 3 | 1050.7031 | 0.70305
2029 | 2 | 7 | 4 | 1044.7671 | 0
2029 | 2 | 7 | 5 | 1048.6785 | 0
2029 | 2 | 7 | 6 | 1071.6407 | 21.6407
2029 | 2 | 7 | 7 | 1111.5587 | 61.5587
2029 | 2 | 7 | 8 | 1155.003 | 105.003
2029 | 2 | 7 | 9 | 1188.2282 | 138.2282
2029 | 2 | 7 | 10 | 1208.0713 | 158.0713
2029 | 2 | 7 | 11 | 1222.899 | 172.899
2029 | 2 | 7 | 12 | 1228.4088 | 178.4088
2029 | 2 | 7 | 13 | 1235.7813 | 185.7813
2029 | 2 | 7 | 14 | 1233.8382 | 183.8382
2029 | 2 | 7 | 15 | 1229.4932 | 179.4932
2029 | 2 | 7 | 16 | 1223.2938 | 173.2938
2029 | 2 | 7 | 17 | 1226.6371 | 176.6371
2029 | 2 | 7 | 18 | 1259.8559 | 209.8559
2029 | 2 | 7 | 19 | 1287.1246 | 237.1246
2029 | 2 | 7 | 20 | 1274.82 | 224.82
2029 | 2 | 7 | 21 | 1248.7094 | 198.7094
2029 | 2 | 7 | 22 | 1217.8594 | 167.8594
2029 | 2 | 7 | 23 | 1189.0263 | 139.0263
2029 | 2 | 8 | 0 | 1149.9076 | 99.9076
2029 | 2 | 8 | 1 | 1085.8463 | 35.8463
2029 | 2 | 8 | 2 | 1062.211 | 12.211
2029 | 2 | 8 | 3 | 1046.338 | 0
2029 | 2 | 8 | 4 | 1039.0736 | 0
2029 | 2 | 8 | 5 | 1042.4434 | 0
2029 | 2 | 8 | 6 | 1068.5436 | 18.5436
2029 | 2 | 8 | 7 | 1115.1766 | 65.1766
2029 | 2 | 8 | 8 | 1160.9109 | 110.9109
2029 | 2 | 8 | 9 | 1195.0971 | 145.0971
2029 | 2 | 8 | 10 | 1214.9012 | 164.9012
2029 | 2 | 8 | 11 | 1230.502 | 180.502
2029 | 2 | 8 | 12 | 1235.8242 | 185.8242
2029 | 2 | 8 | 13 | 1232.5099 | 182.5099
2029 | 2 | 8 | 14 | 1225.6174 | 175.6174
2029 | 2 | 8 | 15 | 1222.1012 | 172.1012
2029 | 2 | 8 | 16 | 1221.4161 | 171.4161
2029 | 2 | 8 | 17 | 1219.722 | 169.722
2029 | 2 | 8 | 18 | 1239.1953 | 189.1953
2029 | 2 | 8 | 19 | 1260.8479 | 210.8479
2029 | 2 | 8 | 20 | 1240.7734 | 190.7734
2029 | 2 | 8 | 21 | 1211.2778 | 161.2778
2029 | 2 | 8 | 22 | 1171.7243 | 121.7243
2029 | 2 | 8 | 23 | 1146.6288 | 96.6288
2029 | 2 | 9 | 0 | 1111.3095 | 61.3095
2029 | 2 | 9 | 1 | 1044.1684 | 0
2029 | 2 | 9 | 2 | 1017.1436 | 0
2029 | 2 | 9 | 3 | 999.8807 | 0
2029 | 2 | 9 | 4 | 991.3697 | 0
2029 | 2 | 9 | 5 | 996.2646 | 0
2029 | 2 | 9 | 6 | 1025.712 | 0
2029 | 2 | 9 | 7 | 1077.954 | 27.954
2029 | 2 | 9 | 8 | 1118.4841 | 68.4841
2029 | 2 | 9 | 9 | 1159.5017 | 109.5017
2029 | 2 | 9 | 10 | 1182.8646 | 132.8646
2029 | 2 | 9 | 11 | 1198.2083 | 148.2083
2029 | 2 | 9 | 12 | 1203.4639 | 153.4639
2029 | 2 | 9 | 13 | 1196.7636 | 146.7636
2029 | 2 | 9 | 14 | 1187.7828 | 137.7828
2029 | 2 | 9 | 15 | 1171.6541 | 121.6541
2029 | 2 | 9 | 16 | 1164.762 | 114.762
2029 | 2 | 9 | 17 | 1170.0839 | 120.0839
2029 | 2 | 9 | 18 | 1188.4164 | 138.4164
2029 | 2 | 9 | 19 | 1214.623 | 164.623
2029 | 2 | 9 | 20 | 1195.5845 | 145.5845
2029 | 2 | 9 | 21 | 1170.5921 | 120.5921
2029 | 2 | 9 | 22 | 1140.5571 | 90.5571
2029 | 2 | 9 | 23 | 1111.9202 | 61.9202
2029 | 2 | 10 | 0 | 1070.5785 | 20.5785
2029 | 2 | 10 | 1 | 1006.9964 | 0
2029 | 2 | 10 | 2 | 943.4143 | 0
2029 | 2 | 10 | 3 | 926.4147 | 0
2029 | 2 | 10 | 4 | 918.4298 | 0
2029 | 2 | 10 | 5 | 915.8267 | 0
2029 | 2 | 10 | 6 | 922.5885 | 0
2029 | 2 | 10 | 7 | 939.367 | 0
2029 | 2 | 10 | 8 | 962.1987 | 0
2029 | 2 | 10 | 9 | 991.2739 | 0
2029 | 2 | 10 | 10 | 1021.9064 | 0
2029 | 2 | 10 | 11 | 1046.5828 | 0
2029 | 2 | 10 | 12 | 1061.5683 | 11.5683
2029 | 2 | 10 | 13 | 1064.7952 | 14.7952
2029 | 2 | 10 | 14 | 1055.1315 | 5.1315
2029 | 2 | 10 | 15 | 1046.3374 | 0
2029 | 2 | 10 | 16 | 1043.7433 | 0
2029 | 2 | 10 | 17 | 1053.8851 | 3.8851
2029 | 2 | 10 | 18 | 1069.8853 | 19.8853
2029 | 2 | 10 | 19 | 1095.3508 | 45.3508
2029 | 2 | 10 | 20 | 1068.6361 | 18.6361
2029 | 2 | 10 | 21 | 1041.2086 | 0
2029 | 2 | 10 | 22 | 1032.3711 | 0
2029 | 2 | 10 | 23 | 1018.6043 | 0
2029 | 2 | 11 | 0 | 995.4119 | 0
2029 | 2 | 11 | 1 | 925.6794 | 0
2029 | 2 | 11 | 2 | 903.1529 | 0
2029 | 2 | 11 | 3 | 886.2339 | 0
2029 | 2 | 11 | 4 | 873.9368 | 0
2029 | 2 | 11 | 5 | 867.2316 | 0
2029 | 2 | 11 | 6 | 867.4956 | 0
2029 | 2 | 11 | 7 | 875.7781 | 0
2029 | 2 | 11 | 8 | 898.0175 | 0
2029 | 2 | 11 | 9 | 927.5629 | 0
2029 | 2 | 11 | 10 | 953.8694 | 0
2029 | 2 | 11 | 11 | 982.5367 | 0
2029 | 2 | 11 | 12 | 1005.7194 | 0
2029 | 2 | 11 | 13 | 1012.1382 | 0
2029 | 2 | 11 | 14 | 1007.9408 | 0
2029 | 2 | 11 | 15 | 1003.6818 | 0
2029 | 2 | 11 | 16 | 1005.7143 | 0
2029 | 2 | 11 | 17 | 1023.85 | 0
2029 | 2 | 11 | 18 | 1047.0096 | 0
2029 | 2 | 11 | 19 | 1079.0523 | 29.0523
2029 | 2 | 11 | 20 | 1060.2652 | 10.2652
2029 | 2 | 11 | 21 | 1038.0688 | 0
2029 | 2 | 11 | 22 | 1018.6232 | 0
2029 | 2 | 11 | 23 | 1001.0567 | 0
2029 | 2 | 12 | 0 | 970.4278 | 0
2029 | 2 | 12 | 1 | 976.8741 | 0
2029 | 2 | 12 | 2 | 983.3204 | 0
2029 | 2 | 12 | 3 | 973.1606 | 0
2029 | 2 | 12 | 4 | 969.6775 | 0
2029 | 2 | 12 | 5 | 977.8239 | 0
2029 | 2 | 12 | 6 | 1007.1053 | 0
2029 | 2 | 12 | 7 | 1061.4111 | 11.4111
2029 | 2 | 12 | 8 | 1113.5752 | 63.5752
2029 | 2 | 12 | 9 | 1155.998 | 105.998
2029 | 2 | 12 | 10 | 1184.2269 | 134.2269
2029 | 2 | 12 | 11 | 1199.8 | 149.8
2029 | 2 | 12 | 12 | 1210.2544 | 160.2544
2029 | 2 | 12 | 13 | 1206.1663 | 156.1663
2029 | 2 | 12 | 14 | 1202.7713 | 152.7713
2029 | 2 | 12 | 15 | 1194.5956 | 144.5956
2029 | 2 | 12 | 16 | 1197.1079 | 147.1079
2029 | 2 | 12 | 17 | 1208.2349 | 158.2349
2029 | 2 | 12 | 18 | 1228.1996 | 178.1996
2029 | 2 | 12 | 19 | 1259.7394 | 209.7394
2029 | 2 | 12 | 20 | 1244.0733 | 194.0733
2029 | 2 | 12 | 21 | 1216.8062 | 166.8062
2029 | 2 | 12 | 22 | 1178.8942 | 128.8942
2029 | 2 | 12 | 23 | 1148.8838 | 98.8838
2029 | 2 | 13 | 0 | 1107.04 | 57.04
2029 | 2 | 13 | 1 | 1013.2469 | 0
2029 | 2 | 13 | 2 | 988.8798 | 0
2029 | 2 | 13 | 3 | 972.611 | 0
2029 | 2 | 13 | 4 | 965.5645 | 0
2029 | 2 | 13 | 5 | 968.2558 | 0
2029 | 2 | 13 | 6 | 992.8967 | 0
2029 | 2 | 13 | 7 | 1043.31 | 0
2029 | 2 | 13 | 8 | 1090.8404 | 40.8404
2029 | 2 | 13 | 9 | 1131.9975 | 81.9975
2029 | 2 | 13 | 10 | 1158.7241 | 108.7241
2029 | 2 | 13 | 11 | 1180.7989 | 130.7989
2029 | 2 | 13 | 12 | 1187.0794 | 137.0794
2029 | 2 | 13 | 13 | 1187.2354 | 137.2354
2029 | 2 | 13 | 14 | 1178.2501 | 128.2501
2029 | 2 | 13 | 15 | 1173.5534 | 123.5534
2029 | 2 | 13 | 16 | 1150.2952 | 100.2952
2029 | 2 | 13 | 17 | 1160.19 | 110.19
2029 | 2 | 13 | 18 | 1178.6353 | 128.6353
2029 | 2 | 13 | 19 | 1198.5861 | 148.5861
2029 | 2 | 13 | 20 | 1181.4887 | 131.4887
2029 | 2 | 13 | 21 | 1150.5385 | 100.5385
2029 | 2 | 13 | 22 | 1110.3468 | 60.3468
2029 | 2 | 13 | 23 | 1078.473 | 28.473
2029 | 2 | 14 | 0 | 1035.2521 | 0
2029 | 2 | 14 | 1 | 979.1924 | 0
2029 | 2 | 14 | 2 | 954.6861 | 0
2029 | 2 | 14 | 3 | 939.8091 | 0
2029 | 2 | 14 | 4 | 933.0425 | 0
2029 | 2 | 14 | 5 | 938.2293 | 0
2029 | 2 | 14 | 6 | 963.6024 | 0
2029 | 2 | 14 | 7 | 1003.3425 | 0
2029 | 2 | 14 | 8 | 1041.5923 | 0
2029 | 2 | 14 | 9 | 1074.5124 | 24.5124
2029 | 2 | 14 | 10 | 1095.7339 | 45.7339
2029 | 2 | 14 | 11 | 1110.216 | 60.216
2029 | 2 | 14 | 12 | 1120.4739 | 70.4739
2029 | 2 | 14 | 13 | 1122.8676 | 72.8676
2029 | 2 | 14 | 14 | 1123.8323 | 73.8323
2029 | 2 | 14 | 15 | 1120.8257 | 70.8257
2029 | 2 | 14 | 16 | 1120.5037 | 70.5037
2029 | 2 | 14 | 17 | 1125.5797 | 75.5797
2029 | 2 | 14 | 18 | 1145.667 | 95.667
2029 | 2 | 14 | 19 | 1158.0994 | 108.0994
2029 | 2 | 14 | 20 | 1135.0002 | 85.0002
2029 | 2 | 14 | 21 | 1105.6844 | 55.6844
2029 | 2 | 14 | 22 | 1069.7376 | 19.7376
2029 | 2 | 14 | 23 | 1040.9516 | 0
2029 | 2 | 15 | 0 | 1004.918 | 0
2029 | 2 | 15 | 1 | 927.9415 | 0
2029 | 2 | 15 | 2 | 902.8928 | 0
2029 | 2 | 15 | 3 | 886.4043 | 0
2029 | 2 | 15 | 4 | 877.3035 | 0
2029 | 2 | 15 | 5 | 886.1595 | 0
2029 | 2 | 15 | 6 | 920.0235 | 0
2029 | 2 | 15 | 7 | 975.593 | 0
2029 | 2 | 15 | 8 | 1014.097 | 0
2029 | 2 | 15 | 9 | 1042.763 | 0
2029 | 2 | 15 | 10 | 1069.8074 | 19.8074
2029 | 2 | 15 | 11 | 1085.8448 | 35.8448
2029 | 2 | 15 | 12 | 1093.2943 | 43.2943
2029 | 2 | 15 | 13 | 1092.9032 | 42.9032
2029 | 2 | 15 | 14 | 1088.8742 | 38.8742
2029 | 2 | 15 | 15 | 1080.769 | 30.769
2029 | 2 | 15 | 16 | 1081.3158 | 31.3158
2029 | 2 | 15 | 17 | 1088.3346 | 38.3346
2029 | 2 | 15 | 18 | 1094.8255 | 44.8255
2029 | 2 | 15 | 19 | 1117.1491 | 67.1491
2029 | 2 | 15 | 20 | 1106.1245 | 56.1245
2029 | 2 | 15 | 21 | 1078.0486 | 28.0486
2029 | 2 | 15 | 22 | 1041.8474 | 0
2029 | 2 | 15 | 23 | 1013.4871 | 0
2029 | 2 | 16 | 0 | 972.1419 | 0
2029 | 2 | 16 | 1 | 940.2939 | 0
2029 | 2 | 16 | 2 | 918.4652 | 0
2029 | 2 | 16 | 3 | 906.4286 | 0
2029 | 2 | 16 | 4 | 902.3584 | 0
2029 | 2 | 16 | 5 | 908.9079 | 0
2029 | 2 | 16 | 6 | 937.5187 | 0
2029 | 2 | 16 | 7 | 992.8457 | 0
2029 | 2 | 16 | 8 | 1047.2495 | 0
2029 | 2 | 16 | 9 | 1097.719 | 47.719
2029 | 2 | 16 | 10 | 1127.1252 | 77.1252
2029 | 2 | 16 | 11 | 1145.5821 | 95.5821
2029 | 2 | 16 | 12 | 1154.8815 | 104.8815
2029 | 2 | 16 | 13 | 1149.2733 | 99.2733
2029 | 2 | 16 | 14 | 1144.9271 | 94.9271
2029 | 2 | 16 | 15 | 1143.1975 | 93.1975
2029 | 2 | 16 | 16 | 1135.2357 | 85.2357
2029 | 2 | 16 | 17 | 1135.4192 | 85.4192
2029 | 2 | 16 | 18 | 1147.8219 | 97.8219
2029 | 2 | 16 | 19 | 1172.3128 | 122.3128
2029 | 2 | 16 | 20 | 1155.4133 | 105.4133
2029 | 2 | 16 | 21 | 1131.6111 | 81.6111
2029 | 2 | 16 | 22 | 1107.0574 | 57.0574
2029 | 2 | 16 | 23 | 1080.7582 | 30.7582
2029 | 2 | 17 | 0 | 1042.8311 | 0
2029 | 2 | 17 | 1 | 987.9173 | 0
2029 | 2 | 17 | 2 | 933.0035 | 0
2029 | 2 | 17 | 3 | 914.8284 | 0
2029 | 2 | 17 | 4 | 905.5648 | 0
2029 | 2 | 17 | 5 | 904.61 | 0
2029 | 2 | 17 | 6 | 917.5256 | 0
2029 | 2 | 17 | 7 | 937.3808 | 0
2029 | 2 | 17 | 8 | 943.0189 | 0
2029 | 2 | 17 | 9 | 971.3441 | 0
2029 | 2 | 17 | 10 | 1006.7286 | 0
2029 | 2 | 17 | 11 | 1035.0105 | 0
2029 | 2 | 17 | 12 | 1053.6918 | 3.6918
2029 | 2 | 17 | 13 | 1060.6988 | 10.6988
2029 | 2 | 17 | 14 | 1053.7861 | 3.7861
2029 | 2 | 17 | 15 | 1044.0286 | 0
2029 | 2 | 17 | 16 | 1033.323 | 0
2029 | 2 | 17 | 17 | 1043.1454 | 0
2029 | 2 | 17 | 18 | 1052.9679 | 2.9679
2029 | 2 | 17 | 19 | 1084.0704 | 34.0704
2029 | 2 | 17 | 20 | 1065.5882 | 15.5882
2029 | 2 | 17 | 21 | 1041.3755 | 0
2029 | 2 | 17 | 22 | 1017.116 | 0
2029 | 2 | 17 | 23 | 999.4723 | 0
2029 | 2 | 18 | 0 | 973.5972 | 0
2029 | 2 | 18 | 1 | 965.52 | 0
2029 | 2 | 18 | 2 | 943.7012 | 0
2029 | 2 | 18 | 3 | 928.8639 | 0
2029 | 2 | 18 | 4 | 918.8576 | 0
2029 | 2 | 18 | 5 | 917.6734 | 0
2029 | 2 | 18 | 6 | 928.1087 | 0
2029 | 2 | 18 | 7 | 937.9643 | 0
2029 | 2 | 18 | 8 | 932.3603 | 0
2029 | 2 | 18 | 9 | 955.3627 | 0
2029 | 2 | 18 | 10 | 985.2314 | 0
2029 | 2 | 18 | 11 | 1012.524 | 0
2029 | 2 | 18 | 12 | 1036.1158 | 0
2029 | 2 | 18 | 13 | 1044.3453 | 0
2029 | 2 | 18 | 14 | 1038.5531 | 0
2029 | 2 | 18 | 15 | 1035.7266 | 0
2029 | 2 | 18 | 16 | 1039.1357 | 0
2029 | 2 | 18 | 17 | 1051.0757 | 1.0757
2029 | 2 | 18 | 18 | 1071.798 | 21.798
2029 | 2 | 18 | 19 | 1112.166 | 62.166
2029 | 2 | 18 | 20 | 1098.8291 | 48.8291
2029 | 2 | 18 | 21 | 1077.1526 | 27.1526
2029 | 2 | 18 | 22 | 1046.4485 | 0
2029 | 2 | 18 | 23 | 1015.9784 | 0
2029 | 2 | 19 | 0 | 990.6147 | 0
2029 | 2 | 19 | 1 | 976.1984 | 0
2029 | 2 | 19 | 2 | 961.7821 | 0
2029 | 2 | 19 | 3 | 944.3434 | 0
2029 | 2 | 19 | 4 | 935.3165 | 0
2029 | 2 | 19 | 5 | 936.0768 | 0
2029 | 2 | 19 | 6 | 952.3905 | 0
2029 | 2 | 19 | 7 | 969.3169 | 0
2029 | 2 | 19 | 8 | 960.3002 | 0
2029 | 2 | 19 | 9 | 972.3815 | 0
2029 | 2 | 19 | 10 | 994.5901 | 0
2029 | 2 | 19 | 11 | 1021.2414 | 0
2029 | 2 | 19 | 12 | 1042.6594 | 0
2029 | 2 | 19 | 13 | 1047.3777 | 0
2029 | 2 | 19 | 14 | 1036.7172 | 0
2029 | 2 | 19 | 15 | 1024.7464 | 0
2029 | 2 | 19 | 16 | 1025.1795 | 0
2029 | 2 | 19 | 17 | 1043.8453 | 0
2029 | 2 | 19 | 18 | 1073.5159 | 23.5159
2029 | 2 | 19 | 19 | 1118.8648 | 68.8648
2029 | 2 | 19 | 20 | 1112.4412 | 62.4412
2029 | 2 | 19 | 21 | 1095.511 | 45.511
2029 | 2 | 19 | 22 | 1063.5274 | 13.5274
2029 | 2 | 19 | 23 | 1032.3294 | 0
2029 | 2 | 20 | 0 | 1016.4063 | 0
2029 | 2 | 20 | 1 | 1026.713 | 0
2029 | 2 | 20 | 2 | 1000.4864 | 0
2029 | 2 | 20 | 3 | 984.48 | 0
2029 | 2 | 20 | 4 | 978.5084 | 0
2029 | 2 | 20 | 5 | 982.3248 | 0
2029 | 2 | 20 | 6 | 1006.7905 | 0
2029 | 2 | 20 | 7 | 1064.7175 | 14.7175
2029 | 2 | 20 | 8 | 1123.7801 | 73.7801
2029 | 2 | 20 | 9 | 1156.5004 | 106.5004
2029 | 2 | 20 | 10 | 1184.328 | 134.328
2029 | 2 | 20 | 11 | 1204.3786 | 154.3786
2029 | 2 | 20 | 12 | 1207.3224 | 157.3224
2029 | 2 | 20 | 13 | 1203.6304 | 153.6304
2029 | 2 | 20 | 14 | 1194.1443 | 144.1443
2029 | 2 | 20 | 15 | 1177.9119 | 127.9119
2029 | 2 | 20 | 16 | 1158.8029 | 108.8029
2029 | 2 | 20 | 17 | 1170.4516 | 120.4516
2029 | 2 | 20 | 18 | 1189.7572 | 139.7572
2029 | 2 | 20 | 19 | 1227.8306 | 177.8306
2029 | 2 | 20 | 20 | 1222.4195 | 172.4195
2029 | 2 | 20 | 21 | 1201.719 | 151.719
2029 | 2 | 20 | 22 | 1162.473 | 112.473
2029 | 2 | 20 | 23 | 1121.6497 | 71.6497
2029 | 2 | 21 | 0 | 1069.1241 | 19.1241
2029 | 2 | 21 | 1 | 1042.6781 | 0
2029 | 2 | 21 | 2 | 1017.7258 | 0
2029 | 2 | 21 | 3 | 1003.0794 | 0
2029 | 2 | 21 | 4 | 996.7821 | 0
2029 | 2 | 21 | 5 | 999.8848 | 0
2029 | 2 | 21 | 6 | 1023.7573 | 0
2029 | 2 | 21 | 7 | 1070.3334 | 20.3334
2029 | 2 | 21 | 8 | 1112.1419 | 62.1419
2029 | 2 | 21 | 9 | 1144.3078 | 94.3078
2029 | 2 | 21 | 10 | 1168.7761 | 118.7761
2029 | 2 | 21 | 11 | 1185.041 | 135.041
2029 | 2 | 21 | 12 | 1196.1016 | 146.1016
2029 | 2 | 21 | 13 | 1198.4993 | 148.4993
2029 | 2 | 21 | 14 | 1196.7601 | 146.7601
2029 | 2 | 21 | 15 | 1189.8295 | 139.8295
2029 | 2 | 21 | 16 | 1189.9481 | 139.9481
2029 | 2 | 21 | 17 | 1204.2722 | 154.2722
2029 | 2 | 21 | 18 | 1218.5963 | 168.5963
2029 | 2 | 21 | 19 | 1243.1818 | 193.1818
2029 | 2 | 21 | 20 | 1223.3047 | 173.3047
2029 | 2 | 21 | 21 | 1193.6396 | 143.6396
2029 | 2 | 21 | 22 | 1155.1592 | 105.1592
2029 | 2 | 21 | 23 | 1121.6335 | 71.6335
2029 | 2 | 22 | 0 | 1076.5368 | 26.5368
2029 | 2 | 22 | 1 | 1017.5554 | 0
2029 | 2 | 22 | 2 | 990.7455 | 0
2029 | 2 | 22 | 3 | 973.9711 | 0
2029 | 2 | 22 | 4 | 967.3767 | 0
2029 | 2 | 22 | 5 | 972.7489 | 0
2029 | 2 | 22 | 6 | 1003.8857 | 0
2029 | 2 | 22 | 7 | 1057.5839 | 7.5839
2029 | 2 | 22 | 8 | 1101.3094 | 51.3094
2029 | 2 | 22 | 9 | 1141.8176 | 91.8176
2029 | 2 | 22 | 10 | 1162.5836 | 112.5836
2029 | 2 | 22 | 11 | 1178.7467 | 128.7467
2029 | 2 | 22 | 12 | 1189.6532 | 139.6532
2029 | 2 | 22 | 13 | 1187.0508 | 137.0508
2029 | 2 | 22 | 14 | 1181.5275 | 131.5275
2029 | 2 | 22 | 15 | 1174.3269 | 124.3269
2029 | 2 | 22 | 16 | 1173.4624 | 123.4624
2029 | 2 | 22 | 17 | 1181.5781 | 131.5781
2029 | 2 | 22 | 18 | 1186.8002 | 136.8002
2029 | 2 | 22 | 19 | 1214.6604 | 164.6604
2029 | 2 | 22 | 20 | 1195.2967 | 145.2967
2029 | 2 | 22 | 21 | 1167.057 | 117.057
2029 | 2 | 22 | 22 | 1125.2944 | 75.2944
2029 | 2 | 22 | 23 | 1097.3278 | 47.3278
2029 | 2 | 23 | 0 | 1053.4586 | 3.4586
2029 | 2 | 23 | 1 | 1012.1609 | 0
2029 | 2 | 23 | 2 | 988.5831 | 0
2029 | 2 | 23 | 3 | 975.9469 | 0
2029 | 2 | 23 | 4 | 971.8027 | 0
2029 | 2 | 23 | 5 | 978.8181 | 0
2029 | 2 | 23 | 6 | 1007.3807 | 0
2029 | 2 | 23 | 7 | 1061.0348 | 11.0348
2029 | 2 | 23 | 8 | 1102.7742 | 52.7742
2029 | 2 | 23 | 9 | 1141.9076 | 91.9076
2029 | 2 | 23 | 10 | 1169.3258 | 119.3258
2029 | 2 | 23 | 11 | 1185.9853 | 135.9853
2029 | 2 | 23 | 12 | 1195.2891 | 145.2891
2029 | 2 | 23 | 13 | 1188.2034 | 138.2034
2029 | 2 | 23 | 14 | 1179.5338 | 129.5338
2029 | 2 | 23 | 15 | 1164.9721 | 114.9721
2029 | 2 | 23 | 16 | 1159.2048 | 109.2048
2029 | 2 | 23 | 17 | 1159.6818 | 109.6818
2029 | 2 | 23 | 18 | 1163.522 | 113.522
2029 | 2 | 23 | 19 | 1201.2795 | 151.2795
2029 | 2 | 23 | 20 | 1184.2788 | 134.2788
2029 | 2 | 23 | 21 | 1160.1303 | 110.1303
2029 | 2 | 23 | 22 | 1138.9446 | 88.9446
2029 | 2 | 23 | 23 | 1108.48 | 58.48
2029 | 2 | 24 | 0 | 1066.7152 | 16.7152
2029 | 2 | 24 | 1 | 961.5784 | 0
2029 | 2 | 24 | 2 | 936.8319 | 0
2029 | 2 | 24 | 3 | 919.4906 | 0
2029 | 2 | 24 | 4 | 911.2855 | 0
2029 | 2 | 24 | 5 | 910.5845 | 0
2029 | 2 | 24 | 6 | 918.8757 | 0
2029 | 2 | 24 | 7 | 935.9555 | 0
2029 | 2 | 24 | 8 | 952.2673 | 0
2029 | 2 | 24 | 9 | 979.1121 | 0
2029 | 2 | 24 | 10 | 1012.3633 | 0
2029 | 2 | 24 | 11 | 1038.2486 | 0
2029 | 2 | 24 | 12 | 1056.5289 | 6.5289
2029 | 2 | 24 | 13 | 1059.9657 | 9.9657
2029 | 2 | 24 | 14 | 1050.0171 | 0.01705
2029 | 2 | 24 | 15 | 1036.257 | 0
2029 | 2 | 24 | 16 | 1030.4884 | 0
2029 | 2 | 24 | 17 | 1039.2546 | 0
2029 | 2 | 24 | 18 | 1044.1265 | 0
2029 | 2 | 24 | 19 | 1081.5912 | 31.5912
2029 | 2 | 24 | 20 | 1060.9115 | 10.9115
2029 | 2 | 24 | 21 | 1038.0253 | 0
2029 | 2 | 24 | 22 | 1019.6645 | 0
2029 | 2 | 24 | 23 | 1001.0505 | 0
2029 | 2 | 25 | 0 | 972.0648 | 0
2029 | 2 | 25 | 1 | 909.2047 | 0
2029 | 2 | 25 | 2 | 882.7164 | 0
2029 | 2 | 25 | 3 | 865.322 | 0
2029 | 2 | 25 | 4 | 854.154 | 0
2029 | 2 | 25 | 5 | 845.6141 | 0
2029 | 2 | 25 | 6 | 843.6485 | 0
2029 | 2 | 25 | 7 | 854.4018 | 0
2029 | 2 | 25 | 8 | 872.4018 | 0
2029 | 2 | 25 | 9 | 901.5124 | 0
2029 | 2 | 25 | 10 | 933.1426 | 0
2029 | 2 | 25 | 11 | 968.1611 | 0
2029 | 2 | 25 | 12 | 994.9076 | 0
2029 | 2 | 25 | 13 | 1005.153 | 0
2029 | 2 | 25 | 14 | 1008.9425 | 0
2029 | 2 | 25 | 15 | 1009.2638 | 0
2029 | 2 | 25 | 16 | 1008.064 | 0
2029 | 2 | 25 | 17 | 1024.0243 | 0
2029 | 2 | 25 | 18 | 1030.0433 | 0
2029 | 2 | 25 | 19 | 1059.3621 | 9.3621
2029 | 2 | 25 | 20 | 1047.8076 | 0
2029 | 2 | 25 | 21 | 1026.5902 | 0
2029 | 2 | 25 | 22 | 1001.4988 | 0
2029 | 2 | 25 | 23 | 966.3109 | 0
2029 | 2 | 26 | 0 | 937.9042 | 0
2029 | 2 | 26 | 1 | 942.6396 | 0
2029 | 2 | 26 | 2 | 947.3749 | 0
2029 | 2 | 26 | 3 | 934.138 | 0
2029 | 2 | 26 | 4 | 926.4232 | 0
2029 | 2 | 26 | 5 | 933.159 | 0
2029 | 2 | 26 | 6 | 962.4141 | 0
2029 | 2 | 26 | 7 | 1013.2569 | 0
2029 | 2 | 26 | 8 | 1058.0429 | 8.0429
2029 | 2 | 26 | 9 | 1105.4927 | 55.4927
2029 | 2 | 26 | 10 | 1137.3232 | 87.3232
2029 | 2 | 26 | 11 | 1156.3422 | 106.3422
2029 | 2 | 26 | 12 | 1167.1476 | 117.1476
2029 | 2 | 26 | 13 | 1164.5541 | 114.5541
2029 | 2 | 26 | 14 | 1161.9192 | 111.9192
2029 | 2 | 26 | 15 | 1156.3446 | 106.3446
2029 | 2 | 26 | 16 | 1154.8556 | 104.8556
2029 | 2 | 26 | 17 | 1162.0101 | 112.0101
2029 | 2 | 26 | 18 | 1163.5427 | 113.5427
2029 | 2 | 26 | 19 | 1193.3932 | 143.3932
2029 | 2 | 26 | 20 | 1180.9687 | 130.9687
2029 | 2 | 26 | 21 | 1153.1764 | 103.1764
2029 | 2 | 26 | 22 | 1112.1022 | 62.1022
2029 | 2 | 26 | 23 | 1079.671 | 29.671
2029 | 2 | 27 | 0 | 1037.8807 | 0
2029 | 2 | 27 | 1 | 1012.2315 | 0
2029 | 2 | 27 | 2 | 989.3215 | 0
2029 | 2 | 27 | 3 | 975.8453 | 0
2029 | 2 | 27 | 4 | 968.7365 | 0
2029 | 2 | 27 | 5 | 974.0867 | 0
2029 | 2 | 27 | 6 | 1000.315 | 0
2029 | 2 | 27 | 7 | 1054.7673 | 4.7673
2029 | 2 | 27 | 8 | 1104.7264 | 54.7264
2029 | 2 | 27 | 9 | 1153.798 | 103.798
2029 | 2 | 27 | 10 | 1185.3505 | 135.3505
2029 | 2 | 27 | 11 | 1196.5926 | 146.5926
2029 | 2 | 27 | 12 | 1207.8347 | 157.8347
2029 | 2 | 27 | 13 | 1210.9877 | 160.9877
2029 | 2 | 27 | 14 | 1208.4754 | 158.4754
2029 | 2 | 27 | 15 | 1199.5805 | 149.5805
2029 | 2 | 27 | 16 | 1168.8813 | 118.8813
2029 | 2 | 27 | 17 | 1165.2276 | 115.2276
2029 | 2 | 27 | 18 | 1179.2037 | 129.2037
2029 | 2 | 27 | 19 | 1215.2573 | 165.2573
2029 | 2 | 27 | 20 | 1213.8 | 163.8
2029 | 2 | 27 | 21 | 1194.5093 | 144.5093
2029 | 2 | 27 | 22 | 1157.935 | 107.935
2029 | 2 | 27 | 23 | 1111.4909 | 61.4909
2029 | 2 | 28 | 0 | 1068.051 | 18.051
2029 | 2 | 28 | 1 | 1047.2602 | 0
2029 | 2 | 28 | 2 | 1024.7436 | 0
2029 | 2 | 28 | 3 | 1013.1525 | 0
2029 | 2 | 28 | 4 | 1007.5011 | 0
2029 | 2 | 28 | 5 | 1013.8758 | 0
2029 | 2 | 28 | 6 | 1037.6232 | 0
2029 | 2 | 28 | 7 | 1081.3165 | 31.3165
2029 | 2 | 28 | 8 | 1122.8192 | 72.8192
2029 | 2 | 28 | 9 | 1163.8795 | 113.8795
2029 | 2 | 28 | 10 | 1188.7343 | 138.7343
2029 | 2 | 28 | 11 | 1203.3404 | 153.3404
2029 | 2 | 28 | 12 | 1208.8139 | 158.8139
2029 | 2 | 28 | 13 | 1210.6032 | 160.6032
2029 | 2 | 28 | 14 | 1212.7914 | 162.7914
2029 | 2 | 28 | 15 | 1206.572 | 156.572
2029 | 2 | 28 | 16 | 1203.2775 | 153.2775
2029 | 2 | 28 | 17 | 1199.5132 | 149.5132
2029 | 2 | 28 | 18 | 1214.6022 | 164.6022
2029 | 2 | 28 | 19 | 1246.1002 | 196.1002
2029 | 2 | 28 | 20 | 1233.1708 | 183.1708
2029 | 2 | 28 | 21 | 1202.1843 | 152.1843
2029 | 2 | 28 | 22 | 1162.7057 | 112.7057
2029 | 2 | 28 | 23 | 1129.4478 | 79.4478
2029 | 3 | 1 | 0 | 1090.9457 | 40.9457
2029 | 3 | 1 | 1 | 1048.163 | 0
2029 | 3 | 1 | 2 | 1005.3803 | 0
2029 | 3 | 1 | 3 | 984.8955 | 0
2029 | 3 | 1 | 4 | 977.501 | 0
2029 | 3 | 1 | 5 | 970.1066 | 0
2029 | 3 | 1 | 6 | 1002.5238 | 0
2029 | 3 | 1 | 7 | 1057.3673 | 7.3673
2029 | 3 | 1 | 8 | 1096.7979 | 46.7979
2029 | 3 | 1 | 9 | 1143.8378 | 93.8378
2029 | 3 | 1 | 10 | 1166.9415 | 116.9415
2029 | 3 | 1 | 11 | 1181.665 | 131.665
2029 | 3 | 1 | 12 | 1188.9141 | 138.9141
2029 | 3 | 1 | 13 | 1181.5469 | 131.5469
2029 | 3 | 1 | 14 | 1169.704 | 119.704
2029 | 3 | 1 | 15 | 1159.8332 | 109.8332
2029 | 3 | 1 | 16 | 1154.7424 | 104.7424
2029 | 3 | 1 | 17 | 1158.4365 | 108.4365
2029 | 3 | 1 | 18 | 1173.6483 | 123.6483
2029 | 3 | 1 | 19 | 1175.4661 | 125.4661
2029 | 3 | 1 | 20 | 1177.2838 | 127.2838
2029 | 3 | 1 | 21 | 1147.0053 | 97.0053
2029 | 3 | 1 | 22 | 1105.8076 | 55.8076
2029 | 3 | 1 | 23 | 1076.2947 | 26.2947
2029 | 3 | 2 | 0 | 1037.6837 | 0
2029 | 3 | 2 | 1 | 1011.0643 | 0
2029 | 3 | 2 | 2 | 984.445 | 0
2029 | 3 | 2 | 3 | 966.0316 | 0
2029 | 3 | 2 | 4 | 957.8239 | 0
2029 | 3 | 2 | 5 | 963.4706 | 0
2029 | 3 | 2 | 6 | 989.3794 | 0
2029 | 3 | 2 | 7 | 1034.4892 | 0
2029 | 3 | 2 | 8 | 1064.6345 | 14.6345
2029 | 3 | 2 | 9 | 1110.9786 | 60.9786
2029 | 3 | 2 | 10 | 1128.3937 | 78.3937
2029 | 3 | 2 | 11 | 1138.8829 | 88.8829
2029 | 3 | 2 | 12 | 1149.372 | 99.372
2029 | 3 | 2 | 13 | 1142.6186 | 92.6186
2029 | 3 | 2 | 14 | 1143.1249 | 93.1249
2029 | 3 | 2 | 15 | 1135.734 | 85.734
2029 | 3 | 2 | 16 | 1128.105 | 78.105
2029 | 3 | 2 | 17 | 1108.3436 | 58.3436
2029 | 3 | 2 | 18 | 1110.8267 | 60.8267
2029 | 3 | 2 | 19 | 1141.2613 | 91.2613
2029 | 3 | 2 | 20 | 1145.5063 | 95.5063
2029 | 3 | 2 | 21 | 1128.0523 | 78.0523
2029 | 3 | 2 | 22 | 1098.9575 | 48.9575
2029 | 3 | 2 | 23 | 1078.1653 | 28.1653
2029 | 3 | 3 | 0 | 1048.1322 | 0
2029 | 3 | 3 | 1 | 969.0105 | 0
2029 | 3 | 3 | 2 | 947.7136 | 0
2029 | 3 | 3 | 3 | 925.9032 | 0
2029 | 3 | 3 | 4 | 914.602 | 0
2029 | 3 | 3 | 5 | 919.6374 | 0
2029 | 3 | 3 | 6 | 939.9004 | 0
2029 | 3 | 3 | 7 | 954.2578 | 0
2029 | 3 | 3 | 8 | 940.9895 | 0
2029 | 3 | 3 | 9 | 962.8248 | 0
2029 | 3 | 3 | 10 | 1007.9252 | 0
2029 | 3 | 3 | 11 | 1032.1524 | 0
2029 | 3 | 3 | 12 | 1048.8713 | 0
2029 | 3 | 3 | 13 | 1051.0992 | 1.0992
2029 | 3 | 3 | 14 | 1041.7945 | 0
2029 | 3 | 3 | 15 | 1029.9634 | 0
2029 | 3 | 3 | 16 | 1026.547 | 0
2029 | 3 | 3 | 17 | 1025.2641 | 0
2029 | 3 | 3 | 18 | 1032.7572 | 0
2029 | 3 | 3 | 19 | 1067.8583 | 17.8583
2029 | 3 | 3 | 20 | 1059.5719 | 9.5719
2029 | 3 | 3 | 21 | 1032.0698 | 0
2029 | 3 | 3 | 22 | 1006.0182 | 0
2029 | 3 | 3 | 23 | 993.2948 | 0
2029 | 3 | 4 | 0 | 976.9605 | 0
2029 | 3 | 4 | 1 | 953.454 | 0
2029 | 3 | 4 | 2 | 929.9955 | 0
2029 | 3 | 4 | 3 | 907.151 | 0
2029 | 3 | 4 | 4 | 891.2833 | 0
2029 | 3 | 4 | 5 | 885.4664 | 0
2029 | 3 | 4 | 6 | 887.3945 | 0
2029 | 3 | 4 | 7 | 889.3226 | 0
2029 | 3 | 4 | 8 | 895.0429 | 0
2029 | 3 | 4 | 9 | 923.3452 | 0
2029 | 3 | 4 | 10 | 964.385 | 0
2029 | 3 | 4 | 11 | 982.6561 | 0
2029 | 3 | 4 | 12 | 1000.9273 | 0
2029 | 3 | 4 | 13 | 1003.7674 | 0
2029 | 3 | 4 | 14 | 992.6303 | 0
2029 | 3 | 4 | 15 | 991.4212 | 0
2029 | 3 | 4 | 16 | 990.8472 | 0
2029 | 3 | 4 | 17 | 999.4676 | 0
2029 | 3 | 4 | 18 | 1008.0881 | 0
2029 | 3 | 4 | 19 | 1045.5415 | 0
2029 | 3 | 4 | 20 | 1042.9191 | 0
2029 | 3 | 4 | 21 | 1022.1581 | 0
2029 | 3 | 4 | 22 | 989.3421 | 0
2029 | 3 | 4 | 23 | 961.8095 | 0
2029 | 3 | 5 | 0 | 940.6816 | 0
2029 | 3 | 5 | 1 | 968.1057 | 0
2029 | 3 | 5 | 2 | 943.5173 | 0
2029 | 3 | 5 | 3 | 923.5015 | 0
2029 | 3 | 5 | 4 | 911.9814 | 0
2029 | 3 | 5 | 5 | 919.0601 | 0
2029 | 3 | 5 | 6 | 955.9916 | 0
2029 | 3 | 5 | 7 | 1004.5917 | 0
2029 | 3 | 5 | 8 | 1024.2208 | 0
2029 | 3 | 5 | 9 | 1068.9741 | 18.9741
2029 | 3 | 5 | 10 | 1097.1862 | 47.1862
2029 | 3 | 5 | 11 | 1111.4259 | 61.4259
2029 | 3 | 5 | 12 | 1123.0344 | 73.0344
2029 | 3 | 5 | 13 | 1123.3247 | 73.3247
2029 | 3 | 5 | 14 | 1118.5666 | 68.5666
2029 | 3 | 5 | 15 | 1115.2733 | 65.2733
2029 | 3 | 5 | 16 | 1111.6618 | 61.6618
2029 | 3 | 5 | 17 | 1114.1292 | 64.1292
2029 | 3 | 5 | 18 | 1113.8686 | 63.8686
2029 | 3 | 5 | 19 | 1143.7912 | 93.7912
2029 | 3 | 5 | 20 | 1133.2977 | 83.2977
2029 | 3 | 5 | 21 | 1099.996 | 49.996
2029 | 3 | 5 | 22 | 1047 | 0
2029 | 3 | 5 | 23 | 1019.9175 | 0
2029 | 3 | 6 | 0 | 984.3795 | 0
2029 | 3 | 6 | 1 | 953.6341 | 0
2029 | 3 | 6 | 2 | 939.1272 | 0
2029 | 3 | 6 | 3 | 926.5938 | 0
2029 | 3 | 6 | 4 | 920.3262 | 0
2029 | 3 | 6 | 5 | 930.1791 | 0
2029 | 3 | 6 | 6 | 964.556 | 0
2029 | 3 | 6 | 7 | 1018.1856 | 0
2029 | 3 | 6 | 8 | 1057.2411 | 7.2411
2029 | 3 | 6 | 9 | 1111.7502 | 61.7502
2029 | 3 | 6 | 10 | 1143.2599 | 93.2599
2029 | 3 | 6 | 11 | 1165.4099 | 115.4099
2029 | 3 | 6 | 12 | 1173.299 | 123.299
2029 | 3 | 6 | 13 | 1171.9917 | 121.9917
2029 | 3 | 6 | 14 | 1159.959 | 109.959
2029 | 3 | 6 | 15 | 1154.0095 | 104.0095
2029 | 3 | 6 | 16 | 1136.8705 | 86.8705
2029 | 3 | 6 | 17 | 1143.1627 | 93.1627
2029 | 3 | 6 | 18 | 1154.8182 | 104.8182
2029 | 3 | 6 | 19 | 1179.5946 | 129.5946
2029 | 3 | 6 | 20 | 1176.9297 | 126.9297
2029 | 3 | 6 | 21 | 1146.9799 | 96.9799
2029 | 3 | 6 | 22 | 1106.1136 | 56.1136
2029 | 3 | 6 | 23 | 1077.9226 | 27.9226
2029 | 3 | 7 | 0 | 1042.0428 | 0
2029 | 3 | 7 | 1 | 1017.3115 | 0
2029 | 3 | 7 | 2 | 999.2705 | 0
2029 | 3 | 7 | 3 | 988.4232 | 0
2029 | 3 | 7 | 4 | 977.5758 | 0
2029 | 3 | 7 | 5 | 988.8208 | 0
2029 | 3 | 7 | 6 | 1022.8621 | 0
2029 | 3 | 7 | 7 | 1066.2881 | 16.2881
2029 | 3 | 7 | 8 | 1098.3779 | 48.3779
2029 | 3 | 7 | 9 | 1128.613 | 78.613
2029 | 3 | 7 | 10 | 1144.6694 | 94.6694
2029 | 3 | 7 | 11 | 1154.5753 | 104.5753
2029 | 3 | 7 | 12 | 1156.0863 | 106.0863
2029 | 3 | 7 | 13 | 1149.7522 | 99.7522
2029 | 3 | 7 | 14 | 1139.7708 | 89.7708
2029 | 3 | 7 | 15 | 1131.8715 | 81.8715
2029 | 3 | 7 | 16 | 1131.3779 | 81.3779
2029 | 3 | 7 | 17 | 1136.71 | 86.71
2029 | 3 | 7 | 18 | 1159.5068 | 109.5068
2029 | 3 | 7 | 19 | 1175.0098 | 125.0098
2029 | 3 | 7 | 20 | 1190.5127 | 140.5127
2029 | 3 | 7 | 21 | 1169.5196 | 119.5196
2029 | 3 | 7 | 22 | 1129.9915 | 79.9915
2029 | 3 | 7 | 23 | 1096.7655 | 46.7655
2029 | 3 | 8 | 0 | 1051.7771 | 1.7771
2029 | 3 | 8 | 1 | 991.1057 | 0
2029 | 3 | 8 | 2 | 970.2982 | 0
2029 | 3 | 8 | 3 | 952.0913 | 0
2029 | 3 | 8 | 4 | 947.8049 | 0
2029 | 3 | 8 | 5 | 958.7545 | 0
2029 | 3 | 8 | 6 | 995.2293 | 0
2029 | 3 | 8 | 7 | 1044.1972 | 0
2029 | 3 | 8 | 8 | 1075.9077 | 25.9077
2029 | 3 | 8 | 9 | 1113.2011 | 63.2011
2029 | 3 | 8 | 10 | 1126.2005 | 76.2005
2029 | 3 | 8 | 11 | 1136.9103 | 86.9103
2029 | 3 | 8 | 12 | 1142.9608 | 92.9608
2029 | 3 | 8 | 13 | 1137.9194 | 87.9194
2029 | 3 | 8 | 14 | 1127.1693 | 77.1693
2029 | 3 | 8 | 15 | 1118.7128 | 68.7128
2029 | 3 | 8 | 16 | 1115.1531 | 65.1531
2029 | 3 | 8 | 17 | 1118.5635 | 68.5635
2029 | 3 | 8 | 18 | 1126.3821 | 76.3821
2029 | 3 | 8 | 19 | 1132.3705 | 82.3705
2029 | 3 | 8 | 20 | 1138.359 | 88.359
2029 | 3 | 8 | 21 | 1109.3992 | 59.3992
2029 | 3 | 8 | 22 | 1080.0585 | 30.0585
2029 | 3 | 8 | 23 | 1047.2711 | 0
2029 | 3 | 9 | 0 | 1009.4879 | 0
2029 | 3 | 9 | 1 | 976.308 | 0
2029 | 3 | 9 | 2 | 956.373 | 0
2029 | 3 | 9 | 3 | 937.2278 | 0
2029 | 3 | 9 | 4 | 930.5196 | 0
2029 | 3 | 9 | 5 | 942.7447 | 0
2029 | 3 | 9 | 6 | 982.777 | 0
2029 | 3 | 9 | 7 | 1035.3913 | 0
2029 | 3 | 9 | 8 | 1064.1514 | 14.1514
2029 | 3 | 9 | 9 | 1093.1062 | 43.1062
2029 | 3 | 9 | 10 | 1112.8293 | 62.8293
2029 | 3 | 9 | 11 | 1125.5289 | 75.5289
2029 | 3 | 9 | 12 | 1130.1703 | 80.1703
2029 | 3 | 9 | 13 | 1122.4967 | 72.4967
2029 | 3 | 9 | 14 | 1110.4413 | 60.4413
2029 | 3 | 9 | 15 | 1097.0332 | 47.0332
2029 | 3 | 9 | 16 | 1088.8728 | 38.8728
2029 | 3 | 9 | 17 | 1090.0779 | 40.0779
2029 | 3 | 9 | 18 | 1099.6399 | 49.6399
2029 | 3 | 9 | 19 | 1109.2019 | 59.2019
2029 | 3 | 9 | 20 | 1108.1812 | 58.1812
2029 | 3 | 9 | 21 | 1074.3966 | 24.3966
2029 | 3 | 9 | 22 | 1028.799 | 0
2029 | 3 | 9 | 23 | 1000.1022 | 0
2029 | 3 | 10 | 0 | 964.9396 | 0
2029 | 3 | 10 | 1 | 919.8569 | 0
2029 | 3 | 10 | 2 | 874.7742 | 0
2029 | 3 | 10 | 3 | 852.8189 | 0
2029 | 3 | 10 | 4 | 840.0214 | 0
2029 | 3 | 10 | 5 | 837.1115 | 0
2029 | 3 | 10 | 6 | 848.5307 | 0
2029 | 3 | 10 | 7 | 864.1272 | 0
2029 | 3 | 10 | 8 | 893.7852 | 0
2029 | 3 | 10 | 9 | 928.5219 | 0
2029 | 3 | 10 | 10 | 959.187 | 0
2029 | 3 | 10 | 11 | 982.2027 | 0
2029 | 3 | 10 | 12 | 1005.2184 | 0
2029 | 3 | 10 | 13 | 1004.554 | 0
2029 | 3 | 10 | 14 | 993.4218 | 0
2029 | 3 | 10 | 15 | 982.2897 | 0
2029 | 3 | 10 | 16 | 973.3948 | 0
2029 | 3 | 10 | 17 | 972.5188 | 0
2029 | 3 | 10 | 18 | 971.6427 | 0
2029 | 3 | 10 | 19 | 1001.9289 | 0
2029 | 3 | 10 | 20 | 999.2887 | 0
2029 | 3 | 10 | 21 | 966.717 | 0
2029 | 3 | 10 | 22 | 935.4856 | 0
2029 | 3 | 10 | 23 | 913.2491 | 0
2029 | 3 | 11 | 0 | 880.7124 | 0
2029 | 3 | 11 | 1 | 848.1756 | 0
2029 | 3 | 11 | 2 | 830.6027 | 0
2029 | 3 | 11 | 3 | 813.9656 | 0
2029 | 3 | 11 | 4 | 805.0549 | 0
2029 | 3 | 11 | 5 | 804.209 | 0
2029 | 3 | 11 | 6 | 812.3509 | 0
2029 | 3 | 11 | 7 | 821.1605 | 0
2029 | 3 | 11 | 8 | 838.1174 | 0
2029 | 3 | 11 | 9 | 865.4253 | 0
2029 | 3 | 11 | 10 | 901.3535 | 0
2029 | 3 | 11 | 11 | 924.5315 | 0
2029 | 3 | 11 | 12 | 947.7096 | 0
2029 | 3 | 11 | 13 | 947.1469 | 0
2029 | 3 | 11 | 14 | 946.4206 | 0
2029 | 3 | 11 | 15 | 941.4868 | 0
2029 | 3 | 11 | 16 | 938.9365 | 0
2029 | 3 | 11 | 17 | 947.0803 | 0
2029 | 3 | 11 | 18 | 951.5962 | 0
2029 | 3 | 11 | 19 | 976.8515 | 0
2029 | 3 | 11 | 20 | 980.041 | 0
2029 | 3 | 11 | 21 | 957.6548 | 0
2029 | 3 | 11 | 22 | 925.6945 | 0
2029 | 3 | 11 | 23 | 907.046 | 0
2029 | 3 | 12 | 0 | 883.585 | 0
2029 | 3 | 12 | 1 | 919.1863 | 0
2029 | 3 | 12 | 2 | 902.4811 | 0
2029 | 3 | 12 | 3 | 892.5835 | 0
2029 | 3 | 12 | 4 | 882.6859 | 0
2029 | 3 | 12 | 5 | 900.0386 | 0
2029 | 3 | 12 | 6 | 945.3229 | 0
2029 | 3 | 12 | 7 | 998.8454 | 0
2029 | 3 | 12 | 8 | 1021.9422 | 0
2029 | 3 | 12 | 9 | 1065.01 | 15.01
2029 | 3 | 12 | 10 | 1090.3734 | 40.3734
2029 | 3 | 12 | 11 | 1106.2451 | 56.2451
2029 | 3 | 12 | 12 | 1115.2863 | 65.2863
2029 | 3 | 12 | 13 | 1111.6175 | 61.6175
2029 | 3 | 12 | 14 | 1102.0641 | 52.0641
2029 | 3 | 12 | 15 | 1094.9982 | 44.9982
2029 | 3 | 12 | 16 | 1095.4816 | 45.4816
2029 | 3 | 12 | 17 | 1103.4523 | 53.4523
2029 | 3 | 12 | 18 | 1105.5129 | 55.5129
2029 | 3 | 12 | 19 | 1113.8694 | 63.8694
2029 | 3 | 12 | 20 | 1116.6384 | 66.6384
2029 | 3 | 12 | 21 | 1081.334 | 31.334
2029 | 3 | 12 | 22 | 1044.4819 | 0
2029 | 3 | 12 | 23 | 1012.5575 | 0
2029 | 3 | 13 | 0 | 978.4017 | 0
2029 | 3 | 13 | 1 | 939.6237 | 0
2029 | 3 | 13 | 2 | 920.9532 | 0
2029 | 3 | 13 | 3 | 911.5517 | 0
2029 | 3 | 13 | 4 | 905.5039 | 0
2029 | 3 | 13 | 5 | 918.3886 | 0
2029 | 3 | 13 | 6 | 957.162 | 0
2029 | 3 | 13 | 7 | 1011.3632 | 0
2029 | 3 | 13 | 8 | 1047.2536 | 0
2029 | 3 | 13 | 9 | 1091.0114 | 41.0114
2029 | 3 | 13 | 10 | 1116.9379 | 66.9379
2029 | 3 | 13 | 11 | 1142.8645 | 92.8645
2029 | 3 | 13 | 12 | 1148.0019 | 98.0019
2029 | 3 | 13 | 13 | 1145.6568 | 95.6568
2029 | 3 | 13 | 14 | 1131.3695 | 81.3695
2029 | 3 | 13 | 15 | 1121.8842 | 71.8842
2029 | 3 | 13 | 16 | 1095.1913 | 45.1913
2029 | 3 | 13 | 17 | 1099.4218 | 49.4218
2029 | 3 | 13 | 18 | 1103.2788 | 53.2788
2029 | 3 | 13 | 19 | 1124.9952 | 74.9952
2029 | 3 | 13 | 20 | 1129.3564 | 79.3564
2029 | 3 | 13 | 21 | 1099.3265 | 49.3265
2029 | 3 | 13 | 22 | 1057.7812 | 7.7812
2029 | 3 | 13 | 23 | 1022.4314 | 0
2029 | 3 | 14 | 0 | 986.1542 | 0
2029 | 3 | 14 | 1 | 961.6645 | 0
2029 | 3 | 14 | 2 | 944.6484 | 0
2029 | 3 | 14 | 3 | 938.7001 | 0
2029 | 3 | 14 | 4 | 935.0116 | 0
2029 | 3 | 14 | 5 | 945.5618 | 0
2029 | 3 | 14 | 6 | 988.368 | 0
2029 | 3 | 14 | 7 | 1035.3154 | 0
2029 | 3 | 14 | 8 | 1055.277 | 5.277
2029 | 3 | 14 | 9 | 1087.2736 | 37.2736
2029 | 3 | 14 | 10 | 1109.9547 | 59.9547
2029 | 3 | 14 | 11 | 1119.1681 | 69.1681
2029 | 3 | 14 | 12 | 1120.2421 | 70.2421
2029 | 3 | 14 | 13 | 1115.6446 | 65.6446
2029 | 3 | 14 | 14 | 1109.5417 | 59.5417
2029 | 3 | 14 | 15 | 1107.0974 | 57.0974
2029 | 3 | 14 | 16 | 1108.3524 | 58.3524
2029 | 3 | 14 | 17 | 1116.1917 | 66.1917
2029 | 3 | 14 | 18 | 1116.2685 | 66.2685
2029 | 3 | 14 | 19 | 1130.0592 | 80.0592
2029 | 3 | 14 | 20 | 1138.8114 | 88.8114
2029 | 3 | 14 | 21 | 1114.0021 | 64.0021
2029 | 3 | 14 | 22 | 1065.8378 | 15.8378
2029 | 3 | 14 | 23 | 1027.3672 | 0
2029 | 3 | 15 | 0 | 986.9221 | 0
2029 | 3 | 15 | 1 | 956.5551 | 0
2029 | 3 | 15 | 2 | 940.5811 | 0
2029 | 3 | 15 | 3 | 935.4596 | 0
2029 | 3 | 15 | 4 | 931.0167 | 0
2029 | 3 | 15 | 5 | 942.1979 | 0
2029 | 3 | 15 | 6 | 986.5023 | 0
2029 | 3 | 15 | 7 | 1037.9198 | 0
2029 | 3 | 15 | 8 | 1053.0024 | 3.0024
2029 | 3 | 15 | 9 | 1088.9515 | 38.9515
2029 | 3 | 15 | 10 | 1111.3209 | 61.3209
2029 | 3 | 15 | 11 | 1123.1028 | 73.1028
2029 | 3 | 15 | 12 | 1125.6538 | 75.6538
2029 | 3 | 15 | 13 | 1119.754 | 69.754
2029 | 3 | 15 | 14 | 1110.7191 | 60.7191
2029 | 3 | 15 | 15 | 1102.1322 | 52.1322
2029 | 3 | 15 | 16 | 1095.8756 | 45.8756
2029 | 3 | 15 | 17 | 1093.5927 | 43.5927
2029 | 3 | 15 | 18 | 1076.2699 | 26.2699
2029 | 3 | 15 | 19 | 1094.4463 | 44.4463
2029 | 3 | 15 | 20 | 1099.5975 | 49.5975
2029 | 3 | 15 | 21 | 1071.907 | 21.907
2029 | 3 | 15 | 22 | 1022.6807 | 0
2029 | 3 | 15 | 23 | 992.234 | 0
2029 | 3 | 16 | 0 | 965.2156 | 0
2029 | 3 | 16 | 1 | 917.5006 | 0
2029 | 3 | 16 | 2 | 899.8118 | 0
2029 | 3 | 16 | 3 | 891.2664 | 0
2029 | 3 | 16 | 4 | 885.4641 | 0
2029 | 3 | 16 | 5 | 901.9999 | 0
2029 | 3 | 16 | 6 | 955.7506 | 0
2029 | 3 | 16 | 7 | 1009.5014 | 0
2029 | 3 | 16 | 8 | 1031.3169 | 0
2029 | 3 | 16 | 9 | 1065.5474 | 15.5474
2029 | 3 | 16 | 10 | 1090.4559 | 40.4559
2029 | 3 | 16 | 11 | 1103.5464 | 53.5464
2029 | 3 | 16 | 12 | 1107.7654 | 57.7654
2029 | 3 | 16 | 13 | 1104.1848 | 54.1848
2029 | 3 | 16 | 14 | 1103.5787 | 53.5787
2029 | 3 | 16 | 15 | 1101.7058 | 51.7058
2029 | 3 | 16 | 16 | 1099.1675 | 49.1675
2029 | 3 | 16 | 17 | 1097.5833 | 47.5833
2029 | 3 | 16 | 18 | 1071.4973 | 21.4973
2029 | 3 | 16 | 19 | 1071.23 | 21.23
2029 | 3 | 16 | 20 | 1070.1105 | 20.1105
2029 | 3 | 16 | 21 | 1036.6827 | 0
2029 | 3 | 16 | 22 | 989.4914 | 0
2029 | 3 | 16 | 23 | 954.7142 | 0
2029 | 3 | 17 | 0 | 927.0015 | 0
2029 | 3 | 17 | 1 | 865.3939 | 0
2029 | 3 | 17 | 2 | 829.2665 | 0
2029 | 3 | 17 | 3 | 793.139 | 0
2029 | 3 | 17 | 4 | 784.2965 | 0
2029 | 3 | 17 | 5 | 780.45 | 0
2029 | 3 | 17 | 6 | 797.327 | 0
2029 | 3 | 17 | 7 | 814.2039 | 0
2029 | 3 | 17 | 8 | 843.1994 | 0
2029 | 3 | 17 | 9 | 882.477 | 0
2029 | 3 | 17 | 10 | 921.4454 | 0
2029 | 3 | 17 | 11 | 944.8571 | 0
2029 | 3 | 17 | 12 | 957.388 | 0
2029 | 3 | 17 | 13 | 952.4329 | 0
2029 | 3 | 17 | 14 | 943.0118 | 0
2029 | 3 | 17 | 15 | 936.4391 | 0
2029 | 3 | 17 | 16 | 934.8538 | 0
2029 | 3 | 17 | 17 | 937.7529 | 0
2029 | 3 | 17 | 18 | 925.9133 | 0
2029 | 3 | 17 | 19 | 935.3211 | 0
2029 | 3 | 17 | 20 | 937.6322 | 0
2029 | 3 | 17 | 21 | 908.0933 | 0
2029 | 3 | 17 | 22 | 881.6462 | 0
2029 | 3 | 17 | 23 | 863.2605 | 0
2029 | 3 | 18 | 0 | 843.7007 | 0
2029 | 3 | 18 | 1 | 794.3674 | 0
2029 | 3 | 18 | 2 | 780.9344 | 0
2029 | 3 | 18 | 3 | 774.6102 | 0
2029 | 3 | 18 | 4 | 764.4199 | 0
2029 | 3 | 18 | 5 | 762.5947 | 0
2029 | 3 | 18 | 6 | 774.3699 | 0
2029 | 3 | 18 | 7 | 781.0766 | 0
2029 | 3 | 18 | 8 | 794.3545 | 0
2029 | 3 | 18 | 9 | 826.7738 | 0
2029 | 3 | 18 | 10 | 864.7405 | 0
2029 | 3 | 18 | 11 | 882.8969 | 0
2029 | 3 | 18 | 12 | 901.0534 | 0
2029 | 3 | 18 | 13 | 901.1233 | 0
2029 | 3 | 18 | 14 | 895.3707 | 0
2029 | 3 | 18 | 15 | 893.2276 | 0
2029 | 3 | 18 | 16 | 888.6819 | 0
2029 | 3 | 18 | 17 | 899.4108 | 0
2029 | 3 | 18 | 18 | 894.8647 | 0
2029 | 3 | 18 | 19 | 918.6159 | 0
2029 | 3 | 18 | 20 | 934.1176 | 0
2029 | 3 | 18 | 21 | 917.284 | 0
2029 | 3 | 18 | 22 | 882.8215 | 0
2029 | 3 | 18 | 23 | 857.4193 | 0
2029 | 3 | 19 | 0 | 834.4492 | 0
2029 | 3 | 19 | 1 | 848.0126 | 0
2029 | 3 | 19 | 2 | 861.576 | 0
2029 | 3 | 19 | 3 | 858.3514 | 0
2029 | 3 | 19 | 4 | 856.7957 | 0
2029 | 3 | 19 | 5 | 874.8444 | 0
2029 | 3 | 19 | 6 | 926.5145 | 0
2029 | 3 | 19 | 7 | 984.5912 | 0
2029 | 3 | 19 | 8 | 1013.5941 | 0
2029 | 3 | 19 | 9 | 1057.7116 | 7.7116
2029 | 3 | 19 | 10 | 1081.7622 | 31.7622
2029 | 3 | 19 | 11 | 1094.1758 | 44.1758
2029 | 3 | 19 | 12 | 1097.9121 | 47.9121
2029 | 3 | 19 | 13 | 1094.5285 | 44.5285
2029 | 3 | 19 | 14 | 1089.4069 | 39.4069
2029 | 3 | 19 | 15 | 1085.2249 | 35.2249
2029 | 3 | 19 | 16 | 1092.3143 | 42.3143
2029 | 3 | 19 | 17 | 1102.5954 | 52.5954
2029 | 3 | 19 | 18 | 1091.8233 | 41.8233
2029 | 3 | 19 | 19 | 1094.1094 | 44.1094
2029 | 3 | 19 | 20 | 1099.5406 | 49.5406
2029 | 3 | 19 | 21 | 1070.6411 | 20.6411
2029 | 3 | 19 | 22 | 1020.7731 | 0
2029 | 3 | 19 | 23 | 985.065 | 0
2029 | 3 | 20 | 0 | 951.2508 | 0
2029 | 3 | 20 | 1 | 893.4784 | 0
2029 | 3 | 20 | 2 | 877.4426 | 0
2029 | 3 | 20 | 3 | 870.4272 | 0
2029 | 3 | 20 | 4 | 868.3898 | 0
2029 | 3 | 20 | 5 | 884.4327 | 0
2029 | 3 | 20 | 6 | 928.401 | 0
2029 | 3 | 20 | 7 | 985.1673 | 0
2029 | 3 | 20 | 8 | 1029.2428 | 0
2029 | 3 | 20 | 9 | 1071.3676 | 21.3676
2029 | 3 | 20 | 10 | 1094.1464 | 44.1464
2029 | 3 | 20 | 11 | 1109.2009 | 59.2009
2029 | 3 | 20 | 12 | 1111.3673 | 61.3673
2029 | 3 | 20 | 13 | 1105.86 | 55.86
2029 | 3 | 20 | 14 | 1095.0976 | 45.0976
2029 | 3 | 20 | 15 | 1086.8281 | 36.8281
2029 | 3 | 20 | 16 | 1070.1507 | 20.1507
2029 | 3 | 20 | 17 | 1072.2105 | 22.2105
2029 | 3 | 20 | 18 | 1070.4253 | 20.4253
2029 | 3 | 20 | 19 | 1081.6779 | 31.6779
2029 | 3 | 20 | 20 | 1085.7858 | 35.7858
2029 | 3 | 20 | 21 | 1052.4677 | 2.4677
2029 | 3 | 20 | 22 | 1007.3575 | 0
2029 | 3 | 20 | 23 | 971.1348 | 0
2029 | 3 | 21 | 0 | 940.0896 | 0
2029 | 3 | 21 | 1 | 921.1433 | 0
2029 | 3 | 21 | 2 | 902.4417 | 0
2029 | 3 | 21 | 3 | 892.0232 | 0
2029 | 3 | 21 | 4 | 886.5397 | 0
2029 | 3 | 21 | 5 | 901.1212 | 0
2029 | 3 | 21 | 6 | 946.7238 | 0
2029 | 3 | 21 | 7 | 997.8337 | 0
2029 | 3 | 21 | 8 | 1020.7098 | 0
2029 | 3 | 21 | 9 | 1048.3195 | 0
2029 | 3 | 21 | 10 | 1071.5929 | 21.5929
2029 | 3 | 21 | 11 | 1085.755 | 35.755
2029 | 3 | 21 | 12 | 1091.9241 | 41.9241
2029 | 3 | 21 | 13 | 1090.4303 | 40.4303
2029 | 3 | 21 | 14 | 1079.2496 | 29.2496
2029 | 3 | 21 | 15 | 1075.4728 | 25.4728
2029 | 3 | 21 | 16 | 1074.554 | 24.554
2029 | 3 | 21 | 17 | 1075.9157 | 25.9157
2029 | 3 | 21 | 18 | 1073.0351 | 23.0351
2029 | 3 | 21 | 19 | 1084.4418 | 34.4418
2029 | 3 | 21 | 20 | 1093.4891 | 43.4891
2029 | 3 | 21 | 21 | 1063.1075 | 13.1075
2029 | 3 | 21 | 22 | 1009.0511 | 0
2029 | 3 | 21 | 23 | 962.8461 | 0
2029 | 3 | 22 | 0 | 925.3616 | 0
2029 | 3 | 22 | 1 | 904.9294 | 0
2029 | 3 | 22 | 2 | 887.322 | 0
2029 | 3 | 22 | 3 | 877.8378 | 0
2029 | 3 | 22 | 4 | 873.4628 | 0
2029 | 3 | 22 | 5 | 891.0054 | 0
2029 | 3 | 22 | 6 | 944.9681 | 0
2029 | 3 | 22 | 7 | 998.9307 | 0
2029 | 3 | 22 | 8 | 1026.9804 | 0
2029 | 3 | 22 | 9 | 1060.8847 | 10.8847
2029 | 3 | 22 | 10 | 1080.5412 | 30.5412
2029 | 3 | 22 | 11 | 1091.2435 | 41.2435
2029 | 3 | 22 | 12 | 1088.7842 | 38.7842
2029 | 3 | 22 | 13 | 1083.9527 | 33.9527
2029 | 3 | 22 | 14 | 1076.8576 | 26.8576
2029 | 3 | 22 | 15 | 1068.8019 | 18.8019
2029 | 3 | 22 | 16 | 1066.6594 | 16.6594
2029 | 3 | 22 | 17 | 1060.3545 | 10.3545
2029 | 3 | 22 | 18 | 1042.0363 | 0
2029 | 3 | 22 | 19 | 1055.9965 | 5.9965
2029 | 3 | 22 | 20 | 1066.7393 | 16.7393
2029 | 3 | 22 | 21 | 1037.9691 | 0
2029 | 3 | 22 | 22 | 982.4422 | 0
2029 | 3 | 22 | 23 | 949.418 | 0
2029 | 3 | 23 | 0 | 921.0251 | 0
2029 | 3 | 23 | 1 | 908.9066 | 0
2029 | 3 | 23 | 2 | 900.3616 | 0
2029 | 3 | 23 | 3 | 895.1277 | 0
2029 | 3 | 23 | 4 | 894.456 | 0
2029 | 3 | 23 | 5 | 912.1856 | 0
2029 | 3 | 23 | 6 | 955.9622 | 0
2029 | 3 | 23 | 7 | 999.7388 | 0
2029 | 3 | 23 | 8 | 1033.7255 | 0
2029 | 3 | 23 | 9 | 1063.4204 | 13.4204
2029 | 3 | 23 | 10 | 1075.5775 | 25.5775
2029 | 3 | 23 | 11 | 1080.4642 | 30.4642
2029 | 3 | 23 | 12 | 1078.5557 | 28.5557
2029 | 3 | 23 | 13 | 1069.1346 | 19.1346
2029 | 3 | 23 | 14 | 1054.1127 | 4.1127
2029 | 3 | 23 | 15 | 1045.9565 | 0
2029 | 3 | 23 | 16 | 1042.5395 | 0
2029 | 3 | 23 | 17 | 1037.69 | 0
2029 | 3 | 23 | 18 | 1022.54 | 0
2029 | 3 | 23 | 19 | 1040.2839 | 0
2029 | 3 | 23 | 20 | 1051.2172 | 1.2172
2029 | 3 | 23 | 21 | 1021.6527 | 0
2029 | 3 | 23 | 22 | 995.902 | 0
2029 | 3 | 23 | 23 | 969.4195 | 0
2029 | 3 | 24 | 0 | 949.5109 | 0
2029 | 3 | 24 | 1 | 909.4956 | 0
2029 | 3 | 24 | 2 | 869.4803 | 0
2029 | 3 | 24 | 3 | 861.6276 | 0
2029 | 3 | 24 | 4 | 858.153 | 0
2029 | 3 | 24 | 5 | 872.6546 | 0
2029 | 3 | 24 | 6 | 907.4981 | 0
2029 | 3 | 24 | 7 | 910.9655 | 0
2029 | 3 | 24 | 8 | 914.4328 | 0
2029 | 3 | 24 | 9 | 944.9028 | 0
2029 | 3 | 24 | 10 | 974.5573 | 0
2029 | 3 | 24 | 11 | 991.1002 | 0
2029 | 3 | 24 | 12 | 995.2854 | 0
2029 | 3 | 24 | 13 | 990.1882 | 0
2029 | 3 | 24 | 14 | 973.3079 | 0
2029 | 3 | 24 | 15 | 966.0004 | 0
2029 | 3 | 24 | 16 | 960.6586 | 0
2029 | 3 | 24 | 17 | 961.3902 | 0
2029 | 3 | 24 | 18 | 959.8973 | 0
2029 | 3 | 24 | 19 | 971.0094 | 0
2029 | 3 | 24 | 20 | 985.363 | 0
2029 | 3 | 24 | 21 | 959.7544 | 0
2029 | 3 | 24 | 22 | 936.8091 | 0
2029 | 3 | 24 | 23 | 915.1752 | 0
2029 | 3 | 25 | 0 | 922.0965 | 0
2029 | 3 | 25 | 1 | 881.2257 | 0
2029 | 3 | 25 | 2 | 867.2592 | 0
2029 | 3 | 25 | 3 | 856.1231 | 0
2029 | 3 | 25 | 4 | 854.2647 | 0
2029 | 3 | 25 | 5 | 866.3224 | 0
2029 | 3 | 25 | 6 | 895.0165 | 0
2029 | 3 | 25 | 7 | 889.5865 | 0
2029 | 3 | 25 | 8 | 884.1566 | 0
2029 | 3 | 25 | 9 | 904.1139 | 0
2029 | 3 | 25 | 10 | 936.4659 | 0
2029 | 3 | 25 | 11 | 960.374 | 0
2029 | 3 | 25 | 12 | 974.0917 | 0
2029 | 3 | 25 | 13 | 979.3355 | 0
2029 | 3 | 25 | 14 | 970.8036 | 0
2029 | 3 | 25 | 15 | 966.5348 | 0
2029 | 3 | 25 | 16 | 973.0052 | 0
2029 | 3 | 25 | 17 | 981.5639 | 0
2029 | 3 | 25 | 18 | 982.4072 | 0
2029 | 3 | 25 | 19 | 992.0657 | 0
2029 | 3 | 25 | 20 | 1004.1715 | 0
2029 | 3 | 25 | 21 | 976.7929 | 0
2029 | 3 | 25 | 22 | 937.544 | 0
2029 | 3 | 25 | 23 | 914.233 | 0
2029 | 3 | 26 | 0 | 898.7728 | 0
2029 | 3 | 26 | 1 | 913.8565 | 0
2029 | 3 | 26 | 2 | 901.6553 | 0
2029 | 3 | 26 | 3 | 897.3762 | 0
2029 | 3 | 26 | 4 | 899.304 | 0
2029 | 3 | 26 | 5 | 921.2161 | 0
2029 | 3 | 26 | 6 | 976.3927 | 0
2029 | 3 | 26 | 7 | 1033.7191 | 0
2029 | 3 | 26 | 8 | 1071.4661 | 21.4661
2029 | 3 | 26 | 9 | 1102.6191 | 52.6191
2029 | 3 | 26 | 10 | 1119.8001 | 69.8001
2029 | 3 | 26 | 11 | 1125.1509 | 75.1509
2029 | 3 | 26 | 12 | 1122.3365 | 72.3365
2029 | 3 | 26 | 13 | 1116.8642 | 66.8642
2029 | 3 | 26 | 14 | 1107.2739 | 57.2739
2029 | 3 | 26 | 15 | 1100.4923 | 50.4923
2029 | 3 | 26 | 16 | 1103.1324 | 53.1324
2029 | 3 | 26 | 17 | 1106.9404 | 56.9404
2029 | 3 | 26 | 18 | 1095.3329 | 45.3329
2029 | 3 | 26 | 19 | 1100.5678 | 50.5678
2029 | 3 | 26 | 20 | 1116.0973 | 66.0973
2029 | 3 | 26 | 21 | 1087.4941 | 37.4941
2029 | 3 | 26 | 22 | 1041.7674 | 0
2029 | 3 | 26 | 23 | 997.4568 | 0
2029 | 3 | 27 | 0 | 959.5594 | 0
2029 | 3 | 27 | 1 | 928.8426 | 0
2029 | 3 | 27 | 2 | 916.2778 | 0
2029 | 3 | 27 | 3 | 913.3961 | 0
2029 | 3 | 27 | 4 | 915.4427 | 0
2029 | 3 | 27 | 5 | 937.8362 | 0
2029 | 3 | 27 | 6 | 993.934 | 0
2029 | 3 | 27 | 7 | 1054.8497 | 4.8497
2029 | 3 | 27 | 8 | 1096.113 | 46.113
2029 | 3 | 27 | 9 | 1130.4764 | 80.4764
2029 | 3 | 27 | 10 | 1147.4991 | 97.4991
2029 | 3 | 27 | 11 | 1158.0758 | 108.0758
2029 | 3 | 27 | 12 | 1151.9611 | 101.9611
2029 | 3 | 27 | 13 | 1143.7679 | 93.7679
2029 | 3 | 27 | 14 | 1129.7635 | 79.7635
2029 | 3 | 27 | 15 | 1117.7884 | 67.7884
2029 | 3 | 27 | 16 | 1106.1771 | 56.1771
2029 | 3 | 27 | 17 | 1110.6886 | 60.6886
2029 | 3 | 27 | 18 | 1108.6723 | 58.6723
2029 | 3 | 27 | 19 | 1109.3398 | 59.3398
2029 | 3 | 27 | 20 | 1120.9038 | 70.9038
2029 | 3 | 27 | 21 | 1089.5358 | 39.5358
2029 | 3 | 27 | 22 | 1046.3175 | 0
2029 | 3 | 27 | 23 | 995.7382 | 0
2029 | 3 | 28 | 0 | 954.8068 | 0
2029 | 3 | 28 | 1 | 926.4068 | 0
2029 | 3 | 28 | 2 | 911.5556 | 0
2029 | 3 | 28 | 3 | 906.857 | 0
2029 | 3 | 28 | 4 | 909.9396 | 0
2029 | 3 | 28 | 5 | 935.5176 | 0
2029 | 3 | 28 | 6 | 997.059 | 0
2029 | 3 | 28 | 7 | 1055.2702 | 5.2702
2029 | 3 | 28 | 8 | 1097.0056 | 47.0056
2029 | 3 | 28 | 9 | 1126.5147 | 76.5147
2029 | 3 | 28 | 10 | 1139.8953 | 89.8953
2029 | 3 | 28 | 11 | 1145.3772 | 95.3772
2029 | 3 | 28 | 12 | 1138.9696 | 88.9696
2029 | 3 | 28 | 13 | 1132.5833 | 82.5833
2029 | 3 | 28 | 14 | 1123.1027 | 73.1027
2029 | 3 | 28 | 15 | 1116.3328 | 66.3328
2029 | 3 | 28 | 16 | 1121.0526 | 71.0526
2029 | 3 | 28 | 17 | 1124.0339 | 74.0339
2029 | 3 | 28 | 18 | 1120.818 | 70.818
2029 | 3 | 28 | 19 | 1117.5797 | 67.5797
2029 | 3 | 28 | 20 | 1130.6415 | 80.6415
2029 | 3 | 28 | 21 | 1096.961 | 46.961
2029 | 3 | 28 | 22 | 1049.0587 | 0
2029 | 3 | 28 | 23 | 996.4388 | 0
2029 | 3 | 29 | 0 | 953.7121 | 0
2029 | 3 | 29 | 1 | 920.4107 | 0
2029 | 3 | 29 | 2 | 887.1093 | 0
2029 | 3 | 29 | 3 | 882.2278 | 0
2029 | 3 | 29 | 4 | 884.2408 | 0
2029 | 3 | 29 | 5 | 910.4266 | 0
2029 | 3 | 29 | 6 | 981.0718 | 0
2029 | 3 | 29 | 7 | 1051.7171 | 1.7171
2029 | 3 | 29 | 8 | 1086.0954 | 36.0954
2029 | 3 | 29 | 9 | 1115.3518 | 65.3518
2029 | 3 | 29 | 10 | 1128.7751 | 78.7751
2029 | 3 | 29 | 11 | 1136.3679 | 86.3679
2029 | 3 | 29 | 12 | 1132.125 | 82.125
2029 | 3 | 29 | 13 | 1127.1803 | 77.1803
2029 | 3 | 29 | 14 | 1115.8393 | 65.8393
2029 | 3 | 29 | 15 | 1107.2165 | 57.2165
2029 | 3 | 29 | 16 | 1110.9411 | 60.9411
2029 | 3 | 29 | 17 | 1114.4409 | 64.4409
2029 | 3 | 29 | 18 | 1092.0825 | 42.0825
2029 | 3 | 29 | 19 | 1080.1898 | 30.1898
2029 | 3 | 29 | 20 | 1088.4135 | 38.4135
2029 | 3 | 29 | 21 | 1054.4378 | 4.4378
2029 | 3 | 29 | 22 | 1000.545 | 0
2029 | 3 | 29 | 23 | 945.9364 | 0
2029 | 3 | 30 | 0 | 904.1777 | 0
2029 | 3 | 30 | 1 | 872.0707 | 0
2029 | 3 | 30 | 2 | 839.9638 | 0
2029 | 3 | 30 | 3 | 827.4867 | 0
2029 | 3 | 30 | 4 | 818.7166 | 0
2029 | 3 | 30 | 5 | 828.9044 | 0
2029 | 3 | 30 | 6 | 850.9938 | 0
2029 | 3 | 30 | 7 | 854.4571 | 0
2029 | 3 | 30 | 8 | 851.9371 | 0
2029 | 3 | 30 | 9 | 878.0911 | 0
2029 | 3 | 30 | 10 | 904.5716 | 0
2029 | 3 | 30 | 11 | 924.5967 | 0
2029 | 3 | 30 | 12 | 935.0926 | 0
2029 | 3 | 30 | 13 | 932.5908 | 0
2029 | 3 | 30 | 14 | 921.4976 | 0
2029 | 3 | 30 | 15 | 915.7432 | 0
2029 | 3 | 30 | 16 | 918.0191 | 0
2029 | 3 | 30 | 17 | 923.3465 | 0
2029 | 3 | 30 | 18 | 901.4663 | 0
2029 | 3 | 30 | 19 | 903.6686 | 0
2029 | 3 | 30 | 20 | 923.7601 | 0
2029 | 3 | 30 | 21 | 904.6132 | 0
2029 | 3 | 30 | 22 | 884.1555 | 0
2029 | 3 | 30 | 23 | 865.722 | 0
2029 | 3 | 31 | 0 | 852.4745 | 0
2029 | 3 | 31 | 1 | 836.9286 | 0
2029 | 3 | 31 | 2 | 821.3827 | 0
2029 | 3 | 31 | 3 | 814.9846 | 0
2029 | 3 | 31 | 4 | 814.2604 | 0
2029 | 3 | 31 | 5 | 831.1358 | 0
2029 | 3 | 31 | 6 | 874.3227 | 0
2029 | 3 | 31 | 7 | 884.8193 | 0
2029 | 3 | 31 | 8 | 895.3159 | 0
2029 | 3 | 31 | 9 | 924.8064 | 0
2029 | 3 | 31 | 10 | 958.8169 | 0
2029 | 3 | 31 | 11 | 979.31 | 0
2029 | 3 | 31 | 12 | 982.8306 | 0
2029 | 3 | 31 | 13 | 980.5001 | 0
2029 | 3 | 31 | 14 | 963.5331 | 0
2029 | 3 | 31 | 15 | 950.1033 | 0
2029 | 3 | 31 | 16 | 946.6708 | 0
2029 | 3 | 31 | 17 | 948.95 | 0
2029 | 3 | 31 | 18 | 921.7896 | 0
2029 | 3 | 31 | 19 | 926.8799 | 0
2029 | 3 | 31 | 20 | 943.0759 | 0
2029 | 3 | 31 | 21 | 912.1944 | 0
2029 | 3 | 31 | 22 | 881.1483 | 0
2029 | 3 | 31 | 23 | 847.6873 | 0
2029 | 4 | 1 | 0 | 827.6529 | 0
2029 | 4 | 1 | 1 | 799.8445 | 0
2029 | 4 | 1 | 2 | 782.7985 | 0
2029 | 4 | 1 | 3 | 779.5797 | 0
2029 | 4 | 1 | 4 | 783.5955 | 0
2029 | 4 | 1 | 5 | 796.1211 | 0
2029 | 4 | 1 | 6 | 824.0993 | 0
2029 | 4 | 1 | 7 | 825.94 | 0
2029 | 4 | 1 | 8 | 827.7806 | 0
2029 | 4 | 1 | 9 | 851.5887 | 0
2029 | 4 | 1 | 10 | 877.3945 | 0
2029 | 4 | 1 | 11 | 903.2895 | 0
2029 | 4 | 1 | 12 | 916.1019 | 0
2029 | 4 | 1 | 13 | 920.7923 | 0
2029 | 4 | 1 | 14 | 913.0286 | 0
2029 | 4 | 1 | 15 | 909.0009 | 0
2029 | 4 | 1 | 16 | 911.0904 | 0
2029 | 4 | 1 | 17 | 920.0436 | 0
2029 | 4 | 1 | 18 | 918.6631 | 0
2029 | 4 | 1 | 19 | 911.3907 | 0
2029 | 4 | 1 | 20 | 928.7734 | 0
2029 | 4 | 1 | 21 | 907.4036 | 0
2029 | 4 | 1 | 22 | 864.3318 | 0
2029 | 4 | 1 | 23 | 830.6518 | 0
2029 | 4 | 2 | 0 | 811.364 | 0
2029 | 4 | 2 | 1 | 813.1111 | 0
2029 | 4 | 2 | 2 | 814.8582 | 0
2029 | 4 | 2 | 3 | 797.3545 | 0
2029 | 4 | 2 | 4 | 788.1107 | 0
2029 | 4 | 2 | 5 | 801.7802 | 0
2029 | 4 | 2 | 6 | 855.4977 | 0
2029 | 4 | 2 | 7 | 895.8199 | 0
2029 | 4 | 2 | 8 | 904.6718 | 0
2029 | 4 | 2 | 9 | 934.5534 | 0
2029 | 4 | 2 | 10 | 966.6221 | 0
2029 | 4 | 2 | 11 | 983.755 | 0
2029 | 4 | 2 | 12 | 989.7789 | 0
2029 | 4 | 2 | 13 | 991.504 | 0
2029 | 4 | 2 | 14 | 980.3737 | 0
2029 | 4 | 2 | 15 | 972.641 | 0
2029 | 4 | 2 | 16 | 968.244 | 0
2029 | 4 | 2 | 17 | 963.9497 | 0
2029 | 4 | 2 | 18 | 937.4189 | 0
2029 | 4 | 2 | 19 | 941.8198 | 0
2029 | 4 | 2 | 20 | 960.4125 | 0
2029 | 4 | 2 | 21 | 932.9882 | 0
2029 | 4 | 2 | 22 | 882.1651 | 0
2029 | 4 | 2 | 23 | 840.7763 | 0
2029 | 4 | 3 | 0 | 808.8812 | 0
2029 | 4 | 3 | 1 | 797.4439 | 0
2029 | 4 | 3 | 2 | 778.1588 | 0
2029 | 4 | 3 | 3 | 774.8879 | 0
2029 | 4 | 3 | 4 | 780.2087 | 0
2029 | 4 | 3 | 5 | 810.9224 | 0
2029 | 4 | 3 | 6 | 885.9559 | 0
2029 | 4 | 3 | 7 | 960.9894 | 0
2029 | 4 | 3 | 8 | 992.5939 | 0
2029 | 4 | 3 | 9 | 1029.5557 | 0
2029 | 4 | 3 | 10 | 1060.5277 | 10.5277
2029 | 4 | 3 | 11 | 1077.7978 | 27.7978
2029 | 4 | 3 | 12 | 1075.8649 | 25.8649
2029 | 4 | 3 | 13 | 1076.7043 | 26.7043
2029 | 4 | 3 | 14 | 1065.8494 | 15.8494
2029 | 4 | 3 | 15 | 1057.7415 | 7.7415
2029 | 4 | 3 | 16 | 1046.4744 | 0
2029 | 4 | 3 | 17 | 1048.3662 | 0
2029 | 4 | 3 | 18 | 1031.4567 | 0
2029 | 4 | 3 | 19 | 1022.3766 | 0
2029 | 4 | 3 | 20 | 1032.8139 | 0
2029 | 4 | 3 | 21 | 999.0071 | 0
2029 | 4 | 3 | 22 | 937.1033 | 0
2029 | 4 | 3 | 23 | 881.4309 | 0
2029 | 4 | 4 | 0 | 837.63 | 0
2029 | 4 | 4 | 1 | 825.9354 | 0
2029 | 4 | 4 | 2 | 808.9187 | 0
2029 | 4 | 4 | 3 | 804.4422 | 0
2029 | 4 | 4 | 4 | 811.5621 | 0
2029 | 4 | 4 | 5 | 838.4307 | 0
2029 | 4 | 4 | 6 | 904.1802 | 0
2029 | 4 | 4 | 7 | 963.2932 | 0
2029 | 4 | 4 | 8 | 991.8539 | 0
2029 | 4 | 4 | 9 | 1024.5666 | 0
2029 | 4 | 4 | 10 | 1043.5131 | 0
2029 | 4 | 4 | 11 | 1048.4384 | 0
2029 | 4 | 4 | 12 | 1044.7065 | 0
2029 | 4 | 4 | 13 | 1044.0336 | 0
2029 | 4 | 4 | 14 | 1039.283 | 0
2029 | 4 | 4 | 15 | 1037.1049 | 0
2029 | 4 | 4 | 16 | 1046.3788 | 0
2029 | 4 | 4 | 17 | 1052.1947 | 2.1947
2029 | 4 | 4 | 18 | 1044.5239 | 0
2029 | 4 | 4 | 19 | 1024.5626 | 0
2029 | 4 | 4 | 20 | 1031.1614 | 0
2029 | 4 | 4 | 21 | 1000.2742 | 0
2029 | 4 | 4 | 22 | 946.7219 | 0
2029 | 4 | 4 | 23 | 897.4408 | 0
2029 | 4 | 5 | 0 | 858.5434 | 0
2029 | 4 | 5 | 1 | 816.677 | 0
2029 | 4 | 5 | 2 | 797.247 | 0
2029 | 4 | 5 | 3 | 790.893 | 0
2029 | 4 | 5 | 4 | 794.7647 | 0
2029 | 4 | 5 | 5 | 822.2459 | 0
2029 | 4 | 5 | 6 | 893.765 | 0
2029 | 4 | 5 | 7 | 965.2842 | 0
2029 | 4 | 5 | 8 | 996.3296 | 0
2029 | 4 | 5 | 9 | 1025.6511 | 0
2029 | 4 | 5 | 10 | 1035.5656 | 0
2029 | 4 | 5 | 11 | 1037.0529 | 0
2029 | 4 | 5 | 12 | 1033.1958 | 0
2029 | 4 | 5 | 13 | 1030.0355 | 0
2029 | 4 | 5 | 14 | 1022.6156 | 0
2029 | 4 | 5 | 15 | 1013.6892 | 0
2029 | 4 | 5 | 16 | 1011.6747 | 0
2029 | 4 | 5 | 17 | 1002.2249 | 0
2029 | 4 | 5 | 18 | 970.9369 | 0
2029 | 4 | 5 | 19 | 974.3783 | 0
2029 | 4 | 5 | 20 | 996.2306 | 0
2029 | 4 | 5 | 21 | 970.4094 | 0
2029 | 4 | 5 | 22 | 913.766 | 0
2029 | 4 | 5 | 23 | 858.7692 | 0
2029 | 4 | 6 | 0 | 816.4792 | 0
2029 | 4 | 6 | 1 | 838.4374 | 0
2029 | 4 | 6 | 2 | 820.26 | 0
2029 | 4 | 6 | 3 | 818.6819 | 0
2029 | 4 | 6 | 4 | 825.2765 | 0
2029 | 4 | 6 | 5 | 847.9644 | 0
2029 | 4 | 6 | 6 | 905.7538 | 0
2029 | 4 | 6 | 7 | 963.5432 | 0
2029 | 4 | 6 | 8 | 974.7314 | 0
2029 | 4 | 6 | 9 | 999.194 | 0
2029 | 4 | 6 | 10 | 1018.2521 | 0
2029 | 4 | 6 | 11 | 1025.4681 | 0
2029 | 4 | 6 | 12 | 1025.6985 | 0
2029 | 4 | 6 | 13 | 1024.3148 | 0
2029 | 4 | 6 | 14 | 1014.9093 | 0
2029 | 4 | 6 | 15 | 1002.9637 | 0
2029 | 4 | 6 | 16 | 997.4539 | 0
2029 | 4 | 6 | 17 | 994.4434 | 0
2029 | 4 | 6 | 18 | 965.4296 | 0
2029 | 4 | 6 | 19 | 966.3944 | 0
2029 | 4 | 6 | 20 | 986.4572 | 0
2029 | 4 | 6 | 21 | 960.2373 | 0
2029 | 4 | 6 | 22 | 910.1496 | 0
2029 | 4 | 6 | 23 | 872.2091 | 0
2029 | 4 | 7 | 0 | 841.907 | 0
2029 | 4 | 7 | 1 | 813.936 | 0
2029 | 4 | 7 | 2 | 785.965 | 0
2029 | 4 | 7 | 3 | 781.269 | 0
2029 | 4 | 7 | 4 | 778.7984 | 0
2029 | 4 | 7 | 5 | 784.6725 | 0
2029 | 4 | 7 | 6 | 802.2843 | 0
2029 | 4 | 7 | 7 | 815.7487 | 0
2029 | 4 | 7 | 8 | 825.7162 | 0
2029 | 4 | 7 | 9 | 850.6638 | 0
2029 | 4 | 7 | 10 | 880.5962 | 0
2029 | 4 | 7 | 11 | 898.6447 | 0
2029 | 4 | 7 | 12 | 905.2412 | 0
2029 | 4 | 7 | 13 | 903.3029 | 0
2029 | 4 | 7 | 14 | 892.0192 | 0
2029 | 4 | 7 | 15 | 881.7477 | 0
2029 | 4 | 7 | 16 | 878.3176 | 0
2029 | 4 | 7 | 17 | 878.8907 | 0
2029 | 4 | 7 | 18 | 856.6433 | 0
2029 | 4 | 7 | 19 | 853.8379 | 0
2029 | 4 | 7 | 20 | 871.2384 | 0
2029 | 4 | 7 | 21 | 850.6643 | 0
2029 | 4 | 7 | 22 | 813.2813 | 0
2029 | 4 | 7 | 23 | 793.1793 | 0
2029 | 4 | 8 | 0 | 774.9262 | 0
2029 | 4 | 8 | 1 | 764.8934 | 0
2029 | 4 | 8 | 2 | 752.4742 | 0
2029 | 4 | 8 | 3 | 746.5189 | 0
2029 | 4 | 8 | 4 | 744.6442 | 0
2029 | 4 | 8 | 5 | 752.2311 | 0
2029 | 4 | 8 | 6 | 769.1219 | 0
2029 | 4 | 8 | 7 | 776.7366 | 0
2029 | 4 | 8 | 8 | 780.7684 | 0
2029 | 4 | 8 | 9 | 801.4789 | 0
2029 | 4 | 8 | 10 | 828.7096 | 0
2029 | 4 | 8 | 11 | 855.5323 | 0
2029 | 4 | 8 | 12 | 872.2538 | 0
2029 | 4 | 8 | 13 | 878.8222 | 0
2029 | 4 | 8 | 14 | 872.6257 | 0
2029 | 4 | 8 | 15 | 870.6542 | 0
2029 | 4 | 8 | 16 | 873.5698 | 0
2029 | 4 | 8 | 17 | 881.7666 | 0
2029 | 4 | 8 | 18 | 870.1647 | 0
2029 | 4 | 8 | 19 | 873.2319 | 0
2029 | 4 | 8 | 20 | 897.2576 | 0
2029 | 4 | 8 | 21 | 879.1289 | 0
2029 | 4 | 8 | 22 | 847.7681 | 0
2029 | 4 | 8 | 23 | 822.4418 | 0
2029 | 4 | 9 | 0 | 799.9936 | 0
2029 | 4 | 9 | 1 | 811.7643 | 0
2029 | 4 | 9 | 2 | 799.1496 | 0
2029 | 4 | 9 | 3 | 798.5411 | 0
2029 | 4 | 9 | 4 | 804.7198 | 0
2029 | 4 | 9 | 5 | 832.7761 | 0
2029 | 4 | 9 | 6 | 893.2453 | 0
2029 | 4 | 9 | 7 | 953.7145 | 0
2029 | 4 | 9 | 8 | 984.4194 | 0
2029 | 4 | 9 | 9 | 1018.198 | 0
2029 | 4 | 9 | 10 | 1045.3106 | 0
2029 | 4 | 9 | 11 | 1057.6379 | 7.6379
2029 | 4 | 9 | 12 | 1059.4186 | 9.4186
2029 | 4 | 9 | 13 | 1059.8318 | 9.8318
2029 | 4 | 9 | 14 | 1051.7369 | 1.7369
2029 | 4 | 9 | 15 | 1048.0633 | 0
2029 | 4 | 9 | 16 | 1050.7085 | 0.70847
2029 | 4 | 9 | 17 | 1051.4567 | 1.4567
2029 | 4 | 9 | 18 | 1025.52 | 0
2029 | 4 | 9 | 19 | 1017.0666 | 0
2029 | 4 | 9 | 20 | 1037.7494 | 0
2029 | 4 | 9 | 21 | 1010.0002 | 0
2029 | 4 | 9 | 22 | 953.4361 | 0
2029 | 4 | 9 | 23 | 903.6512 | 0
2029 | 4 | 10 | 0 | 863.3398 | 0
2029 | 4 | 10 | 1 | 830.8112 | 0
2029 | 4 | 10 | 2 | 813.8608 | 0
2029 | 4 | 10 | 3 | 809.0025 | 0
2029 | 4 | 10 | 4 | 812.1087 | 0
2029 | 4 | 10 | 5 | 836.9535 | 0
2029 | 4 | 10 | 6 | 894.0411 | 0
2029 | 4 | 10 | 7 | 957.1075 | 0
2029 | 4 | 10 | 8 | 993.6973 | 0
2029 | 4 | 10 | 9 | 1024.1919 | 0
2029 | 4 | 10 | 10 | 1050.9697 | 0.9697
2029 | 4 | 10 | 11 | 1064.7087 | 14.7087
2029 | 4 | 10 | 12 | 1063.0371 | 13.0371
2029 | 4 | 10 | 13 | 1061.7903 | 11.7903
2029 | 4 | 10 | 14 | 1052.2087 | 2.2087
2029 | 4 | 10 | 15 | 1046.3153 | 0
2029 | 4 | 10 | 16 | 1036.9335 | 0
2029 | 4 | 10 | 17 | 1038.1216 | 0
2029 | 4 | 10 | 18 | 1026.1503 | 0
2029 | 4 | 10 | 19 | 1012.264 | 0
2029 | 4 | 10 | 20 | 1029.0306 | 0
2029 | 4 | 10 | 21 | 995.4772 | 0
2029 | 4 | 10 | 22 | 934.9876 | 0
2029 | 4 | 10 | 23 | 881.624 | 0
2029 | 4 | 11 | 0 | 869.9873 | 0
2029 | 4 | 11 | 1 | 885.9497 | 0
2029 | 4 | 11 | 2 | 872.2125 | 0
2029 | 4 | 11 | 3 | 870.8165 | 0
2029 | 4 | 11 | 4 | 875.7011 | 0
2029 | 4 | 11 | 5 | 900.9928 | 0
2029 | 4 | 11 | 6 | 949.4123 | 0
2029 | 4 | 11 | 7 | 998.3852 | 0
2029 | 4 | 11 | 8 | 1037.5479 | 0
2029 | 4 | 11 | 9 | 1065.9793 | 15.9793
2029 | 4 | 11 | 10 | 1088.0127 | 38.0127
2029 | 4 | 11 | 11 | 1098.2984 | 48.2984
2029 | 4 | 11 | 12 | 1096.4297 | 46.4297
2029 | 4 | 11 | 13 | 1092.6487 | 42.6487
2029 | 4 | 11 | 14 | 1085.5933 | 35.5933
2029 | 4 | 11 | 15 | 1081.2412 | 31.2412
2029 | 4 | 11 | 16 | 1086.9706 | 36.9706
2029 | 4 | 11 | 17 | 1092.6657 | 42.6657
2029 | 4 | 11 | 18 | 1096.0619 | 46.0619
2029 | 4 | 11 | 19 | 1086.6053 | 36.6053
2029 | 4 | 11 | 20 | 1101.6537 | 51.6537
2029 | 4 | 11 | 21 | 1075.905 | 25.905
2029 | 4 | 11 | 22 | 1030.1398 | 0
2029 | 4 | 11 | 23 | 986.0448 | 0
2029 | 4 | 12 | 0 | 949.6718 | 0
2029 | 4 | 12 | 1 | 919.1407 | 0
2029 | 4 | 12 | 2 | 888.6096 | 0
2029 | 4 | 12 | 3 | 884.9517 | 0
2029 | 4 | 12 | 4 | 885.6751 | 0
2029 | 4 | 12 | 5 | 904.5239 | 0
2029 | 4 | 12 | 6 | 949.5461 | 0
2029 | 4 | 12 | 7 | 994.2325 | 0
2029 | 4 | 12 | 8 | 1044.6379 | 0
2029 | 4 | 12 | 9 | 1077.3642 | 27.3642
2029 | 4 | 12 | 10 | 1091.125 | 41.125
2029 | 4 | 12 | 11 | 1094.6196 | 44.6196
2029 | 4 | 12 | 12 | 1090.8019 | 40.8019
2029 | 4 | 12 | 13 | 1083.3018 | 33.3018
2029 | 4 | 12 | 14 | 1074.0166 | 24.0166
2029 | 4 | 12 | 15 | 1066.3398 | 16.3398
2029 | 4 | 12 | 16 | 1063.9107 | 13.9107
2029 | 4 | 12 | 17 | 1062.7985 | 12.7985
2029 | 4 | 12 | 18 | 1041.579 | 0
2029 | 4 | 12 | 19 | 1032.6527 | 0
2029 | 4 | 12 | 20 | 1061.1099 | 11.1099
2029 | 4 | 12 | 21 | 1044.9361 | 0
2029 | 4 | 12 | 22 | 1000.6689 | 0
2029 | 4 | 12 | 23 | 960.4571 | 0
2029 | 4 | 13 | 0 | 927.8574 | 0
2029 | 4 | 13 | 1 | 905.3957 | 0
2029 | 4 | 13 | 2 | 890.0538 | 0
2029 | 4 | 13 | 3 | 884.9076 | 0
2029 | 4 | 13 | 4 | 886.1762 | 0
2029 | 4 | 13 | 5 | 906.5357 | 0
2029 | 4 | 13 | 6 | 953.4348 | 0
2029 | 4 | 13 | 7 | 998.5628 | 0
2029 | 4 | 13 | 8 | 1030.0835 | 0
2029 | 4 | 13 | 9 | 1056.9625 | 6.9625
2029 | 4 | 13 | 10 | 1075.8646 | 25.8646
2029 | 4 | 13 | 11 | 1082.588 | 32.588
2029 | 4 | 13 | 12 | 1083.2344 | 33.2344
2029 | 4 | 13 | 13 | 1079.5448 | 29.5448
2029 | 4 | 13 | 14 | 1069.9495 | 19.9495
2029 | 4 | 13 | 15 | 1058.2705 | 8.2705
2029 | 4 | 13 | 16 | 1046.7943 | 0
2029 | 4 | 13 | 17 | 1036.3166 | 0
2029 | 4 | 13 | 18 | 1010.0436 | 0
2029 | 4 | 13 | 19 | 1004.723 | 0
2029 | 4 | 13 | 20 | 1032.9525 | 0
2029 | 4 | 13 | 21 | 1010.5284 | 0
2029 | 4 | 13 | 22 | 969.7867 | 0
2029 | 4 | 13 | 23 | 930.2825 | 0
2029 | 4 | 14 | 0 | 899.081 | 0
2029 | 4 | 14 | 1 | 858.7355 | 0
2029 | 4 | 14 | 2 | 818.3901 | 0
2029 | 4 | 14 | 3 | 809.677 | 0
2029 | 4 | 14 | 4 | 807.4952 | 0
2029 | 4 | 14 | 5 | 814.802 | 0
2029 | 4 | 14 | 6 | 833.515 | 0
2029 | 4 | 14 | 7 | 845.5695 | 0
2029 | 4 | 14 | 8 | 852.1542 | 0
2029 | 4 | 14 | 9 | 883.0218 | 0
2029 | 4 | 14 | 10 | 921.7958 | 0
2029 | 4 | 14 | 11 | 943.4565 | 0
2029 | 4 | 14 | 12 | 950.9478 | 0
2029 | 4 | 14 | 13 | 952.362 | 0
2029 | 4 | 14 | 14 | 941.7915 | 0
2029 | 4 | 14 | 15 | 931.1269 | 0
2029 | 4 | 14 | 16 | 926.6259 | 0
2029 | 4 | 14 | 17 | 926.6662 | 0
2029 | 4 | 14 | 18 | 909.2432 | 0
2029 | 4 | 14 | 19 | 892.4544 | 0
2029 | 4 | 14 | 20 | 923.0239 | 0
2029 | 4 | 14 | 21 | 905.7853 | 0
2029 | 4 | 14 | 22 | 869.2261 | 0
2029 | 4 | 14 | 23 | 844.4502 | 0
2029 | 4 | 15 | 0 | 822.7524 | 0
2029 | 4 | 15 | 1 | 788.6601 | 0
2029 | 4 | 15 | 2 | 772.7471 | 0
2029 | 4 | 15 | 3 | 762.6511 | 0
2029 | 4 | 15 | 4 | 758.8304 | 0
2029 | 4 | 15 | 5 | 764.9776 | 0
2029 | 4 | 15 | 6 | 776.6551 | 0
2029 | 4 | 15 | 7 | 778.6244 | 0
2029 | 4 | 15 | 8 | 780.5936 | 0
2029 | 4 | 15 | 9 | 803.0904 | 0
2029 | 4 | 15 | 10 | 834.4437 | 0
2029 | 4 | 15 | 11 | 861.778 | 0
2029 | 4 | 15 | 12 | 879.3652 | 0
2029 | 4 | 15 | 13 | 891.8849 | 0
2029 | 4 | 15 | 14 | 889.8905 | 0
2029 | 4 | 15 | 15 | 882.9454 | 0
2029 | 4 | 15 | 16 | 886.7611 | 0
2029 | 4 | 15 | 17 | 892.8188 | 0
2029 | 4 | 15 | 18 | 875.6935 | 0
2029 | 4 | 15 | 19 | 871.8464 | 0
2029 | 4 | 15 | 20 | 904.3145 | 0
2029 | 4 | 15 | 21 | 891.2522 | 0
2029 | 4 | 15 | 22 | 850.6404 | 0
2029 | 4 | 15 | 23 | 822.8207 | 0
2029 | 4 | 16 | 0 | 797.4166 | 0
2029 | 4 | 16 | 1 | 823.3063 | 0
2029 | 4 | 16 | 2 | 810.4643 | 0
2029 | 4 | 16 | 3 | 805.9831 | 0
2029 | 4 | 16 | 4 | 810.0876 | 0
2029 | 4 | 16 | 5 | 832.6211 | 0
2029 | 4 | 16 | 6 | 885.2847 | 0
2029 | 4 | 16 | 7 | 938.8371 | 0
2029 | 4 | 16 | 8 | 962.2066 | 0
2029 | 4 | 16 | 9 | 993.6687 | 0
2029 | 4 | 16 | 10 | 1018.8629 | 0
2029 | 4 | 16 | 11 | 1029.5459 | 0
2029 | 4 | 16 | 12 | 1033.2669 | 0
2029 | 4 | 16 | 13 | 1031.9795 | 0
2029 | 4 | 16 | 14 | 1026.6792 | 0
2029 | 4 | 16 | 15 | 1020.8497 | 0
2029 | 4 | 16 | 16 | 1021.2227 | 0
2029 | 4 | 16 | 17 | 1022.4353 | 0
2029 | 4 | 16 | 18 | 1001.9016 | 0
2029 | 4 | 16 | 19 | 990.6645 | 0
2029 | 4 | 16 | 20 | 1023.2212 | 0
2029 | 4 | 16 | 21 | 1005.6957 | 0
2029 | 4 | 16 | 22 | 956.2909 | 0
2029 | 4 | 16 | 23 | 911.8304 | 0
2029 | 4 | 17 | 0 | 874.1751 | 0
2029 | 4 | 17 | 1 | 854.492 | 0
2029 | 4 | 17 | 2 | 838.3271 | 0
2029 | 4 | 17 | 3 | 832.9475 | 0
2029 | 4 | 17 | 4 | 835.382 | 0
2029 | 4 | 17 | 5 | 857.8636 | 0
2029 | 4 | 17 | 6 | 904.5508 | 0
2029 | 4 | 17 | 7 | 961.0767 | 0
2029 | 4 | 17 | 8 | 1005.3077 | 0
2029 | 4 | 17 | 9 | 1038.7901 | 0
2029 | 4 | 17 | 10 | 1067.5012 | 17.5012
2029 | 4 | 17 | 11 | 1082.4972 | 32.4972
2029 | 4 | 17 | 12 | 1084.6749 | 34.6749
2029 | 4 | 17 | 13 | 1082.1135 | 32.1135
2029 | 4 | 17 | 14 | 1074.2217 | 24.2217
2029 | 4 | 17 | 15 | 1066.3836 | 16.3836
2029 | 4 | 17 | 16 | 1050.7764 | 0.77638
2029 | 4 | 17 | 17 | 1052.6176 | 2.6176
2029 | 4 | 17 | 18 | 1043.7141 | 0
2029 | 4 | 17 | 19 | 1026.4693 | 0
2029 | 4 | 17 | 20 | 1053.8811 | 3.8811
2029 | 4 | 17 | 21 | 1030.709 | 0
2029 | 4 | 17 | 22 | 978.182 | 0
2029 | 4 | 17 | 23 | 928.3811 | 0
2029 | 4 | 18 | 0 | 888.3249 | 0
2029 | 4 | 18 | 1 | 867.3814 | 0
2029 | 4 | 18 | 2 | 850.8019 | 0
2029 | 4 | 18 | 3 | 843.2855 | 0
2029 | 4 | 18 | 4 | 844.4364 | 0
2029 | 4 | 18 | 5 | 865.4002 | 0
2029 | 4 | 18 | 6 | 911.6542 | 0
2029 | 4 | 18 | 7 | 962.5851 | 0
2029 | 4 | 18 | 8 | 1006.9209 | 0
2029 | 4 | 18 | 9 | 1036.3485 | 0
2029 | 4 | 18 | 10 | 1060.6631 | 10.6631
2029 | 4 | 18 | 11 | 1071.0172 | 21.0172
2029 | 4 | 18 | 12 | 1073.3931 | 23.3931
2029 | 4 | 18 | 13 | 1071.5652 | 21.5652
2029 | 4 | 18 | 14 | 1066.0997 | 16.0997
2029 | 4 | 18 | 15 | 1060.5493 | 10.5493
2029 | 4 | 18 | 16 | 1061.4418 | 11.4418
2029 | 4 | 18 | 17 | 1060.9175 | 10.9175
2029 | 4 | 18 | 18 | 1051.3205 | 1.3205
2029 | 4 | 18 | 19 | 1037.018 | 0
2029 | 4 | 18 | 20 | 1061.785 | 11.785
2029 | 4 | 18 | 21 | 1037.1019 | 0
2029 | 4 | 18 | 22 | 985.2889 | 0
2029 | 4 | 18 | 23 | 936.3347 | 0
2029 | 4 | 19 | 0 | 895.8937 | 0
2029 | 4 | 19 | 1 | 858.3807 | 0
2029 | 4 | 19 | 2 | 842.6296 | 0
2029 | 4 | 19 | 3 | 834.7175 | 0
2029 | 4 | 19 | 4 | 835.7942 | 0
2029 | 4 | 19 | 5 | 857.4412 | 0
2029 | 4 | 19 | 6 | 904.785 | 0
2029 | 4 | 19 | 7 | 958.0982 | 0
2029 | 4 | 19 | 8 | 993.8445 | 0
2029 | 4 | 19 | 9 | 1026.2876 | 0
2029 | 4 | 19 | 10 | 1050.0929 | 0.092898
2029 | 4 | 19 | 11 | 1061.9242 | 11.9242
2029 | 4 | 19 | 12 | 1066.4145 | 16.4145
2029 | 4 | 19 | 13 | 1065.4897 | 15.4897
2029 | 4 | 19 | 14 | 1060.0258 | 10.0258
2029 | 4 | 19 | 15 | 1054.6013 | 4.6013
2029 | 4 | 19 | 16 | 1053.7399 | 3.7399
2029 | 4 | 19 | 17 | 1049.0256 | 0
2029 | 4 | 19 | 18 | 1020.639 | 0
2029 | 4 | 19 | 19 | 1002.7374 | 0
2029 | 4 | 19 | 20 | 1030.4721 | 0
2029 | 4 | 19 | 21 | 1006.7216 | 0
2029 | 4 | 19 | 22 | 954.9182 | 0
2029 | 4 | 19 | 23 | 911.5345 | 0
2029 | 4 | 20 | 0 | 876.5969 | 0
2029 | 4 | 20 | 1 | 849.7414 | 0
2029 | 4 | 20 | 2 | 822.8858 | 0
2029 | 4 | 20 | 3 | 817.0077 | 0
2029 | 4 | 20 | 4 | 818.9574 | 0
2029 | 4 | 20 | 5 | 838.6882 | 0
2029 | 4 | 20 | 6 | 885.2712 | 0
2029 | 4 | 20 | 7 | 928.1531 | 0
2029 | 4 | 20 | 8 | 971.0351 | 0
2029 | 4 | 20 | 9 | 1003.0603 | 0
2029 | 4 | 20 | 10 | 1026.7257 | 0
2029 | 4 | 20 | 11 | 1037.4038 | 0
2029 | 4 | 20 | 12 | 1039.7761 | 0
2029 | 4 | 20 | 13 | 1037.4284 | 0
2029 | 4 | 20 | 14 | 1029.5041 | 0
2029 | 4 | 20 | 15 | 1020.7433 | 0
2029 | 4 | 20 | 16 | 1011.9949 | 0
2029 | 4 | 20 | 17 | 1003.306 | 0
2029 | 4 | 20 | 18 | 976.9437 | 0
2029 | 4 | 20 | 19 | 964.6008 | 0
2029 | 4 | 20 | 20 | 984.0317 | 0
2029 | 4 | 20 | 21 | 970.5391 | 0
2029 | 4 | 20 | 22 | 928.132 | 0
2029 | 4 | 20 | 23 | 887.812 | 0
2029 | 4 | 21 | 0 | 853.9807 | 0
2029 | 4 | 21 | 1 | 815.241 | 0
2029 | 4 | 21 | 2 | 776.5013 | 0
2029 | 4 | 21 | 3 | 766.2836 | 0
2029 | 4 | 21 | 4 | 762.6716 | 0
2029 | 4 | 21 | 5 | 774.4865 | 0
2029 | 4 | 21 | 6 | 794.7683 | 0
2029 | 4 | 21 | 7 | 810.7655 | 0
2029 | 4 | 21 | 8 | 826.7628 | 0
2029 | 4 | 21 | 9 | 861.9133 | 0
2029 | 4 | 21 | 10 | 903.0072 | 0
2029 | 4 | 21 | 11 | 926.7754 | 0
2029 | 4 | 21 | 12 | 933.9342 | 0
2029 | 4 | 21 | 13 | 930.0969 | 0
2029 | 4 | 21 | 14 | 919.2728 | 0
2029 | 4 | 21 | 15 | 908.9594 | 0
2029 | 4 | 21 | 16 | 908.4454 | 0
2029 | 4 | 21 | 17 | 917.1243 | 0
2029 | 4 | 21 | 18 | 896.9428 | 0
2029 | 4 | 21 | 19 | 878.586 | 0
2029 | 4 | 21 | 20 | 896.6206 | 0
2029 | 4 | 21 | 21 | 882.7937 | 0
2029 | 4 | 21 | 22 | 841.0215 | 0
2029 | 4 | 21 | 23 | 807.687 | 0
2029 | 4 | 22 | 0 | 779.7269 | 0
2029 | 4 | 22 | 1 | 774.0648 | 0
2029 | 4 | 22 | 2 | 756.7414 | 0
2029 | 4 | 22 | 3 | 747.1888 | 0
2029 | 4 | 22 | 4 | 745.7017 | 0
2029 | 4 | 22 | 5 | 750.3189 | 0
2029 | 4 | 22 | 6 | 760.5123 | 0
2029 | 4 | 22 | 7 | 765.6407 | 0
2029 | 4 | 22 | 8 | 770.7692 | 0
2029 | 4 | 22 | 9 | 795.0402 | 0
2029 | 4 | 22 | 10 | 825.6669 | 0
2029 | 4 | 22 | 11 | 854.0559 | 0
2029 | 4 | 22 | 12 | 871.5748 | 0
2029 | 4 | 22 | 13 | 876.1444 | 0
2029 | 4 | 22 | 14 | 872.9011 | 0
2029 | 4 | 22 | 15 | 870.6026 | 0
2029 | 4 | 22 | 16 | 873.4317 | 0
2029 | 4 | 22 | 17 | 881.668 | 0
2029 | 4 | 22 | 18 | 872.4919 | 0
2029 | 4 | 22 | 19 | 869.2023 | 0
2029 | 4 | 22 | 20 | 894.8493 | 0
2029 | 4 | 22 | 21 | 891.8926 | 0
2029 | 4 | 22 | 22 | 852.237 | 0
2029 | 4 | 22 | 23 | 817.6373 | 0
2029 | 4 | 23 | 0 | 791.8357 | 0
2029 | 4 | 23 | 1 | 776.8549 | 0
2029 | 4 | 23 | 2 | 762.2838 | 0
2029 | 4 | 23 | 3 | 757.942 | 0
2029 | 4 | 23 | 4 | 761.2167 | 0
2029 | 4 | 23 | 5 | 785.7191 | 0
2029 | 4 | 23 | 6 | 838.2461 | 0
2029 | 4 | 23 | 7 | 900.6548 | 0
2029 | 4 | 23 | 8 | 940.4457 | 0
2029 | 4 | 23 | 9 | 976.6001 | 0
2029 | 4 | 23 | 10 | 1004.9217 | 0
2029 | 4 | 23 | 11 | 1020.5518 | 0
2029 | 4 | 23 | 12 | 1026.0203 | 0
2029 | 4 | 23 | 13 | 1027.6409 | 0
2029 | 4 | 23 | 14 | 1024.3756 | 0
2029 | 4 | 23 | 15 | 1021.2849 | 0
2029 | 4 | 23 | 16 | 1023.8006 | 0
2029 | 4 | 23 | 17 | 1027.4307 | 0
2029 | 4 | 23 | 18 | 1008.8628 | 0
2029 | 4 | 23 | 19 | 989.6686 | 0
2029 | 4 | 23 | 20 | 998.5165 | 0
2029 | 4 | 23 | 21 | 982.6601 | 0
2029 | 4 | 23 | 22 | 927.7216 | 0
2029 | 4 | 23 | 23 | 878.0164 | 0
2029 | 4 | 24 | 0 | 837.5645 | 0
2029 | 4 | 24 | 1 | 818.8286 | 0
2029 | 4 | 24 | 2 | 802.4785 | 0
2029 | 4 | 24 | 3 | 796.6643 | 0
2029 | 4 | 24 | 4 | 797.4906 | 0
2029 | 4 | 24 | 5 | 825.7785 | 0
2029 | 4 | 24 | 6 | 878.7612 | 0
2029 | 4 | 24 | 7 | 931.7439 | 0
2029 | 4 | 24 | 8 | 982.1887 | 0
2029 | 4 | 24 | 9 | 1008.3166 | 0
2029 | 4 | 24 | 10 | 1030.7993 | 0
2029 | 4 | 24 | 11 | 1042.6393 | 0
2029 | 4 | 24 | 12 | 1042.6481 | 0
2029 | 4 | 24 | 13 | 1041.2137 | 0
2029 | 4 | 24 | 14 | 1031.5578 | 0
2029 | 4 | 24 | 15 | 1023.7277 | 0
2029 | 4 | 24 | 16 | 1011.3938 | 0
2029 | 4 | 24 | 17 | 1013.5086 | 0
2029 | 4 | 24 | 18 | 1006.3923 | 0
2029 | 4 | 24 | 19 | 996.4336 | 0
2029 | 4 | 24 | 20 | 1005.0712 | 0
2029 | 4 | 24 | 21 | 979.7259 | 0
2029 | 4 | 24 | 22 | 920.3985 | 0
2029 | 4 | 24 | 23 | 867.5621 | 0
2029 | 4 | 25 | 0 | 826.6126 | 0
2029 | 4 | 25 | 1 | 815.8515 | 0
2029 | 4 | 25 | 2 | 800.2173 | 0
2029 | 4 | 25 | 3 | 795.7555 | 0
2029 | 4 | 25 | 4 | 799.744 | 0
2029 | 4 | 25 | 5 | 825.5348 | 0
2029 | 4 | 25 | 6 | 866.8663 | 0
2029 | 4 | 25 | 7 | 908.1978 | 0
2029 | 4 | 25 | 8 | 945.1086 | 0
2029 | 4 | 25 | 9 | 965.2048 | 0
2029 | 4 | 25 | 10 | 982.7803 | 0
2029 | 4 | 25 | 11 | 989.2928 | 0
2029 | 4 | 25 | 12 | 982.5434 | 0
2029 | 4 | 25 | 13 | 979.7507 | 0
2029 | 4 | 25 | 14 | 971.6723 | 0
2029 | 4 | 25 | 15 | 961.9092 | 0
2029 | 4 | 25 | 16 | 964.668 | 0
2029 | 4 | 25 | 17 | 962.0556 | 0
2029 | 4 | 25 | 18 | 958.0959 | 0
2029 | 4 | 25 | 19 | 935.934 | 0
2029 | 4 | 25 | 20 | 953.8742 | 0
2029 | 4 | 25 | 21 | 935.5335 | 0
2029 | 4 | 25 | 22 | 891.9655 | 0
2029 | 4 | 25 | 23 | 853.0772 | 0
2029 | 4 | 26 | 0 | 825.6835 | 0
2029 | 4 | 26 | 1 | 801.4964 | 0
2029 | 4 | 26 | 2 | 777.3093 | 0
2029 | 4 | 26 | 3 | 773.0378 | 0
2029 | 4 | 26 | 4 | 775.6786 | 0
2029 | 4 | 26 | 5 | 799.1492 | 0
2029 | 4 | 26 | 6 | 846.6736 | 0
2029 | 4 | 26 | 7 | 894.1981 | 0
2029 | 4 | 26 | 8 | 937.424 | 0
2029 | 4 | 26 | 9 | 980.6499 | 0
2029 | 4 | 26 | 10 | 1010.6229 | 0
2029 | 4 | 26 | 11 | 1030.9341 | 0
2029 | 4 | 26 | 12 | 1045.6502 | 0
2029 | 4 | 26 | 13 | 1057.0516 | 7.0516
2029 | 4 | 26 | 14 | 1059.0035 | 9.0035
2029 | 4 | 26 | 15 | 1058.6648 | 8.6648
2029 | 4 | 26 | 16 | 1054.1876 | 4.1876
2029 | 4 | 26 | 17 | 1038.9372 | 0
2029 | 4 | 26 | 18 | 1013.8845 | 0
2029 | 4 | 26 | 19 | 996.7305 | 0
2029 | 4 | 26 | 20 | 997.3353 | 0
2029 | 4 | 26 | 21 | 984.0036 | 0
2029 | 4 | 26 | 22 | 930.9211 | 0
2029 | 4 | 26 | 23 | 884.5161 | 0
2029 | 4 | 27 | 0 | 832.4053 | 0
2029 | 4 | 27 | 1 | 780.2944 | 0
2029 | 4 | 27 | 2 | 762.4521 | 0
2029 | 4 | 27 | 3 | 755.5195 | 0
2029 | 4 | 27 | 4 | 758.4389 | 0
2029 | 4 | 27 | 5 | 783.4565 | 0
2029 | 4 | 27 | 6 | 837.1167 | 0
2029 | 4 | 27 | 7 | 890.7769 | 0
2029 | 4 | 27 | 8 | 941.7891 | 0
2029 | 4 | 27 | 9 | 975.6984 | 0
2029 | 4 | 27 | 10 | 1000.0661 | 0
2029 | 4 | 27 | 11 | 1009.9955 | 0
2029 | 4 | 27 | 12 | 1012.8516 | 0
2029 | 4 | 27 | 13 | 1009.3164 | 0
2029 | 4 | 27 | 14 | 1002.6577 | 0
2029 | 4 | 27 | 15 | 996.4301 | 0
2029 | 4 | 27 | 16 | 993.8339 | 0
2029 | 4 | 27 | 17 | 989.6757 | 0
2029 | 4 | 27 | 18 | 962.9415 | 0
2029 | 4 | 27 | 19 | 945.3394 | 0
2029 | 4 | 27 | 20 | 966.0772 | 0
2029 | 4 | 27 | 21 | 956.185 | 0
2029 | 4 | 27 | 22 | 907.3607 | 0
2029 | 4 | 27 | 23 | 857.3265 | 0
2029 | 4 | 28 | 0 | 818.1498 | 0
2029 | 4 | 28 | 1 | 789.4145 | 0
2029 | 4 | 28 | 2 | 760.6791 | 0
2029 | 4 | 28 | 3 | 755.8323 | 0
2029 | 4 | 28 | 4 | 755.2564 | 0
2029 | 4 | 28 | 5 | 762.9111 | 0
2029 | 4 | 28 | 6 | 774.388 | 0
2029 | 4 | 28 | 7 | 781.6867 | 0
2029 | 4 | 28 | 8 | 788.9854 | 0
2029 | 4 | 28 | 9 | 807.9705 | 0
2029 | 4 | 28 | 10 | 833.6927 | 0
2029 | 4 | 28 | 11 | 851.719 | 0
2029 | 4 | 28 | 12 | 861.4679 | 0
2029 | 4 | 28 | 13 | 856.9038 | 0
2029 | 4 | 28 | 14 | 846.1317 | 0
2029 | 4 | 28 | 15 | 829.0208 | 0
2029 | 4 | 28 | 16 | 825.8714 | 0
2029 | 4 | 28 | 17 | 819.7389 | 0
2029 | 4 | 28 | 18 | 800.2417 | 0
2029 | 4 | 28 | 19 | 794.3616 | 0
2029 | 4 | 28 | 20 | 813.0092 | 0
2029 | 4 | 28 | 21 | 811.119 | 0
2029 | 4 | 28 | 22 | 795.8099 | 0
2029 | 4 | 28 | 23 | 781.4149 | 0
2029 | 4 | 29 | 0 | 767.578 | 0
2029 | 4 | 29 | 1 | 728.0033 | 0
2029 | 4 | 29 | 2 | 708.6651 | 0
2029 | 4 | 29 | 3 | 697.4482 | 0
2029 | 4 | 29 | 4 | 691.1885 | 0
2029 | 4 | 29 | 5 | 698.795 | 0
2029 | 4 | 29 | 6 | 703.881 | 0
2029 | 4 | 29 | 7 | 717.4278 | 0
2029 | 4 | 29 | 8 | 730.9747 | 0
2029 | 4 | 29 | 9 | 770.1125 | 0
2029 | 4 | 29 | 10 | 805.1737 | 0
2029 | 4 | 29 | 11 | 833.0475 | 0
2029 | 4 | 29 | 12 | 849.962 | 0
2029 | 4 | 29 | 13 | 853.2791 | 0
2029 | 4 | 29 | 14 | 850.8805 | 0
2029 | 4 | 29 | 15 | 851.4176 | 0
2029 | 4 | 29 | 16 | 862.3039 | 0
2029 | 4 | 29 | 17 | 867.1516 | 0
2029 | 4 | 29 | 18 | 854.2899 | 0
2029 | 4 | 29 | 19 | 836.3616 | 0
2029 | 4 | 29 | 20 | 865.1691 | 0
2029 | 4 | 29 | 21 | 862.9919 | 0
2029 | 4 | 29 | 22 | 817.1258 | 0
2029 | 4 | 29 | 23 | 774.1061 | 0
2029 | 4 | 30 | 0 | 739.9287 | 0
2029 | 4 | 30 | 1 | 757.0763 | 0
2029 | 4 | 30 | 2 | 714.0697 | 0
2029 | 4 | 30 | 3 | 711.3836 | 0
2029 | 4 | 30 | 4 | 715.2557 | 0
2029 | 4 | 30 | 5 | 741.0531 | 0
2029 | 4 | 30 | 6 | 793.3503 | 0
2029 | 4 | 30 | 7 | 845.7299 | 0
2029 | 4 | 30 | 8 | 898.1096 | 0
2029 | 4 | 30 | 9 | 933.0751 | 0
2029 | 4 | 30 | 10 | 960.304 | 0
2029 | 4 | 30 | 11 | 975.1645 | 0
2029 | 4 | 30 | 12 | 979.7589 | 0
2029 | 4 | 30 | 13 | 981.0409 | 0
2029 | 4 | 30 | 14 | 978.3771 | 0
2029 | 4 | 30 | 15 | 977.2373 | 0
2029 | 4 | 30 | 16 | 981.898 | 0
2029 | 4 | 30 | 17 | 991.491 | 0
2029 | 4 | 30 | 18 | 979.5573 | 0
2029 | 4 | 30 | 19 | 958.4339 | 0
2029 | 4 | 30 | 20 | 961.961 | 0
2029 | 4 | 30 | 21 | 950.8831 | 0
2029 | 4 | 30 | 22 | 893.882 | 0
2029 | 4 | 30 | 23 | 842.3333 | 0
2029 | 5 | 1 | 0 | 800.2906 | 0
2029 | 5 | 1 | 1 | 767.8082 | 0
2029 | 5 | 1 | 2 | 719.7909 | 0
2029 | 5 | 1 | 3 | 714.6433 | 0
2029 | 5 | 1 | 4 | 718.0803 | 0
2029 | 5 | 1 | 5 | 753.383 | 0
2029 | 5 | 1 | 6 | 788.6857 | 0
2029 | 5 | 1 | 7 | 845.3644 | 0
2029 | 5 | 1 | 8 | 889.4376 | 0
2029 | 5 | 1 | 9 | 933.5107 | 0
2029 | 5 | 1 | 10 | 955.9283 | 0
2029 | 5 | 1 | 11 | 968.0763 | 0
2029 | 5 | 1 | 12 | 968.2818 | 0
2029 | 5 | 1 | 13 | 967.8654 | 0
2029 | 5 | 1 | 14 | 964.048 | 0
2029 | 5 | 1 | 15 | 959.0904 | 0
2029 | 5 | 1 | 16 | 954.4601 | 0
2029 | 5 | 1 | 17 | 957.4805 | 0
2029 | 5 | 1 | 18 | 953.604 | 0
2029 | 5 | 1 | 19 | 933.6392 | 0
2029 | 5 | 1 | 20 | 937.1135 | 0
2029 | 5 | 1 | 21 | 925.4012 | 0
2029 | 5 | 1 | 22 | 873.0074 | 0
2029 | 5 | 1 | 23 | 820.2645 | 0
2029 | 5 | 2 | 0 | 778.4198 | 0
2029 | 5 | 2 | 1 | 759.5843 | 0
2029 | 5 | 2 | 2 | 713.5113 | 0
2029 | 5 | 2 | 3 | 709.1832 | 0
2029 | 5 | 2 | 4 | 711.2126 | 0
2029 | 5 | 2 | 5 | 729.6337 | 0
2029 | 5 | 2 | 6 | 770.6769 | 0
2029 | 5 | 2 | 7 | 817.5658 | 0
2029 | 5 | 2 | 8 | 864.0319 | 0
2029 | 5 | 2 | 9 | 894.7978 | 0
2029 | 5 | 2 | 10 | 910.8134 | 0
2029 | 5 | 2 | 11 | 919.9887 | 0
2029 | 5 | 2 | 12 | 921.2349 | 0
2029 | 5 | 2 | 13 | 920.6919 | 0
2029 | 5 | 2 | 14 | 916.293 | 0
2029 | 5 | 2 | 15 | 913.998 | 0
2029 | 5 | 2 | 16 | 920.0284 | 0
2029 | 5 | 2 | 17 | 924.2528 | 0
2029 | 5 | 2 | 18 | 911.3774 | 0
2029 | 5 | 2 | 19 | 900.9289 | 0
2029 | 5 | 2 | 20 | 898.223 | 0
2029 | 5 | 2 | 21 | 881.2048 | 0
2029 | 5 | 2 | 22 | 836.6621 | 0
2029 | 5 | 2 | 23 | 791.6684 | 0
2029 | 5 | 3 | 0 | 755.5785 | 0
2029 | 5 | 3 | 1 | 731.6311 | 0
2029 | 5 | 3 | 2 | 676.972 | 0
2029 | 5 | 3 | 3 | 670.9684 | 0
2029 | 5 | 3 | 4 | 671.7395 | 0
2029 | 5 | 3 | 5 | 686.7122 | 0
2029 | 5 | 3 | 6 | 726.9804 | 0
2029 | 5 | 3 | 7 | 760.6521 | 0
2029 | 5 | 3 | 8 | 794.3238 | 0
2029 | 5 | 3 | 9 | 819.004 | 0
2029 | 5 | 3 | 10 | 832.143 | 0
2029 | 5 | 3 | 11 | 840.0553 | 0
2029 | 5 | 3 | 12 | 844.8101 | 0
2029 | 5 | 3 | 13 | 848.4005 | 0
2029 | 5 | 3 | 14 | 846.3751 | 0
2029 | 5 | 3 | 15 | 846.8907 | 0
2029 | 5 | 3 | 16 | 848.3332 | 0
2029 | 5 | 3 | 17 | 845.13 | 0
2029 | 5 | 3 | 18 | 817.2337 | 0
2029 | 5 | 3 | 19 | 797.7729 | 0
2029 | 5 | 3 | 20 | 811.8379 | 0
2029 | 5 | 3 | 21 | 804.8704 | 0
2029 | 5 | 3 | 22 | 761.1904 | 0
2029 | 5 | 3 | 23 | 725.774 | 0
2029 | 5 | 4 | 0 | 697.4447 | 0
2029 | 5 | 4 | 1 | 702.8957 | 0
2029 | 5 | 4 | 2 | 659.4573 | 0
2029 | 5 | 4 | 3 | 654.9682 | 0
2029 | 5 | 4 | 4 | 656.3104 | 0
2029 | 5 | 4 | 5 | 667.4734 | 0
2029 | 5 | 4 | 6 | 698.1174 | 0
2029 | 5 | 4 | 7 | 728.7615 | 0
2029 | 5 | 4 | 8 | 760.5237 | 0
2029 | 5 | 4 | 9 | 789.0363 | 0
2029 | 5 | 4 | 10 | 811.4396 | 0
2029 | 5 | 4 | 11 | 823.8678 | 0
2029 | 5 | 4 | 12 | 826.7884 | 0
2029 | 5 | 4 | 13 | 826.9349 | 0
2029 | 5 | 4 | 14 | 820.8598 | 0
2029 | 5 | 4 | 15 | 814.092 | 0
2029 | 5 | 4 | 16 | 804.2563 | 0
2029 | 5 | 4 | 17 | 795.0201 | 0
2029 | 5 | 4 | 18 | 773.9475 | 0
2029 | 5 | 4 | 19 | 762.5498 | 0
2029 | 5 | 4 | 20 | 770.0847 | 0
2029 | 5 | 4 | 21 | 763.4902 | 0
2029 | 5 | 4 | 22 | 733.0645 | 0
2029 | 5 | 4 | 23 | 707.6754 | 0
2029 | 5 | 5 | 0 | 682.5338 | 0
2029 | 5 | 5 | 1 | 656.5144 | 0
2029 | 5 | 5 | 2 | 630.4951 | 0
2029 | 5 | 5 | 3 | 626.5666 | 0
2029 | 5 | 5 | 4 | 623.7125 | 0
2029 | 5 | 5 | 5 | 623.1851 | 0
2029 | 5 | 5 | 6 | 625.6243 | 0
2029 | 5 | 5 | 7 | 635.0894 | 0
2029 | 5 | 5 | 8 | 641.9354 | 0
2029 | 5 | 5 | 9 | 660.1438 | 0
2029 | 5 | 5 | 10 | 679.4768 | 0
2029 | 5 | 5 | 11 | 693.2129 | 0
2029 | 5 | 5 | 12 | 699.8596 | 0
2029 | 5 | 5 | 13 | 700.2488 | 0
2029 | 5 | 5 | 14 | 695.1722 | 0
2029 | 5 | 5 | 15 | 690.8819 | 0
2029 | 5 | 5 | 16 | 686.4848 | 0
2029 | 5 | 5 | 17 | 682.5266 | 0
2029 | 5 | 5 | 18 | 669.6465 | 0
2029 | 5 | 5 | 19 | 666.9152 | 0
2029 | 5 | 5 | 20 | 666.0531 | 0
2029 | 5 | 5 | 21 | 665.8669 | 0
2029 | 5 | 5 | 22 | 652.3729 | 0
2029 | 5 | 5 | 23 | 643.941 | 0
2029 | 5 | 6 | 0 | 634.5456 | 0
2029 | 5 | 6 | 1 | 604.4026 | 0
2029 | 5 | 6 | 2 | 590.6079 | 0
2029 | 5 | 6 | 3 | 583.405 | 0
2029 | 5 | 6 | 4 | 578.8502 | 0
2029 | 5 | 6 | 5 | 577.6886 | 0
2029 | 5 | 6 | 6 | 578.8126 | 0
2029 | 5 | 6 | 7 | 579.9366 | 0
2029 | 5 | 6 | 8 | 604.0506 | 0
2029 | 5 | 6 | 9 | 633.2507 | 0
2029 | 5 | 6 | 10 | 654.8425 | 0
2029 | 5 | 6 | 11 | 679.913 | 0
2029 | 5 | 6 | 12 | 693.6528 | 0
2029 | 5 | 6 | 13 | 699.205 | 0
2029 | 5 | 6 | 14 | 700.2508 | 0
2029 | 5 | 6 | 15 | 700.7025 | 0
2029 | 5 | 6 | 16 | 705.8736 | 0
2029 | 5 | 6 | 17 | 713.7153 | 0
2029 | 5 | 6 | 18 | 711.1928 | 0
2029 | 5 | 6 | 19 | 707.7038 | 0
2029 | 5 | 6 | 20 | 702.7379 | 0
2029 | 5 | 6 | 21 | 697.5441 | 0
2029 | 5 | 6 | 22 | 670.9742 | 0
2029 | 5 | 6 | 23 | 646.0597 | 0
2029 | 5 | 7 | 0 | 623.9471 | 0
2029 | 5 | 7 | 1 | 606.1533 | 0
2029 | 5 | 7 | 2 | 592.9193 | 0
2029 | 5 | 7 | 3 | 588.2725 | 0
2029 | 5 | 7 | 4 | 589.6405 | 0
2029 | 5 | 7 | 5 | 609.1506 | 0
2029 | 5 | 7 | 6 | 649.9809 | 0
2029 | 5 | 7 | 7 | 698.7581 | 0
2029 | 5 | 7 | 8 | 747.5353 | 0
2029 | 5 | 7 | 9 | 780.3723 | 0
2029 | 5 | 7 | 10 | 805.7878 | 0
2029 | 5 | 7 | 11 | 822.5566 | 0
2029 | 5 | 7 | 12 | 828.9451 | 0
2029 | 5 | 7 | 13 | 832.8365 | 0
2029 | 5 | 7 | 14 | 831.4423 | 0
2029 | 5 | 7 | 15 | 829.6184 | 0
2029 | 5 | 7 | 16 | 831.4991 | 0
2029 | 5 | 7 | 17 | 831.2579 | 0
2029 | 5 | 7 | 18 | 812.8679 | 0
2029 | 5 | 7 | 19 | 793.1697 | 0
2029 | 5 | 7 | 20 | 785.3474 | 0
2029 | 5 | 7 | 21 | 770.3803 | 0
2029 | 5 | 7 | 22 | 725.0242 | 0
2029 | 5 | 7 | 23 | 683.7767 | 0
2029 | 5 | 8 | 0 | 651.4736 | 0
2029 | 5 | 8 | 1 | 640.0203 | 0
2029 | 5 | 8 | 2 | 627.0951 | 0
2029 | 5 | 8 | 3 | 622.0682 | 0
2029 | 5 | 8 | 4 | 622.3382 | 0
2029 | 5 | 8 | 5 | 637.728 | 0
2029 | 5 | 8 | 6 | 683.8122 | 0
2029 | 5 | 8 | 7 | 729.8964 | 0
2029 | 5 | 8 | 8 | 764.4001 | 0
2029 | 5 | 8 | 9 | 798.1325 | 0
2029 | 5 | 8 | 10 | 826.8151 | 0
2029 | 5 | 8 | 11 | 848.4086 | 0
2029 | 5 | 8 | 12 | 862.0332 | 0
2029 | 5 | 8 | 13 | 873.8741 | 0
2029 | 5 | 8 | 14 | 876.3159 | 0
2029 | 5 | 8 | 15 | 879.2403 | 0
2029 | 5 | 8 | 16 | 870.8624 | 0
2029 | 5 | 8 | 17 | 864.2534 | 0
2029 | 5 | 8 | 18 | 851.3393 | 0
2029 | 5 | 8 | 19 | 838.2919 | 0
2029 | 5 | 8 | 20 | 816.5965 | 0
2029 | 5 | 8 | 21 | 798.9249 | 0
2029 | 5 | 8 | 22 | 751.5018 | 0
2029 | 5 | 8 | 23 | 707.9909 | 0
2029 | 5 | 9 | 0 | 672.8149 | 0
2029 | 5 | 9 | 1 | 654.5362 | 0
2029 | 5 | 9 | 2 | 636.2576 | 0
2029 | 5 | 9 | 3 | 630.2861 | 0
2029 | 5 | 9 | 4 | 629.0874 | 0
2029 | 5 | 9 | 5 | 643.1846 | 0
2029 | 5 | 9 | 6 | 675.7204 | 0
2029 | 5 | 9 | 7 | 720.8059 | 0
2029 | 5 | 9 | 8 | 758.5249 | 0
2029 | 5 | 9 | 9 | 793.9251 | 0
2029 | 5 | 9 | 10 | 819.7663 | 0
2029 | 5 | 9 | 11 | 835.718 | 0
2029 | 5 | 9 | 12 | 845.5066 | 0
2029 | 5 | 9 | 13 | 853.4861 | 0
2029 | 5 | 9 | 14 | 856.2431 | 0
2029 | 5 | 9 | 15 | 858.5079 | 0
2029 | 5 | 9 | 16 | 862.1784 | 0
2029 | 5 | 9 | 17 | 860.4754 | 0
2029 | 5 | 9 | 18 | 848.5544 | 0
2029 | 5 | 9 | 19 | 828.6595 | 0
2029 | 5 | 9 | 20 | 816.0395 | 0
2029 | 5 | 9 | 21 | 801.1236 | 0
2029 | 5 | 9 | 22 | 759.7149 | 0
2029 | 5 | 9 | 23 | 718.4221 | 0
2029 | 5 | 10 | 0 | 681.1172 | 0
2029 | 5 | 10 | 1 | 644.4444 | 0
2029 | 5 | 10 | 2 | 607.7717 | 0
2029 | 5 | 10 | 3 | 601.181 | 0
2029 | 5 | 10 | 4 | 600.8997 | 0
2029 | 5 | 10 | 5 | 623.1257 | 0
2029 | 5 | 10 | 6 | 674.6247 | 0
2029 | 5 | 10 | 7 | 712.2934 | 0
2029 | 5 | 10 | 8 | 755.7552 | 0
2029 | 5 | 10 | 9 | 785.3273 | 0
2029 | 5 | 10 | 10 | 805.0119 | 0
2029 | 5 | 10 | 11 | 817.9226 | 0
2029 | 5 | 10 | 12 | 821.8022 | 0
2029 | 5 | 10 | 13 | 825.181 | 0
2029 | 5 | 10 | 14 | 821.0639 | 0
2029 | 5 | 10 | 15 | 815.4578 | 0
2029 | 5 | 10 | 16 | 812.072 | 0
2029 | 5 | 10 | 17 | 811.6798 | 0
2029 | 5 | 10 | 18 | 799.4079 | 0
2029 | 5 | 10 | 19 | 792.5177 | 0
2029 | 5 | 10 | 20 | 787.3036 | 0
2029 | 5 | 10 | 21 | 773.7566 | 0
2029 | 5 | 10 | 22 | 724.3524 | 0
2029 | 5 | 10 | 23 | 678.2289 | 0
2029 | 5 | 11 | 0 | 638.8936 | 0
2029 | 5 | 11 | 1 | 651.7771 | 0
2029 | 5 | 11 | 2 | 637.6171 | 0
2029 | 5 | 11 | 3 | 632.283 | 0
2029 | 5 | 11 | 4 | 633.6996 | 0
2029 | 5 | 11 | 5 | 650.0968 | 0
2029 | 5 | 11 | 6 | 691.7702 | 0
2029 | 5 | 11 | 7 | 720.8515 | 0
2029 | 5 | 11 | 8 | 754.1659 | 0
2029 | 5 | 11 | 9 | 786.223 | 0
2029 | 5 | 11 | 10 | 807.0532 | 0
2029 | 5 | 11 | 11 | 820.4736 | 0
2029 | 5 | 11 | 12 | 825.5611 | 0
2029 | 5 | 11 | 13 | 830.9231 | 0
2029 | 5 | 11 | 14 | 825.705 | 0
2029 | 5 | 11 | 15 | 821.3857 | 0
2029 | 5 | 11 | 16 | 816.4261 | 0
2029 | 5 | 11 | 17 | 817.3843 | 0
2029 | 5 | 11 | 18 | 807.1243 | 0
2029 | 5 | 11 | 19 | 791.2043 | 0
2029 | 5 | 11 | 20 | 780.6533 | 0
2029 | 5 | 11 | 21 | 761.6274 | 0
2029 | 5 | 11 | 22 | 725.9116 | 0
2029 | 5 | 11 | 23 | 694.5764 | 0
2029 | 5 | 12 | 0 | 664.4027 | 0
2029 | 5 | 12 | 1 | 627.5764 | 0
2029 | 5 | 12 | 2 | 590.75 | 0
2029 | 5 | 12 | 3 | 583.2792 | 0
2029 | 5 | 12 | 4 | 579.6318 | 0
2029 | 5 | 12 | 5 | 583.4645 | 0
2029 | 5 | 12 | 6 | 597.3853 | 0
2029 | 5 | 12 | 7 | 611.3061 | 0
2029 | 5 | 12 | 8 | 638.1338 | 0
2029 | 5 | 12 | 9 | 674.712 | 0
2029 | 5 | 12 | 10 | 700.6229 | 0
2029 | 5 | 12 | 11 | 716.1091 | 0
2029 | 5 | 12 | 12 | 716.9569 | 0
2029 | 5 | 12 | 13 | 710.0663 | 0
2029 | 5 | 12 | 14 | 698.2309 | 0
2029 | 5 | 12 | 15 | 685.9163 | 0
2029 | 5 | 12 | 16 | 682.3504 | 0
2029 | 5 | 12 | 17 | 679.757 | 0
2029 | 5 | 12 | 18 | 674.2685 | 0
2029 | 5 | 12 | 19 | 671.2494 | 0
2029 | 5 | 12 | 20 | 675.7797 | 0
2029 | 5 | 12 | 21 | 668.3986 | 0
2029 | 5 | 12 | 22 | 646.1082 | 0
2029 | 5 | 12 | 23 | 624.6209 | 0
2029 | 5 | 13 | 0 | 601.4978 | 0
2029 | 5 | 13 | 1 | 591.3972 | 0
2029 | 5 | 13 | 2 | 577.038 | 0
2029 | 5 | 13 | 3 | 570.2808 | 0
2029 | 5 | 13 | 4 | 567.3399 | 0
2029 | 5 | 13 | 5 | 569.3516 | 0
2029 | 5 | 13 | 6 | 576.2457 | 0
2029 | 5 | 13 | 7 | 583.1398 | 0
2029 | 5 | 13 | 8 | 602.1894 | 0
2029 | 5 | 13 | 9 | 626.4793 | 0
2029 | 5 | 13 | 10 | 648.5766 | 0
2029 | 5 | 13 | 11 | 671.1984 | 0
2029 | 5 | 13 | 12 | 683.3563 | 0
2029 | 5 | 13 | 13 | 684.942 | 0
2029 | 5 | 13 | 14 | 682.2251 | 0
2029 | 5 | 13 | 15 | 679.6172 | 0
2029 | 5 | 13 | 16 | 682.8003 | 0
2029 | 5 | 13 | 17 | 688.238 | 0
2029 | 5 | 13 | 18 | 681.7282 | 0
2029 | 5 | 13 | 19 | 681.2903 | 0
2029 | 5 | 13 | 20 | 683.3844 | 0
2029 | 5 | 13 | 21 | 680.4634 | 0
2029 | 5 | 13 | 22 | 653.5832 | 0
2029 | 5 | 13 | 23 | 626.1623 | 0
2029 | 5 | 14 | 0 | 603.5608 | 0
2029 | 5 | 14 | 1 | 594.7984 | 0
2029 | 5 | 14 | 2 | 581.9889 | 0
2029 | 5 | 14 | 3 | 579.7712 | 0
2029 | 5 | 14 | 4 | 583.289 | 0
2029 | 5 | 14 | 5 | 605.8105 | 0
2029 | 5 | 14 | 6 | 661.17 | 0
2029 | 5 | 14 | 7 | 708.3235 | 0
2029 | 5 | 14 | 8 | 755.477 | 0
2029 | 5 | 14 | 9 | 779.3408 | 0
2029 | 5 | 14 | 10 | 799.9012 | 0
2029 | 5 | 14 | 11 | 813.3546 | 0
2029 | 5 | 14 | 12 | 817.6263 | 0
2029 | 5 | 14 | 13 | 820.4316 | 0
2029 | 5 | 14 | 14 | 816.7125 | 0
2029 | 5 | 14 | 15 | 814.0033 | 0
2029 | 5 | 14 | 16 | 816.0425 | 0
2029 | 5 | 14 | 17 | 814.8203 | 0
2029 | 5 | 14 | 18 | 796.11 | 0
2029 | 5 | 14 | 19 | 784.2264 | 0
2029 | 5 | 14 | 20 | 780.0976 | 0
2029 | 5 | 14 | 21 | 766.6282 | 0
2029 | 5 | 14 | 22 | 722.6055 | 0
2029 | 5 | 14 | 23 | 676.6414 | 0
2029 | 5 | 15 | 0 | 639.8289 | 0
2029 | 5 | 15 | 1 | 640.1889 | 0
2029 | 5 | 15 | 2 | 625.7376 | 0
2029 | 5 | 15 | 3 | 621.9896 | 0
2029 | 5 | 15 | 4 | 622.2913 | 0
2029 | 5 | 15 | 5 | 641.6805 | 0
2029 | 5 | 15 | 6 | 692.4093 | 0
2029 | 5 | 15 | 7 | 743.1381 | 0
2029 | 5 | 15 | 8 | 785.2716 | 0
2029 | 5 | 15 | 9 | 806.8657 | 0
2029 | 5 | 15 | 10 | 825.4662 | 0
2029 | 5 | 15 | 11 | 835.9113 | 0
2029 | 5 | 15 | 12 | 838.9591 | 0
2029 | 5 | 15 | 13 | 839.7925 | 0
2029 | 5 | 15 | 14 | 834.5157 | 0
2029 | 5 | 15 | 15 | 829.1676 | 0
2029 | 5 | 15 | 16 | 817.5983 | 0
2029 | 5 | 15 | 17 | 814.8702 | 0
2029 | 5 | 15 | 18 | 807.541 | 0
2029 | 5 | 15 | 19 | 797.407 | 0
2029 | 5 | 15 | 20 | 784.8876 | 0
2029 | 5 | 15 | 21 | 769.6101 | 0
2029 | 5 | 15 | 22 | 727.7864 | 0
2029 | 5 | 15 | 23 | 686.5837 | 0
2029 | 5 | 16 | 0 | 653.1761 | 0
2029 | 5 | 16 | 1 | 639.0752 | 0
2029 | 5 | 16 | 2 | 623.8547 | 0
2029 | 5 | 16 | 3 | 618.2467 | 0
2029 | 5 | 16 | 4 | 618.487 | 0
2029 | 5 | 16 | 5 | 636.7289 | 0
2029 | 5 | 16 | 6 | 685.3199 | 0
2029 | 5 | 16 | 7 | 733.911 | 0
2029 | 5 | 16 | 8 | 771.5293 | 0
2029 | 5 | 16 | 9 | 794.8571 | 0
2029 | 5 | 16 | 10 | 817.2438 | 0
2029 | 5 | 16 | 11 | 829.1327 | 0
2029 | 5 | 16 | 12 | 836.0533 | 0
2029 | 5 | 16 | 13 | 839.5553 | 0
2029 | 5 | 16 | 14 | 837.7913 | 0
2029 | 5 | 16 | 15 | 835.3908 | 0
2029 | 5 | 16 | 16 | 838.6139 | 0
2029 | 5 | 16 | 17 | 841.917 | 0
2029 | 5 | 16 | 18 | 835.069 | 0
2029 | 5 | 16 | 19 | 823.1052 | 0
2029 | 5 | 16 | 20 | 811.176 | 0
2029 | 5 | 16 | 21 | 795.6566 | 0
2029 | 5 | 16 | 22 | 750.8827 | 0
2029 | 5 | 16 | 23 | 705.4598 | 0
2029 | 5 | 17 | 0 | 666.0656 | 0
2029 | 5 | 17 | 1 | 646.9704 | 0
2029 | 5 | 17 | 2 | 627.8752 | 0
2029 | 5 | 17 | 3 | 621.6321 | 0
2029 | 5 | 17 | 4 | 622.4586 | 0
2029 | 5 | 17 | 5 | 639.2937 | 0
2029 | 5 | 17 | 6 | 689.0143 | 0
2029 | 5 | 17 | 7 | 738.7349 | 0
2029 | 5 | 17 | 8 | 769.3467 | 0
2029 | 5 | 17 | 9 | 795.3218 | 0
2029 | 5 | 17 | 10 | 821.8602 | 0
2029 | 5 | 17 | 11 | 839.7368 | 0
2029 | 5 | 17 | 12 | 848.0707 | 0
2029 | 5 | 17 | 13 | 857.404 | 0
2029 | 5 | 17 | 14 | 859.4731 | 0
2029 | 5 | 17 | 15 | 860.6799 | 0
2029 | 5 | 17 | 16 | 860.7856 | 0
2029 | 5 | 17 | 17 | 854.753 | 0
2029 | 5 | 17 | 18 | 830.8049 | 0
2029 | 5 | 17 | 19 | 818.3991 | 0
2029 | 5 | 17 | 20 | 804.3793 | 0
2029 | 5 | 17 | 21 | 796.9092 | 0
2029 | 5 | 17 | 22 | 755.5573 | 0
2029 | 5 | 17 | 23 | 714.353 | 0
2029 | 5 | 18 | 0 | 679.7439 | 0
2029 | 5 | 18 | 1 | 647.9252 | 0
2029 | 5 | 18 | 2 | 616.1065 | 0
2029 | 5 | 18 | 3 | 612.1445 | 0
2029 | 5 | 18 | 4 | 615.0574 | 0
2029 | 5 | 18 | 5 | 631.264 | 0
2029 | 5 | 18 | 6 | 668.9597 | 0
2029 | 5 | 18 | 7 | 706.6554 | 0
2029 | 5 | 18 | 8 | 743.4913 | 0
2029 | 5 | 18 | 9 | 772.5166 | 0
2029 | 5 | 18 | 10 | 794.3457 | 0
2029 | 5 | 18 | 11 | 804.2088 | 0
2029 | 5 | 18 | 12 | 807.2299 | 0
2029 | 5 | 18 | 13 | 810.6633 | 0
2029 | 5 | 18 | 14 | 807.1832 | 0
2029 | 5 | 18 | 15 | 803.7651 | 0
2029 | 5 | 18 | 16 | 801.8441 | 0
2029 | 5 | 18 | 17 | 792.3731 | 0
2029 | 5 | 18 | 18 | 772.1928 | 0
2029 | 5 | 18 | 19 | 756.8319 | 0
2029 | 5 | 18 | 20 | 758.9432 | 0
2029 | 5 | 18 | 21 | 753.2124 | 0
2029 | 5 | 18 | 22 | 727.334 | 0
2029 | 5 | 18 | 23 | 691.5828 | 0
2029 | 5 | 19 | 0 | 659.1187 | 0
2029 | 5 | 19 | 1 | 621.7174 | 0
2029 | 5 | 19 | 2 | 584.316 | 0
2029 | 5 | 19 | 3 | 575.6501 | 0
2029 | 5 | 19 | 4 | 571.5275 | 0
2029 | 5 | 19 | 5 | 574.4349 | 0
2029 | 5 | 19 | 6 | 587.3183 | 0
2029 | 5 | 19 | 7 | 600.2018 | 0
2029 | 5 | 19 | 8 | 628.2452 | 0
2029 | 5 | 19 | 9 | 659.3553 | 0
2029 | 5 | 19 | 10 | 687.34 | 0
2029 | 5 | 19 | 11 | 705.6678 | 0
2029 | 5 | 19 | 12 | 712.7246 | 0
2029 | 5 | 19 | 13 | 710.6315 | 0
2029 | 5 | 19 | 14 | 703.5562 | 0
2029 | 5 | 19 | 15 | 696.7548 | 0
2029 | 5 | 19 | 16 | 694.8567 | 0
2029 | 5 | 19 | 17 | 699.0564 | 0
2029 | 5 | 19 | 18 | 690.0273 | 0
2029 | 5 | 19 | 19 | 685.835 | 0
2029 | 5 | 19 | 20 | 683.0776 | 0
2029 | 5 | 19 | 21 | 673.7521 | 0
2029 | 5 | 19 | 22 | 652.3809 | 0
2029 | 5 | 19 | 23 | 630.9809 | 0
2029 | 5 | 20 | 0 | 610.9171 | 0
2029 | 5 | 20 | 1 | 586.519 | 0
2029 | 5 | 20 | 2 | 570.7449 | 0
2029 | 5 | 20 | 3 | 562.7582 | 0
2029 | 5 | 20 | 4 | 557.2418 | 0
2029 | 5 | 20 | 5 | 554.7012 | 0
2029 | 5 | 20 | 6 | 558.541 | 0
2029 | 5 | 20 | 7 | 562.3807 | 0
2029 | 5 | 20 | 8 | 587.247 | 0
2029 | 5 | 20 | 9 | 620.6175 | 0
2029 | 5 | 20 | 10 | 643.9481 | 0
2029 | 5 | 20 | 11 | 667.705 | 0
2029 | 5 | 20 | 12 | 683.2547 | 0
2029 | 5 | 20 | 13 | 690.7711 | 0
2029 | 5 | 20 | 14 | 693.728 | 0
2029 | 5 | 20 | 15 | 697.4195 | 0
2029 | 5 | 20 | 16 | 703.7262 | 0
2029 | 5 | 20 | 17 | 711.1611 | 0
2029 | 5 | 20 | 18 | 707.1319 | 0
2029 | 5 | 20 | 19 | 698.9043 | 0
2029 | 5 | 20 | 20 | 693.043 | 0
2029 | 5 | 20 | 21 | 690.2799 | 0
2029 | 5 | 20 | 22 | 665.7779 | 0
2029 | 5 | 20 | 23 | 636.5452 | 0
2029 | 5 | 21 | 0 | 609.523 | 0
2029 | 5 | 21 | 1 | 585.2998 | 0
2029 | 5 | 21 | 2 | 561.0765 | 0
2029 | 5 | 21 | 3 | 554.3533 | 0
2029 | 5 | 21 | 4 | 549.8839 | 0
2029 | 5 | 21 | 5 | 548.4728 | 0
2029 | 5 | 21 | 6 | 551.919 | 0
2029 | 5 | 21 | 7 | 555.3653 | 0
2029 | 5 | 21 | 8 | 576.4965 | 0
2029 | 5 | 21 | 9 | 606.8131 | 0
2029 | 5 | 21 | 10 | 629.7151 | 0
2029 | 5 | 21 | 11 | 650.5589 | 0
2029 | 5 | 21 | 12 | 663.2134 | 0
2029 | 5 | 21 | 13 | 663.3275 | 0
2029 | 5 | 21 | 14 | 660.8815 | 0
2029 | 5 | 21 | 15 | 660.0309 | 0
2029 | 5 | 21 | 16 | 669.3475 | 0
2029 | 5 | 21 | 17 | 684.325 | 0
2029 | 5 | 21 | 18 | 679.0661 | 0
2029 | 5 | 21 | 19 | 673.4106 | 0
2029 | 5 | 21 | 20 | 668.3418 | 0
2029 | 5 | 21 | 21 | 667.4418 | 0
2029 | 5 | 21 | 22 | 644.4828 | 0
2029 | 5 | 21 | 23 | 616.8964 | 0
2029 | 5 | 22 | 0 | 613.5044 | 0
2029 | 5 | 22 | 1 | 639.4299 | 0
2029 | 5 | 22 | 2 | 632.9556 | 0
2029 | 5 | 22 | 3 | 628.5736 | 0
2029 | 5 | 22 | 4 | 628.215 | 0
2029 | 5 | 22 | 5 | 642.6473 | 0
2029 | 5 | 22 | 6 | 679.6104 | 0
2029 | 5 | 22 | 7 | 716.5735 | 0
2029 | 5 | 22 | 8 | 757.0436 | 0
2029 | 5 | 22 | 9 | 778.2512 | 0
2029 | 5 | 22 | 10 | 795.1356 | 0
2029 | 5 | 22 | 11 | 803.4241 | 0
2029 | 5 | 22 | 12 | 805.2128 | 0
2029 | 5 | 22 | 13 | 806.5201 | 0
2029 | 5 | 22 | 14 | 801.2853 | 0
2029 | 5 | 22 | 15 | 797.5033 | 0
2029 | 5 | 22 | 16 | 787.839 | 0
2029 | 5 | 22 | 17 | 787.0281 | 0
2029 | 5 | 22 | 18 | 775.7751 | 0
2029 | 5 | 22 | 19 | 765.4267 | 0
2029 | 5 | 22 | 20 | 761.6489 | 0
2029 | 5 | 22 | 21 | 758.5115 | 0
2029 | 5 | 22 | 22 | 724.519 | 0
2029 | 5 | 22 | 23 | 691.5492 | 0
2029 | 5 | 23 | 0 | 665.1168 | 0
2029 | 5 | 23 | 1 | 642.3019 | 0
2029 | 5 | 23 | 2 | 627.4939 | 0
2029 | 5 | 23 | 3 | 622.5157 | 0
2029 | 5 | 23 | 4 | 623.1116 | 0
2029 | 5 | 23 | 5 | 640.1103 | 0
2029 | 5 | 23 | 6 | 678.216 | 0
2029 | 5 | 23 | 7 | 734.8362 | 0
2029 | 5 | 23 | 8 | 767.0508 | 0
2029 | 5 | 23 | 9 | 798.5377 | 0
2029 | 5 | 23 | 10 | 826.2462 | 0
2029 | 5 | 23 | 11 | 842.8691 | 0
2029 | 5 | 23 | 12 | 851.4705 | 0
2029 | 5 | 23 | 13 | 859.3462 | 0
2029 | 5 | 23 | 14 | 860.5014 | 0
2029 | 5 | 23 | 15 | 861.4234 | 0
2029 | 5 | 23 | 16 | 866.7818 | 0
2029 | 5 | 23 | 17 | 866.5069 | 0
2029 | 5 | 23 | 18 | 853.2838 | 0
2029 | 5 | 23 | 19 | 839.8304 | 0
2029 | 5 | 23 | 20 | 830.7601 | 0
2029 | 5 | 23 | 21 | 813.2835 | 0
2029 | 5 | 23 | 22 | 771.3492 | 0
2029 | 5 | 23 | 23 | 727.4226 | 0
2029 | 5 | 24 | 0 | 690.1557 | 0
2029 | 5 | 24 | 1 | 660.0434 | 0
2029 | 5 | 24 | 2 | 629.9311 | 0
2029 | 5 | 24 | 3 | 622.3866 | 0
2029 | 5 | 24 | 4 | 622.0238 | 0
2029 | 5 | 24 | 5 | 636.661 | 0
2029 | 5 | 24 | 6 | 675.03 | 0
2029 | 5 | 24 | 7 | 733.6307 | 0
2029 | 5 | 24 | 8 | 772.2282 | 0
2029 | 5 | 24 | 9 | 814.5919 | 0
2029 | 5 | 24 | 10 | 848.6756 | 0
2029 | 5 | 24 | 11 | 871.6261 | 0
2029 | 5 | 24 | 12 | 884.8493 | 0
2029 | 5 | 24 | 13 | 898.487 | 0
2029 | 5 | 24 | 14 | 905.1919 | 0
2029 | 5 | 24 | 15 | 910.4575 | 0
2029 | 5 | 24 | 16 | 916.7962 | 0
2029 | 5 | 24 | 17 | 913.1843 | 0
2029 | 5 | 24 | 18 | 895.2816 | 0
2029 | 5 | 24 | 19 | 874.6942 | 0
2029 | 5 | 24 | 20 | 853.2333 | 0
2029 | 5 | 24 | 21 | 827.4524 | 0
2029 | 5 | 24 | 22 | 783.2754 | 0
2029 | 5 | 24 | 23 | 737.8184 | 0
2029 | 5 | 25 | 0 | 698.5029 | 0
2029 | 5 | 25 | 1 | 682.9332 | 0
2029 | 5 | 25 | 2 | 663.534 | 0
2029 | 5 | 25 | 3 | 653.4821 | 0
2029 | 5 | 25 | 4 | 651.0079 | 0
2029 | 5 | 25 | 5 | 662.693 | 0
2029 | 5 | 25 | 6 | 699.9994 | 0
2029 | 5 | 25 | 7 | 755.7612 | 0
2029 | 5 | 25 | 8 | 811.5229 | 0
2029 | 5 | 25 | 9 | 869.3031 | 0
2029 | 5 | 25 | 10 | 915.9241 | 0
2029 | 5 | 25 | 11 | 948.2475 | 0
2029 | 5 | 25 | 12 | 967.3021 | 0
2029 | 5 | 25 | 13 | 986.4664 | 0
2029 | 5 | 25 | 14 | 997.4009 | 0
2029 | 5 | 25 | 15 | 1006.2107 | 6.2107
2029 | 5 | 25 | 16 | 1012.6132 | 12.6132
2029 | 5 | 25 | 17 | 1007.504 | 7.504
2029 | 5 | 25 | 18 | 980.019 | 0
2029 | 5 | 25 | 19 | 951.0855 | 0
2029 | 5 | 25 | 20 | 913.8895 | 0
2029 | 5 | 25 | 21 | 887.211 | 0
2029 | 5 | 25 | 22 | 841.5567 | 0
2029 | 5 | 25 | 23 | 791.2891 | 0
2029 | 5 | 26 | 0 | 746.0109 | 0
2029 | 5 | 26 | 1 | 695.2764 | 0
2029 | 5 | 26 | 2 | 644.542 | 0
2029 | 5 | 26 | 3 | 627.6706 | 0
2029 | 5 | 26 | 4 | 617.6716 | 0
2029 | 5 | 26 | 5 | 617.4037 | 0
2029 | 5 | 26 | 6 | 632.1669 | 0
2029 | 5 | 26 | 7 | 646.9301 | 0
2029 | 5 | 26 | 8 | 683.6463 | 0
2029 | 5 | 26 | 9 | 717.0853 | 0
2029 | 5 | 26 | 10 | 750.6179 | 0
2029 | 5 | 26 | 11 | 777.1735 | 0
2029 | 5 | 26 | 12 | 789.7615 | 0
2029 | 5 | 26 | 13 | 793.0723 | 0
2029 | 5 | 26 | 14 | 791.702 | 0
2029 | 5 | 26 | 15 | 787.3956 | 0
2029 | 5 | 26 | 16 | 788.8485 | 0
2029 | 5 | 26 | 17 | 794.4524 | 0
2029 | 5 | 26 | 18 | 779.398 | 0
2029 | 5 | 26 | 19 | 756.7584 | 0
2029 | 5 | 26 | 20 | 745.962 | 0
2029 | 5 | 26 | 21 | 727.9797 | 0
2029 | 5 | 26 | 22 | 701.7768 | 0
2029 | 5 | 26 | 23 | 671.0736 | 0
2029 | 5 | 27 | 0 | 641.1775 | 0
2029 | 5 | 27 | 1 | 631.2309 | 0
2029 | 5 | 27 | 2 | 611.6029 | 0
2029 | 5 | 27 | 3 | 598.7725 | 0
2029 | 5 | 27 | 4 | 589.5428 | 0
2029 | 5 | 27 | 5 | 590.3521 | 0
2029 | 5 | 27 | 6 | 601.0725 | 0
2029 | 5 | 27 | 7 | 611.7929 | 0
2029 | 5 | 27 | 8 | 628.9347 | 0
2029 | 5 | 27 | 9 | 658.3815 | 0
2029 | 5 | 27 | 10 | 689.5439 | 0
2029 | 5 | 27 | 11 | 721.4301 | 0
2029 | 5 | 27 | 12 | 741.5823 | 0
2029 | 5 | 27 | 13 | 751.8706 | 0
2029 | 5 | 27 | 14 | 753.0672 | 0
2029 | 5 | 27 | 15 | 755.681 | 0
2029 | 5 | 27 | 16 | 759.0407 | 0
2029 | 5 | 27 | 17 | 761.7654 | 0
2029 | 5 | 27 | 18 | 746.0114 | 0
2029 | 5 | 27 | 19 | 740.7816 | 0
2029 | 5 | 27 | 20 | 749.4239 | 0
2029 | 5 | 27 | 21 | 750.6214 | 0
2029 | 5 | 27 | 22 | 722.8696 | 0
2029 | 5 | 27 | 23 | 688.4658 | 0
2029 | 5 | 28 | 0 | 657.5115 | 0
2029 | 5 | 28 | 1 | 637.9442 | 0
2029 | 5 | 28 | 2 | 619.8677 | 0
2029 | 5 | 28 | 3 | 612.4465 | 0
2029 | 5 | 28 | 4 | 612.0459 | 0
2029 | 5 | 28 | 5 | 633.6499 | 0
2029 | 5 | 28 | 6 | 675.3598 | 0
2029 | 5 | 28 | 7 | 725.2651 | 0
2029 | 5 | 28 | 8 | 775.1705 | 0
2029 | 5 | 28 | 9 | 804.6864 | 0
2029 | 5 | 28 | 10 | 836.0893 | 0
2029 | 5 | 28 | 11 | 857.612 | 0
2029 | 5 | 28 | 12 | 867.5019 | 0
2029 | 5 | 28 | 13 | 877.0221 | 0
2029 | 5 | 28 | 14 | 875.4907 | 0
2029 | 5 | 28 | 15 | 871.8664 | 0
2029 | 5 | 28 | 16 | 869.3464 | 0
2029 | 5 | 28 | 17 | 862.7594 | 0
2029 | 5 | 28 | 18 | 837.3388 | 0
2029 | 5 | 28 | 19 | 820.6723 | 0
2029 | 5 | 28 | 20 | 812.8689 | 0
2029 | 5 | 28 | 21 | 793.7229 | 0
2029 | 5 | 28 | 22 | 745.3333 | 0
2029 | 5 | 28 | 23 | 697.8624 | 0
2029 | 5 | 29 | 0 | 658.1113 | 0
2029 | 5 | 29 | 1 | 650.48 | 0
2029 | 5 | 29 | 2 | 632.653 | 0
2029 | 5 | 29 | 3 | 624.1219 | 0
2029 | 5 | 29 | 4 | 620.754 | 0
2029 | 5 | 29 | 5 | 634.7812 | 0
2029 | 5 | 29 | 6 | 666.6915 | 0
2029 | 5 | 29 | 7 | 726.4448 | 0
2029 | 5 | 29 | 8 | 770.7362 | 0
2029 | 5 | 29 | 9 | 805.6701 | 0
2029 | 5 | 29 | 10 | 837.3008 | 0
2029 | 5 | 29 | 11 | 857.3871 | 0
2029 | 5 | 29 | 12 | 869.0143 | 0
2029 | 5 | 29 | 13 | 881.3439 | 0
2029 | 5 | 29 | 14 | 889.766 | 0
2029 | 5 | 29 | 15 | 897.2897 | 0
2029 | 5 | 29 | 16 | 897.4934 | 0
2029 | 5 | 29 | 17 | 900.6233 | 0
2029 | 5 | 29 | 18 | 890.098 | 0
2029 | 5 | 29 | 19 | 871.1289 | 0
2029 | 5 | 29 | 20 | 845.8896 | 0
2029 | 5 | 29 | 21 | 823.8956 | 0
2029 | 5 | 29 | 22 | 781.9656 | 0
2029 | 5 | 29 | 23 | 734.9118 | 0
2029 | 5 | 30 | 0 | 694.772 | 0
2029 | 5 | 30 | 1 | 664.5123 | 0
2029 | 5 | 30 | 2 | 647.197 | 0
2029 | 5 | 30 | 3 | 639.7977 | 0
2029 | 5 | 30 | 4 | 637.1954 | 0
2029 | 5 | 30 | 5 | 652.927 | 0
2029 | 5 | 30 | 6 | 686.7398 | 0
2029 | 5 | 30 | 7 | 744.4377 | 0
2029 | 5 | 30 | 8 | 787.3206 | 0
2029 | 5 | 30 | 9 | 829.3957 | 0
2029 | 5 | 30 | 10 | 865.4276 | 0
2029 | 5 | 30 | 11 | 890.8368 | 0
2029 | 5 | 30 | 12 | 915.0992 | 0
2029 | 5 | 30 | 13 | 932.0628 | 0
2029 | 5 | 30 | 14 | 943.5889 | 0
2029 | 5 | 30 | 15 | 954.5695 | 0
2029 | 5 | 30 | 16 | 967.0849 | 0
2029 | 5 | 30 | 17 | 970.7873 | 0
2029 | 5 | 30 | 18 | 960.3847 | 0
2029 | 5 | 30 | 19 | 935.5138 | 0
2029 | 5 | 30 | 20 | 912.2614 | 0
2029 | 5 | 30 | 21 | 882.5745 | 0
2029 | 5 | 30 | 22 | 838.8058 | 0
2029 | 5 | 30 | 23 | 788.02 | 0
2029 | 5 | 31 | 0 | 738.5313 | 0
2029 | 5 | 31 | 1 | 694.7996 | 0
2029 | 5 | 31 | 2 | 651.0679 | 0
2029 | 5 | 31 | 3 | 639.8678 | 0
2029 | 5 | 31 | 4 | 635.4565 | 0
2029 | 5 | 31 | 5 | 650.6303 | 0
2029 | 5 | 31 | 6 | 687.6745 | 0
2029 | 5 | 31 | 7 | 740.7464 | 0
2029 | 5 | 31 | 8 | 793.8182 | 0
2029 | 5 | 31 | 9 | 834.4991 | 0
2029 | 5 | 31 | 10 | 873.7325 | 0
2029 | 5 | 31 | 11 | 901.8542 | 0
2029 | 5 | 31 | 12 | 917.9525 | 0
2029 | 5 | 31 | 13 | 934.1717 | 0
2029 | 5 | 31 | 14 | 943.9748 | 0
2029 | 5 | 31 | 15 | 951.6455 | 0
2029 | 5 | 31 | 16 | 957.6644 | 0
2029 | 5 | 31 | 17 | 957.2026 | 0
2029 | 5 | 31 | 18 | 930.6966 | 0
2029 | 5 | 31 | 19 | 914.3957 | 0
2029 | 5 | 31 | 20 | 890.4431 | 0
2029 | 5 | 31 | 21 | 865.6211 | 0
2029 | 5 | 31 | 22 | 819.461 | 0
2029 | 5 | 31 | 23 | 765.8682 | 0
2029 | 6 | 1 | 0 | 720.7604 | 0
2029 | 6 | 1 | 1 | 702.6453 | 0
2029 | 6 | 1 | 2 | 680.5585 | 0
2029 | 6 | 1 | 3 | 669.5985 | 0
2029 | 6 | 1 | 4 | 665.6946 | 0
2029 | 6 | 1 | 5 | 683.5471 | 0
2029 | 6 | 1 | 6 | 722.2186 | 0
2029 | 6 | 1 | 7 | 785.8553 | 0
2029 | 6 | 1 | 8 | 834.1155 | 0
2029 | 6 | 1 | 9 | 889.1188 | 0
2029 | 6 | 1 | 10 | 936.0699 | 0
2029 | 6 | 1 | 11 | 969.6646 | 0
2029 | 6 | 1 | 12 | 989.4602 | 0
2029 | 6 | 1 | 13 | 1005.62 | 5.62
2029 | 6 | 1 | 14 | 1013.165 | 13.165
2029 | 6 | 1 | 15 | 1013.7648 | 13.7648
2029 | 6 | 1 | 16 | 1010.6853 | 10.6853
2029 | 6 | 1 | 17 | 1002.1939 | 2.1939
2029 | 6 | 1 | 18 | 975.2048 | 0
2029 | 6 | 1 | 19 | 959.8938 | 0
2029 | 6 | 1 | 20 | 935.1176 | 0
2029 | 6 | 1 | 21 | 918.4381 | 0
2029 | 6 | 1 | 22 | 875.6126 | 0
2029 | 6 | 1 | 23 | 823.1545 | 0
2029 | 6 | 2 | 0 | 775.6707 | 0
2029 | 6 | 2 | 1 | 723.2587 | 0
2029 | 6 | 2 | 2 | 687.7613 | 0
2029 | 6 | 2 | 3 | 652.2638 | 0
2029 | 6 | 2 | 4 | 637.8434 | 0
2029 | 6 | 2 | 5 | 630.3943 | 0
2029 | 6 | 2 | 6 | 624.0667 | 0
2029 | 6 | 2 | 7 | 629.1515 | 0
2029 | 6 | 2 | 8 | 653.791 | 0
2029 | 6 | 2 | 9 | 685.7478 | 0
2029 | 6 | 2 | 10 | 716.4714 | 0
2029 | 6 | 2 | 11 | 737.44 | 0
2029 | 6 | 2 | 12 | 747.0023 | 0
2029 | 6 | 2 | 13 | 752.3049 | 0
2029 | 6 | 2 | 14 | 755.2143 | 0
2029 | 6 | 2 | 15 | 758.2074 | 0
2029 | 6 | 2 | 16 | 762.3223 | 0
2029 | 6 | 2 | 17 | 769.9696 | 0
2029 | 6 | 2 | 18 | 758.8916 | 0
2029 | 6 | 2 | 19 | 739.8897 | 0
2029 | 6 | 2 | 20 | 718.8243 | 0
2029 | 6 | 2 | 21 | 709.0848 | 0
2029 | 6 | 2 | 22 | 695.674 | 0
2029 | 6 | 2 | 23 | 674.1145 | 0
2029 | 6 | 3 | 0 | 652.9006 | 0
2029 | 6 | 3 | 1 | 613.5833 | 0
2029 | 6 | 3 | 2 | 574.2661 | 0
2029 | 6 | 3 | 3 | 563.7169 | 0
2029 | 6 | 3 | 4 | 558.0968 | 0
2029 | 6 | 3 | 5 | 557.243 | 0
2029 | 6 | 3 | 6 | 566.4039 | 0
2029 | 6 | 3 | 7 | 575.5648 | 0
2029 | 6 | 3 | 8 | 597.4187 | 0
2029 | 6 | 3 | 9 | 619.2726 | 0
2029 | 6 | 3 | 10 | 640.7508 | 0
2029 | 6 | 3 | 11 | 662.9018 | 0
2029 | 6 | 3 | 12 | 675.6502 | 0
2029 | 6 | 3 | 13 | 683.3905 | 0
2029 | 6 | 3 | 14 | 684.1425 | 0
2029 | 6 | 3 | 15 | 689.6792 | 0
2029 | 6 | 3 | 16 | 699.5065 | 0
2029 | 6 | 3 | 17 | 705.9039 | 0
2029 | 6 | 3 | 18 | 705.6335 | 0
2029 | 6 | 3 | 19 | 700.876 | 0
2029 | 6 | 3 | 20 | 697.1094 | 0
2029 | 6 | 3 | 21 | 689.4916 | 0
2029 | 6 | 3 | 22 | 668.193 | 0
2029 | 6 | 3 | 23 | 634.405 | 0
2029 | 6 | 4 | 0 | 609.5763 | 0
2029 | 6 | 4 | 1 | 611.0521 | 0
2029 | 6 | 4 | 2 | 598.7903 | 0
2029 | 6 | 4 | 3 | 595.3755 | 0
2029 | 6 | 4 | 4 | 596.6807 | 0
2029 | 6 | 4 | 5 | 614.5813 | 0
2029 | 6 | 4 | 6 | 662.8935 | 0
2029 | 6 | 4 | 7 | 711.2056 | 0
2029 | 6 | 4 | 8 | 742.1026 | 0
2029 | 6 | 4 | 9 | 777.0675 | 0
2029 | 6 | 4 | 10 | 805.7604 | 0
2029 | 6 | 4 | 11 | 826.914 | 0
2029 | 6 | 4 | 12 | 837.1149 | 0
2029 | 6 | 4 | 13 | 846.3407 | 0
2029 | 6 | 4 | 14 | 846.9781 | 0
2029 | 6 | 4 | 15 | 849.664 | 0
2029 | 6 | 4 | 16 | 856.4529 | 0
2029 | 6 | 4 | 17 | 856.3388 | 0
2029 | 6 | 4 | 18 | 847.2487 | 0
2029 | 6 | 4 | 19 | 837.6091 | 0
2029 | 6 | 4 | 20 | 823.4036 | 0
2029 | 6 | 4 | 21 | 806.6498 | 0
2029 | 6 | 4 | 22 | 768.2539 | 0
2029 | 6 | 4 | 23 | 724.6633 | 0
2029 | 6 | 5 | 0 | 681.155 | 0
2029 | 6 | 5 | 1 | 642.703 | 0
2029 | 6 | 5 | 2 | 626.3387 | 0
2029 | 6 | 5 | 3 | 619.7275 | 0
2029 | 6 | 5 | 4 | 618.8822 | 0
2029 | 6 | 5 | 5 | 634.8061 | 0
2029 | 6 | 5 | 6 | 670.6364 | 0
2029 | 6 | 5 | 7 | 735.179 | 0
2029 | 6 | 5 | 8 | 775.2387 | 0
2029 | 6 | 5 | 9 | 799.4568 | 0
2029 | 6 | 5 | 10 | 830.2057 | 0
2029 | 6 | 5 | 11 | 849.9027 | 0
2029 | 6 | 5 | 12 | 858.6177 | 0
2029 | 6 | 5 | 13 | 864.4848 | 0
2029 | 6 | 5 | 14 | 860.5628 | 0
2029 | 6 | 5 | 15 | 860.2853 | 0
2029 | 6 | 5 | 16 | 854.121 | 0
2029 | 6 | 5 | 17 | 856.38 | 0
2029 | 6 | 5 | 18 | 849.2891 | 0
2029 | 6 | 5 | 19 | 833.1627 | 0
2029 | 6 | 5 | 20 | 825.0721 | 0
2029 | 6 | 5 | 21 | 804.7292 | 0
2029 | 6 | 5 | 22 | 762.1742 | 0
2029 | 6 | 5 | 23 | 712.4606 | 0
2029 | 6 | 6 | 0 | 672.3388 | 0
2029 | 6 | 6 | 1 | 655.5673 | 0
2029 | 6 | 6 | 2 | 638.7065 | 0
2029 | 6 | 6 | 3 | 632.4624 | 0
2029 | 6 | 6 | 4 | 630.4737 | 0
2029 | 6 | 6 | 5 | 645.075 | 0
2029 | 6 | 6 | 6 | 678.6737 | 0
2029 | 6 | 6 | 7 | 725.4417 | 0
2029 | 6 | 6 | 8 | 765.4118 | 0
2029 | 6 | 6 | 9 | 795.2778 | 0
2029 | 6 | 6 | 10 | 820.9095 | 0
2029 | 6 | 6 | 11 | 836.9352 | 0
2029 | 6 | 6 | 12 | 858.4853 | 0
2029 | 6 | 6 | 13 | 867.4489 | 0
2029 | 6 | 6 | 14 | 871.6754 | 0
2029 | 6 | 6 | 15 | 877.289 | 0
2029 | 6 | 6 | 16 | 886.2945 | 0
2029 | 6 | 6 | 17 | 891.8374 | 0
2029 | 6 | 6 | 18 | 885.8953 | 0
2029 | 6 | 6 | 19 | 866.4554 | 0
2029 | 6 | 6 | 20 | 840.0243 | 0
2029 | 6 | 6 | 21 | 822.1806 | 0
2029 | 6 | 6 | 22 | 788.3027 | 0
2029 | 6 | 6 | 23 | 743.1514 | 0
2029 | 6 | 7 | 0 | 696.9886 | 0
2029 | 6 | 7 | 1 | 664.2415 | 0
2029 | 6 | 7 | 2 | 631.4945 | 0
2029 | 6 | 7 | 3 | 623.7259 | 0
2029 | 6 | 7 | 4 | 622.1737 | 0
2029 | 6 | 7 | 5 | 637.6371 | 0
2029 | 6 | 7 | 6 | 683.2731 | 0
2029 | 6 | 7 | 7 | 728.909 | 0
2029 | 6 | 7 | 8 | 762.6164 | 0
2029 | 6 | 7 | 9 | 802.3418 | 0
2029 | 6 | 7 | 10 | 828.8859 | 0
2029 | 6 | 7 | 11 | 849.6562 | 0
2029 | 6 | 7 | 12 | 859.8892 | 0
2029 | 6 | 7 | 13 | 872.0291 | 0
2029 | 6 | 7 | 14 | 878.729 | 0
2029 | 6 | 7 | 15 | 885.4552 | 0
2029 | 6 | 7 | 16 | 893.1192 | 0
2029 | 6 | 7 | 17 | 897.5005 | 0
2029 | 6 | 7 | 18 | 879.299 | 0
2029 | 6 | 7 | 19 | 857.5459 | 0
2029 | 6 | 7 | 20 | 834.6842 | 0
2029 | 6 | 7 | 21 | 813.8283 | 0
2029 | 6 | 7 | 22 | 775.084 | 0
2029 | 6 | 7 | 23 | 729.8747 | 0
2029 | 6 | 8 | 0 | 679.8372 | 0
2029 | 6 | 8 | 1 | 653.9564 | 0
2029 | 6 | 8 | 2 | 635.5874 | 0
2029 | 6 | 8 | 3 | 627.3311 | 0
2029 | 6 | 8 | 4 | 626.281 | 0
2029 | 6 | 8 | 5 | 645.9424 | 0
2029 | 6 | 8 | 6 | 684.5303 | 0
2029 | 6 | 8 | 7 | 736.4601 | 0
2029 | 6 | 8 | 8 | 788.39 | 0
2029 | 6 | 8 | 9 | 826.7847 | 0
2029 | 6 | 8 | 10 | 865.7655 | 0
2029 | 6 | 8 | 11 | 892.92 | 0
2029 | 6 | 8 | 12 | 908.8291 | 0
2029 | 6 | 8 | 13 | 923.213 | 0
2029 | 6 | 8 | 14 | 928.9689 | 0
2029 | 6 | 8 | 15 | 934.6918 | 0
2029 | 6 | 8 | 16 | 936.9934 | 0
2029 | 6 | 8 | 17 | 929.8453 | 0
2029 | 6 | 8 | 18 | 901.838 | 0
2029 | 6 | 8 | 19 | 883.9633 | 0
2029 | 6 | 8 | 20 | 853.2048 | 0
2029 | 6 | 8 | 21 | 828.7594 | 0
2029 | 6 | 8 | 22 | 787.9402 | 0
2029 | 6 | 8 | 23 | 738.0653 | 0
2029 | 6 | 9 | 0 | 695.2046 | 0
2029 | 6 | 9 | 1 | 679.9821 | 0
2029 | 6 | 9 | 2 | 657.7658 | 0
2029 | 6 | 9 | 3 | 645.4254 | 0
2029 | 6 | 9 | 4 | 637.1701 | 0
2029 | 6 | 9 | 5 | 639.3087 | 0
2029 | 6 | 9 | 6 | 647.7935 | 0
2029 | 6 | 9 | 7 | 674.6392 | 0
2029 | 6 | 9 | 8 | 717.6812 | 0
2029 | 6 | 9 | 9 | 760.7231 | 0
2029 | 6 | 9 | 10 | 804.1487 | 0
2029 | 6 | 9 | 11 | 840.959 | 0
2029 | 6 | 9 | 12 | 862.7782 | 0
2029 | 6 | 9 | 13 | 875.0372 | 0
2029 | 6 | 9 | 14 | 880.0766 | 0
2029 | 6 | 9 | 15 | 885.0219 | 0
2029 | 6 | 9 | 16 | 891.6942 | 0
2029 | 6 | 9 | 17 | 884.9472 | 0
2029 | 6 | 9 | 18 | 867.7239 | 0
2029 | 6 | 9 | 19 | 859.5842 | 0
2029 | 6 | 9 | 20 | 829.8037 | 0
2029 | 6 | 9 | 21 | 808.8353 | 0
2029 | 6 | 9 | 22 | 781.4293 | 0
2029 | 6 | 9 | 23 | 748.294 | 0
2029 | 6 | 10 | 0 | 716.6395 | 0
2029 | 6 | 10 | 1 | 721.7871 | 0
2029 | 6 | 10 | 2 | 695.6887 | 0
2029 | 6 | 10 | 3 | 676.4485 | 0
2029 | 6 | 10 | 4 | 663.302 | 0
2029 | 6 | 10 | 5 | 658.5358 | 0
2029 | 6 | 10 | 6 | 663.7712 | 0
2029 | 6 | 10 | 7 | 697.8356 | 0
2029 | 6 | 10 | 8 | 755.8314 | 0
2029 | 6 | 10 | 9 | 813.8273 | 0
2029 | 6 | 10 | 10 | 877.2691 | 0
2029 | 6 | 10 | 11 | 934.7747 | 0
2029 | 6 | 10 | 12 | 974.5955 | 0
2029 | 6 | 10 | 13 | 1002.5973 | 2.5973
2029 | 6 | 10 | 14 | 1023.3339 | 23.3339
2029 | 6 | 10 | 15 | 1040.857 | 40.857
2029 | 6 | 10 | 16 | 1057.9188 | 57.9188
2029 | 6 | 10 | 17 | 1063.7025 | 63.7025
2029 | 6 | 10 | 18 | 1029.8192 | 29.8192
2029 | 6 | 10 | 19 | 1008.9171 | 8.9171
2029 | 6 | 10 | 20 | 970.3037 | 0
2029 | 6 | 10 | 21 | 957.1117 | 0
2029 | 6 | 10 | 22 | 917.1328 | 0
2029 | 6 | 10 | 23 | 862.4948 | 0
2029 | 6 | 11 | 0 | 807.8567 | 0
2029 | 6 | 11 | 1 | 807.0561 | 0
2029 | 6 | 11 | 2 | 774.4588 | 0
2029 | 6 | 11 | 3 | 754.7632 | 0
2029 | 6 | 11 | 4 | 746.1873 | 0
2029 | 6 | 11 | 5 | 762.1086 | 0
2029 | 6 | 11 | 6 | 806.6428 | 0
2029 | 6 | 11 | 7 | 877.0147 | 0
2029 | 6 | 11 | 8 | 947.3865 | 0
2029 | 6 | 11 | 9 | 1019.8772 | 19.8772
2029 | 6 | 11 | 10 | 1076.4257 | 76.4257
2029 | 6 | 11 | 11 | 1117.9155 | 117.9155
2029 | 6 | 11 | 12 | 1145.4937 | 145.4937
2029 | 6 | 11 | 13 | 1164.2667 | 164.2667
2029 | 6 | 11 | 14 | 1173.1136 | 173.1136
2029 | 6 | 11 | 15 | 1179.6044 | 179.6044
2029 | 6 | 11 | 16 | 1183.0888 | 183.0888
2029 | 6 | 11 | 17 | 1179.1622 | 179.1622
2029 | 6 | 11 | 18 | 1147.5799 | 147.5799
2029 | 6 | 11 | 19 | 1119.8491 | 119.8491
2029 | 6 | 11 | 20 | 1091.1049 | 91.1049
2029 | 6 | 11 | 21 | 1058.1451 | 58.1451
2029 | 6 | 11 | 22 | 1000.3517 | 0.35168
2029 | 6 | 11 | 23 | 928.4173 | 0
2029 | 6 | 12 | 0 | 861.8054 | 0
2029 | 6 | 12 | 1 | 795.1936 | 0
2029 | 6 | 12 | 2 | 760.7239 | 0
2029 | 6 | 12 | 3 | 739.458 | 0
2029 | 6 | 12 | 4 | 729.5069 | 0
2029 | 6 | 12 | 5 | 742.1948 | 0
2029 | 6 | 12 | 6 | 780.936 | 0
2029 | 6 | 12 | 7 | 852.1159 | 0
2029 | 6 | 12 | 8 | 902.7125 | 0
2029 | 6 | 12 | 9 | 939.6678 | 0
2029 | 6 | 12 | 10 | 984.7583 | 0
2029 | 6 | 12 | 11 | 1017.7399 | 17.7399
2029 | 6 | 12 | 12 | 1034.0613 | 34.0613
2029 | 6 | 12 | 13 | 1043.1145 | 43.1145
2029 | 6 | 12 | 14 | 1042.1479 | 42.1479
2029 | 6 | 12 | 15 | 1041.0253 | 41.0253
2029 | 6 | 12 | 16 | 1040.6509 | 40.6509
2029 | 6 | 12 | 17 | 1045.6567 | 45.6567
2029 | 6 | 12 | 18 | 1028.9919 | 28.9919
2029 | 6 | 12 | 19 | 991.5512 | 0
2029 | 6 | 12 | 20 | 960.1198 | 0
2029 | 6 | 12 | 21 | 921.2134 | 0
2029 | 6 | 12 | 22 | 866.5202 | 0
2029 | 6 | 12 | 23 | 802.0876 | 0
2029 | 6 | 13 | 0 | 746.7599 | 0
2029 | 6 | 13 | 1 | 707.321 | 0
2029 | 6 | 13 | 2 | 682.7681 | 0
2029 | 6 | 13 | 3 | 670.8588 | 0
2029 | 6 | 13 | 4 | 666.1597 | 0
2029 | 6 | 13 | 5 | 676.6193 | 0
2029 | 6 | 13 | 6 | 710.8324 | 0
2029 | 6 | 13 | 7 | 764.4898 | 0
2029 | 6 | 13 | 8 | 804.7626 | 0
2029 | 6 | 13 | 9 | 835.0661 | 0
2029 | 6 | 13 | 10 | 861.4778 | 0
2029 | 6 | 13 | 11 | 875.694 | 0
2029 | 6 | 13 | 12 | 892.7351 | 0
2029 | 6 | 13 | 13 | 898.5878 | 0
2029 | 6 | 13 | 14 | 902.5315 | 0
2029 | 6 | 13 | 15 | 911.0393 | 0
2029 | 6 | 13 | 16 | 924.2081 | 0
2029 | 6 | 13 | 17 | 932.9571 | 0
2029 | 6 | 13 | 18 | 919.8835 | 0
2029 | 6 | 13 | 19 | 887.7067 | 0
2029 | 6 | 13 | 20 | 849.9156 | 0
2029 | 6 | 13 | 21 | 823.3 | 0
2029 | 6 | 13 | 22 | 783.7866 | 0
2029 | 6 | 13 | 23 | 734.1425 | 0
2029 | 6 | 14 | 0 | 686.3466 | 0
2029 | 6 | 14 | 1 | 635.8605 | 0
2029 | 6 | 14 | 2 | 620.4466 | 0
2029 | 6 | 14 | 3 | 614.1609 | 0
2029 | 6 | 14 | 4 | 614.5497 | 0
2029 | 6 | 14 | 5 | 634.6887 | 0
2029 | 6 | 14 | 6 | 679.1585 | 0
2029 | 6 | 14 | 7 | 723.6284 | 0
2029 | 6 | 14 | 8 | 767.6602 | 0
2029 | 6 | 14 | 9 | 800.0295 | 0
2029 | 6 | 14 | 10 | 826.401 | 0
2029 | 6 | 14 | 11 | 843.1159 | 0
2029 | 6 | 14 | 12 | 847.7699 | 0
2029 | 6 | 14 | 13 | 856.9208 | 0
2029 | 6 | 14 | 14 | 859.1456 | 0
2029 | 6 | 14 | 15 | 861.0269 | 0
2029 | 6 | 14 | 16 | 863.8855 | 0
2029 | 6 | 14 | 17 | 864.0712 | 0
2029 | 6 | 14 | 18 | 841.2913 | 0
2029 | 6 | 14 | 19 | 824.3821 | 0
2029 | 6 | 14 | 20 | 814.5795 | 0
2029 | 6 | 14 | 21 | 802.0399 | 0
2029 | 6 | 14 | 22 | 761.7144 | 0
2029 | 6 | 14 | 23 | 714.844 | 0
2029 | 6 | 15 | 0 | 667.695 | 0
2029 | 6 | 15 | 1 | 672.0125 | 0
2029 | 6 | 15 | 2 | 653.4802 | 0
2029 | 6 | 15 | 3 | 645.6605 | 0
2029 | 6 | 15 | 4 | 646.1147 | 0
2029 | 6 | 15 | 5 | 666.7746 | 0
2029 | 6 | 15 | 6 | 712.1456 | 0
2029 | 6 | 15 | 7 | 779.6537 | 0
2029 | 6 | 15 | 8 | 822.7708 | 0
2029 | 6 | 15 | 9 | 878.1875 | 0
2029 | 6 | 15 | 10 | 926.4293 | 0
2029 | 6 | 15 | 11 | 962.0841 | 0
2029 | 6 | 15 | 12 | 983.5454 | 0
2029 | 6 | 15 | 13 | 1003.2113 | 3.2113
2029 | 6 | 15 | 14 | 1015.6724 | 15.6724
2029 | 6 | 15 | 15 | 1018.7974 | 18.7974
2029 | 6 | 15 | 16 | 1030.376 | 30.376
2029 | 6 | 15 | 17 | 1035.5623 | 35.5623
2029 | 6 | 15 | 18 | 1013.7059 | 13.7059
2029 | 6 | 15 | 19 | 990.3494 | 0
2029 | 6 | 15 | 20 | 965.2772 | 0
2029 | 6 | 15 | 21 | 936.3489 | 0
2029 | 6 | 15 | 22 | 892.5157 | 0
2029 | 6 | 15 | 23 | 838.898 | 0
2029 | 6 | 16 | 0 | 779.3369 | 0
2029 | 6 | 16 | 1 | 728.5399 | 0
2029 | 6 | 16 | 2 | 701.8928 | 0
2029 | 6 | 16 | 3 | 685.1905 | 0
2029 | 6 | 16 | 4 | 674.8203 | 0
2029 | 6 | 16 | 5 | 673.9621 | 0
2029 | 6 | 16 | 6 | 681.4677 | 0
2029 | 6 | 16 | 7 | 711.647 | 0
2029 | 6 | 16 | 8 | 759.6001 | 0
2029 | 6 | 16 | 9 | 807.5531 | 0
2029 | 6 | 16 | 10 | 846.3891 | 0
2029 | 6 | 16 | 11 | 882.2874 | 0
2029 | 6 | 16 | 12 | 908.5716 | 0
2029 | 6 | 16 | 13 | 921.8336 | 0
2029 | 6 | 16 | 14 | 923.8444 | 0
2029 | 6 | 16 | 15 | 922.3455 | 0
2029 | 6 | 16 | 16 | 924.2788 | 0
2029 | 6 | 16 | 17 | 927.6156 | 0
2029 | 6 | 16 | 18 | 917.2887 | 0
2029 | 6 | 16 | 19 | 889.2025 | 0
2029 | 6 | 16 | 20 | 876.203 | 0
2029 | 6 | 16 | 21 | 856.9507 | 0
2029 | 6 | 16 | 22 | 830.6136 | 0
2029 | 6 | 16 | 23 | 791.929 | 0
2029 | 6 | 17 | 0 | 745.472 | 0
2029 | 6 | 17 | 1 | 722.8867 | 0
2029 | 6 | 17 | 2 | 692.4508 | 0
2029 | 6 | 17 | 3 | 672.9078 | 0
2029 | 6 | 17 | 4 | 660.2213 | 0
2029 | 6 | 17 | 5 | 656.6076 | 0
2029 | 6 | 17 | 6 | 662.6877 | 0
2029 | 6 | 17 | 7 | 693.924 | 0
2029 | 6 | 17 | 8 | 739.8188 | 0
2029 | 6 | 17 | 9 | 798.6282 | 0
2029 | 6 | 17 | 10 | 856.1009 | 0
2029 | 6 | 17 | 11 | 909.3048 | 0
2029 | 6 | 17 | 12 | 945.8393 | 0
2029 | 6 | 17 | 13 | 966.3645 | 0
2029 | 6 | 17 | 14 | 980.8865 | 0
2029 | 6 | 17 | 15 | 990.7571 | 0
2029 | 6 | 17 | 16 | 997.9127 | 0
2029 | 6 | 17 | 17 | 1000.7259 | 0.72591
2029 | 6 | 17 | 18 | 976.8102 | 0
2029 | 6 | 17 | 19 | 964.9852 | 0
2029 | 6 | 17 | 20 | 965.6491 | 0
2029 | 6 | 17 | 21 | 911.291 | 0
2029 | 6 | 17 | 22 | 873.6792 | 0
2029 | 6 | 17 | 23 | 817.1523 | 0
2029 | 6 | 18 | 0 | 766.7437 | 0
2029 | 6 | 18 | 1 | 753.8312 | 0
2029 | 6 | 18 | 2 | 722.7122 | 0
2029 | 6 | 18 | 3 | 704.9779 | 0
2029 | 6 | 18 | 4 | 697.0996 | 0
2029 | 6 | 18 | 5 | 712.8158 | 0
2029 | 6 | 18 | 6 | 760.0284 | 0
2029 | 6 | 18 | 7 | 826.0685 | 0
2029 | 6 | 18 | 8 | 892.1086 | 0
2029 | 6 | 18 | 9 | 940.535 | 0
2029 | 6 | 18 | 10 | 986.9927 | 0
2029 | 6 | 18 | 11 | 1017.1952 | 17.1952
2029 | 6 | 18 | 12 | 1033.9803 | 33.9803
2029 | 6 | 18 | 13 | 1046.8506 | 46.8506
2029 | 6 | 18 | 14 | 1052.1131 | 52.1131
2029 | 6 | 18 | 15 | 1056.5653 | 56.5653
2029 | 6 | 18 | 16 | 1063.292 | 63.292
2029 | 6 | 18 | 17 | 1061.0097 | 61.0097
2029 | 6 | 18 | 18 | 1030.803 | 30.803
2029 | 6 | 18 | 19 | 1004.5144 | 4.5144
2029 | 6 | 18 | 20 | 967.608 | 0
2029 | 6 | 18 | 21 | 931.9287 | 0
2029 | 6 | 18 | 22 | 878.4218 | 0
2029 | 6 | 18 | 23 | 814.2087 | 0
2029 | 6 | 19 | 0 | 756.758 | 0
2029 | 6 | 19 | 1 | 716.592 | 0
2029 | 6 | 19 | 2 | 689.7003 | 0
2029 | 6 | 19 | 3 | 676.0229 | 0
2029 | 6 | 19 | 4 | 670.4113 | 0
2029 | 6 | 19 | 5 | 687.3936 | 0
2029 | 6 | 19 | 6 | 742.2556 | 0
2029 | 6 | 19 | 7 | 797.1175 | 0
2029 | 6 | 19 | 8 | 861.707 | 0
2029 | 6 | 19 | 9 | 902.0194 | 0
2029 | 6 | 19 | 10 | 941.1105 | 0
2029 | 6 | 19 | 11 | 970.433 | 0
2029 | 6 | 19 | 12 | 987.5762 | 0
2029 | 6 | 19 | 13 | 999.7479 | 0
2029 | 6 | 19 | 14 | 1001.533 | 1.533
2029 | 6 | 19 | 15 | 1003.7658 | 3.7658
2029 | 6 | 19 | 16 | 999.4008 | 0
2029 | 6 | 19 | 17 | 1001.9545 | 1.9545
2029 | 6 | 19 | 18 | 982.7678 | 0
2029 | 6 | 19 | 19 | 941.485 | 0
2029 | 6 | 19 | 20 | 911.2342 | 0
2029 | 6 | 19 | 21 | 876.1424 | 0
2029 | 6 | 19 | 22 | 825.8722 | 0
2029 | 6 | 19 | 23 | 762.6988 | 0
2029 | 6 | 20 | 0 | 709.6757 | 0
2029 | 6 | 20 | 1 | 696.6147 | 0
2029 | 6 | 20 | 2 | 674.1095 | 0
2029 | 6 | 20 | 3 | 663.9358 | 0
2029 | 6 | 20 | 4 | 658.9511 | 0
2029 | 6 | 20 | 5 | 674.004 | 0
2029 | 6 | 20 | 6 | 714.3163 | 0
2029 | 6 | 20 | 7 | 768.1626 | 0
2029 | 6 | 20 | 8 | 822.0088 | 0
2029 | 6 | 20 | 9 | 855.7759 | 0
2029 | 6 | 20 | 10 | 890.0996 | 0
2029 | 6 | 20 | 11 | 912.5395 | 0
2029 | 6 | 20 | 12 | 934.126 | 0
2029 | 6 | 20 | 13 | 945.401 | 0
2029 | 6 | 20 | 14 | 952.3687 | 0
2029 | 6 | 20 | 15 | 958.662 | 0
2029 | 6 | 20 | 16 | 971.035 | 0
2029 | 6 | 20 | 17 | 973.6237 | 0
2029 | 6 | 20 | 18 | 965.9173 | 0
2029 | 6 | 20 | 19 | 937.9937 | 0
2029 | 6 | 20 | 20 | 900.5935 | 0
2029 | 6 | 20 | 21 | 863.7158 | 0
2029 | 6 | 20 | 22 | 822.2584 | 0
2029 | 6 | 20 | 23 | 768.4522 | 0
2029 | 6 | 21 | 0 | 715.9377 | 0
2029 | 6 | 21 | 1 | 683.8842 | 0
2029 | 6 | 21 | 2 | 651.8307 | 0
2029 | 6 | 21 | 3 | 642.8743 | 0
2029 | 6 | 21 | 4 | 640.3904 | 0
2029 | 6 | 21 | 5 | 656.6115 | 0
2029 | 6 | 21 | 6 | 709.01 | 0
2029 | 6 | 21 | 7 | 761.4084 | 0
2029 | 6 | 21 | 8 | 799.3726 | 0
2029 | 6 | 21 | 9 | 846.1346 | 0
2029 | 6 | 21 | 10 | 873.3957 | 0
2029 | 6 | 21 | 11 | 897.7618 | 0
2029 | 6 | 21 | 12 | 914.5218 | 0
2029 | 6 | 21 | 13 | 932.1003 | 0
2029 | 6 | 21 | 14 | 935.9293 | 0
2029 | 6 | 21 | 15 | 939.9867 | 0
2029 | 6 | 21 | 16 | 942.4943 | 0
2029 | 6 | 21 | 17 | 934.538 | 0
2029 | 6 | 21 | 18 | 914.7034 | 0
2029 | 6 | 21 | 19 | 893.0341 | 0
2029 | 6 | 21 | 20 | 865.5902 | 0
2029 | 6 | 21 | 21 | 857.8626 | 0
2029 | 6 | 21 | 22 | 823.0617 | 0
2029 | 6 | 21 | 23 | 774.5624 | 0
2029 | 6 | 22 | 0 | 723.1556 | 0
2029 | 6 | 22 | 1 | 718.9668 | 0
2029 | 6 | 22 | 2 | 696.2223 | 0
2029 | 6 | 22 | 3 | 683.9559 | 0
2029 | 6 | 22 | 4 | 680.0341 | 0
2029 | 6 | 22 | 5 | 697.127 | 0
2029 | 6 | 22 | 6 | 738.5821 | 0
2029 | 6 | 22 | 7 | 802.7753 | 0
2029 | 6 | 22 | 8 | 839.3885 | 0
2029 | 6 | 22 | 9 | 898.0122 | 0
2029 | 6 | 22 | 10 | 944.5323 | 0
2029 | 6 | 22 | 11 | 978.1094 | 0
2029 | 6 | 22 | 12 | 998.7126 | 0
2029 | 6 | 22 | 13 | 1015.671 | 15.671
2029 | 6 | 22 | 14 | 1021.0336 | 21.0336
2029 | 6 | 22 | 15 | 1026.3126 | 26.3126
2029 | 6 | 22 | 16 | 1025.9397 | 25.9397
2029 | 6 | 22 | 17 | 1016.2992 | 16.2992
2029 | 6 | 22 | 18 | 985.6863 | 0
2029 | 6 | 22 | 19 | 965.5247 | 0
2029 | 6 | 22 | 20 | 950.0735 | 0
2029 | 6 | 22 | 21 | 933.5278 | 0
2029 | 6 | 22 | 22 | 898.3867 | 0
2029 | 6 | 22 | 23 | 849.9352 | 0
2029 | 6 | 23 | 0 | 793.596 | 0
2029 | 6 | 23 | 1 | 735.6407 | 0
2029 | 6 | 23 | 2 | 677.6854 | 0
2029 | 6 | 23 | 3 | 658.5262 | 0
2029 | 6 | 23 | 4 | 645.885 | 0
2029 | 6 | 23 | 5 | 642.5555 | 0
2029 | 6 | 23 | 6 | 657.6637 | 0
2029 | 6 | 23 | 7 | 672.772 | 0
2029 | 6 | 23 | 8 | 714.0543 | 0
2029 | 6 | 23 | 9 | 751.1948 | 0
2029 | 6 | 23 | 10 | 788.2014 | 0
2029 | 6 | 23 | 11 | 812.6654 | 0
2029 | 6 | 23 | 12 | 824.9664 | 0
2029 | 6 | 23 | 13 | 826.293 | 0
2029 | 6 | 23 | 14 | 823.6207 | 0
2029 | 6 | 23 | 15 | 822.6832 | 0
2029 | 6 | 23 | 16 | 827.0158 | 0
2029 | 6 | 23 | 17 | 831.7154 | 0
2029 | 6 | 23 | 18 | 813.5469 | 0
2029 | 6 | 23 | 19 | 789.4821 | 0
2029 | 6 | 23 | 20 | 761.2765 | 0
2029 | 6 | 23 | 21 | 735.5741 | 0
2029 | 6 | 23 | 22 | 714.3275 | 0
2029 | 6 | 23 | 23 | 681.6233 | 0
2029 | 6 | 24 | 0 | 650.4732 | 0
2029 | 6 | 24 | 1 | 641.0537 | 0
2029 | 6 | 24 | 2 | 619.5966 | 0
2029 | 6 | 24 | 3 | 606.4014 | 0
2029 | 6 | 24 | 4 | 597.7644 | 0
2029 | 6 | 24 | 5 | 594.0942 | 0
2029 | 6 | 24 | 6 | 602.4947 | 0
2029 | 6 | 24 | 7 | 610.8951 | 0
2029 | 6 | 24 | 8 | 641.8877 | 0
2029 | 6 | 24 | 9 | 677.3298 | 0
2029 | 6 | 24 | 10 | 702.7111 | 0
2029 | 6 | 24 | 11 | 728.3911 | 0
2029 | 6 | 24 | 12 | 745.1699 | 0
2029 | 6 | 24 | 13 | 751.6508 | 0
2029 | 6 | 24 | 14 | 760.4921 | 0
2029 | 6 | 24 | 15 | 764.9598 | 0
2029 | 6 | 24 | 16 | 775.1516 | 0
2029 | 6 | 24 | 17 | 788.1803 | 0
2029 | 6 | 24 | 18 | 784.3767 | 0
2029 | 6 | 24 | 19 | 765.5447 | 0
2029 | 6 | 24 | 20 | 756.1113 | 0
2029 | 6 | 24 | 21 | 736.9782 | 0
2029 | 6 | 24 | 22 | 718.9714 | 0
2029 | 6 | 24 | 23 | 686.903 | 0
2029 | 6 | 25 | 0 | 658.4621 | 0
2029 | 6 | 25 | 1 | 632.6161 | 0
2029 | 6 | 25 | 2 | 615.2726 | 0
2029 | 6 | 25 | 3 | 608.1653 | 0
2029 | 6 | 25 | 4 | 607.3505 | 0
2029 | 6 | 25 | 5 | 622.5764 | 0
2029 | 6 | 25 | 6 | 678.0047 | 0
2029 | 6 | 25 | 7 | 722.1105 | 0
2029 | 6 | 25 | 8 | 777.6733 | 0
2029 | 6 | 25 | 9 | 822.345 | 0
2029 | 6 | 25 | 10 | 857.7818 | 0
2029 | 6 | 25 | 11 | 882.9576 | 0
2029 | 6 | 25 | 12 | 895.4709 | 0
2029 | 6 | 25 | 13 | 907.7031 | 0
2029 | 6 | 25 | 14 | 911.3186 | 0
2029 | 6 | 25 | 15 | 914.2791 | 0
2029 | 6 | 25 | 16 | 920.347 | 0
2029 | 6 | 25 | 17 | 923.6493 | 0
2029 | 6 | 25 | 18 | 905.2977 | 0
2029 | 6 | 25 | 19 | 899.1582 | 0
2029 | 6 | 25 | 20 | 867.727 | 0
2029 | 6 | 25 | 21 | 845.8197 | 0
2029 | 6 | 25 | 22 | 806.006 | 0
2029 | 6 | 25 | 23 | 755.1881 | 0
2029 | 6 | 26 | 0 | 703.9235 | 0
2029 | 6 | 26 | 1 | 658.4224 | 0
2029 | 6 | 26 | 2 | 639.2338 | 0
2029 | 6 | 26 | 3 | 631.3981 | 0
2029 | 6 | 26 | 4 | 628.6923 | 0
2029 | 6 | 26 | 5 | 643.4237 | 0
2029 | 6 | 26 | 6 | 696.3876 | 0
2029 | 6 | 26 | 7 | 749.3516 | 0
2029 | 6 | 26 | 8 | 791.0467 | 0
2029 | 6 | 26 | 9 | 823.4189 | 0
2029 | 6 | 26 | 10 | 858.394 | 0
2029 | 6 | 26 | 11 | 882.5307 | 0
2029 | 6 | 26 | 12 | 896.5308 | 0
2029 | 6 | 26 | 13 | 905.8378 | 0
2029 | 6 | 26 | 14 | 908.5516 | 0
2029 | 6 | 26 | 15 | 913.5988 | 0
2029 | 6 | 26 | 16 | 917.7105 | 0
2029 | 6 | 26 | 17 | 921.2243 | 0
2029 | 6 | 26 | 18 | 915.9683 | 0
2029 | 6 | 26 | 19 | 897.5487 | 0
2029 | 6 | 26 | 20 | 869.992 | 0
2029 | 6 | 26 | 21 | 834.6994 | 0
2029 | 6 | 26 | 22 | 796.0216 | 0
2029 | 6 | 26 | 23 | 747.3217 | 0
2029 | 6 | 27 | 0 | 705.0172 | 0
2029 | 6 | 27 | 1 | 649.7937 | 0
2029 | 6 | 27 | 2 | 630.0894 | 0
2029 | 6 | 27 | 3 | 621.4157 | 0
2029 | 6 | 27 | 4 | 620.0435 | 0
2029 | 6 | 27 | 5 | 635.8519 | 0
2029 | 6 | 27 | 6 | 688.7986 | 0
2029 | 6 | 27 | 7 | 741.7453 | 0
2029 | 6 | 27 | 8 | 784.264 | 0
2029 | 6 | 27 | 9 | 811.6189 | 0
2029 | 6 | 27 | 10 | 841.4323 | 0
2029 | 6 | 27 | 11 | 862.2634 | 0
2029 | 6 | 27 | 12 | 883.7413 | 0
2029 | 6 | 27 | 13 | 893.911 | 0
2029 | 6 | 27 | 14 | 898.5891 | 0
2029 | 6 | 27 | 15 | 903.8492 | 0
2029 | 6 | 27 | 16 | 914.8458 | 0
2029 | 6 | 27 | 17 | 916.9104 | 0
2029 | 6 | 27 | 18 | 896.398 | 0
2029 | 6 | 27 | 19 | 879.2715 | 0
2029 | 6 | 27 | 20 | 855.4096 | 0
2029 | 6 | 27 | 21 | 825.5257 | 0
2029 | 6 | 27 | 22 | 785.0437 | 0
2029 | 6 | 27 | 23 | 733.2903 | 0
2029 | 6 | 28 | 0 | 684.427 | 0
2029 | 6 | 28 | 1 | 679.4744 | 0
2029 | 6 | 28 | 2 | 659.6554 | 0
2029 | 6 | 28 | 3 | 651.0907 | 0
2029 | 6 | 28 | 4 | 650.0117 | 0
2029 | 6 | 28 | 5 | 666.2437 | 0
2029 | 6 | 28 | 6 | 711.4143 | 0
2029 | 6 | 28 | 7 | 778.8324 | 0
2029 | 6 | 28 | 8 | 814.9353 | 0
2029 | 6 | 28 | 9 | 859.1628 | 0
2029 | 6 | 28 | 10 | 894.4512 | 0
2029 | 6 | 28 | 11 | 922.9795 | 0
2029 | 6 | 28 | 12 | 940.3017 | 0
2029 | 6 | 28 | 13 | 958.4335 | 0
2029 | 6 | 28 | 14 | 963.5996 | 0
2029 | 6 | 28 | 15 | 970.2452 | 0
2029 | 6 | 28 | 16 | 976.9501 | 0
2029 | 6 | 28 | 17 | 977.7007 | 0
2029 | 6 | 28 | 18 | 954.1091 | 0
2029 | 6 | 28 | 19 | 936.851 | 0
2029 | 6 | 28 | 20 | 912.1419 | 0
2029 | 6 | 28 | 21 | 886.8952 | 0
2029 | 6 | 28 | 22 | 847.972 | 0
2029 | 6 | 28 | 23 | 793.9503 | 0
2029 | 6 | 29 | 0 | 738.8495 | 0
2029 | 6 | 29 | 1 | 739.508 | 0
2029 | 6 | 29 | 2 | 712.6984 | 0
2029 | 6 | 29 | 3 | 698.8013 | 0
2029 | 6 | 29 | 4 | 693.1338 | 0
2029 | 6 | 29 | 5 | 707.0532 | 0
2029 | 6 | 29 | 6 | 750.3431 | 0
2029 | 6 | 29 | 7 | 819.8111 | 0
2029 | 6 | 29 | 8 | 865.3072 | 0
2029 | 6 | 29 | 9 | 929.7295 | 0
2029 | 6 | 29 | 10 | 983.9054 | 0
2029 | 6 | 29 | 11 | 1024.8527 | 24.8527
2029 | 6 | 29 | 12 | 1050.8183 | 50.8183
2029 | 6 | 29 | 13 | 1072.7287 | 72.7287
2029 | 6 | 29 | 14 | 1081.8619 | 81.8619
2029 | 6 | 29 | 15 | 1090.1752 | 90.1752
2029 | 6 | 29 | 16 | 1096.6606 | 96.6606
2029 | 6 | 29 | 17 | 1092.11 | 92.11
2029 | 6 | 29 | 18 | 1063.3905 | 63.3905
2029 | 6 | 29 | 19 | 1035.66 | 35.66
2029 | 6 | 29 | 20 | 999.8942 | 0
2029 | 6 | 29 | 21 | 980.5813 | 0
2029 | 6 | 29 | 22 | 942.3517 | 0
2029 | 6 | 29 | 23 | 886.7363 | 0
2029 | 6 | 30 | 0 | 818.7163 | 0
2029 | 6 | 30 | 1 | 765.4684 | 0
2029 | 6 | 30 | 2 | 712.2206 | 0
2029 | 6 | 30 | 3 | 691.3483 | 0
2029 | 6 | 30 | 4 | 681.1144 | 0
2029 | 6 | 30 | 5 | 679.0349 | 0
2029 | 6 | 30 | 6 | 688.0277 | 0
2029 | 6 | 30 | 7 | 718.993 | 0
2029 | 6 | 30 | 8 | 756.1913 | 0
2029 | 6 | 30 | 9 | 816.4508 | 0
2029 | 6 | 30 | 10 | 861.4989 | 0
2029 | 6 | 30 | 11 | 899.8086 | 0
2029 | 6 | 30 | 12 | 922.3146 | 0
2029 | 6 | 30 | 13 | 932.2946 | 0
2029 | 6 | 30 | 14 | 932.3377 | 0
2029 | 6 | 30 | 15 | 932.2013 | 0
2029 | 6 | 30 | 16 | 929.513 | 0
2029 | 6 | 30 | 17 | 932.9989 | 0
2029 | 6 | 30 | 18 | 919.03 | 0
2029 | 6 | 30 | 19 | 907.2593 | 0
2029 | 6 | 30 | 20 | 872.7938 | 0
2029 | 6 | 30 | 21 | 848.9316 | 0
2029 | 6 | 30 | 22 | 825.4091 | 0
2029 | 6 | 30 | 23 | 790.1939 | 0
2029 | 7 | 1 | 0 | 740.2001 | 0
2029 | 7 | 1 | 1 | 686.131 | 0
2029 | 7 | 1 | 2 | 632.0618 | 0
2029 | 7 | 1 | 3 | 620.1422 | 0
2029 | 7 | 1 | 4 | 614.9238 | 0
2029 | 7 | 1 | 5 | 619.0986 | 0
2029 | 7 | 1 | 6 | 628.4202 | 0
2029 | 7 | 1 | 7 | 657.8984 | 0
2029 | 7 | 1 | 8 | 685.3393 | 0
2029 | 7 | 1 | 9 | 717.7061 | 0
2029 | 7 | 1 | 10 | 748.9966 | 0
2029 | 7 | 1 | 11 | 782.441 | 0
2029 | 7 | 1 | 12 | 804.931 | 0
2029 | 7 | 1 | 13 | 813.6434 | 0
2029 | 7 | 1 | 14 | 814.6264 | 0
2029 | 7 | 1 | 15 | 818.3628 | 0
2029 | 7 | 1 | 16 | 810.6653 | 0
2029 | 7 | 1 | 17 | 819.507 | 0
2029 | 7 | 1 | 18 | 817.5187 | 0
2029 | 7 | 1 | 19 | 811.7909 | 0
2029 | 7 | 1 | 20 | 789.3462 | 0
2029 | 7 | 1 | 21 | 760.178 | 0
2029 | 7 | 1 | 22 | 733.8752 | 0
2029 | 7 | 1 | 23 | 700.4089 | 0
2029 | 7 | 2 | 0 | 666.0123 | 0
2029 | 7 | 2 | 1 | 637.8691 | 0
2029 | 7 | 2 | 2 | 609.7259 | 0
2029 | 7 | 2 | 3 | 603.4788 | 0
2029 | 7 | 2 | 4 | 603.1135 | 0
2029 | 7 | 2 | 5 | 621.3573 | 0
2029 | 7 | 2 | 6 | 681.9266 | 0
2029 | 7 | 2 | 7 | 729.0752 | 0
2029 | 7 | 2 | 8 | 785.5557 | 0
2029 | 7 | 2 | 9 | 830.0343 | 0
2029 | 7 | 2 | 10 | 865.3756 | 0
2029 | 7 | 2 | 11 | 889.7455 | 0
2029 | 7 | 2 | 12 | 901.8761 | 0
2029 | 7 | 2 | 13 | 914.29 | 0
2029 | 7 | 2 | 14 | 917.7689 | 0
2029 | 7 | 2 | 15 | 920.6239 | 0
2029 | 7 | 2 | 16 | 926.6202 | 0
2029 | 7 | 2 | 17 | 929.6534 | 0
2029 | 7 | 2 | 18 | 910.9001 | 0
2029 | 7 | 2 | 19 | 905.29 | 0
2029 | 7 | 2 | 20 | 874.3963 | 0
2029 | 7 | 2 | 21 | 853.2269 | 0
2029 | 7 | 2 | 22 | 813.4155 | 0
2029 | 7 | 2 | 23 | 756.5115 | 0
2029 | 7 | 3 | 0 | 695.4384 | 0
2029 | 7 | 3 | 1 | 700.6686 | 0
2029 | 7 | 3 | 2 | 705.8987 | 0
2029 | 7 | 3 | 3 | 691.0927 | 0
2029 | 7 | 3 | 4 | 684.3442 | 0
2029 | 7 | 3 | 5 | 699.3767 | 0
2029 | 7 | 3 | 6 | 740.4115 | 0
2029 | 7 | 3 | 7 | 812.7861 | 0
2029 | 7 | 3 | 8 | 866.5124 | 0
2029 | 7 | 3 | 9 | 908.8651 | 0
2029 | 7 | 3 | 10 | 955.1199 | 0
2029 | 7 | 3 | 11 | 989.574 | 0
2029 | 7 | 3 | 12 | 1010.0736 | 10.0736
2029 | 7 | 3 | 13 | 1023.0739 | 23.0739
2029 | 7 | 3 | 14 | 1028.5774 | 28.5774
2029 | 7 | 3 | 15 | 1033.4377 | 33.4377
2029 | 7 | 3 | 16 | 1032.6496 | 32.6496
2029 | 7 | 3 | 17 | 1033.7257 | 33.7257
2029 | 7 | 3 | 18 | 1019.9605 | 19.9605
2029 | 7 | 3 | 19 | 989.4397 | 0
2029 | 7 | 3 | 20 | 960.5576 | 0
2029 | 7 | 3 | 21 | 924.0011 | 0
2029 | 7 | 3 | 22 | 877.2275 | 0
2029 | 7 | 3 | 23 | 815.7727 | 0
2029 | 7 | 4 | 0 | 761.3659 | 0
2029 | 7 | 4 | 1 | 721.3165 | 0
2029 | 7 | 4 | 2 | 681.267 | 0
2029 | 7 | 4 | 3 | 669.7471 | 0
2029 | 7 | 4 | 4 | 665.1304 | 0
2029 | 7 | 4 | 5 | 679.9382 | 0
2029 | 7 | 4 | 6 | 714.3341 | 0
2029 | 7 | 4 | 7 | 770.6153 | 0
2029 | 7 | 4 | 8 | 826.5008 | 0
2029 | 7 | 4 | 9 | 873.7865 | 0
2029 | 7 | 4 | 10 | 918.5901 | 0
2029 | 7 | 4 | 11 | 952.0867 | 0
2029 | 7 | 4 | 12 | 985.4905 | 0
2029 | 7 | 4 | 13 | 1000.1454 | 0.14543
2029 | 7 | 4 | 14 | 1009.8913 | 9.8913
2029 | 7 | 4 | 15 | 1017.7452 | 17.7452
2029 | 7 | 4 | 16 | 1027.0381 | 27.0381
2029 | 7 | 4 | 17 | 1031.0485 | 31.0485
2029 | 7 | 4 | 18 | 1028.2631 | 28.2631
2029 | 7 | 4 | 19 | 998.523 | 0
2029 | 7 | 4 | 20 | 957.5737 | 0
2029 | 7 | 4 | 21 | 920.3555 | 0
2029 | 7 | 4 | 22 | 883.9625 | 0
2029 | 7 | 4 | 23 | 832.595 | 0
2029 | 7 | 5 | 0 | 777.5639 | 0
2029 | 7 | 5 | 1 | 727.0928 | 0
2029 | 7 | 5 | 2 | 694.3277 | 0
2029 | 7 | 5 | 3 | 661.5626 | 0
2029 | 7 | 5 | 4 | 654.7227 | 0
2029 | 7 | 5 | 5 | 670.2652 | 0
2029 | 7 | 5 | 6 | 709.8351 | 0
2029 | 7 | 5 | 7 | 769.5015 | 0
2029 | 7 | 5 | 8 | 813.3278 | 0
2029 | 7 | 5 | 9 | 865.5642 | 0
2029 | 7 | 5 | 10 | 910.272 | 0
2029 | 7 | 5 | 11 | 945.4597 | 0
2029 | 7 | 5 | 12 | 967.5368 | 0
2029 | 7 | 5 | 13 | 984.2208 | 0
2029 | 7 | 5 | 14 | 992.674 | 0
2029 | 7 | 5 | 15 | 998.0811 | 0
2029 | 7 | 5 | 16 | 997.7671 | 0
2029 | 7 | 5 | 17 | 1000.2268 | 0.22684
2029 | 7 | 5 | 18 | 987.1772 | 0
2029 | 7 | 5 | 19 | 964.3886 | 0
2029 | 7 | 5 | 20 | 930.2749 | 0
2029 | 7 | 5 | 21 | 890.6241 | 0
2029 | 7 | 5 | 22 | 850.1672 | 0
2029 | 7 | 5 | 23 | 795.5004 | 0
2029 | 7 | 6 | 0 | 733.009 | 0
2029 | 7 | 6 | 1 | 674.7337 | 0
2029 | 7 | 6 | 2 | 650.4025 | 0
2029 | 7 | 6 | 3 | 638.2795 | 0
2029 | 7 | 6 | 4 | 632.6741 | 0
2029 | 7 | 6 | 5 | 646.0492 | 0
2029 | 7 | 6 | 6 | 679.0795 | 0
2029 | 7 | 6 | 7 | 731.3103 | 0
2029 | 7 | 6 | 8 | 773.0595 | 0
2029 | 7 | 6 | 9 | 818.0833 | 0
2029 | 7 | 6 | 10 | 845.3886 | 0
2029 | 7 | 6 | 11 | 867.3763 | 0
2029 | 7 | 6 | 12 | 879.3588 | 0
2029 | 7 | 6 | 13 | 888.421 | 0
2029 | 7 | 6 | 14 | 893.1144 | 0
2029 | 7 | 6 | 15 | 897.3737 | 0
2029 | 7 | 6 | 16 | 900.9421 | 0
2029 | 7 | 6 | 17 | 904.6998 | 0
2029 | 7 | 6 | 18 | 886.4382 | 0
2029 | 7 | 6 | 19 | 860.4324 | 0
2029 | 7 | 6 | 20 | 823.3974 | 0
2029 | 7 | 6 | 21 | 793.8417 | 0
2029 | 7 | 6 | 22 | 764.1004 | 0
2029 | 7 | 6 | 23 | 722.7884 | 0
2029 | 7 | 7 | 0 | 673.6482 | 0
2029 | 7 | 7 | 1 | 626.3873 | 0
2029 | 7 | 7 | 2 | 606.6327 | 0
2029 | 7 | 7 | 3 | 595.5193 | 0
2029 | 7 | 7 | 4 | 588.5696 | 0
2029 | 7 | 7 | 5 | 588.1078 | 0
2029 | 7 | 7 | 6 | 589.5274 | 0
2029 | 7 | 7 | 7 | 608.9801 | 0
2029 | 7 | 7 | 8 | 658.592 | 0
2029 | 7 | 7 | 9 | 708.204 | 0
2029 | 7 | 7 | 10 | 741.5886 | 0
2029 | 7 | 7 | 11 | 770.2347 | 0
2029 | 7 | 7 | 12 | 784.6966 | 0
2029 | 7 | 7 | 13 | 794.9616 | 0
2029 | 7 | 7 | 14 | 803.9391 | 0
2029 | 7 | 7 | 15 | 811.7066 | 0
2029 | 7 | 7 | 16 | 817.5091 | 0
2029 | 7 | 7 | 17 | 827.0194 | 0
2029 | 7 | 7 | 18 | 816.2101 | 0
2029 | 7 | 7 | 19 | 801.7541 | 0
2029 | 7 | 7 | 20 | 765.7754 | 0
2029 | 7 | 7 | 21 | 749.4096 | 0
2029 | 7 | 7 | 22 | 731.812 | 0
2029 | 7 | 7 | 23 | 703.283 | 0
2029 | 7 | 8 | 0 | 662.8874 | 0
2029 | 7 | 8 | 1 | 663.6556 | 0
2029 | 7 | 8 | 2 | 643.5304 | 0
2029 | 7 | 8 | 3 | 630.7297 | 0
2029 | 7 | 8 | 4 | 623.2941 | 0
2029 | 7 | 8 | 5 | 623.1558 | 0
2029 | 7 | 8 | 6 | 638.7107 | 0
2029 | 7 | 8 | 7 | 654.2656 | 0
2029 | 7 | 8 | 8 | 695.1309 | 0
2029 | 7 | 8 | 9 | 756.9702 | 0
2029 | 7 | 8 | 10 | 818.8094 | 0
2029 | 7 | 8 | 11 | 874.0073 | 0
2029 | 7 | 8 | 12 | 913.5304 | 0
2029 | 7 | 8 | 13 | 939.7113 | 0
2029 | 7 | 8 | 14 | 959.2162 | 0
2029 | 7 | 8 | 15 | 975.9178 | 0
2029 | 7 | 8 | 16 | 993.5936 | 0
2029 | 7 | 8 | 17 | 1005.6254 | 5.6254
2029 | 7 | 8 | 18 | 995.9405 | 0
2029 | 7 | 8 | 19 | 978.8473 | 0
2029 | 7 | 8 | 20 | 945.7968 | 0
2029 | 7 | 8 | 21 | 925.14 | 0
2029 | 7 | 8 | 22 | 895.5857 | 0
2029 | 7 | 8 | 23 | 847.0747 | 0
2029 | 7 | 9 | 0 | 788.7812 | 0
2029 | 7 | 9 | 1 | 780.3676 | 0
2029 | 7 | 9 | 2 | 747.451 | 0
2029 | 7 | 9 | 3 | 728.5956 | 0
2029 | 7 | 9 | 4 | 720.056 | 0
2029 | 7 | 9 | 5 | 737.0004 | 0
2029 | 7 | 9 | 6 | 782.2741 | 0
2029 | 7 | 9 | 7 | 853.8426 | 0
2029 | 7 | 9 | 8 | 925.411 | 0
2029 | 7 | 9 | 9 | 1000.3291 | 0.32911
2029 | 7 | 9 | 10 | 1066.4127 | 66.4127
2029 | 7 | 9 | 11 | 1117.6684 | 117.6684
2029 | 7 | 9 | 12 | 1150.1573 | 150.1573
2029 | 7 | 9 | 13 | 1175.5498 | 175.5498
2029 | 7 | 9 | 14 | 1195.6179 | 195.6179
2029 | 7 | 9 | 15 | 1203.8545 | 203.8545
2029 | 7 | 9 | 16 | 1211.1797 | 211.1797
2029 | 7 | 9 | 17 | 1209.7302 | 209.7302
2029 | 7 | 9 | 18 | 1188.1924 | 188.1924
2029 | 7 | 9 | 19 | 1166.8993 | 166.8993
2029 | 7 | 9 | 20 | 1134.9384 | 134.9384
2029 | 7 | 9 | 21 | 1101.9485 | 101.9485
2029 | 7 | 9 | 22 | 1050.699 | 50.699
2029 | 7 | 9 | 23 | 975.6303 | 0
2029 | 7 | 10 | 0 | 890.641 | 0
2029 | 7 | 10 | 1 | 826.2852 | 0
2029 | 7 | 10 | 2 | 788.7621 | 0
2029 | 7 | 10 | 3 | 765.857 | 0
2029 | 7 | 10 | 4 | 753.9291 | 0
2029 | 7 | 10 | 5 | 767.3129 | 0
2029 | 7 | 10 | 6 | 805.6319 | 0
2029 | 7 | 10 | 7 | 879.4151 | 0
2029 | 7 | 10 | 8 | 946.7835 | 0
2029 | 7 | 10 | 9 | 1001.1569 | 1.1569
2029 | 7 | 10 | 10 | 1065.8551 | 65.8551
2029 | 7 | 10 | 11 | 1115.7583 | 115.7583
2029 | 7 | 10 | 12 | 1146.1139 | 146.1139
2029 | 7 | 10 | 13 | 1163.636 | 163.636
2029 | 7 | 10 | 14 | 1175.6475 | 175.6475
2029 | 7 | 10 | 15 | 1182.9485 | 182.9485
2029 | 7 | 10 | 16 | 1180.8373 | 180.8373
2029 | 7 | 10 | 17 | 1177.9983 | 177.9983
2029 | 7 | 10 | 18 | 1161.1453 | 161.1453
2029 | 7 | 10 | 19 | 1129.2855 | 129.2855
2029 | 7 | 10 | 20 | 1100.4466 | 100.4466
2029 | 7 | 10 | 21 | 1061.1614 | 61.1614
2029 | 7 | 10 | 22 | 1009.7887 | 9.7887
2029 | 7 | 10 | 23 | 937.2976 | 0
2029 | 7 | 11 | 0 | 869.4048 | 0
2029 | 7 | 11 | 1 | 834.0915 | 0
2029 | 7 | 11 | 2 | 798.1461 | 0
2029 | 7 | 11 | 3 | 777.2672 | 0
2029 | 7 | 11 | 4 | 766.1168 | 0
2029 | 7 | 11 | 5 | 777.8535 | 0
2029 | 7 | 11 | 6 | 814.1053 | 0
2029 | 7 | 11 | 7 | 882.3622 | 0
2029 | 7 | 11 | 8 | 950.619 | 0
2029 | 7 | 11 | 9 | 1008.7776 | 8.7776
2029 | 7 | 11 | 10 | 1073.8535 | 73.8535
2029 | 7 | 11 | 11 | 1117.3357 | 117.3357
2029 | 7 | 11 | 12 | 1161.2478 | 161.2478
2029 | 7 | 11 | 13 | 1185.1384 | 185.1384
2029 | 7 | 11 | 14 | 1201.9114 | 201.9114
2029 | 7 | 11 | 15 | 1214.8439 | 214.8439
2029 | 7 | 11 | 16 | 1217.6156 | 217.6156
2029 | 7 | 11 | 17 | 1215.0152 | 215.0152
2029 | 7 | 11 | 18 | 1200.6792 | 200.6792
2029 | 7 | 11 | 19 | 1174.9716 | 174.9716
2029 | 7 | 11 | 20 | 1132.4724 | 132.4724
2029 | 7 | 11 | 21 | 1097.0775 | 97.0775
2029 | 7 | 11 | 22 | 1054.0149 | 54.0149
2029 | 7 | 11 | 23 | 985.1389 | 0
2029 | 7 | 12 | 0 | 909.6968 | 0
2029 | 7 | 12 | 1 | 853.5575 | 0
2029 | 7 | 12 | 2 | 814.386 | 0
2029 | 7 | 12 | 3 | 775.2145 | 0
2029 | 7 | 12 | 4 | 764.0701 | 0
2029 | 7 | 12 | 5 | 776.602 | 0
2029 | 7 | 12 | 6 | 814.6567 | 0
2029 | 7 | 12 | 7 | 882.4705 | 0
2029 | 7 | 12 | 8 | 937.6893 | 0
2029 | 7 | 12 | 9 | 1004.4715 | 4.4715
2029 | 7 | 12 | 10 | 1057.5299 | 57.5299
2029 | 7 | 12 | 11 | 1097.2469 | 97.2469
2029 | 7 | 12 | 12 | 1123.5799 | 123.5799
2029 | 7 | 12 | 13 | 1142.836 | 142.836
2029 | 7 | 12 | 14 | 1153.7058 | 153.7058
2029 | 7 | 12 | 15 | 1158.7436 | 158.7436
2029 | 7 | 12 | 16 | 1162.436 | 162.436
2029 | 7 | 12 | 17 | 1162.0369 | 162.0369
2029 | 7 | 12 | 18 | 1125.3446 | 125.3446
2029 | 7 | 12 | 19 | 1088.4678 | 88.4678
2029 | 7 | 12 | 20 | 1045.5898 | 45.5898
2029 | 7 | 12 | 21 | 1015.976 | 15.976
2029 | 7 | 12 | 22 | 965.8291 | 0
2029 | 7 | 12 | 23 | 899.1083 | 0
2029 | 7 | 13 | 0 | 838.5002 | 0
2029 | 7 | 13 | 1 | 777.892 | 0
2029 | 7 | 13 | 2 | 723.3963 | 0
2029 | 7 | 13 | 3 | 705.5977 | 0
2029 | 7 | 13 | 4 | 697.1009 | 0
2029 | 7 | 13 | 5 | 709.9902 | 0
2029 | 7 | 13 | 6 | 747.9347 | 0
2029 | 7 | 13 | 7 | 803.7278 | 0
2029 | 7 | 13 | 8 | 835.442 | 0
2029 | 7 | 13 | 9 | 878.024 | 0
2029 | 7 | 13 | 10 | 913.1309 | 0
2029 | 7 | 13 | 11 | 933.1 | 0
2029 | 7 | 13 | 12 | 940.5751 | 0
2029 | 7 | 13 | 13 | 944.3039 | 0
2029 | 7 | 13 | 14 | 939.8539 | 0
2029 | 7 | 13 | 15 | 938.5455 | 0
2029 | 7 | 13 | 16 | 939.1133 | 0
2029 | 7 | 13 | 17 | 937.4432 | 0
2029 | 7 | 13 | 18 | 903.9801 | 0
2029 | 7 | 13 | 19 | 885.5014 | 0
2029 | 7 | 13 | 20 | 851.5722 | 0
2029 | 7 | 13 | 21 | 814.4289 | 0
2029 | 7 | 13 | 22 | 776.1763 | 0
2029 | 7 | 13 | 23 | 730.2512 | 0
2029 | 7 | 14 | 0 | 678.472 | 0
2029 | 7 | 14 | 1 | 653.4236 | 0
2029 | 7 | 14 | 2 | 628.3751 | 0
2029 | 7 | 14 | 3 | 616.2598 | 0
2029 | 7 | 14 | 4 | 609.2598 | 0
2029 | 7 | 14 | 5 | 609.0912 | 0
2029 | 7 | 14 | 6 | 619.6559 | 0
2029 | 7 | 14 | 7 | 630.2205 | 0
2029 | 7 | 14 | 8 | 677.3185 | 0
2029 | 7 | 14 | 9 | 718.719 | 0
2029 | 7 | 14 | 10 | 760.1194 | 0
2029 | 7 | 14 | 11 | 790.3264 | 0
2029 | 7 | 14 | 12 | 806.6525 | 0
2029 | 7 | 14 | 13 | 818.3871 | 0
2029 | 7 | 14 | 14 | 826.1519 | 0
2029 | 7 | 14 | 15 | 832.4725 | 0
2029 | 7 | 14 | 16 | 838.5149 | 0
2029 | 7 | 14 | 17 | 845.9495 | 0
2029 | 7 | 14 | 18 | 830.7604 | 0
2029 | 7 | 14 | 19 | 814.3007 | 0
2029 | 7 | 14 | 20 | 776.5684 | 0
2029 | 7 | 14 | 21 | 761.3492 | 0
2029 | 7 | 14 | 22 | 742.6055 | 0
2029 | 7 | 14 | 23 | 714.5302 | 0
2029 | 7 | 15 | 0 | 673.5522 | 0
2029 | 7 | 15 | 1 | 662.6688 | 0
2029 | 7 | 15 | 2 | 641.8578 | 0
2029 | 7 | 15 | 3 | 628.2379 | 0
2029 | 7 | 15 | 4 | 620.7662 | 0
2029 | 7 | 15 | 5 | 619.7191 | 0
2029 | 7 | 15 | 6 | 633.7231 | 0
2029 | 7 | 15 | 7 | 647.727 | 0
2029 | 7 | 15 | 8 | 702.1269 | 0
2029 | 7 | 15 | 9 | 756.5267 | 0
2029 | 7 | 15 | 10 | 809.11 | 0
2029 | 7 | 15 | 11 | 863.8323 | 0
2029 | 7 | 15 | 12 | 900.948 | 0
2029 | 7 | 15 | 13 | 926.5397 | 0
2029 | 7 | 15 | 14 | 943.2483 | 0
2029 | 7 | 15 | 15 | 958.6236 | 0
2029 | 7 | 15 | 16 | 973.3918 | 0
2029 | 7 | 15 | 17 | 984.7511 | 0
2029 | 7 | 15 | 18 | 968.1087 | 0
2029 | 7 | 15 | 19 | 950.8733 | 0
2029 | 7 | 15 | 20 | 920.6211 | 0
2029 | 7 | 15 | 21 | 900.9011 | 0
2029 | 7 | 15 | 22 | 869.7885 | 0
2029 | 7 | 15 | 23 | 825.0856 | 0
2029 | 7 | 16 | 0 | 769.7352 | 0
2029 | 7 | 16 | 1 | 730.4675 | 0
2029 | 7 | 16 | 2 | 691.1998 | 0
2029 | 7 | 16 | 3 | 673.9294 | 0
2029 | 7 | 16 | 4 | 665.9083 | 0
2029 | 7 | 16 | 5 | 676.0517 | 0
2029 | 7 | 16 | 6 | 713.1178 | 0
2029 | 7 | 16 | 7 | 775.4811 | 0
2029 | 7 | 16 | 8 | 829.1672 | 0
2029 | 7 | 16 | 9 | 888.7708 | 0
2029 | 7 | 16 | 10 | 936.7599 | 0
2029 | 7 | 16 | 11 | 971.8228 | 0
2029 | 7 | 16 | 12 | 991.3941 | 0
2029 | 7 | 16 | 13 | 1007.1787 | 7.1787
2029 | 7 | 16 | 14 | 1016.2733 | 16.2733
2029 | 7 | 16 | 15 | 1025.7511 | 25.7511
2029 | 7 | 16 | 16 | 1037.8224 | 37.8224
2029 | 7 | 16 | 17 | 1039.3964 | 39.3964
2029 | 7 | 16 | 18 | 1011.253 | 11.253
2029 | 7 | 16 | 19 | 983.4013 | 0
2029 | 7 | 16 | 20 | 944.2623 | 0
2029 | 7 | 16 | 21 | 908.5973 | 0
2029 | 7 | 16 | 22 | 860.9598 | 0
2029 | 7 | 16 | 23 | 802.9359 | 0
2029 | 7 | 17 | 0 | 737.2841 | 0
2029 | 7 | 17 | 1 | 679.0652 | 0
2029 | 7 | 17 | 2 | 653.8285 | 0
2029 | 7 | 17 | 3 | 640.7865 | 0
2029 | 7 | 17 | 4 | 635.6213 | 0
2029 | 7 | 17 | 5 | 651.409 | 0
2029 | 7 | 17 | 6 | 689.6187 | 0
2029 | 7 | 17 | 7 | 750.0892 | 0
2029 | 7 | 17 | 8 | 796.0516 | 0
2029 | 7 | 17 | 9 | 828.5061 | 0
2029 | 7 | 17 | 10 | 866.5644 | 0
2029 | 7 | 17 | 11 | 895.589 | 0
2029 | 7 | 17 | 12 | 914.7705 | 0
2029 | 7 | 17 | 13 | 924.9624 | 0
2029 | 7 | 17 | 14 | 928.5387 | 0
2029 | 7 | 17 | 15 | 931.5737 | 0
2029 | 7 | 17 | 16 | 926.8745 | 0
2029 | 7 | 17 | 17 | 930.9288 | 0
2029 | 7 | 17 | 18 | 926.9127 | 0
2029 | 7 | 17 | 19 | 902.1279 | 0
2029 | 7 | 17 | 20 | 869.8695 | 0
2029 | 7 | 17 | 21 | 835.6596 | 0
2029 | 7 | 17 | 22 | 786.7524 | 0
2029 | 7 | 17 | 23 | 727.8777 | 0
2029 | 7 | 18 | 0 | 680.5779 | 0
2029 | 7 | 18 | 1 | 694.6443 | 0
2029 | 7 | 18 | 2 | 672.0144 | 0
2029 | 7 | 18 | 3 | 661.3843 | 0
2029 | 7 | 18 | 4 | 659.01 | 0
2029 | 7 | 18 | 5 | 677.5808 | 0
2029 | 7 | 18 | 6 | 721.0072 | 0
2029 | 7 | 18 | 7 | 783.6154 | 0
2029 | 7 | 18 | 8 | 837.5528 | 0
2029 | 7 | 18 | 9 | 879.9516 | 0
2029 | 7 | 18 | 10 | 925.4447 | 0
2029 | 7 | 18 | 11 | 961.8818 | 0
2029 | 7 | 18 | 12 | 1003.113 | 3.113
2029 | 7 | 18 | 13 | 1024.09 | 24.09
2029 | 7 | 18 | 14 | 1037.423 | 37.423
2029 | 7 | 18 | 15 | 1046.6782 | 46.6782
2029 | 7 | 18 | 16 | 1052.6541 | 52.6541
2029 | 7 | 18 | 17 | 1055.5127 | 55.5127
2029 | 7 | 18 | 18 | 1046.003 | 46.003
2029 | 7 | 18 | 19 | 1025.1462 | 25.1462
2029 | 7 | 18 | 20 | 997.2127 | 0
2029 | 7 | 18 | 21 | 956.5033 | 0
2029 | 7 | 18 | 22 | 906.7952 | 0
2029 | 7 | 18 | 23 | 844.4611 | 0
2029 | 7 | 19 | 0 | 782.9757 | 0
2029 | 7 | 19 | 1 | 741.4033 | 0
2029 | 7 | 19 | 2 | 699.831 | 0
2029 | 7 | 19 | 3 | 684.138 | 0
2029 | 7 | 19 | 4 | 678.1209 | 0
2029 | 7 | 19 | 5 | 692.0844 | 0
2029 | 7 | 19 | 6 | 730.9499 | 0
2029 | 7 | 19 | 7 | 790.1629 | 0
2029 | 7 | 19 | 8 | 838.449 | 0
2029 | 7 | 19 | 9 | 896.3888 | 0
2029 | 7 | 19 | 10 | 940.3389 | 0
2029 | 7 | 19 | 11 | 974.6351 | 0
2029 | 7 | 19 | 12 | 995.8172 | 0
2029 | 7 | 19 | 13 | 1015.3973 | 15.3973
2029 | 7 | 19 | 14 | 1024.7813 | 24.7813
2029 | 7 | 19 | 15 | 1033.2913 | 33.2913
2029 | 7 | 19 | 16 | 1040.2251 | 40.2251
2029 | 7 | 19 | 17 | 1040.3115 | 40.3115
2029 | 7 | 19 | 18 | 1012.0891 | 12.0891
2029 | 7 | 19 | 19 | 991.4197 | 0
2029 | 7 | 19 | 20 | 958.1599 | 0
2029 | 7 | 19 | 21 | 930.0223 | 0
2029 | 7 | 19 | 22 | 885.4153 | 0
2029 | 7 | 19 | 23 | 828.7056 | 0
2029 | 7 | 20 | 0 | 763.0964 | 0
2029 | 7 | 20 | 1 | 719.0388 | 0
2029 | 7 | 20 | 2 | 692.9298 | 0
2029 | 7 | 20 | 3 | 678.9968 | 0
2029 | 7 | 20 | 4 | 673.7374 | 0
2029 | 7 | 20 | 5 | 688.4817 | 0
2029 | 7 | 20 | 6 | 726.9209 | 0
2029 | 7 | 20 | 7 | 780.916 | 0
2029 | 7 | 20 | 8 | 823.7298 | 0
2029 | 7 | 20 | 9 | 883.8301 | 0
2029 | 7 | 20 | 10 | 928.016 | 0
2029 | 7 | 20 | 11 | 961.2604 | 0
2029 | 7 | 20 | 12 | 981.0697 | 0
2029 | 7 | 20 | 13 | 998.1062 | 0
2029 | 7 | 20 | 14 | 1005.0348 | 5.0348
2029 | 7 | 20 | 15 | 1003.9995 | 3.9995
2029 | 7 | 20 | 16 | 1003.752 | 3.752
2029 | 7 | 20 | 17 | 999.6997 | 0
2029 | 7 | 20 | 18 | 980.0428 | 0
2029 | 7 | 20 | 19 | 955.9109 | 0
2029 | 7 | 20 | 20 | 929.5203 | 0
2029 | 7 | 20 | 21 | 906.0621 | 0
2029 | 7 | 20 | 22 | 872.491 | 0
2029 | 7 | 20 | 23 | 824.4073 | 0
2029 | 7 | 21 | 0 | 762.7565 | 0
2029 | 7 | 21 | 1 | 716.357 | 0
2029 | 7 | 21 | 2 | 689.1434 | 0
2029 | 7 | 21 | 3 | 671.9478 | 0
2029 | 7 | 21 | 4 | 660.5965 | 0
2029 | 7 | 21 | 5 | 659.8197 | 0
2029 | 7 | 21 | 6 | 667.6291 | 0
2029 | 7 | 21 | 7 | 693.4921 | 0
2029 | 7 | 21 | 8 | 745.6741 | 0
2029 | 7 | 21 | 9 | 797.856 | 0
2029 | 7 | 21 | 10 | 849.4352 | 0
2029 | 7 | 21 | 11 | 896.0079 | 0
2029 | 7 | 21 | 12 | 924.9174 | 0
2029 | 7 | 21 | 13 | 943.1608 | 0
2029 | 7 | 21 | 14 | 953.8008 | 0
2029 | 7 | 21 | 15 | 962.0829 | 0
2029 | 7 | 21 | 16 | 968.8205 | 0
2029 | 7 | 21 | 17 | 970.4077 | 0
2029 | 7 | 21 | 18 | 940.2287 | 0
2029 | 7 | 21 | 19 | 928.4587 | 0
2029 | 7 | 21 | 20 | 896.7833 | 0
2029 | 7 | 21 | 21 | 876.3011 | 0
2029 | 7 | 21 | 22 | 848.359 | 0
2029 | 7 | 21 | 23 | 810.1737 | 0
2029 | 7 | 22 | 0 | 760.5833 | 0
2029 | 7 | 22 | 1 | 721.8446 | 0
2029 | 7 | 22 | 2 | 691.0091 | 0
2029 | 7 | 22 | 3 | 670.6094 | 0
2029 | 7 | 22 | 4 | 656.7395 | 0
2029 | 7 | 22 | 5 | 651.75 | 0
2029 | 7 | 22 | 6 | 651.1134 | 0
2029 | 7 | 22 | 7 | 670.477 | 0
2029 | 7 | 22 | 8 | 719.6948 | 0
2029 | 7 | 22 | 9 | 768.9126 | 0
2029 | 7 | 22 | 10 | 822.9404 | 0
2029 | 7 | 22 | 11 | 874.5919 | 0
2029 | 7 | 22 | 12 | 911.2304 | 0
2029 | 7 | 22 | 13 | 934.9909 | 0
2029 | 7 | 22 | 14 | 950.061 | 0
2029 | 7 | 22 | 15 | 961.7048 | 0
2029 | 7 | 22 | 16 | 974.167 | 0
2029 | 7 | 22 | 17 | 984.5161 | 0
2029 | 7 | 22 | 18 | 969.4894 | 0
2029 | 7 | 22 | 19 | 950.9536 | 0
2029 | 7 | 22 | 20 | 921.3099 | 0
2029 | 7 | 22 | 21 | 898.36 | 0
2029 | 7 | 22 | 22 | 865.2997 | 0
2029 | 7 | 22 | 23 | 813.0972 | 0
2029 | 7 | 23 | 0 | 768.9696 | 0
2029 | 7 | 23 | 1 | 750.8722 | 0
2029 | 7 | 23 | 2 | 722.4732 | 0
2029 | 7 | 23 | 3 | 706.8643 | 0
2029 | 7 | 23 | 4 | 700.6315 | 0
2029 | 7 | 23 | 5 | 717.5728 | 0
2029 | 7 | 23 | 6 | 761.3688 | 0
2029 | 7 | 23 | 7 | 825.7638 | 0
2029 | 7 | 23 | 8 | 884.3346 | 0
2029 | 7 | 23 | 9 | 949.7907 | 0
2029 | 7 | 23 | 10 | 1002.1965 | 2.1965
2029 | 7 | 23 | 11 | 1043.6905 | 43.6905
2029 | 7 | 23 | 12 | 1070.665 | 70.665
2029 | 7 | 23 | 13 | 1093.7224 | 93.7224
2029 | 7 | 23 | 14 | 1113.3499 | 113.3499
2029 | 7 | 23 | 15 | 1123.8834 | 123.8834
2029 | 7 | 23 | 16 | 1135.3098 | 135.3098
2029 | 7 | 23 | 17 | 1138.6639 | 138.6639
2029 | 7 | 23 | 18 | 1112.4774 | 112.4774
2029 | 7 | 23 | 19 | 1083.8882 | 83.8882
2029 | 7 | 23 | 20 | 1042.7272 | 42.7272
2029 | 7 | 23 | 21 | 1008.0317 | 8.0317
2029 | 7 | 23 | 22 | 955.2979 | 0
2029 | 7 | 23 | 23 | 890.338 | 0
2029 | 7 | 24 | 0 | 821.6086 | 0
2029 | 7 | 24 | 1 | 805.4547 | 0
2029 | 7 | 24 | 2 | 773.891 | 0
2029 | 7 | 24 | 3 | 755.4914 | 0
2029 | 7 | 24 | 4 | 748.0437 | 0
2029 | 7 | 24 | 5 | 764.2422 | 0
2029 | 7 | 24 | 6 | 806.753 | 0
2029 | 7 | 24 | 7 | 877.9856 | 0
2029 | 7 | 24 | 8 | 949.2182 | 0
2029 | 7 | 24 | 9 | 1013.0758 | 13.0758
2029 | 7 | 24 | 10 | 1077.2958 | 77.2958
2029 | 7 | 24 | 11 | 1131.3851 | 131.3851
2029 | 7 | 24 | 12 | 1164.2911 | 164.2911
2029 | 7 | 24 | 13 | 1187.6986 | 187.6986
2029 | 7 | 24 | 14 | 1200.6672 | 200.6672
2029 | 7 | 24 | 15 | 1215.386 | 215.386
2029 | 7 | 24 | 16 | 1209.8141 | 209.8141
2029 | 7 | 24 | 17 | 1209.7372 | 209.7372
2029 | 7 | 24 | 18 | 1193.9157 | 193.9157
2029 | 7 | 24 | 19 | 1169.8092 | 169.8092
2029 | 7 | 24 | 20 | 1129.9608 | 129.9608
2029 | 7 | 24 | 21 | 1090.642 | 90.642
2029 | 7 | 24 | 22 | 1037.1849 | 37.1849
2029 | 7 | 24 | 23 | 960.4034 | 0
2029 | 7 | 25 | 0 | 892.2387 | 0
2029 | 7 | 25 | 1 | 840.9487 | 0
2029 | 7 | 25 | 2 | 803.6271 | 0
2029 | 7 | 25 | 3 | 781.4038 | 0
2029 | 7 | 25 | 4 | 770.2831 | 0
2029 | 7 | 25 | 5 | 783.4102 | 0
2029 | 7 | 25 | 6 | 823.6366 | 0
2029 | 7 | 25 | 7 | 888.5222 | 0
2029 | 7 | 25 | 8 | 941.8205 | 0
2029 | 7 | 25 | 9 | 993.3163 | 0
2029 | 7 | 25 | 10 | 1051.3949 | 51.3949
2029 | 7 | 25 | 11 | 1095.8287 | 95.8287
2029 | 7 | 25 | 12 | 1140.7725 | 140.7725
2029 | 7 | 25 | 13 | 1161.7762 | 161.7762
2029 | 7 | 25 | 14 | 1171.6474 | 171.6474
2029 | 7 | 25 | 15 | 1179.6051 | 179.6051
2029 | 7 | 25 | 16 | 1178.8509 | 178.8509
2029 | 7 | 25 | 17 | 1172.939 | 172.939
2029 | 7 | 25 | 18 | 1155.5358 | 155.5358
2029 | 7 | 25 | 19 | 1131.7513 | 131.7513
2029 | 7 | 25 | 20 | 1095.7292 | 95.7292
2029 | 7 | 25 | 21 | 1059.7868 | 59.7868
2029 | 7 | 25 | 22 | 1001.3544 | 1.3544
2029 | 7 | 25 | 23 | 932.3238 | 0
2029 | 7 | 26 | 0 | 863.1533 | 0
2029 | 7 | 26 | 1 | 813.3399 | 0
2029 | 7 | 26 | 2 | 763.5265 | 0
2029 | 7 | 26 | 3 | 743.6454 | 0
2029 | 7 | 26 | 4 | 734.9491 | 0
2029 | 7 | 26 | 5 | 748.0182 | 0
2029 | 7 | 26 | 6 | 787.5857 | 0
2029 | 7 | 26 | 7 | 848.0206 | 0
2029 | 7 | 26 | 8 | 900.4142 | 0
2029 | 7 | 26 | 9 | 965.5101 | 0
2029 | 7 | 26 | 10 | 1019.4712 | 19.4712
2029 | 7 | 26 | 11 | 1059.4658 | 59.4658
2029 | 7 | 26 | 12 | 1084.8313 | 84.8313
2029 | 7 | 26 | 13 | 1108.0542 | 108.0542
2029 | 7 | 26 | 14 | 1122.8049 | 122.8049
2029 | 7 | 26 | 15 | 1134.1588 | 134.1588
2029 | 7 | 26 | 16 | 1143.2135 | 143.2135
2029 | 7 | 26 | 17 | 1138.4528 | 138.4528
2029 | 7 | 26 | 18 | 1107.358 | 107.358
2029 | 7 | 26 | 19 | 1071.4854 | 71.4854
2029 | 7 | 26 | 20 | 1025.372 | 25.372
2029 | 7 | 26 | 21 | 988.3002 | 0
2029 | 7 | 26 | 22 | 935.0974 | 0
2029 | 7 | 26 | 23 | 873.3646 | 0
2029 | 7 | 27 | 0 | 805.6778 | 0
2029 | 7 | 27 | 1 | 767.31 | 0
2029 | 7 | 27 | 2 | 737.0354 | 0
2029 | 7 | 27 | 3 | 720.5938 | 0
2029 | 7 | 27 | 4 | 713.7525 | 0
2029 | 7 | 27 | 5 | 728.1395 | 0
2029 | 7 | 27 | 6 | 769.0207 | 0
2029 | 7 | 27 | 7 | 827.2715 | 0
2029 | 7 | 27 | 8 | 880.1928 | 0
2029 | 7 | 27 | 9 | 944.013 | 0
2029 | 7 | 27 | 10 | 997.1722 | 0
2029 | 7 | 27 | 11 | 1036.0027 | 36.0027
2029 | 7 | 27 | 12 | 1059.763 | 59.763
2029 | 7 | 27 | 13 | 1077.6551 | 77.6551
2029 | 7 | 27 | 14 | 1085.2033 | 85.2033
2029 | 7 | 27 | 15 | 1087.5473 | 87.5473
2029 | 7 | 27 | 16 | 1089.0394 | 89.0394
2029 | 7 | 27 | 17 | 1084.1028 | 84.1028
2029 | 7 | 27 | 18 | 1056.0316 | 56.0316
2029 | 7 | 27 | 19 | 1025.6524 | 25.6524
2029 | 7 | 27 | 20 | 989.7148 | 0
2029 | 7 | 27 | 21 | 958.93 | 0
2029 | 7 | 27 | 22 | 917.7542 | 0
2029 | 7 | 27 | 23 | 864.4071 | 0
2029 | 7 | 28 | 0 | 799.7601 | 0
2029 | 7 | 28 | 1 | 744.8385 | 0
2029 | 7 | 28 | 2 | 689.9168 | 0
2029 | 7 | 28 | 3 | 670.4911 | 0
2029 | 7 | 28 | 4 | 658.7649 | 0
2029 | 7 | 28 | 5 | 656.6882 | 0
2029 | 7 | 28 | 6 | 661.8293 | 0
2029 | 7 | 28 | 7 | 678.1028 | 0
2029 | 7 | 28 | 8 | 726.427 | 0
2029 | 7 | 28 | 9 | 774.7513 | 0
2029 | 7 | 28 | 10 | 816.5175 | 0
2029 | 7 | 28 | 11 | 850.63 | 0
2029 | 7 | 28 | 12 | 867.8151 | 0
2029 | 7 | 28 | 13 | 876.1363 | 0
2029 | 7 | 28 | 14 | 879.1402 | 0
2029 | 7 | 28 | 15 | 879.6612 | 0
2029 | 7 | 28 | 16 | 882.2172 | 0
2029 | 7 | 28 | 17 | 881.0954 | 0
2029 | 7 | 28 | 18 | 859.4865 | 0
2029 | 7 | 28 | 19 | 841.4014 | 0
2029 | 7 | 28 | 20 | 814.5353 | 0
2029 | 7 | 28 | 21 | 796.7578 | 0
2029 | 7 | 28 | 22 | 771.4779 | 0
2029 | 7 | 28 | 23 | 739.2671 | 0
2029 | 7 | 29 | 0 | 692.4472 | 0
2029 | 7 | 29 | 1 | 656.7732 | 0
2029 | 7 | 29 | 2 | 631.3013 | 0
2029 | 7 | 29 | 3 | 605.8294 | 0
2029 | 7 | 29 | 4 | 596.5574 | 0
2029 | 7 | 29 | 5 | 594.5288 | 0
2029 | 7 | 29 | 6 | 596.8206 | 0
2029 | 7 | 29 | 7 | 611.9232 | 0
2029 | 7 | 29 | 8 | 627.0258 | 0
2029 | 7 | 29 | 9 | 679.6441 | 0
2029 | 7 | 29 | 10 | 715.1487 | 0
2029 | 7 | 29 | 11 | 750.8323 | 0
2029 | 7 | 29 | 12 | 772.8815 | 0
2029 | 7 | 29 | 13 | 783.3957 | 0
2029 | 7 | 29 | 14 | 788.6011 | 0
2029 | 7 | 29 | 15 | 794.2149 | 0
2029 | 7 | 29 | 16 | 799.779 | 0
2029 | 7 | 29 | 17 | 813.3715 | 0
2029 | 7 | 29 | 18 | 803.319 | 0
2029 | 7 | 29 | 19 | 788.0381 | 0
2029 | 7 | 29 | 20 | 770.0185 | 0
2029 | 7 | 29 | 21 | 757.3473 | 0
2029 | 7 | 29 | 22 | 732.1633 | 0
2029 | 7 | 29 | 23 | 693.2051 | 0
2029 | 7 | 30 | 0 | 646.2302 | 0
2029 | 7 | 30 | 1 | 637.5027 | 0
2029 | 7 | 30 | 2 | 617.2599 | 0
2029 | 7 | 30 | 3 | 608.7799 | 0
2029 | 7 | 30 | 4 | 607.8564 | 0
2029 | 7 | 30 | 5 | 629.265 | 0
2029 | 7 | 30 | 6 | 676.4257 | 0
2029 | 7 | 30 | 7 | 734.9451 | 0
2029 | 7 | 30 | 8 | 776.5326 | 0
2029 | 7 | 30 | 9 | 821.9936 | 0
2029 | 7 | 30 | 10 | 854.2933 | 0
2029 | 7 | 30 | 11 | 880.1855 | 0
2029 | 7 | 30 | 12 | 894.1069 | 0
2029 | 7 | 30 | 13 | 905.4451 | 0
2029 | 7 | 30 | 14 | 909.6722 | 0
2029 | 7 | 30 | 15 | 912.8613 | 0
2029 | 7 | 30 | 16 | 915.6094 | 0
2029 | 7 | 30 | 17 | 910.8907 | 0
2029 | 7 | 30 | 18 | 886.2331 | 0
2029 | 7 | 30 | 19 | 878.3782 | 0
2029 | 7 | 30 | 20 | 858.2197 | 0
2029 | 7 | 30 | 21 | 832.6591 | 0
2029 | 7 | 30 | 22 | 787.2415 | 0
2029 | 7 | 30 | 23 | 734.1956 | 0
2029 | 7 | 31 | 0 | 675.6163 | 0
2029 | 7 | 31 | 1 | 653.9674 | 0
2029 | 7 | 31 | 2 | 633.9171 | 0
2029 | 7 | 31 | 3 | 625.5263 | 0
2029 | 7 | 31 | 4 | 623.6883 | 0
2029 | 7 | 31 | 5 | 642.7057 | 0
2029 | 7 | 31 | 6 | 684.1617 | 0
2029 | 7 | 31 | 7 | 741.5924 | 0
2029 | 7 | 31 | 8 | 789.4159 | 0
2029 | 7 | 31 | 9 | 825.1407 | 0
2029 | 7 | 31 | 10 | 867.1052 | 0
2029 | 7 | 31 | 11 | 901.4855 | 0
2029 | 7 | 31 | 12 | 924.9748 | 0
2029 | 7 | 31 | 13 | 940.4208 | 0
2029 | 7 | 31 | 14 | 952.1152 | 0
2029 | 7 | 31 | 15 | 958.6709 | 0
2029 | 7 | 31 | 16 | 955.09 | 0
2029 | 7 | 31 | 17 | 948.4229 | 0
2029 | 7 | 31 | 18 | 932.2937 | 0
2029 | 7 | 31 | 19 | 919.536 | 0
2029 | 7 | 31 | 20 | 899.3438 | 0
2029 | 7 | 31 | 21 | 866.2745 | 0
2029 | 7 | 31 | 22 | 815.3836 | 0
2029 | 7 | 31 | 23 | 757.9434 | 0
2029 | 8 | 1 | 0 | 710.9208 | 0
2029 | 8 | 1 | 1 | 687.5583 | 0
2029 | 8 | 1 | 2 | 664.1958 | 0
2029 | 8 | 1 | 3 | 653.3732 | 0
2029 | 8 | 1 | 4 | 650.1305 | 0
2029 | 8 | 1 | 5 | 664.3773 | 0
2029 | 8 | 1 | 6 | 702.3486 | 0
2029 | 8 | 1 | 7 | 752.5604 | 0
2029 | 8 | 1 | 8 | 802.7722 | 0
2029 | 8 | 1 | 9 | 841.4155 | 0
2029 | 8 | 1 | 10 | 883.4127 | 0
2029 | 8 | 1 | 11 | 914.9458 | 0
2029 | 8 | 1 | 12 | 951.8621 | 0
2029 | 8 | 1 | 13 | 969.8477 | 0
2029 | 8 | 1 | 14 | 980.1287 | 0
2029 | 8 | 1 | 15 | 992.7646 | 0
2029 | 8 | 1 | 16 | 1001.509 | 1.509
2029 | 8 | 1 | 17 | 1006.0415 | 6.0415
2029 | 8 | 1 | 18 | 992.2938 | 0
2029 | 8 | 1 | 19 | 964.6994 | 0
2029 | 8 | 1 | 20 | 932.6527 | 0
2029 | 8 | 1 | 21 | 904.5695 | 0
2029 | 8 | 1 | 22 | 858.1913 | 0
2029 | 8 | 1 | 23 | 803.8356 | 0
2029 | 8 | 2 | 0 | 777.8269 | 0
2029 | 8 | 2 | 1 | 759.7664 | 0
2029 | 8 | 2 | 2 | 741.706 | 0
2029 | 8 | 2 | 3 | 723.5329 | 0
2029 | 8 | 2 | 4 | 716.764 | 0
2029 | 8 | 2 | 5 | 730.8339 | 0
2029 | 8 | 2 | 6 | 767.7251 | 0
2029 | 8 | 2 | 7 | 827.5036 | 0
2029 | 8 | 2 | 8 | 887.2821 | 0
2029 | 8 | 2 | 9 | 957.494 | 0
2029 | 8 | 2 | 10 | 1017.4477 | 17.4477
2029 | 8 | 2 | 11 | 1065.2798 | 65.2798
2029 | 8 | 2 | 12 | 1098.6855 | 98.6855
2029 | 8 | 2 | 13 | 1129.9772 | 129.9772
2029 | 8 | 2 | 14 | 1145.7317 | 145.7317
2029 | 8 | 2 | 15 | 1158.5781 | 158.5781
2029 | 8 | 2 | 16 | 1164.3882 | 164.3882
2029 | 8 | 2 | 17 | 1155.8143 | 155.8143
2029 | 8 | 2 | 18 | 1120.7207 | 120.7207
2029 | 8 | 2 | 19 | 1082.9927 | 82.9927
2029 | 8 | 2 | 20 | 1048.4481 | 48.4481
2029 | 8 | 2 | 21 | 1032.3509 | 32.3509
2029 | 8 | 2 | 22 | 979.5609 | 0
2029 | 8 | 2 | 23 | 913.6034 | 0
2029 | 8 | 3 | 0 | 860.0387 | 0
2029 | 8 | 3 | 1 | 806.4741 | 0
2029 | 8 | 3 | 2 | 774.9282 | 0
2029 | 8 | 3 | 3 | 756.8777 | 0
2029 | 8 | 3 | 4 | 747.9632 | 0
2029 | 8 | 3 | 5 | 761.4443 | 0
2029 | 8 | 3 | 6 | 797.469 | 0
2029 | 8 | 3 | 7 | 862.8374 | 0
2029 | 8 | 3 | 8 | 928.2057 | 0
2029 | 8 | 3 | 9 | 997.0236 | 0
2029 | 8 | 3 | 10 | 1065.4218 | 65.4218
2029 | 8 | 3 | 11 | 1116.4393 | 116.4393
2029 | 8 | 3 | 12 | 1145.7145 | 145.7145
2029 | 8 | 3 | 13 | 1170.0078 | 170.0078
2029 | 8 | 3 | 14 | 1186.1132 | 186.1132
2029 | 8 | 3 | 15 | 1195.8076 | 195.8076
2029 | 8 | 3 | 16 | 1197.9956 | 197.9956
2029 | 8 | 3 | 17 | 1186.5441 | 186.5441
2029 | 8 | 3 | 18 | 1155.7277 | 155.7277
2029 | 8 | 3 | 19 | 1116.4617 | 116.4617
2029 | 8 | 3 | 20 | 1071.461 | 71.461
2029 | 8 | 3 | 21 | 1052.3259 | 52.3259
2029 | 8 | 3 | 22 | 1010.6455 | 10.6455
2029 | 8 | 3 | 23 | 948.3558 | 0
2029 | 8 | 4 | 0 | 889.0573 | 0
2029 | 8 | 4 | 1 | 834.8615 | 0
2029 | 8 | 4 | 2 | 780.6657 | 0
2029 | 8 | 4 | 3 | 758.2381 | 0
2029 | 8 | 4 | 4 | 744.1188 | 0
2029 | 8 | 4 | 5 | 741.2401 | 0
2029 | 8 | 4 | 6 | 746.869 | 0
2029 | 8 | 4 | 7 | 771.7337 | 0
2029 | 8 | 4 | 8 | 825.1088 | 0
2029 | 8 | 4 | 9 | 878.4839 | 0
2029 | 8 | 4 | 10 | 943.2881 | 0
2029 | 8 | 4 | 11 | 995.5631 | 0
2029 | 8 | 4 | 12 | 1029.6307 | 29.6307
2029 | 8 | 4 | 13 | 1049.6286 | 49.6286
2029 | 8 | 4 | 14 | 1057.9735 | 57.9735
2029 | 8 | 4 | 15 | 1057.2156 | 57.2156
2029 | 8 | 4 | 16 | 1056.2386 | 56.2386
2029 | 8 | 4 | 17 | 1050.3994 | 50.3994
2029 | 8 | 4 | 18 | 1024.1445 | 24.1445
2029 | 8 | 4 | 19 | 987.8034 | 0
2029 | 8 | 4 | 20 | 949.2829 | 0
2029 | 8 | 4 | 21 | 942.4978 | 0
2029 | 8 | 4 | 22 | 906.2814 | 0
2029 | 8 | 4 | 23 | 867.5326 | 0
2029 | 8 | 5 | 0 | 819.0798 | 0
2029 | 8 | 5 | 1 | 768.6579 | 0
2029 | 8 | 5 | 2 | 718.236 | 0
2029 | 8 | 5 | 3 | 692.3207 | 0
2029 | 8 | 5 | 4 | 675.0809 | 0
2029 | 8 | 5 | 5 | 669.9596 | 0
2029 | 8 | 5 | 6 | 667.9398 | 0
2029 | 8 | 5 | 7 | 681.9401 | 0
2029 | 8 | 5 | 8 | 734.5359 | 0
2029 | 8 | 5 | 9 | 787.1316 | 0
2029 | 8 | 5 | 10 | 850.2825 | 0
2029 | 8 | 5 | 11 | 901.2938 | 0
2029 | 8 | 5 | 12 | 935.352 | 0
2029 | 8 | 5 | 13 | 953.0963 | 0
2029 | 8 | 5 | 14 | 961.591 | 0
2029 | 8 | 5 | 15 | 964.2322 | 0
2029 | 8 | 5 | 16 | 968.6345 | 0
2029 | 8 | 5 | 17 | 965.4507 | 0
2029 | 8 | 5 | 18 | 940.2969 | 0
2029 | 8 | 5 | 19 | 916.2431 | 0
2029 | 8 | 5 | 20 | 890.0986 | 0
2029 | 8 | 5 | 21 | 891.6507 | 0
2029 | 8 | 5 | 22 | 852.4813 | 0
2029 | 8 | 5 | 23 | 800.3009 | 0
2029 | 8 | 6 | 0 | 743.6539 | 0
2029 | 8 | 6 | 1 | 719.1661 | 0
2029 | 8 | 6 | 2 | 693.1661 | 0
2029 | 8 | 6 | 3 | 678.4417 | 0
2029 | 8 | 6 | 4 | 669 | 0
2029 | 8 | 6 | 5 | 674.1909 | 0
2029 | 8 | 6 | 6 | 686.5095 | 0
2029 | 8 | 6 | 7 | 706.6673 | 0
2029 | 8 | 6 | 8 | 737.3022 | 0
2029 | 8 | 6 | 9 | 796.6074 | 0
2029 | 8 | 6 | 10 | 855.9126 | 0
2029 | 8 | 6 | 11 | 908.4383 | 0
2029 | 8 | 6 | 12 | 947.0261 | 0
2029 | 8 | 6 | 13 | 967.6656 | 0
2029 | 8 | 6 | 14 | 973.9131 | 0
2029 | 8 | 6 | 15 | 971.9576 | 0
2029 | 8 | 6 | 16 | 977.9353 | 0
2029 | 8 | 6 | 17 | 987.8328 | 0
2029 | 8 | 6 | 18 | 965.2856 | 0
2029 | 8 | 6 | 19 | 946.0365 | 0
2029 | 8 | 6 | 20 | 934.3504 | 0
2029 | 8 | 6 | 21 | 937.0573 | 0
2029 | 8 | 6 | 22 | 897.9965 | 0
2029 | 8 | 6 | 23 | 848.9543 | 0
2029 | 8 | 7 | 0 | 790.3915 | 0
2029 | 8 | 7 | 1 | 777.7761 | 0
2029 | 8 | 7 | 2 | 746.753 | 0
2029 | 8 | 7 | 3 | 729.0214 | 0
2029 | 8 | 7 | 4 | 721.6435 | 0
2029 | 8 | 7 | 5 | 738.053 | 0
2029 | 8 | 7 | 6 | 777.7027 | 0
2029 | 8 | 7 | 7 | 840.1841 | 0
2029 | 8 | 7 | 8 | 900.2388 | 0
2029 | 8 | 7 | 9 | 952.3291 | 0
2029 | 8 | 7 | 10 | 1013.8206 | 13.8206
2029 | 8 | 7 | 11 | 1059.6995 | 59.6995
2029 | 8 | 7 | 12 | 1088.5864 | 88.5864
2029 | 8 | 7 | 13 | 1108.4344 | 108.4344
2029 | 8 | 7 | 14 | 1115.2758 | 115.2758
2029 | 8 | 7 | 15 | 1115.9071 | 115.9071
2029 | 8 | 7 | 16 | 1106.984 | 106.984
2029 | 8 | 7 | 17 | 1098.1117 | 98.1117
2029 | 8 | 7 | 18 | 1079.864 | 79.864
2029 | 8 | 7 | 19 | 1055.9141 | 55.9141
2029 | 8 | 7 | 20 | 1030.6176 | 30.6176
2029 | 8 | 7 | 21 | 1012.6545 | 12.6545
2029 | 8 | 7 | 22 | 954.0263 | 0
2029 | 8 | 7 | 23 | 887.6498 | 0
2029 | 8 | 8 | 0 | 828.2422 | 0
2029 | 8 | 8 | 1 | 781.2515 | 0
2029 | 8 | 8 | 2 | 734.2608 | 0
2029 | 8 | 8 | 3 | 718.2717 | 0
2029 | 8 | 8 | 4 | 711.8971 | 0
2029 | 8 | 8 | 5 | 727.5259 | 0
2029 | 8 | 8 | 6 | 763.5319 | 0
2029 | 8 | 8 | 7 | 812.0859 | 0
2029 | 8 | 8 | 8 | 849.6898 | 0
2029 | 8 | 8 | 9 | 887.8576 | 0
2029 | 8 | 8 | 10 | 929.644 | 0
2029 | 8 | 8 | 11 | 960.1648 | 0
2029 | 8 | 8 | 12 | 994.9869 | 0
2029 | 8 | 8 | 13 | 1008.585 | 8.585
2029 | 8 | 8 | 14 | 1010.8818 | 10.8818
2029 | 8 | 8 | 15 | 1009.2229 | 9.2229
2029 | 8 | 8 | 16 | 1006.9301 | 6.9301
2029 | 8 | 8 | 17 | 1006.991 | 6.991
2029 | 8 | 8 | 18 | 996.2264 | 0
2029 | 8 | 8 | 19 | 965.1071 | 0
2029 | 8 | 8 | 20 | 939.3514 | 0
2029 | 8 | 8 | 21 | 929.1823 | 0
2029 | 8 | 8 | 22 | 880.1472 | 0
2029 | 8 | 8 | 23 | 828.9902 | 0
2029 | 8 | 9 | 0 | 774.3794 | 0
2029 | 8 | 9 | 1 | 731.2099 | 0
2029 | 8 | 9 | 2 | 702.9444 | 0
2029 | 8 | 9 | 3 | 674.6788 | 0
2029 | 8 | 9 | 4 | 670.9764 | 0
2029 | 8 | 9 | 5 | 688.0349 | 0
2029 | 8 | 9 | 6 | 730.0217 | 0
2029 | 8 | 9 | 7 | 785.9027 | 0
2029 | 8 | 9 | 8 | 832.1255 | 0
2029 | 8 | 9 | 9 | 893.2537 | 0
2029 | 8 | 9 | 10 | 941.7938 | 0
2029 | 8 | 9 | 11 | 976.6738 | 0
2029 | 8 | 9 | 12 | 999.0686 | 0
2029 | 8 | 9 | 13 | 1021.3173 | 21.3173
2029 | 8 | 9 | 14 | 1032.4839 | 32.4839
2029 | 8 | 9 | 15 | 1039.4065 | 39.4065
2029 | 8 | 9 | 16 | 1043.6261 | 43.6261
2029 | 8 | 9 | 17 | 1038.8851 | 38.8851
2029 | 8 | 9 | 18 | 1006.9779 | 6.9779
2029 | 8 | 9 | 19 | 968.7783 | 0
2029 | 8 | 9 | 20 | 933.0232 | 0
2029 | 8 | 9 | 21 | 925.4512 | 0
2029 | 8 | 9 | 22 | 873.8355 | 0
2029 | 8 | 9 | 23 | 816.9665 | 0
2029 | 8 | 10 | 0 | 756.5154 | 0
2029 | 8 | 10 | 1 | 729.3849 | 0
2029 | 8 | 10 | 2 | 704.613 | 0
2029 | 8 | 10 | 3 | 692.013 | 0
2029 | 8 | 10 | 4 | 688.1651 | 0
2029 | 8 | 10 | 5 | 705.6586 | 0
2029 | 8 | 10 | 6 | 747.2617 | 0
2029 | 8 | 10 | 7 | 801.7431 | 0
2029 | 8 | 10 | 8 | 847.4609 | 0
2029 | 8 | 10 | 9 | 893.9509 | 0
2029 | 8 | 10 | 10 | 943.2942 | 0
2029 | 8 | 10 | 11 | 979.1455 | 0
2029 | 8 | 10 | 12 | 1000.9241 | 0.92406
2029 | 8 | 10 | 13 | 1018.803 | 18.803
2029 | 8 | 10 | 14 | 1025.0092 | 25.0092
2029 | 8 | 10 | 15 | 1021.58 | 21.58
2029 | 8 | 10 | 16 | 1026.39 | 26.39
2029 | 8 | 10 | 17 | 1020.0507 | 20.0507
2029 | 8 | 10 | 18 | 983.3892 | 0
2029 | 8 | 10 | 19 | 943.0616 | 0
2029 | 8 | 10 | 20 | 909.932 | 0
2029 | 8 | 10 | 21 | 899.5838 | 0
2029 | 8 | 10 | 22 | 850.6676 | 0
2029 | 8 | 10 | 23 | 801.8681 | 0
2029 | 8 | 11 | 0 | 758.7307 | 0
2029 | 8 | 11 | 1 | 713.0998 | 0
2029 | 8 | 11 | 2 | 667.4689 | 0
2029 | 8 | 11 | 3 | 651.8372 | 0
2029 | 8 | 11 | 4 | 642.4053 | 0
2029 | 8 | 11 | 5 | 640.6161 | 0
2029 | 8 | 11 | 6 | 645.329 | 0
2029 | 8 | 11 | 7 | 660.5204 | 0
2029 | 8 | 11 | 8 | 704.5109 | 0
2029 | 8 | 11 | 9 | 746.9142 | 0
2029 | 8 | 11 | 10 | 789.3176 | 0
2029 | 8 | 11 | 11 | 824.253 | 0
2029 | 8 | 11 | 12 | 844.6112 | 0
2029 | 8 | 11 | 13 | 857.6503 | 0
2029 | 8 | 11 | 14 | 864.9981 | 0
2029 | 8 | 11 | 15 | 869.8248 | 0
2029 | 8 | 11 | 16 | 874.8514 | 0
2029 | 8 | 11 | 17 | 873.9918 | 0
2029 | 8 | 11 | 18 | 849.8926 | 0
2029 | 8 | 11 | 19 | 808.5075 | 0
2029 | 8 | 11 | 20 | 779.6803 | 0
2029 | 8 | 11 | 21 | 780.7254 | 0
2029 | 8 | 11 | 22 | 752.9535 | 0
2029 | 8 | 11 | 23 | 722.8165 | 0
2029 | 8 | 12 | 0 | 692.991 | 0
2029 | 8 | 12 | 1 | 650.6246 | 0
2029 | 8 | 12 | 2 | 608.2581 | 0
2029 | 8 | 12 | 3 | 594.7481 | 0
2029 | 8 | 12 | 4 | 586.9948 | 0
2029 | 8 | 12 | 5 | 585.8155 | 0
2029 | 8 | 12 | 6 | 585.5374 | 0
2029 | 8 | 12 | 7 | 592.6787 | 0
2029 | 8 | 12 | 8 | 628.4036 | 0
2029 | 8 | 12 | 9 | 664.1285 | 0
2029 | 8 | 12 | 10 | 708.0602 | 0
2029 | 8 | 12 | 11 | 740.7985 | 0
2029 | 8 | 12 | 12 | 763.6232 | 0
2029 | 8 | 12 | 13 | 774.6015 | 0
2029 | 8 | 12 | 14 | 778.9849 | 0
2029 | 8 | 12 | 15 | 783.9786 | 0
2029 | 8 | 12 | 16 | 792.6526 | 0
2029 | 8 | 12 | 17 | 799.5163 | 0
2029 | 8 | 12 | 18 | 777.7522 | 0
2029 | 8 | 12 | 19 | 753.2168 | 0
2029 | 8 | 12 | 20 | 742.4722 | 0
2029 | 8 | 12 | 21 | 747.1147 | 0
2029 | 8 | 12 | 22 | 719.0794 | 0
2029 | 8 | 12 | 23 | 687.12 | 0
2029 | 8 | 13 | 0 | 646.605 | 0
2029 | 8 | 13 | 1 | 668.4929 | 0
2029 | 8 | 13 | 2 | 651.9149 | 0
2029 | 8 | 13 | 3 | 644.353 | 0
2029 | 8 | 13 | 4 | 643.6483 | 0
2029 | 8 | 13 | 5 | 663.0636 | 0
2029 | 8 | 13 | 6 | 706.48 | 0
2029 | 8 | 13 | 7 | 758.3015 | 0
2029 | 8 | 13 | 8 | 795.157 | 0
2029 | 8 | 13 | 9 | 847.8649 | 0
2029 | 8 | 13 | 10 | 893.762 | 0
2029 | 8 | 13 | 11 | 924.4977 | 0
2029 | 8 | 13 | 12 | 945.3659 | 0
2029 | 8 | 13 | 13 | 963.9741 | 0
2029 | 8 | 13 | 14 | 969.7478 | 0
2029 | 8 | 13 | 15 | 970.8793 | 0
2029 | 8 | 13 | 16 | 971.4737 | 0
2029 | 8 | 13 | 17 | 964.6625 | 0
2029 | 8 | 13 | 18 | 942.8398 | 0
2029 | 8 | 13 | 19 | 909.0925 | 0
2029 | 8 | 13 | 20 | 895.5236 | 0
2029 | 8 | 13 | 21 | 886.0892 | 0
2029 | 8 | 13 | 22 | 837.3816 | 0
2029 | 8 | 13 | 23 | 788.3934 | 0
2029 | 8 | 14 | 0 | 735.3041 | 0
2029 | 8 | 14 | 1 | 725.7681 | 0
2029 | 8 | 14 | 2 | 701.9654 | 0
2029 | 8 | 14 | 3 | 689.842 | 0
2029 | 8 | 14 | 4 | 685.1075 | 0
2029 | 8 | 14 | 5 | 703.0174 | 0
2029 | 8 | 14 | 6 | 741.9862 | 0
2029 | 8 | 14 | 7 | 795.6928 | 0
2029 | 8 | 14 | 8 | 840.2352 | 0
2029 | 8 | 14 | 9 | 879.5654 | 0
2029 | 8 | 14 | 10 | 930.705 | 0
2029 | 8 | 14 | 11 | 970.3707 | 0
2029 | 8 | 14 | 12 | 996.9919 | 0
2029 | 8 | 14 | 13 | 1014.3212 | 14.3212
2029 | 8 | 14 | 14 | 1020.1929 | 20.1929
2029 | 8 | 14 | 15 | 1018.6497 | 18.6497
2029 | 8 | 14 | 16 | 1007.2041 | 7.2041
2029 | 8 | 14 | 17 | 1001.0417 | 1.0417
2029 | 8 | 14 | 18 | 979.6813 | 0
2029 | 8 | 14 | 19 | 951.3243 | 0
2029 | 8 | 14 | 20 | 946.5075 | 0
2029 | 8 | 14 | 21 | 930.9895 | 0
2029 | 8 | 14 | 22 | 875.8562 | 0
2029 | 8 | 14 | 23 | 819.4395 | 0
2029 | 8 | 15 | 0 | 769.1652 | 0
2029 | 8 | 15 | 1 | 744.8314 | 0
2029 | 8 | 15 | 2 | 720.4976 | 0
2029 | 8 | 15 | 3 | 706.3898 | 0
2029 | 8 | 15 | 4 | 700.7513 | 0
2029 | 8 | 15 | 5 | 714.1601 | 0
2029 | 8 | 15 | 6 | 750.369 | 0
2029 | 8 | 15 | 7 | 801.3365 | 0
2029 | 8 | 15 | 8 | 854.3567 | 0
2029 | 8 | 15 | 9 | 906.8669 | 0
2029 | 8 | 15 | 10 | 960.978 | 0
2029 | 8 | 15 | 11 | 997.9665 | 0
2029 | 8 | 15 | 12 | 1034.2818 | 34.2818
2029 | 8 | 15 | 13 | 1054.7583 | 54.7583
2029 | 8 | 15 | 14 | 1066.1793 | 66.1793
2029 | 8 | 15 | 15 | 1073.9579 | 73.9579
2029 | 8 | 15 | 16 | 1079.4429 | 79.4429
2029 | 8 | 15 | 17 | 1075.548 | 75.548
2029 | 8 | 15 | 18 | 1049.1129 | 49.1129
2029 | 8 | 15 | 19 | 1002.3736 | 2.3736
2029 | 8 | 15 | 20 | 966.3287 | 0
2029 | 8 | 15 | 21 | 951.2518 | 0
2029 | 8 | 15 | 22 | 897.8359 | 0
2029 | 8 | 15 | 23 | 842.2512 | 0
2029 | 8 | 16 | 0 | 792.5979 | 0
2029 | 8 | 16 | 1 | 742.9447 | 0
2029 | 8 | 16 | 2 | 714.3126 | 0
2029 | 8 | 16 | 3 | 685.6805 | 0
2029 | 8 | 16 | 4 | 680.1656 | 0
2029 | 8 | 16 | 5 | 692.3463 | 0
2029 | 8 | 16 | 6 | 725.428 | 0
2029 | 8 | 16 | 7 | 766.3866 | 0
2029 | 8 | 16 | 8 | 795.0704 | 0
2029 | 8 | 16 | 9 | 840.0037 | 0
2029 | 8 | 16 | 10 | 873.807 | 0
2029 | 8 | 16 | 11 | 896.1265 | 0
2029 | 8 | 16 | 12 | 907.4492 | 0
2029 | 8 | 16 | 13 | 919.7218 | 0
2029 | 8 | 16 | 14 | 923.2271 | 0
2029 | 8 | 16 | 15 | 922.0534 | 0
2029 | 8 | 16 | 16 | 916.8979 | 0
2029 | 8 | 16 | 17 | 907.4255 | 0
2029 | 8 | 16 | 18 | 877.1404 | 0
2029 | 8 | 16 | 19 | 842.7101 | 0
2029 | 8 | 16 | 20 | 826.1621 | 0
2029 | 8 | 16 | 21 | 818.3497 | 0
2029 | 8 | 16 | 22 | 777.4637 | 0
2029 | 8 | 16 | 23 | 736.6704 | 0
2029 | 8 | 17 | 0 | 689.2528 | 0
2029 | 8 | 17 | 1 | 666.0918 | 0
2029 | 8 | 17 | 2 | 642.9309 | 0
2029 | 8 | 17 | 3 | 634.0294 | 0
2029 | 8 | 17 | 4 | 633.3076 | 0
2029 | 8 | 17 | 5 | 650.4114 | 0
2029 | 8 | 17 | 6 | 689.1047 | 0
2029 | 8 | 17 | 7 | 734.1233 | 0
2029 | 8 | 17 | 8 | 766.0998 | 0
2029 | 8 | 17 | 9 | 811.9562 | 0
2029 | 8 | 17 | 10 | 851.9074 | 0
2029 | 8 | 17 | 11 | 878.0082 | 0
2029 | 8 | 17 | 12 | 892.824 | 0
2029 | 8 | 17 | 13 | 906.1485 | 0
2029 | 8 | 17 | 14 | 908.7556 | 0
2029 | 8 | 17 | 15 | 911.0525 | 0
2029 | 8 | 17 | 16 | 909.2594 | 0
2029 | 8 | 17 | 17 | 902.5609 | 0
2029 | 8 | 17 | 18 | 877.0654 | 0
2029 | 8 | 17 | 19 | 840.4402 | 0
2029 | 8 | 17 | 20 | 819.7955 | 0
2029 | 8 | 17 | 21 | 806.5704 | 0
2029 | 8 | 17 | 22 | 768.8513 | 0
2029 | 8 | 17 | 23 | 732.8389 | 0
2029 | 8 | 18 | 0 | 690.3598 | 0
2029 | 8 | 18 | 1 | 654.5897 | 0
2029 | 8 | 18 | 2 | 618.8196 | 0
2029 | 8 | 18 | 3 | 608.4549 | 0
2029 | 8 | 18 | 4 | 602.9617 | 0
2029 | 8 | 18 | 5 | 604.8861 | 0
2029 | 8 | 18 | 6 | 612.6205 | 0
2029 | 8 | 18 | 7 | 627.2771 | 0
2029 | 8 | 18 | 8 | 668.8961 | 0
2029 | 8 | 18 | 9 | 710.5151 | 0
2029 | 8 | 18 | 10 | 754.3374 | 0
2029 | 8 | 18 | 11 | 787.2692 | 0
2029 | 8 | 18 | 12 | 806.6756 | 0
2029 | 8 | 18 | 13 | 820.0867 | 0
2029 | 8 | 18 | 14 | 828.7817 | 0
2029 | 8 | 18 | 15 | 834.8793 | 0
2029 | 8 | 18 | 16 | 840.6 | 0
2029 | 8 | 18 | 17 | 841.7657 | 0
2029 | 8 | 18 | 18 | 819.2414 | 0
2029 | 8 | 18 | 19 | 781.7062 | 0
2029 | 8 | 18 | 20 | 760.4861 | 0
2029 | 8 | 18 | 21 | 754.3797 | 0
2029 | 8 | 18 | 22 | 726.1172 | 0
2029 | 8 | 18 | 23 | 696.5956 | 0
2029 | 8 | 19 | 0 | 668.9942 | 0
2029 | 8 | 19 | 1 | 637.1162 | 0
2029 | 8 | 19 | 2 | 605.2382 | 0
2029 | 8 | 19 | 3 | 591.9036 | 0
2029 | 8 | 19 | 4 | 584.333 | 0
2029 | 8 | 19 | 5 | 584.4735 | 0
2029 | 8 | 19 | 6 | 586.4662 | 0
2029 | 8 | 19 | 7 | 590.8202 | 0
2029 | 8 | 19 | 8 | 629.7147 | 0
2029 | 8 | 19 | 9 | 668.6092 | 0
2029 | 8 | 19 | 10 | 712.5171 | 0
2029 | 8 | 19 | 11 | 750.9022 | 0
2029 | 8 | 19 | 12 | 776.2582 | 0
2029 | 8 | 19 | 13 | 790.2843 | 0
2029 | 8 | 19 | 14 | 798.9149 | 0
2029 | 8 | 19 | 15 | 804.8712 | 0
2029 | 8 | 19 | 16 | 811.6767 | 0
2029 | 8 | 19 | 17 | 817.7939 | 0
2029 | 8 | 19 | 18 | 799.6517 | 0
2029 | 8 | 19 | 19 | 775.1746 | 0
2029 | 8 | 19 | 20 | 772.3125 | 0
2029 | 8 | 19 | 21 | 770.9536 | 0
2029 | 8 | 19 | 22 | 738.5043 | 0
2029 | 8 | 19 | 23 | 703.9937 | 0
2029 | 8 | 20 | 0 | 671.8786 | 0
2029 | 8 | 20 | 1 | 675.2186 | 0
2029 | 8 | 20 | 2 | 654.4634 | 0
2029 | 8 | 20 | 3 | 644.2995 | 0
2029 | 8 | 20 | 4 | 641.7943 | 0
2029 | 8 | 20 | 5 | 658.3866 | 0
2029 | 8 | 20 | 6 | 701.0448 | 0
2029 | 8 | 20 | 7 | 755.6866 | 0
2029 | 8 | 20 | 8 | 810.3284 | 0
2029 | 8 | 20 | 9 | 873.7539 | 0
2029 | 8 | 20 | 10 | 930.9248 | 0
2029 | 8 | 20 | 11 | 968.2406 | 0
2029 | 8 | 20 | 12 | 993.2106 | 0
2029 | 8 | 20 | 13 | 1015.4978 | 15.4978
2029 | 8 | 20 | 14 | 1030.0289 | 30.0289
2029 | 8 | 20 | 15 | 1040.713 | 40.713
2029 | 8 | 20 | 16 | 1050.8204 | 50.8204
2029 | 8 | 20 | 17 | 1050.4473 | 50.4473
2029 | 8 | 20 | 18 | 1018.2983 | 18.2983
2029 | 8 | 20 | 19 | 972.9139 | 0
2029 | 8 | 20 | 20 | 951.6584 | 0
2029 | 8 | 20 | 21 | 936.3932 | 0
2029 | 8 | 20 | 22 | 881.639 | 0
2029 | 8 | 20 | 23 | 823.2804 | 0
2029 | 8 | 21 | 0 | 769.4689 | 0
2029 | 8 | 21 | 1 | 715.6574 | 0
2029 | 8 | 21 | 2 | 691.5992 | 0
2029 | 8 | 21 | 3 | 679.8144 | 0
2029 | 8 | 21 | 4 | 675.5279 | 0
2029 | 8 | 21 | 5 | 693.6535 | 0
2029 | 8 | 21 | 6 | 735.4821 | 0
2029 | 8 | 21 | 7 | 789.7844 | 0
2029 | 8 | 21 | 8 | 838.8353 | 0
2029 | 8 | 21 | 9 | 881.0691 | 0
2029 | 8 | 21 | 10 | 930.4461 | 0
2029 | 8 | 21 | 11 | 964.855 | 0
2029 | 8 | 21 | 12 | 986.8797 | 0
2029 | 8 | 21 | 13 | 1001.7136 | 1.7136
2029 | 8 | 21 | 14 | 1003.9038 | 3.9038
2029 | 8 | 21 | 15 | 1003.6193 | 3.6193
2029 | 8 | 21 | 16 | 991.9405 | 0
2029 | 8 | 21 | 17 | 985.8337 | 0
2029 | 8 | 21 | 18 | 961.2402 | 0
2029 | 8 | 21 | 19 | 928.8957 | 0
2029 | 8 | 21 | 20 | 925.7293 | 0
2029 | 8 | 21 | 21 | 903.9724 | 0
2029 | 8 | 21 | 22 | 848.6493 | 0
2029 | 8 | 21 | 23 | 793.6006 | 0
2029 | 8 | 22 | 0 | 745.0903 | 0
2029 | 8 | 22 | 1 | 748.2511 | 0
2029 | 8 | 22 | 2 | 722.9915 | 0
2029 | 8 | 22 | 3 | 708.589 | 0
2029 | 8 | 22 | 4 | 703.13 | 0
2029 | 8 | 22 | 5 | 719.5418 | 0
2029 | 8 | 22 | 6 | 760.4045 | 0
2029 | 8 | 22 | 7 | 816.4032 | 0
2029 | 8 | 22 | 8 | 872.402 | 0
2029 | 8 | 22 | 9 | 931.4088 | 0
2029 | 8 | 22 | 10 | 990.2548 | 0
2029 | 8 | 22 | 11 | 1034.296 | 34.296
2029 | 8 | 22 | 12 | 1075.1088 | 75.1088
2029 | 8 | 22 | 13 | 1102.3937 | 102.3937
2029 | 8 | 22 | 14 | 1123.7097 | 123.7097
2029 | 8 | 22 | 15 | 1139.5016 | 139.5016
2029 | 8 | 22 | 16 | 1153.9886 | 153.9886
2029 | 8 | 22 | 17 | 1151.0507 | 151.0507
2029 | 8 | 22 | 18 | 1123.768 | 123.768
2029 | 8 | 22 | 19 | 1073.1785 | 73.1785
2029 | 8 | 22 | 20 | 1049.0106 | 49.0106
2029 | 8 | 22 | 21 | 1020.2026 | 20.2026
2029 | 8 | 22 | 22 | 960.1566 | 0
2029 | 8 | 22 | 23 | 896.9927 | 0
2029 | 8 | 23 | 0 | 840.2324 | 0
2029 | 8 | 23 | 1 | 783.472 | 0
2029 | 8 | 23 | 2 | 752.7758 | 0
2029 | 8 | 23 | 3 | 734.7925 | 0
2029 | 8 | 23 | 4 | 727.4945 | 0
2029 | 8 | 23 | 5 | 744.6476 | 0
2029 | 8 | 23 | 6 | 789.8844 | 0
2029 | 8 | 23 | 7 | 842.9654 | 0
2029 | 8 | 23 | 8 | 894.5762 | 0
2029 | 8 | 23 | 9 | 963.0797 | 0
2029 | 8 | 23 | 10 | 1017.4398 | 17.4398
2029 | 8 | 23 | 11 | 1057.3616 | 57.3616
2029 | 8 | 23 | 12 | 1086.6759 | 86.6759
2029 | 8 | 23 | 13 | 1111.8362 | 111.8362
2029 | 8 | 23 | 14 | 1124.7649 | 124.7649
2029 | 8 | 23 | 15 | 1126.8794 | 126.8794
2029 | 8 | 23 | 16 | 1130.6267 | 130.6267
2029 | 8 | 23 | 17 | 1129.5513 | 129.5513
2029 | 8 | 23 | 18 | 1090.4007 | 90.4007
2029 | 8 | 23 | 19 | 1047.5146 | 47.5146
2029 | 8 | 23 | 20 | 1033.3025 | 33.3025
2029 | 8 | 23 | 21 | 1009.6907 | 9.6907
2029 | 8 | 23 | 22 | 951.7976 | 0
2029 | 8 | 23 | 23 | 890.7373 | 0
2029 | 8 | 24 | 0 | 822.6943 | 0
2029 | 8 | 24 | 1 | 776.0885 | 0
2029 | 8 | 24 | 2 | 747.0708 | 0
2029 | 8 | 24 | 3 | 731.3547 | 0
2029 | 8 | 24 | 4 | 725.4449 | 0
2029 | 8 | 24 | 5 | 742.2969 | 0
2029 | 8 | 24 | 6 | 783.3325 | 0
2029 | 8 | 24 | 7 | 826.6254 | 0
2029 | 8 | 24 | 8 | 864.5609 | 0
2029 | 8 | 24 | 9 | 922.6436 | 0
2029 | 8 | 24 | 10 | 968.9343 | 0
2029 | 8 | 24 | 11 | 998.8753 | 0
2029 | 8 | 24 | 12 | 1018.5036 | 18.5036
2029 | 8 | 24 | 13 | 1031.3354 | 31.3354
2029 | 8 | 24 | 14 | 1031.017 | 31.017
2029 | 8 | 24 | 15 | 1028.2656 | 28.2656
2029 | 8 | 24 | 16 | 1021.9758 | 21.9758
2029 | 8 | 24 | 17 | 1009.6698 | 9.6698
2029 | 8 | 24 | 18 | 971.0609 | 0
2029 | 8 | 24 | 19 | 936.3192 | 0
2029 | 8 | 24 | 20 | 938.1745 | 0
2029 | 8 | 24 | 21 | 916.8419 | 0
2029 | 8 | 24 | 22 | 871.9488 | 0
2029 | 8 | 24 | 23 | 829.3279 | 0
2029 | 8 | 25 | 0 | 773.0289 | 0
2029 | 8 | 25 | 1 | 729.48 | 0
2029 | 8 | 25 | 2 | 685.9312 | 0
2029 | 8 | 25 | 3 | 670.2213 | 0
2029 | 8 | 25 | 4 | 662.4159 | 0
2029 | 8 | 25 | 5 | 663.7473 | 0
2029 | 8 | 25 | 6 | 674.8249 | 0
2029 | 8 | 25 | 7 | 688.1334 | 0
2029 | 8 | 25 | 8 | 741.8255 | 0
2029 | 8 | 25 | 9 | 795.5175 | 0
2029 | 8 | 25 | 10 | 847.2915 | 0
2029 | 8 | 25 | 11 | 888.9905 | 0
2029 | 8 | 25 | 12 | 914.9371 | 0
2029 | 8 | 25 | 13 | 928.9021 | 0
2029 | 8 | 25 | 14 | 934.2166 | 0
2029 | 8 | 25 | 15 | 934.8841 | 0
2029 | 8 | 25 | 16 | 934.0329 | 0
2029 | 8 | 25 | 17 | 928.8991 | 0
2029 | 8 | 25 | 18 | 895.6481 | 0
2029 | 8 | 25 | 19 | 859.7982 | 0
2029 | 8 | 25 | 20 | 851.14 | 0
2029 | 8 | 25 | 21 | 833.9928 | 0
2029 | 8 | 25 | 22 | 799.0268 | 0
2029 | 8 | 25 | 23 | 764.7294 | 0
2029 | 8 | 26 | 0 | 716.4787 | 0
2029 | 8 | 26 | 1 | 695.4158 | 0
2029 | 8 | 26 | 2 | 667.6072 | 0
2029 | 8 | 26 | 3 | 648.6878 | 0
2029 | 8 | 26 | 4 | 637.2981 | 0
2029 | 8 | 26 | 5 | 635.8527 | 0
2029 | 8 | 26 | 6 | 637.5435 | 0
2029 | 8 | 26 | 7 | 642.0444 | 0
2029 | 8 | 26 | 8 | 690.2141 | 0
2029 | 8 | 26 | 9 | 744.5757 | 0
2029 | 8 | 26 | 10 | 795.59 | 0
2029 | 8 | 26 | 11 | 846.1019 | 0
2029 | 8 | 26 | 12 | 877.8102 | 0
2029 | 8 | 26 | 13 | 896.9599 | 0
2029 | 8 | 26 | 14 | 909.2648 | 0
2029 | 8 | 26 | 15 | 917.4188 | 0
2029 | 8 | 26 | 16 | 925.0164 | 0
2029 | 8 | 26 | 17 | 927.6444 | 0
2029 | 8 | 26 | 18 | 896.1573 | 0
2029 | 8 | 26 | 19 | 864.3042 | 0
2029 | 8 | 26 | 20 | 864.0656 | 0
2029 | 8 | 26 | 21 | 851.2277 | 0
2029 | 8 | 26 | 22 | 811.8734 | 0
2029 | 8 | 26 | 23 | 767.5546 | 0
2029 | 8 | 27 | 0 | 714.9694 | 0
2029 | 8 | 27 | 1 | 692.7895 | 0
2029 | 8 | 27 | 2 | 672.1779 | 0
2029 | 8 | 27 | 3 | 662.6415 | 0
2029 | 8 | 27 | 4 | 660.4455 | 0
2029 | 8 | 27 | 5 | 679.759 | 0
2029 | 8 | 27 | 6 | 724.4331 | 0
2029 | 8 | 27 | 7 | 772.1091 | 0
2029 | 8 | 27 | 8 | 814.9581 | 0
2029 | 8 | 27 | 9 | 868.1253 | 0
2029 | 8 | 27 | 10 | 914.7027 | 0
2029 | 8 | 27 | 11 | 944.2995 | 0
2029 | 8 | 27 | 12 | 961.996 | 0
2029 | 8 | 27 | 13 | 976.3728 | 0
2029 | 8 | 27 | 14 | 980.249 | 0
2029 | 8 | 27 | 15 | 978.8136 | 0
2029 | 8 | 27 | 16 | 974.6129 | 0
2029 | 8 | 27 | 17 | 966.9141 | 0
2029 | 8 | 27 | 18 | 925.4986 | 0
2029 | 8 | 27 | 19 | 886.7862 | 0
2029 | 8 | 27 | 20 | 880.8143 | 0
2029 | 8 | 27 | 21 | 855.6496 | 0
2029 | 8 | 27 | 22 | 805.7741 | 0
2029 | 8 | 27 | 23 | 757.9507 | 0
2029 | 8 | 28 | 0 | 706.6844 | 0
2029 | 8 | 28 | 1 | 695.4446 | 0
2029 | 8 | 28 | 2 | 672.3403 | 0
2029 | 8 | 28 | 3 | 661.4654 | 0
2029 | 8 | 28 | 4 | 658.6288 | 0
2029 | 8 | 28 | 5 | 678.6542 | 0
2029 | 8 | 28 | 6 | 722.1447 | 0
2029 | 8 | 28 | 7 | 774.0578 | 0
2029 | 8 | 28 | 8 | 824.1375 | 0
2029 | 8 | 28 | 9 | 866.1292 | 0
2029 | 8 | 28 | 10 | 918.3075 | 0
2029 | 8 | 28 | 11 | 955.2333 | 0
2029 | 8 | 28 | 12 | 978.7566 | 0
2029 | 8 | 28 | 13 | 996.7838 | 0
2029 | 8 | 28 | 14 | 1006.2388 | 6.2388
2029 | 8 | 28 | 15 | 1010.7607 | 10.7607
2029 | 8 | 28 | 16 | 1005.0695 | 5.0695
2029 | 8 | 28 | 17 | 997.9672 | 0
2029 | 8 | 28 | 18 | 965.0602 | 0
2029 | 8 | 28 | 19 | 925.2608 | 0
2029 | 8 | 28 | 20 | 918.8158 | 0
2029 | 8 | 28 | 21 | 887.3439 | 0
2029 | 8 | 28 | 22 | 827.6208 | 0
2029 | 8 | 28 | 23 | 769.9547 | 0
2029 | 8 | 29 | 0 | 721.5891 | 0
2029 | 8 | 29 | 1 | 685.4568 | 0
2029 | 8 | 29 | 2 | 662.055 | 0
2029 | 8 | 29 | 3 | 649.997 | 0
2029 | 8 | 29 | 4 | 646.0073 | 0
2029 | 8 | 29 | 5 | 664.4117 | 0
2029 | 8 | 29 | 6 | 706.6846 | 0
2029 | 8 | 29 | 7 | 748.9694 | 0
2029 | 8 | 29 | 8 | 788.6211 | 0
2029 | 8 | 29 | 9 | 824.8273 | 0
2029 | 8 | 29 | 10 | 866.5896 | 0
2029 | 8 | 29 | 11 | 894.57 | 0
2029 | 8 | 29 | 12 | 923.3397 | 0
2029 | 8 | 29 | 13 | 938.0053 | 0
2029 | 8 | 29 | 14 | 945.7559 | 0
2029 | 8 | 29 | 15 | 949.712 | 0
2029 | 8 | 29 | 16 | 953.9922 | 0
2029 | 8 | 29 | 17 | 949.7443 | 0
2029 | 8 | 29 | 18 | 919.1184 | 0
2029 | 8 | 29 | 19 | 881.6039 | 0
2029 | 8 | 29 | 20 | 883.6084 | 0
2029 | 8 | 29 | 21 | 860.14 | 0
2029 | 8 | 29 | 22 | 809.7631 | 0
2029 | 8 | 29 | 23 | 758.5804 | 0
2029 | 8 | 30 | 0 | 707.5747 | 0
2029 | 8 | 30 | 1 | 668.8913 | 0
2029 | 8 | 30 | 2 | 644.9297 | 0
2029 | 8 | 30 | 3 | 620.9681 | 0
2029 | 8 | 30 | 4 | 619.935 | 0
2029 | 8 | 30 | 5 | 638.7145 | 0
2029 | 8 | 30 | 6 | 683.3494 | 0
2029 | 8 | 30 | 7 | 730.6847 | 0
2029 | 8 | 30 | 8 | 769.1684 | 0
2029 | 8 | 30 | 9 | 815.5357 | 0
2029 | 8 | 30 | 10 | 857.3585 | 0
2029 | 8 | 30 | 11 | 887.2591 | 0
2029 | 8 | 30 | 12 | 904.6017 | 0
2029 | 8 | 30 | 13 | 924.5355 | 0
2029 | 8 | 30 | 14 | 936.8317 | 0
2029 | 8 | 30 | 15 | 944.8258 | 0
2029 | 8 | 30 | 16 | 953.5387 | 0
2029 | 8 | 30 | 17 | 950.0164 | 0
2029 | 8 | 30 | 18 | 913.3344 | 0
2029 | 8 | 30 | 19 | 873.676 | 0
2029 | 8 | 30 | 20 | 868.8528 | 0
2029 | 8 | 30 | 21 | 845.4102 | 0
2029 | 8 | 30 | 22 | 794.7452 | 0
2029 | 8 | 30 | 23 | 745.2486 | 0
2029 | 8 | 31 | 0 | 698.3079 | 0
2029 | 8 | 31 | 1 | 669.5478 | 0
2029 | 8 | 31 | 2 | 649.3808 | 0
2029 | 8 | 31 | 3 | 640.4445 | 0
2029 | 8 | 31 | 4 | 639.607 | 0
2029 | 8 | 31 | 5 | 659.9849 | 0
2029 | 8 | 31 | 6 | 704.0668 | 0
2029 | 8 | 31 | 7 | 750.5283 | 0
2029 | 8 | 31 | 8 | 789.584 | 0
2029 | 8 | 31 | 9 | 840.0053 | 0
2029 | 8 | 31 | 10 | 889.7854 | 0
2029 | 8 | 31 | 11 | 924.4541 | 0
2029 | 8 | 31 | 12 | 945.6239 | 0
2029 | 8 | 31 | 13 | 964.5698 | 0
2029 | 8 | 31 | 14 | 974.8386 | 0
2029 | 8 | 31 | 15 | 974.4282 | 0
2029 | 8 | 31 | 16 | 979.1428 | 0
2029 | 8 | 31 | 17 | 967.9379 | 0
2029 | 8 | 31 | 18 | 930.4283 | 0
2029 | 8 | 31 | 19 | 895.3226 | 0
2029 | 8 | 31 | 20 | 894.3238 | 0
2029 | 8 | 31 | 21 | 872.7723 | 0
2029 | 8 | 31 | 22 | 824.7287 | 0
2029 | 8 | 31 | 23 | 778.3736 | 0
2029 | 9 | 1 | 0 | 729.0937 | 0
2029 | 9 | 1 | 1 | 688.9991 | 0
2029 | 9 | 1 | 2 | 648.9045 | 0
2029 | 9 | 1 | 3 | 633.5477 | 0
2029 | 9 | 1 | 4 | 625.5625 | 0
2029 | 9 | 1 | 5 | 628.1644 | 0
2029 | 9 | 1 | 6 | 637.4369 | 0
2029 | 9 | 1 | 7 | 649.7391 | 0
2029 | 9 | 1 | 8 | 693.1731 | 0
2029 | 9 | 1 | 9 | 736.6071 | 0
2029 | 9 | 1 | 10 | 784.5316 | 0
2029 | 9 | 1 | 11 | 832.4562 | 0
2029 | 9 | 1 | 12 | 859.0615 | 0
2029 | 9 | 1 | 13 | 872.8364 | 0
2029 | 9 | 1 | 14 | 880.2156 | 0
2029 | 9 | 1 | 15 | 881.2136 | 0
2029 | 9 | 1 | 16 | 880.8816 | 0
2029 | 9 | 1 | 17 | 875.8665 | 0
2029 | 9 | 1 | 18 | 845.3724 | 0
2029 | 9 | 1 | 19 | 817.5848 | 0
2029 | 9 | 1 | 20 | 820.2779 | 0
2029 | 9 | 1 | 21 | 804.8575 | 0
2029 | 9 | 1 | 22 | 770.5897 | 0
2029 | 9 | 1 | 23 | 736.8584 | 0
2029 | 9 | 2 | 0 | 724.5631 | 0
2029 | 9 | 2 | 1 | 712.5471 | 0
2029 | 9 | 2 | 2 | 697.8174 | 0
2029 | 9 | 2 | 3 | 688.5034 | 0
2029 | 9 | 2 | 4 | 681.9648 | 0
2029 | 9 | 2 | 5 | 676.7965 | 0
2029 | 9 | 2 | 6 | 684.0495 | 0
2029 | 9 | 2 | 7 | 693.2092 | 0
2029 | 9 | 2 | 8 | 742.9749 | 0
2029 | 9 | 2 | 9 | 792.7407 | 0
2029 | 9 | 2 | 10 | 844.3232 | 0
2029 | 9 | 2 | 11 | 889.6353 | 0
2029 | 9 | 2 | 12 | 920.4755 | 0
2029 | 9 | 2 | 13 | 937.7961 | 0
2029 | 9 | 2 | 14 | 948.3 | 0
2029 | 9 | 2 | 15 | 952.775 | 0
2029 | 9 | 2 | 16 | 960.9911 | 0
2029 | 9 | 2 | 17 | 968.9605 | 0
2029 | 9 | 2 | 18 | 938.9462 | 0
2029 | 9 | 2 | 19 | 901.3252 | 0
2029 | 9 | 2 | 20 | 891.4988 | 0
2029 | 9 | 2 | 21 | 867.4287 | 0
2029 | 9 | 2 | 22 | 821.5776 | 0
2029 | 9 | 2 | 23 | 771.9324 | 0
2029 | 9 | 3 | 0 | 719.9638 | 0
2029 | 9 | 3 | 1 | 679.1264 | 0
2029 | 9 | 3 | 2 | 638.2891 | 0
2029 | 9 | 3 | 3 | 621.3735 | 0
2029 | 9 | 3 | 4 | 612.8913 | 0
2029 | 9 | 3 | 5 | 617.504 | 0
2029 | 9 | 3 | 6 | 620.6268 | 0
2029 | 9 | 3 | 7 | 623.7496 | 0
2029 | 9 | 3 | 8 | 654.0776 | 0
2029 | 9 | 3 | 9 | 684.4056 | 0
2029 | 9 | 3 | 10 | 725.5393 | 0
2029 | 9 | 3 | 11 | 762.0935 | 0
2029 | 9 | 3 | 12 | 787.2408 | 0
2029 | 9 | 3 | 13 | 797.0199 | 0
2029 | 9 | 3 | 14 | 803.1834 | 0
2029 | 9 | 3 | 15 | 802.8216 | 0
2029 | 9 | 3 | 16 | 809.1809 | 0
2029 | 9 | 3 | 17 | 810.3985 | 0
2029 | 9 | 3 | 18 | 796.0448 | 0
2029 | 9 | 3 | 19 | 787.1151 | 0
2029 | 9 | 3 | 20 | 806.4639 | 0
2029 | 9 | 3 | 21 | 782.0839 | 0
2029 | 9 | 3 | 22 | 735.7722 | 0
2029 | 9 | 3 | 23 | 689.2938 | 0
2029 | 9 | 4 | 0 | 675.7737 | 0
2029 | 9 | 4 | 1 | 687.6215 | 0
2029 | 9 | 4 | 2 | 675.5696 | 0
2029 | 9 | 4 | 3 | 665.6809 | 0
2029 | 9 | 4 | 4 | 665.0291 | 0
2029 | 9 | 4 | 5 | 685.1147 | 0
2029 | 9 | 4 | 6 | 739.5941 | 0
2029 | 9 | 4 | 7 | 794.0736 | 0
2029 | 9 | 4 | 8 | 851.5659 | 0
2029 | 9 | 4 | 9 | 897.5707 | 0
2029 | 9 | 4 | 10 | 951.4675 | 0
2029 | 9 | 4 | 11 | 991.4621 | 0
2029 | 9 | 4 | 12 | 1018.5314 | 18.5314
2029 | 9 | 4 | 13 | 1043.1671 | 43.1671
2029 | 9 | 4 | 14 | 1055.6091 | 55.6091
2029 | 9 | 4 | 15 | 1063.2834 | 63.2834
2029 | 9 | 4 | 16 | 1059.5709 | 59.5709
2029 | 9 | 4 | 17 | 1059.8773 | 59.8773
2029 | 9 | 4 | 18 | 1035.7797 | 35.7797
2029 | 9 | 4 | 19 | 1003.2903 | 3.2903
2029 | 9 | 4 | 20 | 991.4003 | 0
2029 | 9 | 4 | 21 | 951.6099 | 0
2029 | 9 | 4 | 22 | 887.1973 | 0
2029 | 9 | 4 | 23 | 829.1918 | 0
2029 | 9 | 5 | 0 | 771.1862 | 0
2029 | 9 | 5 | 1 | 744.9052 | 0
2029 | 9 | 5 | 2 | 718.6242 | 0
2029 | 9 | 5 | 3 | 706.7771 | 0
2029 | 9 | 5 | 4 | 705.1681 | 0
2029 | 9 | 5 | 5 | 725.2247 | 0
2029 | 9 | 5 | 6 | 776.3383 | 0
2029 | 9 | 5 | 7 | 829.9494 | 0
2029 | 9 | 5 | 8 | 871.1655 | 0
2029 | 9 | 5 | 9 | 909.5518 | 0
2029 | 9 | 5 | 10 | 955.5574 | 0
2029 | 9 | 5 | 11 | 987.6748 | 0
2029 | 9 | 5 | 12 | 1017.7454 | 17.7454
2029 | 9 | 5 | 13 | 1034.4164 | 34.4164
2029 | 9 | 5 | 14 | 1039.3928 | 39.3928
2029 | 9 | 5 | 15 | 1044.1674 | 44.1674
2029 | 9 | 5 | 16 | 1046.2705 | 46.2705
2029 | 9 | 5 | 17 | 1041.4365 | 41.4365
2029 | 9 | 5 | 18 | 1014.7296 | 14.7296
2029 | 9 | 5 | 19 | 988.3806 | 0
2029 | 9 | 5 | 20 | 985.0977 | 0
2029 | 9 | 5 | 21 | 947.1884 | 0
2029 | 9 | 5 | 22 | 889.5641 | 0
2029 | 9 | 5 | 23 | 833.1865 | 0
2029 | 9 | 6 | 0 | 781.003 | 0
2029 | 9 | 6 | 1 | 726.6195 | 0
2029 | 9 | 6 | 2 | 672.236 | 0
2029 | 9 | 6 | 3 | 656.9245 | 0
2029 | 9 | 6 | 4 | 652.342 | 0
2029 | 9 | 6 | 5 | 671.3249 | 0
2029 | 9 | 6 | 6 | 724.3712 | 0
2029 | 9 | 6 | 7 | 777.5992 | 0
2029 | 9 | 6 | 8 | 806.8188 | 0
2029 | 9 | 6 | 9 | 847.1078 | 0
2029 | 9 | 6 | 10 | 881.487 | 0
2029 | 9 | 6 | 11 | 904.682 | 0
2029 | 9 | 6 | 12 | 918.0137 | 0
2029 | 9 | 6 | 13 | 929.9354 | 0
2029 | 9 | 6 | 14 | 933.6721 | 0
2029 | 9 | 6 | 15 | 930.9405 | 0
2029 | 9 | 6 | 16 | 931.4436 | 0
2029 | 9 | 6 | 17 | 925.5325 | 0
2029 | 9 | 6 | 18 | 886.2368 | 0
2029 | 9 | 6 | 19 | 856.2292 | 0
2029 | 9 | 6 | 20 | 850.8127 | 0
2029 | 9 | 6 | 21 | 820.8126 | 0
2029 | 9 | 6 | 22 | 765.1238 | 0
2029 | 9 | 6 | 23 | 712.6936 | 0
2029 | 9 | 7 | 0 | 662.519 | 0
2029 | 9 | 7 | 1 | 671.843 | 0
2029 | 9 | 7 | 2 | 653.6056 | 0
2029 | 9 | 7 | 3 | 644.448 | 0
2029 | 9 | 7 | 4 | 643.8293 | 0
2029 | 9 | 7 | 5 | 666.026 | 0
2029 | 9 | 7 | 6 | 718.2423 | 0
2029 | 9 | 7 | 7 | 765.6607 | 0
2029 | 9 | 7 | 8 | 791.6901 | 0
2029 | 9 | 7 | 9 | 828.1415 | 0
2029 | 9 | 7 | 10 | 862.3685 | 0
2029 | 9 | 7 | 11 | 885.4516 | 0
2029 | 9 | 7 | 12 | 893.6134 | 0
2029 | 9 | 7 | 13 | 910.3359 | 0
2029 | 9 | 7 | 14 | 912.4847 | 0
2029 | 9 | 7 | 15 | 906.8289 | 0
2029 | 9 | 7 | 16 | 898.4892 | 0
2029 | 9 | 7 | 17 | 885.5939 | 0
2029 | 9 | 7 | 18 | 852.7153 | 0
2029 | 9 | 7 | 19 | 839.7288 | 0
2029 | 9 | 7 | 20 | 848.6992 | 0
2029 | 9 | 7 | 21 | 818.7066 | 0
2029 | 9 | 7 | 22 | 773.6147 | 0
2029 | 9 | 7 | 23 | 731.7425 | 0
2029 | 9 | 8 | 0 | 689.7918 | 0
2029 | 9 | 8 | 1 | 668.5814 | 0
2029 | 9 | 8 | 2 | 647.3711 | 0
2029 | 9 | 8 | 3 | 635.6872 | 0
2029 | 9 | 8 | 4 | 631.4221 | 0
2029 | 9 | 8 | 5 | 638.9525 | 0
2029 | 9 | 8 | 6 | 659.5786 | 0
2029 | 9 | 8 | 7 | 675.5195 | 0
2029 | 9 | 8 | 8 | 695.6959 | 0
2029 | 9 | 8 | 9 | 732.4119 | 0
2029 | 9 | 8 | 10 | 773.2537 | 0
2029 | 9 | 8 | 11 | 806.3582 | 0
2029 | 9 | 8 | 12 | 825.8914 | 0
2029 | 9 | 8 | 13 | 841.3166 | 0
2029 | 9 | 8 | 14 | 843.7913 | 0
2029 | 9 | 8 | 15 | 842.9754 | 0
2029 | 9 | 8 | 16 | 839.3505 | 0
2029 | 9 | 8 | 17 | 833.2021 | 0
2029 | 9 | 8 | 18 | 808.9866 | 0
2029 | 9 | 8 | 19 | 798.0862 | 0
2029 | 9 | 8 | 20 | 803.2958 | 0
2029 | 9 | 8 | 21 | 778.465 | 0
2029 | 9 | 8 | 22 | 743.5174 | 0
2029 | 9 | 8 | 23 | 713.0952 | 0
2029 | 9 | 9 | 0 | 685.9525 | 0
2029 | 9 | 9 | 1 | 634.2777 | 0
2029 | 9 | 9 | 2 | 608.571 | 0
2029 | 9 | 9 | 3 | 591.9599 | 0
2029 | 9 | 9 | 4 | 583.4155 | 0
2029 | 9 | 9 | 5 | 584.0695 | 0
2029 | 9 | 9 | 6 | 597.2111 | 0
2029 | 9 | 9 | 7 | 602.0511 | 0
2029 | 9 | 9 | 8 | 624.5912 | 0
2029 | 9 | 9 | 9 | 672.8873 | 0
2029 | 9 | 9 | 10 | 710.7011 | 0
2029 | 9 | 9 | 11 | 745.8952 | 0
2029 | 9 | 9 | 12 | 768.0702 | 0
2029 | 9 | 9 | 13 | 780.5999 | 0
2029 | 9 | 9 | 14 | 786.0593 | 0
2029 | 9 | 9 | 15 | 788.7642 | 0
2029 | 9 | 9 | 16 | 793.9151 | 0
2029 | 9 | 9 | 17 | 798.7794 | 0
2029 | 9 | 9 | 18 | 773.1101 | 0
2029 | 9 | 9 | 19 | 761.8244 | 0
2029 | 9 | 9 | 20 | 765.4436 | 0
2029 | 9 | 9 | 21 | 743.0792 | 0
2029 | 9 | 9 | 22 | 703.0795 | 0
2029 | 9 | 9 | 23 | 660.8159 | 0
2029 | 9 | 10 | 0 | 619.3425 | 0
2029 | 9 | 10 | 1 | 632.6494 | 0
2029 | 9 | 10 | 2 | 615.3355 | 0
2029 | 9 | 10 | 3 | 607.0173 | 0
2029 | 9 | 10 | 4 | 607.4776 | 0
2029 | 9 | 10 | 5 | 628.4905 | 0
2029 | 9 | 10 | 6 | 684.2475 | 0
2029 | 9 | 10 | 7 | 740.0044 | 0
2029 | 9 | 10 | 8 | 771.9749 | 0
2029 | 9 | 10 | 9 | 814.2133 | 0
2029 | 9 | 10 | 10 | 854.1204 | 0
2029 | 9 | 10 | 11 | 882.4579 | 0
2029 | 9 | 10 | 12 | 897.8699 | 0
2029 | 9 | 10 | 13 | 913.4842 | 0
2029 | 9 | 10 | 14 | 920.0606 | 0
2029 | 9 | 10 | 15 | 921.9118 | 0
2029 | 9 | 10 | 16 | 928.443 | 0
2029 | 9 | 10 | 17 | 925.6548 | 0
2029 | 9 | 10 | 18 | 891.3693 | 0
2029 | 9 | 10 | 19 | 871.9694 | 0
2029 | 9 | 10 | 20 | 866.9149 | 0
2029 | 9 | 10 | 21 | 835.4269 | 0
2029 | 9 | 10 | 22 | 780.3809 | 0
2029 | 9 | 10 | 23 | 728.1801 | 0
2029 | 9 | 11 | 0 | 678.4424 | 0
2029 | 9 | 11 | 1 | 631.4586 | 0
2029 | 9 | 11 | 2 | 615.7254 | 0
2029 | 9 | 11 | 3 | 609.1797 | 0
2029 | 9 | 11 | 4 | 610.9546 | 0
2029 | 9 | 11 | 5 | 634.5944 | 0
2029 | 9 | 11 | 6 | 685.3824 | 0
2029 | 9 | 11 | 7 | 736.1704 | 0
2029 | 9 | 11 | 8 | 781.1214 | 0
2029 | 9 | 11 | 9 | 805.5868 | 0
2029 | 9 | 11 | 10 | 840.1343 | 0
2029 | 9 | 11 | 11 | 863.8183 | 0
2029 | 9 | 11 | 12 | 880.4939 | 0
2029 | 9 | 11 | 13 | 894.9485 | 0
2029 | 9 | 11 | 14 | 896.6615 | 0
2029 | 9 | 11 | 15 | 896.8012 | 0
2029 | 9 | 11 | 16 | 887.5683 | 0
2029 | 9 | 11 | 17 | 890.9421 | 0
2029 | 9 | 11 | 18 | 877.7248 | 0
2029 | 9 | 11 | 19 | 861.5046 | 0
2029 | 9 | 11 | 20 | 860.2392 | 0
2029 | 9 | 11 | 21 | 821.5731 | 0
2029 | 9 | 11 | 22 | 767.48 | 0
2029 | 9 | 11 | 23 | 713.9126 | 0
2029 | 9 | 12 | 0 | 674.2384 | 0
2029 | 9 | 12 | 1 | 630.4259 | 0
2029 | 9 | 12 | 2 | 613.0235 | 0
2029 | 9 | 12 | 3 | 605.7004 | 0
2029 | 9 | 12 | 4 | 607.4218 | 0
2029 | 9 | 12 | 5 | 634.0895 | 0
2029 | 9 | 12 | 6 | 693.0402 | 0
2029 | 9 | 12 | 7 | 751.9909 | 0
2029 | 9 | 12 | 8 | 782.7919 | 0
2029 | 9 | 12 | 9 | 809.8564 | 0
2029 | 9 | 12 | 10 | 839.0402 | 0
2029 | 9 | 12 | 11 | 857.5542 | 0
2029 | 9 | 12 | 12 | 874.4541 | 0
2029 | 9 | 12 | 13 | 882.8103 | 0
2029 | 9 | 12 | 14 | 883.9491 | 0
2029 | 9 | 12 | 15 | 883.4299 | 0
2029 | 9 | 12 | 16 | 888.1739 | 0
2029 | 9 | 12 | 17 | 888.5284 | 0
2029 | 9 | 12 | 18 | 870.6539 | 0
2029 | 9 | 12 | 19 | 859.4367 | 0
2029 | 9 | 12 | 20 | 860.3251 | 0
2029 | 9 | 12 | 21 | 823.1364 | 0
2029 | 9 | 12 | 22 | 768.15 | 0
2029 | 9 | 12 | 23 | 712.1404 | 0
2029 | 9 | 13 | 0 | 665.5525 | 0
2029 | 9 | 13 | 1 | 639.0058 | 0
2029 | 9 | 13 | 2 | 622.0479 | 0
2029 | 9 | 13 | 3 | 605.0899 | 0
2029 | 9 | 13 | 4 | 606.7215 | 0
2029 | 9 | 13 | 5 | 630.9391 | 0
2029 | 9 | 13 | 6 | 689.1098 | 0
2029 | 9 | 13 | 7 | 747.2805 | 0
2029 | 9 | 13 | 8 | 771.0431 | 0
2029 | 9 | 13 | 9 | 805.1204 | 0
2029 | 9 | 13 | 10 | 833.1279 | 0
2029 | 9 | 13 | 11 | 854.7884 | 0
2029 | 9 | 13 | 12 | 866.1985 | 0
2029 | 9 | 13 | 13 | 876.9449 | 0
2029 | 9 | 13 | 14 | 877.8104 | 0
2029 | 9 | 13 | 15 | 876.0682 | 0
2029 | 9 | 13 | 16 | 883.0299 | 0
2029 | 9 | 13 | 17 | 880.9596 | 0
2029 | 9 | 13 | 18 | 850.705 | 0
2029 | 9 | 13 | 19 | 838.2505 | 0
2029 | 9 | 13 | 20 | 840.3932 | 0
2029 | 9 | 13 | 21 | 807.913 | 0
2029 | 9 | 13 | 22 | 756.906 | 0
2029 | 9 | 13 | 23 | 706.9664 | 0
2029 | 9 | 14 | 0 | 659.0527 | 0
2029 | 9 | 14 | 1 | 648.4319 | 0
2029 | 9 | 14 | 2 | 636.1826 | 0
2029 | 9 | 14 | 3 | 631.4061 | 0
2029 | 9 | 14 | 4 | 632.4445 | 0
2029 | 9 | 14 | 5 | 648.5842 | 0
2029 | 9 | 14 | 6 | 692.2707 | 0
2029 | 9 | 14 | 7 | 733.062 | 0
2029 | 9 | 14 | 8 | 751.2073 | 0
2029 | 9 | 14 | 9 | 794.8969 | 0
2029 | 9 | 14 | 10 | 828.9413 | 0
2029 | 9 | 14 | 11 | 849.3797 | 0
2029 | 9 | 14 | 12 | 864.4198 | 0
2029 | 9 | 14 | 13 | 874.3869 | 0
2029 | 9 | 14 | 14 | 875.3118 | 0
2029 | 9 | 14 | 15 | 873.2021 | 0
2029 | 9 | 14 | 16 | 869.0835 | 0
2029 | 9 | 14 | 17 | 860.9773 | 0
2029 | 9 | 14 | 18 | 829.2106 | 0
2029 | 9 | 14 | 19 | 816.0241 | 0
2029 | 9 | 14 | 20 | 810.5959 | 0
2029 | 9 | 14 | 21 | 784.5272 | 0
2029 | 9 | 14 | 22 | 756.508 | 0
2029 | 9 | 14 | 23 | 724.8441 | 0
2029 | 9 | 15 | 0 | 691.2198 | 0
2029 | 9 | 15 | 1 | 633.9861 | 0
2029 | 9 | 15 | 2 | 601.4794 | 0
2029 | 9 | 15 | 3 | 568.9726 | 0
2029 | 9 | 15 | 4 | 567.2766 | 0
2029 | 9 | 15 | 5 | 574.0433 | 0
2029 | 9 | 15 | 6 | 590.4319 | 0
2029 | 9 | 15 | 7 | 606.8205 | 0
2029 | 9 | 15 | 8 | 620.6853 | 0
2029 | 9 | 15 | 9 | 648.0027 | 0
2029 | 9 | 15 | 10 | 679.6756 | 0
2029 | 9 | 15 | 11 | 700.3695 | 0
2029 | 9 | 15 | 12 | 713.0191 | 0
2029 | 9 | 15 | 13 | 716.1886 | 0
2029 | 9 | 15 | 14 | 711.1604 | 0
2029 | 9 | 15 | 15 | 704.3106 | 0
2029 | 9 | 15 | 16 | 706.6382 | 0
2029 | 9 | 15 | 17 | 704.9756 | 0
2029 | 9 | 15 | 18 | 682.3521 | 0
2029 | 9 | 15 | 19 | 675.1877 | 0
2029 | 9 | 15 | 20 | 680.1757 | 0
2029 | 9 | 15 | 21 | 658.991 | 0
2029 | 9 | 15 | 22 | 633.4708 | 0
2029 | 9 | 15 | 23 | 609.5174 | 0
2029 | 9 | 16 | 0 | 592.8266 | 0
2029 | 9 | 16 | 1 | 577.115 | 0
2029 | 9 | 16 | 2 | 563.7483 | 0
2029 | 9 | 16 | 3 | 556.7262 | 0
2029 | 9 | 16 | 4 | 554.8831 | 0
2029 | 9 | 16 | 5 | 562.1546 | 0
2029 | 9 | 16 | 6 | 575.8752 | 0
2029 | 9 | 16 | 7 | 589.5958 | 0
2029 | 9 | 16 | 8 | 596.8318 | 0
2029 | 9 | 16 | 9 | 622.8379 | 0
2029 | 9 | 16 | 10 | 648.482 | 0
2029 | 9 | 16 | 11 | 670.7848 | 0
2029 | 9 | 16 | 12 | 682.9837 | 0
2029 | 9 | 16 | 13 | 683.5288 | 0
2029 | 9 | 16 | 14 | 676.6031 | 0
2029 | 9 | 16 | 15 | 668.0773 | 0
2029 | 9 | 16 | 16 | 667.5994 | 0
2029 | 9 | 16 | 17 | 669.7408 | 0
2029 | 9 | 16 | 18 | 656.3578 | 0
2029 | 9 | 16 | 19 | 665.9237 | 0
2029 | 9 | 16 | 20 | 681.7007 | 0
2029 | 9 | 16 | 21 | 662.0991 | 0
2029 | 9 | 16 | 22 | 627.7643 | 0
2029 | 9 | 16 | 23 | 597.3078 | 0
2029 | 9 | 17 | 0 | 576.9317 | 0
2029 | 9 | 17 | 1 | 610.1996 | 0
2029 | 9 | 17 | 2 | 599.4773 | 0
2029 | 9 | 17 | 3 | 596.9864 | 0
2029 | 9 | 17 | 4 | 600.8185 | 0
2029 | 9 | 17 | 5 | 624.1743 | 0
2029 | 9 | 17 | 6 | 670.6413 | 0
2029 | 9 | 17 | 7 | 717.1083 | 0
2029 | 9 | 17 | 8 | 753.6127 | 0
2029 | 9 | 17 | 9 | 777.5024 | 0
2029 | 9 | 17 | 10 | 808.6376 | 0
2029 | 9 | 17 | 11 | 829.1467 | 0
2029 | 9 | 17 | 12 | 838.2132 | 0
2029 | 9 | 17 | 13 | 848.8088 | 0
2029 | 9 | 17 | 14 | 849.0922 | 0
2029 | 9 | 17 | 15 | 850.127 | 0
2029 | 9 | 17 | 16 | 861.7904 | 0
2029 | 9 | 17 | 17 | 855.8072 | 0
2029 | 9 | 17 | 18 | 827.6615 | 0
2029 | 9 | 17 | 19 | 823.2931 | 0
2029 | 9 | 17 | 20 | 819.836 | 0
2029 | 9 | 17 | 21 | 786.0293 | 0
2029 | 9 | 17 | 22 | 738.7786 | 0
2029 | 9 | 17 | 23 | 694.9171 | 0
2029 | 9 | 18 | 0 | 662.474 | 0
2029 | 9 | 18 | 1 | 658.4187 | 0
2029 | 9 | 18 | 2 | 643.5023 | 0
2029 | 9 | 18 | 3 | 637.2081 | 0
2029 | 9 | 18 | 4 | 639.7482 | 0
2029 | 9 | 18 | 5 | 664.1944 | 0
2029 | 9 | 18 | 6 | 721.486 | 0
2029 | 9 | 18 | 7 | 778.7777 | 0
2029 | 9 | 18 | 8 | 832.4128 | 0
2029 | 9 | 18 | 9 | 882.586 | 0
2029 | 9 | 18 | 10 | 932.3152 | 0
2029 | 9 | 18 | 11 | 968.8419 | 0
2029 | 9 | 18 | 12 | 990.4343 | 0
2029 | 9 | 18 | 13 | 1010.3628 | 10.3628
2029 | 9 | 18 | 14 | 1019.9424 | 19.9424
2029 | 9 | 18 | 15 | 1026.7063 | 26.7063
2029 | 9 | 18 | 16 | 1029.414 | 29.414
2029 | 9 | 18 | 17 | 1023.952 | 23.952
2029 | 9 | 18 | 18 | 996.4768 | 0
2029 | 9 | 18 | 19 | 978.2929 | 0
2029 | 9 | 18 | 20 | 966.35 | 0
2029 | 9 | 18 | 21 | 924.0639 | 0
2029 | 9 | 18 | 22 | 866.6658 | 0
2029 | 9 | 18 | 23 | 814.4291 | 0
2029 | 9 | 19 | 0 | 762.1924 | 0
2029 | 9 | 19 | 1 | 756.3833 | 0
2029 | 9 | 19 | 2 | 734.5308 | 0
2029 | 9 | 19 | 3 | 721.3192 | 0
2029 | 9 | 19 | 4 | 716.9592 | 0
2029 | 9 | 19 | 5 | 735.954 | 0
2029 | 9 | 19 | 6 | 790.6523 | 0
2029 | 9 | 19 | 7 | 845.3506 | 0
2029 | 9 | 19 | 8 | 888.7607 | 0
2029 | 9 | 19 | 9 | 939.8659 | 0
2029 | 9 | 19 | 10 | 989.6241 | 0
2029 | 9 | 19 | 11 | 1025.2196 | 25.2196
2029 | 9 | 19 | 12 | 1059.8823 | 59.8823
2029 | 9 | 19 | 13 | 1079.0554 | 79.0554
2029 | 9 | 19 | 14 | 1086.2119 | 86.2119
2029 | 9 | 19 | 15 | 1091.8597 | 91.8597
2029 | 9 | 19 | 16 | 1096.7685 | 96.7685
2029 | 9 | 19 | 17 | 1087.51 | 87.51
2029 | 9 | 19 | 18 | 1059.7572 | 59.7572
2029 | 9 | 19 | 19 | 1040.5301 | 40.5301
2029 | 9 | 19 | 20 | 1020.3058 | 20.3058
2029 | 9 | 19 | 21 | 973.9019 | 0
2029 | 9 | 19 | 22 | 918.7276 | 0
2029 | 9 | 19 | 23 | 861.6315 | 0
2029 | 9 | 20 | 0 | 804.5354 | 0
2029 | 9 | 20 | 1 | 766.087 | 0
2029 | 9 | 20 | 2 | 727.6387 | 0
2029 | 9 | 20 | 3 | 715.2415 | 0
2029 | 9 | 20 | 4 | 709.6069 | 0
2029 | 9 | 20 | 5 | 720.7437 | 0
2029 | 9 | 20 | 6 | 757.1811 | 0
2029 | 9 | 20 | 7 | 793.6184 | 0
2029 | 9 | 20 | 8 | 801.3181 | 0
2029 | 9 | 20 | 9 | 828.7606 | 0
2029 | 9 | 20 | 10 | 847.9094 | 0
2029 | 9 | 20 | 11 | 858.891 | 0
2029 | 9 | 20 | 12 | 860.8919 | 0
2029 | 9 | 20 | 13 | 861.0735 | 0
2029 | 9 | 20 | 14 | 851.5641 | 0
2029 | 9 | 20 | 15 | 842.8875 | 0
2029 | 9 | 20 | 16 | 836.6514 | 0
2029 | 9 | 20 | 17 | 827.669 | 0
2029 | 9 | 20 | 18 | 802.071 | 0
2029 | 9 | 20 | 19 | 800.0336 | 0
2029 | 9 | 20 | 20 | 796.7821 | 0
2029 | 9 | 20 | 21 | 771.7506 | 0
2029 | 9 | 20 | 22 | 739.6701 | 0
2029 | 9 | 20 | 23 | 710.4256 | 0
2029 | 9 | 21 | 0 | 679.2738 | 0
2029 | 9 | 21 | 1 | 623.7225 | 0
2029 | 9 | 21 | 2 | 606.4073 | 0
2029 | 9 | 21 | 3 | 598.775 | 0
2029 | 9 | 21 | 4 | 600.6958 | 0
2029 | 9 | 21 | 5 | 625.8201 | 0
2029 | 9 | 21 | 6 | 678.9291 | 0
2029 | 9 | 21 | 7 | 732.0381 | 0
2029 | 9 | 21 | 8 | 770.4752 | 0
2029 | 9 | 21 | 9 | 808.9123 | 0
2029 | 9 | 21 | 10 | 827.4174 | 0
2029 | 9 | 21 | 11 | 835.2301 | 0
2029 | 9 | 21 | 12 | 837.6643 | 0
2029 | 9 | 21 | 13 | 839.1131 | 0
2029 | 9 | 21 | 14 | 830.7367 | 0
2029 | 9 | 21 | 15 | 822.2899 | 0
2029 | 9 | 21 | 16 | 822.1222 | 0
2029 | 9 | 21 | 17 | 815.2537 | 0
2029 | 9 | 21 | 18 | 785.5584 | 0
2029 | 9 | 21 | 19 | 790.2724 | 0
2029 | 9 | 21 | 20 | 796.2843 | 0
2029 | 9 | 21 | 21 | 762.4178 | 0
2029 | 9 | 21 | 22 | 716.5245 | 0
2029 | 9 | 21 | 23 | 669.1726 | 0
2029 | 9 | 22 | 0 | 624.1203 | 0
2029 | 9 | 22 | 1 | 609.5026 | 0
2029 | 9 | 22 | 2 | 594.885 | 0
2029 | 9 | 22 | 3 | 583.9144 | 0
2029 | 9 | 22 | 4 | 580.9716 | 0
2029 | 9 | 22 | 5 | 593.4047 | 0
2029 | 9 | 22 | 6 | 622.7814 | 0
2029 | 9 | 22 | 7 | 642.1181 | 0
2029 | 9 | 22 | 8 | 657.701 | 0
2029 | 9 | 22 | 9 | 702.5667 | 0
2029 | 9 | 22 | 10 | 740.8989 | 0
2029 | 9 | 22 | 11 | 762.1672 | 0
2029 | 9 | 22 | 12 | 772.1256 | 0
2029 | 9 | 22 | 13 | 772.2629 | 0
2029 | 9 | 22 | 14 | 764.2401 | 0
2029 | 9 | 22 | 15 | 758.7176 | 0
2029 | 9 | 22 | 16 | 757.8537 | 0
2029 | 9 | 22 | 17 | 762.6368 | 0
2029 | 9 | 22 | 18 | 742.3345 | 0
2029 | 9 | 22 | 19 | 749.8624 | 0
2029 | 9 | 22 | 20 | 751.9693 | 0
2029 | 9 | 22 | 21 | 716.8847 | 0
2029 | 9 | 22 | 22 | 681.4088 | 0
2029 | 9 | 22 | 23 | 647.1953 | 0
2029 | 9 | 23 | 0 | 611.7754 | 0
2029 | 9 | 23 | 1 | 598.3564 | 0
2029 | 9 | 23 | 2 | 584.9374 | 0
2029 | 9 | 23 | 3 | 575.4192 | 0
2029 | 9 | 23 | 4 | 571.5411 | 0
2029 | 9 | 23 | 5 | 575.6307 | 0
2029 | 9 | 23 | 6 | 586.1293 | 0
2029 | 9 | 23 | 7 | 596.628 | 0
2029 | 9 | 23 | 8 | 605.7314 | 0
2029 | 9 | 23 | 9 | 638.5833 | 0
2029 | 9 | 23 | 10 | 669.8489 | 0
2029 | 9 | 23 | 11 | 698.782 | 0
2029 | 9 | 23 | 12 | 713.548 | 0
2029 | 9 | 23 | 13 | 718.6373 | 0
2029 | 9 | 23 | 14 | 717.3742 | 0
2029 | 9 | 23 | 15 | 711.7645 | 0
2029 | 9 | 23 | 16 | 714.509 | 0
2029 | 9 | 23 | 17 | 718.7287 | 0
2029 | 9 | 23 | 18 | 707.9744 | 0
2029 | 9 | 23 | 19 | 721.8732 | 0
2029 | 9 | 23 | 20 | 726.284 | 0
2029 | 9 | 23 | 21 | 701.8404 | 0
2029 | 9 | 23 | 22 | 673.9642 | 0
2029 | 9 | 23 | 23 | 649.5365 | 0
2029 | 9 | 24 | 0 | 619.2484 | 0
2029 | 9 | 24 | 1 | 598.7516 | 0
2029 | 9 | 24 | 2 | 584.8514 | 0
2029 | 9 | 24 | 3 | 580.0812 | 0
2029 | 9 | 24 | 4 | 582.3381 | 0
2029 | 9 | 24 | 5 | 605.3329 | 0
2029 | 9 | 24 | 6 | 660.9014 | 0
2029 | 9 | 24 | 7 | 716.4699 | 0
2029 | 9 | 24 | 8 | 744.4982 | 0
2029 | 9 | 24 | 9 | 771.2544 | 0
2029 | 9 | 24 | 10 | 794.2666 | 0
2029 | 9 | 24 | 11 | 806.9495 | 0
2029 | 9 | 24 | 12 | 810.1093 | 0
2029 | 9 | 24 | 13 | 812.9534 | 0
2029 | 9 | 24 | 14 | 809.865 | 0
2029 | 9 | 24 | 15 | 811.7497 | 0
2029 | 9 | 24 | 16 | 816.4739 | 0
2029 | 9 | 24 | 17 | 815.0321 | 0
2029 | 9 | 24 | 18 | 794.9491 | 0
2029 | 9 | 24 | 19 | 799.0019 | 0
2029 | 9 | 24 | 20 | 803.302 | 0
2029 | 9 | 24 | 21 | 772.9434 | 0
2029 | 9 | 24 | 22 | 727.4365 | 0
2029 | 9 | 24 | 23 | 680.3118 | 0
2029 | 9 | 25 | 0 | 641.8153 | 0
2029 | 9 | 25 | 1 | 634.8175 | 0
2029 | 9 | 25 | 2 | 618.7169 | 0
2029 | 9 | 25 | 3 | 611.3492 | 0
2029 | 9 | 25 | 4 | 610.7562 | 0
2029 | 9 | 25 | 5 | 634.6091 | 0
2029 | 9 | 25 | 6 | 691.5453 | 0
2029 | 9 | 25 | 7 | 748.4815 | 0
2029 | 9 | 25 | 8 | 780.6335 | 0
2029 | 9 | 25 | 9 | 804.8281 | 0
2029 | 9 | 25 | 10 | 830.1613 | 0
2029 | 9 | 25 | 11 | 847.1328 | 0
2029 | 9 | 25 | 12 | 854.9549 | 0
2029 | 9 | 25 | 13 | 859.1037 | 0
2029 | 9 | 25 | 14 | 855.8675 | 0
2029 | 9 | 25 | 15 | 855.9834 | 0
2029 | 9 | 25 | 16 | 851.4587 | 0
2029 | 9 | 25 | 17 | 852.5378 | 0
2029 | 9 | 25 | 18 | 839.072 | 0
2029 | 9 | 25 | 19 | 846.9062 | 0
2029 | 9 | 25 | 20 | 841.5673 | 0
2029 | 9 | 25 | 21 | 801.859 | 0
2029 | 9 | 25 | 22 | 753.3281 | 0
2029 | 9 | 25 | 23 | 703.6783 | 0
2029 | 9 | 26 | 0 | 664.0608 | 0
2029 | 9 | 26 | 1 | 649.0802 | 0
2029 | 9 | 26 | 2 | 632.9442 | 0
2029 | 9 | 26 | 3 | 625.1884 | 0
2029 | 9 | 26 | 4 | 624.1497 | 0
2029 | 9 | 26 | 5 | 648.9335 | 0
2029 | 9 | 26 | 6 | 704.0919 | 0
2029 | 9 | 26 | 7 | 759.2503 | 0
2029 | 9 | 26 | 8 | 783.1078 | 0
2029 | 9 | 26 | 9 | 806.9907 | 0
2029 | 9 | 26 | 10 | 825.717 | 0
2029 | 9 | 26 | 11 | 830.8618 | 0
2029 | 9 | 26 | 12 | 833.9496 | 0
2029 | 9 | 26 | 13 | 834.7904 | 0
2029 | 9 | 26 | 14 | 828.1055 | 0
2029 | 9 | 26 | 15 | 826.817 | 0
2029 | 9 | 26 | 16 | 830.2564 | 0
2029 | 9 | 26 | 17 | 830.6326 | 0
2029 | 9 | 26 | 18 | 816.2928 | 0
2029 | 9 | 26 | 19 | 824.8911 | 0
2029 | 9 | 26 | 20 | 822.4006 | 0
2029 | 9 | 26 | 21 | 782.9193 | 0
2029 | 9 | 26 | 22 | 735.4248 | 0
2029 | 9 | 26 | 23 | 687.1743 | 0
2029 | 9 | 27 | 0 | 649.5398 | 0
2029 | 9 | 27 | 1 | 630.854 | 0
2029 | 9 | 27 | 2 | 612.1682 | 0
2029 | 9 | 27 | 3 | 602.8493 | 0
2029 | 9 | 27 | 4 | 602.0432 | 0
2029 | 9 | 27 | 5 | 625.7386 | 0
2029 | 9 | 27 | 6 | 683.1193 | 0
2029 | 9 | 27 | 7 | 740.5 | 0
2029 | 9 | 27 | 8 | 763.4398 | 0
2029 | 9 | 27 | 9 | 787.0997 | 0
2029 | 9 | 27 | 10 | 806.5806 | 0
2029 | 9 | 27 | 11 | 817.2563 | 0
2029 | 9 | 27 | 12 | 821.1118 | 0
2029 | 9 | 27 | 13 | 825.8808 | 0
2029 | 9 | 27 | 14 | 821.2985 | 0
2029 | 9 | 27 | 15 | 821.2517 | 0
2029 | 9 | 27 | 16 | 821.663 | 0
2029 | 9 | 27 | 17 | 818.7443 | 0
2029 | 9 | 27 | 18 | 795.0072 | 0
2029 | 9 | 27 | 19 | 807.6717 | 0
2029 | 9 | 27 | 20 | 807.9285 | 0
2029 | 9 | 27 | 21 | 772.8532 | 0
2029 | 9 | 27 | 22 | 726.167 | 0
2029 | 9 | 27 | 23 | 679.4914 | 0
2029 | 9 | 28 | 0 | 643.0334 | 0
2029 | 9 | 28 | 1 | 638.6854 | 0
2029 | 9 | 28 | 2 | 634.3373 | 0
2029 | 9 | 28 | 3 | 625.9841 | 0
2029 | 9 | 28 | 4 | 624.0585 | 0
2029 | 9 | 28 | 5 | 643.739 | 0
2029 | 9 | 28 | 6 | 683.747 | 0
2029 | 9 | 28 | 7 | 723.7551 | 0
2029 | 9 | 28 | 8 | 757.4202 | 0
2029 | 9 | 28 | 9 | 783.6593 | 0
2029 | 9 | 28 | 10 | 811.0454 | 0
2029 | 9 | 28 | 11 | 827.1106 | 0
2029 | 9 | 28 | 12 | 837.5666 | 0
2029 | 9 | 28 | 13 | 844.6514 | 0
2029 | 9 | 28 | 14 | 844.6479 | 0
2029 | 9 | 28 | 15 | 846.0309 | 0
2029 | 9 | 28 | 16 | 840.4866 | 0
2029 | 9 | 28 | 17 | 828.8923 | 0
2029 | 9 | 28 | 18 | 800.7474 | 0
2029 | 9 | 28 | 19 | 808.7361 | 0
2029 | 9 | 28 | 20 | 799.7874 | 0
2029 | 9 | 28 | 21 | 767.4538 | 0
2029 | 9 | 28 | 22 | 731.8066 | 0
2029 | 9 | 28 | 23 | 696.2095 | 0
2029 | 9 | 29 | 0 | 653.5463 | 0
2029 | 9 | 29 | 1 | 628.6573 | 0
2029 | 9 | 29 | 2 | 591.9775 | 0
2029 | 9 | 29 | 3 | 579.5204 | 0
2029 | 9 | 29 | 4 | 574.455 | 0
2029 | 9 | 29 | 5 | 581.2516 | 0
2029 | 9 | 29 | 6 | 598.0268 | 0
2029 | 9 | 29 | 7 | 614.8021 | 0
2029 | 9 | 29 | 8 | 633.0064 | 0
2029 | 9 | 29 | 9 | 667.9894 | 0
2029 | 9 | 29 | 10 | 698.5639 | 0
2029 | 9 | 29 | 11 | 718.7785 | 0
2029 | 9 | 29 | 12 | 726.4493 | 0
2029 | 9 | 29 | 13 | 725.3398 | 0
2029 | 9 | 29 | 14 | 717.4145 | 0
2029 | 9 | 29 | 15 | 709.0299 | 0
2029 | 9 | 29 | 16 | 705.9204 | 0
2029 | 9 | 29 | 17 | 706.3894 | 0
2029 | 9 | 29 | 18 | 689.4358 | 0
2029 | 9 | 29 | 19 | 704.1942 | 0
2029 | 9 | 29 | 20 | 705.4635 | 0
2029 | 9 | 29 | 21 | 679.1668 | 0
2029 | 9 | 29 | 22 | 653.732 | 0
2029 | 9 | 29 | 23 | 628.3507 | 0
2029 | 9 | 30 | 0 | 604.7659 | 0
2029 | 9 | 30 | 1 | 603.6666 | 0
2029 | 9 | 30 | 2 | 588.3681 | 0
2029 | 9 | 30 | 3 | 577.6872 | 0
2029 | 9 | 30 | 4 | 571.8491 | 0
2029 | 9 | 30 | 5 | 575.9623 | 0
2029 | 9 | 30 | 6 | 584.0203 | 0
2029 | 9 | 30 | 7 | 592.0784 | 0
2029 | 9 | 30 | 8 | 609.3808 | 0
2029 | 9 | 30 | 9 | 626.6832 | 0
2029 | 9 | 30 | 10 | 652.0521 | 0
2029 | 9 | 30 | 11 | 674.3598 | 0
2029 | 9 | 30 | 12 | 685.556 | 0
2029 | 9 | 30 | 13 | 689.3748 | 0
2029 | 9 | 30 | 14 | 688.9804 | 0
2029 | 9 | 30 | 15 | 692.1289 | 0
2029 | 9 | 30 | 16 | 693.1297 | 0
2029 | 9 | 30 | 17 | 697.7202 | 0
2029 | 9 | 30 | 18 | 690.419 | 0
2029 | 9 | 30 | 19 | 713.8518 | 0
2029 | 9 | 30 | 20 | 716.2745 | 0
2029 | 9 | 30 | 21 | 692.2107 | 0
2029 | 9 | 30 | 22 | 664.0989 | 0
2029 | 9 | 30 | 23 | 641.3332 | 0
2029 | 10 | 1 | 0 | 619.5674 | 0
2029 | 10 | 1 | 1 | 626.8598 | 0
2029 | 10 | 1 | 2 | 613.3033 | 0
2029 | 10 | 1 | 3 | 605.7364 | 0
2029 | 10 | 1 | 4 | 606.213 | 0
2029 | 10 | 1 | 5 | 624.8152 | 0
2029 | 10 | 1 | 6 | 675.2214 | 0
2029 | 10 | 1 | 7 | 725.6277 | 0
2029 | 10 | 1 | 8 | 762.3779 | 0
2029 | 10 | 1 | 9 | 794.3548 | 0
2029 | 10 | 1 | 10 | 823.8317 | 0
2029 | 10 | 1 | 11 | 841.2514 | 0
2029 | 10 | 1 | 12 | 849.8688 | 0
2029 | 10 | 1 | 13 | 856.9631 | 0
2029 | 10 | 1 | 14 | 856.0807 | 0
2029 | 10 | 1 | 15 | 853.557 | 0
2029 | 10 | 1 | 16 | 854.1864 | 0
2029 | 10 | 1 | 17 | 851.5672 | 0
2029 | 10 | 1 | 18 | 833.1792 | 0
2029 | 10 | 1 | 19 | 851.0908 | 0
2029 | 10 | 1 | 20 | 842.1048 | 0
2029 | 10 | 1 | 21 | 804.1541 | 0
2029 | 10 | 1 | 22 | 762.2635 | 0
2029 | 10 | 1 | 23 | 717.9653 | 0
2029 | 10 | 2 | 0 | 678.9371 | 0
2029 | 10 | 2 | 1 | 632.5678 | 0
2029 | 10 | 2 | 2 | 616.5006 | 0
2029 | 10 | 2 | 3 | 609.4313 | 0
2029 | 10 | 2 | 4 | 611.1497 | 0
2029 | 10 | 2 | 5 | 634.8409 | 0
2029 | 10 | 2 | 6 | 686.7386 | 0
2029 | 10 | 2 | 7 | 738.6363 | 0
2029 | 10 | 2 | 8 | 785.1348 | 0
2029 | 10 | 2 | 9 | 815.2798 | 0
2029 | 10 | 2 | 10 | 836.9022 | 0
2029 | 10 | 2 | 11 | 849.6663 | 0
2029 | 10 | 2 | 12 | 848.9311 | 0
2029 | 10 | 2 | 13 | 850.7022 | 0
2029 | 10 | 2 | 14 | 846.5139 | 0
2029 | 10 | 2 | 15 | 839.9194 | 0
2029 | 10 | 2 | 16 | 829.0462 | 0
2029 | 10 | 2 | 17 | 825.4183 | 0
2029 | 10 | 2 | 18 | 829.3976 | 0
2029 | 10 | 2 | 19 | 833.3768 | 0
2029 | 10 | 2 | 20 | 819.2116 | 0
2029 | 10 | 2 | 21 | 780.6604 | 0
2029 | 10 | 2 | 22 | 738.2919 | 0
2029 | 10 | 2 | 23 | 690.3498 | 0
2029 | 10 | 3 | 0 | 654.5757 | 0
2029 | 10 | 3 | 1 | 658.4623 | 0
2029 | 10 | 3 | 2 | 641.078 | 0
2029 | 10 | 3 | 3 | 633.4175 | 0
2029 | 10 | 3 | 4 | 634.6016 | 0
2029 | 10 | 3 | 5 | 654.2127 | 0
2029 | 10 | 3 | 6 | 703.5242 | 0
2029 | 10 | 3 | 7 | 742.2295 | 0
2029 | 10 | 3 | 8 | 781.6537 | 0
2029 | 10 | 3 | 9 | 816.1524 | 0
2029 | 10 | 3 | 10 | 842.951 | 0
2029 | 10 | 3 | 11 | 860.5072 | 0
2029 | 10 | 3 | 12 | 869.1398 | 0
2029 | 10 | 3 | 13 | 875.8617 | 0
2029 | 10 | 3 | 14 | 877.2769 | 0
2029 | 10 | 3 | 15 | 877.238 | 0
2029 | 10 | 3 | 16 | 875.4257 | 0
2029 | 10 | 3 | 17 | 868.9926 | 0
2029 | 10 | 3 | 18 | 857.6528 | 0
2029 | 10 | 3 | 19 | 867.0624 | 0
2029 | 10 | 3 | 20 | 845.3556 | 0
2029 | 10 | 3 | 21 | 810.0233 | 0
2029 | 10 | 3 | 22 | 773.8804 | 0
2029 | 10 | 3 | 23 | 731.2881 | 0
2029 | 10 | 4 | 0 | 697.112 | 0
2029 | 10 | 4 | 1 | 661.2113 | 0
2029 | 10 | 4 | 2 | 625.3106 | 0
2029 | 10 | 4 | 3 | 618.2746 | 0
2029 | 10 | 4 | 4 | 619.4326 | 0
2029 | 10 | 4 | 5 | 639.7752 | 0
2029 | 10 | 4 | 6 | 678.793 | 0
2029 | 10 | 4 | 7 | 717.8109 | 0
2029 | 10 | 4 | 8 | 747.161 | 0
2029 | 10 | 4 | 9 | 761.1268 | 0
2029 | 10 | 4 | 10 | 776.0487 | 0
2029 | 10 | 4 | 11 | 785.6674 | 0
2029 | 10 | 4 | 12 | 787.2623 | 0
2029 | 10 | 4 | 13 | 789.2669 | 0
2029 | 10 | 4 | 14 | 780.234 | 0
2029 | 10 | 4 | 15 | 772.9046 | 0
2029 | 10 | 4 | 16 | 767.3189 | 0
2029 | 10 | 4 | 17 | 761.9084 | 0
2029 | 10 | 4 | 18 | 750.3146 | 0
2029 | 10 | 4 | 19 | 768.0672 | 0
2029 | 10 | 4 | 20 | 760.3475 | 0
2029 | 10 | 4 | 21 | 733.9561 | 0
2029 | 10 | 4 | 22 | 698.6851 | 0
2029 | 10 | 4 | 23 | 664.1406 | 0
2029 | 10 | 5 | 0 | 638.9619 | 0
2029 | 10 | 5 | 1 | 622.708 | 0
2029 | 10 | 5 | 2 | 606.833 | 0
2029 | 10 | 5 | 3 | 599.7864 | 0
2029 | 10 | 5 | 4 | 602.4186 | 0
2029 | 10 | 5 | 5 | 626.4581 | 0
2029 | 10 | 5 | 6 | 674.0011 | 0
2029 | 10 | 5 | 7 | 721.5441 | 0
2029 | 10 | 5 | 8 | 758.4084 | 0
2029 | 10 | 5 | 9 | 788.2544 | 0
2029 | 10 | 5 | 10 | 811.772 | 0
2029 | 10 | 5 | 11 | 825.125 | 0
2029 | 10 | 5 | 12 | 826.3899 | 0
2029 | 10 | 5 | 13 | 826.4579 | 0
2029 | 10 | 5 | 14 | 821.5908 | 0
2029 | 10 | 5 | 15 | 812.6201 | 0
2029 | 10 | 5 | 16 | 808.3867 | 0
2029 | 10 | 5 | 17 | 802.926 | 0
2029 | 10 | 5 | 18 | 786.145 | 0
2029 | 10 | 5 | 19 | 797.9201 | 0
2029 | 10 | 5 | 20 | 785.1181 | 0
2029 | 10 | 5 | 21 | 754.7578 | 0
2029 | 10 | 5 | 22 | 720.6259 | 0
2029 | 10 | 5 | 23 | 681.2638 | 0
2029 | 10 | 6 | 0 | 648.258 | 0
2029 | 10 | 6 | 1 | 626.3018 | 0
2029 | 10 | 6 | 2 | 604.3456 | 0
2029 | 10 | 6 | 3 | 596.051 | 0
2029 | 10 | 6 | 4 | 596.0925 | 0
2029 | 10 | 6 | 5 | 605.6557 | 0
2029 | 10 | 6 | 6 | 629.1151 | 0
2029 | 10 | 6 | 7 | 646.2282 | 0
2029 | 10 | 6 | 8 | 647.4767 | 0
2029 | 10 | 6 | 9 | 666.3865 | 0
2029 | 10 | 6 | 10 | 685.2963 | 0
2029 | 10 | 6 | 11 | 694.9489 | 0
2029 | 10 | 6 | 12 | 697.6609 | 0
2029 | 10 | 6 | 13 | 691.2587 | 0
2029 | 10 | 6 | 14 | 680.6606 | 0
2029 | 10 | 6 | 15 | 665.4265 | 0
2029 | 10 | 6 | 16 | 658.3284 | 0
2029 | 10 | 6 | 17 | 656.8373 | 0
2029 | 10 | 6 | 18 | 663.5907 | 0
2029 | 10 | 6 | 19 | 670.344 | 0
2029 | 10 | 6 | 20 | 665.4258 | 0
2029 | 10 | 6 | 21 | 645.5327 | 0
2029 | 10 | 6 | 22 | 629.7371 | 0
2029 | 10 | 6 | 23 | 611.7315 | 0
2029 | 10 | 7 | 0 | 596.7084 | 0
2029 | 10 | 7 | 1 | 585.3122 | 0
2029 | 10 | 7 | 2 | 575.9559 | 0
2029 | 10 | 7 | 3 | 569.0677 | 0
2029 | 10 | 7 | 4 | 567.9115 | 0
2029 | 10 | 7 | 5 | 574.7352 | 0
2029 | 10 | 7 | 6 | 592.6562 | 0
2029 | 10 | 7 | 7 | 603.2392 | 0
2029 | 10 | 7 | 8 | 604.8175 | 0
2029 | 10 | 7 | 9 | 625.137 | 0
2029 | 10 | 7 | 10 | 653.454 | 0
2029 | 10 | 7 | 11 | 674.7117 | 0
2029 | 10 | 7 | 12 | 686.3809 | 0
2029 | 10 | 7 | 13 | 687.1298 | 0
2029 | 10 | 7 | 14 | 681.7785 | 0
2029 | 10 | 7 | 15 | 675.5094 | 0
2029 | 10 | 7 | 16 | 675.9439 | 0
2029 | 10 | 7 | 17 | 683.6601 | 0
2029 | 10 | 7 | 18 | 679.795 | 0
2029 | 10 | 7 | 19 | 698.2967 | 0
2029 | 10 | 7 | 20 | 693.9844 | 0
2029 | 10 | 7 | 21 | 674.4466 | 0
2029 | 10 | 7 | 22 | 649.621 | 0
2029 | 10 | 7 | 23 | 626.2999 | 0
2029 | 10 | 8 | 0 | 606.7502 | 0
2029 | 10 | 8 | 1 | 595.8537 | 0
2029 | 10 | 8 | 2 | 580.5503 | 0
2029 | 10 | 8 | 3 | 570.8601 | 0
2029 | 10 | 8 | 4 | 567.5818 | 0
2029 | 10 | 8 | 5 | 569.9878 | 0
2029 | 10 | 8 | 6 | 582.7043 | 0
2029 | 10 | 8 | 7 | 588.2438 | 0
2029 | 10 | 8 | 8 | 611.2265 | 0
2029 | 10 | 8 | 9 | 634.2091 | 0
2029 | 10 | 8 | 10 | 666.6992 | 0
2029 | 10 | 8 | 11 | 693.5158 | 0
2029 | 10 | 8 | 12 | 713.7933 | 0
2029 | 10 | 8 | 13 | 715.5214 | 0
2029 | 10 | 8 | 14 | 712.4969 | 0
2029 | 10 | 8 | 15 | 709.3197 | 0
2029 | 10 | 8 | 16 | 709.904 | 0
2029 | 10 | 8 | 17 | 716.6848 | 0
2029 | 10 | 8 | 18 | 719.978 | 0
2029 | 10 | 8 | 19 | 734.6783 | 0
2029 | 10 | 8 | 20 | 724.6663 | 0
2029 | 10 | 8 | 21 | 704.2576 | 0
2029 | 10 | 8 | 22 | 670.1496 | 0
2029 | 10 | 8 | 23 | 643.8951 | 0
2029 | 10 | 9 | 0 | 619.6025 | 0
2029 | 10 | 9 | 1 | 623.8832 | 0
2029 | 10 | 9 | 2 | 607.4606 | 0
2029 | 10 | 9 | 3 | 600.641 | 0
2029 | 10 | 9 | 4 | 603.1504 | 0
2029 | 10 | 9 | 5 | 631.5023 | 0
2029 | 10 | 9 | 6 | 687.4926 | 0
2029 | 10 | 9 | 7 | 743.483 | 0
2029 | 10 | 9 | 8 | 790.2641 | 0
2029 | 10 | 9 | 9 | 819.681 | 0
2029 | 10 | 9 | 10 | 849.9848 | 0
2029 | 10 | 9 | 11 | 872.9115 | 0
2029 | 10 | 9 | 12 | 886.6869 | 0
2029 | 10 | 9 | 13 | 899.0088 | 0
2029 | 10 | 9 | 14 | 900.5288 | 0
2029 | 10 | 9 | 15 | 899.1078 | 0
2029 | 10 | 9 | 16 | 886.6341 | 0
2029 | 10 | 9 | 17 | 883.9813 | 0
2029 | 10 | 9 | 18 | 871.8986 | 0
2029 | 10 | 9 | 19 | 877.5237 | 0
2029 | 10 | 9 | 20 | 858.8255 | 0
2029 | 10 | 9 | 21 | 819.3911 | 0
2029 | 10 | 9 | 22 | 767.9366 | 0
2029 | 10 | 9 | 23 | 711.8709 | 0
2029 | 10 | 10 | 0 | 667.7171 | 0
2029 | 10 | 10 | 1 | 672.4076 | 0
2029 | 10 | 10 | 2 | 653.5021 | 0
2029 | 10 | 10 | 3 | 645.069 | 0
2029 | 10 | 10 | 4 | 644.7228 | 0
2029 | 10 | 10 | 5 | 661.4025 | 0
2029 | 10 | 10 | 6 | 703.4948 | 0
2029 | 10 | 10 | 7 | 745.5871 | 0
2029 | 10 | 10 | 8 | 784.2545 | 0
2029 | 10 | 10 | 9 | 809.5278 | 0
2029 | 10 | 10 | 10 | 833.5495 | 0
2029 | 10 | 10 | 11 | 847.417 | 0
2029 | 10 | 10 | 12 | 852.8948 | 0
2029 | 10 | 10 | 13 | 858.4039 | 0
2029 | 10 | 10 | 14 | 858.1737 | 0
2029 | 10 | 10 | 15 | 855.3982 | 0
2029 | 10 | 10 | 16 | 855.3513 | 0
2029 | 10 | 10 | 17 | 852.6322 | 0
2029 | 10 | 10 | 18 | 853.1922 | 0
2029 | 10 | 10 | 19 | 853.7522 | 0
2029 | 10 | 10 | 20 | 832.8696 | 0
2029 | 10 | 10 | 21 | 801.4439 | 0
2029 | 10 | 10 | 22 | 764.431 | 0
2029 | 10 | 10 | 23 | 723.8506 | 0
2029 | 10 | 11 | 0 | 690.2576 | 0
2029 | 10 | 11 | 1 | 652.3226 | 0
2029 | 10 | 11 | 2 | 614.3876 | 0
2029 | 10 | 11 | 3 | 606.8238 | 0
2029 | 10 | 11 | 4 | 608.3819 | 0
2029 | 10 | 11 | 5 | 625.073 | 0
2029 | 10 | 11 | 6 | 674.2242 | 0
2029 | 10 | 11 | 7 | 723.3754 | 0
2029 | 10 | 11 | 8 | 769.7862 | 0
2029 | 10 | 11 | 9 | 796.9496 | 0
2029 | 10 | 11 | 10 | 814.5286 | 0
2029 | 10 | 11 | 11 | 824.086 | 0
2029 | 10 | 11 | 12 | 826.2879 | 0
2029 | 10 | 11 | 13 | 827.8014 | 0
2029 | 10 | 11 | 14 | 825.3852 | 0
2029 | 10 | 11 | 15 | 822.3456 | 0
2029 | 10 | 11 | 16 | 823.5181 | 0
2029 | 10 | 11 | 17 | 817.2343 | 0
2029 | 10 | 11 | 18 | 806.2839 | 0
2029 | 10 | 11 | 19 | 816.8988 | 0
2029 | 10 | 11 | 20 | 804.8731 | 0
2029 | 10 | 11 | 21 | 776.7891 | 0
2029 | 10 | 11 | 22 | 738.3388 | 0
2029 | 10 | 11 | 23 | 696.5503 | 0
2029 | 10 | 12 | 0 | 664.3087 | 0
2029 | 10 | 12 | 1 | 626.338 | 0
2029 | 10 | 12 | 2 | 608.4891 | 0
2029 | 10 | 12 | 3 | 601.3793 | 0
2029 | 10 | 12 | 4 | 602.007 | 0
2029 | 10 | 12 | 5 | 626.688 | 0
2029 | 10 | 12 | 6 | 679.2826 | 0
2029 | 10 | 12 | 7 | 731.8772 | 0
2029 | 10 | 12 | 8 | 774.8588 | 0
2029 | 10 | 12 | 9 | 800.5413 | 0
2029 | 10 | 12 | 10 | 815.5415 | 0
2029 | 10 | 12 | 11 | 821.8847 | 0
2029 | 10 | 12 | 12 | 819.4369 | 0
2029 | 10 | 12 | 13 | 816.9265 | 0
2029 | 10 | 12 | 14 | 810.9214 | 0
2029 | 10 | 12 | 15 | 803.6192 | 0
2029 | 10 | 12 | 16 | 800.8475 | 0
2029 | 10 | 12 | 17 | 796.991 | 0
2029 | 10 | 12 | 18 | 795.7198 | 0
2029 | 10 | 12 | 19 | 794.4487 | 0
2029 | 10 | 12 | 20 | 784.9149 | 0
2029 | 10 | 12 | 21 | 755.1792 | 0
2029 | 10 | 12 | 22 | 716.9989 | 0
2029 | 10 | 12 | 23 | 674.0021 | 0
2029 | 10 | 13 | 0 | 637.5229 | 0
2029 | 10 | 13 | 1 | 614.6047 | 0
2029 | 10 | 13 | 2 | 591.6866 | 0
2029 | 10 | 13 | 3 | 581.7552 | 0
2029 | 10 | 13 | 4 | 579.8463 | 0
2029 | 10 | 13 | 5 | 591.2233 | 0
2029 | 10 | 13 | 6 | 619.4035 | 0
2029 | 10 | 13 | 7 | 644.28 | 0
2029 | 10 | 13 | 8 | 648.3535 | 0
2029 | 10 | 13 | 9 | 676.656 | 0
2029 | 10 | 13 | 10 | 702.1778 | 0
2029 | 10 | 13 | 11 | 716.8568 | 0
2029 | 10 | 13 | 12 | 721.6493 | 0
2029 | 10 | 13 | 13 | 720.0109 | 0
2029 | 10 | 13 | 14 | 712.7137 | 0
2029 | 10 | 13 | 15 | 705.2831 | 0
2029 | 10 | 13 | 16 | 704.3339 | 0
2029 | 10 | 13 | 17 | 705.365 | 0
2029 | 10 | 13 | 18 | 700.5814 | 0
2029 | 10 | 13 | 19 | 709.6389 | 0
2029 | 10 | 13 | 20 | 701.8481 | 0
2029 | 10 | 13 | 21 | 681.0448 | 0
2029 | 10 | 13 | 22 | 656.8814 | 0
2029 | 10 | 13 | 23 | 627.3701 | 0
2029 | 10 | 14 | 0 | 603.5614 | 0
2029 | 10 | 14 | 1 | 594.8551 | 0
2029 | 10 | 14 | 2 | 579.0702 | 0
2029 | 10 | 14 | 3 | 570.384 | 0
2029 | 10 | 14 | 4 | 567.1686 | 0
2029 | 10 | 14 | 5 | 571.929 | 0
2029 | 10 | 14 | 6 | 586.8456 | 0
2029 | 10 | 14 | 7 | 597.5809 | 0
2029 | 10 | 14 | 8 | 602.1676 | 0
2029 | 10 | 14 | 9 | 625.7071 | 0
2029 | 10 | 14 | 10 | 653.302 | 0
2029 | 10 | 14 | 11 | 674.137 | 0
2029 | 10 | 14 | 12 | 687.2045 | 0
2029 | 10 | 14 | 13 | 690.7942 | 0
2029 | 10 | 14 | 14 | 692.911 | 0
2029 | 10 | 14 | 15 | 692.7633 | 0
2029 | 10 | 14 | 16 | 697.2733 | 0
2029 | 10 | 14 | 17 | 702.0648 | 0
2029 | 10 | 14 | 18 | 706.4618 | 0
2029 | 10 | 14 | 19 | 710.8589 | 0
2029 | 10 | 14 | 20 | 705.5714 | 0
2029 | 10 | 14 | 21 | 687.7349 | 0
2029 | 10 | 14 | 22 | 658.0222 | 0
2029 | 10 | 14 | 23 | 630.478 | 0
2029 | 10 | 15 | 0 | 605.9911 | 0
2029 | 10 | 15 | 1 | 598.7405 | 0
2029 | 10 | 15 | 2 | 584.986 | 0
2029 | 10 | 15 | 3 | 579.9476 | 0
2029 | 10 | 15 | 4 | 583.8838 | 0
2029 | 10 | 15 | 5 | 607.5265 | 0
2029 | 10 | 15 | 6 | 658.5747 | 0
2029 | 10 | 15 | 7 | 709.6229 | 0
2029 | 10 | 15 | 8 | 752.4579 | 0
2029 | 10 | 15 | 9 | 782.0707 | 0
2029 | 10 | 15 | 10 | 809.0535 | 0
2029 | 10 | 15 | 11 | 823.7743 | 0
2029 | 10 | 15 | 12 | 830.2325 | 0
2029 | 10 | 15 | 13 | 834.4901 | 0
2029 | 10 | 15 | 14 | 832.7043 | 0
2029 | 10 | 15 | 15 | 831.6516 | 0
2029 | 10 | 15 | 16 | 831.8735 | 0
2029 | 10 | 15 | 17 | 827.7198 | 0
2029 | 10 | 15 | 18 | 810.7128 | 0
2029 | 10 | 15 | 19 | 817.4009 | 0
2029 | 10 | 15 | 20 | 802.847 | 0
2029 | 10 | 15 | 21 | 767.8609 | 0
2029 | 10 | 15 | 22 | 725.6718 | 0
2029 | 10 | 15 | 23 | 682.2449 | 0
2029 | 10 | 16 | 0 | 648.2425 | 0
2029 | 10 | 16 | 1 | 613.4223 | 0
2029 | 10 | 16 | 2 | 605.7025 | 0
2029 | 10 | 16 | 3 | 597.7554 | 0
2029 | 10 | 16 | 4 | 597.4537 | 0
2029 | 10 | 16 | 5 | 617.8277 | 0
2029 | 10 | 16 | 6 | 667.5641 | 0
2029 | 10 | 16 | 7 | 717.3005 | 0
2029 | 10 | 16 | 8 | 764.813 | 0
2029 | 10 | 16 | 9 | 789.8238 | 0
2029 | 10 | 16 | 10 | 807.5196 | 0
2029 | 10 | 16 | 11 | 819.4391 | 0
2029 | 10 | 16 | 12 | 822.8106 | 0
2029 | 10 | 16 | 13 | 828.0467 | 0
2029 | 10 | 16 | 14 | 826.4898 | 0
2029 | 10 | 16 | 15 | 819.8395 | 0
2029 | 10 | 16 | 16 | 812.3482 | 0
2029 | 10 | 16 | 17 | 814.7313 | 0
2029 | 10 | 16 | 18 | 818.4669 | 0
2029 | 10 | 16 | 19 | 819.3539 | 0
2029 | 10 | 16 | 20 | 801.6279 | 0
2029 | 10 | 16 | 21 | 767.7466 | 0
2029 | 10 | 16 | 22 | 728.9241 | 0
2029 | 10 | 16 | 23 | 683.4475 | 0
2029 | 10 | 17 | 0 | 651.4166 | 0
2029 | 10 | 17 | 1 | 639.1992 | 0
2029 | 10 | 17 | 2 | 626.9818 | 0
2029 | 10 | 17 | 3 | 620.6333 | 0
2029 | 10 | 17 | 4 | 621.9409 | 0
2029 | 10 | 17 | 5 | 644.4 | 0
2029 | 10 | 17 | 6 | 691.4078 | 0
2029 | 10 | 17 | 7 | 738.4156 | 0
2029 | 10 | 17 | 8 | 778.1392 | 0
2029 | 10 | 17 | 9 | 801.3135 | 0
2029 | 10 | 17 | 10 | 822.5344 | 0
2029 | 10 | 17 | 11 | 836.841 | 0
2029 | 10 | 17 | 12 | 842.5238 | 0
2029 | 10 | 17 | 13 | 847.6911 | 0
2029 | 10 | 17 | 14 | 844.3198 | 0
2029 | 10 | 17 | 15 | 843.1559 | 0
2029 | 10 | 17 | 16 | 845.7404 | 0
2029 | 10 | 17 | 17 | 847.6142 | 0
2029 | 10 | 17 | 18 | 853.2461 | 0
2029 | 10 | 17 | 19 | 854.9005 | 0
2029 | 10 | 17 | 20 | 831.7211 | 0
2029 | 10 | 17 | 21 | 795.1887 | 0
2029 | 10 | 17 | 22 | 757.303 | 0
2029 | 10 | 17 | 23 | 713.0312 | 0
2029 | 10 | 18 | 0 | 676.955 | 0
2029 | 10 | 18 | 1 | 653.1874 | 0
2029 | 10 | 18 | 2 | 629.4199 | 0
2029 | 10 | 18 | 3 | 622.9674 | 0
2029 | 10 | 18 | 4 | 623.8177 | 0
2029 | 10 | 18 | 5 | 645.0438 | 0
2029 | 10 | 18 | 6 | 692.4675 | 0
2029 | 10 | 18 | 7 | 739.8912 | 0
2029 | 10 | 18 | 8 | 782.1706 | 0
2029 | 10 | 18 | 9 | 803.728 | 0
2029 | 10 | 18 | 10 | 820.9088 | 0
2029 | 10 | 18 | 11 | 830.0146 | 0
2029 | 10 | 18 | 12 | 829.4741 | 0
2029 | 10 | 18 | 13 | 831.3503 | 0
2029 | 10 | 18 | 14 | 826.3905 | 0
2029 | 10 | 18 | 15 | 823.3348 | 0
2029 | 10 | 18 | 16 | 824.05 | 0
2029 | 10 | 18 | 17 | 826.485 | 0
2029 | 10 | 18 | 18 | 829.9472 | 0
2029 | 10 | 18 | 19 | 833.4094 | 0
2029 | 10 | 18 | 20 | 819.2841 | 0
2029 | 10 | 18 | 21 | 789.8504 | 0
2029 | 10 | 18 | 22 | 752.1382 | 0
2029 | 10 | 18 | 23 | 713.7685 | 0
2029 | 10 | 19 | 0 | 683.0191 | 0
2029 | 10 | 19 | 1 | 659.6707 | 0
2029 | 10 | 19 | 2 | 646.942 | 0
2029 | 10 | 19 | 3 | 641.604 | 0
2029 | 10 | 19 | 4 | 644.2807 | 0
2029 | 10 | 19 | 5 | 662.0891 | 0
2029 | 10 | 19 | 6 | 711.8957 | 0
2029 | 10 | 19 | 7 | 761.7022 | 0
2029 | 10 | 19 | 8 | 788.3319 | 0
2029 | 10 | 19 | 9 | 813.5067 | 0
2029 | 10 | 19 | 10 | 826.7153 | 0
2029 | 10 | 19 | 11 | 831.4801 | 0
2029 | 10 | 19 | 12 | 831.2907 | 0
2029 | 10 | 19 | 13 | 826.8658 | 0
2029 | 10 | 19 | 14 | 818.9884 | 0
2029 | 10 | 19 | 15 | 810.8807 | 0
2029 | 10 | 19 | 16 | 807.9449 | 0
2029 | 10 | 19 | 17 | 810.4339 | 0
2029 | 10 | 19 | 18 | 812.2047 | 0
2029 | 10 | 19 | 19 | 815.1989 | 0
2029 | 10 | 19 | 20 | 798.0955 | 0
2029 | 10 | 19 | 21 | 770.3259 | 0
2029 | 10 | 19 | 22 | 741.4958 | 0
2029 | 10 | 19 | 23 | 712.2881 | 0
2029 | 10 | 20 | 0 | 686.0017 | 0
2029 | 10 | 20 | 1 | 652.9777 | 0
2029 | 10 | 20 | 2 | 619.9536 | 0
2029 | 10 | 20 | 3 | 609.9834 | 0
2029 | 10 | 20 | 4 | 607.2874 | 0
2029 | 10 | 20 | 5 | 619.491 | 0
2029 | 10 | 20 | 6 | 649.9214 | 0
2029 | 10 | 20 | 7 | 674.2755 | 0
2029 | 10 | 20 | 8 | 676.5187 | 0
2029 | 10 | 20 | 9 | 703.2613 | 0
2029 | 10 | 20 | 10 | 732.5553 | 0
2029 | 10 | 20 | 11 | 752.3377 | 0
2029 | 10 | 20 | 12 | 757.6556 | 0
2029 | 10 | 20 | 13 | 755.308 | 0
2029 | 10 | 20 | 14 | 747.1092 | 0
2029 | 10 | 20 | 15 | 741.2558 | 0
2029 | 10 | 20 | 16 | 741.9496 | 0
2029 | 10 | 20 | 17 | 746.0208 | 0
2029 | 10 | 20 | 18 | 749.7242 | 0
2029 | 10 | 20 | 19 | 753.5939 | 0
2029 | 10 | 20 | 20 | 735.6584 | 0
2029 | 10 | 20 | 21 | 709.1385 | 0
2029 | 10 | 20 | 22 | 683.7969 | 0
2029 | 10 | 20 | 23 | 656.6288 | 0
2029 | 10 | 21 | 0 | 634.0139 | 0
2029 | 10 | 21 | 1 | 619.5066 | 0
2029 | 10 | 21 | 2 | 604.9993 | 0
2029 | 10 | 21 | 3 | 595.674 | 0
2029 | 10 | 21 | 4 | 593.5939 | 0
2029 | 10 | 21 | 5 | 602.955 | 0
2029 | 10 | 21 | 6 | 624.0147 | 0
2029 | 10 | 21 | 7 | 630.3975 | 0
2029 | 10 | 21 | 8 | 636.7803 | 0
2029 | 10 | 21 | 9 | 657.7933 | 0
2029 | 10 | 21 | 10 | 688.0527 | 0
2029 | 10 | 21 | 11 | 704.2225 | 0
2029 | 10 | 21 | 12 | 720.3922 | 0
2029 | 10 | 21 | 13 | 725.6399 | 0
2029 | 10 | 21 | 14 | 722.1692 | 0
2029 | 10 | 21 | 15 | 721.4357 | 0
2029 | 10 | 21 | 16 | 728.2347 | 0
2029 | 10 | 21 | 17 | 743.8835 | 0
2029 | 10 | 21 | 18 | 753.4327 | 0
2029 | 10 | 21 | 19 | 760.9999 | 0
2029 | 10 | 21 | 20 | 748.8452 | 0
2029 | 10 | 21 | 21 | 726.0895 | 0
2029 | 10 | 21 | 22 | 693.5375 | 0
2029 | 10 | 21 | 23 | 664.8333 | 0
2029 | 10 | 22 | 0 | 641.2314 | 0
2029 | 10 | 22 | 1 | 635.7131 | 0
2029 | 10 | 22 | 2 | 621.7864 | 0
2029 | 10 | 22 | 3 | 616.3746 | 0
2029 | 10 | 22 | 4 | 620.1525 | 0
2029 | 10 | 22 | 5 | 643.4844 | 0
2029 | 10 | 22 | 6 | 703.6416 | 0
2029 | 10 | 22 | 7 | 763.7987 | 0
2029 | 10 | 22 | 8 | 786.0647 | 0
2029 | 10 | 22 | 9 | 809.3843 | 0
2029 | 10 | 22 | 10 | 827.8749 | 0
2029 | 10 | 22 | 11 | 835.0372 | 0
2029 | 10 | 22 | 12 | 837.4644 | 0
2029 | 10 | 22 | 13 | 839.395 | 0
2029 | 10 | 22 | 14 | 838.9413 | 0
2029 | 10 | 22 | 15 | 835.9086 | 0
2029 | 10 | 22 | 16 | 838.3031 | 0
2029 | 10 | 22 | 17 | 842.6455 | 0
2029 | 10 | 22 | 18 | 844.4655 | 0
2029 | 10 | 22 | 19 | 846.2855 | 0
2029 | 10 | 22 | 20 | 826.8079 | 0
2029 | 10 | 22 | 21 | 793.7086 | 0
2029 | 10 | 22 | 22 | 751.2156 | 0
2029 | 10 | 22 | 23 | 708.3528 | 0
2029 | 10 | 23 | 0 | 673.3498 | 0
2029 | 10 | 23 | 1 | 637.5631 | 0
2029 | 10 | 23 | 2 | 623.2417 | 0
2029 | 10 | 23 | 3 | 618.0187 | 0
2029 | 10 | 23 | 4 | 622.29 | 0
2029 | 10 | 23 | 5 | 646.3537 | 0
2029 | 10 | 23 | 6 | 709.9307 | 0
2029 | 10 | 23 | 7 | 773.5078 | 0
2029 | 10 | 23 | 8 | 800.8661 | 0
2029 | 10 | 23 | 9 | 818.7846 | 0
2029 | 10 | 23 | 10 | 831.7282 | 0
2029 | 10 | 23 | 11 | 836.8151 | 0
2029 | 10 | 23 | 12 | 831.5383 | 0
2029 | 10 | 23 | 13 | 826.3014 | 0
2029 | 10 | 23 | 14 | 813.6905 | 0
2029 | 10 | 23 | 15 | 805.1233 | 0
2029 | 10 | 23 | 16 | 794.3835 | 0
2029 | 10 | 23 | 17 | 800.4052 | 0
2029 | 10 | 23 | 18 | 817.9585 | 0
2029 | 10 | 23 | 19 | 820.0698 | 0
2029 | 10 | 23 | 20 | 800.5478 | 0
2029 | 10 | 23 | 21 | 764.5538 | 0
2029 | 10 | 23 | 22 | 724.7312 | 0
2029 | 10 | 23 | 23 | 681.4016 | 0
2029 | 10 | 24 | 0 | 647.2659 | 0
2029 | 10 | 24 | 1 | 648.9987 | 0
2029 | 10 | 24 | 2 | 631.9957 | 0
2029 | 10 | 24 | 3 | 624.6037 | 0
2029 | 10 | 24 | 4 | 626.0965 | 0
2029 | 10 | 24 | 5 | 648.8382 | 0
2029 | 10 | 24 | 6 | 700.6671 | 0
2029 | 10 | 24 | 7 | 752.496 | 0
2029 | 10 | 24 | 8 | 797.879 | 0
2029 | 10 | 24 | 9 | 818.9933 | 0
2029 | 10 | 24 | 10 | 840.0334 | 0
2029 | 10 | 24 | 11 | 851.7886 | 0
2029 | 10 | 24 | 12 | 856.0069 | 0
2029 | 10 | 24 | 13 | 860.36 | 0
2029 | 10 | 24 | 14 | 857.6311 | 0
2029 | 10 | 24 | 15 | 855.1053 | 0
2029 | 10 | 24 | 16 | 861.5252 | 0
2029 | 10 | 24 | 17 | 862.4586 | 0
2029 | 10 | 24 | 18 | 874.023 | 0
2029 | 10 | 24 | 19 | 870.6767 | 0
2029 | 10 | 24 | 20 | 846.9404 | 0
2029 | 10 | 24 | 21 | 809.1137 | 0
2029 | 10 | 24 | 22 | 761.0234 | 0
2029 | 10 | 24 | 23 | 712.585 | 0
2029 | 10 | 25 | 0 | 672.5833 | 0
2029 | 10 | 25 | 1 | 643.6527 | 0
2029 | 10 | 25 | 2 | 614.7221 | 0
2029 | 10 | 25 | 3 | 606.2961 | 0
2029 | 10 | 25 | 4 | 607.4923 | 0
2029 | 10 | 25 | 5 | 630.6249 | 0
2029 | 10 | 25 | 6 | 681.68 | 0
2029 | 10 | 25 | 7 | 732.735 | 0
2029 | 10 | 25 | 8 | 774.3067 | 0
2029 | 10 | 25 | 9 | 789.4618 | 0
2029 | 10 | 25 | 10 | 805.5456 | 0
2029 | 10 | 25 | 11 | 813.6587 | 0
2029 | 10 | 25 | 12 | 813.8846 | 0
2029 | 10 | 25 | 13 | 814.492 | 0
2029 | 10 | 25 | 14 | 805.1059 | 0
2029 | 10 | 25 | 15 | 796.7757 | 0
2029 | 10 | 25 | 16 | 793.7726 | 0
2029 | 10 | 25 | 17 | 795.9387 | 0
2029 | 10 | 25 | 18 | 805.3113 | 0
2029 | 10 | 25 | 19 | 807.3521 | 0
2029 | 10 | 25 | 20 | 790.6447 | 0
2029 | 10 | 25 | 21 | 758.5757 | 0
2029 | 10 | 25 | 22 | 714.135 | 0
2029 | 10 | 25 | 23 | 671.7896 | 0
2029 | 10 | 26 | 0 | 636.9155 | 0
2029 | 10 | 26 | 1 | 631.4574 | 0
2029 | 10 | 26 | 2 | 616.1823 | 0
2029 | 10 | 26 | 3 | 609.457 | 0
2029 | 10 | 26 | 4 | 611.2947 | 0
2029 | 10 | 26 | 5 | 631.1737 | 0
2029 | 10 | 26 | 6 | 688.6914 | 0
2029 | 10 | 26 | 7 | 746.209 | 0
2029 | 10 | 26 | 8 | 772.6149 | 0
2029 | 10 | 26 | 9 | 793.5049 | 0
2029 | 10 | 26 | 10 | 812.8819 | 0
2029 | 10 | 26 | 11 | 825.2174 | 0
2029 | 10 | 26 | 12 | 829.8954 | 0
2029 | 10 | 26 | 13 | 831.7055 | 0
2029 | 10 | 26 | 14 | 825.4074 | 0
2029 | 10 | 26 | 15 | 820.8506 | 0
2029 | 10 | 26 | 16 | 819.6017 | 0
2029 | 10 | 26 | 17 | 823.4925 | 0
2029 | 10 | 26 | 18 | 824.92 | 0
2029 | 10 | 26 | 19 | 826.3474 | 0
2029 | 10 | 26 | 20 | 804.9866 | 0
2029 | 10 | 26 | 21 | 775.3093 | 0
2029 | 10 | 26 | 22 | 742.289 | 0
2029 | 10 | 26 | 23 | 704.9704 | 0
2029 | 10 | 27 | 0 | 673.2004 | 0
2029 | 10 | 27 | 1 | 643.8512 | 0
2029 | 10 | 27 | 2 | 614.502 | 0
2029 | 10 | 27 | 3 | 604.3603 | 0
2029 | 10 | 27 | 4 | 602.915 | 0
2029 | 10 | 27 | 5 | 609.9068 | 0
2029 | 10 | 27 | 6 | 632.6924 | 0
2029 | 10 | 27 | 7 | 657.5689 | 0
2029 | 10 | 27 | 8 | 661.5846 | 0
2029 | 10 | 27 | 9 | 691.3568 | 0
2029 | 10 | 27 | 10 | 719.6121 | 0
2029 | 10 | 27 | 11 | 738.2545 | 0
2029 | 10 | 27 | 12 | 746.1462 | 0
2029 | 10 | 27 | 13 | 746.2116 | 0
2029 | 10 | 27 | 14 | 736.5827 | 0
2029 | 10 | 27 | 15 | 730.136 | 0
2029 | 10 | 27 | 16 | 730.7011 | 0
2029 | 10 | 27 | 17 | 740.8974 | 0
2029 | 10 | 27 | 18 | 753.9202 | 0
2029 | 10 | 27 | 19 | 753.0113 | 0
2029 | 10 | 27 | 20 | 733.8651 | 0
2029 | 10 | 27 | 21 | 710.3042 | 0
2029 | 10 | 27 | 22 | 685.3246 | 0
2029 | 10 | 27 | 23 | 660.6351 | 0
2029 | 10 | 28 | 0 | 638.8327 | 0
2029 | 10 | 28 | 1 | 611.6749 | 0
2029 | 10 | 28 | 2 | 595.4827 | 0
2029 | 10 | 28 | 3 | 584.4297 | 0
2029 | 10 | 28 | 4 | 581.2916 | 0
2029 | 10 | 28 | 5 | 586.1898 | 0
2029 | 10 | 28 | 6 | 603.2549 | 0
2029 | 10 | 28 | 7 | 619.3581 | 0
2029 | 10 | 28 | 8 | 621.3063 | 0
2029 | 10 | 28 | 9 | 642.6897 | 0
2029 | 10 | 28 | 10 | 668.2589 | 0
2029 | 10 | 28 | 11 | 687.7952 | 0
2029 | 10 | 28 | 12 | 700.3244 | 0
2029 | 10 | 28 | 13 | 704.0242 | 0
2029 | 10 | 28 | 14 | 700.5213 | 0
2029 | 10 | 28 | 15 | 701.4556 | 0
2029 | 10 | 28 | 16 | 709.5511 | 0
2029 | 10 | 28 | 17 | 726.2039 | 0
2029 | 10 | 28 | 18 | 744.5843 | 0
2029 | 10 | 28 | 19 | 746.2938 | 0
2029 | 10 | 28 | 20 | 729.1992 | 0
2029 | 10 | 28 | 21 | 706.3111 | 0
2029 | 10 | 28 | 22 | 676.9251 | 0
2029 | 10 | 28 | 23 | 651.6547 | 0
2029 | 10 | 29 | 0 | 626.3914 | 0
2029 | 10 | 29 | 1 | 631.1868 | 0
2029 | 10 | 29 | 2 | 619.5586 | 0
2029 | 10 | 29 | 3 | 615.712 | 0
2029 | 10 | 29 | 4 | 619.4584 | 0
2029 | 10 | 29 | 5 | 642.1225 | 0
2029 | 10 | 29 | 6 | 702.6112 | 0
2029 | 10 | 29 | 7 | 763.0999 | 0
2029 | 10 | 29 | 8 | 793.4779 | 0
2029 | 10 | 29 | 9 | 818.0977 | 0
2029 | 10 | 29 | 10 | 835.4301 | 0
2029 | 10 | 29 | 11 | 844.5513 | 0
2029 | 10 | 29 | 12 | 847.136 | 0
2029 | 10 | 29 | 13 | 848.4074 | 0
2029 | 10 | 29 | 14 | 844.1283 | 0
2029 | 10 | 29 | 15 | 842.0755 | 0
2029 | 10 | 29 | 16 | 845.1889 | 0
2029 | 10 | 29 | 17 | 853.6676 | 0
2029 | 10 | 29 | 18 | 866.8379 | 0
2029 | 10 | 29 | 19 | 866.1133 | 0
2029 | 10 | 29 | 20 | 845.4376 | 0
2029 | 10 | 29 | 21 | 814.0449 | 0
2029 | 10 | 29 | 22 | 771.7862 | 0
2029 | 10 | 29 | 23 | 730.0741 | 0
2029 | 10 | 30 | 0 | 693.4781 | 0
2029 | 10 | 30 | 1 | 679.1996 | 0
2029 | 10 | 30 | 2 | 664.545 | 0
2029 | 10 | 30 | 3 | 658.1188 | 0
2029 | 10 | 30 | 4 | 659.6968 | 0
2029 | 10 | 30 | 5 | 678.369 | 0
2029 | 10 | 30 | 6 | 731.9213 | 0
2029 | 10 | 30 | 7 | 785.4737 | 0
2029 | 10 | 30 | 8 | 815.6118 | 0
2029 | 10 | 30 | 9 | 840.5108 | 0
2029 | 10 | 30 | 10 | 859.4892 | 0
2029 | 10 | 30 | 11 | 869.6825 | 0
2029 | 10 | 30 | 12 | 870.8667 | 0
2029 | 10 | 30 | 13 | 870.5628 | 0
2029 | 10 | 30 | 14 | 864.9416 | 0
2029 | 10 | 30 | 15 | 861.2405 | 0
2029 | 10 | 30 | 16 | 856.3929 | 0
2029 | 10 | 30 | 17 | 860.3884 | 0
2029 | 10 | 30 | 18 | 878.6189 | 0
2029 | 10 | 30 | 19 | 871.7497 | 0
2029 | 10 | 30 | 20 | 847.7603 | 0
2029 | 10 | 30 | 21 | 814.7941 | 0
2029 | 10 | 30 | 22 | 776.5776 | 0
2029 | 10 | 30 | 23 | 735.8298 | 0
2029 | 10 | 31 | 0 | 702.6004 | 0
2029 | 10 | 31 | 1 | 683.9276 | 0
2029 | 10 | 31 | 2 | 699.4456 | 0
2029 | 10 | 31 | 3 | 691.3053 | 0
2029 | 10 | 31 | 4 | 692.1398 | 0
2029 | 10 | 31 | 5 | 710.7153 | 0
2029 | 10 | 31 | 6 | 765.0265 | 0
2029 | 10 | 31 | 7 | 819.3377 | 0
2029 | 10 | 31 | 8 | 849.8124 | 0
2029 | 10 | 31 | 9 | 870.7202 | 0
2029 | 10 | 31 | 10 | 890.5068 | 0
2029 | 10 | 31 | 11 | 900.3167 | 0
2029 | 10 | 31 | 12 | 901.9514 | 0
2029 | 10 | 31 | 13 | 901.9611 | 0
2029 | 10 | 31 | 14 | 898.7728 | 0
2029 | 10 | 31 | 15 | 896.0972 | 0
2029 | 10 | 31 | 16 | 901.2998 | 0
2029 | 10 | 31 | 17 | 907.7478 | 0
2029 | 10 | 31 | 18 | 914.5886 | 0
2029 | 10 | 31 | 19 | 921.4293 | 0
2029 | 10 | 31 | 20 | 896.1418 | 0
2029 | 10 | 31 | 21 | 862.1424 | 0
2029 | 10 | 31 | 22 | 824.9036 | 0
2029 | 10 | 31 | 23 | 783.4245 | 0
2029 | 11 | 1 | 0 | 745.8085 | 0
2029 | 11 | 1 | 1 | 718.1324 | 0
2029 | 11 | 1 | 2 | 721.7798 | 0
2029 | 11 | 1 | 3 | 714.2368 | 0
2029 | 11 | 1 | 4 | 715.1157 | 0
2029 | 11 | 1 | 5 | 734.7198 | 0
2029 | 11 | 1 | 6 | 796.9303 | 0
2029 | 11 | 1 | 7 | 859.1408 | 0
2029 | 11 | 1 | 8 | 890.395 | 0
2029 | 11 | 1 | 9 | 914.3049 | 0
2029 | 11 | 1 | 10 | 936.1919 | 0
2029 | 11 | 1 | 11 | 947.4517 | 0
2029 | 11 | 1 | 12 | 951.4356 | 0
2029 | 11 | 1 | 13 | 950.7289 | 0
2029 | 11 | 1 | 14 | 946.2896 | 0
2029 | 11 | 1 | 15 | 943.8336 | 0
2029 | 11 | 1 | 16 | 946.8542 | 0
2029 | 11 | 1 | 17 | 949.1467 | 0
2029 | 11 | 1 | 18 | 959.0161 | 0
2029 | 11 | 1 | 19 | 951.9288 | 0
2029 | 11 | 1 | 20 | 928.16 | 0
2029 | 11 | 1 | 21 | 897.623 | 0
2029 | 11 | 1 | 22 | 859.6727 | 0
2029 | 11 | 1 | 23 | 814.9375 | 0
2029 | 11 | 2 | 0 | 775.5312 | 0
2029 | 11 | 2 | 1 | 733.2793 | 0
2029 | 11 | 2 | 2 | 740.0196 | 0
2029 | 11 | 2 | 3 | 726.503 | 0
2029 | 11 | 2 | 4 | 721.0419 | 0
2029 | 11 | 2 | 5 | 732.3115 | 0
2029 | 11 | 2 | 6 | 770.2029 | 0
2029 | 11 | 2 | 7 | 828.3985 | 0
2029 | 11 | 2 | 8 | 867.3912 | 0
2029 | 11 | 2 | 9 | 901.655 | 0
2029 | 11 | 2 | 10 | 929.3602 | 0
2029 | 11 | 2 | 11 | 947.6831 | 0
2029 | 11 | 2 | 12 | 956.2332 | 0
2029 | 11 | 2 | 13 | 955.1394 | 0
2029 | 11 | 2 | 14 | 951.3414 | 0
2029 | 11 | 2 | 15 | 941.6093 | 0
2029 | 11 | 2 | 16 | 932.1883 | 0
2029 | 11 | 2 | 17 | 935.0014 | 0
2029 | 11 | 2 | 18 | 958.5104 | 0
2029 | 11 | 2 | 19 | 951.8792 | 0
2029 | 11 | 2 | 20 | 927.8892 | 0
2029 | 11 | 2 | 21 | 900.2874 | 0
2029 | 11 | 2 | 22 | 869.335 | 0
2029 | 11 | 2 | 23 | 831.2202 | 0
2029 | 11 | 3 | 0 | 782.5988 | 0
2029 | 11 | 3 | 1 | 750.1961 | 0
2029 | 11 | 3 | 2 | 739.5283 | 0
2029 | 11 | 3 | 3 | 723.3851 | 0
2029 | 11 | 3 | 4 | 715.4482 | 0
2029 | 11 | 3 | 5 | 711.9601 | 0
2029 | 11 | 3 | 6 | 720.6955 | 0
2029 | 11 | 3 | 7 | 729.431 | 0
2029 | 11 | 3 | 8 | 762.1335 | 0
2029 | 11 | 3 | 9 | 799.2796 | 0
2029 | 11 | 3 | 10 | 836.4257 | 0
2029 | 11 | 3 | 11 | 854.7364 | 0
2029 | 11 | 3 | 12 | 863.0902 | 0
2029 | 11 | 3 | 13 | 871.4439 | 0
2029 | 11 | 3 | 14 | 867.3488 | 0
2029 | 11 | 3 | 15 | 856.9981 | 0
2029 | 11 | 3 | 16 | 849.6785 | 0
2029 | 11 | 3 | 17 | 862.2426 | 0
2029 | 11 | 3 | 18 | 896.2584 | 0
2029 | 11 | 3 | 19 | 893.8216 | 0
2029 | 11 | 3 | 20 | 874.2898 | 0
2029 | 11 | 3 | 21 | 852.0717 | 0
2029 | 11 | 3 | 22 | 838.9468 | 0
2029 | 11 | 3 | 23 | 817.7984 | 0
2029 | 11 | 4 | 0 | 785.8577 | 0
2029 | 11 | 4 | 1 | 753.9171 | 0
2029 | 11 | 4 | 2 | 761.7249 | 0
2029 | 11 | 4 | 3 | 746.6976 | 0
2029 | 11 | 4 | 4 | 740.6329 | 0
2029 | 11 | 4 | 5 | 739.4151 | 0
2029 | 11 | 4 | 6 | 747.1497 | 0
2029 | 11 | 4 | 7 | 754.8844 | 0
2029 | 11 | 4 | 8 | 766.5001 | 0
2029 | 11 | 4 | 9 | 805.205 | 0
2029 | 11 | 4 | 10 | 843.9098 | 0
2029 | 11 | 4 | 11 | 878.1822 | 0
2029 | 11 | 4 | 12 | 902.0801 | 0
2029 | 11 | 4 | 13 | 907.341 | 0
2029 | 11 | 4 | 14 | 906.4795 | 0
2029 | 11 | 4 | 15 | 903.4167 | 0
2029 | 11 | 4 | 16 | 909.4911 | 0
2029 | 11 | 4 | 17 | 933.6578 | 0
2029 | 11 | 4 | 18 | 978.0644 | 0
2029 | 11 | 4 | 19 | 980.5761 | 0
2029 | 11 | 4 | 20 | 962.7899 | 0
2029 | 11 | 4 | 21 | 940.8233 | 0
2029 | 11 | 4 | 22 | 917.1917 | 0
2029 | 11 | 4 | 23 | 889.4744 | 0
2029 | 11 | 5 | 0 | 858.8388 | 0
2029 | 11 | 5 | 1 | 881.2709 | 0
2029 | 11 | 5 | 2 | 859.5491 | 0
2029 | 11 | 5 | 3 | 848.6223 | 0
2029 | 11 | 5 | 4 | 846.6666 | 0
2029 | 11 | 5 | 5 | 856.7143 | 0
2029 | 11 | 5 | 6 | 893.0525 | 0
2029 | 11 | 5 | 7 | 954.5855 | 0
2029 | 11 | 5 | 8 | 1005.7769 | 0
2029 | 11 | 5 | 9 | 1044.2729 | 0
2029 | 11 | 5 | 10 | 1070.566 | 20.566
2029 | 11 | 5 | 11 | 1088.9346 | 38.9346
2029 | 11 | 5 | 12 | 1098.0591 | 48.0591
2029 | 11 | 5 | 13 | 1095.6077 | 45.6077
2029 | 11 | 5 | 14 | 1093.9914 | 43.9914
2029 | 11 | 5 | 15 | 1084.9094 | 34.9094
2029 | 11 | 5 | 16 | 1083.0701 | 33.0701
2029 | 11 | 5 | 17 | 1097.0997 | 47.0997
2029 | 11 | 5 | 18 | 1129.5445 | 79.5445
2029 | 11 | 5 | 19 | 1124.32 | 74.32
2029 | 11 | 5 | 20 | 1101.8593 | 51.8593
2029 | 11 | 5 | 21 | 1072.8792 | 22.8792
2029 | 11 | 5 | 22 | 1031.4878 | 0
2029 | 11 | 5 | 23 | 987.6962 | 0
2029 | 11 | 6 | 0 | 937.6663 | 0
2029 | 11 | 6 | 1 | 888.5865 | 0
2029 | 11 | 6 | 2 | 866.3194 | 0
2029 | 11 | 6 | 3 | 852.4923 | 0
2029 | 11 | 6 | 4 | 848.2264 | 0
2029 | 11 | 6 | 5 | 856.4841 | 0
2029 | 11 | 6 | 6 | 887.1522 | 0
2029 | 11 | 6 | 7 | 939.5857 | 0
2029 | 11 | 6 | 8 | 985.4701 | 0
2029 | 11 | 6 | 9 | 1020.3016 | 0
2029 | 11 | 6 | 10 | 1045.3685 | 0
2029 | 11 | 6 | 11 | 1063.9429 | 13.9429
2029 | 11 | 6 | 12 | 1069.9288 | 19.9288
2029 | 11 | 6 | 13 | 1070.1368 | 20.1368
2029 | 11 | 6 | 14 | 1061.8124 | 11.8124
2029 | 11 | 6 | 15 | 1052.7085 | 2.7085
2029 | 11 | 6 | 16 | 1039.0375 | 0
2029 | 11 | 6 | 17 | 1052.6381 | 2.6381
2029 | 11 | 6 | 18 | 1092.1474 | 42.1474
2029 | 11 | 6 | 19 | 1081.6758 | 31.6758
2029 | 11 | 6 | 20 | 1055.3929 | 5.3929
2029 | 11 | 6 | 21 | 1022.9338 | 0
2029 | 11 | 6 | 22 | 988.6207 | 0
2029 | 11 | 6 | 23 | 949.9855 | 0
2029 | 11 | 7 | 0 | 909.5578 | 0
2029 | 11 | 7 | 1 | 881.7866 | 0
2029 | 11 | 7 | 2 | 860.5698 | 0
2029 | 11 | 7 | 3 | 848.0625 | 0
2029 | 11 | 7 | 4 | 846.2472 | 0
2029 | 11 | 7 | 5 | 860.0907 | 0
2029 | 11 | 7 | 6 | 897.9906 | 0
2029 | 11 | 7 | 7 | 958.007 | 0
2029 | 11 | 7 | 8 | 1005.0904 | 0
2029 | 11 | 7 | 9 | 1037.1975 | 0
2029 | 11 | 7 | 10 | 1059.1269 | 9.1269
2029 | 11 | 7 | 11 | 1074.4609 | 24.4609
2029 | 11 | 7 | 12 | 1081.1304 | 31.1304
2029 | 11 | 7 | 13 | 1082.1838 | 32.1838
2029 | 11 | 7 | 14 | 1084.4466 | 34.4466
2029 | 11 | 7 | 15 | 1080.1648 | 30.1648
2029 | 11 | 7 | 16 | 1082.4467 | 32.4467
2029 | 11 | 7 | 17 | 1099.1227 | 49.1227
2029 | 11 | 7 | 18 | 1145.2984 | 95.2984
2029 | 11 | 7 | 19 | 1137.182 | 87.182
2029 | 11 | 7 | 20 | 1111.7106 | 61.7106
2029 | 11 | 7 | 21 | 1081.0802 | 31.0802
2029 | 11 | 7 | 22 | 1036.1496 | 0
2029 | 11 | 7 | 23 | 990.7273 | 0
2029 | 11 | 8 | 0 | 944.2584 | 0
2029 | 11 | 8 | 1 | 899.7891 | 0
2029 | 11 | 8 | 2 | 855.3199 | 0
2029 | 11 | 8 | 3 | 841.8529 | 0
2029 | 11 | 8 | 4 | 839.1036 | 0
2029 | 11 | 8 | 5 | 850.1837 | 0
2029 | 11 | 8 | 6 | 891.2319 | 0
2029 | 11 | 8 | 7 | 962.4297 | 0
2029 | 11 | 8 | 8 | 1011.0977 | 0
2029 | 11 | 8 | 9 | 1046.6549 | 0
2029 | 11 | 8 | 10 | 1065.1053 | 15.1053
2029 | 11 | 8 | 11 | 1075.6276 | 25.6276
2029 | 11 | 8 | 12 | 1078.6692 | 28.6692
2029 | 11 | 8 | 13 | 1074.4707 | 24.4707
2029 | 11 | 8 | 14 | 1069.2856 | 19.2856
2029 | 11 | 8 | 15 | 1058.5189 | 8.5189
2029 | 11 | 8 | 16 | 1051.9719 | 1.9719
2029 | 11 | 8 | 17 | 1061.8188 | 11.8188
2029 | 11 | 8 | 18 | 1103.3069 | 53.3069
2029 | 11 | 8 | 19 | 1105.4405 | 55.4405
2029 | 11 | 8 | 20 | 1085.8142 | 35.8142
2029 | 11 | 8 | 21 | 1058.6079 | 8.6079
2029 | 11 | 8 | 22 | 1011.9692 | 0
2029 | 11 | 8 | 23 | 967.5853 | 0
2029 | 11 | 9 | 0 | 917.8888 | 0
2029 | 11 | 9 | 1 | 899.9391 | 0
2029 | 11 | 9 | 2 | 870.4978 | 0
2029 | 11 | 9 | 3 | 857.0142 | 0
2029 | 11 | 9 | 4 | 853.3836 | 0
2029 | 11 | 9 | 5 | 866.4327 | 0
2029 | 11 | 9 | 6 | 910.8582 | 0
2029 | 11 | 9 | 7 | 985.6846 | 0
2029 | 11 | 9 | 8 | 1034.4294 | 0
2029 | 11 | 9 | 9 | 1071.5033 | 21.5033
2029 | 11 | 9 | 10 | 1089.9212 | 39.9212
2029 | 11 | 9 | 11 | 1100.6926 | 50.6926
2029 | 11 | 9 | 12 | 1102.2579 | 52.2579
2029 | 11 | 9 | 13 | 1093.553 | 43.553
2029 | 11 | 9 | 14 | 1084.535 | 34.535
2029 | 11 | 9 | 15 | 1067.8768 | 17.8768
2029 | 11 | 9 | 16 | 1054.8357 | 4.8357
2029 | 11 | 9 | 17 | 1062.5719 | 12.5719
2029 | 11 | 9 | 18 | 1108.6132 | 58.6132
2029 | 11 | 9 | 19 | 1109.7246 | 59.7246
2029 | 11 | 9 | 20 | 1089.9516 | 39.9516
2029 | 11 | 9 | 21 | 1063.7303 | 13.7303
2029 | 11 | 9 | 22 | 1025.5721 | 0
2029 | 11 | 9 | 23 | 976.3018 | 0
2029 | 11 | 10 | 0 | 923.3378 | 0
2029 | 11 | 10 | 1 | 859.5289 | 0
2029 | 11 | 10 | 2 | 830.4331 | 0
2029 | 11 | 10 | 3 | 809.6347 | 0
2029 | 11 | 10 | 4 | 800.3166 | 0
2029 | 11 | 10 | 5 | 799.7357 | 0
2029 | 11 | 10 | 6 | 811.2501 | 0
2029 | 11 | 10 | 7 | 833.2929 | 0
2029 | 11 | 10 | 8 | 848.1496 | 0
2029 | 11 | 10 | 9 | 878.0435 | 0
2029 | 11 | 10 | 10 | 914.0743 | 0
2029 | 11 | 10 | 11 | 939.6261 | 0
2029 | 11 | 10 | 12 | 946.3797 | 0
2029 | 11 | 10 | 13 | 953.1334 | 0
2029 | 11 | 10 | 14 | 946.8004 | 0
2029 | 11 | 10 | 15 | 934.5335 | 0
2029 | 11 | 10 | 16 | 926.5899 | 0
2029 | 11 | 10 | 17 | 941.9062 | 0
2029 | 11 | 10 | 18 | 989.3391 | 0
2029 | 11 | 10 | 19 | 991.5357 | 0
2029 | 11 | 10 | 20 | 973.9366 | 0
2029 | 11 | 10 | 21 | 951.7425 | 0
2029 | 11 | 10 | 22 | 924.473 | 0
2029 | 11 | 10 | 23 | 894.1699 | 0
2029 | 11 | 11 | 0 | 858.9893 | 0
2029 | 11 | 11 | 1 | 825.151 | 0
2029 | 11 | 11 | 2 | 799.2666 | 0
2029 | 11 | 11 | 3 | 779.7021 | 0
2029 | 11 | 11 | 4 | 770.6373 | 0
2029 | 11 | 11 | 5 | 764.2122 | 0
2029 | 11 | 11 | 6 | 764.253 | 0
2029 | 11 | 11 | 7 | 773.4826 | 0
2029 | 11 | 11 | 8 | 789.5969 | 0
2029 | 11 | 11 | 9 | 817.3027 | 0
2029 | 11 | 11 | 10 | 853.4863 | 0
2029 | 11 | 11 | 11 | 885.0009 | 0
2029 | 11 | 11 | 12 | 908.3638 | 0
2029 | 11 | 11 | 13 | 914.2268 | 0
2029 | 11 | 11 | 14 | 915.1602 | 0
2029 | 11 | 11 | 15 | 911.6542 | 0
2029 | 11 | 11 | 16 | 915.0918 | 0
2029 | 11 | 11 | 17 | 939.0733 | 0
2029 | 11 | 11 | 18 | 959.2834 | 0
2029 | 11 | 11 | 19 | 979.4935 | 0
2029 | 11 | 11 | 20 | 962.1961 | 0
2029 | 11 | 11 | 21 | 941.9853 | 0
2029 | 11 | 11 | 22 | 912.3644 | 0
2029 | 11 | 11 | 23 | 879.9879 | 0
2029 | 11 | 12 | 0 | 844.8343 | 0
2029 | 11 | 12 | 1 | 864.6013 | 0
2029 | 11 | 12 | 2 | 842.3304 | 0
2029 | 11 | 12 | 3 | 829.5335 | 0
2029 | 11 | 12 | 4 | 824.6702 | 0
2029 | 11 | 12 | 5 | 835.5715 | 0
2029 | 11 | 12 | 6 | 874.4211 | 0
2029 | 11 | 12 | 7 | 932.4319 | 0
2029 | 11 | 12 | 8 | 969.2228 | 0
2029 | 11 | 12 | 9 | 1006.7799 | 0
2029 | 11 | 12 | 10 | 1036.0039 | 0
2029 | 11 | 12 | 11 | 1053.5932 | 3.5932
2029 | 11 | 12 | 12 | 1065.697 | 15.697
2029 | 11 | 12 | 13 | 1068.1667 | 18.1667
2029 | 11 | 12 | 14 | 1069.0793 | 19.0793
2029 | 11 | 12 | 15 | 1062.5535 | 12.5535
2029 | 11 | 12 | 16 | 1061.6893 | 11.6893
2029 | 11 | 12 | 17 | 1079.5123 | 29.5123
2029 | 11 | 12 | 18 | 1111.1678 | 61.1678
2029 | 11 | 12 | 19 | 1098.8355 | 48.8355
2029 | 11 | 12 | 20 | 1074.3633 | 24.3633
2029 | 11 | 12 | 21 | 1044.8568 | 0
2029 | 11 | 12 | 22 | 1000.1596 | 0
2029 | 11 | 12 | 23 | 961.1524 | 0
2029 | 11 | 13 | 0 | 918.1479 | 0
2029 | 11 | 13 | 1 | 883.0917 | 0
2029 | 11 | 13 | 2 | 856.4028 | 0
2029 | 11 | 13 | 3 | 839.9057 | 0
2029 | 11 | 13 | 4 | 830.288 | 0
2029 | 11 | 13 | 5 | 829.5319 | 0
2029 | 11 | 13 | 6 | 847.0763 | 0
2029 | 11 | 13 | 7 | 894.1505 | 0
2029 | 11 | 13 | 8 | 959.3681 | 0
2029 | 11 | 13 | 9 | 1005.2876 | 0
2029 | 11 | 13 | 10 | 1036.0671 | 0
2029 | 11 | 13 | 11 | 1059.9652 | 9.9652
2029 | 11 | 13 | 12 | 1069.3748 | 19.3748
2029 | 11 | 13 | 13 | 1073.9425 | 23.9425
2029 | 11 | 13 | 14 | 1077.3192 | 27.3192
2029 | 11 | 13 | 15 | 1073.1643 | 23.1643
2029 | 11 | 13 | 16 | 1060.6019 | 10.6019
2029 | 11 | 13 | 17 | 1086.0509 | 36.0509
2029 | 11 | 13 | 18 | 1121.3681 | 71.3681
2029 | 11 | 13 | 19 | 1101.6687 | 51.6687
2029 | 11 | 13 | 20 | 1073.5143 | 23.5143
2029 | 11 | 13 | 21 | 1046.2593 | 0
2029 | 11 | 13 | 22 | 1017.2312 | 0
2029 | 11 | 13 | 23 | 976.6551 | 0
2029 | 11 | 14 | 0 | 929.6666 | 0
2029 | 11 | 14 | 1 | 859.736 | 0
2029 | 11 | 14 | 2 | 834.2196 | 0
2029 | 11 | 14 | 3 | 817.6637 | 0
2029 | 11 | 14 | 4 | 812.0565 | 0
2029 | 11 | 14 | 5 | 823.0924 | 0
2029 | 11 | 14 | 6 | 860.8006 | 0
2029 | 11 | 14 | 7 | 913.4406 | 0
2029 | 11 | 14 | 8 | 949.8349 | 0
2029 | 11 | 14 | 9 | 979.082 | 0
2029 | 11 | 14 | 10 | 1003.3593 | 0
2029 | 11 | 14 | 11 | 1017.3499 | 0
2029 | 11 | 14 | 12 | 1031.3404 | 0
2029 | 11 | 14 | 13 | 1036.7035 | 0
2029 | 11 | 14 | 14 | 1037.1207 | 0
2029 | 11 | 14 | 15 | 1032.2649 | 0
2029 | 11 | 14 | 16 | 1033.8478 | 0
2029 | 11 | 14 | 17 | 1055.6017 | 5.6017
2029 | 11 | 14 | 18 | 1093.957 | 43.957
2029 | 11 | 14 | 19 | 1077.3238 | 27.3238
2029 | 11 | 14 | 20 | 1050.6941 | 0.69414
2029 | 11 | 14 | 21 | 1019.1275 | 0
2029 | 11 | 14 | 22 | 980.7879 | 0
2029 | 11 | 14 | 23 | 939.2736 | 0
2029 | 11 | 15 | 0 | 894.9006 | 0
2029 | 11 | 15 | 1 | 869.7386 | 0
2029 | 11 | 15 | 2 | 844.5765 | 0
2029 | 11 | 15 | 3 | 830.1737 | 0
2029 | 11 | 15 | 4 | 825.6314 | 0
2029 | 11 | 15 | 5 | 834.9989 | 0
2029 | 11 | 15 | 6 | 870.2866 | 0
2029 | 11 | 15 | 7 | 930.2341 | 0
2029 | 11 | 15 | 8 | 972.5445 | 0
2029 | 11 | 15 | 9 | 1008.9273 | 0
2029 | 11 | 15 | 10 | 1030.287 | 0
2029 | 11 | 15 | 11 | 1045.9077 | 0
2029 | 11 | 15 | 12 | 1057.5979 | 7.5979
2029 | 11 | 15 | 13 | 1060.6404 | 10.6404
2029 | 11 | 15 | 14 | 1061.0808 | 11.0808
2029 | 11 | 15 | 15 | 1055.053 | 5.053
2029 | 11 | 15 | 16 | 1054.3072 | 4.3072
2029 | 11 | 15 | 17 | 1072.6387 | 22.6387
2029 | 11 | 15 | 18 | 1081.4329 | 31.4329
2029 | 11 | 15 | 19 | 1090.2271 | 40.2271
2029 | 11 | 15 | 20 | 1062.7018 | 12.7018
2029 | 11 | 15 | 21 | 1033.0275 | 0
2029 | 11 | 15 | 22 | 994.2233 | 0
2029 | 11 | 15 | 23 | 959.23 | 0
2029 | 11 | 16 | 0 | 916.167 | 0
2029 | 11 | 16 | 1 | 854.8576 | 0
2029 | 11 | 16 | 2 | 829.5148 | 0
2029 | 11 | 16 | 3 | 815.8072 | 0
2029 | 11 | 16 | 4 | 811.5318 | 0
2029 | 11 | 16 | 5 | 821.8801 | 0
2029 | 11 | 16 | 6 | 859.0282 | 0
2029 | 11 | 16 | 7 | 922.1622 | 0
2029 | 11 | 16 | 8 | 963.2571 | 0
2029 | 11 | 16 | 9 | 992.8892 | 0
2029 | 11 | 16 | 10 | 1014.2267 | 0
2029 | 11 | 16 | 11 | 1028.3404 | 0
2029 | 11 | 16 | 12 | 1038.1926 | 0
2029 | 11 | 16 | 13 | 1037.9362 | 0
2029 | 11 | 16 | 14 | 1034.7258 | 0
2029 | 11 | 16 | 15 | 1026.011 | 0
2029 | 11 | 16 | 16 | 1025.6316 | 0
2029 | 11 | 16 | 17 | 1045.2584 | 0
2029 | 11 | 16 | 18 | 1072.7659 | 22.7659
2029 | 11 | 16 | 19 | 1057.0309 | 7.0309
2029 | 11 | 16 | 20 | 1029.4733 | 0
2029 | 11 | 16 | 21 | 1002.6223 | 0
2029 | 11 | 16 | 22 | 969.8565 | 0
2029 | 11 | 16 | 23 | 931.5484 | 0
2029 | 11 | 17 | 0 | 888.9756 | 0
2029 | 11 | 17 | 1 | 845.9713 | 0
2029 | 11 | 17 | 2 | 802.9671 | 0
2029 | 11 | 17 | 3 | 783.0777 | 0
2029 | 11 | 17 | 4 | 770.7206 | 0
2029 | 11 | 17 | 5 | 764.6896 | 0
2029 | 11 | 17 | 6 | 766.1878 | 0
2029 | 11 | 17 | 7 | 784.5751 | 0
2029 | 11 | 17 | 8 | 820.7707 | 0
2029 | 11 | 17 | 9 | 856.0687 | 0
2029 | 11 | 17 | 10 | 891.0005 | 0
2029 | 11 | 17 | 11 | 915.6665 | 0
2029 | 11 | 17 | 12 | 932.7989 | 0
2029 | 11 | 17 | 13 | 933.9253 | 0
2029 | 11 | 17 | 14 | 930.7961 | 0
2029 | 11 | 17 | 15 | 921.9809 | 0
2029 | 11 | 17 | 16 | 918.7597 | 0
2029 | 11 | 17 | 17 | 944.0852 | 0
2029 | 11 | 17 | 18 | 979.6647 | 0
2029 | 11 | 17 | 19 | 969.1185 | 0
2029 | 11 | 17 | 20 | 948.3506 | 0
2029 | 11 | 17 | 21 | 930.2933 | 0
2029 | 11 | 17 | 22 | 904.8744 | 0
2029 | 11 | 17 | 23 | 879.8476 | 0
2029 | 11 | 18 | 0 | 841.6567 | 0
2029 | 11 | 18 | 1 | 801.0011 | 0
2029 | 11 | 18 | 2 | 772.6895 | 0
2029 | 11 | 18 | 3 | 751.8309 | 0
2029 | 11 | 18 | 4 | 740.6577 | 0
2029 | 11 | 18 | 5 | 733.2158 | 0
2029 | 11 | 18 | 6 | 731.4481 | 0
2029 | 11 | 18 | 7 | 741.634 | 0
2029 | 11 | 18 | 8 | 768.8323 | 0
2029 | 11 | 18 | 9 | 802.6708 | 0
2029 | 11 | 18 | 10 | 837.6736 | 0
2029 | 11 | 18 | 11 | 868.3535 | 0
2029 | 11 | 18 | 12 | 892.7206 | 0
2029 | 11 | 18 | 13 | 898.2895 | 0
2029 | 11 | 18 | 14 | 898.9186 | 0
2029 | 11 | 18 | 15 | 896.0593 | 0
2029 | 11 | 18 | 16 | 897.2549 | 0
2029 | 11 | 18 | 17 | 929.8838 | 0
2029 | 11 | 18 | 18 | 979.2631 | 0
2029 | 11 | 18 | 19 | 982.7623 | 0
2029 | 11 | 18 | 20 | 973.4103 | 0
2029 | 11 | 18 | 21 | 959.1805 | 0
2029 | 11 | 18 | 22 | 930.8148 | 0
2029 | 11 | 18 | 23 | 895.7196 | 0
2029 | 11 | 19 | 0 | 853.6317 | 0
2029 | 11 | 19 | 1 | 871.7606 | 0
2029 | 11 | 19 | 2 | 849.2448 | 0
2029 | 11 | 19 | 3 | 835.7865 | 0
2029 | 11 | 19 | 4 | 830.8227 | 0
2029 | 11 | 19 | 5 | 838.3873 | 0
2029 | 11 | 19 | 6 | 870.688 | 0
2029 | 11 | 19 | 7 | 921.7067 | 0
2029 | 11 | 19 | 8 | 963.5453 | 0
2029 | 11 | 19 | 9 | 1001.1772 | 0
2029 | 11 | 19 | 10 | 1027.4127 | 0
2029 | 11 | 19 | 11 | 1043.9697 | 0
2029 | 11 | 19 | 12 | 1056.0653 | 6.0653
2029 | 11 | 19 | 13 | 1058.7066 | 8.7066
2029 | 11 | 19 | 14 | 1057.7851 | 7.7851
2029 | 11 | 19 | 15 | 1053.3621 | 3.3621
2029 | 11 | 19 | 16 | 1059.0146 | 9.0146
2029 | 11 | 19 | 17 | 1086.7346 | 36.7346
2029 | 11 | 19 | 18 | 1115.6862 | 65.6862
2029 | 11 | 19 | 19 | 1102.6988 | 52.6988
2029 | 11 | 19 | 20 | 1079.942 | 29.942
2029 | 11 | 19 | 21 | 1052.6736 | 2.6736
2029 | 11 | 19 | 22 | 1012.0512 | 0
2029 | 11 | 19 | 23 | 976.2237 | 0
2029 | 11 | 20 | 0 | 934.5976 | 0
2029 | 11 | 20 | 1 | 906.8203 | 0
2029 | 11 | 20 | 2 | 882.8926 | 0
2029 | 11 | 20 | 3 | 867.9824 | 0
2029 | 11 | 20 | 4 | 861.1127 | 0
2029 | 11 | 20 | 5 | 867.6213 | 0
2029 | 11 | 20 | 6 | 895.9213 | 0
2029 | 11 | 20 | 7 | 950.1853 | 0
2029 | 11 | 20 | 8 | 1001.8152 | 0
2029 | 11 | 20 | 9 | 1042.7845 | 0
2029 | 11 | 20 | 10 | 1072.6744 | 22.6744
2029 | 11 | 20 | 11 | 1095.141 | 45.141
2029 | 11 | 20 | 12 | 1104.1029 | 54.1029
2029 | 11 | 20 | 13 | 1105.2866 | 55.2866
2029 | 11 | 20 | 14 | 1097.9175 | 47.9175
2029 | 11 | 20 | 15 | 1087.6732 | 37.6732
2029 | 11 | 20 | 16 | 1073.3158 | 23.3158
2029 | 11 | 20 | 17 | 1101.5302 | 51.5302
2029 | 11 | 20 | 18 | 1143.0839 | 93.0839
2029 | 11 | 20 | 19 | 1131.5108 | 81.5108
2029 | 11 | 20 | 20 | 1106.9298 | 56.9298
2029 | 11 | 20 | 21 | 1077.7573 | 27.7573
2029 | 11 | 20 | 22 | 1040.839 | 0
2029 | 11 | 20 | 23 | 1004.2197 | 0
2029 | 11 | 21 | 0 | 963.0536 | 0
2029 | 11 | 21 | 1 | 934.8753 | 0
2029 | 11 | 21 | 2 | 909.1934 | 0
2029 | 11 | 21 | 3 | 892.5617 | 0
2029 | 11 | 21 | 4 | 886.1225 | 0
2029 | 11 | 21 | 5 | 892.5659 | 0
2029 | 11 | 21 | 6 | 922.8654 | 0
2029 | 11 | 21 | 7 | 975.3614 | 0
2029 | 11 | 21 | 8 | 1031.0712 | 0
2029 | 11 | 21 | 9 | 1066.146 | 16.146
2029 | 11 | 21 | 10 | 1089.5682 | 39.5682
2029 | 11 | 21 | 11 | 1107.7091 | 57.7091
2029 | 11 | 21 | 12 | 1119.4909 | 69.4909
2029 | 11 | 21 | 13 | 1120.5379 | 70.5379
2029 | 11 | 21 | 14 | 1121.4763 | 71.4763
2029 | 11 | 21 | 15 | 1118.1404 | 68.1404
2029 | 11 | 21 | 16 | 1124.1358 | 74.1358
2029 | 11 | 21 | 17 | 1150.9338 | 100.9338
2029 | 11 | 21 | 18 | 1195.8257 | 145.8257
2029 | 11 | 21 | 19 | 1186.7407 | 136.7407
2029 | 11 | 21 | 20 | 1166.0204 | 116.0204
2029 | 11 | 21 | 21 | 1140.1513 | 90.1513
2029 | 11 | 21 | 22 | 1100.9346 | 50.9346
2029 | 11 | 21 | 23 | 1055.0216 | 5.0216
2029 | 11 | 22 | 0 | 1002.6013 | 0
2029 | 11 | 22 | 1 | 955.921 | 0
2029 | 11 | 22 | 2 | 909.2407 | 0
2029 | 11 | 22 | 3 | 891.1007 | 0
2029 | 11 | 22 | 4 | 883.5415 | 0
2029 | 11 | 22 | 5 | 890.2739 | 0
2029 | 11 | 22 | 6 | 923.5085 | 0
2029 | 11 | 22 | 7 | 983.7222 | 0
2029 | 11 | 22 | 8 | 1036.722 | 0
2029 | 11 | 22 | 9 | 1067.4202 | 17.4202
2029 | 11 | 22 | 10 | 1086.4951 | 36.4951
2029 | 11 | 22 | 11 | 1104.2697 | 54.2697
2029 | 11 | 22 | 12 | 1116.4753 | 66.4753
2029 | 11 | 22 | 13 | 1118.5176 | 68.5176
2029 | 11 | 22 | 14 | 1115.2323 | 65.2323
2029 | 11 | 22 | 15 | 1109.4446 | 59.4446
2029 | 11 | 22 | 16 | 1110.3311 | 60.3311
2029 | 11 | 22 | 17 | 1134.7479 | 84.7479
2029 | 11 | 22 | 18 | 1165.2337 | 115.2337
2029 | 11 | 22 | 19 | 1155.9044 | 105.9044
2029 | 11 | 22 | 20 | 1131.3204 | 81.3204
2029 | 11 | 22 | 21 | 1104.6576 | 54.6576
2029 | 11 | 22 | 22 | 1062.9375 | 12.9375
2029 | 11 | 22 | 23 | 1020.4801 | 0
2029 | 11 | 23 | 0 | 968.0166 | 0
2029 | 11 | 23 | 1 | 919.629 | 0
2029 | 11 | 23 | 2 | 891.7601 | 0
2029 | 11 | 23 | 3 | 873.592 | 0
2029 | 11 | 23 | 4 | 865.9224 | 0
2029 | 11 | 23 | 5 | 871.4709 | 0
2029 | 11 | 23 | 6 | 900.1928 | 0
2029 | 11 | 23 | 7 | 948.7605 | 0
2029 | 11 | 23 | 8 | 989.342 | 0
2029 | 11 | 23 | 9 | 1024.932 | 0
2029 | 11 | 23 | 10 | 1045.7994 | 0
2029 | 11 | 23 | 11 | 1059.5908 | 9.5908
2029 | 11 | 23 | 12 | 1070.5903 | 20.5903
2029 | 11 | 23 | 13 | 1070.601 | 20.601
2029 | 11 | 23 | 14 | 1067.0477 | 17.0477
2029 | 11 | 23 | 15 | 1059.9819 | 9.9819
2029 | 11 | 23 | 16 | 1058.0007 | 8.0007
2029 | 11 | 23 | 17 | 1078.9846 | 28.9846
2029 | 11 | 23 | 18 | 1106.063 | 56.063
2029 | 11 | 23 | 19 | 1090.4025 | 40.4025
2029 | 11 | 23 | 20 | 1062.2227 | 12.2227
2029 | 11 | 23 | 21 | 1033.9218 | 0
2029 | 11 | 23 | 22 | 999.6808 | 0
2029 | 11 | 23 | 23 | 966.9817 | 0
2029 | 11 | 24 | 0 | 928.0991 | 0
2029 | 11 | 24 | 1 | 852.9475 | 0
2029 | 11 | 24 | 2 | 825.6282 | 0
2029 | 11 | 24 | 3 | 805.5903 | 0
2029 | 11 | 24 | 4 | 795.5907 | 0
2029 | 11 | 24 | 5 | 788.6906 | 0
2029 | 11 | 24 | 6 | 790.6267 | 0
2029 | 11 | 24 | 7 | 807.0053 | 0
2029 | 11 | 24 | 8 | 843.0811 | 0
2029 | 11 | 24 | 9 | 880.7657 | 0
2029 | 11 | 24 | 10 | 919.8573 | 0
2029 | 11 | 24 | 11 | 942.3848 | 0
2029 | 11 | 24 | 12 | 954.458 | 0
2029 | 11 | 24 | 13 | 966.5313 | 0
2029 | 11 | 24 | 14 | 963.1155 | 0
2029 | 11 | 24 | 15 | 957.0388 | 0
2029 | 11 | 24 | 16 | 959.5 | 0
2029 | 11 | 24 | 17 | 987.7692 | 0
2029 | 11 | 24 | 18 | 1021.9285 | 0
2029 | 11 | 24 | 19 | 1010.0205 | 0
2029 | 11 | 24 | 20 | 984.6935 | 0
2029 | 11 | 24 | 21 | 961.2632 | 0
2029 | 11 | 24 | 22 | 941.8972 | 0
2029 | 11 | 24 | 23 | 921.2644 | 0
2029 | 11 | 25 | 0 | 890.3241 | 0
2029 | 11 | 25 | 1 | 848.7087 | 0
2029 | 11 | 25 | 2 | 818.8293 | 0
2029 | 11 | 25 | 3 | 797.2583 | 0
2029 | 11 | 25 | 4 | 785.6921 | 0
2029 | 11 | 25 | 5 | 779.2905 | 0
2029 | 11 | 25 | 6 | 776.7843 | 0
2029 | 11 | 25 | 7 | 784.6036 | 0
2029 | 11 | 25 | 8 | 813.7827 | 0
2029 | 11 | 25 | 9 | 848.1044 | 0
2029 | 11 | 25 | 10 | 884.8286 | 0
2029 | 11 | 25 | 11 | 920.7052 | 0
2029 | 11 | 25 | 12 | 947.9883 | 0
2029 | 11 | 25 | 13 | 958.0773 | 0
2029 | 11 | 25 | 14 | 962.4944 | 0
2029 | 11 | 25 | 15 | 961.9503 | 0
2029 | 11 | 25 | 16 | 969.4345 | 0
2029 | 11 | 25 | 17 | 1008.5637 | 0
2029 | 11 | 25 | 18 | 1067.088 | 17.088
2029 | 11 | 25 | 19 | 1062.5969 | 12.5969
2029 | 11 | 25 | 20 | 1044.2639 | 0
2029 | 11 | 25 | 21 | 1023.0738 | 0
2029 | 11 | 25 | 22 | 994.9026 | 0
2029 | 11 | 25 | 23 | 953.835 | 0
2029 | 11 | 26 | 0 | 909.1781 | 0
2029 | 11 | 26 | 1 | 912.4075 | 0
2029 | 11 | 26 | 2 | 887.6087 | 0
2029 | 11 | 26 | 3 | 872.0289 | 0
2029 | 11 | 26 | 4 | 865.0012 | 0
2029 | 11 | 26 | 5 | 871.3538 | 0
2029 | 11 | 26 | 6 | 904.4689 | 0
2029 | 11 | 26 | 7 | 959.6408 | 0
2029 | 11 | 26 | 8 | 1013.9572 | 0
2029 | 11 | 26 | 9 | 1043.2198 | 0
2029 | 11 | 26 | 10 | 1076.0326 | 26.0326
2029 | 11 | 26 | 11 | 1096.6367 | 46.6367
2029 | 11 | 26 | 12 | 1117.2407 | 67.2407
2029 | 11 | 26 | 13 | 1122.2061 | 72.2061
2029 | 11 | 26 | 14 | 1125.7971 | 75.7971
2029 | 11 | 26 | 15 | 1123.2751 | 73.2751
2029 | 11 | 26 | 16 | 1127.5819 | 77.5819
2029 | 11 | 26 | 17 | 1153.2234 | 103.2234
2029 | 11 | 26 | 18 | 1179.0429 | 129.0429
2029 | 11 | 26 | 19 | 1163.3609 | 113.3609
2029 | 11 | 26 | 20 | 1138.6942 | 88.6942
2029 | 11 | 26 | 21 | 1112.1354 | 62.1354
2029 | 11 | 26 | 22 | 1073.3435 | 23.3435
2029 | 11 | 26 | 23 | 1023.8042 | 0
2029 | 11 | 27 | 0 | 973.0548 | 0
2029 | 11 | 27 | 1 | 929.3214 | 0
2029 | 11 | 27 | 2 | 899.3201 | 0
2029 | 11 | 27 | 3 | 880.8774 | 0
2029 | 11 | 27 | 4 | 872.2058 | 0
2029 | 11 | 27 | 5 | 876.5242 | 0
2029 | 11 | 27 | 6 | 900.1576 | 0
2029 | 11 | 27 | 7 | 957.5759 | 0
2029 | 11 | 27 | 8 | 1020.2584 | 0
2029 | 11 | 27 | 9 | 1058.701 | 8.701
2029 | 11 | 27 | 10 | 1092.8964 | 42.8964
2029 | 11 | 27 | 11 | 1120.0164 | 70.0164
2029 | 11 | 27 | 12 | 1133.5916 | 83.5916
2029 | 11 | 27 | 13 | 1137.1442 | 87.1442
2029 | 11 | 27 | 14 | 1133.9958 | 83.9958
2029 | 11 | 27 | 15 | 1122.9527 | 72.9527
2029 | 11 | 27 | 16 | 1101.591 | 51.591
2029 | 11 | 27 | 17 | 1130.7257 | 80.7257
2029 | 11 | 27 | 18 | 1146.648 | 96.648
2029 | 11 | 27 | 19 | 1162.5703 | 112.5703
2029 | 11 | 27 | 20 | 1139.0062 | 89.0062
2029 | 11 | 27 | 21 | 1111.116 | 61.116
2029 | 11 | 27 | 22 | 1075.5364 | 25.5364
2029 | 11 | 27 | 23 | 1033.4556 | 0
2029 | 11 | 28 | 0 | 982.9287 | 0
2029 | 11 | 28 | 1 | 936.1024 | 0
2029 | 11 | 28 | 2 | 908.713 | 0
2029 | 11 | 28 | 3 | 889.5413 | 0
2029 | 11 | 28 | 4 | 881.7004 | 0
2029 | 11 | 28 | 5 | 884.9194 | 0
2029 | 11 | 28 | 6 | 910.7159 | 0
2029 | 11 | 28 | 7 | 961.5332 | 0
2029 | 11 | 28 | 8 | 1020.678 | 0
2029 | 11 | 28 | 9 | 1055.8503 | 5.8503
2029 | 11 | 28 | 10 | 1081.1228 | 31.1228
2029 | 11 | 28 | 11 | 1098.7024 | 48.7024
2029 | 11 | 28 | 12 | 1112.3321 | 62.3321
2029 | 11 | 28 | 13 | 1117.1629 | 67.1629
2029 | 11 | 28 | 14 | 1120.3824 | 70.3824
2029 | 11 | 28 | 15 | 1117.9322 | 67.9322
2029 | 11 | 28 | 16 | 1122.7503 | 72.7503
2029 | 11 | 28 | 17 | 1151.6576 | 101.6576
2029 | 11 | 28 | 18 | 1195.7136 | 145.7136
2029 | 11 | 28 | 19 | 1182.8178 | 132.8178
2029 | 11 | 28 | 20 | 1160.8752 | 110.8752
2029 | 11 | 28 | 21 | 1133.8733 | 83.8733
2029 | 11 | 28 | 22 | 1095.6917 | 45.6917
2029 | 11 | 28 | 23 | 1047.4924 | 0
2029 | 11 | 29 | 0 | 993.345 | 0
2029 | 11 | 29 | 1 | 947.4785 | 0
2029 | 11 | 29 | 2 | 901.612 | 0
2029 | 11 | 29 | 3 | 880.7846 | 0
2029 | 11 | 29 | 4 | 872.8238 | 0
2029 | 11 | 29 | 5 | 876.3051 | 0
2029 | 11 | 29 | 6 | 907.4424 | 0
2029 | 11 | 29 | 7 | 969.8222 | 0
2029 | 11 | 29 | 8 | 1040.2464 | 0
2029 | 11 | 29 | 9 | 1080.8831 | 30.8831
2029 | 11 | 29 | 10 | 1101.214 | 51.214
2029 | 11 | 29 | 11 | 1117.5561 | 67.5561
2029 | 11 | 29 | 12 | 1129.0405 | 79.0405
2029 | 11 | 29 | 13 | 1128.2324 | 78.2324
2029 | 11 | 29 | 14 | 1128.8136 | 78.8136
2029 | 11 | 29 | 15 | 1119.9607 | 69.9607
2029 | 11 | 29 | 16 | 1116.2351 | 66.2351
2029 | 11 | 29 | 17 | 1144.5144 | 94.5144
2029 | 11 | 29 | 18 | 1184.9485 | 134.9485
2029 | 11 | 29 | 19 | 1181.6817 | 131.6817
2029 | 11 | 29 | 20 | 1164.2151 | 114.2151
2029 | 11 | 29 | 21 | 1143.5557 | 93.5557
2029 | 11 | 29 | 22 | 1102.4978 | 52.4978
2029 | 11 | 29 | 23 | 1051.432 | 1.432
2029 | 11 | 30 | 0 | 995.4991 | 0
2029 | 11 | 30 | 1 | 940.7855 | 0
2029 | 11 | 30 | 2 | 911.63 | 0
2029 | 11 | 30 | 3 | 893.7705 | 0
2029 | 11 | 30 | 4 | 884.7394 | 0
2029 | 11 | 30 | 5 | 888.4228 | 0
2029 | 11 | 30 | 6 | 917.6243 | 0
2029 | 11 | 30 | 7 | 972.3865 | 0
2029 | 11 | 30 | 8 | 1029.4638 | 0
2029 | 11 | 30 | 9 | 1059.591 | 9.591
2029 | 11 | 30 | 10 | 1084.3587 | 34.3587
2029 | 11 | 30 | 11 | 1101.5207 | 51.5207
2029 | 11 | 30 | 12 | 1112.1282 | 62.1282
2029 | 11 | 30 | 13 | 1111.3177 | 61.3177
2029 | 11 | 30 | 14 | 1107.0602 | 57.0602
2029 | 11 | 30 | 15 | 1096.5682 | 46.5682
2029 | 11 | 30 | 16 | 1091.4442 | 41.4442
2029 | 11 | 30 | 17 | 1117.8599 | 67.8599
2029 | 11 | 30 | 18 | 1151.0322 | 101.0322
2029 | 11 | 30 | 19 | 1139.159 | 89.159
2029 | 11 | 30 | 20 | 1114.7146 | 64.7146
2029 | 11 | 30 | 21 | 1088.9191 | 38.9191
2029 | 11 | 30 | 22 | 1058.0944 | 8.0944
2029 | 11 | 30 | 23 | 1026.844 | 0
2029 | 12 | 1 | 0 | 980.142 | 0
2029 | 12 | 1 | 1 | 921.2394 | 0
2029 | 12 | 1 | 2 | 879.1521 | 0
2029 | 12 | 1 | 3 | 837.0648 | 0
2029 | 12 | 1 | 4 | 822.4539 | 0
2029 | 12 | 1 | 5 | 815.741 | 0
2029 | 12 | 1 | 6 | 818.912 | 0
2029 | 12 | 1 | 7 | 837.4696 | 0
2029 | 12 | 1 | 8 | 875.5334 | 0
2029 | 12 | 1 | 9 | 911.2754 | 0
2029 | 12 | 1 | 10 | 949.1356 | 0
2029 | 12 | 1 | 11 | 978.6648 | 0
2029 | 12 | 1 | 12 | 997.8907 | 0
2029 | 12 | 1 | 13 | 1000.8074 | 0
2029 | 12 | 1 | 14 | 996.2453 | 0
2029 | 12 | 1 | 15 | 985.8924 | 0
2029 | 12 | 1 | 16 | 981.7066 | 0
2029 | 12 | 1 | 17 | 1015.22 | 0
2029 | 12 | 1 | 18 | 1065.7927 | 15.7927
2029 | 12 | 1 | 19 | 1065.5217 | 15.5217
2029 | 12 | 1 | 20 | 1046.8134 | 0
2029 | 12 | 1 | 21 | 1026.989 | 0
2029 | 12 | 1 | 22 | 998.5353 | 0
2029 | 12 | 1 | 23 | 957.0769 | 0
2029 | 12 | 2 | 0 | 913.2598 | 0
2029 | 12 | 2 | 1 | 879.0875 | 0
2029 | 12 | 2 | 2 | 853.3884 | 0
2029 | 12 | 2 | 3 | 835.4324 | 0
2029 | 12 | 2 | 4 | 826.4847 | 0
2029 | 12 | 2 | 5 | 825.8332 | 0
2029 | 12 | 2 | 6 | 835.1865 | 0
2029 | 12 | 2 | 7 | 848.2275 | 0
2029 | 12 | 2 | 8 | 861.3624 | 0
2029 | 12 | 2 | 9 | 890.8343 | 0
2029 | 12 | 2 | 10 | 923.041 | 0
2029 | 12 | 2 | 11 | 950.2264 | 0
2029 | 12 | 2 | 12 | 972.728 | 0
2029 | 12 | 2 | 13 | 979.5204 | 0
2029 | 12 | 2 | 14 | 975.7522 | 0
2029 | 12 | 2 | 15 | 974.0083 | 0
2029 | 12 | 2 | 16 | 982.0204 | 0
2029 | 12 | 2 | 17 | 1020.7587 | 0
2029 | 12 | 2 | 18 | 1065.4618 | 15.4618
2029 | 12 | 2 | 19 | 1060.4294 | 10.4294
2029 | 12 | 2 | 20 | 1042.5259 | 0
2029 | 12 | 2 | 21 | 1022.5685 | 0
2029 | 12 | 2 | 22 | 993.1935 | 0
2029 | 12 | 2 | 23 | 957.3951 | 0
2029 | 12 | 3 | 0 | 921.7355 | 0
2029 | 12 | 3 | 1 | 932.51 | 0
2029 | 12 | 3 | 2 | 908.1237 | 0
2029 | 12 | 3 | 3 | 893.7262 | 0
2029 | 12 | 3 | 4 | 888.1143 | 0
2029 | 12 | 3 | 5 | 897.1972 | 0
2029 | 12 | 3 | 6 | 933.3365 | 0
2029 | 12 | 3 | 7 | 992.4997 | 0
2029 | 12 | 3 | 8 | 1047.3601 | 0
2029 | 12 | 3 | 9 | 1079.0356 | 29.0356
2029 | 12 | 3 | 10 | 1102.5131 | 52.5131
2029 | 12 | 3 | 11 | 1117.97 | 67.97
2029 | 12 | 3 | 12 | 1127.8042 | 77.8042
2029 | 12 | 3 | 13 | 1127.6973 | 77.6973
2029 | 12 | 3 | 14 | 1126.7479 | 76.7479
2029 | 12 | 3 | 15 | 1120.8371 | 70.8371
2029 | 12 | 3 | 16 | 1126.2726 | 76.2726
2029 | 12 | 3 | 17 | 1156.1451 | 106.1451
2029 | 12 | 3 | 18 | 1186.443 | 136.443
2029 | 12 | 3 | 19 | 1172.1575 | 122.1575
2029 | 12 | 3 | 20 | 1149.9653 | 99.9653
2029 | 12 | 3 | 21 | 1123.8411 | 73.8411
2029 | 12 | 3 | 22 | 1081.4645 | 31.4645
2029 | 12 | 3 | 23 | 1036.5319 | 0
2029 | 12 | 4 | 0 | 984.844 | 0
2029 | 12 | 4 | 1 | 955.7731 | 0
2029 | 12 | 4 | 2 | 928.5328 | 0
2029 | 12 | 4 | 3 | 914.7845 | 0
2029 | 12 | 4 | 4 | 909.4611 | 0
2029 | 12 | 4 | 5 | 919.141 | 0
2029 | 12 | 4 | 6 | 954.2633 | 0
2029 | 12 | 4 | 7 | 1018.5045 | 0
2029 | 12 | 4 | 8 | 1083.2522 | 33.2522
2029 | 12 | 4 | 9 | 1118.2291 | 68.2291
2029 | 12 | 4 | 10 | 1148.9507 | 98.9507
2029 | 12 | 4 | 11 | 1167.9652 | 117.9652
2029 | 12 | 4 | 12 | 1177.4356 | 127.4356
2029 | 12 | 4 | 13 | 1174.1581 | 124.1581
2029 | 12 | 4 | 14 | 1167.5248 | 117.5248
2029 | 12 | 4 | 15 | 1157.8943 | 107.8943
2029 | 12 | 4 | 16 | 1143.1105 | 93.1105
2029 | 12 | 4 | 17 | 1170.6962 | 120.6962
2029 | 12 | 4 | 18 | 1210.7276 | 160.7276
2029 | 12 | 4 | 19 | 1197.0251 | 147.0251
2029 | 12 | 4 | 20 | 1174.8582 | 124.8582
2029 | 12 | 4 | 21 | 1149.6037 | 99.6037
2029 | 12 | 4 | 22 | 1110.4251 | 60.4251
2029 | 12 | 4 | 23 | 1059.669 | 9.669
2029 | 12 | 5 | 0 | 1001.2664 | 0
2029 | 12 | 5 | 1 | 989.0841 | 0
2029 | 12 | 5 | 2 | 961.2138 | 0
2029 | 12 | 5 | 3 | 946.2993 | 0
2029 | 12 | 5 | 4 | 939.3506 | 0
2029 | 12 | 5 | 5 | 947.4181 | 0
2029 | 12 | 5 | 6 | 977.4601 | 0
2029 | 12 | 5 | 7 | 1028.5104 | 0
2029 | 12 | 5 | 8 | 1081.7977 | 31.7977
2029 | 12 | 5 | 9 | 1106.4049 | 56.4049
2029 | 12 | 5 | 10 | 1128.0665 | 78.0665
2029 | 12 | 5 | 11 | 1140.3062 | 90.3062
2029 | 12 | 5 | 12 | 1149.0778 | 99.0778
2029 | 12 | 5 | 13 | 1147.3035 | 97.3035
2029 | 12 | 5 | 14 | 1141.5909 | 91.5909
2029 | 12 | 5 | 15 | 1135.8359 | 85.8359
2029 | 12 | 5 | 16 | 1140.7187 | 90.7187
2029 | 12 | 5 | 17 | 1170.6878 | 120.6878
2029 | 12 | 5 | 18 | 1215.3484 | 165.3484
2029 | 12 | 5 | 19 | 1205.0446 | 155.0446
2029 | 12 | 5 | 20 | 1184.7921 | 134.7921
2029 | 12 | 5 | 21 | 1156.9173 | 106.9173
2029 | 12 | 5 | 22 | 1121.651 | 71.651
2029 | 12 | 5 | 23 | 1076.2763 | 26.2763
2029 | 12 | 6 | 0 | 1026.0493 | 0
2029 | 12 | 6 | 1 | 987.11 | 0
2029 | 12 | 6 | 2 | 948.1706 | 0
2029 | 12 | 6 | 3 | 931.2558 | 0
2029 | 12 | 6 | 4 | 923.8282 | 0
2029 | 12 | 6 | 5 | 930.4192 | 0
2029 | 12 | 6 | 6 | 965.1846 | 0
2029 | 12 | 6 | 7 | 1023.7314 | 0
2029 | 12 | 6 | 8 | 1071.729 | 21.729
2029 | 12 | 6 | 9 | 1105.1499 | 55.1499
2029 | 12 | 6 | 10 | 1121.0185 | 71.0185
2029 | 12 | 6 | 11 | 1131.4308 | 81.4308
2029 | 12 | 6 | 12 | 1138.4941 | 88.4941
2029 | 12 | 6 | 13 | 1139.3092 | 89.3092
2029 | 12 | 6 | 14 | 1135.2429 | 85.2429
2029 | 12 | 6 | 15 | 1129.3038 | 79.3038
2029 | 12 | 6 | 16 | 1130.9937 | 80.9937
2029 | 12 | 6 | 17 | 1159.6266 | 109.6266
2029 | 12 | 6 | 18 | 1188.991 | 138.991
2029 | 12 | 6 | 19 | 1175.888 | 125.888
2029 | 12 | 6 | 20 | 1152.2856 | 102.2856
2029 | 12 | 6 | 21 | 1127.919 | 77.919
2029 | 12 | 6 | 22 | 1087.6845 | 37.6845
2029 | 12 | 6 | 23 | 1045.6792 | 0
2029 | 12 | 7 | 0 | 998.4909 | 0
2029 | 12 | 7 | 1 | 948.9355 | 0
2029 | 12 | 7 | 2 | 920.1492 | 0
2029 | 12 | 7 | 3 | 903.3749 | 0
2029 | 12 | 7 | 4 | 897.4895 | 0
2029 | 12 | 7 | 5 | 905.8584 | 0
2029 | 12 | 7 | 6 | 939.4596 | 0
2029 | 12 | 7 | 7 | 998.0456 | 0
2029 | 12 | 7 | 8 | 1051.2848 | 1.2848
2029 | 12 | 7 | 9 | 1086.4266 | 36.4266
2029 | 12 | 7 | 10 | 1105.9386 | 55.9386
2029 | 12 | 7 | 11 | 1117.5549 | 67.5549
2029 | 12 | 7 | 12 | 1124.4102 | 74.4102
2029 | 12 | 7 | 13 | 1122.6748 | 72.6748
2029 | 12 | 7 | 14 | 1118.9501 | 68.9501
2029 | 12 | 7 | 15 | 1112.8632 | 62.8632
2029 | 12 | 7 | 16 | 1111.8033 | 61.8033
2029 | 12 | 7 | 17 | 1137.2135 | 87.2135
2029 | 12 | 7 | 18 | 1165.2768 | 115.2768
2029 | 12 | 7 | 19 | 1149.4199 | 99.4199
2029 | 12 | 7 | 20 | 1122.5948 | 72.5948
2029 | 12 | 7 | 21 | 1096.3632 | 46.3632
2029 | 12 | 7 | 22 | 1061.3129 | 11.3129
2029 | 12 | 7 | 23 | 1026.949 | 0
2029 | 12 | 8 | 0 | 982.2347 | 0
2029 | 12 | 8 | 1 | 936.2299 | 0
2029 | 12 | 8 | 2 | 890.2252 | 0
2029 | 12 | 8 | 3 | 870.9976 | 0
2029 | 12 | 8 | 4 | 861.0802 | 0
2029 | 12 | 8 | 5 | 859.4785 | 0
2029 | 12 | 8 | 6 | 872.7481 | 0
2029 | 12 | 8 | 7 | 893.2166 | 0
2029 | 12 | 8 | 8 | 917.5816 | 0
2029 | 12 | 8 | 9 | 951.2499 | 0
2029 | 12 | 8 | 10 | 990.3173 | 0
2029 | 12 | 8 | 11 | 1015.9775 | 0
2029 | 12 | 8 | 12 | 1033.776 | 0
2029 | 12 | 8 | 13 | 1034.9762 | 0
2029 | 12 | 8 | 14 | 1028.1669 | 0
2029 | 12 | 8 | 15 | 1019.7952 | 0
2029 | 12 | 8 | 16 | 1018.3406 | 0
2029 | 12 | 8 | 17 | 1048.1229 | 0
2029 | 12 | 8 | 18 | 1082.7216 | 32.7216
2029 | 12 | 8 | 19 | 1070.0083 | 20.0083
2029 | 12 | 8 | 20 | 1044.4903 | 0
2029 | 12 | 8 | 21 | 1020.864 | 0
2029 | 12 | 8 | 22 | 994.2158 | 0
2029 | 12 | 8 | 23 | 966.0715 | 0
2029 | 12 | 9 | 0 | 931.7802 | 0
2029 | 12 | 9 | 1 | 903.9569 | 0
2029 | 12 | 9 | 2 | 873.7757 | 0
2029 | 12 | 9 | 3 | 854.1739 | 0
2029 | 12 | 9 | 4 | 843.2824 | 0
2029 | 12 | 9 | 5 | 840.2658 | 0
2029 | 12 | 9 | 6 | 844.8881 | 0
2029 | 12 | 9 | 7 | 855.7581 | 0
2029 | 12 | 9 | 8 | 869.6336 | 0
2029 | 12 | 9 | 9 | 894.7894 | 0
2029 | 12 | 9 | 10 | 929.2463 | 0
2029 | 12 | 9 | 11 | 957.9159 | 0
2029 | 12 | 9 | 12 | 980.9019 | 0
2029 | 12 | 9 | 13 | 987.2709 | 0
2029 | 12 | 9 | 14 | 981.2139 | 0
2029 | 12 | 9 | 15 | 977.2912 | 0
2029 | 12 | 9 | 16 | 979.914 | 0
2029 | 12 | 9 | 17 | 1017.4549 | 0
2029 | 12 | 9 | 18 | 1049.058 | 0
2029 | 12 | 9 | 19 | 1080.6611 | 30.6611
2029 | 12 | 9 | 20 | 1071.3558 | 21.3558
2029 | 12 | 9 | 21 | 1054.0656 | 4.0656
2029 | 12 | 9 | 22 | 1023.5776 | 0
2029 | 12 | 9 | 23 | 982.7978 | 0
2029 | 12 | 10 | 0 | 941.7566 | 0
2029 | 12 | 10 | 1 | 981.2799 | 0
2029 | 12 | 10 | 2 | 956.6219 | 0
2029 | 12 | 10 | 3 | 943.1527 | 0
2029 | 12 | 10 | 4 | 936.1121 | 0
2029 | 12 | 10 | 5 | 942.0101 | 0
2029 | 12 | 10 | 6 | 971.2218 | 0
2029 | 12 | 10 | 7 | 1023.3411 | 0
2029 | 12 | 10 | 8 | 1075.0159 | 25.0159
2029 | 12 | 10 | 9 | 1115.1451 | 65.1451
2029 | 12 | 10 | 10 | 1140.4232 | 90.4232
2029 | 12 | 10 | 11 | 1153.9532 | 103.9532
2029 | 12 | 10 | 12 | 1163.7836 | 113.7836
2029 | 12 | 10 | 13 | 1161.6448 | 111.6448
2029 | 12 | 10 | 14 | 1157.9337 | 107.9337
2029 | 12 | 10 | 15 | 1153.5355 | 103.5355
2029 | 12 | 10 | 16 | 1156.3684 | 106.3684
2029 | 12 | 10 | 17 | 1185.9742 | 135.9742
2029 | 12 | 10 | 18 | 1213.3865 | 163.3865
2029 | 12 | 10 | 19 | 1199.2783 | 149.2783
2029 | 12 | 10 | 20 | 1176.2667 | 126.2667
2029 | 12 | 10 | 21 | 1150.823 | 100.823
2029 | 12 | 10 | 22 | 1111.174 | 61.174
2029 | 12 | 10 | 23 | 1073.208 | 23.208
2029 | 12 | 11 | 0 | 1028.5773 | 0
2029 | 12 | 11 | 1 | 968.0388 | 0
2029 | 12 | 11 | 2 | 940.7776 | 0
2029 | 12 | 11 | 3 | 923.3706 | 0
2029 | 12 | 11 | 4 | 915.6163 | 0
2029 | 12 | 11 | 5 | 921.3482 | 0
2029 | 12 | 11 | 6 | 951.186 | 0
2029 | 12 | 11 | 7 | 1006.3513 | 0
2029 | 12 | 11 | 8 | 1059.5675 | 9.5675
2029 | 12 | 11 | 9 | 1093.0726 | 43.0726
2029 | 12 | 11 | 10 | 1123.0573 | 73.0573
2029 | 12 | 11 | 11 | 1145.1061 | 95.1061
2029 | 12 | 11 | 12 | 1154.1252 | 104.1252
2029 | 12 | 11 | 13 | 1153.7782 | 103.7782
2029 | 12 | 11 | 14 | 1146.8251 | 96.8251
2029 | 12 | 11 | 15 | 1136.7912 | 86.7912
2029 | 12 | 11 | 16 | 1120.5156 | 70.5156
2029 | 12 | 11 | 17 | 1150.7058 | 100.7058
2029 | 12 | 11 | 18 | 1190.2229 | 140.2229
2029 | 12 | 11 | 19 | 1176.4111 | 126.4111
2029 | 12 | 11 | 20 | 1155.0909 | 105.0909
2029 | 12 | 11 | 21 | 1129.8083 | 79.8083
2029 | 12 | 11 | 22 | 1092.7717 | 42.7717
2029 | 12 | 11 | 23 | 1049.4675 | 0
2029 | 12 | 12 | 0 | 1001.6178 | 0
2029 | 12 | 12 | 1 | 954.0373 | 0
2029 | 12 | 12 | 2 | 926.1665 | 0
2029 | 12 | 12 | 3 | 908.8718 | 0
2029 | 12 | 12 | 4 | 902.0804 | 0
2029 | 12 | 12 | 5 | 909.1404 | 0
2029 | 12 | 12 | 6 | 940.6789 | 0
2029 | 12 | 12 | 7 | 984.9588 | 0
2029 | 12 | 12 | 8 | 1028.6756 | 0
2029 | 12 | 12 | 9 | 1057.2356 | 7.2356
2029 | 12 | 12 | 10 | 1080.1348 | 30.1348
2029 | 12 | 12 | 11 | 1095.3747 | 45.3747
2029 | 12 | 12 | 12 | 1103.1385 | 53.1385
2029 | 12 | 12 | 13 | 1104.8454 | 54.8454
2029 | 12 | 12 | 14 | 1104.1133 | 54.1133
2029 | 12 | 12 | 15 | 1101.1191 | 51.1191
2029 | 12 | 12 | 16 | 1104.6756 | 54.6756
2029 | 12 | 12 | 17 | 1132.8278 | 82.8278
2029 | 12 | 12 | 18 | 1170.837 | 120.837
2029 | 12 | 12 | 19 | 1152.4175 | 102.4175
2029 | 12 | 12 | 20 | 1129.412 | 79.412
2029 | 12 | 12 | 21 | 1104.6639 | 54.6639
2029 | 12 | 12 | 22 | 1069.0934 | 19.0934
2029 | 12 | 12 | 23 | 1028.3019 | 0
2029 | 12 | 13 | 0 | 983.673 | 0
2029 | 12 | 13 | 1 | 940.666 | 0
2029 | 12 | 13 | 2 | 911.0941 | 0
2029 | 12 | 13 | 3 | 892.5155 | 0
2029 | 12 | 13 | 4 | 883.035 | 0
2029 | 12 | 13 | 5 | 889.7157 | 0
2029 | 12 | 13 | 6 | 918.8243 | 0
2029 | 12 | 13 | 7 | 972.6469 | 0
2029 | 12 | 13 | 8 | 1019.9157 | 0
2029 | 12 | 13 | 9 | 1051.0908 | 1.0908
2029 | 12 | 13 | 10 | 1075.7854 | 25.7854
2029 | 12 | 13 | 11 | 1092.1168 | 42.1168
2029 | 12 | 13 | 12 | 1105.4787 | 55.4787
2029 | 12 | 13 | 13 | 1110.0446 | 60.0446
2029 | 12 | 13 | 14 | 1111.1063 | 61.1063
2029 | 12 | 13 | 15 | 1105.3939 | 55.3939
2029 | 12 | 13 | 16 | 1107.176 | 57.176
2029 | 12 | 13 | 17 | 1134.6921 | 84.6921
2029 | 12 | 13 | 18 | 1160.5931 | 110.5931
2029 | 12 | 13 | 19 | 1143.9068 | 93.9068
2029 | 12 | 13 | 20 | 1118.9577 | 68.9577
2029 | 12 | 13 | 21 | 1093.9624 | 43.9624
2029 | 12 | 13 | 22 | 1055.7603 | 5.7603
2029 | 12 | 13 | 23 | 1012.6023 | 0
2029 | 12 | 14 | 0 | 969.3704 | 0
2029 | 12 | 14 | 1 | 952.1281 | 0
2029 | 12 | 14 | 2 | 920.3789 | 0
2029 | 12 | 14 | 3 | 900.2543 | 0
2029 | 12 | 14 | 4 | 891.663 | 0
2029 | 12 | 14 | 5 | 895.1815 | 0
2029 | 12 | 14 | 6 | 922.3788 | 0
2029 | 12 | 14 | 7 | 975.0557 | 0
2029 | 12 | 14 | 8 | 1024.1207 | 0
2029 | 12 | 14 | 9 | 1065.141 | 15.141
2029 | 12 | 14 | 10 | 1093.6599 | 43.6599
2029 | 12 | 14 | 11 | 1108.5675 | 58.5675
2029 | 12 | 14 | 12 | 1119.3605 | 69.3605
2029 | 12 | 14 | 13 | 1116.9274 | 66.9274
2029 | 12 | 14 | 14 | 1113.1461 | 63.1461
2029 | 12 | 14 | 15 | 1106.5601 | 56.5601
2029 | 12 | 14 | 16 | 1099.4574 | 49.4574
2029 | 12 | 14 | 17 | 1123.1569 | 73.1569
2029 | 12 | 14 | 18 | 1155.0301 | 105.0301
2029 | 12 | 14 | 19 | 1140.5243 | 90.5243
2029 | 12 | 14 | 20 | 1117.8167 | 67.8167
2029 | 12 | 14 | 21 | 1094.9834 | 44.9834
2029 | 12 | 14 | 22 | 1059.8088 | 9.8088
2029 | 12 | 14 | 23 | 1027.7098 | 0
2029 | 12 | 15 | 0 | 985.8144 | 0
2029 | 12 | 15 | 1 | 929.4599 | 0
2029 | 12 | 15 | 2 | 873.1053 | 0
2029 | 12 | 15 | 3 | 849.7492 | 0
2029 | 12 | 15 | 4 | 838.7242 | 0
2029 | 12 | 15 | 5 | 831.0904 | 0
2029 | 12 | 15 | 6 | 830.5373 | 0
2029 | 12 | 15 | 7 | 843.8225 | 0
2029 | 12 | 15 | 8 | 879.0455 | 0
2029 | 12 | 15 | 9 | 909.3538 | 0
2029 | 12 | 15 | 10 | 939.2515 | 0
2029 | 12 | 15 | 11 | 963.5491 | 0
2029 | 12 | 15 | 12 | 981.5025 | 0
2029 | 12 | 15 | 13 | 982.1831 | 0
2029 | 12 | 15 | 14 | 976.3256 | 0
2029 | 12 | 15 | 15 | 979.8068 | 0
2029 | 12 | 15 | 16 | 983.2881 | 0
2029 | 12 | 15 | 17 | 1008.029 | 0
2029 | 12 | 15 | 18 | 1032.77 | 0
2029 | 12 | 15 | 19 | 1022.1393 | 0
2029 | 12 | 15 | 20 | 995.2423 | 0
2029 | 12 | 15 | 21 | 976.2593 | 0
2029 | 12 | 15 | 22 | 964.1701 | 0
2029 | 12 | 15 | 23 | 947.6234 | 0
2029 | 12 | 16 | 0 | 918.0077 | 0
2029 | 12 | 16 | 1 | 873.0119 | 0
2029 | 12 | 16 | 2 | 844.466 | 0
2029 | 12 | 16 | 3 | 821.116 | 0
2029 | 12 | 16 | 4 | 809.8658 | 0
2029 | 12 | 16 | 5 | 803.1861 | 0
2029 | 12 | 16 | 6 | 803.4065 | 0
2029 | 12 | 16 | 7 | 812.3775 | 0
2029 | 12 | 16 | 8 | 838.7376 | 0
2029 | 12 | 16 | 9 | 869.1465 | 0
2029 | 12 | 16 | 10 | 901.238 | 0
2029 | 12 | 16 | 11 | 933.7748 | 0
2029 | 12 | 16 | 12 | 959.0658 | 0
2029 | 12 | 16 | 13 | 966.0411 | 0
2029 | 12 | 16 | 14 | 963.4112 | 0
2029 | 12 | 16 | 15 | 959.555 | 0
2029 | 12 | 16 | 16 | 965.9352 | 0
2029 | 12 | 16 | 17 | 1004.9406 | 0
2029 | 12 | 16 | 18 | 1051.5266 | 1.5266
2029 | 12 | 16 | 19 | 1049.9394 | 0
2029 | 12 | 16 | 20 | 1033.0268 | 0
2029 | 12 | 16 | 21 | 1017.3002 | 0
2029 | 12 | 16 | 22 | 993.3463 | 0
2029 | 12 | 16 | 23 | 970.5122 | 0
2029 | 12 | 17 | 0 | 935.5839 | 0
2029 | 12 | 17 | 1 | 950.1275 | 0
2029 | 12 | 17 | 2 | 926.3118 | 0
2029 | 12 | 17 | 3 | 908.2278 | 0
2029 | 12 | 17 | 4 | 901.947 | 0
2029 | 12 | 17 | 5 | 906.0531 | 0
2029 | 12 | 17 | 6 | 932.0292 | 0
2029 | 12 | 17 | 7 | 982.3793 | 0
2029 | 12 | 17 | 8 | 1035.2193 | 0
2029 | 12 | 17 | 9 | 1070.7906 | 20.7906
2029 | 12 | 17 | 10 | 1096.7015 | 46.7015
2029 | 12 | 17 | 11 | 1111.2804 | 61.2804
2029 | 12 | 17 | 12 | 1123.4276 | 73.4276
2029 | 12 | 17 | 13 | 1121.849 | 71.849
2029 | 12 | 17 | 14 | 1119.6115 | 69.6115
2029 | 12 | 17 | 15 | 1114.5312 | 64.5312
2029 | 12 | 17 | 16 | 1117.8037 | 67.8037
2029 | 12 | 17 | 17 | 1147.7697 | 97.7697
2029 | 12 | 17 | 18 | 1184.0937 | 134.0937
2029 | 12 | 17 | 19 | 1176.8795 | 126.8795
2029 | 12 | 17 | 20 | 1155.6164 | 105.6164
2029 | 12 | 17 | 21 | 1132.4067 | 82.4067
2029 | 12 | 17 | 22 | 1098.8814 | 48.8814
2029 | 12 | 17 | 23 | 1064.9232 | 14.9232
2029 | 12 | 18 | 0 | 1020.0117 | 0
2029 | 12 | 18 | 1 | 960.8589 | 0
2029 | 12 | 18 | 2 | 933.3172 | 0
2029 | 12 | 18 | 3 | 914.0043 | 0
2029 | 12 | 18 | 4 | 905.6885 | 0
2029 | 12 | 18 | 5 | 909.059 | 0
2029 | 12 | 18 | 6 | 933.2119 | 0
2029 | 12 | 18 | 7 | 987.3268 | 0
2029 | 12 | 18 | 8 | 1045.8791 | 0
2029 | 12 | 18 | 9 | 1081.3817 | 31.3817
2029 | 12 | 18 | 10 | 1112.612 | 62.612
2029 | 12 | 18 | 11 | 1135.9283 | 85.9283
2029 | 12 | 18 | 12 | 1145.6553 | 95.6553
2029 | 12 | 18 | 13 | 1144.3315 | 94.3315
2029 | 12 | 18 | 14 | 1137.3554 | 87.3554
2029 | 12 | 18 | 15 | 1127.2121 | 77.2121
2029 | 12 | 18 | 16 | 1111.9472 | 61.9472
2029 | 12 | 18 | 17 | 1139.6575 | 89.6575
2029 | 12 | 18 | 18 | 1179.0812 | 129.0812
2029 | 12 | 18 | 19 | 1165.9379 | 115.9379
2029 | 12 | 18 | 20 | 1142.4916 | 92.4916
2029 | 12 | 18 | 21 | 1119.3321 | 69.3321
2029 | 12 | 18 | 22 | 1089.2405 | 39.2405
2029 | 12 | 18 | 23 | 1049.4864 | 0
2029 | 12 | 19 | 0 | 1000.7987 | 0
2029 | 12 | 19 | 1 | 960.8948 | 0
2029 | 12 | 19 | 2 | 934.2328 | 0
2029 | 12 | 19 | 3 | 917.7641 | 0
2029 | 12 | 19 | 4 | 910.1283 | 0
2029 | 12 | 19 | 5 | 913.9745 | 0
2029 | 12 | 19 | 6 | 939.6049 | 0
2029 | 12 | 19 | 7 | 977.8823 | 0
2029 | 12 | 19 | 8 | 1025.0731 | 0
2029 | 12 | 19 | 9 | 1055.9166 | 5.9166
2029 | 12 | 19 | 10 | 1083.3026 | 33.3026
2029 | 12 | 19 | 11 | 1094.4713 | 44.4713
2029 | 12 | 19 | 12 | 1105.64 | 55.64
2029 | 12 | 19 | 13 | 1111.6944 | 61.6944
2029 | 12 | 19 | 14 | 1110.8614 | 60.8614
2029 | 12 | 19 | 15 | 1112.208 | 62.208
2029 | 12 | 19 | 16 | 1113.5546 | 63.5546
2029 | 12 | 19 | 17 | 1141.4378 | 91.4378
2029 | 12 | 19 | 18 | 1182.2883 | 132.2883
2029 | 12 | 19 | 19 | 1166.0581 | 116.0581
2029 | 12 | 19 | 20 | 1141.62 | 91.62
2029 | 12 | 19 | 21 | 1116.6781 | 66.6781
2029 | 12 | 19 | 22 | 1083.5015 | 33.5015
2029 | 12 | 19 | 23 | 1046.8229 | 0
2029 | 12 | 20 | 0 | 1002.0246 | 0
2029 | 12 | 20 | 1 | 960.6753 | 0
2029 | 12 | 20 | 2 | 932.036 | 0
2029 | 12 | 20 | 3 | 916.3004 | 0
2029 | 12 | 20 | 4 | 909.6237 | 0
2029 | 12 | 20 | 5 | 916.4665 | 0
2029 | 12 | 20 | 6 | 951.526 | 0
2029 | 12 | 20 | 7 | 1012.0798 | 0
2029 | 12 | 20 | 8 | 1085.4619 | 35.4619
2029 | 12 | 20 | 9 | 1122.0085 | 72.0085
2029 | 12 | 20 | 10 | 1139.8274 | 89.8274
2029 | 12 | 20 | 11 | 1152.091 | 102.091
2029 | 12 | 20 | 12 | 1161.7143 | 111.7143
2029 | 12 | 20 | 13 | 1157.6242 | 107.6242
2029 | 12 | 20 | 14 | 1156.3067 | 106.3067
2029 | 12 | 20 | 15 | 1148.4474 | 98.4474
2029 | 12 | 20 | 16 | 1147.6614 | 97.6614
2029 | 12 | 20 | 17 | 1176.4456 | 126.4456
2029 | 12 | 20 | 18 | 1217.8244 | 167.8244
2029 | 12 | 20 | 19 | 1214.9332 | 164.9332
2029 | 12 | 20 | 20 | 1196.1919 | 146.1919
2029 | 12 | 20 | 21 | 1175.6195 | 125.6195
2029 | 12 | 20 | 22 | 1137.2195 | 87.2195
2029 | 12 | 20 | 23 | 1089.7608 | 39.7608
2029 | 12 | 21 | 0 | 1031.7717 | 0
2029 | 12 | 21 | 1 | 992.615 | 0
2029 | 12 | 21 | 2 | 963.8544 | 0
2029 | 12 | 21 | 3 | 944.8632 | 0
2029 | 12 | 21 | 4 | 937.4 | 0
2029 | 12 | 21 | 5 | 940.5419 | 0
2029 | 12 | 21 | 6 | 967.3628 | 0
2029 | 12 | 21 | 7 | 1015.4417 | 0
2029 | 12 | 21 | 8 | 1065.9987 | 15.9987
2029 | 12 | 21 | 9 | 1097.515 | 47.515
2029 | 12 | 21 | 10 | 1118.2303 | 68.2303
2029 | 12 | 21 | 11 | 1129.6683 | 79.6683
2029 | 12 | 21 | 12 | 1135.8682 | 85.8682
2029 | 12 | 21 | 13 | 1131.2643 | 81.2643
2029 | 12 | 21 | 14 | 1124.5458 | 74.5458
2029 | 12 | 21 | 15 | 1123.0397 | 73.0397
2029 | 12 | 21 | 16 | 1121.5337 | 71.5337
2029 | 12 | 21 | 17 | 1131.4386 | 81.4386
2029 | 12 | 21 | 18 | 1164.2681 | 114.2681
2029 | 12 | 21 | 19 | 1153.9762 | 103.9762
2029 | 12 | 21 | 20 | 1128.9989 | 78.9989
2029 | 12 | 21 | 21 | 1106.3287 | 56.3287
2029 | 12 | 21 | 22 | 1074.6091 | 24.6091
2029 | 12 | 21 | 23 | 1043.5378 | 0
2029 | 12 | 22 | 0 | 1005.4471 | 0
2029 | 12 | 22 | 1 | 959.1165 | 0
2029 | 12 | 22 | 2 | 912.7858 | 0
2029 | 12 | 22 | 3 | 891.361 | 0
2029 | 12 | 22 | 4 | 880.3335 | 0
2029 | 12 | 22 | 5 | 880.6326 | 0
2029 | 12 | 22 | 6 | 896.8952 | 0
2029 | 12 | 22 | 7 | 916.4529 | 0
2029 | 12 | 22 | 8 | 931.4806 | 0
2029 | 12 | 22 | 9 | 964.0562 | 0
2029 | 12 | 22 | 10 | 1006.4908 | 0
2029 | 12 | 22 | 11 | 1032.2629 | 0
2029 | 12 | 22 | 12 | 1049.1101 | 0
2029 | 12 | 22 | 13 | 1049.7509 | 0
2029 | 12 | 22 | 14 | 1041.2898 | 0
2029 | 12 | 22 | 15 | 1030.0399 | 0
2029 | 12 | 22 | 16 | 1025.8524 | 0
2029 | 12 | 22 | 17 | 1053.4057 | 3.4057
2029 | 12 | 22 | 18 | 1102.8222 | 52.8222
2029 | 12 | 22 | 19 | 1099.5419 | 49.5419
2029 | 12 | 22 | 20 | 1075.5398 | 25.5398
2029 | 12 | 22 | 21 | 1055.646 | 5.646
2029 | 12 | 22 | 22 | 1029.1328 | 0
2029 | 12 | 22 | 23 | 1006.4242 | 0
2029 | 12 | 23 | 0 | 969.5437 | 0
2029 | 12 | 23 | 1 | 935.0327 | 0
2029 | 12 | 23 | 2 | 905.1297 | 0
2029 | 12 | 23 | 3 | 883.5359 | 0
2029 | 12 | 23 | 4 | 872.6166 | 0
2029 | 12 | 23 | 5 | 869.9059 | 0
2029 | 12 | 23 | 6 | 878.3683 | 0
2029 | 12 | 23 | 7 | 888.6047 | 0
2029 | 12 | 23 | 8 | 897.2049 | 0
2029 | 12 | 23 | 9 | 925.9693 | 0
2029 | 12 | 23 | 10 | 961.3582 | 0
2029 | 12 | 23 | 11 | 994.7346 | 0
2029 | 12 | 23 | 12 | 1021.3705 | 0
2029 | 12 | 23 | 13 | 1032.1124 | 0
2029 | 12 | 23 | 14 | 1031.4973 | 0
2029 | 12 | 23 | 15 | 1029.6577 | 0
2029 | 12 | 23 | 16 | 1034.1922 | 0
2029 | 12 | 23 | 17 | 1064.1209 | 14.1209
2029 | 12 | 23 | 18 | 1110.0592 | 60.0592
2029 | 12 | 23 | 19 | 1109.3113 | 59.3113
2029 | 12 | 23 | 20 | 1088.4432 | 38.4432
2029 | 12 | 23 | 21 | 1067.1211 | 17.1211
2029 | 12 | 23 | 22 | 1038.4057 | 0
2029 | 12 | 23 | 23 | 999.8922 | 0
2029 | 12 | 24 | 0 | 968.6259 | 0
2029 | 12 | 24 | 1 | 931.1215 | 0
2029 | 12 | 24 | 2 | 893.6172 | 0
2029 | 12 | 24 | 3 | 876.7811 | 0
2029 | 12 | 24 | 4 | 869.6658 | 0
2029 | 12 | 24 | 5 | 876.3393 | 0
2029 | 12 | 24 | 6 | 901.1821 | 0
2029 | 12 | 24 | 7 | 932.1832 | 0
2029 | 12 | 24 | 8 | 951.5069 | 0
2029 | 12 | 24 | 9 | 963.0352 | 0
2029 | 12 | 24 | 10 | 981.6098 | 0
2029 | 12 | 24 | 11 | 1004.577 | 0
2029 | 12 | 24 | 12 | 1017.1698 | 0
2029 | 12 | 24 | 13 | 1018.519 | 0
2029 | 12 | 24 | 14 | 1010.1784 | 0
2029 | 12 | 24 | 15 | 1004.2489 | 0
2029 | 12 | 24 | 16 | 1006.8978 | 0
2029 | 12 | 24 | 17 | 1032.5349 | 0
2029 | 12 | 24 | 18 | 1068.6466 | 18.6466
2029 | 12 | 24 | 19 | 1041.0768 | 0
2029 | 12 | 24 | 20 | 1005.3701 | 0
2029 | 12 | 24 | 21 | 982.3742 | 0
2029 | 12 | 24 | 22 | 965.6498 | 0
2029 | 12 | 24 | 23 | 947.5183 | 0
2029 | 12 | 25 | 0 | 923.4742 | 0
2029 | 12 | 25 | 1 | 875.4038 | 0
2029 | 12 | 25 | 2 | 827.3333 | 0
2029 | 12 | 25 | 3 | 807.1011 | 0
2029 | 12 | 25 | 4 | 794.8724 | 0
2029 | 12 | 25 | 5 | 789.4274 | 0
2029 | 12 | 25 | 6 | 789.6259 | 0
2029 | 12 | 25 | 7 | 794.0772 | 0
2029 | 12 | 25 | 8 | 807.23 | 0
2029 | 12 | 25 | 9 | 823.0916 | 0
2029 | 12 | 25 | 10 | 851.528 | 0
2029 | 12 | 25 | 11 | 879.2726 | 0
2029 | 12 | 25 | 12 | 897.8774 | 0
2029 | 12 | 25 | 13 | 907.6136 | 0
2029 | 12 | 25 | 14 | 904.1725 | 0
2029 | 12 | 25 | 15 | 899.9667 | 0
2029 | 12 | 25 | 16 | 904.1461 | 0
2029 | 12 | 25 | 17 | 929.4783 | 0
2029 | 12 | 25 | 18 | 960.7162 | 0
2029 | 12 | 25 | 19 | 941.4885 | 0
2029 | 12 | 25 | 20 | 923.0542 | 0
2029 | 12 | 25 | 21 | 911.0915 | 0
2029 | 12 | 25 | 22 | 898.9344 | 0
2029 | 12 | 25 | 23 | 877.7945 | 0
2029 | 12 | 26 | 0 | 848.0453 | 0
2029 | 12 | 26 | 1 | 833.4715 | 0
2029 | 12 | 26 | 2 | 808.3747 | 0
2029 | 12 | 26 | 3 | 790.9231 | 0
2029 | 12 | 26 | 4 | 782.2845 | 0
2029 | 12 | 26 | 5 | 778.092 | 0
2029 | 12 | 26 | 6 | 787.1067 | 0
2029 | 12 | 26 | 7 | 803.0704 | 0
2029 | 12 | 26 | 8 | 827.2915 | 0
2029 | 12 | 26 | 9 | 843.4863 | 0
2029 | 12 | 26 | 10 | 864.1212 | 0
2029 | 12 | 26 | 11 | 894.3705 | 0
2029 | 12 | 26 | 12 | 913.909 | 0
2029 | 12 | 26 | 13 | 922.4455 | 0
2029 | 12 | 26 | 14 | 920.5701 | 0
2029 | 12 | 26 | 15 | 918.043 | 0
2029 | 12 | 26 | 16 | 922.0842 | 0
2029 | 12 | 26 | 17 | 953.3019 | 0
2029 | 12 | 26 | 18 | 986.4815 | 0
2029 | 12 | 26 | 19 | 978.2686 | 0
2029 | 12 | 26 | 20 | 965.4755 | 0
2029 | 12 | 26 | 21 | 955.5353 | 0
2029 | 12 | 26 | 22 | 935.8637 | 0
2029 | 12 | 26 | 23 | 906.0195 | 0
2029 | 12 | 27 | 0 | 878.8908 | 0
2029 | 12 | 27 | 1 | 844.3016 | 0
2029 | 12 | 27 | 2 | 818.9072 | 0
2029 | 12 | 27 | 3 | 793.5128 | 0
2029 | 12 | 27 | 4 | 786.2646 | 0
2029 | 12 | 27 | 5 | 786.572 | 0
2029 | 12 | 27 | 6 | 793.1491 | 0
2029 | 12 | 27 | 7 | 812.9289 | 0
2029 | 12 | 27 | 8 | 841.0599 | 0
2029 | 12 | 27 | 9 | 889.7287 | 0
2029 | 12 | 27 | 10 | 944.5096 | 0
2029 | 12 | 27 | 11 | 977.7888 | 0
2029 | 12 | 27 | 12 | 998.5145 | 0
2029 | 12 | 27 | 13 | 1002.0525 | 0
2029 | 12 | 27 | 14 | 985.9734 | 0
2029 | 12 | 27 | 15 | 963.9029 | 0
2029 | 12 | 27 | 16 | 936.502 | 0
2029 | 12 | 27 | 17 | 956.2485 | 0
2029 | 12 | 27 | 18 | 1014.9237 | 0
2029 | 12 | 27 | 19 | 1012.0223 | 0
2029 | 12 | 27 | 20 | 997.513 | 0
2029 | 12 | 27 | 21 | 983.6651 | 0
2029 | 12 | 27 | 22 | 962.9032 | 0
2029 | 12 | 27 | 23 | 943.6968 | 0
2029 | 12 | 28 | 0 | 955.9186 | 0
2029 | 12 | 28 | 1 | 949.8918 | 0
2029 | 12 | 28 | 2 | 943.8649 | 0
2029 | 12 | 28 | 3 | 921.8652 | 0
2029 | 12 | 28 | 4 | 908.6194 | 0
2029 | 12 | 28 | 5 | 903.8328 | 0
2029 | 12 | 28 | 6 | 903.7718 | 0
2029 | 12 | 28 | 7 | 903.1007 | 0
2029 | 12 | 28 | 8 | 909.8042 | 0
2029 | 12 | 28 | 9 | 939.079 | 0
2029 | 12 | 28 | 10 | 985.9377 | 0
2029 | 12 | 28 | 11 | 1013.593 | 0
2029 | 12 | 28 | 12 | 1030.861 | 0
2029 | 12 | 28 | 13 | 1032.2831 | 0
2029 | 12 | 28 | 14 | 1024.4701 | 0
2029 | 12 | 28 | 15 | 1012.0212 | 0
2029 | 12 | 28 | 16 | 1010.5251 | 0
2029 | 12 | 28 | 17 | 1035.9347 | 0
2029 | 12 | 28 | 18 | 1094.2673 | 44.2673
2029 | 12 | 28 | 19 | 1090.3352 | 40.3352
2029 | 12 | 28 | 20 | 1063.532 | 13.532
2029 | 12 | 28 | 21 | 1040.9847 | 0
2029 | 12 | 28 | 22 | 1017.6485 | 0
2029 | 12 | 28 | 23 | 1000.6065 | 0
2029 | 12 | 29 | 0 | 973.8575 | 0
2029 | 12 | 29 | 1 | 909.1694 | 0
2029 | 12 | 29 | 2 | 882.0124 | 0
2029 | 12 | 29 | 3 | 859.8713 | 0
2029 | 12 | 29 | 4 | 846.2956 | 0
2029 | 12 | 29 | 5 | 835.2135 | 0
2029 | 12 | 29 | 6 | 825.4936 | 0
2029 | 12 | 29 | 7 | 817.1703 | 0
2029 | 12 | 29 | 8 | 823.957 | 0
2029 | 12 | 29 | 9 | 859.6527 | 0
2029 | 12 | 29 | 10 | 897.2964 | 0
2029 | 12 | 29 | 11 | 926.6006 | 0
2029 | 12 | 29 | 12 | 949.8016 | 0
2029 | 12 | 29 | 13 | 957.4228 | 0
2029 | 12 | 29 | 14 | 955.5141 | 0
2029 | 12 | 29 | 15 | 952.8949 | 0
2029 | 12 | 29 | 16 | 958.0193 | 0
2029 | 12 | 29 | 17 | 989.877 | 0
2029 | 12 | 29 | 18 | 1034.1842 | 0
2029 | 12 | 29 | 19 | 1023.9137 | 0
2029 | 12 | 29 | 20 | 999.4237 | 0
2029 | 12 | 29 | 21 | 979.5985 | 0
2029 | 12 | 29 | 22 | 955.5019 | 0
2029 | 12 | 29 | 23 | 934.9769 | 0
2029 | 12 | 30 | 0 | 909.9076 | 0
2029 | 12 | 30 | 1 | 832.7197 | 0
2029 | 12 | 30 | 2 | 813.2885 | 0
2029 | 12 | 30 | 3 | 798.6728 | 0
2029 | 12 | 30 | 4 | 792.6147 | 0
2029 | 12 | 30 | 5 | 797.2611 | 0
2029 | 12 | 30 | 6 | 824.1391 | 0
2029 | 12 | 30 | 7 | 863.5748 | 0
2029 | 12 | 30 | 8 | 893.4232 | 0
2029 | 12 | 30 | 9 | 916.9693 | 0
2029 | 12 | 30 | 10 | 948.0974 | 0
2029 | 12 | 30 | 11 | 972.1355 | 0
2029 | 12 | 30 | 12 | 991.306 | 0
2029 | 12 | 30 | 13 | 1001.3835 | 0
2029 | 12 | 30 | 14 | 1003.9377 | 0
2029 | 12 | 30 | 15 | 1003.0384 | 0
2029 | 12 | 30 | 16 | 1003.2817 | 0
2029 | 12 | 30 | 17 | 1021.1503 | 0
2029 | 12 | 30 | 18 | 1048.8115 | 0
2029 | 12 | 30 | 19 | 1031.4438 | 0
2029 | 12 | 30 | 20 | 1000.8718 | 0
2029 | 12 | 30 | 21 | 975.0128 | 0
2029 | 12 | 30 | 22 | 944.0169 | 0
2029 | 12 | 30 | 23 | 920.1421 | 0
2029 | 12 | 31 | 0 | 877.0932 | 0
2029 | 12 | 31 | 1 | 848.7366 | 0
2029 | 12 | 31 | 2 | 808.6889 | 0
2029 | 12 | 31 | 3 | 790.1625 | 0
2029 | 12 | 31 | 4 | 784.3613 | 0
2029 | 12 | 31 | 5 | 791.1724 | 0
2029 | 12 | 31 | 6 | 825.5516 | 0
2029 | 12 | 31 | 7 | 872.0466 | 0
2029 | 12 | 31 | 8 | 901.2472 | 0
2029 | 12 | 31 | 9 | 921.9721 | 0
2029 | 12 | 31 | 10 | 947.9007 | 0
2029 | 12 | 31 | 11 | 972.0724 | 0
2029 | 12 | 31 | 12 | 993.6515 | 0
2029 | 12 | 31 | 13 | 1000.2657 | 0
2029 | 12 | 31 | 14 | 1000.7007 | 0
2029 | 12 | 31 | 15 | 998.1017 | 0
2029 | 12 | 31 | 16 | 998.9955 | 0
2029 | 12 | 31 | 17 | 1019.2898 | 0
2029 | 12 | 31 | 18 | 1053.6547 | 3.6547
2029 | 12 | 31 | 19 | 1035.8886 | 0
2029 | 12 | 31 | 20 | 1003.2884 | 0
2029 | 12 | 31 | 21 | 971.8419 | 0
2029 | 12 | 31 | 22 | 942.8215 | 0
2029 | 12 | 31 | 23 | 914.9782 | 0
2030 | 1 | 1 | 0 | 886.9731 | 0
2030 | 1 | 1 | 1 | 865.2933 | 0
2030 | 1 | 1 | 2 | 861.0292 | 0
2030 | 1 | 1 | 3 | 843.801 | 0
2030 | 1 | 1 | 4 | 834.7658 | 0
2030 | 1 | 1 | 5 | 833.7113 | 0
2030 | 1 | 1 | 6 | 849.6602 | 0
2030 | 1 | 1 | 7 | 868.8578 | 0
2030 | 1 | 1 | 8 | 874.8794 | 0
2030 | 1 | 1 | 9 | 875.6113 | 0
2030 | 1 | 1 | 10 | 893.3923 | 0
2030 | 1 | 1 | 11 | 918.193 | 0
2030 | 1 | 1 | 12 | 945.5035 | 0
2030 | 1 | 1 | 13 | 962.2277 | 0
2030 | 1 | 1 | 14 | 968.633 | 0
2030 | 1 | 1 | 15 | 971.1584 | 0
2030 | 1 | 1 | 16 | 973.2805 | 0
2030 | 1 | 1 | 17 | 1001.4042 | 0
2030 | 1 | 1 | 18 | 1048.2807 | 0
2030 | 1 | 1 | 19 | 1041.5939 | 0
2030 | 1 | 1 | 20 | 1021.8375 | 0
2030 | 1 | 1 | 21 | 1002.7688 | 0
2030 | 1 | 1 | 22 | 982.6166 | 0
2030 | 1 | 1 | 23 | 966.096 | 0
2030 | 1 | 2 | 0 | 937.2848 | 0
2030 | 1 | 2 | 1 | 980.2909 | 0
2030 | 1 | 2 | 2 | 992.8145 | 0
2030 | 1 | 2 | 3 | 1005.3381 | 0
2030 | 1 | 2 | 4 | 1001.294 | 0
2030 | 1 | 2 | 5 | 1007.9578 | 0
2030 | 1 | 2 | 6 | 1036.482 | 0
2030 | 1 | 2 | 7 | 1078.6958 | 28.6958
2030 | 1 | 2 | 8 | 1117.554 | 67.554
2030 | 1 | 2 | 9 | 1131.7446 | 81.7446
2030 | 1 | 2 | 10 | 1156.0682 | 106.0682
2030 | 1 | 2 | 11 | 1174.932 | 124.932
2030 | 1 | 2 | 12 | 1189.4607 | 139.4607
2030 | 1 | 2 | 13 | 1190.744 | 140.744
2030 | 1 | 2 | 14 | 1187.7935 | 137.7935
2030 | 1 | 2 | 15 | 1184.304 | 134.304
2030 | 1 | 2 | 16 | 1189.6469 | 139.6469
2030 | 1 | 2 | 17 | 1205.7945 | 155.7945
2030 | 1 | 2 | 18 | 1245.3587 | 195.3587
2030 | 1 | 2 | 19 | 1239.8482 | 189.8482
2030 | 1 | 2 | 20 | 1215.8134 | 165.8134
2030 | 1 | 2 | 21 | 1186.3575 | 136.3575
2030 | 1 | 2 | 22 | 1158.4392 | 108.4392
2030 | 1 | 2 | 23 | 1124.1593 | 74.1593
2030 | 1 | 3 | 0 | 1080.8398 | 30.8398
2030 | 1 | 3 | 1 | 1039.7167 | 0
2030 | 1 | 3 | 2 | 998.5937 | 0
2030 | 1 | 3 | 3 | 979.6147 | 0
2030 | 1 | 3 | 4 | 971.8285 | 0
2030 | 1 | 3 | 5 | 974.3291 | 0
2030 | 1 | 3 | 6 | 997.1028 | 0
2030 | 1 | 3 | 7 | 1036.8178 | 0
2030 | 1 | 3 | 8 | 1072.4786 | 22.4786
2030 | 1 | 3 | 9 | 1098.0004 | 48.0004
2030 | 1 | 3 | 10 | 1119.9926 | 69.9926
2030 | 1 | 3 | 11 | 1137.1678 | 87.1678
2030 | 1 | 3 | 12 | 1152.2141 | 102.2141
2030 | 1 | 3 | 13 | 1156.1425 | 106.1425
2030 | 1 | 3 | 14 | 1154.2373 | 104.2373
2030 | 1 | 3 | 15 | 1149.1878 | 99.1878
2030 | 1 | 3 | 16 | 1163.6973 | 113.6973
2030 | 1 | 3 | 17 | 1178.2068 | 128.2068
2030 | 1 | 3 | 18 | 1206.3766 | 156.3766
2030 | 1 | 3 | 19 | 1198.2266 | 148.2266
2030 | 1 | 3 | 20 | 1171.8713 | 121.8713
2030 | 1 | 3 | 21 | 1145.9603 | 95.9603
2030 | 1 | 3 | 22 | 1108.7724 | 58.7724
2030 | 1 | 3 | 23 | 1090.3959 | 40.3959
2030 | 1 | 4 | 0 | 1057.0123 | 7.0123
2030 | 1 | 4 | 1 | 984.6303 | 0
2030 | 1 | 4 | 2 | 956.7425 | 0
2030 | 1 | 4 | 3 | 935.3783 | 0
2030 | 1 | 4 | 4 | 930.1867 | 0
2030 | 1 | 4 | 5 | 934.0727 | 0
2030 | 1 | 4 | 6 | 960.2024 | 0
2030 | 1 | 4 | 7 | 1000.5461 | 0
2030 | 1 | 4 | 8 | 1034.3277 | 0
2030 | 1 | 4 | 9 | 1055.5104 | 5.5104
2030 | 1 | 4 | 10 | 1081.0527 | 31.0527
2030 | 1 | 4 | 11 | 1099.193 | 49.193
2030 | 1 | 4 | 12 | 1115.1057 | 65.1057
2030 | 1 | 4 | 13 | 1116.9852 | 66.9852
2030 | 1 | 4 | 14 | 1118.9401 | 68.9401
2030 | 1 | 4 | 15 | 1114.07 | 64.07
2030 | 1 | 4 | 16 | 1102.4739 | 52.4739
2030 | 1 | 4 | 17 | 1117.4352 | 67.4352
2030 | 1 | 4 | 18 | 1153.4971 | 103.4971
2030 | 1 | 4 | 19 | 1140.286 | 90.286
2030 | 1 | 4 | 20 | 1108.2277 | 58.2277
2030 | 1 | 4 | 21 | 1081.4209 | 31.4209
2030 | 1 | 4 | 22 | 1064.6136 | 14.6136
2030 | 1 | 4 | 23 | 1042.8784 | 0
2030 | 1 | 5 | 0 | 1007.8002 | 0
2030 | 1 | 5 | 1 | 959.1764 | 0
2030 | 1 | 5 | 2 | 910.5525 | 0
2030 | 1 | 5 | 3 | 893.7087 | 0
2030 | 1 | 5 | 4 | 888.5533 | 0
2030 | 1 | 5 | 5 | 888.195 | 0
2030 | 1 | 5 | 6 | 900.9136 | 0
2030 | 1 | 5 | 7 | 922.4972 | 0
2030 | 1 | 5 | 8 | 948.8517 | 0
2030 | 1 | 5 | 9 | 973.1066 | 0
2030 | 1 | 5 | 10 | 1008.078 | 0
2030 | 1 | 5 | 11 | 1034.2685 | 0
2030 | 1 | 5 | 12 | 1047.4768 | 0
2030 | 1 | 5 | 13 | 1060.6851 | 10.6851
2030 | 1 | 5 | 14 | 1061.9397 | 11.9397
2030 | 1 | 5 | 15 | 1053.5227 | 3.5227
2030 | 1 | 5 | 16 | 1037.0604 | 0
2030 | 1 | 5 | 17 | 1049.8212 | 0
2030 | 1 | 5 | 18 | 1097.0305 | 47.0305
2030 | 1 | 5 | 19 | 1095.1351 | 45.1351
2030 | 1 | 5 | 20 | 1067.5269 | 17.5269
2030 | 1 | 5 | 21 | 1045.8355 | 0
2030 | 1 | 5 | 22 | 1019.9036 | 0
2030 | 1 | 5 | 23 | 1002.3334 | 0
2030 | 1 | 6 | 0 | 968.771 | 0
2030 | 1 | 6 | 1 | 939.4639 | 0
2030 | 1 | 6 | 2 | 913.9135 | 0
2030 | 1 | 6 | 3 | 893.4618 | 0
2030 | 1 | 6 | 4 | 886.2108 | 0
2030 | 1 | 6 | 5 | 885.8997 | 0
2030 | 1 | 6 | 6 | 893.3837 | 0
2030 | 1 | 6 | 7 | 903.8048 | 0
2030 | 1 | 6 | 8 | 916.6251 | 0
2030 | 1 | 6 | 9 | 936.1417 | 0
2030 | 1 | 6 | 10 | 967.4353 | 0
2030 | 1 | 6 | 11 | 993.7921 | 0
2030 | 1 | 6 | 12 | 1018.6021 | 0
2030 | 1 | 6 | 13 | 1029.8032 | 0
2030 | 1 | 6 | 14 | 1039.4575 | 0
2030 | 1 | 6 | 15 | 1036.3864 | 0
2030 | 1 | 6 | 16 | 1054.4739 | 4.4739
2030 | 1 | 6 | 17 | 1072.5614 | 22.5614
2030 | 1 | 6 | 18 | 1110.7995 | 60.7995
2030 | 1 | 6 | 19 | 1112.2531 | 62.2531
2030 | 1 | 6 | 20 | 1090.9615 | 40.9615
2030 | 1 | 6 | 21 | 1067.4351 | 17.4351
2030 | 1 | 6 | 22 | 1035.1011 | 0
2030 | 1 | 6 | 23 | 1006.9178 | 0
2030 | 1 | 7 | 0 | 981.2686 | 0
2030 | 1 | 7 | 1 | 955.6195 | 0
2030 | 1 | 7 | 2 | 932.5077 | 0
2030 | 1 | 7 | 3 | 919.8538 | 0
2030 | 1 | 7 | 4 | 919.4076 | 0
2030 | 1 | 7 | 5 | 931.5455 | 0
2030 | 1 | 7 | 6 | 969.5394 | 0
2030 | 1 | 7 | 7 | 1037.7974 | 0
2030 | 1 | 7 | 8 | 1107.6423 | 57.6423
2030 | 1 | 7 | 9 | 1126.6387 | 76.6387
2030 | 1 | 7 | 10 | 1133.8932 | 83.8932
2030 | 1 | 7 | 11 | 1139.4216 | 89.4216
2030 | 1 | 7 | 12 | 1152.8009 | 102.8009
2030 | 1 | 7 | 13 | 1153.4893 | 103.4893
2030 | 1 | 7 | 14 | 1150.711 | 100.711
2030 | 1 | 7 | 15 | 1144.4708 | 94.4708
2030 | 1 | 7 | 16 | 1146.7329 | 96.7329
2030 | 1 | 7 | 17 | 1166.2261 | 116.2261
2030 | 1 | 7 | 18 | 1199.0913 | 149.0913
2030 | 1 | 7 | 19 | 1190.0624 | 140.0624
2030 | 1 | 7 | 20 | 1161.0129 | 111.0129
2030 | 1 | 7 | 21 | 1127.4096 | 77.4096
2030 | 1 | 7 | 22 | 1086.5617 | 36.5617
2030 | 1 | 7 | 23 | 1050.5078 | 0.50781
2030 | 1 | 8 | 0 | 1007.9112 | 0
2030 | 1 | 8 | 1 | 954.7941 | 0
2030 | 1 | 8 | 2 | 926.6326 | 0
2030 | 1 | 8 | 3 | 908.3529 | 0
2030 | 1 | 8 | 4 | 902.7103 | 0
2030 | 1 | 8 | 5 | 913.038 | 0
2030 | 1 | 8 | 6 | 949.1021 | 0
2030 | 1 | 8 | 7 | 1008.597 | 0
2030 | 1 | 8 | 8 | 1063.8812 | 13.8812
2030 | 1 | 8 | 9 | 1083.7243 | 33.7243
2030 | 1 | 8 | 10 | 1111.7708 | 61.7708
2030 | 1 | 8 | 11 | 1136.6334 | 86.6334
2030 | 1 | 8 | 12 | 1145.456 | 95.456
2030 | 1 | 8 | 13 | 1143.5072 | 93.5072
2030 | 1 | 8 | 14 | 1133.65 | 83.65
2030 | 1 | 8 | 15 | 1120.7276 | 70.7276
2030 | 1 | 8 | 16 | 1119.465 | 69.465
2030 | 1 | 8 | 17 | 1144.3161 | 94.3161
2030 | 1 | 8 | 18 | 1169.1671 | 119.1671
2030 | 1 | 8 | 19 | 1167.1706 | 117.1706
2030 | 1 | 8 | 20 | 1151.6294 | 101.6294
2030 | 1 | 8 | 21 | 1124.1261 | 74.1261
2030 | 1 | 8 | 22 | 1086.2424 | 36.2424
2030 | 1 | 8 | 23 | 1047.3553 | 0
2030 | 1 | 9 | 0 | 996.2482 | 0
2030 | 1 | 9 | 1 | 1005.6434 | 0
2030 | 1 | 9 | 2 | 983.5649 | 0
2030 | 1 | 9 | 3 | 966.7232 | 0
2030 | 1 | 9 | 4 | 965.532 | 0
2030 | 1 | 9 | 5 | 974.9013 | 0
2030 | 1 | 9 | 6 | 1007.2099 | 0
2030 | 1 | 9 | 7 | 1050.7167 | 0.71672
2030 | 1 | 9 | 8 | 1085.5122 | 35.5122
2030 | 1 | 9 | 9 | 1093.3011 | 43.3011
2030 | 1 | 9 | 10 | 1119.8371 | 69.8371
2030 | 1 | 9 | 11 | 1141.4159 | 91.4159
2030 | 1 | 9 | 12 | 1151.3046 | 101.3046
2030 | 1 | 9 | 13 | 1161.1934 | 111.1934
2030 | 1 | 9 | 14 | 1160.6704 | 110.6704
2030 | 1 | 9 | 15 | 1158.132 | 108.132
2030 | 1 | 9 | 16 | 1171.4056 | 121.4056
2030 | 1 | 9 | 17 | 1184.6791 | 134.6791
2030 | 1 | 9 | 18 | 1227.9485 | 177.9485
2030 | 1 | 9 | 19 | 1215.0881 | 165.0881
2030 | 1 | 9 | 20 | 1189.2013 | 139.2013
2030 | 1 | 9 | 21 | 1154.3833 | 104.3833
2030 | 1 | 9 | 22 | 1119.1151 | 69.1151
2030 | 1 | 9 | 23 | 1086.757 | 36.757
2030 | 1 | 10 | 0 | 1048.3856 | 0
2030 | 1 | 10 | 1 | 1016.0036 | 0
2030 | 1 | 10 | 2 | 987.5964 | 0
2030 | 1 | 10 | 3 | 968.5261 | 0
2030 | 1 | 10 | 4 | 961.0059 | 0
2030 | 1 | 10 | 5 | 968.4825 | 0
2030 | 1 | 10 | 6 | 1001.9524 | 0
2030 | 1 | 10 | 7 | 1055.678 | 5.678
2030 | 1 | 10 | 8 | 1099.679 | 49.679
2030 | 1 | 10 | 9 | 1120.6319 | 70.6319
2030 | 1 | 10 | 10 | 1141.8453 | 91.8453
2030 | 1 | 10 | 11 | 1155.1115 | 105.1115
2030 | 1 | 10 | 12 | 1167.7606 | 117.7606
2030 | 1 | 10 | 13 | 1168.5864 | 118.5864
2030 | 1 | 10 | 14 | 1164.3493 | 114.3493
2030 | 1 | 10 | 15 | 1155.3507 | 105.3507
2030 | 1 | 10 | 16 | 1154.1177 | 104.1177
2030 | 1 | 10 | 17 | 1171.4133 | 121.4133
2030 | 1 | 10 | 18 | 1213.1222 | 163.1222
2030 | 1 | 10 | 19 | 1212.6111 | 162.6111
2030 | 1 | 10 | 20 | 1187.312 | 137.312
2030 | 1 | 10 | 21 | 1160.5332 | 110.5332
2030 | 1 | 10 | 22 | 1117.4378 | 67.4378
2030 | 1 | 10 | 23 | 1092.1536 | 42.1536
2030 | 1 | 11 | 0 | 1051.2803 | 1.2803
2030 | 1 | 11 | 1 | 1023.3499 | 0
2030 | 1 | 11 | 2 | 998.5025 | 0
2030 | 1 | 11 | 3 | 982.9895 | 0
2030 | 1 | 11 | 4 | 982.2577 | 0
2030 | 1 | 11 | 5 | 989.1012 | 0
2030 | 1 | 11 | 6 | 1021.5597 | 0
2030 | 1 | 11 | 7 | 1071.9366 | 21.9366
2030 | 1 | 11 | 8 | 1116.2784 | 66.2784
2030 | 1 | 11 | 9 | 1140.1301 | 90.1301
2030 | 1 | 11 | 10 | 1158.4349 | 108.4349
2030 | 1 | 11 | 11 | 1169.7415 | 119.7415
2030 | 1 | 11 | 12 | 1175.7429 | 125.7429
2030 | 1 | 11 | 13 | 1169.0177 | 119.0177
2030 | 1 | 11 | 14 | 1161.0287 | 111.0287
2030 | 1 | 11 | 15 | 1150.2766 | 100.2766
2030 | 1 | 11 | 16 | 1152.0734 | 102.0734
2030 | 1 | 11 | 17 | 1161.2877 | 111.2877
2030 | 1 | 11 | 18 | 1199.8437 | 149.8437
2030 | 1 | 11 | 19 | 1196.1445 | 146.1445
2030 | 1 | 11 | 20 | 1169.4902 | 119.4902
2030 | 1 | 11 | 21 | 1147.9786 | 97.9786
2030 | 1 | 11 | 22 | 1131.1433 | 81.1433
2030 | 1 | 11 | 23 | 1109.736 | 59.736
2030 | 1 | 12 | 0 | 1078.825 | 28.825
2030 | 1 | 12 | 1 | 1007.9199 | 0
2030 | 1 | 12 | 2 | 937.0149 | 0
2030 | 1 | 12 | 3 | 918.177 | 0
2030 | 1 | 12 | 4 | 909.5231 | 0
2030 | 1 | 12 | 5 | 904.2803 | 0
2030 | 1 | 12 | 6 | 907.4602 | 0
2030 | 1 | 12 | 7 | 919.003 | 0
2030 | 1 | 12 | 8 | 944.1338 | 0
2030 | 1 | 12 | 9 | 963.3944 | 0
2030 | 1 | 12 | 10 | 991.4451 | 0
2030 | 1 | 12 | 11 | 1014.566 | 0
2030 | 1 | 12 | 12 | 1027.8261 | 0
2030 | 1 | 12 | 13 | 1023.6448 | 0
2030 | 1 | 12 | 14 | 1012.4684 | 0
2030 | 1 | 12 | 15 | 1000.2689 | 0
2030 | 1 | 12 | 16 | 1009.4033 | 0
2030 | 1 | 12 | 17 | 1033.79 | 0
2030 | 1 | 12 | 18 | 1058.1767 | 8.1767
2030 | 1 | 12 | 19 | 1051.2028 | 1.2028
2030 | 1 | 12 | 20 | 1018.1797 | 0
2030 | 1 | 12 | 21 | 995.8569 | 0
2030 | 1 | 12 | 22 | 986.5065 | 0
2030 | 1 | 12 | 23 | 973.1786 | 0
2030 | 1 | 13 | 0 | 947.2292 | 0
2030 | 1 | 13 | 1 | 920.0191 | 0
2030 | 1 | 13 | 2 | 899.1767 | 0
2030 | 1 | 13 | 3 | 881.7409 | 0
2030 | 1 | 13 | 4 | 873.0756 | 0
2030 | 1 | 13 | 5 | 871.2771 | 0
2030 | 1 | 13 | 6 | 877.031 | 0
2030 | 1 | 13 | 7 | 885.4302 | 0
2030 | 1 | 13 | 8 | 905.5845 | 0
2030 | 1 | 13 | 9 | 928.9413 | 0
2030 | 1 | 13 | 10 | 954.8964 | 0
2030 | 1 | 13 | 11 | 983.6799 | 0
2030 | 1 | 13 | 12 | 1013.3352 | 0
2030 | 1 | 13 | 13 | 1020.0819 | 0
2030 | 1 | 13 | 14 | 1020.9552 | 0
2030 | 1 | 13 | 15 | 1015.3675 | 0
2030 | 1 | 13 | 16 | 1011.1542 | 0
2030 | 1 | 13 | 17 | 1037.5948 | 0
2030 | 1 | 13 | 18 | 1086.4268 | 36.4268
2030 | 1 | 13 | 19 | 1091.1639 | 41.1639
2030 | 1 | 13 | 20 | 1066.4622 | 16.4622
2030 | 1 | 13 | 21 | 1039.4832 | 0
2030 | 1 | 13 | 22 | 1010.2336 | 0
2030 | 1 | 13 | 23 | 992.5794 | 0
2030 | 1 | 14 | 0 | 988.2073 | 0
2030 | 1 | 14 | 1 | 983.8351 | 0
2030 | 1 | 14 | 2 | 1000.0614 | 0
2030 | 1 | 14 | 3 | 984.8809 | 0
2030 | 1 | 14 | 4 | 983.0784 | 0
2030 | 1 | 14 | 5 | 988.8911 | 0
2030 | 1 | 14 | 6 | 1018.341 | 0
2030 | 1 | 14 | 7 | 1068.3691 | 18.3691
2030 | 1 | 14 | 8 | 1121.9487 | 71.9487
2030 | 1 | 14 | 9 | 1161.6362 | 111.6362
2030 | 1 | 14 | 10 | 1175.7883 | 125.7883
2030 | 1 | 14 | 11 | 1192.9619 | 142.9619
2030 | 1 | 14 | 12 | 1200.8832 | 150.8832
2030 | 1 | 14 | 13 | 1208.0472 | 158.0472
2030 | 1 | 14 | 14 | 1203.48 | 153.48
2030 | 1 | 14 | 15 | 1196.4995 | 146.4995
2030 | 1 | 14 | 16 | 1196.2741 | 146.2741
2030 | 1 | 14 | 17 | 1210.9171 | 160.9171
2030 | 1 | 14 | 18 | 1251.5646 | 201.5646
2030 | 1 | 14 | 19 | 1253.3441 | 203.3441
2030 | 1 | 14 | 20 | 1229.9903 | 179.9903
2030 | 1 | 14 | 21 | 1197.2906 | 147.2906
2030 | 1 | 14 | 22 | 1176.8265 | 126.8265
2030 | 1 | 14 | 23 | 1148.6349 | 98.6349
2030 | 1 | 15 | 0 | 1107.0033 | 57.0033
2030 | 1 | 15 | 1 | 1058.2158 | 8.2158
2030 | 1 | 15 | 2 | 1034.6559 | 0
2030 | 1 | 15 | 3 | 1017.4193 | 0
2030 | 1 | 15 | 4 | 1014.2061 | 0
2030 | 1 | 15 | 5 | 1017.7251 | 0
2030 | 1 | 15 | 6 | 1041.69 | 0
2030 | 1 | 15 | 7 | 1098.5484 | 48.5484
2030 | 1 | 15 | 8 | 1159.8176 | 109.8176
2030 | 1 | 15 | 9 | 1187.2821 | 137.2821
2030 | 1 | 15 | 10 | 1212.7222 | 162.7222
2030 | 1 | 15 | 11 | 1236.3246 | 186.3246
2030 | 1 | 15 | 12 | 1250.0153 | 200.0153
2030 | 1 | 15 | 13 | 1247.5969 | 197.5969
2030 | 1 | 15 | 14 | 1235.8116 | 185.8116
2030 | 1 | 15 | 15 | 1221.0401 | 171.0401
2030 | 1 | 15 | 16 | 1200.9079 | 150.9079
2030 | 1 | 15 | 17 | 1213.3844 | 163.3844
2030 | 1 | 15 | 18 | 1255.5127 | 205.5127
2030 | 1 | 15 | 19 | 1264.5847 | 214.5847
2030 | 1 | 15 | 20 | 1249.7366 | 199.7366
2030 | 1 | 15 | 21 | 1232.3577 | 182.3577
2030 | 1 | 15 | 22 | 1216.4134 | 166.4134
2030 | 1 | 15 | 23 | 1176.658 | 126.658
2030 | 1 | 16 | 0 | 1125.5425 | 75.5425
2030 | 1 | 16 | 1 | 1092.0837 | 42.0837
2030 | 1 | 16 | 2 | 1063.0288 | 13.0288
2030 | 1 | 16 | 3 | 1043.9529 | 0
2030 | 1 | 16 | 4 | 1037.056 | 0
2030 | 1 | 16 | 5 | 1041.0144 | 0
2030 | 1 | 16 | 6 | 1065.7541 | 15.7541
2030 | 1 | 16 | 7 | 1106.675 | 56.675
2030 | 1 | 16 | 8 | 1149.5957 | 99.5957
2030 | 1 | 16 | 9 | 1170.1881 | 120.1881
2030 | 1 | 16 | 10 | 1192.2993 | 142.2993
2030 | 1 | 16 | 11 | 1208.4481 | 158.4481
2030 | 1 | 16 | 12 | 1221.3687 | 171.3687
2030 | 1 | 16 | 13 | 1220.2946 | 170.2946
2030 | 1 | 16 | 14 | 1214.9166 | 164.9166
2030 | 1 | 16 | 15 | 1210.476 | 160.476
2030 | 1 | 16 | 16 | 1215.0655 | 165.0655
2030 | 1 | 16 | 17 | 1226.9098 | 176.9098
2030 | 1 | 16 | 18 | 1262.769 | 212.769
2030 | 1 | 16 | 19 | 1264.6083 | 214.6083
2030 | 1 | 16 | 20 | 1242.4255 | 192.4255
2030 | 1 | 16 | 21 | 1218.3317 | 168.3317
2030 | 1 | 16 | 22 | 1197.7632 | 147.7632
2030 | 1 | 16 | 23 | 1161.5616 | 111.5616
2030 | 1 | 17 | 0 | 1113.294 | 63.294
2030 | 1 | 17 | 1 | 1063.6849 | 13.6849
2030 | 1 | 17 | 2 | 1035.6312 | 0
2030 | 1 | 17 | 3 | 1017.2952 | 0
2030 | 1 | 17 | 4 | 1010.3342 | 0
2030 | 1 | 17 | 5 | 1016.1084 | 0
2030 | 1 | 17 | 6 | 1047.3267 | 0
2030 | 1 | 17 | 7 | 1098.5547 | 48.5547
2030 | 1 | 17 | 8 | 1151.8434 | 101.8434
2030 | 1 | 17 | 9 | 1185.5912 | 135.5912
2030 | 1 | 17 | 10 | 1201.682 | 151.682
2030 | 1 | 17 | 11 | 1214.1977 | 164.1977
2030 | 1 | 17 | 12 | 1223.7883 | 173.7883
2030 | 1 | 17 | 13 | 1224.1728 | 174.1728
2030 | 1 | 17 | 14 | 1223.1183 | 173.1183
2030 | 1 | 17 | 15 | 1212.6556 | 162.6556
2030 | 1 | 17 | 16 | 1205.9828 | 155.9828
2030 | 1 | 17 | 17 | 1218.5251 | 168.5251
2030 | 1 | 17 | 18 | 1254.2279 | 204.2279
2030 | 1 | 17 | 19 | 1262.1818 | 212.1818
2030 | 1 | 17 | 20 | 1238.2895 | 188.2895
2030 | 1 | 17 | 21 | 1210.3172 | 160.3172
2030 | 1 | 17 | 22 | 1173.2981 | 123.2981
2030 | 1 | 17 | 23 | 1142.5002 | 92.5002
2030 | 1 | 18 | 0 | 1095.8153 | 45.8153
2030 | 1 | 18 | 1 | 1081.7197 | 31.7197
2030 | 1 | 18 | 2 | 1052.5588 | 2.5588
2030 | 1 | 18 | 3 | 1032.4382 | 0
2030 | 1 | 18 | 4 | 1023.854 | 0
2030 | 1 | 18 | 5 | 1028.3992 | 0
2030 | 1 | 18 | 6 | 1052.9652 | 2.9652
2030 | 1 | 18 | 7 | 1102.5021 | 52.5021
2030 | 1 | 18 | 8 | 1147.9663 | 97.9663
2030 | 1 | 18 | 9 | 1183.6372 | 133.6372
2030 | 1 | 18 | 10 | 1202.608 | 152.608
2030 | 1 | 18 | 11 | 1214.5521 | 164.5521
2030 | 1 | 18 | 12 | 1224.1247 | 174.1247
2030 | 1 | 18 | 13 | 1222.9174 | 172.9174
2030 | 1 | 18 | 14 | 1218.0757 | 168.0757
2030 | 1 | 18 | 15 | 1210.2778 | 160.2778
2030 | 1 | 18 | 16 | 1202.507 | 152.507
2030 | 1 | 18 | 17 | 1213.0552 | 163.0552
2030 | 1 | 18 | 18 | 1243.8217 | 193.8217
2030 | 1 | 18 | 19 | 1243.0604 | 193.0604
2030 | 1 | 18 | 20 | 1212.7175 | 162.7175
2030 | 1 | 18 | 21 | 1182.3332 | 132.3332
2030 | 1 | 18 | 22 | 1163.0058 | 113.0058
2030 | 1 | 18 | 23 | 1133.617 | 83.617
2030 | 1 | 19 | 0 | 1092.1616 | 42.1616
2030 | 1 | 19 | 1 | 989.5999 | 0
2030 | 1 | 19 | 2 | 962.5345 | 0
2030 | 1 | 19 | 3 | 940.2056 | 0
2030 | 1 | 19 | 4 | 932.179 | 0
2030 | 1 | 19 | 5 | 927.2433 | 0
2030 | 1 | 19 | 6 | 931.8768 | 0
2030 | 1 | 19 | 7 | 945.8353 | 0
2030 | 1 | 19 | 8 | 966.0803 | 0
2030 | 1 | 19 | 9 | 989.5861 | 0
2030 | 1 | 19 | 10 | 1027.1095 | 0
2030 | 1 | 19 | 11 | 1055.0455 | 5.0455
2030 | 1 | 19 | 12 | 1071.9541 | 21.9541
2030 | 1 | 19 | 13 | 1072.7418 | 22.7418
2030 | 1 | 19 | 14 | 1070.2165 | 20.2165
2030 | 1 | 19 | 15 | 1062.9901 | 12.9901
2030 | 1 | 19 | 16 | 1050.3065 | 0.30646
2030 | 1 | 19 | 17 | 1068.7327 | 18.7327
2030 | 1 | 19 | 18 | 1103.184 | 53.184
2030 | 1 | 19 | 19 | 1106.0423 | 56.0423
2030 | 1 | 19 | 20 | 1075.5978 | 25.5978
2030 | 1 | 19 | 21 | 1050.5917 | 0.59172
2030 | 1 | 19 | 22 | 1033.9353 | 0
2030 | 1 | 19 | 23 | 1018.3891 | 0
2030 | 1 | 20 | 0 | 990.7039 | 0
2030 | 1 | 20 | 1 | 927.6706 | 0
2030 | 1 | 20 | 2 | 902.2868 | 0
2030 | 1 | 20 | 3 | 880.6886 | 0
2030 | 1 | 20 | 4 | 871.1839 | 0
2030 | 1 | 20 | 5 | 867.6693 | 0
2030 | 1 | 20 | 6 | 875.2914 | 0
2030 | 1 | 20 | 7 | 886.341 | 0
2030 | 1 | 20 | 8 | 898.9541 | 0
2030 | 1 | 20 | 9 | 925.5556 | 0
2030 | 1 | 20 | 10 | 958.2415 | 0
2030 | 1 | 20 | 11 | 986.9042 | 0
2030 | 1 | 20 | 12 | 1014.084 | 0
2030 | 1 | 20 | 13 | 1027.9427 | 0
2030 | 1 | 20 | 14 | 1040.3184 | 0
2030 | 1 | 20 | 15 | 1034.0344 | 0
2030 | 1 | 20 | 16 | 1044.3706 | 0
2030 | 1 | 20 | 17 | 1070.8333 | 20.8333
2030 | 1 | 20 | 18 | 1097.296 | 47.296
2030 | 1 | 20 | 19 | 1109.4286 | 59.4286
2030 | 1 | 20 | 20 | 1089.6593 | 39.6593
2030 | 1 | 20 | 21 | 1068.2859 | 18.2859
2030 | 1 | 20 | 22 | 1035.84 | 0
2030 | 1 | 20 | 23 | 1010.0415 | 0
2030 | 1 | 21 | 0 | 1001.6252 | 0
2030 | 1 | 21 | 1 | 993.2089 | 0
2030 | 1 | 21 | 2 | 1011.0921 | 0
2030 | 1 | 21 | 3 | 994.8532 | 0
2030 | 1 | 21 | 4 | 989.1145 | 0
2030 | 1 | 21 | 5 | 996.2575 | 0
2030 | 1 | 21 | 6 | 1024.5178 | 0
2030 | 1 | 21 | 7 | 1075.809 | 25.809
2030 | 1 | 21 | 8 | 1132.0633 | 82.0633
2030 | 1 | 21 | 9 | 1161.798 | 111.798
2030 | 1 | 21 | 10 | 1181.2769 | 131.2769
2030 | 1 | 21 | 11 | 1203.4663 | 153.4663
2030 | 1 | 21 | 12 | 1223.6483 | 173.6483
2030 | 1 | 21 | 13 | 1224.9545 | 174.9545
2030 | 1 | 21 | 14 | 1220.656 | 170.656
2030 | 1 | 21 | 15 | 1214.4951 | 164.4951
2030 | 1 | 21 | 16 | 1215.5307 | 165.5307
2030 | 1 | 21 | 17 | 1225.7771 | 175.7771
2030 | 1 | 21 | 18 | 1250.0663 | 200.0663
2030 | 1 | 21 | 19 | 1256.7707 | 206.7707
2030 | 1 | 21 | 20 | 1236.7609 | 186.7609
2030 | 1 | 21 | 21 | 1211.7583 | 161.7583
2030 | 1 | 21 | 22 | 1181.1789 | 131.1789
2030 | 1 | 21 | 23 | 1151.6041 | 101.6041
2030 | 1 | 22 | 0 | 1104.4695 | 54.4695
2030 | 1 | 22 | 1 | 1041.7289 | 0
2030 | 1 | 22 | 2 | 1011.1842 | 0
2030 | 1 | 22 | 3 | 991.343 | 0
2030 | 1 | 22 | 4 | 982.7822 | 0
2030 | 1 | 22 | 5 | 986.3237 | 0
2030 | 1 | 22 | 6 | 1011.053 | 0
2030 | 1 | 22 | 7 | 1060.0416 | 10.0416
2030 | 1 | 22 | 8 | 1115.6271 | 65.6271
2030 | 1 | 22 | 9 | 1144.2976 | 94.2976
2030 | 1 | 22 | 10 | 1176.0621 | 126.0621
2030 | 1 | 22 | 11 | 1204.6458 | 154.6458
2030 | 1 | 22 | 12 | 1216.6807 | 166.6807
2030 | 1 | 22 | 13 | 1215.1848 | 165.1848
2030 | 1 | 22 | 14 | 1205.1885 | 155.1885
2030 | 1 | 22 | 15 | 1193.6854 | 143.6854
2030 | 1 | 22 | 16 | 1172.9691 | 122.9691
2030 | 1 | 22 | 17 | 1187.6482 | 137.6482
2030 | 1 | 22 | 18 | 1208.414 | 158.414
2030 | 1 | 22 | 19 | 1229.1797 | 179.1797
2030 | 1 | 22 | 20 | 1205.5022 | 155.5022
2030 | 1 | 22 | 21 | 1177.5492 | 127.5492
2030 | 1 | 22 | 22 | 1153.596 | 103.596
2030 | 1 | 22 | 23 | 1116.074 | 66.074
2030 | 1 | 23 | 0 | 1065.8046 | 15.8046
2030 | 1 | 23 | 1 | 1050.911 | 0.91105
2030 | 1 | 23 | 2 | 1025.9266 | 0
2030 | 1 | 23 | 3 | 1010.0767 | 0
2030 | 1 | 23 | 4 | 1006.0797 | 0
2030 | 1 | 23 | 5 | 1008.5767 | 0
2030 | 1 | 23 | 6 | 1029.6256 | 0
2030 | 1 | 23 | 7 | 1066.9952 | 16.9952
2030 | 1 | 23 | 8 | 1121.6502 | 71.6502
2030 | 1 | 23 | 9 | 1151.9767 | 101.9767
2030 | 1 | 23 | 10 | 1172.4801 | 122.4801
2030 | 1 | 23 | 11 | 1189.1882 | 139.1882
2030 | 1 | 23 | 12 | 1200.6427 | 150.6427
2030 | 1 | 23 | 13 | 1198.9896 | 148.9896
2030 | 1 | 23 | 14 | 1198.1844 | 148.1844
2030 | 1 | 23 | 15 | 1194.4975 | 144.4975
2030 | 1 | 23 | 16 | 1201.6445 | 151.6445
2030 | 1 | 23 | 17 | 1219.681 | 169.681
2030 | 1 | 23 | 18 | 1258.974 | 208.974
2030 | 1 | 23 | 19 | 1267.4827 | 217.4827
2030 | 1 | 23 | 20 | 1249.5054 | 199.5054
2030 | 1 | 23 | 21 | 1220.6688 | 170.6688
2030 | 1 | 23 | 22 | 1190.278 | 140.278
2030 | 1 | 23 | 23 | 1164.0385 | 114.0385
2030 | 1 | 24 | 0 | 1124.5 | 74.5
2030 | 1 | 24 | 1 | 1097.1763 | 47.1763
2030 | 1 | 24 | 2 | 1069.0505 | 19.0505
2030 | 1 | 24 | 3 | 1051.3936 | 1.3936
2030 | 1 | 24 | 4 | 1044.5914 | 0
2030 | 1 | 24 | 5 | 1046.6051 | 0
2030 | 1 | 24 | 6 | 1069.2004 | 19.2004
2030 | 1 | 24 | 7 | 1114.879 | 64.879
2030 | 1 | 24 | 8 | 1170.0692 | 120.0692
2030 | 1 | 24 | 9 | 1200.5897 | 150.5897
2030 | 1 | 24 | 10 | 1217.7728 | 167.7728
2030 | 1 | 24 | 11 | 1226.5355 | 176.5355
2030 | 1 | 24 | 12 | 1235.6044 | 185.6044
2030 | 1 | 24 | 13 | 1229.3664 | 179.3664
2030 | 1 | 24 | 14 | 1223.1294 | 173.1294
2030 | 1 | 24 | 15 | 1213.6716 | 163.6716
2030 | 1 | 24 | 16 | 1208.0326 | 158.0326
2030 | 1 | 24 | 17 | 1219.0114 | 169.0114
2030 | 1 | 24 | 18 | 1253.6443 | 203.6443
2030 | 1 | 24 | 19 | 1273.4566 | 223.4566
2030 | 1 | 24 | 20 | 1261.3771 | 211.3771
2030 | 1 | 24 | 21 | 1234.9102 | 184.9102
2030 | 1 | 24 | 22 | 1210.3972 | 160.3972
2030 | 1 | 24 | 23 | 1180.5424 | 130.5424
2030 | 1 | 25 | 0 | 1135.3333 | 85.3333
2030 | 1 | 25 | 1 | 1092.6139 | 42.6139
2030 | 1 | 25 | 2 | 1061.5881 | 11.5881
2030 | 1 | 25 | 3 | 1043.6 | 0
2030 | 1 | 25 | 4 | 1036.1831 | 0
2030 | 1 | 25 | 5 | 1039.4259 | 0
2030 | 1 | 25 | 6 | 1063.7032 | 13.7032
2030 | 1 | 25 | 7 | 1113.5847 | 63.5847
2030 | 1 | 25 | 8 | 1164.7185 | 114.7185
2030 | 1 | 25 | 9 | 1191.2957 | 141.2957
2030 | 1 | 25 | 10 | 1207.3515 | 157.3515
2030 | 1 | 25 | 11 | 1217.9316 | 167.9316
2030 | 1 | 25 | 12 | 1229.0819 | 179.0819
2030 | 1 | 25 | 13 | 1222.4685 | 172.4685
2030 | 1 | 25 | 14 | 1213.5026 | 163.5026
2030 | 1 | 25 | 15 | 1201.3132 | 151.3132
2030 | 1 | 25 | 16 | 1194.6374 | 144.6374
2030 | 1 | 25 | 17 | 1198.5131 | 148.5131
2030 | 1 | 25 | 18 | 1228.1336 | 178.1336
2030 | 1 | 25 | 19 | 1245.6093 | 195.6093
2030 | 1 | 25 | 20 | 1236.7102 | 186.7102
2030 | 1 | 25 | 21 | 1226.3045 | 176.3045
2030 | 1 | 25 | 22 | 1210.9268 | 160.9268
2030 | 1 | 25 | 23 | 1182.3808 | 132.3808
2030 | 1 | 26 | 0 | 1128.7347 | 78.7347
2030 | 1 | 26 | 1 | 1036.6757 | 0
2030 | 1 | 26 | 2 | 1009.8766 | 0
2030 | 1 | 26 | 3 | 985.6666 | 0
2030 | 1 | 26 | 4 | 977.6358 | 0
2030 | 1 | 26 | 5 | 980.5521 | 0
2030 | 1 | 26 | 6 | 996.3453 | 0
2030 | 1 | 26 | 7 | 1013.5762 | 0
2030 | 1 | 26 | 8 | 1014.485 | 0
2030 | 1 | 26 | 9 | 1032.02 | 0
2030 | 1 | 26 | 10 | 1075.0601 | 25.0601
2030 | 1 | 26 | 11 | 1094.991 | 44.991
2030 | 1 | 26 | 12 | 1112.7861 | 62.7861
2030 | 1 | 26 | 13 | 1119.962 | 69.962
2030 | 1 | 26 | 14 | 1125.0022 | 75.0022
2030 | 1 | 26 | 15 | 1113.2997 | 63.2997
2030 | 1 | 26 | 16 | 1102.1696 | 52.1696
2030 | 1 | 26 | 17 | 1114.3635 | 64.3635
2030 | 1 | 26 | 18 | 1149.3766 | 99.3766
2030 | 1 | 26 | 19 | 1161.8244 | 111.8244
2030 | 1 | 26 | 20 | 1132.2201 | 82.2201
2030 | 1 | 26 | 21 | 1105.3515 | 55.3515
2030 | 1 | 26 | 22 | 1080.3093 | 30.3093
2030 | 1 | 26 | 23 | 1059.8488 | 9.8488
2030 | 1 | 27 | 0 | 1028.2853 | 0
2030 | 1 | 27 | 1 | 964.2956 | 0
2030 | 1 | 27 | 2 | 933.9468 | 0
2030 | 1 | 27 | 3 | 910.5186 | 0
2030 | 1 | 27 | 4 | 896.9016 | 0
2030 | 1 | 27 | 5 | 887.449 | 0
2030 | 1 | 27 | 6 | 880.6184 | 0
2030 | 1 | 27 | 7 | 884.3434 | 0
2030 | 1 | 27 | 8 | 906.2435 | 0
2030 | 1 | 27 | 9 | 933.6993 | 0
2030 | 1 | 27 | 10 | 959.3393 | 0
2030 | 1 | 27 | 11 | 982.4003 | 0
2030 | 1 | 27 | 12 | 1010.4835 | 0
2030 | 1 | 27 | 13 | 1019.5728 | 0
2030 | 1 | 27 | 14 | 1018.6676 | 0
2030 | 1 | 27 | 15 | 1017.7239 | 0
2030 | 1 | 27 | 16 | 1033.4763 | 0
2030 | 1 | 27 | 17 | 1053.9216 | 3.9216
2030 | 1 | 27 | 18 | 1066.0287 | 16.0287
2030 | 1 | 27 | 19 | 1082.8287 | 32.8287
2030 | 1 | 27 | 20 | 1057.4809 | 7.4809
2030 | 1 | 27 | 21 | 1031.9924 | 0
2030 | 1 | 27 | 22 | 1002.802 | 0
2030 | 1 | 27 | 23 | 976.0513 | 0
2030 | 1 | 28 | 0 | 984.7865 | 0
2030 | 1 | 28 | 1 | 957.2073 | 0
2030 | 1 | 28 | 2 | 970.5051 | 0
2030 | 1 | 28 | 3 | 951.6136 | 0
2030 | 1 | 28 | 4 | 943.4166 | 0
2030 | 1 | 28 | 5 | 948.1113 | 0
2030 | 1 | 28 | 6 | 976.4284 | 0
2030 | 1 | 28 | 7 | 1028.4532 | 0
2030 | 1 | 28 | 8 | 1080.9935 | 30.9935
2030 | 1 | 28 | 9 | 1120.3298 | 70.3298
2030 | 1 | 28 | 10 | 1141.7284 | 91.7284
2030 | 1 | 28 | 11 | 1159.1809 | 109.1809
2030 | 1 | 28 | 12 | 1176.6335 | 126.6335
2030 | 1 | 28 | 13 | 1189.5401 | 139.5401
2030 | 1 | 28 | 14 | 1193.0602 | 143.0602
2030 | 1 | 28 | 15 | 1184.7755 | 134.7755
2030 | 1 | 28 | 16 | 1185.6506 | 135.6506
2030 | 1 | 28 | 17 | 1202.1209 | 152.1209
2030 | 1 | 28 | 18 | 1228.0614 | 178.0614
2030 | 1 | 28 | 19 | 1232.1607 | 182.1607
2030 | 1 | 28 | 20 | 1206.8605 | 156.8605
2030 | 1 | 28 | 21 | 1170.9036 | 120.9036
2030 | 1 | 28 | 22 | 1131.2326 | 81.2326
2030 | 1 | 28 | 23 | 1102.5714 | 52.5714
2030 | 1 | 29 | 0 | 1057.0152 | 7.0152
2030 | 1 | 29 | 1 | 1008.9991 | 0
2030 | 1 | 29 | 2 | 985.7978 | 0
2030 | 1 | 29 | 3 | 971.9095 | 0
2030 | 1 | 29 | 4 | 966.9841 | 0
2030 | 1 | 29 | 5 | 972.2444 | 0
2030 | 1 | 29 | 6 | 998.0431 | 0
2030 | 1 | 29 | 7 | 1048.8234 | 0
2030 | 1 | 29 | 8 | 1110.2844 | 60.2844
2030 | 1 | 29 | 9 | 1140.4036 | 90.4036
2030 | 1 | 29 | 10 | 1172.7235 | 122.7235
2030 | 1 | 29 | 11 | 1197.6514 | 147.6514
2030 | 1 | 29 | 12 | 1209.6841 | 159.6841
2030 | 1 | 29 | 13 | 1204.8047 | 154.8047
2030 | 1 | 29 | 14 | 1195.3111 | 145.3111
2030 | 1 | 29 | 15 | 1181.3175 | 131.3175
2030 | 1 | 29 | 16 | 1162.4924 | 112.4924
2030 | 1 | 29 | 17 | 1179.2179 | 129.2179
2030 | 1 | 29 | 18 | 1221.3888 | 171.3888
2030 | 1 | 29 | 19 | 1236.8591 | 186.8591
2030 | 1 | 29 | 20 | 1220.8134 | 170.8134
2030 | 1 | 29 | 21 | 1195.3295 | 145.3295
2030 | 1 | 29 | 22 | 1161.1903 | 111.1903
2030 | 1 | 29 | 23 | 1125.1619 | 75.1619
2030 | 1 | 30 | 0 | 1081.125 | 31.125
2030 | 1 | 30 | 1 | 1064.5677 | 14.5677
2030 | 1 | 30 | 2 | 1040.0555 | 0
2030 | 1 | 30 | 3 | 1023.1107 | 0
2030 | 1 | 30 | 4 | 1015.5451 | 0
2030 | 1 | 30 | 5 | 1017.3708 | 0
2030 | 1 | 30 | 6 | 1033.6925 | 0
2030 | 1 | 30 | 7 | 1067.7015 | 17.7015
2030 | 1 | 30 | 8 | 1116.1946 | 66.1946
2030 | 1 | 30 | 9 | 1154.6385 | 104.6385
2030 | 1 | 30 | 10 | 1175.0481 | 125.0481
2030 | 1 | 30 | 11 | 1190.6713 | 140.6713
2030 | 1 | 30 | 12 | 1202.6048 | 152.6048
2030 | 1 | 30 | 13 | 1213.0585 | 163.0585
2030 | 1 | 30 | 14 | 1218.0621 | 168.0621
2030 | 1 | 30 | 15 | 1214.3637 | 164.3637
2030 | 1 | 30 | 16 | 1201.9611 | 151.9611
2030 | 1 | 30 | 17 | 1201.772 | 151.772
2030 | 1 | 30 | 18 | 1236.7244 | 186.7244
2030 | 1 | 30 | 19 | 1254.3229 | 204.3229
2030 | 1 | 30 | 20 | 1248.2696 | 198.2696
2030 | 1 | 30 | 21 | 1227.2665 | 177.2665
2030 | 1 | 30 | 22 | 1194.5457 | 144.5457
2030 | 1 | 30 | 23 | 1148.692 | 98.692
2030 | 1 | 31 | 0 | 1104.1718 | 54.1718
2030 | 1 | 31 | 1 | 1080.9164 | 30.9164
2030 | 1 | 31 | 2 | 1057.6609 | 7.6609
2030 | 1 | 31 | 3 | 1043.8447 | 0
2030 | 1 | 31 | 4 | 1039.5361 | 0
2030 | 1 | 31 | 5 | 1045.6592 | 0
2030 | 1 | 31 | 6 | 1072.6797 | 22.6797
2030 | 1 | 31 | 7 | 1114.8153 | 64.8153
2030 | 1 | 31 | 8 | 1143.8295 | 93.8295
2030 | 1 | 31 | 9 | 1189.8625 | 139.8625
2030 | 1 | 31 | 10 | 1207.8532 | 157.8532
2030 | 1 | 31 | 11 | 1216.1436 | 166.1436
2030 | 1 | 31 | 12 | 1224.434 | 174.434
2030 | 1 | 31 | 13 | 1225.1029 | 175.1029
2030 | 1 | 31 | 14 | 1225.7717 | 175.7717
2030 | 1 | 31 | 15 | 1223.3127 | 173.3127
2030 | 1 | 31 | 16 | 1215.2371 | 165.2371
2030 | 1 | 31 | 17 | 1220.4388 | 170.4388
2030 | 1 | 31 | 18 | 1230.1082 | 180.1082
2030 | 1 | 31 | 19 | 1246.287 | 196.287
2030 | 1 | 31 | 20 | 1225.8533 | 175.8533
2030 | 1 | 31 | 21 | 1192.8772 | 142.8772
2030 | 1 | 31 | 22 | 1160.1075 | 110.1075
2030 | 1 | 31 | 23 | 1138.7099 | 88.7099
2030 | 2 | 1 | 0 | 1109.3133 | 59.3133
2030 | 2 | 1 | 1 | 1074.8961 | 24.8961
2030 | 2 | 1 | 2 | 1040.4789 | 0
2030 | 2 | 1 | 3 | 1030.7144 | 0
2030 | 2 | 1 | 4 | 1027.7994 | 0
2030 | 2 | 1 | 5 | 1038.6739 | 0
2030 | 2 | 1 | 6 | 1071.2804 | 21.2804
2030 | 2 | 1 | 7 | 1120.3067 | 70.3067
2030 | 2 | 1 | 8 | 1145.5459 | 95.5459
2030 | 2 | 1 | 9 | 1171.8073 | 121.8073
2030 | 2 | 1 | 10 | 1194.8365 | 144.8365
2030 | 2 | 1 | 11 | 1210.5909 | 160.5909
2030 | 2 | 1 | 12 | 1219.158 | 169.158
2030 | 2 | 1 | 13 | 1211.4518 | 161.4518
2030 | 2 | 1 | 14 | 1200.7057 | 150.7057
2030 | 2 | 1 | 15 | 1188.1921 | 138.1921
2030 | 2 | 1 | 16 | 1183.5949 | 133.5949
2030 | 2 | 1 | 17 | 1197.4533 | 147.4533
2030 | 2 | 1 | 18 | 1210.8943 | 160.8943
2030 | 2 | 1 | 19 | 1224.3353 | 174.3353
2030 | 2 | 1 | 20 | 1200.3585 | 150.3585
2030 | 2 | 1 | 21 | 1176.356 | 126.356
2030 | 2 | 1 | 22 | 1159.5819 | 109.5819
2030 | 2 | 1 | 23 | 1130.2536 | 80.2536
2030 | 2 | 2 | 0 | 1092.9631 | 42.9631
2030 | 2 | 2 | 1 | 1026.9401 | 0
2030 | 2 | 2 | 2 | 960.9172 | 0
2030 | 2 | 2 | 3 | 951.8564 | 0
2030 | 2 | 2 | 4 | 947.129 | 0
2030 | 2 | 2 | 5 | 948.6125 | 0
2030 | 2 | 2 | 6 | 960.3991 | 0
2030 | 2 | 2 | 7 | 977.4706 | 0
2030 | 2 | 2 | 8 | 988.8029 | 0
2030 | 2 | 2 | 9 | 1008.6238 | 0
2030 | 2 | 2 | 10 | 1031.1586 | 0
2030 | 2 | 2 | 11 | 1049.0381 | 0
2030 | 2 | 2 | 12 | 1057.63 | 7.63
2030 | 2 | 2 | 13 | 1066.222 | 16.222
2030 | 2 | 2 | 14 | 1063.5017 | 13.5017
2030 | 2 | 2 | 15 | 1055.9344 | 5.9344
2030 | 2 | 2 | 16 | 1050.5995 | 0.59945
2030 | 2 | 2 | 17 | 1068.5475 | 18.5475
2030 | 2 | 2 | 18 | 1086.4955 | 36.4955
2030 | 2 | 2 | 19 | 1105.7336 | 55.7336
2030 | 2 | 2 | 20 | 1078.5199 | 28.5199
2030 | 2 | 2 | 21 | 1054.5516 | 4.5516
2030 | 2 | 2 | 22 | 1031.5313 | 0
2030 | 2 | 2 | 23 | 1016.8225 | 0
2030 | 2 | 3 | 0 | 993.7763 | 0
2030 | 2 | 3 | 1 | 953.9285 | 0
2030 | 2 | 3 | 2 | 930.0357 | 0
2030 | 2 | 3 | 3 | 912.8903 | 0
2030 | 2 | 3 | 4 | 903.7165 | 0
2030 | 2 | 3 | 5 | 901.5431 | 0
2030 | 2 | 3 | 6 | 903.7264 | 0
2030 | 2 | 3 | 7 | 915.6938 | 0
2030 | 2 | 3 | 8 | 926.1483 | 0
2030 | 2 | 3 | 9 | 945.8335 | 0
2030 | 2 | 3 | 10 | 972.8052 | 0
2030 | 2 | 3 | 11 | 993.7039 | 0
2030 | 2 | 3 | 12 | 1018.5518 | 0
2030 | 2 | 3 | 13 | 1028.9074 | 0
2030 | 2 | 3 | 14 | 1025.0333 | 0
2030 | 2 | 3 | 15 | 1022.804 | 0
2030 | 2 | 3 | 16 | 1027.6847 | 0
2030 | 2 | 3 | 17 | 1047.7573 | 0
2030 | 2 | 3 | 18 | 1078.5311 | 28.5311
2030 | 2 | 3 | 19 | 1100.6643 | 50.6643
2030 | 2 | 3 | 20 | 1079.9909 | 29.9909
2030 | 2 | 3 | 21 | 1053.1673 | 3.1673
2030 | 2 | 3 | 22 | 1036.2796 | 0
2030 | 2 | 3 | 23 | 1022.7864 | 0
2030 | 2 | 4 | 0 | 1013.7739 | 0
2030 | 2 | 4 | 1 | 1004.7614 | 0
2030 | 2 | 4 | 2 | 1014.5766 | 0
2030 | 2 | 4 | 3 | 1004.3185 | 0
2030 | 2 | 4 | 4 | 1005.2616 | 0
2030 | 2 | 4 | 5 | 1011.9595 | 0
2030 | 2 | 4 | 6 | 1038.9226 | 0
2030 | 2 | 4 | 7 | 1093.305 | 43.305
2030 | 2 | 4 | 8 | 1144.7448 | 94.7448
2030 | 2 | 4 | 9 | 1179.296 | 129.296
2030 | 2 | 4 | 10 | 1194.4354 | 144.4354
2030 | 2 | 4 | 11 | 1210.1865 | 160.1865
2030 | 2 | 4 | 12 | 1223.1391 | 173.1391
2030 | 2 | 4 | 13 | 1220.4223 | 170.4223
2030 | 2 | 4 | 14 | 1214.9733 | 164.9733
2030 | 2 | 4 | 15 | 1208.7361 | 158.7361
2030 | 2 | 4 | 16 | 1208.7115 | 158.7115
2030 | 2 | 4 | 17 | 1224.3844 | 174.3844
2030 | 2 | 4 | 18 | 1240.0573 | 190.0573
2030 | 2 | 4 | 19 | 1265.6069 | 215.6069
2030 | 2 | 4 | 20 | 1251.0064 | 201.0064
2030 | 2 | 4 | 21 | 1223.4761 | 173.4761
2030 | 2 | 4 | 22 | 1208.0865 | 158.0865
2030 | 2 | 4 | 23 | 1179.4836 | 129.4836
2030 | 2 | 5 | 0 | 1138.1369 | 88.1369
2030 | 2 | 5 | 1 | 1095.1721 | 45.1721
2030 | 2 | 5 | 2 | 1072.3423 | 22.3423
2030 | 2 | 5 | 3 | 1060.6349 | 10.6349
2030 | 2 | 5 | 4 | 1055.0659 | 5.0659
2030 | 2 | 5 | 5 | 1062.2462 | 12.2462
2030 | 2 | 5 | 6 | 1086.9769 | 36.9769
2030 | 2 | 5 | 7 | 1132.5574 | 82.5574
2030 | 2 | 5 | 8 | 1174.0446 | 124.0446
2030 | 2 | 5 | 9 | 1202.4867 | 152.4867
2030 | 2 | 5 | 10 | 1231.5656 | 181.5656
2030 | 2 | 5 | 11 | 1251.882 | 201.882
2030 | 2 | 5 | 12 | 1256.4229 | 206.4229
2030 | 2 | 5 | 13 | 1246.9292 | 196.9292
2030 | 2 | 5 | 14 | 1233.4207 | 183.4207
2030 | 2 | 5 | 15 | 1223.9645 | 173.9645
2030 | 2 | 5 | 16 | 1202.1784 | 152.1784
2030 | 2 | 5 | 17 | 1213.3563 | 163.3563
2030 | 2 | 5 | 18 | 1245.6081 | 195.6081
2030 | 2 | 5 | 19 | 1268.6934 | 218.6934
2030 | 2 | 5 | 20 | 1252.5989 | 202.5989
2030 | 2 | 5 | 21 | 1227.5705 | 177.5705
2030 | 2 | 5 | 22 | 1196.7804 | 146.7804
2030 | 2 | 5 | 23 | 1167.7216 | 117.7216
2030 | 2 | 6 | 0 | 1130.1342 | 80.1342
2030 | 2 | 6 | 1 | 1109.4611 | 59.4611
2030 | 2 | 6 | 2 | 1088.788 | 38.788
2030 | 2 | 6 | 3 | 1072.7755 | 22.7755
2030 | 2 | 6 | 4 | 1067.413 | 17.413
2030 | 2 | 6 | 5 | 1071.5949 | 21.5949
2030 | 2 | 6 | 6 | 1094.7635 | 44.7635
2030 | 2 | 6 | 7 | 1131.6929 | 81.6929
2030 | 2 | 6 | 8 | 1164.4735 | 114.4735
2030 | 2 | 6 | 9 | 1198.9919 | 148.9919
2030 | 2 | 6 | 10 | 1218.6525 | 168.6525
2030 | 2 | 6 | 11 | 1233.0436 | 183.0436
2030 | 2 | 6 | 12 | 1246.1526 | 196.1526
2030 | 2 | 6 | 13 | 1254.5494 | 204.5494
2030 | 2 | 6 | 14 | 1252.9438 | 202.9438
2030 | 2 | 6 | 15 | 1248.7757 | 198.7757
2030 | 2 | 6 | 16 | 1242.0324 | 192.0324
2030 | 2 | 6 | 17 | 1239.4408 | 189.4408
2030 | 2 | 6 | 18 | 1273.1909 | 223.1909
2030 | 2 | 6 | 19 | 1296.7979 | 246.7979
2030 | 2 | 6 | 20 | 1283.7919 | 233.7919
2030 | 2 | 6 | 21 | 1256.3395 | 206.3395
2030 | 2 | 6 | 22 | 1236.2427 | 186.2427
2030 | 2 | 6 | 23 | 1210.0226 | 160.0226
2030 | 2 | 7 | 0 | 1174.1988 | 124.1988
2030 | 2 | 7 | 1 | 1109.5058 | 59.5058
2030 | 2 | 7 | 2 | 1085.0962 | 35.0962
2030 | 2 | 7 | 3 | 1068.3248 | 18.3248
2030 | 2 | 7 | 4 | 1061.2246 | 11.2246
2030 | 2 | 7 | 5 | 1064.3019 | 14.3019
2030 | 2 | 7 | 6 | 1089.9759 | 39.9759
2030 | 2 | 7 | 7 | 1132.6928 | 82.6928
2030 | 2 | 7 | 8 | 1163.1377 | 113.1377
2030 | 2 | 7 | 9 | 1205.091 | 155.091
2030 | 2 | 7 | 10 | 1224.1708 | 174.1708
2030 | 2 | 7 | 11 | 1239.5136 | 189.5136
2030 | 2 | 7 | 12 | 1245.8528 | 195.8528
2030 | 2 | 7 | 13 | 1251.3685 | 201.3685
2030 | 2 | 7 | 14 | 1246.4604 | 196.4604
2030 | 2 | 7 | 15 | 1243.694 | 193.694
2030 | 2 | 7 | 16 | 1242.3853 | 192.3853
2030 | 2 | 7 | 17 | 1237.4079 | 187.4079
2030 | 2 | 7 | 18 | 1252.2333 | 202.2333
2030 | 2 | 7 | 19 | 1270.9511 | 220.9511
2030 | 2 | 7 | 20 | 1249.6262 | 199.6262
2030 | 2 | 7 | 21 | 1218.3595 | 168.3595
2030 | 2 | 7 | 22 | 1188.6184 | 138.6184
2030 | 2 | 7 | 23 | 1166.6426 | 116.6426
2030 | 2 | 8 | 0 | 1134.9418 | 84.9418
2030 | 2 | 8 | 1 | 1064.2743 | 14.2743
2030 | 2 | 8 | 2 | 1035.8937 | 0
2030 | 2 | 8 | 3 | 1018.6173 | 0
2030 | 2 | 8 | 4 | 1010.3689 | 0
2030 | 2 | 8 | 5 | 1014.3753 | 0
2030 | 2 | 8 | 6 | 1042.5802 | 0
2030 | 2 | 8 | 7 | 1090.5899 | 40.5899
2030 | 2 | 8 | 8 | 1125.0832 | 75.0832
2030 | 2 | 8 | 9 | 1168.2746 | 118.2746
2030 | 2 | 8 | 10 | 1190.8988 | 140.8988
2030 | 2 | 8 | 11 | 1201.7295 | 151.7295
2030 | 2 | 8 | 12 | 1208.0326 | 158.0326
2030 | 2 | 8 | 13 | 1214.3356 | 164.3356
2030 | 2 | 8 | 14 | 1210.4367 | 160.4367
2030 | 2 | 8 | 15 | 1201.1173 | 151.1173
2030 | 2 | 8 | 16 | 1191.7299 | 141.7299
2030 | 2 | 8 | 17 | 1181.8957 | 131.8957
2030 | 2 | 8 | 18 | 1201.2903 | 151.2903
2030 | 2 | 8 | 19 | 1224.7742 | 174.7742
2030 | 2 | 8 | 20 | 1204.6011 | 154.6011
2030 | 2 | 8 | 21 | 1177.6502 | 127.6502
2030 | 2 | 8 | 22 | 1154.6002 | 104.6002
2030 | 2 | 8 | 23 | 1129.5356 | 79.5356
2030 | 2 | 9 | 0 | 1093.4565 | 43.4565
2030 | 2 | 9 | 1 | 1027.2005 | 0
2030 | 2 | 9 | 2 | 960.9444 | 0
2030 | 2 | 9 | 3 | 944.3942 | 0
2030 | 2 | 9 | 4 | 937.6562 | 0
2030 | 2 | 9 | 5 | 935.9534 | 0
2030 | 2 | 9 | 6 | 944.3404 | 0
2030 | 2 | 9 | 7 | 960.0706 | 0
2030 | 2 | 9 | 8 | 979.2703 | 0
2030 | 2 | 9 | 9 | 1005.6968 | 0
2030 | 2 | 9 | 10 | 1037.1873 | 0
2030 | 2 | 9 | 11 | 1058.9827 | 8.9827
2030 | 2 | 9 | 12 | 1070.5289 | 20.5289
2030 | 2 | 9 | 13 | 1068.6816 | 18.6816
2030 | 2 | 9 | 14 | 1056.4892 | 6.4892
2030 | 2 | 9 | 15 | 1054.8153 | 4.8153
2030 | 2 | 9 | 16 | 1056.8006 | 6.8006
2030 | 2 | 9 | 17 | 1069.6685 | 19.6685
2030 | 2 | 9 | 18 | 1079.6719 | 29.6719
2030 | 2 | 9 | 19 | 1106.9056 | 56.9056
2030 | 2 | 9 | 20 | 1079.5833 | 29.5833
2030 | 2 | 9 | 21 | 1055.5427 | 5.5427
2030 | 2 | 9 | 22 | 1052.3314 | 2.3314
2030 | 2 | 9 | 23 | 1039.6875 | 0
2030 | 2 | 10 | 0 | 1017.937 | 0
2030 | 2 | 10 | 1 | 942.3465 | 0
2030 | 2 | 10 | 2 | 920.3258 | 0
2030 | 2 | 10 | 3 | 904.0162 | 0
2030 | 2 | 10 | 4 | 892.7861 | 0
2030 | 2 | 10 | 5 | 887.7277 | 0
2030 | 2 | 10 | 6 | 890.3476 | 0
2030 | 2 | 10 | 7 | 899.1974 | 0
2030 | 2 | 10 | 8 | 919.0204 | 0
2030 | 2 | 10 | 9 | 946.6772 | 0
2030 | 2 | 10 | 10 | 970.9768 | 0
2030 | 2 | 10 | 11 | 992.9744 | 0
2030 | 2 | 10 | 12 | 1016.789 | 0
2030 | 2 | 10 | 13 | 1022.5103 | 0
2030 | 2 | 10 | 14 | 1017.9983 | 0
2030 | 2 | 10 | 15 | 1014.8275 | 0
2030 | 2 | 10 | 16 | 1017.8449 | 0
2030 | 2 | 10 | 17 | 1038.5992 | 0
2030 | 2 | 10 | 18 | 1059.3534 | 9.3534
2030 | 2 | 10 | 19 | 1088.8299 | 38.8299
2030 | 2 | 10 | 20 | 1068.423 | 18.423
2030 | 2 | 10 | 21 | 1043.8985 | 0
2030 | 2 | 10 | 22 | 1034.4484 | 0
2030 | 2 | 10 | 23 | 1017.9249 | 0
2030 | 2 | 11 | 0 | 1008.0746 | 0
2030 | 2 | 11 | 1 | 998.2243 | 0
2030 | 2 | 11 | 2 | 1007.7475 | 0
2030 | 2 | 11 | 3 | 995.9952 | 0
2030 | 2 | 11 | 4 | 992.0243 | 0
2030 | 2 | 11 | 5 | 1000.6369 | 0
2030 | 2 | 11 | 6 | 1029.5296 | 0
2030 | 2 | 11 | 7 | 1083.9332 | 33.9332
2030 | 2 | 11 | 8 | 1135.9968 | 85.9968
2030 | 2 | 11 | 9 | 1170.8077 | 120.8077
2030 | 2 | 11 | 10 | 1188.6661 | 138.6661
2030 | 2 | 11 | 11 | 1206.1185 | 156.1185
2030 | 2 | 11 | 12 | 1222.1375 | 172.1375
2030 | 2 | 11 | 13 | 1221.5069 | 171.5069
2030 | 2 | 11 | 14 | 1220.0306 | 170.0306
2030 | 2 | 11 | 15 | 1214.4852 | 164.4852
2030 | 2 | 11 | 16 | 1217.7291 | 167.7291
2030 | 2 | 11 | 17 | 1231.6379 | 181.6379
2030 | 2 | 11 | 18 | 1245.5467 | 195.5467
2030 | 2 | 11 | 19 | 1269.2776 | 219.2776
2030 | 2 | 11 | 20 | 1251.4983 | 201.4983
2030 | 2 | 11 | 21 | 1217.8833 | 167.8833
2030 | 2 | 11 | 22 | 1200.2682 | 150.2682
2030 | 2 | 11 | 23 | 1169.9317 | 119.9317
2030 | 2 | 12 | 0 | 1127.8142 | 77.8142
2030 | 2 | 12 | 1 | 1024.5976 | 0
2030 | 2 | 12 | 2 | 1000.1335 | 0
2030 | 2 | 12 | 3 | 983.746 | 0
2030 | 2 | 12 | 4 | 977.5673 | 0
2030 | 2 | 12 | 5 | 980.3741 | 0
2030 | 2 | 12 | 6 | 1004.3655 | 0
2030 | 2 | 12 | 7 | 1052.0369 | 2.0369
2030 | 2 | 12 | 8 | 1093.303 | 43.303
2030 | 2 | 12 | 9 | 1135.0567 | 85.0567
2030 | 2 | 12 | 10 | 1162.1489 | 112.1489
2030 | 2 | 12 | 11 | 1185.0073 | 135.0073
2030 | 2 | 12 | 12 | 1191.693 | 141.693
2030 | 2 | 12 | 13 | 1190.6817 | 140.6817
2030 | 2 | 12 | 14 | 1184.1031 | 134.1031
2030 | 2 | 12 | 15 | 1181.6619 | 131.6619
2030 | 2 | 12 | 16 | 1158.1082 | 108.1082
2030 | 2 | 12 | 17 | 1164.6031 | 114.6031
2030 | 2 | 12 | 18 | 1182.8015 | 132.8015
2030 | 2 | 12 | 19 | 1199.7816 | 149.7816
2030 | 2 | 12 | 20 | 1182.3648 | 132.3648
2030 | 2 | 12 | 21 | 1149.645 | 99.645
2030 | 2 | 12 | 22 | 1115.5473 | 65.5473
2030 | 2 | 12 | 23 | 1088.0441 | 38.0441
2030 | 2 | 13 | 0 | 1047.7754 | 0
2030 | 2 | 13 | 1 | 997.1389 | 0
2030 | 2 | 13 | 2 | 972.4625 | 0
2030 | 2 | 13 | 3 | 956.9269 | 0
2030 | 2 | 13 | 4 | 950.7859 | 0
2030 | 2 | 13 | 5 | 956.2122 | 0
2030 | 2 | 13 | 6 | 981.1922 | 0
2030 | 2 | 13 | 7 | 1017.2756 | 0
2030 | 2 | 13 | 8 | 1041.7039 | 0
2030 | 2 | 13 | 9 | 1080.9355 | 30.9355
2030 | 2 | 13 | 10 | 1101.7796 | 51.7796
2030 | 2 | 13 | 11 | 1115.8673 | 65.8673
2030 | 2 | 13 | 12 | 1126.6461 | 76.6461
2030 | 2 | 13 | 13 | 1132.6396 | 82.6396
2030 | 2 | 13 | 14 | 1134.4972 | 84.4972
2030 | 2 | 13 | 15 | 1132.164 | 82.164
2030 | 2 | 13 | 16 | 1131.9487 | 81.9487
2030 | 2 | 13 | 17 | 1132.5996 | 82.5996
2030 | 2 | 13 | 18 | 1153.4354 | 103.4354
2030 | 2 | 13 | 19 | 1162.5401 | 112.5401
2030 | 2 | 13 | 20 | 1138.9454 | 88.9454
2030 | 2 | 13 | 21 | 1108.5894 | 58.5894
2030 | 2 | 13 | 22 | 1076.4863 | 26.4863
2030 | 2 | 13 | 23 | 1055.5344 | 5.5344
2030 | 2 | 14 | 0 | 1023.6218 | 0
2030 | 2 | 14 | 1 | 940.0828 | 0
2030 | 2 | 14 | 2 | 914.3886 | 0
2030 | 2 | 14 | 3 | 898.396 | 0
2030 | 2 | 14 | 4 | 889.8178 | 0
2030 | 2 | 14 | 5 | 898.6212 | 0
2030 | 2 | 14 | 6 | 931.7381 | 0
2030 | 2 | 14 | 7 | 982.0329 | 0
2030 | 2 | 14 | 8 | 1013.186 | 0
2030 | 2 | 14 | 9 | 1045.443 | 0
2030 | 2 | 14 | 10 | 1072.0433 | 22.0433
2030 | 2 | 14 | 11 | 1084.8048 | 34.8048
2030 | 2 | 14 | 12 | 1096.8421 | 46.8421
2030 | 2 | 14 | 13 | 1107.2962 | 57.2962
2030 | 2 | 14 | 14 | 1105.3988 | 55.3988
2030 | 2 | 14 | 15 | 1101.343 | 51.343
2030 | 2 | 14 | 16 | 1096.7154 | 46.7154
2030 | 2 | 14 | 17 | 1098.646 | 48.646
2030 | 2 | 14 | 18 | 1100.5766 | 50.5766
2030 | 2 | 14 | 19 | 1120.5204 | 70.5204
2030 | 2 | 14 | 20 | 1109.2829 | 59.2829
2030 | 2 | 14 | 21 | 1079.8503 | 29.8503
2030 | 2 | 14 | 22 | 1044.3515 | 0
2030 | 2 | 14 | 23 | 1020.7515 | 0
2030 | 2 | 15 | 0 | 984.5156 | 0
2030 | 2 | 15 | 1 | 960.7911 | 0
2030 | 2 | 15 | 2 | 937.0666 | 0
2030 | 2 | 15 | 3 | 923.627 | 0
2030 | 2 | 15 | 4 | 918.6901 | 0
2030 | 2 | 15 | 5 | 924.9314 | 0
2030 | 2 | 15 | 6 | 953.4457 | 0
2030 | 2 | 15 | 7 | 1007.593 | 0
2030 | 2 | 15 | 8 | 1059.93 | 9.93
2030 | 2 | 15 | 9 | 1102.7426 | 52.7426
2030 | 2 | 15 | 10 | 1131.3959 | 81.3959
2030 | 2 | 15 | 11 | 1149.6467 | 99.6467
2030 | 2 | 15 | 12 | 1159.3715 | 109.3715
2030 | 2 | 15 | 13 | 1152.7109 | 102.7109
2030 | 2 | 15 | 14 | 1146.6408 | 96.6408
2030 | 2 | 15 | 15 | 1138.16 | 88.16
2030 | 2 | 15 | 16 | 1135.6181 | 85.6181
2030 | 2 | 15 | 17 | 1145.8308 | 95.8308
2030 | 2 | 15 | 18 | 1161.9551 | 111.9551
2030 | 2 | 15 | 19 | 1178.0794 | 128.0794
2030 | 2 | 15 | 20 | 1160.3108 | 110.3108
2030 | 2 | 15 | 21 | 1139.0494 | 89.0494
2030 | 2 | 15 | 22 | 1127.581 | 77.581
2030 | 2 | 15 | 23 | 1101.8987 | 51.8987
2030 | 2 | 16 | 0 | 1062.9786 | 12.9786
2030 | 2 | 16 | 1 | 1003.5222 | 0
2030 | 2 | 16 | 2 | 944.0658 | 0
2030 | 2 | 16 | 3 | 927.6897 | 0
2030 | 2 | 16 | 4 | 920.2597 | 0
2030 | 2 | 16 | 5 | 920.3663 | 0
2030 | 2 | 16 | 6 | 935.1804 | 0
2030 | 2 | 16 | 7 | 952.3375 | 0
2030 | 2 | 16 | 8 | 950.275 | 0
2030 | 2 | 16 | 9 | 973.4881 | 0
2030 | 2 | 16 | 10 | 1015.5169 | 0
2030 | 2 | 16 | 11 | 1036.6338 | 0
2030 | 2 | 16 | 12 | 1048.7482 | 0
2030 | 2 | 16 | 13 | 1060.8625 | 10.8625
2030 | 2 | 16 | 14 | 1056.7876 | 6.7876
2030 | 2 | 16 | 15 | 1052.9244 | 2.9244
2030 | 2 | 16 | 16 | 1037.5184 | 0
2030 | 2 | 16 | 17 | 1039.0994 | 0
2030 | 2 | 16 | 18 | 1058.0137 | 8.0137
2030 | 2 | 16 | 19 | 1089.7441 | 39.7441
2030 | 2 | 16 | 20 | 1071.0326 | 21.0326
2030 | 2 | 16 | 21 | 1048.3095 | 0
2030 | 2 | 16 | 22 | 1023.8712 | 0
2030 | 2 | 16 | 23 | 1009.3568 | 0
2030 | 2 | 17 | 0 | 988.6506 | 0
2030 | 2 | 17 | 1 | 973.3785 | 0
2030 | 2 | 17 | 2 | 958.1065 | 0
2030 | 2 | 17 | 3 | 942.534 | 0
2030 | 2 | 17 | 4 | 933.0987 | 0
2030 | 2 | 17 | 5 | 933.2858 | 0
2030 | 2 | 17 | 6 | 945.562 | 0
2030 | 2 | 17 | 7 | 956.3846 | 0
2030 | 2 | 17 | 8 | 950.1459 | 0
2030 | 2 | 17 | 9 | 973.3417 | 0
2030 | 2 | 17 | 10 | 999.1683 | 0
2030 | 2 | 17 | 11 | 1018.8985 | 0
2030 | 2 | 17 | 12 | 1043.1053 | 0
2030 | 2 | 17 | 13 | 1050.8151 | 0.81512
2030 | 2 | 17 | 14 | 1044.8974 | 0
2030 | 2 | 17 | 15 | 1043.1588 | 0
2030 | 2 | 17 | 16 | 1047.5669 | 0
2030 | 2 | 17 | 17 | 1064.0978 | 14.0978
2030 | 2 | 17 | 18 | 1091.103 | 41.103
2030 | 2 | 17 | 19 | 1118.1082 | 68.1082
2030 | 2 | 17 | 20 | 1103.7285 | 53.7285
2030 | 2 | 17 | 21 | 1080.1547 | 30.1547
2030 | 2 | 17 | 22 | 1050.7153 | 0.71535
2030 | 2 | 17 | 23 | 1031.8487 | 0
2030 | 2 | 18 | 0 | 1011.31 | 0
2030 | 2 | 18 | 1 | 990.7714 | 0
2030 | 2 | 18 | 2 | 975.6582 | 0
2030 | 2 | 18 | 3 | 958.3387 | 0
2030 | 2 | 18 | 4 | 950.0593 | 0
2030 | 2 | 18 | 5 | 950.6613 | 0
2030 | 2 | 18 | 6 | 966.7806 | 0
2030 | 2 | 18 | 7 | 982.5916 | 0
2030 | 2 | 18 | 8 | 971.9081 | 0
2030 | 2 | 18 | 9 | 980.0588 | 0
2030 | 2 | 18 | 10 | 1000.9214 | 0
2030 | 2 | 18 | 11 | 1024.4352 | 0
2030 | 2 | 18 | 12 | 1046.0733 | 0
2030 | 2 | 18 | 13 | 1064.6725 | 14.6725
2030 | 2 | 18 | 14 | 1064.1212 | 14.1212
2030 | 2 | 18 | 15 | 1058.1556 | 8.1556
2030 | 2 | 18 | 16 | 1063.4032 | 13.4032
2030 | 2 | 18 | 17 | 1068.6509 | 18.6509
2030 | 2 | 18 | 18 | 1086.3314 | 36.3314
2030 | 2 | 18 | 19 | 1125.2274 | 75.2274
2030 | 2 | 18 | 20 | 1117.0859 | 67.0859
2030 | 2 | 18 | 21 | 1095.0161 | 45.0161
2030 | 2 | 18 | 22 | 1062.215 | 12.215
2030 | 2 | 18 | 23 | 1039.0381 | 0
2030 | 2 | 19 | 0 | 1027.509 | 0
2030 | 2 | 19 | 1 | 1021.2653 | 0
2030 | 2 | 19 | 2 | 1015.0215 | 0
2030 | 2 | 19 | 3 | 998.9218 | 0
2030 | 2 | 19 | 4 | 993.6737 | 0
2030 | 2 | 19 | 5 | 997.6483 | 0
2030 | 2 | 19 | 6 | 1021.2552 | 0
2030 | 2 | 19 | 7 | 1075.9825 | 25.9825
2030 | 2 | 19 | 8 | 1130.9405 | 80.9405
2030 | 2 | 19 | 9 | 1159.7341 | 109.7341
2030 | 2 | 19 | 10 | 1188.2855 | 138.2855
2030 | 2 | 19 | 11 | 1209.2492 | 159.2492
2030 | 2 | 19 | 12 | 1212.8566 | 162.8566
2030 | 2 | 19 | 13 | 1208.0348 | 158.0348
2030 | 2 | 19 | 14 | 1197.5191 | 147.5191
2030 | 2 | 19 | 15 | 1182.1827 | 132.1827
2030 | 2 | 19 | 16 | 1164.7381 | 114.7381
2030 | 2 | 19 | 17 | 1176.1212 | 126.1212
2030 | 2 | 19 | 18 | 1203.1811 | 153.1811
2030 | 2 | 19 | 19 | 1230.2411 | 180.2411
2030 | 2 | 19 | 20 | 1224.0465 | 174.0465
2030 | 2 | 19 | 21 | 1201.9065 | 151.9065
2030 | 2 | 19 | 22 | 1171.7416 | 121.7416
2030 | 2 | 19 | 23 | 1133.41 | 83.41
2030 | 2 | 20 | 0 | 1084.1156 | 34.1156
2030 | 2 | 20 | 1 | 1062.0077 | 12.0077
2030 | 2 | 20 | 2 | 1039.8997 | 0
2030 | 2 | 20 | 3 | 1025.3831 | 0
2030 | 2 | 20 | 4 | 1019.7894 | 0
2030 | 2 | 20 | 5 | 1022.8145 | 0
2030 | 2 | 20 | 6 | 1045.8819 | 0
2030 | 2 | 20 | 7 | 1088.4064 | 38.4064
2030 | 2 | 20 | 8 | 1124.9698 | 74.9698
2030 | 2 | 20 | 9 | 1151.8186 | 101.8186
2030 | 2 | 20 | 10 | 1175.9517 | 125.9517
2030 | 2 | 20 | 11 | 1191.7892 | 141.7892
2030 | 2 | 20 | 12 | 1203.5068 | 153.5068
2030 | 2 | 20 | 13 | 1204.7329 | 154.7329
2030 | 2 | 20 | 14 | 1202.557 | 152.557
2030 | 2 | 20 | 15 | 1197.0713 | 147.0713
2030 | 2 | 20 | 16 | 1198.8941 | 148.8941
2030 | 2 | 20 | 17 | 1213.6466 | 163.6466
2030 | 2 | 20 | 18 | 1231.4573 | 181.4573
2030 | 2 | 20 | 19 | 1249.2681 | 199.2681
2030 | 2 | 20 | 20 | 1228.7489 | 178.7489
2030 | 2 | 20 | 21 | 1197.9828 | 147.9828
2030 | 2 | 20 | 22 | 1169.7738 | 119.7738
2030 | 2 | 20 | 23 | 1139.7167 | 89.7167
2030 | 2 | 21 | 0 | 1098.943 | 48.943
2030 | 2 | 21 | 1 | 1040.0907 | 0
2030 | 2 | 21 | 2 | 1013.5326 | 0
2030 | 2 | 21 | 3 | 995.8633 | 0
2030 | 2 | 21 | 4 | 989.2591 | 0
2030 | 2 | 21 | 5 | 994.8213 | 0
2030 | 2 | 21 | 6 | 1026.249 | 0
2030 | 2 | 21 | 7 | 1077.3196 | 27.3196
2030 | 2 | 21 | 8 | 1117.6611 | 67.6611
2030 | 2 | 21 | 9 | 1150.3812 | 100.3812
2030 | 2 | 21 | 10 | 1170.0869 | 120.0869
2030 | 2 | 21 | 11 | 1186.1303 | 136.1303
2030 | 2 | 21 | 12 | 1197.9005 | 147.9005
2030 | 2 | 21 | 13 | 1193.6933 | 143.6933
2030 | 2 | 21 | 14 | 1187.4871 | 137.4871
2030 | 2 | 21 | 15 | 1181.2972 | 131.2972
2030 | 2 | 21 | 16 | 1181.6817 | 131.6817
2030 | 2 | 21 | 17 | 1189.6417 | 139.6417
2030 | 2 | 21 | 18 | 1206.3291 | 156.3291
2030 | 2 | 21 | 19 | 1223.0164 | 173.0164
2030 | 2 | 21 | 20 | 1202.5679 | 152.5679
2030 | 2 | 21 | 21 | 1172.2993 | 122.2993
2030 | 2 | 21 | 22 | 1144.3389 | 94.3389
2030 | 2 | 21 | 23 | 1118.5194 | 68.5194
2030 | 2 | 22 | 0 | 1075.8911 | 25.8911
2030 | 2 | 22 | 1 | 1034.8461 | 0
2030 | 2 | 22 | 2 | 1009.7401 | 0
2030 | 2 | 22 | 3 | 997.1004 | 0
2030 | 2 | 22 | 4 | 993.075 | 0
2030 | 2 | 22 | 5 | 999.4775 | 0
2030 | 2 | 22 | 6 | 1027.1236 | 0
2030 | 2 | 22 | 7 | 1076.8478 | 26.8478
2030 | 2 | 22 | 8 | 1112.9511 | 62.9511
2030 | 2 | 22 | 9 | 1151.5641 | 101.5641
2030 | 2 | 22 | 10 | 1178.416 | 128.416
2030 | 2 | 22 | 11 | 1191.6389 | 141.6389
2030 | 2 | 22 | 12 | 1204.8619 | 154.8619
2030 | 2 | 22 | 13 | 1202.7249 | 152.7249
2030 | 2 | 22 | 14 | 1198.9868 | 148.9868
2030 | 2 | 22 | 15 | 1190.1005 | 140.1005
2030 | 2 | 22 | 16 | 1180.785 | 130.785
2030 | 2 | 22 | 17 | 1169.9288 | 119.9288
2030 | 2 | 22 | 18 | 1176.6701 | 126.6701
2030 | 2 | 22 | 19 | 1211.8973 | 161.8973
2030 | 2 | 22 | 20 | 1193.9863 | 143.9863
2030 | 2 | 22 | 21 | 1171.4771 | 121.4771
2030 | 2 | 22 | 22 | 1156.5312 | 106.5312
2030 | 2 | 22 | 23 | 1128.7946 | 78.7946
2030 | 2 | 23 | 0 | 1091.9034 | 41.9034
2030 | 2 | 23 | 1 | 1022.3503 | 0
2030 | 2 | 23 | 2 | 952.7971 | 0
2030 | 2 | 23 | 3 | 936.5331 | 0
2030 | 2 | 23 | 4 | 929.904 | 0
2030 | 2 | 23 | 5 | 930.6928 | 0
2030 | 2 | 23 | 6 | 941.1129 | 0
2030 | 2 | 23 | 7 | 956.0353 | 0
2030 | 2 | 23 | 8 | 966.5839 | 0
2030 | 2 | 23 | 9 | 989.9335 | 0
2030 | 2 | 23 | 10 | 1024.5578 | 0
2030 | 2 | 23 | 11 | 1048.0171 | 0
2030 | 2 | 23 | 12 | 1063.3676 | 13.3676
2030 | 2 | 23 | 13 | 1062.5073 | 12.5073
2030 | 2 | 23 | 14 | 1050.3946 | 0.3946
2030 | 2 | 23 | 15 | 1037.0412 | 0
2030 | 2 | 23 | 16 | 1033.3089 | 0
2030 | 2 | 23 | 17 | 1043.4465 | 0
2030 | 2 | 23 | 18 | 1051.7235 | 1.7235
2030 | 2 | 23 | 19 | 1090.3167 | 40.3167
2030 | 2 | 23 | 20 | 1068.8075 | 18.8075
2030 | 2 | 23 | 21 | 1047.3885 | 0
2030 | 2 | 23 | 22 | 1035.6926 | 0
2030 | 2 | 23 | 23 | 1019.4426 | 0
2030 | 2 | 24 | 0 | 992.9521 | 0
2030 | 2 | 24 | 1 | 924.2809 | 0
2030 | 2 | 24 | 2 | 898.3736 | 0
2030 | 2 | 24 | 3 | 880.8366 | 0
2030 | 2 | 24 | 4 | 870.3289 | 0
2030 | 2 | 24 | 5 | 863.237 | 0
2030 | 2 | 24 | 6 | 863.2904 | 0
2030 | 2 | 24 | 7 | 874.9507 | 0
2030 | 2 | 24 | 8 | 891.5685 | 0
2030 | 2 | 24 | 9 | 920.2283 | 0
2030 | 2 | 24 | 10 | 944.5852 | 0
2030 | 2 | 24 | 11 | 970.7051 | 0
2030 | 2 | 24 | 12 | 996.8249 | 0
2030 | 2 | 24 | 13 | 1005.3499 | 0
2030 | 2 | 24 | 14 | 1006.3629 | 0
2030 | 2 | 24 | 15 | 1006.6222 | 0
2030 | 2 | 24 | 16 | 1013.0613 | 0
2030 | 2 | 24 | 17 | 1025.3713 | 0
2030 | 2 | 24 | 18 | 1044.9022 | 0
2030 | 2 | 24 | 19 | 1064.433 | 14.433
2030 | 2 | 24 | 20 | 1051.9583 | 1.9583
2030 | 2 | 24 | 21 | 1028.9005 | 0
2030 | 2 | 24 | 22 | 1004.0971 | 0
2030 | 2 | 24 | 23 | 979.6118 | 0
2030 | 2 | 25 | 0 | 970.0251 | 0
2030 | 2 | 25 | 1 | 960.4384 | 0
2030 | 2 | 25 | 2 | 967.0197 | 0
2030 | 2 | 25 | 3 | 952.9643 | 0
2030 | 2 | 25 | 4 | 945.3816 | 0
2030 | 2 | 25 | 5 | 952.1921 | 0
2030 | 2 | 25 | 6 | 980.2914 | 0
2030 | 2 | 25 | 7 | 1028.4858 | 0
2030 | 2 | 25 | 8 | 1069.7862 | 19.7862
2030 | 2 | 25 | 9 | 1115.954 | 65.954
2030 | 2 | 25 | 10 | 1138.1034 | 88.1034
2030 | 2 | 25 | 11 | 1158.864 | 108.864
2030 | 2 | 25 | 12 | 1174.7705 | 124.7705
2030 | 2 | 25 | 13 | 1175.9126 | 125.9126
2030 | 2 | 25 | 14 | 1175.4695 | 125.4695
2030 | 2 | 25 | 15 | 1171.1053 | 121.1053
2030 | 2 | 25 | 16 | 1169.1711 | 119.1711
2030 | 2 | 25 | 17 | 1175.5528 | 125.5528
2030 | 2 | 25 | 18 | 1175.482 | 125.482
2030 | 2 | 25 | 19 | 1197.8516 | 147.8516
2030 | 2 | 25 | 20 | 1183.6869 | 133.6869
2030 | 2 | 25 | 21 | 1149.738 | 99.738
2030 | 2 | 25 | 22 | 1119.1821 | 69.1821
2030 | 2 | 25 | 23 | 1091.796 | 41.796
2030 | 2 | 26 | 0 | 1053.3171 | 3.3171
2030 | 2 | 26 | 1 | 1025.6491 | 0
2030 | 2 | 26 | 2 | 1002.3664 | 0
2030 | 2 | 26 | 3 | 988.757 | 0
2030 | 2 | 26 | 4 | 982.6061 | 0
2030 | 2 | 26 | 5 | 988.2637 | 0
2030 | 2 | 26 | 6 | 1014.2537 | 0
2030 | 2 | 26 | 7 | 1066.2182 | 16.2182
2030 | 2 | 26 | 8 | 1112.5701 | 62.5701
2030 | 2 | 26 | 9 | 1158.6086 | 108.6086
2030 | 2 | 26 | 10 | 1190.3123 | 140.3123
2030 | 2 | 26 | 11 | 1203.2976 | 153.2976
2030 | 2 | 26 | 12 | 1216.2829 | 166.2829
2030 | 2 | 26 | 13 | 1222.2357 | 172.2357
2030 | 2 | 26 | 14 | 1219.7669 | 169.7669
2030 | 2 | 26 | 15 | 1211.1995 | 161.1995
2030 | 2 | 26 | 16 | 1179.6175 | 129.6175
2030 | 2 | 26 | 17 | 1170.6548 | 120.6548
2030 | 2 | 26 | 18 | 1184.6757 | 134.6757
2030 | 2 | 26 | 19 | 1217.5793 | 167.5793
2030 | 2 | 26 | 20 | 1215.1587 | 165.1587
2030 | 2 | 26 | 21 | 1194.3521 | 144.3521
2030 | 2 | 26 | 22 | 1159.2826 | 109.2826
2030 | 2 | 26 | 23 | 1121.3846 | 71.3846
2030 | 2 | 27 | 0 | 1080.977 | 30.977
2030 | 2 | 27 | 1 | 1060.3918 | 10.3918
2030 | 2 | 27 | 2 | 1037.0451 | 0
2030 | 2 | 27 | 3 | 1024.8794 | 0
2030 | 2 | 27 | 4 | 1020.1699 | 0
2030 | 2 | 27 | 5 | 1026.9771 | 0
2030 | 2 | 27 | 6 | 1051.3107 | 1.3107
2030 | 2 | 27 | 7 | 1093.132 | 43.132
2030 | 2 | 27 | 8 | 1131.9181 | 81.9181
2030 | 2 | 27 | 9 | 1170.1964 | 120.1964
2030 | 2 | 27 | 10 | 1194.4812 | 144.4812
2030 | 2 | 27 | 11 | 1209.6619 | 159.6619
2030 | 2 | 27 | 12 | 1224.8426 | 174.8426
2030 | 2 | 27 | 13 | 1231.2387 | 181.2387
2030 | 2 | 27 | 14 | 1231.5106 | 181.5106
2030 | 2 | 27 | 15 | 1226.3154 | 176.3154
2030 | 2 | 27 | 16 | 1223.7626 | 173.7626
2030 | 2 | 27 | 17 | 1207.3711 | 157.3711
2030 | 2 | 27 | 18 | 1222.7946 | 172.7946
2030 | 2 | 27 | 19 | 1251.0574 | 201.0574
2030 | 2 | 27 | 20 | 1237.1294 | 187.1294
2030 | 2 | 27 | 21 | 1204.8576 | 154.8576
2030 | 2 | 27 | 22 | 1170.0419 | 120.0419
2030 | 2 | 27 | 23 | 1141.2764 | 91.2764
2030 | 2 | 28 | 0 | 1105.2263 | 55.2263
2030 | 2 | 28 | 1 | 1029.686 | 0
2030 | 2 | 28 | 2 | 1005.2685 | 0
2030 | 2 | 28 | 3 | 988.3842 | 0
2030 | 2 | 28 | 4 | 981.3319 | 0
2030 | 2 | 28 | 5 | 986.8519 | 0
2030 | 2 | 28 | 6 | 1018.7811 | 0
2030 | 2 | 28 | 7 | 1069.7963 | 19.7963
2030 | 2 | 28 | 8 | 1102.6245 | 52.6245
2030 | 2 | 28 | 9 | 1150.5076 | 100.5076
2030 | 2 | 28 | 10 | 1172.0571 | 122.0571
2030 | 2 | 28 | 11 | 1186.6737 | 136.6737
2030 | 2 | 28 | 12 | 1195.2593 | 145.2593
2030 | 2 | 28 | 13 | 1200.2533 | 150.2533
2030 | 2 | 28 | 14 | 1197.5015 | 147.5015
2030 | 2 | 28 | 15 | 1190.7821 | 140.7821
2030 | 2 | 28 | 16 | 1178.9269 | 128.9269
2030 | 2 | 28 | 17 | 1165.4186 | 115.4186
2030 | 2 | 28 | 18 | 1169.8319 | 119.8319
2030 | 2 | 28 | 19 | 1196.2951 | 146.2951
2030 | 2 | 28 | 20 | 1183.5997 | 133.5997
2030 | 2 | 28 | 21 | 1150.7796 | 100.7796
2030 | 2 | 28 | 22 | 1115.044 | 65.044
2030 | 2 | 28 | 23 | 1085.4691 | 35.4691
2030 | 3 | 1 | 0 | 1045.7802 | 0
2030 | 3 | 1 | 1 | 1039.1334 | 0
2030 | 3 | 1 | 2 | 1013.2701 | 0
2030 | 3 | 1 | 3 | 989.0129 | 0
2030 | 3 | 1 | 4 | 978.8352 | 0
2030 | 3 | 1 | 5 | 985.9798 | 0
2030 | 3 | 1 | 6 | 1012.9292 | 0
2030 | 3 | 1 | 7 | 1057.2387 | 7.2387
2030 | 3 | 1 | 8 | 1077.856 | 27.856
2030 | 3 | 1 | 9 | 1118.1677 | 68.1677
2030 | 3 | 1 | 10 | 1143.4527 | 93.4527
2030 | 3 | 1 | 11 | 1151.5271 | 101.5271
2030 | 3 | 1 | 12 | 1156.0273 | 106.0273
2030 | 3 | 1 | 13 | 1147.6997 | 97.6997
2030 | 3 | 1 | 14 | 1137.0454 | 87.0454
2030 | 3 | 1 | 15 | 1124.1747 | 74.1747
2030 | 3 | 1 | 16 | 1114.4623 | 64.4623
2030 | 3 | 1 | 17 | 1117.2295 | 67.2295
2030 | 3 | 1 | 18 | 1123.0464 | 73.0464
2030 | 3 | 1 | 19 | 1150.5562 | 100.5562
2030 | 3 | 1 | 20 | 1152.8809 | 102.8809
2030 | 3 | 1 | 21 | 1137.0597 | 87.0597
2030 | 3 | 1 | 22 | 1125.8845 | 75.8845
2030 | 3 | 1 | 23 | 1105.6783 | 55.6783
2030 | 3 | 2 | 0 | 1075.9861 | 25.9861
2030 | 3 | 2 | 1 | 981.4143 | 0
2030 | 3 | 2 | 2 | 959.9918 | 0
2030 | 3 | 2 | 3 | 937.7041 | 0
2030 | 3 | 2 | 4 | 926.862 | 0
2030 | 3 | 2 | 5 | 932.6379 | 0
2030 | 3 | 2 | 6 | 954.6843 | 0
2030 | 3 | 2 | 7 | 967.5297 | 0
2030 | 3 | 2 | 8 | 950.9562 | 0
2030 | 3 | 2 | 9 | 969.8603 | 0
2030 | 3 | 2 | 10 | 1017.9203 | 0
2030 | 3 | 2 | 11 | 1039.1732 | 0
2030 | 3 | 2 | 12 | 1052.7668 | 2.7668
2030 | 3 | 2 | 13 | 1050.4742 | 0.47418
2030 | 3 | 2 | 14 | 1041.5749 | 0
2030 | 3 | 2 | 15 | 1036.4056 | 0
2030 | 3 | 2 | 16 | 1035.985 | 0
2030 | 3 | 2 | 17 | 1027.5012 | 0
2030 | 3 | 2 | 18 | 1039.7731 | 0
2030 | 3 | 2 | 19 | 1076.4412 | 26.4412
2030 | 3 | 2 | 20 | 1066.8782 | 16.8782
2030 | 3 | 2 | 21 | 1040.9665 | 0
2030 | 3 | 2 | 22 | 1018.578 | 0
2030 | 3 | 2 | 23 | 1007.5597 | 0
2030 | 3 | 3 | 0 | 993.3267 | 0
2030 | 3 | 3 | 1 | 970.7531 | 0
2030 | 3 | 3 | 2 | 946.8916 | 0
2030 | 3 | 3 | 3 | 922.8648 | 0
2030 | 3 | 3 | 4 | 908.019 | 0
2030 | 3 | 3 | 5 | 903.1831 | 0
2030 | 3 | 3 | 6 | 905.7549 | 0
2030 | 3 | 3 | 7 | 909.1017 | 0
2030 | 3 | 3 | 8 | 913.6334 | 0
2030 | 3 | 3 | 9 | 939.8076 | 0
2030 | 3 | 3 | 10 | 981.7269 | 0
2030 | 3 | 3 | 11 | 998.9296 | 0
2030 | 3 | 3 | 12 | 1009.2558 | 0
2030 | 3 | 3 | 13 | 1011.5378 | 0
2030 | 3 | 3 | 14 | 1001.4376 | 0
2030 | 3 | 3 | 15 | 1000.5193 | 0
2030 | 3 | 3 | 16 | 1001.2763 | 0
2030 | 3 | 3 | 17 | 1007.1842 | 0
2030 | 3 | 3 | 18 | 1019.7794 | 0
2030 | 3 | 3 | 19 | 1054.9849 | 4.9849
2030 | 3 | 3 | 20 | 1050.409 | 0.409
2030 | 3 | 3 | 21 | 1027.3324 | 0
2030 | 3 | 3 | 22 | 993.8773 | 0
2030 | 3 | 3 | 23 | 976.3885 | 0
2030 | 3 | 4 | 0 | 957.2283 | 0
2030 | 3 | 4 | 1 | 993.9765 | 0
2030 | 3 | 4 | 2 | 968.8173 | 0
2030 | 3 | 4 | 3 | 946.7351 | 0
2030 | 3 | 4 | 4 | 935.0783 | 0
2030 | 3 | 4 | 5 | 941.6429 | 0
2030 | 3 | 4 | 6 | 976.1683 | 0
2030 | 3 | 4 | 7 | 1022.2171 | 0
2030 | 3 | 4 | 8 | 1038.7175 | 0
2030 | 3 | 4 | 9 | 1083.8021 | 33.8021
2030 | 3 | 4 | 10 | 1100.4664 | 50.4664
2030 | 3 | 4 | 11 | 1118.7501 | 68.7501
2030 | 3 | 4 | 12 | 1134.13 | 84.13
2030 | 3 | 4 | 13 | 1138.1851 | 88.1851
2030 | 3 | 4 | 14 | 1139.0157 | 89.0157
2030 | 3 | 4 | 15 | 1135.935 | 85.935
2030 | 3 | 4 | 16 | 1131.4112 | 81.4112
2030 | 3 | 4 | 17 | 1133.3192 | 83.3192
2030 | 3 | 4 | 18 | 1132.4918 | 82.4918
2030 | 3 | 4 | 19 | 1154.6505 | 104.6505
2030 | 3 | 4 | 20 | 1141.2486 | 91.2486
2030 | 3 | 4 | 21 | 1100.7211 | 50.7211
2030 | 3 | 4 | 22 | 1061.2735 | 11.2735
2030 | 3 | 4 | 23 | 1037.4742 | 0
2030 | 3 | 5 | 0 | 1005.6135 | 0
2030 | 3 | 5 | 1 | 965.6617 | 0
2030 | 3 | 5 | 2 | 950.4761 | 0
2030 | 3 | 5 | 3 | 937.9004 | 0
2030 | 3 | 5 | 4 | 930.9565 | 0
2030 | 3 | 5 | 5 | 940.66 | 0
2030 | 3 | 5 | 6 | 975.7741 | 0
2030 | 3 | 5 | 7 | 1027.4037 | 0
2030 | 3 | 5 | 8 | 1062.055 | 12.055
2030 | 3 | 5 | 9 | 1116.06 | 66.06
2030 | 3 | 5 | 10 | 1147.6558 | 97.6558
2030 | 3 | 5 | 11 | 1170.5208 | 120.5208
2030 | 3 | 5 | 12 | 1178.8295 | 128.8295
2030 | 3 | 5 | 13 | 1176.1941 | 126.1941
2030 | 3 | 5 | 14 | 1168.5288 | 118.5288
2030 | 3 | 5 | 15 | 1167.8256 | 117.8256
2030 | 3 | 5 | 16 | 1150.8762 | 100.8762
2030 | 3 | 5 | 17 | 1148.7667 | 98.7667
2030 | 3 | 5 | 18 | 1161.3609 | 111.3609
2030 | 3 | 5 | 19 | 1183.3094 | 133.3094
2030 | 3 | 5 | 20 | 1178.9564 | 128.9564
2030 | 3 | 5 | 21 | 1147.1989 | 97.1989
2030 | 3 | 5 | 22 | 1112.2133 | 62.2133
2030 | 3 | 5 | 23 | 1086.0499 | 36.0499
2030 | 3 | 6 | 0 | 1052.9717 | 2.9717
2030 | 3 | 6 | 1 | 1032.9177 | 0
2030 | 3 | 6 | 2 | 1012.9439 | 0
2030 | 3 | 6 | 3 | 998.5445 | 0
2030 | 3 | 6 | 4 | 993.2253 | 0
2030 | 3 | 6 | 5 | 1002.1274 | 0
2030 | 3 | 6 | 6 | 1033.7024 | 0
2030 | 3 | 6 | 7 | 1071.8215 | 21.8215
2030 | 3 | 6 | 8 | 1099.1296 | 49.1296
2030 | 3 | 6 | 9 | 1134.9136 | 84.9136
2030 | 3 | 6 | 10 | 1150.5408 | 100.5408
2030 | 3 | 6 | 11 | 1161.3699 | 111.3699
2030 | 3 | 6 | 12 | 1162.4227 | 112.4227
2030 | 3 | 6 | 13 | 1160.3817 | 110.3817
2030 | 3 | 6 | 14 | 1158.9947 | 108.9947
2030 | 3 | 6 | 15 | 1158.0981 | 108.0981
2030 | 3 | 6 | 16 | 1158.012 | 108.012
2030 | 3 | 6 | 17 | 1144.7608 | 94.7608
2030 | 3 | 6 | 18 | 1161.9338 | 111.9338
2030 | 3 | 6 | 19 | 1189.0722 | 139.0722
2030 | 3 | 6 | 20 | 1195.5303 | 145.5303
2030 | 3 | 6 | 21 | 1172.9352 | 122.9352
2030 | 3 | 6 | 22 | 1135.7554 | 85.7554
2030 | 3 | 6 | 23 | 1107.0619 | 57.0619
2030 | 3 | 7 | 0 | 1068.6343 | 18.6343
2030 | 3 | 7 | 1 | 1011.9708 | 0
2030 | 3 | 7 | 2 | 991.2032 | 0
2030 | 3 | 7 | 3 | 978.9413 | 0
2030 | 3 | 7 | 4 | 966.6794 | 0
2030 | 3 | 7 | 5 | 977.407 | 0
2030 | 3 | 7 | 6 | 1012.7004 | 0
2030 | 3 | 7 | 7 | 1058.0102 | 8.0102
2030 | 3 | 7 | 8 | 1086.0416 | 36.0416
2030 | 3 | 7 | 9 | 1119.922 | 69.922
2030 | 3 | 7 | 10 | 1131.3539 | 81.3539
2030 | 3 | 7 | 11 | 1141.9337 | 91.9337
2030 | 3 | 7 | 12 | 1148.754 | 98.754
2030 | 3 | 7 | 13 | 1142.8472 | 92.8472
2030 | 3 | 7 | 14 | 1131.6632 | 81.6632
2030 | 3 | 7 | 15 | 1124.1348 | 74.1348
2030 | 3 | 7 | 16 | 1121.965 | 71.965
2030 | 3 | 7 | 17 | 1125.9107 | 75.9107
2030 | 3 | 7 | 18 | 1134.1861 | 84.1861
2030 | 3 | 7 | 19 | 1139.5861 | 89.5861
2030 | 3 | 7 | 20 | 1144.9862 | 94.9862
2030 | 3 | 7 | 21 | 1113.4662 | 63.4662
2030 | 3 | 7 | 22 | 1094.4687 | 44.4687
2030 | 3 | 7 | 23 | 1064.7036 | 14.7036
2030 | 3 | 8 | 0 | 1030.2434 | 0
2030 | 3 | 8 | 1 | 1001.6234 | 0
2030 | 3 | 8 | 2 | 981.2306 | 0
2030 | 3 | 8 | 3 | 960.0367 | 0
2030 | 3 | 8 | 4 | 952.459 | 0
2030 | 3 | 8 | 5 | 963.7459 | 0
2030 | 3 | 8 | 6 | 1002.157 | 0
2030 | 3 | 8 | 7 | 1051.2902 | 1.2902
2030 | 3 | 8 | 8 | 1076.3393 | 26.3393
2030 | 3 | 8 | 9 | 1100.0435 | 50.0435
2030 | 3 | 8 | 10 | 1118.8335 | 68.8335
2030 | 3 | 8 | 11 | 1131.6234 | 81.6234
2030 | 3 | 8 | 12 | 1137.4025 | 87.4025
2030 | 3 | 8 | 13 | 1128.9912 | 78.9912
2030 | 3 | 8 | 14 | 1116.649 | 66.649
2030 | 3 | 8 | 15 | 1104.5959 | 54.5959
2030 | 3 | 8 | 16 | 1098.2329 | 48.2329
2030 | 3 | 8 | 17 | 1100.1247 | 50.1247
2030 | 3 | 8 | 18 | 1110.0936 | 60.0936
2030 | 3 | 8 | 19 | 1120.0624 | 70.0624
2030 | 3 | 8 | 20 | 1117.6174 | 67.6174
2030 | 3 | 8 | 21 | 1081.5303 | 31.5303
2030 | 3 | 8 | 22 | 1046.3385 | 0
2030 | 3 | 8 | 23 | 1021.7926 | 0
2030 | 3 | 9 | 0 | 989.727 | 0
2030 | 3 | 9 | 1 | 942.4089 | 0
2030 | 3 | 9 | 2 | 895.0908 | 0
2030 | 3 | 9 | 3 | 875.5406 | 0
2030 | 3 | 9 | 4 | 855.9904 | 0
2030 | 3 | 9 | 5 | 854.9537 | 0
2030 | 3 | 9 | 6 | 868.5855 | 0
2030 | 3 | 9 | 7 | 884.1994 | 0
2030 | 3 | 9 | 8 | 912.0489 | 0
2030 | 3 | 9 | 9 | 945.6465 | 0
2030 | 3 | 9 | 10 | 976.6131 | 0
2030 | 3 | 9 | 11 | 999.916 | 0
2030 | 3 | 9 | 12 | 1011.8038 | 0
2030 | 3 | 9 | 13 | 1006.1809 | 0
2030 | 3 | 9 | 14 | 989.6401 | 0
2030 | 3 | 9 | 15 | 975.5584 | 0
2030 | 3 | 9 | 16 | 969.4192 | 0
2030 | 3 | 9 | 17 | 980.1809 | 0
2030 | 3 | 9 | 18 | 987.5347 | 0
2030 | 3 | 9 | 19 | 994.8885 | 0
2030 | 3 | 9 | 20 | 1008.93 | 0
2030 | 3 | 9 | 21 | 978.1932 | 0
2030 | 3 | 9 | 22 | 958.4089 | 0
2030 | 3 | 9 | 23 | 936.0287 | 0
2030 | 3 | 10 | 0 | 899.1408 | 0
2030 | 3 | 10 | 1 | 862.2529 | 0
2030 | 3 | 10 | 2 | 844.2253 | 0
2030 | 3 | 10 | 3 | 826.3267 | 0
2030 | 3 | 10 | 4 | 818.6072 | 0
2030 | 3 | 10 | 5 | 818.8283 | 0
2030 | 3 | 10 | 6 | 828.7036 | 0
2030 | 3 | 10 | 7 | 838.3674 | 0
2030 | 3 | 10 | 8 | 854.8128 | 0
2030 | 3 | 10 | 9 | 880.2039 | 0
2030 | 3 | 10 | 10 | 916.9465 | 0
2030 | 3 | 10 | 11 | 940.9554 | 0
2030 | 3 | 10 | 12 | 955.1532 | 0
2030 | 3 | 10 | 13 | 954.3068 | 0
2030 | 3 | 10 | 14 | 954.0934 | 0
2030 | 3 | 10 | 15 | 949.152 | 0
2030 | 3 | 10 | 16 | 947.8736 | 0
2030 | 3 | 10 | 17 | 955.907 | 0
2030 | 3 | 10 | 18 | 962.3962 | 0
2030 | 3 | 10 | 19 | 985.5272 | 0
2030 | 3 | 10 | 20 | 986.8234 | 0
2030 | 3 | 10 | 21 | 962.1761 | 0
2030 | 3 | 10 | 22 | 932.2174 | 0
2030 | 3 | 10 | 23 | 920.4213 | 0
2030 | 3 | 11 | 0 | 898.2245 | 0
2030 | 3 | 11 | 1 | 909.6546 | 0
2030 | 3 | 11 | 2 | 921.0848 | 0
2030 | 3 | 11 | 3 | 907.9337 | 0
2030 | 3 | 11 | 4 | 903.0938 | 0
2030 | 3 | 11 | 5 | 918.3365 | 0
2030 | 3 | 11 | 6 | 959.5724 | 0
2030 | 3 | 11 | 7 | 1008.291 | 0
2030 | 3 | 11 | 8 | 1028.1774 | 0
2030 | 3 | 11 | 9 | 1076.6743 | 26.6743
2030 | 3 | 11 | 10 | 1091.3032 | 41.3032
2030 | 3 | 11 | 11 | 1108.9534 | 58.9534
2030 | 3 | 11 | 12 | 1123.3868 | 73.3868
2030 | 3 | 11 | 13 | 1124.1198 | 74.1198
2030 | 3 | 11 | 14 | 1122.0537 | 72.0537
2030 | 3 | 11 | 15 | 1118.6684 | 68.6684
2030 | 3 | 11 | 16 | 1115.2451 | 65.2451
2030 | 3 | 11 | 17 | 1118.829 | 68.829
2030 | 3 | 11 | 18 | 1113.2718 | 63.2718
2030 | 3 | 11 | 19 | 1126.2896 | 76.2896
2030 | 3 | 11 | 20 | 1121.4462 | 71.4462
2030 | 3 | 11 | 21 | 1079.4156 | 29.4156
2030 | 3 | 11 | 22 | 1051.2163 | 1.2163
2030 | 3 | 11 | 23 | 1023.4484 | 0
2030 | 3 | 12 | 0 | 996.5456 | 0
2030 | 3 | 12 | 1 | 959.7342 | 0
2030 | 3 | 12 | 2 | 942.0785 | 0
2030 | 3 | 12 | 3 | 928.178 | 0
2030 | 3 | 12 | 4 | 922.1716 | 0
2030 | 3 | 12 | 5 | 936.106 | 0
2030 | 3 | 12 | 6 | 975.0438 | 0
2030 | 3 | 12 | 7 | 1027.4332 | 0
2030 | 3 | 12 | 8 | 1053.6435 | 3.6435
2030 | 3 | 12 | 9 | 1097.3606 | 47.3606
2030 | 3 | 12 | 10 | 1127.9085 | 77.9085
2030 | 3 | 12 | 11 | 1150.2861 | 100.2861
2030 | 3 | 12 | 12 | 1155.8221 | 105.8221
2030 | 3 | 12 | 13 | 1152.0372 | 102.0372
2030 | 3 | 12 | 14 | 1136.4715 | 86.4715
2030 | 3 | 12 | 15 | 1122.5646 | 72.5646
2030 | 3 | 12 | 16 | 1102.2918 | 52.2918
2030 | 3 | 12 | 17 | 1106.716 | 56.716
2030 | 3 | 12 | 18 | 1119.0763 | 69.0763
2030 | 3 | 12 | 19 | 1131.4367 | 81.4367
2030 | 3 | 12 | 20 | 1134.1976 | 84.1976
2030 | 3 | 12 | 21 | 1102.5255 | 52.5255
2030 | 3 | 12 | 22 | 1073.9542 | 23.9542
2030 | 3 | 12 | 23 | 1040.0642 | 0
2030 | 3 | 13 | 0 | 1005.3459 | 0
2030 | 3 | 13 | 1 | 985.4076 | 0
2030 | 3 | 13 | 2 | 963.1175 | 0
2030 | 3 | 13 | 3 | 950.8771 | 0
2030 | 3 | 13 | 4 | 947.4007 | 0
2030 | 3 | 13 | 5 | 960.1402 | 0
2030 | 3 | 13 | 6 | 1002.8584 | 0
2030 | 3 | 13 | 7 | 1046.4461 | 0
2030 | 3 | 13 | 8 | 1061.2271 | 11.2271
2030 | 3 | 13 | 9 | 1094.4367 | 44.4367
2030 | 3 | 13 | 10 | 1116.6094 | 66.6094
2030 | 3 | 13 | 11 | 1125.5876 | 75.5876
2030 | 3 | 13 | 12 | 1127.507 | 77.507
2030 | 3 | 13 | 13 | 1121.864 | 71.864
2030 | 3 | 13 | 14 | 1123.4856 | 73.4856
2030 | 3 | 13 | 15 | 1122.6505 | 72.6505
2030 | 3 | 13 | 16 | 1124.8896 | 74.8896
2030 | 3 | 13 | 17 | 1125.3097 | 75.3097
2030 | 3 | 13 | 18 | 1126.9694 | 76.9694
2030 | 3 | 13 | 19 | 1136.0023 | 86.0023
2030 | 3 | 13 | 20 | 1145.0353 | 95.0353
2030 | 3 | 13 | 21 | 1118.615 | 68.615
2030 | 3 | 13 | 22 | 1082.071 | 32.071
2030 | 3 | 13 | 23 | 1048.4597 | 0
2030 | 3 | 14 | 0 | 1010.6057 | 0
2030 | 3 | 14 | 1 | 977.6967 | 0
2030 | 3 | 14 | 2 | 961.3863 | 0
2030 | 3 | 14 | 3 | 953.164 | 0
2030 | 3 | 14 | 4 | 947.6951 | 0
2030 | 3 | 14 | 5 | 959.3875 | 0
2030 | 3 | 14 | 6 | 1002.5439 | 0
2030 | 3 | 14 | 7 | 1051.4426 | 1.4426
2030 | 3 | 14 | 8 | 1059.8104 | 9.8104
2030 | 3 | 14 | 9 | 1096.2784 | 46.2784
2030 | 3 | 14 | 10 | 1117.1642 | 67.1642
2030 | 3 | 14 | 11 | 1128.7586 | 78.7586
2030 | 3 | 14 | 12 | 1132.1112 | 82.1112
2030 | 3 | 14 | 13 | 1125.1686 | 75.1686
2030 | 3 | 14 | 14 | 1124.2686 | 74.2686
2030 | 3 | 14 | 15 | 1120.6127 | 70.6127
2030 | 3 | 14 | 16 | 1113.562 | 63.562
2030 | 3 | 14 | 17 | 1101.3285 | 51.3285
2030 | 3 | 14 | 18 | 1087.0484 | 37.0484
2030 | 3 | 14 | 19 | 1103.239 | 53.239
2030 | 3 | 14 | 20 | 1106.4577 | 56.4577
2030 | 3 | 14 | 21 | 1076.7826 | 26.7826
2030 | 3 | 14 | 22 | 1036.3898 | 0
2030 | 3 | 14 | 23 | 1007.5072 | 0
2030 | 3 | 15 | 0 | 981.3644 | 0
2030 | 3 | 15 | 1 | 941.3869 | 0
2030 | 3 | 15 | 2 | 924.3039 | 0
2030 | 3 | 15 | 3 | 918.1234 | 0
2030 | 3 | 15 | 4 | 912.6943 | 0
2030 | 3 | 15 | 5 | 925.5004 | 0
2030 | 3 | 15 | 6 | 972.0839 | 0
2030 | 3 | 15 | 7 | 1025.6362 | 0
2030 | 3 | 15 | 8 | 1037.6642 | 0
2030 | 3 | 15 | 9 | 1071.9641 | 21.9641
2030 | 3 | 15 | 10 | 1095.2595 | 45.2595
2030 | 3 | 15 | 11 | 1108.1984 | 58.1984
2030 | 3 | 15 | 12 | 1113.3618 | 63.3618
2030 | 3 | 15 | 13 | 1108.5516 | 58.5516
2030 | 3 | 15 | 14 | 1101.1684 | 51.1684
2030 | 3 | 15 | 15 | 1098.4062 | 48.4062
2030 | 3 | 15 | 16 | 1094.2201 | 44.2201
2030 | 3 | 15 | 17 | 1093.5116 | 43.5116
2030 | 3 | 15 | 18 | 1081.8312 | 31.8312
2030 | 3 | 15 | 19 | 1079.9516 | 29.9516
2030 | 3 | 15 | 20 | 1077.2784 | 27.2784
2030 | 3 | 15 | 21 | 1041.9805 | 0
2030 | 3 | 15 | 22 | 1010.8047 | 0
2030 | 3 | 15 | 23 | 977.8118 | 0
2030 | 3 | 16 | 0 | 953.5017 | 0
2030 | 3 | 16 | 1 | 884.496 | 0
2030 | 3 | 16 | 2 | 844.9615 | 0
2030 | 3 | 16 | 3 | 805.4271 | 0
2030 | 3 | 16 | 4 | 796.7672 | 0
2030 | 3 | 16 | 5 | 792.7926 | 0
2030 | 3 | 16 | 6 | 810.0996 | 0
2030 | 3 | 16 | 7 | 827.4067 | 0
2030 | 3 | 16 | 8 | 854.0222 | 0
2030 | 3 | 16 | 9 | 888.8264 | 0
2030 | 3 | 16 | 10 | 931.6693 | 0
2030 | 3 | 16 | 11 | 952.695 | 0
2030 | 3 | 16 | 12 | 962.2677 | 0
2030 | 3 | 16 | 13 | 953.0826 | 0
2030 | 3 | 16 | 14 | 952.4076 | 0
2030 | 3 | 16 | 15 | 946.0481 | 0
2030 | 3 | 16 | 16 | 945.0264 | 0
2030 | 3 | 16 | 17 | 948.1804 | 0
2030 | 3 | 16 | 18 | 933.5323 | 0
2030 | 3 | 16 | 19 | 944.7262 | 0
2030 | 3 | 16 | 20 | 945.7976 | 0
2030 | 3 | 16 | 21 | 918.0503 | 0
2030 | 3 | 16 | 22 | 894.5347 | 0
2030 | 3 | 16 | 23 | 877.4751 | 0
2030 | 3 | 17 | 0 | 859.3558 | 0
2030 | 3 | 17 | 1 | 805.2066 | 0
2030 | 3 | 17 | 2 | 792.1668 | 0
2030 | 3 | 17 | 3 | 785.7701 | 0
2030 | 3 | 17 | 4 | 776.5823 | 0
2030 | 3 | 17 | 5 | 775.2591 | 0
2030 | 3 | 17 | 6 | 789.5005 | 0
2030 | 3 | 17 | 7 | 796.8854 | 0
2030 | 3 | 17 | 8 | 807.732 | 0
2030 | 3 | 17 | 9 | 838.0986 | 0
2030 | 3 | 17 | 10 | 874.8437 | 0
2030 | 3 | 17 | 11 | 896.2847 | 0
2030 | 3 | 17 | 12 | 906.3082 | 0
2030 | 3 | 17 | 13 | 906.008 | 0
2030 | 3 | 17 | 14 | 904.4393 | 0
2030 | 3 | 17 | 15 | 903.3599 | 0
2030 | 3 | 17 | 16 | 898.6124 | 0
2030 | 3 | 17 | 17 | 906.4403 | 0
2030 | 3 | 17 | 18 | 903.7171 | 0
2030 | 3 | 17 | 19 | 925.502 | 0
2030 | 3 | 17 | 20 | 938.9741 | 0
2030 | 3 | 17 | 21 | 920.1893 | 0
2030 | 3 | 17 | 22 | 885.4331 | 0
2030 | 3 | 17 | 23 | 867.0728 | 0
2030 | 3 | 18 | 0 | 845.7923 | 0
2030 | 3 | 18 | 1 | 866.1131 | 0
2030 | 3 | 18 | 2 | 886.4339 | 0
2030 | 3 | 18 | 3 | 882.557 | 0
2030 | 3 | 18 | 4 | 879.4408 | 0
2030 | 3 | 18 | 5 | 895.8755 | 0
2030 | 3 | 18 | 6 | 944.5864 | 0
2030 | 3 | 18 | 7 | 999.5109 | 0
2030 | 3 | 18 | 8 | 1025.9179 | 0
2030 | 3 | 18 | 9 | 1069.291 | 19.291
2030 | 3 | 18 | 10 | 1084.2561 | 34.2561
2030 | 3 | 18 | 11 | 1098.5777 | 48.5777
2030 | 3 | 18 | 12 | 1107.4509 | 57.4509
2030 | 3 | 18 | 13 | 1107.2086 | 57.2086
2030 | 3 | 18 | 14 | 1103.9861 | 53.9861
2030 | 3 | 18 | 15 | 1102.119 | 52.119
2030 | 3 | 18 | 16 | 1109.8923 | 59.8923
2030 | 3 | 18 | 17 | 1118.8692 | 68.8692
2030 | 3 | 18 | 18 | 1108.0809 | 58.0809
2030 | 3 | 18 | 19 | 1104.2413 | 54.2413
2030 | 3 | 18 | 20 | 1106.7872 | 56.7872
2030 | 3 | 18 | 21 | 1071.5532 | 21.5532
2030 | 3 | 18 | 22 | 1032.1706 | 0
2030 | 3 | 18 | 23 | 999.5845 | 0
2030 | 3 | 19 | 0 | 969.8627 | 0
2030 | 3 | 19 | 1 | 903.4821 | 0
2030 | 3 | 19 | 2 | 888.2484 | 0
2030 | 3 | 19 | 3 | 882.6585 | 0
2030 | 3 | 19 | 4 | 879.5079 | 0
2030 | 3 | 19 | 5 | 894.6384 | 0
2030 | 3 | 19 | 6 | 937.3521 | 0
2030 | 3 | 19 | 7 | 990.6186 | 0
2030 | 3 | 19 | 8 | 1023.4975 | 0
2030 | 3 | 19 | 9 | 1070.3539 | 20.3539
2030 | 3 | 19 | 10 | 1093.0361 | 43.0361
2030 | 3 | 19 | 11 | 1108.4215 | 58.4215
2030 | 3 | 19 | 12 | 1111.0425 | 61.0425
2030 | 3 | 19 | 13 | 1104.6558 | 54.6558
2030 | 3 | 19 | 14 | 1093.6989 | 43.6989
2030 | 3 | 19 | 15 | 1086.5143 | 36.5143
2030 | 3 | 19 | 16 | 1071.9999 | 21.9999
2030 | 3 | 19 | 17 | 1074.5141 | 24.5141
2030 | 3 | 19 | 18 | 1073.8004 | 23.8004
2030 | 3 | 19 | 19 | 1082.8385 | 32.8385
2030 | 3 | 19 | 20 | 1085.0963 | 35.0963
2030 | 3 | 19 | 21 | 1050.3857 | 0.38574
2030 | 3 | 19 | 22 | 1009.1373 | 0
2030 | 3 | 19 | 23 | 976.3766 | 0
2030 | 3 | 20 | 0 | 949.2083 | 0
2030 | 3 | 20 | 1 | 938.154 | 0
2030 | 3 | 20 | 2 | 919.41 | 0
2030 | 3 | 20 | 3 | 907.8152 | 0
2030 | 3 | 20 | 4 | 902.6694 | 0
2030 | 3 | 20 | 5 | 915.9383 | 0
2030 | 3 | 20 | 6 | 959.537 | 0
2030 | 3 | 20 | 7 | 1007.193 | 0
2030 | 3 | 20 | 8 | 1018.3441 | 0
2030 | 3 | 20 | 9 | 1051.6689 | 1.6689
2030 | 3 | 20 | 10 | 1074.642 | 24.642
2030 | 3 | 20 | 11 | 1088.6686 | 38.6686
2030 | 3 | 20 | 12 | 1095.534 | 45.534
2030 | 3 | 20 | 13 | 1093.1331 | 43.1331
2030 | 3 | 20 | 14 | 1082.9356 | 32.9356
2030 | 3 | 20 | 15 | 1082.1386 | 32.1386
2030 | 3 | 20 | 16 | 1079.8033 | 29.8033
2030 | 3 | 20 | 17 | 1081.4677 | 31.4677
2030 | 3 | 20 | 18 | 1079.8192 | 29.8192
2030 | 3 | 20 | 19 | 1088.7624 | 38.7624
2030 | 3 | 20 | 20 | 1095.9777 | 45.9777
2030 | 3 | 20 | 21 | 1064.3341 | 14.3341
2030 | 3 | 20 | 22 | 1011.0566 | 0
2030 | 3 | 20 | 23 | 973.8812 | 0
2030 | 3 | 21 | 0 | 940.1335 | 0
2030 | 3 | 21 | 1 | 922.483 | 0
2030 | 3 | 21 | 2 | 904.5588 | 0
2030 | 3 | 21 | 3 | 894.721 | 0
2030 | 3 | 21 | 4 | 889.5284 | 0
2030 | 3 | 21 | 5 | 905.6762 | 0
2030 | 3 | 21 | 6 | 956.934 | 0
2030 | 3 | 21 | 7 | 1009.415 | 0
2030 | 3 | 21 | 8 | 1026.8093 | 0
2030 | 3 | 21 | 9 | 1065.799 | 15.799
2030 | 3 | 21 | 10 | 1083.9466 | 33.9466
2030 | 3 | 21 | 11 | 1094.5233 | 44.5233
2030 | 3 | 21 | 12 | 1092.815 | 42.815
2030 | 3 | 21 | 13 | 1092.0657 | 42.0657
2030 | 3 | 21 | 14 | 1085.3364 | 35.3364
2030 | 3 | 21 | 15 | 1077.2549 | 27.2549
2030 | 3 | 21 | 16 | 1074.87 | 24.87
2030 | 3 | 21 | 17 | 1068.4778 | 18.4778
2030 | 3 | 21 | 18 | 1050.0545 | 0.054468
2030 | 3 | 21 | 19 | 1062.2397 | 12.2397
2030 | 3 | 21 | 20 | 1071.1125 | 21.1125
2030 | 3 | 21 | 21 | 1040.9822 | 0
2030 | 3 | 21 | 22 | 993.8688 | 0
2030 | 3 | 21 | 23 | 963.1686 | 0
2030 | 3 | 22 | 0 | 938.0756 | 0
2030 | 3 | 22 | 1 | 945.271 | 0
2030 | 3 | 22 | 2 | 937.3706 | 0
2030 | 3 | 22 | 3 | 933.1814 | 0
2030 | 3 | 22 | 4 | 928.7377 | 0
2030 | 3 | 22 | 5 | 942.8535 | 0
2030 | 3 | 22 | 6 | 982.2552 | 0
2030 | 3 | 22 | 7 | 1017.5615 | 0
2030 | 3 | 22 | 8 | 1035.2741 | 0
2030 | 3 | 22 | 9 | 1072.4677 | 22.4677
2030 | 3 | 22 | 10 | 1084.4474 | 34.4474
2030 | 3 | 22 | 11 | 1089.3153 | 39.3153
2030 | 3 | 22 | 12 | 1088.685 | 38.685
2030 | 3 | 22 | 13 | 1082.8759 | 32.8759
2030 | 3 | 22 | 14 | 1076.1673 | 26.1673
2030 | 3 | 22 | 15 | 1070.5891 | 20.5891
2030 | 3 | 22 | 16 | 1067.4371 | 17.4371
2030 | 3 | 22 | 17 | 1054.0228 | 4.0228
2030 | 3 | 22 | 18 | 1040.0727 | 0
2030 | 3 | 22 | 19 | 1056.0841 | 6.0841
2030 | 3 | 22 | 20 | 1065.8159 | 15.8159
2030 | 3 | 22 | 21 | 1034.718 | 0
2030 | 3 | 22 | 22 | 1021.8077 | 0
2030 | 3 | 22 | 23 | 1001.0549 | 0
2030 | 3 | 23 | 0 | 988.3634 | 0
2030 | 3 | 23 | 1 | 934.7434 | 0
2030 | 3 | 23 | 2 | 881.1235 | 0
2030 | 3 | 23 | 3 | 872.7207 | 0
2030 | 3 | 23 | 4 | 870.1331 | 0
2030 | 3 | 23 | 5 | 884.2221 | 0
2030 | 3 | 23 | 6 | 918.5558 | 0
2030 | 3 | 23 | 7 | 920.9096 | 0
2030 | 3 | 23 | 8 | 923.2634 | 0
2030 | 3 | 23 | 9 | 947.1171 | 0
2030 | 3 | 23 | 10 | 982.4285 | 0
2030 | 3 | 23 | 11 | 996.7201 | 0
2030 | 3 | 23 | 12 | 998.0893 | 0
2030 | 3 | 23 | 13 | 988.7198 | 0
2030 | 3 | 23 | 14 | 975.7752 | 0
2030 | 3 | 23 | 15 | 968.06 | 0
2030 | 3 | 23 | 16 | 963.3688 | 0
2030 | 3 | 23 | 17 | 962.2062 | 0
2030 | 3 | 23 | 18 | 965.2823 | 0
2030 | 3 | 23 | 19 | 978.1963 | 0
2030 | 3 | 23 | 20 | 991.2407 | 0
2030 | 3 | 23 | 21 | 968.3591 | 0
2030 | 3 | 23 | 22 | 949.7739 | 0
2030 | 3 | 23 | 23 | 930.2571 | 0
2030 | 3 | 24 | 0 | 938.3616 | 0
2030 | 3 | 24 | 1 | 890.9922 | 0
2030 | 3 | 24 | 2 | 877.3347 | 0
2030 | 3 | 24 | 3 | 866.7588 | 0
2030 | 3 | 24 | 4 | 864.7597 | 0
2030 | 3 | 24 | 5 | 876.4175 | 0
2030 | 3 | 24 | 6 | 906.4394 | 0
2030 | 3 | 24 | 7 | 899.9171 | 0
2030 | 3 | 24 | 8 | 893.3948 | 0
2030 | 3 | 24 | 9 | 909.3285 | 0
2030 | 3 | 24 | 10 | 939.5923 | 0
2030 | 3 | 24 | 11 | 963.0154 | 0
2030 | 3 | 24 | 12 | 977.1785 | 0
2030 | 3 | 24 | 13 | 981.7573 | 0
2030 | 3 | 24 | 14 | 973.0607 | 0
2030 | 3 | 24 | 15 | 971.3565 | 0
2030 | 3 | 24 | 16 | 976.7438 | 0
2030 | 3 | 24 | 17 | 985.2853 | 0
2030 | 3 | 24 | 18 | 987.985 | 0
2030 | 3 | 24 | 19 | 996.0133 | 0
2030 | 3 | 24 | 20 | 1006.3132 | 0
2030 | 3 | 24 | 21 | 977.1254 | 0
2030 | 3 | 24 | 22 | 944.0137 | 0
2030 | 3 | 24 | 23 | 923.368 | 0
2030 | 3 | 25 | 0 | 910.0312 | 0
2030 | 3 | 25 | 1 | 929.9604 | 0
2030 | 3 | 25 | 2 | 917.6924 | 0
2030 | 3 | 25 | 3 | 912.7481 | 0
2030 | 3 | 25 | 4 | 912.5131 | 0
2030 | 3 | 25 | 5 | 932.2656 | 0
2030 | 3 | 25 | 6 | 983.2967 | 0
2030 | 3 | 25 | 7 | 1036.3314 | 0
2030 | 3 | 25 | 8 | 1069.3385 | 19.3385
2030 | 3 | 25 | 9 | 1105.6462 | 55.6462
2030 | 3 | 25 | 10 | 1115.4553 | 65.4553
2030 | 3 | 25 | 11 | 1122.3214 | 72.3214
2030 | 3 | 25 | 12 | 1123.6283 | 73.6283
2030 | 3 | 25 | 13 | 1120.653 | 70.653
2030 | 3 | 25 | 14 | 1112.622 | 62.622
2030 | 3 | 25 | 15 | 1107.7258 | 57.7258
2030 | 3 | 25 | 16 | 1111.04 | 61.04
2030 | 3 | 25 | 17 | 1114.0313 | 64.0313
2030 | 3 | 25 | 18 | 1102.7867 | 52.7867
2030 | 3 | 25 | 19 | 1103.1024 | 53.1024
2030 | 3 | 25 | 20 | 1116.3213 | 66.3213
2030 | 3 | 25 | 21 | 1083.0899 | 33.0899
2030 | 3 | 25 | 22 | 1044.8232 | 0
2030 | 3 | 25 | 23 | 1004.585 | 0
2030 | 3 | 26 | 0 | 970.5558 | 0
2030 | 3 | 26 | 1 | 942.3796 | 0
2030 | 3 | 26 | 2 | 930.0821 | 0
2030 | 3 | 26 | 3 | 925.2794 | 0
2030 | 3 | 26 | 4 | 925.8925 | 0
2030 | 3 | 26 | 5 | 947.0501 | 0
2030 | 3 | 26 | 6 | 998.9684 | 0
2030 | 3 | 26 | 7 | 1054.3421 | 4.3421
2030 | 3 | 26 | 8 | 1090.046 | 40.046
2030 | 3 | 26 | 9 | 1129.6481 | 79.6481
2030 | 3 | 26 | 10 | 1147.0957 | 97.0957
2030 | 3 | 26 | 11 | 1158.5051 | 108.5051
2030 | 3 | 26 | 12 | 1152.9207 | 102.9207
2030 | 3 | 26 | 13 | 1143.764 | 93.764
2030 | 3 | 26 | 14 | 1129.1163 | 79.1163
2030 | 3 | 26 | 15 | 1117.8321 | 67.8321
2030 | 3 | 26 | 16 | 1107.9227 | 57.9227
2030 | 3 | 26 | 17 | 1112.6885 | 62.6885
2030 | 3 | 26 | 18 | 1111.7824 | 61.7824
2030 | 3 | 26 | 19 | 1110.4651 | 60.4651
2030 | 3 | 26 | 20 | 1120.1321 | 70.1321
2030 | 3 | 26 | 21 | 1087.3977 | 37.3977
2030 | 3 | 26 | 22 | 1048.2261 | 0
2030 | 3 | 26 | 23 | 1003.1931 | 0
2030 | 3 | 27 | 0 | 966.8884 | 0
2030 | 3 | 27 | 1 | 940.9061 | 0
2030 | 3 | 27 | 2 | 926.3389 | 0
2030 | 3 | 27 | 3 | 921.8932 | 0
2030 | 3 | 27 | 4 | 923.9494 | 0
2030 | 3 | 27 | 5 | 947.3902 | 0
2030 | 3 | 27 | 6 | 1005.4712 | 0
2030 | 3 | 27 | 7 | 1058.5207 | 8.5207
2030 | 3 | 27 | 8 | 1092.6779 | 42.6779
2030 | 3 | 27 | 9 | 1127.3355 | 77.3355
2030 | 3 | 27 | 10 | 1140.7779 | 90.7779
2030 | 3 | 27 | 11 | 1146.3709 | 96.3709
2030 | 3 | 27 | 12 | 1140.8441 | 90.8441
2030 | 3 | 27 | 13 | 1133.717 | 83.717
2030 | 3 | 27 | 14 | 1124.149 | 74.149
2030 | 3 | 27 | 15 | 1118.4795 | 68.4795
2030 | 3 | 27 | 16 | 1124.4906 | 74.4906
2030 | 3 | 27 | 17 | 1127.8642 | 77.8642
2030 | 3 | 27 | 18 | 1125.9485 | 75.9485
2030 | 3 | 27 | 19 | 1120.6799 | 70.6799
2030 | 3 | 27 | 20 | 1131.824 | 81.824
2030 | 3 | 27 | 21 | 1097.0867 | 47.0867
2030 | 3 | 27 | 22 | 1055.8487 | 5.8487
2030 | 3 | 27 | 23 | 1007.9307 | 0
2030 | 3 | 28 | 0 | 968.5249 | 0
2030 | 3 | 28 | 1 | 936.4896 | 0
2030 | 3 | 28 | 2 | 904.4542 | 0
2030 | 3 | 28 | 3 | 898.6904 | 0
2030 | 3 | 28 | 4 | 899.734 | 0
2030 | 3 | 28 | 5 | 923.2556 | 0
2030 | 3 | 28 | 6 | 988.5997 | 0
2030 | 3 | 28 | 7 | 1054.633 | 4.633
2030 | 3 | 28 | 8 | 1083.9917 | 33.9917
2030 | 3 | 28 | 9 | 1117.4793 | 67.4793
2030 | 3 | 28 | 10 | 1129.76 | 79.76
2030 | 3 | 28 | 11 | 1137.427 | 87.427
2030 | 3 | 28 | 12 | 1133.884 | 83.884
2030 | 3 | 28 | 13 | 1128.1041 | 78.1041
2030 | 3 | 28 | 14 | 1116.2976 | 66.2976
2030 | 3 | 28 | 15 | 1108.2995 | 58.2995
2030 | 3 | 28 | 16 | 1112.9833 | 62.9833
2030 | 3 | 28 | 17 | 1117.2002 | 67.2002
2030 | 3 | 28 | 18 | 1097.7927 | 47.7927
2030 | 3 | 28 | 19 | 1084.8211 | 34.8211
2030 | 3 | 28 | 20 | 1091.1709 | 41.1709
2030 | 3 | 28 | 21 | 1055.8626 | 5.8626
2030 | 3 | 28 | 22 | 1011.0155 | 0
2030 | 3 | 28 | 23 | 960.5756 | 0
2030 | 3 | 29 | 0 | 922.0387 | 0
2030 | 3 | 29 | 1 | 879.4393 | 0
2030 | 3 | 29 | 2 | 855.9875 | 0
2030 | 3 | 29 | 3 | 832.5357 | 0
2030 | 3 | 29 | 4 | 831.1415 | 0
2030 | 3 | 29 | 5 | 850.6605 | 0
2030 | 3 | 29 | 6 | 906.9805 | 0
2030 | 3 | 29 | 7 | 963.3004 | 0
2030 | 3 | 29 | 8 | 970.7999 | 0
2030 | 3 | 29 | 9 | 1001.13 | 0
2030 | 3 | 29 | 10 | 1019.034 | 0
2030 | 3 | 29 | 11 | 1026.634 | 0
2030 | 3 | 29 | 12 | 1027.8398 | 0
2030 | 3 | 29 | 13 | 1025.8897 | 0
2030 | 3 | 29 | 14 | 1016.384 | 0
2030 | 3 | 29 | 15 | 1005.5021 | 0
2030 | 3 | 29 | 16 | 1001.2697 | 0
2030 | 3 | 29 | 17 | 999.008 | 0
2030 | 3 | 29 | 18 | 985.7198 | 0
2030 | 3 | 29 | 19 | 988.4196 | 0
2030 | 3 | 29 | 20 | 991.1194 | 0
2030 | 3 | 29 | 21 | 962.5256 | 0
2030 | 3 | 29 | 22 | 927.4592 | 0
2030 | 3 | 29 | 23 | 890.5527 | 0
2030 | 3 | 30 | 0 | 859.9451 | 0
2030 | 3 | 30 | 1 | 847.0488 | 0
2030 | 3 | 30 | 2 | 833.1291 | 0
2030 | 3 | 30 | 3 | 825.2732 | 0
2030 | 3 | 30 | 4 | 823.8683 | 0
2030 | 3 | 30 | 5 | 841.7715 | 0
2030 | 3 | 30 | 6 | 885.0227 | 0
2030 | 3 | 30 | 7 | 906.8533 | 0
2030 | 3 | 30 | 8 | 900.9986 | 0
2030 | 3 | 30 | 9 | 925.7516 | 0
2030 | 3 | 30 | 10 | 964.4372 | 0
2030 | 3 | 30 | 11 | 982.9339 | 0
2030 | 3 | 30 | 12 | 984.0557 | 0
2030 | 3 | 30 | 13 | 978.1059 | 0
2030 | 3 | 30 | 14 | 959.5657 | 0
2030 | 3 | 30 | 15 | 949.6343 | 0
2030 | 3 | 30 | 16 | 946.2661 | 0
2030 | 3 | 30 | 17 | 948.6809 | 0
2030 | 3 | 30 | 18 | 925.9335 | 0
2030 | 3 | 30 | 19 | 932.571 | 0
2030 | 3 | 30 | 20 | 947.6816 | 0
2030 | 3 | 30 | 21 | 918.0479 | 0
2030 | 3 | 30 | 22 | 888.5373 | 0
2030 | 3 | 30 | 23 | 859.7539 | 0
2030 | 3 | 31 | 0 | 842.9713 | 0
2030 | 3 | 31 | 1 | 810.7405 | 0
2030 | 3 | 31 | 2 | 796.837 | 0
2030 | 3 | 31 | 3 | 790.5425 | 0
2030 | 3 | 31 | 4 | 788.0399 | 0
2030 | 3 | 31 | 5 | 797.3941 | 0
2030 | 3 | 31 | 6 | 824.9943 | 0
2030 | 3 | 31 | 7 | 825.5653 | 0
2030 | 3 | 31 | 8 | 826.1363 | 0
2030 | 3 | 31 | 9 | 849.405 | 0
2030 | 3 | 31 | 10 | 877.7229 | 0
2030 | 3 | 31 | 11 | 903.5505 | 0
2030 | 3 | 31 | 12 | 917.0523 | 0
2030 | 3 | 31 | 13 | 921.3847 | 0
2030 | 3 | 31 | 14 | 913.6695 | 0
2030 | 3 | 31 | 15 | 910.587 | 0
2030 | 3 | 31 | 16 | 913.6129 | 0
2030 | 3 | 31 | 17 | 922.6946 | 0
2030 | 3 | 31 | 18 | 918.8327 | 0
2030 | 3 | 31 | 19 | 914.9708 | 0
2030 | 3 | 31 | 20 | 931.1239 | 0
2030 | 3 | 31 | 21 | 907.7235 | 0
2030 | 3 | 31 | 22 | 873.5204 | 0
2030 | 3 | 31 | 23 | 846.8339 | 0
2030 | 4 | 1 | 0 | 827.0929 | 0
2030 | 4 | 1 | 1 | 833.6407 | 0
2030 | 4 | 1 | 2 | 824.9657 | 0
2030 | 4 | 1 | 3 | 816.2907 | 0
2030 | 4 | 1 | 4 | 822.2198 | 0
2030 | 4 | 1 | 5 | 845.763 | 0
2030 | 4 | 1 | 6 | 902.1155 | 0
2030 | 4 | 1 | 7 | 958.699 | 0
2030 | 4 | 1 | 8 | 985.2448 | 0
2030 | 4 | 1 | 9 | 1023.7931 | 0
2030 | 4 | 1 | 10 | 1043.4678 | 0
2030 | 4 | 1 | 11 | 1057.3625 | 7.3625
2030 | 4 | 1 | 12 | 1063.6576 | 13.6576
2030 | 4 | 1 | 13 | 1066.7912 | 16.7912
2030 | 4 | 1 | 14 | 1060.3578 | 10.3578
2030 | 4 | 1 | 15 | 1058.6736 | 8.6736
2030 | 4 | 1 | 16 | 1062.0919 | 12.0919
2030 | 4 | 1 | 17 | 1062.1076 | 12.1076
2030 | 4 | 1 | 18 | 1036.8048 | 0
2030 | 4 | 1 | 19 | 1023.6244 | 0
2030 | 4 | 1 | 20 | 1042.1511 | 0
2030 | 4 | 1 | 21 | 1008.9532 | 0
2030 | 4 | 1 | 22 | 962.1331 | 0
2030 | 4 | 1 | 23 | 916.3183 | 0
2030 | 4 | 2 | 0 | 879.3829 | 0
2030 | 4 | 2 | 1 | 809.7873 | 0
2030 | 4 | 2 | 2 | 790.3729 | 0
2030 | 4 | 2 | 3 | 786.6525 | 0
2030 | 4 | 2 | 4 | 792.2554 | 0
2030 | 4 | 2 | 5 | 824.2442 | 0
2030 | 4 | 2 | 6 | 896.3418 | 0
2030 | 4 | 2 | 7 | 968.4393 | 0
2030 | 4 | 2 | 8 | 994.1179 | 0
2030 | 4 | 2 | 9 | 1029.706 | 0
2030 | 4 | 2 | 10 | 1061.2095 | 11.2095
2030 | 4 | 2 | 11 | 1079.2075 | 29.2075
2030 | 4 | 2 | 12 | 1077.9363 | 27.9363
2030 | 4 | 2 | 13 | 1077.7897 | 27.7897
2030 | 4 | 2 | 14 | 1066.1868 | 16.1868
2030 | 4 | 2 | 15 | 1058.6602 | 8.6602
2030 | 4 | 2 | 16 | 1048.9111 | 0
2030 | 4 | 2 | 17 | 1051.1019 | 1.1019
2030 | 4 | 2 | 18 | 1035.5919 | 0
2030 | 4 | 2 | 19 | 1025.0821 | 0
2030 | 4 | 2 | 20 | 1034.2311 | 0
2030 | 4 | 2 | 21 | 998.8101 | 0
2030 | 4 | 2 | 22 | 939.4978 | 0
2030 | 4 | 2 | 23 | 887.3511 | 0
2030 | 4 | 3 | 0 | 846.4359 | 0
2030 | 4 | 3 | 1 | 841.7922 | 0
2030 | 4 | 3 | 2 | 823.969 | 0
2030 | 4 | 3 | 3 | 819.8002 | 0
2030 | 4 | 3 | 4 | 827.4324 | 0
2030 | 4 | 3 | 5 | 853.0297 | 0
2030 | 4 | 3 | 6 | 915.9236 | 0
2030 | 4 | 3 | 7 | 970.5809 | 0
2030 | 4 | 3 | 8 | 990.2739 | 0
2030 | 4 | 3 | 9 | 1025.9502 | 0
2030 | 4 | 3 | 10 | 1045.0118 | 0
2030 | 4 | 3 | 11 | 1050.0173 | 0.017265
2030 | 4 | 3 | 12 | 1047.3189 | 0
2030 | 4 | 3 | 13 | 1045.9341 | 0
2030 | 4 | 3 | 14 | 1040.9705 | 0
2030 | 4 | 3 | 15 | 1039.8709 | 0
2030 | 4 | 3 | 16 | 1050.3697 | 0.36966
2030 | 4 | 3 | 17 | 1056.5501 | 6.5501
2030 | 4 | 3 | 18 | 1050.3723 | 0.37225
2030 | 4 | 3 | 19 | 1029.0044 | 0
2030 | 4 | 3 | 20 | 1034.393 | 0
2030 | 4 | 3 | 21 | 1002.1168 | 0
2030 | 4 | 3 | 22 | 953.507 | 0
2030 | 4 | 3 | 23 | 908.4012 | 0
2030 | 4 | 4 | 0 | 872.8425 | 0
2030 | 4 | 4 | 1 | 833.0797 | 0
2030 | 4 | 4 | 2 | 812.2543 | 0
2030 | 4 | 4 | 3 | 806.8945 | 0
2030 | 4 | 4 | 4 | 811.1005 | 0
2030 | 4 | 4 | 5 | 837.2932 | 0
2030 | 4 | 4 | 6 | 906.2776 | 0
2030 | 4 | 4 | 7 | 972.3115 | 0
2030 | 4 | 4 | 8 | 994.3217 | 0
2030 | 4 | 4 | 9 | 1027.9563 | 0
2030 | 4 | 4 | 10 | 1036.5909 | 0
2030 | 4 | 4 | 11 | 1037.4395 | 0
2030 | 4 | 4 | 12 | 1034.665 | 0
2030 | 4 | 4 | 13 | 1030.9564 | 0
2030 | 4 | 4 | 14 | 1023.2473 | 0
2030 | 4 | 4 | 15 | 1015.1821 | 0
2030 | 4 | 4 | 16 | 1014.1647 | 0
2030 | 4 | 4 | 17 | 1005.4088 | 0
2030 | 4 | 4 | 18 | 977.1846 | 0
2030 | 4 | 4 | 19 | 979.5848 | 0
2030 | 4 | 4 | 20 | 1000.0825 | 0
2030 | 4 | 4 | 21 | 972.4569 | 0
2030 | 4 | 4 | 22 | 923.1055 | 0
2030 | 4 | 4 | 23 | 871.6773 | 0
2030 | 4 | 5 | 0 | 832.727 | 0
2030 | 4 | 5 | 1 | 855.707 | 0
2030 | 4 | 5 | 2 | 836.3334 | 0
2030 | 4 | 5 | 3 | 831.5223 | 0
2030 | 4 | 5 | 4 | 835.2022 | 0
2030 | 4 | 5 | 5 | 851.223 | 0
2030 | 4 | 5 | 6 | 895.7311 | 0
2030 | 4 | 5 | 7 | 942.6686 | 0
2030 | 4 | 5 | 8 | 957.5071 | 0
2030 | 4 | 5 | 9 | 988.9925 | 0
2030 | 4 | 5 | 10 | 1006.3356 | 0
2030 | 4 | 5 | 11 | 1012.2145 | 0
2030 | 4 | 5 | 12 | 1014.2818 | 0
2030 | 4 | 5 | 13 | 1012.709 | 0
2030 | 4 | 5 | 14 | 1002.3919 | 0
2030 | 4 | 5 | 15 | 993.3768 | 0
2030 | 4 | 5 | 16 | 987.4618 | 0
2030 | 4 | 5 | 17 | 983.7477 | 0
2030 | 4 | 5 | 18 | 957.4288 | 0
2030 | 4 | 5 | 19 | 957.6629 | 0
2030 | 4 | 5 | 20 | 975.9457 | 0
2030 | 4 | 5 | 21 | 951.713 | 0
2030 | 4 | 5 | 22 | 917.6742 | 0
2030 | 4 | 5 | 23 | 888.4567 | 0
2030 | 4 | 6 | 0 | 865.0755 | 0
2030 | 4 | 6 | 1 | 829.7742 | 0
2030 | 4 | 6 | 2 | 794.4728 | 0
2030 | 4 | 6 | 3 | 790.7872 | 0
2030 | 4 | 6 | 4 | 789.3162 | 0
2030 | 4 | 6 | 5 | 795.6973 | 0
2030 | 4 | 6 | 6 | 814.3152 | 0
2030 | 4 | 6 | 7 | 825.6629 | 0
2030 | 4 | 6 | 8 | 832.3534 | 0
2030 | 4 | 6 | 9 | 850.4589 | 0
2030 | 4 | 6 | 10 | 885.6738 | 0
2030 | 4 | 6 | 11 | 901.8683 | 0
2030 | 4 | 6 | 12 | 906.2441 | 0
2030 | 4 | 6 | 13 | 900.8196 | 0
2030 | 4 | 6 | 14 | 887.8954 | 0
2030 | 4 | 6 | 15 | 880.7749 | 0
2030 | 4 | 6 | 16 | 876.4549 | 0
2030 | 4 | 6 | 17 | 878.6309 | 0
2030 | 4 | 6 | 18 | 860.7792 | 0
2030 | 4 | 6 | 19 | 859.9505 | 0
2030 | 4 | 6 | 20 | 876.5557 | 0
2030 | 4 | 6 | 21 | 857.0676 | 0
2030 | 4 | 6 | 22 | 821.5307 | 0
2030 | 4 | 6 | 23 | 803.7219 | 0
2030 | 4 | 7 | 0 | 786.4549 | 0
2030 | 4 | 7 | 1 | 777.2643 | 0
2030 | 4 | 7 | 2 | 761.6419 | 0
2030 | 4 | 7 | 3 | 756.4237 | 0
2030 | 4 | 7 | 4 | 755.7011 | 0
2030 | 4 | 7 | 5 | 760.6639 | 0
2030 | 4 | 7 | 6 | 776.6642 | 0
2030 | 4 | 7 | 7 | 784.0719 | 0
2030 | 4 | 7 | 8 | 786.9075 | 0
2030 | 4 | 7 | 9 | 805.4748 | 0
2030 | 4 | 7 | 10 | 831.8161 | 0
2030 | 4 | 7 | 11 | 856.8131 | 0
2030 | 4 | 7 | 12 | 874.4621 | 0
2030 | 4 | 7 | 13 | 880.9239 | 0
2030 | 4 | 7 | 14 | 874.8554 | 0
2030 | 4 | 7 | 15 | 873.8528 | 0
2030 | 4 | 7 | 16 | 877.6922 | 0
2030 | 4 | 7 | 17 | 885.9549 | 0
2030 | 4 | 7 | 18 | 876.322 | 0
2030 | 4 | 7 | 19 | 878 | 0
2030 | 4 | 7 | 20 | 900.6672 | 0
2030 | 4 | 7 | 21 | 880.3886 | 0
2030 | 4 | 7 | 22 | 855.3557 | 0
2030 | 4 | 7 | 23 | 833.2463 | 0
2030 | 4 | 8 | 0 | 813.4831 | 0
2030 | 4 | 8 | 1 | 813.2431 | 0
2030 | 4 | 8 | 2 | 801.7452 | 0
2030 | 4 | 8 | 3 | 800.1078 | 0
2030 | 4 | 8 | 4 | 802.3594 | 0
2030 | 4 | 8 | 5 | 828.014 | 0
2030 | 4 | 8 | 6 | 882.7406 | 0
2030 | 4 | 8 | 7 | 936.8039 | 0
2030 | 4 | 8 | 8 | 963.5603 | 0
2030 | 4 | 8 | 9 | 997.0361 | 0
2030 | 4 | 8 | 10 | 1017.4873 | 0
2030 | 4 | 8 | 11 | 1033.0675 | 0
2030 | 4 | 8 | 12 | 1041.2897 | 0
2030 | 4 | 8 | 13 | 1046.1386 | 0
2030 | 4 | 8 | 14 | 1041.5063 | 0
2030 | 4 | 8 | 15 | 1040.9381 | 0
2030 | 4 | 8 | 16 | 1044.0829 | 0
2030 | 4 | 8 | 17 | 1043.0631 | 0
2030 | 4 | 8 | 18 | 1016.6704 | 0
2030 | 4 | 8 | 19 | 1002.1496 | 0
2030 | 4 | 8 | 20 | 1022.6715 | 0
2030 | 4 | 8 | 21 | 990.706 | 0
2030 | 4 | 8 | 22 | 949.2134 | 0
2030 | 4 | 8 | 23 | 905.6052 | 0
2030 | 4 | 9 | 0 | 871.1945 | 0
2030 | 4 | 9 | 1 | 840.6511 | 0
2030 | 4 | 9 | 2 | 823.3942 | 0
2030 | 4 | 9 | 3 | 819.0858 | 0
2030 | 4 | 9 | 4 | 822.4559 | 0
2030 | 4 | 9 | 5 | 846.4772 | 0
2030 | 4 | 9 | 6 | 900.9606 | 0
2030 | 4 | 9 | 7 | 960.1929 | 0
2030 | 4 | 9 | 8 | 988.2768 | 0
2030 | 4 | 9 | 9 | 1022.576 | 0
2030 | 4 | 9 | 10 | 1049.4179 | 0
2030 | 4 | 9 | 11 | 1063.4927 | 13.4927
2030 | 4 | 9 | 12 | 1062.4375 | 12.4375
2030 | 4 | 9 | 13 | 1060.3248 | 10.3248
2030 | 4 | 9 | 14 | 1050.4103 | 0.41034
2030 | 4 | 9 | 15 | 1045.5586 | 0
2030 | 4 | 9 | 16 | 1038.2076 | 0
2030 | 4 | 9 | 17 | 1039.7762 | 0
2030 | 4 | 9 | 18 | 1029.023 | 0
2030 | 4 | 9 | 19 | 1013.4968 | 0
2030 | 4 | 9 | 20 | 1028.6693 | 0
2030 | 4 | 9 | 21 | 993.2466 | 0
2030 | 4 | 9 | 22 | 936.2442 | 0
2030 | 4 | 9 | 23 | 886.1841 | 0
2030 | 4 | 10 | 0 | 876.8556 | 0
2030 | 4 | 10 | 1 | 899.3191 | 0
2030 | 4 | 10 | 2 | 885.3452 | 0
2030 | 4 | 10 | 3 | 884.4795 | 0
2030 | 4 | 10 | 4 | 889.5814 | 0
2030 | 4 | 10 | 5 | 914.0905 | 0
2030 | 4 | 10 | 6 | 960.4011 | 0
2030 | 4 | 10 | 7 | 1005.7096 | 0
2030 | 4 | 10 | 8 | 1033.9206 | 0
2030 | 4 | 10 | 9 | 1066.3707 | 16.3707
2030 | 4 | 10 | 10 | 1088.26 | 38.26
2030 | 4 | 10 | 11 | 1098.4959 | 48.4959
2030 | 4 | 10 | 12 | 1097.5971 | 47.5971
2030 | 4 | 10 | 13 | 1093.1874 | 43.1874
2030 | 4 | 10 | 14 | 1085.9434 | 35.9434
2030 | 4 | 10 | 15 | 1082.684 | 32.684
2030 | 4 | 10 | 16 | 1089.6221 | 39.6221
2030 | 4 | 10 | 17 | 1095.6601 | 45.6601
2030 | 4 | 10 | 18 | 1100.2606 | 50.2606
2030 | 4 | 10 | 19 | 1089.1293 | 39.1293
2030 | 4 | 10 | 20 | 1102.8409 | 52.8409
2030 | 4 | 10 | 21 | 1075.5043 | 25.5043
2030 | 4 | 10 | 22 | 1034.7414 | 0
2030 | 4 | 10 | 23 | 994.3234 | 0
2030 | 4 | 11 | 0 | 961.3982 | 0
2030 | 4 | 11 | 1 | 931.2878 | 0
2030 | 4 | 11 | 2 | 901.1774 | 0
2030 | 4 | 11 | 3 | 897.7072 | 0
2030 | 4 | 11 | 4 | 898.1802 | 0
2030 | 4 | 11 | 5 | 915.9409 | 0
2030 | 4 | 11 | 6 | 958.2397 | 0
2030 | 4 | 11 | 7 | 998.7957 | 0
2030 | 4 | 11 | 8 | 1040.8692 | 0
2030 | 4 | 11 | 9 | 1077.61 | 27.61
2030 | 4 | 11 | 10 | 1090.0851 | 40.0851
2030 | 4 | 11 | 11 | 1093.0463 | 43.0463
2030 | 4 | 11 | 12 | 1090.3353 | 40.3353
2030 | 4 | 11 | 13 | 1082.3627 | 32.3627
2030 | 4 | 11 | 14 | 1072.7969 | 22.7969
2030 | 4 | 11 | 15 | 1066.0184 | 16.0184
2030 | 4 | 11 | 16 | 1064.5709 | 14.5709
2030 | 4 | 11 | 17 | 1063.9555 | 13.9555
2030 | 4 | 11 | 18 | 1045.4357 | 0
2030 | 4 | 11 | 19 | 1035.6546 | 0
2030 | 4 | 11 | 20 | 1062.6726 | 12.6726
2030 | 4 | 11 | 21 | 1044.5122 | 0
2030 | 4 | 11 | 22 | 1005.9447 | 0
2030 | 4 | 11 | 23 | 969.5954 | 0
2030 | 4 | 12 | 0 | 940.7961 | 0
2030 | 4 | 12 | 1 | 911.7126 | 0
2030 | 4 | 12 | 2 | 895.7853 | 0
2030 | 4 | 12 | 3 | 890.7631 | 0
2030 | 4 | 12 | 4 | 891.5844 | 0
2030 | 4 | 12 | 5 | 913.2028 | 0
2030 | 4 | 12 | 6 | 958.8584 | 0
2030 | 4 | 12 | 7 | 1001.8893 | 0
2030 | 4 | 12 | 8 | 1024.7309 | 0
2030 | 4 | 12 | 9 | 1054.9762 | 4.9762
2030 | 4 | 12 | 10 | 1072.3253 | 22.3253
2030 | 4 | 12 | 11 | 1078.6842 | 28.6842
2030 | 4 | 12 | 12 | 1080.4323 | 30.4323
2030 | 4 | 12 | 13 | 1076.4473 | 26.4473
2030 | 4 | 12 | 14 | 1066.8176 | 16.8176
2030 | 4 | 12 | 15 | 1056.2247 | 6.2247
2030 | 4 | 12 | 16 | 1045.9629 | 0
2030 | 4 | 12 | 17 | 1036.1056 | 0
2030 | 4 | 12 | 18 | 1012.4938 | 0
2030 | 4 | 12 | 19 | 1006.3383 | 0
2030 | 4 | 12 | 20 | 1033.3188 | 0
2030 | 4 | 12 | 21 | 1008.9791 | 0
2030 | 4 | 12 | 22 | 973.3057 | 0
2030 | 4 | 12 | 23 | 935.9062 | 0
2030 | 4 | 13 | 0 | 907.0419 | 0
2030 | 4 | 13 | 1 | 866.3752 | 0
2030 | 4 | 13 | 2 | 825.7086 | 0
2030 | 4 | 13 | 3 | 818.2512 | 0
2030 | 4 | 13 | 4 | 817.126 | 0
2030 | 4 | 13 | 5 | 824.4963 | 0
2030 | 4 | 13 | 6 | 843.9095 | 0
2030 | 4 | 13 | 7 | 853.7334 | 0
2030 | 4 | 13 | 8 | 856.796 | 0
2030 | 4 | 13 | 9 | 881.2714 | 0
2030 | 4 | 13 | 10 | 925.201 | 0
2030 | 4 | 13 | 11 | 945.1509 | 0
2030 | 4 | 13 | 12 | 950.5683 | 0
2030 | 4 | 13 | 13 | 948.6427 | 0
2030 | 4 | 13 | 14 | 936.495 | 0
2030 | 4 | 13 | 15 | 928.3877 | 0
2030 | 4 | 13 | 16 | 923.7191 | 0
2030 | 4 | 13 | 17 | 925.2886 | 0
2030 | 4 | 13 | 18 | 912.0493 | 0
2030 | 4 | 13 | 19 | 897.229 | 0
2030 | 4 | 13 | 20 | 926.7966 | 0
2030 | 4 | 13 | 21 | 910.3941 | 0
2030 | 4 | 13 | 22 | 876.1947 | 0
2030 | 4 | 13 | 23 | 853.9103 | 0
2030 | 4 | 14 | 0 | 834.0454 | 0
2030 | 4 | 14 | 1 | 794.7846 | 0
2030 | 4 | 14 | 2 | 777.1342 | 0
2030 | 4 | 14 | 3 | 769.3222 | 0
2030 | 4 | 14 | 4 | 767.6866 | 0
2030 | 4 | 14 | 5 | 774.4435 | 0
2030 | 4 | 14 | 6 | 787.0895 | 0
2030 | 4 | 14 | 7 | 790.0248 | 0
2030 | 4 | 14 | 8 | 788.5815 | 0
2030 | 4 | 14 | 9 | 807.5532 | 0
2030 | 4 | 14 | 10 | 834.2034 | 0
2030 | 4 | 14 | 11 | 861.5152 | 0
2030 | 4 | 14 | 12 | 880.069 | 0
2030 | 4 | 14 | 13 | 892.4506 | 0
2030 | 4 | 14 | 14 | 890.5845 | 0
2030 | 4 | 14 | 15 | 884.7039 | 0
2030 | 4 | 14 | 16 | 889.4883 | 0
2030 | 4 | 14 | 17 | 895.6832 | 0
2030 | 4 | 14 | 18 | 880.6111 | 0
2030 | 4 | 14 | 19 | 875.5274 | 0
2030 | 4 | 14 | 20 | 906.4595 | 0
2030 | 4 | 14 | 21 | 891.3811 | 0
2030 | 4 | 14 | 22 | 853.1026 | 0
2030 | 4 | 14 | 23 | 827.9239 | 0
2030 | 4 | 15 | 0 | 804.749 | 0
2030 | 4 | 15 | 1 | 834.8091 | 0
2030 | 4 | 15 | 2 | 821.8869 | 0
2030 | 4 | 15 | 3 | 816.6869 | 0
2030 | 4 | 15 | 4 | 820.3541 | 0
2030 | 4 | 15 | 5 | 841.8473 | 0
2030 | 4 | 15 | 6 | 892.3231 | 0
2030 | 4 | 15 | 7 | 943.8011 | 0
2030 | 4 | 15 | 8 | 963.5795 | 0
2030 | 4 | 15 | 9 | 994.8566 | 0
2030 | 4 | 15 | 10 | 1013.0195 | 0
2030 | 4 | 15 | 11 | 1025.4281 | 0
2030 | 4 | 15 | 12 | 1033.4439 | 0
2030 | 4 | 15 | 13 | 1034.9537 | 0
2030 | 4 | 15 | 14 | 1031.3561 | 0
2030 | 4 | 15 | 15 | 1027.5119 | 0
2030 | 4 | 15 | 16 | 1028.5339 | 0
2030 | 4 | 15 | 17 | 1028.865 | 0
2030 | 4 | 15 | 18 | 1008.5817 | 0
2030 | 4 | 15 | 19 | 992.7796 | 0
2030 | 4 | 15 | 20 | 1023.1968 | 0
2030 | 4 | 15 | 21 | 1000.5569 | 0
2030 | 4 | 15 | 22 | 957.7891 | 0
2030 | 4 | 15 | 23 | 915.5112 | 0
2030 | 4 | 16 | 0 | 880.514 | 0
2030 | 4 | 16 | 1 | 863.8236 | 0
2030 | 4 | 16 | 2 | 847.7531 | 0
2030 | 4 | 16 | 3 | 842.6647 | 0
2030 | 4 | 16 | 4 | 845.1586 | 0
2030 | 4 | 16 | 5 | 866.5509 | 0
2030 | 4 | 16 | 6 | 910.9948 | 0
2030 | 4 | 16 | 7 | 963.8766 | 0
2030 | 4 | 16 | 8 | 999.2544 | 0
2030 | 4 | 16 | 9 | 1036.4958 | 0
2030 | 4 | 16 | 10 | 1065.3131 | 15.3131
2030 | 4 | 16 | 11 | 1080.8475 | 30.8475
2030 | 4 | 16 | 12 | 1083.8325 | 33.8325
2030 | 4 | 16 | 13 | 1080.6367 | 30.6367
2030 | 4 | 16 | 14 | 1072.3992 | 22.3992
2030 | 4 | 16 | 15 | 1065.5195 | 15.5195
2030 | 4 | 16 | 16 | 1051.9043 | 1.9043
2030 | 4 | 16 | 17 | 1054.0736 | 4.0736
2030 | 4 | 16 | 18 | 1046.4066 | 0
2030 | 4 | 16 | 19 | 1027.6386 | 0
2030 | 4 | 16 | 20 | 1053.3679 | 3.3679
2030 | 4 | 16 | 21 | 1028.3367 | 0
2030 | 4 | 16 | 22 | 979.4198 | 0
2030 | 4 | 16 | 23 | 932.7745 | 0
2030 | 4 | 17 | 0 | 895.5568 | 0
2030 | 4 | 17 | 1 | 878.9452 | 0
2030 | 4 | 17 | 2 | 862.5889 | 0
2030 | 4 | 17 | 3 | 855.0696 | 0
2030 | 4 | 17 | 4 | 856.2042 | 0
2030 | 4 | 17 | 5 | 875.6127 | 0
2030 | 4 | 17 | 6 | 919.4917 | 0
2030 | 4 | 17 | 7 | 966.7309 | 0
2030 | 4 | 17 | 8 | 1001.7163 | 0
2030 | 4 | 17 | 9 | 1034.9829 | 0
2030 | 4 | 17 | 10 | 1059.3783 | 9.3783
2030 | 4 | 17 | 11 | 1069.8898 | 19.8898
2030 | 4 | 17 | 12 | 1073.3002 | 23.3002
2030 | 4 | 17 | 13 | 1070.9917 | 20.9917
2030 | 4 | 17 | 14 | 1065.4401 | 15.4401
2030 | 4 | 17 | 15 | 1061.0464 | 11.0464
2030 | 4 | 17 | 16 | 1063.2459 | 13.2459
2030 | 4 | 17 | 17 | 1063.106 | 13.106
2030 | 4 | 17 | 18 | 1054.7836 | 4.7836
2030 | 4 | 17 | 19 | 1038.7377 | 0
2030 | 4 | 17 | 20 | 1061.792 | 11.792
2030 | 4 | 17 | 21 | 1035.3477 | 0
2030 | 4 | 17 | 22 | 988.0809 | 0
2030 | 4 | 17 | 23 | 943.1907 | 0
2030 | 4 | 18 | 0 | 906.3045 | 0
2030 | 4 | 18 | 1 | 869.9914 | 0
2030 | 4 | 18 | 2 | 854.4518 | 0
2030 | 4 | 18 | 3 | 846.3299 | 0
2030 | 4 | 18 | 4 | 846.9797 | 0
2030 | 4 | 18 | 5 | 867.1325 | 0
2030 | 4 | 18 | 6 | 912.0427 | 0
2030 | 4 | 18 | 7 | 961.4883 | 0
2030 | 4 | 18 | 8 | 988.962 | 0
2030 | 4 | 18 | 9 | 1024.8438 | 0
2030 | 4 | 18 | 10 | 1047.4703 | 0
2030 | 4 | 18 | 11 | 1059.0248 | 9.0248
2030 | 4 | 18 | 12 | 1064.8341 | 14.8341
2030 | 4 | 18 | 13 | 1063.6955 | 13.6955
2030 | 4 | 18 | 14 | 1058.0299 | 8.0299
2030 | 4 | 18 | 15 | 1053.6209 | 3.6209
2030 | 4 | 18 | 16 | 1053.7917 | 3.7917
2030 | 4 | 18 | 17 | 1049.7136 | 0
2030 | 4 | 18 | 18 | 1024.2296 | 0
2030 | 4 | 18 | 19 | 1005.7754 | 0
2030 | 4 | 18 | 20 | 1032.2346 | 0
2030 | 4 | 18 | 21 | 1006.7334 | 0
2030 | 4 | 18 | 22 | 959.9603 | 0
2030 | 4 | 18 | 23 | 920.0845 | 0
2030 | 4 | 19 | 0 | 888.3957 | 0
2030 | 4 | 19 | 1 | 865.6537 | 0
2030 | 4 | 19 | 2 | 842.9118 | 0
2030 | 4 | 19 | 3 | 834.9856 | 0
2030 | 4 | 19 | 4 | 832.7725 | 0
2030 | 4 | 19 | 5 | 843.544 | 0
2030 | 4 | 19 | 6 | 864.9354 | 0
2030 | 4 | 19 | 7 | 868.9626 | 0
2030 | 4 | 19 | 8 | 866.8652 | 0
2030 | 4 | 19 | 9 | 880.0498 | 0
2030 | 4 | 19 | 10 | 904.9366 | 0
2030 | 4 | 19 | 11 | 924.3477 | 0
2030 | 4 | 19 | 12 | 935.7467 | 0
2030 | 4 | 19 | 13 | 932.9809 | 0
2030 | 4 | 19 | 14 | 921.8642 | 0
2030 | 4 | 19 | 15 | 915.87 | 0
2030 | 4 | 19 | 16 | 920.2689 | 0
2030 | 4 | 19 | 17 | 925.9822 | 0
2030 | 4 | 19 | 18 | 906.8051 | 0
2030 | 4 | 19 | 19 | 908.0269 | 0
2030 | 4 | 19 | 20 | 927.0062 | 0
2030 | 4 | 19 | 21 | 906.029 | 0
2030 | 4 | 19 | 22 | 880.1756 | 0
2030 | 4 | 19 | 23 | 861.6628 | 0
2030 | 4 | 20 | 0 | 850.5551 | 0
2030 | 4 | 20 | 1 | 817.287 | 0
2030 | 4 | 20 | 2 | 796.0827 | 0
2030 | 4 | 20 | 3 | 774.8785 | 0
2030 | 4 | 20 | 4 | 772.1169 | 0
2030 | 4 | 20 | 5 | 783.729 | 0
2030 | 4 | 20 | 6 | 804.5862 | 0
2030 | 4 | 20 | 7 | 817.5762 | 0
2030 | 4 | 20 | 8 | 830.5661 | 0
2030 | 4 | 20 | 9 | 859.9215 | 0
2030 | 4 | 20 | 10 | 905.6401 | 0
2030 | 4 | 20 | 11 | 927.9573 | 0
2030 | 4 | 20 | 12 | 933.3067 | 0
2030 | 4 | 20 | 13 | 926.4572 | 0
2030 | 4 | 20 | 14 | 914.229 | 0
2030 | 4 | 20 | 15 | 904.4339 | 0
2030 | 4 | 20 | 16 | 905.7796 | 0
2030 | 4 | 20 | 17 | 915.8687 | 0
2030 | 4 | 20 | 18 | 899.8385 | 0
2030 | 4 | 20 | 19 | 883.4379 | 0
2030 | 4 | 20 | 20 | 900.608 | 0
2030 | 4 | 20 | 21 | 887.6836 | 0
2030 | 4 | 20 | 22 | 847.1704 | 0
2030 | 4 | 20 | 23 | 816.6312 | 0
2030 | 4 | 21 | 0 | 790.5116 | 0
2030 | 4 | 21 | 1 | 780.6626 | 0
2030 | 4 | 21 | 2 | 763.5315 | 0
2030 | 4 | 21 | 3 | 754.4159 | 0
2030 | 4 | 21 | 4 | 753.8277 | 0
2030 | 4 | 21 | 5 | 758.6073 | 0
2030 | 4 | 21 | 6 | 769.8922 | 0
2030 | 4 | 21 | 7 | 773.9449 | 0
2030 | 4 | 21 | 8 | 777.9975 | 0
2030 | 4 | 21 | 9 | 800.2438 | 0
2030 | 4 | 21 | 10 | 829.6201 | 0
2030 | 4 | 21 | 11 | 853.9869 | 0
2030 | 4 | 21 | 12 | 872.4567 | 0
2030 | 4 | 21 | 13 | 877.0248 | 0
2030 | 4 | 21 | 14 | 873.9179 | 0
2030 | 4 | 21 | 15 | 872.5593 | 0
2030 | 4 | 21 | 16 | 876.3473 | 0
2030 | 4 | 21 | 17 | 884.6551 | 0
2030 | 4 | 21 | 18 | 877.3275 | 0
2030 | 4 | 21 | 19 | 872.7853 | 0
2030 | 4 | 21 | 20 | 896.9973 | 0
2030 | 4 | 21 | 21 | 891.7836 | 0
2030 | 4 | 21 | 22 | 851.7077 | 0
2030 | 4 | 21 | 23 | 821.0536 | 0
2030 | 4 | 22 | 0 | 797.0312 | 0
2030 | 4 | 22 | 1 | 839.7673 | 0
2030 | 4 | 22 | 2 | 827.3458 | 0
2030 | 4 | 22 | 3 | 808.8824 | 0
2030 | 4 | 22 | 4 | 798.6237 | 0
2030 | 4 | 22 | 5 | 810.1607 | 0
2030 | 4 | 22 | 6 | 862.0133 | 0
2030 | 4 | 22 | 7 | 900.2302 | 0
2030 | 4 | 22 | 8 | 907.014 | 0
2030 | 4 | 22 | 9 | 935.6845 | 0
2030 | 4 | 22 | 10 | 960.913 | 0
2030 | 4 | 22 | 11 | 979.834 | 0
2030 | 4 | 22 | 12 | 990.1264 | 0
2030 | 4 | 22 | 13 | 994.6057 | 0
2030 | 4 | 22 | 14 | 985.2536 | 0
2030 | 4 | 22 | 15 | 979.4824 | 0
2030 | 4 | 22 | 16 | 975.7732 | 0
2030 | 4 | 22 | 17 | 970.664 | 0
2030 | 4 | 22 | 18 | 944.389 | 0
2030 | 4 | 22 | 19 | 943.9136 | 0
2030 | 4 | 22 | 20 | 960.6059 | 0
2030 | 4 | 22 | 21 | 928.2635 | 0
2030 | 4 | 22 | 22 | 881.9283 | 0
2030 | 4 | 22 | 23 | 842.2973 | 0
2030 | 4 | 23 | 0 | 812.5648 | 0
2030 | 4 | 23 | 1 | 827.4948 | 0
2030 | 4 | 23 | 2 | 811.2791 | 0
2030 | 4 | 23 | 3 | 805.8111 | 0
2030 | 4 | 23 | 4 | 806.5076 | 0
2030 | 4 | 23 | 5 | 834.0064 | 0
2030 | 4 | 23 | 6 | 883.1835 | 0
2030 | 4 | 23 | 7 | 932.3606 | 0
2030 | 4 | 23 | 8 | 977.2131 | 0
2030 | 4 | 23 | 9 | 1005.6418 | 0
2030 | 4 | 23 | 10 | 1028.1348 | 0
2030 | 4 | 23 | 11 | 1040.3226 | 0
2030 | 4 | 23 | 12 | 1041.2335 | 0
2030 | 4 | 23 | 13 | 1039.1811 | 0
2030 | 4 | 23 | 14 | 1029.4445 | 0
2030 | 4 | 23 | 15 | 1022.8499 | 0
2030 | 4 | 23 | 16 | 1012.7253 | 0
2030 | 4 | 23 | 17 | 1015.2263 | 0
2030 | 4 | 23 | 18 | 1009.2711 | 0
2030 | 4 | 23 | 19 | 997.6556 | 0
2030 | 4 | 23 | 20 | 1004.8118 | 0
2030 | 4 | 23 | 21 | 977.6867 | 0
2030 | 4 | 23 | 22 | 921.8923 | 0
2030 | 4 | 23 | 23 | 872.4762 | 0
2030 | 4 | 24 | 0 | 834.429 | 0
2030 | 4 | 24 | 1 | 829.4652 | 0
2030 | 4 | 24 | 2 | 814.0734 | 0
2030 | 4 | 24 | 3 | 809.8027 | 0
2030 | 4 | 24 | 4 | 813.6465 | 0
2030 | 4 | 24 | 5 | 838.2985 | 0
2030 | 4 | 24 | 6 | 874.9445 | 0
2030 | 4 | 24 | 7 | 911.5904 | 0
2030 | 4 | 24 | 8 | 941.7102 | 0
2030 | 4 | 24 | 9 | 965.7207 | 0
2030 | 4 | 24 | 10 | 983.4676 | 0
2030 | 4 | 24 | 11 | 990.1536 | 0
2030 | 4 | 24 | 12 | 984.525 | 0
2030 | 4 | 24 | 13 | 981.2041 | 0
2030 | 4 | 24 | 14 | 973.0171 | 0
2030 | 4 | 24 | 15 | 964.4056 | 0
2030 | 4 | 24 | 16 | 968.4108 | 0
2030 | 4 | 24 | 17 | 966.2926 | 0
2030 | 4 | 24 | 18 | 963.6357 | 0
2030 | 4 | 24 | 19 | 940.1021 | 0
2030 | 4 | 24 | 20 | 956.5881 | 0
2030 | 4 | 24 | 21 | 936.6299 | 0
2030 | 4 | 24 | 22 | 897.5068 | 0
2030 | 4 | 24 | 23 | 863.0286 | 0
2030 | 4 | 25 | 0 | 839.3926 | 0
2030 | 4 | 25 | 1 | 815.2177 | 0
2030 | 4 | 25 | 2 | 791.0428 | 0
2030 | 4 | 25 | 3 | 786.687 | 0
2030 | 4 | 25 | 4 | 788.7071 | 0
2030 | 4 | 25 | 5 | 811.1341 | 0
2030 | 4 | 25 | 6 | 857.7568 | 0
2030 | 4 | 25 | 7 | 897.8913 | 0
2030 | 4 | 25 | 8 | 940.0157 | 0
2030 | 4 | 25 | 9 | 982.1401 | 0
2030 | 4 | 25 | 10 | 1010.507 | 0
2030 | 4 | 25 | 11 | 1030.0225 | 0
2030 | 4 | 25 | 12 | 1045.5863 | 0
2030 | 4 | 25 | 13 | 1056.295 | 6.295
2030 | 4 | 25 | 14 | 1057.7789 | 7.7789
2030 | 4 | 25 | 15 | 1058.1598 | 8.1598
2030 | 4 | 25 | 16 | 1054.7447 | 4.7447
2030 | 4 | 25 | 17 | 1040.3321 | 0
2030 | 4 | 25 | 18 | 1018.1621 | 0
2030 | 4 | 25 | 19 | 1000.3594 | 0
2030 | 4 | 25 | 20 | 1000.0145 | 0
2030 | 4 | 25 | 21 | 984.5772 | 0
2030 | 4 | 25 | 22 | 936.4335 | 0
2030 | 4 | 25 | 23 | 893.8408 | 0
2030 | 4 | 26 | 0 | 859.4715 | 0
2030 | 4 | 26 | 1 | 793.5565 | 0
2030 | 4 | 26 | 2 | 775.4776 | 0
2030 | 4 | 26 | 3 | 768.3485 | 0
2030 | 4 | 26 | 4 | 770.4711 | 0
2030 | 4 | 26 | 5 | 794.6043 | 0
2030 | 4 | 26 | 6 | 849.3176 | 0
2030 | 4 | 26 | 7 | 896.8781 | 0
2030 | 4 | 26 | 8 | 944.4386 | 0
2030 | 4 | 26 | 9 | 975.8635 | 0
2030 | 4 | 26 | 10 | 998.9634 | 0
2030 | 4 | 26 | 11 | 1008.4904 | 0
2030 | 4 | 26 | 12 | 1012.5933 | 0
2030 | 4 | 26 | 13 | 1008.7881 | 0
2030 | 4 | 26 | 14 | 1002.0662 | 0
2030 | 4 | 26 | 15 | 996.9332 | 0
2030 | 4 | 26 | 16 | 995.5731 | 0
2030 | 4 | 26 | 17 | 992.0121 | 0
2030 | 4 | 26 | 18 | 968.2611 | 0
2030 | 4 | 26 | 19 | 949.8828 | 0
2030 | 4 | 26 | 20 | 969.4217 | 0
2030 | 4 | 26 | 21 | 957.4503 | 0
2030 | 4 | 26 | 22 | 915.2614 | 0
2030 | 4 | 26 | 23 | 867.8985 | 0
2030 | 4 | 27 | 0 | 831.2157 | 0
2030 | 4 | 27 | 1 | 800.2123 | 0
2030 | 4 | 27 | 2 | 769.2089 | 0
2030 | 4 | 27 | 3 | 765.0306 | 0
2030 | 4 | 27 | 4 | 764.6313 | 0
2030 | 4 | 27 | 5 | 772.7637 | 0
2030 | 4 | 27 | 6 | 785.6556 | 0
2030 | 4 | 27 | 7 | 788.8603 | 0
2030 | 4 | 27 | 8 | 792.065 | 0
2030 | 4 | 27 | 9 | 806.126 | 0
2030 | 4 | 27 | 10 | 837.1134 | 0
2030 | 4 | 27 | 11 | 853.8765 | 0
2030 | 4 | 27 | 12 | 861.9608 | 0
2030 | 4 | 27 | 13 | 854.6382 | 0
2030 | 4 | 27 | 14 | 842.6158 | 0
2030 | 4 | 27 | 15 | 826.145 | 0
2030 | 4 | 27 | 16 | 824.812 | 0
2030 | 4 | 27 | 17 | 820.2511 | 0
2030 | 4 | 27 | 18 | 804.8254 | 0
2030 | 4 | 27 | 19 | 800.5002 | 0
2030 | 4 | 27 | 20 | 818.227 | 0
2030 | 4 | 27 | 21 | 816.8642 | 0
2030 | 4 | 27 | 22 | 802.801 | 0
2030 | 4 | 27 | 23 | 791.3494 | 0
2030 | 4 | 28 | 0 | 779.3941 | 0
2030 | 4 | 28 | 1 | 735.3297 | 0
2030 | 4 | 28 | 2 | 714.9747 | 0
2030 | 4 | 28 | 3 | 705.1866 | 0
2030 | 4 | 28 | 4 | 700.5942 | 0
2030 | 4 | 28 | 5 | 709.4481 | 0
2030 | 4 | 28 | 6 | 716.2918 | 0
2030 | 4 | 28 | 7 | 728.1106 | 0
2030 | 4 | 28 | 8 | 739.9293 | 0
2030 | 4 | 28 | 9 | 775.3194 | 0
2030 | 4 | 28 | 10 | 806.2043 | 0
2030 | 4 | 28 | 11 | 833.1128 | 0
2030 | 4 | 28 | 12 | 850.9599 | 0
2030 | 4 | 28 | 13 | 854.2622 | 0
2030 | 4 | 28 | 14 | 851.9401 | 0
2030 | 4 | 28 | 15 | 853.3433 | 0
2030 | 4 | 28 | 16 | 864.9616 | 0
2030 | 4 | 28 | 17 | 869.9541 | 0
2030 | 4 | 28 | 18 | 859.0203 | 0
2030 | 4 | 28 | 19 | 840.1648 | 0
2030 | 4 | 28 | 20 | 867.4936 | 0
2030 | 4 | 28 | 21 | 863.3253 | 0
2030 | 4 | 28 | 22 | 816.9801 | 0
2030 | 4 | 28 | 23 | 779.007 | 0
2030 | 4 | 29 | 0 | 746.6562 | 0
2030 | 4 | 29 | 1 | 769.8515 | 0
2030 | 4 | 29 | 2 | 755.2539 | 0
2030 | 4 | 29 | 3 | 751.712 | 0
2030 | 4 | 29 | 4 | 754.9913 | 0
2030 | 4 | 29 | 5 | 780.5949 | 0
2030 | 4 | 29 | 6 | 832.2328 | 0
2030 | 4 | 29 | 7 | 881.7528 | 0
2030 | 4 | 29 | 8 | 931.2728 | 0
2030 | 4 | 29 | 9 | 970.8125 | 0
2030 | 4 | 29 | 10 | 992.4812 | 0
2030 | 4 | 29 | 11 | 1009.7047 | 0
2030 | 4 | 29 | 12 | 1018.7749 | 0
2030 | 4 | 29 | 13 | 1022.8682 | 0
2030 | 4 | 29 | 14 | 1021.755 | 0
2030 | 4 | 29 | 15 | 1022.4226 | 0
2030 | 4 | 29 | 16 | 1027.83 | 0
2030 | 4 | 29 | 17 | 1036.7773 | 0
2030 | 4 | 29 | 18 | 1024.4496 | 0
2030 | 4 | 29 | 19 | 998.1388 | 0
2030 | 4 | 29 | 20 | 1000.1544 | 0
2030 | 4 | 29 | 21 | 983.6241 | 0
2030 | 4 | 29 | 22 | 930.2516 | 0
2030 | 4 | 29 | 23 | 879.5599 | 0
2030 | 4 | 30 | 0 | 838.7119 | 0
2030 | 4 | 30 | 1 | 802.5831 | 0
2030 | 4 | 30 | 2 | 754.0451 | 0
2030 | 4 | 30 | 3 | 747.142 | 0
2030 | 4 | 30 | 4 | 749.5808 | 0
2030 | 4 | 30 | 5 | 774.9096 | 0
2030 | 4 | 30 | 6 | 823.343 | 0
2030 | 4 | 30 | 7 | 878.8888 | 0
2030 | 4 | 30 | 8 | 934.4346 | 0
2030 | 4 | 30 | 9 | 970.8133 | 0
2030 | 4 | 30 | 10 | 993.3877 | 0
2030 | 4 | 30 | 11 | 1006.0898 | 0
2030 | 4 | 30 | 12 | 1006.9964 | 0
2030 | 4 | 30 | 13 | 1005.9352 | 0
2030 | 4 | 30 | 14 | 1001.9611 | 0
2030 | 4 | 30 | 15 | 998.0671 | 0
2030 | 4 | 30 | 16 | 995.1238 | 0
2030 | 4 | 30 | 17 | 998.0085 | 0
2030 | 4 | 30 | 18 | 994.3766 | 0
2030 | 4 | 30 | 19 | 971.7561 | 0
2030 | 4 | 30 | 20 | 973.191 | 0
2030 | 4 | 30 | 21 | 959.7139 | 0
2030 | 4 | 30 | 22 | 909.6238 | 0
2030 | 4 | 30 | 23 | 857.8887 | 0
2030 | 5 | 1 | 0 | 816.0773 | 0
2030 | 5 | 1 | 1 | 811.5603 | 0
2030 | 5 | 1 | 2 | 765.4513 | 0
2030 | 5 | 1 | 3 | 761.4923 | 0
2030 | 5 | 1 | 4 | 763.5529 | 0
2030 | 5 | 1 | 5 | 780.0905 | 0
2030 | 5 | 1 | 6 | 819.4297 | 0
2030 | 5 | 1 | 7 | 863.2818 | 0
2030 | 5 | 1 | 8 | 901.5026 | 0
2030 | 5 | 1 | 9 | 938.0165 | 0
2030 | 5 | 1 | 10 | 954.9565 | 0
2030 | 5 | 1 | 11 | 964.3438 | 0
2030 | 5 | 1 | 12 | 966.263 | 0
2030 | 5 | 1 | 13 | 965.0447 | 0
2030 | 5 | 1 | 14 | 960.346 | 0
2030 | 5 | 1 | 15 | 958.937 | 0
2030 | 5 | 1 | 16 | 966.3903 | 0
2030 | 5 | 1 | 17 | 970.8955 | 0
2030 | 5 | 1 | 18 | 958.8389 | 0
2030 | 5 | 1 | 19 | 946.2006 | 0
2030 | 5 | 1 | 20 | 941.5459 | 0
2030 | 5 | 1 | 21 | 923.242 | 0
2030 | 5 | 1 | 22 | 882.8082 | 0
2030 | 5 | 1 | 23 | 842.0364 | 0
2030 | 5 | 2 | 0 | 809.0242 | 0
2030 | 5 | 2 | 1 | 781.1535 | 0
2030 | 5 | 2 | 2 | 723.0784 | 0
2030 | 5 | 2 | 3 | 716.9006 | 0
2030 | 5 | 2 | 4 | 717.0721 | 0
2030 | 5 | 2 | 5 | 731.3494 | 0
2030 | 5 | 2 | 6 | 770.3328 | 0
2030 | 5 | 2 | 7 | 809.3163 | 0
2030 | 5 | 2 | 8 | 831.1394 | 0
2030 | 5 | 2 | 9 | 859.6265 | 0
2030 | 5 | 2 | 10 | 872.6776 | 0
2030 | 5 | 2 | 11 | 880.6386 | 0
2030 | 5 | 2 | 12 | 885.9816 | 0
2030 | 5 | 2 | 13 | 889.6661 | 0
2030 | 5 | 2 | 14 | 887.5835 | 0
2030 | 5 | 2 | 15 | 888.8961 | 0
2030 | 5 | 2 | 16 | 891.3766 | 0
2030 | 5 | 2 | 17 | 888.4656 | 0
2030 | 5 | 2 | 18 | 861.6622 | 0
2030 | 5 | 2 | 19 | 840.4648 | 0
2030 | 5 | 2 | 20 | 853.5305 | 0
2030 | 5 | 2 | 21 | 845.2077 | 0
2030 | 5 | 2 | 22 | 802.3407 | 0
2030 | 5 | 2 | 23 | 770.1275 | 0
2030 | 5 | 3 | 0 | 743.2435 | 0
2030 | 5 | 3 | 1 | 750.4217 | 0
2030 | 5 | 3 | 2 | 706.4337 | 0
2030 | 5 | 3 | 3 | 701.7072 | 0
2030 | 5 | 3 | 4 | 702.5686 | 0
2030 | 5 | 3 | 5 | 712.4687 | 0
2030 | 5 | 3 | 6 | 741.2548 | 0
2030 | 5 | 3 | 7 | 770.0409 | 0
2030 | 5 | 3 | 8 | 798.5539 | 0
2030 | 5 | 3 | 9 | 831.431 | 0
2030 | 5 | 3 | 10 | 854.237 | 0
2030 | 5 | 3 | 11 | 866.8268 | 0
2030 | 5 | 3 | 12 | 870.1037 | 0
2030 | 5 | 3 | 13 | 870.1389 | 0
2030 | 5 | 3 | 14 | 863.8041 | 0
2030 | 5 | 3 | 15 | 857.4528 | 0
2030 | 5 | 3 | 16 | 848.2099 | 0
2030 | 5 | 3 | 17 | 839.0775 | 0
2030 | 5 | 3 | 18 | 819.2839 | 0
2030 | 5 | 3 | 19 | 806.6219 | 0
2030 | 5 | 3 | 20 | 813.1091 | 0
2030 | 5 | 3 | 21 | 805.2683 | 0
2030 | 5 | 3 | 22 | 779.4049 | 0
2030 | 5 | 3 | 23 | 756.4527 | 0
2030 | 5 | 4 | 0 | 732.7298 | 0
2030 | 5 | 4 | 1 | 702.4042 | 0
2030 | 5 | 4 | 2 | 642.7809 | 0
2030 | 5 | 4 | 3 | 639.8558 | 0
2030 | 5 | 4 | 4 | 637.2808 | 0
2030 | 5 | 4 | 5 | 635.9139 | 0
2030 | 5 | 4 | 6 | 639.2771 | 0
2030 | 5 | 4 | 7 | 647.3081 | 0
2030 | 5 | 4 | 8 | 650.8192 | 0
2030 | 5 | 4 | 9 | 664.8793 | 0
2030 | 5 | 4 | 10 | 688.4373 | 0
2030 | 5 | 4 | 11 | 700.8557 | 0
2030 | 5 | 4 | 12 | 705.6912 | 0
2030 | 5 | 4 | 13 | 703.5566 | 0
2030 | 5 | 4 | 14 | 697.2953 | 0
2030 | 5 | 4 | 15 | 693.2513 | 0
2030 | 5 | 4 | 16 | 690.248 | 0
2030 | 5 | 4 | 17 | 687.2349 | 0
2030 | 5 | 4 | 18 | 677.3845 | 0
2030 | 5 | 4 | 19 | 675.9498 | 0
2030 | 5 | 4 | 20 | 674.0543 | 0
2030 | 5 | 4 | 21 | 675.3233 | 0
2030 | 5 | 4 | 22 | 663.3487 | 0
2030 | 5 | 4 | 23 | 658.6521 | 0
2030 | 5 | 5 | 0 | 650.4681 | 0
2030 | 5 | 5 | 1 | 615.7105 | 0
2030 | 5 | 5 | 2 | 601.7841 | 0
2030 | 5 | 5 | 3 | 595.1743 | 0
2030 | 5 | 5 | 4 | 591.1483 | 0
2030 | 5 | 5 | 5 | 589.6882 | 0
2030 | 5 | 5 | 6 | 591.2909 | 0
2030 | 5 | 5 | 7 | 592.8937 | 0
2030 | 5 | 5 | 8 | 614.7654 | 0
2030 | 5 | 5 | 9 | 640.8 | 0
2030 | 5 | 5 | 10 | 660.3237 | 0
2030 | 5 | 5 | 11 | 685.3192 | 0
2030 | 5 | 5 | 12 | 699.6267 | 0
2030 | 5 | 5 | 13 | 705.1372 | 0
2030 | 5 | 5 | 14 | 706.2709 | 0
2030 | 5 | 5 | 15 | 707.4357 | 0
2030 | 5 | 5 | 16 | 713.2846 | 0
2030 | 5 | 5 | 17 | 720.8674 | 0
2030 | 5 | 5 | 18 | 719.5097 | 0
2030 | 5 | 5 | 19 | 714.8629 | 0
2030 | 5 | 5 | 20 | 708.5606 | 0
2030 | 5 | 5 | 21 | 702.5603 | 0
2030 | 5 | 5 | 22 | 676.3349 | 0
2030 | 5 | 5 | 23 | 655.381 | 0
2030 | 5 | 6 | 0 | 634.7949 | 0
2030 | 5 | 6 | 1 | 622.1623 | 0
2030 | 5 | 6 | 2 | 608.458 | 0
2030 | 5 | 6 | 3 | 603.25 | 0
2030 | 5 | 6 | 4 | 603.4931 | 0
2030 | 5 | 6 | 5 | 621.5043 | 0
2030 | 5 | 6 | 6 | 660.094 | 0
2030 | 5 | 6 | 7 | 714.1957 | 0
2030 | 5 | 6 | 8 | 751.3822 | 0
2030 | 5 | 6 | 9 | 786.8009 | 0
2030 | 5 | 6 | 10 | 807.7001 | 0
2030 | 5 | 6 | 11 | 825.5481 | 0
2030 | 5 | 6 | 12 | 834.6158 | 0
2030 | 5 | 6 | 13 | 840.3616 | 0
2030 | 5 | 6 | 14 | 840.1376 | 0
2030 | 5 | 6 | 15 | 839.5787 | 0
2030 | 5 | 6 | 16 | 841.9404 | 0
2030 | 5 | 6 | 17 | 841.0091 | 0
2030 | 5 | 6 | 18 | 822.812 | 0
2030 | 5 | 6 | 19 | 799.8907 | 0
2030 | 5 | 6 | 20 | 790.3187 | 0
2030 | 5 | 6 | 21 | 772.5798 | 0
2030 | 5 | 6 | 22 | 731.84 | 0
2030 | 5 | 6 | 23 | 693.8524 | 0
2030 | 5 | 7 | 0 | 663.9027 | 0
2030 | 5 | 7 | 1 | 655.3032 | 0
2030 | 5 | 7 | 2 | 642.065 | 0
2030 | 5 | 7 | 3 | 637.2089 | 0
2030 | 5 | 7 | 4 | 636.8798 | 0
2030 | 5 | 7 | 5 | 650.8676 | 0
2030 | 5 | 7 | 6 | 683.9591 | 0
2030 | 5 | 7 | 7 | 738.4019 | 0
2030 | 5 | 7 | 8 | 768.6306 | 0
2030 | 5 | 7 | 9 | 803.6113 | 0
2030 | 5 | 7 | 10 | 832.0223 | 0
2030 | 5 | 7 | 11 | 853.3505 | 0
2030 | 5 | 7 | 12 | 867.1853 | 0
2030 | 5 | 7 | 13 | 878.4624 | 0
2030 | 5 | 7 | 14 | 880.8314 | 0
2030 | 5 | 7 | 15 | 884.581 | 0
2030 | 5 | 7 | 16 | 877.9141 | 0
2030 | 5 | 7 | 17 | 871.4336 | 0
2030 | 5 | 7 | 18 | 859.4291 | 0
2030 | 5 | 7 | 19 | 844.8699 | 0
2030 | 5 | 7 | 20 | 821.6832 | 0
2030 | 5 | 7 | 21 | 803.4215 | 0
2030 | 5 | 7 | 22 | 759.2791 | 0
2030 | 5 | 7 | 23 | 719.9325 | 0
2030 | 5 | 8 | 0 | 687.494 | 0
2030 | 5 | 8 | 1 | 669.4096 | 0
2030 | 5 | 8 | 2 | 651.3251 | 0
2030 | 5 | 8 | 3 | 645.6448 | 0
2030 | 5 | 8 | 4 | 643.9519 | 0
2030 | 5 | 8 | 5 | 656.819 | 0
2030 | 5 | 8 | 6 | 687.9177 | 0
2030 | 5 | 8 | 7 | 730.3984 | 0
2030 | 5 | 8 | 8 | 763.3227 | 0
2030 | 5 | 8 | 9 | 800.3185 | 0
2030 | 5 | 8 | 10 | 826.0724 | 0
2030 | 5 | 8 | 11 | 841.9102 | 0
2030 | 5 | 8 | 12 | 851.5659 | 0
2030 | 5 | 8 | 13 | 859.0166 | 0
2030 | 5 | 8 | 14 | 861.6438 | 0
2030 | 5 | 8 | 15 | 864.6852 | 0
2030 | 5 | 8 | 16 | 869.3023 | 0
2030 | 5 | 8 | 17 | 867.6283 | 0
2030 | 5 | 8 | 18 | 856.506 | 0
2030 | 5 | 8 | 19 | 835.0874 | 0
2030 | 5 | 8 | 20 | 820.8957 | 0
2030 | 5 | 8 | 21 | 805.3756 | 0
2030 | 5 | 8 | 22 | 767.6833 | 0
2030 | 5 | 8 | 23 | 730.5441 | 0
2030 | 5 | 9 | 0 | 696.3073 | 0
2030 | 5 | 9 | 1 | 660.1426 | 0
2030 | 5 | 9 | 2 | 623.978 | 0
2030 | 5 | 9 | 3 | 617.5353 | 0
2030 | 5 | 9 | 4 | 616.1012 | 0
2030 | 5 | 9 | 5 | 636.2848 | 0
2030 | 5 | 9 | 6 | 680.0969 | 0
2030 | 5 | 9 | 7 | 720.5839 | 0
2030 | 5 | 9 | 8 | 761.0709 | 0
2030 | 5 | 9 | 9 | 790.1206 | 0
2030 | 5 | 9 | 10 | 809.2479 | 0
2030 | 5 | 9 | 11 | 821.8771 | 0
2030 | 5 | 9 | 12 | 826.1062 | 0
2030 | 5 | 9 | 13 | 829.433 | 0
2030 | 5 | 9 | 14 | 825.3978 | 0
2030 | 5 | 9 | 15 | 820.5482 | 0
2030 | 5 | 9 | 16 | 818.126 | 0
2030 | 5 | 9 | 17 | 818.072 | 0
2030 | 5 | 9 | 18 | 807.7079 | 0
2030 | 5 | 9 | 19 | 799.8794 | 0
2030 | 5 | 9 | 20 | 793.4584 | 0
2030 | 5 | 9 | 21 | 778.9931 | 0
2030 | 5 | 9 | 22 | 732.9871 | 0
2030 | 5 | 9 | 23 | 691.0337 | 0
2030 | 5 | 10 | 0 | 654.602 | 0
2030 | 5 | 10 | 1 | 667.665 | 0
2030 | 5 | 10 | 2 | 652.8313 | 0
2030 | 5 | 10 | 3 | 647.3596 | 0
2030 | 5 | 10 | 4 | 648.2836 | 0
2030 | 5 | 10 | 5 | 663.7001 | 0
2030 | 5 | 10 | 6 | 703.3744 | 0
2030 | 5 | 10 | 7 | 729.371 | 0
2030 | 5 | 10 | 8 | 758.646 | 0
2030 | 5 | 10 | 9 | 791.12 | 0
2030 | 5 | 10 | 10 | 811.4422 | 0
2030 | 5 | 10 | 11 | 824.5501 | 0
2030 | 5 | 10 | 12 | 829.9953 | 0
2030 | 5 | 10 | 13 | 835.3339 | 0
2030 | 5 | 10 | 14 | 830.2653 | 0
2030 | 5 | 10 | 15 | 826.6896 | 0
2030 | 5 | 10 | 16 | 822.7746 | 0
2030 | 5 | 10 | 17 | 824.1336 | 0
2030 | 5 | 10 | 18 | 815.7976 | 0
2030 | 5 | 10 | 19 | 799.0571 | 0
2030 | 5 | 10 | 20 | 787.3615 | 0
2030 | 5 | 10 | 21 | 767.5276 | 0
2030 | 5 | 10 | 22 | 737.2001 | 0
2030 | 5 | 10 | 23 | 708.8785 | 0
2030 | 5 | 11 | 0 | 681.2224 | 0
2030 | 5 | 11 | 1 | 641.1009 | 0
2030 | 5 | 11 | 2 | 600.9793 | 0
2030 | 5 | 11 | 3 | 594.4894 | 0
2030 | 5 | 11 | 4 | 592.1114 | 0
2030 | 5 | 11 | 5 | 597.1755 | 0
2030 | 5 | 11 | 6 | 611.4728 | 0
2030 | 5 | 11 | 7 | 625.7701 | 0
2030 | 5 | 11 | 8 | 648.4613 | 0
2030 | 5 | 11 | 9 | 678.0179 | 0
2030 | 5 | 11 | 10 | 708.2867 | 0
2030 | 5 | 11 | 11 | 722.581 | 0
2030 | 5 | 11 | 12 | 721.7956 | 0
2030 | 5 | 11 | 13 | 712.5512 | 0
2030 | 5 | 11 | 14 | 699.6328 | 0
2030 | 5 | 11 | 15 | 687.7285 | 0
2030 | 5 | 11 | 16 | 685.6098 | 0
2030 | 5 | 11 | 17 | 683.9414 | 0
2030 | 5 | 11 | 18 | 681.3682 | 0
2030 | 5 | 11 | 19 | 679.5435 | 0
2030 | 5 | 11 | 20 | 682.9392 | 0
2030 | 5 | 11 | 21 | 676.9807 | 0
2030 | 5 | 11 | 22 | 656.5029 | 0
2030 | 5 | 11 | 23 | 638.1051 | 0
2030 | 5 | 12 | 0 | 617.4016 | 0
2030 | 5 | 12 | 1 | 602.2115 | 0
2030 | 5 | 12 | 2 | 587.7579 | 0
2030 | 5 | 12 | 3 | 581.4382 | 0
2030 | 5 | 12 | 4 | 578.5046 | 0
2030 | 5 | 12 | 5 | 580.772 | 0
2030 | 5 | 12 | 6 | 588.5025 | 0
2030 | 5 | 12 | 7 | 596.2329 | 0
2030 | 5 | 12 | 8 | 613.3537 | 0
2030 | 5 | 12 | 9 | 637.8511 | 0
2030 | 5 | 12 | 10 | 655.9621 | 0
2030 | 5 | 12 | 11 | 676.8396 | 0
2030 | 5 | 12 | 12 | 689.5949 | 0
2030 | 5 | 12 | 13 | 691.1643 | 0
2030 | 5 | 12 | 14 | 688.5546 | 0
2030 | 5 | 12 | 15 | 686.7216 | 0
2030 | 5 | 12 | 16 | 690.6109 | 0
2030 | 5 | 12 | 17 | 695.7958 | 0
2030 | 5 | 12 | 18 | 690.4958 | 0
2030 | 5 | 12 | 19 | 688.8418 | 0
2030 | 5 | 12 | 20 | 689.4623 | 0
2030 | 5 | 12 | 21 | 685.6765 | 0
2030 | 5 | 12 | 22 | 659.1959 | 0
2030 | 5 | 12 | 23 | 634.9914 | 0
2030 | 5 | 13 | 0 | 613.9429 | 0
2030 | 5 | 13 | 1 | 610.4437 | 0
2030 | 5 | 13 | 2 | 597.2285 | 0
2030 | 5 | 13 | 3 | 594.5425 | 0
2030 | 5 | 13 | 4 | 597.2641 | 0
2030 | 5 | 13 | 5 | 618.6946 | 0
2030 | 5 | 13 | 6 | 672.0373 | 0
2030 | 5 | 13 | 7 | 725.3801 | 0
2030 | 5 | 13 | 8 | 762.7467 | 0
2030 | 5 | 13 | 9 | 785.9389 | 0
2030 | 5 | 13 | 10 | 802.0276 | 0
2030 | 5 | 13 | 11 | 816.5884 | 0
2030 | 5 | 13 | 12 | 823.5748 | 0
2030 | 5 | 13 | 13 | 828.2191 | 0
2030 | 5 | 13 | 14 | 825.6591 | 0
2030 | 5 | 13 | 15 | 824.1791 | 0
2030 | 5 | 13 | 16 | 826.6364 | 0
2030 | 5 | 13 | 17 | 824.7133 | 0
2030 | 5 | 13 | 18 | 806.2385 | 0
2030 | 5 | 13 | 19 | 791.0577 | 0
2030 | 5 | 13 | 20 | 785.1227 | 0
2030 | 5 | 13 | 21 | 768.934 | 0
2030 | 5 | 13 | 22 | 728.8414 | 0
2030 | 5 | 13 | 23 | 686.0342 | 0
2030 | 5 | 14 | 0 | 651.4289 | 0
2030 | 5 | 14 | 1 | 654.9531 | 0
2030 | 5 | 14 | 2 | 640.1559 | 0
2030 | 5 | 14 | 3 | 636.6557 | 0
2030 | 5 | 14 | 4 | 636.3446 | 0
2030 | 5 | 14 | 5 | 654.8903 | 0
2030 | 5 | 14 | 6 | 703.6367 | 0
2030 | 5 | 14 | 7 | 752.383 | 0
2030 | 5 | 14 | 8 | 792.5097 | 0
2030 | 5 | 14 | 9 | 813.6932 | 0
2030 | 5 | 14 | 10 | 830.9274 | 0
2030 | 5 | 14 | 11 | 841.4285 | 0
2030 | 5 | 14 | 12 | 844.9787 | 0
2030 | 5 | 14 | 13 | 845.3478 | 0
2030 | 5 | 14 | 14 | 840.0821 | 0
2030 | 5 | 14 | 15 | 835.6776 | 0
2030 | 5 | 14 | 16 | 825.8134 | 0
2030 | 5 | 14 | 17 | 823.1907 | 0
2030 | 5 | 14 | 18 | 816.7293 | 0
2030 | 5 | 14 | 19 | 805.0392 | 0
2030 | 5 | 14 | 20 | 790.9019 | 0
2030 | 5 | 14 | 21 | 774.8371 | 0
2030 | 5 | 14 | 22 | 735.3789 | 0
2030 | 5 | 14 | 23 | 697.9092 | 0
2030 | 5 | 15 | 0 | 666.5796 | 0
2030 | 5 | 15 | 1 | 653.8475 | 0
2030 | 5 | 15 | 2 | 638.5835 | 0
2030 | 5 | 15 | 3 | 633.2358 | 0
2030 | 5 | 15 | 4 | 632.9769 | 0
2030 | 5 | 15 | 5 | 650.2245 | 0
2030 | 5 | 15 | 6 | 690.1856 | 0
2030 | 5 | 15 | 7 | 743.8014 | 0
2030 | 5 | 15 | 8 | 779.3131 | 0
2030 | 5 | 15 | 9 | 801.0495 | 0
2030 | 5 | 15 | 10 | 823.4988 | 0
2030 | 5 | 15 | 11 | 835.3319 | 0
2030 | 5 | 15 | 12 | 842.2094 | 0
2030 | 5 | 15 | 13 | 845.2327 | 0
2030 | 5 | 15 | 14 | 843.4036 | 0
2030 | 5 | 15 | 15 | 841.8442 | 0
2030 | 5 | 15 | 16 | 846.0333 | 0
2030 | 5 | 15 | 17 | 849.3306 | 0
2030 | 5 | 15 | 18 | 843.2555 | 0
2030 | 5 | 15 | 19 | 829.6845 | 0
2030 | 5 | 15 | 20 | 816.1515 | 0
2030 | 5 | 15 | 21 | 799.9744 | 0
2030 | 5 | 15 | 22 | 757.8406 | 0
2030 | 5 | 15 | 23 | 716.5074 | 0
2030 | 5 | 16 | 0 | 679.9007 | 0
2030 | 5 | 16 | 1 | 661.0061 | 0
2030 | 5 | 16 | 2 | 642.1115 | 0
2030 | 5 | 16 | 3 | 635.9728 | 0
2030 | 5 | 16 | 4 | 636.425 | 0
2030 | 5 | 16 | 5 | 652.7409 | 0
2030 | 5 | 16 | 6 | 700.6113 | 0
2030 | 5 | 16 | 7 | 748.4817 | 0
2030 | 5 | 16 | 8 | 776.0918 | 0
2030 | 5 | 16 | 9 | 800.6667 | 0
2030 | 5 | 16 | 10 | 826.5056 | 0
2030 | 5 | 16 | 11 | 844.0758 | 0
2030 | 5 | 16 | 12 | 852.7136 | 0
2030 | 5 | 16 | 13 | 861.9182 | 0
2030 | 5 | 16 | 14 | 864.0221 | 0
2030 | 5 | 16 | 15 | 865.9366 | 0
2030 | 5 | 16 | 16 | 866.9639 | 0
2030 | 5 | 16 | 17 | 861.3549 | 0
2030 | 5 | 16 | 18 | 839.4348 | 0
2030 | 5 | 16 | 19 | 826.1294 | 0
2030 | 5 | 16 | 20 | 810.946 | 0
2030 | 5 | 16 | 21 | 802.4998 | 0
2030 | 5 | 16 | 22 | 764.4262 | 0
2030 | 5 | 16 | 23 | 726.7905 | 0
2030 | 5 | 17 | 0 | 693.9061 | 0
2030 | 5 | 17 | 1 | 661.8933 | 0
2030 | 5 | 17 | 2 | 629.8805 | 0
2030 | 5 | 17 | 3 | 625.8294 | 0
2030 | 5 | 17 | 4 | 628.0637 | 0
2030 | 5 | 17 | 5 | 643.6508 | 0
2030 | 5 | 17 | 6 | 680.2542 | 0
2030 | 5 | 17 | 7 | 716.8577 | 0
2030 | 5 | 17 | 8 | 751.6928 | 0
2030 | 5 | 17 | 9 | 777.7155 | 0
2030 | 5 | 17 | 10 | 799.0442 | 0
2030 | 5 | 17 | 11 | 808.6853 | 0
2030 | 5 | 17 | 12 | 812.1124 | 0
2030 | 5 | 17 | 13 | 815.5156 | 0
2030 | 5 | 17 | 14 | 812.127 | 0
2030 | 5 | 17 | 15 | 809.4606 | 0
2030 | 5 | 17 | 16 | 808.5316 | 0
2030 | 5 | 17 | 17 | 799.5801 | 0
2030 | 5 | 17 | 18 | 781.4848 | 0
2030 | 5 | 17 | 19 | 765.2694 | 0
2030 | 5 | 17 | 20 | 768.081 | 0
2030 | 5 | 17 | 21 | 762.9964 | 0
2030 | 5 | 17 | 22 | 739.378 | 0
2030 | 5 | 17 | 23 | 705.9314 | 0
2030 | 5 | 18 | 0 | 675.4486 | 0
2030 | 5 | 18 | 1 | 635.7018 | 0
2030 | 5 | 18 | 2 | 595.9549 | 0
2030 | 5 | 18 | 3 | 588.3147 | 0
2030 | 5 | 18 | 4 | 584.8721 | 0
2030 | 5 | 18 | 5 | 587.4765 | 0
2030 | 5 | 18 | 6 | 600.0302 | 0
2030 | 5 | 18 | 7 | 612.5839 | 0
2030 | 5 | 18 | 8 | 636.2801 | 0
2030 | 5 | 18 | 9 | 663.6904 | 0
2030 | 5 | 18 | 10 | 696.0316 | 0
2030 | 5 | 18 | 11 | 713.2197 | 0
2030 | 5 | 18 | 12 | 718.6554 | 0
2030 | 5 | 18 | 13 | 714.1388 | 0
2030 | 5 | 18 | 14 | 706.0116 | 0
2030 | 5 | 18 | 15 | 699.6164 | 0
2030 | 5 | 18 | 16 | 699.1775 | 0
2030 | 5 | 18 | 17 | 704.1684 | 0
2030 | 5 | 18 | 18 | 698.0442 | 0
2030 | 5 | 18 | 19 | 694.9646 | 0
2030 | 5 | 18 | 20 | 691.1098 | 0
2030 | 5 | 18 | 21 | 683.2085 | 0
2030 | 5 | 18 | 22 | 663.9512 | 0
2030 | 5 | 18 | 23 | 645.6115 | 0
2030 | 5 | 19 | 0 | 627.0476 | 0
2030 | 5 | 19 | 1 | 597.0644 | 0
2030 | 5 | 19 | 2 | 581.2349 | 0
2030 | 5 | 19 | 3 | 573.7672 | 0
2030 | 5 | 19 | 4 | 568.3218 | 0
2030 | 5 | 19 | 5 | 565.9945 | 0
2030 | 5 | 19 | 6 | 570.6119 | 0
2030 | 5 | 19 | 7 | 575.2293 | 0
2030 | 5 | 19 | 8 | 598.2151 | 0
2030 | 5 | 19 | 9 | 631.4258 | 0
2030 | 5 | 19 | 10 | 649.5778 | 0
2030 | 5 | 19 | 11 | 672.7178 | 0
2030 | 5 | 19 | 12 | 688.8412 | 0
2030 | 5 | 19 | 13 | 696.329 | 0
2030 | 5 | 19 | 14 | 699.4135 | 0
2030 | 5 | 19 | 15 | 703.7916 | 0
2030 | 5 | 19 | 16 | 710.7742 | 0
2030 | 5 | 19 | 17 | 717.991 | 0
2030 | 5 | 19 | 18 | 715.139 | 0
2030 | 5 | 19 | 19 | 705.7171 | 0
2030 | 5 | 19 | 20 | 698.4653 | 0
2030 | 5 | 19 | 21 | 694.8545 | 0
2030 | 5 | 19 | 22 | 670.7281 | 0
2030 | 5 | 19 | 23 | 644.7293 | 0
2030 | 5 | 20 | 0 | 619.8294 | 0
2030 | 5 | 20 | 1 | 597.6046 | 0
2030 | 5 | 20 | 2 | 575.3797 | 0
2030 | 5 | 20 | 3 | 568.4197 | 0
2030 | 5 | 20 | 4 | 563.8337 | 0
2030 | 5 | 20 | 5 | 561.9721 | 0
2030 | 5 | 20 | 6 | 565.611 | 0
2030 | 5 | 20 | 7 | 569.2498 | 0
2030 | 5 | 20 | 8 | 588.8031 | 0
2030 | 5 | 20 | 9 | 614.7555 | 0
2030 | 5 | 20 | 10 | 633.2626 | 0
2030 | 5 | 20 | 11 | 655.1774 | 0
2030 | 5 | 20 | 12 | 670.4669 | 0
2030 | 5 | 20 | 13 | 672.4866 | 0
2030 | 5 | 20 | 14 | 671.2366 | 0
2030 | 5 | 20 | 15 | 671.64 | 0
2030 | 5 | 20 | 16 | 681.3104 | 0
2030 | 5 | 20 | 17 | 695.3636 | 0
2030 | 5 | 20 | 18 | 690.1545 | 0
2030 | 5 | 20 | 19 | 681.0909 | 0
2030 | 5 | 20 | 20 | 674.2372 | 0
2030 | 5 | 20 | 21 | 670.4324 | 0
2030 | 5 | 20 | 22 | 647.0924 | 0
2030 | 5 | 20 | 23 | 626.5757 | 0
2030 | 5 | 21 | 0 | 625.5094 | 0
2030 | 5 | 21 | 1 | 653.8362 | 0
2030 | 5 | 21 | 2 | 647.1016 | 0
2030 | 5 | 21 | 3 | 642.8597 | 0
2030 | 5 | 21 | 4 | 642.1513 | 0
2030 | 5 | 21 | 5 | 655.6908 | 0
2030 | 5 | 21 | 6 | 698.1121 | 0
2030 | 5 | 21 | 7 | 731.2366 | 0
2030 | 5 | 21 | 8 | 764.3611 | 0
2030 | 5 | 21 | 9 | 783.8706 | 0
2030 | 5 | 21 | 10 | 800.8677 | 0
2030 | 5 | 21 | 11 | 809.2576 | 0
2030 | 5 | 21 | 12 | 811.5992 | 0
2030 | 5 | 21 | 13 | 812.4365 | 0
2030 | 5 | 21 | 14 | 807.1802 | 0
2030 | 5 | 21 | 15 | 804.3283 | 0
2030 | 5 | 21 | 16 | 796.3463 | 0
2030 | 5 | 21 | 17 | 795.6368 | 0
2030 | 5 | 21 | 18 | 785.3201 | 0
2030 | 5 | 21 | 19 | 773.4166 | 0
2030 | 5 | 21 | 20 | 767.9191 | 0
2030 | 5 | 21 | 21 | 763.8566 | 0
2030 | 5 | 21 | 22 | 732.7336 | 0
2030 | 5 | 21 | 23 | 703.5185 | 0
2030 | 5 | 22 | 0 | 679.4389 | 0
2030 | 5 | 22 | 1 | 657.5776 | 0
2030 | 5 | 22 | 2 | 642.399 | 0
2030 | 5 | 22 | 3 | 637.5797 | 0
2030 | 5 | 22 | 4 | 637.5353 | 0
2030 | 5 | 22 | 5 | 653.6326 | 0
2030 | 5 | 22 | 6 | 690.0192 | 0
2030 | 5 | 22 | 7 | 743.8272 | 0
2030 | 5 | 22 | 8 | 774.3681 | 0
2030 | 5 | 22 | 9 | 804.6279 | 0
2030 | 5 | 22 | 10 | 832.3503 | 0
2030 | 5 | 22 | 11 | 848.9189 | 0
2030 | 5 | 22 | 12 | 857.9633 | 0
2030 | 5 | 22 | 13 | 865.2937 | 0
2030 | 5 | 22 | 14 | 866.3379 | 0
2030 | 5 | 22 | 15 | 868.0424 | 0
2030 | 5 | 22 | 16 | 874.3323 | 0
2030 | 5 | 22 | 17 | 874.074 | 0
2030 | 5 | 22 | 18 | 861.715 | 0
2030 | 5 | 22 | 19 | 846.6764 | 0
2030 | 5 | 22 | 20 | 835.9619 | 0
2030 | 5 | 22 | 21 | 817.8118 | 0
2030 | 5 | 22 | 22 | 778.8351 | 0
2030 | 5 | 22 | 23 | 738.6172 | 0
2030 | 5 | 23 | 0 | 703.9414 | 0
2030 | 5 | 23 | 1 | 661.2284 | 0
2030 | 5 | 23 | 2 | 644.7027 | 0
2030 | 5 | 23 | 3 | 637.3032 | 0
2030 | 5 | 23 | 4 | 636.7362 | 0
2030 | 5 | 23 | 5 | 650.6158 | 0
2030 | 5 | 23 | 6 | 687.8726 | 0
2030 | 5 | 23 | 7 | 742.7013 | 0
2030 | 5 | 23 | 8 | 778.2061 | 0
2030 | 5 | 23 | 9 | 819.4071 | 0
2030 | 5 | 23 | 10 | 852.7172 | 0
2030 | 5 | 23 | 11 | 875.3995 | 0
2030 | 5 | 23 | 12 | 888.9788 | 0
2030 | 5 | 23 | 13 | 902.4911 | 0
2030 | 5 | 23 | 14 | 909.2861 | 0
2030 | 5 | 23 | 15 | 915.2277 | 0
2030 | 5 | 23 | 16 | 922.4737 | 0
2030 | 5 | 23 | 17 | 919.176 | 0
2030 | 5 | 23 | 18 | 903.3628 | 0
2030 | 5 | 23 | 19 | 881.9752 | 0
2030 | 5 | 23 | 20 | 859.4554 | 0
2030 | 5 | 23 | 21 | 832.936 | 0
2030 | 5 | 23 | 22 | 792.3181 | 0
2030 | 5 | 23 | 23 | 750.8017 | 0
2030 | 5 | 24 | 0 | 713.5455 | 0
2030 | 5 | 24 | 1 | 697.6919 | 0
2030 | 5 | 24 | 2 | 677.8153 | 0
2030 | 5 | 24 | 3 | 667.7496 | 0
2030 | 5 | 24 | 4 | 664.8121 | 0
2030 | 5 | 24 | 5 | 675.5317 | 0
2030 | 5 | 24 | 6 | 712.2569 | 0
2030 | 5 | 24 | 7 | 771.4002 | 0
2030 | 5 | 24 | 8 | 818.1097 | 0
2030 | 5 | 24 | 9 | 873.8768 | 0
2030 | 5 | 24 | 10 | 919.7286 | 0
2030 | 5 | 24 | 11 | 951.5657 | 0
2030 | 5 | 24 | 12 | 970.8314 | 0
2030 | 5 | 24 | 13 | 989.7413 | 0
2030 | 5 | 24 | 14 | 1000.5825 | 0.58249
2030 | 5 | 24 | 15 | 1009.9984 | 9.9984
2030 | 5 | 24 | 16 | 1017.296 | 17.296
2030 | 5 | 24 | 17 | 1012.6538 | 12.6538
2030 | 5 | 24 | 18 | 987.3218 | 0
2030 | 5 | 24 | 19 | 957.688 | 0
2030 | 5 | 24 | 20 | 919.6044 | 0
2030 | 5 | 24 | 21 | 892.1514 | 0
2030 | 5 | 24 | 22 | 851.5629 | 0
2030 | 5 | 24 | 23 | 804.9733 | 0
2030 | 5 | 25 | 0 | 761.2912 | 0
2030 | 5 | 25 | 1 | 708.0515 | 0
2030 | 5 | 25 | 2 | 654.8118 | 0
2030 | 5 | 25 | 3 | 638.8525 | 0
2030 | 5 | 25 | 4 | 629.7438 | 0
2030 | 5 | 25 | 5 | 629.463 | 0
2030 | 5 | 25 | 6 | 644.1936 | 0
2030 | 5 | 25 | 7 | 658.9242 | 0
2030 | 5 | 25 | 8 | 691.4545 | 0
2030 | 5 | 25 | 9 | 721.3167 | 0
2030 | 5 | 25 | 10 | 758.566 | 0
2030 | 5 | 25 | 11 | 783.8808 | 0
2030 | 5 | 25 | 12 | 794.7898 | 0
2030 | 5 | 25 | 13 | 795.6632 | 0
2030 | 5 | 25 | 14 | 793.0561 | 0
2030 | 5 | 25 | 15 | 788.95 | 0
2030 | 5 | 25 | 16 | 791.5565 | 0
2030 | 5 | 25 | 17 | 797.8785 | 0
2030 | 5 | 25 | 18 | 785.9123 | 0
2030 | 5 | 25 | 19 | 764.6559 | 0
2030 | 5 | 25 | 20 | 752.8829 | 0
2030 | 5 | 25 | 21 | 736.4816 | 0
2030 | 5 | 25 | 22 | 712.2037 | 0
2030 | 5 | 25 | 23 | 684.0246 | 0
2030 | 5 | 26 | 0 | 655.5032 | 0
2030 | 5 | 26 | 1 | 641.3708 | 0
2030 | 5 | 26 | 2 | 621.7489 | 0
2030 | 5 | 26 | 3 | 609.3761 | 0
2030 | 5 | 26 | 4 | 600.5177 | 0
2030 | 5 | 26 | 5 | 601.6684 | 0
2030 | 5 | 26 | 6 | 613.0242 | 0
2030 | 5 | 26 | 7 | 624.3801 | 0
2030 | 5 | 26 | 8 | 639.7461 | 0
2030 | 5 | 26 | 9 | 667.784 | 0
2030 | 5 | 26 | 10 | 694.826 | 0
2030 | 5 | 26 | 11 | 726.384 | 0
2030 | 5 | 26 | 12 | 747.0661 | 0
2030 | 5 | 26 | 13 | 757.2771 | 0
2030 | 5 | 26 | 14 | 758.5765 | 0
2030 | 5 | 26 | 15 | 761.9403 | 0
2030 | 5 | 26 | 16 | 766.0071 | 0
2030 | 5 | 26 | 17 | 768.5036 | 0
2030 | 5 | 26 | 18 | 754.0587 | 0
2030 | 5 | 26 | 19 | 747.6803 | 0
2030 | 5 | 26 | 20 | 754.7559 | 0
2030 | 5 | 26 | 21 | 754.9817 | 0
2030 | 5 | 26 | 22 | 727.6242 | 0
2030 | 5 | 26 | 23 | 696.5119 | 0
2030 | 5 | 27 | 0 | 667.2452 | 0
2030 | 5 | 27 | 1 | 653.5334 | 0
2030 | 5 | 27 | 2 | 634.9286 | 0
2030 | 5 | 27 | 3 | 626.8451 | 0
2030 | 5 | 27 | 4 | 625.2241 | 0
2030 | 5 | 27 | 5 | 645.545 | 0
2030 | 5 | 27 | 6 | 684.8699 | 0
2030 | 5 | 27 | 7 | 752.565 | 0
2030 | 5 | 27 | 8 | 781.8266 | 0
2030 | 5 | 27 | 9 | 810.7051 | 0
2030 | 5 | 27 | 10 | 837.5772 | 0
2030 | 5 | 27 | 11 | 860.1757 | 0
2030 | 5 | 27 | 12 | 872.7023 | 0
2030 | 5 | 27 | 13 | 883.9841 | 0
2030 | 5 | 27 | 14 | 883.6473 | 0
2030 | 5 | 27 | 15 | 881.3332 | 0
2030 | 5 | 27 | 16 | 879.3343 | 0
2030 | 5 | 27 | 17 | 872.0984 | 0
2030 | 5 | 27 | 18 | 846.9688 | 0
2030 | 5 | 27 | 19 | 827.0397 | 0
2030 | 5 | 27 | 20 | 817.4478 | 0
2030 | 5 | 27 | 21 | 795.5953 | 0
2030 | 5 | 27 | 22 | 750.6488 | 0
2030 | 5 | 27 | 23 | 706.4772 | 0
2030 | 5 | 28 | 0 | 669.0674 | 0
2030 | 5 | 28 | 1 | 664.9039 | 0
2030 | 5 | 28 | 2 | 646.7464 | 0
2030 | 5 | 28 | 3 | 638.348 | 0
2030 | 5 | 28 | 4 | 634.5664 | 0
2030 | 5 | 28 | 5 | 647.6758 | 0
2030 | 5 | 28 | 6 | 678.3988 | 0
2030 | 5 | 28 | 7 | 735.424 | 0
2030 | 5 | 28 | 8 | 777.9115 | 0
2030 | 5 | 28 | 9 | 810.8418 | 0
2030 | 5 | 28 | 10 | 842.2874 | 0
2030 | 5 | 28 | 11 | 862.2058 | 0
2030 | 5 | 28 | 12 | 874.1276 | 0
2030 | 5 | 28 | 13 | 885.868 | 0
2030 | 5 | 28 | 14 | 894.1726 | 0
2030 | 5 | 28 | 15 | 902.5968 | 0
2030 | 5 | 28 | 16 | 904.4263 | 0
2030 | 5 | 28 | 17 | 907.6085 | 0
2030 | 5 | 28 | 18 | 897.9881 | 0
2030 | 5 | 28 | 19 | 877.5376 | 0
2030 | 5 | 28 | 20 | 850.6952 | 0
2030 | 5 | 28 | 21 | 828.0233 | 0
2030 | 5 | 28 | 22 | 789.0683 | 0
2030 | 5 | 28 | 23 | 745.7301 | 0
2030 | 5 | 29 | 0 | 708.0367 | 0
2030 | 5 | 29 | 1 | 679.7941 | 0
2030 | 5 | 29 | 2 | 662.2811 | 0
2030 | 5 | 29 | 3 | 655.0915 | 0
2030 | 5 | 29 | 4 | 651.606 | 0
2030 | 5 | 29 | 5 | 665.4845 | 0
2030 | 5 | 29 | 6 | 697.1532 | 0
2030 | 5 | 29 | 7 | 752.1524 | 0
2030 | 5 | 29 | 8 | 793.2445 | 0
2030 | 5 | 29 | 9 | 835.0691 | 0
2030 | 5 | 29 | 10 | 870.974 | 0
2030 | 5 | 29 | 11 | 896.248 | 0
2030 | 5 | 29 | 12 | 919.4965 | 0
2030 | 5 | 29 | 13 | 935.8398 | 0
2030 | 5 | 29 | 14 | 947.3183 | 0
2030 | 5 | 29 | 15 | 959.1222 | 0
2030 | 5 | 29 | 16 | 972.5599 | 0
2030 | 5 | 29 | 17 | 976.2016 | 0
2030 | 5 | 29 | 18 | 966.6923 | 0
2030 | 5 | 29 | 19 | 940.3135 | 0
2030 | 5 | 29 | 20 | 915.5191 | 0
2030 | 5 | 29 | 21 | 885.2809 | 0
2030 | 5 | 29 | 22 | 844.7081 | 0
2030 | 5 | 29 | 23 | 797.7278 | 0
2030 | 5 | 30 | 0 | 751.6512 | 0
2030 | 5 | 30 | 1 | 708.4437 | 0
2030 | 5 | 30 | 2 | 665.2363 | 0
2030 | 5 | 30 | 3 | 654.2029 | 0
2030 | 5 | 30 | 4 | 649.5163 | 0
2030 | 5 | 30 | 5 | 664.0422 | 0
2030 | 5 | 30 | 6 | 700.2141 | 0
2030 | 5 | 30 | 7 | 750.6012 | 0
2030 | 5 | 30 | 8 | 800.9884 | 0
2030 | 5 | 30 | 9 | 839.1587 | 0
2030 | 5 | 30 | 10 | 878.4026 | 0
2030 | 5 | 30 | 11 | 906.5902 | 0
2030 | 5 | 30 | 12 | 923.3686 | 0
2030 | 5 | 30 | 13 | 939.1213 | 0
2030 | 5 | 30 | 14 | 948.6845 | 0
2030 | 5 | 30 | 15 | 957.033 | 0
2030 | 5 | 30 | 16 | 963.8951 | 0
2030 | 5 | 30 | 17 | 963.9244 | 0
2030 | 5 | 30 | 18 | 939.6605 | 0
2030 | 5 | 30 | 19 | 922.2947 | 0
2030 | 5 | 30 | 20 | 897.1401 | 0
2030 | 5 | 30 | 21 | 871.4557 | 0
2030 | 5 | 30 | 22 | 829.1809 | 0
2030 | 5 | 30 | 23 | 778.6153 | 0
2030 | 5 | 31 | 0 | 735.3146 | 0
2030 | 5 | 31 | 1 | 718.3855 | 0
2030 | 5 | 31 | 2 | 695.9303 | 0
2030 | 5 | 31 | 3 | 685.0741 | 0
2030 | 5 | 31 | 4 | 680.6262 | 0
2030 | 5 | 31 | 5 | 696.6745 | 0
2030 | 5 | 31 | 6 | 734.2769 | 0
2030 | 5 | 31 | 7 | 794.3227 | 0
2030 | 5 | 31 | 8 | 835.659 | 0
2030 | 5 | 31 | 9 | 892.9008 | 0
2030 | 5 | 31 | 10 | 939.8042 | 0
2030 | 5 | 31 | 11 | 973.371 | 0
2030 | 5 | 31 | 12 | 993.6864 | 0
2030 | 5 | 31 | 13 | 1009.3203 | 9.3203
2030 | 5 | 31 | 14 | 1016.6762 | 16.6762
2030 | 5 | 31 | 15 | 1018.0925 | 18.0925
2030 | 5 | 31 | 16 | 1016.1607 | 16.1607
2030 | 5 | 31 | 17 | 1008.3888 | 8.3888
2030 | 5 | 31 | 18 | 983.7326 | 0
2030 | 5 | 31 | 19 | 967.5938 | 0
2030 | 5 | 31 | 20 | 941.5847 | 0
2030 | 5 | 31 | 21 | 923.9273 | 0
2030 | 5 | 31 | 22 | 886.8679 | 0
2030 | 5 | 31 | 23 | 837.4653 | 0
2030 | 6 | 1 | 0 | 792.1281 | 0
2030 | 6 | 1 | 1 | 736.5842 | 0
2030 | 6 | 1 | 2 | 700.0437 | 0
2030 | 6 | 1 | 3 | 663.5033 | 0
2030 | 6 | 1 | 4 | 649.8396 | 0
2030 | 6 | 1 | 5 | 643.0991 | 0
2030 | 6 | 1 | 6 | 638.0884 | 0
2030 | 6 | 1 | 7 | 641.8228 | 0
2030 | 6 | 1 | 8 | 662.4341 | 0
2030 | 6 | 1 | 9 | 689.6172 | 0
2030 | 6 | 1 | 10 | 724.7535 | 0
2030 | 6 | 1 | 11 | 744.5706 | 0
2030 | 6 | 1 | 12 | 752.4759 | 0
2030 | 6 | 1 | 13 | 755.3508 | 0
2030 | 6 | 1 | 14 | 757.1151 | 0
2030 | 6 | 1 | 15 | 760.4378 | 0
2030 | 6 | 1 | 16 | 766.0156 | 0
2030 | 6 | 1 | 17 | 774.6412 | 0
2030 | 6 | 1 | 18 | 766.79 | 0
2030 | 6 | 1 | 19 | 749.1601 | 0
2030 | 6 | 1 | 20 | 727.0785 | 0
2030 | 6 | 1 | 21 | 718.7056 | 0
2030 | 6 | 1 | 22 | 706.64 | 0
2030 | 6 | 1 | 23 | 687.8475 | 0
2030 | 6 | 2 | 0 | 667.9006 | 0
2030 | 6 | 2 | 1 | 626.279 | 0
2030 | 6 | 2 | 2 | 584.6575 | 0
2030 | 6 | 2 | 3 | 574.4299 | 0
2030 | 6 | 2 | 4 | 569.3031 | 0
2030 | 6 | 2 | 5 | 569.1824 | 0
2030 | 6 | 2 | 6 | 579.0256 | 0
2030 | 6 | 2 | 7 | 588.8688 | 0
2030 | 6 | 2 | 8 | 603.9871 | 0
2030 | 6 | 2 | 9 | 629.0958 | 0
2030 | 6 | 2 | 10 | 648.0819 | 0
2030 | 6 | 2 | 11 | 668.7057 | 0
2030 | 6 | 2 | 12 | 682.1153 | 0
2030 | 6 | 2 | 13 | 689.8399 | 0
2030 | 6 | 2 | 14 | 690.7685 | 0
2030 | 6 | 2 | 15 | 697.066 | 0
2030 | 6 | 2 | 16 | 707.6342 | 0
2030 | 6 | 2 | 17 | 713.9995 | 0
2030 | 6 | 2 | 18 | 715.1125 | 0
2030 | 6 | 2 | 19 | 709.2391 | 0
2030 | 6 | 2 | 20 | 703.9273 | 0
2030 | 6 | 2 | 21 | 695.3696 | 0
2030 | 6 | 2 | 22 | 674.309 | 0
2030 | 6 | 2 | 23 | 643.1896 | 0
2030 | 6 | 3 | 0 | 619.8697 | 0
2030 | 6 | 3 | 1 | 626.4965 | 0
2030 | 6 | 3 | 2 | 613.7873 | 0
2030 | 6 | 3 | 3 | 609.6487 | 0
2030 | 6 | 3 | 4 | 609.8969 | 0
2030 | 6 | 3 | 5 | 627.2196 | 0
2030 | 6 | 3 | 6 | 665.1161 | 0
2030 | 6 | 3 | 7 | 720.1718 | 0
2030 | 6 | 3 | 8 | 749.9847 | 0
2030 | 6 | 3 | 9 | 782.2184 | 0
2030 | 6 | 3 | 10 | 806.3842 | 0
2030 | 6 | 3 | 11 | 828.5874 | 0
2030 | 6 | 3 | 12 | 841.4754 | 0
2030 | 6 | 3 | 13 | 852.5159 | 0
2030 | 6 | 3 | 14 | 854.3744 | 0
2030 | 6 | 3 | 15 | 858.376 | 0
2030 | 6 | 3 | 16 | 865.6987 | 0
2030 | 6 | 3 | 17 | 865.0903 | 0
2030 | 6 | 3 | 18 | 856.349 | 0
2030 | 6 | 3 | 19 | 843.4914 | 0
2030 | 6 | 3 | 20 | 827.4861 | 0
2030 | 6 | 3 | 21 | 807.9804 | 0
2030 | 6 | 3 | 22 | 771.8546 | 0
2030 | 6 | 3 | 23 | 731.5795 | 0
2030 | 6 | 4 | 0 | 691.6358 | 0
2030 | 6 | 4 | 1 | 656.6141 | 0
2030 | 6 | 4 | 2 | 639.8989 | 0
2030 | 6 | 4 | 3 | 633.4925 | 0
2030 | 6 | 4 | 4 | 632.195 | 0
2030 | 6 | 4 | 5 | 647.6236 | 0
2030 | 6 | 4 | 6 | 682.4013 | 0
2030 | 6 | 4 | 7 | 744.4085 | 0
2030 | 6 | 4 | 8 | 783.0098 | 0
2030 | 6 | 4 | 9 | 805.5507 | 0
2030 | 6 | 4 | 10 | 834.7635 | 0
2030 | 6 | 4 | 11 | 853.9037 | 0
2030 | 6 | 4 | 12 | 862.5569 | 0
2030 | 6 | 4 | 13 | 867.9875 | 0
2030 | 6 | 4 | 14 | 864.1079 | 0
2030 | 6 | 4 | 15 | 864.8707 | 0
2030 | 6 | 4 | 16 | 860.4976 | 0
2030 | 6 | 4 | 17 | 863.0532 | 0
2030 | 6 | 4 | 18 | 857.106 | 0
2030 | 6 | 4 | 19 | 839.6033 | 0
2030 | 6 | 4 | 20 | 829.631 | 0
2030 | 6 | 4 | 21 | 808.8886 | 0
2030 | 6 | 4 | 22 | 769.2163 | 0
2030 | 6 | 4 | 23 | 723.2477 | 0
2030 | 6 | 5 | 0 | 685.3252 | 0
2030 | 6 | 5 | 1 | 669.7391 | 0
2030 | 6 | 5 | 2 | 652.4917 | 0
2030 | 6 | 5 | 3 | 646.5096 | 0
2030 | 6 | 5 | 4 | 644.183 | 0
2030 | 6 | 5 | 5 | 658.5191 | 0
2030 | 6 | 5 | 6 | 691.3886 | 0
2030 | 6 | 5 | 7 | 735.987 | 0
2030 | 6 | 5 | 8 | 774.2525 | 0
2030 | 6 | 5 | 9 | 801.5582 | 0
2030 | 6 | 5 | 10 | 827.2585 | 0
2030 | 6 | 5 | 11 | 843.2727 | 0
2030 | 6 | 5 | 12 | 863.2791 | 0
2030 | 6 | 5 | 13 | 871.7901 | 0
2030 | 6 | 5 | 14 | 876.0093 | 0
2030 | 6 | 5 | 15 | 882.5512 | 0
2030 | 6 | 5 | 16 | 892.6094 | 0
2030 | 6 | 5 | 17 | 898.3233 | 0
2030 | 6 | 5 | 18 | 893.4537 | 0
2030 | 6 | 5 | 19 | 872.4695 | 0
2030 | 6 | 5 | 20 | 844.443 | 0
2030 | 6 | 5 | 21 | 825.7819 | 0
2030 | 6 | 5 | 22 | 794.7693 | 0
2030 | 6 | 5 | 23 | 752.8244 | 0
2030 | 6 | 6 | 0 | 709.9542 | 0
2030 | 6 | 6 | 1 | 677.7143 | 0
2030 | 6 | 6 | 2 | 645.4743 | 0
2030 | 6 | 6 | 3 | 637.7817 | 0
2030 | 6 | 6 | 4 | 635.9498 | 0
2030 | 6 | 6 | 5 | 651.3153 | 0
2030 | 6 | 6 | 6 | 689.3883 | 0
2030 | 6 | 6 | 7 | 739.0622 | 0
2030 | 6 | 6 | 8 | 769.94 | 0
2030 | 6 | 6 | 9 | 805.5584 | 0
2030 | 6 | 6 | 10 | 831.5484 | 0
2030 | 6 | 6 | 11 | 852.0484 | 0
2030 | 6 | 6 | 12 | 862.6995 | 0
2030 | 6 | 6 | 13 | 874.7835 | 0
2030 | 6 | 6 | 14 | 881.478 | 0
2030 | 6 | 6 | 15 | 889.0412 | 0
2030 | 6 | 6 | 16 | 897.621 | 0
2030 | 6 | 6 | 17 | 902.5965 | 0
2030 | 6 | 6 | 18 | 886.6409 | 0
2030 | 6 | 6 | 19 | 864.0899 | 0
2030 | 6 | 6 | 20 | 839.9952 | 0
2030 | 6 | 6 | 21 | 818.1422 | 0
2030 | 6 | 6 | 22 | 781.0959 | 0
2030 | 6 | 6 | 23 | 740.0725 | 0
2030 | 6 | 7 | 0 | 693.8534 | 0
2030 | 6 | 7 | 1 | 669.5975 | 0
2030 | 6 | 7 | 2 | 650.697 | 0
2030 | 6 | 7 | 3 | 642.4272 | 0
2030 | 6 | 7 | 4 | 640.9264 | 0
2030 | 6 | 7 | 5 | 660.0025 | 0
2030 | 6 | 7 | 6 | 697.6951 | 0
2030 | 6 | 7 | 7 | 754.5902 | 0
2030 | 6 | 7 | 8 | 795.9466 | 0
2030 | 6 | 7 | 9 | 832.2518 | 0
2030 | 6 | 7 | 10 | 870.7088 | 0
2030 | 6 | 7 | 11 | 897.5629 | 0
2030 | 6 | 7 | 12 | 913.9027 | 0
2030 | 6 | 7 | 13 | 928.2831 | 0
2030 | 6 | 7 | 14 | 934.1375 | 0
2030 | 6 | 7 | 15 | 940.7962 | 0
2030 | 6 | 7 | 16 | 944.2947 | 0
2030 | 6 | 7 | 17 | 937.9031 | 0
2030 | 6 | 7 | 18 | 912.1749 | 0
2030 | 6 | 7 | 19 | 893.4718 | 0
2030 | 6 | 7 | 20 | 861.4185 | 0
2030 | 6 | 7 | 21 | 836.0278 | 0
2030 | 6 | 7 | 22 | 799.7081 | 0
2030 | 6 | 7 | 23 | 752.6874 | 0
2030 | 6 | 8 | 0 | 711.3345 | 0
2030 | 6 | 8 | 1 | 690.354 | 0
2030 | 6 | 8 | 2 | 668.0285 | 0
2030 | 6 | 8 | 3 | 656.8193 | 0
2030 | 6 | 8 | 4 | 649.1091 | 0
2030 | 6 | 8 | 5 | 651.9181 | 0
2030 | 6 | 8 | 6 | 661.6642 | 0
2030 | 6 | 8 | 7 | 686.8959 | 0
2030 | 6 | 8 | 8 | 725.1217 | 0
2030 | 6 | 8 | 9 | 767.271 | 0
2030 | 6 | 8 | 10 | 811.8249 | 0
2030 | 6 | 8 | 11 | 847.3177 | 0
2030 | 6 | 8 | 12 | 867.4142 | 0
2030 | 6 | 8 | 13 | 877.2168 | 0
2030 | 6 | 8 | 14 | 881.1293 | 0
2030 | 6 | 8 | 15 | 886.5447 | 0
2030 | 6 | 8 | 16 | 894.731 | 0
2030 | 6 | 8 | 17 | 889.1701 | 0
2030 | 6 | 8 | 18 | 875.1783 | 0
2030 | 6 | 8 | 19 | 868.1741 | 0
2030 | 6 | 8 | 20 | 837.3464 | 0
2030 | 6 | 8 | 21 | 817.7586 | 0
2030 | 6 | 8 | 22 | 791.4949 | 0
2030 | 6 | 8 | 23 | 760.7973 | 0
2030 | 6 | 9 | 0 | 730.304 | 0
2030 | 6 | 9 | 1 | 731.0445 | 0
2030 | 6 | 9 | 2 | 704.9204 | 0
2030 | 6 | 9 | 3 | 686.0746 | 0
2030 | 6 | 9 | 4 | 673.2955 | 0
2030 | 6 | 9 | 5 | 669.4173 | 0
2030 | 6 | 9 | 6 | 675.7033 | 0
2030 | 6 | 9 | 7 | 709.8198 | 0
2030 | 6 | 9 | 8 | 765.6357 | 0
2030 | 6 | 9 | 9 | 821.4515 | 0
2030 | 6 | 9 | 10 | 883.0902 | 0
2030 | 6 | 9 | 11 | 937.7644 | 0
2030 | 6 | 9 | 12 | 978.0763 | 0
2030 | 6 | 9 | 13 | 1006.014 | 6.014
2030 | 6 | 9 | 14 | 1026.8229 | 26.8229
2030 | 6 | 9 | 15 | 1045.2081 | 45.2081
2030 | 6 | 9 | 16 | 1063.0385 | 63.0385
2030 | 6 | 9 | 17 | 1068.8632 | 68.8632
2030 | 6 | 9 | 18 | 1036.5985 | 36.5985
2030 | 6 | 9 | 19 | 1014.558 | 14.558
2030 | 6 | 9 | 20 | 974.4596 | 0
2030 | 6 | 9 | 21 | 960.1554 | 0
2030 | 6 | 9 | 22 | 920.5718 | 0
2030 | 6 | 9 | 23 | 866.013 | 0
2030 | 6 | 10 | 0 | 815.8915 | 0
2030 | 6 | 10 | 1 | 820.2074 | 0
2030 | 6 | 10 | 2 | 787.378 | 0
2030 | 6 | 10 | 3 | 767.1262 | 0
2030 | 6 | 10 | 4 | 757.703 | 0
2030 | 6 | 10 | 5 | 773.1784 | 0
2030 | 6 | 10 | 6 | 815.9461 | 0
2030 | 6 | 10 | 7 | 884.5546 | 0
2030 | 6 | 10 | 8 | 953.163 | 0
2030 | 6 | 10 | 9 | 1022.1742 | 22.1742
2030 | 6 | 10 | 10 | 1073.8906 | 73.8906
2030 | 6 | 10 | 11 | 1116.8042 | 116.8042
2030 | 6 | 10 | 12 | 1149.7742 | 149.7742
2030 | 6 | 10 | 13 | 1169.9323 | 169.9323
2030 | 6 | 10 | 14 | 1179.7512 | 179.7512
2030 | 6 | 10 | 15 | 1187.5201 | 187.5201
2030 | 6 | 10 | 16 | 1191.5959 | 191.5959
2030 | 6 | 10 | 17 | 1187.4363 | 187.4363
2030 | 6 | 10 | 18 | 1156.4708 | 156.4708
2030 | 6 | 10 | 19 | 1126.5327 | 126.5327
2030 | 6 | 10 | 20 | 1096.4225 | 96.4225
2030 | 6 | 10 | 21 | 1061.2937 | 61.2937
2030 | 6 | 10 | 22 | 1001.5425 | 1.5425
2030 | 6 | 10 | 23 | 933.1939 | 0
2030 | 6 | 11 | 0 | 864.8454 | 0
2030 | 6 | 11 | 1 | 807.526 | 0
2030 | 6 | 11 | 2 | 772.923 | 0
2030 | 6 | 11 | 3 | 752.0338 | 0
2030 | 6 | 11 | 4 | 741.7943 | 0
2030 | 6 | 11 | 5 | 754.1809 | 0
2030 | 6 | 11 | 6 | 791.8497 | 0
2030 | 6 | 11 | 7 | 860.34 | 0
2030 | 6 | 11 | 8 | 908.6822 | 0
2030 | 6 | 11 | 9 | 943.4958 | 0
2030 | 6 | 11 | 10 | 987.5105 | 0
2030 | 6 | 11 | 11 | 1019.7211 | 19.7211
2030 | 6 | 11 | 12 | 1035.8922 | 35.8922
2030 | 6 | 11 | 13 | 1044.4739 | 44.4739
2030 | 6 | 11 | 14 | 1043.5825 | 43.5825
2030 | 6 | 11 | 15 | 1043.5199 | 43.5199
2030 | 6 | 11 | 16 | 1044.8538 | 44.8538
2030 | 6 | 11 | 17 | 1050.0821 | 50.0821
2030 | 6 | 11 | 18 | 1034.5823 | 34.5823
2030 | 6 | 11 | 19 | 996.0345 | 0
2030 | 6 | 11 | 20 | 962.9697 | 0
2030 | 6 | 11 | 21 | 923.8387 | 0
2030 | 6 | 11 | 22 | 872.0331 | 0
2030 | 6 | 11 | 23 | 811.5701 | 0
2030 | 6 | 12 | 0 | 758.7832 | 0
2030 | 6 | 12 | 1 | 720.9607 | 0
2030 | 6 | 12 | 2 | 696.1393 | 0
2030 | 6 | 12 | 3 | 684.6206 | 0
2030 | 6 | 12 | 4 | 679.5976 | 0
2030 | 6 | 12 | 5 | 689.7362 | 0
2030 | 6 | 12 | 6 | 723.0556 | 0
2030 | 6 | 12 | 7 | 774.5493 | 0
2030 | 6 | 12 | 8 | 812.5178 | 0
2030 | 6 | 12 | 9 | 840.7173 | 0
2030 | 6 | 12 | 10 | 867.1905 | 0
2030 | 6 | 12 | 11 | 881.3881 | 0
2030 | 6 | 12 | 12 | 897.2165 | 0
2030 | 6 | 12 | 13 | 902.6474 | 0
2030 | 6 | 12 | 14 | 906.6668 | 0
2030 | 6 | 12 | 15 | 916.1976 | 0
2030 | 6 | 12 | 16 | 930.5071 | 0
2030 | 6 | 12 | 17 | 939.4519 | 0
2030 | 6 | 12 | 18 | 927.4887 | 0
2030 | 6 | 12 | 19 | 893.8871 | 0
2030 | 6 | 12 | 20 | 854.4238 | 0
2030 | 6 | 12 | 21 | 826.9714 | 0
2030 | 6 | 12 | 22 | 789.9734 | 0
2030 | 6 | 12 | 23 | 743.951 | 0
2030 | 6 | 13 | 0 | 699.2666 | 0
2030 | 6 | 13 | 1 | 649.9467 | 0
2030 | 6 | 13 | 2 | 634.0919 | 0
2030 | 6 | 13 | 3 | 627.8671 | 0
2030 | 6 | 13 | 4 | 627.9602 | 0
2030 | 6 | 13 | 5 | 648.0996 | 0
2030 | 6 | 13 | 6 | 690.7804 | 0
2030 | 6 | 13 | 7 | 733.4612 | 0
2030 | 6 | 13 | 8 | 774.5475 | 0
2030 | 6 | 13 | 9 | 803.4014 | 0
2030 | 6 | 13 | 10 | 829.2111 | 0
2030 | 6 | 13 | 11 | 845.7124 | 0
2030 | 6 | 13 | 12 | 850.8434 | 0
2030 | 6 | 13 | 13 | 859.9644 | 0
2030 | 6 | 13 | 14 | 862.277 | 0
2030 | 6 | 13 | 15 | 865.1547 | 0
2030 | 6 | 13 | 16 | 869.1759 | 0
2030 | 6 | 13 | 17 | 870.0755 | 0
2030 | 6 | 13 | 18 | 849.546 | 0
2030 | 6 | 13 | 19 | 831.756 | 0
2030 | 6 | 13 | 20 | 820.3956 | 0
2030 | 6 | 13 | 21 | 806.6121 | 0
2030 | 6 | 13 | 22 | 769.1119 | 0
2030 | 6 | 13 | 23 | 725.2937 | 0
2030 | 6 | 14 | 0 | 681.5089 | 0
2030 | 6 | 14 | 1 | 686.9733 | 0
2030 | 6 | 14 | 2 | 667.9664 | 0
2030 | 6 | 14 | 3 | 660.1841 | 0
2030 | 6 | 14 | 4 | 660.1756 | 0
2030 | 6 | 14 | 5 | 680.6299 | 0
2030 | 6 | 14 | 6 | 725.1667 | 0
2030 | 6 | 14 | 7 | 789.5347 | 0
2030 | 6 | 14 | 8 | 829.0774 | 0
2030 | 6 | 14 | 9 | 880.6903 | 0
2030 | 6 | 14 | 10 | 928.2482 | 0
2030 | 6 | 14 | 11 | 963.4509 | 0
2030 | 6 | 14 | 12 | 985.2074 | 0
2030 | 6 | 14 | 13 | 1004.7301 | 4.7301
2030 | 6 | 14 | 14 | 1017.2099 | 17.2099
2030 | 6 | 14 | 15 | 1021.3033 | 21.3033
2030 | 6 | 14 | 16 | 1034.0383 | 34.0383
2030 | 6 | 14 | 17 | 1039.8995 | 39.8995
2030 | 6 | 14 | 18 | 1020.1987 | 20.1987
2030 | 6 | 14 | 19 | 996.0466 | 0
2030 | 6 | 14 | 20 | 969.6147 | 0
2030 | 6 | 14 | 21 | 939.7701 | 0
2030 | 6 | 14 | 22 | 899.6316 | 0
2030 | 6 | 14 | 23 | 849.2096 | 0
2030 | 6 | 15 | 0 | 793.1257 | 0
2030 | 6 | 15 | 1 | 737.8152 | 0
2030 | 6 | 15 | 2 | 711.0831 | 0
2030 | 6 | 15 | 3 | 695.6266 | 0
2030 | 6 | 15 | 4 | 685.9274 | 0
2030 | 6 | 15 | 5 | 685.8346 | 0
2030 | 6 | 15 | 6 | 694.9612 | 0
2030 | 6 | 15 | 7 | 723.1932 | 0
2030 | 6 | 15 | 8 | 754.9591 | 0
2030 | 6 | 15 | 9 | 811.1367 | 0
2030 | 6 | 15 | 10 | 851.1813 | 0
2030 | 6 | 15 | 11 | 885.8125 | 0
2030 | 6 | 15 | 12 | 910.2949 | 0
2030 | 6 | 15 | 13 | 921.162 | 0
2030 | 6 | 15 | 14 | 922.1695 | 0
2030 | 6 | 15 | 15 | 921.2523 | 0
2030 | 6 | 15 | 16 | 924.9026 | 0
2030 | 6 | 15 | 17 | 929.4733 | 0
2030 | 6 | 15 | 18 | 922.2146 | 0
2030 | 6 | 15 | 19 | 895.4168 | 0
2030 | 6 | 15 | 20 | 881.032 | 0
2030 | 6 | 15 | 21 | 863.0663 | 0
2030 | 6 | 15 | 22 | 837.9759 | 0
2030 | 6 | 15 | 23 | 801.3706 | 0
2030 | 6 | 16 | 0 | 758.0368 | 0
2030 | 6 | 16 | 1 | 731.8624 | 0
2030 | 6 | 16 | 2 | 701.5426 | 0
2030 | 6 | 16 | 3 | 682.6225 | 0
2030 | 6 | 16 | 4 | 670.3161 | 0
2030 | 6 | 16 | 5 | 667.6307 | 0
2030 | 6 | 16 | 6 | 674.7525 | 0
2030 | 6 | 16 | 7 | 705.5739 | 0
2030 | 6 | 16 | 8 | 748.492 | 0
2030 | 6 | 16 | 9 | 805.7827 | 0
2030 | 6 | 16 | 10 | 860.9535 | 0
2030 | 6 | 16 | 11 | 912.0317 | 0
2030 | 6 | 16 | 12 | 949.0157 | 0
2030 | 6 | 16 | 13 | 969.4488 | 0
2030 | 6 | 16 | 14 | 984.1263 | 0
2030 | 6 | 16 | 15 | 994.9306 | 0
2030 | 6 | 16 | 16 | 1003.0245 | 3.0245
2030 | 6 | 16 | 17 | 1005.9261 | 5.9261
2030 | 6 | 16 | 18 | 983.5874 | 0
2030 | 6 | 16 | 19 | 970.5916 | 0
2030 | 6 | 16 | 20 | 969.4464 | 0
2030 | 6 | 16 | 21 | 914.5118 | 0
2030 | 6 | 16 | 22 | 877.2707 | 0
2030 | 6 | 16 | 23 | 823.2663 | 0
2030 | 6 | 17 | 0 | 774.3991 | 0
2030 | 6 | 17 | 1 | 767.1302 | 0
2030 | 6 | 17 | 2 | 736.0372 | 0
2030 | 6 | 17 | 3 | 717.9479 | 0
2030 | 6 | 17 | 4 | 709.1143 | 0
2030 | 6 | 17 | 5 | 724.445 | 0
2030 | 6 | 17 | 6 | 769.7856 | 0
2030 | 6 | 17 | 7 | 844.0631 | 0
2030 | 6 | 17 | 8 | 898.2338 | 0
2030 | 6 | 17 | 9 | 945.0947 | 0
2030 | 6 | 17 | 10 | 986.7646 | 0
2030 | 6 | 17 | 11 | 1017.9745 | 17.9745
2030 | 6 | 17 | 12 | 1037.4535 | 37.4535
2030 | 6 | 17 | 13 | 1052.184 | 52.184
2030 | 6 | 17 | 14 | 1058.6906 | 58.6906
2030 | 6 | 17 | 15 | 1064.6591 | 64.6591
2030 | 6 | 17 | 16 | 1072.1295 | 72.1295
2030 | 6 | 17 | 17 | 1069.4283 | 69.4283
2030 | 6 | 17 | 18 | 1039.8377 | 39.8377
2030 | 6 | 17 | 19 | 1010.3326 | 10.3326
2030 | 6 | 17 | 20 | 971.631 | 0
2030 | 6 | 17 | 21 | 933.082 | 0
2030 | 6 | 17 | 22 | 881.9834 | 0
2030 | 6 | 17 | 23 | 821.0169 | 0
2030 | 6 | 18 | 0 | 765.813 | 0
2030 | 6 | 18 | 1 | 728.8386 | 0
2030 | 6 | 18 | 2 | 701.9936 | 0
2030 | 6 | 18 | 3 | 688.841 | 0
2030 | 6 | 18 | 4 | 682.9932 | 0
2030 | 6 | 18 | 5 | 699.7896 | 0
2030 | 6 | 18 | 6 | 743.9525 | 0
2030 | 6 | 18 | 7 | 818.1134 | 0
2030 | 6 | 18 | 8 | 867.6048 | 0
2030 | 6 | 18 | 9 | 905.9287 | 0
2030 | 6 | 18 | 10 | 944.4027 | 0
2030 | 6 | 18 | 11 | 973.1614 | 0
2030 | 6 | 18 | 12 | 990.2673 | 0
2030 | 6 | 18 | 13 | 1001.9319 | 1.9319
2030 | 6 | 18 | 14 | 1003.7417 | 3.7417
2030 | 6 | 18 | 15 | 1007.1088 | 7.1088
2030 | 6 | 18 | 16 | 1004.5982 | 4.5982
2030 | 6 | 18 | 17 | 1007.5361 | 7.5361
2030 | 6 | 18 | 18 | 989.6021 | 0
2030 | 6 | 18 | 19 | 947.0905 | 0
2030 | 6 | 18 | 20 | 915.0872 | 0
2030 | 6 | 18 | 21 | 879.6003 | 0
2030 | 6 | 18 | 22 | 832.2052 | 0
2030 | 6 | 18 | 23 | 773.1826 | 0
2030 | 6 | 19 | 0 | 722.7281 | 0
2030 | 6 | 19 | 1 | 710.023 | 0
2030 | 6 | 19 | 2 | 687.5224 | 0
2030 | 6 | 19 | 3 | 677.8442 | 0
2030 | 6 | 19 | 4 | 672.4072 | 0
2030 | 6 | 19 | 5 | 687.2738 | 0
2030 | 6 | 19 | 6 | 726.7394 | 0
2030 | 6 | 19 | 7 | 778.0712 | 0
2030 | 6 | 19 | 8 | 829.4031 | 0
2030 | 6 | 19 | 9 | 861.2327 | 0
2030 | 6 | 19 | 10 | 895.5125 | 0
2030 | 6 | 19 | 11 | 917.8935 | 0
2030 | 6 | 19 | 12 | 938.455 | 0
2030 | 6 | 19 | 13 | 949.3343 | 0
2030 | 6 | 19 | 14 | 956.3634 | 0
2030 | 6 | 19 | 15 | 963.7049 | 0
2030 | 6 | 19 | 16 | 977.2153 | 0
2030 | 6 | 19 | 17 | 980.0452 | 0
2030 | 6 | 19 | 18 | 973.4045 | 0
2030 | 6 | 19 | 19 | 944 | 0
2030 | 6 | 19 | 20 | 904.9677 | 0
2030 | 6 | 19 | 21 | 867.42 | 0
2030 | 6 | 19 | 22 | 828.351 | 0
2030 | 6 | 19 | 23 | 778.3634 | 0
2030 | 6 | 20 | 0 | 728.9181 | 0
2030 | 6 | 20 | 1 | 697.1846 | 0
2030 | 6 | 20 | 2 | 665.4511 | 0
2030 | 6 | 20 | 3 | 656.7053 | 0
2030 | 6 | 20 | 4 | 653.9754 | 0
2030 | 6 | 20 | 5 | 670.161 | 0
2030 | 6 | 20 | 6 | 713.5188 | 0
2030 | 6 | 20 | 7 | 771.294 | 0
2030 | 6 | 20 | 8 | 806.2078 | 0
2030 | 6 | 20 | 9 | 850.0104 | 0
2030 | 6 | 20 | 10 | 876.7779 | 0
2030 | 6 | 20 | 11 | 900.9156 | 0
2030 | 6 | 20 | 12 | 918.1628 | 0
2030 | 6 | 20 | 13 | 935.7436 | 0
2030 | 6 | 20 | 14 | 939.6395 | 0
2030 | 6 | 20 | 15 | 944.6771 | 0
2030 | 6 | 20 | 16 | 948.2139 | 0
2030 | 6 | 20 | 17 | 941.1228 | 0
2030 | 6 | 20 | 18 | 923.6391 | 0
2030 | 6 | 20 | 19 | 901.0733 | 0
2030 | 6 | 20 | 20 | 872.197 | 0
2030 | 6 | 20 | 21 | 863.1844 | 0
2030 | 6 | 20 | 22 | 831.9591 | 0
2030 | 6 | 20 | 23 | 786.471 | 0
2030 | 6 | 21 | 0 | 738.2949 | 0
2030 | 6 | 21 | 1 | 733.8426 | 0
2030 | 6 | 21 | 2 | 710.5841 | 0
2030 | 6 | 21 | 3 | 698.2183 | 0
2030 | 6 | 21 | 4 | 693.777 | 0
2030 | 6 | 21 | 5 | 710.5895 | 0
2030 | 6 | 21 | 6 | 751.3693 | 0
2030 | 6 | 21 | 7 | 812.4953 | 0
2030 | 6 | 21 | 8 | 845.7331 | 0
2030 | 6 | 21 | 9 | 901.1351 | 0
2030 | 6 | 21 | 10 | 947.0217 | 0
2030 | 6 | 21 | 11 | 980.1923 | 0
2030 | 6 | 21 | 12 | 1001.1624 | 1.1624
2030 | 6 | 21 | 13 | 1018.0408 | 18.0408
2030 | 6 | 21 | 14 | 1023.5582 | 23.5582
2030 | 6 | 21 | 15 | 1029.7918 | 29.7918
2030 | 6 | 21 | 16 | 1030.6723 | 30.6723
2030 | 6 | 21 | 17 | 1021.8833 | 21.8833
2030 | 6 | 21 | 18 | 993.6133 | 0
2030 | 6 | 21 | 19 | 972.705 | 0
2030 | 6 | 21 | 20 | 955.7456 | 0
2030 | 6 | 21 | 21 | 938.1799 | 0
2030 | 6 | 21 | 22 | 907.3349 | 0
2030 | 6 | 21 | 23 | 861.7247 | 0
2030 | 6 | 22 | 0 | 808.5337 | 0
2030 | 6 | 22 | 1 | 748.165 | 0
2030 | 6 | 22 | 2 | 687.7964 | 0
2030 | 6 | 22 | 3 | 669.8045 | 0
2030 | 6 | 22 | 4 | 657.7489 | 0
2030 | 6 | 22 | 5 | 655.3304 | 0
2030 | 6 | 22 | 6 | 663.2857 | 0
2030 | 6 | 22 | 7 | 685.2599 | 0
2030 | 6 | 22 | 8 | 721.9385 | 0
2030 | 6 | 22 | 9 | 757.4623 | 0
2030 | 6 | 22 | 10 | 796.0845 | 0
2030 | 6 | 22 | 11 | 819.4603 | 0
2030 | 6 | 22 | 12 | 830.1809 | 0
2030 | 6 | 22 | 13 | 829.2406 | 0
2030 | 6 | 22 | 14 | 825.5666 | 0
2030 | 6 | 22 | 15 | 825.1638 | 0
2030 | 6 | 22 | 16 | 831.1398 | 0
2030 | 6 | 22 | 17 | 837.0567 | 0
2030 | 6 | 22 | 18 | 822.2088 | 0
2030 | 6 | 22 | 19 | 799.4523 | 0
2030 | 6 | 22 | 20 | 770.0511 | 0
2030 | 6 | 22 | 21 | 745.7178 | 0
2030 | 6 | 22 | 22 | 725.5437 | 0
2030 | 6 | 22 | 23 | 694.9481 | 0
2030 | 6 | 23 | 0 | 664.9351 | 0
2030 | 6 | 23 | 1 | 650.9748 | 0
2030 | 6 | 23 | 2 | 629.5544 | 0
2030 | 6 | 23 | 3 | 616.8237 | 0
2030 | 6 | 23 | 4 | 608.5755 | 0
2030 | 6 | 23 | 5 | 605.9181 | 0
2030 | 6 | 23 | 6 | 609.9681 | 0
2030 | 6 | 23 | 7 | 624.12 | 0
2030 | 6 | 23 | 8 | 652.7105 | 0
2030 | 6 | 23 | 9 | 686.7001 | 0
2030 | 6 | 23 | 10 | 710.5646 | 0
2030 | 6 | 23 | 11 | 733.9657 | 0
2030 | 6 | 23 | 12 | 751.5355 | 0
2030 | 6 | 23 | 13 | 758.22 | 0
2030 | 6 | 23 | 14 | 767.311 | 0
2030 | 6 | 23 | 15 | 772.8114 | 0
2030 | 6 | 23 | 16 | 783.8795 | 0
2030 | 6 | 23 | 17 | 796.8856 | 0
2030 | 6 | 23 | 18 | 794.4128 | 0
2030 | 6 | 23 | 19 | 774.4681 | 0
2030 | 6 | 23 | 20 | 763.1622 | 0
2030 | 6 | 23 | 21 | 742.9187 | 0
2030 | 6 | 23 | 22 | 725.03 | 0
2030 | 6 | 23 | 23 | 695.6348 | 0
2030 | 6 | 24 | 0 | 668.5567 | 0
2030 | 6 | 24 | 1 | 648.1557 | 0
2030 | 6 | 24 | 2 | 630.4479 | 0
2030 | 6 | 24 | 3 | 622.7391 | 0
2030 | 6 | 24 | 4 | 621.0517 | 0
2030 | 6 | 24 | 5 | 635.6805 | 0
2030 | 6 | 24 | 6 | 677.6782 | 0
2030 | 6 | 24 | 7 | 742.9543 | 0
2030 | 6 | 24 | 8 | 785.861 | 0
2030 | 6 | 24 | 9 | 827.4108 | 0
2030 | 6 | 24 | 10 | 858.3096 | 0
2030 | 6 | 24 | 11 | 884.6295 | 0
2030 | 6 | 24 | 12 | 900.0085 | 0
2030 | 6 | 24 | 13 | 914.2589 | 0
2030 | 6 | 24 | 14 | 919.2506 | 0
2030 | 6 | 24 | 15 | 923.871 | 0
2030 | 6 | 24 | 16 | 930.7196 | 0
2030 | 6 | 24 | 17 | 933.748 | 0
2030 | 6 | 24 | 18 | 915.8165 | 0
2030 | 6 | 24 | 19 | 906.1879 | 0
2030 | 6 | 24 | 20 | 872.7235 | 0
2030 | 6 | 24 | 21 | 847.5918 | 0
2030 | 6 | 24 | 22 | 808.9727 | 0
2030 | 6 | 24 | 23 | 762.5646 | 0
2030 | 6 | 25 | 0 | 715.0199 | 0
2030 | 6 | 25 | 1 | 672.4046 | 0
2030 | 6 | 25 | 2 | 652.8346 | 0
2030 | 6 | 25 | 3 | 645.3281 | 0
2030 | 6 | 25 | 4 | 642.1369 | 0
2030 | 6 | 25 | 5 | 656.642 | 0
2030 | 6 | 25 | 6 | 695.3689 | 0
2030 | 6 | 25 | 7 | 759.0785 | 0
2030 | 6 | 25 | 8 | 798.466 | 0
2030 | 6 | 25 | 9 | 829.7165 | 0
2030 | 6 | 25 | 10 | 863.0976 | 0
2030 | 6 | 25 | 11 | 886.8657 | 0
2030 | 6 | 25 | 12 | 901.0693 | 0
2030 | 6 | 25 | 13 | 910.0812 | 0
2030 | 6 | 25 | 14 | 912.8997 | 0
2030 | 6 | 25 | 15 | 919.1342 | 0
2030 | 6 | 25 | 16 | 925.1672 | 0
2030 | 6 | 25 | 17 | 929.1032 | 0
2030 | 6 | 25 | 18 | 924.8163 | 0
2030 | 6 | 25 | 19 | 904.8177 | 0
2030 | 6 | 25 | 20 | 875.1686 | 0
2030 | 6 | 25 | 21 | 839.2215 | 0
2030 | 6 | 25 | 22 | 802.8113 | 0
2030 | 6 | 25 | 23 | 757.7094 | 0
2030 | 6 | 26 | 0 | 717.53 | 0
2030 | 6 | 26 | 1 | 664.8909 | 0
2030 | 6 | 26 | 2 | 645.0182 | 0
2030 | 6 | 26 | 3 | 636.5924 | 0
2030 | 6 | 26 | 4 | 634.754 | 0
2030 | 6 | 26 | 5 | 650.2686 | 0
2030 | 6 | 26 | 6 | 694.2728 | 0
2030 | 6 | 26 | 7 | 753.0749 | 0
2030 | 6 | 26 | 8 | 793.2295 | 0
2030 | 6 | 26 | 9 | 818.91 | 0
2030 | 6 | 26 | 10 | 848.1638 | 0
2030 | 6 | 26 | 11 | 869.172 | 0
2030 | 6 | 26 | 12 | 889.7303 | 0
2030 | 6 | 26 | 13 | 899.5316 | 0
2030 | 6 | 26 | 14 | 904.3546 | 0
2030 | 6 | 26 | 15 | 910.7322 | 0
2030 | 6 | 26 | 16 | 922.9085 | 0
2030 | 6 | 26 | 17 | 925.237 | 0
2030 | 6 | 26 | 18 | 905.6563 | 0
2030 | 6 | 26 | 19 | 886.6453 | 0
2030 | 6 | 26 | 20 | 860.769 | 0
2030 | 6 | 26 | 21 | 829.8475 | 0
2030 | 6 | 26 | 22 | 789.8893 | 0
2030 | 6 | 26 | 23 | 743.0322 | 0
2030 | 6 | 27 | 0 | 697.3262 | 0
2030 | 6 | 27 | 1 | 694.0996 | 0
2030 | 6 | 27 | 2 | 673.9187 | 0
2030 | 6 | 27 | 3 | 665.5488 | 0
2030 | 6 | 27 | 4 | 664.1729 | 0
2030 | 6 | 27 | 5 | 680.4501 | 0
2030 | 6 | 27 | 6 | 724.9686 | 0
2030 | 6 | 27 | 7 | 789.5192 | 0
2030 | 6 | 27 | 8 | 822.3325 | 0
2030 | 6 | 27 | 9 | 864.1951 | 0
2030 | 6 | 27 | 10 | 897.4768 | 0
2030 | 6 | 27 | 11 | 925.6587 | 0
2030 | 6 | 27 | 12 | 943.4058 | 0
2030 | 6 | 27 | 13 | 961.5856 | 0
2030 | 6 | 27 | 14 | 966.8708 | 0
2030 | 6 | 27 | 15 | 974.5659 | 0
2030 | 6 | 27 | 16 | 982.4071 | 0
2030 | 6 | 27 | 17 | 984.0053 | 0
2030 | 6 | 27 | 18 | 962.7039 | 0
2030 | 6 | 27 | 19 | 944.4898 | 0
2030 | 6 | 27 | 20 | 918.2635 | 0
2030 | 6 | 27 | 21 | 891.9231 | 0
2030 | 6 | 27 | 22 | 853.6762 | 0
2030 | 6 | 27 | 23 | 803.5032 | 0
2030 | 6 | 28 | 0 | 751.5405 | 0
2030 | 6 | 28 | 1 | 753.4748 | 0
2030 | 6 | 28 | 2 | 726.6149 | 0
2030 | 6 | 28 | 3 | 713.1339 | 0
2030 | 6 | 28 | 4 | 707.147 | 0
2030 | 6 | 28 | 5 | 721.1077 | 0
2030 | 6 | 28 | 6 | 763.7989 | 0
2030 | 6 | 28 | 7 | 830.01 | 0
2030 | 6 | 28 | 8 | 871.8163 | 0
2030 | 6 | 28 | 9 | 932.0822 | 0
2030 | 6 | 28 | 10 | 985.5176 | 0
2030 | 6 | 28 | 11 | 1025.9934 | 25.9934
2030 | 6 | 28 | 12 | 1052.3121 | 52.3121
2030 | 6 | 28 | 13 | 1074.128 | 74.128
2030 | 6 | 28 | 14 | 1083.3601 | 83.3601
2030 | 6 | 28 | 15 | 1092.7728 | 92.7728
2030 | 6 | 28 | 16 | 1100.6739 | 100.6739
2030 | 6 | 28 | 17 | 1096.9972 | 96.9972
2030 | 6 | 28 | 18 | 1070.6935 | 70.6935
2030 | 6 | 28 | 19 | 1042.2728 | 42.2728
2030 | 6 | 28 | 20 | 1005.0435 | 5.0435
2030 | 6 | 28 | 21 | 984.5469 | 0
2030 | 6 | 28 | 22 | 950.2855 | 0
2030 | 6 | 28 | 23 | 897.9946 | 0
2030 | 6 | 29 | 0 | 834.2743 | 0
2030 | 6 | 29 | 1 | 777.7162 | 0
2030 | 6 | 29 | 2 | 721.1582 | 0
2030 | 6 | 29 | 3 | 701.7289 | 0
2030 | 6 | 29 | 4 | 692.1927 | 0
2030 | 6 | 29 | 5 | 691.312 | 0
2030 | 6 | 29 | 6 | 702.1444 | 0
2030 | 6 | 29 | 7 | 731.0326 | 0
2030 | 6 | 29 | 8 | 763.5524 | 0
2030 | 6 | 29 | 9 | 820.1031 | 0
2030 | 6 | 29 | 10 | 866.5536 | 0
2030 | 6 | 29 | 11 | 903.6379 | 0
2030 | 6 | 29 | 12 | 924.5779 | 0
2030 | 6 | 29 | 13 | 932.3107 | 0
2030 | 6 | 29 | 14 | 931.4797 | 0
2030 | 6 | 29 | 15 | 932.0691 | 0
2030 | 6 | 29 | 16 | 931.1681 | 0
2030 | 6 | 29 | 17 | 935.8018 | 0
2030 | 6 | 29 | 18 | 925.0364 | 0
2030 | 6 | 29 | 19 | 914.3009 | 0
2030 | 6 | 29 | 20 | 878.7268 | 0
2030 | 6 | 29 | 21 | 856.1355 | 0
2030 | 6 | 29 | 22 | 833.5415 | 0
2030 | 6 | 29 | 23 | 801.1141 | 0
2030 | 6 | 30 | 0 | 754.37 | 0
2030 | 6 | 30 | 1 | 717.2939 | 0
2030 | 6 | 30 | 2 | 680.2179 | 0
2030 | 6 | 30 | 3 | 661.2375 | 0
2030 | 6 | 30 | 4 | 648.514 | 0
2030 | 6 | 30 | 5 | 641.6105 | 0
2030 | 6 | 30 | 6 | 654.413 | 0
2030 | 6 | 30 | 7 | 667.2156 | 0
2030 | 6 | 30 | 8 | 703.8641 | 0
2030 | 6 | 30 | 9 | 759.4267 | 0
2030 | 6 | 30 | 10 | 796.4677 | 0
2030 | 6 | 30 | 11 | 833.7623 | 0
2030 | 6 | 30 | 12 | 860.1282 | 0
2030 | 6 | 30 | 13 | 871.1805 | 0
2030 | 6 | 30 | 14 | 876.0036 | 0
2030 | 6 | 30 | 15 | 883.9465 | 0
2030 | 6 | 30 | 16 | 898.6341 | 0
2030 | 6 | 30 | 17 | 910.0317 | 0
2030 | 6 | 30 | 18 | 894.2847 | 0
2030 | 6 | 30 | 19 | 867.591 | 0
2030 | 6 | 30 | 20 | 842.0877 | 0
2030 | 6 | 30 | 21 | 822.9127 | 0
2030 | 6 | 30 | 22 | 797.1363 | 0
2030 | 6 | 30 | 23 | 751.394 | 0
2030 | 7 | 1 | 0 | 702.0661 | 0
2030 | 7 | 1 | 1 | 668.7502 | 0
2030 | 7 | 1 | 2 | 649.3427 | 0
2030 | 7 | 1 | 3 | 638.3962 | 0
2030 | 7 | 1 | 4 | 632.4867 | 0
2030 | 7 | 1 | 5 | 637.4651 | 0
2030 | 7 | 1 | 6 | 647.13 | 0
2030 | 7 | 1 | 7 | 675.0222 | 0
2030 | 7 | 1 | 8 | 699.5061 | 0
2030 | 7 | 1 | 9 | 730.0646 | 0
2030 | 7 | 1 | 10 | 755.9945 | 0
2030 | 7 | 1 | 11 | 788.9297 | 0
2030 | 7 | 1 | 12 | 811.9774 | 0
2030 | 7 | 1 | 13 | 820.7638 | 0
2030 | 7 | 1 | 14 | 822.2942 | 0
2030 | 7 | 1 | 15 | 827.2885 | 0
2030 | 7 | 1 | 16 | 822.2831 | 0
2030 | 7 | 1 | 17 | 831.7001 | 0
2030 | 7 | 1 | 18 | 830.4492 | 0
2030 | 7 | 1 | 19 | 822.4337 | 0
2030 | 7 | 1 | 20 | 797.5832 | 0
2030 | 7 | 1 | 21 | 767.3593 | 0
2030 | 7 | 1 | 22 | 741.5744 | 0
2030 | 7 | 1 | 23 | 713.96 | 0
2030 | 7 | 2 | 0 | 682.3202 | 0
2030 | 7 | 2 | 1 | 656.8977 | 0
2030 | 7 | 2 | 2 | 631.4752 | 0
2030 | 7 | 2 | 3 | 623.6064 | 0
2030 | 7 | 2 | 4 | 621.808 | 0
2030 | 7 | 2 | 5 | 636.7104 | 0
2030 | 7 | 2 | 6 | 679.159 | 0
2030 | 7 | 2 | 7 | 744.5184 | 0
2030 | 7 | 2 | 8 | 787.202 | 0
2030 | 7 | 2 | 9 | 833.899 | 0
2030 | 7 | 2 | 10 | 864.9337 | 0
2030 | 7 | 2 | 11 | 890.3585 | 0
2030 | 7 | 2 | 12 | 905.3199 | 0
2030 | 7 | 2 | 13 | 919.8329 | 0
2030 | 7 | 2 | 14 | 924.6636 | 0
2030 | 7 | 2 | 15 | 929.1681 | 0
2030 | 7 | 2 | 16 | 935.8895 | 0
2030 | 7 | 2 | 17 | 938.6508 | 0
2030 | 7 | 2 | 18 | 920.4464 | 0
2030 | 7 | 2 | 19 | 911.6559 | 0
2030 | 7 | 2 | 20 | 878.9395 | 0
2030 | 7 | 2 | 21 | 854.9035 | 0
2030 | 7 | 2 | 22 | 816.4345 | 0
2030 | 7 | 2 | 23 | 769.6957 | 0
2030 | 7 | 3 | 0 | 716.3701 | 0
2030 | 7 | 3 | 1 | 704.9356 | 0
2030 | 7 | 3 | 2 | 693.5012 | 0
2030 | 7 | 3 | 3 | 682.4205 | 0
2030 | 7 | 3 | 4 | 677.516 | 0
2030 | 7 | 3 | 5 | 692.2681 | 0
2030 | 7 | 3 | 6 | 726.1884 | 0
2030 | 7 | 3 | 7 | 780.2296 | 0
2030 | 7 | 3 | 8 | 833.3474 | 0
2030 | 7 | 3 | 9 | 879.1039 | 0
2030 | 7 | 3 | 10 | 923.6187 | 0
2030 | 7 | 3 | 11 | 957.0914 | 0
2030 | 7 | 3 | 12 | 989.1582 | 0
2030 | 7 | 3 | 13 | 1003.4578 | 3.4578
2030 | 7 | 3 | 14 | 1013.3496 | 13.3496
2030 | 7 | 3 | 15 | 1022.249 | 22.249
2030 | 7 | 3 | 16 | 1032.5797 | 32.5797
2030 | 7 | 3 | 17 | 1036.7109 | 36.7109
2030 | 7 | 3 | 18 | 1034.8413 | 34.8413
2030 | 7 | 3 | 19 | 1003.5335 | 3.5335
2030 | 7 | 3 | 20 | 960.9153 | 0
2030 | 7 | 3 | 21 | 922.8718 | 0
2030 | 7 | 3 | 22 | 888.6151 | 0
2030 | 7 | 3 | 23 | 840.6037 | 0
2030 | 7 | 4 | 0 | 788.6451 | 0
2030 | 7 | 4 | 1 | 739.0655 | 0
2030 | 7 | 4 | 2 | 706.8613 | 0
2030 | 7 | 4 | 3 | 674.6571 | 0
2030 | 7 | 4 | 4 | 667.5445 | 0
2030 | 7 | 4 | 5 | 683.3625 | 0
2030 | 7 | 4 | 6 | 722.7701 | 0
2030 | 7 | 4 | 7 | 779.7529 | 0
2030 | 7 | 4 | 8 | 820.0857 | 0
2030 | 7 | 4 | 9 | 869.3309 | 0
2030 | 7 | 4 | 10 | 912.4238 | 0
2030 | 7 | 4 | 11 | 947.28 | 0
2030 | 7 | 4 | 12 | 969.7792 | 0
2030 | 7 | 4 | 13 | 986.5041 | 0
2030 | 7 | 4 | 14 | 994.9937 | 0
2030 | 7 | 4 | 15 | 1001.4178 | 1.4178
2030 | 7 | 4 | 16 | 1002.292 | 2.292
2030 | 7 | 4 | 17 | 1005.616 | 5.616
2030 | 7 | 4 | 18 | 994.8765 | 0
2030 | 7 | 4 | 19 | 971.1689 | 0
2030 | 7 | 4 | 20 | 935.6565 | 0
2030 | 7 | 4 | 21 | 895.0618 | 0
2030 | 7 | 4 | 22 | 855.179 | 0
2030 | 7 | 4 | 23 | 804.4945 | 0
2030 | 7 | 5 | 0 | 745.7028 | 0
2030 | 7 | 5 | 1 | 688.4554 | 0
2030 | 7 | 5 | 2 | 663.954 | 0
2030 | 7 | 5 | 3 | 652.2003 | 0
2030 | 7 | 5 | 4 | 646.3394 | 0
2030 | 7 | 5 | 5 | 660.1979 | 0
2030 | 7 | 5 | 6 | 693.5171 | 0
2030 | 7 | 5 | 7 | 743.7522 | 0
2030 | 7 | 5 | 8 | 782.447 | 0
2030 | 7 | 5 | 9 | 824.1234 | 0
2030 | 7 | 5 | 10 | 849.3281 | 0
2030 | 7 | 5 | 11 | 871.1011 | 0
2030 | 7 | 5 | 12 | 883.6692 | 0
2030 | 7 | 5 | 13 | 892.8471 | 0
2030 | 7 | 5 | 14 | 897.8387 | 0
2030 | 7 | 5 | 15 | 903.302 | 0
2030 | 7 | 5 | 16 | 908.3915 | 0
2030 | 7 | 5 | 17 | 913.022 | 0
2030 | 7 | 5 | 18 | 897.064 | 0
2030 | 7 | 5 | 19 | 870.4544 | 0
2030 | 7 | 5 | 20 | 831.9414 | 0
2030 | 7 | 5 | 21 | 801.243 | 0
2030 | 7 | 5 | 22 | 772.751 | 0
2030 | 7 | 5 | 23 | 734.7251 | 0
2030 | 7 | 6 | 0 | 688.7535 | 0
2030 | 7 | 6 | 1 | 636.2859 | 0
2030 | 7 | 6 | 2 | 616.397 | 0
2030 | 7 | 6 | 3 | 606.4472 | 0
2030 | 7 | 6 | 4 | 600.0577 | 0
2030 | 7 | 6 | 5 | 600.4909 | 0
2030 | 7 | 6 | 6 | 603.9727 | 0
2030 | 7 | 6 | 7 | 621.6949 | 0
2030 | 7 | 6 | 8 | 667.3544 | 0
2030 | 7 | 6 | 9 | 713.0138 | 0
2030 | 7 | 6 | 10 | 748.0074 | 0
2030 | 7 | 6 | 11 | 775.698 | 0
2030 | 7 | 6 | 12 | 788.8871 | 0
2030 | 7 | 6 | 13 | 797.0753 | 0
2030 | 7 | 6 | 14 | 805.1615 | 0
2030 | 7 | 6 | 15 | 813.6513 | 0
2030 | 7 | 6 | 16 | 821.1978 | 0
2030 | 7 | 6 | 17 | 831.8596 | 0
2030 | 7 | 6 | 18 | 824.0932 | 0
2030 | 7 | 6 | 19 | 810.5198 | 0
2030 | 7 | 6 | 20 | 773.205 | 0
2030 | 7 | 6 | 21 | 757.8452 | 0
2030 | 7 | 6 | 22 | 741.0923 | 0
2030 | 7 | 6 | 23 | 714.6343 | 0
2030 | 7 | 7 | 0 | 677.0419 | 0
2030 | 7 | 7 | 1 | 672.7338 | 0
2030 | 7 | 7 | 2 | 652.6612 | 0
2030 | 7 | 7 | 3 | 640.475 | 0
2030 | 7 | 7 | 4 | 633.3565 | 0
2030 | 7 | 7 | 5 | 634.1751 | 0
2030 | 7 | 7 | 6 | 642.1962 | 0
2030 | 7 | 7 | 7 | 666.8965 | 0
2030 | 7 | 7 | 8 | 704.7046 | 0
2030 | 7 | 7 | 9 | 762.7576 | 0
2030 | 7 | 7 | 10 | 820.8105 | 0
2030 | 7 | 7 | 11 | 875.712 | 0
2030 | 7 | 7 | 12 | 915.7443 | 0
2030 | 7 | 7 | 13 | 941.8959 | 0
2030 | 7 | 7 | 14 | 961.659 | 0
2030 | 7 | 7 | 15 | 979.2729 | 0
2030 | 7 | 7 | 16 | 997.9614 | 0
2030 | 7 | 7 | 17 | 1010.2115 | 10.2115
2030 | 7 | 7 | 18 | 1001.8523 | 1.8523
2030 | 7 | 7 | 19 | 983.6787 | 0
2030 | 7 | 7 | 20 | 948.9694 | 0
2030 | 7 | 7 | 21 | 927.3809 | 0
2030 | 7 | 7 | 22 | 898.086 | 0
2030 | 7 | 7 | 23 | 851.5161 | 0
2030 | 7 | 8 | 0 | 796.9528 | 0
2030 | 7 | 8 | 1 | 793.7039 | 0
2030 | 7 | 8 | 2 | 760.3985 | 0
2030 | 7 | 8 | 3 | 740.6931 | 0
2030 | 7 | 8 | 4 | 731.1412 | 0
2030 | 7 | 8 | 5 | 747.9218 | 0
2030 | 7 | 8 | 6 | 791.9278 | 0
2030 | 7 | 8 | 7 | 870.0062 | 0
2030 | 7 | 8 | 8 | 933.027 | 0
2030 | 7 | 8 | 9 | 1004.9545 | 4.9545
2030 | 7 | 8 | 10 | 1063.9117 | 63.9117
2030 | 7 | 8 | 11 | 1115.9841 | 115.9841
2030 | 7 | 8 | 12 | 1148.8663 | 148.8663
2030 | 7 | 8 | 13 | 1175.5484 | 175.5484
2030 | 7 | 8 | 14 | 1196.5082 | 196.5082
2030 | 7 | 8 | 15 | 1206.031 | 206.031
2030 | 7 | 8 | 16 | 1214.0955 | 214.0955
2030 | 7 | 8 | 17 | 1212.4269 | 212.4269
2030 | 7 | 8 | 18 | 1191.4669 | 191.4669
2030 | 7 | 8 | 19 | 1167.7912 | 167.7912
2030 | 7 | 8 | 20 | 1134.5643 | 134.5643
2030 | 7 | 8 | 21 | 1099.577 | 99.577
2030 | 7 | 8 | 22 | 1049.3213 | 49.3213
2030 | 7 | 8 | 23 | 979.8888 | 0
2030 | 7 | 9 | 0 | 898.499 | 0
2030 | 7 | 9 | 1 | 836.6316 | 0
2030 | 7 | 9 | 2 | 799.3108 | 0
2030 | 7 | 9 | 3 | 777.0233 | 0
2030 | 7 | 9 | 4 | 764.9581 | 0
2030 | 7 | 9 | 5 | 778.3307 | 0
2030 | 7 | 9 | 6 | 816.0159 | 0
2030 | 7 | 9 | 7 | 887.7313 | 0
2030 | 7 | 9 | 8 | 952.6524 | 0
2030 | 7 | 9 | 9 | 1005.2362 | 5.2362
2030 | 7 | 9 | 10 | 1068.1339 | 68.1339
2030 | 7 | 9 | 11 | 1117.5415 | 117.5415
2030 | 7 | 9 | 12 | 1150.7322 | 150.7322
2030 | 7 | 9 | 13 | 1167.9501 | 167.9501
2030 | 7 | 9 | 14 | 1180.039 | 180.039
2030 | 7 | 9 | 15 | 1188.2838 | 188.2838
2030 | 7 | 9 | 16 | 1187.8371 | 187.8371
2030 | 7 | 9 | 17 | 1185.2667 | 185.2667
2030 | 7 | 9 | 18 | 1169.4012 | 169.4012
2030 | 7 | 9 | 19 | 1136.5836 | 136.5836
2030 | 7 | 9 | 20 | 1106.3185 | 106.3185
2030 | 7 | 9 | 21 | 1066.98 | 66.98
2030 | 7 | 9 | 22 | 1014.6238 | 14.6238
2030 | 7 | 9 | 23 | 946.2314 | 0
2030 | 7 | 10 | 0 | 880.9835 | 0
2030 | 7 | 10 | 1 | 845.7751 | 0
2030 | 7 | 10 | 2 | 809.763 | 0
2030 | 7 | 10 | 3 | 789.4015 | 0
2030 | 7 | 10 | 4 | 777.9546 | 0
2030 | 7 | 10 | 5 | 789.5887 | 0
2030 | 7 | 10 | 6 | 825.4818 | 0
2030 | 7 | 10 | 7 | 892.7756 | 0
2030 | 7 | 10 | 8 | 957.4605 | 0
2030 | 7 | 10 | 9 | 1013.925 | 13.925
2030 | 7 | 10 | 10 | 1078.2104 | 78.2104
2030 | 7 | 10 | 11 | 1124.425 | 124.425
2030 | 7 | 10 | 12 | 1166.6107 | 166.6107
2030 | 7 | 10 | 13 | 1190.0857 | 190.0857
2030 | 7 | 10 | 14 | 1206.9187 | 206.9187
2030 | 7 | 10 | 15 | 1220.7882 | 220.7882
2030 | 7 | 10 | 16 | 1224.6658 | 224.6658
2030 | 7 | 10 | 17 | 1222.3884 | 222.3884
2030 | 7 | 10 | 18 | 1208.9918 | 208.9918
2030 | 7 | 10 | 19 | 1182.1979 | 182.1979
2030 | 7 | 10 | 20 | 1138.3216 | 138.3216
2030 | 7 | 10 | 21 | 1102.303 | 102.303
2030 | 7 | 10 | 22 | 1060.0481 | 60.0481
2030 | 7 | 10 | 23 | 992.411 | 0
2030 | 7 | 11 | 0 | 920.4764 | 0
2030 | 7 | 11 | 1 | 865.1431 | 0
2030 | 7 | 11 | 2 | 826.4684 | 0
2030 | 7 | 11 | 3 | 787.7937 | 0
2030 | 7 | 11 | 4 | 776.4314 | 0
2030 | 7 | 11 | 5 | 789.1105 | 0
2030 | 7 | 11 | 6 | 827.1419 | 0
2030 | 7 | 11 | 7 | 892.456 | 0
2030 | 7 | 11 | 8 | 944.3453 | 0
2030 | 7 | 11 | 9 | 1007.9739 | 7.9739
2030 | 7 | 11 | 10 | 1059.0839 | 59.0839
2030 | 7 | 11 | 11 | 1098.4751 | 98.4751
2030 | 7 | 11 | 12 | 1125.2564 | 125.2564
2030 | 7 | 11 | 13 | 1144.5363 | 144.5363
2030 | 7 | 11 | 14 | 1155.3758 | 155.3758
2030 | 7 | 11 | 15 | 1161.4489 | 161.4489
2030 | 7 | 11 | 16 | 1166.2328 | 166.2328
2030 | 7 | 11 | 17 | 1166.6902 | 166.6902
2030 | 7 | 11 | 18 | 1132.5742 | 132.5742
2030 | 7 | 11 | 19 | 1094.8762 | 94.8762
2030 | 7 | 11 | 20 | 1050.821 | 50.821
2030 | 7 | 11 | 21 | 1020.1823 | 20.1823
2030 | 7 | 11 | 22 | 970.6364 | 0
2030 | 7 | 11 | 23 | 911.7319 | 0
2030 | 7 | 12 | 0 | 844.9178 | 0
2030 | 7 | 12 | 1 | 791.4367 | 0
2030 | 7 | 12 | 2 | 737.9556 | 0
2030 | 7 | 12 | 3 | 720.4293 | 0
2030 | 7 | 12 | 4 | 711.4962 | 0
2030 | 7 | 12 | 5 | 724.3535 | 0
2030 | 7 | 12 | 6 | 762.0743 | 0
2030 | 7 | 12 | 7 | 815.1829 | 0
2030 | 7 | 12 | 8 | 843.352 | 0
2030 | 7 | 12 | 9 | 882.8954 | 0
2030 | 7 | 12 | 10 | 916.9517 | 0
2030 | 7 | 12 | 11 | 936.795 | 0
2030 | 7 | 12 | 12 | 944.9668 | 0
2030 | 7 | 12 | 13 | 948.9177 | 0
2030 | 7 | 12 | 14 | 944.8052 | 0
2030 | 7 | 12 | 15 | 944.8013 | 0
2030 | 7 | 12 | 16 | 946.9747 | 0
2030 | 7 | 12 | 17 | 946.211 | 0
2030 | 7 | 12 | 18 | 915.1912 | 0
2030 | 7 | 12 | 19 | 895.9772 | 0
2030 | 7 | 12 | 20 | 860.5664 | 0
2030 | 7 | 12 | 21 | 822.4015 | 0
2030 | 7 | 12 | 22 | 784.5028 | 0
2030 | 7 | 12 | 23 | 742.8678 | 0
2030 | 7 | 13 | 0 | 694.5258 | 0
2030 | 7 | 13 | 1 | 666.7313 | 0
2030 | 7 | 13 | 2 | 638.9369 | 0
2030 | 7 | 13 | 3 | 627.9132 | 0
2030 | 7 | 13 | 4 | 621.554 | 0
2030 | 7 | 13 | 5 | 622.143 | 0
2030 | 7 | 13 | 6 | 633.1496 | 0
2030 | 7 | 13 | 7 | 644.1563 | 0
2030 | 7 | 13 | 8 | 687.383 | 0
2030 | 7 | 13 | 9 | 730.6098 | 0
2030 | 7 | 13 | 10 | 767.6293 | 0
2030 | 7 | 13 | 11 | 797.033 | 0
2030 | 7 | 13 | 12 | 812.0846 | 0
2030 | 7 | 13 | 13 | 821.7931 | 0
2030 | 7 | 13 | 14 | 828.7144 | 0
2030 | 7 | 13 | 15 | 835.7962 | 0
2030 | 7 | 13 | 16 | 843.6405 | 0
2030 | 7 | 13 | 17 | 852.1601 | 0
2030 | 7 | 13 | 18 | 840.2154 | 0
2030 | 7 | 13 | 19 | 824.6007 | 0
2030 | 7 | 13 | 20 | 785.5408 | 0
2030 | 7 | 13 | 21 | 771.2434 | 0
2030 | 7 | 13 | 22 | 752.9996 | 0
2030 | 7 | 13 | 23 | 727.0414 | 0
2030 | 7 | 14 | 0 | 689.2853 | 0
2030 | 7 | 14 | 1 | 673.1652 | 0
2030 | 7 | 14 | 2 | 652.147 | 0
2030 | 7 | 14 | 3 | 638.9173 | 0
2030 | 7 | 14 | 4 | 631.6576 | 0
2030 | 7 | 14 | 5 | 631.3565 | 0
2030 | 7 | 14 | 6 | 646.2301 | 0
2030 | 7 | 14 | 7 | 661.1036 | 0
2030 | 7 | 14 | 8 | 712.3105 | 0
2030 | 7 | 14 | 9 | 763.5173 | 0
2030 | 7 | 14 | 10 | 812.8941 | 0
2030 | 7 | 14 | 11 | 866.9699 | 0
2030 | 7 | 14 | 12 | 904.7814 | 0
2030 | 7 | 14 | 13 | 930.4952 | 0
2030 | 7 | 14 | 14 | 947.4241 | 0
2030 | 7 | 14 | 15 | 963.8838 | 0
2030 | 7 | 14 | 16 | 979.7008 | 0
2030 | 7 | 14 | 17 | 991.249 | 0
2030 | 7 | 14 | 18 | 975.9349 | 0
2030 | 7 | 14 | 19 | 957.5662 | 0
2030 | 7 | 14 | 20 | 925.4688 | 0
2030 | 7 | 14 | 21 | 904.371 | 0
2030 | 7 | 14 | 22 | 873.3583 | 0
2030 | 7 | 14 | 23 | 831.0713 | 0
2030 | 7 | 15 | 0 | 779.4642 | 0
2030 | 7 | 15 | 1 | 742.5662 | 0
2030 | 7 | 15 | 2 | 705.6683 | 0
2030 | 7 | 15 | 3 | 687.8897 | 0
2030 | 7 | 15 | 4 | 678.9479 | 0
2030 | 7 | 15 | 5 | 688.5915 | 0
2030 | 7 | 15 | 6 | 724.265 | 0
2030 | 7 | 15 | 7 | 785.2999 | 0
2030 | 7 | 15 | 8 | 837.3043 | 0
2030 | 7 | 15 | 9 | 893.1492 | 0
2030 | 7 | 15 | 10 | 936.8547 | 0
2030 | 7 | 15 | 11 | 973.0021 | 0
2030 | 7 | 15 | 12 | 995.2533 | 0
2030 | 7 | 15 | 13 | 1012.9122 | 12.9122
2030 | 7 | 15 | 14 | 1023.3779 | 23.3779
2030 | 7 | 15 | 15 | 1034.7059 | 34.7059
2030 | 7 | 15 | 16 | 1047.8027 | 47.8027
2030 | 7 | 15 | 17 | 1049.3879 | 49.3879
2030 | 7 | 15 | 18 | 1021.762 | 21.762
2030 | 7 | 15 | 19 | 990.7474 | 0
2030 | 7 | 15 | 20 | 949.4777 | 0
2030 | 7 | 15 | 21 | 910.7332 | 0
2030 | 7 | 15 | 22 | 863.1305 | 0
2030 | 7 | 15 | 23 | 809.7248 | 0
2030 | 7 | 16 | 0 | 748.3412 | 0
2030 | 7 | 16 | 1 | 693.1566 | 0
2030 | 7 | 16 | 2 | 667.5595 | 0
2030 | 7 | 16 | 3 | 654.781 | 0
2030 | 7 | 16 | 4 | 649.1088 | 0
2030 | 7 | 16 | 5 | 664.6609 | 0
2030 | 7 | 16 | 6 | 702.3832 | 0
2030 | 7 | 16 | 7 | 760.8943 | 0
2030 | 7 | 16 | 8 | 804.8462 | 0
2030 | 7 | 16 | 9 | 837.078 | 0
2030 | 7 | 16 | 10 | 872.3325 | 0
2030 | 7 | 16 | 11 | 900.8681 | 0
2030 | 7 | 16 | 12 | 920.1576 | 0
2030 | 7 | 16 | 13 | 930.2448 | 0
2030 | 7 | 16 | 14 | 934.1448 | 0
2030 | 7 | 16 | 15 | 938.8239 | 0
2030 | 7 | 16 | 16 | 936.4202 | 0
2030 | 7 | 16 | 17 | 941.0791 | 0
2030 | 7 | 16 | 18 | 938.091 | 0
2030 | 7 | 16 | 19 | 911.7416 | 0
2030 | 7 | 16 | 20 | 877.1736 | 0
2030 | 7 | 16 | 21 | 842.126 | 0
2030 | 7 | 16 | 22 | 794.0228 | 0
2030 | 7 | 16 | 23 | 739.1563 | 0
2030 | 7 | 17 | 0 | 694.0443 | 0
2030 | 7 | 17 | 1 | 708.8973 | 0
2030 | 7 | 17 | 2 | 686.0197 | 0
2030 | 7 | 17 | 3 | 675.6298 | 0
2030 | 7 | 17 | 4 | 672.8585 | 0
2030 | 7 | 17 | 5 | 691.0451 | 0
2030 | 7 | 17 | 6 | 734.0944 | 0
2030 | 7 | 17 | 7 | 794.6538 | 0
2030 | 7 | 17 | 8 | 846.3425 | 0
2030 | 7 | 17 | 9 | 888.2947 | 0
2030 | 7 | 17 | 10 | 931.7175 | 0
2030 | 7 | 17 | 11 | 968.1466 | 0
2030 | 7 | 17 | 12 | 1007.7436 | 7.7436
2030 | 7 | 17 | 13 | 1028.4309 | 28.4309
2030 | 7 | 17 | 14 | 1042.1895 | 42.1895
2030 | 7 | 17 | 15 | 1053.0151 | 53.0151
2030 | 7 | 17 | 16 | 1060.5743 | 60.5743
2030 | 7 | 17 | 17 | 1063.7573 | 63.7573
2030 | 7 | 17 | 18 | 1055.1506 | 55.1506
2030 | 7 | 17 | 19 | 1032.2503 | 32.2503
2030 | 7 | 17 | 20 | 1001.9687 | 1.9687
2030 | 7 | 17 | 21 | 960.1335 | 0
2030 | 7 | 17 | 22 | 910.9069 | 0
2030 | 7 | 17 | 23 | 852.2643 | 0
2030 | 7 | 18 | 0 | 794.0762 | 0
2030 | 7 | 18 | 1 | 753.7931 | 0
2030 | 7 | 18 | 2 | 713.51 | 0
2030 | 7 | 18 | 3 | 698.1359 | 0
2030 | 7 | 18 | 4 | 691.9162 | 0
2030 | 7 | 18 | 5 | 706.0151 | 0
2030 | 7 | 18 | 6 | 744.8175 | 0
2030 | 7 | 18 | 7 | 801.3412 | 0
2030 | 7 | 18 | 8 | 846.2012 | 0
2030 | 7 | 18 | 9 | 900.2262 | 0
2030 | 7 | 18 | 10 | 943.0152 | 0
2030 | 7 | 18 | 11 | 977.1146 | 0
2030 | 7 | 18 | 12 | 998.8459 | 0
2030 | 7 | 18 | 13 | 1018.6305 | 18.6305
2030 | 7 | 18 | 14 | 1028.2098 | 28.2098
2030 | 7 | 18 | 15 | 1037.9363 | 37.9363
2030 | 7 | 18 | 16 | 1046.0874 | 46.0874
2030 | 7 | 18 | 17 | 1047.0755 | 47.0755
2030 | 7 | 18 | 18 | 1021.2435 | 21.2435
2030 | 7 | 18 | 19 | 999.3289 | 0
2030 | 7 | 18 | 20 | 964.4535 | 0
2030 | 7 | 18 | 21 | 935.0843 | 0
2030 | 7 | 18 | 22 | 890.9522 | 0
2030 | 7 | 18 | 23 | 838.4021 | 0
2030 | 7 | 19 | 0 | 777.0312 | 0
2030 | 7 | 19 | 1 | 733.3535 | 0
2030 | 7 | 19 | 2 | 706.9938 | 0
2030 | 7 | 19 | 3 | 693.2809 | 0
2030 | 7 | 19 | 4 | 687.7629 | 0
2030 | 7 | 19 | 5 | 702.3717 | 0
2030 | 7 | 19 | 6 | 740.611 | 0
2030 | 7 | 19 | 7 | 792.0293 | 0
2030 | 7 | 19 | 8 | 831.5466 | 0
2030 | 7 | 19 | 9 | 887.7066 | 0
2030 | 7 | 19 | 10 | 931.268 | 0
2030 | 7 | 19 | 11 | 964.2527 | 0
2030 | 7 | 19 | 12 | 984.6522 | 0
2030 | 7 | 19 | 13 | 1001.9308 | 1.9308
2030 | 7 | 19 | 14 | 1009.3031 | 9.3031
2030 | 7 | 19 | 15 | 1009.5821 | 9.5821
2030 | 7 | 19 | 16 | 1010.9381 | 10.9381
2030 | 7 | 19 | 17 | 1007.922 | 7.922
2030 | 7 | 19 | 18 | 990.351 | 0
2030 | 7 | 19 | 19 | 965.3302 | 0
2030 | 7 | 19 | 20 | 937.2542 | 0
2030 | 7 | 19 | 21 | 913.8347 | 0
2030 | 7 | 19 | 22 | 882.9315 | 0
2030 | 7 | 19 | 23 | 837.3947 | 0
2030 | 7 | 20 | 0 | 779.7013 | 0
2030 | 7 | 20 | 1 | 727.0797 | 0
2030 | 7 | 20 | 2 | 699.6147 | 0
2030 | 7 | 20 | 3 | 683.4491 | 0
2030 | 7 | 20 | 4 | 672.5482 | 0
2030 | 7 | 20 | 5 | 672.5953 | 0
2030 | 7 | 20 | 6 | 682.6228 | 0
2030 | 7 | 20 | 7 | 707.1818 | 0
2030 | 7 | 20 | 8 | 755.4456 | 0
2030 | 7 | 20 | 9 | 803.7094 | 0
2030 | 7 | 20 | 10 | 856.5989 | 0
2030 | 7 | 20 | 11 | 902.1557 | 0
2030 | 7 | 20 | 12 | 929.6478 | 0
2030 | 7 | 20 | 13 | 945.8608 | 0
2030 | 7 | 20 | 14 | 955.6685 | 0
2030 | 7 | 20 | 15 | 964.5774 | 0
2030 | 7 | 20 | 16 | 972.9784 | 0
2030 | 7 | 20 | 17 | 975.7182 | 0
2030 | 7 | 20 | 18 | 948.7689 | 0
2030 | 7 | 20 | 19 | 937.883 | 0
2030 | 7 | 20 | 20 | 904.6786 | 0
2030 | 7 | 20 | 21 | 885.1635 | 0
2030 | 7 | 20 | 22 | 858.0077 | 0
2030 | 7 | 20 | 23 | 821.7221 | 0
2030 | 7 | 21 | 0 | 774.7047 | 0
2030 | 7 | 21 | 1 | 732.5981 | 0
2030 | 7 | 21 | 2 | 701.5216 | 0
2030 | 7 | 21 | 3 | 681.5973 | 0
2030 | 7 | 21 | 4 | 667.9154 | 0
2030 | 7 | 21 | 5 | 663.8348 | 0
2030 | 7 | 21 | 6 | 664.6339 | 0
2030 | 7 | 21 | 7 | 684.1867 | 0
2030 | 7 | 21 | 8 | 731.1841 | 0
2030 | 7 | 21 | 9 | 778.1814 | 0
2030 | 7 | 21 | 10 | 830.471 | 0
2030 | 7 | 21 | 11 | 880.0698 | 0
2030 | 7 | 21 | 12 | 917.3847 | 0
2030 | 7 | 21 | 13 | 941.3841 | 0
2030 | 7 | 21 | 14 | 956.848 | 0
2030 | 7 | 21 | 15 | 969.5264 | 0
2030 | 7 | 21 | 16 | 983.0526 | 0
2030 | 7 | 21 | 17 | 993.6501 | 0
2030 | 7 | 21 | 18 | 980.0489 | 0
2030 | 7 | 21 | 19 | 960.2867 | 0
2030 | 7 | 21 | 20 | 928.6651 | 0
2030 | 7 | 21 | 21 | 904.5643 | 0
2030 | 7 | 21 | 22 | 871.6287 | 0
2030 | 7 | 21 | 23 | 821.1223 | 0
2030 | 7 | 22 | 0 | 778.2116 | 0
2030 | 7 | 22 | 1 | 766.3518 | 0
2030 | 7 | 22 | 2 | 737.7086 | 0
2030 | 7 | 22 | 3 | 721.5053 | 0
2030 | 7 | 22 | 4 | 714.1645 | 0
2030 | 7 | 22 | 5 | 730.7571 | 0
2030 | 7 | 22 | 6 | 773.18 | 0
2030 | 7 | 22 | 7 | 836.2433 | 0
2030 | 7 | 22 | 8 | 893.0133 | 0
2030 | 7 | 22 | 9 | 955.3396 | 0
2030 | 7 | 22 | 10 | 1002.1482 | 2.1482
2030 | 7 | 22 | 11 | 1044.4843 | 44.4843
2030 | 7 | 22 | 12 | 1074.0635 | 74.0635
2030 | 7 | 22 | 13 | 1098.9569 | 98.9569
2030 | 7 | 22 | 14 | 1119.8396 | 119.8396
2030 | 7 | 22 | 15 | 1131.7658 | 131.7658
2030 | 7 | 22 | 16 | 1143.8421 | 143.8421
2030 | 7 | 22 | 17 | 1146.7839 | 146.7839
2030 | 7 | 22 | 18 | 1121.0893 | 121.0893
2030 | 7 | 22 | 19 | 1089.3061 | 89.3061
2030 | 7 | 22 | 20 | 1046.2766 | 46.2766
2030 | 7 | 22 | 21 | 1008.8771 | 8.8771
2030 | 7 | 22 | 22 | 955.8884 | 0
2030 | 7 | 22 | 23 | 895.2934 | 0
2030 | 7 | 23 | 0 | 830.6799 | 0
2030 | 7 | 23 | 1 | 817.7573 | 0
2030 | 7 | 23 | 2 | 786.1928 | 0
2030 | 7 | 23 | 3 | 768.2826 | 0
2030 | 7 | 23 | 4 | 760.4619 | 0
2030 | 7 | 23 | 5 | 776.6647 | 0
2030 | 7 | 23 | 6 | 819.0264 | 0
2030 | 7 | 23 | 7 | 888.4768 | 0
2030 | 7 | 23 | 8 | 956.316 | 0
2030 | 7 | 23 | 9 | 1019.3972 | 19.3972
2030 | 7 | 23 | 10 | 1080.7092 | 80.7092
2030 | 7 | 23 | 11 | 1134.4274 | 134.4274
2030 | 7 | 23 | 12 | 1167.2486 | 167.2486
2030 | 7 | 23 | 13 | 1190.4495 | 190.4495
2030 | 7 | 23 | 14 | 1203.7013 | 203.7013
2030 | 7 | 23 | 15 | 1219.3042 | 219.3042
2030 | 7 | 23 | 16 | 1215.5111 | 215.5111
2030 | 7 | 23 | 17 | 1215.9609 | 215.9609
2030 | 7 | 23 | 18 | 1201.0773 | 201.0773
2030 | 7 | 23 | 19 | 1175.8713 | 175.8713
2030 | 7 | 23 | 20 | 1134.4364 | 134.4364
2030 | 7 | 23 | 21 | 1094.6033 | 94.6033
2030 | 7 | 23 | 22 | 1041.1237 | 41.1237
2030 | 7 | 23 | 23 | 968.7053 | 0
2030 | 7 | 24 | 0 | 902.7226 | 0
2030 | 7 | 24 | 1 | 853.9299 | 0
2030 | 7 | 24 | 2 | 816.8025 | 0
2030 | 7 | 24 | 3 | 795.2218 | 0
2030 | 7 | 24 | 4 | 783.7599 | 0
2030 | 7 | 24 | 5 | 796.9241 | 0
2030 | 7 | 24 | 6 | 837.1065 | 0
2030 | 7 | 24 | 7 | 899.7952 | 0
2030 | 7 | 24 | 8 | 950.0822 | 0
2030 | 7 | 24 | 9 | 1000.9365 | 0.9365
2030 | 7 | 24 | 10 | 1057.2199 | 57.2199
2030 | 7 | 24 | 11 | 1101.4169 | 101.4169
2030 | 7 | 24 | 12 | 1144.9541 | 144.9541
2030 | 7 | 24 | 13 | 1168.4288 | 168.4288
2030 | 7 | 24 | 14 | 1180.9103 | 180.9103
2030 | 7 | 24 | 15 | 1193.5465 | 193.5465
2030 | 7 | 24 | 16 | 1199.1702 | 199.1702
2030 | 7 | 24 | 17 | 1197.2821 | 197.2821
2030 | 7 | 24 | 18 | 1180.588 | 180.588
2030 | 7 | 24 | 19 | 1152.9721 | 152.9721
2030 | 7 | 24 | 20 | 1106.7862 | 106.7862
2030 | 7 | 24 | 21 | 1063.4447 | 63.4447
2030 | 7 | 24 | 22 | 1005.6567 | 5.6567
2030 | 7 | 24 | 23 | 940.8019 | 0
2030 | 7 | 25 | 0 | 874.6837 | 0
2030 | 7 | 25 | 1 | 825.9492 | 0
2030 | 7 | 25 | 2 | 777.2146 | 0
2030 | 7 | 25 | 3 | 757.7888 | 0
2030 | 7 | 25 | 4 | 749.0185 | 0
2030 | 7 | 25 | 5 | 762.2963 | 0
2030 | 7 | 25 | 6 | 801.8806 | 0
2030 | 7 | 25 | 7 | 859.4884 | 0
2030 | 7 | 25 | 8 | 908.0915 | 0
2030 | 7 | 25 | 9 | 969.5036 | 0
2030 | 7 | 25 | 10 | 1022.2537 | 22.2537
2030 | 7 | 25 | 11 | 1061.886 | 61.886
2030 | 7 | 25 | 12 | 1087.7957 | 87.7957
2030 | 7 | 25 | 13 | 1111.0981 | 111.0981
2030 | 7 | 25 | 14 | 1125.9042 | 125.9042
2030 | 7 | 25 | 15 | 1138.3329 | 138.3329
2030 | 7 | 25 | 16 | 1148.5493 | 148.5493
2030 | 7 | 25 | 17 | 1144.5826 | 144.5826
2030 | 7 | 25 | 18 | 1115.86 | 115.86
2030 | 7 | 25 | 19 | 1079.0994 | 79.0994
2030 | 7 | 25 | 20 | 1031.7159 | 31.7159
2030 | 7 | 25 | 21 | 993.6853 | 0
2030 | 7 | 25 | 22 | 940.983 | 0
2030 | 7 | 25 | 23 | 883.7474 | 0
2030 | 7 | 26 | 0 | 820.0805 | 0
2030 | 7 | 26 | 1 | 782.1175 | 0
2030 | 7 | 26 | 2 | 751.8131 | 0
2030 | 7 | 26 | 3 | 735.7957 | 0
2030 | 7 | 26 | 4 | 728.5866 | 0
2030 | 7 | 26 | 5 | 742.8152 | 0
2030 | 7 | 26 | 6 | 783.5124 | 0
2030 | 7 | 26 | 7 | 838.8548 | 0
2030 | 7 | 26 | 8 | 888.2326 | 0
2030 | 7 | 26 | 9 | 948.1624 | 0
2030 | 7 | 26 | 10 | 1000.6848 | 0.68478
2030 | 7 | 26 | 11 | 1039.1 | 39.1
2030 | 7 | 26 | 12 | 1063.3051 | 63.3051
2030 | 7 | 26 | 13 | 1081.2339 | 81.2339
2030 | 7 | 26 | 14 | 1089.0015 | 89.0015
2030 | 7 | 26 | 15 | 1092.4554 | 92.4554
2030 | 7 | 26 | 16 | 1095.3786 | 95.3786
2030 | 7 | 26 | 17 | 1091.2159 | 91.2159
2030 | 7 | 26 | 18 | 1065.3723 | 65.3723
2030 | 7 | 26 | 19 | 1034.2673 | 34.2673
2030 | 7 | 26 | 20 | 997.0447 | 0
2030 | 7 | 26 | 21 | 965.3319 | 0
2030 | 7 | 26 | 22 | 927.9087 | 0
2030 | 7 | 26 | 23 | 877.5163 | 0
2030 | 7 | 27 | 0 | 816.8633 | 0
2030 | 7 | 27 | 1 | 758.4126 | 0
2030 | 7 | 27 | 2 | 699.962 | 0
2030 | 7 | 27 | 3 | 681.7602 | 0
2030 | 7 | 27 | 4 | 670.6822 | 0
2030 | 7 | 27 | 5 | 669.3795 | 0
2030 | 7 | 27 | 6 | 676.8416 | 0
2030 | 7 | 27 | 7 | 691.4959 | 0
2030 | 7 | 27 | 8 | 735.5527 | 0
2030 | 7 | 27 | 9 | 779.6095 | 0
2030 | 7 | 27 | 10 | 822.7961 | 0
2030 | 7 | 27 | 11 | 855.9499 | 0
2030 | 7 | 27 | 12 | 871.7301 | 0
2030 | 7 | 27 | 13 | 877.9433 | 0
2030 | 7 | 27 | 14 | 880.0471 | 0
2030 | 7 | 27 | 15 | 881.1707 | 0
2030 | 7 | 27 | 16 | 885.4436 | 0
2030 | 7 | 27 | 17 | 885.5908 | 0
2030 | 7 | 27 | 18 | 867.2856 | 0
2030 | 7 | 27 | 19 | 850.4069 | 0
2030 | 7 | 27 | 20 | 822.4176 | 0
2030 | 7 | 27 | 21 | 805.7638 | 0
2030 | 7 | 27 | 22 | 781.3157 | 0
2030 | 7 | 27 | 23 | 751.3655 | 0
2030 | 7 | 28 | 0 | 707.6227 | 0
2030 | 7 | 28 | 1 | 669.9165 | 0
2030 | 7 | 28 | 2 | 632.2103 | 0
2030 | 7 | 28 | 3 | 617.412 | 0
2030 | 7 | 28 | 4 | 608.3932 | 0
2030 | 7 | 28 | 5 | 607.2837 | 0
2030 | 7 | 28 | 6 | 610.5536 | 0
2030 | 7 | 28 | 7 | 613.8235 | 0
2030 | 7 | 28 | 8 | 638.9472 | 0
2030 | 7 | 28 | 9 | 687.8021 | 0
2030 | 7 | 28 | 10 | 719.9058 | 0
2030 | 7 | 28 | 11 | 755.6081 | 0
2030 | 7 | 28 | 12 | 778.2622 | 0
2030 | 7 | 28 | 13 | 789.0188 | 0
2030 | 7 | 28 | 14 | 794.7508 | 0
2030 | 7 | 28 | 15 | 801.3944 | 0
2030 | 7 | 28 | 16 | 807.9779 | 0
2030 | 7 | 28 | 17 | 821.7241 | 0
2030 | 7 | 28 | 18 | 813.1019 | 0
2030 | 7 | 28 | 19 | 796.8557 | 0
2030 | 7 | 28 | 20 | 776.9291 | 0
2030 | 7 | 28 | 21 | 763.1805 | 0
2030 | 7 | 28 | 22 | 738.0994 | 0
2030 | 7 | 28 | 23 | 700.705 | 0
2030 | 7 | 29 | 0 | 657.4368 | 0
2030 | 7 | 29 | 1 | 645.0813 | 0
2030 | 7 | 29 | 2 | 632.7257 | 0
2030 | 7 | 29 | 3 | 623.5991 | 0
2030 | 7 | 29 | 4 | 621.442 | 0
2030 | 7 | 29 | 5 | 642.4075 | 0
2030 | 7 | 29 | 6 | 688.2 | 0
2030 | 7 | 29 | 7 | 745.3949 | 0
2030 | 7 | 29 | 8 | 785.6624 | 0
2030 | 7 | 29 | 9 | 828.3012 | 0
2030 | 7 | 29 | 10 | 855.3473 | 0
2030 | 7 | 29 | 11 | 882.3125 | 0
2030 | 7 | 29 | 12 | 898.9961 | 0
2030 | 7 | 29 | 13 | 912.3381 | 0
2030 | 7 | 29 | 14 | 917.9647 | 0
2030 | 7 | 29 | 15 | 922.8111 | 0
2030 | 7 | 29 | 16 | 926.4981 | 0
2030 | 7 | 29 | 17 | 921.7633 | 0
2030 | 7 | 29 | 18 | 897.7057 | 0
2030 | 7 | 29 | 19 | 886.5026 | 0
2030 | 7 | 29 | 20 | 863.9442 | 0
2030 | 7 | 29 | 21 | 835.2664 | 0
2030 | 7 | 29 | 22 | 789.6896 | 0
2030 | 7 | 29 | 23 | 740.8097 | 0
2030 | 7 | 30 | 0 | 686.1256 | 0
2030 | 7 | 30 | 1 | 668.4389 | 0
2030 | 7 | 30 | 2 | 648.011 | 0
2030 | 7 | 30 | 3 | 639.9598 | 0
2030 | 7 | 30 | 4 | 637.5817 | 0
2030 | 7 | 30 | 5 | 656.3731 | 0
2030 | 7 | 30 | 6 | 697.41 | 0
2030 | 7 | 30 | 7 | 752.5786 | 0
2030 | 7 | 30 | 8 | 798.0356 | 0
2030 | 7 | 30 | 9 | 833.5122 | 0
2030 | 7 | 30 | 10 | 873.3526 | 0
2030 | 7 | 30 | 11 | 907.0961 | 0
2030 | 7 | 30 | 12 | 930.5746 | 0
2030 | 7 | 30 | 13 | 945.8446 | 0
2030 | 7 | 30 | 14 | 957.6355 | 0
2030 | 7 | 30 | 15 | 965.6483 | 0
2030 | 7 | 30 | 16 | 964.058 | 0
2030 | 7 | 30 | 17 | 957.9965 | 0
2030 | 7 | 30 | 18 | 942.8235 | 0
2030 | 7 | 30 | 19 | 928.2781 | 0
2030 | 7 | 30 | 20 | 905.691 | 0
2030 | 7 | 30 | 21 | 871.7059 | 0
2030 | 7 | 30 | 22 | 821.8264 | 0
2030 | 7 | 30 | 23 | 768.8534 | 0
2030 | 7 | 31 | 0 | 723.9149 | 0
2030 | 7 | 31 | 1 | 701.8376 | 0
2030 | 7 | 31 | 2 | 679.7603 | 0
2030 | 7 | 31 | 3 | 669.4955 | 0
2030 | 7 | 31 | 4 | 665.893 | 0
2030 | 7 | 31 | 5 | 679.8058 | 0
2030 | 7 | 31 | 6 | 717.4061 | 0
2030 | 7 | 31 | 7 | 766.8833 | 0
2030 | 7 | 31 | 8 | 812.2026 | 0
2030 | 7 | 31 | 9 | 850.3154 | 0
2030 | 7 | 31 | 10 | 890.9544 | 0
2030 | 7 | 31 | 11 | 922.5703 | 0
2030 | 7 | 31 | 12 | 957.8357 | 0
2030 | 7 | 31 | 13 | 975.5191 | 0
2030 | 7 | 31 | 14 | 986.0936 | 0
2030 | 7 | 31 | 15 | 999.9878 | 0
2030 | 7 | 31 | 16 | 1010.1384 | 10.1384
2030 | 7 | 31 | 17 | 1014.7677 | 14.7677
2030 | 7 | 31 | 18 | 1002.2357 | 2.2357
2030 | 7 | 31 | 19 | 972.9249 | 0
2030 | 7 | 31 | 20 | 938.7545 | 0
2030 | 7 | 31 | 21 | 909.6225 | 0
2030 | 7 | 31 | 22 | 865.1672 | 0
2030 | 7 | 31 | 23 | 814.6742 | 0
2030 | 8 | 1 | 0 | 791.8687 | 0
2030 | 8 | 1 | 1 | 773.1793 | 0
2030 | 8 | 1 | 2 | 754.4898 | 0
2030 | 8 | 1 | 3 | 736.6776 | 0
2030 | 8 | 1 | 4 | 729.7261 | 0
2030 | 8 | 1 | 5 | 744.109 | 0
2030 | 8 | 1 | 6 | 781.1777 | 0
2030 | 8 | 1 | 7 | 839.7698 | 0
2030 | 8 | 1 | 8 | 894.7819 | 0
2030 | 8 | 1 | 9 | 961.2029 | 0
2030 | 8 | 1 | 10 | 1020.2034 | 20.2034
2030 | 8 | 1 | 11 | 1067.5919 | 67.5919
2030 | 8 | 1 | 12 | 1101.558 | 101.558
2030 | 8 | 1 | 13 | 1134.8147 | 134.8147
2030 | 8 | 1 | 14 | 1153.036 | 153.036
2030 | 8 | 1 | 15 | 1166.8424 | 166.8424
2030 | 8 | 1 | 16 | 1173.5778 | 173.5778
2030 | 8 | 1 | 17 | 1165.6193 | 165.6193
2030 | 8 | 1 | 18 | 1132.3482 | 132.3482
2030 | 8 | 1 | 19 | 1093.833 | 93.833
2030 | 8 | 1 | 20 | 1058.0605 | 58.0605
2030 | 8 | 1 | 21 | 1040.885 | 40.885
2030 | 8 | 1 | 22 | 986.608 | 0
2030 | 8 | 1 | 23 | 927.5681 | 0
2030 | 8 | 2 | 0 | 861.5443 | 0
2030 | 8 | 2 | 1 | 819.0374 | 0
2030 | 8 | 2 | 2 | 787.3803 | 0
2030 | 8 | 2 | 3 | 769.7424 | 0
2030 | 8 | 2 | 4 | 760.3492 | 0
2030 | 8 | 2 | 5 | 773.6592 | 0
2030 | 8 | 2 | 6 | 809.383 | 0
2030 | 8 | 2 | 7 | 868.3884 | 0
2030 | 8 | 2 | 8 | 928.4152 | 0
2030 | 8 | 2 | 9 | 1001.798 | 1.798
2030 | 8 | 2 | 10 | 1069.3201 | 69.3201
2030 | 8 | 2 | 11 | 1117.7408 | 117.7408
2030 | 8 | 2 | 12 | 1147.3721 | 147.3721
2030 | 8 | 2 | 13 | 1171.8878 | 171.8878
2030 | 8 | 2 | 14 | 1188.3308 | 188.3308
2030 | 8 | 2 | 15 | 1199.0526 | 199.0526
2030 | 8 | 2 | 16 | 1202.4957 | 202.4957
2030 | 8 | 2 | 17 | 1191.8791 | 191.8791
2030 | 8 | 2 | 18 | 1162.9472 | 162.9472
2030 | 8 | 2 | 19 | 1123.1442 | 123.1442
2030 | 8 | 2 | 20 | 1076.8016 | 76.8016
2030 | 8 | 2 | 21 | 1057.0648 | 57.0648
2030 | 8 | 2 | 22 | 1021.2311 | 21.2311
2030 | 8 | 2 | 23 | 962.1979 | 0
2030 | 8 | 3 | 0 | 904.3713 | 0
2030 | 8 | 3 | 1 | 846.9026 | 0
2030 | 8 | 3 | 2 | 789.4338 | 0
2030 | 8 | 3 | 3 | 767.8755 | 0
2030 | 8 | 3 | 4 | 754.2153 | 0
2030 | 8 | 3 | 5 | 751.9276 | 0
2030 | 8 | 3 | 6 | 759.5041 | 0
2030 | 8 | 3 | 7 | 783.0919 | 0
2030 | 8 | 3 | 8 | 834.0959 | 0
2030 | 8 | 3 | 9 | 885.0999 | 0
2030 | 8 | 3 | 10 | 948.9237 | 0
2030 | 8 | 3 | 11 | 1000.2832 | 0.28323
2030 | 8 | 3 | 12 | 1033.1165 | 33.1165
2030 | 8 | 3 | 13 | 1051.1954 | 51.1954
2030 | 8 | 3 | 14 | 1058.9648 | 58.9648
2030 | 8 | 3 | 15 | 1059.1971 | 59.1971
2030 | 8 | 3 | 16 | 1059.9648 | 59.9648
2030 | 8 | 3 | 17 | 1055.1257 | 55.1257
2030 | 8 | 3 | 18 | 1031.7402 | 31.7402
2030 | 8 | 3 | 19 | 996.3198 | 0
2030 | 8 | 3 | 20 | 956.3488 | 0
2030 | 8 | 3 | 21 | 950.248 | 0
2030 | 8 | 3 | 22 | 914.8136 | 0
2030 | 8 | 3 | 23 | 877.769 | 0
2030 | 8 | 4 | 0 | 831.8567 | 0
2030 | 8 | 4 | 1 | 779.4026 | 0
2030 | 8 | 4 | 2 | 726.9485 | 0
2030 | 8 | 4 | 3 | 701.5107 | 0
2030 | 8 | 4 | 4 | 684.4321 | 0
2030 | 8 | 4 | 5 | 680.0587 | 0
2030 | 8 | 4 | 6 | 679.8085 | 0
2030 | 8 | 4 | 7 | 693.8837 | 0
2030 | 8 | 4 | 8 | 743.5211 | 0
2030 | 8 | 4 | 9 | 793.1585 | 0
2030 | 8 | 4 | 10 | 853.0095 | 0
2030 | 8 | 4 | 11 | 903.5833 | 0
2030 | 8 | 4 | 12 | 938.2833 | 0
2030 | 8 | 4 | 13 | 956.0827 | 0
2030 | 8 | 4 | 14 | 964.9392 | 0
2030 | 8 | 4 | 15 | 968.7448 | 0
2030 | 8 | 4 | 16 | 974.3872 | 0
2030 | 8 | 4 | 17 | 971.3379 | 0
2030 | 8 | 4 | 18 | 947.7237 | 0
2030 | 8 | 4 | 19 | 922.5324 | 0
2030 | 8 | 4 | 20 | 894.9307 | 0
2030 | 8 | 4 | 21 | 895.3512 | 0
2030 | 8 | 4 | 22 | 856.4239 | 0
2030 | 8 | 4 | 23 | 805.8379 | 0
2030 | 8 | 5 | 0 | 752.0086 | 0
2030 | 8 | 5 | 1 | 731.148 | 0
2030 | 8 | 5 | 2 | 704.8819 | 0
2030 | 8 | 5 | 3 | 690.043 | 0
2030 | 8 | 5 | 4 | 679.9171 | 0
2030 | 8 | 5 | 5 | 685.2178 | 0
2030 | 8 | 5 | 6 | 698.0985 | 0
2030 | 8 | 5 | 7 | 718.7371 | 0
2030 | 8 | 5 | 8 | 748.2131 | 0
2030 | 8 | 5 | 9 | 802.4084 | 0
2030 | 8 | 5 | 10 | 856.6036 | 0
2030 | 8 | 5 | 11 | 909.8598 | 0
2030 | 8 | 5 | 12 | 950.6872 | 0
2030 | 8 | 5 | 13 | 972.7783 | 0
2030 | 8 | 5 | 14 | 980.0908 | 0
2030 | 8 | 5 | 15 | 979.6175 | 0
2030 | 8 | 5 | 16 | 986.5014 | 0
2030 | 8 | 5 | 17 | 995.9005 | 0
2030 | 8 | 5 | 18 | 974.0652 | 0
2030 | 8 | 5 | 19 | 951.7469 | 0
2030 | 8 | 5 | 20 | 938.1476 | 0
2030 | 8 | 5 | 21 | 937.8398 | 0
2030 | 8 | 5 | 22 | 898.4526 | 0
2030 | 8 | 5 | 23 | 853.8895 | 0
2030 | 8 | 6 | 0 | 798.939 | 0
2030 | 8 | 6 | 1 | 789.6789 | 0
2030 | 8 | 6 | 2 | 758.4645 | 0
2030 | 8 | 6 | 3 | 741.0691 | 0
2030 | 8 | 6 | 4 | 733.1301 | 0
2030 | 8 | 6 | 5 | 749.3444 | 0
2030 | 8 | 6 | 6 | 788.7862 | 0
2030 | 8 | 6 | 7 | 848.9863 | 0
2030 | 8 | 6 | 8 | 906.713 | 0
2030 | 8 | 6 | 9 | 958.3454 | 0
2030 | 8 | 6 | 10 | 1017.0768 | 17.0768
2030 | 8 | 6 | 11 | 1062.0754 | 62.0754
2030 | 8 | 6 | 12 | 1093.2761 | 93.2761
2030 | 8 | 6 | 13 | 1117.7415 | 117.7415
2030 | 8 | 6 | 14 | 1129.4084 | 129.4084
2030 | 8 | 6 | 15 | 1131.1273 | 131.1273
2030 | 8 | 6 | 16 | 1123.8742 | 123.8742
2030 | 8 | 6 | 17 | 1115.5381 | 115.5381
2030 | 8 | 6 | 18 | 1098.1987 | 98.1987
2030 | 8 | 6 | 19 | 1073.2797 | 73.2797
2030 | 8 | 6 | 20 | 1042.5982 | 42.5982
2030 | 8 | 6 | 21 | 1019.4495 | 19.4495
2030 | 8 | 6 | 22 | 957.6172 | 0
2030 | 8 | 6 | 23 | 895.8676 | 0
2030 | 8 | 7 | 0 | 838.6584 | 0
2030 | 8 | 7 | 1 | 792.6889 | 0
2030 | 8 | 7 | 2 | 746.7195 | 0
2030 | 8 | 7 | 3 | 731.1391 | 0
2030 | 8 | 7 | 4 | 724.3253 | 0
2030 | 8 | 7 | 5 | 739.7983 | 0
2030 | 8 | 7 | 6 | 775.704 | 0
2030 | 8 | 7 | 7 | 822.3166 | 0
2030 | 8 | 7 | 8 | 857.6797 | 0
2030 | 8 | 7 | 9 | 895.7184 | 0
2030 | 8 | 7 | 10 | 935.7873 | 0
2030 | 8 | 7 | 11 | 966.2213 | 0
2030 | 8 | 7 | 12 | 999.4108 | 0
2030 | 8 | 7 | 13 | 1012.653 | 12.653
2030 | 8 | 7 | 14 | 1015.2624 | 15.2624
2030 | 8 | 7 | 15 | 1014.9111 | 14.9111
2030 | 8 | 7 | 16 | 1013.9782 | 13.9782
2030 | 8 | 7 | 17 | 1014.17 | 14.17
2030 | 8 | 7 | 18 | 1004.4187 | 4.4187
2030 | 8 | 7 | 19 | 971.9035 | 0
2030 | 8 | 7 | 20 | 944.4411 | 0
2030 | 8 | 7 | 21 | 933.1293 | 0
2030 | 8 | 7 | 22 | 884.6275 | 0
2030 | 8 | 7 | 23 | 837.4644 | 0
2030 | 8 | 8 | 0 | 785.8072 | 0
2030 | 8 | 8 | 1 | 743.8917 | 0
2030 | 8 | 8 | 2 | 716.409 | 0
2030 | 8 | 8 | 3 | 688.9264 | 0
2030 | 8 | 8 | 4 | 684.876 | 0
2030 | 8 | 8 | 5 | 702.0187 | 0
2030 | 8 | 8 | 6 | 744.2548 | 0
2030 | 8 | 8 | 7 | 797.5807 | 0
2030 | 8 | 8 | 8 | 840.3888 | 0
2030 | 8 | 8 | 9 | 898.9142 | 0
2030 | 8 | 8 | 10 | 945.4937 | 0
2030 | 8 | 8 | 11 | 980.0352 | 0
2030 | 8 | 8 | 12 | 1003.0668 | 3.0668
2030 | 8 | 8 | 13 | 1025.6502 | 25.6502
2030 | 8 | 8 | 14 | 1036.9397 | 36.9397
2030 | 8 | 8 | 15 | 1044.886 | 44.886
2030 | 8 | 8 | 16 | 1050.2093 | 50.2093
2030 | 8 | 8 | 17 | 1046.283 | 46.283
2030 | 8 | 8 | 18 | 1016.5729 | 16.5729
2030 | 8 | 8 | 19 | 977.2248 | 0
2030 | 8 | 8 | 20 | 940.1306 | 0
2030 | 8 | 8 | 21 | 931.1478 | 0
2030 | 8 | 8 | 22 | 880.2603 | 0
2030 | 8 | 8 | 23 | 827.4686 | 0
2030 | 8 | 9 | 0 | 770.19 | 0
2030 | 8 | 9 | 1 | 744.0214 | 0
2030 | 8 | 9 | 2 | 719.1543 | 0
2030 | 8 | 9 | 3 | 706.9276 | 0
2030 | 8 | 9 | 4 | 702.6001 | 0
2030 | 8 | 9 | 5 | 720.0883 | 0
2030 | 8 | 9 | 6 | 761.8469 | 0
2030 | 8 | 9 | 7 | 813.6494 | 0
2030 | 8 | 9 | 8 | 855.5411 | 0
2030 | 8 | 9 | 9 | 901.0621 | 0
2030 | 8 | 9 | 10 | 948.7411 | 0
2030 | 8 | 9 | 11 | 984.2143 | 0
2030 | 8 | 9 | 12 | 1006.4447 | 6.4447
2030 | 8 | 9 | 13 | 1024.4951 | 24.4951
2030 | 8 | 9 | 14 | 1030.9212 | 30.9212
2030 | 8 | 9 | 15 | 1028.5605 | 28.5605
2030 | 8 | 9 | 16 | 1034.7101 | 34.7101
2030 | 8 | 9 | 17 | 1029.1393 | 29.1393
2030 | 8 | 9 | 18 | 994.7304 | 0
2030 | 8 | 9 | 19 | 953.694 | 0
2030 | 8 | 9 | 20 | 919.0345 | 0
2030 | 8 | 9 | 21 | 907.2109 | 0
2030 | 8 | 9 | 22 | 860.1513 | 0
2030 | 8 | 9 | 23 | 815.1478 | 0
2030 | 8 | 10 | 0 | 773.3882 | 0
2030 | 8 | 10 | 1 | 724.7507 | 0
2030 | 8 | 10 | 2 | 676.1133 | 0
2030 | 8 | 10 | 3 | 661.7665 | 0
2030 | 8 | 10 | 4 | 653.0196 | 0
2030 | 8 | 10 | 5 | 651.9342 | 0
2030 | 8 | 10 | 6 | 658.8844 | 0
2030 | 8 | 10 | 7 | 672.5533 | 0
2030 | 8 | 10 | 8 | 713.8676 | 0
2030 | 8 | 10 | 9 | 755.1818 | 0
2030 | 8 | 10 | 10 | 797.3233 | 0
2030 | 8 | 10 | 11 | 831.2617 | 0
2030 | 8 | 10 | 12 | 850.251 | 0
2030 | 8 | 10 | 13 | 861.3096 | 0
2030 | 8 | 10 | 14 | 867.8787 | 0
2030 | 8 | 10 | 15 | 873.3097 | 0
2030 | 8 | 10 | 16 | 880.0492 | 0
2030 | 8 | 10 | 17 | 880.128 | 0
2030 | 8 | 10 | 18 | 858.9348 | 0
2030 | 8 | 10 | 19 | 818.5615 | 0
2030 | 8 | 10 | 20 | 788.5087 | 0
2030 | 8 | 10 | 21 | 790.2088 | 0
2030 | 8 | 10 | 22 | 763.3366 | 0
2030 | 8 | 10 | 23 | 735.8372 | 0
2030 | 8 | 11 | 0 | 706.6789 | 0
2030 | 8 | 11 | 1 | 661.9065 | 0
2030 | 8 | 11 | 2 | 617.1341 | 0
2030 | 8 | 11 | 3 | 604.3099 | 0
2030 | 8 | 11 | 4 | 596.8329 | 0
2030 | 8 | 11 | 5 | 596.4188 | 0
2030 | 8 | 11 | 6 | 597.9859 | 0
2030 | 8 | 11 | 7 | 605.2664 | 0
2030 | 8 | 11 | 8 | 638.1501 | 0
2030 | 8 | 11 | 9 | 671.0339 | 0
2030 | 8 | 11 | 10 | 711.8242 | 0
2030 | 8 | 11 | 11 | 744.5416 | 0
2030 | 8 | 11 | 12 | 768.1042 | 0
2030 | 8 | 11 | 13 | 779.2312 | 0
2030 | 8 | 11 | 14 | 784.0856 | 0
2030 | 8 | 11 | 15 | 790.0785 | 0
2030 | 8 | 11 | 16 | 799.882 | 0
2030 | 8 | 11 | 17 | 806.8392 | 0
2030 | 8 | 11 | 18 | 786.3444 | 0
2030 | 8 | 11 | 19 | 760.7252 | 0
2030 | 8 | 11 | 20 | 748.1432 | 0
2030 | 8 | 11 | 21 | 751.4645 | 0
2030 | 8 | 11 | 22 | 724.6103 | 0
2030 | 8 | 11 | 23 | 694.8521 | 0
2030 | 8 | 12 | 0 | 657.5713 | 0
2030 | 8 | 12 | 1 | 683.0414 | 0
2030 | 8 | 12 | 2 | 666.0019 | 0
2030 | 8 | 12 | 3 | 657.8072 | 0
2030 | 8 | 12 | 4 | 655.9743 | 0
2030 | 8 | 12 | 5 | 674.8153 | 0
2030 | 8 | 12 | 6 | 716.9299 | 0
2030 | 8 | 12 | 7 | 767.2358 | 0
2030 | 8 | 12 | 8 | 802.5466 | 0
2030 | 8 | 12 | 9 | 852.3963 | 0
2030 | 8 | 12 | 10 | 894.1266 | 0
2030 | 8 | 12 | 11 | 925.7636 | 0
2030 | 8 | 12 | 12 | 949.204 | 0
2030 | 8 | 12 | 13 | 969.6785 | 0
2030 | 8 | 12 | 14 | 976.8269 | 0
2030 | 8 | 12 | 15 | 979.365 | 0
2030 | 8 | 12 | 16 | 980.8299 | 0
2030 | 8 | 12 | 17 | 973.6966 | 0
2030 | 8 | 12 | 18 | 952.2887 | 0
2030 | 8 | 12 | 19 | 915.5583 | 0
2030 | 8 | 12 | 20 | 899.803 | 0
2030 | 8 | 12 | 21 | 887.2973 | 0
2030 | 8 | 12 | 22 | 839.285 | 0
2030 | 8 | 12 | 23 | 794.1415 | 0
2030 | 8 | 13 | 0 | 744.8105 | 0
2030 | 8 | 13 | 1 | 737.9844 | 0
2030 | 8 | 13 | 2 | 713.8308 | 0
2030 | 8 | 13 | 3 | 702.0128 | 0
2030 | 8 | 13 | 4 | 696.7419 | 0
2030 | 8 | 13 | 5 | 714.3149 | 0
2030 | 8 | 13 | 6 | 752.8999 | 0
2030 | 8 | 13 | 7 | 804.4993 | 0
2030 | 8 | 13 | 8 | 846.9031 | 0
2030 | 8 | 13 | 9 | 884.9963 | 0
2030 | 8 | 13 | 10 | 934.4989 | 0
2030 | 8 | 13 | 11 | 973.5486 | 0
2030 | 8 | 13 | 12 | 1000.1987 | 0.19867
2030 | 8 | 13 | 13 | 1017.229 | 17.229
2030 | 8 | 13 | 14 | 1023.2438 | 23.2438
2030 | 8 | 13 | 15 | 1022.8914 | 22.8914
2030 | 8 | 13 | 16 | 1013.5154 | 13.5154
2030 | 8 | 13 | 17 | 1007.5883 | 7.5883
2030 | 8 | 13 | 18 | 987.231 | 0
2030 | 8 | 13 | 19 | 957.3519 | 0
2030 | 8 | 13 | 20 | 950.6016 | 0
2030 | 8 | 13 | 21 | 934.388 | 0
2030 | 8 | 13 | 22 | 881.4051 | 0
2030 | 8 | 13 | 23 | 828.4476 | 0
2030 | 8 | 14 | 0 | 780.153 | 0
2030 | 8 | 14 | 1 | 756.4133 | 0
2030 | 8 | 14 | 2 | 732.6737 | 0
2030 | 8 | 14 | 3 | 718.8335 | 0
2030 | 8 | 14 | 4 | 712.631 | 0
2030 | 8 | 14 | 5 | 725.8826 | 0
2030 | 8 | 14 | 6 | 762.6729 | 0
2030 | 8 | 14 | 7 | 812.0645 | 0
2030 | 8 | 14 | 8 | 862.9863 | 0
2030 | 8 | 14 | 9 | 913.5143 | 0
2030 | 8 | 14 | 10 | 966.4008 | 0
2030 | 8 | 14 | 11 | 1003.4131 | 3.4131
2030 | 8 | 14 | 12 | 1038.4576 | 38.4576
2030 | 8 | 14 | 13 | 1058.6555 | 58.6555
2030 | 8 | 14 | 14 | 1070.3526 | 70.3526
2030 | 8 | 14 | 15 | 1079.28 | 79.28
2030 | 8 | 14 | 16 | 1085.8462 | 85.8462
2030 | 8 | 14 | 17 | 1082.0274 | 82.0274
2030 | 8 | 14 | 18 | 1056.7079 | 56.7079
2030 | 8 | 14 | 19 | 1008.5351 | 8.5351
2030 | 8 | 14 | 20 | 970.8019 | 0
2030 | 8 | 14 | 21 | 954.4848 | 0
2030 | 8 | 14 | 22 | 901.6962 | 0
2030 | 8 | 14 | 23 | 849.8801 | 0
2030 | 8 | 15 | 0 | 797.305 | 0
2030 | 8 | 15 | 1 | 755.0463 | 0
2030 | 8 | 15 | 2 | 727.2488 | 0
2030 | 8 | 15 | 3 | 699.4512 | 0
2030 | 8 | 15 | 4 | 693.5833 | 0
2030 | 8 | 15 | 5 | 705.6561 | 0
2030 | 8 | 15 | 6 | 738.5537 | 0
2030 | 8 | 15 | 7 | 777.1433 | 0
2030 | 8 | 15 | 8 | 803.0248 | 0
2030 | 8 | 15 | 9 | 845.4962 | 0
2030 | 8 | 15 | 10 | 877.5193 | 0
2030 | 8 | 15 | 11 | 899.6863 | 0
2030 | 8 | 15 | 12 | 911.8069 | 0
2030 | 8 | 15 | 13 | 924.6198 | 0
2030 | 8 | 15 | 14 | 928.4616 | 0
2030 | 8 | 15 | 15 | 928.37 | 0
2030 | 8 | 15 | 16 | 924.3616 | 0
2030 | 8 | 15 | 17 | 915.6878 | 0
2030 | 8 | 15 | 18 | 887.4157 | 0
2030 | 8 | 15 | 19 | 851.9017 | 0
2030 | 8 | 15 | 20 | 833.7592 | 0
2030 | 8 | 15 | 21 | 824.4308 | 0
2030 | 8 | 15 | 22 | 784.2056 | 0
2030 | 8 | 15 | 23 | 747.3885 | 0
2030 | 8 | 16 | 0 | 703.3781 | 0
2030 | 8 | 16 | 1 | 679.8477 | 0
2030 | 8 | 16 | 2 | 656.3174 | 0
2030 | 8 | 16 | 3 | 647.5609 | 0
2030 | 8 | 16 | 4 | 646.4798 | 0
2030 | 8 | 16 | 5 | 663.3403 | 0
2030 | 8 | 16 | 6 | 701.8343 | 0
2030 | 8 | 16 | 7 | 744.2928 | 0
2030 | 8 | 16 | 8 | 773.0406 | 0
2030 | 8 | 16 | 9 | 815.8321 | 0
2030 | 8 | 16 | 10 | 855.1072 | 0
2030 | 8 | 16 | 11 | 880.8459 | 0
2030 | 8 | 16 | 12 | 896.198 | 0
2030 | 8 | 16 | 13 | 909.7722 | 0
2030 | 8 | 16 | 14 | 912.7807 | 0
2030 | 8 | 16 | 15 | 916.1115 | 0
2030 | 8 | 16 | 16 | 915.6414 | 0
2030 | 8 | 16 | 17 | 909.6977 | 0
2030 | 8 | 16 | 18 | 886.0825 | 0
2030 | 8 | 16 | 19 | 848.4607 | 0
2030 | 8 | 16 | 20 | 826.1586 | 0
2030 | 8 | 16 | 21 | 811.3972 | 0
2030 | 8 | 16 | 22 | 777.2294 | 0
2030 | 8 | 16 | 23 | 744.2196 | 0
2030 | 8 | 17 | 0 | 705.0293 | 0
2030 | 8 | 17 | 1 | 666.6082 | 0
2030 | 8 | 17 | 2 | 628.1872 | 0
2030 | 8 | 17 | 3 | 618.9011 | 0
2030 | 8 | 17 | 4 | 613.8972 | 0
2030 | 8 | 17 | 5 | 616.4423 | 0
2030 | 8 | 17 | 6 | 626.1503 | 0
2030 | 8 | 17 | 7 | 639.1577 | 0
2030 | 8 | 17 | 8 | 678.5528 | 0
2030 | 8 | 17 | 9 | 717.948 | 0
2030 | 8 | 17 | 10 | 761.7419 | 0
2030 | 8 | 17 | 11 | 793.5834 | 0
2030 | 8 | 17 | 12 | 811.5829 | 0
2030 | 8 | 17 | 13 | 822.9141 | 0
2030 | 8 | 17 | 14 | 830.596 | 0
2030 | 8 | 17 | 15 | 837.1573 | 0
2030 | 8 | 17 | 16 | 844.3841 | 0
2030 | 8 | 17 | 17 | 846.426 | 0
2030 | 8 | 17 | 18 | 826.6949 | 0
2030 | 8 | 17 | 19 | 790.2985 | 0
2030 | 8 | 17 | 20 | 768.0158 | 0
2030 | 8 | 17 | 21 | 762.6315 | 0
2030 | 8 | 17 | 22 | 735.5219 | 0
2030 | 8 | 17 | 23 | 708.1707 | 0
2030 | 8 | 18 | 0 | 681.3218 | 0
2030 | 8 | 18 | 1 | 647.816 | 0
2030 | 8 | 18 | 2 | 614.3102 | 0
2030 | 8 | 18 | 3 | 601.6158 | 0
2030 | 8 | 18 | 4 | 594.4422 | 0
2030 | 8 | 18 | 5 | 595.2479 | 0
2030 | 8 | 18 | 6 | 598.6351 | 0
2030 | 8 | 18 | 7 | 603.1194 | 0
2030 | 8 | 18 | 8 | 639.5085 | 0
2030 | 8 | 18 | 9 | 675.8976 | 0
2030 | 8 | 18 | 10 | 717.3914 | 0
2030 | 8 | 18 | 11 | 755.6665 | 0
2030 | 8 | 18 | 12 | 781.5686 | 0
2030 | 8 | 18 | 13 | 795.5856 | 0
2030 | 8 | 18 | 14 | 804.338 | 0
2030 | 8 | 18 | 15 | 811.0719 | 0
2030 | 8 | 18 | 16 | 818.7779 | 0
2030 | 8 | 18 | 17 | 824.7199 | 0
2030 | 8 | 18 | 18 | 807.9641 | 0
2030 | 8 | 18 | 19 | 782.577 | 0
2030 | 8 | 18 | 20 | 778.3503 | 0
2030 | 8 | 18 | 21 | 775.8253 | 0
2030 | 8 | 18 | 22 | 743.6148 | 0
2030 | 8 | 18 | 23 | 712.203 | 0
2030 | 8 | 19 | 0 | 681.4433 | 0
2030 | 8 | 19 | 1 | 688.8774 | 0
2030 | 8 | 19 | 2 | 667.8584 | 0
2030 | 8 | 19 | 3 | 657.2789 | 0
2030 | 8 | 19 | 4 | 653.7783 | 0
2030 | 8 | 19 | 5 | 669.4502 | 0
2030 | 8 | 19 | 6 | 709.724 | 0
2030 | 8 | 19 | 7 | 762.8271 | 0
2030 | 8 | 19 | 8 | 815.7083 | 0
2030 | 8 | 19 | 9 | 877.0915 | 0
2030 | 8 | 19 | 10 | 929.804 | 0
2030 | 8 | 19 | 11 | 967.8786 | 0
2030 | 8 | 19 | 12 | 995.1348 | 0
2030 | 8 | 19 | 13 | 1018.9438 | 18.9438
2030 | 8 | 19 | 14 | 1034.4068 | 34.4068
2030 | 8 | 19 | 15 | 1046.2537 | 46.2537
2030 | 8 | 19 | 16 | 1057.0692 | 57.0692
2030 | 8 | 19 | 17 | 1056.19 | 56.19
2030 | 8 | 19 | 18 | 1024.6154 | 24.6154
2030 | 8 | 19 | 19 | 976.596 | 0
2030 | 8 | 19 | 20 | 953.8218 | 0
2030 | 8 | 19 | 21 | 935.776 | 0
2030 | 8 | 19 | 22 | 882.7099 | 0
2030 | 8 | 19 | 23 | 828.0418 | 0
2030 | 8 | 20 | 0 | 773.3737 | 0
2030 | 8 | 20 | 1 | 726.9235 | 0
2030 | 8 | 20 | 2 | 702.6873 | 0
2030 | 8 | 20 | 3 | 691.3119 | 0
2030 | 8 | 20 | 4 | 686.5181 | 0
2030 | 8 | 20 | 5 | 704.2362 | 0
2030 | 8 | 20 | 6 | 745.6737 | 0
2030 | 8 | 20 | 7 | 798.0523 | 0
2030 | 8 | 20 | 8 | 844.6491 | 0
2030 | 8 | 20 | 9 | 886.2155 | 0
2030 | 8 | 20 | 10 | 933.2286 | 0
2030 | 8 | 20 | 11 | 966.8965 | 0
2030 | 8 | 20 | 12 | 988.7015 | 0
2030 | 8 | 20 | 13 | 1003.0847 | 3.0847
2030 | 8 | 20 | 14 | 1005.3349 | 5.3349
2030 | 8 | 20 | 15 | 1006.0935 | 6.0935
2030 | 8 | 20 | 16 | 996.4363 | 0
2030 | 8 | 20 | 17 | 990.6047 | 0
2030 | 8 | 20 | 18 | 967.109 | 0
2030 | 8 | 20 | 19 | 933.4181 | 0
2030 | 8 | 20 | 20 | 928.4561 | 0
2030 | 8 | 20 | 21 | 906.1446 | 0
2030 | 8 | 20 | 22 | 853.1084 | 0
2030 | 8 | 20 | 23 | 801.861 | 0
2030 | 8 | 21 | 0 | 755.4501 | 0
2030 | 8 | 21 | 1 | 759.5376 | 0
2030 | 8 | 21 | 2 | 734.3579 | 0
2030 | 8 | 21 | 3 | 720.3828 | 0
2030 | 8 | 21 | 4 | 714.4696 | 0
2030 | 8 | 21 | 5 | 730.5836 | 0
2030 | 8 | 21 | 6 | 771.1203 | 0
2030 | 8 | 21 | 7 | 824.8308 | 0
2030 | 8 | 21 | 8 | 878.5412 | 0
2030 | 8 | 21 | 9 | 935.477 | 0
2030 | 8 | 21 | 10 | 993.8492 | 0
2030 | 8 | 21 | 11 | 1037.6344 | 37.6344
2030 | 8 | 21 | 12 | 1077.1013 | 77.1013
2030 | 8 | 21 | 13 | 1103.738 | 103.738
2030 | 8 | 21 | 14 | 1124.9468 | 124.9468
2030 | 8 | 21 | 15 | 1141.4598 | 141.4598
2030 | 8 | 21 | 16 | 1156.974 | 156.974
2030 | 8 | 21 | 17 | 1153.9489 | 153.9489
2030 | 8 | 21 | 18 | 1127.6122 | 127.6122
2030 | 8 | 21 | 19 | 1075.8604 | 75.8604
2030 | 8 | 21 | 20 | 1050.3609 | 50.3609
2030 | 8 | 21 | 21 | 1020.7249 | 20.7249
2030 | 8 | 21 | 22 | 963.1256 | 0
2030 | 8 | 21 | 23 | 903.2896 | 0
2030 | 8 | 22 | 0 | 848.992 | 0
2030 | 8 | 22 | 1 | 794.6944 | 0
2030 | 8 | 22 | 2 | 763.7808 | 0
2030 | 8 | 22 | 3 | 746.0591 | 0
2030 | 8 | 22 | 4 | 738.4592 | 0
2030 | 8 | 22 | 5 | 755.6224 | 0
2030 | 8 | 22 | 6 | 800.8323 | 0
2030 | 8 | 22 | 7 | 851.5062 | 0
2030 | 8 | 22 | 8 | 899.7451 | 0
2030 | 8 | 22 | 9 | 964.8486 | 0
2030 | 8 | 22 | 10 | 1017.1615 | 17.1615
2030 | 8 | 22 | 11 | 1056.5486 | 56.5486
2030 | 8 | 22 | 12 | 1086.0412 | 86.0412
2030 | 8 | 22 | 13 | 1111.2045 | 111.2045
2030 | 8 | 22 | 14 | 1124.061 | 124.061
2030 | 8 | 22 | 15 | 1126.9487 | 126.9487
2030 | 8 | 22 | 16 | 1131.6608 | 131.6608
2030 | 8 | 22 | 17 | 1131.2327 | 131.2327
2030 | 8 | 22 | 18 | 1094.2644 | 94.2644
2030 | 8 | 22 | 19 | 1050.6446 | 50.6446
2030 | 8 | 22 | 20 | 1035.1942 | 35.1942
2030 | 8 | 22 | 21 | 1010.3858 | 10.3858
2030 | 8 | 22 | 22 | 953.5705 | 0
2030 | 8 | 22 | 23 | 896.8934 | 0
2030 | 8 | 23 | 0 | 832.8524 | 0
2030 | 8 | 23 | 1 | 787.8551 | 0
2030 | 8 | 23 | 2 | 758.6437 | 0
2030 | 8 | 23 | 3 | 743.332 | 0
2030 | 8 | 23 | 4 | 737.1533 | 0
2030 | 8 | 23 | 5 | 753.9783 | 0
2030 | 8 | 23 | 6 | 795.0244 | 0
2030 | 8 | 23 | 7 | 835.9255 | 0
2030 | 8 | 23 | 8 | 870.3964 | 0
2030 | 8 | 23 | 9 | 924.8959 | 0
2030 | 8 | 23 | 10 | 969.6424 | 0
2030 | 8 | 23 | 11 | 999.113 | 0
2030 | 8 | 23 | 12 | 1019.0517 | 19.0517
2030 | 8 | 23 | 13 | 1031.9459 | 31.9459
2030 | 8 | 23 | 14 | 1031.8296 | 31.8296
2030 | 8 | 23 | 15 | 1029.9731 | 29.9731
2030 | 8 | 23 | 16 | 1024.9327 | 24.9327
2030 | 8 | 23 | 17 | 1013.4542 | 13.4542
2030 | 8 | 23 | 18 | 977.0203 | 0
2030 | 8 | 23 | 19 | 941.5368 | 0
2030 | 8 | 23 | 20 | 941.8865 | 0
2030 | 8 | 23 | 21 | 919.2836 | 0
2030 | 8 | 23 | 22 | 877.5616 | 0
2030 | 8 | 23 | 23 | 838.0809 | 0
2030 | 8 | 24 | 0 | 785.7907 | 0
2030 | 8 | 24 | 1 | 739.8432 | 0
2030 | 8 | 24 | 2 | 693.8958 | 0
2030 | 8 | 24 | 3 | 679.4786 | 0
2030 | 8 | 24 | 4 | 672.2574 | 0
2030 | 8 | 24 | 5 | 674.1177 | 0
2030 | 8 | 24 | 6 | 687.4807 | 0
2030 | 8 | 24 | 7 | 699.2045 | 0
2030 | 8 | 24 | 8 | 732.8163 | 0
2030 | 8 | 24 | 9 | 798.1681 | 0
2030 | 8 | 24 | 10 | 851.163 | 0
2030 | 8 | 24 | 11 | 891.6387 | 0
2030 | 8 | 24 | 12 | 915.999 | 0
2030 | 8 | 24 | 13 | 927.8398 | 0
2030 | 8 | 24 | 14 | 932.0987 | 0
2030 | 8 | 24 | 15 | 933.3269 | 0
2030 | 8 | 24 | 16 | 934.0678 | 0
2030 | 8 | 24 | 17 | 929.9336 | 0
2030 | 8 | 24 | 18 | 899.65 | 0
2030 | 8 | 24 | 19 | 865.0722 | 0
2030 | 8 | 24 | 20 | 855.3969 | 0
2030 | 8 | 24 | 21 | 839.1311 | 0
2030 | 8 | 24 | 22 | 805.3148 | 0
2030 | 8 | 24 | 23 | 773.6676 | 0
2030 | 8 | 25 | 0 | 728.8601 | 0
2030 | 8 | 25 | 1 | 703.605 | 0
2030 | 8 | 25 | 2 | 676.0072 | 0
2030 | 8 | 25 | 3 | 657.6296 | 0
2030 | 8 | 25 | 4 | 646.4734 | 0
2030 | 8 | 25 | 5 | 645.7643 | 0
2030 | 8 | 25 | 6 | 649.0073 | 0
2030 | 8 | 25 | 7 | 653.643 | 0
2030 | 8 | 25 | 8 | 698.6425 | 0
2030 | 8 | 25 | 9 | 743.642 | 0
2030 | 8 | 25 | 10 | 800.9498 | 0
2030 | 8 | 25 | 11 | 847.2403 | 0
2030 | 8 | 25 | 12 | 879.3503 | 0
2030 | 8 | 25 | 13 | 898.4328 | 0
2030 | 8 | 25 | 14 | 910.8518 | 0
2030 | 8 | 25 | 15 | 919.8499 | 0
2030 | 8 | 25 | 16 | 928.4118 | 0
2030 | 8 | 25 | 17 | 930.9375 | 0
2030 | 8 | 25 | 18 | 901.0074 | 0
2030 | 8 | 25 | 19 | 868.4079 | 0
2030 | 8 | 25 | 20 | 866.7391 | 0
2030 | 8 | 25 | 21 | 852.8949 | 0
2030 | 8 | 25 | 22 | 813.9547 | 0
2030 | 8 | 25 | 23 | 772.099 | 0
2030 | 8 | 26 | 0 | 723.1115 | 0
2030 | 8 | 26 | 1 | 705.9297 | 0
2030 | 8 | 26 | 2 | 685.0664 | 0
2030 | 8 | 26 | 3 | 675.1609 | 0
2030 | 8 | 26 | 4 | 671.9163 | 0
2030 | 8 | 26 | 5 | 690.6504 | 0
2030 | 8 | 26 | 6 | 733.9638 | 0
2030 | 8 | 26 | 7 | 780.3846 | 0
2030 | 8 | 26 | 8 | 821.9481 | 0
2030 | 8 | 26 | 9 | 872.2027 | 0
2030 | 8 | 26 | 10 | 914.4987 | 0
2030 | 8 | 26 | 11 | 944.9533 | 0
2030 | 8 | 26 | 12 | 965.1877 | 0
2030 | 8 | 26 | 13 | 981.3075 | 0
2030 | 8 | 26 | 14 | 986.4708 | 0
2030 | 8 | 26 | 15 | 986.4995 | 0
2030 | 8 | 26 | 16 | 983.1558 | 0
2030 | 8 | 26 | 17 | 975.1816 | 0
2030 | 8 | 26 | 18 | 934.2187 | 0
2030 | 8 | 26 | 19 | 892.7061 | 0
2030 | 8 | 26 | 20 | 884.7929 | 0
2030 | 8 | 26 | 21 | 856.6667 | 0
2030 | 8 | 26 | 22 | 809.5174 | 0
2030 | 8 | 26 | 23 | 764.4678 | 0
2030 | 8 | 27 | 0 | 716.9951 | 0
2030 | 8 | 27 | 1 | 707.3858 | 0
2030 | 8 | 27 | 2 | 684.0093 | 0
2030 | 8 | 27 | 3 | 673.4811 | 0
2030 | 8 | 27 | 4 | 670.138 | 0
2030 | 8 | 27 | 5 | 689.7378 | 0
2030 | 8 | 27 | 6 | 732.6781 | 0
2030 | 8 | 27 | 7 | 782.5419 | 0
2030 | 8 | 27 | 8 | 830.3169 | 0
2030 | 8 | 27 | 9 | 871.8241 | 0
2030 | 8 | 27 | 10 | 921.8503 | 0
2030 | 8 | 27 | 11 | 958.0083 | 0
2030 | 8 | 27 | 12 | 981.3857 | 0
2030 | 8 | 27 | 13 | 998.9455 | 0
2030 | 8 | 27 | 14 | 1008.4412 | 8.4412
2030 | 8 | 27 | 15 | 1013.9882 | 13.9882
2030 | 8 | 27 | 16 | 1010.1443 | 10.1443
2030 | 8 | 27 | 17 | 1003.3087 | 3.3087
2030 | 8 | 27 | 18 | 971.4534 | 0
2030 | 8 | 27 | 19 | 930.4614 | 0
2030 | 8 | 27 | 20 | 922.1967 | 0
2030 | 8 | 27 | 21 | 890.1367 | 0
2030 | 8 | 27 | 22 | 832.8712 | 0
2030 | 8 | 27 | 23 | 779.0241 | 0
2030 | 8 | 28 | 0 | 732.6871 | 0
2030 | 8 | 28 | 1 | 697.4763 | 0
2030 | 8 | 28 | 2 | 674.1294 | 0
2030 | 8 | 28 | 3 | 662.5003 | 0
2030 | 8 | 28 | 4 | 658.2057 | 0
2030 | 8 | 28 | 5 | 676.1086 | 0
2030 | 8 | 28 | 6 | 718.0134 | 0
2030 | 8 | 28 | 7 | 758.4159 | 0
2030 | 8 | 28 | 8 | 795.8864 | 0
2030 | 8 | 28 | 9 | 830.4778 | 0
2030 | 8 | 28 | 10 | 872.1089 | 0
2030 | 8 | 28 | 11 | 899.9507 | 0
2030 | 8 | 28 | 12 | 927.1944 | 0
2030 | 8 | 28 | 13 | 941.3501 | 0
2030 | 8 | 28 | 14 | 949.08 | 0
2030 | 8 | 28 | 15 | 953.8824 | 0
2030 | 8 | 28 | 16 | 959.2637 | 0
2030 | 8 | 28 | 17 | 955.1502 | 0
2030 | 8 | 28 | 18 | 925.4658 | 0
2030 | 8 | 28 | 19 | 886.6182 | 0
2030 | 8 | 28 | 20 | 886.8996 | 0
2030 | 8 | 28 | 21 | 862.5499 | 0
2030 | 8 | 28 | 22 | 815.0524 | 0
2030 | 8 | 28 | 23 | 767.4255 | 0
2030 | 8 | 29 | 0 | 719.5435 | 0
2030 | 8 | 29 | 1 | 681.1166 | 0
2030 | 8 | 29 | 2 | 657.44 | 0
2030 | 8 | 29 | 3 | 633.7634 | 0
2030 | 8 | 29 | 4 | 632.429 | 0
2030 | 8 | 29 | 5 | 650.9691 | 0
2030 | 8 | 29 | 6 | 695.2224 | 0
2030 | 8 | 29 | 7 | 740.0435 | 0
2030 | 8 | 29 | 8 | 775.4583 | 0
2030 | 8 | 29 | 9 | 818.6065 | 0
2030 | 8 | 29 | 10 | 859.5592 | 0
2030 | 8 | 29 | 11 | 889.0521 | 0
2030 | 8 | 29 | 12 | 906.7063 | 0
2030 | 8 | 29 | 13 | 926.6836 | 0
2030 | 8 | 29 | 14 | 939.065 | 0
2030 | 8 | 29 | 15 | 947.8114 | 0
2030 | 8 | 29 | 16 | 957.583 | 0
2030 | 8 | 29 | 17 | 954.6863 | 0
2030 | 8 | 29 | 18 | 919.9674 | 0
2030 | 8 | 29 | 19 | 879.6905 | 0
2030 | 8 | 29 | 20 | 873.3847 | 0
2030 | 8 | 29 | 21 | 848.8232 | 0
2030 | 8 | 29 | 22 | 801.4618 | 0
2030 | 8 | 29 | 23 | 755.4038 | 0
2030 | 8 | 30 | 0 | 711.5165 | 0
2030 | 8 | 30 | 1 | 683.6212 | 0
2030 | 8 | 30 | 2 | 663.0305 | 0
2030 | 8 | 30 | 3 | 654.2255 | 0
2030 | 8 | 30 | 4 | 652.9252 | 0
2030 | 8 | 30 | 5 | 672.9793 | 0
2030 | 8 | 30 | 6 | 716.6206 | 0
2030 | 8 | 30 | 7 | 760.6129 | 0
2030 | 8 | 30 | 8 | 796.5484 | 0
2030 | 8 | 30 | 9 | 844.0387 | 0
2030 | 8 | 30 | 10 | 892.9391 | 0
2030 | 8 | 30 | 11 | 927.117 | 0
2030 | 8 | 30 | 12 | 948.6337 | 0
2030 | 8 | 30 | 13 | 967.5619 | 0
2030 | 8 | 30 | 14 | 978.0071 | 0
2030 | 8 | 30 | 15 | 978.454 | 0
2030 | 8 | 30 | 16 | 984.2066 | 0
2030 | 8 | 30 | 17 | 973.6005 | 0
2030 | 8 | 30 | 18 | 938.0924 | 0
2030 | 8 | 30 | 19 | 902.3909 | 0
2030 | 8 | 30 | 20 | 899.8337 | 0
2030 | 8 | 30 | 21 | 877.0501 | 0
2030 | 8 | 30 | 22 | 832.6949 | 0
2030 | 8 | 30 | 23 | 789.4789 | 0
2030 | 8 | 31 | 0 | 742.9874 | 0
2030 | 8 | 31 | 1 | 701.114 | 0
2030 | 8 | 31 | 2 | 659.2406 | 0
2030 | 8 | 31 | 3 | 645.0172 | 0
2030 | 8 | 31 | 4 | 637.9665 | 0
2030 | 8 | 31 | 5 | 641.549 | 0
2030 | 8 | 31 | 6 | 653.3292 | 0
2030 | 8 | 31 | 7 | 664.4446 | 0
2030 | 8 | 31 | 8 | 690.6069 | 0
2030 | 8 | 31 | 9 | 744.6031 | 0
2030 | 8 | 31 | 10 | 791.2579 | 0
2030 | 8 | 31 | 11 | 837.9128 | 0
2030 | 8 | 31 | 12 | 863.455 | 0
2030 | 8 | 31 | 13 | 875.1618 | 0
2030 | 8 | 31 | 14 | 881.5164 | 0
2030 | 8 | 31 | 15 | 882.9423 | 0
2030 | 8 | 31 | 16 | 883.9219 | 0
2030 | 8 | 31 | 17 | 880.0067 | 0
2030 | 8 | 31 | 18 | 852.3224 | 0
2030 | 8 | 31 | 19 | 826.5153 | 0
2030 | 8 | 31 | 20 | 828.72 | 0
2030 | 8 | 31 | 21 | 813.0285 | 0
2030 | 8 | 31 | 22 | 779.245 | 0
2030 | 8 | 31 | 23 | 747.6239 | 0
2030 | 9 | 1 | 0 | 738.2576 | 0
2030 | 9 | 1 | 1 | 719.896 | 0
2030 | 9 | 1 | 2 | 705.023 | 0
2030 | 9 | 1 | 3 | 696.2065 | 0
2030 | 9 | 1 | 4 | 690.1598 | 0
2030 | 9 | 1 | 5 | 686.1002 | 0
2030 | 9 | 1 | 6 | 694.9607 | 0
2030 | 9 | 1 | 7 | 704.2281 | 0
2030 | 9 | 1 | 8 | 734.5415 | 0
2030 | 9 | 1 | 9 | 796.7289 | 0
2030 | 9 | 1 | 10 | 845.0818 | 0
2030 | 9 | 1 | 11 | 890.3601 | 0
2030 | 9 | 1 | 12 | 921.8925 | 0
2030 | 9 | 1 | 13 | 939.1653 | 0
2030 | 9 | 1 | 14 | 949.7508 | 0
2030 | 9 | 1 | 15 | 955.0814 | 0
2030 | 9 | 1 | 16 | 964.1199 | 0
2030 | 9 | 1 | 17 | 972.2632 | 0
2030 | 9 | 1 | 18 | 943.4851 | 0
2030 | 9 | 1 | 19 | 905.5874 | 0
2030 | 9 | 1 | 20 | 894.9855 | 0
2030 | 9 | 1 | 21 | 868.8757 | 0
2030 | 9 | 1 | 22 | 823.3187 | 0
2030 | 9 | 1 | 23 | 775.7933 | 0
2030 | 9 | 2 | 0 | 727.2833 | 0
2030 | 9 | 2 | 1 | 688.3749 | 0
2030 | 9 | 2 | 2 | 649.4665 | 0
2030 | 9 | 2 | 3 | 632.3584 | 0
2030 | 9 | 2 | 4 | 623.6018 | 0
2030 | 9 | 2 | 5 | 628.8014 | 0
2030 | 9 | 2 | 6 | 632.3073 | 0
2030 | 9 | 2 | 7 | 635.8132 | 0
2030 | 9 | 2 | 8 | 662.9399 | 0
2030 | 9 | 2 | 9 | 690.0666 | 0
2030 | 9 | 2 | 10 | 726.3514 | 0
2030 | 9 | 2 | 11 | 763.7336 | 0
2030 | 9 | 2 | 12 | 791.3824 | 0
2030 | 9 | 2 | 13 | 802.6878 | 0
2030 | 9 | 2 | 14 | 809.8662 | 0
2030 | 9 | 2 | 15 | 810.88 | 0
2030 | 9 | 2 | 16 | 817.892 | 0
2030 | 9 | 2 | 17 | 818.978 | 0
2030 | 9 | 2 | 18 | 804.85 | 0
2030 | 9 | 2 | 19 | 793.3751 | 0
2030 | 9 | 2 | 20 | 811.173 | 0
2030 | 9 | 2 | 21 | 783.0622 | 0
2030 | 9 | 2 | 22 | 736.3096 | 0
2030 | 9 | 2 | 23 | 693.3107 | 0
2030 | 9 | 3 | 0 | 683.2414 | 0
2030 | 9 | 3 | 1 | 699.2027 | 0
2030 | 9 | 3 | 2 | 686.7523 | 0
2030 | 9 | 3 | 3 | 677.1323 | 0
2030 | 9 | 3 | 4 | 676.2173 | 0
2030 | 9 | 3 | 5 | 696.3046 | 0
2030 | 9 | 3 | 6 | 749.0652 | 0
2030 | 9 | 3 | 7 | 801.8259 | 0
2030 | 9 | 3 | 8 | 856.6729 | 0
2030 | 9 | 3 | 9 | 901.7157 | 0
2030 | 9 | 3 | 10 | 953.3761 | 0
2030 | 9 | 3 | 11 | 992.8851 | 0
2030 | 9 | 3 | 12 | 1020.0474 | 20.0474
2030 | 9 | 3 | 13 | 1044.0661 | 44.0661
2030 | 9 | 3 | 14 | 1056.2982 | 56.2982
2030 | 9 | 3 | 15 | 1064.8289 | 64.8289
2030 | 9 | 3 | 16 | 1062.8455 | 62.8455
2030 | 9 | 3 | 17 | 1063.6412 | 63.6412
2030 | 9 | 3 | 18 | 1040.4442 | 40.4442
2030 | 9 | 3 | 19 | 1007.1409 | 7.1409
2030 | 9 | 3 | 20 | 994.209 | 0
2030 | 9 | 3 | 21 | 952.9093 | 0
2030 | 9 | 3 | 22 | 889.4456 | 0
2030 | 9 | 3 | 23 | 828.6066 | 0
2030 | 9 | 4 | 0 | 780.2972 | 0
2030 | 9 | 4 | 1 | 754.7921 | 0
2030 | 9 | 4 | 2 | 729.287 | 0
2030 | 9 | 4 | 3 | 717.8724 | 0
2030 | 9 | 4 | 4 | 716.1686 | 0
2030 | 9 | 4 | 5 | 736.8838 | 0
2030 | 9 | 4 | 6 | 787.4379 | 0
2030 | 9 | 4 | 7 | 839.0225 | 0
2030 | 9 | 4 | 8 | 877.0749 | 0
2030 | 9 | 4 | 9 | 914.6201 | 0
2030 | 9 | 4 | 10 | 958.8664 | 0
2030 | 9 | 4 | 11 | 990.9845 | 0
2030 | 9 | 4 | 12 | 1020.2115 | 20.2115
2030 | 9 | 4 | 13 | 1036.3097 | 36.3097
2030 | 9 | 4 | 14 | 1041.1234 | 41.1234
2030 | 9 | 4 | 15 | 1046.7328 | 46.7328
2030 | 9 | 4 | 16 | 1049.987 | 49.987
2030 | 9 | 4 | 17 | 1045.6642 | 45.6642
2030 | 9 | 4 | 18 | 1019.8452 | 19.8452
2030 | 9 | 4 | 19 | 992.5129 | 0
2030 | 9 | 4 | 20 | 988.1138 | 0
2030 | 9 | 4 | 21 | 948.3987 | 0
2030 | 9 | 4 | 22 | 891.5388 | 0
2030 | 9 | 4 | 23 | 838.5105 | 0
2030 | 9 | 5 | 0 | 789.6457 | 0
2030 | 9 | 5 | 1 | 736.4886 | 0
2030 | 9 | 5 | 2 | 683.3315 | 0
2030 | 9 | 5 | 3 | 669.3188 | 0
2030 | 9 | 5 | 4 | 664.6075 | 0
2030 | 9 | 5 | 5 | 682.87 | 0
2030 | 9 | 5 | 6 | 735.778 | 0
2030 | 9 | 5 | 7 | 786.8255 | 0
2030 | 9 | 5 | 8 | 813.3456 | 0
2030 | 9 | 5 | 9 | 851.3271 | 0
2030 | 9 | 5 | 10 | 884.2294 | 0
2030 | 9 | 5 | 11 | 907.1844 | 0
2030 | 9 | 5 | 12 | 921.5029 | 0
2030 | 9 | 5 | 13 | 933.6662 | 0
2030 | 9 | 5 | 14 | 937.6657 | 0
2030 | 9 | 5 | 15 | 935.976 | 0
2030 | 9 | 5 | 16 | 937.7764 | 0
2030 | 9 | 5 | 17 | 932.667 | 0
2030 | 9 | 5 | 18 | 894.9694 | 0
2030 | 9 | 5 | 19 | 864.4928 | 0
2030 | 9 | 5 | 20 | 857.94 | 0
2030 | 9 | 5 | 21 | 825.7559 | 0
2030 | 9 | 5 | 22 | 771.2478 | 0
2030 | 9 | 5 | 23 | 721.2978 | 0
2030 | 9 | 6 | 0 | 674.9871 | 0
2030 | 9 | 6 | 1 | 685.2576 | 0
2030 | 9 | 6 | 2 | 666.4443 | 0
2030 | 9 | 6 | 3 | 656.9359 | 0
2030 | 9 | 6 | 4 | 655.7051 | 0
2030 | 9 | 6 | 5 | 677.6514 | 0
2030 | 9 | 6 | 6 | 729.2378 | 0
2030 | 9 | 6 | 7 | 774.3501 | 0
2030 | 9 | 6 | 8 | 797.676 | 0
2030 | 9 | 6 | 9 | 831.4506 | 0
2030 | 9 | 6 | 10 | 864.7795 | 0
2030 | 9 | 6 | 11 | 887.423 | 0
2030 | 9 | 6 | 12 | 896.747 | 0
2030 | 9 | 6 | 13 | 913.3314 | 0
2030 | 9 | 6 | 14 | 915.733 | 0
2030 | 9 | 6 | 15 | 910.9653 | 0
2030 | 9 | 6 | 16 | 903.7496 | 0
2030 | 9 | 6 | 17 | 891.6724 | 0
2030 | 9 | 6 | 18 | 860.5565 | 0
2030 | 9 | 6 | 19 | 847.0373 | 0
2030 | 9 | 6 | 20 | 854.9328 | 0
2030 | 9 | 6 | 21 | 823.008 | 0
2030 | 9 | 6 | 22 | 782.0242 | 0
2030 | 9 | 6 | 23 | 742.5374 | 0
2030 | 9 | 7 | 0 | 703.3428 | 0
2030 | 9 | 7 | 1 | 679.6196 | 0
2030 | 9 | 7 | 2 | 655.8965 | 0
2030 | 9 | 7 | 3 | 644.9719 | 0
2030 | 9 | 7 | 4 | 641.3732 | 0
2030 | 9 | 7 | 5 | 649.871 | 0
2030 | 9 | 7 | 6 | 671.9307 | 0
2030 | 9 | 7 | 7 | 686.0232 | 0
2030 | 9 | 7 | 8 | 701.7547 | 0
2030 | 9 | 7 | 9 | 736.7302 | 0
2030 | 9 | 7 | 10 | 779.1527 | 0
2030 | 9 | 7 | 11 | 811.2945 | 0
2030 | 9 | 7 | 12 | 829.6572 | 0
2030 | 9 | 7 | 13 | 842.9285 | 0
2030 | 9 | 7 | 14 | 844.4493 | 0
2030 | 9 | 7 | 15 | 844.1105 | 0
2030 | 9 | 7 | 16 | 841.9974 | 0
2030 | 9 | 7 | 17 | 837.0988 | 0
2030 | 9 | 7 | 18 | 815.573 | 0
2030 | 9 | 7 | 19 | 806.0043 | 0
2030 | 9 | 7 | 20 | 810.5625 | 0
2030 | 9 | 7 | 21 | 785.6201 | 0
2030 | 9 | 7 | 22 | 751.8694 | 0
2030 | 9 | 7 | 23 | 723.5802 | 0
2030 | 9 | 8 | 0 | 697.4314 | 0
2030 | 9 | 8 | 1 | 643.0728 | 0
2030 | 9 | 8 | 2 | 617.3904 | 0
2030 | 9 | 8 | 3 | 601.043 | 0
2030 | 9 | 8 | 4 | 592.9595 | 0
2030 | 9 | 8 | 5 | 594.6429 | 0
2030 | 9 | 8 | 6 | 608.7784 | 0
2030 | 9 | 8 | 7 | 613.3875 | 0
2030 | 9 | 8 | 8 | 632.8253 | 0
2030 | 9 | 8 | 9 | 678.2396 | 0
2030 | 9 | 8 | 10 | 713.0892 | 0
2030 | 9 | 8 | 11 | 748.3477 | 0
2030 | 9 | 8 | 12 | 771.2838 | 0
2030 | 9 | 8 | 13 | 783.778 | 0
2030 | 9 | 8 | 14 | 789.395 | 0
2030 | 9 | 8 | 15 | 792.9218 | 0
2030 | 9 | 8 | 16 | 798.8838 | 0
2030 | 9 | 8 | 17 | 803.9437 | 0
2030 | 9 | 8 | 18 | 779.5073 | 0
2030 | 9 | 8 | 19 | 767.5956 | 0
2030 | 9 | 8 | 20 | 770.3504 | 0
2030 | 9 | 8 | 21 | 746.0481 | 0
2030 | 9 | 8 | 22 | 706.2565 | 0
2030 | 9 | 8 | 23 | 666.2043 | 0
2030 | 9 | 9 | 0 | 627.5294 | 0
2030 | 9 | 9 | 1 | 646.0455 | 0
2030 | 9 | 9 | 2 | 628.2954 | 0
2030 | 9 | 9 | 3 | 619.0914 | 0
2030 | 9 | 9 | 4 | 618.7695 | 0
2030 | 9 | 9 | 5 | 640.1575 | 0
2030 | 9 | 9 | 6 | 694.3738 | 0
2030 | 9 | 9 | 7 | 748.5901 | 0
2030 | 9 | 9 | 8 | 778.2526 | 0
2030 | 9 | 9 | 9 | 817.303 | 0
2030 | 9 | 9 | 10 | 853.3464 | 0
2030 | 9 | 9 | 11 | 882.7155 | 0
2030 | 9 | 9 | 12 | 900.7056 | 0
2030 | 9 | 9 | 13 | 917.8145 | 0
2030 | 9 | 9 | 14 | 925.3281 | 0
2030 | 9 | 9 | 15 | 928.4054 | 0
2030 | 9 | 9 | 16 | 935.5333 | 0
2030 | 9 | 9 | 17 | 932.5956 | 0
2030 | 9 | 9 | 18 | 898.779 | 0
2030 | 9 | 9 | 19 | 876.9912 | 0
2030 | 9 | 9 | 20 | 870.8086 | 0
2030 | 9 | 9 | 21 | 835.711 | 0
2030 | 9 | 9 | 22 | 782.3381 | 0
2030 | 9 | 9 | 23 | 732.4544 | 0
2030 | 9 | 10 | 0 | 686.4795 | 0
2030 | 9 | 10 | 1 | 643.6067 | 0
2030 | 9 | 10 | 2 | 627.8076 | 0
2030 | 9 | 10 | 3 | 621.3985 | 0
2030 | 9 | 10 | 4 | 623.0143 | 0
2030 | 9 | 10 | 5 | 646.4279 | 0
2030 | 9 | 10 | 6 | 702.0321 | 0
2030 | 9 | 10 | 7 | 757.6363 | 0
2030 | 9 | 10 | 8 | 786.2563 | 0
2030 | 9 | 10 | 9 | 809.54 | 0
2030 | 9 | 10 | 10 | 843.7171 | 0
2030 | 9 | 10 | 11 | 867.2655 | 0
2030 | 9 | 10 | 12 | 884.2484 | 0
2030 | 9 | 10 | 13 | 898.2177 | 0
2030 | 9 | 10 | 14 | 899.8554 | 0
2030 | 9 | 10 | 15 | 901.0212 | 0
2030 | 9 | 10 | 16 | 893.5373 | 0
2030 | 9 | 10 | 17 | 897.3589 | 0
2030 | 9 | 10 | 18 | 884.9144 | 0
2030 | 9 | 10 | 19 | 867.7595 | 0
2030 | 9 | 10 | 20 | 865.3616 | 0
2030 | 9 | 10 | 21 | 825.0105 | 0
2030 | 9 | 10 | 22 | 773.2529 | 0
2030 | 9 | 10 | 23 | 722.9801 | 0
2030 | 9 | 11 | 0 | 685.7058 | 0
2030 | 9 | 11 | 1 | 642.8441 | 0
2030 | 9 | 11 | 2 | 625.273 | 0
2030 | 9 | 11 | 3 | 618.0497 | 0
2030 | 9 | 11 | 4 | 619.5507 | 0
2030 | 9 | 11 | 5 | 646.0854 | 0
2030 | 9 | 11 | 6 | 703.2629 | 0
2030 | 9 | 11 | 7 | 760.4403 | 0
2030 | 9 | 11 | 8 | 788.6351 | 0
2030 | 9 | 11 | 9 | 814.4384 | 0
2030 | 9 | 11 | 10 | 843.7704 | 0
2030 | 9 | 11 | 11 | 862.4707 | 0
2030 | 9 | 11 | 12 | 878.7299 | 0
2030 | 9 | 11 | 13 | 886.561 | 0
2030 | 9 | 11 | 14 | 887.6124 | 0
2030 | 9 | 11 | 15 | 887.9844 | 0
2030 | 9 | 11 | 16 | 893.7856 | 0
2030 | 9 | 11 | 17 | 894.5706 | 0
2030 | 9 | 11 | 18 | 877.4691 | 0
2030 | 9 | 11 | 19 | 865.1883 | 0
2030 | 9 | 11 | 20 | 864.9378 | 0
2030 | 9 | 11 | 21 | 825.9045 | 0
2030 | 9 | 11 | 22 | 773.5876 | 0
2030 | 9 | 11 | 23 | 720.5481 | 0
2030 | 9 | 12 | 0 | 676.9029 | 0
2030 | 9 | 12 | 1 | 650.7726 | 0
2030 | 9 | 12 | 2 | 633.9474 | 0
2030 | 9 | 12 | 3 | 617.1222 | 0
2030 | 9 | 12 | 4 | 618.4127 | 0
2030 | 9 | 12 | 5 | 641.5715 | 0
2030 | 9 | 12 | 6 | 698.1117 | 0
2030 | 9 | 12 | 7 | 754.6519 | 0
2030 | 9 | 12 | 8 | 776.0399 | 0
2030 | 9 | 12 | 9 | 807.8972 | 0
2030 | 9 | 12 | 10 | 834.9888 | 0
2030 | 9 | 12 | 11 | 856.1826 | 0
2030 | 9 | 12 | 12 | 868.6761 | 0
2030 | 9 | 12 | 13 | 879.2733 | 0
2030 | 9 | 12 | 14 | 880.2885 | 0
2030 | 9 | 12 | 15 | 879.3466 | 0
2030 | 9 | 12 | 16 | 887.1463 | 0
2030 | 9 | 12 | 17 | 885.762 | 0
2030 | 9 | 12 | 18 | 857.3522 | 0
2030 | 9 | 12 | 19 | 844.3222 | 0
2030 | 9 | 12 | 20 | 845.5366 | 0
2030 | 9 | 12 | 21 | 811.1888 | 0
2030 | 9 | 12 | 22 | 764.2852 | 0
2030 | 9 | 12 | 23 | 716.874 | 0
2030 | 9 | 13 | 0 | 672.1301 | 0
2030 | 9 | 13 | 1 | 660.4618 | 0
2030 | 9 | 13 | 2 | 647.9177 | 0
2030 | 9 | 13 | 3 | 642.9694 | 0
2030 | 9 | 13 | 4 | 643.6462 | 0
2030 | 9 | 13 | 5 | 660.3226 | 0
2030 | 9 | 13 | 6 | 703.0196 | 0
2030 | 9 | 13 | 7 | 741.6248 | 0
2030 | 9 | 13 | 8 | 756.9853 | 0
2030 | 9 | 13 | 9 | 798.2208 | 0
2030 | 9 | 13 | 10 | 831.3922 | 0
2030 | 9 | 13 | 11 | 851.4513 | 0
2030 | 9 | 13 | 12 | 867.5453 | 0
2030 | 9 | 13 | 13 | 877.3464 | 0
2030 | 9 | 13 | 14 | 878.4496 | 0
2030 | 9 | 13 | 15 | 877.1581 | 0
2030 | 9 | 13 | 16 | 874.0541 | 0
2030 | 9 | 13 | 17 | 866.6882 | 0
2030 | 9 | 13 | 18 | 836.7573 | 0
2030 | 9 | 13 | 19 | 823.1305 | 0
2030 | 9 | 13 | 20 | 816.8935 | 0
2030 | 9 | 13 | 21 | 790.5686 | 0
2030 | 9 | 13 | 22 | 765.2621 | 0
2030 | 9 | 13 | 23 | 736.0046 | 0
2030 | 9 | 14 | 0 | 705.7147 | 0
2030 | 9 | 14 | 1 | 646.54 | 0
2030 | 9 | 14 | 2 | 613.4109 | 0
2030 | 9 | 14 | 3 | 580.2819 | 0
2030 | 9 | 14 | 4 | 579.3915 | 0
2030 | 9 | 14 | 5 | 586.6675 | 0
2030 | 9 | 14 | 6 | 602.6051 | 0
2030 | 9 | 14 | 7 | 618.5426 | 0
2030 | 9 | 14 | 8 | 628.0659 | 0
2030 | 9 | 14 | 9 | 653.9406 | 0
2030 | 9 | 14 | 10 | 688.2906 | 0
2030 | 9 | 14 | 11 | 708.3128 | 0
2030 | 9 | 14 | 12 | 719.9942 | 0
2030 | 9 | 14 | 13 | 721.1901 | 0
2030 | 9 | 14 | 14 | 715.1158 | 0
2030 | 9 | 14 | 15 | 708.9161 | 0
2030 | 9 | 14 | 16 | 712.5633 | 0
2030 | 9 | 14 | 17 | 712.0162 | 0
2030 | 9 | 14 | 18 | 691.9 | 0
2030 | 9 | 14 | 19 | 686.2657 | 0
2030 | 9 | 14 | 20 | 690.7707 | 0
2030 | 9 | 14 | 21 | 669.1842 | 0
2030 | 9 | 14 | 22 | 644.9816 | 0
2030 | 9 | 14 | 23 | 623.0966 | 0
2030 | 9 | 15 | 0 | 607.6548 | 0
2030 | 9 | 15 | 1 | 586.7851 | 0
2030 | 9 | 15 | 2 | 573.1417 | 0
2030 | 9 | 15 | 3 | 566.1599 | 0
2030 | 9 | 15 | 4 | 564.7146 | 0
2030 | 9 | 15 | 5 | 572.6608 | 0
2030 | 9 | 15 | 6 | 586.2364 | 0
2030 | 9 | 15 | 7 | 599.812 | 0
2030 | 9 | 15 | 8 | 605.9156 | 0
2030 | 9 | 15 | 9 | 630.5946 | 0
2030 | 9 | 15 | 10 | 653.5168 | 0
2030 | 9 | 15 | 11 | 676.0687 | 0
2030 | 9 | 15 | 12 | 689.1997 | 0
2030 | 9 | 15 | 13 | 689.888 | 0
2030 | 9 | 15 | 14 | 683.2348 | 0
2030 | 9 | 15 | 15 | 675.5679 | 0
2030 | 9 | 15 | 16 | 675.9165 | 0
2030 | 9 | 15 | 17 | 678.2733 | 0
2030 | 9 | 15 | 18 | 665.8728 | 0
2030 | 9 | 15 | 19 | 674.8083 | 0
2030 | 9 | 15 | 20 | 689.4993 | 0
2030 | 9 | 15 | 21 | 667.6674 | 0
2030 | 9 | 15 | 22 | 634.0977 | 0
2030 | 9 | 15 | 23 | 606.3657 | 0
2030 | 9 | 16 | 0 | 587.0989 | 0
2030 | 9 | 16 | 1 | 624.3079 | 0
2030 | 9 | 16 | 2 | 613.1222 | 0
2030 | 9 | 16 | 3 | 609.8569 | 0
2030 | 9 | 16 | 4 | 612.8917 | 0
2030 | 9 | 16 | 5 | 635.6413 | 0
2030 | 9 | 16 | 6 | 687.3481 | 0
2030 | 9 | 16 | 7 | 723.4691 | 0
2030 | 9 | 16 | 8 | 759.5901 | 0
2030 | 9 | 16 | 9 | 783.0006 | 0
2030 | 9 | 16 | 10 | 810.4999 | 0
2030 | 9 | 16 | 11 | 832.2249 | 0
2030 | 9 | 16 | 12 | 844.0177 | 0
2030 | 9 | 16 | 13 | 856.2265 | 0
2030 | 9 | 16 | 14 | 857.5389 | 0
2030 | 9 | 16 | 15 | 859.8129 | 0
2030 | 9 | 16 | 16 | 871.9882 | 0
2030 | 9 | 16 | 17 | 865.9347 | 0
2030 | 9 | 16 | 18 | 838.0482 | 0
2030 | 9 | 16 | 19 | 831.2858 | 0
2030 | 9 | 16 | 20 | 826.575 | 0
2030 | 9 | 16 | 21 | 788.9667 | 0
2030 | 9 | 16 | 22 | 744.4466 | 0
2030 | 9 | 16 | 23 | 702.7561 | 0
2030 | 9 | 17 | 0 | 672.1878 | 0
2030 | 9 | 17 | 1 | 670.5274 | 0
2030 | 9 | 17 | 2 | 655.7472 | 0
2030 | 9 | 17 | 3 | 649.5866 | 0
2030 | 9 | 17 | 4 | 651.9294 | 0
2030 | 9 | 17 | 5 | 675.9859 | 0
2030 | 9 | 17 | 6 | 731.4432 | 0
2030 | 9 | 17 | 7 | 786.9005 | 0
2030 | 9 | 17 | 8 | 837.9875 | 0
2030 | 9 | 17 | 9 | 886.1397 | 0
2030 | 9 | 17 | 10 | 935.8173 | 0
2030 | 9 | 17 | 11 | 972.4886 | 0
2030 | 9 | 17 | 12 | 994.7539 | 0
2030 | 9 | 17 | 13 | 1014.1082 | 14.1082
2030 | 9 | 17 | 14 | 1023.5044 | 23.5044
2030 | 9 | 17 | 15 | 1031.2604 | 31.2604
2030 | 9 | 17 | 16 | 1035.4974 | 35.4974
2030 | 9 | 17 | 17 | 1030.5925 | 30.5925
2030 | 9 | 17 | 18 | 1004.0964 | 4.0964
2030 | 9 | 17 | 19 | 985.1107 | 0
2030 | 9 | 17 | 20 | 972.1145 | 0
2030 | 9 | 17 | 21 | 927.7735 | 0
2030 | 9 | 17 | 22 | 872.5486 | 0
2030 | 9 | 17 | 23 | 816.0569 | 0
2030 | 9 | 18 | 0 | 772.5607 | 0
2030 | 9 | 18 | 1 | 768.0853 | 0
2030 | 9 | 18 | 2 | 745.8608 | 0
2030 | 9 | 18 | 3 | 732.652 | 0
2030 | 9 | 18 | 4 | 728.1587 | 0
2030 | 9 | 18 | 5 | 746.6671 | 0
2030 | 9 | 18 | 6 | 800.2867 | 0
2030 | 9 | 18 | 7 | 852.3266 | 0
2030 | 9 | 18 | 8 | 893.3156 | 0
2030 | 9 | 18 | 9 | 943.572 | 0
2030 | 9 | 18 | 10 | 993.3339 | 0
2030 | 9 | 18 | 11 | 1028.962 | 28.962
2030 | 9 | 18 | 12 | 1062.8541 | 62.8541
2030 | 9 | 18 | 13 | 1081.4225 | 81.4225
2030 | 9 | 18 | 14 | 1088.5448 | 88.5448
2030 | 9 | 18 | 15 | 1095.0761 | 95.0761
2030 | 9 | 18 | 16 | 1101.0216 | 101.0216
2030 | 9 | 18 | 17 | 1092.2362 | 92.2362
2030 | 9 | 18 | 18 | 1065.3929 | 65.3929
2030 | 9 | 18 | 19 | 1045.2242 | 45.2242
2030 | 9 | 18 | 20 | 1024.1141 | 24.1141
2030 | 9 | 18 | 21 | 975.8217 | 0
2030 | 9 | 18 | 22 | 924.2647 | 0
2030 | 9 | 18 | 23 | 867.7543 | 0
2030 | 9 | 19 | 0 | 816.0934 | 0
2030 | 9 | 19 | 1 | 777.5013 | 0
2030 | 9 | 19 | 2 | 738.9092 | 0
2030 | 9 | 19 | 3 | 726.3043 | 0
2030 | 9 | 19 | 4 | 720.566 | 0
2030 | 9 | 19 | 5 | 731.0217 | 0
2030 | 9 | 19 | 6 | 765.5158 | 0
2030 | 9 | 19 | 7 | 800.0099 | 0
2030 | 9 | 19 | 8 | 804.5739 | 0
2030 | 9 | 19 | 9 | 831.5359 | 0
2030 | 9 | 19 | 10 | 849.856 | 0
2030 | 9 | 19 | 11 | 860.5196 | 0
2030 | 9 | 19 | 12 | 863.7527 | 0
2030 | 9 | 19 | 13 | 863.9293 | 0
2030 | 9 | 19 | 14 | 854.7057 | 0
2030 | 9 | 19 | 15 | 846.8492 | 0
2030 | 9 | 19 | 16 | 841.5524 | 0
2030 | 9 | 19 | 17 | 833.2895 | 0
2030 | 9 | 19 | 18 | 809.4277 | 0
2030 | 9 | 19 | 19 | 806.7859 | 0
2030 | 9 | 19 | 20 | 802.7309 | 0
2030 | 9 | 19 | 21 | 775.706 | 0
2030 | 9 | 19 | 22 | 747.4455 | 0
2030 | 9 | 19 | 23 | 720.996 | 0
2030 | 9 | 20 | 0 | 693.0838 | 0
2030 | 9 | 20 | 1 | 638.3893 | 0
2030 | 9 | 20 | 2 | 620.2983 | 0
2030 | 9 | 20 | 3 | 612.278 | 0
2030 | 9 | 20 | 4 | 613.6295 | 0
2030 | 9 | 20 | 5 | 637.5224 | 0
2030 | 9 | 20 | 6 | 687.6519 | 0
2030 | 9 | 20 | 7 | 737.7814 | 0
2030 | 9 | 20 | 8 | 774.3802 | 0
2030 | 9 | 20 | 9 | 812.0191 | 0
2030 | 9 | 20 | 10 | 829.7899 | 0
2030 | 9 | 20 | 11 | 837.3241 | 0
2030 | 9 | 20 | 12 | 840.9517 | 0
2030 | 9 | 20 | 13 | 842.363 | 0
2030 | 9 | 20 | 14 | 834.212 | 0
2030 | 9 | 20 | 15 | 826.5842 | 0
2030 | 9 | 20 | 16 | 827.3551 | 0
2030 | 9 | 20 | 17 | 821.244 | 0
2030 | 9 | 20 | 18 | 793.4684 | 0
2030 | 9 | 20 | 19 | 797.5635 | 0
2030 | 9 | 20 | 20 | 802.6214 | 0
2030 | 9 | 20 | 21 | 766.8787 | 0
2030 | 9 | 20 | 22 | 726.3205 | 0
2030 | 9 | 20 | 23 | 681.5661 | 0
2030 | 9 | 21 | 0 | 640.0847 | 0
2030 | 9 | 21 | 1 | 622.243 | 0
2030 | 9 | 21 | 2 | 604.4014 | 0
2030 | 9 | 21 | 3 | 593.9455 | 0
2030 | 9 | 21 | 4 | 591.5406 | 0
2030 | 9 | 21 | 5 | 604.3825 | 0
2030 | 9 | 21 | 6 | 634.4608 | 0
2030 | 9 | 21 | 7 | 651.8706 | 0
2030 | 9 | 21 | 8 | 663.3858 | 0
2030 | 9 | 21 | 9 | 703.7445 | 0
2030 | 9 | 21 | 10 | 745.8586 | 0
2030 | 9 | 21 | 11 | 766.3111 | 0
2030 | 9 | 21 | 12 | 775.1666 | 0
2030 | 9 | 21 | 13 | 773.2772 | 0
2030 | 9 | 21 | 14 | 764.2854 | 0
2030 | 9 | 21 | 15 | 759.1717 | 0
2030 | 9 | 21 | 16 | 759.6982 | 0
2030 | 9 | 21 | 17 | 765.5374 | 0
2030 | 9 | 21 | 18 | 747.9473 | 0
2030 | 9 | 21 | 19 | 756.8287 | 0
2030 | 9 | 21 | 20 | 758.4052 | 0
2030 | 9 | 21 | 21 | 723.368 | 0
2030 | 9 | 21 | 22 | 690.31 | 0
2030 | 9 | 21 | 23 | 658.0645 | 0
2030 | 9 | 22 | 0 | 625.4151 | 0
2030 | 9 | 22 | 1 | 609.8113 | 0
2030 | 9 | 22 | 2 | 594.2075 | 0
2030 | 9 | 22 | 3 | 584.6546 | 0
2030 | 9 | 22 | 4 | 581.2494 | 0
2030 | 9 | 22 | 5 | 585.8661 | 0
2030 | 9 | 22 | 6 | 596.4639 | 0
2030 | 9 | 22 | 7 | 607.0618 | 0
2030 | 9 | 22 | 8 | 613.374 | 0
2030 | 9 | 22 | 9 | 643.096 | 0
2030 | 9 | 22 | 10 | 672.7385 | 0
2030 | 9 | 22 | 11 | 701.8 | 0
2030 | 9 | 22 | 12 | 717.3968 | 0
2030 | 9 | 22 | 13 | 722.4512 | 0
2030 | 9 | 22 | 14 | 721.2934 | 0
2030 | 9 | 22 | 15 | 716.4979 | 0
2030 | 9 | 22 | 16 | 720.0163 | 0
2030 | 9 | 22 | 17 | 724.3935 | 0
2030 | 9 | 22 | 18 | 714.8144 | 0
2030 | 9 | 22 | 19 | 728.0639 | 0
2030 | 9 | 22 | 20 | 731.6538 | 0
2030 | 9 | 22 | 21 | 705.2105 | 0
2030 | 9 | 22 | 22 | 678.0402 | 0
2030 | 9 | 22 | 23 | 655.6859 | 0
2030 | 9 | 23 | 0 | 629.2261 | 0
2030 | 9 | 23 | 1 | 612.8781 | 0
2030 | 9 | 23 | 2 | 598.2753 | 0
2030 | 9 | 23 | 3 | 592.5538 | 0
2030 | 9 | 23 | 4 | 594.0731 | 0
2030 | 9 | 23 | 5 | 616.3793 | 0
2030 | 9 | 23 | 6 | 669.7482 | 0
2030 | 9 | 23 | 7 | 723.1171 | 0
2030 | 9 | 23 | 8 | 749.8793 | 0
2030 | 9 | 23 | 9 | 776.3375 | 0
2030 | 9 | 23 | 10 | 795.7249 | 0
2030 | 9 | 23 | 11 | 809.6252 | 0
2030 | 9 | 23 | 12 | 815.5073 | 0
2030 | 9 | 23 | 13 | 819.9709 | 0
2030 | 9 | 23 | 14 | 817.8922 | 0
2030 | 9 | 23 | 15 | 820.9601 | 0
2030 | 9 | 23 | 16 | 826.2528 | 0
2030 | 9 | 23 | 17 | 824.6234 | 0
2030 | 9 | 23 | 18 | 804.8558 | 0
2030 | 9 | 23 | 19 | 806.3837 | 0
2030 | 9 | 23 | 20 | 809.4325 | 0
2030 | 9 | 23 | 21 | 775.3395 | 0
2030 | 9 | 23 | 22 | 733.5867 | 0
2030 | 9 | 23 | 23 | 688.6146 | 0
2030 | 9 | 24 | 0 | 651.7659 | 0
2030 | 9 | 24 | 1 | 646.5305 | 0
2030 | 9 | 24 | 2 | 629.6595 | 0
2030 | 9 | 24 | 3 | 622.5708 | 0
2030 | 9 | 24 | 4 | 623.3509 | 0
2030 | 9 | 24 | 5 | 646.1768 | 0
2030 | 9 | 24 | 6 | 700.9202 | 0
2030 | 9 | 24 | 7 | 755.6636 | 0
2030 | 9 | 24 | 8 | 786.182 | 0
2030 | 9 | 24 | 9 | 808.5952 | 0
2030 | 9 | 24 | 10 | 833.6489 | 0
2030 | 9 | 24 | 11 | 850.4999 | 0
2030 | 9 | 24 | 12 | 858.728 | 0
2030 | 9 | 24 | 13 | 862.4579 | 0
2030 | 9 | 24 | 14 | 859.1632 | 0
2030 | 9 | 24 | 15 | 860.2001 | 0
2030 | 9 | 24 | 16 | 857.3646 | 0
2030 | 9 | 24 | 17 | 858.8837 | 0
2030 | 9 | 24 | 18 | 846.2409 | 0
2030 | 9 | 24 | 19 | 852.983 | 0
2030 | 9 | 24 | 20 | 846.5743 | 0
2030 | 9 | 24 | 21 | 805.2412 | 0
2030 | 9 | 24 | 22 | 760.5901 | 0
2030 | 9 | 24 | 23 | 713.5482 | 0
2030 | 9 | 25 | 0 | 675.3316 | 0
2030 | 9 | 25 | 1 | 662.0362 | 0
2030 | 9 | 25 | 2 | 645.6353 | 0
2030 | 9 | 25 | 3 | 637.8086 | 0
2030 | 9 | 25 | 4 | 636.0048 | 0
2030 | 9 | 25 | 5 | 660.5016 | 0
2030 | 9 | 25 | 6 | 713.6952 | 0
2030 | 9 | 25 | 7 | 766.8887 | 0
2030 | 9 | 25 | 8 | 788.6471 | 0
2030 | 9 | 25 | 9 | 811.9084 | 0
2030 | 9 | 25 | 10 | 830.8469 | 0
2030 | 9 | 25 | 11 | 836.3012 | 0
2030 | 9 | 25 | 12 | 840.2732 | 0
2030 | 9 | 25 | 13 | 840.8193 | 0
2030 | 9 | 25 | 14 | 834.2956 | 0
2030 | 9 | 25 | 15 | 833.9351 | 0
2030 | 9 | 25 | 16 | 838.34 | 0
2030 | 9 | 25 | 17 | 839.0906 | 0
2030 | 9 | 25 | 18 | 825.4247 | 0
2030 | 9 | 25 | 19 | 832.6144 | 0
2030 | 9 | 25 | 20 | 828.9788 | 0
2030 | 9 | 25 | 21 | 787.6506 | 0
2030 | 9 | 25 | 22 | 743.952 | 0
2030 | 9 | 25 | 23 | 698.5558 | 0
2030 | 9 | 26 | 0 | 661.9003 | 0
2030 | 9 | 26 | 1 | 643.8389 | 0
2030 | 9 | 26 | 2 | 625.7776 | 0
2030 | 9 | 26 | 3 | 616.4965 | 0
2030 | 9 | 26 | 4 | 614.1837 | 0
2030 | 9 | 26 | 5 | 637.2656 | 0
2030 | 9 | 26 | 6 | 692.4092 | 0
2030 | 9 | 26 | 7 | 747.5527 | 0
2030 | 9 | 26 | 8 | 767.9436 | 0
2030 | 9 | 26 | 9 | 791.929 | 0
2030 | 9 | 26 | 10 | 810.6108 | 0
2030 | 9 | 26 | 11 | 821.0054 | 0
2030 | 9 | 26 | 12 | 826.0156 | 0
2030 | 9 | 26 | 13 | 830.6815 | 0
2030 | 9 | 26 | 14 | 826.2925 | 0
2030 | 9 | 26 | 15 | 826.9775 | 0
2030 | 9 | 26 | 16 | 828.2751 | 0
2030 | 9 | 26 | 17 | 826.0024 | 0
2030 | 9 | 26 | 18 | 804.0786 | 0
2030 | 9 | 26 | 19 | 815.9794 | 0
2030 | 9 | 26 | 20 | 815.3316 | 0
2030 | 9 | 26 | 21 | 778.307 | 0
2030 | 9 | 26 | 22 | 734.6154 | 0
2030 | 9 | 26 | 23 | 691.0925 | 0
2030 | 9 | 27 | 0 | 656.7274 | 0
2030 | 9 | 27 | 1 | 652.7323 | 0
2030 | 9 | 27 | 2 | 648.7371 | 0
2030 | 9 | 27 | 3 | 639.7581 | 0
2030 | 9 | 27 | 4 | 636.8994 | 0
2030 | 9 | 27 | 5 | 655.7059 | 0
2030 | 9 | 27 | 6 | 693.6135 | 0
2030 | 9 | 27 | 7 | 731.5212 | 0
2030 | 9 | 27 | 8 | 762.8203 | 0
2030 | 9 | 27 | 9 | 788.5907 | 0
2030 | 9 | 27 | 10 | 815.1805 | 0
2030 | 9 | 27 | 11 | 830.895 | 0
2030 | 9 | 27 | 12 | 842.4366 | 0
2030 | 9 | 27 | 13 | 849.3982 | 0
2030 | 9 | 27 | 14 | 849.5478 | 0
2030 | 9 | 27 | 15 | 851.6367 | 0
2030 | 9 | 27 | 16 | 847.0715 | 0
2030 | 9 | 27 | 17 | 836.2618 | 0
2030 | 9 | 27 | 18 | 810.0305 | 0
2030 | 9 | 27 | 19 | 817.3168 | 0
2030 | 9 | 27 | 20 | 807.5458 | 0
2030 | 9 | 27 | 21 | 773.2812 | 0
2030 | 9 | 27 | 22 | 740.6818 | 0
2030 | 9 | 27 | 23 | 708.5655 | 0
2030 | 9 | 28 | 0 | 681.1562 | 0
2030 | 9 | 28 | 1 | 641.6119 | 0
2030 | 9 | 28 | 2 | 602.0677 | 0
2030 | 9 | 28 | 3 | 589.7646 | 0
2030 | 9 | 28 | 4 | 584.9954 | 0
2030 | 9 | 28 | 5 | 592.5325 | 0
2030 | 9 | 28 | 6 | 608.9781 | 0
2030 | 9 | 28 | 7 | 625.4237 | 0
2030 | 9 | 28 | 8 | 639.7772 | 0
2030 | 9 | 28 | 9 | 671.3526 | 0
2030 | 9 | 28 | 10 | 705.6978 | 0
2030 | 9 | 28 | 11 | 725.0612 | 0
2030 | 9 | 28 | 12 | 731.59 | 0
2030 | 9 | 28 | 13 | 728.3863 | 0
2030 | 9 | 28 | 14 | 719.4247 | 0
2030 | 9 | 28 | 15 | 711.4401 | 0
2030 | 9 | 28 | 16 | 709.6793 | 0
2030 | 9 | 28 | 17 | 711.2436 | 0
2030 | 9 | 28 | 18 | 697.0436 | 0
2030 | 9 | 28 | 19 | 713.0626 | 0
2030 | 9 | 28 | 20 | 713.7254 | 0
2030 | 9 | 28 | 21 | 687.6081 | 0
2030 | 9 | 28 | 22 | 665.7823 | 0
2030 | 9 | 28 | 23 | 642.0694 | 0
2030 | 9 | 29 | 0 | 619.2235 | 0
2030 | 9 | 29 | 1 | 613.9585 | 0
2030 | 9 | 29 | 2 | 598.4673 | 0
2030 | 9 | 29 | 3 | 587.6406 | 0
2030 | 9 | 29 | 4 | 581.879 | 0
2030 | 9 | 29 | 5 | 586.8168 | 0
2030 | 9 | 29 | 6 | 595.0961 | 0
2030 | 9 | 29 | 7 | 603.3754 | 0
2030 | 9 | 29 | 8 | 610.3454 | 0
2030 | 9 | 29 | 9 | 633.1671 | 0
2030 | 9 | 29 | 10 | 657.0537 | 0
2030 | 9 | 29 | 11 | 679.3922 | 0
2030 | 9 | 29 | 12 | 691.3208 | 0
2030 | 9 | 29 | 13 | 695.0887 | 0
2030 | 9 | 29 | 14 | 694.6883 | 0
2030 | 9 | 29 | 15 | 698.504 | 0
2030 | 9 | 29 | 16 | 700.2723 | 0
2030 | 9 | 29 | 17 | 705.1201 | 0
2030 | 9 | 29 | 18 | 699.1427 | 0
2030 | 9 | 29 | 19 | 721.9515 | 0
2030 | 9 | 29 | 20 | 723.4174 | 0
2030 | 9 | 29 | 21 | 697.4822 | 0
2030 | 9 | 29 | 22 | 670.8035 | 0
2030 | 9 | 29 | 23 | 650.2064 | 0
2030 | 9 | 30 | 0 | 629.9682 | 0
2030 | 9 | 30 | 1 | 641.6394 | 0
2030 | 9 | 30 | 2 | 627.9025 | 0
2030 | 9 | 30 | 3 | 620.0737 | 0
2030 | 9 | 30 | 4 | 620.7021 | 0
2030 | 9 | 30 | 5 | 638.9791 | 0
2030 | 9 | 30 | 6 | 686.8419 | 0
2030 | 9 | 30 | 7 | 734.7047 | 0
2030 | 9 | 30 | 8 | 765.962 | 0
2030 | 9 | 30 | 9 | 800.938 | 0
2030 | 9 | 30 | 10 | 826.2515 | 0
2030 | 9 | 30 | 11 | 844.5146 | 0
2030 | 9 | 30 | 12 | 855.386 | 0
2030 | 9 | 30 | 13 | 863.7985 | 0
2030 | 9 | 30 | 14 | 863.7892 | 0
2030 | 9 | 30 | 15 | 862.4156 | 0
2030 | 9 | 30 | 16 | 863.5761 | 0
2030 | 9 | 30 | 17 | 860.7216 | 0
2030 | 9 | 30 | 18 | 842.5885 | 0
2030 | 9 | 30 | 19 | 857.6634 | 0
2030 | 9 | 30 | 20 | 847.6069 | 0
2030 | 9 | 30 | 21 | 806.6767 | 0
2030 | 9 | 30 | 22 | 767.6829 | 0
2030 | 9 | 30 | 23 | 726.1573 | 0
2030 | 10 | 1 | 0 | 689.8972 | 0
2030 | 10 | 1 | 1 | 647.2559 | 0
2030 | 10 | 1 | 2 | 631.8177 | 0
2030 | 10 | 1 | 3 | 623.7352 | 0
2030 | 10 | 1 | 4 | 623.2684 | 0
2030 | 10 | 1 | 5 | 645.7522 | 0
2030 | 10 | 1 | 6 | 694.7174 | 0
2030 | 10 | 1 | 7 | 743.6826 | 0
2030 | 10 | 1 | 8 | 786.5613 | 0
2030 | 10 | 1 | 9 | 820.4294 | 0
2030 | 10 | 1 | 10 | 842.0491 | 0
2030 | 10 | 1 | 11 | 855.0738 | 0
2030 | 10 | 1 | 12 | 854.8668 | 0
2030 | 10 | 1 | 13 | 855.9944 | 0
2030 | 10 | 1 | 14 | 851.6128 | 0
2030 | 10 | 1 | 15 | 845.8952 | 0
2030 | 10 | 1 | 16 | 836.7045 | 0
2030 | 10 | 1 | 17 | 833.49 | 0
2030 | 10 | 1 | 18 | 824.0103 | 0
2030 | 10 | 1 | 19 | 840.4608 | 0
2030 | 10 | 1 | 20 | 825.372 | 0
2030 | 10 | 1 | 21 | 785.5157 | 0
2030 | 10 | 1 | 22 | 747.618 | 0
2030 | 10 | 1 | 23 | 703.7115 | 0
2030 | 10 | 2 | 0 | 668.798 | 0
2030 | 10 | 2 | 1 | 671.5597 | 0
2030 | 10 | 2 | 2 | 653.0577 | 0
2030 | 10 | 2 | 3 | 645.1623 | 0
2030 | 10 | 2 | 4 | 645.9315 | 0
2030 | 10 | 2 | 5 | 665.3038 | 0
2030 | 10 | 2 | 6 | 712.8621 | 0
2030 | 10 | 2 | 7 | 760.4204 | 0
2030 | 10 | 2 | 8 | 783.8019 | 0
2030 | 10 | 2 | 9 | 821.9131 | 0
2030 | 10 | 2 | 10 | 848.4951 | 0
2030 | 10 | 2 | 11 | 866.0567 | 0
2030 | 10 | 2 | 12 | 875.188 | 0
2030 | 10 | 2 | 13 | 881.3291 | 0
2030 | 10 | 2 | 14 | 882.6251 | 0
2030 | 10 | 2 | 15 | 883.3721 | 0
2030 | 10 | 2 | 16 | 882.6209 | 0
2030 | 10 | 2 | 17 | 876.5115 | 0
2030 | 10 | 2 | 18 | 865.5665 | 0
2030 | 10 | 2 | 19 | 873.2825 | 0
2030 | 10 | 2 | 20 | 850.651 | 0
2030 | 10 | 2 | 21 | 817.365 | 0
2030 | 10 | 2 | 22 | 784.3908 | 0
2030 | 10 | 2 | 23 | 743.5942 | 0
2030 | 10 | 3 | 0 | 710.5192 | 0
2030 | 10 | 3 | 1 | 674.5922 | 0
2030 | 10 | 3 | 2 | 638.6651 | 0
2030 | 10 | 3 | 3 | 631.0587 | 0
2030 | 10 | 3 | 4 | 631.9393 | 0
2030 | 10 | 3 | 5 | 651.4789 | 0
2030 | 10 | 3 | 6 | 687.7773 | 0
2030 | 10 | 3 | 7 | 724.0757 | 0
2030 | 10 | 3 | 8 | 749.6275 | 0
2030 | 10 | 3 | 9 | 765.7717 | 0
2030 | 10 | 3 | 10 | 780.3888 | 0
2030 | 10 | 3 | 11 | 790.4561 | 0
2030 | 10 | 3 | 12 | 792.9601 | 0
2030 | 10 | 3 | 13 | 794.6088 | 0
2030 | 10 | 3 | 14 | 785.5738 | 0
2030 | 10 | 3 | 15 | 779.0203 | 0
2030 | 10 | 3 | 16 | 774.3095 | 0
2030 | 10 | 3 | 17 | 769.4348 | 0
2030 | 10 | 3 | 18 | 759.3765 | 0
2030 | 10 | 3 | 19 | 776.0478 | 0
2030 | 10 | 3 | 20 | 767.5189 | 0
2030 | 10 | 3 | 21 | 739.8013 | 0
2030 | 10 | 3 | 22 | 709.3616 | 0
2030 | 10 | 3 | 23 | 678.1949 | 0
2030 | 10 | 4 | 0 | 653.4924 | 0
2030 | 10 | 4 | 1 | 638.6582 | 0
2030 | 10 | 4 | 2 | 622.3409 | 0
2030 | 10 | 4 | 3 | 614.4129 | 0
2030 | 10 | 4 | 4 | 617.0066 | 0
2030 | 10 | 4 | 5 | 639.3632 | 0
2030 | 10 | 4 | 6 | 695.0811 | 0
2030 | 10 | 4 | 7 | 727.5827 | 0
2030 | 10 | 4 | 8 | 760.0574 | 0
2030 | 10 | 4 | 9 | 792.4317 | 0
2030 | 10 | 4 | 10 | 815.5697 | 0
2030 | 10 | 4 | 11 | 829.321 | 0
2030 | 10 | 4 | 12 | 831.4564 | 0
2030 | 10 | 4 | 13 | 831.173 | 0
2030 | 10 | 4 | 14 | 826.2746 | 0
2030 | 10 | 4 | 15 | 818.0431 | 0
2030 | 10 | 4 | 16 | 814.6399 | 0
2030 | 10 | 4 | 17 | 809.683 | 0
2030 | 10 | 4 | 18 | 794.5496 | 0
2030 | 10 | 4 | 19 | 805.4374 | 0
2030 | 10 | 4 | 20 | 791.8523 | 0
2030 | 10 | 4 | 21 | 761.8569 | 0
2030 | 10 | 4 | 22 | 731.3828 | 0
2030 | 10 | 4 | 23 | 693.4891 | 0
2030 | 10 | 5 | 0 | 664.9575 | 0
2030 | 10 | 5 | 1 | 639.4763 | 0
2030 | 10 | 5 | 2 | 613.9952 | 0
2030 | 10 | 5 | 3 | 605.6833 | 0
2030 | 10 | 5 | 4 | 605.8539 | 0
2030 | 10 | 5 | 5 | 615.9183 | 0
2030 | 10 | 5 | 6 | 639.957 | 0
2030 | 10 | 5 | 7 | 655.7454 | 0
2030 | 10 | 5 | 8 | 654.0219 | 0
2030 | 10 | 5 | 9 | 672.7688 | 0
2030 | 10 | 5 | 10 | 692.4766 | 0
2030 | 10 | 5 | 11 | 701.3594 | 0
2030 | 10 | 5 | 12 | 702.8207 | 0
2030 | 10 | 5 | 13 | 694.3403 | 0
2030 | 10 | 5 | 14 | 682.7751 | 0
2030 | 10 | 5 | 15 | 668.0151 | 0
2030 | 10 | 5 | 16 | 662.3061 | 0
2030 | 10 | 5 | 17 | 661.8057 | 0
2030 | 10 | 5 | 18 | 670.1272 | 0
2030 | 10 | 5 | 19 | 678.4487 | 0
2030 | 10 | 5 | 20 | 673.0525 | 0
2030 | 10 | 5 | 21 | 656.7754 | 0
2030 | 10 | 5 | 22 | 642.6617 | 0
2030 | 10 | 5 | 23 | 625.4155 | 0
2030 | 10 | 6 | 0 | 611.0586 | 0
2030 | 10 | 6 | 1 | 595.6235 | 0
2030 | 10 | 6 | 2 | 585.9515 | 0
2030 | 10 | 6 | 3 | 579.0973 | 0
2030 | 10 | 6 | 4 | 578.6025 | 0
2030 | 10 | 6 | 5 | 585.6688 | 0
2030 | 10 | 6 | 6 | 603.7658 | 0
2030 | 10 | 6 | 7 | 613.3417 | 0
2030 | 10 | 6 | 8 | 612.6517 | 0
2030 | 10 | 6 | 9 | 632.0504 | 0
2030 | 10 | 6 | 10 | 658.7089 | 0
2030 | 10 | 6 | 11 | 680.0232 | 0
2030 | 10 | 6 | 12 | 692.2657 | 0
2030 | 10 | 6 | 13 | 692.9003 | 0
2030 | 10 | 6 | 14 | 687.6412 | 0
2030 | 10 | 6 | 15 | 682.1168 | 0
2030 | 10 | 6 | 16 | 683.3099 | 0
2030 | 10 | 6 | 17 | 691.0308 | 0
2030 | 10 | 6 | 18 | 688.0022 | 0
2030 | 10 | 6 | 19 | 705.4557 | 0
2030 | 10 | 6 | 20 | 700.3237 | 0
2030 | 10 | 6 | 21 | 679.3848 | 0
2030 | 10 | 6 | 22 | 657.471 | 0
2030 | 10 | 6 | 23 | 636.0268 | 0
2030 | 10 | 7 | 0 | 617.9426 | 0
2030 | 10 | 7 | 1 | 613.5297 | 0
2030 | 10 | 7 | 2 | 599.2783 | 0
2030 | 10 | 7 | 3 | 593.1609 | 0
2030 | 10 | 7 | 4 | 596.585 | 0
2030 | 10 | 7 | 5 | 619.2777 | 0
2030 | 10 | 7 | 6 | 678.1592 | 0
2030 | 10 | 7 | 7 | 737.0407 | 0
2030 | 10 | 7 | 8 | 755.1658 | 0
2030 | 10 | 7 | 9 | 787.7804 | 0
2030 | 10 | 7 | 10 | 810.8793 | 0
2030 | 10 | 7 | 11 | 826.6883 | 0
2030 | 10 | 7 | 12 | 835.5445 | 0
2030 | 10 | 7 | 13 | 841.187 | 0
2030 | 10 | 7 | 14 | 840.3376 | 0
2030 | 10 | 7 | 15 | 840.4902 | 0
2030 | 10 | 7 | 16 | 841.277 | 0
2030 | 10 | 7 | 17 | 836.8204 | 0
2030 | 10 | 7 | 18 | 819.861 | 0
2030 | 10 | 7 | 19 | 823.6382 | 0
2030 | 10 | 7 | 20 | 807.9549 | 0
2030 | 10 | 7 | 21 | 769.9352 | 0
2030 | 10 | 7 | 22 | 732.1642 | 0
2030 | 10 | 7 | 23 | 691.2105 | 0
2030 | 10 | 8 | 0 | 659.4387 | 0
2030 | 10 | 8 | 1 | 638.486 | 0
2030 | 10 | 8 | 2 | 621.8302 | 0
2030 | 10 | 8 | 3 | 614.5486 | 0
2030 | 10 | 8 | 4 | 616.8273 | 0
2030 | 10 | 8 | 5 | 644.0742 | 0
2030 | 10 | 8 | 6 | 707.4521 | 0
2030 | 10 | 8 | 7 | 749.704 | 0
2030 | 10 | 8 | 8 | 792.7568 | 0
2030 | 10 | 8 | 9 | 824.6906 | 0
2030 | 10 | 8 | 10 | 854.7755 | 0
2030 | 10 | 8 | 11 | 877.8095 | 0
2030 | 10 | 8 | 12 | 891.9855 | 0
2030 | 10 | 8 | 13 | 903.6296 | 0
2030 | 10 | 8 | 14 | 904.9734 | 0
2030 | 10 | 8 | 15 | 904.4779 | 0
2030 | 10 | 8 | 16 | 893.7444 | 0
2030 | 10 | 8 | 17 | 891.4446 | 0
2030 | 10 | 8 | 18 | 879.8736 | 0
2030 | 10 | 8 | 19 | 884.0866 | 0
2030 | 10 | 8 | 20 | 864.4646 | 0
2030 | 10 | 8 | 21 | 823.6969 | 0
2030 | 10 | 8 | 22 | 776.0079 | 0
2030 | 10 | 8 | 23 | 723.8804 | 0
2030 | 10 | 9 | 0 | 681.2967 | 0
2030 | 10 | 9 | 1 | 686.4213 | 0
2030 | 10 | 9 | 2 | 666.8399 | 0
2030 | 10 | 9 | 3 | 657.9816 | 0
2030 | 10 | 9 | 4 | 657.1641 | 0
2030 | 10 | 9 | 5 | 673.2213 | 0
2030 | 10 | 9 | 6 | 718.8359 | 0
2030 | 10 | 9 | 7 | 751.542 | 0
2030 | 10 | 9 | 8 | 786.4125 | 0
2030 | 10 | 9 | 9 | 815.4545 | 0
2030 | 10 | 9 | 10 | 839.2877 | 0
2030 | 10 | 9 | 11 | 853.2022 | 0
2030 | 10 | 9 | 12 | 859.218 | 0
2030 | 10 | 9 | 13 | 864.109 | 0
2030 | 10 | 9 | 14 | 863.7246 | 0
2030 | 10 | 9 | 15 | 861.7659 | 0
2030 | 10 | 9 | 16 | 862.7194 | 0
2030 | 10 | 9 | 17 | 860.2348 | 0
2030 | 10 | 9 | 18 | 860.2558 | 0
2030 | 10 | 9 | 19 | 860.2769 | 0
2030 | 10 | 9 | 20 | 838.5394 | 0
2030 | 10 | 9 | 21 | 805.8542 | 0
2030 | 10 | 9 | 22 | 774.0597 | 0
2030 | 10 | 9 | 23 | 734.6676 | 0
2030 | 10 | 10 | 0 | 703.8439 | 0
2030 | 10 | 10 | 1 | 666.1788 | 0
2030 | 10 | 10 | 2 | 628.5136 | 0
2030 | 10 | 10 | 3 | 620.3564 | 0
2030 | 10 | 10 | 4 | 621.7248 | 0
2030 | 10 | 10 | 5 | 636.9633 | 0
2030 | 10 | 10 | 6 | 690.5992 | 0
2030 | 10 | 10 | 7 | 744.2352 | 0
2030 | 10 | 10 | 8 | 771.0664 | 0
2030 | 10 | 10 | 9 | 801.2592 | 0
2030 | 10 | 10 | 10 | 818.4979 | 0
2030 | 10 | 10 | 11 | 828.4965 | 0
2030 | 10 | 10 | 12 | 831.5883 | 0
2030 | 10 | 10 | 13 | 832.6877 | 0
2030 | 10 | 10 | 14 | 830.1005 | 0
2030 | 10 | 10 | 15 | 827.6929 | 0
2030 | 10 | 10 | 16 | 829.5794 | 0
2030 | 10 | 10 | 17 | 823.8092 | 0
2030 | 10 | 10 | 18 | 814.4678 | 0
2030 | 10 | 10 | 19 | 824.1753 | 0
2030 | 10 | 10 | 20 | 811.3559 | 0
2030 | 10 | 10 | 21 | 781.9236 | 0
2030 | 10 | 10 | 22 | 749.5459 | 0
2030 | 10 | 10 | 23 | 710.4157 | 0
2030 | 10 | 11 | 0 | 679.9968 | 0
2030 | 10 | 11 | 1 | 642.2148 | 0
2030 | 10 | 11 | 2 | 624.0573 | 0
2030 | 10 | 11 | 3 | 616.2174 | 0
2030 | 10 | 11 | 4 | 616.4404 | 0
2030 | 10 | 11 | 5 | 639.2838 | 0
2030 | 10 | 11 | 6 | 688.2648 | 0
2030 | 10 | 11 | 7 | 737.2459 | 0
2030 | 10 | 11 | 8 | 776.1925 | 0
2030 | 10 | 11 | 9 | 804.9148 | 0
2030 | 10 | 11 | 10 | 819.6747 | 0
2030 | 10 | 11 | 11 | 826.5068 | 0
2030 | 10 | 11 | 12 | 824.9636 | 0
2030 | 10 | 11 | 13 | 822.1274 | 0
2030 | 10 | 11 | 14 | 816.0454 | 0
2030 | 10 | 11 | 15 | 809.4328 | 0
2030 | 10 | 11 | 16 | 807.4937 | 0
2030 | 10 | 11 | 17 | 804.2008 | 0
2030 | 10 | 11 | 18 | 793.7985 | 0
2030 | 10 | 11 | 19 | 802.3547 | 0
2030 | 10 | 11 | 20 | 791.9011 | 0
2030 | 10 | 11 | 21 | 760.869 | 0
2030 | 10 | 11 | 22 | 727.3546 | 0
2030 | 10 | 11 | 23 | 687.9162 | 0
2030 | 10 | 12 | 0 | 654.2377 | 0
2030 | 10 | 12 | 1 | 628.222 | 0
2030 | 10 | 12 | 2 | 610.2674 | 0
2030 | 10 | 12 | 3 | 592.3128 | 0
2030 | 10 | 12 | 4 | 590.8552 | 0
2030 | 10 | 12 | 5 | 602.4088 | 0
2030 | 10 | 12 | 6 | 630.9083 | 0
2030 | 10 | 12 | 7 | 653.6889 | 0
2030 | 10 | 12 | 8 | 654.0765 | 0
2030 | 10 | 12 | 9 | 680.867 | 0
2030 | 10 | 12 | 10 | 709.6896 | 0
2030 | 10 | 12 | 11 | 723.5717 | 0
2030 | 10 | 12 | 12 | 727.1972 | 0
2030 | 10 | 12 | 13 | 723.4843 | 0
2030 | 10 | 12 | 14 | 715.1765 | 0
2030 | 10 | 12 | 15 | 708.0531 | 0
2030 | 10 | 12 | 16 | 708.2328 | 0
2030 | 10 | 12 | 17 | 710.111 | 0
2030 | 10 | 12 | 18 | 707.615 | 0
2030 | 10 | 12 | 19 | 717.6262 | 0
2030 | 10 | 12 | 20 | 709.369 | 0
2030 | 10 | 12 | 21 | 690.3707 | 0
2030 | 10 | 12 | 22 | 668.6338 | 0
2030 | 10 | 12 | 23 | 640.7276 | 0
2030 | 10 | 13 | 0 | 617.8459 | 0
2030 | 10 | 13 | 1 | 604.3619 | 0
2030 | 10 | 13 | 2 | 587.6152 | 0
2030 | 10 | 13 | 3 | 578.9633 | 0
2030 | 10 | 13 | 4 | 575.88 | 0
2030 | 10 | 13 | 5 | 581.4719 | 0
2030 | 10 | 13 | 6 | 597.0595 | 0
2030 | 10 | 13 | 7 | 607.7263 | 0
2030 | 10 | 13 | 8 | 610.7079 | 0
2030 | 10 | 13 | 9 | 634.4056 | 0
2030 | 10 | 13 | 10 | 658.2683 | 0
2030 | 10 | 13 | 11 | 679.2576 | 0
2030 | 10 | 13 | 12 | 692.9711 | 0
2030 | 10 | 13 | 13 | 696.4651 | 0
2030 | 10 | 13 | 14 | 698.6018 | 0
2030 | 10 | 13 | 15 | 699.1575 | 0
2030 | 10 | 13 | 16 | 704.3768 | 0
2030 | 10 | 13 | 17 | 709.1913 | 0
2030 | 10 | 13 | 18 | 713.4838 | 0
2030 | 10 | 13 | 19 | 717.7763 | 0
2030 | 10 | 13 | 20 | 711.6395 | 0
2030 | 10 | 13 | 21 | 692.3119 | 0
2030 | 10 | 13 | 22 | 666.9685 | 0
2030 | 10 | 13 | 23 | 639.9762 | 0
2030 | 10 | 14 | 0 | 615.9629 | 0
2030 | 10 | 14 | 1 | 610.6654 | 0
2030 | 10 | 14 | 2 | 594.58 | 0
2030 | 10 | 14 | 3 | 584.1713 | 0
2030 | 10 | 14 | 4 | 580.435 | 0
2030 | 10 | 14 | 5 | 581.9916 | 0
2030 | 10 | 14 | 6 | 593.4204 | 0
2030 | 10 | 14 | 7 | 599.4044 | 0
2030 | 10 | 14 | 8 | 620.2786 | 0
2030 | 10 | 14 | 9 | 641.1529 | 0
2030 | 10 | 14 | 10 | 671.4919 | 0
2030 | 10 | 14 | 11 | 698.9746 | 0
2030 | 10 | 14 | 12 | 721.3208 | 0
2030 | 10 | 14 | 13 | 724.3688 | 0
2030 | 10 | 14 | 14 | 722.2404 | 0
2030 | 10 | 14 | 15 | 720.2142 | 0
2030 | 10 | 14 | 16 | 721.3871 | 0
2030 | 10 | 14 | 17 | 727.8789 | 0
2030 | 10 | 14 | 18 | 731.1624 | 0
2030 | 10 | 14 | 19 | 742.998 | 0
2030 | 10 | 14 | 20 | 731.7598 | 0
2030 | 10 | 14 | 21 | 708.1119 | 0
2030 | 10 | 14 | 22 | 678.571 | 0
2030 | 10 | 14 | 23 | 654.1955 | 0
2030 | 10 | 15 | 0 | 631.1994 | 0
2030 | 10 | 15 | 1 | 628.0608 | 0
2030 | 10 | 15 | 2 | 619.88 | 0
2030 | 10 | 15 | 3 | 611.3151 | 0
2030 | 10 | 15 | 4 | 610.5546 | 0
2030 | 10 | 15 | 5 | 629.5234 | 0
2030 | 10 | 15 | 6 | 683.6808 | 0
2030 | 10 | 15 | 7 | 737.8382 | 0
2030 | 10 | 15 | 8 | 766.2543 | 0
2030 | 10 | 15 | 9 | 794.8877 | 0
2030 | 10 | 15 | 10 | 812.5206 | 0
2030 | 10 | 15 | 11 | 824.7255 | 0
2030 | 10 | 15 | 12 | 828.6916 | 0
2030 | 10 | 15 | 13 | 833.3587 | 0
2030 | 10 | 15 | 14 | 831.7175 | 0
2030 | 10 | 15 | 15 | 826.0184 | 0
2030 | 10 | 15 | 16 | 820.2148 | 0
2030 | 10 | 15 | 17 | 822.8795 | 0
2030 | 10 | 15 | 18 | 826.9887 | 0
2030 | 10 | 15 | 19 | 826.4896 | 0
2030 | 10 | 15 | 20 | 807.7856 | 0
2030 | 10 | 15 | 21 | 774.3526 | 0
2030 | 10 | 15 | 22 | 739.031 | 0
2030 | 10 | 15 | 23 | 696.5053 | 0
2030 | 10 | 16 | 0 | 666.7379 | 0
2030 | 10 | 16 | 1 | 653.6834 | 0
2030 | 10 | 16 | 2 | 640.6289 | 0
2030 | 10 | 16 | 3 | 633.9407 | 0
2030 | 10 | 16 | 4 | 634.8858 | 0
2030 | 10 | 16 | 5 | 656.562 | 0
2030 | 10 | 16 | 6 | 709.8006 | 0
2030 | 10 | 16 | 7 | 763.0392 | 0
2030 | 10 | 16 | 8 | 780.5593 | 0
2030 | 10 | 16 | 9 | 807.4414 | 0
2030 | 10 | 16 | 10 | 828.468 | 0
2030 | 10 | 16 | 11 | 842.8043 | 0
2030 | 10 | 16 | 12 | 848.988 | 0
2030 | 10 | 16 | 13 | 853.5736 | 0
2030 | 10 | 16 | 14 | 850.1 | 0
2030 | 10 | 16 | 15 | 849.7668 | 0
2030 | 10 | 16 | 16 | 853.3639 | 0
2030 | 10 | 16 | 17 | 855.4455 | 0
2030 | 10 | 16 | 18 | 861.355 | 0
2030 | 10 | 16 | 19 | 861.5652 | 0
2030 | 10 | 16 | 20 | 837.45 | 0
2030 | 10 | 16 | 21 | 799.694 | 0
2030 | 10 | 16 | 22 | 767.0347 | 0
2030 | 10 | 16 | 23 | 725.5324 | 0
2030 | 10 | 17 | 0 | 691.2059 | 0
2030 | 10 | 17 | 1 | 667.4843 | 0
2030 | 10 | 17 | 2 | 643.7626 | 0
2030 | 10 | 17 | 3 | 636.7253 | 0
2030 | 10 | 17 | 4 | 637.1786 | 0
2030 | 10 | 17 | 5 | 657.5391 | 0
2030 | 10 | 17 | 6 | 711.3407 | 0
2030 | 10 | 17 | 7 | 765.1424 | 0
2030 | 10 | 17 | 8 | 784.3597 | 0
2030 | 10 | 17 | 9 | 808.8304 | 0
2030 | 10 | 17 | 10 | 825.4323 | 0
2030 | 10 | 17 | 11 | 834.7913 | 0
2030 | 10 | 17 | 12 | 835.0379 | 0
2030 | 10 | 17 | 13 | 836.4626 | 0
2030 | 10 | 17 | 14 | 831.3581 | 0
2030 | 10 | 17 | 15 | 828.941 | 0
2030 | 10 | 17 | 16 | 830.4265 | 0
2030 | 10 | 17 | 17 | 833.3104 | 0
2030 | 10 | 17 | 18 | 837.091 | 0
2030 | 10 | 17 | 19 | 840.8715 | 0
2030 | 10 | 17 | 20 | 826.0004 | 0
2030 | 10 | 17 | 21 | 795.2858 | 0
2030 | 10 | 17 | 22 | 762.3874 | 0
2030 | 10 | 17 | 23 | 726.8813 | 0
2030 | 10 | 18 | 0 | 697.951 | 0
2030 | 10 | 18 | 1 | 674.9236 | 0
2030 | 10 | 18 | 2 | 661.0368 | 0
2030 | 10 | 18 | 3 | 655.2292 | 0
2030 | 10 | 18 | 4 | 657.3122 | 0
2030 | 10 | 18 | 5 | 674.2336 | 0
2030 | 10 | 18 | 6 | 721.1283 | 0
2030 | 10 | 18 | 7 | 768.0229 | 0
2030 | 10 | 18 | 8 | 790.5012 | 0
2030 | 10 | 18 | 9 | 818.5368 | 0
2030 | 10 | 18 | 10 | 831.2674 | 0
2030 | 10 | 18 | 11 | 836.3816 | 0
2030 | 10 | 18 | 12 | 837.0121 | 0
2030 | 10 | 18 | 13 | 832.1969 | 0
2030 | 10 | 18 | 14 | 824.2663 | 0
2030 | 10 | 18 | 15 | 816.8846 | 0
2030 | 10 | 18 | 16 | 814.78 | 0
2030 | 10 | 18 | 17 | 817.7445 | 0
2030 | 10 | 18 | 18 | 821.0213 | 0
2030 | 10 | 18 | 19 | 823.2708 | 0
2030 | 10 | 18 | 20 | 805.4286 | 0
2030 | 10 | 18 | 21 | 778.4774 | 0
2030 | 10 | 18 | 22 | 754.4371 | 0
2030 | 10 | 18 | 23 | 727.439 | 0
2030 | 10 | 19 | 0 | 702.4099 | 0
2030 | 10 | 19 | 1 | 666.452 | 0
2030 | 10 | 19 | 2 | 630.4941 | 0
2030 | 10 | 19 | 3 | 620.6327 | 0
2030 | 10 | 19 | 4 | 618.2235 | 0
2030 | 10 | 19 | 5 | 630.6881 | 0
2030 | 10 | 19 | 6 | 661.264 | 0
2030 | 10 | 19 | 7 | 683.2709 | 0
2030 | 10 | 19 | 8 | 681.8544 | 0
2030 | 10 | 19 | 9 | 707.1572 | 0
2030 | 10 | 19 | 10 | 739.85 | 0
2030 | 10 | 19 | 11 | 758.6906 | 0
2030 | 10 | 19 | 12 | 762.7312 | 0
2030 | 10 | 19 | 13 | 758.2891 | 0
2030 | 10 | 19 | 14 | 749.098 | 0
2030 | 10 | 19 | 15 | 743.6189 | 0
2030 | 10 | 19 | 16 | 745.5902 | 0
2030 | 10 | 19 | 17 | 750.6148 | 0
2030 | 10 | 19 | 18 | 756.566 | 0
2030 | 10 | 19 | 19 | 761.4847 | 0
2030 | 10 | 19 | 20 | 743.1597 | 0
2030 | 10 | 19 | 21 | 717.4947 | 0
2030 | 10 | 19 | 22 | 695.2309 | 0
2030 | 10 | 19 | 23 | 669.9381 | 0
2030 | 10 | 20 | 0 | 648.4161 | 0
2030 | 10 | 20 | 1 | 631.3014 | 0
2030 | 10 | 20 | 2 | 614.1866 | 0
2030 | 10 | 20 | 3 | 604.9702 | 0
2030 | 10 | 20 | 4 | 603.2966 | 0
2030 | 10 | 20 | 5 | 613.2661 | 0
2030 | 10 | 20 | 6 | 635.1172 | 0
2030 | 10 | 20 | 7 | 640.5057 | 0
2030 | 10 | 20 | 8 | 645.8941 | 0
2030 | 10 | 20 | 9 | 665.7481 | 0
2030 | 10 | 20 | 10 | 693.4048 | 0
2030 | 10 | 20 | 11 | 716.2579 | 0
2030 | 10 | 20 | 12 | 726.1408 | 0
2030 | 10 | 20 | 13 | 731.2084 | 0
2030 | 10 | 20 | 14 | 727.8183 | 0
2030 | 10 | 20 | 15 | 727.7831 | 0
2030 | 10 | 20 | 16 | 735.336 | 0
2030 | 10 | 20 | 17 | 751.1421 | 0
2030 | 10 | 20 | 18 | 761.6604 | 0
2030 | 10 | 20 | 19 | 768.5 | 0
2030 | 10 | 20 | 20 | 755.5242 | 0
2030 | 10 | 20 | 21 | 731.2698 | 0
2030 | 10 | 20 | 22 | 702.7039 | 0
2030 | 10 | 20 | 23 | 674.8475 | 0
2030 | 10 | 21 | 0 | 651.8605 | 0
2030 | 10 | 21 | 1 | 651.9446 | 0
2030 | 10 | 21 | 2 | 637.4582 | 0
2030 | 10 | 21 | 3 | 630.7782 | 0
2030 | 10 | 21 | 4 | 634.0181 | 0
2030 | 10 | 21 | 5 | 655.8346 | 0
2030 | 10 | 21 | 6 | 712.2448 | 0
2030 | 10 | 21 | 7 | 768.6549 | 0
2030 | 10 | 21 | 8 | 789.8127 | 0
2030 | 10 | 21 | 9 | 816.1992 | 0
2030 | 10 | 21 | 10 | 830.6919 | 0
2030 | 10 | 21 | 11 | 838.7215 | 0
2030 | 10 | 21 | 12 | 843.3838 | 0
2030 | 10 | 21 | 13 | 846.6105 | 0
2030 | 10 | 21 | 14 | 846.9972 | 0
2030 | 10 | 21 | 15 | 845.1112 | 0
2030 | 10 | 21 | 16 | 848.0919 | 0
2030 | 10 | 21 | 17 | 852.1984 | 0
2030 | 10 | 21 | 18 | 853.8393 | 0
2030 | 10 | 21 | 19 | 853.1983 | 0
2030 | 10 | 21 | 20 | 832.5729 | 0
2030 | 10 | 21 | 21 | 796.4235 | 0
2030 | 10 | 21 | 22 | 757.3767 | 0
2030 | 10 | 21 | 23 | 717.3262 | 0
2030 | 10 | 22 | 0 | 685.0716 | 0
2030 | 10 | 22 | 1 | 652.9538 | 0
2030 | 10 | 22 | 2 | 638.2041 | 0
2030 | 10 | 22 | 3 | 632.4736 | 0
2030 | 10 | 22 | 4 | 636.4516 | 0
2030 | 10 | 22 | 5 | 659.3863 | 0
2030 | 10 | 22 | 6 | 718.7153 | 0
2030 | 10 | 22 | 7 | 778.0443 | 0
2030 | 10 | 22 | 8 | 803.0928 | 0
2030 | 10 | 22 | 9 | 825.0438 | 0
2030 | 10 | 22 | 10 | 838.1526 | 0
2030 | 10 | 22 | 11 | 843.7123 | 0
2030 | 10 | 22 | 12 | 838.9457 | 0
2030 | 10 | 22 | 13 | 833.1952 | 0
2030 | 10 | 22 | 14 | 820.4471 | 0
2030 | 10 | 22 | 15 | 812.7372 | 0
2030 | 10 | 22 | 16 | 803.5389 | 0
2030 | 10 | 22 | 17 | 809.7726 | 0
2030 | 10 | 22 | 18 | 827.5263 | 0
2030 | 10 | 22 | 19 | 828.2391 | 0
2030 | 10 | 22 | 20 | 807.7424 | 0
2030 | 10 | 22 | 21 | 770.3965 | 0
2030 | 10 | 22 | 22 | 735.5465 | 0
2030 | 10 | 22 | 23 | 694.8496 | 0
2030 | 10 | 23 | 0 | 662.5797 | 0
2030 | 10 | 23 | 1 | 664.1865 | 0
2030 | 10 | 23 | 2 | 646.2262 | 0
2030 | 10 | 23 | 3 | 638.6871 | 0
2030 | 10 | 23 | 4 | 639.6614 | 0
2030 | 10 | 23 | 5 | 661.9388 | 0
2030 | 10 | 23 | 6 | 720.8315 | 0
2030 | 10 | 23 | 7 | 779.7242 | 0
2030 | 10 | 23 | 8 | 800.9392 | 0
2030 | 10 | 23 | 9 | 825.7532 | 0
2030 | 10 | 23 | 10 | 846.6213 | 0
2030 | 10 | 23 | 11 | 858.3609 | 0
2030 | 10 | 23 | 12 | 863.0359 | 0
2030 | 10 | 23 | 13 | 866.7388 | 0
2030 | 10 | 23 | 14 | 863.8697 | 0
2030 | 10 | 23 | 15 | 862.1627 | 0
2030 | 10 | 23 | 16 | 869.5576 | 0
2030 | 10 | 23 | 17 | 870.707 | 0
2030 | 10 | 23 | 18 | 882.563 | 0
2030 | 10 | 23 | 19 | 877.8112 | 0
2030 | 10 | 23 | 20 | 853.1757 | 0
2030 | 10 | 23 | 21 | 814.1357 | 0
2030 | 10 | 23 | 22 | 771.806 | 0
2030 | 10 | 23 | 23 | 725.636 | 0
2030 | 10 | 24 | 0 | 687.0948 | 0
2030 | 10 | 24 | 1 | 658.6221 | 0
2030 | 10 | 24 | 2 | 630.1494 | 0
2030 | 10 | 24 | 3 | 620.9797 | 0
2030 | 10 | 24 | 4 | 621.9111 | 0
2030 | 10 | 24 | 5 | 643.7075 | 0
2030 | 10 | 24 | 6 | 703.8506 | 0
2030 | 10 | 24 | 7 | 739.0941 | 0
2030 | 10 | 24 | 8 | 776.3882 | 0
2030 | 10 | 24 | 9 | 794.5277 | 0
2030 | 10 | 24 | 10 | 810.2237 | 0
2030 | 10 | 24 | 11 | 818.7009 | 0
2030 | 10 | 24 | 12 | 819.715 | 0
2030 | 10 | 24 | 13 | 819.9053 | 0
2030 | 10 | 24 | 14 | 810.411 | 0
2030 | 10 | 24 | 15 | 802.7822 | 0
2030 | 10 | 24 | 16 | 800.5963 | 0
2030 | 10 | 24 | 17 | 803.1743 | 0
2030 | 10 | 24 | 18 | 813.9449 | 0
2030 | 10 | 24 | 19 | 815.1899 | 0
2030 | 10 | 24 | 20 | 797.7647 | 0
2030 | 10 | 24 | 21 | 764.4181 | 0
2030 | 10 | 24 | 22 | 723.6044 | 0
2030 | 10 | 24 | 23 | 684.5664 | 0
2030 | 10 | 25 | 0 | 651.8676 | 0
2030 | 10 | 25 | 1 | 646.8514 | 0
2030 | 10 | 25 | 2 | 630.6917 | 0
2030 | 10 | 25 | 3 | 623.3756 | 0
2030 | 10 | 25 | 4 | 624.3919 | 0
2030 | 10 | 25 | 5 | 643.5654 | 0
2030 | 10 | 25 | 6 | 693.8637 | 0
2030 | 10 | 25 | 7 | 751.7263 | 0
2030 | 10 | 25 | 8 | 774.758 | 0
2030 | 10 | 25 | 9 | 798.5397 | 0
2030 | 10 | 25 | 10 | 817.4983 | 0
2030 | 10 | 25 | 11 | 830.1987 | 0
2030 | 10 | 25 | 12 | 835.6558 | 0
2030 | 10 | 25 | 13 | 837.0503 | 0
2030 | 10 | 25 | 14 | 830.6849 | 0
2030 | 10 | 25 | 15 | 826.8164 | 0
2030 | 10 | 25 | 16 | 826.3694 | 0
2030 | 10 | 25 | 17 | 830.734 | 0
2030 | 10 | 25 | 18 | 838.7529 | 0
2030 | 10 | 25 | 19 | 834.3517 | 0
2030 | 10 | 25 | 20 | 812.227 | 0
2030 | 10 | 25 | 21 | 784.1034 | 0
2030 | 10 | 25 | 22 | 755.4299 | 0
2030 | 10 | 25 | 23 | 720.0826 | 0
2030 | 10 | 26 | 0 | 689.7978 | 0
2030 | 10 | 26 | 1 | 657.321 | 0
2030 | 10 | 26 | 2 | 636.1846 | 0
2030 | 10 | 26 | 3 | 615.0482 | 0
2030 | 10 | 26 | 4 | 614.2674 | 0
2030 | 10 | 26 | 5 | 621.1247 | 0
2030 | 10 | 26 | 6 | 644.1479 | 0
2030 | 10 | 26 | 7 | 666.7076 | 0
2030 | 10 | 26 | 8 | 667.9076 | 0
2030 | 10 | 26 | 9 | 695.6049 | 0
2030 | 10 | 26 | 10 | 727.4106 | 0
2030 | 10 | 26 | 11 | 745.1377 | 0
2030 | 10 | 26 | 12 | 751.7169 | 0
2030 | 10 | 26 | 13 | 749.5867 | 0
2030 | 10 | 26 | 14 | 738.9952 | 0
2030 | 10 | 26 | 15 | 732.9465 | 0
2030 | 10 | 26 | 16 | 734.8247 | 0
2030 | 10 | 26 | 17 | 745.9465 | 0
2030 | 10 | 26 | 18 | 753.669 | 0
2030 | 10 | 26 | 19 | 761.3916 | 0
2030 | 10 | 26 | 20 | 741.7968 | 0
2030 | 10 | 26 | 21 | 718.7401 | 0
2030 | 10 | 26 | 22 | 697.6091 | 0
2030 | 10 | 26 | 23 | 674.6219 | 0
2030 | 10 | 27 | 0 | 653.6205 | 0
2030 | 10 | 27 | 1 | 623.118 | 0
2030 | 10 | 27 | 2 | 606.6016 | 0
2030 | 10 | 27 | 3 | 595.3605 | 0
2030 | 10 | 27 | 4 | 592.6693 | 0
2030 | 10 | 27 | 5 | 597.6416 | 0
2030 | 10 | 27 | 6 | 614.7906 | 0
2030 | 10 | 27 | 7 | 629.5217 | 0
2030 | 10 | 27 | 8 | 629.648 | 0
2030 | 10 | 27 | 9 | 649.0548 | 0
2030 | 10 | 27 | 10 | 673.8082 | 0
2030 | 10 | 27 | 11 | 693.2379 | 0
2030 | 10 | 27 | 12 | 706.2283 | 0
2030 | 10 | 27 | 13 | 709.7136 | 0
2030 | 10 | 27 | 14 | 706.2402 | 0
2030 | 10 | 27 | 15 | 707.8846 | 0
2030 | 10 | 27 | 16 | 716.7232 | 0
2030 | 10 | 27 | 17 | 733.5251 | 0
2030 | 10 | 27 | 18 | 752.8175 | 0
2030 | 10 | 27 | 19 | 753.9109 | 0
2030 | 10 | 27 | 20 | 736.0186 | 0
2030 | 10 | 27 | 21 | 711.6413 | 0
2030 | 10 | 27 | 22 | 684.4726 | 0
2030 | 10 | 27 | 23 | 661.2431 | 0
2030 | 10 | 28 | 0 | 637.9125 | 0
2030 | 10 | 28 | 1 | 647.1665 | 0
2030 | 10 | 28 | 2 | 634.7569 | 0
2030 | 10 | 28 | 3 | 629.7304 | 0
2030 | 10 | 28 | 4 | 632.6759 | 0
2030 | 10 | 28 | 5 | 654.4269 | 0
2030 | 10 | 28 | 6 | 707.768 | 0
2030 | 10 | 28 | 7 | 769.6542 | 0
2030 | 10 | 28 | 8 | 797.4465 | 0
2030 | 10 | 28 | 9 | 825.0702 | 0
2030 | 10 | 28 | 10 | 838.3282 | 0
2030 | 10 | 28 | 11 | 848.2428 | 0
2030 | 10 | 28 | 12 | 853.0261 | 0
2030 | 10 | 28 | 13 | 855.5651 | 0
2030 | 10 | 28 | 14 | 852.1404 | 0
2030 | 10 | 28 | 15 | 851.2128 | 0
2030 | 10 | 28 | 16 | 854.9032 | 0
2030 | 10 | 28 | 17 | 863.1031 | 0
2030 | 10 | 28 | 18 | 876.1958 | 0
2030 | 10 | 28 | 19 | 872.8567 | 0
2030 | 10 | 28 | 20 | 851.0333 | 0
2030 | 10 | 28 | 21 | 816.5656 | 0
2030 | 10 | 28 | 22 | 779.3293 | 0
2030 | 10 | 28 | 23 | 739.6143 | 0
2030 | 10 | 29 | 0 | 704.598 | 0
2030 | 10 | 29 | 1 | 694.9381 | 0
2030 | 10 | 29 | 2 | 680.0548 | 0
2030 | 10 | 29 | 3 | 672.8537 | 0
2030 | 10 | 29 | 4 | 674.2973 | 0
2030 | 10 | 29 | 5 | 691.4982 | 0
2030 | 10 | 29 | 6 | 734.8493 | 0
2030 | 10 | 29 | 7 | 790.1687 | 0
2030 | 10 | 29 | 8 | 817.6871 | 0
2030 | 10 | 29 | 9 | 846.5994 | 0
2030 | 10 | 29 | 10 | 865.8492 | 0
2030 | 10 | 29 | 11 | 876.5848 | 0
2030 | 10 | 29 | 12 | 878.149 | 0
2030 | 10 | 29 | 13 | 877.1274 | 0
2030 | 10 | 29 | 14 | 871.0979 | 0
2030 | 10 | 29 | 15 | 868.0236 | 0
2030 | 10 | 29 | 16 | 864.4923 | 0
2030 | 10 | 29 | 17 | 868.6748 | 0
2030 | 10 | 29 | 18 | 886.9093 | 0
2030 | 10 | 29 | 19 | 878.7388 | 0
2030 | 10 | 29 | 20 | 853.9827 | 0
2030 | 10 | 29 | 21 | 819.6022 | 0
2030 | 10 | 29 | 22 | 784.1306 | 0
2030 | 10 | 29 | 23 | 746.7019 | 0
2030 | 10 | 30 | 0 | 716.2444 | 0
2030 | 10 | 30 | 1 | 698.7699 | 0
2030 | 10 | 30 | 2 | 682.0436 | 0
2030 | 10 | 30 | 3 | 673.5783 | 0
2030 | 10 | 30 | 4 | 674.0768 | 0
2030 | 10 | 30 | 5 | 690.8126 | 0
2030 | 10 | 30 | 6 | 735.1494 | 0
2030 | 10 | 30 | 7 | 786.6711 | 0
2030 | 10 | 30 | 8 | 813.6631 | 0
2030 | 10 | 30 | 9 | 837.3729 | 0
2030 | 10 | 30 | 10 | 856.126 | 0
2030 | 10 | 30 | 11 | 865.5323 | 0
2030 | 10 | 30 | 12 | 867.6282 | 0
2030 | 10 | 30 | 13 | 867.1304 | 0
2030 | 10 | 30 | 14 | 863.9964 | 0
2030 | 10 | 30 | 15 | 862.3005 | 0
2030 | 10 | 30 | 16 | 868.2263 | 0
2030 | 10 | 30 | 17 | 874.5089 | 0
2030 | 10 | 30 | 18 | 896.0873 | 0
2030 | 10 | 30 | 19 | 886.0055 | 0
2030 | 10 | 30 | 20 | 861.0536 | 0
2030 | 10 | 30 | 21 | 827.2771 | 0
2030 | 10 | 30 | 22 | 796.3161 | 0
2030 | 10 | 30 | 23 | 760.0218 | 0
2030 | 10 | 31 | 0 | 726.3638 | 0
2030 | 10 | 31 | 1 | 700.9563 | 0
2030 | 10 | 31 | 2 | 706.34 | 0
2030 | 10 | 31 | 3 | 698.8455 | 0
2030 | 10 | 31 | 4 | 699.5308 | 0
2030 | 10 | 31 | 5 | 717.333 | 0
2030 | 10 | 31 | 6 | 767.6853 | 0
2030 | 10 | 31 | 7 | 828.5572 | 0
2030 | 10 | 31 | 8 | 852.8021 | 0
2030 | 10 | 31 | 9 | 878.9435 | 0
2030 | 10 | 31 | 10 | 899.4158 | 0
2030 | 10 | 31 | 11 | 910.4572 | 0
2030 | 10 | 31 | 12 | 915.0053 | 0
2030 | 10 | 31 | 13 | 913.8732 | 0
2030 | 10 | 31 | 14 | 909.4227 | 0
2030 | 10 | 31 | 15 | 907.6542 | 0
2030 | 10 | 31 | 16 | 911.2641 | 0
2030 | 10 | 31 | 17 | 913.9208 | 0
2030 | 10 | 31 | 18 | 924.6293 | 0
2030 | 10 | 31 | 19 | 917.0605 | 0
2030 | 10 | 31 | 20 | 893.7507 | 0
2030 | 10 | 31 | 21 | 865.0524 | 0
2030 | 10 | 31 | 22 | 833.5342 | 0
2030 | 10 | 31 | 23 | 794.394 | 0
2030 | 11 | 1 | 0 | 759.4431 | 0
2030 | 11 | 1 | 1 | 719.2062 | 0
2030 | 11 | 1 | 2 | 708.5675 | 0
2030 | 11 | 1 | 3 | 695.0384 | 0
2030 | 11 | 1 | 4 | 689.5718 | 0
2030 | 11 | 1 | 5 | 700.5762 | 0
2030 | 11 | 1 | 6 | 737.5759 | 0
2030 | 11 | 1 | 7 | 792.9618 | 0
2030 | 11 | 1 | 8 | 829.1159 | 0
2030 | 11 | 1 | 9 | 864.0867 | 0
2030 | 11 | 1 | 10 | 889.4763 | 0
2030 | 11 | 1 | 11 | 907.4341 | 0
2030 | 11 | 1 | 12 | 916.245 | 0
2030 | 11 | 1 | 13 | 914.7123 | 0
2030 | 11 | 1 | 14 | 911.0328 | 0
2030 | 11 | 1 | 15 | 902.5229 | 0
2030 | 11 | 1 | 16 | 894.2508 | 0
2030 | 11 | 1 | 17 | 897.122 | 0
2030 | 11 | 1 | 18 | 919.9764 | 0
2030 | 11 | 1 | 19 | 912.7085 | 0
2030 | 11 | 1 | 20 | 889.0618 | 0
2030 | 11 | 1 | 21 | 861.3154 | 0
2030 | 11 | 1 | 22 | 835.4321 | 0
2030 | 11 | 1 | 23 | 799.3549 | 0
2030 | 11 | 2 | 0 | 761.8677 | 0
2030 | 11 | 2 | 1 | 724.3804 | 0
2030 | 11 | 2 | 2 | 728.6569 | 0
2030 | 11 | 2 | 3 | 702.6746 | 0
2030 | 11 | 2 | 4 | 695.4863 | 0
2030 | 11 | 2 | 5 | 693.0789 | 0
2030 | 11 | 2 | 6 | 697.074 | 0
2030 | 11 | 2 | 7 | 710.6803 | 0
2030 | 11 | 2 | 8 | 739.4255 | 0
2030 | 11 | 2 | 9 | 774.744 | 0
2030 | 11 | 2 | 10 | 810.0624 | 0
2030 | 11 | 2 | 11 | 831.1916 | 0
2030 | 11 | 2 | 12 | 841.5797 | 0
2030 | 11 | 2 | 13 | 837.1413 | 0
2030 | 11 | 2 | 14 | 831.759 | 0
2030 | 11 | 2 | 15 | 822.346 | 0
2030 | 11 | 2 | 16 | 817.0066 | 0
2030 | 11 | 2 | 17 | 830.0319 | 0
2030 | 11 | 2 | 18 | 846.607 | 0
2030 | 11 | 2 | 19 | 863.1821 | 0
2030 | 11 | 2 | 20 | 844.1943 | 0
2030 | 11 | 2 | 21 | 827.6533 | 0
2030 | 11 | 2 | 22 | 817.4064 | 0
2030 | 11 | 2 | 23 | 797.6458 | 0
2030 | 11 | 3 | 0 | 765.3675 | 0
2030 | 11 | 3 | 1 | 733.0891 | 0
2030 | 11 | 3 | 2 | 741.1386 | 0
2030 | 11 | 3 | 3 | 726.6854 | 0
2030 | 11 | 3 | 4 | 721.8391 | 0
2030 | 11 | 3 | 5 | 720.8078 | 0
2030 | 11 | 3 | 6 | 725.7507 | 0
2030 | 11 | 3 | 7 | 733.6273 | 0
2030 | 11 | 3 | 8 | 742.0184 | 0
2030 | 11 | 3 | 9 | 773.7795 | 0
2030 | 11 | 3 | 10 | 813.3684 | 0
2030 | 11 | 3 | 11 | 845.9736 | 0
2030 | 11 | 3 | 12 | 869.3646 | 0
2030 | 11 | 3 | 13 | 874.0904 | 0
2030 | 11 | 3 | 14 | 873.2433 | 0
2030 | 11 | 3 | 15 | 871.2165 | 0
2030 | 11 | 3 | 16 | 877.9099 | 0
2030 | 11 | 3 | 17 | 900.994 | 0
2030 | 11 | 3 | 18 | 943.6429 | 0
2030 | 11 | 3 | 19 | 944.6616 | 0
2030 | 11 | 3 | 20 | 927.0425 | 0
2030 | 11 | 3 | 21 | 904.6375 | 0
2030 | 11 | 3 | 22 | 885.3544 | 0
2030 | 11 | 3 | 23 | 863.3556 | 0
2030 | 11 | 4 | 0 | 835.5941 | 0
2030 | 11 | 4 | 1 | 863.2786 | 0
2030 | 11 | 4 | 2 | 874.8805 | 0
2030 | 11 | 4 | 3 | 862.0733 | 0
2030 | 11 | 4 | 4 | 859.6933 | 0
2030 | 11 | 4 | 5 | 867.8775 | 0
2030 | 11 | 4 | 6 | 900.0949 | 0
2030 | 11 | 4 | 7 | 956.1319 | 0
2030 | 11 | 4 | 8 | 1003.4371 | 0
2030 | 11 | 4 | 9 | 1046.9793 | 0
2030 | 11 | 4 | 10 | 1066.3606 | 16.3606
2030 | 11 | 4 | 11 | 1085.6912 | 35.6912
2030 | 11 | 4 | 12 | 1098.1551 | 48.1551
2030 | 11 | 4 | 13 | 1097.6791 | 47.6791
2030 | 11 | 4 | 14 | 1097.2986 | 47.2986
2030 | 11 | 4 | 15 | 1090.1342 | 40.1342
2030 | 11 | 4 | 16 | 1089.0476 | 39.0476
2030 | 11 | 4 | 17 | 1101.9885 | 51.9885
2030 | 11 | 4 | 18 | 1132.888 | 82.888
2030 | 11 | 4 | 19 | 1123.0971 | 73.0971
2030 | 11 | 4 | 20 | 1099.629 | 49.629
2030 | 11 | 4 | 21 | 1066.3751 | 16.3751
2030 | 11 | 4 | 22 | 1030.5221 | 0
2030 | 11 | 4 | 23 | 988.5122 | 0
2030 | 11 | 5 | 0 | 943.4212 | 0
2030 | 11 | 5 | 1 | 898.7615 | 0
2030 | 11 | 5 | 2 | 875.6291 | 0
2030 | 11 | 5 | 3 | 861.8672 | 0
2030 | 11 | 5 | 4 | 857.4184 | 0
2030 | 11 | 5 | 5 | 865.5966 | 0
2030 | 11 | 5 | 6 | 894.7027 | 0
2030 | 11 | 5 | 7 | 943.7216 | 0
2030 | 11 | 5 | 8 | 980.4135 | 0
2030 | 11 | 5 | 9 | 1020.7396 | 0
2030 | 11 | 5 | 10 | 1045.9043 | 0
2030 | 11 | 5 | 11 | 1065.1213 | 15.1213
2030 | 11 | 5 | 12 | 1071.5444 | 21.5444
2030 | 11 | 5 | 13 | 1070.7505 | 20.7505
2030 | 11 | 5 | 14 | 1061.7654 | 11.7654
2030 | 11 | 5 | 15 | 1053.4521 | 3.4521
2030 | 11 | 5 | 16 | 1041.5286 | 0
2030 | 11 | 5 | 17 | 1055.0621 | 5.0621
2030 | 11 | 5 | 18 | 1093.8467 | 43.8467
2030 | 11 | 5 | 19 | 1081.4587 | 31.4587
2030 | 11 | 5 | 20 | 1054.5244 | 4.5244
2030 | 11 | 5 | 21 | 1020.7225 | 0
2030 | 11 | 5 | 22 | 994.1283 | 0
2030 | 11 | 5 | 23 | 957.7846 | 0
2030 | 11 | 6 | 0 | 919.4253 | 0
2030 | 11 | 6 | 1 | 895.2171 | 0
2030 | 11 | 6 | 2 | 873.6017 | 0
2030 | 11 | 6 | 3 | 860.9938 | 0
2030 | 11 | 6 | 4 | 859.4017 | 0
2030 | 11 | 6 | 5 | 872.8696 | 0
2030 | 11 | 6 | 6 | 909.2936 | 0
2030 | 11 | 6 | 7 | 964.9101 | 0
2030 | 11 | 6 | 8 | 1002.741 | 0
2030 | 11 | 6 | 9 | 1039.3716 | 0
2030 | 11 | 6 | 10 | 1060.7634 | 10.7634
2030 | 11 | 6 | 11 | 1075.8208 | 25.8208
2030 | 11 | 6 | 12 | 1082.9052 | 32.9052
2030 | 11 | 6 | 13 | 1083.0052 | 33.0052
2030 | 11 | 6 | 14 | 1084.847 | 34.847
2030 | 11 | 6 | 15 | 1081.7353 | 31.7353
2030 | 11 | 6 | 16 | 1085.4397 | 35.4397
2030 | 11 | 6 | 17 | 1102.2237 | 52.2237
2030 | 11 | 6 | 18 | 1147.8286 | 97.8286
2030 | 11 | 6 | 19 | 1137.7735 | 87.7735
2030 | 11 | 6 | 20 | 1111.8457 | 61.8457
2030 | 11 | 6 | 21 | 1080.2332 | 30.2332
2030 | 11 | 6 | 22 | 1041.2074 | 0
2030 | 11 | 6 | 23 | 999.4808 | 0
2030 | 11 | 7 | 0 | 956.4254 | 0
2030 | 11 | 7 | 1 | 912.9253 | 0
2030 | 11 | 7 | 2 | 869.4251 | 0
2030 | 11 | 7 | 3 | 855.4866 | 0
2030 | 11 | 7 | 4 | 852.6246 | 0
2030 | 11 | 7 | 5 | 862.8065 | 0
2030 | 11 | 7 | 6 | 901.954 | 0
2030 | 11 | 7 | 7 | 968.1972 | 0
2030 | 11 | 7 | 8 | 1008.5229 | 0
2030 | 11 | 7 | 9 | 1048.9601 | 0
2030 | 11 | 7 | 10 | 1066.3533 | 16.3533
2030 | 11 | 7 | 11 | 1076.89 | 26.89
2030 | 11 | 7 | 12 | 1080.6643 | 30.6643
2030 | 11 | 7 | 13 | 1075.5551 | 25.5551
2030 | 11 | 7 | 14 | 1069.9083 | 19.9083
2030 | 11 | 7 | 15 | 1060.0031 | 10.0031
2030 | 11 | 7 | 16 | 1054.5598 | 4.5598
2030 | 11 | 7 | 17 | 1064.7757 | 14.7757
2030 | 11 | 7 | 18 | 1107.0636 | 57.0636
2030 | 11 | 7 | 19 | 1107.814 | 57.814
2030 | 11 | 7 | 20 | 1087.2917 | 37.2917
2030 | 11 | 7 | 21 | 1058.4722 | 8.4722
2030 | 11 | 7 | 22 | 1017.6083 | 0
2030 | 11 | 7 | 23 | 976.9416 | 0
2030 | 11 | 8 | 0 | 930.7569 | 0
2030 | 11 | 8 | 1 | 916.527 | 0
2030 | 11 | 8 | 2 | 887.3182 | 0
2030 | 11 | 8 | 3 | 873.0751 | 0
2030 | 11 | 8 | 4 | 869.7236 | 0
2030 | 11 | 8 | 5 | 881.1445 | 0
2030 | 11 | 8 | 6 | 923.0272 | 0
2030 | 11 | 8 | 7 | 991.4129 | 0
2030 | 11 | 8 | 8 | 1032.8799 | 0
2030 | 11 | 8 | 9 | 1074.4128 | 24.4128
2030 | 11 | 8 | 10 | 1091.5598 | 41.5598
2030 | 11 | 8 | 11 | 1102.283 | 52.283
2030 | 11 | 8 | 12 | 1104.6908 | 54.6908
2030 | 11 | 8 | 13 | 1095.1553 | 45.1553
2030 | 11 | 8 | 14 | 1085.7321 | 35.7321
2030 | 11 | 8 | 15 | 1070.1895 | 20.1895
2030 | 11 | 8 | 16 | 1058.4123 | 8.4123
2030 | 11 | 8 | 17 | 1066.5624 | 16.5624
2030 | 11 | 8 | 18 | 1113.4193 | 63.4193
2030 | 11 | 8 | 19 | 1112.9938 | 62.9938
2030 | 11 | 8 | 20 | 1092.1698 | 42.1698
2030 | 11 | 8 | 21 | 1064.2557 | 14.2557
2030 | 11 | 8 | 22 | 1032.4199 | 0
2030 | 11 | 8 | 23 | 988.9538 | 0
2030 | 11 | 9 | 0 | 939.3171 | 0
2030 | 11 | 9 | 1 | 867.1257 | 0
2030 | 11 | 9 | 2 | 837.342 | 0
2030 | 11 | 9 | 3 | 817.1408 | 0
2030 | 11 | 9 | 4 | 808.2898 | 0
2030 | 11 | 9 | 5 | 808.7249 | 0
2030 | 11 | 9 | 6 | 821.6142 | 0
2030 | 11 | 9 | 7 | 842.3083 | 0
2030 | 11 | 9 | 8 | 853.0572 | 0
2030 | 11 | 9 | 9 | 879.4785 | 0
2030 | 11 | 9 | 10 | 917.7002 | 0
2030 | 11 | 9 | 11 | 941.5612 | 0
2030 | 11 | 9 | 12 | 953.4844 | 0
2030 | 11 | 9 | 13 | 950.0561 | 0
2030 | 11 | 9 | 14 | 942.3144 | 0
2030 | 11 | 9 | 15 | 930.7484 | 0
2030 | 11 | 9 | 16 | 924.6911 | 0
2030 | 11 | 9 | 17 | 941.0666 | 0
2030 | 11 | 9 | 18 | 990.2282 | 0
2030 | 11 | 9 | 19 | 993.5063 | 0
2030 | 11 | 9 | 20 | 975.7552 | 0
2030 | 11 | 9 | 21 | 954.6046 | 0
2030 | 11 | 9 | 22 | 933.792 | 0
2030 | 11 | 9 | 23 | 902.8769 | 0
2030 | 11 | 10 | 0 | 870.3775 | 0
2030 | 11 | 10 | 1 | 831.9915 | 0
2030 | 11 | 10 | 2 | 806.3716 | 0
2030 | 11 | 10 | 3 | 786.9839 | 0
2030 | 11 | 10 | 4 | 779.2263 | 0
2030 | 11 | 10 | 5 | 773.682 | 0
2030 | 11 | 10 | 6 | 774.9169 | 0
2030 | 11 | 10 | 7 | 783.2636 | 0
2030 | 11 | 10 | 8 | 796.2594 | 0
2030 | 11 | 10 | 9 | 821.3294 | 0
2030 | 11 | 10 | 10 | 854.629 | 0
2030 | 11 | 10 | 11 | 887.6335 | 0
2030 | 11 | 10 | 12 | 910.4357 | 0
2030 | 11 | 10 | 13 | 914.9411 | 0
2030 | 11 | 10 | 14 | 916.3937 | 0
2030 | 11 | 10 | 15 | 913.1607 | 0
2030 | 11 | 10 | 16 | 917.5209 | 0
2030 | 11 | 10 | 17 | 941.1654 | 0
2030 | 11 | 10 | 18 | 984.4183 | 0
2030 | 11 | 10 | 19 | 979.8518 | 0
2030 | 11 | 10 | 20 | 961.9731 | 0
2030 | 11 | 10 | 21 | 940.3154 | 0
2030 | 11 | 10 | 22 | 911.4977 | 0
2030 | 11 | 10 | 23 | 883.325 | 0
2030 | 11 | 11 | 0 | 851.2057 | 0
2030 | 11 | 11 | 1 | 879.812 | 0
2030 | 11 | 11 | 2 | 857.8259 | 0
2030 | 11 | 11 | 3 | 843.1182 | 0
2030 | 11 | 11 | 4 | 838.0943 | 0
2030 | 11 | 11 | 5 | 847.7781 | 0
2030 | 11 | 11 | 6 | 883.7079 | 0
2030 | 11 | 11 | 7 | 936.8643 | 0
2030 | 11 | 11 | 8 | 969.9746 | 0
2030 | 11 | 11 | 9 | 1011.4534 | 0
2030 | 11 | 11 | 10 | 1033.155 | 0
2030 | 11 | 11 | 11 | 1052.1306 | 2.1306
2030 | 11 | 11 | 12 | 1068.1082 | 18.1082
2030 | 11 | 11 | 13 | 1072.8726 | 22.8726
2030 | 11 | 11 | 14 | 1075.1128 | 25.1128
2030 | 11 | 11 | 15 | 1070.5695 | 20.5695
2030 | 11 | 11 | 16 | 1070.2877 | 20.2877
2030 | 11 | 11 | 17 | 1086.7306 | 36.7306
2030 | 11 | 11 | 18 | 1116.8034 | 66.8034
2030 | 11 | 11 | 19 | 1099.6286 | 49.6286
2030 | 11 | 11 | 20 | 1074.1134 | 24.1134
2030 | 11 | 11 | 21 | 1039.8583 | 0
2030 | 11 | 11 | 22 | 998.3169 | 0
2030 | 11 | 11 | 23 | 963.9719 | 0
2030 | 11 | 12 | 0 | 925.2955 | 0
2030 | 11 | 12 | 1 | 891.6333 | 0
2030 | 11 | 12 | 2 | 864.6122 | 0
2030 | 11 | 12 | 3 | 848.2188 | 0
2030 | 11 | 12 | 4 | 839.0152 | 0
2030 | 11 | 12 | 5 | 838.4009 | 0
2030 | 11 | 12 | 6 | 855.5111 | 0
2030 | 11 | 12 | 7 | 899.3977 | 0
2030 | 11 | 12 | 8 | 960.9633 | 0
2030 | 11 | 12 | 9 | 1006.2288 | 0
2030 | 11 | 12 | 10 | 1036.7068 | 0
2030 | 11 | 12 | 11 | 1060.8953 | 10.8953
2030 | 11 | 12 | 12 | 1070.4647 | 20.4647
2030 | 11 | 12 | 13 | 1073.8228 | 23.8228
2030 | 11 | 12 | 14 | 1076.3304 | 26.3304
2030 | 11 | 12 | 15 | 1073.0064 | 23.0064
2030 | 11 | 12 | 16 | 1062.2496 | 12.2496
2030 | 11 | 12 | 17 | 1087.408 | 37.408
2030 | 11 | 12 | 18 | 1122.0117 | 72.0117
2030 | 11 | 12 | 19 | 1100.4549 | 50.4549
2030 | 11 | 12 | 20 | 1071.6748 | 21.6748
2030 | 11 | 12 | 21 | 1042.8709 | 0
2030 | 11 | 12 | 22 | 1019.6342 | 0
2030 | 11 | 12 | 23 | 981.2775 | 0
2030 | 11 | 13 | 0 | 937.085 | 0
2030 | 11 | 13 | 1 | 871.668 | 0
2030 | 11 | 13 | 2 | 845.0263 | 0
2030 | 11 | 13 | 3 | 828.717 | 0
2030 | 11 | 13 | 4 | 822.8266 | 0
2030 | 11 | 13 | 5 | 834.2731 | 0
2030 | 11 | 13 | 6 | 871.8031 | 0
2030 | 11 | 13 | 7 | 922.2486 | 0
2030 | 11 | 13 | 8 | 954.0134 | 0
2030 | 11 | 13 | 9 | 981.6023 | 0
2030 | 11 | 13 | 10 | 1005.543 | 0
2030 | 11 | 13 | 11 | 1021.8064 | 0
2030 | 11 | 13 | 12 | 1034.0541 | 0
2030 | 11 | 13 | 13 | 1038.4439 | 0
2030 | 11 | 13 | 14 | 1038.5916 | 0
2030 | 11 | 13 | 15 | 1034.9731 | 0
2030 | 11 | 13 | 16 | 1037.9891 | 0
2030 | 11 | 13 | 17 | 1059.5576 | 9.5576
2030 | 11 | 13 | 18 | 1097.3029 | 47.3029
2030 | 11 | 13 | 19 | 1078.5858 | 28.5858
2030 | 11 | 13 | 20 | 1051.3112 | 1.3112
2030 | 11 | 13 | 21 | 1018.4963 | 0
2030 | 11 | 13 | 22 | 989.2214 | 0
2030 | 11 | 13 | 23 | 949.7379 | 0
2030 | 11 | 14 | 0 | 907.0783 | 0
2030 | 11 | 14 | 1 | 886.0285 | 0
2030 | 11 | 14 | 2 | 864.9787 | 0
2030 | 11 | 14 | 3 | 849.8824 | 0
2030 | 11 | 14 | 4 | 845.6819 | 0
2030 | 11 | 14 | 5 | 853.7126 | 0
2030 | 11 | 14 | 6 | 886.2645 | 0
2030 | 11 | 14 | 7 | 939.0115 | 0
2030 | 11 | 14 | 8 | 975.4898 | 0
2030 | 11 | 14 | 9 | 1015.1586 | 0
2030 | 11 | 14 | 10 | 1035.424 | 0
2030 | 11 | 14 | 11 | 1050.8918 | 0.89181
2030 | 11 | 14 | 12 | 1063.1651 | 13.1651
2030 | 11 | 14 | 13 | 1065.1183 | 15.1183
2030 | 11 | 14 | 14 | 1064.8257 | 14.8257
2030 | 11 | 14 | 15 | 1059.6225 | 9.6225
2030 | 11 | 14 | 16 | 1060.0399 | 10.0399
2030 | 11 | 14 | 17 | 1078.7466 | 28.7466
2030 | 11 | 14 | 18 | 1108.3251 | 58.3251
2030 | 11 | 14 | 19 | 1096.6083 | 46.6083
2030 | 11 | 14 | 20 | 1068.0418 | 18.0418
2030 | 11 | 14 | 21 | 1036.6054 | 0
2030 | 11 | 14 | 22 | 1001.104 | 0
2030 | 11 | 14 | 23 | 971.2026 | 0
2030 | 11 | 15 | 0 | 933.4273 | 0
2030 | 11 | 15 | 1 | 869.8151 | 0
2030 | 11 | 15 | 2 | 843.9137 | 0
2030 | 11 | 15 | 3 | 829.8913 | 0
2030 | 11 | 15 | 4 | 825.2881 | 0
2030 | 11 | 15 | 5 | 835.2123 | 0
2030 | 11 | 15 | 6 | 871.2572 | 0
2030 | 11 | 15 | 7 | 930.7785 | 0
2030 | 11 | 15 | 8 | 966.9162 | 0
2030 | 11 | 15 | 9 | 995.8649 | 0
2030 | 11 | 15 | 10 | 1016.1347 | 0
2030 | 11 | 15 | 11 | 1030.1579 | 0
2030 | 11 | 15 | 12 | 1040.6051 | 0
2030 | 11 | 15 | 13 | 1039.4081 | 0
2030 | 11 | 15 | 14 | 1035.7861 | 0
2030 | 11 | 15 | 15 | 1027.9246 | 0
2030 | 11 | 15 | 16 | 1028.5649 | 0
2030 | 11 | 15 | 17 | 1048.5088 | 0
2030 | 11 | 15 | 18 | 1077.2148 | 27.2148
2030 | 11 | 15 | 19 | 1060.4048 | 10.4048
2030 | 11 | 15 | 20 | 1032.1756 | 0
2030 | 11 | 15 | 21 | 1003.9441 | 0
2030 | 11 | 15 | 22 | 979.4741 | 0
2030 | 11 | 15 | 23 | 943.6872 | 0
2030 | 11 | 16 | 0 | 904.1666 | 0
2030 | 11 | 16 | 1 | 858.7117 | 0
2030 | 11 | 16 | 2 | 813.2567 | 0
2030 | 11 | 16 | 3 | 794.1586 | 0
2030 | 11 | 16 | 4 | 782.8779 | 0
2030 | 11 | 16 | 5 | 777.7086 | 0
2030 | 11 | 16 | 6 | 780.7507 | 0
2030 | 11 | 16 | 7 | 796.5803 | 0
2030 | 11 | 16 | 8 | 826.9258 | 0
2030 | 11 | 16 | 9 | 860.2961 | 0
2030 | 11 | 16 | 10 | 897.0269 | 0
2030 | 11 | 16 | 11 | 919.8555 | 0
2030 | 11 | 16 | 12 | 934.6959 | 0
2030 | 11 | 16 | 13 | 932.4727 | 0
2030 | 11 | 16 | 14 | 927.8117 | 0
2030 | 11 | 16 | 15 | 919.5637 | 0
2030 | 11 | 16 | 16 | 918.2746 | 0
2030 | 11 | 16 | 17 | 944.5077 | 0
2030 | 11 | 16 | 18 | 982.0537 | 0
2030 | 11 | 16 | 19 | 972.9473 | 0
2030 | 11 | 16 | 20 | 952.0837 | 0
2030 | 11 | 16 | 21 | 935.0844 | 0
2030 | 11 | 16 | 22 | 912.0849 | 0
2030 | 11 | 16 | 23 | 889.8489 | 0
2030 | 11 | 17 | 0 | 853.6674 | 0
2030 | 11 | 17 | 1 | 808.7963 | 0
2030 | 11 | 17 | 2 | 780.9222 | 0
2030 | 11 | 17 | 3 | 760.402 | 0
2030 | 11 | 17 | 4 | 750.4021 | 0
2030 | 11 | 17 | 5 | 744.2653 | 0
2030 | 11 | 17 | 6 | 744.2428 | 0
2030 | 11 | 17 | 7 | 753.9138 | 0
2030 | 11 | 17 | 8 | 777.9244 | 0
2030 | 11 | 17 | 9 | 809.6868 | 0
2030 | 11 | 17 | 10 | 842.4047 | 0
2030 | 11 | 17 | 11 | 870.1564 | 0
2030 | 11 | 17 | 12 | 894.7431 | 0
2030 | 11 | 17 | 13 | 899.752 | 0
2030 | 11 | 17 | 14 | 900.2139 | 0
2030 | 11 | 17 | 15 | 898.2967 | 0
2030 | 11 | 17 | 16 | 900.5157 | 0
2030 | 11 | 17 | 17 | 932.7403 | 0
2030 | 11 | 17 | 18 | 981.8856 | 0
2030 | 11 | 17 | 19 | 983.9853 | 0
2030 | 11 | 17 | 20 | 973.9544 | 0
2030 | 11 | 17 | 21 | 957.9421 | 0
2030 | 11 | 17 | 22 | 930.1552 | 0
2030 | 11 | 17 | 23 | 899.6271 | 0
2030 | 11 | 18 | 0 | 860.2171 | 0
2030 | 11 | 18 | 1 | 885.5344 | 0
2030 | 11 | 18 | 2 | 862.2718 | 0
2030 | 11 | 18 | 3 | 848.19 | 0
2030 | 11 | 18 | 4 | 843.1168 | 0
2030 | 11 | 18 | 5 | 850.4979 | 0
2030 | 11 | 18 | 6 | 881.3475 | 0
2030 | 11 | 18 | 7 | 930.2886 | 0
2030 | 11 | 18 | 8 | 968.5831 | 0
2030 | 11 | 18 | 9 | 1006.5742 | 0
2030 | 11 | 18 | 10 | 1025.5117 | 0
2030 | 11 | 18 | 11 | 1043.256 | 0
2030 | 11 | 18 | 12 | 1058.9157 | 8.9157
2030 | 11 | 18 | 13 | 1063.5014 | 13.5014
2030 | 11 | 18 | 14 | 1063.7558 | 13.7558
2030 | 11 | 18 | 15 | 1061.2075 | 11.2075
2030 | 11 | 18 | 16 | 1067.5204 | 17.5204
2030 | 11 | 18 | 17 | 1093.9006 | 43.9006
2030 | 11 | 18 | 18 | 1121.3726 | 71.3726
2030 | 11 | 18 | 19 | 1103.7805 | 53.7805
2030 | 11 | 18 | 20 | 1079.9388 | 29.9388
2030 | 11 | 18 | 21 | 1047.836 | 0
2030 | 11 | 18 | 22 | 1014.4424 | 0
2030 | 11 | 18 | 23 | 982.6622 | 0
2030 | 11 | 19 | 0 | 943.9718 | 0
2030 | 11 | 19 | 1 | 921.083 | 0
2030 | 11 | 19 | 2 | 897.1999 | 0
2030 | 11 | 19 | 3 | 882.258 | 0
2030 | 11 | 19 | 4 | 875.236 | 0
2030 | 11 | 19 | 5 | 881.7674 | 0
2030 | 11 | 19 | 6 | 908.7726 | 0
2030 | 11 | 19 | 7 | 959.1702 | 0
2030 | 11 | 19 | 8 | 1006.5128 | 0
2030 | 11 | 19 | 9 | 1046.7972 | 0
2030 | 11 | 19 | 10 | 1076.99 | 26.99
2030 | 11 | 19 | 11 | 1100.1908 | 50.1908
2030 | 11 | 19 | 12 | 1109.5025 | 59.5025
2030 | 11 | 19 | 13 | 1109.5637 | 59.5637
2030 | 11 | 19 | 14 | 1101.0931 | 51.0931
2030 | 11 | 19 | 15 | 1091.2738 | 41.2738
2030 | 11 | 19 | 16 | 1078.109 | 28.109
2030 | 11 | 19 | 17 | 1105.9596 | 55.9596
2030 | 11 | 19 | 18 | 1146.8504 | 96.8504
2030 | 11 | 19 | 19 | 1133.4518 | 83.4518
2030 | 11 | 19 | 20 | 1108.2664 | 58.2664
2030 | 11 | 19 | 21 | 1077.5852 | 27.5852
2030 | 11 | 19 | 22 | 1045.7825 | 0
2030 | 11 | 19 | 23 | 1012.9759 | 0
2030 | 11 | 20 | 0 | 975.3146 | 0
2030 | 11 | 20 | 1 | 950.6217 | 0
2030 | 11 | 20 | 2 | 924.5464 | 0
2030 | 11 | 20 | 3 | 908.1402 | 0
2030 | 11 | 20 | 4 | 902.1008 | 0
2030 | 11 | 20 | 5 | 908.4383 | 0
2030 | 11 | 20 | 6 | 938.1867 | 0
2030 | 11 | 20 | 7 | 986.5856 | 0
2030 | 11 | 20 | 8 | 1036.6117 | 0
2030 | 11 | 20 | 9 | 1070.5774 | 20.5774
2030 | 11 | 20 | 10 | 1093.4867 | 43.4867
2030 | 11 | 20 | 11 | 1111.2709 | 61.2709
2030 | 11 | 20 | 12 | 1123.5056 | 73.5056
2030 | 11 | 20 | 13 | 1123.477 | 73.477
2030 | 11 | 20 | 14 | 1124.0242 | 74.0242
2030 | 11 | 20 | 15 | 1121.9405 | 71.9405
2030 | 11 | 20 | 16 | 1129.4274 | 79.4274
2030 | 11 | 20 | 17 | 1156.0294 | 106.0294
2030 | 11 | 20 | 18 | 1200.3366 | 150.3366
2030 | 11 | 20 | 19 | 1189.1494 | 139.1494
2030 | 11 | 20 | 20 | 1167.8692 | 117.8692
2030 | 11 | 20 | 21 | 1140.6878 | 90.6878
2030 | 11 | 20 | 22 | 1104.1277 | 54.1277
2030 | 11 | 20 | 23 | 1064.9472 | 14.9472
2030 | 11 | 21 | 0 | 1016.423 | 0
2030 | 11 | 21 | 1 | 972.698 | 0
2030 | 11 | 21 | 2 | 928.9731 | 0
2030 | 11 | 21 | 3 | 910.0378 | 0
2030 | 11 | 21 | 4 | 902.9738 | 0
2030 | 11 | 21 | 5 | 908.9495 | 0
2030 | 11 | 21 | 6 | 940.4955 | 0
2030 | 11 | 21 | 7 | 994.2068 | 0
2030 | 11 | 21 | 8 | 1040.355 | 0
2030 | 11 | 21 | 9 | 1072.9383 | 22.9383
2030 | 11 | 21 | 10 | 1090.9652 | 40.9652
2030 | 11 | 21 | 11 | 1108.5989 | 58.5989
2030 | 11 | 21 | 12 | 1121.4086 | 71.4086
2030 | 11 | 21 | 13 | 1122.2883 | 72.2883
2030 | 11 | 21 | 14 | 1118.4033 | 68.4033
2030 | 11 | 21 | 15 | 1113.4984 | 63.4984
2030 | 11 | 21 | 16 | 1115.5235 | 65.5235
2030 | 11 | 21 | 17 | 1140.1959 | 90.1959
2030 | 11 | 21 | 18 | 1171.9161 | 121.9161
2030 | 11 | 21 | 19 | 1161.4913 | 111.4913
2030 | 11 | 21 | 20 | 1135.9173 | 85.9173
2030 | 11 | 21 | 21 | 1107.501 | 57.501
2030 | 11 | 21 | 22 | 1069.4538 | 19.4538
2030 | 11 | 21 | 23 | 1031.6294 | 0
2030 | 11 | 22 | 0 | 984.4183 | 0
2030 | 11 | 22 | 1 | 937.6782 | 0
2030 | 11 | 22 | 2 | 909.4099 | 0
2030 | 11 | 22 | 3 | 890.7853 | 0
2030 | 11 | 22 | 4 | 882.7313 | 0
2030 | 11 | 22 | 5 | 887.6697 | 0
2030 | 11 | 22 | 6 | 914.888 | 0
2030 | 11 | 22 | 7 | 958.9499 | 0
2030 | 11 | 22 | 8 | 994.2282 | 0
2030 | 11 | 22 | 9 | 1029.5603 | 0
2030 | 11 | 22 | 10 | 1049.3453 | 0
2030 | 11 | 22 | 11 | 1063.0788 | 13.0788
2030 | 11 | 22 | 12 | 1074.8137 | 24.8137
2030 | 11 | 22 | 13 | 1073.7195 | 23.7195
2030 | 11 | 22 | 14 | 1069.7197 | 19.7197
2030 | 11 | 22 | 15 | 1063.6838 | 13.6838
2030 | 11 | 22 | 16 | 1063.0368 | 13.0368
2030 | 11 | 22 | 17 | 1084.2429 | 34.2429
2030 | 11 | 22 | 18 | 1112.6176 | 62.6176
2030 | 11 | 22 | 19 | 1095.7507 | 45.7507
2030 | 11 | 22 | 20 | 1066.8928 | 16.8928
2030 | 11 | 22 | 21 | 1036.9092 | 0
2030 | 11 | 22 | 22 | 1006.2094 | 0
2030 | 11 | 22 | 23 | 980.8722 | 0
2030 | 11 | 23 | 0 | 945.5468 | 0
2030 | 11 | 23 | 1 | 889.8677 | 0
2030 | 11 | 23 | 2 | 834.1886 | 0
2030 | 11 | 23 | 3 | 814.8057 | 0
2030 | 11 | 23 | 4 | 805.1958 | 0
2030 | 11 | 23 | 5 | 799.4393 | 0
2030 | 11 | 23 | 6 | 803.1163 | 0
2030 | 11 | 23 | 7 | 819.2197 | 0
2030 | 11 | 23 | 8 | 851.9019 | 0
2030 | 11 | 23 | 9 | 886.9223 | 0
2030 | 11 | 23 | 10 | 927.205 | 0
2030 | 11 | 23 | 11 | 952.4081 | 0
2030 | 11 | 23 | 12 | 968.618 | 0
2030 | 11 | 23 | 13 | 966.8486 | 0
2030 | 11 | 23 | 14 | 961.7849 | 0
2030 | 11 | 23 | 15 | 956.2557 | 0
2030 | 11 | 23 | 16 | 960.555 | 0
2030 | 11 | 23 | 17 | 989.6619 | 0
2030 | 11 | 23 | 18 | 1025.7085 | 0
2030 | 11 | 23 | 19 | 1015.1368 | 0
2030 | 11 | 23 | 20 | 989.4782 | 0
2030 | 11 | 23 | 21 | 966.8093 | 0
2030 | 11 | 23 | 22 | 954.7901 | 0
2030 | 11 | 23 | 23 | 934.4683 | 0
2030 | 11 | 24 | 0 | 903.891 | 0
2030 | 11 | 24 | 1 | 856.3798 | 0
2030 | 11 | 24 | 2 | 828.22 | 0
2030 | 11 | 24 | 3 | 806.7162 | 0
2030 | 11 | 24 | 4 | 797.1622 | 0
2030 | 11 | 24 | 5 | 792.3778 | 0
2030 | 11 | 24 | 6 | 793.1599 | 0
2030 | 11 | 24 | 7 | 800.244 | 0
2030 | 11 | 24 | 8 | 823.572 | 0
2030 | 11 | 24 | 9 | 854.027 | 0
2030 | 11 | 24 | 10 | 889.8576 | 0
2030 | 11 | 24 | 11 | 924.92 | 0
2030 | 11 | 24 | 12 | 952.6225 | 0
2030 | 11 | 24 | 13 | 962.1868 | 0
2030 | 11 | 24 | 14 | 966.438 | 0
2030 | 11 | 24 | 15 | 966.8368 | 0
2030 | 11 | 24 | 16 | 975.1691 | 0
2030 | 11 | 24 | 17 | 1013.3787 | 0
2030 | 11 | 24 | 18 | 1070.3392 | 20.3392
2030 | 11 | 24 | 19 | 1063.826 | 13.826
2030 | 11 | 24 | 20 | 1044.9203 | 0
2030 | 11 | 24 | 21 | 1022.242 | 0
2030 | 11 | 24 | 22 | 994.8762 | 0
2030 | 11 | 24 | 23 | 954.1982 | 0
2030 | 11 | 25 | 0 | 914.0826 | 0
2030 | 11 | 25 | 1 | 930.8316 | 0
2030 | 11 | 25 | 2 | 905.2089 | 0
2030 | 11 | 25 | 3 | 889.0984 | 0
2030 | 11 | 25 | 4 | 881.1038 | 0
2030 | 11 | 25 | 5 | 887.7298 | 0
2030 | 11 | 25 | 6 | 919.2759 | 0
2030 | 11 | 25 | 7 | 972.3825 | 0
2030 | 11 | 25 | 8 | 1023.7163 | 0
2030 | 11 | 25 | 9 | 1048.9829 | 0
2030 | 11 | 25 | 10 | 1074.7918 | 24.7918
2030 | 11 | 25 | 11 | 1100.273 | 50.273
2030 | 11 | 25 | 12 | 1121.3288 | 71.3288
2030 | 11 | 25 | 13 | 1128.6657 | 78.6657
2030 | 11 | 25 | 14 | 1133.7349 | 83.7349
2030 | 11 | 25 | 15 | 1133.3434 | 83.3434
2030 | 11 | 25 | 16 | 1138.5337 | 88.5337
2030 | 11 | 25 | 17 | 1162.8001 | 112.8001
2030 | 11 | 25 | 18 | 1187.193 | 137.193
2030 | 11 | 25 | 19 | 1166.708 | 116.708
2030 | 11 | 25 | 20 | 1141.2601 | 91.2601
2030 | 11 | 25 | 21 | 1110.2804 | 60.2804
2030 | 11 | 25 | 22 | 1071.6187 | 21.6187
2030 | 11 | 25 | 23 | 1034.0245 | 0
2030 | 11 | 26 | 0 | 985.8032 | 0
2030 | 11 | 26 | 1 | 943.672 | 0
2030 | 11 | 26 | 2 | 913.8162 | 0
2030 | 11 | 26 | 3 | 895.5083 | 0
2030 | 11 | 26 | 4 | 887.2934 | 0
2030 | 11 | 26 | 5 | 891.4881 | 0
2030 | 11 | 26 | 6 | 913.9021 | 0
2030 | 11 | 26 | 7 | 967.0714 | 0
2030 | 11 | 26 | 8 | 1024.7419 | 0
2030 | 11 | 26 | 9 | 1063.0478 | 13.0478
2030 | 11 | 26 | 10 | 1097.4092 | 47.4092
2030 | 11 | 26 | 11 | 1125.255 | 75.255
2030 | 11 | 26 | 12 | 1139.2411 | 89.2411
2030 | 11 | 26 | 13 | 1141.7068 | 91.7068
2030 | 11 | 26 | 14 | 1137.3032 | 87.3032
2030 | 11 | 26 | 15 | 1126.548 | 76.548
2030 | 11 | 26 | 16 | 1106.3072 | 56.3072
2030 | 11 | 26 | 17 | 1134.9371 | 84.9371
2030 | 11 | 26 | 18 | 1177.4539 | 127.4539
2030 | 11 | 26 | 19 | 1164.151 | 114.151
2030 | 11 | 26 | 20 | 1139.9528 | 89.9528
2030 | 11 | 26 | 21 | 1110.503 | 60.503
2030 | 11 | 26 | 22 | 1076.4244 | 26.4244
2030 | 11 | 26 | 23 | 1040.4809 | 0
2030 | 11 | 27 | 0 | 994.393 | 0
2030 | 11 | 27 | 1 | 951.9052 | 0
2030 | 11 | 27 | 2 | 924.7977 | 0
2030 | 11 | 27 | 3 | 905.2653 | 0
2030 | 11 | 27 | 4 | 897.7873 | 0
2030 | 11 | 27 | 5 | 901.03 | 0
2030 | 11 | 27 | 6 | 926.1555 | 0
2030 | 11 | 27 | 7 | 972.9541 | 0
2030 | 11 | 27 | 8 | 1026.1453 | 0
2030 | 11 | 27 | 9 | 1060.8561 | 10.8561
2030 | 11 | 27 | 10 | 1085.6929 | 35.6929
2030 | 11 | 27 | 11 | 1102.9252 | 52.9252
2030 | 11 | 27 | 12 | 1117.0486 | 67.0486
2030 | 11 | 27 | 13 | 1123.373 | 73.373
2030 | 11 | 27 | 14 | 1123.6152 | 73.6152
2030 | 11 | 27 | 15 | 1122.4267 | 72.4267
2030 | 11 | 27 | 16 | 1128.7683 | 78.7683
2030 | 11 | 27 | 17 | 1157.5064 | 107.5064
2030 | 11 | 27 | 18 | 1201.0783 | 151.0783
2030 | 11 | 27 | 19 | 1186.164 | 136.164
2030 | 11 | 27 | 20 | 1163.7401 | 113.7401
2030 | 11 | 27 | 21 | 1135.4733 | 85.4733
2030 | 11 | 27 | 22 | 1098.609 | 48.609
2030 | 11 | 27 | 23 | 1058.0903 | 8.0903
2030 | 11 | 28 | 0 | 1007.6689 | 0
2030 | 11 | 28 | 1 | 963.0728 | 0
2030 | 11 | 28 | 2 | 918.4768 | 0
2030 | 11 | 28 | 3 | 897.3587 | 0
2030 | 11 | 28 | 4 | 889.503 | 0
2030 | 11 | 28 | 5 | 892.588 | 0
2030 | 11 | 28 | 6 | 922.4416 | 0
2030 | 11 | 28 | 7 | 979.4971 | 0
2030 | 11 | 28 | 8 | 1040.8633 | 0
2030 | 11 | 28 | 9 | 1084.654 | 34.654
2030 | 11 | 28 | 10 | 1103.8083 | 53.8083
2030 | 11 | 28 | 11 | 1119.985 | 69.985
2030 | 11 | 28 | 12 | 1132.043 | 82.043
2030 | 11 | 28 | 13 | 1130.14 | 80.14
2030 | 11 | 28 | 14 | 1130.0519 | 80.0519
2030 | 11 | 28 | 15 | 1122.1112 | 72.1112
2030 | 11 | 28 | 16 | 1119.462 | 69.462
2030 | 11 | 28 | 17 | 1147.6947 | 97.6947
2030 | 11 | 28 | 18 | 1188.8843 | 138.8843
2030 | 11 | 28 | 19 | 1184.219 | 134.219
2030 | 11 | 28 | 20 | 1165.6387 | 115.6387
2030 | 11 | 28 | 21 | 1143.1713 | 93.1713
2030 | 11 | 28 | 22 | 1102.38 | 52.38
2030 | 11 | 28 | 23 | 1059.6535 | 9.6535
2030 | 11 | 29 | 0 | 1008.7109 | 0
2030 | 11 | 29 | 1 | 968.2915 | 0
2030 | 11 | 29 | 2 | 927.872 | 0
2030 | 11 | 29 | 3 | 909.388 | 0
2030 | 11 | 29 | 4 | 900.8154 | 0
2030 | 11 | 29 | 5 | 903.4715 | 0
2030 | 11 | 29 | 6 | 931.2883 | 0
2030 | 11 | 29 | 7 | 980.4937 | 0
2030 | 11 | 29 | 8 | 1030.7012 | 0
2030 | 11 | 29 | 9 | 1063.2227 | 13.2227
2030 | 11 | 29 | 10 | 1086.91 | 36.91
2030 | 11 | 29 | 11 | 1104.0313 | 54.0313
2030 | 11 | 29 | 12 | 1115.386 | 65.386
2030 | 11 | 29 | 13 | 1113.4705 | 63.4705
2030 | 11 | 29 | 14 | 1108.7078 | 58.7078
2030 | 11 | 29 | 15 | 1099.2482 | 49.2482
2030 | 11 | 29 | 16 | 1095.4561 | 45.4561
2030 | 11 | 29 | 17 | 1121.9993 | 71.9993
2030 | 11 | 29 | 18 | 1156.2268 | 106.2268
2030 | 11 | 29 | 19 | 1143.0532 | 93.0532
2030 | 11 | 29 | 20 | 1117.7854 | 67.7854
2030 | 11 | 29 | 21 | 1090.075 | 40.075
2030 | 11 | 29 | 22 | 1063.6033 | 13.6033
2030 | 11 | 29 | 23 | 1036.006 | 0
2030 | 11 | 30 | 0 | 994.5074 | 0
2030 | 11 | 30 | 1 | 936.9313 | 0
2030 | 11 | 30 | 2 | 879.3552 | 0
2030 | 11 | 30 | 3 | 855.2063 | 0
2030 | 11 | 30 | 4 | 841.6719 | 0
2030 | 11 | 30 | 5 | 835.5938 | 0
2030 | 11 | 30 | 6 | 839.268 | 0
2030 | 11 | 30 | 7 | 854.6821 | 0
2030 | 11 | 30 | 8 | 886.6816 | 0
2030 | 11 | 30 | 9 | 920.2344 | 0
2030 | 11 | 30 | 10 | 956.5506 | 0
2030 | 11 | 30 | 11 | 984.0798 | 0
2030 | 11 | 30 | 12 | 1000.9343 | 0
2030 | 11 | 30 | 13 | 1000.5771 | 0
2030 | 11 | 30 | 14 | 994.4662 | 0
2030 | 11 | 30 | 15 | 984.9108 | 0
2030 | 11 | 30 | 16 | 982.9735 | 0
2030 | 11 | 30 | 17 | 1017.4165 | 0
2030 | 11 | 30 | 18 | 1069.7928 | 19.7928
2030 | 11 | 30 | 19 | 1070.2877 | 20.2877
2030 | 11 | 30 | 20 | 1051.371 | 1.371
2030 | 11 | 30 | 21 | 1032.9754 | 0
2030 | 11 | 30 | 22 | 1006.3662 | 0
2030 | 11 | 30 | 23 | 970.7074 | 0
2030 | 12 | 1 | 0 | 930.213 | 0
2030 | 12 | 1 | 1 | 885.7917 | 0
2030 | 12 | 1 | 2 | 860.7247 | 0
2030 | 12 | 1 | 3 | 843.3419 | 0
2030 | 12 | 1 | 4 | 835.767 | 0
2030 | 12 | 1 | 5 | 836.7279 | 0
2030 | 12 | 1 | 6 | 848.2891 | 0
2030 | 12 | 1 | 7 | 861.1909 | 0
2030 | 12 | 1 | 8 | 870.6204 | 0
2030 | 12 | 1 | 9 | 898.4545 | 0
2030 | 12 | 1 | 10 | 928.4878 | 0
2030 | 12 | 1 | 11 | 952.6572 | 0
2030 | 12 | 1 | 12 | 975.4874 | 0
2030 | 12 | 1 | 13 | 981.7199 | 0
2030 | 12 | 1 | 14 | 977.9219 | 0
2030 | 12 | 1 | 15 | 977.2151 | 0
2030 | 12 | 1 | 16 | 986.1633 | 0
2030 | 12 | 1 | 17 | 1024.2062 | 0
2030 | 12 | 1 | 18 | 1068.4563 | 18.4563
2030 | 12 | 1 | 19 | 1061.5507 | 11.5507
2030 | 12 | 1 | 20 | 1042.9987 | 0
2030 | 12 | 1 | 21 | 1021.7388 | 0
2030 | 12 | 1 | 22 | 993.0487 | 0
2030 | 12 | 1 | 23 | 961.0598 | 0
2030 | 12 | 2 | 0 | 928.3184 | 0
2030 | 12 | 2 | 1 | 948.7853 | 0
2030 | 12 | 2 | 2 | 924.3033 | 0
2030 | 12 | 2 | 3 | 908.9559 | 0
2030 | 12 | 2 | 4 | 903.0312 | 0
2030 | 12 | 2 | 5 | 911.8538 | 0
2030 | 12 | 2 | 6 | 946.2048 | 0
2030 | 12 | 2 | 7 | 1002.2329 | 0
2030 | 12 | 2 | 8 | 1052.9026 | 2.9026
2030 | 12 | 2 | 9 | 1085.2802 | 35.2802
2030 | 12 | 2 | 10 | 1101.9038 | 51.9038
2030 | 12 | 2 | 11 | 1118.5116 | 68.5116
2030 | 12 | 2 | 12 | 1132.0071 | 82.0071
2030 | 12 | 2 | 13 | 1133.795 | 83.795
2030 | 12 | 2 | 14 | 1134.0295 | 84.0295
2030 | 12 | 2 | 15 | 1130.169 | 80.169
2030 | 12 | 2 | 16 | 1136.4709 | 86.4709
2030 | 12 | 2 | 17 | 1164.8336 | 114.8336
2030 | 12 | 2 | 18 | 1193.4255 | 143.4255
2030 | 12 | 2 | 19 | 1174.0601 | 124.0601
2030 | 12 | 2 | 20 | 1150.6549 | 100.6549
2030 | 12 | 2 | 21 | 1120.0765 | 70.0765
2030 | 12 | 2 | 22 | 1077.4778 | 27.4778
2030 | 12 | 2 | 23 | 1042.3838 | 0
2030 | 12 | 3 | 0 | 994.8548 | 0
2030 | 12 | 3 | 1 | 967.8765 | 0
2030 | 12 | 3 | 2 | 940.9225 | 0
2030 | 12 | 3 | 3 | 926.8769 | 0
2030 | 12 | 3 | 4 | 922.0374 | 0
2030 | 12 | 3 | 5 | 932.0063 | 0
2030 | 12 | 3 | 6 | 966.1226 | 0
2030 | 12 | 3 | 7 | 1024.9536 | 0
2030 | 12 | 3 | 8 | 1083.1046 | 33.1046
2030 | 12 | 3 | 9 | 1120.4448 | 70.4448
2030 | 12 | 3 | 10 | 1151.3817 | 101.3817
2030 | 12 | 3 | 11 | 1171.276 | 121.276
2030 | 12 | 3 | 12 | 1181.0432 | 131.0432
2030 | 12 | 3 | 13 | 1176.49 | 126.49
2030 | 12 | 3 | 14 | 1168.7758 | 118.7758
2030 | 12 | 3 | 15 | 1159.6592 | 109.6592
2030 | 12 | 3 | 16 | 1146.2288 | 96.2288
2030 | 12 | 3 | 17 | 1173.2209 | 123.2209
2030 | 12 | 3 | 18 | 1212.089 | 162.089
2030 | 12 | 3 | 19 | 1195.9246 | 145.9246
2030 | 12 | 3 | 20 | 1173.0622 | 123.0622
2030 | 12 | 3 | 21 | 1146.569 | 96.569
2030 | 12 | 3 | 22 | 1108.6698 | 58.6698
2030 | 12 | 3 | 23 | 1062.7987 | 12.7987
2030 | 12 | 4 | 0 | 1009.7575 | 0
2030 | 12 | 4 | 1 | 1001.425 | 0
2030 | 12 | 4 | 2 | 973.6497 | 0
2030 | 12 | 4 | 3 | 958.9887 | 0
2030 | 12 | 4 | 4 | 952.585 | 0
2030 | 12 | 4 | 5 | 960.7078 | 0
2030 | 12 | 4 | 6 | 990.4289 | 0
2030 | 12 | 4 | 7 | 1037.6861 | 0
2030 | 12 | 4 | 8 | 1085.708 | 35.708
2030 | 12 | 4 | 9 | 1108.9516 | 58.9516
2030 | 12 | 4 | 10 | 1129.899 | 79.899
2030 | 12 | 4 | 11 | 1141.8061 | 91.8061
2030 | 12 | 4 | 12 | 1151.0138 | 101.0138
2030 | 12 | 4 | 13 | 1148.1265 | 98.1265
2030 | 12 | 4 | 14 | 1142.0766 | 92.0766
2030 | 12 | 4 | 15 | 1137.5593 | 87.5593
2030 | 12 | 4 | 16 | 1143.8112 | 93.8112
2030 | 12 | 4 | 17 | 1173.3477 | 123.3477
2030 | 12 | 4 | 18 | 1216.9817 | 166.9817
2030 | 12 | 4 | 19 | 1204.098 | 154.098
2030 | 12 | 4 | 20 | 1183.2725 | 133.2725
2030 | 12 | 4 | 21 | 1154.436 | 104.436
2030 | 12 | 4 | 22 | 1120.5788 | 70.5788
2030 | 12 | 4 | 23 | 1082.338 | 32.338
2030 | 12 | 5 | 0 | 1036.2651 | 0
2030 | 12 | 5 | 1 | 1002.0689 | 0
2030 | 12 | 5 | 2 | 967.8728 | 0
2030 | 12 | 5 | 3 | 950.8909 | 0
2030 | 12 | 5 | 4 | 943.2837 | 0
2030 | 12 | 5 | 5 | 949.8527 | 0
2030 | 12 | 5 | 6 | 983.9119 | 0
2030 | 12 | 5 | 7 | 1038.039 | 0
2030 | 12 | 5 | 8 | 1079.3182 | 29.3182
2030 | 12 | 5 | 9 | 1112.8743 | 62.8743
2030 | 12 | 5 | 10 | 1127.0684 | 77.0684
2030 | 12 | 5 | 11 | 1136.0385 | 86.0385
2030 | 12 | 5 | 12 | 1143.6722 | 93.6722
2030 | 12 | 5 | 13 | 1144.0749 | 94.0749
2030 | 12 | 5 | 14 | 1139.8655 | 89.8655
2030 | 12 | 5 | 15 | 1135.156 | 85.156
2030 | 12 | 5 | 16 | 1138.056 | 88.056
2030 | 12 | 5 | 17 | 1166.4541 | 116.4541
2030 | 12 | 5 | 18 | 1196.7541 | 146.7541
2030 | 12 | 5 | 19 | 1181.7637 | 131.7637
2030 | 12 | 5 | 20 | 1156.9899 | 106.9899
2030 | 12 | 5 | 21 | 1130.8781 | 80.8781
2030 | 12 | 5 | 22 | 1090.8484 | 40.8484
2030 | 12 | 5 | 23 | 1058.745 | 8.745
2030 | 12 | 6 | 0 | 1016.2035 | 0
2030 | 12 | 6 | 1 | 965.1766 | 0
2030 | 12 | 6 | 2 | 935.4881 | 0
2030 | 12 | 6 | 3 | 919.1636 | 0
2030 | 12 | 6 | 4 | 912.9712 | 0
2030 | 12 | 6 | 5 | 921.2154 | 0
2030 | 12 | 6 | 6 | 954.6236 | 0
2030 | 12 | 6 | 7 | 1010.3961 | 0
2030 | 12 | 6 | 8 | 1058.9623 | 8.9623
2030 | 12 | 6 | 9 | 1092.5619 | 42.5619
2030 | 12 | 6 | 10 | 1110.5187 | 60.5187
2030 | 12 | 6 | 11 | 1120.818 | 70.818
2030 | 12 | 6 | 12 | 1128.2044 | 78.2044
2030 | 12 | 6 | 13 | 1126.2092 | 76.2092
2030 | 12 | 6 | 14 | 1122.5609 | 72.5609
2030 | 12 | 6 | 15 | 1117.7749 | 67.7749
2030 | 12 | 6 | 16 | 1117.9419 | 67.9419
2030 | 12 | 6 | 17 | 1143.4263 | 93.4263
2030 | 12 | 6 | 18 | 1172.4333 | 122.4333
2030 | 12 | 6 | 19 | 1154.9792 | 104.9792
2030 | 12 | 6 | 20 | 1127.1122 | 77.1122
2030 | 12 | 6 | 21 | 1099.3276 | 49.3276
2030 | 12 | 6 | 22 | 1070.6717 | 20.6717
2030 | 12 | 6 | 23 | 1040.1368 | 0
2030 | 12 | 7 | 0 | 997.7648 | 0
2030 | 12 | 7 | 1 | 951.0739 | 0
2030 | 12 | 7 | 2 | 904.383 | 0
2030 | 12 | 7 | 3 | 885.6858 | 0
2030 | 12 | 7 | 4 | 876.8646 | 0
2030 | 12 | 7 | 5 | 875.8849 | 0
2030 | 12 | 7 | 6 | 891.1866 | 0
2030 | 12 | 7 | 7 | 909.3065 | 0
2030 | 12 | 7 | 8 | 928.7211 | 0
2030 | 12 | 7 | 9 | 959.7926 | 0
2030 | 12 | 7 | 10 | 1000.5487 | 0
2030 | 12 | 7 | 11 | 1024.2643 | 0
2030 | 12 | 7 | 12 | 1039.9566 | 0
2030 | 12 | 7 | 13 | 1037.6385 | 0
2030 | 12 | 7 | 14 | 1029.0776 | 0
2030 | 12 | 7 | 15 | 1021.322 | 0
2030 | 12 | 7 | 16 | 1021.7455 | 0
2030 | 12 | 7 | 17 | 1052.167 | 2.167
2030 | 12 | 7 | 18 | 1088.5119 | 38.5119
2030 | 12 | 7 | 19 | 1076.5263 | 26.5263
2030 | 12 | 7 | 20 | 1050.6404 | 0.6404
2030 | 12 | 7 | 21 | 1027.9618 | 0
2030 | 12 | 7 | 22 | 1002.6673 | 0
2030 | 12 | 7 | 23 | 980.3106 | 0
2030 | 12 | 8 | 0 | 948.4763 | 0
2030 | 12 | 8 | 1 | 916.9022 | 0
2030 | 12 | 8 | 2 | 887.5881 | 0
2030 | 12 | 8 | 3 | 867.9015 | 0
2030 | 12 | 8 | 4 | 858.1526 | 0
2030 | 12 | 8 | 5 | 856.2599 | 0
2030 | 12 | 8 | 6 | 861.8209 | 0
2030 | 12 | 8 | 7 | 871.344 | 0
2030 | 12 | 8 | 8 | 881.4863 | 0
2030 | 12 | 8 | 9 | 903.7935 | 0
2030 | 12 | 8 | 10 | 937.5472 | 0
2030 | 12 | 8 | 11 | 963.7168 | 0
2030 | 12 | 8 | 12 | 986.811 | 0
2030 | 12 | 8 | 13 | 992.2287 | 0
2030 | 12 | 8 | 14 | 985.7792 | 0
2030 | 12 | 8 | 15 | 982.7845 | 0
2030 | 12 | 8 | 16 | 986.514 | 0
2030 | 12 | 8 | 17 | 1023.4156 | 0
2030 | 12 | 8 | 18 | 1077.6586 | 27.6586
2030 | 12 | 8 | 19 | 1083.9191 | 33.9191
2030 | 12 | 8 | 20 | 1073.606 | 23.606
2030 | 12 | 8 | 21 | 1054.5501 | 4.5501
2030 | 12 | 8 | 22 | 1024.4827 | 0
2030 | 12 | 8 | 23 | 986.3955 | 0
2030 | 12 | 9 | 0 | 949.9287 | 0
2030 | 12 | 9 | 1 | 1001.9071 | 0
2030 | 12 | 9 | 2 | 977.1295 | 0
2030 | 12 | 9 | 3 | 962.852 | 0
2030 | 12 | 9 | 4 | 955.5186 | 0
2030 | 12 | 9 | 5 | 960.8661 | 0
2030 | 12 | 9 | 6 | 987.9419 | 0
2030 | 12 | 9 | 7 | 1036.5871 | 0
2030 | 12 | 9 | 8 | 1082.5622 | 32.5622
2030 | 12 | 9 | 9 | 1124.9994 | 74.9994
2030 | 12 | 9 | 10 | 1142.0419 | 92.0419
2030 | 12 | 9 | 11 | 1156.6259 | 106.6259
2030 | 12 | 9 | 12 | 1170.4378 | 120.4378
2030 | 12 | 9 | 13 | 1170.292 | 120.292
2030 | 12 | 9 | 14 | 1167.8361 | 117.8361
2030 | 12 | 9 | 15 | 1165.6666 | 115.6666
2030 | 12 | 9 | 16 | 1169.4796 | 119.4796
2030 | 12 | 9 | 17 | 1197.3228 | 147.3228
2030 | 12 | 9 | 18 | 1222.9102 | 172.9102
2030 | 12 | 9 | 19 | 1203.0058 | 153.0058
2030 | 12 | 9 | 20 | 1178.6199 | 128.6199
2030 | 12 | 9 | 21 | 1148.0456 | 98.0456
2030 | 12 | 9 | 22 | 1107.9032 | 57.9032
2030 | 12 | 9 | 23 | 1082.5108 | 32.5108
2030 | 12 | 10 | 0 | 1042.7481 | 0
2030 | 12 | 10 | 1 | 980.2067 | 0
2030 | 12 | 10 | 2 | 953.0665 | 0
2030 | 12 | 10 | 3 | 935.76 | 0
2030 | 12 | 10 | 4 | 928.6082 | 0
2030 | 12 | 10 | 5 | 934.374 | 0
2030 | 12 | 10 | 6 | 963.694 | 0
2030 | 12 | 10 | 7 | 1015.3155 | 0
2030 | 12 | 10 | 8 | 1063.9878 | 13.9878
2030 | 12 | 10 | 9 | 1096.1903 | 46.1903
2030 | 12 | 10 | 10 | 1126.417 | 76.417
2030 | 12 | 10 | 11 | 1149.3337 | 99.3337
2030 | 12 | 10 | 12 | 1158.8062 | 108.8062
2030 | 12 | 10 | 13 | 1157.1832 | 107.1832
2030 | 12 | 10 | 14 | 1149.1815 | 99.1815
2030 | 12 | 10 | 15 | 1139.8153 | 89.8153
2030 | 12 | 10 | 16 | 1125.1346 | 75.1346
2030 | 12 | 10 | 17 | 1154.7814 | 104.7814
2030 | 12 | 10 | 18 | 1193.3299 | 143.3299
2030 | 12 | 10 | 19 | 1177.1839 | 127.1839
2030 | 12 | 10 | 20 | 1155.4378 | 105.4378
2030 | 12 | 10 | 21 | 1129.1012 | 79.1012
2030 | 12 | 10 | 22 | 1093.4771 | 43.4771
2030 | 12 | 10 | 23 | 1057.0217 | 7.0217
2030 | 12 | 11 | 0 | 1013.1043 | 0
2030 | 12 | 11 | 1 | 971.681 | 0
2030 | 12 | 11 | 2 | 943.7395 | 0
2030 | 12 | 11 | 3 | 927.157 | 0
2030 | 12 | 11 | 4 | 920.9031 | 0
2030 | 12 | 11 | 5 | 927.5722 | 0
2030 | 12 | 11 | 6 | 958.5188 | 0
2030 | 12 | 11 | 7 | 1001.3773 | 0
2030 | 12 | 11 | 8 | 1040.959 | 0
2030 | 12 | 11 | 9 | 1063.8583 | 13.8583
2030 | 12 | 11 | 10 | 1086.2498 | 36.2498
2030 | 12 | 11 | 11 | 1101.2995 | 51.2995
2030 | 12 | 11 | 12 | 1109.9014 | 59.9014
2030 | 12 | 11 | 13 | 1110.4707 | 60.4707
2030 | 12 | 11 | 14 | 1109.3045 | 59.3045
2030 | 12 | 11 | 15 | 1107.7181 | 57.7181
2030 | 12 | 11 | 16 | 1112.807 | 62.807
2030 | 12 | 11 | 17 | 1140.4108 | 90.4108
2030 | 12 | 11 | 18 | 1177.6658 | 127.6658
2030 | 12 | 11 | 19 | 1156.5889 | 106.5889
2030 | 12 | 11 | 20 | 1133.0306 | 83.0306
2030 | 12 | 11 | 21 | 1106.9903 | 56.9903
2030 | 12 | 11 | 22 | 1072.7884 | 22.7884
2030 | 12 | 11 | 23 | 1041.5021 | 0
2030 | 12 | 12 | 0 | 999.7393 | 0
2030 | 12 | 12 | 1 | 961.1539 | 0
2030 | 12 | 12 | 2 | 931.726 | 0
2030 | 12 | 12 | 3 | 912.3208 | 0
2030 | 12 | 12 | 4 | 902.8323 | 0
2030 | 12 | 12 | 5 | 909.9339 | 0
2030 | 12 | 12 | 6 | 938.2888 | 0
2030 | 12 | 12 | 7 | 984.895 | 0
2030 | 12 | 12 | 8 | 1024.6024 | 0
2030 | 12 | 12 | 9 | 1058.5338 | 8.5338
2030 | 12 | 12 | 10 | 1081.5288 | 31.5288
2030 | 12 | 12 | 11 | 1096.4383 | 46.4383
2030 | 12 | 12 | 12 | 1110.3158 | 60.3158
2030 | 12 | 12 | 13 | 1114.4699 | 64.4699
2030 | 12 | 12 | 14 | 1118.4214 | 68.4214
2030 | 12 | 12 | 15 | 1111.8962 | 61.8962
2030 | 12 | 12 | 16 | 1114.018 | 64.018
2030 | 12 | 12 | 17 | 1141.3195 | 91.3195
2030 | 12 | 12 | 18 | 1168.0727 | 118.0727
2030 | 12 | 12 | 19 | 1149.5245 | 99.5245
2030 | 12 | 12 | 20 | 1123.5269 | 73.5269
2030 | 12 | 12 | 21 | 1096.7656 | 46.7656
2030 | 12 | 12 | 22 | 1058.8474 | 8.8474
2030 | 12 | 12 | 23 | 1022.6217 | 0
2030 | 12 | 13 | 0 | 985.7112 | 0
2030 | 12 | 13 | 1 | 973.1094 | 0
2030 | 12 | 13 | 2 | 940.3183 | 0
2030 | 12 | 13 | 3 | 920.5002 | 0
2030 | 12 | 13 | 4 | 911.7413 | 0
2030 | 12 | 13 | 5 | 914.7584 | 0
2030 | 12 | 13 | 6 | 942.0926 | 0
2030 | 12 | 13 | 7 | 992.9225 | 0
2030 | 12 | 13 | 8 | 1038.7975 | 0
2030 | 12 | 13 | 9 | 1074.0537 | 24.0537
2030 | 12 | 13 | 10 | 1100.5094 | 50.5094
2030 | 12 | 13 | 11 | 1113.7929 | 63.7929
2030 | 12 | 13 | 12 | 1125.1407 | 75.1407
2030 | 12 | 13 | 13 | 1122.1523 | 72.1523
2030 | 12 | 13 | 14 | 1118.2798 | 68.2798
2030 | 12 | 13 | 15 | 1108.5061 | 58.5061
2030 | 12 | 13 | 16 | 1105.3669 | 55.3669
2030 | 12 | 13 | 17 | 1131.2177 | 81.2177
2030 | 12 | 13 | 18 | 1164.0812 | 114.0812
2030 | 12 | 13 | 19 | 1147.5406 | 97.5406
2030 | 12 | 13 | 20 | 1123.9603 | 73.9603
2030 | 12 | 13 | 21 | 1099.264 | 49.264
2030 | 12 | 13 | 22 | 1071.1038 | 21.1038
2030 | 12 | 13 | 23 | 1046.3996 | 0
2030 | 12 | 14 | 0 | 1006.2122 | 0
2030 | 12 | 14 | 1 | 943.7581 | 0
2030 | 12 | 14 | 2 | 881.3039 | 0
2030 | 12 | 14 | 3 | 861.1765 | 0
2030 | 12 | 14 | 4 | 851.8448 | 0
2030 | 12 | 14 | 5 | 845.2183 | 0
2030 | 12 | 14 | 6 | 846.2996 | 0
2030 | 12 | 14 | 7 | 858.1034 | 0
2030 | 12 | 14 | 8 | 889.1992 | 0
2030 | 12 | 14 | 9 | 917.3831 | 0
2030 | 12 | 14 | 10 | 950.6235 | 0
2030 | 12 | 14 | 11 | 972.7073 | 0
2030 | 12 | 14 | 12 | 987.9996 | 0
2030 | 12 | 14 | 13 | 993.0873 | 0
2030 | 12 | 14 | 14 | 989.7382 | 0
2030 | 12 | 14 | 15 | 982.3384 | 0
2030 | 12 | 14 | 16 | 979.9071 | 0
2030 | 12 | 14 | 17 | 1002.4129 | 0
2030 | 12 | 14 | 18 | 1038.6663 | 0
2030 | 12 | 14 | 19 | 1029.7595 | 0
2030 | 12 | 14 | 20 | 1002.2772 | 0
2030 | 12 | 14 | 21 | 984.5327 | 0
2030 | 12 | 14 | 22 | 967.3465 | 0
2030 | 12 | 14 | 23 | 957.3339 | 0
2030 | 12 | 15 | 0 | 931.2393 | 0
2030 | 12 | 15 | 1 | 893.5562 | 0
2030 | 12 | 15 | 2 | 855.8731 | 0
2030 | 12 | 15 | 3 | 832.3403 | 0
2030 | 12 | 15 | 4 | 822.4408 | 0
2030 | 12 | 15 | 5 | 816.9105 | 0
2030 | 12 | 15 | 6 | 818.8868 | 0
2030 | 12 | 15 | 7 | 827.8522 | 0
2030 | 12 | 15 | 8 | 851.4833 | 0
2030 | 12 | 15 | 9 | 879.9368 | 0
2030 | 12 | 15 | 10 | 909.6194 | 0
2030 | 12 | 15 | 11 | 939.3677 | 0
2030 | 12 | 15 | 12 | 964.9454 | 0
2030 | 12 | 15 | 13 | 970.902 | 0
2030 | 12 | 15 | 14 | 967.7906 | 0
2030 | 12 | 15 | 15 | 964.9808 | 0
2030 | 12 | 15 | 16 | 972.3372 | 0
2030 | 12 | 15 | 17 | 1010.4598 | 0
2030 | 12 | 15 | 18 | 1056.6108 | 6.6108
2030 | 12 | 15 | 19 | 1053.0498 | 3.0498
2030 | 12 | 15 | 20 | 1035.4021 | 0
2030 | 12 | 15 | 21 | 1017.9522 | 0
2030 | 12 | 15 | 22 | 997.7111 | 0
2030 | 12 | 15 | 23 | 978.2152 | 0
2030 | 12 | 16 | 0 | 946.1975 | 0
2030 | 12 | 16 | 1 | 969.0132 | 0
2030 | 12 | 16 | 2 | 945.0088 | 0
2030 | 12 | 16 | 3 | 925.4134 | 0
2030 | 12 | 16 | 4 | 918.9484 | 0
2030 | 12 | 16 | 5 | 922.8149 | 0
2030 | 12 | 16 | 6 | 947.4379 | 0
2030 | 12 | 16 | 7 | 995.4044 | 0
2030 | 12 | 16 | 8 | 1044.9569 | 0
2030 | 12 | 16 | 9 | 1080.6723 | 30.6723
2030 | 12 | 16 | 10 | 1098.0904 | 48.0904
2030 | 12 | 16 | 11 | 1113.8156 | 63.8156
2030 | 12 | 16 | 12 | 1130.1326 | 80.1326
2030 | 12 | 16 | 13 | 1130.7371 | 80.7371
2030 | 12 | 16 | 14 | 1129.8117 | 79.8117
2030 | 12 | 16 | 15 | 1127.061 | 77.061
2030 | 12 | 16 | 16 | 1131.3087 | 81.3087
2030 | 12 | 16 | 17 | 1159.4429 | 109.4429
2030 | 12 | 16 | 18 | 1170.1127 | 120.1127
2030 | 12 | 16 | 19 | 1180.7824 | 130.7824
2030 | 12 | 16 | 20 | 1158.2278 | 108.2278
2030 | 12 | 16 | 21 | 1129.8398 | 79.8398
2030 | 12 | 16 | 22 | 1107.9118 | 57.9118
2030 | 12 | 16 | 23 | 1075.5371 | 25.5371
2030 | 12 | 17 | 0 | 1034.168 | 0
2030 | 12 | 17 | 1 | 973.7128 | 0
2030 | 12 | 17 | 2 | 946.2393 | 0
2030 | 12 | 17 | 3 | 926.5123 | 0
2030 | 12 | 17 | 4 | 918.9273 | 0
2030 | 12 | 17 | 5 | 922.3351 | 0
2030 | 12 | 17 | 6 | 945.96 | 0
2030 | 12 | 17 | 7 | 997.0525 | 0
2030 | 12 | 17 | 8 | 1051.3357 | 1.3357
2030 | 12 | 17 | 9 | 1085.9276 | 35.9276
2030 | 12 | 17 | 10 | 1117.3424 | 67.3424
2030 | 12 | 17 | 11 | 1141.4135 | 91.4135
2030 | 12 | 17 | 12 | 1151.5404 | 101.5404
2030 | 12 | 17 | 13 | 1148.8592 | 98.8592
2030 | 12 | 17 | 14 | 1140.7019 | 90.7019
2030 | 12 | 17 | 15 | 1131.2646 | 81.2646
2030 | 12 | 17 | 16 | 1117.5148 | 67.5148
2030 | 12 | 17 | 17 | 1144.5605 | 94.5605
2030 | 12 | 17 | 18 | 1182.8935 | 132.8935
2030 | 12 | 17 | 19 | 1167.4515 | 117.4515
2030 | 12 | 17 | 20 | 1143.4793 | 93.4793
2030 | 12 | 17 | 21 | 1119.0658 | 69.0658
2030 | 12 | 17 | 22 | 1096.348 | 46.348
2030 | 12 | 17 | 23 | 1058.5753 | 8.5753
2030 | 12 | 18 | 0 | 1013.4407 | 0
2030 | 12 | 18 | 1 | 977.6929 | 0
2030 | 12 | 18 | 2 | 951.3675 | 0
2030 | 12 | 18 | 3 | 932.7318 | 0
2030 | 12 | 18 | 4 | 925.1478 | 0
2030 | 12 | 18 | 5 | 929.0585 | 0
2030 | 12 | 18 | 6 | 954.5836 | 0
2030 | 12 | 18 | 7 | 992.1222 | 0
2030 | 12 | 18 | 8 | 1036.0975 | 0
2030 | 12 | 18 | 9 | 1062.1971 | 12.1971
2030 | 12 | 18 | 10 | 1088.8877 | 38.8877
2030 | 12 | 18 | 11 | 1104.8535 | 54.8535
2030 | 12 | 18 | 12 | 1116.7395 | 66.7395
2030 | 12 | 18 | 13 | 1116.5253 | 66.5253
2030 | 12 | 18 | 14 | 1115.2206 | 65.2206
2030 | 12 | 18 | 15 | 1113.5161 | 63.5161
2030 | 12 | 18 | 16 | 1120.7732 | 70.7732
2030 | 12 | 18 | 17 | 1148.2992 | 98.2992
2030 | 12 | 18 | 18 | 1188.3713 | 138.3713
2030 | 12 | 18 | 19 | 1169.4999 | 119.4999
2030 | 12 | 18 | 20 | 1144.5606 | 94.5606
2030 | 12 | 18 | 21 | 1118.4049 | 68.4049
2030 | 12 | 18 | 22 | 1090.6691 | 40.6691
2030 | 12 | 18 | 23 | 1058.0376 | 8.0376
2030 | 12 | 19 | 0 | 1017.2223 | 0
2030 | 12 | 19 | 1 | 977.3201 | 0
2030 | 12 | 19 | 2 | 948.6612 | 0
2030 | 12 | 19 | 3 | 932.4902 | 0
2030 | 12 | 19 | 4 | 925.7783 | 0
2030 | 12 | 19 | 5 | 932.5819 | 0
2030 | 12 | 19 | 6 | 967.446 | 0
2030 | 12 | 19 | 7 | 1023.7 | 0
2030 | 12 | 19 | 8 | 1090.96 | 40.96
2030 | 12 | 19 | 9 | 1127.1931 | 77.1931
2030 | 12 | 19 | 10 | 1143.3258 | 93.3258
2030 | 12 | 19 | 11 | 1154.3348 | 104.3348
2030 | 12 | 19 | 12 | 1164.5094 | 114.5094
2030 | 12 | 19 | 13 | 1160.2863 | 110.2863
2030 | 12 | 19 | 14 | 1158.9309 | 108.9309
2030 | 12 | 19 | 15 | 1152.2684 | 102.2684
2030 | 12 | 19 | 16 | 1152.6269 | 102.6269
2030 | 12 | 19 | 17 | 1181.1971 | 131.1971
2030 | 12 | 19 | 18 | 1223.0318 | 173.0318
2030 | 12 | 19 | 19 | 1218.076 | 168.076
2030 | 12 | 19 | 20 | 1198.1692 | 148.1692
2030 | 12 | 19 | 21 | 1175.9576 | 125.9576
2030 | 12 | 19 | 22 | 1138.0365 | 88.0365
2030 | 12 | 19 | 23 | 1100.1701 | 50.1701
2030 | 12 | 20 | 0 | 1045.9031 | 0
2030 | 12 | 20 | 1 | 1007.3804 | 0
2030 | 12 | 20 | 2 | 977.5482 | 0
2030 | 12 | 20 | 3 | 960.5013 | 0
2030 | 12 | 20 | 4 | 953.5616 | 0
2030 | 12 | 20 | 5 | 956.773 | 0
2030 | 12 | 20 | 6 | 983.1067 | 0
2030 | 12 | 20 | 7 | 1024.2675 | 0
2030 | 12 | 20 | 8 | 1067.0526 | 17.0526
2030 | 12 | 20 | 9 | 1103.7308 | 53.7308
2030 | 12 | 20 | 10 | 1122.507 | 72.507
2030 | 12 | 20 | 11 | 1132.4304 | 82.4304
2030 | 12 | 20 | 12 | 1139.0981 | 89.0981
2030 | 12 | 20 | 13 | 1139.1261 | 89.1261
2030 | 12 | 20 | 14 | 1135.0788 | 85.0788
2030 | 12 | 20 | 15 | 1116.2184 | 66.2184
2030 | 12 | 20 | 16 | 1114.2316 | 64.2316
2030 | 12 | 20 | 17 | 1137.0445 | 87.0445
2030 | 12 | 20 | 18 | 1170.6557 | 120.6557
2030 | 12 | 20 | 19 | 1158.4268 | 108.4268
2030 | 12 | 20 | 20 | 1132.6062 | 82.6062
2030 | 12 | 20 | 21 | 1108.3909 | 58.3909
2030 | 12 | 20 | 22 | 1076.9889 | 26.9889
2030 | 12 | 20 | 23 | 1054.8477 | 4.8477
2030 | 12 | 21 | 0 | 1020.7156 | 0
2030 | 12 | 21 | 1 | 972.3224 | 0
2030 | 12 | 21 | 2 | 923.9291 | 0
2030 | 12 | 21 | 3 | 902.843 | 0
2030 | 12 | 21 | 4 | 893.2357 | 0
2030 | 12 | 21 | 5 | 893.8176 | 0
2030 | 12 | 21 | 6 | 911.0329 | 0
2030 | 12 | 21 | 7 | 930.2154 | 0
2030 | 12 | 21 | 8 | 941.0288 | 0
2030 | 12 | 21 | 9 | 971.6058 | 0
2030 | 12 | 21 | 10 | 1015.2259 | 0
2030 | 12 | 21 | 11 | 1038.9574 | 0
2030 | 12 | 21 | 12 | 1053.4076 | 3.4076
2030 | 12 | 21 | 13 | 1050.3675 | 0.36745
2030 | 12 | 21 | 14 | 1040.1136 | 0
2030 | 12 | 21 | 15 | 1029.3853 | 0
2030 | 12 | 21 | 16 | 1027.8069 | 0
2030 | 12 | 21 | 17 | 1055.137 | 5.137
2030 | 12 | 21 | 18 | 1106.0296 | 56.0296
2030 | 12 | 21 | 19 | 1103.4643 | 53.4643
2030 | 12 | 21 | 20 | 1079.2395 | 29.2395
2030 | 12 | 21 | 21 | 1060.419 | 10.419
2030 | 12 | 21 | 22 | 1039.8282 | 0
2030 | 12 | 21 | 23 | 1018.1731 | 0
2030 | 12 | 22 | 0 | 984.3066 | 0
2030 | 12 | 22 | 1 | 944.7327 | 0
2030 | 12 | 22 | 2 | 915.8132 | 0
2030 | 12 | 22 | 3 | 894.5589 | 0
2030 | 12 | 22 | 4 | 884.8387 | 0
2030 | 12 | 22 | 5 | 884.1089 | 0
2030 | 12 | 22 | 6 | 895.9562 | 0
2030 | 12 | 22 | 7 | 904.7037 | 0
2030 | 12 | 22 | 8 | 908.6439 | 0
2030 | 12 | 22 | 9 | 935.5733 | 0
2030 | 12 | 22 | 10 | 967.6201 | 0
2030 | 12 | 22 | 11 | 999.9772 | 0
2030 | 12 | 22 | 12 | 1027.0179 | 0
2030 | 12 | 22 | 13 | 1037.0697 | 0
2030 | 12 | 22 | 14 | 1036.2454 | 0
2030 | 12 | 22 | 15 | 1035.349 | 0
2030 | 12 | 22 | 16 | 1040.7437 | 0
2030 | 12 | 22 | 17 | 1070.0045 | 20.0045
2030 | 12 | 22 | 18 | 1115.4122 | 65.4122
2030 | 12 | 22 | 19 | 1112.6695 | 62.6695
2030 | 12 | 22 | 20 | 1090.9912 | 40.9912
2030 | 12 | 22 | 21 | 1068.1486 | 18.1486
2030 | 12 | 22 | 22 | 1039.8528 | 0
2030 | 12 | 22 | 23 | 1003.7578 | 0
2030 | 12 | 23 | 0 | 976.412 | 0
2030 | 12 | 23 | 1 | 921.487 | 0
2030 | 12 | 23 | 2 | 866.562 | 0
2030 | 12 | 23 | 3 | 846.316 | 0
2030 | 12 | 23 | 4 | 836.2107 | 0
2030 | 12 | 23 | 5 | 834.5211 | 0
2030 | 12 | 23 | 6 | 842.5585 | 0
2030 | 12 | 23 | 7 | 850.9069 | 0
2030 | 12 | 23 | 8 | 865.7576 | 0
2030 | 12 | 23 | 9 | 921.8679 | 0
2030 | 12 | 23 | 10 | 965.9814 | 0
2030 | 12 | 23 | 11 | 994.379 | 0
2030 | 12 | 23 | 12 | 1018.8227 | 0
2030 | 12 | 23 | 13 | 1022.1119 | 0
2030 | 12 | 23 | 14 | 1009.9951 | 0
2030 | 12 | 23 | 15 | 995.0369 | 0
2030 | 12 | 23 | 16 | 988.3083 | 0
2030 | 12 | 23 | 17 | 1008.9166 | 0
2030 | 12 | 23 | 18 | 1055.6102 | 5.6102
2030 | 12 | 23 | 19 | 1046.7419 | 0
2030 | 12 | 23 | 20 | 1027.9647 | 0
2030 | 12 | 23 | 21 | 1006.4738 | 0
2030 | 12 | 23 | 22 | 981.8666 | 0
2030 | 12 | 23 | 23 | 972.9873 | 0
2030 | 12 | 24 | 0 | 987.2007 | 0
2030 | 12 | 24 | 1 | 938.1708 | 0
2030 | 12 | 24 | 2 | 904.9591 | 0
2030 | 12 | 24 | 3 | 871.7475 | 0
2030 | 12 | 24 | 4 | 865.4735 | 0
2030 | 12 | 24 | 5 | 872.6262 | 0
2030 | 12 | 24 | 6 | 897.6368 | 0
2030 | 12 | 24 | 7 | 927.9054 | 0
2030 | 12 | 24 | 8 | 949.4133 | 0
2030 | 12 | 24 | 9 | 962.8729 | 0
2030 | 12 | 24 | 10 | 983.0917 | 0
2030 | 12 | 24 | 11 | 1005.9117 | 0
2030 | 12 | 24 | 12 | 1018.4509 | 0
2030 | 12 | 24 | 13 | 1019.0011 | 0
2030 | 12 | 24 | 14 | 1010.4456 | 0
2030 | 12 | 24 | 15 | 1005.6269 | 0
2030 | 12 | 24 | 16 | 1009.1515 | 0
2030 | 12 | 24 | 17 | 1033.9568 | 0
2030 | 12 | 24 | 18 | 1067.9582 | 17.9582
2030 | 12 | 24 | 19 | 1038.131 | 0
2030 | 12 | 24 | 20 | 1002.1747 | 0
2030 | 12 | 24 | 21 | 981.8615 | 0
2030 | 12 | 24 | 22 | 965.6392 | 0
2030 | 12 | 24 | 23 | 946.7514 | 0
2030 | 12 | 25 | 0 | 922.7577 | 0
2030 | 12 | 25 | 1 | 884.0328 | 0
2030 | 12 | 25 | 2 | 845.308 | 0
2030 | 12 | 25 | 3 | 825.2961 | 0
2030 | 12 | 25 | 4 | 813.6424 | 0
2030 | 12 | 25 | 5 | 806.8972 | 0
2030 | 12 | 25 | 6 | 806.9119 | 0
2030 | 12 | 25 | 7 | 810.6921 | 0
2030 | 12 | 25 | 8 | 821.3029 | 0
2030 | 12 | 25 | 9 | 834.7248 | 0
2030 | 12 | 25 | 10 | 859.8478 | 0
2030 | 12 | 25 | 11 | 887.2092 | 0
2030 | 12 | 25 | 12 | 906.098 | 0
2030 | 12 | 25 | 13 | 914.8307 | 0
2030 | 12 | 25 | 14 | 911.1285 | 0
2030 | 12 | 25 | 15 | 907.8285 | 0
2030 | 12 | 25 | 16 | 913.0263 | 0
2030 | 12 | 25 | 17 | 937.996 | 0
2030 | 12 | 25 | 18 | 968.4655 | 0
2030 | 12 | 25 | 19 | 947.1089 | 0
2030 | 12 | 25 | 20 | 928.1712 | 0
2030 | 12 | 25 | 21 | 915.2156 | 0
2030 | 12 | 25 | 22 | 904.0443 | 0
2030 | 12 | 25 | 23 | 883.9151 | 0
2030 | 12 | 26 | 0 | 859.6009 | 0
2030 | 12 | 26 | 1 | 849.4958 | 0
2030 | 12 | 26 | 2 | 824.5819 | 0
2030 | 12 | 26 | 3 | 807.0546 | 0
2030 | 12 | 26 | 4 | 798.8782 | 0
2030 | 12 | 26 | 5 | 795.883 | 0
2030 | 12 | 26 | 6 | 806.6101 | 0
2030 | 12 | 26 | 7 | 819.3681 | 0
2030 | 12 | 26 | 8 | 839.5638 | 0
2030 | 12 | 26 | 9 | 853.4394 | 0
2030 | 12 | 26 | 10 | 871.1058 | 0
2030 | 12 | 26 | 11 | 900.3063 | 0
2030 | 12 | 26 | 12 | 920.229 | 0
2030 | 12 | 26 | 13 | 927.6965 | 0
2030 | 12 | 26 | 14 | 927.3222 | 0
2030 | 12 | 26 | 15 | 924.3406 | 0
2030 | 12 | 26 | 16 | 929.363 | 0
2030 | 12 | 26 | 17 | 960.5619 | 0
2030 | 12 | 26 | 18 | 993.9388 | 0
2030 | 12 | 26 | 19 | 983.7547 | 0
2030 | 12 | 26 | 20 | 970.4668 | 0
2030 | 12 | 26 | 21 | 959.5293 | 0
2030 | 12 | 26 | 22 | 941.0603 | 0
2030 | 12 | 26 | 23 | 916.1626 | 0
2030 | 12 | 27 | 0 | 892.5974 | 0
2030 | 12 | 27 | 1 | 866.6872 | 0
2030 | 12 | 27 | 2 | 845.7575 | 0
2030 | 12 | 27 | 3 | 824.8277 | 0
2030 | 12 | 27 | 4 | 818.2034 | 0
2030 | 12 | 27 | 5 | 818.3555 | 0
2030 | 12 | 27 | 6 | 823.9952 | 0
2030 | 12 | 27 | 7 | 841.3692 | 0
2030 | 12 | 27 | 8 | 862.4062 | 0
2030 | 12 | 27 | 9 | 901.7584 | 0
2030 | 12 | 27 | 10 | 956.4373 | 0
2030 | 12 | 27 | 11 | 989.1246 | 0
2030 | 12 | 27 | 12 | 1010.1515 | 0
2030 | 12 | 27 | 13 | 1013.2939 | 0
2030 | 12 | 27 | 14 | 998.9634 | 0
2030 | 12 | 27 | 15 | 979.1698 | 0
2030 | 12 | 27 | 16 | 950.0447 | 0
2030 | 12 | 27 | 17 | 969.4035 | 0
2030 | 12 | 27 | 18 | 1027.8752 | 0
2030 | 12 | 27 | 19 | 1022.9732 | 0
2030 | 12 | 27 | 20 | 1007.7084 | 0
2030 | 12 | 27 | 21 | 993.0984 | 0
2030 | 12 | 27 | 22 | 973.0501 | 0
2030 | 12 | 27 | 23 | 964.9141 | 0
2030 | 12 | 28 | 0 | 983.8157 | 0
2030 | 12 | 28 | 1 | 966.983 | 0
2030 | 12 | 28 | 2 | 950.1502 | 0
2030 | 12 | 28 | 3 | 927.8242 | 0
2030 | 12 | 28 | 4 | 915.6971 | 0
2030 | 12 | 28 | 5 | 911.5642 | 0
2030 | 12 | 28 | 6 | 911.8382 | 0
2030 | 12 | 28 | 7 | 909.8309 | 0
2030 | 12 | 28 | 8 | 914.7353 | 0
2030 | 12 | 28 | 9 | 946.3803 | 0
2030 | 12 | 28 | 10 | 991.5459 | 0
2030 | 12 | 28 | 11 | 1017.5648 | 0
2030 | 12 | 28 | 12 | 1034.6221 | 0
2030 | 12 | 28 | 13 | 1035.6416 | 0
2030 | 12 | 28 | 14 | 1027.6407 | 0
2030 | 12 | 28 | 15 | 1016.3075 | 0
2030 | 12 | 28 | 16 | 1014.5017 | 0
2030 | 12 | 28 | 17 | 1038.6423 | 0
2030 | 12 | 28 | 18 | 1096.1841 | 46.1841
2030 | 12 | 28 | 19 | 1090.4686 | 40.4686
2030 | 12 | 28 | 20 | 1063.6222 | 13.6222
2030 | 12 | 28 | 21 | 1040.6244 | 0
2030 | 12 | 28 | 22 | 1018.9234 | 0
2030 | 12 | 28 | 23 | 1006.5512 | 0
2030 | 12 | 29 | 0 | 982.5247 | 0
2030 | 12 | 29 | 1 | 923.6126 | 0
2030 | 12 | 29 | 2 | 896.5032 | 0
2030 | 12 | 29 | 3 | 874.337 | 0
2030 | 12 | 29 | 4 | 861.31 | 0
2030 | 12 | 29 | 5 | 849.5965 | 0
2030 | 12 | 29 | 6 | 840.293 | 0
2030 | 12 | 29 | 7 | 831.0858 | 0
2030 | 12 | 29 | 8 | 833.7142 | 0
2030 | 12 | 29 | 9 | 869.2556 | 0
2030 | 12 | 29 | 10 | 904.8964 | 0
2030 | 12 | 29 | 11 | 933.6939 | 0
2030 | 12 | 29 | 12 | 957.1392 | 0
2030 | 12 | 29 | 13 | 963.89 | 0
2030 | 12 | 29 | 14 | 961.7897 | 0
2030 | 12 | 29 | 15 | 960.4182 | 0
2030 | 12 | 29 | 16 | 966.4749 | 0
2030 | 12 | 29 | 17 | 997.8067 | 0
2030 | 12 | 29 | 18 | 1042.2328 | 0
2030 | 12 | 29 | 19 | 1029.129 | 0
2030 | 12 | 29 | 20 | 1003.8219 | 0
2030 | 12 | 29 | 21 | 981.8624 | 0
2030 | 12 | 29 | 22 | 961.2485 | 0
2030 | 12 | 29 | 23 | 945.6672 | 0
2030 | 12 | 30 | 0 | 923.12 | 0
2030 | 12 | 30 | 1 | 858.9902 | 0
2030 | 12 | 30 | 2 | 840.0283 | 0
2030 | 12 | 30 | 3 | 825.6271 | 0
2030 | 12 | 30 | 4 | 819.784 | 0
2030 | 12 | 30 | 5 | 825.9452 | 0
2030 | 12 | 30 | 6 | 854.7011 | 0
2030 | 12 | 30 | 7 | 890.3386 | 0
2030 | 12 | 30 | 8 | 914.3268 | 0
2030 | 12 | 30 | 9 | 933.1894 | 0
2030 | 12 | 30 | 10 | 958.9811 | 0
2030 | 12 | 30 | 11 | 982.7294 | 0
2030 | 12 | 30 | 12 | 1003.7193 | 0
2030 | 12 | 30 | 13 | 1012.8701 | 0
2030 | 12 | 30 | 14 | 1015.9828 | 0
2030 | 12 | 30 | 15 | 1017.4863 | 0
2030 | 12 | 30 | 16 | 1019.1206 | 0
2030 | 12 | 30 | 17 | 1037.3563 | 0
2030 | 12 | 30 | 18 | 1065.2112 | 15.2112
2030 | 12 | 30 | 19 | 1044.8287 | 0
2030 | 12 | 30 | 20 | 1013.0507 | 0
2030 | 12 | 30 | 21 | 984.5773 | 0
2030 | 12 | 30 | 22 | 964.2393 | 0
2030 | 12 | 30 | 23 | 942.3885 | 0
2030 | 12 | 31 | 0 | 914.4425 | 0
2030 | 12 | 31 | 1 | 861.4328 | 0
2030 | 12 | 31 | 2 | 808.4231 | 0
2030 | 12 | 31 | 3 | 789.7463 | 0
2030 | 12 | 31 | 4 | 784.9587 | 0
2030 | 12 | 31 | 5 | 792.1564 | 0
2030 | 12 | 31 | 6 | 827.3618 | 0
2030 | 12 | 31 | 7 | 874.2291 | 0
2030 | 12 | 31 | 8 | 902.7069 | 0
2030 | 12 | 31 | 9 | 920.1449 | 0
2030 | 12 | 31 | 10 | 945.1336 | 0
2030 | 12 | 31 | 11 | 970.7512 | 0
2030 | 12 | 31 | 12 | 992.1779 | 0
2030 | 12 | 31 | 13 | 997.8606 | 0
2030 | 12 | 31 | 14 | 999.5794 | 0
2030 | 12 | 31 | 15 | 996.8054 | 0
2030 | 12 | 31 | 16 | 998.3131 | 0
2030 | 12 | 31 | 17 | 1018.3413 | 0
2030 | 12 | 31 | 18 | 1051.8536 | 1.8536
2030 | 12 | 31 | 19 | 1032.3458 | 0
2030 | 12 | 31 | 20 | 999.7286 | 0
2030 | 12 | 31 | 21 | 967.3307 | 0
2030 | 12 | 31 | 22 | 939.542 | 0
2030 | 12 | 31 | 23 | 913.5026 | 0
2031 | 1 | 1 | 0 | 888.1889 | 0
2031 | 1 | 1 | 1 | 886.6084 | 0
2031 | 1 | 1 | 2 | 890.751 | 0
2031 | 1 | 1 | 3 | 873.1905 | 0
2031 | 1 | 1 | 4 | 865.11 | 0
2031 | 1 | 1 | 5 | 864.2931 | 0
2031 | 1 | 1 | 6 | 879.1182 | 0
2031 | 1 | 1 | 7 | 896.8134 | 0
2031 | 1 | 1 | 8 | 903.0352 | 0
2031 | 1 | 1 | 9 | 903.7395 | 0
2031 | 1 | 1 | 10 | 920.4184 | 0
2031 | 1 | 1 | 11 | 945.9197 | 0
2031 | 1 | 1 | 12 | 973.8319 | 0
2031 | 1 | 1 | 13 | 990.8394 | 0
2031 | 1 | 1 | 14 | 997.3395 | 0
2031 | 1 | 1 | 15 | 999.5933 | 0
2031 | 1 | 1 | 16 | 997.1568 | 0
2031 | 1 | 1 | 17 | 1024.7341 | 0
2031 | 1 | 1 | 18 | 1072.2112 | 22.2112
2031 | 1 | 1 | 19 | 1062.5524 | 12.5524
2031 | 1 | 1 | 20 | 1042.0122 | 0
2031 | 1 | 1 | 21 | 1020.9774 | 0
2031 | 1 | 1 | 22 | 1001.6159 | 0
2031 | 1 | 1 | 23 | 992.3286 | 0
2031 | 1 | 2 | 0 | 965.2206 | 0
2031 | 1 | 2 | 1 | 1000.2196 | 0
2031 | 1 | 2 | 2 | 1035.2186 | 0
2031 | 1 | 2 | 3 | 1015.0092 | 0
2031 | 1 | 2 | 4 | 1008.1756 | 0
2031 | 1 | 2 | 5 | 1010.4919 | 0
2031 | 1 | 2 | 6 | 1032.0722 | 0
2031 | 1 | 2 | 7 | 1069.3686 | 19.3686
2031 | 1 | 2 | 8 | 1100.7263 | 50.7263
2031 | 1 | 2 | 9 | 1126.3123 | 76.3123
2031 | 1 | 2 | 10 | 1146.6793 | 96.6793
2031 | 1 | 2 | 11 | 1162.7134 | 112.7134
2031 | 1 | 2 | 12 | 1179.135 | 129.135
2031 | 1 | 2 | 13 | 1184.6866 | 134.6866
2031 | 1 | 2 | 14 | 1188.5486 | 138.5486
2031 | 1 | 2 | 15 | 1183.9771 | 133.9771
2031 | 1 | 2 | 16 | 1186.0305 | 136.0305
2031 | 1 | 2 | 17 | 1199.8472 | 149.8472
2031 | 1 | 2 | 18 | 1236.2685 | 186.2685
2031 | 1 | 2 | 19 | 1225.1539 | 175.1539
2031 | 1 | 2 | 20 | 1197.2477 | 147.2477
2031 | 1 | 2 | 21 | 1168.054 | 118.054
2031 | 1 | 2 | 22 | 1133.4127 | 83.4127
2031 | 1 | 2 | 23 | 1118.1444 | 68.1444
2031 | 1 | 3 | 0 | 1088.165 | 38.165
2031 | 1 | 3 | 1 | 1019.3206 | 0
2031 | 1 | 3 | 2 | 990.3984 | 0
2031 | 1 | 3 | 3 | 969.6814 | 0
2031 | 1 | 3 | 4 | 965.2189 | 0
2031 | 1 | 3 | 5 | 969.2796 | 0
2031 | 1 | 3 | 6 | 995.4205 | 0
2031 | 1 | 3 | 7 | 1036.019 | 0
2031 | 1 | 3 | 8 | 1069.8202 | 19.8202
2031 | 1 | 3 | 9 | 1082.8027 | 32.8027
2031 | 1 | 3 | 10 | 1106.8217 | 56.8217
2031 | 1 | 3 | 11 | 1123.8715 | 73.8715
2031 | 1 | 3 | 12 | 1141.2228 | 91.2228
2031 | 1 | 3 | 13 | 1141.734 | 91.734
2031 | 1 | 3 | 14 | 1136.3708 | 86.3708
2031 | 1 | 3 | 15 | 1129.9248 | 79.9248
2031 | 1 | 3 | 16 | 1142.6653 | 92.6653
2031 | 1 | 3 | 17 | 1160.1296 | 110.1296
2031 | 1 | 3 | 18 | 1182.7186 | 132.7186
2031 | 1 | 3 | 19 | 1166.3942 | 116.3942
2031 | 1 | 3 | 20 | 1132.7998 | 82.7998
2031 | 1 | 3 | 21 | 1117.4179 | 67.4179
2031 | 1 | 3 | 22 | 1101.8894 | 51.8894
2031 | 1 | 3 | 23 | 1079.4607 | 29.4607
2031 | 1 | 4 | 0 | 1043.087 | 0
2031 | 1 | 4 | 1 | 969.6997 | 0
2031 | 1 | 4 | 2 | 941.5916 | 0
2031 | 1 | 4 | 3 | 920.35 | 0
2031 | 1 | 4 | 4 | 914.732 | 0
2031 | 1 | 4 | 5 | 913.2542 | 0
2031 | 1 | 4 | 6 | 924.4635 | 0
2031 | 1 | 4 | 7 | 945.0899 | 0
2031 | 1 | 4 | 8 | 970.472 | 0
2031 | 1 | 4 | 9 | 993.4425 | 0
2031 | 1 | 4 | 10 | 1030.7063 | 0
2031 | 1 | 4 | 11 | 1056.1488 | 6.1488
2031 | 1 | 4 | 12 | 1069.5617 | 19.5617
2031 | 1 | 4 | 13 | 1082.9747 | 32.9747
2031 | 1 | 4 | 14 | 1083.8346 | 33.8346
2031 | 1 | 4 | 15 | 1072.1163 | 22.1163
2031 | 1 | 4 | 16 | 1056.5637 | 6.5637
2031 | 1 | 4 | 17 | 1072.1337 | 22.1337
2031 | 1 | 4 | 18 | 1120.0385 | 70.0385
2031 | 1 | 4 | 19 | 1115.6389 | 65.6389
2031 | 1 | 4 | 20 | 1086.61 | 36.61
2031 | 1 | 4 | 21 | 1064.2265 | 14.2265
2031 | 1 | 4 | 22 | 1053.7052 | 3.7052
2031 | 1 | 4 | 23 | 1034.7279 | 0
2031 | 1 | 5 | 0 | 1001.1837 | 0
2031 | 1 | 5 | 1 | 968.1703 | 0
2031 | 1 | 5 | 2 | 935.1569 | 0
2031 | 1 | 5 | 3 | 918.2242 | 0
2031 | 1 | 5 | 4 | 911.7883 | 0
2031 | 1 | 5 | 5 | 911.8737 | 0
2031 | 1 | 5 | 6 | 920.1177 | 0
2031 | 1 | 5 | 7 | 929.7972 | 0
2031 | 1 | 5 | 8 | 941.8 | 0
2031 | 1 | 5 | 9 | 962.1042 | 0
2031 | 1 | 5 | 10 | 995.097 | 0
2031 | 1 | 5 | 11 | 1021.4925 | 0
2031 | 1 | 5 | 12 | 1047.888 | 0
2031 | 1 | 5 | 13 | 1057.5669 | 7.5669
2031 | 1 | 5 | 14 | 1067.2458 | 17.2458
2031 | 1 | 5 | 15 | 1065.807 | 15.807
2031 | 1 | 5 | 16 | 1079.7462 | 29.7462
2031 | 1 | 5 | 17 | 1093.6853 | 43.6853
2031 | 1 | 5 | 18 | 1131.9748 | 81.9748
2031 | 1 | 5 | 19 | 1134.22 | 84.22
2031 | 1 | 5 | 20 | 1112.2727 | 62.2727
2031 | 1 | 5 | 21 | 1089.4478 | 39.4478
2031 | 1 | 5 | 22 | 1058.3202 | 8.3202
2031 | 1 | 5 | 23 | 1027.8183 | 0
2031 | 1 | 6 | 0 | 1003.1401 | 0
2031 | 1 | 6 | 1 | 978.4619 | 0
2031 | 1 | 6 | 2 | 956.6352 | 0
2031 | 1 | 6 | 3 | 942.9577 | 0
2031 | 1 | 6 | 4 | 944.3 | 0
2031 | 1 | 6 | 5 | 957.3937 | 0
2031 | 1 | 6 | 6 | 996.1128 | 0
2031 | 1 | 6 | 7 | 1064.8643 | 14.8643
2031 | 1 | 6 | 8 | 1133.9328 | 83.9328
2031 | 1 | 6 | 9 | 1151.1048 | 101.1048
2031 | 1 | 6 | 10 | 1158.3912 | 108.3912
2031 | 1 | 6 | 11 | 1167.7415 | 117.7415
2031 | 1 | 6 | 12 | 1177.0918 | 127.0918
2031 | 1 | 6 | 13 | 1180.266 | 130.266
2031 | 1 | 6 | 14 | 1179.9669 | 129.9669
2031 | 1 | 6 | 15 | 1171.4298 | 121.4298
2031 | 1 | 6 | 16 | 1170.5682 | 120.5682
2031 | 1 | 6 | 17 | 1189.5717 | 139.5717
2031 | 1 | 6 | 18 | 1222.9724 | 172.9724
2031 | 1 | 6 | 19 | 1210.728 | 160.728
2031 | 1 | 6 | 20 | 1180.1806 | 130.1806
2031 | 1 | 6 | 21 | 1143.3752 | 93.3752
2031 | 1 | 6 | 22 | 1102.5232 | 52.5232
2031 | 1 | 6 | 23 | 1068.2183 | 18.2183
2031 | 1 | 7 | 0 | 1027.6337 | 0
2031 | 1 | 7 | 1 | 981.2357 | 0
2031 | 1 | 7 | 2 | 953.9304 | 0
2031 | 1 | 7 | 3 | 935.1276 | 0
2031 | 1 | 7 | 4 | 930.5039 | 0
2031 | 1 | 7 | 5 | 941.2285 | 0
2031 | 1 | 7 | 6 | 975.817 | 0
2031 | 1 | 7 | 7 | 1034.5183 | 0
2031 | 1 | 7 | 8 | 1088.4493 | 38.4493
2031 | 1 | 7 | 9 | 1106.3656 | 56.3656
2031 | 1 | 7 | 10 | 1127.1653 | 77.1653
2031 | 1 | 7 | 11 | 1154.687 | 104.687
2031 | 1 | 7 | 12 | 1168.1596 | 118.1596
2031 | 1 | 7 | 13 | 1168.248 | 118.248
2031 | 1 | 7 | 14 | 1159.1152 | 109.1152
2031 | 1 | 7 | 15 | 1148.1647 | 98.1647
2031 | 1 | 7 | 16 | 1145.9564 | 95.9564
2031 | 1 | 7 | 17 | 1169.1105 | 119.1105
2031 | 1 | 7 | 18 | 1192.2646 | 142.2646
2031 | 1 | 7 | 19 | 1183.911 | 133.911
2031 | 1 | 7 | 20 | 1167.6121 | 117.6121
2031 | 1 | 7 | 21 | 1134.0502 | 84.0502
2031 | 1 | 7 | 22 | 1106.7371 | 56.7371
2031 | 1 | 7 | 23 | 1068.5366 | 18.5366
2031 | 1 | 8 | 0 | 1019.1634 | 0
2031 | 1 | 8 | 1 | 1018.5567 | 0
2031 | 1 | 8 | 2 | 1017.9501 | 0
2031 | 1 | 8 | 3 | 1002.133 | 0
2031 | 1 | 8 | 4 | 1002.4411 | 0
2031 | 1 | 8 | 5 | 1012.4697 | 0
2031 | 1 | 8 | 6 | 1044.5127 | 0
2031 | 1 | 8 | 7 | 1086.7271 | 36.7271
2031 | 1 | 8 | 8 | 1119.6055 | 69.6055
2031 | 1 | 8 | 9 | 1126.2996 | 76.2996
2031 | 1 | 8 | 10 | 1144.3131 | 94.3131
2031 | 1 | 8 | 11 | 1165.6359 | 115.6359
2031 | 1 | 8 | 12 | 1183.4675 | 133.4675
2031 | 1 | 8 | 13 | 1185.3757 | 135.3757
2031 | 1 | 8 | 14 | 1184.2036 | 134.2036
2031 | 1 | 8 | 15 | 1184.1378 | 134.1378
2031 | 1 | 8 | 16 | 1192.7478 | 142.7478
2031 | 1 | 8 | 17 | 1212.5992 | 162.5992
2031 | 1 | 8 | 18 | 1256.8802 | 206.8802
2031 | 1 | 8 | 19 | 1240.5874 | 190.5874
2031 | 1 | 8 | 20 | 1214.3976 | 164.3976
2031 | 1 | 8 | 21 | 1176.4774 | 126.4774
2031 | 1 | 8 | 22 | 1153.0962 | 103.0962
2031 | 1 | 8 | 23 | 1122.506 | 72.506
2031 | 1 | 9 | 0 | 1083.4589 | 33.4589
2031 | 1 | 9 | 1 | 1050.4146 | 0.41464
2031 | 1 | 9 | 2 | 1022.9805 | 0
2031 | 1 | 9 | 3 | 1002.1335 | 0
2031 | 1 | 9 | 4 | 995.0155 | 0
2031 | 1 | 9 | 5 | 1002.3679 | 0
2031 | 1 | 9 | 6 | 1035.0055 | 0
2031 | 1 | 9 | 7 | 1086.9153 | 36.9153
2031 | 1 | 9 | 8 | 1127.3314 | 77.3314
2031 | 1 | 9 | 9 | 1149.3105 | 99.3105
2031 | 1 | 9 | 10 | 1169.3101 | 119.3101
2031 | 1 | 9 | 11 | 1181.0702 | 131.0702
2031 | 1 | 9 | 12 | 1192.8304 | 142.8304
2031 | 1 | 9 | 13 | 1204.702 | 154.702
2031 | 1 | 9 | 14 | 1206.3966 | 156.3966
2031 | 1 | 9 | 15 | 1197.9223 | 147.9223
2031 | 1 | 9 | 16 | 1198.8151 | 148.8151
2031 | 1 | 9 | 17 | 1199.708 | 149.708
2031 | 1 | 9 | 18 | 1242.9073 | 192.9073
2031 | 1 | 9 | 19 | 1239.4967 | 189.4967
2031 | 1 | 9 | 20 | 1212.6871 | 162.6871
2031 | 1 | 9 | 21 | 1182.496 | 132.496
2031 | 1 | 9 | 22 | 1142.0399 | 92.0399
2031 | 1 | 9 | 23 | 1119.0035 | 69.0035
2031 | 1 | 10 | 0 | 1081.3717 | 31.3717
2031 | 1 | 10 | 1 | 1059.6619 | 9.6619
2031 | 1 | 10 | 2 | 1034.8177 | 0
2031 | 1 | 10 | 3 | 1018.7898 | 0
2031 | 1 | 10 | 4 | 1018.7619 | 0
2031 | 1 | 10 | 5 | 1025.3853 | 0
2031 | 1 | 10 | 6 | 1057.3254 | 7.3254
2031 | 1 | 10 | 7 | 1107.1073 | 57.1073
2031 | 1 | 10 | 8 | 1149.935 | 99.935
2031 | 1 | 10 | 9 | 1170.0429 | 120.0429
2031 | 1 | 10 | 10 | 1186.5079 | 136.5079
2031 | 1 | 10 | 11 | 1196.3767 | 146.3767
2031 | 1 | 10 | 12 | 1203.2417 | 153.2417
2031 | 1 | 10 | 13 | 1194.8353 | 144.8353
2031 | 1 | 10 | 14 | 1186.1247 | 136.1247
2031 | 1 | 10 | 15 | 1177.444 | 127.444
2031 | 1 | 10 | 16 | 1184.363 | 134.363
2031 | 1 | 10 | 17 | 1194.4177 | 144.4177
2031 | 1 | 10 | 18 | 1230.0724 | 180.0724
2031 | 1 | 10 | 19 | 1223.3529 | 173.3529
2031 | 1 | 10 | 20 | 1195.7889 | 145.7889
2031 | 1 | 10 | 21 | 1182.3691 | 132.3691
2031 | 1 | 10 | 22 | 1165.7248 | 115.7248
2031 | 1 | 10 | 23 | 1144.6853 | 94.6853
2031 | 1 | 11 | 0 | 1114.7403 | 64.7403
2031 | 1 | 11 | 1 | 1041.4428 | 0
2031 | 1 | 11 | 2 | 968.1453 | 0
2031 | 1 | 11 | 3 | 948.5221 | 0
2031 | 1 | 11 | 4 | 939.4259 | 0
2031 | 1 | 11 | 5 | 933.0948 | 0
2031 | 1 | 11 | 6 | 934.9366 | 0
2031 | 1 | 11 | 7 | 945.5668 | 0
2031 | 1 | 11 | 8 | 969.9718 | 0
2031 | 1 | 11 | 9 | 988.6278 | 0
2031 | 1 | 11 | 10 | 1016.028 | 0
2031 | 1 | 11 | 11 | 1038.4689 | 0
2031 | 1 | 11 | 12 | 1052.4794 | 2.4794
2031 | 1 | 11 | 13 | 1046.5207 | 0
2031 | 1 | 11 | 14 | 1034.457 | 0
2031 | 1 | 11 | 15 | 1024.3812 | 0
2031 | 1 | 11 | 16 | 1033.9497 | 0
2031 | 1 | 11 | 17 | 1059.0074 | 9.0074
2031 | 1 | 11 | 18 | 1084.0651 | 34.0651
2031 | 1 | 11 | 19 | 1074.5267 | 24.5267
2031 | 1 | 11 | 20 | 1040.0403 | 0
2031 | 1 | 11 | 21 | 1025.9806 | 0
2031 | 1 | 11 | 22 | 1017.5793 | 0
2031 | 1 | 11 | 23 | 1004.5367 | 0
2031 | 1 | 12 | 0 | 978.5968 | 0
2031 | 1 | 12 | 1 | 953.0906 | 0
2031 | 1 | 12 | 2 | 932.5597 | 0
2031 | 1 | 12 | 3 | 916.7439 | 0
2031 | 1 | 12 | 4 | 909.7072 | 0
2031 | 1 | 12 | 5 | 908.4102 | 0
2031 | 1 | 12 | 6 | 914.6262 | 0
2031 | 1 | 12 | 7 | 921.3293 | 0
2031 | 1 | 12 | 8 | 939.1416 | 0
2031 | 1 | 12 | 9 | 961.6936 | 0
2031 | 1 | 12 | 10 | 986.9916 | 0
2031 | 1 | 12 | 11 | 1003.937 | 0
2031 | 1 | 12 | 12 | 1028.9893 | 0
2031 | 1 | 12 | 13 | 1030.469 | 0
2031 | 1 | 12 | 14 | 1023.5837 | 0
2031 | 1 | 12 | 15 | 1021.9801 | 0
2031 | 1 | 12 | 16 | 1040.1089 | 0
2031 | 1 | 12 | 17 | 1058.2377 | 8.2377
2031 | 1 | 12 | 18 | 1110.4474 | 60.4474
2031 | 1 | 12 | 19 | 1116.2749 | 66.2749
2031 | 1 | 12 | 20 | 1090.6742 | 40.6742
2031 | 1 | 12 | 21 | 1064.3135 | 14.3135
2031 | 1 | 12 | 22 | 1037.9014 | 0
2031 | 1 | 12 | 23 | 1027.1009 | 0
2031 | 1 | 13 | 0 | 1023.0172 | 0
2031 | 1 | 13 | 1 | 1018.9335 | 0
2031 | 1 | 13 | 2 | 1035.6809 | 0
2031 | 1 | 13 | 3 | 1021.255 | 0
2031 | 1 | 13 | 4 | 1021.8616 | 0
2031 | 1 | 13 | 5 | 1029.9394 | 0
2031 | 1 | 13 | 6 | 1060.2158 | 10.2158
2031 | 1 | 13 | 7 | 1109.6914 | 59.6914
2031 | 1 | 13 | 8 | 1161.4576 | 111.4576
2031 | 1 | 13 | 9 | 1195.4395 | 145.4395
2031 | 1 | 13 | 10 | 1206.643 | 156.643
2031 | 1 | 13 | 11 | 1219.7716 | 169.7716
2031 | 1 | 13 | 12 | 1232.9001 | 182.9001
2031 | 1 | 13 | 13 | 1241.7166 | 191.7166
2031 | 1 | 13 | 14 | 1239.5538 | 189.5538
2031 | 1 | 13 | 15 | 1233.0059 | 183.0059
2031 | 1 | 13 | 16 | 1238.9484 | 188.9484
2031 | 1 | 13 | 17 | 1244.891 | 194.891
2031 | 1 | 13 | 18 | 1286.3865 | 236.3865
2031 | 1 | 13 | 19 | 1283.7522 | 233.7522
2031 | 1 | 13 | 20 | 1258.7393 | 208.7393
2031 | 1 | 13 | 21 | 1226.4766 | 176.4766
2031 | 1 | 13 | 22 | 1207.9403 | 157.9403
2031 | 1 | 13 | 23 | 1179.4195 | 129.4195
2031 | 1 | 14 | 0 | 1138.177 | 88.177
2031 | 1 | 14 | 1 | 1082.25 | 32.25
2031 | 1 | 14 | 2 | 1060.5264 | 10.5264
2031 | 1 | 14 | 3 | 1041.9784 | 0
2031 | 1 | 14 | 4 | 1039.9777 | 0
2031 | 1 | 14 | 5 | 1043.2352 | 0
2031 | 1 | 14 | 6 | 1064.9868 | 14.9868
2031 | 1 | 14 | 7 | 1120.9171 | 70.9171
2031 | 1 | 14 | 8 | 1182.935 | 132.935
2031 | 1 | 14 | 9 | 1214.1587 | 164.1587
2031 | 1 | 14 | 10 | 1234.2733 | 184.2733
2031 | 1 | 14 | 11 | 1252.4118 | 202.4118
2031 | 1 | 14 | 12 | 1270.5503 | 220.5503
2031 | 1 | 14 | 13 | 1276.0587 | 226.0587
2031 | 1 | 14 | 14 | 1272.5216 | 222.5216
2031 | 1 | 14 | 15 | 1259.5503 | 209.5503
2031 | 1 | 14 | 16 | 1230.4494 | 180.4494
2031 | 1 | 14 | 17 | 1245.6868 | 195.6868
2031 | 1 | 14 | 18 | 1282.7393 | 232.7393
2031 | 1 | 14 | 19 | 1286.8881 | 236.8881
2031 | 1 | 14 | 20 | 1270.9182 | 220.9182
2031 | 1 | 14 | 21 | 1252.5137 | 202.5137
2031 | 1 | 14 | 22 | 1233.4932 | 183.4932
2031 | 1 | 14 | 23 | 1195.287 | 145.287
2031 | 1 | 15 | 0 | 1146.9196 | 96.9196
2031 | 1 | 15 | 1 | 1128.6648 | 78.6648
2031 | 1 | 15 | 2 | 1100.3578 | 50.3578
2031 | 1 | 15 | 3 | 1080.9806 | 30.9806
2031 | 1 | 15 | 4 | 1074.9227 | 24.9227
2031 | 1 | 15 | 5 | 1078.8557 | 28.8557
2031 | 1 | 15 | 6 | 1102.3218 | 52.3218
2031 | 1 | 15 | 7 | 1140.1016 | 90.1016
2031 | 1 | 15 | 8 | 1169.9116 | 119.9116
2031 | 1 | 15 | 9 | 1187.3263 | 137.3263
2031 | 1 | 15 | 10 | 1208.9482 | 158.9482
2031 | 1 | 15 | 11 | 1224.8288 | 174.8288
2031 | 1 | 15 | 12 | 1239.0753 | 189.0753
2031 | 1 | 15 | 13 | 1236.5771 | 186.5771
2031 | 1 | 15 | 14 | 1230.4849 | 180.4849
2031 | 1 | 15 | 15 | 1227.8928 | 177.8928
2031 | 1 | 15 | 16 | 1234.5639 | 184.5639
2031 | 1 | 15 | 17 | 1246.3814 | 196.3814
2031 | 1 | 15 | 18 | 1264.5663 | 214.5663
2031 | 1 | 15 | 19 | 1282.7512 | 232.7512
2031 | 1 | 15 | 20 | 1259.9618 | 209.9618
2031 | 1 | 15 | 21 | 1241.3251 | 191.3251
2031 | 1 | 15 | 22 | 1228.3115 | 178.3115
2031 | 1 | 15 | 23 | 1194.8275 | 144.8275
2031 | 1 | 16 | 0 | 1148.4623 | 98.4623
2031 | 1 | 16 | 1 | 1096.3023 | 46.3023
2031 | 1 | 16 | 2 | 1067.5998 | 17.5998
2031 | 1 | 16 | 3 | 1049.2558 | 0
2031 | 1 | 16 | 4 | 1042.687 | 0
2031 | 1 | 16 | 5 | 1049.0251 | 0
2031 | 1 | 16 | 6 | 1080.7334 | 30.7334
2031 | 1 | 16 | 7 | 1131.6745 | 81.6745
2031 | 1 | 16 | 8 | 1183.9341 | 133.9341
2031 | 1 | 16 | 9 | 1212.3832 | 162.3832
2031 | 1 | 16 | 10 | 1226.9744 | 176.9744
2031 | 1 | 16 | 11 | 1238.373 | 188.373
2031 | 1 | 16 | 12 | 1249.0878 | 199.0878
2031 | 1 | 16 | 13 | 1246.4432 | 196.4432
2031 | 1 | 16 | 14 | 1240.4626 | 190.4626
2031 | 1 | 16 | 15 | 1234.5838 | 184.5838
2031 | 1 | 16 | 16 | 1233.1687 | 183.1687
2031 | 1 | 16 | 17 | 1245.2861 | 195.2861
2031 | 1 | 16 | 18 | 1282.1181 | 232.1181
2031 | 1 | 16 | 19 | 1287.3968 | 237.3968
2031 | 1 | 16 | 20 | 1261.8493 | 211.8493
2031 | 1 | 16 | 21 | 1230.6465 | 180.6465
2031 | 1 | 16 | 22 | 1206.4106 | 156.4106
2031 | 1 | 16 | 23 | 1175.8715 | 125.8715
2031 | 1 | 17 | 0 | 1128.5414 | 78.5414
2031 | 1 | 17 | 1 | 1113.534 | 63.534
2031 | 1 | 17 | 2 | 1084.3917 | 34.3917
2031 | 1 | 17 | 3 | 1063.6151 | 13.6151
2031 | 1 | 17 | 4 | 1055.4523 | 5.4523
2031 | 1 | 17 | 5 | 1059.7568 | 9.7568
2031 | 1 | 17 | 6 | 1083.725 | 33.725
2031 | 1 | 17 | 7 | 1132.8187 | 82.8187
2031 | 1 | 17 | 8 | 1177.1272 | 127.1272
2031 | 1 | 17 | 9 | 1211.49 | 161.49
2031 | 1 | 17 | 10 | 1228.4775 | 178.4775
2031 | 1 | 17 | 11 | 1239.0157 | 189.0157
2031 | 1 | 17 | 12 | 1249.5329 | 199.5329
2031 | 1 | 17 | 13 | 1248.4338 | 198.4338
2031 | 1 | 17 | 14 | 1248.6065 | 198.6065
2031 | 1 | 17 | 15 | 1240.8039 | 190.8039
2031 | 1 | 17 | 16 | 1230.7702 | 180.7702
2031 | 1 | 17 | 17 | 1239.8048 | 189.8048
2031 | 1 | 17 | 18 | 1271.5989 | 221.5989
2031 | 1 | 17 | 19 | 1267.8497 | 217.8497
2031 | 1 | 17 | 20 | 1235.9194 | 185.9194
2031 | 1 | 17 | 21 | 1212.0508 | 162.0508
2031 | 1 | 17 | 22 | 1193.012 | 143.012
2031 | 1 | 17 | 23 | 1163.995 | 113.995
2031 | 1 | 18 | 0 | 1123.1165 | 73.1165
2031 | 1 | 18 | 1 | 1016.0633 | 0
2031 | 1 | 18 | 2 | 988.6546 | 0
2031 | 1 | 18 | 3 | 965.2418 | 0
2031 | 1 | 18 | 4 | 956.4881 | 0
2031 | 1 | 18 | 5 | 950.3123 | 0
2031 | 1 | 18 | 6 | 953.4256 | 0
2031 | 1 | 18 | 7 | 966.6698 | 0
2031 | 1 | 18 | 8 | 986.5324 | 0
2031 | 1 | 18 | 9 | 1010.0743 | 0
2031 | 1 | 18 | 10 | 1048.6095 | 0
2031 | 1 | 18 | 11 | 1076.1323 | 26.1323
2031 | 1 | 18 | 12 | 1093.6932 | 43.6932
2031 | 1 | 18 | 13 | 1093.1916 | 43.1916
2031 | 1 | 18 | 14 | 1093.329 | 43.329
2031 | 1 | 18 | 15 | 1085.8887 | 35.8887
2031 | 1 | 18 | 16 | 1072.5572 | 22.5572
2031 | 1 | 18 | 17 | 1090.4795 | 40.4795
2031 | 1 | 18 | 18 | 1125.45 | 75.45
2031 | 1 | 18 | 19 | 1126.0066 | 76.0066
2031 | 1 | 18 | 20 | 1094.2351 | 44.2351
2031 | 1 | 18 | 21 | 1071.7084 | 21.7084
2031 | 1 | 18 | 22 | 1060.452 | 10.452
2031 | 1 | 18 | 23 | 1045.1929 | 0
2031 | 1 | 19 | 0 | 1017.5421 | 0
2031 | 1 | 19 | 1 | 948.187 | 0
2031 | 1 | 19 | 2 | 923.1051 | 0
2031 | 1 | 19 | 3 | 901.435 | 0
2031 | 1 | 19 | 4 | 892.6814 | 0
2031 | 1 | 19 | 5 | 889.527 | 0
2031 | 1 | 19 | 6 | 898.0278 | 0
2031 | 1 | 19 | 7 | 908.4202 | 0
2031 | 1 | 19 | 8 | 919.6679 | 0
2031 | 1 | 19 | 9 | 946.0959 | 0
2031 | 1 | 19 | 10 | 980.2494 | 0
2031 | 1 | 19 | 11 | 1008.8304 | 0
2031 | 1 | 19 | 12 | 1035.9656 | 0
2031 | 1 | 19 | 13 | 1049.4974 | 0
2031 | 1 | 19 | 14 | 1061.5833 | 11.5833
2031 | 1 | 19 | 15 | 1055.0454 | 5.0454
2031 | 1 | 19 | 16 | 1063.2119 | 13.2119
2031 | 1 | 19 | 17 | 1089.8495 | 39.8495
2031 | 1 | 19 | 18 | 1116.4872 | 66.4872
2031 | 1 | 19 | 19 | 1129.2462 | 79.2462
2031 | 1 | 19 | 20 | 1108.5021 | 58.5021
2031 | 1 | 19 | 21 | 1087.616 | 37.616
2031 | 1 | 19 | 22 | 1056.0091 | 6.0091
2031 | 1 | 19 | 23 | 1032.4566 | 0
2031 | 1 | 20 | 0 | 1027.7188 | 0
2031 | 1 | 20 | 1 | 1022.981 | 0
2031 | 1 | 20 | 2 | 1048.4815 | 0
2031 | 1 | 20 | 3 | 1031.2379 | 0
2031 | 1 | 20 | 4 | 1026.8786 | 0
2031 | 1 | 20 | 5 | 1034.4369 | 0
2031 | 1 | 20 | 6 | 1061.3541 | 11.3541
2031 | 1 | 20 | 7 | 1108.8983 | 58.8983
2031 | 1 | 20 | 8 | 1157.5483 | 107.5483
2031 | 1 | 20 | 9 | 1185.4452 | 135.4452
2031 | 1 | 20 | 10 | 1203.6701 | 153.6701
2031 | 1 | 20 | 11 | 1223.4374 | 173.4374
2031 | 1 | 20 | 12 | 1243.2046 | 193.2046
2031 | 1 | 20 | 13 | 1255.0849 | 205.0849
2031 | 1 | 20 | 14 | 1256.4275 | 206.4275
2031 | 1 | 20 | 15 | 1248.4803 | 198.4803
2031 | 1 | 20 | 16 | 1250.2707 | 200.2707
2031 | 1 | 20 | 17 | 1252.0611 | 202.0611
2031 | 1 | 20 | 18 | 1276.6732 | 226.6732
2031 | 1 | 20 | 19 | 1280.4016 | 230.4016
2031 | 1 | 20 | 20 | 1258.7079 | 208.7079
2031 | 1 | 20 | 21 | 1230.1768 | 180.1768
2031 | 1 | 20 | 22 | 1204.7032 | 154.7032
2031 | 1 | 20 | 23 | 1177.8419 | 127.8419
2031 | 1 | 21 | 0 | 1133.9134 | 83.9134
2031 | 1 | 21 | 1 | 1065.8258 | 15.8258
2031 | 1 | 21 | 2 | 1035.8866 | 0
2031 | 1 | 21 | 3 | 1015.3601 | 0
2031 | 1 | 21 | 4 | 1007.4728 | 0
2031 | 1 | 21 | 5 | 1011.2526 | 0
2031 | 1 | 21 | 6 | 1034.5576 | 0
2031 | 1 | 21 | 7 | 1083.5421 | 33.5421
2031 | 1 | 21 | 8 | 1138.8001 | 88.8001
2031 | 1 | 21 | 9 | 1167.5714 | 117.5714
2031 | 1 | 21 | 10 | 1191.7955 | 141.7955
2031 | 1 | 21 | 11 | 1222.994 | 172.994
2031 | 1 | 21 | 12 | 1239.5851 | 189.5851
2031 | 1 | 21 | 13 | 1240.203 | 190.203
2031 | 1 | 21 | 14 | 1230.7581 | 180.7581
2031 | 1 | 21 | 15 | 1221.1482 | 171.1482
2031 | 1 | 21 | 16 | 1200.5553 | 150.5553
2031 | 1 | 21 | 17 | 1212.7147 | 162.7147
2031 | 1 | 21 | 18 | 1229.0028 | 179.0028
2031 | 1 | 21 | 19 | 1245.2909 | 195.2909
2031 | 1 | 21 | 20 | 1220.3012 | 170.3012
2031 | 1 | 21 | 21 | 1193.2533 | 143.2533
2031 | 1 | 21 | 22 | 1173.0823 | 123.0823
2031 | 1 | 21 | 23 | 1135.6259 | 85.6259
2031 | 1 | 22 | 0 | 1086.1503 | 36.1503
2031 | 1 | 22 | 1 | 1088.0539 | 38.0539
2031 | 1 | 22 | 2 | 1064.0961 | 14.0961
2031 | 1 | 22 | 3 | 1047.9724 | 0
2031 | 1 | 22 | 4 | 1045.0151 | 0
2031 | 1 | 22 | 5 | 1047.1488 | 0
2031 | 1 | 22 | 6 | 1066.2967 | 16.2967
2031 | 1 | 22 | 7 | 1099.5475 | 49.5475
2031 | 1 | 22 | 8 | 1149.208 | 99.208
2031 | 1 | 22 | 9 | 1174.3993 | 124.3993
2031 | 1 | 22 | 10 | 1194.3945 | 144.3945
2031 | 1 | 22 | 11 | 1210.7926 | 160.7926
2031 | 1 | 22 | 12 | 1223.7244 | 173.7244
2031 | 1 | 22 | 13 | 1220.4392 | 170.4392
2031 | 1 | 22 | 14 | 1218.9772 | 168.9772
2031 | 1 | 22 | 15 | 1217.5828 | 167.5828
2031 | 1 | 22 | 16 | 1227.1869 | 177.1869
2031 | 1 | 22 | 17 | 1244.7933 | 194.7933
2031 | 1 | 22 | 18 | 1266.7917 | 216.7917
2031 | 1 | 22 | 19 | 1288.79 | 238.79
2031 | 1 | 22 | 20 | 1270.2786 | 220.2786
2031 | 1 | 22 | 21 | 1240.5268 | 190.5268
2031 | 1 | 22 | 22 | 1219.1992 | 169.1992
2031 | 1 | 22 | 23 | 1195.3787 | 145.3787
2031 | 1 | 23 | 0 | 1159.2681 | 109.2681
2031 | 1 | 23 | 1 | 1130.7713 | 80.7713
2031 | 1 | 23 | 2 | 1103.1729 | 53.1729
2031 | 1 | 23 | 3 | 1084.9927 | 34.9927
2031 | 1 | 23 | 4 | 1078.6618 | 28.6618
2031 | 1 | 23 | 5 | 1080.7872 | 30.7872
2031 | 1 | 23 | 6 | 1102.6736 | 52.6736
2031 | 1 | 23 | 7 | 1146.2579 | 96.2579
2031 | 1 | 23 | 8 | 1197.7991 | 147.7991
2031 | 1 | 23 | 9 | 1227.7339 | 177.7339
2031 | 1 | 23 | 10 | 1243.323 | 193.323
2031 | 1 | 23 | 11 | 1250.7004 | 200.7004
2031 | 1 | 23 | 12 | 1260.9788 | 210.9788
2031 | 1 | 23 | 13 | 1253.044 | 203.044
2031 | 1 | 23 | 14 | 1246.1983 | 196.1983
2031 | 1 | 23 | 15 | 1238.7091 | 188.7091
2031 | 1 | 23 | 16 | 1234.8974 | 184.8974
2031 | 1 | 23 | 17 | 1245.3185 | 195.3185
2031 | 1 | 23 | 18 | 1283.3677 | 233.3677
2031 | 1 | 23 | 19 | 1300.6619 | 250.6619
2031 | 1 | 23 | 20 | 1286.6748 | 236.6748
2031 | 1 | 23 | 21 | 1255.5426 | 205.5426
2031 | 1 | 23 | 22 | 1238.7121 | 188.7121
2031 | 1 | 23 | 23 | 1210.6684 | 160.6684
2031 | 1 | 24 | 0 | 1167.1213 | 117.1213
2031 | 1 | 24 | 1 | 1122.8249 | 72.8249
2031 | 1 | 24 | 2 | 1091.9625 | 41.9625
2031 | 1 | 24 | 3 | 1073.4719 | 23.4719
2031 | 1 | 24 | 4 | 1066.5821 | 16.5821
2031 | 1 | 24 | 5 | 1069.6848 | 19.6848
2031 | 1 | 24 | 6 | 1093.3174 | 43.3174
2031 | 1 | 24 | 7 | 1141.3031 | 91.3031
2031 | 1 | 24 | 8 | 1191.2681 | 141.2681
2031 | 1 | 24 | 9 | 1216.5484 | 166.5484
2031 | 1 | 24 | 10 | 1231.1386 | 181.1386
2031 | 1 | 24 | 11 | 1240.8128 | 190.8128
2031 | 1 | 24 | 12 | 1252.9836 | 202.9836
2031 | 1 | 24 | 13 | 1245.3427 | 195.3427
2031 | 1 | 24 | 14 | 1235.7991 | 185.7991
2031 | 1 | 24 | 15 | 1225.1886 | 175.1886
2031 | 1 | 24 | 16 | 1220.1985 | 170.1985
2031 | 1 | 24 | 17 | 1237.6108 | 187.6108
2031 | 1 | 24 | 18 | 1255.0231 | 205.0231
2031 | 1 | 24 | 19 | 1270.2794 | 220.2794
2031 | 1 | 24 | 20 | 1261.1901 | 211.1901
2031 | 1 | 24 | 21 | 1254.9973 | 204.9973
2031 | 1 | 24 | 22 | 1239.8283 | 189.8283
2031 | 1 | 24 | 23 | 1211.37 | 161.37
2031 | 1 | 25 | 0 | 1158.5169 | 108.5169
2031 | 1 | 25 | 1 | 1063.5898 | 13.5898
2031 | 1 | 25 | 2 | 1035.0254 | 0
2031 | 1 | 25 | 3 | 1010.3095 | 0
2031 | 1 | 25 | 4 | 1001.4367 | 0
2031 | 1 | 25 | 5 | 1003.0882 | 0
2031 | 1 | 25 | 6 | 1017.7803 | 0
2031 | 1 | 25 | 7 | 1034.3935 | 0
2031 | 1 | 25 | 8 | 1035.9587 | 0
2031 | 1 | 25 | 9 | 1055.6139 | 5.6139
2031 | 1 | 25 | 10 | 1093.7328 | 43.7328
2031 | 1 | 25 | 11 | 1120.0689 | 70.0689
2031 | 1 | 25 | 12 | 1138.8272 | 88.8272
2031 | 1 | 25 | 13 | 1140.5885 | 90.5885
2031 | 1 | 25 | 14 | 1130.1096 | 80.1096
2031 | 1 | 25 | 15 | 1119.4526 | 69.4526
2031 | 1 | 25 | 16 | 1115.8756 | 65.8756
2031 | 1 | 25 | 17 | 1133.5467 | 83.5467
2031 | 1 | 25 | 18 | 1156.3758 | 106.3758
2031 | 1 | 25 | 19 | 1179.2049 | 129.2049
2031 | 1 | 25 | 20 | 1148.2924 | 98.2924
2031 | 1 | 25 | 21 | 1126.4123 | 76.4123
2031 | 1 | 25 | 22 | 1110.6249 | 60.6249
2031 | 1 | 25 | 23 | 1088.9194 | 38.9194
2031 | 1 | 26 | 0 | 1056.0635 | 6.0635
2031 | 1 | 26 | 1 | 984.7205 | 0
2031 | 1 | 26 | 2 | 955.9024 | 0
2031 | 1 | 26 | 3 | 932.1531 | 0
2031 | 1 | 26 | 4 | 919.5764 | 0
2031 | 1 | 26 | 5 | 910.5879 | 0
2031 | 1 | 26 | 6 | 904.4304 | 0
2031 | 1 | 26 | 7 | 906.992 | 0
2031 | 1 | 26 | 8 | 926.0918 | 0
2031 | 1 | 26 | 9 | 950.9198 | 0
2031 | 1 | 26 | 10 | 978.1875 | 0
2031 | 1 | 26 | 11 | 1005.5044 | 0
2031 | 1 | 26 | 12 | 1031.646 | 0
2031 | 1 | 26 | 13 | 1041.4608 | 0
2031 | 1 | 26 | 14 | 1044.8106 | 0
2031 | 1 | 26 | 15 | 1040.1209 | 0
2031 | 1 | 26 | 16 | 1038.033 | 0
2031 | 1 | 26 | 17 | 1062.4288 | 12.4288
2031 | 1 | 26 | 18 | 1095.3905 | 45.3905
2031 | 1 | 26 | 19 | 1102.8677 | 52.8677
2031 | 1 | 26 | 20 | 1076.5438 | 26.5438
2031 | 1 | 26 | 21 | 1051.5673 | 1.5673
2031 | 1 | 26 | 22 | 1023.2243 | 0
2031 | 1 | 26 | 23 | 993.5801 | 0
2031 | 1 | 27 | 0 | 989.3396 | 0
2031 | 1 | 27 | 1 | 985.099 | 0
2031 | 1 | 27 | 2 | 1007.4669 | 0
2031 | 1 | 27 | 3 | 988.808 | 0
2031 | 1 | 27 | 4 | 981.7455 | 0
2031 | 1 | 27 | 5 | 987.4984 | 0
2031 | 1 | 27 | 6 | 1016.5855 | 0
2031 | 1 | 27 | 7 | 1068.2871 | 18.2871
2031 | 1 | 27 | 8 | 1119.5393 | 69.5393
2031 | 1 | 27 | 9 | 1151.3071 | 101.3071
2031 | 1 | 27 | 10 | 1169.9831 | 119.9831
2031 | 1 | 27 | 11 | 1191.6309 | 141.6309
2031 | 1 | 27 | 12 | 1214.7939 | 164.7939
2031 | 1 | 27 | 13 | 1218.0371 | 168.0371
2031 | 1 | 27 | 14 | 1217.614 | 167.614
2031 | 1 | 27 | 15 | 1215.0846 | 165.0846
2031 | 1 | 27 | 16 | 1218.4251 | 168.4251
2031 | 1 | 27 | 17 | 1234.0394 | 184.0394
2031 | 1 | 27 | 18 | 1261.113 | 211.113
2031 | 1 | 27 | 19 | 1261.1243 | 211.1243
2031 | 1 | 27 | 20 | 1234.2563 | 184.2563
2031 | 1 | 27 | 21 | 1193.7728 | 143.7728
2031 | 1 | 27 | 22 | 1168.0979 | 118.0979
2031 | 1 | 27 | 23 | 1139.3944 | 89.3944
2031 | 1 | 28 | 0 | 1092.8886 | 42.8886
2031 | 1 | 28 | 1 | 1039.8933 | 0
2031 | 1 | 28 | 2 | 1015.7263 | 0
2031 | 1 | 28 | 3 | 997.5643 | 0
2031 | 1 | 28 | 4 | 993.6732 | 0
2031 | 1 | 28 | 5 | 998.8589 | 0
2031 | 1 | 28 | 6 | 1022.4486 | 0
2031 | 1 | 28 | 7 | 1071.4698 | 21.4698
2031 | 1 | 28 | 8 | 1129.9934 | 79.9934
2031 | 1 | 28 | 9 | 1164.6343 | 114.6343
2031 | 1 | 28 | 10 | 1189.3315 | 139.3315
2031 | 1 | 28 | 11 | 1216.9912 | 166.9912
2031 | 1 | 28 | 12 | 1233.8351 | 183.8351
2031 | 1 | 28 | 13 | 1234.665 | 184.665
2031 | 1 | 28 | 14 | 1233.6921 | 183.6921
2031 | 1 | 28 | 15 | 1219.0883 | 169.0883
2031 | 1 | 28 | 16 | 1191.8438 | 141.8438
2031 | 1 | 28 | 17 | 1206.1424 | 156.1424
2031 | 1 | 28 | 18 | 1246.1057 | 196.1057
2031 | 1 | 28 | 19 | 1254.9834 | 204.9834
2031 | 1 | 28 | 20 | 1237.7616 | 187.7616
2031 | 1 | 28 | 21 | 1206.267 | 156.267
2031 | 1 | 28 | 22 | 1173.3572 | 123.3572
2031 | 1 | 28 | 23 | 1145.6295 | 95.6295
2031 | 1 | 29 | 0 | 1104.8223 | 54.8223
2031 | 1 | 29 | 1 | 1097.1244 | 47.1244
2031 | 1 | 29 | 2 | 1089.4264 | 39.4264
2031 | 1 | 29 | 3 | 1073.3098 | 23.3098
2031 | 1 | 29 | 4 | 1067.5018 | 17.5018
2031 | 1 | 29 | 5 | 1069.0266 | 19.0266
2031 | 1 | 29 | 6 | 1083.7744 | 33.7744
2031 | 1 | 29 | 7 | 1113.8063 | 63.8063
2031 | 1 | 29 | 8 | 1157.2787 | 107.2787
2031 | 1 | 29 | 9 | 1179.3835 | 129.3835
2031 | 1 | 29 | 10 | 1200.0933 | 150.0933
2031 | 1 | 29 | 11 | 1214.9671 | 164.9671
2031 | 1 | 29 | 12 | 1229.7967 | 179.7967
2031 | 1 | 29 | 13 | 1223.0749 | 173.0749
2031 | 1 | 29 | 14 | 1222.1315 | 172.1315
2031 | 1 | 29 | 15 | 1226.1332 | 176.1332
2031 | 1 | 29 | 16 | 1225.7874 | 175.7874
2031 | 1 | 29 | 17 | 1231.7034 | 181.7034
2031 | 1 | 29 | 18 | 1255.0048 | 205.0048
2031 | 1 | 29 | 19 | 1278.3063 | 228.3063
2031 | 1 | 29 | 20 | 1272.1705 | 222.1705
2031 | 1 | 29 | 21 | 1248.4033 | 198.4033
2031 | 1 | 29 | 22 | 1219.2635 | 169.2635
2031 | 1 | 29 | 23 | 1189.7519 | 139.7519
2031 | 1 | 30 | 0 | 1149.0805 | 99.0805
2031 | 1 | 30 | 1 | 1121.913 | 71.913
2031 | 1 | 30 | 2 | 1094.7456 | 44.7456
2031 | 1 | 30 | 3 | 1080.7382 | 30.7382
2031 | 1 | 30 | 4 | 1077.5035 | 27.5035
2031 | 1 | 30 | 5 | 1083.718 | 33.718
2031 | 1 | 30 | 6 | 1110.6554 | 60.6554
2031 | 1 | 30 | 7 | 1151.7025 | 101.7025
2031 | 1 | 30 | 8 | 1178.7235 | 128.7235
2031 | 1 | 30 | 9 | 1219.8936 | 169.8936
2031 | 1 | 30 | 10 | 1236.791 | 186.791
2031 | 1 | 30 | 11 | 1247.012 | 197.012
2031 | 1 | 30 | 12 | 1257.2329 | 207.2329
2031 | 1 | 30 | 13 | 1260.1778 | 210.1778
2031 | 1 | 30 | 14 | 1263.1226 | 213.1226
2031 | 1 | 30 | 15 | 1260.7828 | 210.7828
2031 | 1 | 30 | 16 | 1251.9487 | 201.9487
2031 | 1 | 30 | 17 | 1257.193 | 207.193
2031 | 1 | 30 | 18 | 1262.0044 | 212.0044
2031 | 1 | 30 | 19 | 1275.0051 | 225.0051
2031 | 1 | 30 | 20 | 1253.6563 | 203.6563
2031 | 1 | 30 | 21 | 1217.5515 | 167.5515
2031 | 1 | 30 | 22 | 1193.8224 | 143.8224
2031 | 1 | 30 | 23 | 1173.1516 | 123.1516
2031 | 1 | 31 | 0 | 1145.128 | 95.128
2031 | 1 | 31 | 1 | 1078.8768 | 28.8768
2031 | 1 | 31 | 2 | 1060.0858 | 10.0858
2031 | 1 | 31 | 3 | 1042.8703 | 0
2031 | 1 | 31 | 4 | 1038.9461 | 0
2031 | 1 | 31 | 5 | 1049.0653 | 0
2031 | 1 | 31 | 6 | 1081.8347 | 31.8347
2031 | 1 | 31 | 7 | 1132.7387 | 82.7387
2031 | 1 | 31 | 8 | 1160.8586 | 110.8586
2031 | 1 | 31 | 9 | 1197.4846 | 147.4846
2031 | 1 | 31 | 10 | 1218.1212 | 168.1212
2031 | 1 | 31 | 11 | 1233.6439 | 183.6439
2031 | 1 | 31 | 12 | 1245.3471 | 195.3471
2031 | 1 | 31 | 13 | 1257.0503 | 207.0503
2031 | 1 | 31 | 14 | 1256.4599 | 206.4599
2031 | 1 | 31 | 15 | 1247.6751 | 197.6751
2031 | 1 | 31 | 16 | 1231.8187 | 181.8187
2031 | 1 | 31 | 17 | 1220.4657 | 170.4657
2031 | 1 | 31 | 18 | 1236.5696 | 186.5696
2031 | 1 | 31 | 19 | 1245.9728 | 195.9728
2031 | 1 | 31 | 20 | 1221.0189 | 171.0189
2031 | 1 | 31 | 21 | 1189.8071 | 139.8071
2031 | 1 | 31 | 22 | 1170.3858 | 120.3858
2031 | 1 | 31 | 23 | 1142.1045 | 92.1045
2031 | 2 | 1 | 0 | 1104.7521 | 54.7521
2031 | 2 | 1 | 1 | 1050.5075 | 0.50745
2031 | 2 | 1 | 2 | 996.2628 | 0
2031 | 2 | 1 | 3 | 986.0349 | 0
2031 | 2 | 1 | 4 | 980.6027 | 0
2031 | 2 | 1 | 5 | 980.9263 | 0
2031 | 2 | 1 | 6 | 991.2849 | 0
2031 | 2 | 1 | 7 | 1007.929 | 0
2031 | 2 | 1 | 8 | 1020.5162 | 0
2031 | 2 | 1 | 9 | 1040.3334 | 0
2031 | 2 | 1 | 10 | 1060.2003 | 10.2003
2031 | 2 | 1 | 11 | 1076.4594 | 26.4594
2031 | 2 | 1 | 12 | 1091.0898 | 41.0898
2031 | 2 | 1 | 13 | 1088.6563 | 38.6563
2031 | 2 | 1 | 14 | 1077.2308 | 27.2308
2031 | 2 | 1 | 15 | 1067.6885 | 17.6885
2031 | 2 | 1 | 16 | 1067.0889 | 17.0889
2031 | 2 | 1 | 17 | 1090.079 | 40.079
2031 | 2 | 1 | 18 | 1113.0691 | 63.0691
2031 | 2 | 1 | 19 | 1129.7851 | 79.7851
2031 | 2 | 1 | 20 | 1101.2166 | 51.2166
2031 | 2 | 1 | 21 | 1078.34 | 28.34
2031 | 2 | 1 | 22 | 1069.9762 | 19.9762
2031 | 2 | 1 | 23 | 1055.1121 | 5.1121
2031 | 2 | 2 | 0 | 1029.9795 | 0
2031 | 2 | 2 | 1 | 971.0729 | 0
2031 | 2 | 2 | 2 | 947.2637 | 0
2031 | 2 | 2 | 3 | 936.4876 | 0
2031 | 2 | 2 | 4 | 931.1737 | 0
2031 | 2 | 2 | 5 | 929.4195 | 0
2031 | 2 | 2 | 6 | 932.5061 | 0
2031 | 2 | 2 | 7 | 943.7238 | 0
2031 | 2 | 2 | 8 | 951.9952 | 0
2031 | 2 | 2 | 9 | 969.6681 | 0
2031 | 2 | 2 | 10 | 1000.3832 | 0
2031 | 2 | 2 | 11 | 1026.2251 | 0
2031 | 2 | 2 | 12 | 1052.0669 | 2.0669
2031 | 2 | 2 | 13 | 1061.1552 | 11.1552
2031 | 2 | 2 | 14 | 1066.3637 | 16.3637
2031 | 2 | 2 | 15 | 1057.8278 | 7.8278
2031 | 2 | 2 | 16 | 1049.1591 | 0
2031 | 2 | 2 | 17 | 1075.4255 | 25.4255
2031 | 2 | 2 | 18 | 1101.6919 | 51.6919
2031 | 2 | 2 | 19 | 1125.3232 | 75.3232
2031 | 2 | 2 | 20 | 1103.6586 | 53.6586
2031 | 2 | 2 | 21 | 1077.8778 | 27.8778
2031 | 2 | 2 | 22 | 1052.8295 | 2.8295
2031 | 2 | 2 | 23 | 1040.1738 | 0
2031 | 2 | 3 | 0 | 1014.2975 | 0
2031 | 2 | 3 | 1 | 1069.9725 | 19.9725
2031 | 2 | 3 | 2 | 1051.5221 | 1.5221
2031 | 2 | 3 | 3 | 1042.0542 | 0
2031 | 2 | 3 | 4 | 1044.5363 | 0
2031 | 2 | 3 | 5 | 1052.2207 | 2.2207
2031 | 2 | 3 | 6 | 1079.0919 | 29.0919
2031 | 2 | 3 | 7 | 1132.7824 | 82.7824
2031 | 2 | 3 | 8 | 1182.0188 | 132.0188
2031 | 2 | 3 | 9 | 1209.8937 | 159.8937
2031 | 2 | 3 | 10 | 1222.1738 | 172.1738
2031 | 2 | 3 | 11 | 1237.4363 | 187.4363
2031 | 2 | 3 | 12 | 1252.4942 | 202.4942
2031 | 2 | 3 | 13 | 1248.0901 | 198.0901
2031 | 2 | 3 | 14 | 1241.8634 | 191.8634
2031 | 2 | 3 | 15 | 1238.1702 | 188.1702
2031 | 2 | 3 | 16 | 1240.4441 | 190.4441
2031 | 2 | 3 | 17 | 1256.3089 | 206.3089
2031 | 2 | 3 | 18 | 1274.9024 | 224.9024
2031 | 2 | 3 | 19 | 1293.496 | 243.496
2031 | 2 | 3 | 20 | 1277.1703 | 227.1703
2031 | 2 | 3 | 21 | 1257.3986 | 207.3986
2031 | 2 | 3 | 22 | 1242.5405 | 192.5405
2031 | 2 | 3 | 23 | 1214.2876 | 164.2876
2031 | 2 | 4 | 0 | 1173.4069 | 123.4069
2031 | 2 | 4 | 1 | 1123.8619 | 73.8619
2031 | 2 | 4 | 2 | 1102.2716 | 52.2716
2031 | 2 | 4 | 3 | 1089.714 | 39.714
2031 | 2 | 4 | 4 | 1084.5927 | 34.5927
2031 | 2 | 4 | 5 | 1092.4801 | 42.4801
2031 | 2 | 4 | 6 | 1116.7554 | 66.7554
2031 | 2 | 4 | 7 | 1163.9811 | 113.9811
2031 | 2 | 4 | 8 | 1207.4685 | 157.4685
2031 | 2 | 4 | 9 | 1229.4124 | 179.4124
2031 | 2 | 4 | 10 | 1249.1491 | 199.1491
2031 | 2 | 4 | 11 | 1272.3401 | 222.3401
2031 | 2 | 4 | 12 | 1282.2582 | 232.2582
2031 | 2 | 4 | 13 | 1275.4103 | 225.4103
2031 | 2 | 4 | 14 | 1260.78 | 210.78
2031 | 2 | 4 | 15 | 1249.8295 | 199.8295
2031 | 2 | 4 | 16 | 1233.7551 | 183.7551
2031 | 2 | 4 | 17 | 1253.1211 | 203.1211
2031 | 2 | 4 | 18 | 1262.4067 | 212.4067
2031 | 2 | 4 | 19 | 1271.6924 | 221.6924
2031 | 2 | 4 | 20 | 1270.8977 | 220.8977
2031 | 2 | 4 | 21 | 1241.7118 | 191.7118
2031 | 2 | 4 | 22 | 1227.1834 | 177.1834
2031 | 2 | 4 | 23 | 1197.0081 | 147.0081
2031 | 2 | 5 | 0 | 1157.2927 | 107.2927
2031 | 2 | 5 | 1 | 1143.3074 | 93.3074
2031 | 2 | 5 | 2 | 1129.322 | 79.322
2031 | 2 | 5 | 3 | 1113.3477 | 63.3477
2031 | 2 | 5 | 4 | 1108.936 | 58.936
2031 | 2 | 5 | 5 | 1113.5017 | 63.5017
2031 | 2 | 5 | 6 | 1136.6034 | 86.6034
2031 | 2 | 5 | 7 | 1171.4788 | 121.4788
2031 | 2 | 5 | 8 | 1202.1169 | 152.1169
2031 | 2 | 5 | 9 | 1228.3912 | 178.3912
2031 | 2 | 5 | 10 | 1247.4163 | 197.4163
2031 | 2 | 5 | 11 | 1261.6044 | 211.6044
2031 | 2 | 5 | 12 | 1279.7305 | 229.7305
2031 | 2 | 5 | 13 | 1291.2371 | 241.2371
2031 | 2 | 5 | 14 | 1293.0826 | 243.0826
2031 | 2 | 5 | 15 | 1288.5457 | 238.5457
2031 | 2 | 5 | 16 | 1279.3372 | 229.3372
2031 | 2 | 5 | 17 | 1271.2276 | 221.2276
2031 | 2 | 5 | 18 | 1302.0379 | 252.0379
2031 | 2 | 5 | 19 | 1321.5659 | 271.5659
2031 | 2 | 5 | 20 | 1310.7096 | 260.7096
2031 | 2 | 5 | 21 | 1283.4603 | 233.4603
2031 | 2 | 5 | 22 | 1275.4243 | 225.4243
2031 | 2 | 5 | 23 | 1249.0262 | 199.0262
2031 | 2 | 6 | 0 | 1214.4204 | 164.4204
2031 | 2 | 6 | 1 | 1140.0199 | 90.0199
2031 | 2 | 6 | 2 | 1115.8432 | 65.8432
2031 | 2 | 6 | 3 | 1098.8785 | 48.8785
2031 | 2 | 6 | 4 | 1092.5062 | 42.5062
2031 | 2 | 6 | 5 | 1095.8755 | 45.8755
2031 | 2 | 6 | 6 | 1121.4379 | 71.4379
2031 | 2 | 6 | 7 | 1163.8946 | 113.8946
2031 | 2 | 6 | 8 | 1192.932 | 142.932
2031 | 2 | 6 | 9 | 1231.765 | 181.765
2031 | 2 | 6 | 10 | 1249.5204 | 199.5204
2031 | 2 | 6 | 11 | 1264.4996 | 214.4996
2031 | 2 | 6 | 12 | 1274.3646 | 224.3646
2031 | 2 | 6 | 13 | 1283.6413 | 233.6413
2031 | 2 | 6 | 14 | 1278.6992 | 228.6992
2031 | 2 | 6 | 15 | 1275.891 | 225.891
2031 | 2 | 6 | 16 | 1274.3464 | 224.3464
2031 | 2 | 6 | 17 | 1269.157 | 219.157
2031 | 2 | 6 | 18 | 1280.4761 | 230.4761
2031 | 2 | 6 | 19 | 1295.6749 | 245.6749
2031 | 2 | 6 | 20 | 1272.7506 | 222.7506
2031 | 2 | 6 | 21 | 1238.2792 | 188.2792
2031 | 2 | 6 | 22 | 1217.5696 | 167.5696
2031 | 2 | 6 | 23 | 1195.9399 | 145.9399
2031 | 2 | 7 | 0 | 1164.7268 | 114.7268
2031 | 2 | 7 | 1 | 1095.3212 | 45.3212
2031 | 2 | 7 | 2 | 1066.5984 | 16.5984
2031 | 2 | 7 | 3 | 1048.5626 | 0
2031 | 2 | 7 | 4 | 1040.8573 | 0
2031 | 2 | 7 | 5 | 1044.7176 | 0
2031 | 2 | 7 | 6 | 1072.5038 | 22.5038
2031 | 2 | 7 | 7 | 1120.2605 | 70.2605
2031 | 2 | 7 | 8 | 1154.0319 | 104.0319
2031 | 2 | 7 | 9 | 1194.9661 | 144.9661
2031 | 2 | 7 | 10 | 1216.5815 | 166.5815
2031 | 2 | 7 | 11 | 1229.5296 | 179.5296
2031 | 2 | 7 | 12 | 1242.2257 | 192.2257
2031 | 2 | 7 | 13 | 1253.3753 | 203.3753
2031 | 2 | 7 | 14 | 1250.056 | 200.056
2031 | 2 | 7 | 15 | 1241.1138 | 191.1138
2031 | 2 | 7 | 16 | 1230.5932 | 180.5932
2031 | 2 | 7 | 17 | 1216.6886 | 166.6886
2031 | 2 | 7 | 18 | 1231.2333 | 181.2333
2031 | 2 | 7 | 19 | 1251.5274 | 201.5274
2031 | 2 | 7 | 20 | 1229.8973 | 179.8973
2031 | 2 | 7 | 21 | 1199.6377 | 149.6377
2031 | 2 | 7 | 22 | 1186.0453 | 136.0453
2031 | 2 | 7 | 23 | 1161.0434 | 111.0434
2031 | 2 | 8 | 0 | 1125.2755 | 75.2755
2031 | 2 | 8 | 1 | 1052.9047 | 2.9047
2031 | 2 | 8 | 2 | 980.5339 | 0
2031 | 2 | 8 | 3 | 964.0061 | 0
2031 | 2 | 8 | 4 | 956.933 | 0
2031 | 2 | 8 | 5 | 954.0602 | 0
2031 | 2 | 8 | 6 | 961.3449 | 0
2031 | 2 | 8 | 7 | 976.1191 | 0
2031 | 2 | 8 | 8 | 994.289 | 0
2031 | 2 | 8 | 9 | 1020.0718 | 0
2031 | 2 | 8 | 10 | 1059.5199 | 9.5199
2031 | 2 | 8 | 11 | 1078.5148 | 28.5148
2031 | 2 | 8 | 12 | 1091.2365 | 41.2365
2031 | 2 | 8 | 13 | 1103.9583 | 53.9583
2031 | 2 | 8 | 14 | 1103.7679 | 53.7679
2031 | 2 | 8 | 15 | 1101.9822 | 51.9822
2031 | 2 | 8 | 16 | 1095.2161 | 45.2161
2031 | 2 | 8 | 17 | 1090.367 | 40.367
2031 | 2 | 8 | 18 | 1103.137 | 53.137
2031 | 2 | 8 | 19 | 1128.4411 | 78.4411
2031 | 2 | 8 | 20 | 1099.3134 | 49.3134
2031 | 2 | 8 | 21 | 1075.1655 | 25.1655
2031 | 2 | 8 | 22 | 1072.9956 | 22.9956
2031 | 2 | 8 | 23 | 1061.3718 | 11.3718
2031 | 2 | 9 | 0 | 1041.0415 | 0
2031 | 2 | 9 | 1 | 995.6962 | 0
2031 | 2 | 9 | 2 | 950.3508 | 0
2031 | 2 | 9 | 3 | 934.7028 | 0
2031 | 2 | 9 | 4 | 924.3407 | 0
2031 | 2 | 9 | 5 | 919.7644 | 0
2031 | 2 | 9 | 6 | 923.2447 | 0
2031 | 2 | 9 | 7 | 931.0897 | 0
2031 | 2 | 9 | 8 | 949.1204 | 0
2031 | 2 | 9 | 9 | 975.0529 | 0
2031 | 2 | 9 | 10 | 999.7024 | 0
2031 | 2 | 9 | 11 | 1020.04 | 0
2031 | 2 | 9 | 12 | 1040.547 | 0
2031 | 2 | 9 | 13 | 1040.3685 | 0
2031 | 2 | 9 | 14 | 1032.704 | 0
2031 | 2 | 9 | 15 | 1030.3048 | 0
2031 | 2 | 9 | 16 | 1035.9224 | 0
2031 | 2 | 9 | 17 | 1059.3445 | 9.3445
2031 | 2 | 9 | 18 | 1082.7666 | 32.7666
2031 | 2 | 9 | 19 | 1113.9376 | 63.9376
2031 | 2 | 9 | 20 | 1092.0279 | 42.0279
2031 | 2 | 9 | 21 | 1068.357 | 18.357
2031 | 2 | 9 | 22 | 1064.3055 | 14.3055
2031 | 2 | 9 | 23 | 1048.8748 | 0
2031 | 2 | 10 | 0 | 1040.5097 | 0
2031 | 2 | 10 | 1 | 1032.1446 | 0
2031 | 2 | 10 | 2 | 1044.1558 | 0
2031 | 2 | 10 | 3 | 1033.0917 | 0
2031 | 2 | 10 | 4 | 1030.3554 | 0
2031 | 2 | 10 | 5 | 1040.0234 | 0
2031 | 2 | 10 | 6 | 1068.8279 | 18.8279
2031 | 2 | 10 | 7 | 1122.5717 | 72.5717
2031 | 2 | 10 | 8 | 1172.8868 | 122.8868
2031 | 2 | 10 | 9 | 1201.4814 | 151.4814
2031 | 2 | 10 | 10 | 1216.5274 | 166.5274
2031 | 2 | 10 | 11 | 1233.6129 | 183.6129
2031 | 2 | 10 | 12 | 1251.8381 | 201.8381
2031 | 2 | 10 | 13 | 1249.67 | 199.67
2031 | 2 | 10 | 14 | 1247.5884 | 197.5884
2031 | 2 | 10 | 15 | 1244.7422 | 194.7422
2031 | 2 | 10 | 16 | 1250.4052 | 200.4052
2031 | 2 | 10 | 17 | 1264.7628 | 214.7628
2031 | 2 | 10 | 18 | 1281.7078 | 231.7078
2031 | 2 | 10 | 19 | 1298.6529 | 248.6529
2031 | 2 | 10 | 20 | 1279.0028 | 229.0028
2031 | 2 | 10 | 21 | 1252.0446 | 202.0446
2031 | 2 | 10 | 22 | 1234.9674 | 184.9674
2031 | 2 | 10 | 23 | 1204.9851 | 154.9851
2031 | 2 | 11 | 0 | 1163.259 | 113.259
2031 | 2 | 11 | 1 | 1047.9604 | 0
2031 | 2 | 11 | 2 | 1024.3837 | 0
2031 | 2 | 11 | 3 | 1007.0245 | 0
2031 | 2 | 11 | 4 | 1001.0818 | 0
2031 | 2 | 11 | 5 | 1004.6681 | 0
2031 | 2 | 11 | 6 | 1028.6029 | 0
2031 | 2 | 11 | 7 | 1078.1666 | 28.1666
2031 | 2 | 11 | 8 | 1121.7287 | 71.7287
2031 | 2 | 11 | 9 | 1156.1608 | 106.1608
2031 | 2 | 11 | 10 | 1175.774 | 125.774
2031 | 2 | 11 | 11 | 1201.2844 | 151.2844
2031 | 2 | 11 | 12 | 1212.5569 | 162.5569
2031 | 2 | 11 | 13 | 1213.9036 | 163.9036
2031 | 2 | 11 | 14 | 1204.8827 | 154.8827
2031 | 2 | 11 | 15 | 1197.0386 | 147.0386
2031 | 2 | 11 | 16 | 1180.4307 | 130.4307
2031 | 2 | 11 | 17 | 1192.58 | 142.58
2031 | 2 | 11 | 18 | 1203.9403 | 153.9403
2031 | 2 | 11 | 19 | 1215.3006 | 165.3006
2031 | 2 | 11 | 20 | 1196.9794 | 146.9794
2031 | 2 | 11 | 21 | 1159.6099 | 109.6099
2031 | 2 | 11 | 22 | 1142.0093 | 92.0093
2031 | 2 | 11 | 23 | 1112.2863 | 62.2863
2031 | 2 | 12 | 0 | 1069.3951 | 19.3951
2031 | 2 | 12 | 1 | 1028.3748 | 0
2031 | 2 | 12 | 2 | 1004.4125 | 0
2031 | 2 | 12 | 3 | 988.9025 | 0
2031 | 2 | 12 | 4 | 983.6157 | 0
2031 | 2 | 12 | 5 | 989.3535 | 0
2031 | 2 | 12 | 6 | 1013.7555 | 0
2031 | 2 | 12 | 7 | 1047.2173 | 0
2031 | 2 | 12 | 8 | 1068.7401 | 18.7401
2031 | 2 | 12 | 9 | 1103.2996 | 53.2996
2031 | 2 | 12 | 10 | 1123.5246 | 73.5246
2031 | 2 | 12 | 11 | 1137.1142 | 87.1142
2031 | 2 | 12 | 12 | 1151.0317 | 101.0317
2031 | 2 | 12 | 13 | 1162.022 | 112.022
2031 | 2 | 12 | 14 | 1164.17 | 114.17
2031 | 2 | 12 | 15 | 1162.1016 | 112.1016
2031 | 2 | 12 | 16 | 1161.9526 | 111.9526
2031 | 2 | 12 | 17 | 1159.3743 | 109.3743
2031 | 2 | 12 | 18 | 1179.0761 | 129.0761
2031 | 2 | 12 | 19 | 1184.7382 | 134.7382
2031 | 2 | 12 | 20 | 1160.4374 | 110.4374
2031 | 2 | 12 | 21 | 1127.8105 | 77.8105
2031 | 2 | 12 | 22 | 1104.6056 | 54.6056
2031 | 2 | 12 | 23 | 1084.9372 | 34.9372
2031 | 2 | 13 | 0 | 1054.7011 | 4.7011
2031 | 2 | 13 | 1 | 967.2967 | 0
2031 | 2 | 13 | 2 | 941.9877 | 0
2031 | 2 | 13 | 3 | 925.2173 | 0
2031 | 2 | 13 | 4 | 917.3576 | 0
2031 | 2 | 13 | 5 | 926.5378 | 0
2031 | 2 | 13 | 6 | 959.1468 | 0
2031 | 2 | 13 | 7 | 1007.8568 | 0
2031 | 2 | 13 | 8 | 1036.3784 | 0
2031 | 2 | 13 | 9 | 1065.0574 | 15.0574
2031 | 2 | 13 | 10 | 1091.3175 | 41.3175
2031 | 2 | 13 | 11 | 1105.7759 | 55.7759
2031 | 2 | 13 | 12 | 1119.9004 | 69.9004
2031 | 2 | 13 | 13 | 1132.232 | 82.232
2031 | 2 | 13 | 14 | 1130.8506 | 80.8506
2031 | 2 | 13 | 15 | 1127.2651 | 77.2651
2031 | 2 | 13 | 16 | 1122.663 | 72.663
2031 | 2 | 13 | 17 | 1122.9929 | 72.9929
2031 | 2 | 13 | 18 | 1123.3228 | 73.3228
2031 | 2 | 13 | 19 | 1140.5695 | 90.5695
2031 | 2 | 13 | 20 | 1128.8993 | 78.8993
2031 | 2 | 13 | 21 | 1096.7794 | 46.7794
2031 | 2 | 13 | 22 | 1069.0999 | 19.0999
2031 | 2 | 13 | 23 | 1046.6415 | 0
2031 | 2 | 14 | 0 | 1011.8425 | 0
2031 | 2 | 14 | 1 | 986.2709 | 0
2031 | 2 | 14 | 2 | 960.6993 | 0
2031 | 2 | 14 | 3 | 947.9645 | 0
2031 | 2 | 14 | 4 | 943.7927 | 0
2031 | 2 | 14 | 5 | 949.4372 | 0
2031 | 2 | 14 | 6 | 976.275 | 0
2031 | 2 | 14 | 7 | 1027.4787 | 0
2031 | 2 | 14 | 8 | 1075.4449 | 25.4449
2031 | 2 | 14 | 9 | 1124.0413 | 74.0413
2031 | 2 | 14 | 10 | 1151.9989 | 101.9989
2031 | 2 | 14 | 11 | 1167.7815 | 117.7815
2031 | 2 | 14 | 12 | 1177.168 | 127.168
2031 | 2 | 14 | 13 | 1186.5546 | 136.5546
2031 | 2 | 14 | 14 | 1185.018 | 135.018
2031 | 2 | 14 | 15 | 1184.0922 | 134.0922
2031 | 2 | 14 | 16 | 1176.1665 | 126.1665
2031 | 2 | 14 | 17 | 1162.9853 | 112.9853
2031 | 2 | 14 | 18 | 1180.2552 | 130.2552
2031 | 2 | 14 | 19 | 1199.4873 | 149.4873
2031 | 2 | 14 | 20 | 1180.5389 | 130.5389
2031 | 2 | 14 | 21 | 1156.2371 | 106.2371
2031 | 2 | 14 | 22 | 1146.459 | 96.459
2031 | 2 | 14 | 23 | 1123.1805 | 73.1805
2031 | 2 | 15 | 0 | 1087.8131 | 37.8131
2031 | 2 | 15 | 1 | 1028.9852 | 0
2031 | 2 | 15 | 2 | 970.1573 | 0
2031 | 2 | 15 | 3 | 952.2804 | 0
2031 | 2 | 15 | 4 | 943.4964 | 0
2031 | 2 | 15 | 5 | 942.5735 | 0
2031 | 2 | 15 | 6 | 956.0104 | 0
2031 | 2 | 15 | 7 | 973.0233 | 0
2031 | 2 | 15 | 8 | 972.366 | 0
2031 | 2 | 15 | 9 | 997.4662 | 0
2031 | 2 | 15 | 10 | 1033.5342 | 0
2031 | 2 | 15 | 11 | 1059.2935 | 9.2935
2031 | 2 | 15 | 12 | 1075.9532 | 25.9532
2031 | 2 | 15 | 13 | 1077.7629 | 27.7629
2031 | 2 | 15 | 14 | 1068.419 | 18.419
2031 | 2 | 15 | 15 | 1060.3865 | 10.3865
2031 | 2 | 15 | 16 | 1052.7478 | 2.7478
2031 | 2 | 15 | 17 | 1065.319 | 15.319
2031 | 2 | 15 | 18 | 1077.8903 | 27.8903
2031 | 2 | 15 | 19 | 1107.3864 | 57.3864
2031 | 2 | 15 | 20 | 1087.5547 | 37.5547
2031 | 2 | 15 | 21 | 1065.9929 | 15.9929
2031 | 2 | 15 | 22 | 1054.4965 | 4.4965
2031 | 2 | 15 | 23 | 1039.5259 | 0
2031 | 2 | 16 | 0 | 1016.0848 | 0
2031 | 2 | 16 | 1 | 1003.4829 | 0
2031 | 2 | 16 | 2 | 982.3764 | 0
2031 | 2 | 16 | 3 | 968.1365 | 0
2031 | 2 | 16 | 4 | 960.0103 | 0
2031 | 2 | 16 | 5 | 960.5319 | 0
2031 | 2 | 16 | 6 | 973.6619 | 0
2031 | 2 | 16 | 7 | 982.6498 | 0
2031 | 2 | 16 | 8 | 972.6345 | 0
2031 | 2 | 16 | 9 | 991.4311 | 0
2031 | 2 | 16 | 10 | 1019.3955 | 0
2031 | 2 | 16 | 11 | 1042.6061 | 0
2031 | 2 | 16 | 12 | 1061.4636 | 11.4636
2031 | 2 | 16 | 13 | 1064.1459 | 14.1459
2031 | 2 | 16 | 14 | 1062.3366 | 12.3366
2031 | 2 | 16 | 15 | 1060.4918 | 10.4918
2031 | 2 | 16 | 16 | 1061.3468 | 11.3468
2031 | 2 | 16 | 17 | 1074.2788 | 24.2788
2031 | 2 | 16 | 18 | 1098.9422 | 48.9422
2031 | 2 | 16 | 19 | 1137.4374 | 87.4374
2031 | 2 | 16 | 20 | 1122.1424 | 72.1424
2031 | 2 | 16 | 21 | 1099.4095 | 49.4095
2031 | 2 | 16 | 22 | 1070.1382 | 20.1382
2031 | 2 | 16 | 23 | 1050.804 | 0.804
2031 | 2 | 17 | 0 | 1034.3632 | 0
2031 | 2 | 17 | 1 | 1017.9224 | 0
2031 | 2 | 17 | 2 | 1003.8731 | 0
2031 | 2 | 17 | 3 | 989.8237 | 0
2031 | 2 | 17 | 4 | 983.0891 | 0
2031 | 2 | 17 | 5 | 984.9323 | 0
2031 | 2 | 17 | 6 | 1001.7309 | 0
2031 | 2 | 17 | 7 | 1019.1378 | 0
2031 | 2 | 17 | 8 | 1009.8184 | 0
2031 | 2 | 17 | 9 | 1017.9174 | 0
2031 | 2 | 17 | 10 | 1034.4742 | 0
2031 | 2 | 17 | 11 | 1048.9693 | 0
2031 | 2 | 17 | 12 | 1074.6987 | 24.6987
2031 | 2 | 17 | 13 | 1080.1858 | 30.1858
2031 | 2 | 17 | 14 | 1070.5076 | 20.5076
2031 | 2 | 17 | 15 | 1062.6387 | 12.6387
2031 | 2 | 17 | 16 | 1065.7081 | 15.7081
2031 | 2 | 17 | 17 | 1088.7624 | 38.7624
2031 | 2 | 17 | 18 | 1111.8166 | 61.8166
2031 | 2 | 17 | 19 | 1147.2393 | 97.2393
2031 | 2 | 17 | 20 | 1137.5835 | 87.5835
2031 | 2 | 17 | 21 | 1111.9726 | 61.9726
2031 | 2 | 17 | 22 | 1094.3478 | 44.3478
2031 | 2 | 17 | 23 | 1071.1473 | 21.1473
2031 | 2 | 18 | 0 | 1060.5538 | 10.5538
2031 | 2 | 18 | 1 | 1049.9602 | 0
2031 | 2 | 18 | 2 | 1041.6855 | 0
2031 | 2 | 18 | 3 | 1026.4112 | 0
2031 | 2 | 18 | 4 | 1022.9503 | 0
2031 | 2 | 18 | 5 | 1026.4694 | 0
2031 | 2 | 18 | 6 | 1047.075 | 0
2031 | 2 | 18 | 7 | 1098.445 | 48.445
2031 | 2 | 18 | 8 | 1149.053 | 99.053
2031 | 2 | 18 | 9 | 1181.2226 | 131.2226
2031 | 2 | 18 | 10 | 1201.8515 | 151.8515
2031 | 2 | 18 | 11 | 1215.4054 | 165.4054
2031 | 2 | 18 | 12 | 1225.1673 | 175.1673
2031 | 2 | 18 | 13 | 1232.2114 | 182.2114
2031 | 2 | 18 | 14 | 1225.9025 | 175.9025
2031 | 2 | 18 | 15 | 1216.0602 | 166.0602
2031 | 2 | 18 | 16 | 1210.7483 | 160.7483
2031 | 2 | 18 | 17 | 1205.4365 | 155.4365
2031 | 2 | 18 | 18 | 1218.3698 | 168.3698
2031 | 2 | 18 | 19 | 1246.3533 | 196.3533
2031 | 2 | 18 | 20 | 1238.8215 | 188.8215
2031 | 2 | 18 | 21 | 1210.5068 | 160.5068
2031 | 2 | 18 | 22 | 1185.7668 | 135.7668
2031 | 2 | 18 | 23 | 1149.9498 | 99.9498
2031 | 2 | 19 | 0 | 1106.3858 | 56.3858
2031 | 2 | 19 | 1 | 1092.8285 | 42.8285
2031 | 2 | 19 | 2 | 1079.2711 | 29.2711
2031 | 2 | 19 | 3 | 1065.0362 | 15.0362
2031 | 2 | 19 | 4 | 1060.5328 | 10.5328
2031 | 2 | 19 | 5 | 1063.5396 | 13.5396
2031 | 2 | 19 | 6 | 1085.3977 | 35.3977
2031 | 2 | 19 | 7 | 1124.3479 | 74.3479
2031 | 2 | 19 | 8 | 1157.1468 | 107.1468
2031 | 2 | 19 | 9 | 1176.7663 | 126.7663
2031 | 2 | 19 | 10 | 1200.3379 | 150.3379
2031 | 2 | 19 | 11 | 1215.657 | 165.657
2031 | 2 | 19 | 12 | 1228.7987 | 178.7987
2031 | 2 | 19 | 13 | 1228.2126 | 178.2126
2031 | 2 | 19 | 14 | 1225.3324 | 175.3324
2031 | 2 | 19 | 15 | 1222.1426 | 172.1426
2031 | 2 | 19 | 16 | 1226.4605 | 176.4605
2031 | 2 | 19 | 17 | 1242.0665 | 192.0665
2031 | 2 | 19 | 18 | 1258.4195 | 208.4195
2031 | 2 | 19 | 19 | 1274.7725 | 224.7725
2031 | 2 | 19 | 20 | 1253.4444 | 203.4444
2031 | 2 | 19 | 21 | 1220.2555 | 170.2555
2031 | 2 | 19 | 22 | 1203.0997 | 153.0997
2031 | 2 | 19 | 23 | 1174.9584 | 124.9584
2031 | 2 | 20 | 0 | 1136.9875 | 86.9875
2031 | 2 | 20 | 1 | 1075.0155 | 25.0155
2031 | 2 | 20 | 2 | 1049.1655 | 0
2031 | 2 | 20 | 3 | 1031.2886 | 0
2031 | 2 | 20 | 4 | 1025.1888 | 0
2031 | 2 | 20 | 5 | 1030.9993 | 0
2031 | 2 | 20 | 6 | 1062.009 | 12.009
2031 | 2 | 20 | 7 | 1111.2343 | 61.2343
2031 | 2 | 20 | 8 | 1148.7238 | 98.7238
2031 | 2 | 20 | 9 | 1177.616 | 127.616
2031 | 2 | 20 | 10 | 1196.1887 | 146.1887
2031 | 2 | 20 | 11 | 1211.9698 | 161.9698
2031 | 2 | 20 | 12 | 1225.2734 | 175.2734
2031 | 2 | 20 | 13 | 1218.7406 | 168.7406
2031 | 2 | 20 | 14 | 1211.5576 | 161.5576
2031 | 2 | 20 | 15 | 1207.1522 | 157.1522
2031 | 2 | 20 | 16 | 1209.4249 | 159.4249
2031 | 2 | 20 | 17 | 1218.3331 | 168.3331
2031 | 2 | 20 | 18 | 1222.977 | 172.977
2031 | 2 | 20 | 19 | 1227.6209 | 177.6209
2031 | 2 | 20 | 20 | 1228.0006 | 178.0006
2031 | 2 | 20 | 21 | 1195.2986 | 145.2986
2031 | 2 | 20 | 22 | 1175.5072 | 125.5072
2031 | 2 | 20 | 23 | 1151.0817 | 101.0817
2031 | 2 | 21 | 0 | 1109.6794 | 59.6794
2031 | 2 | 21 | 1 | 1071.1691 | 21.1691
2031 | 2 | 21 | 2 | 1047.1282 | 0
2031 | 2 | 21 | 3 | 1033.6691 | 0
2031 | 2 | 21 | 4 | 1029.7987 | 0
2031 | 2 | 21 | 5 | 1036.0797 | 0
2031 | 2 | 21 | 6 | 1063.1693 | 13.1693
2031 | 2 | 21 | 7 | 1113.0612 | 63.0612
2031 | 2 | 21 | 8 | 1149.5054 | 99.5054
2031 | 2 | 21 | 9 | 1177.8566 | 127.8566
2031 | 2 | 21 | 10 | 1203.8765 | 153.8765
2031 | 2 | 21 | 11 | 1219.7843 | 169.7843
2031 | 2 | 21 | 12 | 1231.1951 | 181.1951
2031 | 2 | 21 | 13 | 1220.1296 | 170.1296
2031 | 2 | 21 | 14 | 1209.8041 | 159.8041
2031 | 2 | 21 | 15 | 1201.0071 | 151.0071
2031 | 2 | 21 | 16 | 1200.0326 | 150.0326
2031 | 2 | 21 | 17 | 1202.6116 | 152.6116
2031 | 2 | 21 | 18 | 1205.1907 | 155.1907
2031 | 2 | 21 | 19 | 1237.5994 | 187.5994
2031 | 2 | 21 | 20 | 1219.8572 | 169.8572
2031 | 2 | 21 | 21 | 1210.2584 | 160.2584
2031 | 2 | 21 | 22 | 1195.0582 | 145.0582
2031 | 2 | 21 | 23 | 1167.0065 | 117.0065
2031 | 2 | 22 | 0 | 1128.7006 | 78.7006
2031 | 2 | 22 | 1 | 1054.9361 | 4.9361
2031 | 2 | 22 | 2 | 981.1717 | 0
2031 | 2 | 22 | 3 | 965.4151 | 0
2031 | 2 | 22 | 4 | 958.862 | 0
2031 | 2 | 22 | 5 | 958.9402 | 0
2031 | 2 | 22 | 6 | 968.1266 | 0
2031 | 2 | 22 | 7 | 980.6129 | 0
2031 | 2 | 22 | 8 | 987.0185 | 0
2031 | 2 | 22 | 9 | 1006.3169 | 0
2031 | 2 | 22 | 10 | 1045.7289 | 0
2031 | 2 | 22 | 11 | 1065.0396 | 15.0396
2031 | 2 | 22 | 12 | 1084.3502 | 34.3502
2031 | 2 | 22 | 13 | 1081.9315 | 31.9315
2031 | 2 | 22 | 14 | 1069.0552 | 19.0552
2031 | 2 | 22 | 15 | 1057.0638 | 7.0638
2031 | 2 | 22 | 16 | 1054.7632 | 4.7632
2031 | 2 | 22 | 17 | 1064.6883 | 14.6883
2031 | 2 | 22 | 18 | 1074.1858 | 24.1858
2031 | 2 | 22 | 19 | 1110.9395 | 60.9395
2031 | 2 | 22 | 20 | 1087.5921 | 37.5921
2031 | 2 | 22 | 21 | 1067.3349 | 17.3349
2031 | 2 | 22 | 22 | 1059.2355 | 9.2355
2031 | 2 | 22 | 23 | 1045.1339 | 0
2031 | 2 | 23 | 0 | 1022.5235 | 0
2031 | 2 | 23 | 1 | 973.1418 | 0
2031 | 2 | 23 | 2 | 923.76 | 0
2031 | 2 | 23 | 3 | 907.0047 | 0
2031 | 2 | 23 | 4 | 897.3499 | 0
2031 | 2 | 23 | 5 | 890.6229 | 0
2031 | 2 | 23 | 6 | 891.4041 | 0
2031 | 2 | 23 | 7 | 901.6783 | 0
2031 | 2 | 23 | 8 | 915.8974 | 0
2031 | 2 | 23 | 9 | 942.8358 | 0
2031 | 2 | 23 | 10 | 967.5254 | 0
2031 | 2 | 23 | 11 | 991.3819 | 0
2031 | 2 | 23 | 12 | 1015.2385 | 0
2031 | 2 | 23 | 13 | 1018.7977 | 0
2031 | 2 | 23 | 14 | 1017.3062 | 0
2031 | 2 | 23 | 15 | 1018.3803 | 0
2031 | 2 | 23 | 16 | 1027.1912 | 0
2031 | 2 | 23 | 17 | 1046.1876 | 0
2031 | 2 | 23 | 18 | 1063.0493 | 13.0493
2031 | 2 | 23 | 19 | 1084.2567 | 34.2567
2031 | 2 | 23 | 20 | 1071.0459 | 21.0459
2031 | 2 | 23 | 21 | 1048.7837 | 0
2031 | 2 | 23 | 22 | 1025.0285 | 0
2031 | 2 | 23 | 23 | 1003.9754 | 0
2031 | 2 | 24 | 0 | 997.0921 | 0
2031 | 2 | 24 | 1 | 990.2087 | 0
2031 | 2 | 24 | 2 | 1001.554 | 0
2031 | 2 | 24 | 3 | 987.0744 | 0
2031 | 2 | 24 | 4 | 979.9424 | 0
2031 | 2 | 24 | 5 | 988.2878 | 0
2031 | 2 | 24 | 6 | 1017.3766 | 0
2031 | 2 | 24 | 7 | 1067.7997 | 17.7997
2031 | 2 | 24 | 8 | 1111.1696 | 61.1696
2031 | 2 | 24 | 9 | 1143.6291 | 93.6291
2031 | 2 | 24 | 10 | 1163.0759 | 113.0759
2031 | 2 | 24 | 11 | 1183.6128 | 133.6128
2031 | 2 | 24 | 12 | 1201.8954 | 151.8954
2031 | 2 | 24 | 13 | 1201.168 | 151.168
2031 | 2 | 24 | 14 | 1199.6982 | 149.6982
2031 | 2 | 24 | 15 | 1195.2226 | 145.2226
2031 | 2 | 24 | 16 | 1199.1637 | 149.1637
2031 | 2 | 24 | 17 | 1202.5085 | 152.5085
2031 | 2 | 24 | 18 | 1204.7623 | 154.7623
2031 | 2 | 24 | 19 | 1207.0161 | 157.0161
2031 | 2 | 24 | 20 | 1208.179 | 158.179
2031 | 2 | 24 | 21 | 1175.9682 | 125.9682
2031 | 2 | 24 | 22 | 1159.0737 | 109.0737
2031 | 2 | 24 | 23 | 1129.4684 | 79.4684
2031 | 2 | 25 | 0 | 1087.751 | 37.751
2031 | 2 | 25 | 1 | 1052.8322 | 2.8322
2031 | 2 | 25 | 2 | 1030.4129 | 0
2031 | 2 | 25 | 3 | 1016.6597 | 0
2031 | 2 | 25 | 4 | 1011.7676 | 0
2031 | 2 | 25 | 5 | 1017.6119 | 0
2031 | 2 | 25 | 6 | 1042.329 | 0
2031 | 2 | 25 | 7 | 1093.4425 | 43.4425
2031 | 2 | 25 | 8 | 1138.4441 | 88.4441
2031 | 2 | 25 | 9 | 1182.5424 | 132.5424
2031 | 2 | 25 | 10 | 1205.2387 | 155.2387
2031 | 2 | 25 | 11 | 1222.6869 | 172.6869
2031 | 2 | 25 | 12 | 1238.7852 | 188.7852
2031 | 2 | 25 | 13 | 1252.1625 | 202.1625
2031 | 2 | 25 | 14 | 1250.1166 | 200.1166
2031 | 2 | 25 | 15 | 1241.6159 | 191.6159
2031 | 2 | 25 | 16 | 1207.4658 | 157.4658
2031 | 2 | 25 | 17 | 1197.0051 | 147.0051
2031 | 2 | 25 | 18 | 1208.5907 | 158.5907
2031 | 2 | 25 | 19 | 1234.2475 | 184.2475
2031 | 2 | 25 | 20 | 1230.438 | 180.438
2031 | 2 | 25 | 21 | 1203.073 | 153.073
2031 | 2 | 25 | 22 | 1169.9391 | 119.9391
2031 | 2 | 25 | 23 | 1143.5574 | 93.5574
2031 | 2 | 26 | 0 | 1105.4458 | 55.4458
2031 | 2 | 26 | 1 | 1093.2877 | 43.2877
2031 | 2 | 26 | 2 | 1070.3424 | 20.3424
2031 | 2 | 26 | 3 | 1058.228 | 8.228
2031 | 2 | 26 | 4 | 1054.604 | 4.604
2031 | 2 | 26 | 5 | 1061.8406 | 11.8406
2031 | 2 | 26 | 6 | 1086.3684 | 36.3684
2031 | 2 | 26 | 7 | 1126.6614 | 76.6614
2031 | 2 | 26 | 8 | 1164.0045 | 114.0045
2031 | 2 | 26 | 9 | 1194.9512 | 144.9512
2031 | 2 | 26 | 10 | 1218.5793 | 168.5793
2031 | 2 | 26 | 11 | 1238.5167 | 188.5167
2031 | 2 | 26 | 12 | 1252.0758 | 202.0758
2031 | 2 | 26 | 13 | 1265.6349 | 215.6349
2031 | 2 | 26 | 14 | 1266.1258 | 216.1258
2031 | 2 | 26 | 15 | 1260.9556 | 210.9556
2031 | 2 | 26 | 16 | 1258.2778 | 208.2778
2031 | 2 | 26 | 17 | 1241.4026 | 191.4026
2031 | 2 | 26 | 18 | 1251.4167 | 201.4167
2031 | 2 | 26 | 19 | 1276.4066 | 226.4066
2031 | 2 | 26 | 20 | 1261.5601 | 211.5601
2031 | 2 | 26 | 21 | 1226.6797 | 176.6797
2031 | 2 | 26 | 22 | 1202.155 | 152.155
2031 | 2 | 26 | 23 | 1173.6131 | 123.6131
2031 | 2 | 27 | 0 | 1138.5062 | 88.5062
2031 | 2 | 27 | 1 | 1056.0148 | 6.0148
2031 | 2 | 27 | 2 | 1031.5274 | 0
2031 | 2 | 27 | 3 | 1014.0908 | 0
2031 | 2 | 27 | 4 | 1007.8655 | 0
2031 | 2 | 27 | 5 | 1013.8754 | 0
2031 | 2 | 27 | 6 | 1045.9786 | 0
2031 | 2 | 27 | 7 | 1096.9813 | 46.9813
2031 | 2 | 27 | 8 | 1129.0675 | 79.0675
2031 | 2 | 27 | 9 | 1176.1611 | 126.1611
2031 | 2 | 27 | 10 | 1196.3167 | 146.3167
2031 | 2 | 27 | 11 | 1215.2901 | 165.2901
2031 | 2 | 27 | 12 | 1227.6873 | 177.6873
2031 | 2 | 27 | 13 | 1240.0845 | 190.0845
2031 | 2 | 27 | 14 | 1235.0095 | 185.0095
2031 | 2 | 27 | 15 | 1229.042 | 179.042
2031 | 2 | 27 | 16 | 1218.1511 | 168.1511
2031 | 2 | 27 | 17 | 1199.3517 | 149.3517
2031 | 2 | 27 | 18 | 1198.4387 | 148.4387
2031 | 2 | 27 | 19 | 1221.7457 | 171.7457
2031 | 2 | 27 | 20 | 1208.0399 | 158.0399
2031 | 2 | 27 | 21 | 1171.4886 | 121.4886
2031 | 2 | 27 | 22 | 1140.9974 | 90.9974
2031 | 2 | 27 | 23 | 1111.9845 | 61.9845
2031 | 2 | 28 | 0 | 1072.1213 | 22.1213
2031 | 2 | 28 | 1 | 1046.5258 | 0
2031 | 2 | 28 | 2 | 1020.9303 | 0
2031 | 2 | 28 | 3 | 1010.3421 | 0
2031 | 2 | 28 | 4 | 1007.489 | 0
2031 | 2 | 28 | 5 | 1014.3521 | 0
2031 | 2 | 28 | 6 | 1040.6023 | 0
2031 | 2 | 28 | 7 | 1084.0515 | 34.0515
2031 | 2 | 28 | 8 | 1102.3855 | 52.3855
2031 | 2 | 28 | 9 | 1142.571 | 92.571
2031 | 2 | 28 | 10 | 1166.7085 | 116.7085
2031 | 2 | 28 | 11 | 1176.3713 | 126.3713
2031 | 2 | 28 | 12 | 1182.1185 | 132.1185
2031 | 2 | 28 | 13 | 1187.8657 | 137.8657
2031 | 2 | 28 | 14 | 1189.7666 | 139.7666
2031 | 2 | 28 | 15 | 1181.3473 | 131.3473
2031 | 2 | 28 | 16 | 1167.1984 | 117.1984
2031 | 2 | 28 | 17 | 1147.5047 | 97.5047
2031 | 2 | 28 | 18 | 1150.9493 | 100.9493
2031 | 2 | 28 | 19 | 1174.9028 | 124.9028
2031 | 2 | 28 | 20 | 1175.5059 | 125.5059
2031 | 2 | 28 | 21 | 1161.9037 | 111.9037
2031 | 2 | 28 | 22 | 1151.1744 | 101.1744
2031 | 2 | 28 | 23 | 1127.9611 | 77.9611
2031 | 3 | 1 | 0 | 1093.5443 | 43.5443
2031 | 3 | 1 | 1 | 1042.4409 | 0
2031 | 3 | 1 | 2 | 991.3375 | 0
2031 | 3 | 1 | 3 | 970.8318 | 0
2031 | 3 | 1 | 4 | 950.3261 | 0
2031 | 3 | 1 | 5 | 956.5876 | 0
2031 | 3 | 1 | 6 | 978.7398 | 0
2031 | 3 | 1 | 7 | 991.6303 | 0
2031 | 3 | 1 | 8 | 976.6038 | 0
2031 | 3 | 1 | 9 | 996.1635 | 0
2031 | 3 | 1 | 10 | 1033.2391 | 0
2031 | 3 | 1 | 11 | 1057.3299 | 7.3299
2031 | 3 | 1 | 12 | 1071.5393 | 21.5393
2031 | 3 | 1 | 13 | 1067.736 | 17.736
2031 | 3 | 1 | 14 | 1055.6211 | 5.6211
2031 | 3 | 1 | 15 | 1046.0727 | 0
2031 | 3 | 1 | 16 | 1044.66 | 0
2031 | 3 | 1 | 17 | 1047.6221 | 0
2031 | 3 | 1 | 18 | 1060.6804 | 10.6804
2031 | 3 | 1 | 19 | 1076.8716 | 26.8716
2031 | 3 | 1 | 20 | 1081.5731 | 31.5731
2031 | 3 | 1 | 21 | 1066.4281 | 16.4281
2031 | 3 | 1 | 22 | 1054.1976 | 4.1976
2031 | 3 | 1 | 23 | 1041.7708 | 0
2031 | 3 | 2 | 0 | 1023.7346 | 0
2031 | 3 | 2 | 1 | 996.6311 | 0
2031 | 3 | 2 | 2 | 972.8465 | 0
2031 | 3 | 2 | 3 | 953.3487 | 0
2031 | 3 | 2 | 4 | 933.8509 | 0
2031 | 3 | 2 | 5 | 929.0632 | 0
2031 | 3 | 2 | 6 | 932.139 | 0
2031 | 3 | 2 | 7 | 934.9665 | 0
2031 | 3 | 2 | 8 | 939.0149 | 0
2031 | 3 | 2 | 9 | 964.3574 | 0
2031 | 3 | 2 | 10 | 995.2022 | 0
2031 | 3 | 2 | 11 | 1026.047 | 0
2031 | 3 | 2 | 12 | 1032.1314 | 0
2031 | 3 | 2 | 13 | 1032.4833 | 0
2031 | 3 | 2 | 14 | 1026.2374 | 0
2031 | 3 | 2 | 15 | 1025.0783 | 0
2031 | 3 | 2 | 16 | 1026.2009 | 0
2031 | 3 | 2 | 17 | 1024.1195 | 0
2031 | 3 | 2 | 18 | 1041.5819 | 0
2031 | 3 | 2 | 19 | 1078.5462 | 28.5462
2031 | 3 | 2 | 20 | 1072.7426 | 22.7426
2031 | 3 | 2 | 21 | 1050.6611 | 0.66112
2031 | 3 | 2 | 22 | 1017.827 | 0
2031 | 3 | 2 | 23 | 1002.8411 | 0
2031 | 3 | 3 | 0 | 983.8796 | 0
2031 | 3 | 3 | 1 | 1031.6959 | 0
2031 | 3 | 3 | 2 | 1006.8746 | 0
2031 | 3 | 3 | 3 | 990.2099 | 0
2031 | 3 | 3 | 4 | 973.5452 | 0
2031 | 3 | 3 | 5 | 981.1283 | 0
2031 | 3 | 3 | 6 | 1016.3854 | 0
2031 | 3 | 3 | 7 | 1062.4381 | 12.4381
2031 | 3 | 3 | 8 | 1078.5116 | 28.5116
2031 | 3 | 3 | 9 | 1115.2982 | 65.2982
2031 | 3 | 3 | 10 | 1137.2192 | 87.2192
2031 | 3 | 3 | 11 | 1154.9036 | 104.9036
2031 | 3 | 3 | 12 | 1164.3058 | 114.3058
2031 | 3 | 3 | 13 | 1169.92 | 119.92
2031 | 3 | 3 | 14 | 1171.7404 | 121.7404
2031 | 3 | 3 | 15 | 1168.9428 | 118.9428
2031 | 3 | 3 | 16 | 1166.2159 | 116.2159
2031 | 3 | 3 | 17 | 1166.6318 | 116.6318
2031 | 3 | 3 | 18 | 1168.1616 | 118.1616
2031 | 3 | 3 | 19 | 1185.9987 | 135.9987
2031 | 3 | 3 | 20 | 1170.3895 | 120.3895
2031 | 3 | 3 | 21 | 1124.8714 | 74.8714
2031 | 3 | 3 | 22 | 1097.6647 | 47.6647
2031 | 3 | 3 | 23 | 1073.7555 | 23.7555
2031 | 3 | 4 | 0 | 1042.2952 | 0
2031 | 3 | 4 | 1 | 995.1422 | 0
2031 | 3 | 4 | 2 | 980.4611 | 0
2031 | 3 | 4 | 3 | 966.5395 | 0
2031 | 3 | 4 | 4 | 960.2293 | 0
2031 | 3 | 4 | 5 | 969.8701 | 0
2031 | 3 | 4 | 6 | 1002.6818 | 0
2031 | 3 | 4 | 7 | 1053.4559 | 3.4559
2031 | 3 | 4 | 8 | 1088.4713 | 38.4713
2031 | 3 | 4 | 9 | 1141.0949 | 91.0949
2031 | 3 | 4 | 10 | 1163.4258 | 113.4258
2031 | 3 | 4 | 11 | 1183.3499 | 133.3499
2031 | 3 | 4 | 12 | 1203.2741 | 153.2741
2031 | 3 | 4 | 13 | 1207.2 | 157.2
2031 | 3 | 4 | 14 | 1201.8171 | 151.8171
2031 | 3 | 4 | 15 | 1200.3589 | 150.3589
2031 | 3 | 4 | 16 | 1180.7761 | 130.7761
2031 | 3 | 4 | 17 | 1177.7317 | 127.7317
2031 | 3 | 4 | 18 | 1188.6458 | 138.6458
2031 | 3 | 4 | 19 | 1203.1832 | 153.1832
2031 | 3 | 4 | 20 | 1196.9103 | 146.9103
2031 | 3 | 4 | 21 | 1158.0904 | 108.0904
2031 | 3 | 4 | 22 | 1135.9874 | 85.9874
2031 | 3 | 4 | 23 | 1110.6643 | 60.6643
2031 | 3 | 5 | 0 | 1079.7851 | 29.7851
2031 | 3 | 5 | 1 | 1062.4813 | 12.4813
2031 | 3 | 5 | 2 | 1042.547 | 0
2031 | 3 | 5 | 3 | 1028.6921 | 0
2031 | 3 | 5 | 4 | 1022.4995 | 0
2031 | 3 | 5 | 5 | 1031.5434 | 0
2031 | 3 | 5 | 6 | 1063.9301 | 13.9301
2031 | 3 | 5 | 7 | 1101.1142 | 51.1142
2031 | 3 | 5 | 8 | 1126.3165 | 76.3165
2031 | 3 | 5 | 9 | 1159.0144 | 109.0144
2031 | 3 | 5 | 10 | 1174.0718 | 124.0718
2031 | 3 | 5 | 11 | 1190.8841 | 140.8841
2031 | 3 | 5 | 12 | 1190.6108 | 140.6108
2031 | 3 | 5 | 13 | 1194.6669 | 144.6669
2031 | 3 | 5 | 14 | 1195.6987 | 145.6987
2031 | 3 | 5 | 15 | 1195.9251 | 145.9251
2031 | 3 | 5 | 16 | 1196.0933 | 146.0933
2031 | 3 | 5 | 17 | 1182.4154 | 132.4154
2031 | 3 | 5 | 18 | 1190.6107 | 140.6107
2031 | 3 | 5 | 19 | 1214.8561 | 164.8561
2031 | 3 | 5 | 20 | 1220.148 | 170.148
2031 | 3 | 5 | 21 | 1194.9103 | 144.9103
2031 | 3 | 5 | 22 | 1164.9812 | 114.9812
2031 | 3 | 5 | 23 | 1136.5118 | 86.5118
2031 | 3 | 6 | 0 | 1098.2399 | 48.2399
2031 | 3 | 6 | 1 | 1043.8214 | 0
2031 | 3 | 6 | 2 | 1022.2903 | 0
2031 | 3 | 6 | 3 | 1004.8501 | 0
2031 | 3 | 6 | 4 | 1000.238 | 0
2031 | 3 | 6 | 5 | 1008.1791 | 0
2031 | 3 | 6 | 6 | 1039.4101 | 0
2031 | 3 | 6 | 7 | 1079.428 | 29.428
2031 | 3 | 6 | 8 | 1103.2804 | 53.2804
2031 | 3 | 6 | 9 | 1144.4188 | 94.4188
2031 | 3 | 6 | 10 | 1154.4237 | 104.4237
2031 | 3 | 6 | 11 | 1163.4951 | 113.4951
2031 | 3 | 6 | 12 | 1172.5665 | 122.5665
2031 | 3 | 6 | 13 | 1167.6439 | 117.6439
2031 | 3 | 6 | 14 | 1164.3933 | 114.3933
2031 | 3 | 6 | 15 | 1160.3602 | 110.3602
2031 | 3 | 6 | 16 | 1157.5652 | 107.5652
2031 | 3 | 6 | 17 | 1153.4391 | 103.4391
2031 | 3 | 6 | 18 | 1149.313 | 99.313
2031 | 3 | 6 | 19 | 1166.9017 | 116.9017
2031 | 3 | 6 | 20 | 1168.1325 | 118.1325
2031 | 3 | 6 | 21 | 1133.3341 | 83.3341
2031 | 3 | 6 | 22 | 1118.2343 | 68.2343
2031 | 3 | 6 | 23 | 1092.5933 | 42.5933
2031 | 3 | 7 | 0 | 1064.6882 | 14.6882
2031 | 3 | 7 | 1 | 1037.8878 | 0
2031 | 3 | 7 | 2 | 1018.0982 | 0
2031 | 3 | 7 | 3 | 1002.8887 | 0
2031 | 3 | 7 | 4 | 987.6793 | 0
2031 | 3 | 7 | 5 | 998.3855 | 0
2031 | 3 | 7 | 6 | 1035.2911 | 0
2031 | 3 | 7 | 7 | 1082.8847 | 32.8847
2031 | 3 | 7 | 8 | 1106.2508 | 56.2508
2031 | 3 | 7 | 9 | 1123.7851 | 73.7851
2031 | 3 | 7 | 10 | 1141.4659 | 91.4659
2031 | 3 | 7 | 11 | 1154.1422 | 104.1422
2031 | 3 | 7 | 12 | 1161.5186 | 111.5186
2031 | 3 | 7 | 13 | 1151.5815 | 101.5815
2031 | 3 | 7 | 14 | 1138.5588 | 88.5588
2031 | 3 | 7 | 15 | 1128.4796 | 78.4796
2031 | 3 | 7 | 16 | 1124.267 | 74.267
2031 | 3 | 7 | 17 | 1125.8273 | 75.8273
2031 | 3 | 7 | 18 | 1135.58 | 85.58
2031 | 3 | 7 | 19 | 1138.6436 | 88.6436
2031 | 3 | 7 | 20 | 1141.7071 | 91.7071
2031 | 3 | 7 | 21 | 1102.7034 | 52.7034
2031 | 3 | 7 | 22 | 1078.0396 | 28.0396
2031 | 3 | 7 | 23 | 1054.3976 | 4.3976
2031 | 3 | 8 | 0 | 1024.3438 | 0
2031 | 3 | 8 | 1 | 975.616 | 0
2031 | 3 | 8 | 2 | 926.8882 | 0
2031 | 3 | 8 | 3 | 905.9722 | 0
2031 | 3 | 8 | 4 | 885.0562 | 0
2031 | 3 | 8 | 5 | 882.5904 | 0
2031 | 3 | 8 | 6 | 894.5487 | 0
2031 | 3 | 8 | 7 | 909.117 | 0
2031 | 3 | 8 | 8 | 936.638 | 0
2031 | 3 | 8 | 9 | 968.721 | 0
2031 | 3 | 8 | 10 | 997.8655 | 0
2031 | 3 | 8 | 11 | 1020.4784 | 0
2031 | 3 | 8 | 12 | 1033.0335 | 0
2031 | 3 | 8 | 13 | 1025.9928 | 0
2031 | 3 | 8 | 14 | 1008.4782 | 0
2031 | 3 | 8 | 15 | 996.1348 | 0
2031 | 3 | 8 | 16 | 991.6827 | 0
2031 | 3 | 8 | 17 | 1002.268 | 0
2031 | 3 | 8 | 18 | 1009.6488 | 0
2031 | 3 | 8 | 19 | 1017.0297 | 0
2031 | 3 | 8 | 20 | 1029.0207 | 0
2031 | 3 | 8 | 21 | 1002.2149 | 0
2031 | 3 | 8 | 22 | 988.2844 | 0
2031 | 3 | 8 | 23 | 966.6258 | 0
2031 | 3 | 9 | 0 | 936.6141 | 0
2031 | 3 | 9 | 1 | 895.8085 | 0
2031 | 3 | 9 | 2 | 879.7334 | 0
2031 | 3 | 9 | 3 | 864.5276 | 0
2031 | 3 | 9 | 4 | 857.6159 | 0
2031 | 3 | 9 | 5 | 850.7042 | 0
2031 | 3 | 9 | 6 | 861.0988 | 0
2031 | 3 | 9 | 7 | 870.4584 | 0
2031 | 3 | 9 | 8 | 887.0103 | 0
2031 | 3 | 9 | 9 | 910.8621 | 0
2031 | 3 | 9 | 10 | 934.1149 | 0
2031 | 3 | 9 | 11 | 953.6705 | 0
2031 | 3 | 9 | 12 | 970.4191 | 0
2031 | 3 | 9 | 13 | 972.6962 | 0
2031 | 3 | 9 | 14 | 961.567 | 0
2031 | 3 | 9 | 15 | 950.4379 | 0
2031 | 3 | 9 | 16 | 956.7295 | 0
2031 | 3 | 9 | 17 | 972.3458 | 0
2031 | 3 | 9 | 18 | 984.2067 | 0
2031 | 3 | 9 | 19 | 999.4582 | 0
2031 | 3 | 9 | 20 | 990.4824 | 0
2031 | 3 | 9 | 21 | 984.8973 | 0
2031 | 3 | 9 | 22 | 966.1661 | 0
2031 | 3 | 9 | 23 | 954.2217 | 0
2031 | 3 | 10 | 0 | 949.1908 | 0
2031 | 3 | 10 | 1 | 944.1598 | 0
2031 | 3 | 10 | 2 | 957.6985 | 0
2031 | 3 | 10 | 3 | 949.0164 | 0
2031 | 3 | 10 | 4 | 940.3342 | 0
2031 | 3 | 10 | 5 | 956.4591 | 0
2031 | 3 | 10 | 6 | 998.3372 | 0
2031 | 3 | 10 | 7 | 1047.0189 | 0
2031 | 3 | 10 | 8 | 1066.5515 | 16.5515
2031 | 3 | 10 | 9 | 1105.7048 | 55.7048
2031 | 3 | 10 | 10 | 1117.3059 | 67.3059
2031 | 3 | 10 | 11 | 1139.1287 | 89.1287
2031 | 3 | 10 | 12 | 1151.3662 | 101.3662
2031 | 3 | 10 | 13 | 1154.1248 | 104.1248
2031 | 3 | 10 | 14 | 1152.3307 | 102.3307
2031 | 3 | 10 | 15 | 1149.0048 | 99.0048
2031 | 3 | 10 | 16 | 1147.2154 | 97.2154
2031 | 3 | 10 | 17 | 1149.6668 | 99.6668
2031 | 3 | 10 | 18 | 1146.3358 | 96.3358
2031 | 3 | 10 | 19 | 1155.2104 | 105.2104
2031 | 3 | 10 | 20 | 1148.4141 | 98.4141
2031 | 3 | 10 | 21 | 1107.3166 | 57.3166
2031 | 3 | 10 | 22 | 1086.0747 | 36.0747
2031 | 3 | 10 | 23 | 1058.3498 | 8.3498
2031 | 3 | 11 | 0 | 1032.3789 | 0
2031 | 3 | 11 | 1 | 985.001 | 0
2031 | 3 | 11 | 2 | 967.0216 | 0
2031 | 3 | 11 | 3 | 956.0075 | 0
2031 | 3 | 11 | 4 | 950.8013 | 0
2031 | 3 | 11 | 5 | 962.7345 | 0
2031 | 3 | 11 | 6 | 997.1697 | 0
2031 | 3 | 11 | 7 | 1046.4 | 0
2031 | 3 | 11 | 8 | 1071.115 | 21.115
2031 | 3 | 11 | 9 | 1121.1084 | 71.1084
2031 | 3 | 11 | 10 | 1141.0269 | 91.0269
2031 | 3 | 11 | 11 | 1160.9454 | 110.9454
2031 | 3 | 11 | 12 | 1178.8432 | 128.8432
2031 | 3 | 11 | 13 | 1177.597 | 127.597
2031 | 3 | 11 | 14 | 1175.3959 | 125.3959
2031 | 3 | 11 | 15 | 1167.8774 | 117.8774
2031 | 3 | 11 | 16 | 1135.8237 | 85.8237
2031 | 3 | 11 | 17 | 1132.7651 | 82.7651
2031 | 3 | 11 | 18 | 1136.6846 | 86.6846
2031 | 3 | 11 | 19 | 1149.3846 | 99.3846
2031 | 3 | 11 | 20 | 1150.423 | 100.423
2031 | 3 | 11 | 21 | 1112.1887 | 62.1887
2031 | 3 | 11 | 22 | 1089.4924 | 39.4924
2031 | 3 | 11 | 23 | 1058.6171 | 8.6171
2031 | 3 | 12 | 0 | 1029.9291 | 0
2031 | 3 | 12 | 1 | 1028.8148 | 0
2031 | 3 | 12 | 2 | 1008.9409 | 0
2031 | 3 | 12 | 3 | 998.6323 | 0
2031 | 3 | 12 | 4 | 988.3236 | 0
2031 | 3 | 12 | 5 | 1002.0116 | 0
2031 | 3 | 12 | 6 | 1043.7823 | 0
2031 | 3 | 12 | 7 | 1085.2185 | 35.2185
2031 | 3 | 12 | 8 | 1098.1361 | 48.1361
2031 | 3 | 12 | 9 | 1118.831 | 68.831
2031 | 3 | 12 | 10 | 1140.4408 | 90.4408
2031 | 3 | 12 | 11 | 1148.9797 | 98.9797
2031 | 3 | 12 | 12 | 1152.441 | 102.441
2031 | 3 | 12 | 13 | 1146.4282 | 96.4282
2031 | 3 | 12 | 14 | 1141.9323 | 91.9323
2031 | 3 | 12 | 15 | 1137.6468 | 87.6468
2031 | 3 | 12 | 16 | 1143.9623 | 93.9623
2031 | 3 | 12 | 17 | 1152.2971 | 102.2971
2031 | 3 | 12 | 18 | 1157.7445 | 107.7445
2031 | 3 | 12 | 19 | 1163.1918 | 113.1918
2031 | 3 | 12 | 20 | 1170.1391 | 120.1391
2031 | 3 | 12 | 21 | 1141.382 | 91.382
2031 | 3 | 12 | 22 | 1120.4325 | 70.4325
2031 | 3 | 12 | 23 | 1088.0009 | 38.0009
2031 | 3 | 13 | 0 | 1051.5745 | 1.5745
2031 | 3 | 13 | 1 | 1018.1801 | 0
2031 | 3 | 13 | 2 | 996.4625 | 0
2031 | 3 | 13 | 3 | 980.7672 | 0
2031 | 3 | 13 | 4 | 975.7413 | 0
2031 | 3 | 13 | 5 | 990.6116 | 0
2031 | 3 | 13 | 6 | 1033.6203 | 0
2031 | 3 | 13 | 7 | 1080.914 | 30.914
2031 | 3 | 13 | 8 | 1085.8154 | 35.8154
2031 | 3 | 13 | 9 | 1122.7629 | 72.7629
2031 | 3 | 13 | 10 | 1142.3981 | 92.3981
2031 | 3 | 13 | 11 | 1153.5525 | 103.5525
2031 | 3 | 13 | 12 | 1158.3804 | 108.3804
2031 | 3 | 13 | 13 | 1160.3974 | 110.3974
2031 | 3 | 13 | 14 | 1162.9881 | 112.9881
2031 | 3 | 13 | 15 | 1157.0677 | 107.0677
2031 | 3 | 13 | 16 | 1150.9493 | 100.9493
2031 | 3 | 13 | 17 | 1133.2033 | 83.2033
2031 | 3 | 13 | 18 | 1116.6591 | 66.6591
2031 | 3 | 13 | 19 | 1130.1661 | 80.1661
2031 | 3 | 13 | 20 | 1131.6873 | 81.6873
2031 | 3 | 13 | 21 | 1098.9055 | 48.9055
2031 | 3 | 13 | 22 | 1074.1458 | 24.1458
2031 | 3 | 13 | 23 | 1046.1576 | 0
2031 | 3 | 14 | 0 | 1020.9479 | 0
2031 | 3 | 14 | 1 | 971.7287 | 0
2031 | 3 | 14 | 2 | 954.5187 | 0
2031 | 3 | 14 | 3 | 944.2415 | 0
2031 | 3 | 14 | 4 | 938.4922 | 0
2031 | 3 | 14 | 5 | 952.6748 | 0
2031 | 3 | 14 | 6 | 998.8814 | 0
2031 | 3 | 14 | 7 | 1053.5379 | 3.5379
2031 | 3 | 14 | 8 | 1064.6597 | 14.6597
2031 | 3 | 14 | 9 | 1095.4285 | 45.4285
2031 | 3 | 14 | 10 | 1117.2414 | 67.2414
2031 | 3 | 14 | 11 | 1129.8327 | 79.8327
2031 | 3 | 14 | 12 | 1136.4555 | 86.4555
2031 | 3 | 14 | 13 | 1139.6809 | 89.6809
2031 | 3 | 14 | 14 | 1139.4951 | 89.4951
2031 | 3 | 14 | 15 | 1137.5756 | 87.5756
2031 | 3 | 14 | 16 | 1134.0226 | 84.0226
2031 | 3 | 14 | 17 | 1131.5779 | 81.5779
2031 | 3 | 14 | 18 | 1108.2784 | 58.2784
2031 | 3 | 14 | 19 | 1103.9559 | 53.9559
2031 | 3 | 14 | 20 | 1099.8865 | 49.8865
2031 | 3 | 14 | 21 | 1064.9932 | 14.9932
2031 | 3 | 14 | 22 | 1040.758 | 0
2031 | 3 | 14 | 23 | 1006.5646 | 0
2031 | 3 | 15 | 0 | 979.8981 | 0
2031 | 3 | 15 | 1 | 913.7691 | 0
2031 | 3 | 15 | 2 | 876.9638 | 0
2031 | 3 | 15 | 3 | 840.1585 | 0
2031 | 3 | 15 | 4 | 831.5501 | 0
2031 | 3 | 15 | 5 | 823.3188 | 0
2031 | 3 | 15 | 6 | 837.4145 | 0
2031 | 3 | 15 | 7 | 851.5102 | 0
2031 | 3 | 15 | 8 | 878.87 | 0
2031 | 3 | 15 | 9 | 911.5635 | 0
2031 | 3 | 15 | 10 | 950.1275 | 0
2031 | 3 | 15 | 11 | 970.5618 | 0
2031 | 3 | 15 | 12 | 980.6939 | 0
2031 | 3 | 15 | 13 | 970.0382 | 0
2031 | 3 | 15 | 14 | 960.2683 | 0
2031 | 3 | 15 | 15 | 952.6913 | 0
2031 | 3 | 15 | 16 | 950.0706 | 0
2031 | 3 | 15 | 17 | 957.0418 | 0
2031 | 3 | 15 | 18 | 960.5778 | 0
2031 | 3 | 15 | 19 | 964.1138 | 0
2031 | 3 | 15 | 20 | 963.6494 | 0
2031 | 3 | 15 | 21 | 933.8561 | 0
2031 | 3 | 15 | 22 | 925.0066 | 0
2031 | 3 | 15 | 23 | 908.474 | 0
2031 | 3 | 16 | 0 | 891.622 | 0
2031 | 3 | 16 | 1 | 825.7637 | 0
2031 | 3 | 16 | 2 | 813.3183 | 0
2031 | 3 | 16 | 3 | 807.3378 | 0
2031 | 3 | 16 | 4 | 798.0608 | 0
2031 | 3 | 16 | 5 | 796.2681 | 0
2031 | 3 | 16 | 6 | 810.9128 | 0
2031 | 3 | 16 | 7 | 817.8076 | 0
2031 | 3 | 16 | 8 | 828.108 | 0
2031 | 3 | 16 | 9 | 857.6434 | 0
2031 | 3 | 16 | 10 | 896.4014 | 0
2031 | 3 | 16 | 11 | 917.8915 | 0
2031 | 3 | 16 | 12 | 924.1334 | 0
2031 | 3 | 16 | 13 | 924.123 | 0
2031 | 3 | 16 | 14 | 924.6015 | 0
2031 | 3 | 16 | 15 | 923.5296 | 0
2031 | 3 | 16 | 16 | 919.0041 | 0
2031 | 3 | 16 | 17 | 920.9592 | 0
2031 | 3 | 16 | 18 | 922.1351 | 0
2031 | 3 | 16 | 19 | 945.047 | 0
2031 | 3 | 16 | 20 | 957.3554 | 0
2031 | 3 | 16 | 21 | 939.257 | 0
2031 | 3 | 16 | 22 | 905.1017 | 0
2031 | 3 | 16 | 23 | 888.464 | 0
2031 | 3 | 17 | 0 | 867.565 | 0
2031 | 3 | 17 | 1 | 894.2536 | 0
2031 | 3 | 17 | 2 | 920.9422 | 0
2031 | 3 | 17 | 3 | 916.7172 | 0
2031 | 3 | 17 | 4 | 914.6109 | 0
2031 | 3 | 17 | 5 | 931.0093 | 0
2031 | 3 | 17 | 6 | 979.7046 | 0
2031 | 3 | 17 | 7 | 1032.9617 | 0
2031 | 3 | 17 | 8 | 1056.5625 | 6.5625
2031 | 3 | 17 | 9 | 1095.0472 | 45.0472
2031 | 3 | 17 | 10 | 1107.6681 | 57.6681
2031 | 3 | 17 | 11 | 1121.8648 | 71.8648
2031 | 3 | 17 | 12 | 1132.8161 | 82.8161
2031 | 3 | 17 | 13 | 1131.2804 | 81.2804
2031 | 3 | 17 | 14 | 1127.6916 | 77.6916
2031 | 3 | 17 | 15 | 1128.2136 | 78.2136
2031 | 3 | 17 | 16 | 1138.1924 | 88.1924
2031 | 3 | 17 | 17 | 1146.6421 | 96.6421
2031 | 3 | 17 | 18 | 1137.7961 | 87.7961
2031 | 3 | 17 | 19 | 1130.5147 | 80.5147
2031 | 3 | 17 | 20 | 1131.0221 | 81.0221
2031 | 3 | 17 | 21 | 1091.4363 | 41.4363
2031 | 3 | 17 | 22 | 1060.0065 | 10.0065
2031 | 3 | 17 | 23 | 1029.0183 | 0
2031 | 3 | 18 | 0 | 1001.2482 | 0
2031 | 3 | 18 | 1 | 923.9004 | 0
2031 | 3 | 18 | 2 | 909.9084 | 0
2031 | 3 | 18 | 3 | 904.4719 | 0
2031 | 3 | 18 | 4 | 901.1555 | 0
2031 | 3 | 18 | 5 | 915.3083 | 0
2031 | 3 | 18 | 6 | 955.6478 | 0
2031 | 3 | 18 | 7 | 1007.5426 | 0
2031 | 3 | 18 | 8 | 1039.6168 | 0
2031 | 3 | 18 | 9 | 1085.48 | 35.48
2031 | 3 | 18 | 10 | 1101.6626 | 51.6626
2031 | 3 | 18 | 11 | 1118.9464 | 68.9464
2031 | 3 | 18 | 12 | 1125.4319 | 75.4319
2031 | 3 | 18 | 13 | 1121.0071 | 71.0071
2031 | 3 | 18 | 14 | 1111.338 | 61.338
2031 | 3 | 18 | 15 | 1106.1987 | 56.1987
2031 | 3 | 18 | 16 | 1092.6753 | 42.6753
2031 | 3 | 18 | 17 | 1093.6946 | 43.6946
2031 | 3 | 18 | 18 | 1091.8768 | 41.8768
2031 | 3 | 18 | 19 | 1095.6863 | 45.6863
2031 | 3 | 18 | 20 | 1096.2206 | 46.2206
2031 | 3 | 18 | 21 | 1056.4792 | 6.4792
2031 | 3 | 18 | 22 | 1023.5315 | 0
2031 | 3 | 18 | 23 | 992.2962 | 0
2031 | 3 | 19 | 0 | 967.6895 | 0
2031 | 3 | 19 | 1 | 971.1785 | 0
2031 | 3 | 19 | 2 | 954.0066 | 0
2031 | 3 | 19 | 3 | 943.9343 | 0
2031 | 3 | 19 | 4 | 937.5875 | 0
2031 | 3 | 19 | 5 | 950.19 | 0
2031 | 3 | 19 | 6 | 992.3673 | 0
2031 | 3 | 19 | 7 | 1037.336 | 0
2031 | 3 | 19 | 8 | 1044.0281 | 0
2031 | 3 | 19 | 9 | 1072.0916 | 22.0916
2031 | 3 | 19 | 10 | 1094.9752 | 44.9752
2031 | 3 | 19 | 11 | 1109.132 | 59.132
2031 | 3 | 19 | 12 | 1117.0275 | 67.0275
2031 | 3 | 19 | 13 | 1115.6854 | 65.6854
2031 | 3 | 19 | 14 | 1107.2005 | 57.2005
2031 | 3 | 19 | 15 | 1106.6297 | 56.6297
2031 | 3 | 19 | 16 | 1103.5007 | 53.5007
2031 | 3 | 19 | 17 | 1105.023 | 55.023
2031 | 3 | 19 | 18 | 1105.4336 | 55.4336
2031 | 3 | 19 | 19 | 1111.7194 | 61.7194
2031 | 3 | 19 | 20 | 1117.7185 | 67.7185
2031 | 3 | 19 | 21 | 1083.8672 | 33.8672
2031 | 3 | 19 | 22 | 1035.785 | 0
2031 | 3 | 19 | 23 | 1000.8187 | 0
2031 | 3 | 20 | 0 | 969.6381 | 0
2031 | 3 | 20 | 1 | 954.8002 | 0
2031 | 3 | 20 | 2 | 937.4352 | 0
2031 | 3 | 20 | 3 | 926.0609 | 0
2031 | 3 | 20 | 4 | 922.0446 | 0
2031 | 3 | 20 | 5 | 937.8376 | 0
2031 | 3 | 20 | 6 | 988.3206 | 0
2031 | 3 | 20 | 7 | 1040.1354 | 0
2031 | 3 | 20 | 8 | 1048.4484 | 0
2031 | 3 | 20 | 9 | 1089.289 | 39.289
2031 | 3 | 20 | 10 | 1106.2728 | 56.2728
2031 | 3 | 20 | 11 | 1116.4782 | 66.4782
2031 | 3 | 20 | 12 | 1117.6258 | 67.6258
2031 | 3 | 20 | 13 | 1123.1833 | 73.1833
2031 | 3 | 20 | 14 | 1116.6202 | 66.6202
2031 | 3 | 20 | 15 | 1108.194 | 58.194
2031 | 3 | 20 | 16 | 1103.8681 | 53.8681
2031 | 3 | 20 | 17 | 1095.6574 | 45.6574
2031 | 3 | 20 | 18 | 1076.4588 | 26.4588
2031 | 3 | 20 | 19 | 1086.2361 | 36.2361
2031 | 3 | 20 | 20 | 1093.55 | 43.55
2031 | 3 | 20 | 21 | 1061.124 | 11.124
2031 | 3 | 20 | 22 | 1022.7022 | 0
2031 | 3 | 20 | 23 | 992.6367 | 0
2031 | 3 | 21 | 0 | 969.2276 | 0
2031 | 3 | 21 | 1 | 976.2633 | 0
2031 | 3 | 21 | 2 | 968.8624 | 0
2031 | 3 | 21 | 3 | 964.4121 | 0
2031 | 3 | 21 | 4 | 959.5982 | 0
2031 | 3 | 21 | 5 | 972.5543 | 0
2031 | 3 | 21 | 6 | 1010.6882 | 0
2031 | 3 | 21 | 7 | 1045.3185 | 0
2031 | 3 | 21 | 8 | 1048.9025 | 0
2031 | 3 | 21 | 9 | 1094.0059 | 44.0059
2031 | 3 | 21 | 10 | 1104.69 | 54.69
2031 | 3 | 21 | 11 | 1109.3216 | 59.3216
2031 | 3 | 21 | 12 | 1111.5709 | 61.5709
2031 | 3 | 21 | 13 | 1111.0812 | 61.0812
2031 | 3 | 21 | 14 | 1104.6129 | 54.6129
2031 | 3 | 21 | 15 | 1098.8317 | 48.8317
2031 | 3 | 21 | 16 | 1095.3231 | 45.3231
2031 | 3 | 21 | 17 | 1081.6777 | 31.6777
2031 | 3 | 21 | 18 | 1065.1457 | 15.1457
2031 | 3 | 21 | 19 | 1078.679 | 28.679
2031 | 3 | 21 | 20 | 1087.5446 | 37.5446
2031 | 3 | 21 | 21 | 1062.8642 | 12.8642
2031 | 3 | 21 | 22 | 1050.6931 | 0.69311
2031 | 3 | 21 | 23 | 1030.3541 | 0
2031 | 3 | 22 | 0 | 1019.4378 | 0
2031 | 3 | 22 | 1 | 962.016 | 0
2031 | 3 | 22 | 2 | 904.5943 | 0
2031 | 3 | 22 | 3 | 897.8247 | 0
2031 | 3 | 22 | 4 | 891.9356 | 0
2031 | 3 | 22 | 5 | 903.4687 | 0
2031 | 3 | 22 | 6 | 935.4876 | 0
2031 | 3 | 22 | 7 | 936.8619 | 0
2031 | 3 | 22 | 8 | 938.2362 | 0
2031 | 3 | 22 | 9 | 964.6876 | 0
2031 | 3 | 22 | 10 | 999.3225 | 0
2031 | 3 | 22 | 11 | 1007.1053 | 0
2031 | 3 | 22 | 12 | 1014.8882 | 0
2031 | 3 | 22 | 13 | 1006.1376 | 0
2031 | 3 | 22 | 14 | 1000.8106 | 0
2031 | 3 | 22 | 15 | 993.0208 | 0
2031 | 3 | 22 | 16 | 988.6271 | 0
2031 | 3 | 22 | 17 | 981.3675 | 0
2031 | 3 | 22 | 18 | 984.7835 | 0
2031 | 3 | 22 | 19 | 995.8818 | 0
2031 | 3 | 22 | 20 | 1007.477 | 0
2031 | 3 | 22 | 21 | 987.8274 | 0
2031 | 3 | 22 | 22 | 970.948 | 0
2031 | 3 | 22 | 23 | 952.9542 | 0
2031 | 3 | 23 | 0 | 962.4199 | 0
2031 | 3 | 23 | 1 | 911.3427 | 0
2031 | 3 | 23 | 2 | 898.3212 | 0
2031 | 3 | 23 | 3 | 886.9366 | 0
2031 | 3 | 23 | 4 | 885.8666 | 0
2031 | 3 | 23 | 5 | 896.8575 | 0
2031 | 3 | 23 | 6 | 925.8417 | 0
2031 | 3 | 23 | 7 | 919.2713 | 0
2031 | 3 | 23 | 8 | 912.7008 | 0
2031 | 3 | 23 | 9 | 927.5568 | 0
2031 | 3 | 23 | 10 | 958.6582 | 0
2031 | 3 | 23 | 11 | 980.0052 | 0
2031 | 3 | 23 | 12 | 991.4972 | 0
2031 | 3 | 23 | 13 | 991.4775 | 0
2031 | 3 | 23 | 14 | 984.4731 | 0
2031 | 3 | 23 | 15 | 982.7356 | 0
2031 | 3 | 23 | 16 | 986.4725 | 0
2031 | 3 | 23 | 17 | 996.1909 | 0
2031 | 3 | 23 | 18 | 1002.5287 | 0
2031 | 3 | 23 | 19 | 1011.7587 | 0
2031 | 3 | 23 | 20 | 1021.0124 | 0
2031 | 3 | 23 | 21 | 992.3762 | 0
2031 | 3 | 23 | 22 | 963.6466 | 0
2031 | 3 | 23 | 23 | 944.0218 | 0
2031 | 3 | 24 | 0 | 931.3753 | 0
2031 | 3 | 24 | 1 | 940.1167 | 0
2031 | 3 | 24 | 2 | 948.8582 | 0
2031 | 3 | 24 | 3 | 944.135 | 0
2031 | 3 | 24 | 4 | 943.2801 | 0
2031 | 3 | 24 | 5 | 961.8025 | 0
2031 | 3 | 24 | 6 | 1010.9662 | 0
2031 | 3 | 24 | 7 | 1060.554 | 10.554
2031 | 3 | 24 | 8 | 1081.9374 | 31.9374
2031 | 3 | 24 | 9 | 1124.3357 | 74.3357
2031 | 3 | 24 | 10 | 1132.0254 | 82.0254
2031 | 3 | 24 | 11 | 1138.7578 | 88.7578
2031 | 3 | 24 | 12 | 1141.8742 | 91.8742
2031 | 3 | 24 | 13 | 1137.8934 | 87.8934
2031 | 3 | 24 | 14 | 1129.5721 | 79.5721
2031 | 3 | 24 | 15 | 1126.6615 | 76.6615
2031 | 3 | 24 | 16 | 1131.9176 | 81.9176
2031 | 3 | 24 | 17 | 1134.5676 | 84.5676
2031 | 3 | 24 | 18 | 1125.1873 | 75.1873
2031 | 3 | 24 | 19 | 1122.5862 | 72.5862
2031 | 3 | 24 | 20 | 1134.2999 | 84.2999
2031 | 3 | 24 | 21 | 1097.768 | 47.768
2031 | 3 | 24 | 22 | 1066.7618 | 16.7618
2031 | 3 | 24 | 23 | 1029.5223 | 0
2031 | 3 | 25 | 0 | 998.1775 | 0
2031 | 3 | 25 | 1 | 964.0069 | 0
2031 | 3 | 25 | 2 | 953.2999 | 0
2031 | 3 | 25 | 3 | 948.5536 | 0
2031 | 3 | 25 | 4 | 947.9978 | 0
2031 | 3 | 25 | 5 | 967.4593 | 0
2031 | 3 | 25 | 6 | 1014.9743 | 0
2031 | 3 | 25 | 7 | 1067.5859 | 17.5859
2031 | 3 | 25 | 8 | 1098.2412 | 48.2412
2031 | 3 | 25 | 9 | 1145.3352 | 95.3352
2031 | 3 | 25 | 10 | 1156.7067 | 106.7067
2031 | 3 | 25 | 11 | 1162.6235 | 112.6235
2031 | 3 | 25 | 12 | 1168.5403 | 118.5403
2031 | 3 | 25 | 13 | 1161.1784 | 111.1784
2031 | 3 | 25 | 14 | 1147.3498 | 97.3498
2031 | 3 | 25 | 15 | 1137.6839 | 87.6839
2031 | 3 | 25 | 16 | 1128.396 | 78.396
2031 | 3 | 25 | 17 | 1131.5003 | 81.5003
2031 | 3 | 25 | 18 | 1129.4697 | 79.4697
2031 | 3 | 25 | 19 | 1123.0503 | 73.0503
2031 | 3 | 25 | 20 | 1131.0086 | 81.0086
2031 | 3 | 25 | 21 | 1093.3143 | 43.3143
2031 | 3 | 25 | 22 | 1060.283 | 10.283
2031 | 3 | 25 | 23 | 1017.963 | 0
2031 | 3 | 26 | 0 | 984.7388 | 0
2031 | 3 | 26 | 1 | 970.826 | 0
2031 | 3 | 26 | 2 | 957.485 | 0
2031 | 3 | 26 | 3 | 950.8522 | 0
2031 | 3 | 26 | 4 | 951.451 | 0
2031 | 3 | 26 | 5 | 973.5997 | 0
2031 | 3 | 26 | 6 | 1025.8259 | 0
2031 | 3 | 26 | 7 | 1073.3895 | 23.3895
2031 | 3 | 26 | 8 | 1099.7476 | 49.7476
2031 | 3 | 26 | 9 | 1142.5235 | 92.5235
2031 | 3 | 26 | 10 | 1151.9192 | 101.9192
2031 | 3 | 26 | 11 | 1161.3149 | 111.3149
2031 | 3 | 26 | 12 | 1156.9073 | 106.9073
2031 | 3 | 26 | 13 | 1148.5279 | 98.5279
2031 | 3 | 26 | 14 | 1138.5907 | 88.5907
2031 | 3 | 26 | 15 | 1134.5259 | 84.5259
2031 | 3 | 26 | 16 | 1142.3492 | 92.3492
2031 | 3 | 26 | 17 | 1145.5925 | 95.5925
2031 | 3 | 26 | 18 | 1145.1438 | 95.1438
2031 | 3 | 26 | 19 | 1137.6428 | 87.6428
2031 | 3 | 26 | 20 | 1147.5328 | 97.5328
2031 | 3 | 26 | 21 | 1110.8484 | 60.8484
2031 | 3 | 26 | 22 | 1073.8993 | 23.8993
2031 | 3 | 26 | 23 | 1031.1186 | 0
2031 | 3 | 27 | 0 | 995.9819 | 0
2031 | 3 | 27 | 1 | 963.8519 | 0
2031 | 3 | 27 | 2 | 931.7219 | 0
2031 | 3 | 27 | 3 | 926.1033 | 0
2031 | 3 | 27 | 4 | 926.5459 | 0
2031 | 3 | 27 | 5 | 948.3314 | 0
2031 | 3 | 27 | 6 | 1010.3697 | 0
2031 | 3 | 27 | 7 | 1073.3512 | 23.3512
2031 | 3 | 27 | 8 | 1094.547 | 44.547
2031 | 3 | 27 | 9 | 1134.9683 | 84.9683
2031 | 3 | 27 | 10 | 1146.0752 | 96.0752
2031 | 3 | 27 | 11 | 1153.613 | 103.613
2031 | 3 | 27 | 12 | 1150.965 | 100.965
2031 | 3 | 27 | 13 | 1143.8134 | 93.8134
2031 | 3 | 27 | 14 | 1131.227 | 81.227
2031 | 3 | 27 | 15 | 1124.2818 | 74.2818
2031 | 3 | 27 | 16 | 1130.2796 | 80.2796
2031 | 3 | 27 | 17 | 1134.4079 | 84.4079
2031 | 3 | 27 | 18 | 1116.9439 | 66.9439
2031 | 3 | 27 | 19 | 1102.151 | 52.151
2031 | 3 | 27 | 20 | 1106.8946 | 56.8946
2031 | 3 | 27 | 21 | 1070.7639 | 20.7639
2031 | 3 | 27 | 22 | 1030.865 | 0
2031 | 3 | 27 | 23 | 982.988 | 0
2031 | 3 | 28 | 0 | 946.5627 | 0
2031 | 3 | 28 | 1 | 907.1961 | 0
2031 | 3 | 28 | 2 | 884.8238 | 0
2031 | 3 | 28 | 3 | 862.4515 | 0
2031 | 3 | 28 | 4 | 860.5694 | 0
2031 | 3 | 28 | 5 | 877.3959 | 0
2031 | 3 | 28 | 6 | 929.4206 | 0
2031 | 3 | 28 | 7 | 981.4453 | 0
2031 | 3 | 28 | 8 | 987.7214 | 0
2031 | 3 | 28 | 9 | 1018.6411 | 0
2031 | 3 | 28 | 10 | 1035.7349 | 0
2031 | 3 | 28 | 11 | 1043.4535 | 0
2031 | 3 | 28 | 12 | 1045.9309 | 0
2031 | 3 | 28 | 13 | 1042.8672 | 0
2031 | 3 | 28 | 14 | 1032.9226 | 0
2031 | 3 | 28 | 15 | 1023.5029 | 0
2031 | 3 | 28 | 16 | 1020.9069 | 0
2031 | 3 | 28 | 17 | 1018.6348 | 0
2031 | 3 | 28 | 18 | 1005.4493 | 0
2031 | 3 | 28 | 19 | 1007.6956 | 0
2031 | 3 | 28 | 20 | 1009.942 | 0
2031 | 3 | 28 | 21 | 978.3989 | 0
2031 | 3 | 28 | 22 | 953.1482 | 0
2031 | 3 | 28 | 23 | 918.3759 | 0
2031 | 3 | 29 | 0 | 889.8503 | 0
2031 | 3 | 29 | 1 | 867.3672 | 0
2031 | 3 | 29 | 2 | 853.8281 | 0
2031 | 3 | 29 | 3 | 849.3755 | 0
2031 | 3 | 29 | 4 | 846.6432 | 0
2031 | 3 | 29 | 5 | 861.2528 | 0
2031 | 3 | 29 | 6 | 903.9069 | 0
2031 | 3 | 29 | 7 | 923.6464 | 0
2031 | 3 | 29 | 8 | 916.847 | 0
2031 | 3 | 29 | 9 | 941.0281 | 0
2031 | 3 | 29 | 10 | 979.13 | 0
2031 | 3 | 29 | 11 | 997.1176 | 0
2031 | 3 | 29 | 12 | 998.6415 | 0
2031 | 3 | 29 | 13 | 991.3688 | 0
2031 | 3 | 29 | 14 | 972.3378 | 0
2031 | 3 | 29 | 15 | 960.4263 | 0
2031 | 3 | 29 | 16 | 960.1856 | 0
2031 | 3 | 29 | 17 | 963.9434 | 0
2031 | 3 | 29 | 18 | 943.0478 | 0
2031 | 3 | 29 | 19 | 948.0612 | 0
2031 | 3 | 29 | 20 | 961.9097 | 0
2031 | 3 | 29 | 21 | 936.7306 | 0
2031 | 3 | 29 | 22 | 910.8571 | 0
2031 | 3 | 29 | 23 | 881.3765 | 0
2031 | 3 | 30 | 0 | 863.8672 | 0
2031 | 3 | 30 | 1 | 831.0724 | 0
2031 | 3 | 30 | 2 | 818.3049 | 0
2031 | 3 | 30 | 3 | 810.0318 | 0
2031 | 3 | 30 | 4 | 806.656 | 0
2031 | 3 | 30 | 5 | 817.2191 | 0
2031 | 3 | 30 | 6 | 845.0007 | 0
2031 | 3 | 30 | 7 | 844.9141 | 0
2031 | 3 | 30 | 8 | 844.8275 | 0
2031 | 3 | 30 | 9 | 864.5583 | 0
2031 | 3 | 30 | 10 | 897.6977 | 0
2031 | 3 | 30 | 11 | 918.7778 | 0
2031 | 3 | 30 | 12 | 930.2111 | 0
2031 | 3 | 30 | 13 | 930.6561 | 0
2031 | 3 | 30 | 14 | 922.4784 | 0
2031 | 3 | 30 | 15 | 919.1026 | 0
2031 | 3 | 30 | 16 | 923.7366 | 0
2031 | 3 | 30 | 17 | 934.1066 | 0
2031 | 3 | 30 | 18 | 938.1092 | 0
2031 | 3 | 30 | 19 | 931.2782 | 0
2031 | 3 | 30 | 20 | 946.7326 | 0
2031 | 3 | 30 | 21 | 923.7351 | 0
2031 | 3 | 30 | 22 | 887.2072 | 0
2031 | 3 | 30 | 23 | 863.9107 | 0
2031 | 3 | 31 | 0 | 845.9171 | 0
2031 | 3 | 31 | 1 | 848.4058 | 0
2031 | 3 | 31 | 2 | 847.2179 | 0
2031 | 3 | 31 | 3 | 846.03 | 0
2031 | 3 | 31 | 4 | 863.7354 | 0
2031 | 3 | 31 | 5 | 881.4409 | 0
2031 | 3 | 31 | 6 | 918.3218 | 0
2031 | 3 | 31 | 7 | 972.2342 | 0
2031 | 3 | 31 | 8 | 996.5167 | 0
2031 | 3 | 31 | 9 | 1043.2633 | 0
2031 | 3 | 31 | 10 | 1061.1875 | 11.1875
2031 | 3 | 31 | 11 | 1074.9508 | 24.9508
2031 | 3 | 31 | 12 | 1083.1994 | 33.1994
2031 | 3 | 31 | 13 | 1085.2351 | 35.2351
2031 | 3 | 31 | 14 | 1078.4932 | 28.4932
2031 | 3 | 31 | 15 | 1078.9536 | 28.9536
2031 | 3 | 31 | 16 | 1084.464 | 34.464
2031 | 3 | 31 | 17 | 1084.1786 | 34.1786
2031 | 3 | 31 | 18 | 1072.7154 | 22.7154
2031 | 3 | 31 | 19 | 1063.1175 | 13.1175
2031 | 3 | 31 | 20 | 1046.0007 | 0
2031 | 3 | 31 | 21 | 1030.7491 | 0
2031 | 3 | 31 | 22 | 995.6981 | 0
2031 | 3 | 31 | 23 | 950.6847 | 0
2031 | 4 | 1 | 0 | 912.0814 | 0
2031 | 4 | 1 | 1 | 862.7006 | 0
2031 | 4 | 1 | 2 | 813.3198 | 0
2031 | 4 | 1 | 3 | 810.934 | 0
2031 | 4 | 1 | 4 | 817.4039 | 0
2031 | 4 | 1 | 5 | 845.8278 | 0
2031 | 4 | 1 | 6 | 914.4676 | 0
2031 | 4 | 1 | 7 | 983.1074 | 0
2031 | 4 | 1 | 8 | 1008.0614 | 0
2031 | 4 | 1 | 9 | 1045.6622 | 0
2031 | 4 | 1 | 10 | 1070.9849 | 20.9849
2031 | 4 | 1 | 11 | 1091.3179 | 41.3179
2031 | 4 | 1 | 12 | 1094.1514 | 44.1514
2031 | 4 | 1 | 13 | 1096.0618 | 46.0618
2031 | 4 | 1 | 14 | 1085.3341 | 35.3341
2031 | 4 | 1 | 15 | 1079.443 | 29.443
2031 | 4 | 1 | 16 | 1070.141 | 20.141
2031 | 4 | 1 | 17 | 1070.6131 | 20.6131
2031 | 4 | 1 | 18 | 1054.0017 | 4.0017
2031 | 4 | 1 | 19 | 1038.533 | 0
2031 | 4 | 1 | 20 | 1046.2982 | 0
2031 | 4 | 1 | 21 | 1005.7096 | 0
2031 | 4 | 1 | 22 | 952.7616 | 0
2031 | 4 | 1 | 23 | 902.8235 | 0
2031 | 4 | 2 | 0 | 864.5247 | 0
2031 | 4 | 2 | 1 | 872.0247 | 0
2031 | 4 | 2 | 2 | 855.3823 | 0
2031 | 4 | 2 | 3 | 850.4945 | 0
2031 | 4 | 2 | 4 | 858.809 | 0
2031 | 4 | 2 | 5 | 886.0168 | 0
2031 | 4 | 2 | 6 | 945.3999 | 0
2031 | 4 | 2 | 7 | 996.3308 | 0
2031 | 4 | 2 | 8 | 1013.1218 | 0
2031 | 4 | 2 | 9 | 1041.988 | 0
2031 | 4 | 2 | 10 | 1061.0371 | 11.0371
2031 | 4 | 2 | 11 | 1065.9198 | 15.9198
2031 | 4 | 2 | 12 | 1064.6052 | 14.6052
2031 | 4 | 2 | 13 | 1061.9718 | 11.9718
2031 | 4 | 2 | 14 | 1056.5638 | 6.5638
2031 | 4 | 2 | 15 | 1057.2237 | 7.2237
2031 | 4 | 2 | 16 | 1069.6845 | 19.6845
2031 | 4 | 2 | 17 | 1075.796 | 25.796
2031 | 4 | 2 | 18 | 1071.4837 | 21.4837
2031 | 4 | 2 | 19 | 1048.1185 | 0
2031 | 4 | 2 | 20 | 1052.6105 | 2.6105
2031 | 4 | 2 | 21 | 1018.284 | 0
2031 | 4 | 2 | 22 | 973.6363 | 0
2031 | 4 | 2 | 23 | 931.667 | 0
2031 | 4 | 3 | 0 | 898.975 | 0
2031 | 4 | 3 | 1 | 860.1433 | 0
2031 | 4 | 3 | 2 | 839.3861 | 0
2031 | 4 | 3 | 3 | 834.5408 | 0
2031 | 4 | 3 | 4 | 839.3055 | 0
2031 | 4 | 3 | 5 | 864.0645 | 0
2031 | 4 | 3 | 6 | 929.7617 | 0
2031 | 4 | 3 | 7 | 992.8622 | 0
2031 | 4 | 3 | 8 | 1009.3844 | 0
2031 | 4 | 3 | 9 | 1045.2835 | 0
2031 | 4 | 3 | 10 | 1052.7768 | 2.7768
2031 | 4 | 3 | 11 | 1052.9622 | 2.9622
2031 | 4 | 3 | 12 | 1051.4742 | 1.4742
2031 | 4 | 3 | 13 | 1046.6418 | 0
2031 | 4 | 3 | 14 | 1038.3714 | 0
2031 | 4 | 3 | 15 | 1031.6637 | 0
2031 | 4 | 3 | 16 | 1032.0588 | 0
2031 | 4 | 3 | 17 | 1023.1143 | 0
2031 | 4 | 3 | 18 | 997.0093 | 0
2031 | 4 | 3 | 19 | 997.6256 | 0
2031 | 4 | 3 | 20 | 1016.908 | 0
2031 | 4 | 3 | 21 | 986.821 | 0
2031 | 4 | 3 | 22 | 943.6353 | 0
2031 | 4 | 3 | 23 | 894.569 | 0
2031 | 4 | 4 | 0 | 858.1749 | 0
2031 | 4 | 4 | 1 | 874.5464 | 0
2031 | 4 | 4 | 2 | 854.1779 | 0
2031 | 4 | 4 | 3 | 850.7218 | 0
2031 | 4 | 4 | 4 | 854.9806 | 0
2031 | 4 | 4 | 5 | 870.6589 | 0
2031 | 4 | 4 | 6 | 914.4439 | 0
2031 | 4 | 4 | 7 | 959.6122 | 0
2031 | 4 | 4 | 8 | 967.7143 | 0
2031 | 4 | 4 | 9 | 1002.9499 | 0
2031 | 4 | 4 | 10 | 1019.1593 | 0
2031 | 4 | 4 | 11 | 1024.732 | 0
2031 | 4 | 4 | 12 | 1028.1449 | 0
2031 | 4 | 4 | 13 | 1025.6542 | 0
2031 | 4 | 4 | 14 | 1014.9171 | 0
2031 | 4 | 4 | 15 | 1008.0003 | 0
2031 | 4 | 4 | 16 | 1002.8502 | 0
2031 | 4 | 4 | 17 | 998.8688 | 0
2031 | 4 | 4 | 18 | 974.4267 | 0
2031 | 4 | 4 | 19 | 973.0038 | 0
2031 | 4 | 4 | 20 | 990.27 | 0
2031 | 4 | 4 | 21 | 963.5593 | 0
2031 | 4 | 4 | 22 | 936.105 | 0
2031 | 4 | 4 | 23 | 907.2136 | 0
2031 | 4 | 5 | 0 | 884.5491 | 0
2031 | 4 | 5 | 1 | 852.2517 | 0
2031 | 4 | 5 | 2 | 819.9544 | 0
2031 | 4 | 5 | 3 | 815.0627 | 0
2031 | 4 | 5 | 4 | 812.4245 | 0
2031 | 4 | 5 | 5 | 816.6291 | 0
2031 | 4 | 5 | 6 | 832.3097 | 0
2031 | 4 | 5 | 7 | 842.5367 | 0
2031 | 4 | 5 | 8 | 848.3738 | 0
2031 | 4 | 5 | 9 | 864.9739 | 0
2031 | 4 | 5 | 10 | 900.0351 | 0
2031 | 4 | 5 | 11 | 915.8328 | 0
2031 | 4 | 5 | 12 | 920.9074 | 0
2031 | 4 | 5 | 13 | 914.3329 | 0
2031 | 4 | 5 | 14 | 904.6666 | 0
2031 | 4 | 5 | 15 | 898.4547 | 0
2031 | 4 | 5 | 16 | 892.1972 | 0
2031 | 4 | 5 | 17 | 894.5166 | 0
2031 | 4 | 5 | 18 | 878.7144 | 0
2031 | 4 | 5 | 19 | 876.4386 | 0
2031 | 4 | 5 | 20 | 891.937 | 0
2031 | 4 | 5 | 21 | 870.5766 | 0
2031 | 4 | 5 | 22 | 841.4102 | 0
2031 | 4 | 5 | 23 | 825.0026 | 0
2031 | 4 | 6 | 0 | 808.9678 | 0
2031 | 4 | 6 | 1 | 798.2325 | 0
2031 | 4 | 6 | 2 | 782.5363 | 0
2031 | 4 | 6 | 3 | 778.0364 | 0
2031 | 4 | 6 | 4 | 778.1776 | 0
2031 | 4 | 6 | 5 | 783.166 | 0
2031 | 4 | 6 | 6 | 799.2554 | 0
2031 | 4 | 6 | 7 | 804.8427 | 0
2031 | 4 | 6 | 8 | 806.3353 | 0
2031 | 4 | 6 | 9 | 821.9943 | 0
2031 | 4 | 6 | 10 | 847.5234 | 0
2031 | 4 | 6 | 11 | 872.3255 | 0
2031 | 4 | 6 | 12 | 887.8886 | 0
2031 | 4 | 6 | 13 | 890.3507 | 0
2031 | 4 | 6 | 14 | 882.7125 | 0
2031 | 4 | 6 | 15 | 881.9742 | 0
2031 | 4 | 6 | 16 | 887.9272 | 0
2031 | 4 | 6 | 17 | 897.4739 | 0
2031 | 4 | 6 | 18 | 891.5906 | 0
2031 | 4 | 6 | 19 | 894.4592 | 0
2031 | 4 | 6 | 20 | 916.4144 | 0
2031 | 4 | 6 | 21 | 896.6347 | 0
2031 | 4 | 6 | 22 | 875.3149 | 0
2031 | 4 | 6 | 23 | 854.0324 | 0
2031 | 4 | 7 | 0 | 834.8723 | 0
2031 | 4 | 7 | 1 | 845.0458 | 0
2031 | 4 | 7 | 2 | 830.7415 | 0
2031 | 4 | 7 | 3 | 829.9347 | 0
2031 | 4 | 7 | 4 | 833.1068 | 0
2031 | 4 | 7 | 5 | 854.5889 | 0
2031 | 4 | 7 | 6 | 904.4885 | 0
2031 | 4 | 7 | 7 | 954.0963 | 0
2031 | 4 | 7 | 8 | 975.2996 | 0
2031 | 4 | 7 | 9 | 1013.3396 | 0
2031 | 4 | 7 | 10 | 1032.354 | 0
2031 | 4 | 7 | 11 | 1048.1289 | 0
2031 | 4 | 7 | 12 | 1058.478 | 8.478
2031 | 4 | 7 | 13 | 1062.686 | 12.686
2031 | 4 | 7 | 14 | 1058.0076 | 8.0076
2031 | 4 | 7 | 15 | 1059.4942 | 9.4942
2031 | 4 | 7 | 16 | 1064.5796 | 14.5796
2031 | 4 | 7 | 17 | 1063.2644 | 13.2644
2031 | 4 | 7 | 18 | 1038.6383 | 0
2031 | 4 | 7 | 19 | 1021.2253 | 0
2031 | 4 | 7 | 20 | 1040.4553 | 0
2031 | 4 | 7 | 21 | 1005.0994 | 0
2031 | 4 | 7 | 22 | 972.9045 | 0
2031 | 4 | 7 | 23 | 933.1178 | 0
2031 | 4 | 8 | 0 | 902.4749 | 0
2031 | 4 | 8 | 1 | 862.5516 | 0
2031 | 4 | 8 | 2 | 846.2844 | 0
2031 | 4 | 8 | 3 | 842.1031 | 0
2031 | 4 | 8 | 4 | 845.7832 | 0
2031 | 4 | 8 | 5 | 869.038 | 0
2031 | 4 | 8 | 6 | 919.6537 | 0
2031 | 4 | 8 | 7 | 977.0112 | 0
2031 | 4 | 8 | 8 | 1002.0937 | 0
2031 | 4 | 8 | 9 | 1037.1066 | 0
2031 | 4 | 8 | 10 | 1057.3914 | 7.3914
2031 | 4 | 8 | 11 | 1073.4008 | 23.4008
2031 | 4 | 8 | 12 | 1076.4145 | 26.4145
2031 | 4 | 8 | 13 | 1076.4479 | 26.4479
2031 | 4 | 8 | 14 | 1067.7782 | 17.7782
2031 | 4 | 8 | 15 | 1064.9852 | 14.9852
2031 | 4 | 8 | 16 | 1058.5872 | 8.5872
2031 | 4 | 8 | 17 | 1058.5454 | 8.5454
2031 | 4 | 8 | 18 | 1046.6654 | 0
2031 | 4 | 8 | 19 | 1025.9287 | 0
2031 | 4 | 8 | 20 | 1039.4937 | 0
2031 | 4 | 8 | 21 | 998.6831 | 0
2031 | 4 | 8 | 22 | 947.6475 | 0
2031 | 4 | 8 | 23 | 899.3533 | 0
2031 | 4 | 9 | 0 | 892.2273 | 0
2031 | 4 | 9 | 1 | 932.4091 | 0
2031 | 4 | 9 | 2 | 919.4668 | 0
2031 | 4 | 9 | 3 | 919.1523 | 0
2031 | 4 | 9 | 4 | 924.7651 | 0
2031 | 4 | 9 | 5 | 948.1695 | 0
2031 | 4 | 9 | 6 | 990.5864 | 0
2031 | 4 | 9 | 7 | 1031.5612 | 0
2031 | 4 | 9 | 8 | 1052.4851 | 2.4851
2031 | 4 | 9 | 9 | 1083.5948 | 33.5948
2031 | 4 | 9 | 10 | 1105.455 | 55.455
2031 | 4 | 9 | 11 | 1115.4718 | 65.4718
2031 | 4 | 9 | 12 | 1116.055 | 66.055
2031 | 4 | 9 | 13 | 1110.3805 | 60.3805
2031 | 4 | 9 | 14 | 1102.6418 | 52.6418
2031 | 4 | 9 | 15 | 1101.2075 | 51.2075
2031 | 4 | 9 | 16 | 1110.2128 | 60.2128
2031 | 4 | 9 | 17 | 1116.2393 | 66.2393
2031 | 4 | 9 | 18 | 1122.8695 | 72.8695
2031 | 4 | 9 | 19 | 1109.5623 | 59.5623
2031 | 4 | 9 | 20 | 1122.3434 | 72.3434
2031 | 4 | 9 | 21 | 1092.826 | 42.826
2031 | 4 | 9 | 22 | 1058.9772 | 8.9772
2031 | 4 | 9 | 23 | 1021.7542 | 0
2031 | 4 | 10 | 0 | 992.1255 | 0
2031 | 4 | 10 | 1 | 960.8167 | 0
2031 | 4 | 10 | 2 | 929.508 | 0
2031 | 4 | 10 | 3 | 926.5569 | 0
2031 | 4 | 10 | 4 | 927.2209 | 0
2031 | 4 | 10 | 5 | 943.8449 | 0
2031 | 4 | 10 | 6 | 982.7573 | 0
2031 | 4 | 10 | 7 | 1019.9651 | 0
2031 | 4 | 10 | 8 | 1048.8202 | 0
2031 | 4 | 10 | 9 | 1094.5372 | 44.5372
2031 | 4 | 10 | 10 | 1106.0805 | 56.0805
2031 | 4 | 10 | 11 | 1108.484 | 58.484
2031 | 4 | 10 | 12 | 1107.1521 | 57.1521
2031 | 4 | 10 | 13 | 1098.0723 | 48.0723
2031 | 4 | 10 | 14 | 1087.9284 | 37.9284
2031 | 4 | 10 | 15 | 1082.573 | 32.573
2031 | 4 | 10 | 16 | 1082.5944 | 32.5944
2031 | 4 | 10 | 17 | 1081.7853 | 31.7853
2031 | 4 | 10 | 18 | 1065.3778 | 15.3778
2031 | 4 | 10 | 19 | 1053.8178 | 3.8178
2031 | 4 | 10 | 20 | 1079.6073 | 29.6073
2031 | 4 | 10 | 21 | 1058.9695 | 8.9695
2031 | 4 | 10 | 22 | 1026.0347 | 0
2031 | 4 | 10 | 23 | 992.8037 | 0
2031 | 4 | 11 | 0 | 967.3553 | 0
2031 | 4 | 11 | 1 | 916.9259 | 0
2031 | 4 | 11 | 2 | 866.4965 | 0
2031 | 4 | 11 | 3 | 861.384 | 0
2031 | 4 | 11 | 4 | 861.3317 | 0
2031 | 4 | 11 | 5 | 875.131 | 0
2031 | 4 | 11 | 6 | 895.4173 | 0
2031 | 4 | 11 | 7 | 898.402 | 0
2031 | 4 | 11 | 8 | 895.7409 | 0
2031 | 4 | 11 | 9 | 904.6423 | 0
2031 | 4 | 11 | 10 | 921.8507 | 0
2031 | 4 | 11 | 11 | 940.8003 | 0
2031 | 4 | 11 | 12 | 953.7203 | 0
2031 | 4 | 11 | 13 | 950.0504 | 0
2031 | 4 | 11 | 14 | 940.2681 | 0
2031 | 4 | 11 | 15 | 940.0233 | 0
2031 | 4 | 11 | 16 | 940.1388 | 0
2031 | 4 | 11 | 17 | 945.7457 | 0
2031 | 4 | 11 | 18 | 928.9952 | 0
2031 | 4 | 11 | 19 | 928.4499 | 0
2031 | 4 | 11 | 20 | 946.4229 | 0
2031 | 4 | 11 | 21 | 923.0854 | 0
2031 | 4 | 11 | 22 | 904.9724 | 0
2031 | 4 | 11 | 23 | 887.9654 | 0
2031 | 4 | 12 | 0 | 879.9556 | 0
2031 | 4 | 12 | 1 | 862.8086 | 0
2031 | 4 | 12 | 2 | 845.6615 | 0
2031 | 4 | 12 | 3 | 838.2611 | 0
2031 | 4 | 12 | 4 | 836.5609 | 0
2031 | 4 | 12 | 5 | 845.111 | 0
2031 | 4 | 12 | 6 | 862.8978 | 0
2031 | 4 | 12 | 7 | 872.327 | 0
2031 | 4 | 12 | 8 | 874.5039 | 0
2031 | 4 | 12 | 9 | 893.7765 | 0
2031 | 4 | 12 | 10 | 937.5692 | 0
2031 | 4 | 12 | 11 | 957.2997 | 0
2031 | 4 | 12 | 12 | 963.4425 | 0
2031 | 4 | 12 | 13 | 960.5211 | 0
2031 | 4 | 12 | 14 | 947.9844 | 0
2031 | 4 | 12 | 15 | 943.931 | 0
2031 | 4 | 12 | 16 | 937.8433 | 0
2031 | 4 | 12 | 17 | 939.4487 | 0
2031 | 4 | 12 | 18 | 927.9675 | 0
2031 | 4 | 12 | 19 | 911.6353 | 0
2031 | 4 | 12 | 20 | 940.074 | 0
2031 | 4 | 12 | 21 | 921.6204 | 0
2031 | 4 | 12 | 22 | 893.5163 | 0
2031 | 4 | 12 | 23 | 872.5086 | 0
2031 | 4 | 13 | 0 | 854.0171 | 0
2031 | 4 | 13 | 1 | 812.6586 | 0
2031 | 4 | 13 | 2 | 795.619 | 0
2031 | 4 | 13 | 3 | 788.7215 | 0
2031 | 4 | 13 | 4 | 787.7679 | 0
2031 | 4 | 13 | 5 | 794.3461 | 0
2031 | 4 | 13 | 6 | 807.0764 | 0
2031 | 4 | 13 | 7 | 807.8978 | 0
2031 | 4 | 13 | 8 | 804.4287 | 0
2031 | 4 | 13 | 9 | 820.9152 | 0
2031 | 4 | 13 | 10 | 849.483 | 0
2031 | 4 | 13 | 11 | 875.328 | 0
2031 | 4 | 13 | 12 | 892.0229 | 0
2031 | 4 | 13 | 13 | 900.6727 | 0
2031 | 4 | 13 | 14 | 896.9601 | 0
2031 | 4 | 13 | 15 | 891.8538 | 0
2031 | 4 | 13 | 16 | 898.7453 | 0
2031 | 4 | 13 | 17 | 906.1992 | 0
2031 | 4 | 13 | 18 | 894.7459 | 0
2031 | 4 | 13 | 19 | 890.7634 | 0
2031 | 4 | 13 | 20 | 920.8778 | 0
2031 | 4 | 13 | 21 | 906.3501 | 0
2031 | 4 | 13 | 22 | 869.7106 | 0
2031 | 4 | 13 | 23 | 846.2488 | 0
2031 | 4 | 14 | 0 | 823.8954 | 0
2031 | 4 | 14 | 1 | 838.3832 | 0
2031 | 4 | 14 | 2 | 837.6381 | 0
2031 | 4 | 14 | 3 | 836.8929 | 0
2031 | 4 | 14 | 4 | 828.4228 | 0
2031 | 4 | 14 | 5 | 839.7198 | 0
2031 | 4 | 14 | 6 | 890.0179 | 0
2031 | 4 | 14 | 7 | 926.7261 | 0
2031 | 4 | 14 | 8 | 930.6032 | 0
2031 | 4 | 14 | 9 | 952.567 | 0
2031 | 4 | 14 | 10 | 976.3589 | 0
2031 | 4 | 14 | 11 | 995.6283 | 0
2031 | 4 | 14 | 12 | 1008.2772 | 0
2031 | 4 | 14 | 13 | 1012.2678 | 0
2031 | 4 | 14 | 14 | 1002.9419 | 0
2031 | 4 | 14 | 15 | 999.2917 | 0
2031 | 4 | 14 | 16 | 997.5751 | 0
2031 | 4 | 14 | 17 | 992.1417 | 0
2031 | 4 | 14 | 18 | 967.7668 | 0
2031 | 4 | 14 | 19 | 964.2283 | 0
2031 | 4 | 14 | 20 | 979.5456 | 0
2031 | 4 | 14 | 21 | 943.8314 | 0
2031 | 4 | 14 | 22 | 902.5475 | 0
2031 | 4 | 14 | 23 | 865.5605 | 0
2031 | 4 | 15 | 0 | 837.7675 | 0
2031 | 4 | 15 | 1 | 853.8908 | 0
2031 | 4 | 15 | 2 | 870.0141 | 0
2031 | 4 | 15 | 3 | 864.7413 | 0
2031 | 4 | 15 | 4 | 867.2894 | 0
2031 | 4 | 15 | 5 | 887.4997 | 0
2031 | 4 | 15 | 6 | 928.4614 | 0
2031 | 4 | 15 | 7 | 979.8461 | 0
2031 | 4 | 15 | 8 | 1014.1961 | 0
2031 | 4 | 15 | 9 | 1050.588 | 0.58803
2031 | 4 | 15 | 10 | 1072.9155 | 22.9155
2031 | 4 | 15 | 11 | 1090.5816 | 40.5816
2031 | 4 | 15 | 12 | 1097.875 | 47.875
2031 | 4 | 15 | 13 | 1097.0071 | 47.0071
2031 | 4 | 15 | 14 | 1090.0355 | 40.0355
2031 | 4 | 15 | 15 | 1085.135 | 35.135
2031 | 4 | 15 | 16 | 1072.3893 | 22.3893
2031 | 4 | 15 | 17 | 1072.9284 | 22.9284
2031 | 4 | 15 | 18 | 1064.1906 | 14.1906
2031 | 4 | 15 | 19 | 1040.3059 | 0
2031 | 4 | 15 | 20 | 1064.4647 | 14.4647
2031 | 4 | 15 | 21 | 1034.185 | 0
2031 | 4 | 15 | 22 | 991.7907 | 0
2031 | 4 | 15 | 23 | 946.7354 | 0
2031 | 4 | 16 | 0 | 911.6938 | 0
2031 | 4 | 16 | 1 | 908.9645 | 0
2031 | 4 | 16 | 2 | 894.2913 | 0
2031 | 4 | 16 | 3 | 886.7568 | 0
2031 | 4 | 16 | 4 | 888.155 | 0
2031 | 4 | 16 | 5 | 905.4881 | 0
2031 | 4 | 16 | 6 | 945.1391 | 0
2031 | 4 | 16 | 7 | 987.8725 | 0
2031 | 4 | 16 | 8 | 1012.0647 | 0
2031 | 4 | 16 | 9 | 1048.8853 | 0
2031 | 4 | 16 | 10 | 1073.4753 | 23.4753
2031 | 4 | 16 | 11 | 1084.0193 | 34.0193
2031 | 4 | 16 | 12 | 1088.941 | 38.941
2031 | 4 | 16 | 13 | 1085.6208 | 35.6208
2031 | 4 | 16 | 14 | 1079.7437 | 29.7437
2031 | 4 | 16 | 15 | 1077.1534 | 27.1534
2031 | 4 | 16 | 16 | 1081.349 | 31.349
2031 | 4 | 16 | 17 | 1081.1597 | 31.1597
2031 | 4 | 16 | 18 | 1074.5884 | 24.5884
2031 | 4 | 16 | 19 | 1056.3306 | 6.3306
2031 | 4 | 16 | 20 | 1078.2138 | 28.2138
2031 | 4 | 16 | 21 | 1049.4851 | 0
2031 | 4 | 16 | 22 | 1008.1368 | 0
2031 | 4 | 16 | 23 | 966.7696 | 0
2031 | 4 | 17 | 0 | 933.4846 | 0
2031 | 4 | 17 | 1 | 895.5991 | 0
2031 | 4 | 17 | 2 | 881.4678 | 0
2031 | 4 | 17 | 3 | 873.397 | 0
2031 | 4 | 17 | 4 | 874.0577 | 0
2031 | 4 | 17 | 5 | 892.6364 | 0
2031 | 4 | 17 | 6 | 934.4546 | 0
2031 | 4 | 17 | 7 | 980.9223 | 0
2031 | 4 | 17 | 8 | 1001.0071 | 0
2031 | 4 | 17 | 9 | 1039.365 | 0
2031 | 4 | 17 | 10 | 1061.2486 | 11.2486
2031 | 4 | 17 | 11 | 1072.6117 | 22.6117
2031 | 4 | 17 | 12 | 1080.074 | 30.074
2031 | 4 | 17 | 13 | 1078.183 | 28.183
2031 | 4 | 17 | 14 | 1072.0558 | 22.0558
2031 | 4 | 17 | 15 | 1069.1841 | 19.1841
2031 | 4 | 17 | 16 | 1070.8663 | 20.8663
2031 | 4 | 17 | 17 | 1066.6899 | 16.6899
2031 | 4 | 17 | 18 | 1043.3763 | 0
2031 | 4 | 17 | 19 | 1023.3566 | 0
2031 | 4 | 17 | 20 | 1048.729 | 0
2031 | 4 | 17 | 21 | 1020.8852 | 0
2031 | 4 | 17 | 22 | 978.7126 | 0
2031 | 4 | 17 | 23 | 941.5453 | 0
2031 | 4 | 18 | 0 | 912.5934 | 0
2031 | 4 | 18 | 1 | 937.3222 | 0
2031 | 4 | 18 | 2 | 925.2951 | 0
2031 | 4 | 18 | 3 | 918.4431 | 0
2031 | 4 | 18 | 4 | 917.4223 | 0
2031 | 4 | 18 | 5 | 934.4777 | 0
2031 | 4 | 18 | 6 | 977.2127 | 0
2031 | 4 | 18 | 7 | 1018.2882 | 0
2031 | 4 | 18 | 8 | 1035.415 | 0
2031 | 4 | 18 | 9 | 1069.4507 | 19.4507
2031 | 4 | 18 | 10 | 1085.8012 | 35.8012
2031 | 4 | 18 | 11 | 1091.7969 | 41.7969
2031 | 4 | 18 | 12 | 1094.9267 | 44.9267
2031 | 4 | 18 | 13 | 1090.0959 | 40.0959
2031 | 4 | 18 | 14 | 1080.1404 | 30.1404
2031 | 4 | 18 | 15 | 1070.9878 | 20.9878
2031 | 4 | 18 | 16 | 1062.2595 | 12.2595
2031 | 4 | 18 | 17 | 1052.3 | 2.3
2031 | 4 | 18 | 18 | 1030.7526 | 0
2031 | 4 | 18 | 19 | 1023.0366 | 0
2031 | 4 | 18 | 20 | 1049.0226 | 0
2031 | 4 | 18 | 21 | 1022.359 | 0
2031 | 4 | 18 | 22 | 993.1667 | 0
2031 | 4 | 18 | 23 | 957.5224 | 0
2031 | 4 | 19 | 0 | 930.42 | 0
2031 | 4 | 19 | 1 | 868.1831 | 0
2031 | 4 | 19 | 2 | 805.9463 | 0
2031 | 4 | 19 | 3 | 796.5972 | 0
2031 | 4 | 19 | 4 | 792.9197 | 0
2031 | 4 | 19 | 5 | 802.8512 | 0
2031 | 4 | 19 | 6 | 821.7494 | 0
2031 | 4 | 19 | 7 | 833.0795 | 0
2031 | 4 | 19 | 8 | 844.4096 | 0
2031 | 4 | 19 | 9 | 872.8214 | 0
2031 | 4 | 19 | 10 | 917.6355 | 0
2031 | 4 | 19 | 11 | 939.9658 | 0
2031 | 4 | 19 | 12 | 946.2966 | 0
2031 | 4 | 19 | 13 | 938.6572 | 0
2031 | 4 | 19 | 14 | 926.1932 | 0
2031 | 4 | 19 | 15 | 917.7425 | 0
2031 | 4 | 19 | 16 | 920.4898 | 0
2031 | 4 | 19 | 17 | 930.6523 | 0
2031 | 4 | 19 | 18 | 916.4771 | 0
2031 | 4 | 19 | 19 | 898.5437 | 0
2031 | 4 | 19 | 20 | 914.5429 | 0
2031 | 4 | 19 | 21 | 899.7627 | 0
2031 | 4 | 19 | 22 | 865.8648 | 0
2031 | 4 | 19 | 23 | 836.6422 | 0
2031 | 4 | 20 | 0 | 811.4682 | 0
2031 | 4 | 20 | 1 | 798.5508 | 0
2031 | 4 | 20 | 2 | 782.3431 | 0
2031 | 4 | 20 | 3 | 773.9177 | 0
2031 | 4 | 20 | 4 | 773.8457 | 0
2031 | 4 | 20 | 5 | 777.8165 | 0
2031 | 4 | 20 | 6 | 788.8996 | 0
2031 | 4 | 20 | 7 | 791.3497 | 0
2031 | 4 | 20 | 8 | 793.7998 | 0
2031 | 4 | 20 | 9 | 814.9669 | 0
2031 | 4 | 20 | 10 | 845.5911 | 0
2031 | 4 | 20 | 11 | 867.7075 | 0
2031 | 4 | 20 | 12 | 884.367 | 0
2031 | 4 | 20 | 13 | 885.3072 | 0
2031 | 4 | 20 | 14 | 880.3752 | 0
2031 | 4 | 20 | 15 | 879.7302 | 0
2031 | 4 | 20 | 16 | 885.5734 | 0
2031 | 4 | 20 | 17 | 895.0772 | 0
2031 | 4 | 20 | 18 | 891.2298 | 0
2031 | 4 | 20 | 19 | 887.7402 | 0
2031 | 4 | 20 | 20 | 911.132 | 0
2031 | 4 | 20 | 21 | 906.3111 | 0
2031 | 4 | 20 | 22 | 866.5406 | 0
2031 | 4 | 20 | 23 | 837.8847 | 0
2031 | 4 | 21 | 0 | 814.8007 | 0
2031 | 4 | 21 | 1 | 832.6871 | 0
2031 | 4 | 21 | 2 | 850.5736 | 0
2031 | 4 | 21 | 3 | 845.7482 | 0
2031 | 4 | 21 | 4 | 850.0635 | 0
2031 | 4 | 21 | 5 | 870.4493 | 0
2031 | 4 | 21 | 6 | 918.7444 | 0
2031 | 4 | 21 | 7 | 966.3988 | 0
2031 | 4 | 21 | 8 | 983.3858 | 0
2031 | 4 | 21 | 9 | 1011.3177 | 0
2031 | 4 | 21 | 10 | 1027.8815 | 0
2031 | 4 | 21 | 11 | 1040.4265 | 0
2031 | 4 | 21 | 12 | 1050.5255 | 0.5255
2031 | 4 | 21 | 13 | 1051.4258 | 1.4258
2031 | 4 | 21 | 14 | 1047.7734 | 0
2031 | 4 | 21 | 15 | 1046.0104 | 0
2031 | 4 | 21 | 16 | 1048.9704 | 0
2031 | 4 | 21 | 17 | 1048.9515 | 0
2031 | 4 | 21 | 18 | 1030.4544 | 0
2031 | 4 | 21 | 19 | 1011.885 | 0
2031 | 4 | 21 | 20 | 1040.9196 | 0
2031 | 4 | 21 | 21 | 1014.969 | 0
2031 | 4 | 21 | 22 | 976.9168 | 0
2031 | 4 | 21 | 23 | 937.0929 | 0
2031 | 4 | 22 | 0 | 904.4541 | 0
2031 | 4 | 22 | 1 | 869.4804 | 0
2031 | 4 | 22 | 2 | 834.5066 | 0
2031 | 4 | 22 | 3 | 828.8786 | 0
2031 | 4 | 22 | 4 | 829.3029 | 0
2031 | 4 | 22 | 5 | 866.025 | 0
2031 | 4 | 22 | 6 | 902.747 | 0
2031 | 4 | 22 | 7 | 946.2791 | 0
2031 | 4 | 22 | 8 | 989.8112 | 0
2031 | 4 | 22 | 9 | 1019.287 | 0
2031 | 4 | 22 | 10 | 1035.305 | 0
2031 | 4 | 22 | 11 | 1049.3787 | 0
2031 | 4 | 22 | 12 | 1054.6273 | 4.6273
2031 | 4 | 22 | 13 | 1054.8709 | 4.8709
2031 | 4 | 22 | 14 | 1046.566 | 0
2031 | 4 | 22 | 15 | 1042.1889 | 0
2031 | 4 | 22 | 16 | 1033.1893 | 0
2031 | 4 | 22 | 17 | 1034.1379 | 0
2031 | 4 | 22 | 18 | 1027.1898 | 0
2031 | 4 | 22 | 19 | 1010.4686 | 0
2031 | 4 | 22 | 20 | 1016.038 | 0
2031 | 4 | 22 | 21 | 983.7957 | 0
2031 | 4 | 22 | 22 | 934.5857 | 0
2031 | 4 | 22 | 23 | 887.1408 | 0
2031 | 4 | 23 | 0 | 851.3613 | 0
2031 | 4 | 23 | 1 | 856.0121 | 0
2031 | 4 | 23 | 2 | 842.14 | 0
2031 | 4 | 23 | 3 | 838.1155 | 0
2031 | 4 | 23 | 4 | 842.2171 | 0
2031 | 4 | 23 | 5 | 865.8193 | 0
2031 | 4 | 23 | 6 | 905.3967 | 0
2031 | 4 | 23 | 7 | 930.2202 | 0
2031 | 4 | 23 | 8 | 955.0436 | 0
2031 | 4 | 23 | 9 | 979.3844 | 0
2031 | 4 | 23 | 10 | 997.1572 | 0
2031 | 4 | 23 | 11 | 1003.8526 | 0
2031 | 4 | 23 | 12 | 999.5762 | 0
2031 | 4 | 23 | 13 | 995.2229 | 0
2031 | 4 | 23 | 14 | 986.671 | 0
2031 | 4 | 23 | 15 | 979.7252 | 0
2031 | 4 | 23 | 16 | 985.5623 | 0
2031 | 4 | 23 | 17 | 983.4193 | 0
2031 | 4 | 23 | 18 | 982.3863 | 0
2031 | 4 | 23 | 19 | 956.9551 | 0
2031 | 4 | 23 | 20 | 972.4429 | 0
2031 | 4 | 23 | 21 | 950.4652 | 0
2031 | 4 | 23 | 22 | 916.4712 | 0
2031 | 4 | 23 | 23 | 885.2374 | 0
2031 | 4 | 24 | 0 | 864.6637 | 0
2031 | 4 | 24 | 1 | 840.9472 | 0
2031 | 4 | 24 | 2 | 817.2307 | 0
2031 | 4 | 24 | 3 | 813.1121 | 0
2031 | 4 | 24 | 4 | 814.9603 | 0
2031 | 4 | 24 | 5 | 836.1515 | 0
2031 | 4 | 24 | 6 | 879.5837 | 0
2031 | 4 | 24 | 7 | 915.3322 | 0
2031 | 4 | 24 | 8 | 956.5245 | 0
2031 | 4 | 24 | 9 | 997.7169 | 0
2031 | 4 | 24 | 10 | 1024.8849 | 0
2031 | 4 | 24 | 11 | 1043.8403 | 0
2031 | 4 | 24 | 12 | 1060.6484 | 10.6484
2031 | 4 | 24 | 13 | 1070.3232 | 20.3232
2031 | 4 | 24 | 14 | 1071.2304 | 21.2304
2031 | 4 | 24 | 15 | 1072.8894 | 22.8894
2031 | 4 | 24 | 16 | 1070.8754 | 20.8754
2031 | 4 | 24 | 17 | 1056.3714 | 6.3714
2031 | 4 | 24 | 18 | 1036.1815 | 0
2031 | 4 | 24 | 19 | 1016.7751 | 0
2031 | 4 | 24 | 20 | 1015.3194 | 0
2031 | 4 | 24 | 21 | 997.3477 | 0
2031 | 4 | 24 | 22 | 953.8912 | 0
2031 | 4 | 24 | 23 | 914.339 | 0
2031 | 4 | 25 | 0 | 882.6051 | 0
2031 | 4 | 25 | 1 | 819.3687 | 0
2031 | 4 | 25 | 2 | 802.3136 | 0
2031 | 4 | 25 | 3 | 795.1735 | 0
2031 | 4 | 25 | 4 | 796.7839 | 0
2031 | 4 | 25 | 5 | 819.9106 | 0
2031 | 4 | 25 | 6 | 872.3247 | 0
2031 | 4 | 25 | 7 | 917.5093 | 0
2031 | 4 | 25 | 8 | 962.6938 | 0
2031 | 4 | 25 | 9 | 991.3161 | 0
2031 | 4 | 25 | 10 | 1013.5491 | 0
2031 | 4 | 25 | 11 | 1022.7391 | 0
2031 | 4 | 25 | 12 | 1028.4109 | 0
2031 | 4 | 25 | 13 | 1023.7462 | 0
2031 | 4 | 25 | 14 | 1016.6964 | 0
2031 | 4 | 25 | 15 | 1013.1778 | 0
2031 | 4 | 25 | 16 | 1013.4906 | 0
2031 | 4 | 25 | 17 | 1009.7535 | 0
2031 | 4 | 25 | 18 | 988.2269 | 0
2031 | 4 | 25 | 19 | 968.0578 | 0
2031 | 4 | 25 | 20 | 986.4995 | 0
2031 | 4 | 25 | 21 | 972.0269 | 0
2031 | 4 | 25 | 22 | 936.3062 | 0
2031 | 4 | 25 | 23 | 890.9026 | 0
2031 | 4 | 26 | 0 | 856.0724 | 0
2031 | 4 | 26 | 1 | 822.3356 | 0
2031 | 4 | 26 | 2 | 788.5988 | 0
2031 | 4 | 26 | 3 | 784.3802 | 0
2031 | 4 | 26 | 4 | 783.2883 | 0
2031 | 4 | 26 | 5 | 790.7339 | 0
2031 | 4 | 26 | 6 | 802.3053 | 0
2031 | 4 | 26 | 7 | 808.939 | 0
2031 | 4 | 26 | 8 | 804.4721 | 0
2031 | 4 | 26 | 9 | 817.3792 | 0
2031 | 4 | 26 | 10 | 848.3029 | 0
2031 | 4 | 26 | 11 | 865.1508 | 0
2031 | 4 | 26 | 12 | 874.1521 | 0
2031 | 4 | 26 | 13 | 866.1281 | 0
2031 | 4 | 26 | 14 | 853.9203 | 0
2031 | 4 | 26 | 15 | 838.7366 | 0
2031 | 4 | 26 | 16 | 838.7233 | 0
2031 | 4 | 26 | 17 | 834.2468 | 0
2031 | 4 | 26 | 18 | 820.5119 | 0
2031 | 4 | 26 | 19 | 814.6248 | 0
2031 | 4 | 26 | 20 | 831.1414 | 0
2031 | 4 | 26 | 21 | 827.836 | 0
2031 | 4 | 26 | 22 | 819.1978 | 0
2031 | 4 | 26 | 23 | 809.0042 | 0
2031 | 4 | 27 | 0 | 797.7813 | 0
2031 | 4 | 27 | 1 | 753.2723 | 0
2031 | 4 | 27 | 2 | 735.5948 | 0
2031 | 4 | 27 | 3 | 726.1067 | 0
2031 | 4 | 27 | 4 | 721.0524 | 0
2031 | 4 | 27 | 5 | 729.3414 | 0
2031 | 4 | 27 | 6 | 735.9993 | 0
2031 | 4 | 27 | 7 | 745.5216 | 0
2031 | 4 | 27 | 8 | 755.0439 | 0
2031 | 4 | 27 | 9 | 790.2472 | 0
2031 | 4 | 27 | 10 | 823.5447 | 0
2031 | 4 | 27 | 11 | 846.642 | 0
2031 | 4 | 27 | 12 | 862.6684 | 0
2031 | 4 | 27 | 13 | 862.3815 | 0
2031 | 4 | 27 | 14 | 858.2402 | 0
2031 | 4 | 27 | 15 | 860.3367 | 0
2031 | 4 | 27 | 16 | 873.9006 | 0
2031 | 4 | 27 | 17 | 880.1051 | 0
2031 | 4 | 27 | 18 | 872.6578 | 0
2031 | 4 | 27 | 19 | 854.9337 | 0
2031 | 4 | 27 | 20 | 881.4035 | 0
2031 | 4 | 27 | 21 | 877.7527 | 0
2031 | 4 | 27 | 22 | 831.6916 | 0
2031 | 4 | 27 | 23 | 795.1237 | 0
2031 | 4 | 28 | 0 | 763.8953 | 0
2031 | 4 | 28 | 1 | 773.7454 | 0
2031 | 4 | 28 | 2 | 783.5954 | 0
2031 | 4 | 28 | 3 | 781.3252 | 0
2031 | 4 | 28 | 4 | 785.7953 | 0
2031 | 4 | 28 | 5 | 810.7668 | 0
2031 | 4 | 28 | 6 | 860.0023 | 0
2031 | 4 | 28 | 7 | 903.2905 | 0
2031 | 4 | 28 | 8 | 946.5786 | 0
2031 | 4 | 28 | 9 | 987.0877 | 0
2031 | 4 | 28 | 10 | 1007.3244 | 0
2031 | 4 | 28 | 11 | 1024.8482 | 0
2031 | 4 | 28 | 12 | 1036.2543 | 0
2031 | 4 | 28 | 13 | 1039.87 | 0
2031 | 4 | 28 | 14 | 1038.7663 | 0
2031 | 4 | 28 | 15 | 1041.5386 | 0
2031 | 4 | 28 | 16 | 1048.9018 | 0
2031 | 4 | 28 | 17 | 1057.428 | 7.428
2031 | 4 | 28 | 18 | 1046.8786 | 0
2031 | 4 | 28 | 19 | 1017.663 | 0
2031 | 4 | 28 | 20 | 1018.3146 | 0
2031 | 4 | 28 | 21 | 998.3628 | 0
2031 | 4 | 28 | 22 | 950.9367 | 0
2031 | 4 | 28 | 23 | 903.4543 | 0
2031 | 4 | 29 | 0 | 864.9875 | 0
2031 | 4 | 29 | 1 | 823.2072 | 0
2031 | 4 | 29 | 2 | 805.0713 | 0
2031 | 4 | 29 | 3 | 797.5601 | 0
2031 | 4 | 29 | 4 | 799.6904 | 0
2031 | 4 | 29 | 5 | 824.5519 | 0
2031 | 4 | 29 | 6 | 870.7717 | 0
2031 | 4 | 29 | 7 | 924.4901 | 0
2031 | 4 | 29 | 8 | 978.2085 | 0
2031 | 4 | 29 | 9 | 1021.5341 | 0
2031 | 4 | 29 | 10 | 1038.2326 | 0
2031 | 4 | 29 | 11 | 1053.0722 | 3.0722
2031 | 4 | 29 | 12 | 1058.1201 | 8.1201
2031 | 4 | 29 | 13 | 1059.338 | 9.338
2031 | 4 | 29 | 14 | 1056.7518 | 6.7518
2031 | 4 | 29 | 15 | 1054.9444 | 4.9444
2031 | 4 | 29 | 16 | 1052.9081 | 2.9081
2031 | 4 | 29 | 17 | 1054.0271 | 4.0271
2031 | 4 | 29 | 18 | 1048.9489 | 0
2031 | 4 | 29 | 19 | 1020.2697 | 0
2031 | 4 | 29 | 20 | 1019.5827 | 0
2031 | 4 | 29 | 21 | 1000.9955 | 0
2031 | 4 | 29 | 22 | 955.6025 | 0
2031 | 4 | 29 | 23 | 904.895 | 0
2031 | 4 | 30 | 0 | 864.2678 | 0
2031 | 4 | 30 | 1 | 860.0596 | 0
2031 | 4 | 30 | 2 | 813.8202 | 0
2031 | 4 | 30 | 3 | 807.5549 | 0
2031 | 4 | 30 | 4 | 808.3067 | 0
2031 | 4 | 30 | 5 | 827.1123 | 0
2031 | 4 | 30 | 6 | 866.6642 | 0
2031 | 4 | 30 | 7 | 909.9165 | 0
2031 | 4 | 30 | 8 | 946.0304 | 0
2031 | 4 | 30 | 9 | 987.9386 | 0
2031 | 4 | 30 | 10 | 1004.9963 | 0
2031 | 4 | 30 | 11 | 1014.6294 | 0
2031 | 4 | 30 | 12 | 1017.6545 | 0
2031 | 4 | 30 | 13 | 1015.2593 | 0
2031 | 4 | 30 | 14 | 1010.083 | 0
2031 | 4 | 30 | 15 | 1010.2454 | 0
2031 | 4 | 30 | 16 | 1019.6059 | 0
2031 | 4 | 30 | 17 | 1023.7728 | 0
2031 | 4 | 30 | 18 | 1012.0906 | 0
2031 | 4 | 30 | 19 | 996.6828 | 0
2031 | 4 | 30 | 20 | 990.2858 | 0
2031 | 4 | 30 | 21 | 969.5422 | 0
2031 | 4 | 30 | 22 | 932.2713 | 0
2031 | 4 | 30 | 23 | 891.8696 | 0
2031 | 5 | 1 | 0 | 858.2114 | 0
2031 | 5 | 1 | 1 | 838.1267 | 0
2031 | 5 | 1 | 2 | 787.0508 | 0
2031 | 5 | 1 | 3 | 781.2702 | 0
2031 | 5 | 1 | 4 | 781.9221 | 0
2031 | 5 | 1 | 5 | 794.016 | 0
2031 | 5 | 1 | 6 | 830.1366 | 0
2031 | 5 | 1 | 7 | 866.2573 | 0
2031 | 5 | 1 | 8 | 885.6923 | 0
2031 | 5 | 1 | 9 | 911.179 | 0
2031 | 5 | 1 | 10 | 924.3828 | 0
2031 | 5 | 1 | 11 | 932.3866 | 0
2031 | 5 | 1 | 12 | 938.9719 | 0
2031 | 5 | 1 | 13 | 942.2026 | 0
2031 | 5 | 1 | 14 | 939.7901 | 0
2031 | 5 | 1 | 15 | 942.5378 | 0
2031 | 5 | 1 | 16 | 946.6507 | 0
2031 | 5 | 1 | 17 | 943.501 | 0
2031 | 5 | 1 | 18 | 917.6207 | 0
2031 | 5 | 1 | 19 | 893.8186 | 0
2031 | 5 | 1 | 20 | 905.9551 | 0
2031 | 5 | 1 | 21 | 895.6335 | 0
2031 | 5 | 1 | 22 | 856.8575 | 0
2031 | 5 | 1 | 23 | 827.4587 | 0
2031 | 5 | 2 | 0 | 803.2092 | 0
2031 | 5 | 2 | 1 | 805.2287 | 0
2031 | 5 | 2 | 2 | 761.2368 | 0
2031 | 5 | 2 | 3 | 756.7104 | 0
2031 | 5 | 2 | 4 | 757.0415 | 0
2031 | 5 | 2 | 5 | 765.6183 | 0
2031 | 5 | 2 | 6 | 796.9487 | 0
2031 | 5 | 2 | 7 | 828.2791 | 0
2031 | 5 | 2 | 8 | 840.5599 | 0
2031 | 5 | 2 | 9 | 881.5139 | 0
2031 | 5 | 2 | 10 | 904.8152 | 0
2031 | 5 | 2 | 11 | 917.6833 | 0
2031 | 5 | 2 | 12 | 921.7386 | 0
2031 | 5 | 2 | 13 | 921.2042 | 0
2031 | 5 | 2 | 14 | 914.3755 | 0
2031 | 5 | 2 | 15 | 908.8501 | 0
2031 | 5 | 2 | 16 | 900.4446 | 0
2031 | 5 | 2 | 17 | 890.7949 | 0
2031 | 5 | 2 | 18 | 871.7561 | 0
2031 | 5 | 2 | 19 | 857.1442 | 0
2031 | 5 | 2 | 20 | 862.5712 | 0
2031 | 5 | 2 | 21 | 852.8862 | 0
2031 | 5 | 2 | 22 | 831.0433 | 0
2031 | 5 | 2 | 23 | 809.4765 | 0
2031 | 5 | 3 | 0 | 787.263 | 0
2031 | 5 | 3 | 1 | 754.1221 | 0
2031 | 5 | 3 | 2 | 691.428 | 0
2031 | 5 | 3 | 3 | 688.4574 | 0
2031 | 5 | 3 | 4 | 685.0335 | 0
2031 | 5 | 3 | 5 | 681.8803 | 0
2031 | 5 | 3 | 6 | 683.7206 | 0
2031 | 5 | 3 | 7 | 690.9912 | 0
2031 | 5 | 3 | 8 | 693.7042 | 0
2031 | 5 | 3 | 9 | 707.2648 | 0
2031 | 5 | 3 | 10 | 731.8449 | 0
2031 | 5 | 3 | 11 | 744.6427 | 0
2031 | 5 | 3 | 12 | 750.1346 | 0
2031 | 5 | 3 | 13 | 747.1983 | 0
2031 | 5 | 3 | 14 | 740.4407 | 0
2031 | 5 | 3 | 15 | 737.1739 | 0
2031 | 5 | 3 | 16 | 735.0634 | 0
2031 | 5 | 3 | 17 | 731.7965 | 0
2031 | 5 | 3 | 18 | 722.7866 | 0
2031 | 5 | 3 | 19 | 720.0255 | 0
2031 | 5 | 3 | 20 | 716.722 | 0
2031 | 5 | 3 | 21 | 717.1059 | 0
2031 | 5 | 3 | 22 | 709.9617 | 0
2031 | 5 | 3 | 23 | 706.8451 | 0
2031 | 5 | 4 | 0 | 699.0623 | 0
2031 | 5 | 4 | 1 | 660.2031 | 0
2031 | 5 | 4 | 2 | 618.5445 | 0
2031 | 5 | 4 | 3 | 612.8151 | 0
2031 | 5 | 4 | 4 | 609.012 | 0
2031 | 5 | 4 | 5 | 606.7941 | 0
2031 | 5 | 4 | 6 | 607.9701 | 0
2031 | 5 | 4 | 7 | 609.1461 | 0
2031 | 5 | 4 | 8 | 629.4981 | 0
2031 | 5 | 4 | 9 | 654.8702 | 0
2031 | 5 | 4 | 10 | 675.0438 | 0
2031 | 5 | 4 | 11 | 698.8647 | 0
2031 | 5 | 4 | 12 | 711.5037 | 0
2031 | 5 | 4 | 13 | 714.0608 | 0
2031 | 5 | 4 | 14 | 713.7224 | 0
2031 | 5 | 4 | 15 | 715.4156 | 0
2031 | 5 | 4 | 16 | 722.8733 | 0
2031 | 5 | 4 | 17 | 731.2494 | 0
2031 | 5 | 4 | 18 | 732.5432 | 0
2031 | 5 | 4 | 19 | 728.7178 | 0
2031 | 5 | 4 | 20 | 721.435 | 0
2031 | 5 | 4 | 21 | 716.4992 | 0
2031 | 5 | 4 | 22 | 691.1372 | 0
2031 | 5 | 4 | 23 | 672.403 | 0
2031 | 5 | 5 | 0 | 652.1338 | 0
2031 | 5 | 5 | 1 | 641.9845 | 0
2031 | 5 | 5 | 2 | 629.0455 | 0
2031 | 5 | 5 | 3 | 624.2522 | 0
2031 | 5 | 5 | 4 | 624.677 | 0
2031 | 5 | 5 | 5 | 641.5336 | 0
2031 | 5 | 5 | 6 | 678.0635 | 0
2031 | 5 | 5 | 7 | 729.7003 | 0
2031 | 5 | 5 | 8 | 761.8338 | 0
2031 | 5 | 5 | 9 | 799.5802 | 0
2031 | 5 | 5 | 10 | 819.6453 | 0
2031 | 5 | 5 | 11 | 837.6598 | 0
2031 | 5 | 5 | 12 | 847.8626 | 0
2031 | 5 | 5 | 13 | 853.2661 | 0
2031 | 5 | 5 | 14 | 853.069 | 0
2031 | 5 | 5 | 15 | 853.7896 | 0
2031 | 5 | 5 | 16 | 857.4007 | 0
2031 | 5 | 5 | 17 | 856.1529 | 0
2031 | 5 | 5 | 18 | 838.9015 | 0
2031 | 5 | 5 | 19 | 814.0091 | 0
2031 | 5 | 5 | 20 | 802.9924 | 0
2031 | 5 | 5 | 21 | 783.4663 | 0
2031 | 5 | 5 | 22 | 745.7867 | 0
2031 | 5 | 5 | 23 | 710.3259 | 0
2031 | 5 | 6 | 0 | 681.8984 | 0
2031 | 5 | 6 | 1 | 674.6065 | 0
2031 | 5 | 6 | 2 | 662.228 | 0
2031 | 5 | 6 | 3 | 657.2266 | 0
2031 | 5 | 6 | 4 | 656.3945 | 0
2031 | 5 | 6 | 5 | 669.11 | 0
2031 | 5 | 6 | 6 | 699.3145 | 0
2031 | 5 | 6 | 7 | 752.8334 | 0
2031 | 5 | 6 | 8 | 783.4123 | 0
2031 | 5 | 6 | 9 | 817.7288 | 0
2031 | 5 | 6 | 10 | 840.671 | 0
2031 | 5 | 6 | 11 | 863.3698 | 0
2031 | 5 | 6 | 12 | 880.5583 | 0
2031 | 5 | 6 | 13 | 893.8544 | 0
2031 | 5 | 6 | 14 | 897.5276 | 0
2031 | 5 | 6 | 15 | 902.9882 | 0
2031 | 5 | 6 | 16 | 897.1433 | 0
2031 | 5 | 6 | 17 | 889.1489 | 0
2031 | 5 | 6 | 18 | 876.0831 | 0
2031 | 5 | 6 | 19 | 857.1843 | 0
2031 | 5 | 6 | 20 | 832.2755 | 0
2031 | 5 | 6 | 21 | 810.2984 | 0
2031 | 5 | 6 | 22 | 770.9317 | 0
2031 | 5 | 6 | 23 | 733.6693 | 0
2031 | 5 | 7 | 0 | 703.1204 | 0
2031 | 5 | 7 | 1 | 686.1632 | 0
2031 | 5 | 7 | 2 | 671.752 | 0
2031 | 5 | 7 | 3 | 666.5374 | 0
2031 | 5 | 7 | 4 | 664.6903 | 0
2031 | 5 | 7 | 5 | 676.5945 | 0
2031 | 5 | 7 | 6 | 705.608 | 0
2031 | 5 | 7 | 7 | 745.3059 | 0
2031 | 5 | 7 | 8 | 776.9035 | 0
2031 | 5 | 7 | 9 | 812.7569 | 0
2031 | 5 | 7 | 10 | 838.3913 | 0
2031 | 5 | 7 | 11 | 854.1896 | 0
2031 | 5 | 7 | 12 | 864.5386 | 0
2031 | 5 | 7 | 13 | 871.2651 | 0
2031 | 5 | 7 | 14 | 873.7064 | 0
2031 | 5 | 7 | 15 | 877.9646 | 0
2031 | 5 | 7 | 16 | 883.9084 | 0
2031 | 5 | 7 | 17 | 881.9633 | 0
2031 | 5 | 7 | 18 | 871.6775 | 0
2031 | 5 | 7 | 19 | 848.4699 | 0
2031 | 5 | 7 | 20 | 832.9399 | 0
2031 | 5 | 7 | 21 | 816.26 | 0
2031 | 5 | 7 | 22 | 781.8243 | 0
2031 | 5 | 7 | 23 | 747.2605 | 0
2031 | 5 | 8 | 0 | 714.6945 | 0
2031 | 5 | 8 | 1 | 662.3262 | 0
2031 | 5 | 8 | 2 | 644.6957 | 0
2031 | 5 | 8 | 3 | 638.6316 | 0
2031 | 5 | 8 | 4 | 636.9717 | 0
2031 | 5 | 8 | 5 | 656.2955 | 0
2031 | 5 | 8 | 6 | 698.4254 | 0
2031 | 5 | 8 | 7 | 750.4225 | 0
2031 | 5 | 8 | 8 | 775.7553 | 0
2031 | 5 | 8 | 9 | 803.0428 | 0
2031 | 5 | 8 | 10 | 821.7684 | 0
2031 | 5 | 8 | 11 | 834.2913 | 0
2031 | 5 | 8 | 12 | 839.2595 | 0
2031 | 5 | 8 | 13 | 842.1615 | 0
2031 | 5 | 8 | 14 | 838.0054 | 0
2031 | 5 | 8 | 15 | 834.2501 | 0
2031 | 5 | 8 | 16 | 833.0183 | 0
2031 | 5 | 8 | 17 | 832.7586 | 0
2031 | 5 | 8 | 18 | 823.6913 | 0
2031 | 5 | 8 | 19 | 814.3539 | 0
2031 | 5 | 8 | 20 | 806.6848 | 0
2031 | 5 | 8 | 21 | 790.7028 | 0
2031 | 5 | 8 | 22 | 747.7181 | 0
2031 | 5 | 8 | 23 | 707.8248 | 0
2031 | 5 | 9 | 0 | 673.0232 | 0
2031 | 5 | 9 | 1 | 689.9107 | 0
2031 | 5 | 9 | 2 | 675.6125 | 0
2031 | 5 | 9 | 3 | 670.3814 | 0
2031 | 5 | 9 | 4 | 670.2697 | 0
2031 | 5 | 9 | 5 | 682.7163 | 0
2031 | 5 | 9 | 6 | 719.6726 | 0
2031 | 5 | 9 | 7 | 743.5033 | 0
2031 | 5 | 9 | 8 | 770.996 | 0
2031 | 5 | 9 | 9 | 804.172 | 0
2031 | 5 | 9 | 10 | 824.1263 | 0
2031 | 5 | 9 | 11 | 837.0904 | 0
2031 | 5 | 9 | 12 | 843.3029 | 0
2031 | 5 | 9 | 13 | 848.2611 | 0
2031 | 5 | 9 | 14 | 843.1271 | 0
2031 | 5 | 9 | 15 | 840.645 | 0
2031 | 5 | 9 | 16 | 837.9592 | 0
2031 | 5 | 9 | 17 | 839.1662 | 0
2031 | 5 | 9 | 18 | 832.1627 | 0
2031 | 5 | 9 | 19 | 813.9485 | 0
2031 | 5 | 9 | 20 | 801.0216 | 0
2031 | 5 | 9 | 21 | 779.745 | 0
2031 | 5 | 9 | 22 | 754.4611 | 0
2031 | 5 | 9 | 23 | 728.4408 | 0
2031 | 5 | 10 | 0 | 702.6444 | 0
2031 | 5 | 10 | 1 | 660.9165 | 0
2031 | 5 | 10 | 2 | 619.1885 | 0
2031 | 5 | 10 | 3 | 612.7215 | 0
2031 | 5 | 10 | 4 | 609.7557 | 0
2031 | 5 | 10 | 5 | 613.6387 | 0
2031 | 5 | 10 | 6 | 626.7528 | 0
2031 | 5 | 10 | 7 | 639.867 | 0
2031 | 5 | 10 | 8 | 661.4668 | 0
2031 | 5 | 10 | 9 | 689.4578 | 0
2031 | 5 | 10 | 10 | 719.8955 | 0
2031 | 5 | 10 | 11 | 734.2022 | 0
2031 | 5 | 10 | 12 | 733.9955 | 0
2031 | 5 | 10 | 13 | 724.1911 | 0
2031 | 5 | 10 | 14 | 711.1183 | 0
2031 | 5 | 10 | 15 | 700.226 | 0
2031 | 5 | 10 | 16 | 699.1286 | 0
2031 | 5 | 10 | 17 | 697.3164 | 0
2031 | 5 | 10 | 18 | 695.9049 | 0
2031 | 5 | 10 | 19 | 692.7256 | 0
2031 | 5 | 10 | 20 | 694.7521 | 0
2031 | 5 | 10 | 21 | 687.7467 | 0
2031 | 5 | 10 | 22 | 672.6394 | 0
2031 | 5 | 10 | 23 | 655.8407 | 0
2031 | 5 | 11 | 0 | 636.199 | 0
2031 | 5 | 11 | 1 | 616.9369 | 0
2031 | 5 | 11 | 2 | 603.0483 | 0
2031 | 5 | 11 | 3 | 597.6615 | 0
2031 | 5 | 11 | 4 | 595.7024 | 0
2031 | 5 | 11 | 5 | 599.3307 | 0
2031 | 5 | 11 | 6 | 607.1891 | 0
2031 | 5 | 11 | 7 | 615.0475 | 0
2031 | 5 | 11 | 8 | 629.621 | 0
2031 | 5 | 11 | 9 | 651.9586 | 0
2031 | 5 | 11 | 10 | 670.8872 | 0
2031 | 5 | 11 | 11 | 690.6058 | 0
2031 | 5 | 11 | 12 | 701.6506 | 0
2031 | 5 | 11 | 13 | 700.2147 | 0
2031 | 5 | 11 | 14 | 696.0956 | 0
2031 | 5 | 11 | 15 | 694.8101 | 0
2031 | 5 | 11 | 16 | 700.3228 | 0
2031 | 5 | 11 | 17 | 706.2929 | 0
2031 | 5 | 11 | 18 | 703.6729 | 0
2031 | 5 | 11 | 19 | 702.81 | 0
2031 | 5 | 11 | 20 | 702.3956 | 0
2031 | 5 | 11 | 21 | 699.6434 | 0
2031 | 5 | 11 | 22 | 674.0663 | 0
2031 | 5 | 11 | 23 | 651.1345 | 0
2031 | 5 | 12 | 0 | 630.33 | 0
2031 | 5 | 12 | 1 | 629.6147 | 0
2031 | 5 | 12 | 2 | 617.2469 | 0
2031 | 5 | 12 | 3 | 615.134 | 0
2031 | 5 | 12 | 4 | 617.6066 | 0
2031 | 5 | 12 | 5 | 638.4995 | 0
2031 | 5 | 12 | 6 | 689.8599 | 0
2031 | 5 | 12 | 7 | 741.2203 | 0
2031 | 5 | 12 | 8 | 777.2799 | 0
2031 | 5 | 12 | 9 | 798.9133 | 0
2031 | 5 | 12 | 10 | 814.154 | 0
2031 | 5 | 12 | 11 | 828.8496 | 0
2031 | 5 | 12 | 12 | 836.9554 | 0
2031 | 5 | 12 | 13 | 841.1933 | 0
2031 | 5 | 12 | 14 | 838.6121 | 0
2031 | 5 | 12 | 15 | 838.3572 | 0
2031 | 5 | 12 | 16 | 842.0168 | 0
2031 | 5 | 12 | 17 | 839.7465 | 0
2031 | 5 | 12 | 18 | 822.2524 | 0
2031 | 5 | 12 | 19 | 805.1191 | 0
2031 | 5 | 12 | 20 | 797.7294 | 0
2031 | 5 | 12 | 21 | 779.8527 | 0
2031 | 5 | 12 | 22 | 741.831 | 0
2031 | 5 | 12 | 23 | 701.7267 | 0
2031 | 5 | 13 | 0 | 668.5952 | 0
2031 | 5 | 13 | 1 | 674.8253 | 0
2031 | 5 | 13 | 2 | 660.8976 | 0
2031 | 5 | 13 | 3 | 657.1675 | 0
2031 | 5 | 13 | 4 | 656.2775 | 0
2031 | 5 | 13 | 5 | 673.8708 | 0
2031 | 5 | 13 | 6 | 709.1849 | 0
2031 | 5 | 13 | 7 | 767.2565 | 0
2031 | 5 | 13 | 8 | 806.9805 | 0
2031 | 5 | 13 | 9 | 827.5255 | 0
2031 | 5 | 13 | 10 | 839.4885 | 0
2031 | 5 | 13 | 11 | 851.3963 | 0
2031 | 5 | 13 | 12 | 858.3341 | 0
2031 | 5 | 13 | 13 | 860.7199 | 0
2031 | 5 | 13 | 14 | 856.7626 | 0
2031 | 5 | 13 | 15 | 854.1131 | 0
2031 | 5 | 13 | 16 | 845.0339 | 0
2031 | 5 | 13 | 17 | 840.9433 | 0
2031 | 5 | 13 | 18 | 833.429 | 0
2031 | 5 | 13 | 19 | 817.4107 | 0
2031 | 5 | 13 | 20 | 801.5121 | 0
2031 | 5 | 13 | 21 | 781.6939 | 0
2031 | 5 | 13 | 22 | 745.7033 | 0
2031 | 5 | 13 | 23 | 710.3319 | 0
2031 | 5 | 14 | 0 | 680.6153 | 0
2031 | 5 | 14 | 1 | 673.3036 | 0
2031 | 5 | 14 | 2 | 659.1054 | 0
2031 | 5 | 14 | 3 | 654.1889 | 0
2031 | 5 | 14 | 4 | 653.6093 | 0
2031 | 5 | 14 | 5 | 669.9251 | 0
2031 | 5 | 14 | 6 | 707.7957 | 0
2031 | 5 | 14 | 7 | 758.6502 | 0
2031 | 5 | 14 | 8 | 792.5601 | 0
2031 | 5 | 14 | 9 | 815.3803 | 0
2031 | 5 | 14 | 10 | 835.7684 | 0
2031 | 5 | 14 | 11 | 847.5889 | 0
2031 | 5 | 14 | 12 | 855.1795 | 0
2031 | 5 | 14 | 13 | 857.4944 | 0
2031 | 5 | 14 | 14 | 855.486 | 0
2031 | 5 | 14 | 15 | 855.1553 | 0
2031 | 5 | 14 | 16 | 860.6781 | 0
2031 | 5 | 14 | 17 | 863.7052 | 0
2031 | 5 | 14 | 18 | 858.506 | 0
2031 | 5 | 14 | 19 | 843.1606 | 0
2031 | 5 | 14 | 20 | 828.2641 | 0
2031 | 5 | 14 | 21 | 810.8738 | 0
2031 | 5 | 14 | 22 | 771.1931 | 0
2031 | 5 | 14 | 23 | 732.6261 | 0
2031 | 5 | 15 | 0 | 697.5858 | 0
2031 | 5 | 15 | 1 | 679.8492 | 0
2031 | 5 | 15 | 2 | 662.1126 | 0
2031 | 5 | 15 | 3 | 656.3619 | 0
2031 | 5 | 15 | 4 | 656.6221 | 0
2031 | 5 | 15 | 5 | 672.3037 | 0
2031 | 5 | 15 | 6 | 718.3281 | 0
2031 | 5 | 15 | 7 | 764.3524 | 0
2031 | 5 | 15 | 8 | 789.9397 | 0
2031 | 5 | 15 | 9 | 815.6526 | 0
2031 | 5 | 15 | 10 | 838.8813 | 0
2031 | 5 | 15 | 11 | 856.3445 | 0
2031 | 5 | 15 | 12 | 865.7099 | 0
2031 | 5 | 15 | 13 | 874.4693 | 0
2031 | 5 | 15 | 14 | 876.4617 | 0
2031 | 5 | 15 | 15 | 879.4672 | 0
2031 | 5 | 15 | 16 | 881.6509 | 0
2031 | 5 | 15 | 17 | 875.8559 | 0
2031 | 5 | 15 | 18 | 855.2429 | 0
2031 | 5 | 15 | 19 | 840.4684 | 0
2031 | 5 | 15 | 20 | 824.0364 | 0
2031 | 5 | 15 | 21 | 814.1169 | 0
2031 | 5 | 15 | 22 | 778.741 | 0
2031 | 5 | 15 | 23 | 743.5627 | 0
2031 | 5 | 16 | 0 | 711.8069 | 0
2031 | 5 | 16 | 1 | 659.3177 | 0
2031 | 5 | 16 | 2 | 648.7202 | 0
2031 | 5 | 16 | 3 | 644.9236 | 0
2031 | 5 | 16 | 4 | 647.1946 | 0
2031 | 5 | 16 | 5 | 662.071 | 0
2031 | 5 | 16 | 6 | 697.6565 | 0
2031 | 5 | 16 | 7 | 733.2419 | 0
2031 | 5 | 16 | 8 | 766.9982 | 0
2031 | 5 | 16 | 9 | 790.5874 | 0
2031 | 5 | 16 | 10 | 811.5527 | 0
2031 | 5 | 16 | 11 | 821.1198 | 0
2031 | 5 | 16 | 12 | 825.3207 | 0
2031 | 5 | 16 | 13 | 828.332 | 0
2031 | 5 | 16 | 14 | 824.8513 | 0
2031 | 5 | 16 | 15 | 823.2825 | 0
2031 | 5 | 16 | 16 | 823.5357 | 0
2031 | 5 | 16 | 17 | 814.4367 | 0
2031 | 5 | 16 | 18 | 797.6937 | 0
2031 | 5 | 16 | 19 | 779.9947 | 0
2031 | 5 | 16 | 20 | 783.8952 | 0
2031 | 5 | 16 | 21 | 778.8825 | 0
2031 | 5 | 16 | 22 | 756.5757 | 0
2031 | 5 | 16 | 23 | 724.2172 | 0
2031 | 5 | 17 | 0 | 694.6891 | 0
2031 | 5 | 17 | 1 | 654.6226 | 0
2031 | 5 | 17 | 2 | 614.5562 | 0
2031 | 5 | 17 | 3 | 607.0163 | 0
2031 | 5 | 17 | 4 | 602.501 | 0
2031 | 5 | 17 | 5 | 603.9524 | 0
2031 | 5 | 17 | 6 | 615.2587 | 0
2031 | 5 | 17 | 7 | 626.5649 | 0
2031 | 5 | 17 | 8 | 649.5747 | 0
2031 | 5 | 17 | 9 | 675.9309 | 0
2031 | 5 | 17 | 10 | 707.9601 | 0
2031 | 5 | 17 | 11 | 725.2203 | 0
2031 | 5 | 17 | 12 | 731.2914 | 0
2031 | 5 | 17 | 13 | 726.1784 | 0
2031 | 5 | 17 | 14 | 717.9837 | 0
2031 | 5 | 17 | 15 | 712.6512 | 0
2031 | 5 | 17 | 16 | 713.2768 | 0
2031 | 5 | 17 | 17 | 718.0462 | 0
2031 | 5 | 17 | 18 | 713.0561 | 0
2031 | 5 | 17 | 19 | 708.5675 | 0
2031 | 5 | 17 | 20 | 703.37 | 0
2031 | 5 | 17 | 21 | 694.4254 | 0
2031 | 5 | 17 | 22 | 679.5803 | 0
2031 | 5 | 17 | 23 | 663.0063 | 0
2031 | 5 | 18 | 0 | 645.4201 | 0
2031 | 5 | 18 | 1 | 613.1598 | 0
2031 | 5 | 18 | 2 | 597.9888 | 0
2031 | 5 | 18 | 3 | 591.5248 | 0
2031 | 5 | 18 | 4 | 586.6028 | 0
2031 | 5 | 18 | 5 | 583.7987 | 0
2031 | 5 | 18 | 6 | 587.7415 | 0
2031 | 5 | 18 | 7 | 591.6843 | 0
2031 | 5 | 18 | 8 | 612.0261 | 0
2031 | 5 | 18 | 9 | 642.9674 | 0
2031 | 5 | 18 | 10 | 663.7039 | 0
2031 | 5 | 18 | 11 | 686.2626 | 0
2031 | 5 | 18 | 12 | 700.7251 | 0
2031 | 5 | 18 | 13 | 705.269 | 0
2031 | 5 | 18 | 14 | 706.9254 | 0
2031 | 5 | 18 | 15 | 711.8381 | 0
2031 | 5 | 18 | 16 | 720.4405 | 0
2031 | 5 | 18 | 17 | 728.485 | 0
2031 | 5 | 18 | 18 | 728.2935 | 0
2031 | 5 | 18 | 19 | 719.6212 | 0
2031 | 5 | 18 | 20 | 711.3033 | 0
2031 | 5 | 18 | 21 | 708.7025 | 0
2031 | 5 | 18 | 22 | 685.4396 | 0
2031 | 5 | 18 | 23 | 661.4137 | 0
2031 | 5 | 19 | 0 | 637.1549 | 0
2031 | 5 | 19 | 1 | 614.7697 | 0
2031 | 5 | 19 | 2 | 592.3844 | 0
2031 | 5 | 19 | 3 | 586.0483 | 0
2031 | 5 | 19 | 4 | 581.7996 | 0
2031 | 5 | 19 | 5 | 580.1206 | 0
2031 | 5 | 19 | 6 | 584.2875 | 0
2031 | 5 | 19 | 7 | 588.4544 | 0
2031 | 5 | 19 | 8 | 607.7981 | 0
2031 | 5 | 19 | 9 | 635.3783 | 0
2031 | 5 | 19 | 10 | 648.7858 | 0
2031 | 5 | 19 | 11 | 667.8314 | 0
2031 | 5 | 19 | 12 | 684.2557 | 0
2031 | 5 | 19 | 13 | 685.9017 | 0
2031 | 5 | 19 | 14 | 684.6671 | 0
2031 | 5 | 19 | 15 | 686.3588 | 0
2031 | 5 | 19 | 16 | 697.2494 | 0
2031 | 5 | 19 | 17 | 710.8957 | 0
2031 | 5 | 19 | 18 | 706.6318 | 0
2031 | 5 | 19 | 19 | 695.5546 | 0
2031 | 5 | 19 | 20 | 687.2232 | 0
2031 | 5 | 19 | 21 | 681.6393 | 0
2031 | 5 | 19 | 22 | 658.0737 | 0
2031 | 5 | 19 | 23 | 640.5057 | 0
2031 | 5 | 20 | 0 | 640.727 | 0
2031 | 5 | 20 | 1 | 672.603 | 0
2031 | 5 | 20 | 2 | 666.7834 | 0
2031 | 5 | 20 | 3 | 662.3208 | 0
2031 | 5 | 20 | 4 | 661.4669 | 0
2031 | 5 | 20 | 5 | 674.0314 | 0
2031 | 5 | 20 | 6 | 714.652 | 0
2031 | 5 | 20 | 7 | 755.2726 | 0
2031 | 5 | 20 | 8 | 778.7486 | 0
2031 | 5 | 20 | 9 | 797.761 | 0
2031 | 5 | 20 | 10 | 809.3983 | 0
2031 | 5 | 20 | 11 | 819.2492 | 0
2031 | 5 | 20 | 12 | 825.024 | 0
2031 | 5 | 20 | 13 | 827.8874 | 0
2031 | 5 | 20 | 14 | 823.9157 | 0
2031 | 5 | 20 | 15 | 822.8428 | 0
2031 | 5 | 20 | 16 | 815.6578 | 0
2031 | 5 | 20 | 17 | 813.4772 | 0
2031 | 5 | 20 | 18 | 802.1284 | 0
2031 | 5 | 20 | 19 | 785.871 | 0
2031 | 5 | 20 | 20 | 778.5854 | 0
2031 | 5 | 20 | 21 | 770.7073 | 0
2031 | 5 | 20 | 22 | 744.2279 | 0
2031 | 5 | 20 | 23 | 716.8953 | 0
2031 | 5 | 21 | 0 | 694.449 | 0
2031 | 5 | 21 | 1 | 677.4636 | 0
2031 | 5 | 21 | 2 | 663.0745 | 0
2031 | 5 | 21 | 3 | 658.5789 | 0
2031 | 5 | 21 | 4 | 658.3101 | 0
2031 | 5 | 21 | 5 | 673.4411 | 0
2031 | 5 | 21 | 6 | 707.3389 | 0
2031 | 5 | 21 | 7 | 758.4063 | 0
2031 | 5 | 21 | 8 | 787.5816 | 0
2031 | 5 | 21 | 9 | 816.724 | 0
2031 | 5 | 21 | 10 | 844.4438 | 0
2031 | 5 | 21 | 11 | 861.0331 | 0
2031 | 5 | 21 | 12 | 870.8761 | 0
2031 | 5 | 21 | 13 | 877.4688 | 0
2031 | 5 | 21 | 14 | 878.3172 | 0
2031 | 5 | 21 | 15 | 881.2398 | 0
2031 | 5 | 21 | 16 | 888.8563 | 0
2031 | 5 | 21 | 17 | 888.3236 | 0
2031 | 5 | 21 | 18 | 876.8796 | 0
2031 | 5 | 21 | 19 | 860.0752 | 0
2031 | 5 | 21 | 20 | 847.9881 | 0
2031 | 5 | 21 | 21 | 828.5837 | 0
2031 | 5 | 21 | 22 | 792.5817 | 0
2031 | 5 | 21 | 23 | 754.9746 | 0
2031 | 5 | 22 | 0 | 721.8378 | 0
2031 | 5 | 22 | 1 | 681.2515 | 0
2031 | 5 | 22 | 2 | 665.8325 | 0
2031 | 5 | 22 | 3 | 658.9554 | 0
2031 | 5 | 22 | 4 | 658.257 | 0
2031 | 5 | 22 | 5 | 671.3193 | 0
2031 | 5 | 22 | 6 | 706.1866 | 0
2031 | 5 | 22 | 7 | 757.8106 | 0
2031 | 5 | 22 | 8 | 791.5908 | 0
2031 | 5 | 22 | 9 | 831.9474 | 0
2031 | 5 | 22 | 10 | 864.7006 | 0
2031 | 5 | 22 | 11 | 887.3889 | 0
2031 | 5 | 22 | 12 | 901.8095 | 0
2031 | 5 | 22 | 13 | 914.9308 | 0
2031 | 5 | 22 | 14 | 921.7702 | 0
2031 | 5 | 22 | 15 | 928.8476 | 0
2031 | 5 | 22 | 16 | 937.2948 | 0
2031 | 5 | 22 | 17 | 933.6793 | 0
2031 | 5 | 22 | 18 | 919.2496 | 0
2031 | 5 | 22 | 19 | 896.3931 | 0
2031 | 5 | 22 | 20 | 872.6307 | 0
2031 | 5 | 22 | 21 | 844.6793 | 0
2031 | 5 | 22 | 22 | 806.8081 | 0
2031 | 5 | 22 | 23 | 767.7126 | 0
2031 | 5 | 23 | 0 | 732.5332 | 0
2031 | 5 | 23 | 1 | 717.8484 | 0
2031 | 5 | 23 | 2 | 698.7118 | 0
2031 | 5 | 23 | 3 | 688.9887 | 0
2031 | 5 | 23 | 4 | 685.8442 | 0
2031 | 5 | 23 | 5 | 695.6036 | 0
2031 | 5 | 23 | 6 | 730.6988 | 0
2031 | 5 | 23 | 7 | 787.4905 | 0
2031 | 5 | 23 | 8 | 832.1603 | 0
2031 | 5 | 23 | 9 | 886.6767 | 0
2031 | 5 | 23 | 10 | 932.1376 | 0
2031 | 5 | 23 | 11 | 963.8258 | 0
2031 | 5 | 23 | 12 | 983.8295 | 0
2031 | 5 | 23 | 13 | 1002.2768 | 2.2768
2031 | 5 | 23 | 14 | 1012.9769 | 12.9769
2031 | 5 | 23 | 15 | 1023.4598 | 23.4598
2031 | 5 | 23 | 16 | 1031.9403 | 31.9403
2031 | 5 | 23 | 17 | 1027.1562 | 27.1562
2031 | 5 | 23 | 18 | 1003.2255 | 3.2255
2031 | 5 | 23 | 19 | 972.1502 | 0
2031 | 5 | 23 | 20 | 932.8681 | 0
2031 | 5 | 23 | 21 | 903.9401 | 0
2031 | 5 | 23 | 22 | 867.5598 | 0
2031 | 5 | 23 | 23 | 823.1987 | 0
2031 | 5 | 24 | 0 | 780.7987 | 0
2031 | 5 | 24 | 1 | 726.7215 | 0
2031 | 5 | 24 | 2 | 672.6443 | 0
2031 | 5 | 24 | 3 | 656.594 | 0
2031 | 5 | 24 | 4 | 646.7138 | 0
2031 | 5 | 24 | 5 | 645.0745 | 0
2031 | 5 | 24 | 6 | 658.9068 | 0
2031 | 5 | 24 | 7 | 672.7391 | 0
2031 | 5 | 24 | 8 | 704.4517 | 0
2031 | 5 | 24 | 9 | 734.0121 | 0
2031 | 5 | 24 | 10 | 770.3155 | 0
2031 | 5 | 24 | 11 | 795.7007 | 0
2031 | 5 | 24 | 12 | 807.2575 | 0
2031 | 5 | 24 | 13 | 807.6045 | 0
2031 | 5 | 24 | 14 | 804.7913 | 0
2031 | 5 | 24 | 15 | 801.5467 | 0
2031 | 5 | 24 | 16 | 804.8976 | 0
2031 | 5 | 24 | 17 | 810.9192 | 0
2031 | 5 | 24 | 18 | 800.1684 | 0
2031 | 5 | 24 | 19 | 777.602 | 0
2031 | 5 | 24 | 20 | 764.506 | 0
2031 | 5 | 24 | 21 | 747.0999 | 0
2031 | 5 | 24 | 22 | 727.5488 | 0
2031 | 5 | 24 | 23 | 701.3618 | 0
2031 | 5 | 25 | 0 | 673.2782 | 0
2031 | 5 | 25 | 1 | 657.5189 | 0
2031 | 5 | 25 | 2 | 638.5302 | 0
2031 | 5 | 25 | 3 | 626.9151 | 0
2031 | 5 | 25 | 4 | 618.5995 | 0
2031 | 5 | 25 | 5 | 619.3089 | 0
2031 | 5 | 25 | 6 | 630.0312 | 0
2031 | 5 | 25 | 7 | 640.7534 | 0
2031 | 5 | 25 | 8 | 653.9944 | 0
2031 | 5 | 25 | 9 | 679.0953 | 0
2031 | 5 | 25 | 10 | 709.3044 | 0
2031 | 5 | 25 | 11 | 739.8998 | 0
2031 | 5 | 25 | 12 | 758.915 | 0
2031 | 5 | 25 | 13 | 766.1419 | 0
2031 | 5 | 25 | 14 | 765.9725 | 0
2031 | 5 | 25 | 15 | 769.9272 | 0
2031 | 5 | 25 | 16 | 775.6292 | 0
2031 | 5 | 25 | 17 | 778.9089 | 0
2031 | 5 | 25 | 18 | 767.1783 | 0
2031 | 5 | 25 | 19 | 761.639 | 0
2031 | 5 | 25 | 20 | 767.6471 | 0
2031 | 5 | 25 | 21 | 768.8425 | 0
2031 | 5 | 25 | 22 | 742.3642 | 0
2031 | 5 | 25 | 23 | 712.8873 | 0
2031 | 5 | 26 | 0 | 684.2671 | 0
2031 | 5 | 26 | 1 | 673.0018 | 0
2031 | 5 | 26 | 2 | 655.0343 | 0
2031 | 5 | 26 | 3 | 647.2794 | 0
2031 | 5 | 26 | 4 | 645.3198 | 0
2031 | 5 | 26 | 5 | 664.8006 | 0
2031 | 5 | 26 | 6 | 702.0775 | 0
2031 | 5 | 26 | 7 | 767.4245 | 0
2031 | 5 | 26 | 8 | 795.3406 | 0
2031 | 5 | 26 | 9 | 823.3491 | 0
2031 | 5 | 26 | 10 | 849.4331 | 0
2031 | 5 | 26 | 11 | 872.2415 | 0
2031 | 5 | 26 | 12 | 885.9114 | 0
2031 | 5 | 26 | 13 | 896.8184 | 0
2031 | 5 | 26 | 14 | 896.5392 | 0
2031 | 5 | 26 | 15 | 895.5272 | 0
2031 | 5 | 26 | 16 | 894.7837 | 0
2031 | 5 | 26 | 17 | 887.1936 | 0
2031 | 5 | 26 | 18 | 863.0415 | 0
2031 | 5 | 26 | 19 | 841.1346 | 0
2031 | 5 | 26 | 20 | 830.0518 | 0
2031 | 5 | 26 | 21 | 806.4277 | 0
2031 | 5 | 26 | 22 | 763.2945 | 0
2031 | 5 | 26 | 23 | 721.7544 | 0
2031 | 5 | 27 | 0 | 685.6619 | 0
2031 | 5 | 27 | 1 | 683.8059 | 0
2031 | 5 | 27 | 2 | 666.473 | 0
2031 | 5 | 27 | 3 | 657.7924 | 0
2031 | 5 | 27 | 4 | 653.4695 | 0
2031 | 5 | 27 | 5 | 665.6406 | 0
2031 | 5 | 27 | 6 | 693.6714 | 0
2031 | 5 | 27 | 7 | 749.888 | 0
2031 | 5 | 27 | 8 | 792.6955 | 0
2031 | 5 | 27 | 9 | 826.7473 | 0
2031 | 5 | 27 | 10 | 850.7307 | 0
2031 | 5 | 27 | 11 | 872.0956 | 0
2031 | 5 | 27 | 12 | 887.4424 | 0
2031 | 5 | 27 | 13 | 901.2042 | 0
2031 | 5 | 27 | 14 | 910.8379 | 0
2031 | 5 | 27 | 15 | 921.0948 | 0
2031 | 5 | 27 | 16 | 923.7699 | 0
2031 | 5 | 27 | 17 | 925.4642 | 0
2031 | 5 | 27 | 18 | 914.8113 | 0
2031 | 5 | 27 | 19 | 889.9877 | 0
2031 | 5 | 27 | 20 | 861.2538 | 0
2031 | 5 | 27 | 21 | 834.7198 | 0
2031 | 5 | 27 | 22 | 799.9096 | 0
2031 | 5 | 27 | 23 | 758.3497 | 0
2031 | 5 | 28 | 0 | 722.3201 | 0
2031 | 5 | 28 | 1 | 699.5837 | 0
2031 | 5 | 28 | 2 | 682.9838 | 0
2031 | 5 | 28 | 3 | 676.1311 | 0
2031 | 5 | 28 | 4 | 672.445 | 0
2031 | 5 | 28 | 5 | 685.4903 | 0
2031 | 5 | 28 | 6 | 714.7889 | 0
2031 | 5 | 28 | 7 | 767.098 | 0
2031 | 5 | 28 | 8 | 806.8205 | 0
2031 | 5 | 28 | 9 | 847.5508 | 0
2031 | 5 | 28 | 10 | 883.4617 | 0
2031 | 5 | 28 | 11 | 908.8118 | 0
2031 | 5 | 28 | 12 | 932.7106 | 0
2031 | 5 | 28 | 13 | 948.3454 | 0
2031 | 5 | 28 | 14 | 959.8468 | 0
2031 | 5 | 28 | 15 | 972.9939 | 0
2031 | 5 | 28 | 16 | 987.8092 | 0
2031 | 5 | 28 | 17 | 991.1019 | 0
2031 | 5 | 28 | 18 | 982.5824 | 0
2031 | 5 | 28 | 19 | 954.3834 | 0
2031 | 5 | 28 | 20 | 928.1532 | 0
2031 | 5 | 28 | 21 | 896.6319 | 0
2031 | 5 | 28 | 22 | 858.8315 | 0
2031 | 5 | 28 | 23 | 814.0825 | 0
2031 | 5 | 29 | 0 | 769.5944 | 0
2031 | 5 | 29 | 1 | 707.8293 | 0
2031 | 5 | 29 | 2 | 686.6493 | 0
2031 | 5 | 29 | 3 | 676.0065 | 0
2031 | 5 | 29 | 4 | 670.6153 | 0
2031 | 5 | 29 | 5 | 682.6929 | 0
2031 | 5 | 29 | 6 | 716.0817 | 0
2031 | 5 | 29 | 7 | 772.9906 | 0
2031 | 5 | 29 | 8 | 814.1663 | 0
2031 | 5 | 29 | 9 | 853.0086 | 0
2031 | 5 | 29 | 10 | 891.418 | 0
2031 | 5 | 29 | 11 | 919.8475 | 0
2031 | 5 | 29 | 12 | 937.7477 | 0
2031 | 5 | 29 | 13 | 952.9599 | 0
2031 | 5 | 29 | 14 | 962.2938 | 0
2031 | 5 | 29 | 15 | 971.7974 | 0
2031 | 5 | 29 | 16 | 979.776 | 0
2031 | 5 | 29 | 17 | 979.7425 | 0
2031 | 5 | 29 | 18 | 956.9757 | 0
2031 | 5 | 29 | 19 | 937.934 | 0
2031 | 5 | 29 | 20 | 911.3679 | 0
2031 | 5 | 29 | 21 | 884.1371 | 0
2031 | 5 | 29 | 22 | 845.343 | 0
2031 | 5 | 29 | 23 | 796.6825 | 0
2031 | 5 | 30 | 0 | 754.8979 | 0
2031 | 5 | 30 | 1 | 738.4162 | 0
2031 | 5 | 30 | 2 | 716.5732 | 0
2031 | 5 | 30 | 3 | 706.006 | 0
2031 | 5 | 30 | 4 | 701.3827 | 0
2031 | 5 | 30 | 5 | 716.4543 | 0
2031 | 5 | 30 | 6 | 752.2991 | 0
2031 | 5 | 30 | 7 | 810.1761 | 0
2031 | 5 | 30 | 8 | 849.7915 | 0
2031 | 5 | 30 | 9 | 905.1699 | 0
2031 | 5 | 30 | 10 | 952.2151 | 0
2031 | 5 | 30 | 11 | 986.0029 | 0
2031 | 5 | 30 | 12 | 1007.3218 | 7.3218
2031 | 5 | 30 | 13 | 1022.3562 | 22.3562
2031 | 5 | 30 | 14 | 1029.5387 | 29.5387
2031 | 5 | 30 | 15 | 1032.21 | 32.21
2031 | 5 | 30 | 16 | 1031.6344 | 31.6344
2031 | 5 | 30 | 17 | 1023.9075 | 23.9075
2031 | 5 | 30 | 18 | 1000.7747 | 0.77475
2031 | 5 | 30 | 19 | 983.206 | 0
2031 | 5 | 30 | 20 | 955.7496 | 0
2031 | 5 | 30 | 21 | 936.4805 | 0
2031 | 5 | 30 | 22 | 903.9378 | 0
2031 | 5 | 30 | 23 | 856.14 | 0
2031 | 5 | 31 | 0 | 812.0703 | 0
2031 | 5 | 31 | 1 | 755.5387 | 0
2031 | 5 | 31 | 2 | 718.458 | 0
2031 | 5 | 31 | 3 | 681.3773 | 0
2031 | 5 | 31 | 4 | 667.0424 | 0
2031 | 5 | 31 | 5 | 658.6711 | 0
2031 | 5 | 31 | 6 | 653.0726 | 0
2031 | 5 | 31 | 7 | 655.7218 | 0
2031 | 5 | 31 | 8 | 675.3388 | 0
2031 | 5 | 31 | 9 | 701.1573 | 0
2031 | 5 | 31 | 10 | 736.4847 | 0
2031 | 5 | 31 | 11 | 756.4313 | 0
2031 | 5 | 31 | 12 | 764.9945 | 0
2031 | 5 | 31 | 13 | 767.3931 | 0
2031 | 5 | 31 | 14 | 769.1077 | 0
2031 | 5 | 31 | 15 | 773.5433 | 0
2031 | 5 | 31 | 16 | 780.2318 | 0
2031 | 5 | 31 | 17 | 788.8012 | 0
2031 | 5 | 31 | 18 | 782.3161 | 0
2031 | 5 | 31 | 19 | 763.3897 | 0
2031 | 5 | 31 | 20 | 739.8207 | 0
2031 | 5 | 31 | 21 | 730.3194 | 0
2031 | 5 | 31 | 22 | 723.1567 | 0
2031 | 5 | 31 | 23 | 705.4833 | 0
2031 | 6 | 1 | 0 | 686.0695 | 0
2031 | 6 | 1 | 1 | 643.4873 | 0
2031 | 6 | 1 | 2 | 600.9052 | 0
2031 | 6 | 1 | 3 | 591.3455 | 0
2031 | 6 | 1 | 4 | 586.5739 | 0
2031 | 6 | 1 | 5 | 586.616 | 0
2031 | 6 | 1 | 6 | 590.7033 | 0
2031 | 6 | 1 | 7 | 605.5089 | 0
2031 | 6 | 1 | 8 | 618.5686 | 0
2031 | 6 | 1 | 9 | 643.2459 | 0
2031 | 6 | 1 | 10 | 663.3831 | 0
2031 | 6 | 1 | 11 | 682.537 | 0
2031 | 6 | 1 | 12 | 694.3598 | 0
2031 | 6 | 1 | 13 | 699.1509 | 0
2031 | 6 | 1 | 14 | 698.7092 | 0
2031 | 6 | 1 | 15 | 705.6503 | 0
2031 | 6 | 1 | 16 | 717.9385 | 0
2031 | 6 | 1 | 17 | 725.2824 | 0
2031 | 6 | 1 | 18 | 729.2846 | 0
2031 | 6 | 1 | 19 | 724.3003 | 0
2031 | 6 | 1 | 20 | 717.8157 | 0
2031 | 6 | 1 | 21 | 710.196 | 0
2031 | 6 | 1 | 22 | 689.901 | 0
2031 | 6 | 1 | 23 | 659.4405 | 0
2031 | 6 | 2 | 0 | 636.6216 | 0
2031 | 6 | 2 | 1 | 645.56 | 0
2031 | 6 | 2 | 2 | 633.5642 | 0
2031 | 6 | 2 | 3 | 629.8036 | 0
2031 | 6 | 2 | 4 | 629.8463 | 0
2031 | 6 | 2 | 5 | 647.0298 | 0
2031 | 6 | 2 | 6 | 683.2983 | 0
2031 | 6 | 2 | 7 | 736.1059 | 0
2031 | 6 | 2 | 8 | 764.6004 | 0
2031 | 6 | 2 | 9 | 794.9602 | 0
2031 | 6 | 2 | 10 | 818.4018 | 0
2031 | 6 | 2 | 11 | 840.8765 | 0
2031 | 6 | 2 | 12 | 855.0092 | 0
2031 | 6 | 2 | 13 | 865.7391 | 0
2031 | 6 | 2 | 14 | 867.7102 | 0
2031 | 6 | 2 | 15 | 873.1264 | 0
2031 | 6 | 2 | 16 | 881.8049 | 0
2031 | 6 | 2 | 17 | 881.0347 | 0
2031 | 6 | 2 | 18 | 873.4559 | 0
2031 | 6 | 2 | 19 | 858.682 | 0
2031 | 6 | 2 | 20 | 841.0434 | 0
2031 | 6 | 2 | 21 | 819.7055 | 0
2031 | 6 | 2 | 22 | 784.8465 | 0
2031 | 6 | 2 | 23 | 746.6392 | 0
2031 | 6 | 3 | 0 | 707.9835 | 0
2031 | 6 | 3 | 1 | 675.7914 | 0
2031 | 6 | 3 | 2 | 659.8987 | 0
2031 | 6 | 3 | 3 | 653.2442 | 0
2031 | 6 | 3 | 4 | 651.3626 | 0
2031 | 6 | 3 | 5 | 666.2247 | 0
2031 | 6 | 3 | 6 | 698.3658 | 0
2031 | 6 | 3 | 7 | 759.5781 | 0
2031 | 6 | 3 | 8 | 798.6671 | 0
2031 | 6 | 3 | 9 | 822.0371 | 0
2031 | 6 | 3 | 10 | 843.5884 | 0
2031 | 6 | 3 | 11 | 864.1897 | 0
2031 | 6 | 3 | 12 | 876.2879 | 0
2031 | 6 | 3 | 13 | 883.8885 | 0
2031 | 6 | 3 | 14 | 881.4374 | 0
2031 | 6 | 3 | 15 | 884.131 | 0
2031 | 6 | 3 | 16 | 880.6801 | 0
2031 | 6 | 3 | 17 | 881.9458 | 0
2031 | 6 | 3 | 18 | 875.2206 | 0
2031 | 6 | 3 | 19 | 853.4824 | 0
2031 | 6 | 3 | 20 | 841.4739 | 0
2031 | 6 | 3 | 21 | 816.9051 | 0
2031 | 6 | 3 | 22 | 780.9025 | 0
2031 | 6 | 3 | 23 | 736.5272 | 0
2031 | 6 | 4 | 0 | 699.8914 | 0
2031 | 6 | 4 | 1 | 688.6787 | 0
2031 | 6 | 4 | 2 | 672.1624 | 0
2031 | 6 | 4 | 3 | 666.5338 | 0
2031 | 6 | 4 | 4 | 664.141 | 0
2031 | 6 | 4 | 5 | 678.1632 | 0
2031 | 6 | 4 | 6 | 709.2809 | 0
2031 | 6 | 4 | 7 | 751.8031 | 0
2031 | 6 | 4 | 8 | 788.9523 | 0
2031 | 6 | 4 | 9 | 815.2223 | 0
2031 | 6 | 4 | 10 | 840.0026 | 0
2031 | 6 | 4 | 11 | 856.1766 | 0
2031 | 6 | 4 | 12 | 876.8618 | 0
2031 | 6 | 4 | 13 | 884.8053 | 0
2031 | 6 | 4 | 14 | 889.0422 | 0
2031 | 6 | 4 | 15 | 897.007 | 0
2031 | 6 | 4 | 16 | 908.5238 | 0
2031 | 6 | 4 | 17 | 914.0858 | 0
2031 | 6 | 4 | 18 | 910.3143 | 0
2031 | 6 | 4 | 19 | 887.5195 | 0
2031 | 6 | 4 | 20 | 857.9511 | 0
2031 | 6 | 4 | 21 | 837.8332 | 0
2031 | 6 | 4 | 22 | 809.5185 | 0
2031 | 6 | 4 | 23 | 769.3927 | 0
2031 | 6 | 5 | 0 | 727.9125 | 0
2031 | 6 | 5 | 1 | 696.707 | 0
2031 | 6 | 5 | 2 | 665.5014 | 0
2031 | 6 | 5 | 3 | 658.1827 | 0
2031 | 6 | 5 | 4 | 656.2359 | 0
2031 | 6 | 5 | 5 | 671.4325 | 0
2031 | 6 | 5 | 6 | 708.1199 | 0
2031 | 6 | 5 | 7 | 755.7938 | 0
2031 | 6 | 5 | 8 | 784.949 | 0
2031 | 6 | 5 | 9 | 818.3735 | 0
2031 | 6 | 5 | 10 | 844.0989 | 0
2031 | 6 | 5 | 11 | 864.6775 | 0
2031 | 6 | 5 | 12 | 876.3091 | 0
2031 | 6 | 5 | 13 | 888.136 | 0
2031 | 6 | 5 | 14 | 894.755 | 0
2031 | 6 | 5 | 15 | 903.6393 | 0
2031 | 6 | 5 | 16 | 913.4147 | 0
2031 | 6 | 5 | 17 | 918.4579 | 0
2031 | 6 | 5 | 18 | 904.0729 | 0
2031 | 6 | 5 | 19 | 879.9333 | 0
2031 | 6 | 5 | 20 | 854.3094 | 0
2031 | 6 | 5 | 21 | 830.7004 | 0
2031 | 6 | 5 | 22 | 795.6486 | 0
2031 | 6 | 5 | 23 | 756.5868 | 0
2031 | 6 | 6 | 0 | 711.7613 | 0
2031 | 6 | 6 | 1 | 690.2605 | 0
2031 | 6 | 6 | 2 | 671.9885 | 0
2031 | 6 | 6 | 3 | 663.9285 | 0
2031 | 6 | 6 | 4 | 662.1937 | 0
2031 | 6 | 6 | 5 | 680.6922 | 0
2031 | 6 | 6 | 6 | 716.7504 | 0
2031 | 6 | 6 | 7 | 771.442 | 0
2031 | 6 | 6 | 8 | 811.215 | 0
2031 | 6 | 6 | 9 | 845.6396 | 0
2031 | 6 | 6 | 10 | 883.937 | 0
2031 | 6 | 6 | 11 | 910.8181 | 0
2031 | 6 | 6 | 12 | 928.1392 | 0
2031 | 6 | 6 | 13 | 942.3276 | 0
2031 | 6 | 6 | 14 | 948.2156 | 0
2031 | 6 | 6 | 15 | 956.2726 | 0
2031 | 6 | 6 | 16 | 961.2338 | 0
2031 | 6 | 6 | 17 | 954.9575 | 0
2031 | 6 | 6 | 18 | 930.7362 | 0
2031 | 6 | 6 | 19 | 910.5892 | 0
2031 | 6 | 6 | 20 | 876.9609 | 0
2031 | 6 | 6 | 21 | 849.9338 | 0
2031 | 6 | 6 | 22 | 817.1736 | 0
2031 | 6 | 6 | 23 | 771.7478 | 0
2031 | 6 | 7 | 0 | 731.2483 | 0
2031 | 6 | 7 | 1 | 708.2409 | 0
2031 | 6 | 7 | 2 | 686.3322 | 0
2031 | 6 | 7 | 3 | 675.1587 | 0
2031 | 6 | 7 | 4 | 666.8001 | 0
2031 | 6 | 7 | 5 | 668.9434 | 0
2031 | 6 | 7 | 6 | 677.5542 | 0
2031 | 6 | 7 | 7 | 701.7012 | 0
2031 | 6 | 7 | 8 | 738.6696 | 0
2031 | 6 | 7 | 9 | 780.3765 | 0
2031 | 6 | 7 | 10 | 824.0023 | 0
2031 | 6 | 7 | 11 | 859.6215 | 0
2031 | 6 | 7 | 12 | 880.4116 | 0
2031 | 6 | 7 | 13 | 889.7775 | 0
2031 | 6 | 7 | 14 | 893.682 | 0
2031 | 6 | 7 | 15 | 900.3632 | 0
2031 | 6 | 7 | 16 | 909.7594 | 0
2031 | 6 | 7 | 17 | 904.2242 | 0
2031 | 6 | 7 | 18 | 891.592 | 0
2031 | 6 | 7 | 19 | 883.1819 | 0
2031 | 6 | 7 | 20 | 850.748 | 0
2031 | 6 | 7 | 21 | 829.9403 | 0
2031 | 6 | 7 | 22 | 806.0616 | 0
2031 | 6 | 7 | 23 | 778.0414 | 0
2031 | 6 | 8 | 0 | 748.1689 | 0
2031 | 6 | 8 | 1 | 746.6364 | 0
2031 | 6 | 8 | 2 | 721.0814 | 0
2031 | 6 | 8 | 3 | 703.0901 | 0
2031 | 6 | 8 | 4 | 690.5588 | 0
2031 | 6 | 8 | 5 | 686.9987 | 0
2031 | 6 | 8 | 6 | 693.7072 | 0
2031 | 6 | 8 | 7 | 726.4266 | 0
2031 | 6 | 8 | 8 | 781.4312 | 0
2031 | 6 | 8 | 9 | 836.4357 | 0
2031 | 6 | 8 | 10 | 898.6122 | 0
2031 | 6 | 8 | 11 | 951.6116 | 0
2031 | 6 | 8 | 12 | 990.4669 | 0
2031 | 6 | 8 | 13 | 1015.6846 | 15.6846
2031 | 6 | 8 | 14 | 1035.199 | 35.199
2031 | 6 | 8 | 15 | 1054.4666 | 54.4666
2031 | 6 | 8 | 16 | 1074.1096 | 74.1096
2031 | 6 | 8 | 17 | 1080.9781 | 80.9781
2031 | 6 | 8 | 18 | 1051.4829 | 51.4829
2031 | 6 | 8 | 19 | 1030.1419 | 30.1419
2031 | 6 | 8 | 20 | 988.5414 | 0
2031 | 6 | 8 | 21 | 974.8652 | 0
2031 | 6 | 8 | 22 | 935.9893 | 0
2031 | 6 | 8 | 23 | 882.6279 | 0
2031 | 6 | 9 | 0 | 832.7025 | 0
2031 | 6 | 9 | 1 | 838.9195 | 0
2031 | 6 | 9 | 2 | 806.8658 | 0
2031 | 6 | 9 | 3 | 786.892 | 0
2031 | 6 | 9 | 4 | 777.3863 | 0
2031 | 6 | 9 | 5 | 792.8713 | 0
2031 | 6 | 9 | 6 | 834.2662 | 0
2031 | 6 | 9 | 7 | 900.9988 | 0
2031 | 6 | 9 | 8 | 967.7313 | 0
2031 | 6 | 9 | 9 | 1034.7358 | 34.7358
2031 | 6 | 9 | 10 | 1085.7107 | 85.7107
2031 | 6 | 9 | 11 | 1128.8845 | 128.8845
2031 | 6 | 9 | 12 | 1166.2452 | 166.2452
2031 | 6 | 9 | 13 | 1192.0355 | 192.0355
2031 | 6 | 9 | 14 | 1202.3837 | 202.3837
2031 | 6 | 9 | 15 | 1211.4662 | 211.4662
2031 | 6 | 9 | 16 | 1216.6616 | 216.6616
2031 | 6 | 9 | 17 | 1212.4329 | 212.4329
2031 | 6 | 9 | 18 | 1182.3797 | 182.3797
2031 | 6 | 9 | 19 | 1151.0393 | 151.0393
2031 | 6 | 9 | 20 | 1119.4833 | 119.4833
2031 | 6 | 9 | 21 | 1074.7891 | 74.7891
2031 | 6 | 9 | 22 | 1014.2757 | 14.2757
2031 | 6 | 9 | 23 | 949.2142 | 0
2031 | 6 | 10 | 0 | 880.8725 | 0
2031 | 6 | 10 | 1 | 826.3822 | 0
2031 | 6 | 10 | 2 | 792.6819 | 0
2031 | 6 | 10 | 3 | 771.5291 | 0
2031 | 6 | 10 | 4 | 760.6967 | 0
2031 | 6 | 10 | 5 | 772.6288 | 0
2031 | 6 | 10 | 6 | 807.556 | 0
2031 | 6 | 10 | 7 | 875.351 | 0
2031 | 6 | 10 | 8 | 923.6933 | 0
2031 | 6 | 10 | 9 | 959.2561 | 0
2031 | 6 | 10 | 10 | 995.9362 | 0
2031 | 6 | 10 | 11 | 1029.5311 | 29.5311
2031 | 6 | 10 | 12 | 1049.1229 | 49.1229
2031 | 6 | 10 | 13 | 1059.8467 | 59.8467
2031 | 6 | 10 | 14 | 1060.4318 | 60.4318
2031 | 6 | 10 | 15 | 1062.2784 | 62.2784
2031 | 6 | 10 | 16 | 1064.4861 | 64.4861
2031 | 6 | 10 | 17 | 1068.371 | 68.371
2031 | 6 | 10 | 18 | 1051.9711 | 51.9711
2031 | 6 | 10 | 19 | 1009.2738 | 9.2738
2031 | 6 | 10 | 20 | 974.1918 | 0
2031 | 6 | 10 | 21 | 931.213 | 0
2031 | 6 | 10 | 22 | 882.7748 | 0
2031 | 6 | 10 | 23 | 824.0024 | 0
2031 | 6 | 11 | 0 | 772.7284 | 0
2031 | 6 | 11 | 1 | 740.4202 | 0
2031 | 6 | 11 | 2 | 716.3538 | 0
2031 | 6 | 11 | 3 | 705.3484 | 0
2031 | 6 | 11 | 4 | 700.1255 | 0
2031 | 6 | 11 | 5 | 709.8669 | 0
2031 | 6 | 11 | 6 | 741.1708 | 0
2031 | 6 | 11 | 7 | 790.2101 | 0
2031 | 6 | 11 | 8 | 826.3538 | 0
2031 | 6 | 11 | 9 | 853.873 | 0
2031 | 6 | 11 | 10 | 879.8132 | 0
2031 | 6 | 11 | 11 | 894.1231 | 0
2031 | 6 | 11 | 12 | 910.6549 | 0
2031 | 6 | 11 | 13 | 915.5093 | 0
2031 | 6 | 11 | 14 | 919.6228 | 0
2031 | 6 | 11 | 15 | 930.6811 | 0
2031 | 6 | 11 | 16 | 946.5614 | 0
2031 | 6 | 11 | 17 | 955.4086 | 0
2031 | 6 | 11 | 18 | 944.5462 | 0
2031 | 6 | 11 | 19 | 909.1649 | 0
2031 | 6 | 11 | 20 | 868.0017 | 0
2031 | 6 | 11 | 21 | 839.0236 | 0
2031 | 6 | 11 | 22 | 804.3783 | 0
2031 | 6 | 11 | 23 | 760.5904 | 0
2031 | 6 | 12 | 0 | 717.1244 | 0
2031 | 6 | 12 | 1 | 668.4736 | 0
2031 | 6 | 12 | 2 | 653.3676 | 0
2031 | 6 | 12 | 3 | 647.4903 | 0
2031 | 6 | 12 | 4 | 647.4624 | 0
2031 | 6 | 12 | 5 | 667.5535 | 0
2031 | 6 | 12 | 6 | 716.6978 | 0
2031 | 6 | 12 | 7 | 765.8421 | 0
2031 | 6 | 12 | 8 | 788.8063 | 0
2031 | 6 | 12 | 9 | 818.2032 | 0
2031 | 6 | 12 | 10 | 841.2696 | 0
2031 | 6 | 12 | 11 | 857.8472 | 0
2031 | 6 | 12 | 12 | 863.9261 | 0
2031 | 6 | 12 | 13 | 872.7764 | 0
2031 | 6 | 12 | 14 | 875.082 | 0
2031 | 6 | 12 | 15 | 879.3732 | 0
2031 | 6 | 12 | 16 | 884.7809 | 0
2031 | 6 | 12 | 17 | 885.8108 | 0
2031 | 6 | 12 | 18 | 866.7752 | 0
2031 | 6 | 12 | 19 | 847.4133 | 0
2031 | 6 | 12 | 20 | 834.3771 | 0
2031 | 6 | 12 | 21 | 818.7017 | 0
2031 | 6 | 12 | 22 | 783.2351 | 0
2031 | 6 | 12 | 23 | 741.3238 | 0
2031 | 6 | 13 | 0 | 698.8799 | 0
2031 | 6 | 13 | 1 | 707.2569 | 0
2031 | 6 | 13 | 2 | 688.9448 | 0
2031 | 6 | 13 | 3 | 681.3819 | 0
2031 | 6 | 13 | 4 | 681.0312 | 0
2031 | 6 | 13 | 5 | 701.1934 | 0
2031 | 6 | 13 | 6 | 744.048 | 0
2031 | 6 | 13 | 7 | 806.0847 | 0
2031 | 6 | 13 | 8 | 843.2793 | 0
2031 | 6 | 13 | 9 | 894.0025 | 0
2031 | 6 | 13 | 10 | 940.5273 | 0
2031 | 6 | 13 | 11 | 975.7308 | 0
2031 | 6 | 13 | 12 | 998.4227 | 0
2031 | 6 | 13 | 13 | 1017.6448 | 17.6448
2031 | 6 | 13 | 14 | 1030.1367 | 30.1367
2031 | 6 | 13 | 15 | 1035.6322 | 35.6322
2031 | 6 | 13 | 16 | 1049.8712 | 49.8712
2031 | 6 | 13 | 17 | 1055.8834 | 55.8834
2031 | 6 | 13 | 18 | 1037.601 | 37.601
2031 | 6 | 13 | 19 | 1011.9089 | 11.9089
2031 | 6 | 13 | 20 | 983.8242 | 0
2031 | 6 | 13 | 21 | 952.2359 | 0
2031 | 6 | 13 | 22 | 914.9981 | 0
2031 | 6 | 13 | 23 | 866.6194 | 0
2031 | 6 | 14 | 0 | 811.8575 | 0
2031 | 6 | 14 | 1 | 755.3975 | 0
2031 | 6 | 14 | 2 | 729.2601 | 0
2031 | 6 | 14 | 3 | 714.0072 | 0
2031 | 6 | 14 | 4 | 703.8016 | 0
2031 | 6 | 14 | 5 | 703.2722 | 0
2031 | 6 | 14 | 6 | 711.3389 | 0
2031 | 6 | 14 | 7 | 738.2277 | 0
2031 | 6 | 14 | 8 | 768.2869 | 0
2031 | 6 | 14 | 9 | 823.7561 | 0
2031 | 6 | 14 | 10 | 862.6248 | 0
2031 | 6 | 14 | 11 | 897.4693 | 0
2031 | 6 | 14 | 12 | 922.6608 | 0
2031 | 6 | 14 | 13 | 933.1316 | 0
2031 | 6 | 14 | 14 | 934.2218 | 0
2031 | 6 | 14 | 15 | 934.6302 | 0
2031 | 6 | 14 | 16 | 939.6466 | 0
2031 | 6 | 14 | 17 | 944.4086 | 0
2031 | 6 | 14 | 18 | 938.4018 | 0
2031 | 6 | 14 | 19 | 910.0927 | 0
2031 | 6 | 14 | 20 | 893.8385 | 0
2031 | 6 | 14 | 21 | 874.5298 | 0
2031 | 6 | 14 | 22 | 849.2921 | 0
2031 | 6 | 14 | 23 | 816.9941 | 0
2031 | 6 | 15 | 0 | 774.7649 | 0
2031 | 6 | 15 | 1 | 746.5599 | 0
2031 | 6 | 15 | 2 | 716.9677 | 0
2031 | 6 | 15 | 3 | 699.3205 | 0
2031 | 6 | 15 | 4 | 687.4237 | 0
2031 | 6 | 15 | 5 | 685.284 | 0
2031 | 6 | 15 | 6 | 693.0605 | 0
2031 | 6 | 15 | 7 | 721.6705 | 0
2031 | 6 | 15 | 8 | 761.5583 | 0
2031 | 6 | 15 | 9 | 819.1291 | 0
2031 | 6 | 15 | 10 | 875.6393 | 0
2031 | 6 | 15 | 11 | 925.1429 | 0
2031 | 6 | 15 | 12 | 960.6131 | 0
2031 | 6 | 15 | 13 | 978.2278 | 0
2031 | 6 | 15 | 14 | 991.6667 | 0
2031 | 6 | 15 | 15 | 1003.3312 | 3.3312
2031 | 6 | 15 | 16 | 1013.3056 | 13.3056
2031 | 6 | 15 | 17 | 1017.2576 | 17.2576
2031 | 6 | 15 | 18 | 997.7647 | 0
2031 | 6 | 15 | 19 | 985.5016 | 0
2031 | 6 | 15 | 20 | 982.9582 | 0
2031 | 6 | 15 | 21 | 928.826 | 0
2031 | 6 | 15 | 22 | 892.3006 | 0
2031 | 6 | 15 | 23 | 839.477 | 0
2031 | 6 | 16 | 0 | 790.6007 | 0
2031 | 6 | 16 | 1 | 786.1769 | 0
2031 | 6 | 16 | 2 | 756.0997 | 0
2031 | 6 | 16 | 3 | 738.551 | 0
2031 | 6 | 16 | 4 | 729.3794 | 0
2031 | 6 | 16 | 5 | 744.718 | 0
2031 | 6 | 16 | 6 | 788.4747 | 0
2031 | 6 | 16 | 7 | 860.3146 | 0
2031 | 6 | 16 | 8 | 912.0404 | 0
2031 | 6 | 16 | 9 | 958.0505 | 0
2031 | 6 | 16 | 10 | 998.7418 | 0
2031 | 6 | 16 | 11 | 1030.2049 | 30.2049
2031 | 6 | 16 | 12 | 1051.0182 | 51.0182
2031 | 6 | 16 | 13 | 1065.5109 | 65.5109
2031 | 6 | 16 | 14 | 1072.2061 | 72.2061
2031 | 6 | 16 | 15 | 1079.8191 | 79.8191
2031 | 6 | 16 | 16 | 1088.8914 | 88.8914
2031 | 6 | 16 | 17 | 1086.1011 | 86.1011
2031 | 6 | 16 | 18 | 1057.8256 | 57.8256
2031 | 6 | 16 | 19 | 1026.3188 | 26.3188
2031 | 6 | 16 | 20 | 985.8562 | 0
2031 | 6 | 16 | 21 | 945.2372 | 0
2031 | 6 | 16 | 22 | 895.2288 | 0
2031 | 6 | 16 | 23 | 836.8709 | 0
2031 | 6 | 17 | 0 | 782.5633 | 0
2031 | 6 | 17 | 1 | 747.5065 | 0
2031 | 6 | 17 | 2 | 721.8216 | 0
2031 | 6 | 17 | 3 | 708.5685 | 0
2031 | 6 | 17 | 4 | 702.1376 | 0
2031 | 6 | 17 | 5 | 718.5496 | 0
2031 | 6 | 17 | 6 | 759.8974 | 0
2031 | 6 | 17 | 7 | 833.0868 | 0
2031 | 6 | 17 | 8 | 882.1933 | 0
2031 | 6 | 17 | 9 | 919.749 | 0
2031 | 6 | 17 | 10 | 952.9158 | 0
2031 | 6 | 17 | 11 | 983.1262 | 0
2031 | 6 | 17 | 12 | 1003.6733 | 3.6733
2031 | 6 | 17 | 13 | 1017.4576 | 17.4576
2031 | 6 | 17 | 14 | 1020.7043 | 20.7043
2031 | 6 | 17 | 15 | 1026.09 | 26.09
2031 | 6 | 17 | 16 | 1024.571 | 24.571
2031 | 6 | 17 | 17 | 1026.3076 | 26.3076
2031 | 6 | 17 | 18 | 1007.575 | 7.575
2031 | 6 | 17 | 19 | 960.7869 | 0
2031 | 6 | 17 | 20 | 926.6829 | 0
2031 | 6 | 17 | 21 | 887.3297 | 0
2031 | 6 | 17 | 22 | 843.1663 | 0
2031 | 6 | 17 | 23 | 786.1531 | 0
2031 | 6 | 18 | 0 | 737.3831 | 0
2031 | 6 | 18 | 1 | 729.1904 | 0
2031 | 6 | 18 | 2 | 707.7319 | 0
2031 | 6 | 18 | 3 | 698.6772 | 0
2031 | 6 | 18 | 4 | 692.8845 | 0
2031 | 6 | 18 | 5 | 707.4779 | 0
2031 | 6 | 18 | 6 | 744.9677 | 0
2031 | 6 | 18 | 7 | 793.984 | 0
2031 | 6 | 18 | 8 | 843.0004 | 0
2031 | 6 | 18 | 9 | 874.6183 | 0
2031 | 6 | 18 | 10 | 908.1299 | 0
2031 | 6 | 18 | 11 | 930.6752 | 0
2031 | 6 | 18 | 12 | 952.0358 | 0
2031 | 6 | 18 | 13 | 962.4224 | 0
2031 | 6 | 18 | 14 | 969.5722 | 0
2031 | 6 | 18 | 15 | 978.481 | 0
2031 | 6 | 18 | 16 | 993.5591 | 0
2031 | 6 | 18 | 17 | 996.2893 | 0
2031 | 6 | 18 | 18 | 990.7754 | 0
2031 | 6 | 18 | 19 | 959.5676 | 0
2031 | 6 | 18 | 20 | 918.8503 | 0
2031 | 6 | 18 | 21 | 879.8235 | 0
2031 | 6 | 18 | 22 | 842.9416 | 0
2031 | 6 | 18 | 23 | 795.4316 | 0
2031 | 6 | 19 | 0 | 747.2525 | 0
2031 | 6 | 19 | 1 | 705.7162 | 0
2031 | 6 | 19 | 2 | 685.7181 | 0
2031 | 6 | 19 | 3 | 677.4529 | 0
2031 | 6 | 19 | 4 | 674.6524 | 0
2031 | 6 | 19 | 5 | 690.7183 | 0
2031 | 6 | 19 | 6 | 732.5483 | 0
2031 | 6 | 19 | 7 | 788.2565 | 0
2031 | 6 | 19 | 8 | 821.251 | 0
2031 | 6 | 19 | 9 | 863.6899 | 0
2031 | 6 | 19 | 10 | 890.2699 | 0
2031 | 6 | 19 | 11 | 914.5554 | 0
2031 | 6 | 19 | 12 | 932.9187 | 0
2031 | 6 | 19 | 13 | 950.368 | 0
2031 | 6 | 19 | 14 | 954.2305 | 0
2031 | 6 | 19 | 15 | 960.711 | 0
2031 | 6 | 19 | 16 | 965.4952 | 0
2031 | 6 | 19 | 17 | 958.6385 | 0
2031 | 6 | 19 | 18 | 942.8407 | 0
2031 | 6 | 19 | 19 | 918.6312 | 0
2031 | 6 | 19 | 20 | 887.9779 | 0
2031 | 6 | 19 | 21 | 877.038 | 0
2031 | 6 | 19 | 22 | 848.5598 | 0
2031 | 6 | 19 | 23 | 804.9279 | 0
2031 | 6 | 20 | 0 | 757.97 | 0
2031 | 6 | 20 | 1 | 754.5716 | 0
2031 | 6 | 20 | 2 | 731.9433 | 0
2031 | 6 | 20 | 3 | 719.6422 | 0
2031 | 6 | 20 | 4 | 714.8315 | 0
2031 | 6 | 20 | 5 | 731.2559 | 0
2031 | 6 | 20 | 6 | 770.496 | 0
2031 | 6 | 20 | 7 | 829.4016 | 0
2031 | 6 | 20 | 8 | 860.4812 | 0
2031 | 6 | 20 | 9 | 914.3819 | 0
2031 | 6 | 20 | 10 | 960.1253 | 0
2031 | 6 | 20 | 11 | 993.3352 | 0
2031 | 6 | 20 | 12 | 1015.3204 | 15.3204
2031 | 6 | 20 | 13 | 1031.952 | 31.952
2031 | 6 | 20 | 14 | 1037.5589 | 37.5589
2031 | 6 | 20 | 15 | 1045.2302 | 45.2302
2031 | 6 | 20 | 16 | 1047.6307 | 47.6307
2031 | 6 | 20 | 17 | 1039.0453 | 39.0453
2031 | 6 | 20 | 18 | 1012.2878 | 12.2878
2031 | 6 | 20 | 19 | 989.9394 | 0
2031 | 6 | 20 | 20 | 971.2231 | 0
2031 | 6 | 20 | 21 | 951.9152 | 0
2031 | 6 | 20 | 22 | 924.494 | 0
2031 | 6 | 20 | 23 | 880.5888 | 0
2031 | 6 | 21 | 0 | 828.6224 | 0
2031 | 6 | 21 | 1 | 767.4818 | 0
2031 | 6 | 21 | 2 | 706.3411 | 0
2031 | 6 | 21 | 3 | 688.4361 | 0
2031 | 6 | 21 | 4 | 675.7595 | 0
2031 | 6 | 21 | 5 | 672.8848 | 0
2031 | 6 | 21 | 6 | 679.8399 | 0
2031 | 6 | 21 | 7 | 700.4174 | 0
2031 | 6 | 21 | 8 | 735.4255 | 0
2031 | 6 | 21 | 9 | 770.4798 | 0
2031 | 6 | 21 | 10 | 808.3838 | 0
2031 | 6 | 21 | 11 | 832.0141 | 0
2031 | 6 | 21 | 12 | 843.4841 | 0
2031 | 6 | 21 | 13 | 842.1997 | 0
2031 | 6 | 21 | 14 | 838.5758 | 0
2031 | 6 | 21 | 15 | 839.4656 | 0
2031 | 6 | 21 | 16 | 846.7623 | 0
2031 | 6 | 21 | 17 | 852.8797 | 0
2031 | 6 | 21 | 18 | 839.4702 | 0
2031 | 6 | 21 | 19 | 815.346 | 0
2031 | 6 | 21 | 20 | 784.1787 | 0
2031 | 6 | 21 | 21 | 758.5762 | 0
2031 | 6 | 21 | 22 | 738.3967 | 0
2031 | 6 | 21 | 23 | 712.254 | 0
2031 | 6 | 22 | 0 | 682.8601 | 0
2031 | 6 | 22 | 1 | 666.495 | 0
2031 | 6 | 22 | 2 | 645.7159 | 0
2031 | 6 | 22 | 3 | 633.9805 | 0
2031 | 6 | 22 | 4 | 626.0555 | 0
2031 | 6 | 22 | 5 | 623.8505 | 0
2031 | 6 | 22 | 6 | 628.5618 | 0
2031 | 6 | 22 | 7 | 641.0955 | 0
2031 | 6 | 22 | 8 | 667.4419 | 0
2031 | 6 | 22 | 9 | 701.4173 | 0
2031 | 6 | 22 | 10 | 726.5965 | 0
2031 | 6 | 22 | 11 | 748.5112 | 0
2031 | 6 | 22 | 12 | 764.7332 | 0
2031 | 6 | 22 | 13 | 768.7824 | 0
2031 | 6 | 22 | 14 | 776.6586 | 0
2031 | 6 | 22 | 15 | 783.0809 | 0
2031 | 6 | 22 | 16 | 796.001 | 0
2031 | 6 | 22 | 17 | 810.0409 | 0
2031 | 6 | 22 | 18 | 810.3276 | 0
2031 | 6 | 22 | 19 | 791.1314 | 0
2031 | 6 | 22 | 20 | 778.214 | 0
2031 | 6 | 22 | 21 | 758.5358 | 0
2031 | 6 | 22 | 22 | 741.2963 | 0
2031 | 6 | 22 | 23 | 713.0222 | 0
2031 | 6 | 23 | 0 | 686.0754 | 0
2031 | 6 | 23 | 1 | 667.6026 | 0
2031 | 6 | 23 | 2 | 650.6575 | 0
2031 | 6 | 23 | 3 | 643.295 | 0
2031 | 6 | 23 | 4 | 641.584 | 0
2031 | 6 | 23 | 5 | 656.062 | 0
2031 | 6 | 23 | 6 | 696.4739 | 0
2031 | 6 | 23 | 7 | 759.9304 | 0
2031 | 6 | 23 | 8 | 801.3797 | 0
2031 | 6 | 23 | 9 | 841.3372 | 0
2031 | 6 | 23 | 10 | 871.08 | 0
2031 | 6 | 23 | 11 | 897.8488 | 0
2031 | 6 | 23 | 12 | 914.72 | 0
2031 | 6 | 23 | 13 | 928.9305 | 0
2031 | 6 | 23 | 14 | 934.2483 | 0
2031 | 6 | 23 | 15 | 940.6361 | 0
2031 | 6 | 23 | 16 | 949.0772 | 0
2031 | 6 | 23 | 17 | 952.2246 | 0
2031 | 6 | 23 | 18 | 935.4372 | 0
2031 | 6 | 23 | 19 | 923.6598 | 0
2031 | 6 | 23 | 20 | 888.1254 | 0
2031 | 6 | 23 | 21 | 860.5754 | 0
2031 | 6 | 23 | 22 | 822.9753 | 0
2031 | 6 | 23 | 23 | 778.4803 | 0
2031 | 6 | 24 | 0 | 732.2944 | 0
2031 | 6 | 24 | 1 | 691.9658 | 0
2031 | 6 | 24 | 2 | 673.1995 | 0
2031 | 6 | 24 | 3 | 665.4446 | 0
2031 | 6 | 24 | 4 | 661.472 | 0
2031 | 6 | 24 | 5 | 675.5555 | 0
2031 | 6 | 24 | 6 | 711.5452 | 0
2031 | 6 | 24 | 7 | 774.5516 | 0
2031 | 6 | 24 | 8 | 813.8268 | 0
2031 | 6 | 24 | 9 | 846.0165 | 0
2031 | 6 | 24 | 10 | 872.237 | 0
2031 | 6 | 24 | 11 | 897.5758 | 0
2031 | 6 | 24 | 12 | 915.407 | 0
2031 | 6 | 24 | 13 | 926.7696 | 0
2031 | 6 | 24 | 14 | 931.1098 | 0
2031 | 6 | 24 | 15 | 939.433 | 0
2031 | 6 | 24 | 16 | 946.5814 | 0
2031 | 6 | 24 | 17 | 949.3514 | 0
2031 | 6 | 24 | 18 | 944.0795 | 0
2031 | 6 | 24 | 19 | 919.6558 | 0
2031 | 6 | 24 | 20 | 887.5495 | 0
2031 | 6 | 24 | 21 | 847.4589 | 0
2031 | 6 | 24 | 22 | 813.9314 | 0
2031 | 6 | 24 | 23 | 770.4363 | 0
2031 | 6 | 25 | 0 | 731.5976 | 0
2031 | 6 | 25 | 1 | 685.2892 | 0
2031 | 6 | 25 | 2 | 666.2315 | 0
2031 | 6 | 25 | 3 | 658.1628 | 0
2031 | 6 | 25 | 4 | 655.9844 | 0
2031 | 6 | 25 | 5 | 671.1645 | 0
2031 | 6 | 25 | 6 | 713.3983 | 0
2031 | 6 | 25 | 7 | 769.8653 | 0
2031 | 6 | 25 | 8 | 808.2681 | 0
2031 | 6 | 25 | 9 | 834.7491 | 0
2031 | 6 | 25 | 10 | 861.8891 | 0
2031 | 6 | 25 | 11 | 883.3114 | 0
2031 | 6 | 25 | 12 | 904.7149 | 0
2031 | 6 | 25 | 13 | 914.0366 | 0
2031 | 6 | 25 | 14 | 918.9863 | 0
2031 | 6 | 25 | 15 | 926.9503 | 0
2031 | 6 | 25 | 16 | 940.7064 | 0
2031 | 6 | 25 | 17 | 942.9466 | 0
2031 | 6 | 25 | 18 | 924.2149 | 0
2031 | 6 | 25 | 19 | 903.0529 | 0
2031 | 6 | 25 | 20 | 875.2209 | 0
2031 | 6 | 25 | 21 | 842.485 | 0
2031 | 6 | 25 | 22 | 804.1489 | 0
2031 | 6 | 25 | 23 | 759.6632 | 0
2031 | 6 | 26 | 0 | 715.2725 | 0
2031 | 6 | 26 | 1 | 715.2 | 0
2031 | 6 | 26 | 2 | 695.7938 | 0
2031 | 6 | 26 | 3 | 687.8436 | 0
2031 | 6 | 26 | 4 | 686.1075 | 0
2031 | 6 | 26 | 5 | 702.2676 | 0
2031 | 6 | 26 | 6 | 745.1452 | 0
2031 | 6 | 26 | 7 | 807.3965 | 0
2031 | 6 | 26 | 8 | 837.8113 | 0
2031 | 6 | 26 | 9 | 880.6795 | 0
2031 | 6 | 26 | 10 | 911.2412 | 0
2031 | 6 | 26 | 11 | 939.4669 | 0
2031 | 6 | 26 | 12 | 958.3003 | 0
2031 | 6 | 26 | 13 | 976.4018 | 0
2031 | 6 | 26 | 14 | 981.7173 | 0
2031 | 6 | 26 | 15 | 990.9657 | 0
2031 | 6 | 26 | 16 | 1000.2548 | 0.25484
2031 | 6 | 26 | 17 | 1002.1724 | 2.1724
2031 | 6 | 26 | 18 | 982.4909 | 0
2031 | 6 | 26 | 19 | 962.5935 | 0
2031 | 6 | 26 | 20 | 934.5275 | 0
2031 | 6 | 26 | 21 | 906.3165 | 0
2031 | 6 | 26 | 22 | 867.9675 | 0
2031 | 6 | 26 | 23 | 820.7069 | 0
2031 | 6 | 27 | 0 | 769.7931 | 0
2031 | 6 | 27 | 1 | 773.9954 | 0
2031 | 6 | 27 | 2 | 748.1983 | 0
2031 | 6 | 27 | 3 | 735.2528 | 0
2031 | 6 | 27 | 4 | 728.9625 | 0
2031 | 6 | 27 | 5 | 742.7786 | 0
2031 | 6 | 27 | 6 | 783.9103 | 0
2031 | 6 | 27 | 7 | 847.5227 | 0
2031 | 6 | 27 | 8 | 886.7568 | 0
2031 | 6 | 27 | 9 | 945.8191 | 0
2031 | 6 | 27 | 10 | 999.0691 | 0
2031 | 6 | 27 | 11 | 1039.5924 | 39.5924
2031 | 6 | 27 | 12 | 1066.9442 | 66.9442
2031 | 6 | 27 | 13 | 1088.5854 | 88.5854
2031 | 6 | 27 | 14 | 1097.9226 | 97.9226
2031 | 6 | 27 | 15 | 1108.9171 | 108.9171
2031 | 6 | 27 | 16 | 1118.5419 | 118.5419
2031 | 6 | 27 | 17 | 1115.0831 | 115.0831
2031 | 6 | 27 | 18 | 1090.3504 | 90.3504
2031 | 6 | 27 | 19 | 1060.494 | 60.494
2031 | 6 | 27 | 20 | 1021.4091 | 21.4091
2031 | 6 | 27 | 21 | 999.0195 | 0
2031 | 6 | 27 | 22 | 967.9936 | 0
2031 | 6 | 27 | 23 | 917.8631 | 0
2031 | 6 | 28 | 0 | 855.6867 | 0
2031 | 6 | 28 | 1 | 797.3973 | 0
2031 | 6 | 28 | 2 | 739.1078 | 0
2031 | 6 | 28 | 3 | 719.9658 | 0
2031 | 6 | 28 | 4 | 709.9262 | 0
2031 | 6 | 28 | 5 | 708.9378 | 0
2031 | 6 | 28 | 6 | 718.9386 | 0
2031 | 6 | 28 | 7 | 746.4775 | 0
2031 | 6 | 28 | 8 | 777.2962 | 0
2031 | 6 | 28 | 9 | 833.3632 | 0
2031 | 6 | 28 | 10 | 878.8433 | 0
2031 | 6 | 28 | 11 | 916.2423 | 0
2031 | 6 | 28 | 12 | 938.1543 | 0
2031 | 6 | 28 | 13 | 945.6618 | 0
2031 | 6 | 28 | 14 | 945.0657 | 0
2031 | 6 | 28 | 15 | 947.1754 | 0
2031 | 6 | 28 | 16 | 947.6611 | 0
2031 | 6 | 28 | 17 | 952.3807 | 0
2031 | 6 | 28 | 18 | 942.9552 | 0
2031 | 6 | 28 | 19 | 930.5841 | 0
2031 | 6 | 28 | 20 | 893.2069 | 0
2031 | 6 | 28 | 21 | 869.1799 | 0
2031 | 6 | 28 | 22 | 849.3228 | 0
2031 | 6 | 28 | 23 | 818.2493 | 0
2031 | 6 | 29 | 0 | 772.3932 | 0
2031 | 6 | 29 | 1 | 734.8576 | 0
2031 | 6 | 29 | 2 | 697.3221 | 0
2031 | 6 | 29 | 3 | 679.5395 | 0
2031 | 6 | 29 | 4 | 667.0821 | 0
2031 | 6 | 29 | 5 | 660.7708 | 0
2031 | 6 | 29 | 6 | 673.2025 | 0
2031 | 6 | 29 | 7 | 685.6343 | 0
2031 | 6 | 29 | 8 | 719.6286 | 0
2031 | 6 | 29 | 9 | 775.3218 | 0
2031 | 6 | 29 | 10 | 813.9918 | 0
2031 | 6 | 29 | 11 | 849.8474 | 0
2031 | 6 | 29 | 12 | 874.9214 | 0
2031 | 6 | 29 | 13 | 883.5119 | 0
2031 | 6 | 29 | 14 | 887.2928 | 0
2031 | 6 | 29 | 15 | 896.2088 | 0
2031 | 6 | 29 | 16 | 912.935 | 0
2031 | 6 | 29 | 17 | 925.4567 | 0
2031 | 6 | 29 | 18 | 912.4471 | 0
2031 | 6 | 29 | 19 | 886.5181 | 0
2031 | 6 | 29 | 20 | 859.2126 | 0
2031 | 6 | 29 | 21 | 840.4851 | 0
2031 | 6 | 29 | 22 | 815.0195 | 0
2031 | 6 | 29 | 23 | 769.4723 | 0
2031 | 6 | 30 | 0 | 720.2901 | 0
2031 | 6 | 30 | 1 | 670.3652 | 0
2031 | 6 | 30 | 2 | 653.6496 | 0
2031 | 6 | 30 | 3 | 647.1786 | 0
2031 | 6 | 30 | 4 | 644.8724 | 0
2031 | 6 | 30 | 5 | 662.6401 | 0
2031 | 6 | 30 | 6 | 710.166 | 0
2031 | 6 | 30 | 7 | 774.1977 | 0
2031 | 6 | 30 | 8 | 811.4921 | 0
2031 | 6 | 30 | 9 | 851.5333 | 0
2031 | 6 | 30 | 10 | 878.9029 | 0
2031 | 6 | 30 | 11 | 904.7295 | 0
2031 | 6 | 30 | 12 | 921.4408 | 0
2031 | 6 | 30 | 13 | 936.1027 | 0
2031 | 6 | 30 | 14 | 941.3024 | 0
2031 | 6 | 30 | 15 | 947.7649 | 0
2031 | 6 | 30 | 16 | 956.239 | 0
2031 | 6 | 30 | 17 | 959.0278 | 0
2031 | 6 | 30 | 18 | 942.0663 | 0
2031 | 6 | 30 | 19 | 931.0639 | 0
2031 | 6 | 30 | 20 | 896.3315 | 0
2031 | 6 | 30 | 21 | 869.8754 | 0
2031 | 6 | 30 | 22 | 829.4629 | 0
2031 | 6 | 30 | 23 | 780.7793 | 0
2031 | 7 | 1 | 0 | 726.6229 | 0
2031 | 7 | 1 | 1 | 685.1359 | 0
2031 | 7 | 1 | 2 | 666.8165 | 0
2031 | 7 | 1 | 3 | 656.519 | 0
2031 | 7 | 1 | 4 | 650.5479 | 0
2031 | 7 | 1 | 5 | 655.4399 | 0
2031 | 7 | 1 | 6 | 664.4994 | 0
2031 | 7 | 1 | 7 | 692.2187 | 0
2031 | 7 | 1 | 8 | 715.3434 | 0
2031 | 7 | 1 | 9 | 746.4244 | 0
2031 | 7 | 1 | 10 | 768.6389 | 0
2031 | 7 | 1 | 11 | 801.7722 | 0
2031 | 7 | 1 | 12 | 825.9958 | 0
2031 | 7 | 1 | 13 | 834.6788 | 0
2031 | 7 | 1 | 14 | 836.6109 | 0
2031 | 7 | 1 | 15 | 843.1676 | 0
2031 | 7 | 1 | 16 | 839.8709 | 0
2031 | 7 | 1 | 17 | 849.2565 | 0
2031 | 7 | 1 | 18 | 848.7149 | 0
2031 | 7 | 1 | 19 | 838.579 | 0
2031 | 7 | 1 | 20 | 811.5647 | 0
2031 | 7 | 1 | 21 | 779.3821 | 0
2031 | 7 | 1 | 22 | 754.9525 | 0
2031 | 7 | 1 | 23 | 729.0796 | 0
2031 | 7 | 2 | 0 | 697.8829 | 0
2031 | 7 | 2 | 1 | 705.2533 | 0
2031 | 7 | 2 | 2 | 712.6238 | 0
2031 | 7 | 2 | 3 | 702.1168 | 0
2031 | 7 | 2 | 4 | 697.0118 | 0
2031 | 7 | 2 | 5 | 711.6587 | 0
2031 | 7 | 2 | 6 | 743.8931 | 0
2031 | 7 | 2 | 7 | 795.5099 | 0
2031 | 7 | 2 | 8 | 846.2886 | 0
2031 | 7 | 2 | 9 | 892.7028 | 0
2031 | 7 | 2 | 10 | 936.2002 | 0
2031 | 7 | 2 | 11 | 970.0105 | 0
2031 | 7 | 2 | 12 | 1002.9837 | 2.9837
2031 | 7 | 2 | 13 | 1016.8632 | 16.8632
2031 | 7 | 2 | 14 | 1026.9505 | 26.9505
2031 | 7 | 2 | 15 | 1037.3668 | 37.3668
2031 | 7 | 2 | 16 | 1049.0981 | 49.0981
2031 | 7 | 2 | 17 | 1052.9799 | 52.9799
2031 | 7 | 2 | 18 | 1052.1254 | 52.1254
2031 | 7 | 2 | 19 | 1018.8772 | 18.8772
2031 | 7 | 2 | 20 | 974.4947 | 0
2031 | 7 | 2 | 21 | 934.8024 | 0
2031 | 7 | 2 | 22 | 902.452 | 0
2031 | 7 | 2 | 23 | 856.5756 | 0
2031 | 7 | 3 | 0 | 805.684 | 0
2031 | 7 | 3 | 1 | 757.7014 | 0
2031 | 7 | 3 | 2 | 726.4561 | 0
2031 | 7 | 3 | 3 | 695.2109 | 0
2031 | 7 | 3 | 4 | 687.716 | 0
2031 | 7 | 3 | 5 | 703.5812 | 0
2031 | 7 | 3 | 6 | 741.7169 | 0
2031 | 7 | 3 | 7 | 796.5529 | 0
2031 | 7 | 3 | 8 | 834.5434 | 0
2031 | 7 | 3 | 9 | 884.6404 | 0
2031 | 7 | 3 | 10 | 925.7724 | 0
2031 | 7 | 3 | 11 | 960.7876 | 0
2031 | 7 | 3 | 12 | 984.4222 | 0
2031 | 7 | 3 | 13 | 1001.0514 | 1.0514
2031 | 7 | 3 | 14 | 1009.5224 | 9.5224
2031 | 7 | 3 | 15 | 1017.4644 | 17.4644
2031 | 7 | 3 | 16 | 1019.75 | 19.75
2031 | 7 | 3 | 17 | 1023.4133 | 23.4133
2031 | 7 | 3 | 18 | 1014.4182 | 14.4182
2031 | 7 | 3 | 19 | 988.9667 | 0
2031 | 7 | 3 | 20 | 951.6017 | 0
2031 | 7 | 3 | 21 | 909.0911 | 0
2031 | 7 | 3 | 22 | 868.9219 | 0
2031 | 7 | 3 | 23 | 821.1988 | 0
2031 | 7 | 4 | 0 | 763.5393 | 0
2031 | 7 | 4 | 1 | 707.685 | 0
2031 | 7 | 4 | 2 | 683.9884 | 0
2031 | 7 | 4 | 3 | 672.6723 | 0
2031 | 7 | 4 | 4 | 666.4928 | 0
2031 | 7 | 4 | 5 | 680.6326 | 0
2031 | 7 | 4 | 6 | 713.2466 | 0
2031 | 7 | 4 | 7 | 762.1971 | 0
2031 | 7 | 4 | 8 | 799.0698 | 0
2031 | 7 | 4 | 9 | 841.1075 | 0
2031 | 7 | 4 | 10 | 863.5619 | 0
2031 | 7 | 4 | 11 | 885.4919 | 0
2031 | 7 | 4 | 12 | 899.2702 | 0
2031 | 7 | 4 | 13 | 908.3723 | 0
2031 | 7 | 4 | 14 | 913.6246 | 0
2031 | 7 | 4 | 15 | 920.7777 | 0
2031 | 7 | 4 | 16 | 927.7188 | 0
2031 | 7 | 4 | 17 | 932.7097 | 0
2031 | 7 | 4 | 18 | 918.3469 | 0
2031 | 7 | 4 | 19 | 890.3747 | 0
2031 | 7 | 4 | 20 | 849.8772 | 0
2031 | 7 | 4 | 21 | 817.1769 | 0
2031 | 7 | 4 | 22 | 790.3077 | 0
2031 | 7 | 4 | 23 | 753.3859 | 0
2031 | 7 | 5 | 0 | 708.107 | 0
2031 | 7 | 5 | 1 | 653.425 | 0
2031 | 7 | 5 | 2 | 634.0897 | 0
2031 | 7 | 5 | 3 | 624.3815 | 0
2031 | 7 | 5 | 4 | 617.4491 | 0
2031 | 7 | 5 | 5 | 617.6727 | 0
2031 | 7 | 5 | 6 | 620.5202 | 0
2031 | 7 | 5 | 7 | 637.1346 | 0
2031 | 7 | 5 | 8 | 681.9155 | 0
2031 | 7 | 5 | 9 | 726.6964 | 0
2031 | 7 | 5 | 10 | 760.7524 | 0
2031 | 7 | 5 | 11 | 788.8786 | 0
2031 | 7 | 5 | 12 | 803.0738 | 0
2031 | 7 | 5 | 13 | 811.0383 | 0
2031 | 7 | 5 | 14 | 819.3038 | 0
2031 | 7 | 5 | 15 | 829.3304 | 0
2031 | 7 | 5 | 16 | 838.368 | 0
2031 | 7 | 5 | 17 | 849.2981 | 0
2031 | 7 | 5 | 18 | 842.9126 | 0
2031 | 7 | 5 | 19 | 827.6979 | 0
2031 | 7 | 5 | 20 | 788.2831 | 0
2031 | 7 | 5 | 21 | 771.431 | 0
2031 | 7 | 5 | 22 | 756.0027 | 0
2031 | 7 | 5 | 23 | 731.4546 | 0
2031 | 7 | 6 | 0 | 694.3586 | 0
2031 | 7 | 6 | 1 | 687.265 | 0
2031 | 7 | 6 | 2 | 667.9337 | 0
2031 | 7 | 6 | 3 | 657.0023 | 0
2031 | 7 | 6 | 4 | 650.2869 | 0
2031 | 7 | 6 | 5 | 651.8125 | 0
2031 | 7 | 6 | 6 | 661.0609 | 0
2031 | 7 | 6 | 7 | 683.9722 | 0
2031 | 7 | 6 | 8 | 718.6809 | 0
2031 | 7 | 6 | 9 | 784.6072 | 0
2031 | 7 | 6 | 10 | 835.8268 | 0
2031 | 7 | 6 | 11 | 889.8703 | 0
2031 | 7 | 6 | 12 | 928.802 | 0
2031 | 7 | 6 | 13 | 952.5153 | 0
2031 | 7 | 6 | 14 | 971.3457 | 0
2031 | 7 | 6 | 15 | 989.9218 | 0
2031 | 7 | 6 | 16 | 1010.6306 | 10.6306
2031 | 7 | 6 | 17 | 1024.1073 | 24.1073
2031 | 7 | 6 | 18 | 1018.2899 | 18.2899
2031 | 7 | 6 | 19 | 1000.5809 | 0.58087
2031 | 7 | 6 | 20 | 964.0613 | 0
2031 | 7 | 6 | 21 | 942.9158 | 0
2031 | 7 | 6 | 22 | 914.1303 | 0
2031 | 7 | 6 | 23 | 868.1229 | 0
2031 | 7 | 7 | 0 | 813.8709 | 0
2031 | 7 | 7 | 1 | 812.7095 | 0
2031 | 7 | 7 | 2 | 780.2275 | 0
2031 | 7 | 7 | 3 | 760.8308 | 0
2031 | 7 | 7 | 4 | 750.6991 | 0
2031 | 7 | 7 | 5 | 767.5691 | 0
2031 | 7 | 7 | 6 | 810.43 | 0
2031 | 7 | 7 | 7 | 886.7524 | 0
2031 | 7 | 7 | 8 | 947.6315 | 0
2031 | 7 | 7 | 9 | 1020.5236 | 20.5236
2031 | 7 | 7 | 10 | 1076.4867 | 76.4867
2031 | 7 | 7 | 11 | 1128.9859 | 128.9859
2031 | 7 | 7 | 12 | 1166.8531 | 166.8531
2031 | 7 | 7 | 13 | 1193.4111 | 193.4111
2031 | 7 | 7 | 14 | 1214.4866 | 214.4866
2031 | 7 | 7 | 15 | 1225.5484 | 225.5484
2031 | 7 | 7 | 16 | 1235.101 | 235.101
2031 | 7 | 7 | 17 | 1233.4662 | 233.4662
2031 | 7 | 7 | 18 | 1213.6772 | 213.6772
2031 | 7 | 7 | 19 | 1188.3734 | 188.3734
2031 | 7 | 7 | 20 | 1153.6587 | 153.6587
2031 | 7 | 7 | 21 | 1117.0178 | 117.0178
2031 | 7 | 7 | 22 | 1062.6295 | 62.6295
2031 | 7 | 7 | 23 | 995.3702 | 0
2031 | 7 | 8 | 0 | 914.6391 | 0
2031 | 7 | 8 | 1 | 854.6973 | 0
2031 | 7 | 8 | 2 | 818.5254 | 0
2031 | 7 | 8 | 3 | 796.1374 | 0
2031 | 7 | 8 | 4 | 783.5018 | 0
2031 | 7 | 8 | 5 | 796.6208 | 0
2031 | 7 | 8 | 6 | 831.8364 | 0
2031 | 7 | 8 | 7 | 903.2214 | 0
2031 | 7 | 8 | 8 | 967.9823 | 0
2031 | 7 | 8 | 9 | 1021.4712 | 21.4712
2031 | 7 | 8 | 10 | 1077.7711 | 77.7711
2031 | 7 | 8 | 11 | 1128.6237 | 128.6237
2031 | 7 | 8 | 12 | 1162.8188 | 162.8188
2031 | 7 | 8 | 13 | 1181.7633 | 181.7633
2031 | 7 | 8 | 14 | 1195.0735 | 195.0735
2031 | 7 | 8 | 15 | 1204.9534 | 204.9534
2031 | 7 | 8 | 16 | 1205.5752 | 205.5752
2031 | 7 | 8 | 17 | 1202.1846 | 202.1846
2031 | 7 | 8 | 18 | 1185.8594 | 185.8594
2031 | 7 | 8 | 19 | 1149.83 | 149.83
2031 | 7 | 8 | 20 | 1117.6347 | 117.6347
2031 | 7 | 8 | 21 | 1075.2347 | 75.2347
2031 | 7 | 8 | 22 | 1026.6766 | 26.6766
2031 | 7 | 8 | 23 | 959.9915 | 0
2031 | 7 | 9 | 0 | 896.0685 | 0
2031 | 7 | 9 | 1 | 864.7266 | 0
2031 | 7 | 9 | 2 | 829.4975 | 0
2031 | 7 | 9 | 3 | 809.6228 | 0
2031 | 7 | 9 | 4 | 797.8772 | 0
2031 | 7 | 9 | 5 | 809.3018 | 0
2031 | 7 | 9 | 6 | 843.687 | 0
2031 | 7 | 9 | 7 | 908.9482 | 0
2031 | 7 | 9 | 8 | 971.8694 | 0
2031 | 7 | 9 | 9 | 1029.5752 | 29.5752
2031 | 7 | 9 | 10 | 1091.9397 | 91.9397
2031 | 7 | 9 | 11 | 1138.8979 | 138.8979
2031 | 7 | 9 | 12 | 1181.9068 | 181.9068
2031 | 7 | 9 | 13 | 1205.1002 | 205.1002
2031 | 7 | 9 | 14 | 1222.2281 | 222.2281
2031 | 7 | 9 | 15 | 1237.5588 | 237.5588
2031 | 7 | 9 | 16 | 1242.7967 | 242.7967
2031 | 7 | 9 | 17 | 1240.364 | 240.364
2031 | 7 | 9 | 18 | 1227.8632 | 227.8632
2031 | 7 | 9 | 19 | 1199.6526 | 199.6526
2031 | 7 | 9 | 20 | 1154.2467 | 154.2467
2031 | 7 | 9 | 21 | 1116.9007 | 116.9007
2031 | 7 | 9 | 22 | 1075.8159 | 75.8159
2031 | 7 | 9 | 23 | 1010.0012 | 10.0012
2031 | 7 | 10 | 0 | 938.9849 | 0
2031 | 7 | 10 | 1 | 884.7883 | 0
2031 | 7 | 10 | 2 | 846.7948 | 0
2031 | 7 | 10 | 3 | 808.8012 | 0
2031 | 7 | 10 | 4 | 797.1687 | 0
2031 | 7 | 10 | 5 | 809.776 | 0
2031 | 7 | 10 | 6 | 846.7714 | 0
2031 | 7 | 10 | 7 | 910.3023 | 0
2031 | 7 | 10 | 8 | 960.127 | 0
2031 | 7 | 10 | 9 | 1024.5359 | 24.5359
2031 | 7 | 10 | 10 | 1073.4211 | 73.4211
2031 | 7 | 10 | 11 | 1113.0613 | 113.0613
2031 | 7 | 10 | 12 | 1141.0604 | 141.0604
2031 | 7 | 10 | 13 | 1160.2494 | 160.2494
2031 | 7 | 10 | 14 | 1171.0334 | 171.0334
2031 | 7 | 10 | 15 | 1178.6338 | 178.6338
2031 | 7 | 10 | 16 | 1184.7336 | 184.7336
2031 | 7 | 10 | 17 | 1185.5075 | 185.5075
2031 | 7 | 10 | 18 | 1153.1643 | 153.1643
2031 | 7 | 10 | 19 | 1113.6749 | 113.6749
2031 | 7 | 10 | 20 | 1067.9045 | 67.9045
2031 | 7 | 10 | 21 | 1035.3878 | 35.3878
2031 | 7 | 10 | 22 | 985.4663 | 0
2031 | 7 | 10 | 23 | 929.3079 | 0
2031 | 7 | 11 | 0 | 863.493 | 0
2031 | 7 | 11 | 1 | 811.7225 | 0
2031 | 7 | 11 | 2 | 759.952 | 0
2031 | 7 | 11 | 3 | 742.7255 | 0
2031 | 7 | 11 | 4 | 733.2458 | 0
2031 | 7 | 11 | 5 | 745.8838 | 0
2031 | 7 | 11 | 6 | 782.4141 | 0
2031 | 7 | 11 | 7 | 833.5424 | 0
2031 | 7 | 11 | 8 | 859.2979 | 0
2031 | 7 | 11 | 9 | 899.6347 | 0
2031 | 7 | 11 | 10 | 931.9881 | 0
2031 | 7 | 11 | 11 | 952.0548 | 0
2031 | 7 | 11 | 12 | 961.5054 | 0
2031 | 7 | 11 | 13 | 965.4158 | 0
2031 | 7 | 11 | 14 | 961.4828 | 0
2031 | 7 | 11 | 15 | 963.2403 | 0
2031 | 7 | 11 | 16 | 967.3335 | 0
2031 | 7 | 11 | 17 | 966.9075 | 0
2031 | 7 | 11 | 18 | 937.5039 | 0
2031 | 7 | 11 | 19 | 916.8523 | 0
2031 | 7 | 11 | 20 | 879.4872 | 0
2031 | 7 | 11 | 21 | 839.3849 | 0
2031 | 7 | 11 | 22 | 802.2123 | 0
2031 | 7 | 11 | 23 | 762.5674 | 0
2031 | 7 | 12 | 0 | 715.117 | 0
2031 | 7 | 12 | 1 | 686.5183 | 0
2031 | 7 | 12 | 2 | 657.9196 | 0
2031 | 7 | 12 | 3 | 647.0124 | 0
2031 | 7 | 12 | 4 | 640.0643 | 0
2031 | 7 | 12 | 5 | 640.2466 | 0
2031 | 7 | 12 | 6 | 650.6394 | 0
2031 | 7 | 12 | 7 | 661.0322 | 0
2031 | 7 | 12 | 8 | 703.6905 | 0
2031 | 7 | 12 | 9 | 746.3488 | 0
2031 | 7 | 12 | 10 | 782.503 | 0
2031 | 7 | 12 | 11 | 812.5518 | 0
2031 | 7 | 12 | 12 | 828.6338 | 0
2031 | 7 | 12 | 13 | 838.1873 | 0
2031 | 7 | 12 | 14 | 845.3269 | 0
2031 | 7 | 12 | 15 | 853.9886 | 0
2031 | 7 | 12 | 16 | 863.3812 | 0
2031 | 7 | 12 | 17 | 872.0525 | 0
2031 | 7 | 12 | 18 | 861.673 | 0
2031 | 7 | 12 | 19 | 844.2714 | 0
2031 | 7 | 12 | 20 | 803.0755 | 0
2031 | 7 | 12 | 21 | 787.1888 | 0
2031 | 7 | 12 | 22 | 771.2543 | 0
2031 | 7 | 12 | 23 | 746.1249 | 0
2031 | 7 | 13 | 0 | 708.7132 | 0
2031 | 7 | 13 | 1 | 689.672 | 0
2031 | 7 | 13 | 2 | 669.1157 | 0
2031 | 7 | 13 | 3 | 656.7926 | 0
2031 | 7 | 13 | 4 | 649.7207 | 0
2031 | 7 | 13 | 5 | 649.7177 | 0
2031 | 7 | 13 | 6 | 664.3521 | 0
2031 | 7 | 13 | 7 | 678.9866 | 0
2031 | 7 | 13 | 8 | 714.0095 | 0
2031 | 7 | 13 | 9 | 779.0845 | 0
2031 | 7 | 13 | 10 | 829.796 | 0
2031 | 7 | 13 | 11 | 882.8968 | 0
2031 | 7 | 13 | 12 | 919.7888 | 0
2031 | 7 | 13 | 13 | 943.2418 | 0
2031 | 7 | 13 | 14 | 959.1477 | 0
2031 | 7 | 13 | 15 | 976.7763 | 0
2031 | 7 | 13 | 16 | 994.6306 | 0
2031 | 7 | 13 | 17 | 1007.3471 | 7.3471
2031 | 7 | 13 | 18 | 994.4909 | 0
2031 | 7 | 13 | 19 | 976.5045 | 0
2031 | 7 | 13 | 20 | 942.4152 | 0
2031 | 7 | 13 | 21 | 921.2065 | 0
2031 | 7 | 13 | 22 | 890.4693 | 0
2031 | 7 | 13 | 23 | 849.2014 | 0
2031 | 7 | 14 | 0 | 797.9704 | 0
2031 | 7 | 14 | 1 | 755.0478 | 0
2031 | 7 | 14 | 2 | 726.2821 | 0
2031 | 7 | 14 | 3 | 708.7732 | 0
2031 | 7 | 14 | 4 | 699.5559 | 0
2031 | 7 | 14 | 5 | 709.0324 | 0
2031 | 7 | 14 | 6 | 743.511 | 0
2031 | 7 | 14 | 7 | 802.9088 | 0
2031 | 7 | 14 | 8 | 853.1904 | 0
2031 | 7 | 14 | 9 | 907.5488 | 0
2031 | 7 | 14 | 10 | 950.7625 | 0
2031 | 7 | 14 | 11 | 987.5458 | 0
2031 | 7 | 14 | 12 | 1011.3913 | 11.3913
2031 | 7 | 14 | 13 | 1029.1078 | 29.1078
2031 | 7 | 14 | 14 | 1040.0711 | 40.0711
2031 | 7 | 14 | 15 | 1053.5128 | 53.5128
2031 | 7 | 14 | 16 | 1068.4944 | 68.4944
2031 | 7 | 14 | 17 | 1070.4111 | 70.4111
2031 | 7 | 14 | 18 | 1043.7816 | 43.7816
2031 | 7 | 14 | 19 | 1010.5413 | 10.5413
2031 | 7 | 14 | 20 | 966.9027 | 0
2031 | 7 | 14 | 21 | 925.487 | 0
2031 | 7 | 14 | 22 | 878.2701 | 0
2031 | 7 | 14 | 23 | 826.6701 | 0
2031 | 7 | 15 | 0 | 766.3996 | 0
2031 | 7 | 15 | 1 | 714.256 | 0
2031 | 7 | 15 | 2 | 689.4172 | 0
2031 | 7 | 15 | 3 | 676.2984 | 0
2031 | 7 | 15 | 4 | 669.7516 | 0
2031 | 7 | 15 | 5 | 684.8275 | 0
2031 | 7 | 15 | 6 | 720.0929 | 0
2031 | 7 | 15 | 7 | 778.1666 | 0
2031 | 7 | 15 | 8 | 822.127 | 0
2031 | 7 | 15 | 9 | 855.7015 | 0
2031 | 7 | 15 | 10 | 883.9571 | 0
2031 | 7 | 15 | 11 | 914.2186 | 0
2031 | 7 | 15 | 12 | 937.2226 | 0
2031 | 7 | 15 | 13 | 949.6957 | 0
2031 | 7 | 15 | 14 | 955.2587 | 0
2031 | 7 | 15 | 15 | 962.4882 | 0
2031 | 7 | 15 | 16 | 961.6035 | 0
2031 | 7 | 15 | 17 | 965.392 | 0
2031 | 7 | 15 | 18 | 961.6761 | 0
2031 | 7 | 15 | 19 | 931.0399 | 0
2031 | 7 | 15 | 20 | 893.7188 | 0
2031 | 7 | 15 | 21 | 854.2621 | 0
2031 | 7 | 15 | 22 | 804.7968 | 0
2031 | 7 | 15 | 23 | 754.04 | 0
2031 | 7 | 16 | 0 | 710.1619 | 0
2031 | 7 | 16 | 1 | 729.4044 | 0
2031 | 7 | 16 | 2 | 707.2929 | 0
2031 | 7 | 16 | 3 | 697.2386 | 0
2031 | 7 | 16 | 4 | 694.1106 | 0
2031 | 7 | 16 | 5 | 711.8708 | 0
2031 | 7 | 16 | 6 | 753.3563 | 0
2031 | 7 | 16 | 7 | 811.7227 | 0
2031 | 7 | 16 | 8 | 861.6946 | 0
2031 | 7 | 16 | 9 | 904.9139 | 0
2031 | 7 | 16 | 10 | 946.0914 | 0
2031 | 7 | 16 | 11 | 982.9342 | 0
2031 | 7 | 16 | 12 | 1023.5765 | 23.5765
2031 | 7 | 16 | 13 | 1044.002 | 44.002
2031 | 7 | 16 | 14 | 1058.3495 | 58.3495
2031 | 7 | 16 | 15 | 1071.2768 | 71.2768
2031 | 7 | 16 | 16 | 1080.784 | 80.784
2031 | 7 | 16 | 17 | 1083.9198 | 83.9198
2031 | 7 | 16 | 18 | 1076.2576 | 76.2576
2031 | 7 | 16 | 19 | 1051.0097 | 51.0097
2031 | 7 | 16 | 20 | 1018.3381 | 18.3381
2031 | 7 | 16 | 21 | 974.4733 | 0
2031 | 7 | 16 | 22 | 924.9683 | 0
2031 | 7 | 16 | 23 | 869.176 | 0
2031 | 7 | 17 | 0 | 811.9959 | 0
2031 | 7 | 17 | 1 | 773.3229 | 0
2031 | 7 | 17 | 2 | 734.6499 | 0
2031 | 7 | 17 | 3 | 719.6779 | 0
2031 | 7 | 17 | 4 | 713.2353 | 0
2031 | 7 | 17 | 5 | 727.2704 | 0
2031 | 7 | 17 | 6 | 764.9938 | 0
2031 | 7 | 17 | 7 | 819.5227 | 0
2031 | 7 | 17 | 8 | 862.266 | 0
2031 | 7 | 17 | 9 | 916.9714 | 0
2031 | 7 | 17 | 10 | 957.7589 | 0
2031 | 7 | 17 | 11 | 992.1805 | 0
2031 | 7 | 17 | 12 | 1015.1586 | 15.1586
2031 | 7 | 17 | 13 | 1035.0569 | 35.0569
2031 | 7 | 17 | 14 | 1044.7687 | 44.7687
2031 | 7 | 17 | 15 | 1056.2112 | 56.2112
2031 | 7 | 17 | 16 | 1065.8304 | 65.8304
2031 | 7 | 17 | 17 | 1067.1918 | 67.1918
2031 | 7 | 17 | 18 | 1043.0211 | 43.0211
2031 | 7 | 17 | 19 | 1019.0456 | 19.0456
2031 | 7 | 17 | 20 | 982.0998 | 0
2031 | 7 | 17 | 21 | 950.644 | 0
2031 | 7 | 17 | 22 | 907.2025 | 0
2031 | 7 | 17 | 23 | 856.5819 | 0
2031 | 7 | 18 | 0 | 796.4522 | 0
2031 | 7 | 18 | 1 | 754.1472 | 0
2031 | 7 | 18 | 2 | 728.5684 | 0
2031 | 7 | 18 | 3 | 715.1829 | 0
2031 | 7 | 18 | 4 | 709.4152 | 0
2031 | 7 | 18 | 5 | 723.8032 | 0
2031 | 7 | 18 | 6 | 760.9717 | 0
2031 | 7 | 18 | 7 | 810.5341 | 0
2031 | 7 | 18 | 8 | 847.838 | 0
2031 | 7 | 18 | 9 | 903.1931 | 0
2031 | 7 | 18 | 10 | 946.6589 | 0
2031 | 7 | 18 | 11 | 979.8549 | 0
2031 | 7 | 18 | 12 | 1001.5097 | 1.5097
2031 | 7 | 18 | 13 | 1018.8724 | 18.8724
2031 | 7 | 18 | 14 | 1026.6487 | 26.6487
2031 | 7 | 18 | 15 | 1028.6671 | 28.6671
2031 | 7 | 18 | 16 | 1031.9057 | 31.9057
2031 | 7 | 18 | 17 | 1029.3314 | 29.3314
2031 | 7 | 18 | 18 | 1013.1255 | 13.1255
2031 | 7 | 18 | 19 | 986.4489 | 0
2031 | 7 | 18 | 20 | 956.3089 | 0
2031 | 7 | 18 | 21 | 932.7313 | 0
2031 | 7 | 18 | 22 | 902.8336 | 0
2031 | 7 | 18 | 23 | 858.7978 | 0
2031 | 7 | 19 | 0 | 802.1005 | 0
2031 | 7 | 19 | 1 | 746.2793 | 0
2031 | 7 | 19 | 2 | 719.0985 | 0
2031 | 7 | 19 | 3 | 702.9932 | 0
2031 | 7 | 19 | 4 | 691.3897 | 0
2031 | 7 | 19 | 5 | 691.0954 | 0
2031 | 7 | 19 | 6 | 700.6886 | 0
2031 | 7 | 19 | 7 | 724.4653 | 0
2031 | 7 | 19 | 8 | 771.9473 | 0
2031 | 7 | 19 | 9 | 819.4294 | 0
2031 | 7 | 19 | 10 | 871.4449 | 0
2031 | 7 | 19 | 11 | 917.5309 | 0
2031 | 7 | 19 | 12 | 945.9969 | 0
2031 | 7 | 19 | 13 | 962.099 | 0
2031 | 7 | 19 | 14 | 972.1331 | 0
2031 | 7 | 19 | 15 | 982.4868 | 0
2031 | 7 | 19 | 16 | 992.3133 | 0
2031 | 7 | 19 | 17 | 995.2552 | 0
2031 | 7 | 19 | 18 | 969.6792 | 0
2031 | 7 | 19 | 19 | 957.1706 | 0
2031 | 7 | 19 | 20 | 921.7171 | 0
2031 | 7 | 19 | 21 | 900.6498 | 0
2031 | 7 | 19 | 22 | 875.6814 | 0
2031 | 7 | 19 | 23 | 840.503 | 0
2031 | 7 | 20 | 0 | 793.7197 | 0
2031 | 7 | 20 | 1 | 749.7813 | 0
2031 | 7 | 20 | 2 | 719.0958 | 0
2031 | 7 | 20 | 3 | 700.1788 | 0
2031 | 7 | 20 | 4 | 686.6714 | 0
2031 | 7 | 20 | 5 | 683.1112 | 0
2031 | 7 | 20 | 6 | 684.8221 | 0
2031 | 7 | 20 | 7 | 702.6993 | 0
2031 | 7 | 20 | 8 | 741.7673 | 0
2031 | 7 | 20 | 9 | 794.8491 | 0
2031 | 7 | 20 | 10 | 847.9309 | 0
2031 | 7 | 20 | 11 | 896.1016 | 0
2031 | 7 | 20 | 12 | 932.3602 | 0
2031 | 7 | 20 | 13 | 954.1663 | 0
2031 | 7 | 20 | 14 | 968.7569 | 0
2031 | 7 | 20 | 15 | 982.4541 | 0
2031 | 7 | 20 | 16 | 997.9961 | 0
2031 | 7 | 20 | 17 | 1009.8053 | 9.8053
2031 | 7 | 20 | 18 | 998.8271 | 0
2031 | 7 | 20 | 19 | 979.476 | 0
2031 | 7 | 20 | 20 | 945.8756 | 0
2031 | 7 | 20 | 21 | 922.1047 | 0
2031 | 7 | 20 | 22 | 889.5914 | 0
2031 | 7 | 20 | 23 | 839.3756 | 0
2031 | 7 | 21 | 0 | 796.3338 | 0
2031 | 7 | 21 | 1 | 787.2568 | 0
2031 | 7 | 21 | 2 | 759.323 | 0
2031 | 7 | 21 | 3 | 743.3602 | 0
2031 | 7 | 21 | 4 | 735.486 | 0
2031 | 7 | 21 | 5 | 752.0787 | 0
2031 | 7 | 21 | 6 | 793.3689 | 0
2031 | 7 | 21 | 7 | 854.6216 | 0
2031 | 7 | 21 | 8 | 909.4988 | 0
2031 | 7 | 21 | 9 | 972.8087 | 0
2031 | 7 | 21 | 10 | 1016.5645 | 16.5645
2031 | 7 | 21 | 11 | 1059.2059 | 59.2059
2031 | 7 | 21 | 12 | 1090.244 | 90.244
2031 | 7 | 21 | 13 | 1115.0889 | 115.0889
2031 | 7 | 21 | 14 | 1136.3874 | 136.3874
2031 | 7 | 21 | 15 | 1149.9063 | 149.9063
2031 | 7 | 21 | 16 | 1163.4981 | 163.4981
2031 | 7 | 21 | 17 | 1162.8085 | 162.8085
2031 | 7 | 21 | 18 | 1135.8215 | 135.8215
2031 | 7 | 21 | 19 | 1103.0029 | 103.0029
2031 | 7 | 21 | 20 | 1062.6179 | 62.6179
2031 | 7 | 21 | 21 | 1023.1154 | 23.1154
2031 | 7 | 21 | 22 | 969.6015 | 0
2031 | 7 | 21 | 23 | 911.5806 | 0
2031 | 7 | 22 | 0 | 847.9064 | 0
2031 | 7 | 22 | 1 | 838.6079 | 0
2031 | 7 | 22 | 2 | 808.158 | 0
2031 | 7 | 22 | 3 | 789.9835 | 0
2031 | 7 | 22 | 4 | 781.2426 | 0
2031 | 7 | 22 | 5 | 797.179 | 0
2031 | 7 | 22 | 6 | 837.2176 | 0
2031 | 7 | 22 | 7 | 906.0842 | 0
2031 | 7 | 22 | 8 | 973.29 | 0
2031 | 7 | 22 | 9 | 1037.4958 | 37.4958
2031 | 7 | 22 | 10 | 1091.8026 | 91.8026
2031 | 7 | 22 | 11 | 1146.9069 | 146.9069
2031 | 7 | 22 | 12 | 1184.227 | 184.227
2031 | 7 | 22 | 13 | 1209.3075 | 209.3075
2031 | 7 | 22 | 14 | 1224.0229 | 224.0229
2031 | 7 | 22 | 15 | 1241.3024 | 241.3024
2031 | 7 | 22 | 16 | 1238.6225 | 238.6225
2031 | 7 | 22 | 17 | 1238.455 | 238.455
2031 | 7 | 22 | 18 | 1223.0244 | 223.0244
2031 | 7 | 22 | 19 | 1194.5185 | 194.5185
2031 | 7 | 22 | 20 | 1150.9645 | 150.9645
2031 | 7 | 22 | 21 | 1107.7415 | 107.7415
2031 | 7 | 22 | 22 | 1050.7213 | 50.7213
2031 | 7 | 22 | 23 | 982.3141 | 0
2031 | 7 | 23 | 0 | 917.5655 | 0
2031 | 7 | 23 | 1 | 874.9022 | 0
2031 | 7 | 23 | 2 | 838.8741 | 0
2031 | 7 | 23 | 3 | 817.9159 | 0
2031 | 7 | 23 | 4 | 806.055 | 0
2031 | 7 | 23 | 5 | 819.126 | 0
2031 | 7 | 23 | 6 | 857.9519 | 0
2031 | 7 | 23 | 7 | 918.2457 | 0
2031 | 7 | 23 | 8 | 966.0336 | 0
2031 | 7 | 23 | 9 | 1018.1249 | 18.1249
2031 | 7 | 23 | 10 | 1072.5072 | 72.5072
2031 | 7 | 23 | 11 | 1116.9051 | 116.9051
2031 | 7 | 23 | 12 | 1161.3226 | 161.3226
2031 | 7 | 23 | 13 | 1184.2386 | 184.2386
2031 | 7 | 23 | 14 | 1196.9611 | 196.9611
2031 | 7 | 23 | 15 | 1211.2884 | 211.2884
2031 | 7 | 23 | 16 | 1218.4251 | 218.4251
2031 | 7 | 23 | 17 | 1216.4316 | 216.4316
2031 | 7 | 23 | 18 | 1200.9704 | 200.9704
2031 | 7 | 23 | 19 | 1171.5502 | 171.5502
2031 | 7 | 23 | 20 | 1123.5159 | 123.5159
2031 | 7 | 23 | 21 | 1078.5562 | 78.5562
2031 | 7 | 23 | 22 | 1020.5695 | 20.5695
2031 | 7 | 23 | 23 | 959.0432 | 0
2031 | 7 | 24 | 0 | 893.9244 | 0
2031 | 7 | 24 | 1 | 846.6297 | 0
2031 | 7 | 24 | 2 | 799.335 | 0
2031 | 7 | 24 | 3 | 780.3993 | 0
2031 | 7 | 24 | 4 | 771.4683 | 0
2031 | 7 | 24 | 5 | 784.771 | 0
2031 | 7 | 24 | 6 | 823.368 | 0
2031 | 7 | 24 | 7 | 878.8004 | 0
2031 | 7 | 24 | 8 | 924.8715 | 0
2031 | 7 | 24 | 9 | 987.0486 | 0
2031 | 7 | 24 | 10 | 1037.838 | 37.838
2031 | 7 | 24 | 11 | 1077.638 | 77.638
2031 | 7 | 24 | 12 | 1104.8378 | 104.8378
2031 | 7 | 24 | 13 | 1128.1436 | 128.1436
2031 | 7 | 24 | 14 | 1143.0148 | 143.0148
2031 | 7 | 24 | 15 | 1157.0738 | 157.0738
2031 | 7 | 24 | 16 | 1168.741 | 168.741
2031 | 7 | 24 | 17 | 1164.9719 | 164.9719
2031 | 7 | 24 | 18 | 1137.8456 | 137.8456
2031 | 7 | 24 | 19 | 1099.222 | 99.222
2031 | 7 | 24 | 20 | 1049.9756 | 49.9756
2031 | 7 | 24 | 21 | 1010.063 | 10.063
2031 | 7 | 24 | 22 | 957.209 | 0
2031 | 7 | 24 | 23 | 902.9805 | 0
2031 | 7 | 25 | 0 | 840.5773 | 0
2031 | 7 | 25 | 1 | 803.2735 | 0
2031 | 7 | 25 | 2 | 773.9341 | 0
2031 | 7 | 25 | 3 | 758.4088 | 0
2031 | 7 | 25 | 4 | 750.8413 | 0
2031 | 7 | 25 | 5 | 764.7699 | 0
2031 | 7 | 25 | 6 | 804.3571 | 0
2031 | 7 | 25 | 7 | 857.6589 | 0
2031 | 7 | 25 | 8 | 904.8903 | 0
2031 | 7 | 25 | 9 | 963.9928 | 0
2031 | 7 | 25 | 10 | 1016.4167 | 16.4167
2031 | 7 | 25 | 11 | 1054.9408 | 54.9408
2031 | 7 | 25 | 12 | 1080.2842 | 80.2842
2031 | 7 | 25 | 13 | 1098.1142 | 98.1142
2031 | 7 | 25 | 14 | 1106.0775 | 106.0775
2031 | 7 | 25 | 15 | 1111.1058 | 111.1058
2031 | 7 | 25 | 16 | 1115.7188 | 115.7188
2031 | 7 | 25 | 17 | 1111.6849 | 111.6849
2031 | 7 | 25 | 18 | 1087.1965 | 87.1965
2031 | 7 | 25 | 19 | 1054.5131 | 54.5131
2031 | 7 | 25 | 20 | 1015.5091 | 15.5091
2031 | 7 | 25 | 21 | 981.9848 | 0
2031 | 7 | 25 | 22 | 947.3314 | 0
2031 | 7 | 25 | 23 | 898.6536 | 0
2031 | 7 | 26 | 0 | 839.1485 | 0
2031 | 7 | 26 | 1 | 779.1134 | 0
2031 | 7 | 26 | 2 | 719.0782 | 0
2031 | 7 | 26 | 3 | 701.0979 | 0
2031 | 7 | 26 | 4 | 689.4852 | 0
2031 | 7 | 26 | 5 | 687.9089 | 0
2031 | 7 | 26 | 6 | 694.9713 | 0
2031 | 7 | 26 | 7 | 708.5373 | 0
2031 | 7 | 26 | 8 | 741.8541 | 0
2031 | 7 | 26 | 9 | 794.6825 | 0
2031 | 7 | 26 | 10 | 836.8342 | 0
2031 | 7 | 26 | 11 | 870.4946 | 0
2031 | 7 | 26 | 12 | 887.1975 | 0
2031 | 7 | 26 | 13 | 893.1393 | 0
2031 | 7 | 26 | 14 | 895.3832 | 0
2031 | 7 | 26 | 15 | 897.8628 | 0
2031 | 7 | 26 | 16 | 903.5887 | 0
2031 | 7 | 26 | 17 | 904.0301 | 0
2031 | 7 | 26 | 18 | 887.2488 | 0
2031 | 7 | 26 | 19 | 869.0149 | 0
2031 | 7 | 26 | 20 | 839.2262 | 0
2031 | 7 | 26 | 21 | 821.165 | 0
2031 | 7 | 26 | 22 | 798.4886 | 0
2031 | 7 | 26 | 23 | 769.9726 | 0
2031 | 7 | 27 | 0 | 726.6583 | 0
2031 | 7 | 27 | 1 | 688.2634 | 0
2031 | 7 | 27 | 2 | 649.8684 | 0
2031 | 7 | 27 | 3 | 636.1409 | 0
2031 | 7 | 27 | 4 | 627.4047 | 0
2031 | 7 | 27 | 5 | 626.877 | 0
2031 | 7 | 27 | 6 | 629.9005 | 0
2031 | 7 | 27 | 7 | 632.9241 | 0
2031 | 7 | 27 | 8 | 655.3216 | 0
2031 | 7 | 27 | 9 | 704.1883 | 0
2031 | 7 | 27 | 10 | 737.4954 | 0
2031 | 7 | 27 | 11 | 772.4876 | 0
2031 | 7 | 27 | 12 | 793.9295 | 0
2031 | 7 | 27 | 13 | 802.3934 | 0
2031 | 7 | 27 | 14 | 807.3489 | 0
2031 | 7 | 27 | 15 | 814.9728 | 0
2031 | 7 | 27 | 16 | 823.456 | 0
2031 | 7 | 27 | 17 | 838.3626 | 0
2031 | 7 | 27 | 18 | 832.4048 | 0
2031 | 7 | 27 | 19 | 816.7636 | 0
2031 | 7 | 27 | 20 | 794.8855 | 0
2031 | 7 | 27 | 21 | 781.4818 | 0
2031 | 7 | 27 | 22 | 756.7512 | 0
2031 | 7 | 27 | 23 | 719.7131 | 0
2031 | 7 | 28 | 0 | 676.7304 | 0
2031 | 7 | 28 | 1 | 665.141 | 0
2031 | 7 | 28 | 2 | 653.5517 | 0
2031 | 7 | 28 | 3 | 644.6849 | 0
2031 | 7 | 28 | 4 | 641.8926 | 0
2031 | 7 | 28 | 5 | 662.8367 | 0
2031 | 7 | 28 | 6 | 707.5772 | 0
2031 | 7 | 28 | 7 | 762.9241 | 0
2031 | 7 | 28 | 8 | 801.3701 | 0
2031 | 7 | 28 | 9 | 845.2977 | 0
2031 | 7 | 28 | 10 | 869.5748 | 0
2031 | 7 | 28 | 11 | 896.9846 | 0
2031 | 7 | 28 | 12 | 915.2093 | 0
2031 | 7 | 28 | 13 | 928.6069 | 0
2031 | 7 | 28 | 14 | 934.6763 | 0
2031 | 7 | 28 | 15 | 941.3406 | 0
2031 | 7 | 28 | 16 | 946.7636 | 0
2031 | 7 | 28 | 17 | 942.3176 | 0
2031 | 7 | 28 | 18 | 919.4764 | 0
2031 | 7 | 28 | 19 | 906.1005 | 0
2031 | 7 | 28 | 20 | 881.0663 | 0
2031 | 7 | 28 | 21 | 850.0315 | 0
2031 | 7 | 28 | 22 | 803.9837 | 0
2031 | 7 | 28 | 23 | 757.5553 | 0
2031 | 7 | 29 | 0 | 703.5007 | 0
2031 | 7 | 29 | 1 | 689.7201 | 0
2031 | 7 | 29 | 2 | 670.0321 | 0
2031 | 7 | 29 | 3 | 661.6195 | 0
2031 | 7 | 29 | 4 | 658.1991 | 0
2031 | 7 | 29 | 5 | 676.5376 | 0
2031 | 7 | 29 | 6 | 715.0553 | 0
2031 | 7 | 29 | 7 | 769.7783 | 0
2031 | 7 | 29 | 8 | 815.0521 | 0
2031 | 7 | 29 | 9 | 852.06 | 0
2031 | 7 | 29 | 10 | 885.5571 | 0
2031 | 7 | 29 | 11 | 920.9575 | 0
2031 | 7 | 29 | 12 | 948.1023 | 0
2031 | 7 | 29 | 13 | 965.7714 | 0
2031 | 7 | 29 | 14 | 979.09 | 0
2031 | 7 | 29 | 15 | 989.4832 | 0
2031 | 7 | 29 | 16 | 989.0157 | 0
2031 | 7 | 29 | 17 | 981.9354 | 0
2031 | 7 | 29 | 18 | 965.7734 | 0
2031 | 7 | 29 | 19 | 946.7809 | 0
2031 | 7 | 29 | 20 | 921.4554 | 0
2031 | 7 | 29 | 21 | 883.0412 | 0
2031 | 7 | 29 | 22 | 833.1667 | 0
2031 | 7 | 29 | 23 | 783.0577 | 0
2031 | 7 | 30 | 0 | 739.1919 | 0
2031 | 7 | 30 | 1 | 719.968 | 0
2031 | 7 | 30 | 2 | 700.7441 | 0
2031 | 7 | 30 | 3 | 691.0757 | 0
2031 | 7 | 30 | 4 | 687.1511 | 0
2031 | 7 | 30 | 5 | 700.7743 | 0
2031 | 7 | 30 | 6 | 736.977 | 0
2031 | 7 | 30 | 7 | 784.103 | 0
2031 | 7 | 30 | 8 | 827.2308 | 0
2031 | 7 | 30 | 9 | 866.816 | 0
2031 | 7 | 30 | 10 | 905.8008 | 0
2031 | 7 | 30 | 11 | 937.8856 | 0
2031 | 7 | 30 | 12 | 974.168 | 0
2031 | 7 | 30 | 13 | 991.5243 | 0
2031 | 7 | 30 | 14 | 1002.5432 | 2.5432
2031 | 7 | 30 | 15 | 1018.3266 | 18.3266
2031 | 7 | 30 | 16 | 1030.2333 | 30.2333
2031 | 7 | 30 | 17 | 1034.5497 | 34.5497
2031 | 7 | 30 | 18 | 1023.1653 | 23.1653
2031 | 7 | 30 | 19 | 991.7023 | 0
2031 | 7 | 30 | 20 | 955.2815 | 0
2031 | 7 | 30 | 21 | 924.3519 | 0
2031 | 7 | 30 | 22 | 881.1417 | 0
2031 | 7 | 30 | 23 | 832.8498 | 0
2031 | 7 | 31 | 0 | 810.9633 | 0
2031 | 7 | 31 | 1 | 794.3375 | 0
2031 | 7 | 31 | 2 | 777.7116 | 0
2031 | 7 | 31 | 3 | 760.3373 | 0
2031 | 7 | 31 | 4 | 753.0847 | 0
2031 | 7 | 31 | 5 | 767.3662 | 0
2031 | 7 | 31 | 6 | 803.2511 | 0
2031 | 7 | 31 | 7 | 859.4334 | 0
2031 | 7 | 31 | 8 | 911.8973 | 0
2031 | 7 | 31 | 9 | 977.8529 | 0
2031 | 7 | 31 | 10 | 1035.9071 | 35.9071
2031 | 7 | 31 | 11 | 1083.4459 | 83.4459
2031 | 7 | 31 | 12 | 1118.7645 | 118.7645
2031 | 7 | 31 | 13 | 1152.434 | 152.434
2031 | 7 | 31 | 14 | 1174.5188 | 174.5188
2031 | 7 | 31 | 15 | 1189.7422 | 189.7422
2031 | 7 | 31 | 16 | 1197.712 | 197.712
2031 | 7 | 31 | 17 | 1190.0814 | 190.0814
2031 | 7 | 31 | 18 | 1158.0818 | 158.0818
2031 | 7 | 31 | 19 | 1117.913 | 117.913
2031 | 7 | 31 | 20 | 1080.4093 | 80.4093
2031 | 7 | 31 | 21 | 1058.0085 | 58.0085
2031 | 7 | 31 | 22 | 1005.4857 | 5.4857
2031 | 7 | 31 | 23 | 948.7751 | 0
2031 | 8 | 1 | 0 | 884.0699 | 0
2031 | 8 | 1 | 1 | 838.4953 | 0
2031 | 8 | 1 | 2 | 807.7179 | 0
2031 | 8 | 1 | 3 | 790.4634 | 0
2031 | 8 | 1 | 4 | 780.5858 | 0
2031 | 8 | 1 | 5 | 793.6203 | 0
2031 | 8 | 1 | 6 | 828.1371 | 0
2031 | 8 | 1 | 7 | 885.2179 | 0
2031 | 8 | 1 | 8 | 943.2895 | 0
2031 | 8 | 1 | 9 | 1016.6035 | 16.6035
2031 | 8 | 1 | 10 | 1083.9865 | 83.9865
2031 | 8 | 1 | 11 | 1133.3975 | 133.3975
2031 | 8 | 1 | 12 | 1164.118 | 164.118
2031 | 8 | 1 | 13 | 1188.8816 | 188.8816
2031 | 8 | 1 | 14 | 1205.7896 | 205.7896
2031 | 8 | 1 | 15 | 1217.8985 | 217.8985
2031 | 8 | 1 | 16 | 1222.9654 | 222.9654
2031 | 8 | 1 | 17 | 1212.6942 | 212.6942
2031 | 8 | 1 | 18 | 1184.8902 | 184.8902
2031 | 8 | 1 | 19 | 1143.9732 | 143.9732
2031 | 8 | 1 | 20 | 1095.6138 | 95.6138
2031 | 8 | 1 | 21 | 1075.6067 | 75.6067
2031 | 8 | 1 | 22 | 1040.5216 | 40.5216
2031 | 8 | 1 | 23 | 983.2402 | 0
2031 | 8 | 2 | 0 | 925.9909 | 0
2031 | 8 | 2 | 1 | 867.0394 | 0
2031 | 8 | 2 | 2 | 808.0879 | 0
2031 | 8 | 2 | 3 | 786.4752 | 0
2031 | 8 | 2 | 4 | 772.0749 | 0
2031 | 8 | 2 | 5 | 769.1949 | 0
2031 | 8 | 2 | 6 | 776.2448 | 0
2031 | 8 | 2 | 7 | 798.9221 | 0
2031 | 8 | 2 | 8 | 849.2338 | 0
2031 | 8 | 2 | 9 | 899.5455 | 0
2031 | 8 | 2 | 10 | 963.0556 | 0
2031 | 8 | 2 | 11 | 1015.1041 | 15.1041
2031 | 8 | 2 | 12 | 1049.1284 | 49.1284
2031 | 8 | 2 | 13 | 1067.155 | 67.155
2031 | 8 | 2 | 14 | 1075.39 | 75.39
2031 | 8 | 2 | 15 | 1077.3786 | 77.3786
2031 | 8 | 2 | 16 | 1079.6307 | 79.6307
2031 | 8 | 2 | 17 | 1074.8446 | 74.8446
2031 | 8 | 2 | 18 | 1052.6174 | 52.6174
2031 | 8 | 2 | 19 | 1015.4279 | 15.4279
2031 | 8 | 2 | 20 | 973.2386 | 0
2031 | 8 | 2 | 21 | 965.5915 | 0
2031 | 8 | 2 | 22 | 932.0603 | 0
2031 | 8 | 2 | 23 | 896.0692 | 0
2031 | 8 | 3 | 0 | 850.3985 | 0
2031 | 8 | 3 | 1 | 796.5163 | 0
2031 | 8 | 3 | 2 | 742.6341 | 0
2031 | 8 | 3 | 3 | 718.1146 | 0
2031 | 8 | 3 | 4 | 701.1502 | 0
2031 | 8 | 3 | 5 | 697.1309 | 0
2031 | 8 | 3 | 6 | 698.0421 | 0
2031 | 8 | 3 | 7 | 710.5989 | 0
2031 | 8 | 3 | 8 | 759.315 | 0
2031 | 8 | 3 | 9 | 808.0311 | 0
2031 | 8 | 3 | 10 | 868.4812 | 0
2031 | 8 | 3 | 11 | 918.0612 | 0
2031 | 8 | 3 | 12 | 951.7702 | 0
2031 | 8 | 3 | 13 | 967.1819 | 0
2031 | 8 | 3 | 14 | 975.1271 | 0
2031 | 8 | 3 | 15 | 980.0904 | 0
2031 | 8 | 3 | 16 | 987.8575 | 0
2031 | 8 | 3 | 17 | 985.8152 | 0
2031 | 8 | 3 | 18 | 964.9044 | 0
2031 | 8 | 3 | 19 | 939.9829 | 0
2031 | 8 | 3 | 20 | 910.9186 | 0
2031 | 8 | 3 | 21 | 911.8619 | 0
2031 | 8 | 3 | 22 | 873.1239 | 0
2031 | 8 | 3 | 23 | 822.6813 | 0
2031 | 8 | 4 | 0 | 768.708 | 0
2031 | 8 | 4 | 1 | 747.9222 | 0
2031 | 8 | 4 | 2 | 722.4098 | 0
2031 | 8 | 4 | 3 | 708.234 | 0
2031 | 8 | 4 | 4 | 698.0914 | 0
2031 | 8 | 4 | 5 | 703.8338 | 0
2031 | 8 | 4 | 6 | 717.3308 | 0
2031 | 8 | 4 | 7 | 738.0433 | 0
2031 | 8 | 4 | 8 | 766.0995 | 0
2031 | 8 | 4 | 9 | 817.9873 | 0
2031 | 8 | 4 | 10 | 869.8752 | 0
2031 | 8 | 4 | 11 | 923.5558 | 0
2031 | 8 | 4 | 12 | 965.7243 | 0
2031 | 8 | 4 | 13 | 987.4812 | 0
2031 | 8 | 4 | 14 | 994.9053 | 0
2031 | 8 | 4 | 15 | 996.0039 | 0
2031 | 8 | 4 | 16 | 1004.5926 | 4.5926
2031 | 8 | 4 | 17 | 1013.9008 | 13.9008
2031 | 8 | 4 | 18 | 993.4436 | 0
2031 | 8 | 4 | 19 | 969.0103 | 0
2031 | 8 | 4 | 20 | 953.5821 | 0
2031 | 8 | 4 | 21 | 951.2162 | 0
2031 | 8 | 4 | 22 | 911.1485 | 0
2031 | 8 | 4 | 23 | 868.6863 | 0
2031 | 8 | 5 | 0 | 814.4193 | 0
2031 | 8 | 5 | 1 | 809.092 | 0
2031 | 8 | 5 | 2 | 778.7339 | 0
2031 | 8 | 5 | 3 | 760.9845 | 0
2031 | 8 | 5 | 4 | 752.0083 | 0
2031 | 8 | 5 | 5 | 767.8034 | 0
2031 | 8 | 5 | 6 | 805.0243 | 0
2031 | 8 | 5 | 7 | 864.6337 | 0
2031 | 8 | 5 | 8 | 922.1019 | 0
2031 | 8 | 5 | 9 | 975.0531 | 0
2031 | 8 | 5 | 10 | 1027.2143 | 27.2143
2031 | 8 | 5 | 11 | 1073.507 | 73.507
2031 | 8 | 5 | 12 | 1108.0269 | 108.0269
2031 | 8 | 5 | 13 | 1134.6328 | 134.6328
2031 | 8 | 5 | 14 | 1147.8062 | 147.8062
2031 | 8 | 5 | 15 | 1154.997 | 154.997
2031 | 8 | 5 | 16 | 1153.1837 | 153.1837
2031 | 8 | 5 | 17 | 1144.793 | 144.793
2031 | 8 | 5 | 18 | 1126.882 | 126.882
2031 | 8 | 5 | 19 | 1092.233 | 92.233
2031 | 8 | 5 | 20 | 1055.8484 | 55.8484
2031 | 8 | 5 | 21 | 1028.8482 | 28.8482
2031 | 8 | 5 | 22 | 967.0413 | 0
2031 | 8 | 5 | 23 | 908.3725 | 0
2031 | 8 | 6 | 0 | 852.3504 | 0
2031 | 8 | 6 | 1 | 809.7719 | 0
2031 | 8 | 6 | 2 | 767.1935 | 0
2031 | 8 | 6 | 3 | 752.108 | 0
2031 | 8 | 6 | 4 | 744.7916 | 0
2031 | 8 | 6 | 5 | 759.9862 | 0
2031 | 8 | 6 | 6 | 794.4749 | 0
2031 | 8 | 6 | 7 | 838.8516 | 0
2031 | 8 | 6 | 8 | 872.2203 | 0
2031 | 8 | 6 | 9 | 911.8424 | 0
2031 | 8 | 6 | 10 | 950.0103 | 0
2031 | 8 | 6 | 11 | 980.683 | 0
2031 | 8 | 6 | 12 | 1014.76 | 14.76
2031 | 8 | 6 | 13 | 1027.6086 | 27.6086
2031 | 8 | 6 | 14 | 1030.6119 | 30.6119
2031 | 8 | 6 | 15 | 1032.0632 | 32.0632
2031 | 8 | 6 | 16 | 1032.7958 | 32.7958
2031 | 8 | 6 | 17 | 1032.7719 | 32.7719
2031 | 8 | 6 | 18 | 1024.1579 | 24.1579
2031 | 8 | 6 | 19 | 989.8811 | 0
2031 | 8 | 6 | 20 | 960.7248 | 0
2031 | 8 | 6 | 21 | 947.7654 | 0
2031 | 8 | 6 | 22 | 898.9616 | 0
2031 | 8 | 6 | 23 | 854.9664 | 0
2031 | 8 | 7 | 0 | 804.0891 | 0
2031 | 8 | 7 | 1 | 763.606 | 0
2031 | 8 | 7 | 2 | 737.0157 | 0
2031 | 8 | 7 | 3 | 710.4254 | 0
2031 | 8 | 7 | 4 | 706.0002 | 0
2031 | 8 | 7 | 5 | 723.0927 | 0
2031 | 8 | 7 | 6 | 764.6025 | 0
2031 | 8 | 7 | 7 | 816.143 | 0
2031 | 8 | 7 | 8 | 856.6238 | 0
2031 | 8 | 7 | 9 | 916.2659 | 0
2031 | 8 | 7 | 10 | 960.6371 | 0
2031 | 8 | 7 | 11 | 995.3562 | 0
2031 | 8 | 7 | 12 | 1019.7769 | 19.7769
2031 | 8 | 7 | 13 | 1042.6519 | 42.6519
2031 | 8 | 7 | 14 | 1054.0224 | 54.0224
2031 | 8 | 7 | 15 | 1063.5075 | 63.5075
2031 | 8 | 7 | 16 | 1070.1929 | 70.1929
2031 | 8 | 7 | 17 | 1066.5303 | 66.5303
2031 | 8 | 7 | 18 | 1038.2736 | 38.2736
2031 | 8 | 7 | 19 | 996.8022 | 0
2031 | 8 | 7 | 20 | 957.9807 | 0
2031 | 8 | 7 | 21 | 947.0414 | 0
2031 | 8 | 7 | 22 | 895.7047 | 0
2031 | 8 | 7 | 23 | 845.6852 | 0
2031 | 8 | 8 | 0 | 789.1529 | 0
2031 | 8 | 8 | 1 | 764.9824 | 0
2031 | 8 | 8 | 2 | 741.0825 | 0
2031 | 8 | 8 | 3 | 729.2465 | 0
2031 | 8 | 8 | 4 | 724.3715 | 0
2031 | 8 | 8 | 5 | 741.6983 | 0
2031 | 8 | 8 | 6 | 782.6581 | 0
2031 | 8 | 8 | 7 | 832.4535 | 0
2031 | 8 | 8 | 8 | 871.5149 | 0
2031 | 8 | 8 | 9 | 918.1234 | 0
2031 | 8 | 8 | 10 | 963.7765 | 0
2031 | 8 | 8 | 11 | 999.3211 | 0
2031 | 8 | 8 | 12 | 1022.6289 | 22.6289
2031 | 8 | 8 | 13 | 1040.6806 | 40.6806
2031 | 8 | 8 | 14 | 1047.2701 | 47.2701
2031 | 8 | 8 | 15 | 1046.3956 | 46.3956
2031 | 8 | 8 | 16 | 1054.2527 | 54.2527
2031 | 8 | 8 | 17 | 1048.8705 | 48.8705
2031 | 8 | 8 | 18 | 1015.9271 | 15.9271
2031 | 8 | 8 | 19 | 973.401 | 0
2031 | 8 | 8 | 20 | 936.8674 | 0
2031 | 8 | 8 | 21 | 923.0503 | 0
2031 | 8 | 8 | 22 | 877.5472 | 0
2031 | 8 | 8 | 23 | 834.4609 | 0
2031 | 8 | 9 | 0 | 793.3311 | 0
2031 | 8 | 9 | 1 | 743.4813 | 0
2031 | 8 | 9 | 2 | 693.6315 | 0
2031 | 8 | 9 | 3 | 679.6419 | 0
2031 | 8 | 9 | 4 | 670.4334 | 0
2031 | 8 | 9 | 5 | 669.0595 | 0
2031 | 8 | 9 | 6 | 675.6321 | 0
2031 | 8 | 9 | 7 | 688.1946 | 0
2031 | 8 | 9 | 8 | 728.8152 | 0
2031 | 8 | 9 | 9 | 769.4359 | 0
2031 | 8 | 9 | 10 | 810.4555 | 0
2031 | 8 | 9 | 11 | 844.7539 | 0
2031 | 8 | 9 | 12 | 864.6041 | 0
2031 | 8 | 9 | 13 | 875.489 | 0
2031 | 8 | 9 | 14 | 882.3272 | 0
2031 | 8 | 9 | 15 | 889.1838 | 0
2031 | 8 | 9 | 16 | 897.4126 | 0
2031 | 8 | 9 | 17 | 897.5169 | 0
2031 | 8 | 9 | 18 | 877.5378 | 0
2031 | 8 | 9 | 19 | 835.5169 | 0
2031 | 8 | 9 | 20 | 803.6833 | 0
2031 | 8 | 9 | 21 | 803.9105 | 0
2031 | 8 | 9 | 22 | 779.1408 | 0
2031 | 8 | 9 | 23 | 753.0102 | 0
2031 | 8 | 10 | 0 | 723.9761 | 0
2031 | 8 | 10 | 1 | 678.0118 | 0
2031 | 8 | 10 | 2 | 632.0475 | 0
2031 | 8 | 10 | 3 | 620.4502 | 0
2031 | 8 | 10 | 4 | 613.2588 | 0
2031 | 8 | 10 | 5 | 613.2567 | 0
2031 | 8 | 10 | 6 | 616.0436 | 0
2031 | 8 | 10 | 7 | 621.7989 | 0
2031 | 8 | 10 | 8 | 653.7328 | 0
2031 | 8 | 10 | 9 | 685.6667 | 0
2031 | 8 | 10 | 10 | 727.0752 | 0
2031 | 8 | 10 | 11 | 759.0211 | 0
2031 | 8 | 10 | 12 | 781.6203 | 0
2031 | 8 | 10 | 13 | 790.4259 | 0
2031 | 8 | 10 | 14 | 794.4625 | 0
2031 | 8 | 10 | 15 | 801.4301 | 0
2031 | 8 | 10 | 16 | 813.2535 | 0
2031 | 8 | 10 | 17 | 821.2635 | 0
2031 | 8 | 10 | 18 | 803.1347 | 0
2031 | 8 | 10 | 19 | 777.8463 | 0
2031 | 8 | 10 | 20 | 763.5404 | 0
2031 | 8 | 10 | 21 | 767.1543 | 0
2031 | 8 | 10 | 22 | 740.6487 | 0
2031 | 8 | 10 | 23 | 712.6242 | 0
2031 | 8 | 11 | 0 | 675.7181 | 0
2031 | 8 | 11 | 1 | 702.2507 | 0
2031 | 8 | 11 | 2 | 685.8536 | 0
2031 | 8 | 11 | 3 | 677.8988 | 0
2031 | 8 | 11 | 4 | 675.5874 | 0
2031 | 8 | 11 | 5 | 694.2551 | 0
2031 | 8 | 11 | 6 | 735.3236 | 0
2031 | 8 | 11 | 7 | 783.6627 | 0
2031 | 8 | 11 | 8 | 816.9304 | 0
2031 | 8 | 11 | 9 | 866.0973 | 0
2031 | 8 | 11 | 10 | 907.2769 | 0
2031 | 8 | 11 | 11 | 939.2705 | 0
2031 | 8 | 11 | 12 | 964.2133 | 0
2031 | 8 | 11 | 13 | 984.7931 | 0
2031 | 8 | 11 | 14 | 992.4315 | 0
2031 | 8 | 11 | 15 | 996.5372 | 0
2031 | 8 | 11 | 16 | 999.6078 | 0
2031 | 8 | 11 | 17 | 992.4026 | 0
2031 | 8 | 11 | 18 | 972.0157 | 0
2031 | 8 | 11 | 19 | 933.1328 | 0
2031 | 8 | 11 | 20 | 915.2048 | 0
2031 | 8 | 11 | 21 | 900.4299 | 0
2031 | 8 | 11 | 22 | 852.8279 | 0
2031 | 8 | 11 | 23 | 809.5384 | 0
2031 | 8 | 12 | 0 | 761.229 | 0
2031 | 8 | 12 | 1 | 757.0348 | 0
2031 | 8 | 12 | 2 | 733.6593 | 0
2031 | 8 | 12 | 3 | 721.5932 | 0
2031 | 8 | 12 | 4 | 715.4469 | 0
2031 | 8 | 12 | 5 | 732.5192 | 0
2031 | 8 | 12 | 6 | 768.8643 | 0
2031 | 8 | 12 | 7 | 819.9325 | 0
2031 | 8 | 12 | 8 | 862.1072 | 0
2031 | 8 | 12 | 9 | 901.1166 | 0
2031 | 8 | 12 | 10 | 944.3307 | 0
2031 | 8 | 12 | 11 | 984.8549 | 0
2031 | 8 | 12 | 12 | 1014.9225 | 14.9225
2031 | 8 | 12 | 13 | 1034.0116 | 34.0116
2031 | 8 | 12 | 14 | 1041.4554 | 41.4554
2031 | 8 | 12 | 15 | 1043.1263 | 43.1263
2031 | 8 | 12 | 16 | 1035.0087 | 35.0087
2031 | 8 | 12 | 17 | 1027.8292 | 27.8292
2031 | 8 | 12 | 18 | 1006.7157 | 6.7157
2031 | 8 | 12 | 19 | 972.6426 | 0
2031 | 8 | 12 | 20 | 963.8793 | 0
2031 | 8 | 12 | 21 | 943.9061 | 0
2031 | 8 | 12 | 22 | 892.9415 | 0
2031 | 8 | 12 | 23 | 841.4201 | 0
2031 | 8 | 13 | 0 | 794.1402 | 0
2031 | 8 | 13 | 1 | 773.4934 | 0
2031 | 8 | 13 | 2 | 752.8466 | 0
2031 | 8 | 13 | 3 | 739.3806 | 0
2031 | 8 | 13 | 4 | 732.6359 | 0
2031 | 8 | 13 | 5 | 745.3691 | 0
2031 | 8 | 13 | 6 | 780.645 | 0
2031 | 8 | 13 | 7 | 827.8581 | 0
2031 | 8 | 13 | 8 | 877.1018 | 0
2031 | 8 | 13 | 9 | 928.9569 | 0
2031 | 8 | 13 | 10 | 980.0841 | 0
2031 | 8 | 13 | 11 | 1017.5274 | 17.5274
2031 | 8 | 13 | 12 | 1053.5391 | 53.5391
2031 | 8 | 13 | 13 | 1073.4746 | 73.4746
2031 | 8 | 13 | 14 | 1085.5712 | 85.5712
2031 | 8 | 13 | 15 | 1096.2182 | 96.2182
2031 | 8 | 13 | 16 | 1104.1757 | 104.1757
2031 | 8 | 13 | 17 | 1100.0565 | 100.0565
2031 | 8 | 13 | 18 | 1075.8548 | 75.8548
2031 | 8 | 13 | 19 | 1025.7433 | 25.7433
2031 | 8 | 13 | 20 | 986.2794 | 0
2031 | 8 | 13 | 21 | 968.1512 | 0
2031 | 8 | 13 | 22 | 915.5157 | 0
2031 | 8 | 13 | 23 | 866.598 | 0
2031 | 8 | 14 | 0 | 814.9507 | 0
2031 | 8 | 14 | 1 | 774.052 | 0
2031 | 8 | 14 | 2 | 747.0642 | 0
2031 | 8 | 14 | 3 | 720.0765 | 0
2031 | 8 | 14 | 4 | 713.8384 | 0
2031 | 8 | 14 | 5 | 726.0279 | 0
2031 | 8 | 14 | 6 | 759.0402 | 0
2031 | 8 | 14 | 7 | 796.5053 | 0
2031 | 8 | 14 | 8 | 820.573 | 0
2031 | 8 | 14 | 9 | 863.3696 | 0
2031 | 8 | 14 | 10 | 892.4789 | 0
2031 | 8 | 14 | 11 | 914.8767 | 0
2031 | 8 | 14 | 12 | 928.417 | 0
2031 | 8 | 14 | 13 | 941.5818 | 0
2031 | 8 | 14 | 14 | 945.6141 | 0
2031 | 8 | 14 | 15 | 947.0302 | 0
2031 | 8 | 14 | 16 | 944.3288 | 0
2031 | 8 | 14 | 17 | 935.8667 | 0
2031 | 8 | 14 | 18 | 908.8767 | 0
2031 | 8 | 14 | 19 | 871.4086 | 0
2031 | 8 | 14 | 20 | 851.4625 | 0
2031 | 8 | 14 | 21 | 840.067 | 0
2031 | 8 | 14 | 22 | 799.4655 | 0
2031 | 8 | 14 | 23 | 765.0138 | 0
2031 | 8 | 15 | 0 | 721.763 | 0
2031 | 8 | 15 | 1 | 699.1086 | 0
2031 | 8 | 15 | 2 | 676.4541 | 0
2031 | 8 | 15 | 3 | 667.9522 | 0
2031 | 8 | 15 | 4 | 666.5713 | 0
2031 | 8 | 15 | 5 | 683.0505 | 0
2031 | 8 | 15 | 6 | 720.3907 | 0
2031 | 8 | 15 | 7 | 760.9397 | 0
2031 | 8 | 15 | 8 | 787.2554 | 0
2031 | 8 | 15 | 9 | 829.3631 | 0
2031 | 8 | 15 | 10 | 868.4318 | 0
2031 | 8 | 15 | 11 | 894.1945 | 0
2031 | 8 | 15 | 12 | 910.6806 | 0
2031 | 8 | 15 | 13 | 924.2776 | 0
2031 | 8 | 15 | 14 | 927.581 | 0
2031 | 8 | 15 | 15 | 932.3902 | 0
2031 | 8 | 15 | 16 | 933.4983 | 0
2031 | 8 | 15 | 17 | 927.7242 | 0
2031 | 8 | 15 | 18 | 905.2282 | 0
2031 | 8 | 15 | 19 | 865.7715 | 0
2031 | 8 | 15 | 20 | 841.563 | 0
2031 | 8 | 15 | 21 | 824.6482 | 0
2031 | 8 | 15 | 22 | 793.0898 | 0
2031 | 8 | 15 | 23 | 761.9775 | 0
2031 | 8 | 16 | 0 | 724.0448 | 0
2031 | 8 | 16 | 1 | 684.6778 | 0
2031 | 8 | 16 | 2 | 645.3108 | 0
2031 | 8 | 16 | 3 | 636.3179 | 0
2031 | 8 | 16 | 4 | 630.7705 | 0
2031 | 8 | 16 | 5 | 632.9469 | 0
2031 | 8 | 16 | 6 | 642.0066 | 0
2031 | 8 | 16 | 7 | 653.7832 | 0
2031 | 8 | 16 | 8 | 692 | 0
2031 | 8 | 16 | 9 | 730.2168 | 0
2031 | 8 | 16 | 10 | 773.4479 | 0
2031 | 8 | 16 | 11 | 805.4753 | 0
2031 | 8 | 16 | 12 | 824.2261 | 0
2031 | 8 | 16 | 13 | 835.2524 | 0
2031 | 8 | 16 | 14 | 842.9104 | 0
2031 | 8 | 16 | 15 | 850.7261 | 0
2031 | 8 | 16 | 16 | 859.2075 | 0
2031 | 8 | 16 | 17 | 861.2209 | 0
2031 | 8 | 16 | 18 | 842.5332 | 0
2031 | 8 | 16 | 19 | 804.6781 | 0
2031 | 8 | 16 | 20 | 780.8908 | 0
2031 | 8 | 16 | 21 | 774.0675 | 0
2031 | 8 | 16 | 22 | 746.9591 | 0
2031 | 8 | 16 | 23 | 723.2353 | 0
2031 | 8 | 17 | 0 | 696.7238 | 0
2031 | 8 | 17 | 1 | 662.9455 | 0
2031 | 8 | 17 | 2 | 629.1673 | 0
2031 | 8 | 17 | 3 | 617.598 | 0
2031 | 8 | 17 | 4 | 610.8285 | 0
2031 | 8 | 17 | 5 | 611.9144 | 0
2031 | 8 | 17 | 6 | 616.0755 | 0
2031 | 8 | 17 | 7 | 618.9737 | 0
2031 | 8 | 17 | 8 | 654.3384 | 0
2031 | 8 | 17 | 9 | 689.703 | 0
2031 | 8 | 17 | 10 | 731.7176 | 0
2031 | 8 | 17 | 11 | 769.0967 | 0
2031 | 8 | 17 | 12 | 793.7658 | 0
2031 | 8 | 17 | 13 | 805.3081 | 0
2031 | 8 | 17 | 14 | 812.9021 | 0
2031 | 8 | 17 | 15 | 820.4017 | 0
2031 | 8 | 17 | 16 | 829.89 | 0
2031 | 8 | 17 | 17 | 836.5732 | 0
2031 | 8 | 17 | 18 | 822.3697 | 0
2031 | 8 | 17 | 19 | 797.5524 | 0
2031 | 8 | 17 | 20 | 792.2995 | 0
2031 | 8 | 17 | 21 | 790.2786 | 0
2031 | 8 | 17 | 22 | 758.4124 | 0
2031 | 8 | 17 | 23 | 728.6749 | 0
2031 | 8 | 18 | 0 | 698.0117 | 0
2031 | 8 | 18 | 1 | 706.8755 | 0
2031 | 8 | 18 | 2 | 686.6584 | 0
2031 | 8 | 18 | 3 | 676.5217 | 0
2031 | 8 | 18 | 4 | 672.6619 | 0
2031 | 8 | 18 | 5 | 687.9701 | 0
2031 | 8 | 18 | 6 | 726.7761 | 0
2031 | 8 | 18 | 7 | 777.934 | 0
2031 | 8 | 18 | 8 | 828.9952 | 0
2031 | 8 | 18 | 9 | 890.0881 | 0
2031 | 8 | 18 | 10 | 941.47 | 0
2031 | 8 | 18 | 11 | 979.8015 | 0
2031 | 8 | 18 | 12 | 1008.2929 | 8.2929
2031 | 8 | 18 | 13 | 1031.8649 | 31.8649
2031 | 8 | 18 | 14 | 1047.4134 | 47.4134
2031 | 8 | 18 | 15 | 1060.6685 | 60.6685
2031 | 8 | 18 | 16 | 1073.0272 | 73.0272
2031 | 8 | 18 | 17 | 1071.9267 | 71.9267
2031 | 8 | 18 | 18 | 1041.44 | 41.44
2031 | 8 | 18 | 19 | 991.5279 | 0
2031 | 8 | 18 | 20 | 967.2867 | 0
2031 | 8 | 18 | 21 | 947.2459 | 0
2031 | 8 | 18 | 22 | 894.8716 | 0
2031 | 8 | 18 | 23 | 844.5072 | 0
2031 | 8 | 19 | 0 | 788.7272 | 0
2031 | 8 | 19 | 1 | 745.4568 | 0
2031 | 8 | 19 | 2 | 722.2548 | 0
2031 | 8 | 19 | 3 | 710.7179 | 0
2031 | 8 | 19 | 4 | 705.0467 | 0
2031 | 8 | 19 | 5 | 721.7645 | 0
2031 | 8 | 19 | 6 | 759.5476 | 0
2031 | 8 | 19 | 7 | 810.936 | 0
2031 | 8 | 19 | 8 | 856.9215 | 0
2031 | 8 | 19 | 9 | 900.3256 | 0
2031 | 8 | 19 | 10 | 941.665 | 0
2031 | 8 | 19 | 11 | 976.618 | 0
2031 | 8 | 19 | 12 | 1001.529 | 1.529
2031 | 8 | 19 | 13 | 1017.8166 | 17.8166
2031 | 8 | 19 | 14 | 1021.3687 | 21.3687
2031 | 8 | 19 | 15 | 1023.973 | 23.973
2031 | 8 | 19 | 16 | 1015.4984 | 15.4984
2031 | 8 | 19 | 17 | 1008.4567 | 8.4567
2031 | 8 | 19 | 18 | 984.2117 | 0
2031 | 8 | 19 | 19 | 946.4734 | 0
2031 | 8 | 19 | 20 | 939.677 | 0
2031 | 8 | 19 | 21 | 913.7216 | 0
2031 | 8 | 19 | 22 | 863.1181 | 0
2031 | 8 | 19 | 23 | 813.7825 | 0
2031 | 8 | 20 | 0 | 768.7293 | 0
2031 | 8 | 20 | 1 | 777.0601 | 0
2031 | 8 | 20 | 2 | 752.9248 | 0
2031 | 8 | 20 | 3 | 739.4904 | 0
2031 | 8 | 20 | 4 | 733.1236 | 0
2031 | 8 | 20 | 5 | 748.8347 | 0
2031 | 8 | 20 | 6 | 787.8218 | 0
2031 | 8 | 20 | 7 | 837.1859 | 0
2031 | 8 | 20 | 8 | 891.0414 | 0
2031 | 8 | 20 | 9 | 948.525 | 0
2031 | 8 | 20 | 10 | 1005.4642 | 5.4642
2031 | 8 | 20 | 11 | 1049.4036 | 49.4036
2031 | 8 | 20 | 12 | 1089.5635 | 89.5635
2031 | 8 | 20 | 13 | 1115.595 | 115.595
2031 | 8 | 20 | 14 | 1136.8824 | 136.8824
2031 | 8 | 20 | 15 | 1154.7095 | 154.7095
2031 | 8 | 20 | 16 | 1171.7004 | 171.7004
2031 | 8 | 20 | 17 | 1171.7801 | 171.7801
2031 | 8 | 20 | 18 | 1148.6492 | 148.6492
2031 | 8 | 20 | 19 | 1093.9734 | 93.9734
2031 | 8 | 20 | 20 | 1062.4622 | 62.4622
2031 | 8 | 20 | 21 | 1031.3486 | 31.3486
2031 | 8 | 20 | 22 | 975.7852 | 0
2031 | 8 | 20 | 23 | 918.778 | 0
2031 | 8 | 21 | 0 | 859.4331 | 0
2031 | 8 | 21 | 1 | 812.991 | 0
2031 | 8 | 21 | 2 | 782.9385 | 0
2031 | 8 | 21 | 3 | 765.5317 | 0
2031 | 8 | 21 | 4 | 757.6051 | 0
2031 | 8 | 21 | 5 | 774.6476 | 0
2031 | 8 | 21 | 6 | 818.8504 | 0
2031 | 8 | 21 | 7 | 867.7335 | 0
2031 | 8 | 21 | 8 | 913.5463 | 0
2031 | 8 | 21 | 9 | 979.1867 | 0
2031 | 8 | 21 | 10 | 1029.1306 | 29.1306
2031 | 8 | 21 | 11 | 1068.5184 | 68.5184
2031 | 8 | 21 | 12 | 1098.9524 | 98.9524
2031 | 8 | 21 | 13 | 1124.0269 | 124.0269
2031 | 8 | 21 | 14 | 1136.7761 | 136.7761
2031 | 8 | 21 | 15 | 1140.8828 | 140.8828
2031 | 8 | 21 | 16 | 1146.8458 | 146.8458
2031 | 8 | 21 | 17 | 1146.5708 | 146.5708
2031 | 8 | 21 | 18 | 1110.9771 | 110.9771
2031 | 8 | 21 | 19 | 1065.6372 | 65.6372
2031 | 8 | 21 | 20 | 1048.7442 | 48.7442
2031 | 8 | 21 | 21 | 1022.0228 | 22.0228
2031 | 8 | 21 | 22 | 965.1367 | 0
2031 | 8 | 21 | 23 | 911.7677 | 0
2031 | 8 | 22 | 0 | 849.0382 | 0
2031 | 8 | 22 | 1 | 806.2029 | 0
2031 | 8 | 22 | 2 | 777.8746 | 0
2031 | 8 | 22 | 3 | 763.0249 | 0
2031 | 8 | 22 | 4 | 756.5409 | 0
2031 | 8 | 22 | 5 | 773.1836 | 0
2031 | 8 | 22 | 6 | 813.2378 | 0
2031 | 8 | 22 | 7 | 852.3134 | 0
2031 | 8 | 22 | 8 | 884.179 | 0
2031 | 8 | 22 | 9 | 939.1518 | 0
2031 | 8 | 22 | 10 | 982.0068 | 0
2031 | 8 | 22 | 11 | 1011.4405 | 11.4405
2031 | 8 | 22 | 12 | 1032.359 | 32.359
2031 | 8 | 22 | 13 | 1045.0786 | 45.0786
2031 | 8 | 22 | 14 | 1045.0638 | 45.0638
2031 | 8 | 22 | 15 | 1044.5451 | 44.5451
2031 | 8 | 22 | 16 | 1040.9805 | 40.9805
2031 | 8 | 22 | 17 | 1029.7 | 29.7
2031 | 8 | 22 | 18 | 994.5702 | 0
2031 | 8 | 22 | 19 | 957.4474 | 0
2031 | 8 | 22 | 20 | 956.2219 | 0
2031 | 8 | 22 | 21 | 931.6196 | 0
2031 | 8 | 22 | 22 | 892.102 | 0
2031 | 8 | 22 | 23 | 854.6695 | 0
2031 | 8 | 23 | 0 | 803.6981 | 0
2031 | 8 | 23 | 1 | 757.1397 | 0
2031 | 8 | 23 | 2 | 710.5813 | 0
2031 | 8 | 23 | 3 | 696.5535 | 0
2031 | 8 | 23 | 4 | 688.8309 | 0
2031 | 8 | 23 | 5 | 690.2784 | 0
2031 | 8 | 23 | 6 | 703.3221 | 0
2031 | 8 | 23 | 7 | 713.9856 | 0
2031 | 8 | 23 | 8 | 745.8987 | 0
2031 | 8 | 23 | 9 | 810.8819 | 0
2031 | 8 | 23 | 10 | 862.7907 | 0
2031 | 8 | 23 | 11 | 903.5165 | 0
2031 | 8 | 23 | 12 | 928.6267 | 0
2031 | 8 | 23 | 13 | 940.1799 | 0
2031 | 8 | 23 | 14 | 944.355 | 0
2031 | 8 | 23 | 15 | 946.9182 | 0
2031 | 8 | 23 | 16 | 948.9282 | 0
2031 | 8 | 23 | 17 | 944.8433 | 0
2031 | 8 | 23 | 18 | 915.6727 | 0
2031 | 8 | 23 | 19 | 879.6571 | 0
2031 | 8 | 23 | 20 | 868.508 | 0
2031 | 8 | 23 | 21 | 850.7018 | 0
2031 | 8 | 23 | 22 | 819.0735 | 0
2031 | 8 | 23 | 23 | 788.8085 | 0
2031 | 8 | 24 | 0 | 744.7815 | 0
2031 | 8 | 24 | 1 | 717.3552 | 0
2031 | 8 | 24 | 2 | 690.625 | 0
2031 | 8 | 24 | 3 | 673.4147 | 0
2031 | 8 | 24 | 4 | 662.5849 | 0
2031 | 8 | 24 | 5 | 662.3396 | 0
2031 | 8 | 24 | 6 | 666.6917 | 0
2031 | 8 | 24 | 7 | 669.6338 | 0
2031 | 8 | 24 | 8 | 699.6319 | 0
2031 | 8 | 24 | 9 | 757.364 | 0
2031 | 8 | 24 | 10 | 815.0962 | 0
2031 | 8 | 24 | 11 | 860.2988 | 0
2031 | 8 | 24 | 12 | 891.1872 | 0
2031 | 8 | 24 | 13 | 907.8147 | 0
2031 | 8 | 24 | 14 | 919.0886 | 0
2031 | 8 | 24 | 15 | 928.9404 | 0
2031 | 8 | 24 | 16 | 939.347 | 0
2031 | 8 | 24 | 17 | 942.6451 | 0
2031 | 8 | 24 | 18 | 915.2927 | 0
2031 | 8 | 24 | 19 | 883.2662 | 0
2031 | 8 | 24 | 20 | 880.4097 | 0
2031 | 8 | 24 | 21 | 867.007 | 0
2031 | 8 | 24 | 22 | 828.4125 | 0
2031 | 8 | 24 | 23 | 787.9582 | 0
2031 | 8 | 25 | 0 | 739.2317 | 0
2031 | 8 | 25 | 1 | 724.3953 | 0
2031 | 8 | 25 | 2 | 704.3704 | 0
2031 | 8 | 25 | 3 | 694.985 | 0
2031 | 8 | 25 | 4 | 691.2954 | 0
2031 | 8 | 25 | 5 | 709.792 | 0
2031 | 8 | 25 | 6 | 751.9289 | 0
2031 | 8 | 25 | 7 | 796.4676 | 0
2031 | 8 | 25 | 8 | 836.2007 | 0
2031 | 8 | 25 | 9 | 885.7444 | 0
2031 | 8 | 25 | 10 | 927.4239 | 0
2031 | 8 | 25 | 11 | 958.1659 | 0
2031 | 8 | 25 | 12 | 979.8326 | 0
2031 | 8 | 25 | 13 | 995.8689 | 0
2031 | 8 | 25 | 14 | 1001.4045 | 1.4045
2031 | 8 | 25 | 15 | 1003.0323 | 3.0323
2031 | 8 | 25 | 16 | 1001.2172 | 1.2172
2031 | 8 | 25 | 17 | 993.2002 | 0
2031 | 8 | 25 | 18 | 953.079 | 0
2031 | 8 | 25 | 19 | 909.5626 | 0
2031 | 8 | 25 | 20 | 899.8565 | 0
2031 | 8 | 25 | 21 | 869.4054 | 0
2031 | 8 | 25 | 22 | 823.6165 | 0
2031 | 8 | 25 | 23 | 780.7444 | 0
2031 | 8 | 26 | 0 | 734.4393 | 0
2031 | 8 | 26 | 1 | 726.098 | 0
2031 | 8 | 26 | 2 | 703.6277 | 0
2031 | 8 | 26 | 3 | 692.8391 | 0
2031 | 8 | 26 | 4 | 688.5641 | 0
2031 | 8 | 26 | 5 | 707.536 | 0
2031 | 8 | 26 | 6 | 747.9233 | 0
2031 | 8 | 26 | 7 | 797.2487 | 0
2031 | 8 | 26 | 8 | 844.6333 | 0
2031 | 8 | 26 | 9 | 887.2942 | 0
2031 | 8 | 26 | 10 | 931.1515 | 0
2031 | 8 | 26 | 11 | 968.5673 | 0
2031 | 8 | 26 | 12 | 995.1511 | 0
2031 | 8 | 26 | 13 | 1014.6394 | 14.6394
2031 | 8 | 26 | 14 | 1025.5184 | 25.5184
2031 | 8 | 26 | 15 | 1032.9604 | 32.9604
2031 | 8 | 26 | 16 | 1030.1443 | 30.1443
2031 | 8 | 26 | 17 | 1022.0667 | 22.0667
2031 | 8 | 26 | 18 | 989.3267 | 0
2031 | 8 | 26 | 19 | 944.3746 | 0
2031 | 8 | 26 | 20 | 934.1686 | 0
2031 | 8 | 26 | 21 | 898.3061 | 0
2031 | 8 | 26 | 22 | 843.0952 | 0
2031 | 8 | 26 | 23 | 791.1052 | 0
2031 | 8 | 27 | 0 | 746.0163 | 0
2031 | 8 | 27 | 1 | 715.5351 | 0
2031 | 8 | 27 | 2 | 693.2287 | 0
2031 | 8 | 27 | 3 | 682.1731 | 0
2031 | 8 | 27 | 4 | 677.5903 | 0
2031 | 8 | 27 | 5 | 694.9231 | 0
2031 | 8 | 27 | 6 | 735.2575 | 0
2031 | 8 | 27 | 7 | 773.4401 | 0
2031 | 8 | 27 | 8 | 809.0526 | 0
2031 | 8 | 27 | 9 | 842.9732 | 0
2031 | 8 | 27 | 10 | 884.7116 | 0
2031 | 8 | 27 | 11 | 912.6833 | 0
2031 | 8 | 27 | 12 | 940.5616 | 0
2031 | 8 | 27 | 13 | 954.1341 | 0
2031 | 8 | 27 | 14 | 961.9133 | 0
2031 | 8 | 27 | 15 | 968.0459 | 0
2031 | 8 | 27 | 16 | 974.8828 | 0
2031 | 8 | 27 | 17 | 970.5496 | 0
2031 | 8 | 27 | 18 | 941.6444 | 0
2031 | 8 | 27 | 19 | 900.9948 | 0
2031 | 8 | 27 | 20 | 899.8447 | 0
2031 | 8 | 27 | 21 | 873.9891 | 0
2031 | 8 | 27 | 22 | 829.0802 | 0
2031 | 8 | 27 | 23 | 783.7807 | 0
2031 | 8 | 28 | 0 | 737.0914 | 0
2031 | 8 | 28 | 1 | 699.2003 | 0
2031 | 8 | 28 | 2 | 676.0174 | 0
2031 | 8 | 28 | 3 | 652.8344 | 0
2031 | 8 | 28 | 4 | 651.343 | 0
2031 | 8 | 28 | 5 | 669.608 | 0
2031 | 8 | 28 | 6 | 712.6579 | 0
2031 | 8 | 28 | 7 | 755.691 | 0
2031 | 8 | 28 | 8 | 789.0029 | 0
2031 | 8 | 28 | 9 | 832.4679 | 0
2031 | 8 | 28 | 10 | 871.3173 | 0
2031 | 8 | 28 | 11 | 900.798 | 0
2031 | 8 | 28 | 12 | 919.3255 | 0
2031 | 8 | 28 | 13 | 939.22 | 0
2031 | 8 | 28 | 14 | 951.6893 | 0
2031 | 8 | 28 | 15 | 961.6619 | 0
2031 | 8 | 28 | 16 | 972.8296 | 0
2031 | 8 | 28 | 17 | 969.9709 | 0
2031 | 8 | 28 | 18 | 936.3131 | 0
2031 | 8 | 28 | 19 | 894.5817 | 0
2031 | 8 | 28 | 20 | 886.7236 | 0
2031 | 8 | 28 | 21 | 860.4411 | 0
2031 | 8 | 28 | 22 | 815.3491 | 0
2031 | 8 | 28 | 23 | 771.4208 | 0
2031 | 8 | 29 | 0 | 728.8002 | 0
2031 | 8 | 29 | 1 | 703.1697 | 0
2031 | 8 | 29 | 2 | 683.3087 | 0
2031 | 8 | 29 | 3 | 674.7508 | 0
2031 | 8 | 29 | 4 | 673.0582 | 0
2031 | 8 | 29 | 5 | 692.7327 | 0
2031 | 8 | 29 | 6 | 735.0843 | 0
2031 | 8 | 29 | 7 | 777.2381 | 0
2031 | 8 | 29 | 8 | 810.9722 | 0
2031 | 8 | 29 | 9 | 858.4586 | 0
2031 | 8 | 29 | 10 | 906.0212 | 0
2031 | 8 | 29 | 11 | 940.1602 | 0
2031 | 8 | 29 | 12 | 962.6706 | 0
2031 | 8 | 29 | 13 | 981.4031 | 0
2031 | 8 | 29 | 14 | 992.0134 | 0
2031 | 8 | 29 | 15 | 993.7005 | 0
2031 | 8 | 29 | 16 | 1000.7948 | 0.79484
2031 | 8 | 29 | 17 | 990.105 | 0
2031 | 8 | 29 | 18 | 955.699 | 0
2031 | 8 | 29 | 19 | 918.6155 | 0
2031 | 8 | 29 | 20 | 914.4418 | 0
2031 | 8 | 29 | 21 | 889.7833 | 0
2031 | 8 | 29 | 22 | 848.1465 | 0
2031 | 8 | 29 | 23 | 806.9237 | 0
2031 | 8 | 30 | 0 | 761.4927 | 0
2031 | 8 | 30 | 1 | 719.1389 | 0
2031 | 8 | 30 | 2 | 676.7851 | 0
2031 | 8 | 30 | 3 | 662.6729 | 0
2031 | 8 | 30 | 4 | 655.1937 | 0
2031 | 8 | 30 | 5 | 658.4549 | 0
2031 | 8 | 30 | 6 | 669.6491 | 0
2031 | 8 | 30 | 7 | 679.9173 | 0
2031 | 8 | 30 | 8 | 704.3425 | 0
2031 | 8 | 30 | 9 | 757.892 | 0
2031 | 8 | 30 | 10 | 811.4416 | 0
2031 | 8 | 30 | 11 | 851.2661 | 0
2031 | 8 | 30 | 12 | 877.9645 | 0
2031 | 8 | 30 | 13 | 889.2633 | 0
2031 | 8 | 30 | 14 | 895.6215 | 0
2031 | 8 | 30 | 15 | 898.2006 | 0
2031 | 8 | 30 | 16 | 900.1166 | 0
2031 | 8 | 30 | 17 | 896.1671 | 0
2031 | 8 | 30 | 18 | 869.4088 | 0
2031 | 8 | 30 | 19 | 842.9874 | 0
2031 | 8 | 30 | 20 | 844.2417 | 0
2031 | 8 | 30 | 21 | 826.2624 | 0
2031 | 8 | 30 | 22 | 794.7174 | 0
2031 | 8 | 30 | 23 | 763.8481 | 0
2031 | 8 | 31 | 0 | 755.1544 | 0
2031 | 8 | 31 | 1 | 734.3544 | 0
2031 | 8 | 31 | 2 | 720.3252 | 0
2031 | 8 | 31 | 3 | 712.7595 | 0
2031 | 8 | 31 | 4 | 707.2943 | 0
2031 | 8 | 31 | 5 | 704.0411 | 0
2031 | 8 | 31 | 6 | 714.7565 | 0
2031 | 8 | 31 | 7 | 722.7185 | 0
2031 | 8 | 31 | 8 | 749.6991 | 0
2031 | 8 | 31 | 9 | 810.9869 | 0
2031 | 8 | 31 | 10 | 859.1245 | 0
2031 | 8 | 31 | 11 | 903.2335 | 0
2031 | 8 | 31 | 12 | 933.7301 | 0
2031 | 8 | 31 | 13 | 948.6074 | 0
2031 | 8 | 31 | 14 | 958.0805 | 0
2031 | 8 | 31 | 15 | 964.2292 | 0
2031 | 8 | 31 | 16 | 974.9823 | 0
2031 | 8 | 31 | 17 | 984.1573 | 0
2031 | 8 | 31 | 18 | 957.7047 | 0
2031 | 8 | 31 | 19 | 920.5939 | 0
2031 | 8 | 31 | 20 | 909.1768 | 0
2031 | 8 | 31 | 21 | 882.7738 | 0
2031 | 8 | 31 | 22 | 837.6303 | 0
2031 | 8 | 31 | 23 | 791.0013 | 0
2031 | 9 | 1 | 0 | 743.4358 | 0
2031 | 9 | 1 | 1 | 704.584 | 0
2031 | 9 | 1 | 2 | 665.7321 | 0
2031 | 9 | 1 | 3 | 649.245 | 0
2031 | 9 | 1 | 4 | 640.6083 | 0
2031 | 9 | 1 | 5 | 646.4902 | 0
2031 | 9 | 1 | 6 | 649.935 | 0
2031 | 9 | 1 | 7 | 653.3798 | 0
2031 | 9 | 1 | 8 | 679.1621 | 0
2031 | 9 | 1 | 9 | 704.9444 | 0
2031 | 9 | 1 | 10 | 740.2017 | 0
2031 | 9 | 1 | 11 | 775.5994 | 0
2031 | 9 | 1 | 12 | 804.6804 | 0
2031 | 9 | 1 | 13 | 815.6655 | 0
2031 | 9 | 1 | 14 | 822.9998 | 0
2031 | 9 | 1 | 15 | 825.5068 | 0
2031 | 9 | 1 | 16 | 833.9042 | 0
2031 | 9 | 1 | 17 | 835.0333 | 0
2031 | 9 | 1 | 18 | 821.7275 | 0
2031 | 9 | 1 | 19 | 808.5674 | 0
2031 | 9 | 1 | 20 | 824.9862 | 0
2031 | 9 | 1 | 21 | 794.1655 | 0
2031 | 9 | 1 | 22 | 746.7354 | 0
2031 | 9 | 1 | 23 | 705.7095 | 0
2031 | 9 | 2 | 0 | 696.5855 | 0
2031 | 9 | 2 | 1 | 717.0242 | 0
2031 | 9 | 2 | 2 | 705.5054 | 0
2031 | 9 | 2 | 3 | 695.5702 | 0
2031 | 9 | 2 | 4 | 693.9487 | 0
2031 | 9 | 2 | 5 | 713.6452 | 0
2031 | 9 | 2 | 6 | 761.628 | 0
2031 | 9 | 2 | 7 | 815.7733 | 0
2031 | 9 | 2 | 8 | 869.9185 | 0
2031 | 9 | 2 | 9 | 915.814 | 0
2031 | 9 | 2 | 10 | 961.2494 | 0
2031 | 9 | 2 | 11 | 1002.1229 | 2.1229
2031 | 9 | 2 | 12 | 1032.4813 | 32.4813
2031 | 9 | 2 | 13 | 1058.196 | 58.196
2031 | 9 | 2 | 14 | 1071.5266 | 71.5266
2031 | 9 | 2 | 15 | 1081.7833 | 81.7833
2031 | 9 | 2 | 16 | 1080.7736 | 80.7736
2031 | 9 | 2 | 17 | 1080.5551 | 80.5551
2031 | 9 | 2 | 18 | 1056.4985 | 56.4985
2031 | 9 | 2 | 19 | 1019.5876 | 19.5876
2031 | 9 | 2 | 20 | 1005.2792 | 5.2792
2031 | 9 | 2 | 21 | 959.7184 | 0
2031 | 9 | 2 | 22 | 897.8611 | 0
2031 | 9 | 2 | 23 | 838.7184 | 0
2031 | 9 | 3 | 0 | 792.025 | 0
2031 | 9 | 3 | 1 | 769.9551 | 0
2031 | 9 | 3 | 2 | 747.8853 | 0
2031 | 9 | 3 | 3 | 736.9933 | 0
2031 | 9 | 3 | 4 | 735.1118 | 0
2031 | 9 | 3 | 5 | 755.568 | 0
2031 | 9 | 3 | 6 | 804.3871 | 0
2031 | 9 | 3 | 7 | 853.7084 | 0
2031 | 9 | 3 | 8 | 889.1382 | 0
2031 | 9 | 3 | 9 | 927.6566 | 0
2031 | 9 | 3 | 10 | 970.156 | 0
2031 | 9 | 3 | 11 | 1002.4821 | 2.4821
2031 | 9 | 3 | 12 | 1032.5597 | 32.5597
2031 | 9 | 3 | 13 | 1048.0164 | 48.0164
2031 | 9 | 3 | 14 | 1052.6985 | 52.6985
2031 | 9 | 3 | 15 | 1059.6336 | 59.6336
2031 | 9 | 3 | 16 | 1064.3806 | 64.3806
2031 | 9 | 3 | 17 | 1060.0977 | 60.0977
2031 | 9 | 3 | 18 | 1035.1163 | 35.1163
2031 | 9 | 3 | 19 | 1006.299 | 6.299
2031 | 9 | 3 | 20 | 1000.8464 | 0.84641
2031 | 9 | 3 | 21 | 958.9647 | 0
2031 | 9 | 3 | 22 | 903.3261 | 0
2031 | 9 | 3 | 23 | 852.4394 | 0
2031 | 9 | 4 | 0 | 804.9265 | 0
2031 | 9 | 4 | 1 | 753.2686 | 0
2031 | 9 | 4 | 2 | 701.6107 | 0
2031 | 9 | 4 | 3 | 688.0735 | 0
2031 | 9 | 4 | 4 | 683.0701 | 0
2031 | 9 | 4 | 5 | 702.0911 | 0
2031 | 9 | 4 | 6 | 753.7981 | 0
2031 | 9 | 4 | 7 | 803.4342 | 0
2031 | 9 | 4 | 8 | 827.5442 | 0
2031 | 9 | 4 | 9 | 866.6399 | 0
2031 | 9 | 4 | 10 | 897.206 | 0
2031 | 9 | 4 | 11 | 920.3675 | 0
2031 | 9 | 4 | 12 | 935.9697 | 0
2031 | 9 | 4 | 13 | 948.2626 | 0
2031 | 9 | 4 | 14 | 952.408 | 0
2031 | 9 | 4 | 15 | 952.1899 | 0
2031 | 9 | 4 | 16 | 955.6178 | 0
2031 | 9 | 4 | 17 | 950.6048 | 0
2031 | 9 | 4 | 18 | 913.6387 | 0
2031 | 9 | 4 | 19 | 881.8306 | 0
2031 | 9 | 4 | 20 | 873.8938 | 0
2031 | 9 | 4 | 21 | 839.0506 | 0
2031 | 9 | 4 | 22 | 784.8818 | 0
2031 | 9 | 4 | 23 | 736.8656 | 0
2031 | 9 | 5 | 0 | 691.734 | 0
2031 | 9 | 5 | 1 | 703.9202 | 0
2031 | 9 | 5 | 2 | 685.7041 | 0
2031 | 9 | 5 | 3 | 677.9341 | 0
2031 | 9 | 5 | 4 | 676.3225 | 0
2031 | 9 | 5 | 5 | 696.8255 | 0
2031 | 9 | 5 | 6 | 746.9306 | 0
2031 | 9 | 5 | 7 | 789.9689 | 0
2031 | 9 | 5 | 8 | 811.6566 | 0
2031 | 9 | 5 | 9 | 843.9795 | 0
2031 | 9 | 5 | 10 | 876.815 | 0
2031 | 9 | 5 | 11 | 899.3792 | 0
2031 | 9 | 5 | 12 | 910.1469 | 0
2031 | 9 | 5 | 13 | 926.4253 | 0
2031 | 9 | 5 | 14 | 928.959 | 0
2031 | 9 | 5 | 15 | 925.4252 | 0
2031 | 9 | 5 | 16 | 919.5005 | 0
2031 | 9 | 5 | 17 | 907.4956 | 0
2031 | 9 | 5 | 18 | 877.3847 | 0
2031 | 9 | 5 | 19 | 862.5936 | 0
2031 | 9 | 5 | 20 | 869.3085 | 0
2031 | 9 | 5 | 21 | 835.0191 | 0
2031 | 9 | 5 | 22 | 795.5535 | 0
2031 | 9 | 5 | 23 | 757.4153 | 0
2031 | 9 | 6 | 0 | 720.7539 | 0
2031 | 9 | 6 | 1 | 696.394 | 0
2031 | 9 | 6 | 2 | 672.0341 | 0
2031 | 9 | 6 | 3 | 660.9304 | 0
2031 | 9 | 6 | 4 | 656.8679 | 0
2031 | 9 | 6 | 5 | 665.1983 | 0
2031 | 9 | 6 | 6 | 686.4418 | 0
2031 | 9 | 6 | 7 | 699.3422 | 0
2031 | 9 | 6 | 8 | 713.4318 | 0
2031 | 9 | 6 | 9 | 748.2213 | 0
2031 | 9 | 6 | 10 | 789.7542 | 0
2031 | 9 | 6 | 11 | 822.0735 | 0
2031 | 9 | 6 | 12 | 841.2566 | 0
2031 | 9 | 6 | 13 | 854.0651 | 0
2031 | 9 | 6 | 14 | 855.557 | 0
2031 | 9 | 6 | 15 | 856.3661 | 0
2031 | 9 | 6 | 16 | 855.3964 | 0
2031 | 9 | 6 | 17 | 850.6616 | 0
2031 | 9 | 6 | 18 | 830.1511 | 0
2031 | 9 | 6 | 19 | 819.4725 | 0
2031 | 9 | 6 | 20 | 822.9987 | 0
2031 | 9 | 6 | 21 | 796.0754 | 0
2031 | 9 | 6 | 22 | 765.8537 | 0
2031 | 9 | 6 | 23 | 738.4533 | 0
2031 | 9 | 7 | 0 | 712.3968 | 0
2031 | 9 | 7 | 1 | 656.9133 | 0
2031 | 9 | 7 | 2 | 631.9727 | 0
2031 | 9 | 7 | 3 | 616.4636 | 0
2031 | 9 | 7 | 4 | 608.7729 | 0
2031 | 9 | 7 | 5 | 611.0067 | 0
2031 | 9 | 7 | 6 | 625.6639 | 0
2031 | 9 | 7 | 7 | 628.3445 | 0
2031 | 9 | 7 | 8 | 644.7649 | 0
2031 | 9 | 7 | 9 | 690.0976 | 0
2031 | 9 | 7 | 10 | 726.167 | 0
2031 | 9 | 7 | 11 | 760.6838 | 0
2031 | 9 | 7 | 12 | 782.6061 | 0
2031 | 9 | 7 | 13 | 792.6673 | 0
2031 | 9 | 7 | 14 | 797.1879 | 0
2031 | 9 | 7 | 15 | 801.4856 | 0
2031 | 9 | 7 | 16 | 809.0634 | 0
2031 | 9 | 7 | 17 | 815.0605 | 0
2031 | 9 | 7 | 18 | 792.8894 | 0
2031 | 9 | 7 | 19 | 781.6501 | 0
2031 | 9 | 7 | 20 | 783.6266 | 0
2031 | 9 | 7 | 21 | 759.087 | 0
2031 | 9 | 7 | 22 | 719.6734 | 0
2031 | 9 | 7 | 23 | 681.1121 | 0
2031 | 9 | 8 | 0 | 642.6465 | 0
2031 | 9 | 8 | 1 | 663.9547 | 0
2031 | 9 | 8 | 2 | 646.9149 | 0
2031 | 9 | 8 | 3 | 637.6532 | 0
2031 | 9 | 8 | 4 | 637.0583 | 0
2031 | 9 | 8 | 5 | 658.4047 | 0
2031 | 9 | 8 | 6 | 711.8226 | 0
2031 | 9 | 8 | 7 | 763.5249 | 0
2031 | 9 | 8 | 8 | 790.7363 | 0
2031 | 9 | 8 | 9 | 828.8516 | 0
2031 | 9 | 8 | 10 | 864.3292 | 0
2031 | 9 | 8 | 11 | 894.0797 | 0
2031 | 9 | 8 | 12 | 913.4554 | 0
2031 | 9 | 8 | 13 | 930.2746 | 0
2031 | 9 | 8 | 14 | 937.8601 | 0
2031 | 9 | 8 | 15 | 942.3092 | 0
2031 | 9 | 8 | 16 | 950.7638 | 0
2031 | 9 | 8 | 17 | 947.7845 | 0
2031 | 9 | 8 | 18 | 914.8618 | 0
2031 | 9 | 8 | 19 | 891.4424 | 0
2031 | 9 | 8 | 20 | 884.1124 | 0
2031 | 9 | 8 | 21 | 846.3674 | 0
2031 | 9 | 8 | 22 | 793.9815 | 0
2031 | 9 | 8 | 23 | 745.9177 | 0
2031 | 9 | 9 | 0 | 701.0975 | 0
2031 | 9 | 9 | 1 | 661.1339 | 0
2031 | 9 | 9 | 2 | 646.5035 | 0
2031 | 9 | 9 | 3 | 639.6318 | 0
2031 | 9 | 9 | 4 | 640.6541 | 0
2031 | 9 | 9 | 5 | 664.5459 | 0
2031 | 9 | 9 | 6 | 717.1829 | 0
2031 | 9 | 9 | 7 | 772.1498 | 0
2031 | 9 | 9 | 8 | 799.8941 | 0
2031 | 9 | 9 | 9 | 823.3231 | 0
2031 | 9 | 9 | 10 | 852.2033 | 0
2031 | 9 | 9 | 11 | 877.2371 | 0
2031 | 9 | 9 | 12 | 897.456 | 0
2031 | 9 | 9 | 13 | 913.1681 | 0
2031 | 9 | 9 | 14 | 915.9393 | 0
2031 | 9 | 9 | 15 | 918.9562 | 0
2031 | 9 | 9 | 16 | 912.4047 | 0
2031 | 9 | 9 | 17 | 915.204 | 0
2031 | 9 | 9 | 18 | 901.8629 | 0
2031 | 9 | 9 | 19 | 881.1643 | 0
2031 | 9 | 9 | 20 | 877.3871 | 0
2031 | 9 | 9 | 21 | 832.6632 | 0
2031 | 9 | 9 | 22 | 782.8543 | 0
2031 | 9 | 9 | 23 | 734.2924 | 0
2031 | 9 | 10 | 0 | 698.5403 | 0
2031 | 9 | 10 | 1 | 661.0133 | 0
2031 | 9 | 10 | 2 | 644.5097 | 0
2031 | 9 | 10 | 3 | 637.5808 | 0
2031 | 9 | 10 | 4 | 638.8903 | 0
2031 | 9 | 10 | 5 | 664.8988 | 0
2031 | 9 | 10 | 6 | 723.654 | 0
2031 | 9 | 10 | 7 | 774.0611 | 0
2031 | 9 | 10 | 8 | 799.7042 | 0
2031 | 9 | 10 | 9 | 825.7997 | 0
2031 | 9 | 10 | 10 | 855.3045 | 0
2031 | 9 | 10 | 11 | 874.2758 | 0
2031 | 9 | 10 | 12 | 891.4394 | 0
2031 | 9 | 10 | 13 | 898.5765 | 0
2031 | 9 | 10 | 14 | 899.5353 | 0
2031 | 9 | 10 | 15 | 901.2352 | 0
2031 | 9 | 10 | 16 | 908.4614 | 0
2031 | 9 | 10 | 17 | 909.269 | 0
2031 | 9 | 10 | 18 | 892.9584 | 0
2031 | 9 | 10 | 19 | 879.2737 | 0
2031 | 9 | 10 | 20 | 877.9803 | 0
2031 | 9 | 10 | 21 | 836.7624 | 0
2031 | 9 | 10 | 22 | 786.2146 | 0
2031 | 9 | 10 | 23 | 735.5811 | 0
2031 | 9 | 11 | 0 | 693.3559 | 0
2031 | 9 | 11 | 1 | 668.4163 | 0
2031 | 9 | 11 | 2 | 652.2388 | 0
2031 | 9 | 11 | 3 | 636.0613 | 0
2031 | 9 | 11 | 4 | 637.0644 | 0
2031 | 9 | 11 | 5 | 659.668 | 0
2031 | 9 | 11 | 6 | 717.4536 | 0
2031 | 9 | 11 | 7 | 768.8353 | 0
2031 | 9 | 11 | 8 | 788.2572 | 0
2031 | 9 | 11 | 9 | 820.0415 | 0
2031 | 9 | 11 | 10 | 846.5984 | 0
2031 | 9 | 11 | 11 | 867.6936 | 0
2031 | 9 | 11 | 12 | 881.5807 | 0
2031 | 9 | 11 | 13 | 891.7983 | 0
2031 | 9 | 11 | 14 | 892.8428 | 0
2031 | 9 | 11 | 15 | 893.1129 | 0
2031 | 9 | 11 | 16 | 902.0542 | 0
2031 | 9 | 11 | 17 | 900.6933 | 0
2031 | 9 | 11 | 18 | 873.4041 | 0
2031 | 9 | 11 | 19 | 859.0263 | 0
2031 | 9 | 11 | 20 | 859.1369 | 0
2031 | 9 | 11 | 21 | 822.4552 | 0
2031 | 9 | 11 | 22 | 778.1362 | 0
2031 | 9 | 11 | 23 | 732.7153 | 0
2031 | 9 | 12 | 0 | 689.1974 | 0
2031 | 9 | 12 | 1 | 678.3225 | 0
2031 | 9 | 12 | 2 | 666.2249 | 0
2031 | 9 | 12 | 3 | 661.1269 | 0
2031 | 9 | 12 | 4 | 661.3246 | 0
2031 | 9 | 12 | 5 | 676.3671 | 0
2031 | 9 | 12 | 6 | 717.8854 | 0
2031 | 9 | 12 | 7 | 754.8729 | 0
2031 | 9 | 12 | 8 | 769.3641 | 0
2031 | 9 | 12 | 9 | 810.5755 | 0
2031 | 9 | 12 | 10 | 843.2738 | 0
2031 | 9 | 12 | 11 | 863.2764 | 0
2031 | 9 | 12 | 12 | 880.7487 | 0
2031 | 9 | 12 | 13 | 890.1358 | 0
2031 | 9 | 12 | 14 | 891.2853 | 0
2031 | 9 | 12 | 15 | 891.2039 | 0
2031 | 9 | 12 | 16 | 889.2937 | 0
2031 | 9 | 12 | 17 | 881.9501 | 0
2031 | 9 | 12 | 18 | 853.1129 | 0
2031 | 9 | 12 | 19 | 838.2945 | 0
2031 | 9 | 12 | 20 | 831.014 | 0
2031 | 9 | 12 | 21 | 807.3107 | 0
2031 | 9 | 12 | 22 | 783.0444 | 0
2031 | 9 | 12 | 23 | 754.4594 | 0
2031 | 9 | 13 | 0 | 724.5491 | 0
2031 | 9 | 13 | 1 | 664.4636 | 0
2031 | 9 | 13 | 2 | 630.7659 | 0
2031 | 9 | 13 | 3 | 597.0681 | 0
2031 | 9 | 13 | 4 | 595.8309 | 0
2031 | 9 | 13 | 5 | 603.8855 | 0
2031 | 9 | 13 | 6 | 618.8304 | 0
2031 | 9 | 13 | 7 | 633.7752 | 0
2031 | 9 | 13 | 8 | 641.4416 | 0
2031 | 9 | 13 | 9 | 667.1378 | 0
2031 | 9 | 13 | 10 | 701.0561 | 0
2031 | 9 | 13 | 11 | 721.4444 | 0
2031 | 9 | 13 | 12 | 734.1228 | 0
2031 | 9 | 13 | 13 | 734.942 | 0
2031 | 9 | 13 | 14 | 728.6475 | 0
2031 | 9 | 13 | 15 | 723.7736 | 0
2031 | 9 | 13 | 16 | 728.4316 | 0
2031 | 9 | 13 | 17 | 727.9695 | 0
2031 | 9 | 13 | 18 | 708.6452 | 0
2031 | 9 | 13 | 19 | 702.1716 | 0
2031 | 9 | 13 | 20 | 705.8608 | 0
2031 | 9 | 13 | 21 | 681.9498 | 0
2031 | 9 | 13 | 22 | 660.2453 | 0
2031 | 9 | 13 | 23 | 639.3592 | 0
2031 | 9 | 14 | 0 | 624.4267 | 0
2031 | 9 | 14 | 1 | 601.3294 | 0
2031 | 9 | 14 | 2 | 588.4506 | 0
2031 | 9 | 14 | 3 | 582.195 | 0
2031 | 9 | 14 | 4 | 581.1409 | 0
2031 | 9 | 14 | 5 | 589.1121 | 0
2031 | 9 | 14 | 6 | 601.6751 | 0
2031 | 9 | 14 | 7 | 614.2382 | 0
2031 | 9 | 14 | 8 | 618.2401 | 0
2031 | 9 | 14 | 9 | 642.8769 | 0
2031 | 9 | 14 | 10 | 668.0156 | 0
2031 | 9 | 14 | 11 | 689.3442 | 0
2031 | 9 | 14 | 12 | 701.4792 | 0
2031 | 9 | 14 | 13 | 699.7888 | 0
2031 | 9 | 14 | 14 | 692.033 | 0
2031 | 9 | 14 | 15 | 685.0725 | 0
2031 | 9 | 14 | 16 | 687.0087 | 0
2031 | 9 | 14 | 17 | 690.3066 | 0
2031 | 9 | 14 | 18 | 679.9903 | 0
2031 | 9 | 14 | 19 | 689.8619 | 0
2031 | 9 | 14 | 20 | 703.7234 | 0
2031 | 9 | 14 | 21 | 681.4315 | 0
2031 | 9 | 14 | 22 | 647.859 | 0
2031 | 9 | 14 | 23 | 621.9524 | 0
2031 | 9 | 15 | 0 | 603.0904 | 0
2031 | 9 | 15 | 1 | 642.2665 | 0
2031 | 9 | 15 | 2 | 631.7378 | 0
2031 | 9 | 15 | 3 | 628.4936 | 0
2031 | 9 | 15 | 4 | 631.2791 | 0
2031 | 9 | 15 | 5 | 653.7328 | 0
2031 | 9 | 15 | 6 | 703.559 | 0
2031 | 9 | 15 | 7 | 753.3852 | 0
2031 | 9 | 15 | 8 | 772.4203 | 0
2031 | 9 | 15 | 9 | 795.3739 | 0
2031 | 9 | 15 | 10 | 822.4101 | 0
2031 | 9 | 15 | 11 | 844.5894 | 0
2031 | 9 | 15 | 12 | 857.8213 | 0
2031 | 9 | 15 | 13 | 869.8386 | 0
2031 | 9 | 15 | 14 | 871.2486 | 0
2031 | 9 | 15 | 15 | 874.9068 | 0
2031 | 9 | 15 | 16 | 888.3905 | 0
2031 | 9 | 15 | 17 | 882.3553 | 0
2031 | 9 | 15 | 18 | 855.1633 | 0
2031 | 9 | 15 | 19 | 846.9921 | 0
2031 | 9 | 15 | 20 | 841.0746 | 0
2031 | 9 | 15 | 21 | 800.6377 | 0
2031 | 9 | 15 | 22 | 758.3389 | 0
2031 | 9 | 15 | 23 | 718.187 | 0
2031 | 9 | 16 | 0 | 687.9904 | 0
2031 | 9 | 16 | 1 | 688.8805 | 0
2031 | 9 | 16 | 2 | 674.9521 | 0
2031 | 9 | 16 | 3 | 668.2909 | 0
2031 | 9 | 16 | 4 | 670.0698 | 0
2031 | 9 | 16 | 5 | 693.3757 | 0
2031 | 9 | 16 | 6 | 746.9873 | 0
2031 | 9 | 16 | 7 | 800.5988 | 0
2031 | 9 | 16 | 8 | 850.9223 | 0
2031 | 9 | 16 | 9 | 899.1765 | 0
2031 | 9 | 16 | 10 | 944.5025 | 0
2031 | 9 | 16 | 11 | 982.7073 | 0
2031 | 9 | 16 | 12 | 1008.2576 | 8.2576
2031 | 9 | 16 | 13 | 1029.2997 | 29.2997
2031 | 9 | 16 | 14 | 1039.782 | 39.782
2031 | 9 | 16 | 15 | 1049.4581 | 49.4581
2031 | 9 | 16 | 16 | 1054.5141 | 54.5141
2031 | 9 | 16 | 17 | 1048.6198 | 48.6198
2031 | 9 | 16 | 18 | 1021.3193 | 21.3193
2031 | 9 | 16 | 19 | 998.9258 | 0
2031 | 9 | 16 | 20 | 984.5337 | 0
2031 | 9 | 16 | 21 | 935.663 | 0
2031 | 9 | 16 | 22 | 883.5709 | 0
2031 | 9 | 16 | 23 | 828.5617 | 0
2031 | 9 | 17 | 0 | 786.3984 | 0
2031 | 9 | 17 | 1 | 785.6697 | 0
2031 | 9 | 17 | 2 | 765.0711 | 0
2031 | 9 | 17 | 3 | 752.189 | 0
2031 | 9 | 17 | 4 | 747.5343 | 0
2031 | 9 | 17 | 5 | 765.385 | 0
2031 | 9 | 17 | 6 | 817.1067 | 0
2031 | 9 | 17 | 7 | 866.8439 | 0
2031 | 9 | 17 | 8 | 906.1305 | 0
2031 | 9 | 17 | 9 | 955.3813 | 0
2031 | 9 | 17 | 10 | 1005.3868 | 5.3868
2031 | 9 | 17 | 11 | 1041.2987 | 41.2987
2031 | 9 | 17 | 12 | 1076.1244 | 76.1244
2031 | 9 | 17 | 13 | 1094.0135 | 94.0135
2031 | 9 | 17 | 14 | 1101.194 | 101.194
2031 | 9 | 17 | 15 | 1109.1314 | 109.1314
2031 | 9 | 17 | 16 | 1116.4754 | 116.4754
2031 | 9 | 17 | 17 | 1107.6353 | 107.6353
2031 | 9 | 17 | 18 | 1081.6077 | 81.6077
2031 | 9 | 17 | 19 | 1060.0637 | 60.0637
2031 | 9 | 17 | 20 | 1037.9858 | 37.9858
2031 | 9 | 17 | 21 | 987.3386 | 0
2031 | 9 | 17 | 22 | 938.0342 | 0
2031 | 9 | 17 | 23 | 883.2914 | 0
2031 | 9 | 18 | 0 | 832.3459 | 0
2031 | 9 | 18 | 1 | 794.8338 | 0
2031 | 9 | 18 | 2 | 757.3216 | 0
2031 | 9 | 18 | 3 | 744.6635 | 0
2031 | 9 | 18 | 4 | 738.9107 | 0
2031 | 9 | 18 | 5 | 748.5471 | 0
2031 | 9 | 18 | 6 | 782.9036 | 0
2031 | 9 | 18 | 7 | 813.4506 | 0
2031 | 9 | 18 | 8 | 816.5855 | 0
2031 | 9 | 18 | 9 | 843.6865 | 0
2031 | 9 | 18 | 10 | 861.4528 | 0
2031 | 9 | 18 | 11 | 872.0527 | 0
2031 | 9 | 18 | 12 | 876.7225 | 0
2031 | 9 | 18 | 13 | 876.5628 | 0
2031 | 9 | 18 | 14 | 867.4034 | 0
2031 | 9 | 18 | 15 | 860.7012 | 0
2031 | 9 | 18 | 16 | 856.5163 | 0
2031 | 9 | 18 | 17 | 848.241 | 0
2031 | 9 | 18 | 18 | 825.4379 | 0
2031 | 9 | 18 | 19 | 821.5195 | 0
2031 | 9 | 18 | 20 | 816.4437 | 0
2031 | 9 | 18 | 21 | 787.0478 | 0
2031 | 9 | 18 | 22 | 762.1297 | 0
2031 | 9 | 18 | 23 | 737.5777 | 0
2031 | 9 | 19 | 0 | 710.9308 | 0
2031 | 9 | 19 | 1 | 658.3001 | 0
2031 | 9 | 19 | 2 | 640.6114 | 0
2031 | 9 | 19 | 3 | 632.4031 | 0
2031 | 9 | 19 | 4 | 633.3363 | 0
2031 | 9 | 19 | 5 | 656.0155 | 0
2031 | 9 | 19 | 6 | 703.899 | 0
2031 | 9 | 19 | 7 | 751.7826 | 0
2031 | 9 | 19 | 8 | 786.5312 | 0
2031 | 9 | 19 | 9 | 824.3705 | 0
2031 | 9 | 19 | 10 | 841.6629 | 0
2031 | 9 | 19 | 11 | 849.1417 | 0
2031 | 9 | 19 | 12 | 854.1632 | 0
2031 | 9 | 19 | 13 | 855.2041 | 0
2031 | 9 | 19 | 14 | 847.0503 | 0
2031 | 9 | 19 | 15 | 840.5853 | 0
2031 | 9 | 19 | 16 | 842.5288 | 0
2031 | 9 | 19 | 17 | 836.4645 | 0
2031 | 9 | 19 | 18 | 809.8858 | 0
2031 | 9 | 19 | 19 | 812.7642 | 0
2031 | 9 | 19 | 20 | 816.7374 | 0
2031 | 9 | 19 | 21 | 778.6659 | 0
2031 | 9 | 19 | 22 | 742.9767 | 0
2031 | 9 | 19 | 23 | 699.8455 | 0
2031 | 9 | 20 | 0 | 659.8937 | 0
2031 | 9 | 20 | 1 | 640.3492 | 0
2031 | 9 | 20 | 2 | 620.8048 | 0
2031 | 9 | 20 | 3 | 610.0538 | 0
2031 | 9 | 20 | 4 | 607.132 | 0
2031 | 9 | 20 | 5 | 619.1923 | 0
2031 | 9 | 20 | 6 | 648.0007 | 0
2031 | 9 | 20 | 7 | 664.0545 | 0
2031 | 9 | 20 | 8 | 674.0331 | 0
2031 | 9 | 20 | 9 | 713.9475 | 0
2031 | 9 | 20 | 10 | 756.3367 | 0
2031 | 9 | 20 | 11 | 777.0364 | 0
2031 | 9 | 20 | 12 | 786.7215 | 0
2031 | 9 | 20 | 13 | 784.3534 | 0
2031 | 9 | 20 | 14 | 775.2218 | 0
2031 | 9 | 20 | 15 | 771.151 | 0
2031 | 9 | 20 | 16 | 772.7363 | 0
2031 | 9 | 20 | 17 | 778.6556 | 0
2031 | 9 | 20 | 18 | 762.0944 | 0
2031 | 9 | 20 | 19 | 769.9886 | 0
2031 | 9 | 20 | 20 | 770.5786 | 0
2031 | 9 | 20 | 21 | 733.5332 | 0
2031 | 9 | 20 | 22 | 704.9325 | 0
2031 | 9 | 20 | 23 | 673.6005 | 0
2031 | 9 | 21 | 0 | 641.6803 | 0
2031 | 9 | 21 | 1 | 625.4061 | 0
2031 | 9 | 21 | 2 | 609.1318 | 0
2031 | 9 | 21 | 3 | 599.9764 | 0
2031 | 9 | 21 | 4 | 596.8661 | 0
2031 | 9 | 21 | 5 | 601.4564 | 0
2031 | 9 | 21 | 6 | 611.3288 | 0
2031 | 9 | 21 | 7 | 621.2012 | 0
2031 | 9 | 21 | 8 | 625.4045 | 0
2031 | 9 | 21 | 9 | 654.4522 | 0
2031 | 9 | 21 | 10 | 685.9652 | 0
2031 | 9 | 21 | 11 | 714.2532 | 0
2031 | 9 | 21 | 12 | 728.786 | 0
2031 | 9 | 21 | 13 | 731.2875 | 0
2031 | 9 | 21 | 14 | 728.9114 | 0
2031 | 9 | 21 | 15 | 724.7838 | 0
2031 | 9 | 21 | 16 | 729.8559 | 0
2031 | 9 | 21 | 17 | 735.1407 | 0
2031 | 9 | 21 | 18 | 727.912 | 0
2031 | 9 | 21 | 19 | 742.0544 | 0
2031 | 9 | 21 | 20 | 744.9485 | 0
2031 | 9 | 21 | 21 | 718.2196 | 0
2031 | 9 | 21 | 22 | 692.2248 | 0
2031 | 9 | 21 | 23 | 671.2959 | 0
2031 | 9 | 22 | 0 | 645.2367 | 0
2031 | 9 | 22 | 1 | 631.6452 | 0
2031 | 9 | 22 | 2 | 617.4378 | 0
2031 | 9 | 22 | 3 | 611.4895 | 0
2031 | 9 | 22 | 4 | 612.9236 | 0
2031 | 9 | 22 | 5 | 634.4534 | 0
2031 | 9 | 22 | 6 | 684.7646 | 0
2031 | 9 | 22 | 7 | 735.5684 | 0
2031 | 9 | 22 | 8 | 760.5039 | 0
2031 | 9 | 22 | 9 | 788.0961 | 0
2031 | 9 | 22 | 10 | 806.9047 | 0
2031 | 9 | 22 | 11 | 821.1656 | 0
2031 | 9 | 22 | 12 | 828.4017 | 0
2031 | 9 | 22 | 13 | 832.556 | 0
2031 | 9 | 22 | 14 | 830.5113 | 0
2031 | 9 | 22 | 15 | 834.8852 | 0
2031 | 9 | 22 | 16 | 841.4525 | 0
2031 | 9 | 22 | 17 | 839.7557 | 0
2031 | 9 | 22 | 18 | 820.8805 | 0
2031 | 9 | 22 | 19 | 820.9372 | 0
2031 | 9 | 22 | 20 | 822.9012 | 0
2031 | 9 | 22 | 21 | 786.1371 | 0
2031 | 9 | 22 | 22 | 745.7538 | 0
2031 | 9 | 22 | 23 | 703.1036 | 0
2031 | 9 | 23 | 0 | 668.2231 | 0
2031 | 9 | 23 | 1 | 664.9423 | 0
2031 | 9 | 23 | 2 | 648.6542 | 0
2031 | 9 | 23 | 3 | 640.9844 | 0
2031 | 9 | 23 | 4 | 641.0894 | 0
2031 | 9 | 23 | 5 | 663.1414 | 0
2031 | 9 | 23 | 6 | 715.6722 | 0
2031 | 9 | 23 | 7 | 768.203 | 0
2031 | 9 | 23 | 8 | 798.7531 | 0
2031 | 9 | 23 | 9 | 821.3252 | 0
2031 | 9 | 23 | 10 | 841.8474 | 0
2031 | 9 | 23 | 11 | 860.1059 | 0
2031 | 9 | 23 | 12 | 871.5865 | 0
2031 | 9 | 23 | 13 | 877.0239 | 0
2031 | 9 | 23 | 14 | 874.8295 | 0
2031 | 9 | 23 | 15 | 877.5854 | 0
2031 | 9 | 23 | 16 | 875.6883 | 0
2031 | 9 | 23 | 17 | 876.1488 | 0
2031 | 9 | 23 | 18 | 862.6779 | 0
2031 | 9 | 23 | 19 | 865.8959 | 0
2031 | 9 | 23 | 20 | 858.1608 | 0
2031 | 9 | 23 | 21 | 812.5301 | 0
2031 | 9 | 23 | 22 | 771.9095 | 0
2031 | 9 | 23 | 23 | 726.454 | 0
2031 | 9 | 24 | 0 | 689.132 | 0
2031 | 9 | 24 | 1 | 679.0278 | 0
2031 | 9 | 24 | 2 | 663.1501 | 0
2031 | 9 | 24 | 3 | 655.8801 | 0
2031 | 9 | 24 | 4 | 656.1446 | 0
2031 | 9 | 24 | 5 | 679.0959 | 0
2031 | 9 | 24 | 6 | 729.6936 | 0
2031 | 9 | 24 | 7 | 780.2913 | 0
2031 | 9 | 24 | 8 | 800.6586 | 0
2031 | 9 | 24 | 9 | 823.1641 | 0
2031 | 9 | 24 | 10 | 842.1916 | 0
2031 | 9 | 24 | 11 | 847.891 | 0
2031 | 9 | 24 | 12 | 852.9714 | 0
2031 | 9 | 24 | 13 | 852.9571 | 0
2031 | 9 | 24 | 14 | 846.4686 | 0
2031 | 9 | 24 | 15 | 847.46 | 0
2031 | 9 | 24 | 16 | 853.1944 | 0
2031 | 9 | 24 | 17 | 853.9295 | 0
2031 | 9 | 24 | 18 | 841.0128 | 0
2031 | 9 | 24 | 19 | 846.6625 | 0
2031 | 9 | 24 | 20 | 842.0037 | 0
2031 | 9 | 24 | 21 | 798.4933 | 0
2031 | 9 | 24 | 22 | 758.4341 | 0
2031 | 9 | 24 | 23 | 714.5087 | 0
2031 | 9 | 25 | 0 | 677.9956 | 0
2031 | 9 | 25 | 1 | 661.8597 | 0
2031 | 9 | 25 | 2 | 644.8211 | 0
2031 | 9 | 25 | 3 | 635.4391 | 0
2031 | 9 | 25 | 4 | 632.3095 | 0
2031 | 9 | 25 | 5 | 654.9956 | 0
2031 | 9 | 25 | 6 | 708.3372 | 0
2031 | 9 | 25 | 7 | 761.6788 | 0
2031 | 9 | 25 | 8 | 780.6225 | 0
2031 | 9 | 25 | 9 | 804.3589 | 0
2031 | 9 | 25 | 10 | 822.4617 | 0
2031 | 9 | 25 | 11 | 832.7583 | 0
2031 | 9 | 25 | 12 | 839.0938 | 0
2031 | 9 | 25 | 13 | 843.3603 | 0
2031 | 9 | 25 | 14 | 838.9607 | 0
2031 | 9 | 25 | 15 | 840.784 | 0
2031 | 9 | 25 | 16 | 843.1976 | 0
2031 | 9 | 25 | 17 | 840.892 | 0
2031 | 9 | 25 | 18 | 820.121 | 0
2031 | 9 | 25 | 19 | 830.815 | 0
2031 | 9 | 25 | 20 | 829.1515 | 0
2031 | 9 | 25 | 21 | 789.7822 | 0
2031 | 9 | 25 | 22 | 749.5214 | 0
2031 | 9 | 25 | 23 | 707.7535 | 0
2031 | 9 | 26 | 0 | 673.127 | 0
2031 | 9 | 26 | 1 | 671.0827 | 0
2031 | 9 | 26 | 2 | 669.0384 | 0
2031 | 9 | 26 | 3 | 660.4788 | 0
2031 | 9 | 26 | 4 | 655.699 | 0
2031 | 9 | 26 | 5 | 673.7447 | 0
2031 | 9 | 26 | 6 | 709.3738 | 0
2031 | 9 | 26 | 7 | 745.003 | 0
2031 | 9 | 26 | 8 | 774.2357 | 0
2031 | 9 | 26 | 9 | 801.0199 | 0
2031 | 9 | 26 | 10 | 827.0932 | 0
2031 | 9 | 26 | 11 | 842.689 | 0
2031 | 9 | 26 | 12 | 855.5353 | 0
2031 | 9 | 26 | 13 | 862.0959 | 0
2031 | 9 | 26 | 14 | 862.2451 | 0
2031 | 9 | 26 | 15 | 865.4521 | 0
2031 | 9 | 26 | 16 | 862.0451 | 0
2031 | 9 | 26 | 17 | 851.2701 | 0
2031 | 9 | 26 | 18 | 826.2369 | 0
2031 | 9 | 26 | 19 | 832.3301 | 0
2031 | 9 | 26 | 20 | 821.5541 | 0
2031 | 9 | 26 | 21 | 784.9922 | 0
2031 | 9 | 26 | 22 | 756.0583 | 0
2031 | 9 | 26 | 23 | 726.0213 | 0
2031 | 9 | 27 | 0 | 700.0553 | 0
2031 | 9 | 27 | 1 | 660.1064 | 0
2031 | 9 | 27 | 2 | 620.1574 | 0
2031 | 9 | 27 | 3 | 607.0755 | 0
2031 | 9 | 27 | 4 | 601.5149 | 0
2031 | 9 | 27 | 5 | 608.2408 | 0
2031 | 9 | 27 | 6 | 625.7236 | 0
2031 | 9 | 27 | 7 | 638.8725 | 0
2031 | 9 | 27 | 8 | 652.4404 | 0
2031 | 9 | 27 | 9 | 682.3263 | 0
2031 | 9 | 27 | 10 | 716.7779 | 0
2031 | 9 | 27 | 11 | 736.2677 | 0
2031 | 9 | 27 | 12 | 743.5099 | 0
2031 | 9 | 27 | 13 | 739.7377 | 0
2031 | 9 | 27 | 14 | 730.5676 | 0
2031 | 9 | 27 | 15 | 723.5967 | 0
2031 | 9 | 27 | 16 | 722.8391 | 0
2031 | 9 | 27 | 17 | 724.4926 | 0
2031 | 9 | 27 | 18 | 711.4474 | 0
2031 | 9 | 27 | 19 | 726.5462 | 0
2031 | 9 | 27 | 20 | 726.3179 | 0
2031 | 9 | 27 | 21 | 698.3704 | 0
2031 | 9 | 27 | 22 | 679.0996 | 0
2031 | 9 | 27 | 23 | 657.4446 | 0
2031 | 9 | 28 | 0 | 637.4796 | 0
2031 | 9 | 28 | 1 | 629.4902 | 0
2031 | 9 | 28 | 2 | 614.2201 | 0
2031 | 9 | 28 | 3 | 603.4976 | 0
2031 | 9 | 28 | 4 | 597.6947 | 0
2031 | 9 | 28 | 5 | 602.9962 | 0
2031 | 9 | 28 | 6 | 610.715 | 0
2031 | 9 | 28 | 7 | 618.4339 | 0
2031 | 9 | 28 | 8 | 623.2939 | 0
2031 | 9 | 28 | 9 | 645.6357 | 0
2031 | 9 | 28 | 10 | 671.2236 | 0
2031 | 9 | 28 | 11 | 692.5769 | 0
2031 | 9 | 28 | 12 | 703.2904 | 0
2031 | 9 | 28 | 13 | 704.4852 | 0
2031 | 9 | 28 | 14 | 702.7578 | 0
2031 | 9 | 28 | 15 | 707.185 | 0
2031 | 9 | 28 | 16 | 710.5056 | 0
2031 | 9 | 28 | 17 | 716.3681 | 0
2031 | 9 | 28 | 18 | 712.9523 | 0
2031 | 9 | 28 | 19 | 736.8197 | 0
2031 | 9 | 28 | 20 | 737.598 | 0
2031 | 9 | 28 | 21 | 711.4615 | 0
2031 | 9 | 28 | 22 | 687.335 | 0
2031 | 9 | 28 | 23 | 668.0098 | 0
2031 | 9 | 29 | 0 | 647.4439 | 0
2031 | 9 | 29 | 1 | 661.4324 | 0
2031 | 9 | 29 | 2 | 648.356 | 0
2031 | 9 | 29 | 3 | 640.2109 | 0
2031 | 9 | 29 | 4 | 640.6948 | 0
2031 | 9 | 29 | 5 | 658.1427 | 0
2031 | 9 | 29 | 6 | 703.046 | 0
2031 | 9 | 29 | 7 | 747.9494 | 0
2031 | 9 | 29 | 8 | 773.2978 | 0
2031 | 9 | 29 | 9 | 814.2487 | 0
2031 | 9 | 29 | 10 | 838.5086 | 0
2031 | 9 | 29 | 11 | 856.8011 | 0
2031 | 9 | 29 | 12 | 868.6523 | 0
2031 | 9 | 29 | 13 | 876.5073 | 0
2031 | 9 | 29 | 14 | 876.4041 | 0
2031 | 9 | 29 | 15 | 876.2465 | 0
2031 | 9 | 29 | 16 | 878.6455 | 0
2031 | 9 | 29 | 17 | 875.7109 | 0
2031 | 9 | 29 | 18 | 858.4575 | 0
2031 | 9 | 29 | 19 | 871.9263 | 0
2031 | 9 | 29 | 20 | 860.9067 | 0
2031 | 9 | 29 | 21 | 817.7192 | 0
2031 | 9 | 29 | 22 | 781.8702 | 0
2031 | 9 | 29 | 23 | 742.668 | 0
2031 | 9 | 30 | 0 | 707.5641 | 0
2031 | 9 | 30 | 1 | 665.5798 | 0
2031 | 9 | 30 | 2 | 651.4257 | 0
2031 | 9 | 30 | 3 | 643.7052 | 0
2031 | 9 | 30 | 4 | 644.0058 | 0
2031 | 9 | 30 | 5 | 666.5655 | 0
2031 | 9 | 30 | 6 | 722.0137 | 0
2031 | 9 | 30 | 7 | 757.6622 | 0
2031 | 9 | 30 | 8 | 796.5101 | 0
2031 | 9 | 30 | 9 | 834.3632 | 0
2031 | 9 | 30 | 10 | 851.3846 | 0
2031 | 9 | 30 | 11 | 865.7755 | 0
2031 | 9 | 30 | 12 | 868.5286 | 0
2031 | 9 | 30 | 13 | 871.1362 | 0
2031 | 9 | 30 | 14 | 867.6877 | 0
2031 | 9 | 30 | 15 | 863.5858 | 0
2031 | 9 | 30 | 16 | 855.2979 | 0
2031 | 9 | 30 | 17 | 851.0306 | 0
2031 | 9 | 30 | 18 | 840.6224 | 0
2031 | 9 | 30 | 19 | 853.3414 | 0
2031 | 9 | 30 | 20 | 837.0914 | 0
2031 | 9 | 30 | 21 | 794.1362 | 0
2031 | 9 | 30 | 22 | 758.1562 | 0
2031 | 9 | 30 | 23 | 716.0955 | 0
2031 | 10 | 1 | 0 | 683.2813 | 0
2031 | 10 | 1 | 1 | 691.0644 | 0
2031 | 10 | 1 | 2 | 674.6171 | 0
2031 | 10 | 1 | 3 | 665.781 | 0
2031 | 10 | 1 | 4 | 664.1013 | 0
2031 | 10 | 1 | 5 | 682.4911 | 0
2031 | 10 | 1 | 6 | 727.4747 | 0
2031 | 10 | 1 | 7 | 772.4584 | 0
2031 | 10 | 1 | 8 | 789.9586 | 0
2031 | 10 | 1 | 9 | 834.062 | 0
2031 | 10 | 1 | 10 | 860.374 | 0
2031 | 10 | 1 | 11 | 877.9647 | 0
2031 | 10 | 1 | 12 | 887.9153 | 0
2031 | 10 | 1 | 13 | 893.2718 | 0
2031 | 10 | 1 | 14 | 894.3753 | 0
2031 | 10 | 1 | 15 | 896.3406 | 0
2031 | 10 | 1 | 16 | 896.9955 | 0
2031 | 10 | 1 | 17 | 890.7925 | 0
2031 | 10 | 1 | 18 | 880.4386 | 0
2031 | 10 | 1 | 19 | 886.4381 | 0
2031 | 10 | 1 | 20 | 862.9194 | 0
2031 | 10 | 1 | 21 | 829.8077 | 0
2031 | 10 | 1 | 22 | 799.1734 | 0
2031 | 10 | 1 | 23 | 761.9937 | 0
2031 | 10 | 2 | 0 | 728.5308 | 0
2031 | 10 | 2 | 1 | 671.3055 | 0
2031 | 10 | 2 | 2 | 655.7303 | 0
2031 | 10 | 2 | 3 | 648.0674 | 0
2031 | 10 | 2 | 4 | 648.5421 | 0
2031 | 10 | 2 | 5 | 668.1792 | 0
2031 | 10 | 2 | 6 | 714.6309 | 0
2031 | 10 | 2 | 7 | 738.6286 | 0
2031 | 10 | 2 | 8 | 763.2508 | 0
2031 | 10 | 2 | 9 | 777.9475 | 0
2031 | 10 | 2 | 10 | 792.2056 | 0
2031 | 10 | 2 | 11 | 802.6161 | 0
2031 | 10 | 2 | 12 | 806.2135 | 0
2031 | 10 | 2 | 13 | 807.2507 | 0
2031 | 10 | 2 | 14 | 798.0232 | 0
2031 | 10 | 2 | 15 | 792.575 | 0
2031 | 10 | 2 | 16 | 788.9477 | 0
2031 | 10 | 2 | 17 | 783.9526 | 0
2031 | 10 | 2 | 18 | 787.0538 | 0
2031 | 10 | 2 | 19 | 790.1551 | 0
2031 | 10 | 2 | 20 | 780.7501 | 0
2031 | 10 | 2 | 21 | 751.1379 | 0
2031 | 10 | 2 | 22 | 725.9743 | 0
2031 | 10 | 2 | 23 | 695.3304 | 0
2031 | 10 | 3 | 0 | 670.4609 | 0
2031 | 10 | 3 | 1 | 657.5967 | 0
2031 | 10 | 3 | 2 | 641.3707 | 0
2031 | 10 | 3 | 3 | 633.1463 | 0
2031 | 10 | 3 | 4 | 635.6149 | 0
2031 | 10 | 3 | 5 | 657.2072 | 0
2031 | 10 | 3 | 6 | 711.0611 | 0
2031 | 10 | 3 | 7 | 764.915 | 0
2031 | 10 | 3 | 8 | 770.9116 | 0
2031 | 10 | 3 | 9 | 804.8477 | 0
2031 | 10 | 3 | 10 | 827.6525 | 0
2031 | 10 | 3 | 11 | 841.7158 | 0
2031 | 10 | 3 | 12 | 844.9127 | 0
2031 | 10 | 3 | 13 | 843.986 | 0
2031 | 10 | 3 | 14 | 838.9066 | 0
2031 | 10 | 3 | 15 | 831.7324 | 0
2031 | 10 | 3 | 16 | 829.3925 | 0
2031 | 10 | 3 | 17 | 824.3058 | 0
2031 | 10 | 3 | 18 | 822.0756 | 0
2031 | 10 | 3 | 19 | 819.8455 | 0
2031 | 10 | 3 | 20 | 805.3506 | 0
2031 | 10 | 3 | 21 | 777.9881 | 0
2031 | 10 | 3 | 22 | 748.7127 | 0
2031 | 10 | 3 | 23 | 713.3532 | 0
2031 | 10 | 4 | 0 | 684.3012 | 0
2031 | 10 | 4 | 1 | 658.1326 | 0
2031 | 10 | 4 | 2 | 631.9641 | 0
2031 | 10 | 4 | 3 | 622.7416 | 0
2031 | 10 | 4 | 4 | 622.7212 | 0
2031 | 10 | 4 | 5 | 631.225 | 0
2031 | 10 | 4 | 6 | 653.4408 | 0
2031 | 10 | 4 | 7 | 666.9691 | 0
2031 | 10 | 4 | 8 | 663.588 | 0
2031 | 10 | 4 | 9 | 684.0413 | 0
2031 | 10 | 4 | 10 | 703.7635 | 0
2031 | 10 | 4 | 11 | 709.2654 | 0
2031 | 10 | 4 | 12 | 714.7674 | 0
2031 | 10 | 4 | 13 | 705.6471 | 0
2031 | 10 | 4 | 14 | 693.8689 | 0
2031 | 10 | 4 | 15 | 680.0945 | 0
2031 | 10 | 4 | 16 | 675.4141 | 0
2031 | 10 | 4 | 17 | 674.946 | 0
2031 | 10 | 4 | 18 | 671.9802 | 0
2031 | 10 | 4 | 19 | 691.3201 | 0
2031 | 10 | 4 | 20 | 685.0837 | 0
2031 | 10 | 4 | 21 | 669.8389 | 0
2031 | 10 | 4 | 22 | 657.6107 | 0
2031 | 10 | 4 | 23 | 639.81 | 0
2031 | 10 | 5 | 0 | 628.6575 | 0
2031 | 10 | 5 | 1 | 610.6406 | 0
2031 | 10 | 5 | 2 | 601.0208 | 0
2031 | 10 | 5 | 3 | 594.5541 | 0
2031 | 10 | 5 | 4 | 594.1654 | 0
2031 | 10 | 5 | 5 | 601.5917 | 0
2031 | 10 | 5 | 6 | 619.5837 | 0
2031 | 10 | 5 | 7 | 627.5306 | 0
2031 | 10 | 5 | 8 | 624.9479 | 0
2031 | 10 | 5 | 9 | 645.2969 | 0
2031 | 10 | 5 | 10 | 672.7315 | 0
2031 | 10 | 5 | 11 | 693.083 | 0
2031 | 10 | 5 | 12 | 704.0065 | 0
2031 | 10 | 5 | 13 | 702.0131 | 0
2031 | 10 | 5 | 14 | 695.4663 | 0
2031 | 10 | 5 | 15 | 690.5059 | 0
2031 | 10 | 5 | 16 | 693.2143 | 0
2031 | 10 | 5 | 17 | 701.7532 | 0
2031 | 10 | 5 | 18 | 710.3815 | 0
2031 | 10 | 5 | 19 | 719.0098 | 0
2031 | 10 | 5 | 20 | 713.2816 | 0
2031 | 10 | 5 | 21 | 692.4899 | 0
2031 | 10 | 5 | 22 | 674.2992 | 0
2031 | 10 | 5 | 23 | 653.6728 | 0
2031 | 10 | 6 | 0 | 635.0698 | 0
2031 | 10 | 6 | 1 | 631.7616 | 0
2031 | 10 | 6 | 2 | 618.0032 | 0
2031 | 10 | 6 | 3 | 611.7277 | 0
2031 | 10 | 6 | 4 | 615.178 | 0
2031 | 10 | 6 | 5 | 637.108 | 0
2031 | 10 | 6 | 6 | 693.4109 | 0
2031 | 10 | 6 | 7 | 749.7138 | 0
2031 | 10 | 6 | 8 | 765.1787 | 0
2031 | 10 | 6 | 9 | 800.1799 | 0
2031 | 10 | 6 | 10 | 822.4498 | 0
2031 | 10 | 6 | 11 | 838.4829 | 0
2031 | 10 | 6 | 12 | 848.4482 | 0
2031 | 10 | 6 | 13 | 853.6062 | 0
2031 | 10 | 6 | 14 | 852.7042 | 0
2031 | 10 | 6 | 15 | 854.1204 | 0
2031 | 10 | 6 | 16 | 856.1449 | 0
2031 | 10 | 6 | 17 | 851.5113 | 0
2031 | 10 | 6 | 18 | 835.2794 | 0
2031 | 10 | 6 | 19 | 837.2938 | 0
2031 | 10 | 6 | 20 | 820.5737 | 0
2031 | 10 | 6 | 21 | 780.2806 | 0
2031 | 10 | 6 | 22 | 746.1025 | 0
2031 | 10 | 6 | 23 | 707.0228 | 0
2031 | 10 | 7 | 0 | 676.188 | 0
2031 | 10 | 7 | 1 | 657.0208 | 0
2031 | 10 | 7 | 2 | 640.8199 | 0
2031 | 10 | 7 | 3 | 632.9375 | 0
2031 | 10 | 7 | 4 | 634.6821 | 0
2031 | 10 | 7 | 5 | 661.3359 | 0
2031 | 10 | 7 | 6 | 722.5247 | 0
2031 | 10 | 7 | 7 | 763.2654 | 0
2031 | 10 | 7 | 8 | 805.6081 | 0
2031 | 10 | 7 | 9 | 838.2894 | 0
2031 | 10 | 7 | 10 | 863.6998 | 0
2031 | 10 | 7 | 11 | 888.0154 | 0
2031 | 10 | 7 | 12 | 905.0896 | 0
2031 | 10 | 7 | 13 | 918.1708 | 0
2031 | 10 | 7 | 14 | 920.4698 | 0
2031 | 10 | 7 | 15 | 921.6598 | 0
2031 | 10 | 7 | 16 | 911.8375 | 0
2031 | 10 | 7 | 17 | 908.4361 | 0
2031 | 10 | 7 | 18 | 902.4211 | 0
2031 | 10 | 7 | 19 | 896.406 | 0
2031 | 10 | 7 | 20 | 875.597 | 0
2031 | 10 | 7 | 21 | 830.9139 | 0
2031 | 10 | 7 | 22 | 788.5958 | 0
2031 | 10 | 7 | 23 | 737.5525 | 0
2031 | 10 | 8 | 0 | 695.8055 | 0
2031 | 10 | 8 | 1 | 706.7957 | 0
2031 | 10 | 8 | 2 | 687.8258 | 0
2031 | 10 | 8 | 3 | 678.6332 | 0
2031 | 10 | 8 | 4 | 678.0552 | 0
2031 | 10 | 8 | 5 | 692.4742 | 0
2031 | 10 | 8 | 6 | 733.9811 | 0
2031 | 10 | 8 | 7 | 762.3489 | 0
2031 | 10 | 8 | 8 | 792.548 | 0
2031 | 10 | 8 | 9 | 827.5789 | 0
2031 | 10 | 8 | 10 | 851.1284 | 0
2031 | 10 | 8 | 11 | 865.0633 | 0
2031 | 10 | 8 | 12 | 871.8828 | 0
2031 | 10 | 8 | 13 | 875.939 | 0
2031 | 10 | 8 | 14 | 875.3128 | 0
2031 | 10 | 8 | 15 | 874.554 | 0
2031 | 10 | 8 | 16 | 876.8368 | 0
2031 | 10 | 8 | 17 | 874.2122 | 0
2031 | 10 | 8 | 18 | 873.7858 | 0
2031 | 10 | 8 | 19 | 873.3595 | 0
2031 | 10 | 8 | 20 | 850.8109 | 0
2031 | 10 | 8 | 21 | 816.3835 | 0
2031 | 10 | 8 | 22 | 788.4181 | 0
2031 | 10 | 8 | 23 | 752.873 | 0
2031 | 10 | 9 | 0 | 722.6464 | 0
2031 | 10 | 9 | 1 | 686.1863 | 0
2031 | 10 | 9 | 2 | 649.7261 | 0
2031 | 10 | 9 | 3 | 641.0117 | 0
2031 | 10 | 9 | 4 | 642.1237 | 0
2031 | 10 | 9 | 5 | 656.0483 | 0
2031 | 10 | 9 | 6 | 703.5594 | 0
2031 | 10 | 9 | 7 | 751.0705 | 0
2031 | 10 | 9 | 8 | 777.3654 | 0
2031 | 10 | 9 | 9 | 813.5058 | 0
2031 | 10 | 9 | 10 | 830.4028 | 0
2031 | 10 | 9 | 11 | 840.7169 | 0
2031 | 10 | 9 | 12 | 844.889 | 0
2031 | 10 | 9 | 13 | 845.3024 | 0
2031 | 10 | 9 | 14 | 842.4242 | 0
2031 | 10 | 9 | 15 | 841.0292 | 0
2031 | 10 | 9 | 16 | 843.9289 | 0
2031 | 10 | 9 | 17 | 838.0271 | 0
2031 | 10 | 9 | 18 | 829.7816 | 0
2031 | 10 | 9 | 19 | 838.1754 | 0
2031 | 10 | 9 | 20 | 824.4473 | 0
2031 | 10 | 9 | 21 | 793.3843 | 0
2031 | 10 | 9 | 22 | 766.3491 | 0
2031 | 10 | 9 | 23 | 727.2425 | 0
2031 | 10 | 10 | 0 | 699.8771 | 0
2031 | 10 | 10 | 1 | 661.0334 | 0
2031 | 10 | 10 | 2 | 642.8918 | 0
2031 | 10 | 10 | 3 | 634.8724 | 0
2031 | 10 | 10 | 4 | 634.6853 | 0
2031 | 10 | 10 | 5 | 656.7298 | 0
2031 | 10 | 10 | 6 | 714.5355 | 0
2031 | 10 | 10 | 7 | 748.6192 | 0
2031 | 10 | 10 | 8 | 783.3875 | 0
2031 | 10 | 10 | 9 | 817.2327 | 0
2031 | 10 | 10 | 10 | 831.7288 | 0
2031 | 10 | 10 | 11 | 838.9005 | 0
2031 | 10 | 10 | 12 | 838.4137 | 0
2031 | 10 | 10 | 13 | 834.9413 | 0
2031 | 10 | 10 | 14 | 828.6278 | 0
2031 | 10 | 10 | 15 | 823.0336 | 0
2031 | 10 | 10 | 16 | 822.1688 | 0
2031 | 10 | 10 | 17 | 818.8212 | 0
2031 | 10 | 10 | 18 | 817.7778 | 0
2031 | 10 | 10 | 19 | 816.7344 | 0
2031 | 10 | 10 | 20 | 805.265 | 0
2031 | 10 | 10 | 21 | 775.8804 | 0
2031 | 10 | 10 | 22 | 744.5596 | 0
2031 | 10 | 10 | 23 | 706.3561 | 0
2031 | 10 | 11 | 0 | 673.0974 | 0
2031 | 10 | 11 | 1 | 646.7584 | 0
2031 | 10 | 11 | 2 | 628.2976 | 0
2031 | 10 | 11 | 3 | 609.8369 | 0
2031 | 10 | 11 | 4 | 608.2024 | 0
2031 | 10 | 11 | 5 | 618.2635 | 0
2031 | 10 | 11 | 6 | 644.8093 | 0
2031 | 10 | 11 | 7 | 665.1447 | 0
2031 | 10 | 11 | 8 | 663.6263 | 0
2031 | 10 | 11 | 9 | 692.6184 | 0
2031 | 10 | 11 | 10 | 721.1755 | 0
2031 | 10 | 11 | 11 | 730.3219 | 0
2031 | 10 | 11 | 12 | 732.7453 | 0
2031 | 10 | 11 | 13 | 735.1686 | 0
2031 | 10 | 11 | 14 | 726.626 | 0
2031 | 10 | 11 | 15 | 720.3749 | 0
2031 | 10 | 11 | 16 | 721.3403 | 0
2031 | 10 | 11 | 17 | 723.0961 | 0
2031 | 10 | 11 | 18 | 721.5128 | 0
2031 | 10 | 11 | 19 | 730.376 | 0
2031 | 10 | 11 | 20 | 721.2948 | 0
2031 | 10 | 11 | 21 | 702.6022 | 0
2031 | 10 | 11 | 22 | 683.0686 | 0
2031 | 10 | 11 | 23 | 656.6998 | 0
2031 | 10 | 12 | 0 | 635.4411 | 0
2031 | 10 | 12 | 1 | 620.146 | 0
2031 | 10 | 12 | 2 | 603.8381 | 0
2031 | 10 | 12 | 3 | 595.2179 | 0
2031 | 10 | 12 | 4 | 592.336 | 0
2031 | 10 | 12 | 5 | 597.9155 | 0
2031 | 10 | 12 | 6 | 613.0932 | 0
2031 | 10 | 12 | 7 | 621.6508 | 0
2031 | 10 | 12 | 8 | 622.6349 | 0
2031 | 10 | 12 | 9 | 645.7792 | 0
2031 | 10 | 12 | 10 | 671.9506 | 0
2031 | 10 | 12 | 11 | 692.0558 | 0
2031 | 10 | 12 | 12 | 704.5306 | 0
2031 | 10 | 12 | 13 | 705.4327 | 0
2031 | 10 | 12 | 14 | 706.2938 | 0
2031 | 10 | 12 | 15 | 707.4575 | 0
2031 | 10 | 12 | 16 | 714.2063 | 0
2031 | 10 | 12 | 17 | 719.8251 | 0
2031 | 10 | 12 | 18 | 725.5132 | 0
2031 | 10 | 12 | 19 | 731.2013 | 0
2031 | 10 | 12 | 20 | 724.4219 | 0
2031 | 10 | 12 | 21 | 705.1615 | 0
2031 | 10 | 12 | 22 | 681.7608 | 0
2031 | 10 | 12 | 23 | 656.0701 | 0
2031 | 10 | 13 | 0 | 632.0396 | 0
2031 | 10 | 13 | 1 | 627.5403 | 0
2031 | 10 | 13 | 2 | 611.4703 | 0
2031 | 10 | 13 | 3 | 601.2673 | 0
2031 | 10 | 13 | 4 | 597.4985 | 0
2031 | 10 | 13 | 5 | 599.6939 | 0
2031 | 10 | 13 | 6 | 610.8473 | 0
2031 | 10 | 13 | 7 | 616.9474 | 0
2031 | 10 | 13 | 8 | 638.1985 | 0
2031 | 10 | 13 | 9 | 659.4496 | 0
2031 | 10 | 13 | 10 | 684.6953 | 0
2031 | 10 | 13 | 11 | 712.1098 | 0
2031 | 10 | 13 | 12 | 735.3659 | 0
2031 | 10 | 13 | 13 | 737.8287 | 0
2031 | 10 | 13 | 14 | 735.6025 | 0
2031 | 10 | 13 | 15 | 734.7773 | 0
2031 | 10 | 13 | 16 | 739.2143 | 0
2031 | 10 | 13 | 17 | 745.002 | 0
2031 | 10 | 13 | 18 | 750.7897 | 0
2031 | 10 | 13 | 19 | 757.9282 | 0
2031 | 10 | 13 | 20 | 745.5805 | 0
2031 | 10 | 13 | 21 | 719.5904 | 0
2031 | 10 | 13 | 22 | 694.217 | 0
2031 | 10 | 13 | 23 | 670.0904 | 0
2031 | 10 | 14 | 0 | 646.7114 | 0
2031 | 10 | 14 | 1 | 647.5296 | 0
2031 | 10 | 14 | 2 | 640.1364 | 0
2031 | 10 | 14 | 3 | 630.6759 | 0
2031 | 10 | 14 | 4 | 629.707 | 0
2031 | 10 | 14 | 5 | 646.9052 | 0
2031 | 10 | 14 | 6 | 696.401 | 0
2031 | 10 | 14 | 7 | 745.8968 | 0
2031 | 10 | 14 | 8 | 774.1637 | 0
2031 | 10 | 14 | 9 | 808.4371 | 0
2031 | 10 | 14 | 10 | 821.4075 | 0
2031 | 10 | 14 | 11 | 834.9812 | 0
2031 | 10 | 14 | 12 | 842.0014 | 0
2031 | 10 | 14 | 13 | 848.1852 | 0
2031 | 10 | 14 | 14 | 847.5659 | 0
2031 | 10 | 14 | 15 | 843.5416 | 0
2031 | 10 | 14 | 16 | 838.6827 | 0
2031 | 10 | 14 | 17 | 840.2225 | 0
2031 | 10 | 14 | 18 | 839.675 | 0
2031 | 10 | 14 | 19 | 839.1274 | 0
2031 | 10 | 14 | 20 | 819.1689 | 0
2031 | 10 | 14 | 21 | 785.6903 | 0
2031 | 10 | 14 | 22 | 752.3402 | 0
2031 | 10 | 14 | 23 | 711.8372 | 0
2031 | 10 | 15 | 0 | 683.8153 | 0
2031 | 10 | 15 | 1 | 672.1974 | 0
2031 | 10 | 15 | 2 | 660.5795 | 0
2031 | 10 | 15 | 3 | 653.5281 | 0
2031 | 10 | 15 | 4 | 654.2212 | 0
2031 | 10 | 15 | 5 | 675.0062 | 0
2031 | 10 | 15 | 6 | 724.8068 | 0
2031 | 10 | 15 | 7 | 774.6075 | 0
2031 | 10 | 15 | 8 | 788.7413 | 0
2031 | 10 | 15 | 9 | 819.8047 | 0
2031 | 10 | 15 | 10 | 840.5462 | 0
2031 | 10 | 15 | 11 | 854.8949 | 0
2031 | 10 | 15 | 12 | 861.8722 | 0
2031 | 10 | 15 | 13 | 865.6477 | 0
2031 | 10 | 15 | 14 | 861.9464 | 0
2031 | 10 | 15 | 15 | 862.839 | 0
2031 | 10 | 15 | 16 | 867.8028 | 0
2031 | 10 | 15 | 17 | 869.7465 | 0
2031 | 10 | 15 | 18 | 876.2915 | 0
2031 | 10 | 15 | 19 | 874.9685 | 0
2031 | 10 | 15 | 20 | 849.9428 | 0
2031 | 10 | 15 | 21 | 812.2847 | 0
2031 | 10 | 15 | 22 | 782.1457 | 0
2031 | 10 | 15 | 23 | 742.6417 | 0
2031 | 10 | 16 | 0 | 709.4702 | 0
2031 | 10 | 16 | 1 | 686.6561 | 0
2031 | 10 | 16 | 2 | 663.842 | 0
2031 | 10 | 16 | 3 | 656.5033 | 0
2031 | 10 | 16 | 4 | 656.7658 | 0
2031 | 10 | 16 | 5 | 676.3968 | 0
2031 | 10 | 16 | 6 | 727.5818 | 0
2031 | 10 | 16 | 7 | 778.7668 | 0
2031 | 10 | 16 | 8 | 795.6399 | 0
2031 | 10 | 16 | 9 | 822.0191 | 0
2031 | 10 | 16 | 10 | 838.0507 | 0
2031 | 10 | 16 | 11 | 847.5164 | 0
2031 | 10 | 16 | 12 | 848.7017 | 0
2031 | 10 | 16 | 13 | 849.3883 | 0
2031 | 10 | 16 | 14 | 843.9767 | 0
2031 | 10 | 16 | 15 | 842.5579 | 0
2031 | 10 | 16 | 16 | 845.0814 | 0
2031 | 10 | 16 | 17 | 847.8562 | 0
2031 | 10 | 16 | 18 | 851.5528 | 0
2031 | 10 | 16 | 19 | 855.2493 | 0
2031 | 10 | 16 | 20 | 839.51 | 0
2031 | 10 | 16 | 21 | 806.92 | 0
2031 | 10 | 16 | 22 | 778.1954 | 0
2031 | 10 | 16 | 23 | 744.5672 | 0
2031 | 10 | 17 | 0 | 716.602 | 0
2031 | 10 | 17 | 1 | 695.1484 | 0
2031 | 10 | 17 | 2 | 681.5001 | 0
2031 | 10 | 17 | 3 | 675.373 | 0
2031 | 10 | 17 | 4 | 677.0824 | 0
2031 | 10 | 17 | 5 | 693.0095 | 0
2031 | 10 | 17 | 6 | 737.2434 | 0
2031 | 10 | 17 | 7 | 781.4774 | 0
2031 | 10 | 17 | 8 | 797.956 | 0
2031 | 10 | 17 | 9 | 831.7171 | 0
2031 | 10 | 17 | 10 | 843.927 | 0
2031 | 10 | 17 | 11 | 849.216 | 0
2031 | 10 | 17 | 12 | 850.8259 | 0
2031 | 10 | 17 | 13 | 845.2684 | 0
2031 | 10 | 17 | 14 | 837.0941 | 0
2031 | 10 | 17 | 15 | 830.747 | 0
2031 | 10 | 17 | 16 | 829.7085 | 0
2031 | 10 | 17 | 17 | 832.5927 | 0
2031 | 10 | 17 | 18 | 835.3221 | 0
2031 | 10 | 17 | 19 | 838.0514 | 0
2031 | 10 | 17 | 20 | 819.2987 | 0
2031 | 10 | 17 | 21 | 794.4753 | 0
2031 | 10 | 17 | 22 | 772.1424 | 0
2031 | 10 | 17 | 23 | 746.8178 | 0
2031 | 10 | 18 | 0 | 722.6389 | 0
2031 | 10 | 18 | 1 | 684.5184 | 0
2031 | 10 | 18 | 2 | 646.398 | 0
2031 | 10 | 18 | 3 | 636.3032 | 0
2031 | 10 | 18 | 4 | 633.3202 | 0
2031 | 10 | 18 | 5 | 645.2299 | 0
2031 | 10 | 18 | 6 | 674.9532 | 0
2031 | 10 | 18 | 7 | 695.7691 | 0
2031 | 10 | 18 | 8 | 693.6297 | 0
2031 | 10 | 18 | 9 | 718.8499 | 0
2031 | 10 | 18 | 10 | 751.4113 | 0
2031 | 10 | 18 | 11 | 770.25 | 0
2031 | 10 | 18 | 12 | 774.8498 | 0
2031 | 10 | 18 | 13 | 769.7658 | 0
2031 | 10 | 18 | 14 | 760.3485 | 0
2031 | 10 | 18 | 15 | 755.8482 | 0
2031 | 10 | 18 | 16 | 758.8172 | 0
2031 | 10 | 18 | 17 | 763.8797 | 0
2031 | 10 | 18 | 18 | 769.2337 | 0
2031 | 10 | 18 | 19 | 774.5876 | 0
2031 | 10 | 18 | 20 | 755.4047 | 0
2031 | 10 | 18 | 21 | 733.5792 | 0
2031 | 10 | 18 | 22 | 712.1096 | 0
2031 | 10 | 18 | 23 | 687.0173 | 0
2031 | 10 | 19 | 0 | 665.1616 | 0
2031 | 10 | 19 | 1 | 647.9569 | 0
2031 | 10 | 19 | 2 | 630.7522 | 0
2031 | 10 | 19 | 3 | 621.7078 | 0
2031 | 10 | 19 | 4 | 620.072 | 0
2031 | 10 | 19 | 5 | 630.3377 | 0
2031 | 10 | 19 | 6 | 651.739 | 0
2031 | 10 | 19 | 7 | 655.0382 | 0
2031 | 10 | 19 | 8 | 658.3374 | 0
2031 | 10 | 19 | 9 | 677.9548 | 0
2031 | 10 | 19 | 10 | 707.9322 | 0
2031 | 10 | 19 | 11 | 729.6545 | 0
2031 | 10 | 19 | 12 | 738.1669 | 0
2031 | 10 | 19 | 13 | 740.5749 | 0
2031 | 10 | 19 | 14 | 735.914 | 0
2031 | 10 | 19 | 15 | 736.4738 | 0
2031 | 10 | 19 | 16 | 745.6177 | 0
2031 | 10 | 19 | 17 | 762.4485 | 0
2031 | 10 | 19 | 18 | 775.3652 | 0
2031 | 10 | 19 | 19 | 783.0383 | 0
2031 | 10 | 19 | 20 | 769.3598 | 0
2031 | 10 | 19 | 21 | 745.1308 | 0
2031 | 10 | 19 | 22 | 718.4151 | 0
2031 | 10 | 19 | 23 | 691.9235 | 0
2031 | 10 | 20 | 0 | 669.2282 | 0
2031 | 10 | 20 | 1 | 670.8118 | 0
2031 | 10 | 20 | 2 | 656.1601 | 0
2031 | 10 | 20 | 3 | 649.6463 | 0
2031 | 10 | 20 | 4 | 653.001 | 0
2031 | 10 | 20 | 5 | 674.6749 | 0
2031 | 10 | 20 | 6 | 729.3767 | 0
2031 | 10 | 20 | 7 | 784.0785 | 0
2031 | 10 | 20 | 8 | 801.7595 | 0
2031 | 10 | 20 | 9 | 830.0195 | 0
2031 | 10 | 20 | 10 | 843.5069 | 0
2031 | 10 | 20 | 11 | 851.4986 | 0
2031 | 10 | 20 | 12 | 857.088 | 0
2031 | 10 | 20 | 13 | 859.7156 | 0
2031 | 10 | 20 | 14 | 859.9783 | 0
2031 | 10 | 20 | 15 | 859.3005 | 0
2031 | 10 | 20 | 16 | 863.5707 | 0
2031 | 10 | 20 | 17 | 867.6392 | 0
2031 | 10 | 20 | 18 | 867.7743 | 0
2031 | 10 | 20 | 19 | 867.9093 | 0
2031 | 10 | 20 | 20 | 846.1731 | 0
2031 | 10 | 20 | 21 | 807.7547 | 0
2031 | 10 | 20 | 22 | 773.3688 | 0
2031 | 10 | 20 | 23 | 734.3585 | 0
2031 | 10 | 21 | 0 | 702.2555 | 0
2031 | 10 | 21 | 1 | 673.5106 | 0
2031 | 10 | 21 | 2 | 659.763 | 0
2031 | 10 | 21 | 3 | 653.2252 | 0
2031 | 10 | 21 | 4 | 657.306 | 0
2031 | 10 | 21 | 5 | 678.3732 | 0
2031 | 10 | 21 | 6 | 728.1866 | 0
2031 | 10 | 21 | 7 | 788.4106 | 0
2031 | 10 | 21 | 8 | 812.1306 | 0
2031 | 10 | 21 | 9 | 839.9162 | 0
2031 | 10 | 21 | 10 | 848.5172 | 0
2031 | 10 | 21 | 11 | 851.0663 | 0
2031 | 10 | 21 | 12 | 853.6154 | 0
2031 | 10 | 21 | 13 | 849.322 | 0
2031 | 10 | 21 | 14 | 837.4513 | 0
2031 | 10 | 21 | 15 | 831.308 | 0
2031 | 10 | 21 | 16 | 822.8711 | 0
2031 | 10 | 21 | 17 | 827.9229 | 0
2031 | 10 | 21 | 18 | 844.6359 | 0
2031 | 10 | 21 | 19 | 841.6503 | 0
2031 | 10 | 21 | 20 | 819.9151 | 0
2031 | 10 | 21 | 21 | 778.7596 | 0
2031 | 10 | 21 | 22 | 748.0329 | 0
2031 | 10 | 21 | 23 | 709.5981 | 0
2031 | 10 | 22 | 0 | 679.7815 | 0
2031 | 10 | 22 | 1 | 685.7647 | 0
2031 | 10 | 22 | 2 | 668.3588 | 0
2031 | 10 | 22 | 3 | 660.3143 | 0
2031 | 10 | 22 | 4 | 661.0396 | 0
2031 | 10 | 22 | 5 | 682.2339 | 0
2031 | 10 | 22 | 6 | 735.6355 | 0
2031 | 10 | 22 | 7 | 792.5409 | 0
2031 | 10 | 22 | 8 | 808.1772 | 0
2031 | 10 | 22 | 9 | 838.9395 | 0
2031 | 10 | 22 | 10 | 859.5262 | 0
2031 | 10 | 22 | 11 | 871.1992 | 0
2031 | 10 | 22 | 12 | 876.5904 | 0
2031 | 10 | 22 | 13 | 879.3975 | 0
2031 | 10 | 22 | 14 | 876.2729 | 0
2031 | 10 | 22 | 15 | 875.7806 | 0
2031 | 10 | 22 | 16 | 884.5433 | 0
2031 | 10 | 22 | 17 | 885.5669 | 0
2031 | 10 | 22 | 18 | 898.1331 | 0
2031 | 10 | 22 | 19 | 891.843 | 0
2031 | 10 | 22 | 20 | 866.3431 | 0
2031 | 10 | 22 | 21 | 825.5513 | 0
2031 | 10 | 22 | 22 | 787.3884 | 0
2031 | 10 | 22 | 23 | 743.3637 | 0
2031 | 10 | 23 | 0 | 706.0121 | 0
2031 | 10 | 23 | 1 | 677.7808 | 0
2031 | 10 | 23 | 2 | 649.5495 | 0
2031 | 10 | 23 | 3 | 640.3255 | 0
2031 | 10 | 23 | 4 | 640.795 | 0
2031 | 10 | 23 | 5 | 662.4906 | 0
2031 | 10 | 23 | 6 | 720.9249 | 0
2031 | 10 | 23 | 7 | 751.9324 | 0
2031 | 10 | 23 | 8 | 784.9963 | 0
2031 | 10 | 23 | 9 | 807.5512 | 0
2031 | 10 | 23 | 10 | 822.8265 | 0
2031 | 10 | 23 | 11 | 831.5092 | 0
2031 | 10 | 23 | 12 | 833.4653 | 0
2031 | 10 | 23 | 13 | 832.9535 | 0
2031 | 10 | 23 | 14 | 823.141 | 0
2031 | 10 | 23 | 15 | 816.5217 | 0
2031 | 10 | 23 | 16 | 815.3876 | 0
2031 | 10 | 23 | 17 | 817.7992 | 0
2031 | 10 | 23 | 18 | 829.6614 | 0
2031 | 10 | 23 | 19 | 829.6445 | 0
2031 | 10 | 23 | 20 | 811.3636 | 0
2031 | 10 | 23 | 21 | 776.1267 | 0
2031 | 10 | 23 | 22 | 740.7065 | 0
2031 | 10 | 23 | 23 | 702.6631 | 0
2031 | 10 | 24 | 0 | 685.1354 | 0
2031 | 10 | 24 | 1 | 667.6076 | 0
2031 | 10 | 24 | 2 | 652.2745 | 0
2031 | 10 | 24 | 3 | 644.4954 | 0
2031 | 10 | 24 | 4 | 645.5094 | 0
2031 | 10 | 24 | 5 | 662.9562 | 0
2031 | 10 | 24 | 6 | 710.0439 | 0
2031 | 10 | 24 | 7 | 763.9456 | 0
2031 | 10 | 24 | 8 | 782.0499 | 0
2031 | 10 | 24 | 9 | 811.542 | 0
2031 | 10 | 24 | 10 | 830.0536 | 0
2031 | 10 | 24 | 11 | 839.7422 | 0
2031 | 10 | 24 | 12 | 849.4308 | 0
2031 | 10 | 24 | 13 | 850.1223 | 0
2031 | 10 | 24 | 14 | 843.5202 | 0
2031 | 10 | 24 | 15 | 840.697 | 0
2031 | 10 | 24 | 16 | 841.3062 | 0
2031 | 10 | 24 | 17 | 845.5944 | 0
2031 | 10 | 24 | 18 | 847.3652 | 0
2031 | 10 | 24 | 19 | 849.1361 | 0
2031 | 10 | 24 | 20 | 826.0504 | 0
2031 | 10 | 24 | 21 | 799.0218 | 0
2031 | 10 | 24 | 22 | 772.6225 | 0
2031 | 10 | 24 | 23 | 739.4965 | 0
2031 | 10 | 25 | 0 | 710.8915 | 0
2031 | 10 | 25 | 1 | 675.8175 | 0
2031 | 10 | 25 | 2 | 653.1712 | 0
2031 | 10 | 25 | 3 | 630.525 | 0
2031 | 10 | 25 | 4 | 628.8411 | 0
2031 | 10 | 25 | 5 | 635.3033 | 0
2031 | 10 | 25 | 6 | 657.1408 | 0
2031 | 10 | 25 | 7 | 678.8393 | 0
2031 | 10 | 25 | 8 | 679.387 | 0
2031 | 10 | 25 | 9 | 707.3612 | 0
2031 | 10 | 25 | 10 | 739.1429 | 0
2031 | 10 | 25 | 11 | 756.8916 | 0
2031 | 10 | 25 | 12 | 764.0284 | 0
2031 | 10 | 25 | 13 | 761.2178 | 0
2031 | 10 | 25 | 14 | 750.4336 | 0
2031 | 10 | 25 | 15 | 745.3662 | 0
2031 | 10 | 25 | 16 | 752.4185 | 0
2031 | 10 | 25 | 17 | 759.4707 | 0
2031 | 10 | 25 | 18 | 775.6449 | 0
2031 | 10 | 25 | 19 | 774.788 | 0
2031 | 10 | 25 | 20 | 754.252 | 0
2031 | 10 | 25 | 21 | 733.2507 | 0
2031 | 10 | 25 | 22 | 714.6963 | 0
2031 | 10 | 25 | 23 | 691.6545 | 0
2031 | 10 | 26 | 0 | 670.3717 | 0
2031 | 10 | 26 | 1 | 639.2598 | 0
2031 | 10 | 26 | 2 | 622.7415 | 0
2031 | 10 | 26 | 3 | 611.8378 | 0
2031 | 10 | 26 | 4 | 609.4318 | 0
2031 | 10 | 26 | 5 | 614.2745 | 0
2031 | 10 | 26 | 6 | 631.3956 | 0
2031 | 10 | 26 | 7 | 644.3122 | 0
2031 | 10 | 26 | 8 | 643.1012 | 0
2031 | 10 | 26 | 9 | 661.6839 | 0
2031 | 10 | 26 | 10 | 688.6003 | 0
2031 | 10 | 26 | 11 | 706.8958 | 0
2031 | 10 | 26 | 12 | 718.4827 | 0
2031 | 10 | 26 | 13 | 719.2623 | 0
2031 | 10 | 26 | 14 | 714.4669 | 0
2031 | 10 | 26 | 15 | 716.7188 | 0
2031 | 10 | 26 | 16 | 727.141 | 0
2031 | 10 | 26 | 17 | 744.9721 | 0
2031 | 10 | 26 | 18 | 756.8238 | 0
2031 | 10 | 26 | 19 | 768.6755 | 0
2031 | 10 | 26 | 20 | 750.06 | 0
2031 | 10 | 26 | 21 | 725.7095 | 0
2031 | 10 | 26 | 22 | 701.2746 | 0
2031 | 10 | 26 | 23 | 679.1913 | 0
2031 | 10 | 27 | 0 | 655.6867 | 0
2031 | 10 | 27 | 1 | 667.8436 | 0
2031 | 10 | 27 | 2 | 655.8357 | 0
2031 | 10 | 27 | 3 | 650.6013 | 0
2031 | 10 | 27 | 4 | 653.605 | 0
2031 | 10 | 27 | 5 | 674.62 | 0
2031 | 10 | 27 | 6 | 725.3645 | 0
2031 | 10 | 27 | 7 | 783.4611 | 0
2031 | 10 | 27 | 8 | 805.5761 | 0
2031 | 10 | 27 | 9 | 839.114 | 0
2031 | 10 | 27 | 10 | 851.2921 | 0
2031 | 10 | 27 | 11 | 861.1024 | 0
2031 | 10 | 27 | 12 | 866.7821 | 0
2031 | 10 | 27 | 13 | 868.6931 | 0
2031 | 10 | 27 | 14 | 865.134 | 0
2031 | 10 | 27 | 15 | 865.3938 | 0
2031 | 10 | 27 | 16 | 870.3521 | 0
2031 | 10 | 27 | 17 | 878.5004 | 0
2031 | 10 | 27 | 18 | 892.4624 | 0
2031 | 10 | 27 | 19 | 887.5632 | 0
2031 | 10 | 27 | 20 | 864.6241 | 0
2031 | 10 | 27 | 21 | 827.8762 | 0
2031 | 10 | 27 | 22 | 793.5854 | 0
2031 | 10 | 27 | 23 | 755.7626 | 0
2031 | 10 | 28 | 0 | 722.0642 | 0
2031 | 10 | 28 | 1 | 715.4307 | 0
2031 | 10 | 28 | 2 | 701.1136 | 0
2031 | 10 | 28 | 3 | 693.0049 | 0
2031 | 10 | 28 | 4 | 694.1257 | 0
2031 | 10 | 28 | 5 | 710.4377 | 0
2031 | 10 | 28 | 6 | 750.3323 | 0
2031 | 10 | 28 | 7 | 803.4857 | 0
2031 | 10 | 28 | 8 | 826.6671 | 0
2031 | 10 | 28 | 9 | 861.4415 | 0
2031 | 10 | 28 | 10 | 876.3405 | 0
2031 | 10 | 28 | 11 | 888.6257 | 0
2031 | 10 | 28 | 12 | 892.9658 | 0
2031 | 10 | 28 | 13 | 893.248 | 0
2031 | 10 | 28 | 14 | 887.9045 | 0
2031 | 10 | 28 | 15 | 886.2162 | 0
2031 | 10 | 28 | 16 | 883.2962 | 0
2031 | 10 | 28 | 17 | 886.2794 | 0
2031 | 10 | 28 | 18 | 888.9308 | 0
2031 | 10 | 28 | 19 | 891.5821 | 0
2031 | 10 | 28 | 20 | 865.6282 | 0
2031 | 10 | 28 | 21 | 827.3044 | 0
2031 | 10 | 28 | 22 | 797.3204 | 0
2031 | 10 | 28 | 23 | 761.1946 | 0
2031 | 10 | 29 | 0 | 731.8987 | 0
2031 | 10 | 29 | 1 | 719.4025 | 0
2031 | 10 | 29 | 2 | 703.4882 | 0
2031 | 10 | 29 | 3 | 694.241 | 0
2031 | 10 | 29 | 4 | 694.977 | 0
2031 | 10 | 29 | 5 | 710.0744 | 0
2031 | 10 | 29 | 6 | 750.4524 | 0
2031 | 10 | 29 | 7 | 796.771 | 0
2031 | 10 | 29 | 8 | 820.2728 | 0
2031 | 10 | 29 | 9 | 849.8971 | 0
2031 | 10 | 29 | 10 | 868.3672 | 0
2031 | 10 | 29 | 11 | 874.4997 | 0
2031 | 10 | 29 | 12 | 880.6322 | 0
2031 | 10 | 29 | 13 | 879.3593 | 0
2031 | 10 | 29 | 14 | 876.0192 | 0
2031 | 10 | 29 | 15 | 875.5632 | 0
2031 | 10 | 29 | 16 | 882.8211 | 0
2031 | 10 | 29 | 17 | 888.9359 | 0
2031 | 10 | 29 | 18 | 911.0242 | 0
2031 | 10 | 29 | 19 | 899.333 | 0
2031 | 10 | 29 | 20 | 873.4676 | 0
2031 | 10 | 29 | 21 | 837.862 | 0
2031 | 10 | 29 | 22 | 810.2117 | 0
2031 | 10 | 29 | 23 | 776.9613 | 0
2031 | 10 | 30 | 0 | 745.3187 | 0
2031 | 10 | 30 | 1 | 720.5081 | 0
2031 | 10 | 30 | 2 | 695.6974 | 0
2031 | 10 | 30 | 3 | 688.144 | 0
2031 | 10 | 30 | 4 | 688.7073 | 0
2031 | 10 | 30 | 5 | 704.8395 | 0
2031 | 10 | 30 | 6 | 750.2261 | 0
2031 | 10 | 30 | 7 | 805.2016 | 0
2031 | 10 | 30 | 8 | 823.0804 | 0
2031 | 10 | 30 | 9 | 854.0637 | 0
2031 | 10 | 30 | 10 | 873.0983 | 0
2031 | 10 | 30 | 11 | 883.8422 | 0
2031 | 10 | 30 | 12 | 889.1565 | 0
2031 | 10 | 30 | 13 | 887.3231 | 0
2031 | 10 | 30 | 14 | 882.7304 | 0
2031 | 10 | 30 | 15 | 881.9887 | 0
2031 | 10 | 30 | 16 | 886.4101 | 0
2031 | 10 | 30 | 17 | 888.7777 | 0
2031 | 10 | 30 | 18 | 899.9349 | 0
2031 | 10 | 30 | 19 | 891.3367 | 0
2031 | 10 | 30 | 20 | 868.0989 | 0
2031 | 10 | 30 | 21 | 841.2826 | 0
2031 | 10 | 30 | 22 | 813.2413 | 0
2031 | 10 | 30 | 23 | 777.7361 | 0
2031 | 10 | 31 | 0 | 745.8918 | 0
2031 | 10 | 31 | 1 | 696.482 | 0
2031 | 10 | 31 | 2 | 703.968 | 0
2031 | 10 | 31 | 3 | 691.1215 | 0
2031 | 10 | 31 | 4 | 685.8678 | 0
2031 | 10 | 31 | 5 | 695.5705 | 0
2031 | 10 | 31 | 6 | 727.833 | 0
2031 | 10 | 31 | 7 | 776.5616 | 0
2031 | 10 | 31 | 8 | 806.3347 | 0
2031 | 10 | 31 | 9 | 841.7127 | 0
2031 | 10 | 31 | 10 | 865.9721 | 0
2031 | 10 | 31 | 11 | 883.4584 | 0
2031 | 10 | 31 | 12 | 892.9025 | 0
2031 | 10 | 31 | 13 | 890.6934 | 0
2031 | 10 | 31 | 14 | 886.9515 | 0
2031 | 10 | 31 | 15 | 879.8427 | 0
2031 | 10 | 31 | 16 | 873.102 | 0
2031 | 10 | 31 | 17 | 875.9245 | 0
2031 | 10 | 31 | 18 | 899.1247 | 0
2031 | 10 | 31 | 19 | 890.9565 | 0
2031 | 10 | 31 | 20 | 867.3092 | 0
2031 | 10 | 31 | 21 | 841.3334 | 0
2031 | 10 | 31 | 22 | 819.5633 | 0
2031 | 10 | 31 | 23 | 787.2434 | 0
2031 | 11 | 1 | 0 | 751.6551 | 0
2031 | 11 | 1 | 1 | 709.2103 | 0
2031 | 11 | 1 | 2 | 710.1217 | 0
2031 | 11 | 1 | 3 | 680.7198 | 0
2031 | 11 | 1 | 4 | 673.3112 | 0
2031 | 11 | 1 | 5 | 670.7888 | 0
2031 | 11 | 1 | 6 | 674.5918 | 0
2031 | 11 | 1 | 7 | 687.8892 | 0
2031 | 11 | 1 | 8 | 715.5816 | 0
2031 | 11 | 1 | 9 | 751.6413 | 0
2031 | 11 | 1 | 10 | 787.701 | 0
2031 | 11 | 1 | 11 | 807.7031 | 0
2031 | 11 | 1 | 12 | 817.8107 | 0
2031 | 11 | 1 | 13 | 812.6786 | 0
2031 | 11 | 1 | 14 | 807.1626 | 0
2031 | 11 | 1 | 15 | 799.0704 | 0
2031 | 11 | 1 | 16 | 794.9621 | 0
2031 | 11 | 1 | 17 | 807.4188 | 0
2031 | 11 | 1 | 18 | 822.7332 | 0
2031 | 11 | 1 | 19 | 838.0476 | 0
2031 | 11 | 1 | 20 | 818.8205 | 0
2031 | 11 | 1 | 21 | 804.5455 | 0
2031 | 11 | 1 | 22 | 794.4894 | 0
2031 | 11 | 1 | 23 | 774.6923 | 0
2031 | 11 | 2 | 0 | 747.3596 | 0
2031 | 11 | 2 | 1 | 720.0269 | 0
2031 | 11 | 2 | 2 | 728.2549 | 0
2031 | 11 | 2 | 3 | 715.0457 | 0
2031 | 11 | 2 | 4 | 710.276 | 0
2031 | 11 | 2 | 5 | 709.7826 | 0
2031 | 11 | 2 | 6 | 714.842 | 0
2031 | 11 | 2 | 7 | 721.8452 | 0
2031 | 11 | 2 | 8 | 729.0808 | 0
2031 | 11 | 2 | 9 | 757.0986 | 0
2031 | 11 | 2 | 10 | 797.0694 | 0
2031 | 11 | 2 | 11 | 827.1423 | 0
2031 | 11 | 2 | 12 | 848.079 | 0
2031 | 11 | 2 | 13 | 849.5228 | 0
2031 | 11 | 2 | 14 | 847.1964 | 0
2031 | 11 | 2 | 15 | 845.9919 | 0
2031 | 11 | 2 | 16 | 854.1886 | 0
2031 | 11 | 2 | 17 | 877.3576 | 0
2031 | 11 | 2 | 18 | 899.6842 | 0
2031 | 11 | 2 | 19 | 922.0109 | 0
2031 | 11 | 2 | 20 | 904.4324 | 0
2031 | 11 | 2 | 21 | 883.1615 | 0
2031 | 11 | 2 | 22 | 870.9097 | 0
2031 | 11 | 2 | 23 | 849.505 | 0
2031 | 11 | 3 | 0 | 821.8316 | 0
2031 | 11 | 3 | 1 | 857.3276 | 0
2031 | 11 | 3 | 2 | 871.0583 | 0
2031 | 11 | 3 | 3 | 858.439 | 0
2031 | 11 | 3 | 4 | 856.3461 | 0
2031 | 11 | 3 | 5 | 863.1919 | 0
2031 | 11 | 3 | 6 | 890.7915 | 0
2031 | 11 | 3 | 7 | 939.5401 | 0
2031 | 11 | 3 | 8 | 978.257 | 0
2031 | 11 | 3 | 9 | 1026.7252 | 0
2031 | 11 | 3 | 10 | 1043.3981 | 0
2031 | 11 | 3 | 11 | 1061.7167 | 11.7167
2031 | 11 | 3 | 12 | 1075.3426 | 25.3426
2031 | 11 | 3 | 13 | 1073.8281 | 23.8281
2031 | 11 | 3 | 14 | 1073.1748 | 23.1748
2031 | 11 | 3 | 15 | 1068.2864 | 18.2864
2031 | 11 | 3 | 16 | 1069.1617 | 19.1617
2031 | 11 | 3 | 17 | 1081.2021 | 31.2021
2031 | 11 | 3 | 18 | 1111.9197 | 61.9197
2031 | 11 | 3 | 19 | 1099.5672 | 49.5672
2031 | 11 | 3 | 20 | 1075.823 | 25.823
2031 | 11 | 3 | 21 | 1040.6327 | 0
2031 | 11 | 3 | 22 | 1009.9232 | 0
2031 | 11 | 3 | 23 | 973.7694 | 0
2031 | 11 | 4 | 0 | 931.0804 | 0
2031 | 11 | 4 | 1 | 887.3226 | 0
2031 | 11 | 4 | 2 | 899.2264 | 0
2031 | 11 | 4 | 3 | 884.0813 | 0
2031 | 11 | 4 | 4 | 879.9005 | 0
2031 | 11 | 4 | 5 | 886.5445 | 0
2031 | 11 | 4 | 6 | 911.1971 | 0
2031 | 11 | 4 | 7 | 956.0602 | 0
2031 | 11 | 4 | 8 | 990.542 | 0
2031 | 11 | 4 | 9 | 1036.4398 | 0
2031 | 11 | 4 | 10 | 1055.8769 | 5.8769
2031 | 11 | 4 | 11 | 1071.5413 | 21.5413
2031 | 11 | 4 | 12 | 1087.2057 | 37.2057
2031 | 11 | 4 | 13 | 1088.0196 | 38.0196
2031 | 11 | 4 | 14 | 1079.7859 | 29.7859
2031 | 11 | 4 | 15 | 1073.2167 | 23.2167
2031 | 11 | 4 | 16 | 1062.0663 | 12.0663
2031 | 11 | 4 | 17 | 1073.9652 | 23.9652
2031 | 11 | 4 | 18 | 1111.0912 | 61.0912
2031 | 11 | 4 | 19 | 1093.7646 | 43.7646
2031 | 11 | 4 | 20 | 1065.5348 | 15.5348
2031 | 11 | 4 | 21 | 1026.9576 | 0
2031 | 11 | 4 | 22 | 1005.7647 | 0
2031 | 11 | 4 | 23 | 969.7696 | 0
2031 | 11 | 5 | 0 | 935.5212 | 0
2031 | 11 | 5 | 1 | 921.2395 | 0
2031 | 11 | 5 | 2 | 899.6453 | 0
2031 | 11 | 5 | 3 | 887.4301 | 0
2031 | 11 | 5 | 4 | 885.5474 | 0
2031 | 11 | 5 | 5 | 899.2017 | 0
2031 | 11 | 5 | 6 | 933.5039 | 0
2031 | 11 | 5 | 7 | 986.2327 | 0
2031 | 11 | 5 | 8 | 1021.9746 | 0
2031 | 11 | 5 | 9 | 1055.8892 | 5.8892
2031 | 11 | 5 | 10 | 1076.719 | 26.719
2031 | 11 | 5 | 11 | 1091.4731 | 41.4731
2031 | 11 | 5 | 12 | 1099.5495 | 49.5495
2031 | 11 | 5 | 13 | 1098.2332 | 48.2332
2031 | 11 | 5 | 14 | 1099.5278 | 49.5278
2031 | 11 | 5 | 15 | 1098.213 | 48.213
2031 | 11 | 5 | 16 | 1103.9792 | 53.9792
2031 | 11 | 5 | 17 | 1120.6856 | 70.6856
2031 | 11 | 5 | 18 | 1137.8232 | 87.8232
2031 | 11 | 5 | 19 | 1154.9607 | 104.9607
2031 | 11 | 5 | 20 | 1128.3337 | 78.3337
2031 | 11 | 5 | 21 | 1094.7749 | 44.7749
2031 | 11 | 5 | 22 | 1063.9711 | 13.9711
2031 | 11 | 5 | 23 | 1023.626 | 0
2031 | 11 | 6 | 0 | 981.4413 | 0
2031 | 11 | 6 | 1 | 937.7671 | 0
2031 | 11 | 6 | 2 | 894.0929 | 0
2031 | 11 | 6 | 3 | 880.0876 | 0
2031 | 11 | 6 | 4 | 877.339 | 0
2031 | 11 | 6 | 5 | 887.193 | 0
2031 | 11 | 6 | 6 | 924.8766 | 0
2031 | 11 | 6 | 7 | 988.777 | 0
2031 | 11 | 6 | 8 | 1025.2084 | 0
2031 | 11 | 6 | 9 | 1066.9357 | 16.9357
2031 | 11 | 6 | 10 | 1083.3281 | 33.3281
2031 | 11 | 6 | 11 | 1093.7293 | 43.7293
2031 | 11 | 6 | 12 | 1098.6375 | 48.6375
2031 | 11 | 6 | 13 | 1092.1421 | 42.1421
2031 | 11 | 6 | 14 | 1085.8024 | 35.8024
2031 | 11 | 6 | 15 | 1077.2657 | 27.2657
2031 | 11 | 6 | 16 | 1073.3187 | 23.3187
2031 | 11 | 6 | 17 | 1083.3119 | 33.3119
2031 | 11 | 6 | 18 | 1126.8491 | 76.8491
2031 | 11 | 6 | 19 | 1125.5389 | 75.5389
2031 | 11 | 6 | 20 | 1103.7281 | 53.7281
2031 | 11 | 6 | 21 | 1072.31 | 22.31
2031 | 11 | 6 | 22 | 1037.3892 | 0
2031 | 11 | 6 | 23 | 998.4223 | 0
2031 | 11 | 7 | 0 | 953.3648 | 0
2031 | 11 | 7 | 1 | 943.236 | 0
2031 | 11 | 7 | 2 | 914.6581 | 0
2031 | 11 | 7 | 3 | 899.9147 | 0
2031 | 11 | 7 | 4 | 896.69 | 0
2031 | 11 | 7 | 5 | 907.3441 | 0
2031 | 11 | 7 | 6 | 947.3077 | 0
2031 | 11 | 7 | 7 | 1013.2133 | 0
2031 | 11 | 7 | 8 | 1051.6461 | 1.6461
2031 | 11 | 7 | 9 | 1093.0777 | 43.0777
2031 | 11 | 7 | 10 | 1109.0206 | 59.0206
2031 | 11 | 7 | 11 | 1119.5575 | 69.5575
2031 | 11 | 7 | 12 | 1123.176 | 73.176
2031 | 11 | 7 | 13 | 1112.2727 | 62.2727
2031 | 11 | 7 | 14 | 1102.1887 | 52.1887
2031 | 11 | 7 | 15 | 1088.2029 | 38.2029
2031 | 11 | 7 | 16 | 1077.993 | 27.993
2031 | 11 | 7 | 17 | 1085.9502 | 35.9502
2031 | 11 | 7 | 18 | 1134.1199 | 84.1199
2031 | 11 | 7 | 19 | 1131.4651 | 81.4651
2031 | 11 | 7 | 20 | 1109.2053 | 59.2053
2031 | 11 | 7 | 21 | 1080.7125 | 30.7125
2031 | 11 | 7 | 22 | 1054.426 | 4.426
2031 | 11 | 7 | 23 | 1012.4105 | 0
2031 | 11 | 8 | 0 | 964.6169 | 0
2031 | 11 | 8 | 1 | 887.6513 | 0
2031 | 11 | 8 | 2 | 859.1687 | 0
2031 | 11 | 8 | 3 | 837.9997 | 0
2031 | 11 | 8 | 4 | 829.0028 | 0
2031 | 11 | 8 | 5 | 827.8609 | 0
2031 | 11 | 8 | 6 | 838.9673 | 0
2031 | 11 | 8 | 7 | 856.4154 | 0
2031 | 11 | 8 | 8 | 864.4717 | 0
2031 | 11 | 8 | 9 | 890.6556 | 0
2031 | 11 | 8 | 10 | 930.2834 | 0
2031 | 11 | 8 | 11 | 953.8369 | 0
2031 | 11 | 8 | 12 | 957.8614 | 0
2031 | 11 | 8 | 13 | 961.886 | 0
2031 | 11 | 8 | 14 | 953.7763 | 0
2031 | 11 | 8 | 15 | 943.6257 | 0
2031 | 11 | 8 | 16 | 938.9739 | 0
2031 | 11 | 8 | 17 | 955.3683 | 0
2031 | 11 | 8 | 18 | 1005.4353 | 0
2031 | 11 | 8 | 19 | 1006.9518 | 0
2031 | 11 | 8 | 20 | 988.2031 | 0
2031 | 11 | 8 | 21 | 965.1627 | 0
2031 | 11 | 8 | 22 | 949.3119 | 0
2031 | 11 | 8 | 23 | 922.126 | 0
2031 | 11 | 9 | 0 | 890.2399 | 0
2031 | 11 | 9 | 1 | 850.3126 | 0
2031 | 11 | 9 | 2 | 824.397 | 0
2031 | 11 | 9 | 3 | 805.5574 | 0
2031 | 11 | 9 | 4 | 797.8448 | 0
2031 | 11 | 9 | 5 | 792.7325 | 0
2031 | 11 | 9 | 6 | 794.0796 | 0
2031 | 11 | 9 | 7 | 801.5641 | 0
2031 | 11 | 9 | 8 | 813.156 | 0
2031 | 11 | 9 | 9 | 838.9748 | 0
2031 | 11 | 9 | 10 | 872.6712 | 0
2031 | 11 | 9 | 11 | 902.3526 | 0
2031 | 11 | 9 | 12 | 922.3387 | 0
2031 | 11 | 9 | 13 | 924.0502 | 0
2031 | 11 | 9 | 14 | 923.0294 | 0
2031 | 11 | 9 | 15 | 921.2258 | 0
2031 | 11 | 9 | 16 | 927.5426 | 0
2031 | 11 | 9 | 17 | 952.1134 | 0
2031 | 11 | 9 | 18 | 972.925 | 0
2031 | 11 | 9 | 19 | 974.0486 | 0
2031 | 11 | 9 | 20 | 975.1723 | 0
2031 | 11 | 9 | 21 | 953.8441 | 0
2031 | 11 | 9 | 22 | 929.1153 | 0
2031 | 11 | 9 | 23 | 901.2606 | 0
2031 | 11 | 10 | 0 | 870.7367 | 0
2031 | 11 | 10 | 1 | 909.8798 | 0
2031 | 11 | 10 | 2 | 888.7931 | 0
2031 | 11 | 10 | 3 | 873.9989 | 0
2031 | 11 | 10 | 4 | 869.6541 | 0
2031 | 11 | 10 | 5 | 879.1098 | 0
2031 | 11 | 10 | 6 | 913.1044 | 0
2031 | 11 | 10 | 7 | 962.0379 | 0
2031 | 11 | 10 | 8 | 991.5466 | 0
2031 | 11 | 10 | 9 | 1032.3036 | 0
2031 | 11 | 10 | 10 | 1051.8303 | 1.8303
2031 | 11 | 10 | 11 | 1070.7538 | 20.7538
2031 | 11 | 10 | 12 | 1088.8277 | 38.8277
2031 | 11 | 10 | 13 | 1092.5582 | 42.5582
2031 | 11 | 10 | 14 | 1094.4695 | 44.4695
2031 | 11 | 10 | 15 | 1092.1244 | 42.1244
2031 | 11 | 10 | 16 | 1093.7473 | 43.7473
2031 | 11 | 10 | 17 | 1109.5525 | 59.5525
2031 | 11 | 10 | 18 | 1140.8026 | 90.8026
2031 | 11 | 10 | 19 | 1120.3903 | 70.3903
2031 | 11 | 10 | 20 | 1093.7124 | 43.7124
2031 | 11 | 10 | 21 | 1055.8219 | 5.8219
2031 | 11 | 10 | 22 | 1018.7352 | 0
2031 | 11 | 10 | 23 | 986.7309 | 0
2031 | 11 | 11 | 0 | 951.1026 | 0
2031 | 11 | 11 | 1 | 915.1169 | 0
2031 | 11 | 11 | 2 | 889.9507 | 0
2031 | 11 | 11 | 3 | 872.4108 | 0
2031 | 11 | 11 | 4 | 863.7834 | 0
2031 | 11 | 11 | 5 | 862.1476 | 0
2031 | 11 | 11 | 6 | 876.1378 | 0
2031 | 11 | 11 | 7 | 916.2429 | 0
2031 | 11 | 11 | 8 | 975.0007 | 0
2031 | 11 | 11 | 9 | 1023.7844 | 0
2031 | 11 | 11 | 10 | 1047.9408 | 0
2031 | 11 | 11 | 11 | 1065.5347 | 15.5347
2031 | 11 | 11 | 12 | 1083.1286 | 33.1286
2031 | 11 | 11 | 13 | 1092.2679 | 42.2679
2031 | 11 | 11 | 14 | 1095.5543 | 45.5543
2031 | 11 | 11 | 15 | 1094.1969 | 44.1969
2031 | 11 | 11 | 16 | 1084.3495 | 34.3495
2031 | 11 | 11 | 17 | 1107.7665 | 57.7665
2031 | 11 | 11 | 18 | 1140.7749 | 90.7749
2031 | 11 | 11 | 19 | 1113.9448 | 63.9448
2031 | 11 | 11 | 20 | 1083.8403 | 33.8403
2031 | 11 | 11 | 21 | 1049.8996 | 0
2031 | 11 | 11 | 22 | 1032.0745 | 0
2031 | 11 | 11 | 23 | 995.9689 | 0
2031 | 11 | 12 | 0 | 955.1056 | 0
2031 | 11 | 12 | 1 | 899.6988 | 0
2031 | 11 | 12 | 2 | 873.8652 | 0
2031 | 11 | 12 | 3 | 857.6232 | 0
2031 | 11 | 12 | 4 | 851.8961 | 0
2031 | 11 | 12 | 5 | 862.9358 | 0
2031 | 11 | 12 | 6 | 897.8452 | 0
2031 | 11 | 12 | 7 | 943.657 | 0
2031 | 11 | 12 | 8 | 972.2226 | 0
2031 | 11 | 12 | 9 | 998.1586 | 0
2031 | 11 | 12 | 10 | 1021.731 | 0
2031 | 11 | 12 | 11 | 1037.8472 | 0
2031 | 11 | 12 | 12 | 1051.3882 | 1.3882
2031 | 11 | 12 | 13 | 1054.3473 | 4.3473
2031 | 11 | 12 | 14 | 1054.0489 | 4.0489
2031 | 11 | 12 | 15 | 1052.3546 | 2.3546
2031 | 11 | 12 | 16 | 1057.4876 | 7.4876
2031 | 11 | 12 | 17 | 1078.7525 | 28.7525
2031 | 11 | 12 | 18 | 1117.4238 | 67.4238
2031 | 11 | 12 | 19 | 1096.1189 | 46.1189
2031 | 11 | 12 | 20 | 1067.9567 | 17.9567
2031 | 11 | 12 | 21 | 1034.015 | 0
2031 | 11 | 12 | 22 | 1010.7471 | 0
2031 | 11 | 12 | 23 | 973.6454 | 0
2031 | 11 | 13 | 0 | 933.3453 | 0
2031 | 11 | 13 | 1 | 916.7625 | 0
2031 | 11 | 13 | 2 | 891.248 | 0
2031 | 11 | 13 | 3 | 876.5673 | 0
2031 | 11 | 13 | 4 | 871.9597 | 0
2031 | 11 | 13 | 5 | 880.6312 | 0
2031 | 11 | 13 | 6 | 912.4864 | 0
2031 | 11 | 13 | 7 | 964.9777 | 0
2031 | 11 | 13 | 8 | 1000.463 | 0
2031 | 11 | 13 | 9 | 1036.4562 | 0
2031 | 11 | 13 | 10 | 1055.594 | 5.594
2031 | 11 | 13 | 11 | 1070.8432 | 20.8432
2031 | 11 | 13 | 12 | 1084.2263 | 34.2263
2031 | 11 | 13 | 13 | 1084.6825 | 34.6825
2031 | 11 | 13 | 14 | 1083.5191 | 33.5191
2031 | 11 | 13 | 15 | 1079.772 | 29.772
2031 | 11 | 13 | 16 | 1081.8038 | 31.8038
2031 | 11 | 13 | 17 | 1100.3206 | 50.3206
2031 | 11 | 13 | 18 | 1109.0254 | 59.0254
2031 | 11 | 13 | 19 | 1117.7302 | 67.7302
2031 | 11 | 13 | 20 | 1087.6533 | 37.6533
2031 | 11 | 13 | 21 | 1053.39 | 3.39
2031 | 11 | 13 | 22 | 1026.9441 | 0
2031 | 11 | 13 | 23 | 997.5636 | 0
2031 | 11 | 14 | 0 | 959.4279 | 0
2031 | 11 | 14 | 1 | 894.8596 | 0
2031 | 11 | 14 | 2 | 871.1862 | 0
2031 | 11 | 14 | 3 | 856.4648 | 0
2031 | 11 | 14 | 4 | 852.7853 | 0
2031 | 11 | 14 | 5 | 861.7573 | 0
2031 | 11 | 14 | 6 | 895.6585 | 0
2031 | 11 | 14 | 7 | 950.999 | 0
2031 | 11 | 14 | 8 | 981.1265 | 0
2031 | 11 | 14 | 9 | 1013.0827 | 0
2031 | 11 | 14 | 10 | 1032.3156 | 0
2031 | 11 | 14 | 11 | 1041.4595 | 0
2031 | 11 | 14 | 12 | 1050.0067 | 0.0067383
2031 | 11 | 14 | 13 | 1055.0563 | 5.0563
2031 | 11 | 14 | 14 | 1050.8271 | 0.82713
2031 | 11 | 14 | 15 | 1044.29 | 0
2031 | 11 | 14 | 16 | 1046.3333 | 0
2031 | 11 | 14 | 17 | 1066.1102 | 16.1102
2031 | 11 | 14 | 18 | 1096.1519 | 46.1519
2031 | 11 | 14 | 19 | 1077.3754 | 27.3754
2031 | 11 | 14 | 20 | 1047.9492 | 0
2031 | 11 | 14 | 21 | 1017.3597 | 0
2031 | 11 | 14 | 22 | 996.4378 | 0
2031 | 11 | 14 | 23 | 962.7532 | 0
2031 | 11 | 15 | 0 | 927.4987 | 0
2031 | 11 | 15 | 1 | 881.7586 | 0
2031 | 11 | 15 | 2 | 836.0186 | 0
2031 | 11 | 15 | 3 | 816.5497 | 0
2031 | 11 | 15 | 4 | 804.6248 | 0
2031 | 11 | 15 | 5 | 798.5098 | 0
2031 | 11 | 15 | 6 | 799.9951 | 0
2031 | 11 | 15 | 7 | 813.8676 | 0
2031 | 11 | 15 | 8 | 842.3198 | 0
2031 | 11 | 15 | 9 | 875.1771 | 0
2031 | 11 | 15 | 10 | 911.5762 | 0
2031 | 11 | 15 | 11 | 933.9941 | 0
2031 | 11 | 15 | 12 | 949.3152 | 0
2031 | 11 | 15 | 13 | 945.8277 | 0
2031 | 11 | 15 | 14 | 940.7887 | 0
2031 | 11 | 15 | 15 | 933.9253 | 0
2031 | 11 | 15 | 16 | 934.1331 | 0
2031 | 11 | 15 | 17 | 960.2936 | 0
2031 | 11 | 15 | 18 | 998.7455 | 0
2031 | 11 | 15 | 19 | 987.9437 | 0
2031 | 11 | 15 | 20 | 966.0982 | 0
2031 | 11 | 15 | 21 | 947.1847 | 0
2031 | 11 | 15 | 22 | 931.4739 | 0
2031 | 11 | 15 | 23 | 910.1847 | 0
2031 | 11 | 16 | 0 | 874.8647 | 0
2031 | 11 | 16 | 1 | 829.5623 | 0
2031 | 11 | 16 | 2 | 802.5713 | 0
2031 | 11 | 16 | 3 | 782.4697 | 0
2031 | 11 | 16 | 4 | 773.065 | 0
2031 | 11 | 16 | 5 | 767.184 | 0
2031 | 11 | 16 | 6 | 767.5847 | 0
2031 | 11 | 16 | 7 | 775.2958 | 0
2031 | 11 | 16 | 8 | 796.8269 | 0
2031 | 11 | 16 | 9 | 827.5408 | 0
2031 | 11 | 16 | 10 | 860.5027 | 0
2031 | 11 | 16 | 11 | 886.9776 | 0
2031 | 11 | 16 | 12 | 909.5876 | 0
2031 | 11 | 16 | 13 | 910.6967 | 0
2031 | 11 | 16 | 14 | 909.2017 | 0
2031 | 11 | 16 | 15 | 908.1457 | 0
2031 | 11 | 16 | 16 | 912.4882 | 0
2031 | 11 | 16 | 17 | 945.7578 | 0
2031 | 11 | 16 | 18 | 997.6508 | 0
2031 | 11 | 16 | 19 | 1000.4765 | 0
2031 | 11 | 16 | 20 | 989.8311 | 0
2031 | 11 | 16 | 21 | 973.9684 | 0
2031 | 11 | 16 | 22 | 947.1588 | 0
2031 | 11 | 16 | 23 | 919.5701 | 0
2031 | 11 | 17 | 0 | 881.2972 | 0
2031 | 11 | 17 | 1 | 887.1468 | 0
2031 | 11 | 17 | 2 | 892.9965 | 0
2031 | 11 | 17 | 3 | 879.1261 | 0
2031 | 11 | 17 | 4 | 874.9724 | 0
2031 | 11 | 17 | 5 | 882.4757 | 0
2031 | 11 | 17 | 6 | 911.777 | 0
2031 | 11 | 17 | 7 | 957.093 | 0
2031 | 11 | 17 | 8 | 991.7852 | 0
2031 | 11 | 17 | 9 | 1027.7804 | 0
2031 | 11 | 17 | 10 | 1044.6008 | 0
2031 | 11 | 17 | 11 | 1062.1287 | 12.1287
2031 | 11 | 17 | 12 | 1079.5876 | 29.5876
2031 | 11 | 17 | 13 | 1082.8507 | 32.8507
2031 | 11 | 17 | 14 | 1082.6601 | 32.6601
2031 | 11 | 17 | 15 | 1082.2499 | 32.2499
2031 | 11 | 17 | 16 | 1090.6376 | 40.6376
2031 | 11 | 17 | 17 | 1116.5529 | 66.5529
2031 | 11 | 17 | 18 | 1145.2101 | 95.2101
2031 | 11 | 17 | 19 | 1124.5839 | 74.5839
2031 | 11 | 17 | 20 | 1099.557 | 49.557
2031 | 11 | 17 | 21 | 1063.7472 | 13.7472
2031 | 11 | 17 | 22 | 1036.3085 | 0
2031 | 11 | 17 | 23 | 1006.6805 | 0
2031 | 11 | 18 | 0 | 970.8151 | 0
2031 | 11 | 18 | 1 | 942.6241 | 0
2031 | 11 | 18 | 2 | 919.1794 | 0
2031 | 11 | 18 | 3 | 904.0694 | 0
2031 | 11 | 18 | 4 | 897.2365 | 0
2031 | 11 | 18 | 5 | 903.7632 | 0
2031 | 11 | 18 | 6 | 928.945 | 0
2031 | 11 | 18 | 7 | 978.7337 | 0
2031 | 11 | 18 | 8 | 1025.7499 | 0
2031 | 11 | 18 | 9 | 1065.2461 | 15.2461
2031 | 11 | 18 | 10 | 1089.4994 | 39.4994
2031 | 11 | 18 | 11 | 1114.9543 | 64.9543
2031 | 11 | 18 | 12 | 1127.8946 | 77.8946
2031 | 11 | 18 | 13 | 1129.6254 | 79.6254
2031 | 11 | 18 | 14 | 1121.6176 | 71.6176
2031 | 11 | 18 | 15 | 1113.2237 | 63.2237
2031 | 11 | 18 | 16 | 1100.1945 | 50.1945
2031 | 11 | 18 | 17 | 1126.1474 | 76.1474
2031 | 11 | 18 | 18 | 1165.1077 | 115.1077
2031 | 11 | 18 | 19 | 1146.7203 | 96.7203
2031 | 11 | 18 | 20 | 1120.2864 | 70.2864
2031 | 11 | 18 | 21 | 1084.5282 | 34.5282
2031 | 11 | 18 | 22 | 1061.1293 | 11.1293
2031 | 11 | 18 | 23 | 1028.5893 | 0
2031 | 11 | 19 | 0 | 992.2129 | 0
2031 | 11 | 19 | 1 | 982.5298 | 0
2031 | 11 | 19 | 2 | 957.4449 | 0
2031 | 11 | 19 | 3 | 941.2323 | 0
2031 | 11 | 19 | 4 | 935.1992 | 0
2031 | 11 | 19 | 5 | 941.478 | 0
2031 | 11 | 19 | 6 | 968.7353 | 0
2031 | 11 | 19 | 7 | 1013.0815 | 0
2031 | 11 | 19 | 8 | 1059.1964 | 9.1964
2031 | 11 | 19 | 9 | 1090.5506 | 40.5506
2031 | 11 | 19 | 10 | 1112.8859 | 62.8859
2031 | 11 | 19 | 11 | 1130.3078 | 80.3078
2031 | 11 | 19 | 12 | 1143.7268 | 93.7268
2031 | 11 | 19 | 13 | 1142.0878 | 92.0878
2031 | 11 | 19 | 14 | 1142.0856 | 92.0856
2031 | 11 | 19 | 15 | 1142.029 | 92.029
2031 | 11 | 19 | 16 | 1151.7641 | 101.7641
2031 | 11 | 19 | 17 | 1178.0623 | 128.0623
2031 | 11 | 19 | 18 | 1223.4032 | 173.4032
2031 | 11 | 19 | 19 | 1209.6787 | 159.6787
2031 | 11 | 19 | 20 | 1187.6608 | 137.6608
2031 | 11 | 19 | 21 | 1158.1387 | 108.1387
2031 | 11 | 19 | 22 | 1128.8177 | 78.8177
2031 | 11 | 19 | 23 | 1091.9782 | 41.9782
2031 | 11 | 20 | 0 | 1045.9096 | 0
2031 | 11 | 20 | 1 | 1000.2237 | 0
2031 | 11 | 20 | 2 | 954.5377 | 0
2031 | 11 | 20 | 3 | 935.8735 | 0
2031 | 11 | 20 | 4 | 929.2801 | 0
2031 | 11 | 20 | 5 | 935.3543 | 0
2031 | 11 | 20 | 6 | 966.1077 | 0
2031 | 11 | 20 | 7 | 1018.2148 | 0
2031 | 11 | 20 | 8 | 1062.3779 | 12.3779
2031 | 11 | 20 | 9 | 1093.4134 | 43.4134
2031 | 11 | 20 | 10 | 1110.2589 | 60.2589
2031 | 11 | 20 | 11 | 1127.7309 | 77.7309
2031 | 11 | 20 | 12 | 1141.5983 | 91.5983
2031 | 11 | 20 | 13 | 1140.934 | 90.934
2031 | 11 | 20 | 14 | 1136.2781 | 86.2781
2031 | 11 | 20 | 15 | 1132.8327 | 82.8327
2031 | 11 | 20 | 16 | 1136.383 | 86.383
2031 | 11 | 20 | 17 | 1160.7851 | 110.7851
2031 | 11 | 20 | 18 | 1193.7844 | 143.7844
2031 | 11 | 20 | 19 | 1181.3989 | 131.3989
2031 | 11 | 20 | 20 | 1154.4098 | 104.4098
2031 | 11 | 20 | 21 | 1123.2508 | 73.2508
2031 | 11 | 20 | 22 | 1091.0389 | 41.0389
2031 | 11 | 20 | 23 | 1054.2656 | 4.2656
2031 | 11 | 21 | 0 | 1008.554 | 0
2031 | 11 | 21 | 1 | 966.6473 | 0
2031 | 11 | 21 | 2 | 940.5456 | 0
2031 | 11 | 21 | 3 | 920.6972 | 0
2031 | 11 | 21 | 4 | 913.2994 | 0
2031 | 11 | 21 | 5 | 917.0319 | 0
2031 | 11 | 21 | 6 | 941.736 | 0
2031 | 11 | 21 | 7 | 980.8144 | 0
2031 | 11 | 21 | 8 | 1010.5234 | 0
2031 | 11 | 21 | 9 | 1049.3441 | 0
2031 | 11 | 21 | 10 | 1067.9545 | 17.9545
2031 | 11 | 21 | 11 | 1077.4732 | 27.4732
2031 | 11 | 21 | 12 | 1086.8388 | 36.8388
2031 | 11 | 21 | 13 | 1092.472 | 42.472
2031 | 11 | 21 | 14 | 1087.2082 | 37.2082
2031 | 11 | 21 | 15 | 1085.5185 | 35.5185
2031 | 11 | 21 | 16 | 1083.8287 | 33.8287
2031 | 11 | 21 | 17 | 1104.7038 | 54.7038
2031 | 11 | 21 | 18 | 1134.5101 | 84.5101
2031 | 11 | 21 | 19 | 1115.4703 | 65.4703
2031 | 11 | 21 | 20 | 1085.4356 | 35.4356
2031 | 11 | 21 | 21 | 1052.6516 | 2.6516
2031 | 11 | 21 | 22 | 1025.0609 | 0
2031 | 11 | 21 | 23 | 1002.5046 | 0
2031 | 11 | 22 | 0 | 970.9954 | 0
2031 | 11 | 22 | 1 | 913.7233 | 0
2031 | 11 | 22 | 2 | 856.4512 | 0
2031 | 11 | 22 | 3 | 836.4749 | 0
2031 | 11 | 22 | 4 | 826.1136 | 0
2031 | 11 | 22 | 5 | 819.3196 | 0
2031 | 11 | 22 | 6 | 821.6688 | 0
2031 | 11 | 22 | 7 | 836.3278 | 0
2031 | 11 | 22 | 8 | 867.6664 | 0
2031 | 11 | 22 | 9 | 902.7289 | 0
2031 | 11 | 22 | 10 | 943.4647 | 0
2031 | 11 | 22 | 11 | 968.5889 | 0
2031 | 11 | 22 | 12 | 985.4516 | 0
2031 | 11 | 22 | 13 | 982.4029 | 0
2031 | 11 | 22 | 14 | 976.8454 | 0
2031 | 11 | 22 | 15 | 972.7101 | 0
2031 | 11 | 22 | 16 | 978.4856 | 0
2031 | 11 | 22 | 17 | 1007.5027 | 0
2031 | 11 | 22 | 18 | 1044.3446 | 0
2031 | 11 | 22 | 19 | 1031.9718 | 0
2031 | 11 | 22 | 20 | 1005.0961 | 0
2031 | 11 | 22 | 21 | 983.4376 | 0
2031 | 11 | 22 | 22 | 976.1602 | 0
2031 | 11 | 22 | 23 | 956.2675 | 0
2031 | 11 | 23 | 0 | 926.2432 | 0
2031 | 11 | 23 | 1 | 875.1438 | 0
2031 | 11 | 23 | 2 | 846.6246 | 0
2031 | 11 | 23 | 3 | 826.1301 | 0
2031 | 11 | 23 | 4 | 816.7083 | 0
2031 | 11 | 23 | 5 | 812.6289 | 0
2031 | 11 | 23 | 6 | 813.9405 | 0
2031 | 11 | 23 | 7 | 819.8607 | 0
2031 | 11 | 23 | 8 | 841.3513 | 0
2031 | 11 | 23 | 9 | 873.4627 | 0
2031 | 11 | 23 | 10 | 907.6629 | 0
2031 | 11 | 23 | 11 | 941.5836 | 0
2031 | 11 | 23 | 12 | 967.4663 | 0
2031 | 11 | 23 | 13 | 973.2866 | 0
2031 | 11 | 23 | 14 | 975.6943 | 0
2031 | 11 | 23 | 15 | 976.9432 | 0
2031 | 11 | 23 | 16 | 987.3079 | 0
2031 | 11 | 23 | 17 | 1026.3164 | 0
2031 | 11 | 23 | 18 | 1052.7901 | 2.7901
2031 | 11 | 23 | 19 | 1056.3873 | 6.3873
2031 | 11 | 23 | 20 | 1059.9844 | 9.9844
2031 | 11 | 23 | 21 | 1037.7186 | 0
2031 | 11 | 23 | 22 | 1011.5235 | 0
2031 | 11 | 23 | 23 | 976.5486 | 0
2031 | 11 | 24 | 0 | 935.8786 | 0
2031 | 11 | 24 | 1 | 959.6283 | 0
2031 | 11 | 24 | 2 | 936.303 | 0
2031 | 11 | 24 | 3 | 919.8185 | 0
2031 | 11 | 24 | 4 | 913.1175 | 0
2031 | 11 | 24 | 5 | 919.6303 | 0
2031 | 11 | 24 | 6 | 949.738 | 0
2031 | 11 | 24 | 7 | 997.7588 | 0
2031 | 11 | 24 | 8 | 1043.4121 | 0
2031 | 11 | 24 | 9 | 1068.8854 | 18.8854
2031 | 11 | 24 | 10 | 1092.9326 | 42.9326
2031 | 11 | 24 | 11 | 1117.1146 | 67.1146
2031 | 11 | 24 | 12 | 1132.3834 | 82.3834
2031 | 11 | 24 | 13 | 1147.6522 | 97.6522
2031 | 11 | 24 | 14 | 1152.552 | 102.552
2031 | 11 | 24 | 15 | 1154.4616 | 104.4616
2031 | 11 | 24 | 16 | 1161.7782 | 111.7782
2031 | 11 | 24 | 17 | 1185.4583 | 135.4583
2031 | 11 | 24 | 18 | 1210.7231 | 160.7231
2031 | 11 | 24 | 19 | 1187.1854 | 137.1854
2031 | 11 | 24 | 20 | 1160.8231 | 110.8231
2031 | 11 | 24 | 21 | 1126.6378 | 76.6378
2031 | 11 | 24 | 22 | 1088.0598 | 38.0598
2031 | 11 | 24 | 23 | 1052.5562 | 2.5562
2031 | 11 | 25 | 0 | 1007.9986 | 0
2031 | 11 | 25 | 1 | 964.1168 | 0
2031 | 11 | 25 | 2 | 934.0509 | 0
2031 | 11 | 25 | 3 | 915.7714 | 0
2031 | 11 | 25 | 4 | 907.1561 | 0
2031 | 11 | 25 | 5 | 912.0216 | 0
2031 | 11 | 25 | 6 | 932.8857 | 0
2031 | 11 | 25 | 7 | 987.241 | 0
2031 | 11 | 25 | 8 | 1045.5011 | 0
2031 | 11 | 25 | 9 | 1082.1365 | 32.1365
2031 | 11 | 25 | 10 | 1110.3183 | 60.3183
2031 | 11 | 25 | 11 | 1140.5331 | 90.5331
2031 | 11 | 25 | 12 | 1158.3392 | 108.3392
2031 | 11 | 25 | 13 | 1162.6035 | 112.6035
2031 | 11 | 25 | 14 | 1158.612 | 108.612
2031 | 11 | 25 | 15 | 1149.1441 | 99.1441
2031 | 11 | 25 | 16 | 1128.8031 | 78.8031
2031 | 11 | 25 | 17 | 1155.3397 | 105.3397
2031 | 11 | 25 | 18 | 1166.3586 | 116.3586
2031 | 11 | 25 | 19 | 1177.3775 | 127.3775
2031 | 11 | 25 | 20 | 1151.935 | 101.935
2031 | 11 | 25 | 21 | 1117.3072 | 67.3072
2031 | 11 | 25 | 22 | 1093.3882 | 43.3882
2031 | 11 | 25 | 23 | 1056.8816 | 6.8816
2031 | 11 | 26 | 0 | 1010.6205 | 0
2031 | 11 | 26 | 1 | 980.6679 | 0
2031 | 11 | 26 | 2 | 954.5979 | 0
2031 | 11 | 26 | 3 | 935.2289 | 0
2031 | 11 | 26 | 4 | 928.3901 | 0
2031 | 11 | 26 | 5 | 931.3899 | 0
2031 | 11 | 26 | 6 | 954.5598 | 0
2031 | 11 | 26 | 7 | 997.4512 | 0
2031 | 11 | 26 | 8 | 1047.3588 | 0
2031 | 11 | 26 | 9 | 1080.7191 | 30.7191
2031 | 11 | 26 | 10 | 1105.012 | 55.012
2031 | 11 | 26 | 11 | 1121.8776 | 71.8776
2031 | 11 | 26 | 12 | 1137.8687 | 87.8687
2031 | 11 | 26 | 13 | 1146.4223 | 96.4223
2031 | 11 | 26 | 14 | 1147.3023 | 97.3023
2031 | 11 | 26 | 15 | 1143.0429 | 93.0429
2031 | 11 | 26 | 16 | 1151.0384 | 101.0384
2031 | 11 | 26 | 17 | 1179.4901 | 129.4901
2031 | 11 | 26 | 18 | 1224.0806 | 174.0806
2031 | 11 | 26 | 19 | 1206.6656 | 156.6656
2031 | 11 | 26 | 20 | 1183.5692 | 133.5692
2031 | 11 | 26 | 21 | 1152.9763 | 102.9763
2031 | 11 | 26 | 22 | 1119.2264 | 69.2264
2031 | 11 | 26 | 23 | 1082.5809 | 32.5809
2031 | 11 | 27 | 0 | 1035.0771 | 0
2031 | 11 | 27 | 1 | 974.7608 | 0
2031 | 11 | 27 | 2 | 947.0528 | 0
2031 | 11 | 27 | 3 | 925.5095 | 0
2031 | 11 | 27 | 4 | 917.8686 | 0
2031 | 11 | 27 | 5 | 920.8476 | 0
2031 | 11 | 27 | 6 | 949.3521 | 0
2031 | 11 | 27 | 7 | 1003.3915 | 0
2031 | 11 | 27 | 8 | 1061.007 | 11.007
2031 | 11 | 27 | 9 | 1104.909 | 54.909
2031 | 11 | 27 | 10 | 1122.9496 | 72.9496
2031 | 11 | 27 | 11 | 1138.8902 | 88.8902
2031 | 11 | 27 | 12 | 1152.0554 | 102.0554
2031 | 11 | 27 | 13 | 1151.6299 | 101.6299
2031 | 11 | 27 | 14 | 1149.2066 | 99.2066
2031 | 11 | 27 | 15 | 1141.2072 | 91.2072
2031 | 11 | 27 | 16 | 1140.0738 | 90.0738
2031 | 11 | 27 | 17 | 1167.8852 | 117.8852
2031 | 11 | 27 | 18 | 1210.2829 | 160.2829
2031 | 11 | 27 | 19 | 1203.442 | 153.442
2031 | 11 | 27 | 20 | 1183.3734 | 133.3734
2031 | 11 | 27 | 21 | 1158.137 | 108.137
2031 | 11 | 27 | 22 | 1116.8183 | 66.8183
2031 | 11 | 27 | 23 | 1081.3273 | 31.3273
2031 | 11 | 28 | 0 | 1032.5059 | 0
2031 | 11 | 28 | 1 | 982.5246 | 0
2031 | 11 | 28 | 2 | 955.6665 | 0
2031 | 11 | 28 | 3 | 936.815 | 0
2031 | 11 | 28 | 4 | 928.4404 | 0
2031 | 11 | 28 | 5 | 930.7095 | 0
2031 | 11 | 28 | 6 | 957.307 | 0
2031 | 11 | 28 | 7 | 1004.5236 | 0
2031 | 11 | 28 | 8 | 1051.3937 | 1.3937
2031 | 11 | 28 | 9 | 1083.0341 | 33.0341
2031 | 11 | 28 | 10 | 1105.7227 | 55.7227
2031 | 11 | 28 | 11 | 1122.7256 | 72.7256
2031 | 11 | 28 | 12 | 1135.3332 | 85.3332
2031 | 11 | 28 | 13 | 1131.8222 | 81.8222
2031 | 11 | 28 | 14 | 1126.3402 | 76.3402
2031 | 11 | 28 | 15 | 1118.4518 | 68.4518
2031 | 11 | 28 | 16 | 1116.399 | 66.399
2031 | 11 | 28 | 17 | 1142.6499 | 92.6499
2031 | 11 | 28 | 18 | 1178.2727 | 128.2727
2031 | 11 | 28 | 19 | 1162.8809 | 112.8809
2031 | 11 | 28 | 20 | 1136.3512 | 86.3512
2031 | 11 | 28 | 21 | 1105.6951 | 55.6951
2031 | 11 | 28 | 22 | 1086.4711 | 36.4711
2031 | 11 | 28 | 23 | 1060.063 | 10.063
2031 | 11 | 29 | 0 | 1020.4888 | 0
2031 | 11 | 29 | 1 | 962.6407 | 0
2031 | 11 | 29 | 2 | 904.7925 | 0
2031 | 11 | 29 | 3 | 879.8123 | 0
2031 | 11 | 29 | 4 | 866.5617 | 0
2031 | 11 | 29 | 5 | 859.0733 | 0
2031 | 11 | 29 | 6 | 861.1594 | 0
2031 | 11 | 29 | 7 | 873.4534 | 0
2031 | 11 | 29 | 8 | 902.2821 | 0
2031 | 11 | 29 | 9 | 932.1662 | 0
2031 | 11 | 29 | 10 | 972.3368 | 0
2031 | 11 | 29 | 11 | 990.3224 | 0
2031 | 11 | 29 | 12 | 1008.3079 | 0
2031 | 11 | 29 | 13 | 1017.2755 | 0
2031 | 11 | 29 | 14 | 1012.5866 | 0
2031 | 11 | 29 | 15 | 1002.1067 | 0
2031 | 11 | 29 | 16 | 1000.3837 | 0
2031 | 11 | 29 | 17 | 1034.7672 | 0
2031 | 11 | 29 | 18 | 1087.8902 | 37.8902
2031 | 11 | 29 | 19 | 1086.078 | 36.078
2031 | 11 | 29 | 20 | 1066.0479 | 16.0479
2031 | 11 | 29 | 21 | 1045.6917 | 0
2031 | 11 | 29 | 22 | 1019.0902 | 0
2031 | 11 | 29 | 23 | 987.3018 | 0
2031 | 11 | 30 | 0 | 949.8738 | 0
2031 | 11 | 30 | 1 | 911.9572 | 0
2031 | 11 | 30 | 2 | 887.5271 | 0
2031 | 11 | 30 | 3 | 871.0225 | 0
2031 | 11 | 30 | 4 | 863.7658 | 0
2031 | 11 | 30 | 5 | 864.7195 | 0
2031 | 11 | 30 | 6 | 875.4378 | 0
2031 | 11 | 30 | 7 | 885.5228 | 0
2031 | 11 | 30 | 8 | 892.0455 | 0
2031 | 11 | 30 | 9 | 919.8935 | 0
2031 | 11 | 30 | 10 | 949.0576 | 0
2031 | 11 | 30 | 11 | 970.8511 | 0
2031 | 11 | 30 | 12 | 992.0031 | 0
2031 | 11 | 30 | 13 | 994.5511 | 0
2031 | 11 | 30 | 14 | 988.9351 | 0
2031 | 11 | 30 | 15 | 989.0629 | 0
2031 | 11 | 30 | 16 | 1000.1531 | 0
2031 | 11 | 30 | 17 | 1039.2191 | 0
2031 | 11 | 30 | 18 | 1086.1901 | 36.1901
2031 | 11 | 30 | 19 | 1079.6699 | 29.6699
2031 | 11 | 30 | 20 | 1060.3773 | 10.3773
2031 | 11 | 30 | 21 | 1039.818 | 0
2031 | 11 | 30 | 22 | 1012.1795 | 0
2031 | 11 | 30 | 23 | 987.0841 | 0
2031 | 12 | 1 | 0 | 954.7465 | 0
2031 | 12 | 1 | 1 | 978.8401 | 0
2031 | 12 | 1 | 2 | 955.334 | 0
2031 | 12 | 1 | 3 | 940.0963 | 0
2031 | 12 | 1 | 4 | 934.8222 | 0
2031 | 12 | 1 | 5 | 943.9957 | 0
2031 | 12 | 1 | 6 | 977.4214 | 0
2031 | 12 | 1 | 7 | 1030.0487 | 0
2031 | 12 | 1 | 8 | 1076.5912 | 26.5912
2031 | 12 | 1 | 9 | 1108.1878 | 58.1878
2031 | 12 | 1 | 10 | 1122.6176 | 72.6176
2031 | 12 | 1 | 11 | 1139.01 | 89.01
2031 | 12 | 1 | 12 | 1154.5079 | 104.5079
2031 | 12 | 1 | 13 | 1155.0134 | 105.0134
2031 | 12 | 1 | 14 | 1154.868 | 104.868
2031 | 12 | 1 | 15 | 1153.3643 | 103.3643
2031 | 12 | 1 | 16 | 1161.8931 | 111.8931
2031 | 12 | 1 | 17 | 1189.5284 | 139.5284
2031 | 12 | 1 | 18 | 1218.9877 | 168.9877
2031 | 12 | 1 | 19 | 1195.9589 | 145.9589
2031 | 12 | 1 | 20 | 1171.1654 | 121.1654
2031 | 12 | 1 | 21 | 1136.9101 | 86.9101
2031 | 12 | 1 | 22 | 1097.5249 | 47.5249
2031 | 12 | 1 | 23 | 1066.1021 | 16.1021
2031 | 12 | 2 | 0 | 1021.0318 | 0
2031 | 12 | 2 | 1 | 990.3545 | 0
2031 | 12 | 2 | 2 | 964.3785 | 0
2031 | 12 | 2 | 3 | 949.9552 | 0
2031 | 12 | 2 | 4 | 945.3085 | 0
2031 | 12 | 2 | 5 | 955.3605 | 0
2031 | 12 | 2 | 6 | 987.6289 | 0
2031 | 12 | 2 | 7 | 1045.0598 | 0
2031 | 12 | 2 | 8 | 1101.2156 | 51.2156
2031 | 12 | 2 | 9 | 1139.6644 | 89.6644
2031 | 12 | 2 | 10 | 1164.952 | 114.952
2031 | 12 | 2 | 11 | 1187.0663 | 137.0663
2031 | 12 | 2 | 12 | 1200.4007 | 150.4007
2031 | 12 | 2 | 13 | 1197.0927 | 147.0927
2031 | 12 | 2 | 14 | 1189.7424 | 139.7424
2031 | 12 | 2 | 15 | 1182.1984 | 132.1984
2031 | 12 | 2 | 16 | 1169.1914 | 119.1914
2031 | 12 | 2 | 17 | 1194.2015 | 144.2015
2031 | 12 | 2 | 18 | 1231.1037 | 181.1037
2031 | 12 | 2 | 19 | 1209.4235 | 159.4235
2031 | 12 | 2 | 20 | 1185.2 | 135.2
2031 | 12 | 2 | 21 | 1153.8908 | 103.8908
2031 | 12 | 2 | 22 | 1118.6203 | 68.6203
2031 | 12 | 2 | 23 | 1077.5046 | 27.5046
2031 | 12 | 3 | 0 | 1026.6006 | 0
2031 | 12 | 3 | 1 | 1034.8281 | 0
2031 | 12 | 3 | 2 | 1008.3785 | 0
2031 | 12 | 3 | 3 | 993.1948 | 0
2031 | 12 | 3 | 4 | 987.2532 | 0
2031 | 12 | 3 | 5 | 995.1657 | 0
2031 | 12 | 3 | 6 | 1021.9233 | 0
2031 | 12 | 3 | 7 | 1062.9814 | 12.9814
2031 | 12 | 3 | 8 | 1103.7212 | 53.7212
2031 | 12 | 3 | 9 | 1129.1159 | 79.1159
2031 | 12 | 3 | 10 | 1149.4015 | 99.4015
2031 | 12 | 3 | 11 | 1160.85 | 110.85
2031 | 12 | 3 | 12 | 1163.7577 | 113.7577
2031 | 12 | 3 | 13 | 1166.6654 | 116.6654
2031 | 12 | 3 | 14 | 1160.3137 | 110.3137
2031 | 12 | 3 | 15 | 1157.5001 | 107.5001
2031 | 12 | 3 | 16 | 1166.0276 | 116.0276
2031 | 12 | 3 | 17 | 1195.1739 | 145.1739
2031 | 12 | 3 | 18 | 1239.7558 | 189.7558
2031 | 12 | 3 | 19 | 1223.8311 | 173.8311
2031 | 12 | 3 | 20 | 1202.2073 | 152.2073
2031 | 12 | 3 | 21 | 1171.1708 | 121.1708
2031 | 12 | 3 | 22 | 1137.8595 | 87.8595
2031 | 12 | 3 | 23 | 1106.3904 | 56.3904
2031 | 12 | 4 | 0 | 1066.2177 | 16.2177
2031 | 12 | 4 | 1 | 1033.0555 | 0
2031 | 12 | 4 | 2 | 999.8933 | 0
2031 | 12 | 4 | 3 | 982.9659 | 0
2031 | 12 | 4 | 4 | 975.6577 | 0
2031 | 12 | 4 | 5 | 982.2721 | 0
2031 | 12 | 4 | 6 | 1015.2742 | 0
2031 | 12 | 4 | 7 | 1066.7647 | 16.7647
2031 | 12 | 4 | 8 | 1103.9734 | 53.9734
2031 | 12 | 4 | 9 | 1137.3499 | 87.3499
2031 | 12 | 4 | 10 | 1149.8429 | 99.8429
2031 | 12 | 4 | 11 | 1157.6399 | 107.6399
2031 | 12 | 4 | 12 | 1166.4891 | 116.4891
2031 | 12 | 4 | 13 | 1165.694 | 115.694
2031 | 12 | 4 | 14 | 1160.9596 | 110.9596
2031 | 12 | 4 | 15 | 1158.1664 | 108.1664
2031 | 12 | 4 | 16 | 1162.8675 | 112.8675
2031 | 12 | 4 | 17 | 1190.5665 | 140.5665
2031 | 12 | 4 | 18 | 1222.1476 | 172.1476
2031 | 12 | 4 | 19 | 1204.249 | 154.249
2031 | 12 | 4 | 20 | 1177.892 | 127.892
2031 | 12 | 4 | 21 | 1148.7168 | 98.7168
2031 | 12 | 4 | 22 | 1111.8591 | 61.8591
2031 | 12 | 4 | 23 | 1084.4335 | 34.4335
2031 | 12 | 5 | 0 | 1044.5228 | 0
2031 | 12 | 5 | 1 | 991.704 | 0
2031 | 12 | 5 | 2 | 962.564 | 0
2031 | 12 | 5 | 3 | 946.0917 | 0
2031 | 12 | 5 | 4 | 939.842 | 0
2031 | 12 | 5 | 5 | 947.7878 | 0
2031 | 12 | 5 | 6 | 980.0565 | 0
2031 | 12 | 5 | 7 | 1033.7704 | 0
2031 | 12 | 5 | 8 | 1079.7193 | 29.7193
2031 | 12 | 5 | 9 | 1114.2185 | 64.2185
2031 | 12 | 5 | 10 | 1130.7276 | 80.7276
2031 | 12 | 5 | 11 | 1140.0297 | 90.0297
2031 | 12 | 5 | 12 | 1148.4916 | 98.4916
2031 | 12 | 5 | 13 | 1145.4937 | 95.4937
2031 | 12 | 5 | 14 | 1141.5626 | 91.5626
2031 | 12 | 5 | 15 | 1138.624 | 88.624
2031 | 12 | 5 | 16 | 1140.4685 | 90.4685
2031 | 12 | 5 | 17 | 1165.5968 | 115.5968
2031 | 12 | 5 | 18 | 1195.7911 | 145.7911
2031 | 12 | 5 | 19 | 1175.8245 | 125.8245
2031 | 12 | 5 | 20 | 1146.4657 | 96.4657
2031 | 12 | 5 | 21 | 1115.9662 | 65.9662
2031 | 12 | 5 | 22 | 1093.4444 | 43.4444
2031 | 12 | 5 | 23 | 1064.4843 | 14.4843
2031 | 12 | 6 | 0 | 1023.5658 | 0
2031 | 12 | 6 | 1 | 974.8169 | 0
2031 | 12 | 6 | 2 | 926.0679 | 0
2031 | 12 | 6 | 3 | 908.204 | 0
2031 | 12 | 6 | 4 | 899.0921 | 0
2031 | 12 | 6 | 5 | 897.6175 | 0
2031 | 12 | 6 | 6 | 912.1396 | 0
2031 | 12 | 6 | 7 | 929.502 | 0
2031 | 12 | 6 | 8 | 947.8036 | 0
2031 | 12 | 6 | 9 | 979.5825 | 0
2031 | 12 | 6 | 10 | 1019.1339 | 0
2031 | 12 | 6 | 11 | 1042.2849 | 0
2031 | 12 | 6 | 12 | 1058.3881 | 8.3881
2031 | 12 | 6 | 13 | 1054.5111 | 4.5111
2031 | 12 | 6 | 14 | 1045.2303 | 0
2031 | 12 | 6 | 15 | 1038.8648 | 0
2031 | 12 | 6 | 16 | 1040.7731 | 0
2031 | 12 | 6 | 17 | 1070.9276 | 20.9276
2031 | 12 | 6 | 18 | 1107.8327 | 57.8327
2031 | 12 | 6 | 19 | 1093.6215 | 43.6215
2031 | 12 | 6 | 20 | 1066.421 | 16.421
2031 | 12 | 6 | 21 | 1041.5914 | 0
2031 | 12 | 6 | 22 | 1021.6355 | 0
2031 | 12 | 6 | 23 | 1001.2942 | 0
2031 | 12 | 7 | 0 | 968.8509 | 0
2031 | 12 | 7 | 1 | 939.5721 | 0
2031 | 12 | 7 | 2 | 911.1135 | 0
2031 | 12 | 7 | 3 | 891.797 | 0
2031 | 12 | 7 | 4 | 882.6398 | 0
2031 | 12 | 7 | 5 | 880.7839 | 0
2031 | 12 | 7 | 6 | 886.9225 | 0
2031 | 12 | 7 | 7 | 894.9798 | 0
2031 | 12 | 7 | 8 | 903.7928 | 0
2031 | 12 | 7 | 9 | 927.0627 | 0
2031 | 12 | 7 | 10 | 961.5021 | 0
2031 | 12 | 7 | 11 | 984.8321 | 0
2031 | 12 | 7 | 12 | 1005.6433 | 0
2031 | 12 | 7 | 13 | 1006.6164 | 0
2031 | 12 | 7 | 14 | 997.8785 | 0
2031 | 12 | 7 | 15 | 995.7098 | 0
2031 | 12 | 7 | 16 | 1001.6697 | 0
2031 | 12 | 7 | 17 | 1039.4554 | 0
2031 | 12 | 7 | 18 | 1071.0616 | 21.0616
2031 | 12 | 7 | 19 | 1102.6677 | 52.6677
2031 | 12 | 7 | 20 | 1091.3825 | 41.3825
2031 | 12 | 7 | 21 | 1072.397 | 22.397
2031 | 12 | 7 | 22 | 1043.0935 | 0
2031 | 12 | 7 | 23 | 1009.535 | 0
2031 | 12 | 8 | 0 | 973.2606 | 0
2031 | 12 | 8 | 1 | 992.2239 | 0
2031 | 12 | 8 | 2 | 1011.1872 | 0
2031 | 12 | 8 | 3 | 996.1165 | 0
2031 | 12 | 8 | 4 | 989.488 | 0
2031 | 12 | 8 | 5 | 994.9632 | 0
2031 | 12 | 8 | 6 | 1020.2655 | 0
2031 | 12 | 8 | 7 | 1064.3742 | 14.3742
2031 | 12 | 8 | 8 | 1105.4933 | 55.4933
2031 | 12 | 8 | 9 | 1152.3938 | 102.3938
2031 | 12 | 8 | 10 | 1166.5772 | 116.5772
2031 | 12 | 8 | 11 | 1180.6049 | 130.6049
2031 | 12 | 8 | 12 | 1196.431 | 146.431
2031 | 12 | 8 | 13 | 1199.9771 | 149.9771
2031 | 12 | 8 | 14 | 1201.3791 | 151.3791
2031 | 12 | 8 | 15 | 1200.1535 | 150.1535
2031 | 12 | 8 | 16 | 1198.2651 | 148.2651
2031 | 12 | 8 | 17 | 1225.2188 | 175.2188
2031 | 12 | 8 | 18 | 1251.8422 | 201.8422
2031 | 12 | 8 | 19 | 1227.799 | 177.799
2031 | 12 | 8 | 20 | 1201.919 | 151.919
2031 | 12 | 8 | 21 | 1167.2041 | 117.2041
2031 | 12 | 8 | 22 | 1128.0077 | 78.0077
2031 | 12 | 8 | 23 | 1108.1264 | 58.1264
2031 | 12 | 9 | 0 | 1072.9143 | 22.9143
2031 | 12 | 9 | 1 | 1004.0651 | 0
2031 | 12 | 9 | 2 | 977.9383 | 0
2031 | 12 | 9 | 3 | 960.3759 | 0
2031 | 12 | 9 | 4 | 953.7272 | 0
2031 | 12 | 9 | 5 | 959.3862 | 0
2031 | 12 | 9 | 6 | 986.8599 | 0
2031 | 12 | 9 | 7 | 1037.3351 | 0
2031 | 12 | 9 | 8 | 1084.5192 | 34.5192
2031 | 12 | 9 | 9 | 1116.3859 | 66.3859
2031 | 12 | 9 | 10 | 1140.4762 | 90.4762
2031 | 12 | 9 | 11 | 1165.743 | 115.743
2031 | 12 | 9 | 12 | 1179.1768 | 129.1768
2031 | 12 | 9 | 13 | 1179.0381 | 129.0381
2031 | 12 | 9 | 14 | 1171.5354 | 121.5354
2031 | 12 | 9 | 15 | 1163.9659 | 113.9659
2031 | 12 | 9 | 16 | 1149.9095 | 99.9095
2031 | 12 | 9 | 17 | 1177.5526 | 127.5526
2031 | 12 | 9 | 18 | 1184.9809 | 134.9809
2031 | 12 | 9 | 19 | 1192.4093 | 142.4093
2031 | 12 | 9 | 20 | 1169.5467 | 119.5467
2031 | 12 | 9 | 21 | 1138.2956 | 88.2956
2031 | 12 | 9 | 22 | 1109.4517 | 59.4517
2031 | 12 | 9 | 23 | 1075.1342 | 25.1342
2031 | 12 | 10 | 0 | 1033.5266 | 0
2031 | 12 | 10 | 1 | 1006.7633 | 0
2031 | 12 | 10 | 2 | 979.8864 | 0
2031 | 12 | 10 | 3 | 963.5606 | 0
2031 | 12 | 10 | 4 | 957.792 | 0
2031 | 12 | 10 | 5 | 964.3104 | 0
2031 | 12 | 10 | 6 | 993.4256 | 0
2031 | 12 | 10 | 7 | 1032.3903 | 0
2031 | 12 | 10 | 8 | 1067.0501 | 17.0501
2031 | 12 | 10 | 9 | 1086.8606 | 36.8606
2031 | 12 | 10 | 10 | 1108.5737 | 58.5737
2031 | 12 | 10 | 11 | 1123.3304 | 73.3304
2031 | 12 | 10 | 12 | 1133.5146 | 83.5146
2031 | 12 | 10 | 13 | 1132.3102 | 82.3102
2031 | 12 | 10 | 14 | 1130.4462 | 80.4462
2031 | 12 | 10 | 15 | 1131.1554 | 81.1554
2031 | 12 | 10 | 16 | 1138.6118 | 88.6118
2031 | 12 | 10 | 17 | 1165.5517 | 115.5517
2031 | 12 | 10 | 18 | 1203.8076 | 153.8076
2031 | 12 | 10 | 19 | 1179.4413 | 129.4413
2031 | 12 | 10 | 20 | 1155.0627 | 105.0627
2031 | 12 | 10 | 21 | 1126.4132 | 76.4132
2031 | 12 | 10 | 22 | 1099.4223 | 49.4223
2031 | 12 | 10 | 23 | 1070.5932 | 20.5932
2031 | 12 | 11 | 0 | 1031.9951 | 0
2031 | 12 | 11 | 1 | 993.1662 | 0
2031 | 12 | 11 | 2 | 964.4198 | 0
2031 | 12 | 11 | 3 | 945.7962 | 0
2031 | 12 | 11 | 4 | 936.5192 | 0
2031 | 12 | 11 | 5 | 943.0391 | 0
2031 | 12 | 11 | 6 | 969.7773 | 0
2031 | 12 | 11 | 7 | 1016.2478 | 0
2031 | 12 | 11 | 8 | 1053.1399 | 3.1399
2031 | 12 | 11 | 9 | 1082.5561 | 32.5561
2031 | 12 | 11 | 10 | 1104.0621 | 54.0621
2031 | 12 | 11 | 11 | 1117.895 | 67.895
2031 | 12 | 11 | 12 | 1133.0739 | 83.0739
2031 | 12 | 11 | 13 | 1136.0481 | 86.0481
2031 | 12 | 11 | 14 | 1136.5724 | 86.5724
2031 | 12 | 11 | 15 | 1134.1615 | 84.1615
2031 | 12 | 11 | 16 | 1139.0196 | 89.0196
2031 | 12 | 11 | 17 | 1165.6808 | 115.6808
2031 | 12 | 11 | 18 | 1193.7057 | 143.7057
2031 | 12 | 11 | 19 | 1172.2191 | 122.2191
2031 | 12 | 11 | 20 | 1144.7294 | 94.7294
2031 | 12 | 11 | 21 | 1114.9235 | 64.9235
2031 | 12 | 11 | 22 | 1076.4985 | 26.4985
2031 | 12 | 11 | 23 | 1050.0088 | 0.0088414
2031 | 12 | 12 | 0 | 1014.3294 | 0
2031 | 12 | 12 | 1 | 1009.4137 | 0
2031 | 12 | 12 | 2 | 977.2135 | 0
2031 | 12 | 12 | 3 | 955.9771 | 0
2031 | 12 | 12 | 4 | 947.745 | 0
2031 | 12 | 12 | 5 | 950.7645 | 0
2031 | 12 | 12 | 6 | 977.2766 | 0
2031 | 12 | 12 | 7 | 1022.5053 | 0
2031 | 12 | 12 | 8 | 1064.15 | 14.15
2031 | 12 | 12 | 9 | 1101.2225 | 51.2225
2031 | 12 | 12 | 10 | 1125.8542 | 75.8542
2031 | 12 | 12 | 11 | 1138.229 | 88.229
2031 | 12 | 12 | 12 | 1143.247 | 93.247
2031 | 12 | 12 | 13 | 1148.265 | 98.265
2031 | 12 | 12 | 14 | 1150.376 | 100.376
2031 | 12 | 12 | 15 | 1140.7285 | 90.7285
2031 | 12 | 12 | 16 | 1133.3929 | 83.3929
2031 | 12 | 12 | 17 | 1158.5356 | 108.5356
2031 | 12 | 12 | 18 | 1193.0669 | 143.0669
2031 | 12 | 12 | 19 | 1173.3178 | 123.3178
2031 | 12 | 12 | 20 | 1148.4471 | 98.4471
2031 | 12 | 12 | 21 | 1120.4462 | 70.4462
2031 | 12 | 12 | 22 | 1097.9632 | 47.9632
2031 | 12 | 12 | 23 | 1077.1272 | 27.1272
2031 | 12 | 13 | 0 | 1041.3561 | 0
2031 | 12 | 13 | 1 | 977.9185 | 0
2031 | 12 | 13 | 2 | 914.4809 | 0
2031 | 12 | 13 | 3 | 894.8512 | 0
2031 | 12 | 13 | 4 | 885.0344 | 0
2031 | 12 | 13 | 5 | 876.9667 | 0
2031 | 12 | 13 | 6 | 876.8151 | 0
2031 | 12 | 13 | 7 | 887.5101 | 0
2031 | 12 | 13 | 8 | 917.2882 | 0
2031 | 12 | 13 | 9 | 944.9321 | 0
2031 | 12 | 13 | 10 | 972.6792 | 0
2031 | 12 | 13 | 11 | 994.1665 | 0
2031 | 12 | 13 | 12 | 1010.3137 | 0
2031 | 12 | 13 | 13 | 1004.9605 | 0
2031 | 12 | 13 | 14 | 996.1157 | 0
2031 | 12 | 13 | 15 | 991.1635 | 0
2031 | 12 | 13 | 16 | 1008.2605 | 0
2031 | 12 | 13 | 17 | 1025.3576 | 0
2031 | 12 | 13 | 18 | 1038.6111 | 0
2031 | 12 | 13 | 19 | 1051.8646 | 1.8646
2031 | 12 | 13 | 20 | 1022.6673 | 0
2031 | 12 | 13 | 21 | 1002.3465 | 0
2031 | 12 | 13 | 22 | 999.599 | 0
2031 | 12 | 13 | 23 | 988.738 | 0
2031 | 12 | 14 | 0 | 962.7524 | 0
2031 | 12 | 14 | 1 | 905.1634 | 0
2031 | 12 | 14 | 2 | 877.252 | 0
2031 | 12 | 14 | 3 | 856.8509 | 0
2031 | 12 | 14 | 4 | 847.9086 | 0
2031 | 12 | 14 | 5 | 842.9852 | 0
2031 | 12 | 14 | 6 | 845.6399 | 0
2031 | 12 | 14 | 7 | 853.363 | 0
2031 | 12 | 14 | 8 | 874.7462 | 0
2031 | 12 | 14 | 9 | 902.8192 | 0
2031 | 12 | 14 | 10 | 936.1443 | 0
2031 | 12 | 14 | 11 | 965.9776 | 0
2031 | 12 | 14 | 12 | 988.8497 | 0
2031 | 12 | 14 | 13 | 995.9221 | 0
2031 | 12 | 14 | 14 | 994.5894 | 0
2031 | 12 | 14 | 15 | 987.7818 | 0
2031 | 12 | 14 | 16 | 988.9111 | 0
2031 | 12 | 14 | 17 | 1027.8592 | 0
2031 | 12 | 14 | 18 | 1077.0863 | 27.0863
2031 | 12 | 14 | 19 | 1074.0106 | 24.0106
2031 | 12 | 14 | 20 | 1055.6004 | 5.6004
2031 | 12 | 14 | 21 | 1038.5062 | 0
2031 | 12 | 14 | 22 | 1016.1093 | 0
2031 | 12 | 14 | 23 | 998.8109 | 0
2031 | 12 | 15 | 0 | 968.9121 | 0
2031 | 12 | 15 | 1 | 974.5505 | 0
2031 | 12 | 15 | 2 | 980.1889 | 0
2031 | 12 | 15 | 3 | 960.1342 | 0
2031 | 12 | 15 | 4 | 954.8213 | 0
2031 | 12 | 15 | 5 | 959.0345 | 0
2031 | 12 | 15 | 6 | 983.0163 | 0
2031 | 12 | 15 | 7 | 1028.5332 | 0
2031 | 12 | 15 | 8 | 1074.5774 | 24.5774
2031 | 12 | 15 | 9 | 1107.6437 | 57.6437
2031 | 12 | 15 | 10 | 1122.1663 | 72.1663
2031 | 12 | 15 | 11 | 1137.3392 | 87.3392
2031 | 12 | 15 | 12 | 1155.7564 | 105.7564
2031 | 12 | 15 | 13 | 1154.6862 | 104.6862
2031 | 12 | 15 | 14 | 1153.1448 | 103.1448
2031 | 12 | 15 | 15 | 1153.109 | 103.109
2031 | 12 | 15 | 16 | 1159.8923 | 109.8923
2031 | 12 | 15 | 17 | 1187.1025 | 137.1025
2031 | 12 | 15 | 18 | 1196.3535 | 146.3535
2031 | 12 | 15 | 19 | 1205.6045 | 155.6045
2031 | 12 | 15 | 20 | 1181.649 | 131.649
2031 | 12 | 15 | 21 | 1152.4715 | 102.4715
2031 | 12 | 15 | 22 | 1136.3609 | 86.3609
2031 | 12 | 15 | 23 | 1105.0218 | 55.0218
2031 | 12 | 16 | 0 | 1066.077 | 16.077
2031 | 12 | 16 | 1 | 996.5201 | 0
2031 | 12 | 16 | 2 | 969.8414 | 0
2031 | 12 | 16 | 3 | 949.3411 | 0
2031 | 12 | 16 | 4 | 942.1272 | 0
2031 | 12 | 16 | 5 | 945.6219 | 0
2031 | 12 | 16 | 6 | 967.673 | 0
2031 | 12 | 16 | 7 | 1018.4582 | 0
2031 | 12 | 16 | 8 | 1072.1108 | 22.1108
2031 | 12 | 16 | 9 | 1107.4633 | 57.4633
2031 | 12 | 16 | 10 | 1132.5535 | 82.5535
2031 | 12 | 16 | 11 | 1158.9285 | 108.9285
2031 | 12 | 16 | 12 | 1173.0526 | 123.0526
2031 | 12 | 16 | 13 | 1171.8308 | 121.8308
2031 | 12 | 16 | 14 | 1164.0732 | 114.0732
2031 | 12 | 16 | 15 | 1156.5044 | 106.5044
2031 | 12 | 16 | 16 | 1143.2993 | 93.2993
2031 | 12 | 16 | 17 | 1168.1398 | 118.1398
2031 | 12 | 16 | 18 | 1204.3962 | 154.3962
2031 | 12 | 16 | 19 | 1183.2703 | 133.2703
2031 | 12 | 16 | 20 | 1158.0358 | 108.0358
2031 | 12 | 16 | 21 | 1133.9796 | 83.9796
2031 | 12 | 16 | 22 | 1114.9213 | 64.9213
2031 | 12 | 16 | 23 | 1077.122 | 27.122
2031 | 12 | 17 | 0 | 1033.2902 | 0
2031 | 12 | 17 | 1 | 1011.7677 | 0
2031 | 12 | 17 | 2 | 986.6815 | 0
2031 | 12 | 17 | 3 | 967.769 | 0
2031 | 12 | 17 | 4 | 960.6102 | 0
2031 | 12 | 17 | 5 | 964.3409 | 0
2031 | 12 | 17 | 6 | 988.0608 | 0
2031 | 12 | 17 | 7 | 1021.6444 | 0
2031 | 12 | 17 | 8 | 1060.689 | 10.689
2031 | 12 | 17 | 9 | 1084.464 | 34.464
2031 | 12 | 17 | 10 | 1110.377 | 60.377
2031 | 12 | 17 | 11 | 1125.9401 | 75.9401
2031 | 12 | 17 | 12 | 1139.2476 | 89.2476
2031 | 12 | 17 | 13 | 1137.3154 | 87.3154
2031 | 12 | 17 | 14 | 1135.2903 | 85.2903
2031 | 12 | 17 | 15 | 1135.7278 | 85.7278
2031 | 12 | 17 | 16 | 1145.3698 | 95.3698
2031 | 12 | 17 | 17 | 1172.4527 | 122.4527
2031 | 12 | 17 | 18 | 1213.4614 | 163.4614
2031 | 12 | 17 | 19 | 1191.3998 | 141.3998
2031 | 12 | 17 | 20 | 1165.6662 | 115.6662
2031 | 12 | 17 | 21 | 1137.0492 | 87.0492
2031 | 12 | 17 | 22 | 1117.2765 | 67.2765
2031 | 12 | 17 | 23 | 1086.3869 | 36.3869
2031 | 12 | 18 | 0 | 1048.7509 | 0
2031 | 12 | 18 | 1 | 1007.1092 | 0
2031 | 12 | 18 | 2 | 979.6385 | 0
2031 | 12 | 18 | 3 | 961.0122 | 0
2031 | 12 | 18 | 4 | 954.0068 | 0
2031 | 12 | 18 | 5 | 960.7797 | 0
2031 | 12 | 18 | 6 | 994.5185 | 0
2031 | 12 | 18 | 7 | 1051.2652 | 1.2652
2031 | 12 | 18 | 8 | 1116.867 | 66.867
2031 | 12 | 18 | 9 | 1149.2652 | 99.2652
2031 | 12 | 18 | 10 | 1163.8793 | 113.8793
2031 | 12 | 18 | 11 | 1173.9445 | 123.9445
2031 | 12 | 18 | 12 | 1185.3386 | 135.3386
2031 | 12 | 18 | 13 | 1180.1615 | 130.1615
2031 | 12 | 18 | 14 | 1178.4389 | 128.4389
2031 | 12 | 18 | 15 | 1183.5268 | 133.5268
2031 | 12 | 18 | 16 | 1188.6147 | 138.6147
2031 | 12 | 18 | 17 | 1203.6618 | 153.6618
2031 | 12 | 18 | 18 | 1246.5448 | 196.5448
2031 | 12 | 18 | 19 | 1238.7392 | 188.7392
2031 | 12 | 18 | 20 | 1217.3022 | 167.3022
2031 | 12 | 18 | 21 | 1192.3325 | 142.3325
2031 | 12 | 18 | 22 | 1162.9991 | 112.9991
2031 | 12 | 18 | 23 | 1124.0793 | 74.0793
2031 | 12 | 19 | 0 | 1072.3667 | 22.3667
2031 | 12 | 19 | 1 | 1041.5006 | 0
2031 | 12 | 19 | 2 | 1010.6345 | 0
2031 | 12 | 19 | 3 | 993.1358 | 0
2031 | 12 | 19 | 4 | 986.6077 | 0
2031 | 12 | 19 | 5 | 988.9395 | 0
2031 | 12 | 19 | 6 | 1014.159 | 0
2031 | 12 | 19 | 7 | 1052.6433 | 2.6433
2031 | 12 | 19 | 8 | 1092.645 | 42.645
2031 | 12 | 19 | 9 | 1127.7213 | 77.7213
2031 | 12 | 19 | 10 | 1144.81 | 94.81
2031 | 12 | 19 | 11 | 1153.4943 | 103.4943
2031 | 12 | 19 | 12 | 1161.3595 | 111.3595
2031 | 12 | 19 | 13 | 1160.207 | 110.207
2031 | 12 | 19 | 14 | 1155.265 | 105.265
2031 | 12 | 19 | 15 | 1138.6198 | 88.6198
2031 | 12 | 19 | 16 | 1138.8359 | 88.8359
2031 | 12 | 19 | 17 | 1161.1897 | 111.1897
2031 | 12 | 19 | 18 | 1196.2444 | 146.2444
2031 | 12 | 19 | 19 | 1181.1186 | 131.1186
2031 | 12 | 19 | 20 | 1153.9988 | 103.9988
2031 | 12 | 19 | 21 | 1127.0154 | 77.0154
2031 | 12 | 19 | 22 | 1101.842 | 51.842
2031 | 12 | 19 | 23 | 1084.2964 | 34.2964
2031 | 12 | 20 | 0 | 1052.1121 | 2.1121
2031 | 12 | 20 | 1 | 998.1394 | 0
2031 | 12 | 20 | 2 | 961.7455 | 0
2031 | 12 | 20 | 3 | 925.3517 | 0
2031 | 12 | 20 | 4 | 916.0041 | 0
2031 | 12 | 20 | 5 | 916.412 | 0
2031 | 12 | 20 | 6 | 933.5543 | 0
2031 | 12 | 20 | 7 | 948.8509 | 0
2031 | 12 | 20 | 8 | 956.1703 | 0
2031 | 12 | 20 | 9 | 987.7863 | 0
2031 | 12 | 20 | 10 | 1034.0944 | 0
2031 | 12 | 20 | 11 | 1050.1336 | 0.13362
2031 | 12 | 20 | 12 | 1064.1097 | 14.1097
2031 | 12 | 20 | 13 | 1068.2364 | 18.2364
2031 | 12 | 20 | 14 | 1070.2999 | 20.2999
2031 | 12 | 20 | 15 | 1058.1992 | 8.1992
2031 | 12 | 20 | 16 | 1046.0985 | 0
2031 | 12 | 20 | 17 | 1073.9047 | 23.9047
2031 | 12 | 20 | 18 | 1125.5353 | 75.5353
2031 | 12 | 20 | 19 | 1120.6497 | 70.6497
2031 | 12 | 20 | 20 | 1095.2782 | 45.2782
2031 | 12 | 20 | 21 | 1074.3343 | 24.3343
2031 | 12 | 20 | 22 | 1058.0203 | 8.0203
2031 | 12 | 20 | 23 | 1040.0802 | 0
2031 | 12 | 21 | 0 | 1006.7094 | 0
2031 | 12 | 21 | 1 | 964.4316 | 0
2031 | 12 | 21 | 2 | 936.3914 | 0
2031 | 12 | 21 | 3 | 915.5919 | 0
2031 | 12 | 21 | 4 | 906.6833 | 0
2031 | 12 | 21 | 5 | 906.2493 | 0
2031 | 12 | 21 | 6 | 918.4599 | 0
2031 | 12 | 21 | 7 | 927.3733 | 0
2031 | 12 | 21 | 8 | 928.8651 | 0
2031 | 12 | 21 | 9 | 955.7711 | 0
2031 | 12 | 21 | 10 | 988.2555 | 0
2031 | 12 | 21 | 11 | 1019.4662 | 0
2031 | 12 | 21 | 12 | 1044.5826 | 0
2031 | 12 | 21 | 13 | 1050.7536 | 0.75364
2031 | 12 | 21 | 14 | 1048.0105 | 0
2031 | 12 | 21 | 15 | 1047.9163 | 0
2031 | 12 | 21 | 16 | 1055.2425 | 5.2425
2031 | 12 | 21 | 17 | 1085.1913 | 35.1913
2031 | 12 | 21 | 18 | 1132.6679 | 82.6679
2031 | 12 | 21 | 19 | 1130.0535 | 80.0535
2031 | 12 | 21 | 20 | 1107.4426 | 57.4426
2031 | 12 | 21 | 21 | 1084.7695 | 34.7695
2031 | 12 | 21 | 22 | 1057.1474 | 7.1474
2031 | 12 | 21 | 23 | 1023.6843 | 0
2031 | 12 | 22 | 0 | 997.7391 | 0
2031 | 12 | 22 | 1 | 929.3582 | 0
2031 | 12 | 22 | 2 | 898.6506 | 0
2031 | 12 | 22 | 3 | 878.2944 | 0
2031 | 12 | 22 | 4 | 868.9613 | 0
2031 | 12 | 22 | 5 | 868.2312 | 0
2031 | 12 | 22 | 6 | 876.7338 | 0
2031 | 12 | 22 | 7 | 880.7284 | 0
2031 | 12 | 22 | 8 | 891.5463 | 0
2031 | 12 | 22 | 9 | 948.4434 | 0
2031 | 12 | 22 | 10 | 990.219 | 0
2031 | 12 | 22 | 11 | 1018.2552 | 0
2031 | 12 | 22 | 12 | 1044.3588 | 0
2031 | 12 | 22 | 13 | 1046.1065 | 0
2031 | 12 | 22 | 14 | 1033.4776 | 0
2031 | 12 | 22 | 15 | 1020.922 | 0
2031 | 12 | 22 | 16 | 1016.4859 | 0
2031 | 12 | 22 | 17 | 1036.3728 | 0
2031 | 12 | 22 | 18 | 1083.7856 | 33.7856
2031 | 12 | 22 | 19 | 1071.2556 | 21.2556
2031 | 12 | 22 | 20 | 1050.9564 | 0.95644
2031 | 12 | 22 | 21 | 1025.5975 | 0
2031 | 12 | 22 | 22 | 1004.5034 | 0
2031 | 12 | 22 | 23 | 997.7051 | 0
2031 | 12 | 23 | 0 | 1013.4024 | 0
2031 | 12 | 23 | 1 | 1018.0783 | 0
2031 | 12 | 23 | 2 | 988.4179 | 0
2031 | 12 | 23 | 3 | 964.4187 | 0
2031 | 12 | 23 | 4 | 950.176 | 0
2031 | 12 | 23 | 5 | 945.4319 | 0
2031 | 12 | 23 | 6 | 941.762 | 0
2031 | 12 | 23 | 7 | 942.461 | 0
2031 | 12 | 23 | 8 | 956.5257 | 0
2031 | 12 | 23 | 9 | 1001.7561 | 0
2031 | 12 | 23 | 10 | 1051.4388 | 1.4388
2031 | 12 | 23 | 11 | 1090.6035 | 40.6035
2031 | 12 | 23 | 12 | 1110.1882 | 60.1882
2031 | 12 | 23 | 13 | 1109.7959 | 59.7959
2031 | 12 | 23 | 14 | 1093.3505 | 43.3505
2031 | 12 | 23 | 15 | 1074.9573 | 24.9573
2031 | 12 | 23 | 16 | 1077.3156 | 27.3156
2031 | 12 | 23 | 17 | 1079.674 | 29.674
2031 | 12 | 23 | 18 | 1102.8967 | 52.8967
2031 | 12 | 23 | 19 | 1126.1194 | 76.1194
2031 | 12 | 23 | 20 | 1097.1763 | 47.1763
2031 | 12 | 23 | 21 | 1067.236 | 17.236
2031 | 12 | 23 | 22 | 1050.3973 | 0.39728
2031 | 12 | 23 | 23 | 1034.7854 | 0
2031 | 12 | 24 | 0 | 1010.8014 | 0
2031 | 12 | 24 | 1 | 960.0239 | 0
2031 | 12 | 24 | 2 | 909.2465 | 0
2031 | 12 | 24 | 3 | 891.828 | 0
2031 | 12 | 24 | 4 | 886.5051 | 0
2031 | 12 | 24 | 5 | 892.756 | 0
2031 | 12 | 24 | 6 | 917.4924 | 0
2031 | 12 | 24 | 7 | 948.6145 | 0
2031 | 12 | 24 | 8 | 969.029 | 0
2031 | 12 | 24 | 9 | 981.2734 | 0
2031 | 12 | 24 | 10 | 999.6667 | 0
2031 | 12 | 24 | 11 | 1022.4143 | 0
2031 | 12 | 24 | 12 | 1035.55 | 0
2031 | 12 | 24 | 13 | 1035.0438 | 0
2031 | 12 | 24 | 14 | 1026.0295 | 0
2031 | 12 | 24 | 15 | 1022.5977 | 0
2031 | 12 | 24 | 16 | 1027.6627 | 0
2031 | 12 | 24 | 17 | 1052.1241 | 2.1241
2031 | 12 | 24 | 18 | 1086.1731 | 36.1731
2031 | 12 | 24 | 19 | 1054.0548 | 4.0548
2031 | 12 | 24 | 20 | 1021.3955 | 0
2031 | 12 | 24 | 21 | 1001.6881 | 0
2031 | 12 | 24 | 22 | 985.7375 | 0
2031 | 12 | 24 | 23 | 966.7675 | 0
2031 | 12 | 25 | 0 | 942.6715 | 0
2031 | 12 | 25 | 1 | 896.1889 | 0
2031 | 12 | 25 | 2 | 871.0122 | 0
2031 | 12 | 25 | 3 | 851.0301 | 0
2031 | 12 | 25 | 4 | 839.9779 | 0
2031 | 12 | 25 | 5 | 833.742 | 0
2031 | 12 | 25 | 6 | 833.7126 | 0
2031 | 12 | 25 | 7 | 834.8786 | 0
2031 | 12 | 25 | 8 | 842.7961 | 0
2031 | 12 | 25 | 9 | 854.8023 | 0
2031 | 12 | 25 | 10 | 877.2909 | 0
2031 | 12 | 25 | 11 | 904.4529 | 0
2031 | 12 | 25 | 12 | 924.1707 | 0
2031 | 12 | 25 | 13 | 931.6481 | 0
2031 | 12 | 25 | 14 | 927.5001 | 0
2031 | 12 | 25 | 15 | 925.5697 | 0
2031 | 12 | 25 | 16 | 932.2057 | 0
2031 | 12 | 25 | 17 | 956.6938 | 0
2031 | 12 | 25 | 18 | 987.4746 | 0
2031 | 12 | 25 | 19 | 963.7391 | 0
2031 | 12 | 25 | 20 | 944.0864 | 0
2031 | 12 | 25 | 21 | 929.2854 | 0
2031 | 12 | 25 | 22 | 918.4015 | 0
2031 | 12 | 25 | 23 | 898.8868 | 0
2031 | 12 | 26 | 0 | 879.2822 | 0
2031 | 12 | 26 | 1 | 872.191 | 0
2031 | 12 | 26 | 2 | 865.0998 | 0
2031 | 12 | 26 | 3 | 847.6069 | 0
2031 | 12 | 26 | 4 | 840.0207 | 0
2031 | 12 | 26 | 5 | 836.5434 | 0
2031 | 12 | 26 | 6 | 846.5153 | 0
2031 | 12 | 26 | 7 | 858.7228 | 0
2031 | 12 | 26 | 8 | 876.9651 | 0
2031 | 12 | 26 | 9 | 886.7134 | 0
2031 | 12 | 26 | 10 | 902.0399 | 0
2031 | 12 | 26 | 11 | 926.8995 | 0
2031 | 12 | 26 | 12 | 948.4092 | 0
2031 | 12 | 26 | 13 | 958.7501 | 0
2031 | 12 | 26 | 14 | 960.5407 | 0
2031 | 12 | 26 | 15 | 957.1497 | 0
2031 | 12 | 26 | 16 | 961.8959 | 0
2031 | 12 | 26 | 17 | 987.893 | 0
2031 | 12 | 26 | 18 | 1023.0152 | 0
2031 | 12 | 26 | 19 | 1010.1362 | 0
2031 | 12 | 26 | 20 | 995.9565 | 0
2031 | 12 | 26 | 21 | 983.2363 | 0
2031 | 12 | 26 | 22 | 965.3641 | 0
2031 | 12 | 26 | 23 | 949.145 | 0
2031 | 12 | 27 | 0 | 928.8934 | 0
2031 | 12 | 27 | 1 | 896.8244 | 0
2031 | 12 | 27 | 2 | 872.5937 | 0
2031 | 12 | 27 | 3 | 848.3631 | 0
2031 | 12 | 27 | 4 | 842.3978 | 0
2031 | 12 | 27 | 5 | 842.5719 | 0
2031 | 12 | 27 | 6 | 846.2304 | 0
2031 | 12 | 27 | 7 | 861.2307 | 0
2031 | 12 | 27 | 8 | 882.1512 | 0
2031 | 12 | 27 | 9 | 922.9827 | 0
2031 | 12 | 27 | 10 | 977.1304 | 0
2031 | 12 | 27 | 11 | 1009.4782 | 0
2031 | 12 | 27 | 12 | 1030.6712 | 0
2031 | 12 | 27 | 13 | 1033.8373 | 0
2031 | 12 | 27 | 14 | 1022.929 | 0
2031 | 12 | 27 | 15 | 1002.7603 | 0
2031 | 12 | 27 | 16 | 969.0734 | 0
2031 | 12 | 27 | 17 | 987.2115 | 0
2031 | 12 | 27 | 18 | 1046.9616 | 0
2031 | 12 | 27 | 19 | 1039.9965 | 0
2031 | 12 | 27 | 20 | 1024.456 | 0
2031 | 12 | 27 | 21 | 1008.2932 | 0
2031 | 12 | 27 | 22 | 994.3584 | 0
2031 | 12 | 27 | 23 | 986.8994 | 0
2031 | 12 | 28 | 0 | 1007.5729 | 0
2031 | 12 | 28 | 1 | 992.4712 | 0
2031 | 12 | 28 | 2 | 977.3695 | 0
2031 | 12 | 28 | 3 | 954.9239 | 0
2031 | 12 | 28 | 4 | 943.4106 | 0
2031 | 12 | 28 | 5 | 937.8922 | 0
2031 | 12 | 28 | 6 | 936.7557 | 0
2031 | 12 | 28 | 7 | 934.5372 | 0
2031 | 12 | 28 | 8 | 937.0098 | 0
2031 | 12 | 28 | 9 | 967.4897 | 0
2031 | 12 | 28 | 10 | 1010.9681 | 0
2031 | 12 | 28 | 11 | 1036.0455 | 0
2031 | 12 | 28 | 12 | 1054.1606 | 4.1606
2031 | 12 | 28 | 13 | 1054.0171 | 4.0171
2031 | 12 | 28 | 14 | 1045.6081 | 0
2031 | 12 | 28 | 15 | 1035.9376 | 0
2031 | 12 | 28 | 16 | 1035.3776 | 0
2031 | 12 | 28 | 17 | 1058.7063 | 8.7063
2031 | 12 | 28 | 18 | 1116.894 | 66.894
2031 | 12 | 28 | 19 | 1108.3652 | 58.3652
2031 | 12 | 28 | 20 | 1080.7918 | 30.7918
2031 | 12 | 28 | 21 | 1055.5447 | 5.5447
2031 | 12 | 28 | 22 | 1040.9846 | 0
2031 | 12 | 28 | 23 | 1030.3247 | 0
2031 | 12 | 29 | 0 | 1007.9794 | 0
2031 | 12 | 29 | 1 | 970.5471 | 0
2031 | 12 | 29 | 2 | 945.0165 | 0
2031 | 12 | 29 | 3 | 922.8899 | 0
2031 | 12 | 29 | 4 | 909.5387 | 0
2031 | 12 | 29 | 5 | 898.6544 | 0
2031 | 12 | 29 | 6 | 889.4318 | 0
2031 | 12 | 29 | 7 | 875.3778 | 0
2031 | 12 | 29 | 8 | 870.6024 | 0
2031 | 12 | 29 | 9 | 901.2804 | 0
2031 | 12 | 29 | 10 | 934.5946 | 0
2031 | 12 | 29 | 11 | 963.289 | 0
2031 | 12 | 29 | 12 | 989.6138 | 0
2031 | 12 | 29 | 13 | 994.9106 | 0
2031 | 12 | 29 | 14 | 992.6161 | 0
2031 | 12 | 29 | 15 | 993.9837 | 0
2031 | 12 | 29 | 16 | 1004.1433 | 0
2031 | 12 | 29 | 17 | 1035.0728 | 0
2031 | 12 | 29 | 18 | 1080.6881 | 30.6881
2031 | 12 | 29 | 19 | 1062.2555 | 12.2555
2031 | 12 | 29 | 20 | 1034.8671 | 0
2031 | 12 | 29 | 21 | 1008.1203 | 0
2031 | 12 | 29 | 22 | 998.3834 | 0
2031 | 12 | 29 | 23 | 984.8211 | 0
2031 | 12 | 30 | 0 | 965.6752 | 0
2031 | 12 | 30 | 1 | 901.5414 | 0
2031 | 12 | 30 | 2 | 837.4076 | 0
2031 | 12 | 30 | 3 | 822.9455 | 0
2031 | 12 | 30 | 4 | 818.5023 | 0
2031 | 12 | 30 | 5 | 824.8601 | 0
2031 | 12 | 30 | 6 | 854.1159 | 0
2031 | 12 | 30 | 7 | 892.6971 | 0
2031 | 12 | 30 | 8 | 919.4904 | 0
2031 | 12 | 30 | 9 | 937.6353 | 0
2031 | 12 | 30 | 10 | 967.4323 | 0
2031 | 12 | 30 | 11 | 990.4723 | 0
2031 | 12 | 30 | 12 | 1010.5642 | 0
2031 | 12 | 30 | 13 | 1017.9648 | 0
2031 | 12 | 30 | 14 | 1020.5568 | 0
2031 | 12 | 30 | 15 | 1021.5479 | 0
2031 | 12 | 30 | 16 | 1025.4616 | 0
2031 | 12 | 30 | 17 | 1043.3072 | 0
2031 | 12 | 30 | 18 | 1070.505 | 20.505
2031 | 12 | 30 | 19 | 1048.7845 | 0
2031 | 12 | 30 | 20 | 1015.8046 | 0
2031 | 12 | 30 | 21 | 986.629 | 0
2031 | 12 | 30 | 22 | 967.1921 | 0
2031 | 12 | 30 | 23 | 943.3593 | 0
2031 | 12 | 31 | 0 | 913.8479 | 0
2031 | 12 | 31 | 1 | 873.5289 | 0
2031 | 12 | 31 | 2 | 833.2099 | 0
2031 | 12 | 31 | 3 | 814.5073 | 0
2031 | 12 | 31 | 4 | 810.8151 | 0
2031 | 12 | 31 | 5 | 818.0669 | 0
2031 | 12 | 31 | 6 | 852.2748 | 0
2031 | 12 | 31 | 7 | 897.4004 | 0
2031 | 12 | 31 | 8 | 925.5407 | 0
2031 | 12 | 31 | 9 | 941.3761 | 0
2031 | 12 | 31 | 10 | 964.6954 | 0
2031 | 12 | 31 | 11 | 987.8168 | 0
2031 | 12 | 31 | 12 | 1009.5609 | 0
2031 | 12 | 31 | 13 | 1018.2953 | 0
2031 | 12 | 31 | 14 | 1021.3517 | 0
2031 | 12 | 31 | 15 | 1018.1756 | 0
2031 | 12 | 31 | 16 | 1019.5914 | 0
2031 | 12 | 31 | 17 | 1037.1103 | 0
2031 | 12 | 31 | 18 | 1071.2594 | 21.2594
2031 | 12 | 31 | 19 | 1049.517 | 0
2031 | 12 | 31 | 20 | 1016.221 | 0
2031 | 12 | 31 | 21 | 982.1169 | 0
2031 | 12 | 31 | 22 | 954.8016 | 0
2031 | 12 | 31 | 23 | 934.2014 | 0
2032 | 1 | 1 | 0 | 910.2781 | 0
2032 | 1 | 1 | 1 | 907.2517 | 0
2032 | 1 | 1 | 2 | 914.45 | 0
2032 | 1 | 1 | 3 | 896.1963 | 0
2032 | 1 | 1 | 4 | 888.6683 | 0
2032 | 1 | 1 | 5 | 886.9055 | 0
2032 | 1 | 1 | 6 | 902.5667 | 0
2032 | 1 | 1 | 7 | 922.8552 | 0
2032 | 1 | 1 | 8 | 929.0887 | 0
2032 | 1 | 1 | 9 | 928.8241 | 0
2032 | 1 | 1 | 10 | 944.7889 | 0
2032 | 1 | 1 | 11 | 971.0562 | 0
2032 | 1 | 1 | 12 | 999.5434 | 0
2032 | 1 | 1 | 13 | 1016.8489 | 0
2032 | 1 | 1 | 14 | 1023.3631 | 0
2032 | 1 | 1 | 15 | 1025.3322 | 0
2032 | 1 | 1 | 16 | 1021.8388 | 0
2032 | 1 | 1 | 17 | 1046.3266 | 0
2032 | 1 | 1 | 18 | 1095.1077 | 45.1077
2032 | 1 | 1 | 19 | 1083.2949 | 33.2949
2032 | 1 | 1 | 20 | 1062.5898 | 12.5898
2032 | 1 | 1 | 21 | 1039.2434 | 0
2032 | 1 | 1 | 22 | 1026.1971 | 0
2032 | 1 | 1 | 23 | 1017.2305 | 0
2032 | 1 | 2 | 0 | 989.2552 | 0
2032 | 1 | 2 | 1 | 1005.6625 | 0
2032 | 1 | 2 | 2 | 1022.0697 | 0
2032 | 1 | 2 | 3 | 999.8113 | 0
2032 | 1 | 2 | 4 | 996.4743 | 0
2032 | 1 | 2 | 5 | 1001.0566 | 0
2032 | 1 | 2 | 6 | 1028.1848 | 0
2032 | 1 | 2 | 7 | 1069.8349 | 19.8349
2032 | 1 | 2 | 8 | 1102.6979 | 52.6979
2032 | 1 | 2 | 9 | 1114.0996 | 64.0996
2032 | 1 | 2 | 10 | 1136.362 | 86.362
2032 | 1 | 2 | 11 | 1153.4872 | 103.4872
2032 | 1 | 2 | 12 | 1172.6646 | 122.6646
2032 | 1 | 2 | 13 | 1180.1893 | 130.1893
2032 | 1 | 2 | 14 | 1180.8642 | 130.8642
2032 | 1 | 2 | 15 | 1177.0289 | 127.0289
2032 | 1 | 2 | 16 | 1173.3473 | 123.3473
2032 | 1 | 2 | 17 | 1177.4542 | 127.4542
2032 | 1 | 2 | 18 | 1216.2129 | 166.2129
2032 | 1 | 2 | 19 | 1196.7797 | 146.7797
2032 | 1 | 2 | 20 | 1162.1589 | 112.1589
2032 | 1 | 2 | 21 | 1146.6265 | 96.6265
2032 | 1 | 2 | 22 | 1131.0072 | 81.0072
2032 | 1 | 2 | 23 | 1109.638 | 59.638
2032 | 1 | 3 | 0 | 1074.2841 | 24.2841
2032 | 1 | 3 | 1 | 1006.9504 | 0
2032 | 1 | 3 | 2 | 978.1017 | 0
2032 | 1 | 3 | 3 | 957.573 | 0
2032 | 1 | 3 | 4 | 952.6691 | 0
2032 | 1 | 3 | 5 | 951.0513 | 0
2032 | 1 | 3 | 6 | 962.5161 | 0
2032 | 1 | 3 | 7 | 983.6863 | 0
2032 | 1 | 3 | 8 | 1008.01 | 0
2032 | 1 | 3 | 9 | 1029.6816 | 0
2032 | 1 | 3 | 10 | 1057.2039 | 7.2039
2032 | 1 | 3 | 11 | 1081.3792 | 31.3792
2032 | 1 | 3 | 12 | 1098.1851 | 48.1851
2032 | 1 | 3 | 13 | 1092.4175 | 42.4175
2032 | 1 | 3 | 14 | 1080.2612 | 30.2612
2032 | 1 | 3 | 15 | 1077.8611 | 27.8611
2032 | 1 | 3 | 16 | 1087.9973 | 37.9973
2032 | 1 | 3 | 17 | 1117.807 | 67.807
2032 | 1 | 3 | 18 | 1147.6166 | 97.6166
2032 | 1 | 3 | 19 | 1141.0566 | 91.0566
2032 | 1 | 3 | 20 | 1111.012 | 61.012
2032 | 1 | 3 | 21 | 1101.7567 | 51.7567
2032 | 1 | 3 | 22 | 1091.6235 | 41.6235
2032 | 1 | 3 | 23 | 1072.6752 | 22.6752
2032 | 1 | 4 | 0 | 1038.8978 | 0
2032 | 1 | 4 | 1 | 998.1844 | 0
2032 | 1 | 4 | 2 | 971.9886 | 0
2032 | 1 | 4 | 3 | 950.0766 | 0
2032 | 1 | 4 | 4 | 942.4028 | 0
2032 | 1 | 4 | 5 | 940.8811 | 0
2032 | 1 | 4 | 6 | 948.001 | 0
2032 | 1 | 4 | 7 | 957.2176 | 0
2032 | 1 | 4 | 8 | 968.0173 | 0
2032 | 1 | 4 | 9 | 986.4577 | 0
2032 | 1 | 4 | 10 | 1018.3974 | 0
2032 | 1 | 4 | 11 | 1045.5094 | 0
2032 | 1 | 4 | 12 | 1072.6214 | 22.6214
2032 | 1 | 4 | 13 | 1082.2692 | 32.2692
2032 | 1 | 4 | 14 | 1091.9171 | 41.9171
2032 | 1 | 4 | 15 | 1087.2972 | 37.2972
2032 | 1 | 4 | 16 | 1102.6117 | 52.6117
2032 | 1 | 4 | 17 | 1117.9261 | 67.9261
2032 | 1 | 4 | 18 | 1158.4669 | 108.4669
2032 | 1 | 4 | 19 | 1158.4526 | 108.4526
2032 | 1 | 4 | 20 | 1135.6997 | 85.6997
2032 | 1 | 4 | 21 | 1110.0515 | 60.0515
2032 | 1 | 4 | 22 | 1084.0238 | 34.0238
2032 | 1 | 4 | 23 | 1064.978 | 14.978
2032 | 1 | 5 | 0 | 1036.7041 | 0
2032 | 1 | 5 | 1 | 1008.4303 | 0
2032 | 1 | 5 | 2 | 980.6996 | 0
2032 | 1 | 5 | 3 | 970.5453 | 0
2032 | 1 | 5 | 4 | 972.3453 | 0
2032 | 1 | 5 | 5 | 985.7814 | 0
2032 | 1 | 5 | 6 | 1025.9833 | 0
2032 | 1 | 5 | 7 | 1095.2332 | 45.2332
2032 | 1 | 5 | 8 | 1163.895 | 113.895
2032 | 1 | 5 | 9 | 1181.4034 | 131.4034
2032 | 1 | 5 | 10 | 1189.7919 | 139.7919
2032 | 1 | 5 | 11 | 1199.4689 | 149.4689
2032 | 1 | 5 | 12 | 1209.146 | 159.146
2032 | 1 | 5 | 13 | 1210.9102 | 160.9102
2032 | 1 | 5 | 14 | 1212.6744 | 162.6744
2032 | 1 | 5 | 15 | 1206.0089 | 156.0089
2032 | 1 | 5 | 16 | 1208.4387 | 158.4387
2032 | 1 | 5 | 17 | 1210.8686 | 160.8686
2032 | 1 | 5 | 18 | 1248.4397 | 198.4397
2032 | 1 | 5 | 19 | 1237.1492 | 187.1492
2032 | 1 | 5 | 20 | 1206.0315 | 156.0315
2032 | 1 | 5 | 21 | 1169.4282 | 119.4282
2032 | 1 | 5 | 22 | 1126.9052 | 76.9052
2032 | 1 | 5 | 23 | 1092.7044 | 42.7044
2032 | 1 | 6 | 0 | 1051.8857 | 1.8857
2032 | 1 | 6 | 1 | 1008.9416 | 0
2032 | 1 | 6 | 2 | 983.0797 | 0
2032 | 1 | 6 | 3 | 963.095 | 0
2032 | 1 | 6 | 4 | 960.623 | 0
2032 | 1 | 6 | 5 | 972.6542 | 0
2032 | 1 | 6 | 6 | 1008.4038 | 0
2032 | 1 | 6 | 7 | 1066.286 | 16.286
2032 | 1 | 6 | 8 | 1116.612 | 66.612
2032 | 1 | 6 | 9 | 1130.6688 | 80.6688
2032 | 1 | 6 | 10 | 1150.0092 | 100.0092
2032 | 1 | 6 | 11 | 1177.9723 | 127.9723
2032 | 1 | 6 | 12 | 1193.2558 | 143.2558
2032 | 1 | 6 | 13 | 1197.8904 | 147.8904
2032 | 1 | 6 | 14 | 1196.2276 | 146.2276
2032 | 1 | 6 | 15 | 1181.4939 | 131.4939
2032 | 1 | 6 | 16 | 1155.6579 | 105.6579
2032 | 1 | 6 | 17 | 1168.6565 | 118.6565
2032 | 1 | 6 | 18 | 1218.1317 | 168.1317
2032 | 1 | 6 | 19 | 1207.0082 | 157.0082
2032 | 1 | 6 | 20 | 1190.939 | 140.939
2032 | 1 | 6 | 21 | 1153.779 | 103.779
2032 | 1 | 6 | 22 | 1126.5804 | 76.5804
2032 | 1 | 6 | 23 | 1091.1368 | 41.1368
2032 | 1 | 7 | 0 | 1045.1708 | 0
2032 | 1 | 7 | 1 | 1060.4758 | 10.4758
2032 | 1 | 7 | 2 | 1038.188 | 0
2032 | 1 | 7 | 3 | 1021.7907 | 0
2032 | 1 | 7 | 4 | 1023.7084 | 0
2032 | 1 | 7 | 5 | 1034.6193 | 0
2032 | 1 | 7 | 6 | 1067.0791 | 17.0791
2032 | 1 | 7 | 7 | 1110.6596 | 60.6596
2032 | 1 | 7 | 8 | 1143.9095 | 93.9095
2032 | 1 | 7 | 9 | 1148.8584 | 98.8584
2032 | 1 | 7 | 10 | 1163.4833 | 113.4833
2032 | 1 | 7 | 11 | 1179.1058 | 129.1058
2032 | 1 | 7 | 12 | 1202.4929 | 152.4929
2032 | 1 | 7 | 13 | 1207.7126 | 157.7126
2032 | 1 | 7 | 14 | 1208.6125 | 158.6125
2032 | 1 | 7 | 15 | 1211.6721 | 161.6721
2032 | 1 | 7 | 16 | 1220.8932 | 170.8932
2032 | 1 | 7 | 17 | 1238.076 | 188.076
2032 | 1 | 7 | 18 | 1280.2408 | 230.2408
2032 | 1 | 7 | 19 | 1257.3493 | 207.3493
2032 | 1 | 7 | 20 | 1230.8621 | 180.8621
2032 | 1 | 7 | 21 | 1191.4658 | 141.4658
2032 | 1 | 7 | 22 | 1173.7299 | 123.7299
2032 | 1 | 7 | 23 | 1142.0758 | 92.0758
2032 | 1 | 8 | 0 | 1102.8725 | 52.8725
2032 | 1 | 8 | 1 | 1088.6625 | 38.6625
2032 | 1 | 8 | 2 | 1074.4524 | 24.4524
2032 | 1 | 8 | 3 | 1054.6193 | 4.6193
2032 | 1 | 8 | 4 | 1049.2598 | 0
2032 | 1 | 8 | 5 | 1053.5908 | 3.5908
2032 | 1 | 8 | 6 | 1076.4534 | 26.4534
2032 | 1 | 8 | 7 | 1112.8535 | 62.8535
2032 | 1 | 8 | 8 | 1143.144 | 93.144
2032 | 1 | 8 | 9 | 1158.6032 | 108.6032
2032 | 1 | 8 | 10 | 1175.6859 | 125.6859
2032 | 1 | 8 | 11 | 1190.8001 | 140.8001
2032 | 1 | 8 | 12 | 1208.809 | 158.809
2032 | 1 | 8 | 13 | 1209.1673 | 159.1673
2032 | 1 | 8 | 14 | 1205.7414 | 155.7414
2032 | 1 | 8 | 15 | 1205.2086 | 155.2086
2032 | 1 | 8 | 16 | 1223.4501 | 173.4501
2032 | 1 | 8 | 17 | 1243.0991 | 193.0991
2032 | 1 | 8 | 18 | 1268.4784 | 218.4784
2032 | 1 | 8 | 19 | 1254.4261 | 204.4261
2032 | 1 | 8 | 20 | 1225.4658 | 175.4658
2032 | 1 | 8 | 21 | 1192.4899 | 142.4899
2032 | 1 | 8 | 22 | 1172.2387 | 122.2387
2032 | 1 | 8 | 23 | 1155.8531 | 105.8531
2032 | 1 | 9 | 0 | 1127.2674 | 77.2674
2032 | 1 | 9 | 1 | 1096.1804 | 46.1804
2032 | 1 | 9 | 2 | 1071.5275 | 21.5275
2032 | 1 | 9 | 3 | 1046.8745 | 0
2032 | 1 | 9 | 4 | 1047.174 | 0
2032 | 1 | 9 | 5 | 1054.2688 | 4.2688
2032 | 1 | 9 | 6 | 1087.7067 | 37.7067
2032 | 1 | 9 | 7 | 1139.5407 | 89.5407
2032 | 1 | 9 | 8 | 1182.8209 | 132.8209
2032 | 1 | 9 | 9 | 1203.9047 | 153.9047
2032 | 1 | 9 | 10 | 1218.3424 | 168.3424
2032 | 1 | 9 | 11 | 1227.5139 | 177.5139
2032 | 1 | 9 | 12 | 1236.6854 | 186.6854
2032 | 1 | 9 | 13 | 1245.5404 | 195.5404
2032 | 1 | 9 | 14 | 1246.0232 | 196.0232
2032 | 1 | 9 | 15 | 1238.8468 | 188.8468
2032 | 1 | 9 | 16 | 1229.2853 | 179.2853
2032 | 1 | 9 | 17 | 1227.277 | 177.277
2032 | 1 | 9 | 18 | 1264.7767 | 214.7767
2032 | 1 | 9 | 19 | 1254.9702 | 204.9702
2032 | 1 | 9 | 20 | 1226.99 | 176.99
2032 | 1 | 9 | 21 | 1213.531 | 163.531
2032 | 1 | 9 | 22 | 1195.8515 | 145.8515
2032 | 1 | 9 | 23 | 1174.5652 | 124.5652
2032 | 1 | 10 | 0 | 1145.0321 | 95.0321
2032 | 1 | 10 | 1 | 1072.7924 | 22.7924
2032 | 1 | 10 | 2 | 1000.5527 | 0
2032 | 1 | 10 | 3 | 980.158 | 0
2032 | 1 | 10 | 4 | 971.1759 | 0
2032 | 1 | 10 | 5 | 964.6917 | 0
2032 | 1 | 10 | 6 | 967.1706 | 0
2032 | 1 | 10 | 7 | 979.0078 | 0
2032 | 1 | 10 | 8 | 1003.0232 | 0
2032 | 1 | 10 | 9 | 1020.4274 | 0
2032 | 1 | 10 | 10 | 1043.9648 | 0
2032 | 1 | 10 | 11 | 1065.2395 | 15.2395
2032 | 1 | 10 | 12 | 1080.1017 | 30.1017
2032 | 1 | 10 | 13 | 1072.1963 | 22.1963
2032 | 1 | 10 | 14 | 1059.2502 | 9.2502
2032 | 1 | 10 | 15 | 1054.9938 | 4.9938
2032 | 1 | 10 | 16 | 1070.4263 | 20.4263
2032 | 1 | 10 | 17 | 1085.8588 | 35.8588
2032 | 1 | 10 | 18 | 1113.8673 | 63.8673
2032 | 1 | 10 | 19 | 1102.1136 | 52.1136
2032 | 1 | 10 | 20 | 1068.3059 | 18.3059
2032 | 1 | 10 | 21 | 1059.7697 | 9.7697
2032 | 1 | 10 | 22 | 1051.4523 | 1.4523
2032 | 1 | 10 | 23 | 1038.4493 | 0
2032 | 1 | 11 | 0 | 1012.3313 | 0
2032 | 1 | 11 | 1 | 991.2866 | 0
2032 | 1 | 11 | 2 | 970.0657 | 0
2032 | 1 | 11 | 3 | 952.9817 | 0
2032 | 1 | 11 | 4 | 944.8085 | 0
2032 | 1 | 11 | 5 | 941.981 | 0
2032 | 1 | 11 | 6 | 947.2722 | 0
2032 | 1 | 11 | 7 | 953.8791 | 0
2032 | 1 | 11 | 8 | 970.7748 | 0
2032 | 1 | 11 | 9 | 992.027 | 0
2032 | 1 | 11 | 10 | 1016.4177 | 0
2032 | 1 | 11 | 11 | 1032.5296 | 0
2032 | 1 | 11 | 12 | 1057.6228 | 7.6228
2032 | 1 | 11 | 13 | 1057.1163 | 7.1163
2032 | 1 | 11 | 14 | 1049.3726 | 0
2032 | 1 | 11 | 15 | 1049.979 | 0
2032 | 1 | 11 | 16 | 1068.6632 | 18.6632
2032 | 1 | 11 | 17 | 1104.9192 | 54.9192
2032 | 1 | 11 | 18 | 1141.1753 | 91.1753
2032 | 1 | 11 | 19 | 1144.6508 | 94.6508
2032 | 1 | 11 | 20 | 1118.0347 | 68.0347
2032 | 1 | 11 | 21 | 1088.4588 | 38.4588
2032 | 1 | 11 | 22 | 1074.4604 | 24.4604
2032 | 1 | 11 | 23 | 1064.955 | 14.955
2032 | 1 | 12 | 0 | 1062.7112 | 12.7112
2032 | 1 | 12 | 1 | 1060.4673 | 10.4673
2032 | 1 | 12 | 2 | 1080.4879 | 30.4879
2032 | 1 | 12 | 3 | 1067.2586 | 17.2586
2032 | 1 | 12 | 4 | 1069.0195 | 19.0195
2032 | 1 | 12 | 5 | 1077.5839 | 27.5839
2032 | 1 | 12 | 6 | 1109.1367 | 59.1367
2032 | 1 | 12 | 7 | 1157.9119 | 107.9119
2032 | 1 | 12 | 8 | 1207.709 | 157.709
2032 | 1 | 12 | 9 | 1229.6757 | 179.6757
2032 | 1 | 12 | 10 | 1249.3001 | 199.3001
2032 | 1 | 12 | 11 | 1262.737 | 212.737
2032 | 1 | 12 | 12 | 1278.2197 | 228.2197
2032 | 1 | 12 | 13 | 1265.8459 | 215.8459
2032 | 1 | 12 | 14 | 1256.1969 | 206.1969
2032 | 1 | 12 | 15 | 1254.0255 | 204.0255
2032 | 1 | 12 | 16 | 1260.6701 | 210.6701
2032 | 1 | 12 | 17 | 1275.3652 | 225.3652
2032 | 1 | 12 | 18 | 1317.5248 | 267.5248
2032 | 1 | 12 | 19 | 1320.3301 | 270.3301
2032 | 1 | 12 | 20 | 1295.8113 | 245.8113
2032 | 1 | 12 | 21 | 1274.9212 | 224.9212
2032 | 1 | 12 | 22 | 1256.7664 | 206.7664
2032 | 1 | 12 | 23 | 1228.6724 | 178.6724
2032 | 1 | 13 | 0 | 1186.286 | 136.286
2032 | 1 | 13 | 1 | 1113.0684 | 63.0684
2032 | 1 | 13 | 2 | 1091.5948 | 41.5948
2032 | 1 | 13 | 3 | 1074.0445 | 24.0445
2032 | 1 | 13 | 4 | 1074.597 | 24.597
2032 | 1 | 13 | 5 | 1080.7957 | 30.7957
2032 | 1 | 13 | 6 | 1104.5769 | 54.5769
2032 | 1 | 13 | 7 | 1161.1435 | 111.1435
2032 | 1 | 13 | 8 | 1212.6559 | 162.6559
2032 | 1 | 13 | 9 | 1236.8977 | 186.8977
2032 | 1 | 13 | 10 | 1255.4277 | 205.4277
2032 | 1 | 13 | 11 | 1278.1385 | 228.1385
2032 | 1 | 13 | 12 | 1300.8493 | 250.8493
2032 | 1 | 13 | 13 | 1314.5494 | 264.5494
2032 | 1 | 13 | 14 | 1311.4321 | 261.4321
2032 | 1 | 13 | 15 | 1296.0857 | 246.0857
2032 | 1 | 13 | 16 | 1261.1555 | 211.1555
2032 | 1 | 13 | 17 | 1265.4167 | 215.4167
2032 | 1 | 13 | 18 | 1306.1623 | 256.1623
2032 | 1 | 13 | 19 | 1307.7497 | 257.7497
2032 | 1 | 13 | 20 | 1291.6512 | 241.6512
2032 | 1 | 13 | 21 | 1274.802 | 224.802
2032 | 1 | 13 | 22 | 1258.6976 | 208.6976
2032 | 1 | 13 | 23 | 1223.4947 | 173.4947
2032 | 1 | 14 | 0 | 1175.4759 | 125.4759
2032 | 1 | 14 | 1 | 1149.5644 | 99.5644
2032 | 1 | 14 | 2 | 1122.3378 | 72.3378
2032 | 1 | 14 | 3 | 1101.5506 | 51.5506
2032 | 1 | 14 | 4 | 1096.884 | 46.884
2032 | 1 | 14 | 5 | 1101.2549 | 51.2549
2032 | 1 | 14 | 6 | 1124.338 | 74.338
2032 | 1 | 14 | 7 | 1162.1234 | 112.1234
2032 | 1 | 14 | 8 | 1193.2677 | 143.2677
2032 | 1 | 14 | 9 | 1213.9021 | 163.9021
2032 | 1 | 14 | 10 | 1227.8234 | 177.8234
2032 | 1 | 14 | 11 | 1252.2293 | 202.2293
2032 | 1 | 14 | 12 | 1275.6746 | 225.6746
2032 | 1 | 14 | 13 | 1283.2531 | 233.2531
2032 | 1 | 14 | 14 | 1283.4165 | 233.4165
2032 | 1 | 14 | 15 | 1275.1126 | 225.1126
2032 | 1 | 14 | 16 | 1273.5526 | 223.5526
2032 | 1 | 14 | 17 | 1279.0182 | 229.0182
2032 | 1 | 14 | 18 | 1311.0267 | 261.0267
2032 | 1 | 14 | 19 | 1305.3725 | 255.3725
2032 | 1 | 14 | 20 | 1281.8639 | 231.8639
2032 | 1 | 14 | 21 | 1262.1511 | 212.1511
2032 | 1 | 14 | 22 | 1245.8677 | 195.8677
2032 | 1 | 14 | 23 | 1212.2866 | 162.2866
2032 | 1 | 15 | 0 | 1167.72 | 117.72
2032 | 1 | 15 | 1 | 1135.3336 | 85.3336
2032 | 1 | 15 | 2 | 1106.8051 | 56.8051
2032 | 1 | 15 | 3 | 1087.7158 | 37.7158
2032 | 1 | 15 | 4 | 1081.8491 | 31.8491
2032 | 1 | 15 | 5 | 1088.5397 | 38.5397
2032 | 1 | 15 | 6 | 1120.6008 | 70.6008
2032 | 1 | 15 | 7 | 1170.753 | 120.753
2032 | 1 | 15 | 8 | 1219.4278 | 169.4278
2032 | 1 | 15 | 9 | 1239.0058 | 189.0058
2032 | 1 | 15 | 10 | 1252.6146 | 202.6146
2032 | 1 | 15 | 11 | 1263.3597 | 213.3597
2032 | 1 | 15 | 12 | 1276.7573 | 226.7573
2032 | 1 | 15 | 13 | 1274.3726 | 224.3726
2032 | 1 | 15 | 14 | 1266.0764 | 216.0764
2032 | 1 | 15 | 15 | 1264.8059 | 214.8059
2032 | 1 | 15 | 16 | 1265.6201 | 215.6201
2032 | 1 | 15 | 17 | 1276.6477 | 226.6477
2032 | 1 | 15 | 18 | 1305.6575 | 255.6575
2032 | 1 | 15 | 19 | 1311.5894 | 261.5894
2032 | 1 | 15 | 20 | 1291.3767 | 241.3767
2032 | 1 | 15 | 21 | 1263.5674 | 213.5674
2032 | 1 | 15 | 22 | 1241.2343 | 191.2343
2032 | 1 | 15 | 23 | 1211.9994 | 161.9994
2032 | 1 | 16 | 0 | 1166.1871 | 116.1871
2032 | 1 | 16 | 1 | 1151.6105 | 101.6105
2032 | 1 | 16 | 2 | 1120.9746 | 70.9746
2032 | 1 | 16 | 3 | 1100.2081 | 50.2081
2032 | 1 | 16 | 4 | 1092.6257 | 42.6257
2032 | 1 | 16 | 5 | 1097.7212 | 47.7212
2032 | 1 | 16 | 6 | 1123.6157 | 73.6157
2032 | 1 | 16 | 7 | 1174.4781 | 124.4781
2032 | 1 | 16 | 8 | 1219.3273 | 169.3273
2032 | 1 | 16 | 9 | 1243.5935 | 193.5935
2032 | 1 | 16 | 10 | 1258.5655 | 208.5655
2032 | 1 | 16 | 11 | 1267.9266 | 217.9266
2032 | 1 | 16 | 12 | 1279.8058 | 229.8058
2032 | 1 | 16 | 13 | 1275.1266 | 225.1266
2032 | 1 | 16 | 14 | 1268.9092 | 218.9092
2032 | 1 | 16 | 15 | 1262.5314 | 212.5314
2032 | 1 | 16 | 16 | 1266.7676 | 216.7676
2032 | 1 | 16 | 17 | 1275.6036 | 225.6036
2032 | 1 | 16 | 18 | 1284.4396 | 234.4396
2032 | 1 | 16 | 19 | 1297.8754 | 247.8754
2032 | 1 | 16 | 20 | 1272.1684 | 222.1684
2032 | 1 | 16 | 21 | 1254.1999 | 204.1999
2032 | 1 | 16 | 22 | 1234.0929 | 184.0929
2032 | 1 | 16 | 23 | 1204.1557 | 154.1557
2032 | 1 | 17 | 0 | 1161.5525 | 111.5525
2032 | 1 | 17 | 1 | 1090.2118 | 40.2118
2032 | 1 | 17 | 2 | 1018.8712 | 0
2032 | 1 | 17 | 3 | 994.267 | 0
2032 | 1 | 17 | 4 | 985.1276 | 0
2032 | 1 | 17 | 5 | 978.5832 | 0
2032 | 1 | 17 | 6 | 982.1182 | 0
2032 | 1 | 17 | 7 | 996.6027 | 0
2032 | 1 | 17 | 8 | 1016.2805 | 0
2032 | 1 | 17 | 9 | 1039.6929 | 0
2032 | 1 | 17 | 10 | 1075.4722 | 25.4722
2032 | 1 | 17 | 11 | 1102.0006 | 52.0006
2032 | 1 | 17 | 12 | 1113.4366 | 63.4366
2032 | 1 | 17 | 13 | 1124.8726 | 74.8726
2032 | 1 | 17 | 14 | 1125.1903 | 75.1903
2032 | 1 | 17 | 15 | 1117.6472 | 67.6472
2032 | 1 | 17 | 16 | 1102.9446 | 52.9446
2032 | 1 | 17 | 17 | 1117.4385 | 67.4385
2032 | 1 | 17 | 18 | 1154.1174 | 104.1174
2032 | 1 | 17 | 19 | 1152.6155 | 102.6155
2032 | 1 | 17 | 20 | 1119.9454 | 69.9454
2032 | 1 | 17 | 21 | 1103.7521 | 53.7521
2032 | 1 | 17 | 22 | 1092.6597 | 42.6597
2032 | 1 | 17 | 23 | 1077.5342 | 27.5342
2032 | 1 | 18 | 0 | 1049.4965 | 0
2032 | 1 | 18 | 1 | 980.1004 | 0
2032 | 1 | 18 | 2 | 954.0859 | 0
2032 | 1 | 18 | 3 | 930.7149 | 0
2032 | 1 | 18 | 4 | 920.4188 | 0
2032 | 1 | 18 | 5 | 915.7557 | 0
2032 | 1 | 18 | 6 | 923.6386 | 0
2032 | 1 | 18 | 7 | 933.9588 | 0
2032 | 1 | 18 | 8 | 944.1667 | 0
2032 | 1 | 18 | 9 | 970.2279 | 0
2032 | 1 | 18 | 10 | 1004.8829 | 0
2032 | 1 | 18 | 11 | 1033.7916 | 0
2032 | 1 | 18 | 12 | 1061.6114 | 11.6114
2032 | 1 | 18 | 13 | 1075.0912 | 25.0912
2032 | 1 | 18 | 14 | 1087.4821 | 37.4821
2032 | 1 | 18 | 15 | 1080.8955 | 30.8955
2032 | 1 | 18 | 16 | 1088.605 | 38.605
2032 | 1 | 18 | 17 | 1115.7528 | 65.7528
2032 | 1 | 18 | 18 | 1142.9006 | 92.9006
2032 | 1 | 18 | 19 | 1153.5906 | 103.5906
2032 | 1 | 18 | 20 | 1131.8237 | 81.8237
2032 | 1 | 18 | 21 | 1108.3132 | 58.3132
2032 | 1 | 18 | 22 | 1084.2396 | 34.2396
2032 | 1 | 18 | 23 | 1064.6868 | 14.6868
2032 | 1 | 19 | 0 | 1061.2157 | 11.2157
2032 | 1 | 19 | 1 | 1057.7447 | 7.7447
2032 | 1 | 19 | 2 | 1085.8228 | 35.8228
2032 | 1 | 19 | 3 | 1068.192 | 18.192
2032 | 1 | 19 | 4 | 1064.273 | 14.273
2032 | 1 | 19 | 5 | 1071.9967 | 21.9967
2032 | 1 | 19 | 6 | 1100.0511 | 50.0511
2032 | 1 | 19 | 7 | 1146.2041 | 96.2041
2032 | 1 | 19 | 8 | 1190.6656 | 140.6656
2032 | 1 | 19 | 9 | 1215.0436 | 165.0436
2032 | 1 | 19 | 10 | 1239.3288 | 189.3288
2032 | 1 | 19 | 11 | 1258.7073 | 208.7073
2032 | 1 | 19 | 12 | 1278.0858 | 228.0858
2032 | 1 | 19 | 13 | 1285.1883 | 235.1883
2032 | 1 | 19 | 14 | 1292.2908 | 242.2908
2032 | 1 | 19 | 15 | 1284.1125 | 234.1125
2032 | 1 | 19 | 16 | 1282.1757 | 232.1757
2032 | 1 | 19 | 17 | 1280.2389 | 230.2389
2032 | 1 | 19 | 18 | 1309.7246 | 259.7246
2032 | 1 | 19 | 19 | 1314.6594 | 264.6594
2032 | 1 | 19 | 20 | 1292.4687 | 242.4687
2032 | 1 | 19 | 21 | 1264.1136 | 214.1136
2032 | 1 | 19 | 22 | 1242.993 | 192.993
2032 | 1 | 19 | 23 | 1217.2813 | 167.2813
2032 | 1 | 20 | 0 | 1173.1593 | 123.1593
2032 | 1 | 20 | 1 | 1098.1571 | 48.1571
2032 | 1 | 20 | 2 | 1070.4542 | 20.4542
2032 | 1 | 20 | 3 | 1049.4819 | 0
2032 | 1 | 20 | 4 | 1044.5129 | 0
2032 | 1 | 20 | 5 | 1049.0414 | 0
2032 | 1 | 20 | 6 | 1071.6968 | 21.6968
2032 | 1 | 20 | 7 | 1118.119 | 68.119
2032 | 1 | 20 | 8 | 1168.346 | 118.346
2032 | 1 | 20 | 9 | 1193.4499 | 143.4499
2032 | 1 | 20 | 10 | 1215.823 | 165.823
2032 | 1 | 20 | 11 | 1235.9608 | 185.9608
2032 | 1 | 20 | 12 | 1256.0987 | 206.0987
2032 | 1 | 20 | 13 | 1256.8182 | 206.8182
2032 | 1 | 20 | 14 | 1257.5376 | 207.5376
2032 | 1 | 20 | 15 | 1249.1492 | 199.1492
2032 | 1 | 20 | 16 | 1243.621 | 193.621
2032 | 1 | 20 | 17 | 1238.0929 | 188.0929
2032 | 1 | 20 | 18 | 1253.5402 | 203.5402
2032 | 1 | 20 | 19 | 1268.9875 | 218.9875
2032 | 1 | 20 | 20 | 1243.7471 | 193.7471
2032 | 1 | 20 | 21 | 1214.1315 | 164.1315
2032 | 1 | 20 | 22 | 1195.7321 | 145.7321
2032 | 1 | 20 | 23 | 1161.3074 | 111.3074
2032 | 1 | 21 | 0 | 1117.0369 | 67.0369
2032 | 1 | 21 | 1 | 1107.4631 | 57.4631
2032 | 1 | 21 | 2 | 1083.382 | 33.382
2032 | 1 | 21 | 3 | 1066.5483 | 16.5483
2032 | 1 | 21 | 4 | 1064.9355 | 14.9355
2032 | 1 | 21 | 5 | 1067.6265 | 17.6265
2032 | 1 | 21 | 6 | 1087.1777 | 37.1777
2032 | 1 | 21 | 7 | 1121.0961 | 71.0961
2032 | 1 | 21 | 8 | 1170.5458 | 120.5458
2032 | 1 | 21 | 9 | 1193.9688 | 143.9688
2032 | 1 | 21 | 10 | 1204.5654 | 154.5654
2032 | 1 | 21 | 11 | 1221.6625 | 171.6625
2032 | 1 | 21 | 12 | 1239.4988 | 189.4988
2032 | 1 | 21 | 13 | 1239.1617 | 189.1617
2032 | 1 | 21 | 14 | 1239.5054 | 189.5054
2032 | 1 | 21 | 15 | 1240.9567 | 190.9567
2032 | 1 | 21 | 16 | 1251.1806 | 201.1806
2032 | 1 | 21 | 17 | 1266.49 | 216.49
2032 | 1 | 21 | 18 | 1287.5902 | 237.5902
2032 | 1 | 21 | 19 | 1308.6903 | 258.6903
2032 | 1 | 21 | 20 | 1285.9912 | 235.9912
2032 | 1 | 21 | 21 | 1248.6394 | 198.6394
2032 | 1 | 21 | 22 | 1237.5729 | 187.5729
2032 | 1 | 21 | 23 | 1213.1509 | 163.1509
2032 | 1 | 22 | 0 | 1177.429 | 127.429
2032 | 1 | 22 | 1 | 1165.7764 | 115.7764
2032 | 1 | 22 | 2 | 1138.3957 | 88.3957
2032 | 1 | 22 | 3 | 1119.5875 | 69.5875
2032 | 1 | 22 | 4 | 1114.3395 | 64.3395
2032 | 1 | 22 | 5 | 1116.7849 | 66.7849
2032 | 1 | 22 | 6 | 1139.1774 | 89.1774
2032 | 1 | 22 | 7 | 1181.6531 | 131.6531
2032 | 1 | 22 | 8 | 1218.4418 | 168.4418
2032 | 1 | 22 | 9 | 1240.9541 | 190.9541
2032 | 1 | 22 | 10 | 1256.3744 | 206.3744
2032 | 1 | 22 | 11 | 1264.7776 | 214.7776
2032 | 1 | 22 | 12 | 1279.7115 | 229.7115
2032 | 1 | 22 | 13 | 1273.9986 | 223.9986
2032 | 1 | 22 | 14 | 1267.44 | 217.44
2032 | 1 | 22 | 15 | 1263.2827 | 213.2827
2032 | 1 | 22 | 16 | 1261.2822 | 211.2822
2032 | 1 | 22 | 17 | 1266.9546 | 216.9546
2032 | 1 | 22 | 18 | 1290.5873 | 240.5873
2032 | 1 | 22 | 19 | 1314.22 | 264.22
2032 | 1 | 22 | 20 | 1300.7965 | 250.7965
2032 | 1 | 22 | 21 | 1279.2048 | 229.2048
2032 | 1 | 22 | 22 | 1266.2151 | 216.2151
2032 | 1 | 22 | 23 | 1242.692 | 192.692
2032 | 1 | 23 | 0 | 1200.825 | 150.825
2032 | 1 | 23 | 1 | 1157.8612 | 107.8612
2032 | 1 | 23 | 2 | 1127.0571 | 77.0571
2032 | 1 | 23 | 3 | 1108.0147 | 58.0147
2032 | 1 | 23 | 4 | 1102.1828 | 52.1828
2032 | 1 | 23 | 5 | 1105.7469 | 55.7469
2032 | 1 | 23 | 6 | 1130.1721 | 80.1721
2032 | 1 | 23 | 7 | 1176.8422 | 126.8422
2032 | 1 | 23 | 8 | 1225.5579 | 175.5579
2032 | 1 | 23 | 9 | 1246.2469 | 196.2469
2032 | 1 | 23 | 10 | 1259.3956 | 209.3956
2032 | 1 | 23 | 11 | 1268.34 | 218.34
2032 | 1 | 23 | 12 | 1281.8858 | 231.8858
2032 | 1 | 23 | 13 | 1272.7592 | 222.7592
2032 | 1 | 23 | 14 | 1262.3987 | 212.3987
2032 | 1 | 23 | 15 | 1253.8249 | 203.8249
2032 | 1 | 23 | 16 | 1254.1084 | 204.1084
2032 | 1 | 23 | 17 | 1269.0757 | 219.0757
2032 | 1 | 23 | 18 | 1284.6312 | 234.6312
2032 | 1 | 23 | 19 | 1300.1867 | 250.1867
2032 | 1 | 23 | 20 | 1296.109 | 246.109
2032 | 1 | 23 | 21 | 1289.3695 | 239.3695
2032 | 1 | 23 | 22 | 1274.0785 | 224.0785
2032 | 1 | 23 | 23 | 1245.6505 | 195.6505
2032 | 1 | 24 | 0 | 1193.6967 | 143.6967
2032 | 1 | 24 | 1 | 1091.9978 | 41.9978
2032 | 1 | 24 | 2 | 1063.129 | 13.129
2032 | 1 | 24 | 3 | 1037.3459 | 0
2032 | 1 | 24 | 4 | 1028.2287 | 0
2032 | 1 | 24 | 5 | 1029.7309 | 0
2032 | 1 | 24 | 6 | 1045.0372 | 0
2032 | 1 | 24 | 7 | 1062.5203 | 12.5203
2032 | 1 | 24 | 8 | 1063.257 | 13.257
2032 | 1 | 24 | 9 | 1081.9841 | 31.9841
2032 | 1 | 24 | 10 | 1117.231 | 67.231
2032 | 1 | 24 | 11 | 1142.6257 | 92.6257
2032 | 1 | 24 | 12 | 1162.1451 | 112.1451
2032 | 1 | 24 | 13 | 1162.249 | 112.249
2032 | 1 | 24 | 14 | 1151.0895 | 101.0895
2032 | 1 | 24 | 15 | 1142.3088 | 92.3088
2032 | 1 | 24 | 16 | 1140.3263 | 90.3263
2032 | 1 | 24 | 17 | 1157.4183 | 107.4183
2032 | 1 | 24 | 18 | 1180.0091 | 130.0091
2032 | 1 | 24 | 19 | 1202.5999 | 152.5999
2032 | 1 | 24 | 20 | 1170.8057 | 120.8057
2032 | 1 | 24 | 21 | 1155.307 | 105.307
2032 | 1 | 24 | 22 | 1140.0909 | 90.0909
2032 | 1 | 24 | 23 | 1118.8203 | 68.8203
2032 | 1 | 25 | 0 | 1085.8174 | 35.8174
2032 | 1 | 25 | 1 | 1021.4684 | 0
2032 | 1 | 25 | 2 | 990.9236 | 0
2032 | 1 | 25 | 3 | 966.1974 | 0
2032 | 1 | 25 | 4 | 952.2967 | 0
2032 | 1 | 25 | 5 | 941.9068 | 0
2032 | 1 | 25 | 6 | 935.3472 | 0
2032 | 1 | 25 | 7 | 937.766 | 0
2032 | 1 | 25 | 8 | 955.8002 | 0
2032 | 1 | 25 | 9 | 981.2618 | 0
2032 | 1 | 25 | 10 | 1006.4522 | 0
2032 | 1 | 25 | 11 | 1028.0056 | 0
2032 | 1 | 25 | 12 | 1054.3457 | 4.3457
2032 | 1 | 25 | 13 | 1057.2536 | 7.2536
2032 | 1 | 25 | 14 | 1053.3023 | 3.3023
2032 | 1 | 25 | 15 | 1055.1761 | 5.1761
2032 | 1 | 25 | 16 | 1074.0161 | 24.0161
2032 | 1 | 25 | 17 | 1089.4185 | 39.4185
2032 | 1 | 25 | 18 | 1107.5186 | 57.5186
2032 | 1 | 25 | 19 | 1127.5765 | 77.5765
2032 | 1 | 25 | 20 | 1100.2807 | 50.2807
2032 | 1 | 25 | 21 | 1072.7316 | 22.7316
2032 | 1 | 25 | 22 | 1049.1085 | 0
2032 | 1 | 25 | 23 | 1032.074 | 0
2032 | 1 | 26 | 0 | 1027.3362 | 0
2032 | 1 | 26 | 1 | 1047.0565 | 0
2032 | 1 | 26 | 2 | 1044.5668 | 0
2032 | 1 | 26 | 3 | 1031.4064 | 0
2032 | 1 | 26 | 4 | 1018.246 | 0
2032 | 1 | 26 | 5 | 1023.7583 | 0
2032 | 1 | 26 | 6 | 1053.3225 | 3.3225
2032 | 1 | 26 | 7 | 1102.8 | 52.8
2032 | 1 | 26 | 8 | 1149.906 | 99.906
2032 | 1 | 26 | 9 | 1182.001 | 132.001
2032 | 1 | 26 | 10 | 1208.3226 | 158.3226
2032 | 1 | 26 | 11 | 1225.4321 | 175.4321
2032 | 1 | 26 | 12 | 1242.5417 | 192.5417
2032 | 1 | 26 | 13 | 1258.7555 | 208.7555
2032 | 1 | 26 | 14 | 1263.4376 | 213.4376
2032 | 1 | 26 | 15 | 1255.8133 | 205.8133
2032 | 1 | 26 | 16 | 1245.4954 | 195.4954
2032 | 1 | 26 | 17 | 1261.394 | 211.394
2032 | 1 | 26 | 18 | 1294.1212 | 244.1212
2032 | 1 | 26 | 19 | 1295.4505 | 245.4505
2032 | 1 | 26 | 20 | 1268.1517 | 218.1517
2032 | 1 | 26 | 21 | 1227.8095 | 177.8095
2032 | 1 | 26 | 22 | 1199.8532 | 149.8532
2032 | 1 | 26 | 23 | 1174.1546 | 124.1546
2032 | 1 | 27 | 0 | 1129.0142 | 79.0142
2032 | 1 | 27 | 1 | 1073.5954 | 23.5954
2032 | 1 | 27 | 2 | 1048.8693 | 0
2032 | 1 | 27 | 3 | 1031.2474 | 0
2032 | 1 | 27 | 4 | 1029.4359 | 0
2032 | 1 | 27 | 5 | 1036.2734 | 0
2032 | 1 | 27 | 6 | 1062.0849 | 12.0849
2032 | 1 | 27 | 7 | 1111.7857 | 61.7857
2032 | 1 | 27 | 8 | 1168.8159 | 118.8159
2032 | 1 | 27 | 9 | 1192.1055 | 142.1055
2032 | 1 | 27 | 10 | 1214.4925 | 164.4925
2032 | 1 | 27 | 11 | 1241.5808 | 191.5808
2032 | 1 | 27 | 12 | 1260.3019 | 210.3019
2032 | 1 | 27 | 13 | 1256.265 | 206.265
2032 | 1 | 27 | 14 | 1246.2375 | 196.2375
2032 | 1 | 27 | 15 | 1235.9489 | 185.9489
2032 | 1 | 27 | 16 | 1218.9347 | 168.9347
2032 | 1 | 27 | 17 | 1232.2312 | 182.2312
2032 | 1 | 27 | 18 | 1255.825 | 205.825
2032 | 1 | 27 | 19 | 1279.4188 | 229.4188
2032 | 1 | 27 | 20 | 1262.0396 | 212.0396
2032 | 1 | 27 | 21 | 1227.1613 | 177.1613
2032 | 1 | 27 | 22 | 1207.579 | 157.579
2032 | 1 | 27 | 23 | 1179.4657 | 129.4657
2032 | 1 | 28 | 0 | 1138.6638 | 88.6638
2032 | 1 | 28 | 1 | 1134.6096 | 84.6096
2032 | 1 | 28 | 2 | 1107.7435 | 57.7435
2032 | 1 | 28 | 3 | 1086.2368 | 36.2368
2032 | 1 | 28 | 4 | 1082.0701 | 32.0701
2032 | 1 | 28 | 5 | 1084.3298 | 34.3298
2032 | 1 | 28 | 6 | 1099.751 | 49.751
2032 | 1 | 28 | 7 | 1130.7132 | 80.7132
2032 | 1 | 28 | 8 | 1174.3044 | 124.3044
2032 | 1 | 28 | 9 | 1205.3197 | 155.3197
2032 | 1 | 28 | 10 | 1213.1925 | 163.1925
2032 | 1 | 28 | 11 | 1234.5166 | 184.5166
2032 | 1 | 28 | 12 | 1261.9691 | 211.9691
2032 | 1 | 28 | 13 | 1272.8141 | 222.8141
2032 | 1 | 28 | 14 | 1279.3143 | 229.3143
2032 | 1 | 28 | 15 | 1270.6096 | 220.6096
2032 | 1 | 28 | 16 | 1254.1665 | 204.1665
2032 | 1 | 28 | 17 | 1254.73 | 204.73
2032 | 1 | 28 | 18 | 1280.0177 | 230.0177
2032 | 1 | 28 | 19 | 1288.7957 | 238.7957
2032 | 1 | 28 | 20 | 1297.5737 | 247.5737
2032 | 1 | 28 | 21 | 1261.2762 | 211.2762
2032 | 1 | 28 | 22 | 1241.248 | 191.248
2032 | 1 | 28 | 23 | 1208.7986 | 158.7986
2032 | 1 | 29 | 0 | 1168.3908 | 118.3908
2032 | 1 | 29 | 1 | 1154.9236 | 104.9236
2032 | 1 | 29 | 2 | 1132.5289 | 82.5289
2032 | 1 | 29 | 3 | 1118.8221 | 68.8221
2032 | 1 | 29 | 4 | 1116.7413 | 66.7413
2032 | 1 | 29 | 5 | 1123.7297 | 73.7297
2032 | 1 | 29 | 6 | 1153.0802 | 103.0802
2032 | 1 | 29 | 7 | 1196.1769 | 146.1769
2032 | 1 | 29 | 8 | 1224.3023 | 174.3023
2032 | 1 | 29 | 9 | 1252.554 | 202.554
2032 | 1 | 29 | 10 | 1267.5443 | 217.5443
2032 | 1 | 29 | 11 | 1279.3734 | 229.3734
2032 | 1 | 29 | 12 | 1290.6353 | 240.6353
2032 | 1 | 29 | 13 | 1278.5564 | 228.5564
2032 | 1 | 29 | 14 | 1266.3388 | 216.3388
2032 | 1 | 29 | 15 | 1271.7076 | 221.7076
2032 | 1 | 29 | 16 | 1276.7162 | 226.7162
2032 | 1 | 29 | 17 | 1293.9876 | 243.9876
2032 | 1 | 29 | 18 | 1301.2368 | 251.2368
2032 | 1 | 29 | 19 | 1308.4859 | 258.4859
2032 | 1 | 29 | 20 | 1287.4408 | 237.4408
2032 | 1 | 29 | 21 | 1260.8849 | 210.8849
2032 | 1 | 29 | 22 | 1235.9763 | 185.9763
2032 | 1 | 29 | 23 | 1213.3669 | 163.3669
2032 | 1 | 30 | 0 | 1184.0192 | 134.0192
2032 | 1 | 30 | 1 | 1112.2096 | 62.2096
2032 | 1 | 30 | 2 | 1093.3989 | 43.3989
2032 | 1 | 30 | 3 | 1075.6977 | 25.6977
2032 | 1 | 30 | 4 | 1072.595 | 22.595
2032 | 1 | 30 | 5 | 1083.6764 | 33.6764
2032 | 1 | 30 | 6 | 1117.9078 | 67.9078
2032 | 1 | 30 | 7 | 1170.1011 | 120.1011
2032 | 1 | 30 | 8 | 1198.8986 | 148.8986
2032 | 1 | 30 | 9 | 1230.565 | 180.565
2032 | 1 | 30 | 10 | 1249.2144 | 199.2144
2032 | 1 | 30 | 11 | 1263.7063 | 213.7063
2032 | 1 | 30 | 12 | 1280.2638 | 230.2638
2032 | 1 | 30 | 13 | 1296.8214 | 246.8214
2032 | 1 | 30 | 14 | 1296.3933 | 246.3933
2032 | 1 | 30 | 15 | 1287.8033 | 237.8033
2032 | 1 | 30 | 16 | 1271.5983 | 221.5983
2032 | 1 | 30 | 17 | 1260.1076 | 210.1076
2032 | 1 | 30 | 18 | 1270.9042 | 220.9042
2032 | 1 | 30 | 19 | 1277.052 | 227.052
2032 | 1 | 30 | 20 | 1251.7561 | 201.7561
2032 | 1 | 30 | 21 | 1226.1783 | 176.1783
2032 | 1 | 30 | 22 | 1205.7374 | 155.7374
2032 | 1 | 30 | 23 | 1177.0993 | 127.0993
2032 | 1 | 31 | 0 | 1139.3578 | 89.3578
2032 | 1 | 31 | 1 | 1040.0914 | 0
2032 | 1 | 31 | 2 | 1016.5865 | 0
2032 | 1 | 31 | 3 | 998.8313 | 0
2032 | 1 | 31 | 4 | 992.318 | 0
2032 | 1 | 31 | 5 | 991.5197 | 0
2032 | 1 | 31 | 6 | 1002.654 | 0
2032 | 1 | 31 | 7 | 1021.4701 | 0
2032 | 1 | 31 | 8 | 1035.3738 | 0
2032 | 1 | 31 | 9 | 1053.9143 | 3.9143
2032 | 1 | 31 | 10 | 1076.3762 | 26.3762
2032 | 1 | 31 | 11 | 1093.2609 | 43.2609
2032 | 1 | 31 | 12 | 1107.1741 | 57.1741
2032 | 1 | 31 | 13 | 1115.6741 | 65.6741
2032 | 1 | 31 | 14 | 1121.2026 | 71.2026
2032 | 1 | 31 | 15 | 1117.7855 | 67.7855
2032 | 1 | 31 | 16 | 1121.0244 | 71.0244
2032 | 1 | 31 | 17 | 1124.2633 | 74.2633
2032 | 1 | 31 | 18 | 1137.2096 | 87.2096
2032 | 1 | 31 | 19 | 1151.3803 | 101.3803
2032 | 1 | 31 | 20 | 1121.7529 | 71.7529
2032 | 1 | 31 | 21 | 1091.6029 | 41.6029
2032 | 1 | 31 | 22 | 1079.4806 | 29.4806
2032 | 1 | 31 | 23 | 1067.194 | 17.194
2032 | 2 | 1 | 0 | 1043.3347 | 0
2032 | 2 | 1 | 1 | 1017.0841 | 0
2032 | 2 | 1 | 2 | 990.8335 | 0
2032 | 2 | 1 | 3 | 979.061 | 0
2032 | 2 | 1 | 4 | 972.2815 | 0
2032 | 2 | 1 | 5 | 968.7009 | 0
2032 | 2 | 1 | 6 | 970.0751 | 0
2032 | 2 | 1 | 7 | 981.5957 | 0
2032 | 2 | 1 | 8 | 989.8429 | 0
2032 | 2 | 1 | 9 | 1005.9508 | 0
2032 | 2 | 1 | 10 | 1032.9655 | 0
2032 | 2 | 1 | 11 | 1052.1568 | 2.1568
2032 | 2 | 1 | 12 | 1068.6211 | 18.6211
2032 | 2 | 1 | 13 | 1071.022 | 21.022
2032 | 2 | 1 | 14 | 1067.9315 | 17.9315
2032 | 2 | 1 | 15 | 1064.1736 | 14.1736
2032 | 2 | 1 | 16 | 1073.6943 | 23.6943
2032 | 2 | 1 | 17 | 1102.4453 | 52.4453
2032 | 2 | 1 | 18 | 1127.5671 | 77.5671
2032 | 2 | 1 | 19 | 1152.6889 | 102.6889
2032 | 2 | 1 | 20 | 1129.9396 | 79.9396
2032 | 2 | 1 | 21 | 1103.1734 | 53.1734
2032 | 2 | 1 | 22 | 1097.1685 | 47.1685
2032 | 2 | 1 | 23 | 1085.3473 | 35.3473
2032 | 2 | 2 | 0 | 1078.9693 | 28.9693
2032 | 2 | 2 | 1 | 1072.5913 | 22.5913
2032 | 2 | 2 | 2 | 1086.8465 | 36.8465
2032 | 2 | 2 | 3 | 1084.2812 | 34.2812
2032 | 2 | 2 | 4 | 1091.3441 | 41.3441
2032 | 2 | 2 | 5 | 1098.5536 | 48.5536
2032 | 2 | 2 | 6 | 1125.5741 | 75.5741
2032 | 2 | 2 | 7 | 1175.8868 | 125.8868
2032 | 2 | 2 | 8 | 1218.6263 | 168.6263
2032 | 2 | 2 | 9 | 1240.4442 | 190.4442
2032 | 2 | 2 | 10 | 1261.9637 | 211.9637
2032 | 2 | 2 | 11 | 1277.0036 | 227.0036
2032 | 2 | 2 | 12 | 1284.3604 | 234.3604
2032 | 2 | 2 | 13 | 1280.8143 | 230.8143
2032 | 2 | 2 | 14 | 1282.4468 | 232.4468
2032 | 2 | 2 | 15 | 1274.9932 | 224.9932
2032 | 2 | 2 | 16 | 1266.8972 | 216.8972
2032 | 2 | 2 | 17 | 1272.8092 | 222.8092
2032 | 2 | 2 | 18 | 1305.0381 | 255.0381
2032 | 2 | 2 | 19 | 1328.2756 | 278.2756
2032 | 2 | 2 | 20 | 1311.4546 | 261.4546
2032 | 2 | 2 | 21 | 1284.2175 | 234.2175
2032 | 2 | 2 | 22 | 1272.0424 | 222.0424
2032 | 2 | 2 | 23 | 1246.3413 | 196.3413
2032 | 2 | 3 | 0 | 1209.8607 | 159.8607
2032 | 2 | 3 | 1 | 1155.6523 | 105.6523
2032 | 2 | 3 | 2 | 1134.8843 | 84.8843
2032 | 2 | 3 | 3 | 1123.2731 | 73.2731
2032 | 2 | 3 | 4 | 1120.0719 | 70.0719
2032 | 2 | 3 | 5 | 1129.9261 | 79.9261
2032 | 2 | 3 | 6 | 1156.5371 | 106.5371
2032 | 2 | 3 | 7 | 1204.2584 | 154.2584
2032 | 2 | 3 | 8 | 1246.2924 | 196.2924
2032 | 2 | 3 | 9 | 1265.2261 | 215.2261
2032 | 2 | 3 | 10 | 1281.0534 | 231.0534
2032 | 2 | 3 | 11 | 1298.6225 | 248.6225
2032 | 2 | 3 | 12 | 1310.4 | 260.4
2032 | 2 | 3 | 13 | 1301.9384 | 251.9384
2032 | 2 | 3 | 14 | 1285.9301 | 235.9301
2032 | 2 | 3 | 15 | 1276.7246 | 226.7246
2032 | 2 | 3 | 16 | 1262.1869 | 212.1869
2032 | 2 | 3 | 17 | 1281.9579 | 231.9579
2032 | 2 | 3 | 18 | 1290.6593 | 240.6593
2032 | 2 | 3 | 19 | 1299.3608 | 249.3608
2032 | 2 | 3 | 20 | 1296.9927 | 246.9927
2032 | 2 | 3 | 21 | 1274.6934 | 224.6934
2032 | 2 | 3 | 22 | 1259.6164 | 209.6164
2032 | 2 | 3 | 23 | 1229.7367 | 179.7367
2032 | 2 | 4 | 0 | 1190.4869 | 140.4869
2032 | 2 | 4 | 1 | 1176.6675 | 126.6675
2032 | 2 | 4 | 2 | 1162.8482 | 112.8482
2032 | 2 | 4 | 3 | 1146.1425 | 96.1425
2032 | 2 | 4 | 4 | 1143.2094 | 93.2094
2032 | 2 | 4 | 5 | 1148.5712 | 98.5712
2032 | 2 | 4 | 6 | 1171.9523 | 121.9523
2032 | 2 | 4 | 7 | 1207.5978 | 157.5978
2032 | 2 | 4 | 8 | 1236.8469 | 186.8469
2032 | 2 | 4 | 9 | 1251.3353 | 201.3353
2032 | 2 | 4 | 10 | 1259.9201 | 209.9201
2032 | 2 | 4 | 11 | 1276.1911 | 226.1911
2032 | 2 | 4 | 12 | 1290.4509 | 240.4509
2032 | 2 | 4 | 13 | 1293.1398 | 243.1398
2032 | 2 | 4 | 14 | 1290.8199 | 240.8199
2032 | 2 | 4 | 15 | 1288.0869 | 238.0869
2032 | 2 | 4 | 16 | 1294.1055 | 244.1055
2032 | 2 | 4 | 17 | 1309.8824 | 259.8824
2032 | 2 | 4 | 18 | 1325.6593 | 275.6593
2032 | 2 | 4 | 19 | 1339.1358 | 289.1358
2032 | 2 | 4 | 20 | 1329.0948 | 279.0948
2032 | 2 | 4 | 21 | 1317.177 | 267.177
2032 | 2 | 4 | 22 | 1308.6929 | 258.6929
2032 | 2 | 4 | 23 | 1281.629 | 231.629
2032 | 2 | 5 | 0 | 1246.0541 | 196.0541
2032 | 2 | 5 | 1 | 1177.1258 | 127.1258
2032 | 2 | 5 | 2 | 1152.7233 | 102.7233
2032 | 2 | 5 | 3 | 1135.4807 | 85.4807
2032 | 2 | 5 | 4 | 1129.9256 | 79.9256
2032 | 2 | 5 | 5 | 1133.9792 | 83.9792
2032 | 2 | 5 | 6 | 1160.7332 | 110.7332
2032 | 2 | 5 | 7 | 1204.1632 | 154.1632
2032 | 2 | 5 | 8 | 1232.7188 | 182.7188
2032 | 2 | 5 | 9 | 1264.2389 | 214.2389
2032 | 2 | 5 | 10 | 1280.2045 | 230.2045
2032 | 2 | 5 | 11 | 1294.1244 | 244.1244
2032 | 2 | 5 | 12 | 1309.0999 | 259.0999
2032 | 2 | 5 | 13 | 1321.5858 | 271.5858
2032 | 2 | 5 | 14 | 1320.2035 | 270.2035
2032 | 2 | 5 | 15 | 1316.7975 | 266.7975
2032 | 2 | 5 | 16 | 1312.4249 | 262.4249
2032 | 2 | 5 | 17 | 1304.379 | 254.379
2032 | 2 | 5 | 18 | 1314.5523 | 264.5523
2032 | 2 | 5 | 19 | 1326.0948 | 276.0948
2032 | 2 | 5 | 20 | 1302.1109 | 252.1109
2032 | 2 | 5 | 21 | 1269.5329 | 219.5329
2032 | 2 | 5 | 22 | 1254.691 | 204.691
2032 | 2 | 5 | 23 | 1232.2424 | 182.2424
2032 | 2 | 6 | 0 | 1201.4085 | 151.4085
2032 | 2 | 6 | 1 | 1128.0561 | 78.0561
2032 | 2 | 6 | 2 | 1098.8431 | 48.8431
2032 | 2 | 6 | 3 | 1080.5172 | 30.5172
2032 | 2 | 6 | 4 | 1073.5422 | 23.5422
2032 | 2 | 6 | 5 | 1078.1897 | 28.1897
2032 | 2 | 6 | 6 | 1107.5087 | 57.5087
2032 | 2 | 6 | 7 | 1157.1037 | 107.1037
2032 | 2 | 6 | 8 | 1191.5437 | 141.5437
2032 | 2 | 6 | 9 | 1226.2768 | 176.2768
2032 | 2 | 6 | 10 | 1246.2906 | 196.2906
2032 | 2 | 6 | 11 | 1262.875 | 212.875
2032 | 2 | 6 | 12 | 1279.2122 | 229.2122
2032 | 2 | 6 | 13 | 1292.9206 | 242.9206
2032 | 2 | 6 | 14 | 1289.8057 | 239.8057
2032 | 2 | 6 | 15 | 1280.8243 | 230.8243
2032 | 2 | 6 | 16 | 1270.1168 | 220.1168
2032 | 2 | 6 | 17 | 1256.2923 | 206.2923
2032 | 2 | 6 | 18 | 1265.193 | 215.193
2032 | 2 | 6 | 19 | 1282.2576 | 232.2576
2032 | 2 | 6 | 20 | 1259.6768 | 209.6768
2032 | 2 | 6 | 21 | 1235.5397 | 185.5397
2032 | 2 | 6 | 22 | 1221.8577 | 171.8577
2032 | 2 | 6 | 23 | 1196.3352 | 146.3352
2032 | 2 | 7 | 0 | 1160.0046 | 110.0046
2032 | 2 | 7 | 1 | 1084.3656 | 34.3656
2032 | 2 | 7 | 2 | 1008.7266 | 0
2032 | 2 | 7 | 3 | 991.1729 | 0
2032 | 2 | 7 | 4 | 983.9477 | 0
2032 | 2 | 7 | 5 | 981.0928 | 0
2032 | 2 | 7 | 6 | 989.3856 | 0
2032 | 2 | 7 | 7 | 1005.6074 | 0
2032 | 2 | 7 | 8 | 1024.157 | 0
2032 | 2 | 7 | 9 | 1050.347 | 0.34701
2032 | 2 | 7 | 10 | 1087.8529 | 37.8529
2032 | 2 | 7 | 11 | 1108.7052 | 58.7052
2032 | 2 | 7 | 12 | 1127.7717 | 77.7717
2032 | 2 | 7 | 13 | 1136.9419 | 86.9419
2032 | 2 | 7 | 14 | 1144.3263 | 94.3263
2032 | 2 | 7 | 15 | 1142.9542 | 92.9542
2032 | 2 | 7 | 16 | 1135.1966 | 85.1966
2032 | 2 | 7 | 17 | 1134.4383 | 84.4383
2032 | 2 | 7 | 18 | 1133.6801 | 83.6801
2032 | 2 | 7 | 19 | 1157.3427 | 107.3427
2032 | 2 | 7 | 20 | 1126.8835 | 76.8835
2032 | 2 | 7 | 21 | 1108.2832 | 58.2832
2032 | 2 | 7 | 22 | 1105.7276 | 55.7276
2032 | 2 | 7 | 23 | 1093.6421 | 43.6421
2032 | 2 | 8 | 0 | 1071.9269 | 21.9269
2032 | 2 | 8 | 1 | 1026.7466 | 0
2032 | 2 | 8 | 2 | 981.5662 | 0
2032 | 2 | 8 | 3 | 965.538 | 0
2032 | 2 | 8 | 4 | 953.9967 | 0
2032 | 2 | 8 | 5 | 947.5991 | 0
2032 | 2 | 8 | 6 | 949.8787 | 0
2032 | 2 | 8 | 7 | 957.3851 | 0
2032 | 2 | 8 | 8 | 973.2758 | 0
2032 | 2 | 8 | 9 | 996.2199 | 0
2032 | 2 | 8 | 10 | 1023.3536 | 0
2032 | 2 | 8 | 11 | 1046.7798 | 0
2032 | 2 | 8 | 12 | 1059.8111 | 9.8111
2032 | 2 | 8 | 13 | 1072.8425 | 22.8425
2032 | 2 | 8 | 14 | 1069.6046 | 19.6046
2032 | 2 | 8 | 15 | 1067.8816 | 17.8816
2032 | 2 | 8 | 16 | 1066.4622 | 16.4622
2032 | 2 | 8 | 17 | 1081.8484 | 31.8484
2032 | 2 | 8 | 18 | 1111.3624 | 61.3624
2032 | 2 | 8 | 19 | 1140.7981 | 90.7981
2032 | 2 | 8 | 20 | 1117.2648 | 67.2648
2032 | 2 | 8 | 21 | 1094.0095 | 44.0095
2032 | 2 | 8 | 22 | 1093.1405 | 43.1405
2032 | 2 | 8 | 23 | 1080.2483 | 30.2483
2032 | 2 | 9 | 0 | 1075.5537 | 25.5537
2032 | 2 | 9 | 1 | 1070.8592 | 20.8592
2032 | 2 | 9 | 2 | 1073.6197 | 23.6197
2032 | 2 | 9 | 3 | 1076.3803 | 26.3803
2032 | 2 | 9 | 4 | 1074.1885 | 24.1885
2032 | 2 | 9 | 5 | 1083.8519 | 33.8519
2032 | 2 | 9 | 6 | 1113.2834 | 63.2834
2032 | 2 | 9 | 7 | 1164.7757 | 114.7757
2032 | 2 | 9 | 8 | 1211.4715 | 161.4715
2032 | 2 | 9 | 9 | 1234.0983 | 184.0983
2032 | 2 | 9 | 10 | 1256.3855 | 206.3855
2032 | 2 | 9 | 11 | 1269.4271 | 219.4271
2032 | 2 | 9 | 12 | 1283.951 | 233.951
2032 | 2 | 9 | 13 | 1273.3873 | 223.3873
2032 | 2 | 9 | 14 | 1267.0109 | 217.0109
2032 | 2 | 9 | 15 | 1266.1754 | 216.1754
2032 | 2 | 9 | 16 | 1276.2444 | 226.2444
2032 | 2 | 9 | 17 | 1294.7555 | 244.7555
2032 | 2 | 9 | 18 | 1304.3272 | 254.3272
2032 | 2 | 9 | 19 | 1313.8989 | 263.8989
2032 | 2 | 9 | 20 | 1314.5311 | 264.5311
2032 | 2 | 9 | 21 | 1293.3465 | 243.3465
2032 | 2 | 9 | 22 | 1278.0523 | 228.0523
2032 | 2 | 9 | 23 | 1249.7838 | 199.7838
2032 | 2 | 10 | 0 | 1208.9239 | 158.9239
2032 | 2 | 10 | 1 | 1129.5144 | 79.5144
2032 | 2 | 10 | 2 | 1050.1049 | 0.10495
2032 | 2 | 10 | 3 | 1033.4198 | 0
2032 | 2 | 10 | 4 | 1029.0681 | 0
2032 | 2 | 10 | 5 | 1034.3455 | 0
2032 | 2 | 10 | 6 | 1060.2416 | 10.2416
2032 | 2 | 10 | 7 | 1110.1153 | 60.1153
2032 | 2 | 10 | 8 | 1152.6357 | 102.6357
2032 | 2 | 10 | 9 | 1178.6922 | 128.6922
2032 | 2 | 10 | 10 | 1196.6049 | 146.6049
2032 | 2 | 10 | 11 | 1222.4988 | 172.4988
2032 | 2 | 10 | 12 | 1235.3778 | 185.3778
2032 | 2 | 10 | 13 | 1235.519 | 185.519
2032 | 2 | 10 | 14 | 1225.5907 | 175.5907
2032 | 2 | 10 | 15 | 1219.3967 | 169.3967
2032 | 2 | 10 | 16 | 1204.1798 | 154.1798
2032 | 2 | 10 | 17 | 1215.2088 | 165.2088
2032 | 2 | 10 | 18 | 1226.5108 | 176.5108
2032 | 2 | 10 | 19 | 1236.5873 | 186.5873
2032 | 2 | 10 | 20 | 1218.4839 | 168.4839
2032 | 2 | 10 | 21 | 1186.2498 | 136.2498
2032 | 2 | 10 | 22 | 1168.1419 | 118.1419
2032 | 2 | 10 | 23 | 1138.9242 | 88.9242
2032 | 2 | 11 | 0 | 1096.2639 | 46.2639
2032 | 2 | 11 | 1 | 1062.3747 | 12.3747
2032 | 2 | 11 | 2 | 1028.4855 | 0
2032 | 2 | 11 | 3 | 1012.1079 | 0
2032 | 2 | 11 | 4 | 1007.7262 | 0
2032 | 2 | 11 | 5 | 1014.4803 | 0
2032 | 2 | 11 | 6 | 1039.4957 | 0
2032 | 2 | 11 | 7 | 1074.4587 | 24.4587
2032 | 2 | 11 | 8 | 1097.4954 | 47.4954
2032 | 2 | 11 | 9 | 1123.1739 | 73.1739
2032 | 2 | 11 | 10 | 1132.1292 | 82.1292
2032 | 2 | 11 | 11 | 1147.3036 | 97.3036
2032 | 2 | 11 | 12 | 1164.4439 | 114.4439
2032 | 2 | 11 | 13 | 1167.1123 | 117.1123
2032 | 2 | 11 | 14 | 1164.6383 | 114.6383
2032 | 2 | 11 | 15 | 1163.8996 | 113.8996
2032 | 2 | 11 | 16 | 1169.7647 | 119.7647
2032 | 2 | 11 | 17 | 1184.0985 | 134.0985
2032 | 2 | 11 | 18 | 1184.7741 | 134.7741
2032 | 2 | 11 | 19 | 1185.4497 | 135.4497
2032 | 2 | 11 | 20 | 1172.4672 | 122.4672
2032 | 2 | 11 | 21 | 1142.2236 | 92.2236
2032 | 2 | 11 | 22 | 1130.8358 | 80.8358
2032 | 2 | 11 | 23 | 1109.1142 | 59.1142
2032 | 2 | 12 | 0 | 1076.6081 | 26.6081
2032 | 2 | 12 | 1 | 993.7225 | 0
2032 | 2 | 12 | 2 | 968.2753 | 0
2032 | 2 | 12 | 3 | 951.2396 | 0
2032 | 2 | 12 | 4 | 944.0916 | 0
2032 | 2 | 12 | 5 | 954.0518 | 0
2032 | 2 | 12 | 6 | 987.7956 | 0
2032 | 2 | 12 | 7 | 1037.0221 | 0
2032 | 2 | 12 | 8 | 1064.7315 | 14.7315
2032 | 2 | 12 | 9 | 1088.5574 | 38.5574
2032 | 2 | 12 | 10 | 1113.8516 | 63.8516
2032 | 2 | 12 | 11 | 1131.9527 | 81.9527
2032 | 2 | 12 | 12 | 1148.2399 | 98.2399
2032 | 2 | 12 | 13 | 1162.6734 | 112.6734
2032 | 2 | 12 | 14 | 1161.429 | 111.429
2032 | 2 | 12 | 15 | 1157.8981 | 107.8981
2032 | 2 | 12 | 16 | 1153.0034 | 103.0034
2032 | 2 | 12 | 17 | 1150.8492 | 100.8492
2032 | 2 | 12 | 18 | 1148.6951 | 98.6951
2032 | 2 | 12 | 19 | 1163.3555 | 113.3555
2032 | 2 | 12 | 20 | 1151.7166 | 101.7166
2032 | 2 | 12 | 21 | 1116.5908 | 66.5908
2032 | 2 | 12 | 22 | 1096.077 | 46.077
2032 | 2 | 12 | 23 | 1073.8155 | 23.8155
2032 | 2 | 13 | 0 | 1039.011 | 0
2032 | 2 | 13 | 1 | 1013.7067 | 0
2032 | 2 | 13 | 2 | 988.4023 | 0
2032 | 2 | 13 | 3 | 974.5848 | 0
2032 | 2 | 13 | 4 | 971.1517 | 0
2032 | 2 | 13 | 5 | 977.5015 | 0
2032 | 2 | 13 | 6 | 1005.496 | 0
2032 | 2 | 13 | 7 | 1057.8716 | 7.8716
2032 | 2 | 13 | 8 | 1105.5426 | 55.5426
2032 | 2 | 13 | 9 | 1149.6615 | 99.6615
2032 | 2 | 13 | 10 | 1176.4225 | 126.4225
2032 | 2 | 13 | 11 | 1194.2008 | 144.2008
2032 | 2 | 13 | 12 | 1205.5679 | 155.5679
2032 | 2 | 13 | 13 | 1216.9349 | 166.9349
2032 | 2 | 13 | 14 | 1215.9885 | 165.9885
2032 | 2 | 13 | 15 | 1215.4362 | 165.4362
2032 | 2 | 13 | 16 | 1207.6765 | 157.6765
2032 | 2 | 13 | 17 | 1193.9463 | 143.9463
2032 | 2 | 13 | 18 | 1208.05 | 158.05
2032 | 2 | 13 | 19 | 1224.5335 | 174.5335
2032 | 2 | 13 | 20 | 1204.8668 | 154.8668
2032 | 2 | 13 | 21 | 1186.1285 | 136.1285
2032 | 2 | 13 | 22 | 1176.1276 | 126.1276
2032 | 2 | 13 | 23 | 1152.4321 | 102.4321
2032 | 2 | 14 | 0 | 1117.4042 | 67.4042
2032 | 2 | 14 | 1 | 1053.0516 | 3.0516
2032 | 2 | 14 | 2 | 988.6991 | 0
2032 | 2 | 14 | 3 | 971.3969 | 0
2032 | 2 | 14 | 4 | 962.854 | 0
2032 | 2 | 14 | 5 | 961.5799 | 0
2032 | 2 | 14 | 6 | 975.5707 | 0
2032 | 2 | 14 | 7 | 992.823 | 0
2032 | 2 | 14 | 8 | 989.5693 | 0
2032 | 2 | 14 | 9 | 1011.3114 | 0
2032 | 2 | 14 | 10 | 1054.2299 | 4.2299
2032 | 2 | 14 | 11 | 1075.7112 | 25.7112
2032 | 2 | 14 | 12 | 1094.5575 | 44.5575
2032 | 2 | 14 | 13 | 1102.9513 | 52.9513
2032 | 2 | 14 | 14 | 1108.7101 | 58.7101
2032 | 2 | 14 | 15 | 1105.3996 | 55.3996
2032 | 2 | 14 | 16 | 1089.8229 | 39.8229
2032 | 2 | 14 | 17 | 1095.1544 | 45.1544
2032 | 2 | 14 | 18 | 1100.4859 | 50.4859
2032 | 2 | 14 | 19 | 1128.1057 | 78.1057
2032 | 2 | 14 | 20 | 1107.5684 | 57.5684
2032 | 2 | 14 | 21 | 1081.497 | 31.497
2032 | 2 | 14 | 22 | 1071.2482 | 21.2482
2032 | 2 | 14 | 23 | 1058.274 | 8.274
2032 | 2 | 15 | 0 | 1037.2306 | 0
2032 | 2 | 15 | 1 | 1025.6488 | 0
2032 | 2 | 15 | 2 | 1014.067 | 0
2032 | 2 | 15 | 3 | 998.0191 | 0
2032 | 2 | 15 | 4 | 987.7928 | 0
2032 | 2 | 15 | 5 | 986.6721 | 0
2032 | 2 | 15 | 6 | 998.4288 | 0
2032 | 2 | 15 | 7 | 1008.0674 | 0
2032 | 2 | 15 | 8 | 999.1569 | 0
2032 | 2 | 15 | 9 | 1019.6221 | 0
2032 | 2 | 15 | 10 | 1044.9661 | 0
2032 | 2 | 15 | 11 | 1061.7255 | 11.7255
2032 | 2 | 15 | 12 | 1083.4972 | 33.4972
2032 | 2 | 15 | 13 | 1084.5089 | 34.5089
2032 | 2 | 15 | 14 | 1075.2129 | 25.2129
2032 | 2 | 15 | 15 | 1075.9304 | 25.9304
2032 | 2 | 15 | 16 | 1084.2632 | 34.2632
2032 | 2 | 15 | 17 | 1103.5876 | 53.5876
2032 | 2 | 15 | 18 | 1118.3148 | 68.3148
2032 | 2 | 15 | 19 | 1133.0419 | 83.0419
2032 | 2 | 15 | 20 | 1143.1717 | 93.1717
2032 | 2 | 15 | 21 | 1118.0676 | 68.0676
2032 | 2 | 15 | 22 | 1104.4435 | 54.4435
2032 | 2 | 15 | 23 | 1087.6991 | 37.6991
2032 | 2 | 16 | 0 | 1066.7345 | 16.7345
2032 | 2 | 16 | 1 | 1045.7698 | 0
2032 | 2 | 16 | 2 | 1029.3695 | 0
2032 | 2 | 16 | 3 | 1011.9906 | 0
2032 | 2 | 16 | 4 | 1005.9061 | 0
2032 | 2 | 16 | 5 | 1008.0037 | 0
2032 | 2 | 16 | 6 | 1026.5941 | 0
2032 | 2 | 16 | 7 | 1044.6781 | 0
2032 | 2 | 16 | 8 | 1034.8047 | 0
2032 | 2 | 16 | 9 | 1041.9555 | 0
2032 | 2 | 16 | 10 | 1062.2514 | 12.2514
2032 | 2 | 16 | 11 | 1085.3515 | 35.3515
2032 | 2 | 16 | 12 | 1101.2936 | 51.2936
2032 | 2 | 16 | 13 | 1117.2357 | 67.2357
2032 | 2 | 16 | 14 | 1117.0851 | 67.0851
2032 | 2 | 16 | 15 | 1110.8818 | 60.8818
2032 | 2 | 16 | 16 | 1104.3536 | 54.3536
2032 | 2 | 16 | 17 | 1104.4069 | 54.4069
2032 | 2 | 16 | 18 | 1138.5152 | 88.5152
2032 | 2 | 16 | 19 | 1175.1232 | 125.1232
2032 | 2 | 16 | 20 | 1164.9962 | 114.9962
2032 | 2 | 16 | 21 | 1139.959 | 89.959
2032 | 2 | 16 | 22 | 1119.2853 | 69.2853
2032 | 2 | 16 | 23 | 1096.293 | 46.293
2032 | 2 | 17 | 0 | 1084.339 | 34.339
2032 | 2 | 17 | 1 | 1075.8442 | 25.8442
2032 | 2 | 17 | 2 | 1067.3494 | 17.3494
2032 | 2 | 17 | 3 | 1051.2953 | 1.2953
2032 | 2 | 17 | 4 | 1048.9649 | 0
2032 | 2 | 17 | 5 | 1054.8126 | 4.8126
2032 | 2 | 17 | 6 | 1078.6089 | 28.6089
2032 | 2 | 17 | 7 | 1132.8965 | 82.8965
2032 | 2 | 17 | 8 | 1185.722 | 135.722
2032 | 2 | 17 | 9 | 1209.5099 | 159.5099
2032 | 2 | 17 | 10 | 1224.4806 | 174.4806
2032 | 2 | 17 | 11 | 1247.3175 | 197.3175
2032 | 2 | 17 | 12 | 1257.8949 | 207.8949
2032 | 2 | 17 | 13 | 1254.4928 | 204.4928
2032 | 2 | 17 | 14 | 1244.0909 | 194.0909
2032 | 2 | 17 | 15 | 1232.7983 | 182.7983
2032 | 2 | 17 | 16 | 1217.2224 | 167.2224
2032 | 2 | 17 | 17 | 1225.0649 | 175.0649
2032 | 2 | 17 | 18 | 1246.7132 | 196.7132
2032 | 2 | 17 | 19 | 1253.6426 | 203.6426
2032 | 2 | 17 | 20 | 1260.5719 | 210.5719
2032 | 2 | 17 | 21 | 1238.8247 | 188.8247
2032 | 2 | 17 | 22 | 1218.4337 | 168.4337
2032 | 2 | 17 | 23 | 1181.2802 | 131.2802
2032 | 2 | 18 | 0 | 1134.4916 | 84.4916
2032 | 2 | 18 | 1 | 1110.777 | 60.777
2032 | 2 | 18 | 2 | 1087.0624 | 37.0624
2032 | 2 | 18 | 3 | 1073.6953 | 23.6953
2032 | 2 | 18 | 4 | 1070.9784 | 20.9784
2032 | 2 | 18 | 5 | 1074.9616 | 24.9616
2032 | 2 | 18 | 6 | 1098.1298 | 48.1298
2032 | 2 | 18 | 7 | 1137.9986 | 87.9986
2032 | 2 | 18 | 8 | 1170.7537 | 120.7537
2032 | 2 | 18 | 9 | 1198.0788 | 148.0788
2032 | 2 | 18 | 10 | 1209.5545 | 159.5545
2032 | 2 | 18 | 11 | 1231.6632 | 181.6632
2032 | 2 | 18 | 12 | 1252.1783 | 202.1783
2032 | 2 | 18 | 13 | 1270.1054 | 220.1054
2032 | 2 | 18 | 14 | 1274.574 | 224.574
2032 | 2 | 18 | 15 | 1268.1398 | 218.1398
2032 | 2 | 18 | 16 | 1258.6711 | 208.6711
2032 | 2 | 18 | 17 | 1268.8415 | 218.8415
2032 | 2 | 18 | 18 | 1279.0119 | 229.0119
2032 | 2 | 18 | 19 | 1288.7596 | 238.7596
2032 | 2 | 18 | 20 | 1266.5945 | 216.5945
2032 | 2 | 18 | 21 | 1227.2107 | 177.2107
2032 | 2 | 18 | 22 | 1213.3247 | 163.3247
2032 | 2 | 18 | 23 | 1184.1928 | 134.1928
2032 | 2 | 19 | 0 | 1147.0993 | 97.0993
2032 | 2 | 19 | 1 | 1117.927 | 67.927
2032 | 2 | 19 | 2 | 1088.7548 | 38.7548
2032 | 2 | 19 | 3 | 1070.59 | 20.59
2032 | 2 | 19 | 4 | 1065.2664 | 15.2664
2032 | 2 | 19 | 5 | 1071.6781 | 21.6781
2032 | 2 | 19 | 6 | 1103.6593 | 53.6593
2032 | 2 | 19 | 7 | 1152.5557 | 102.5557
2032 | 2 | 19 | 8 | 1188.1445 | 138.1445
2032 | 2 | 19 | 9 | 1210.0576 | 160.0576
2032 | 2 | 19 | 10 | 1226.9215 | 176.9215
2032 | 2 | 19 | 11 | 1241.7903 | 191.7903
2032 | 2 | 19 | 12 | 1256.8042 | 206.8042
2032 | 2 | 19 | 13 | 1247.5867 | 197.5867
2032 | 2 | 19 | 14 | 1239.3587 | 189.3587
2032 | 2 | 19 | 15 | 1237.3196 | 187.3196
2032 | 2 | 19 | 16 | 1241.8271 | 191.8271
2032 | 2 | 19 | 17 | 1251.7536 | 201.7536
2032 | 2 | 19 | 18 | 1255.9405 | 205.9405
2032 | 2 | 19 | 19 | 1260.1275 | 210.1275
2032 | 2 | 19 | 20 | 1258.5749 | 208.5749
2032 | 2 | 19 | 21 | 1232.1055 | 182.1055
2032 | 2 | 19 | 22 | 1212.4275 | 162.4275
2032 | 2 | 19 | 23 | 1188.9332 | 138.9332
2032 | 2 | 20 | 0 | 1148.6181 | 98.6181
2032 | 2 | 20 | 1 | 1114.4274 | 64.4274
2032 | 2 | 20 | 2 | 1080.2367 | 30.2367
2032 | 2 | 20 | 3 | 1066.583 | 16.583
2032 | 2 | 20 | 4 | 1063.5617 | 13.5617
2032 | 2 | 20 | 5 | 1070.6691 | 20.6691
2032 | 2 | 20 | 6 | 1099.2547 | 49.2547
2032 | 2 | 20 | 7 | 1150.7625 | 100.7625
2032 | 2 | 20 | 8 | 1187.5638 | 137.5638
2032 | 2 | 20 | 9 | 1208.4794 | 158.4794
2032 | 2 | 20 | 10 | 1233.1463 | 183.1463
2032 | 2 | 20 | 11 | 1247.9773 | 197.9773
2032 | 2 | 20 | 12 | 1260.7486 | 210.7486
2032 | 2 | 20 | 13 | 1249.0755 | 199.0755
2032 | 2 | 20 | 14 | 1243.8341 | 193.8341
2032 | 2 | 20 | 15 | 1235.9103 | 185.9103
2032 | 2 | 20 | 16 | 1235.4552 | 185.4552
2032 | 2 | 20 | 17 | 1236.5364 | 186.5364
2032 | 2 | 20 | 18 | 1237.6177 | 187.6177
2032 | 2 | 20 | 19 | 1267.1561 | 217.1561
2032 | 2 | 20 | 20 | 1256.9981 | 206.9981
2032 | 2 | 20 | 21 | 1246.6682 | 196.6682
2032 | 2 | 20 | 22 | 1230.5752 | 180.5752
2032 | 2 | 20 | 23 | 1202.0217 | 152.0217
2032 | 2 | 21 | 0 | 1163.4903 | 113.4903
2032 | 2 | 21 | 1 | 1086.0128 | 36.0128
2032 | 2 | 21 | 2 | 1008.5353 | 0
2032 | 2 | 21 | 3 | 991.5581 | 0
2032 | 2 | 21 | 4 | 984.2229 | 0
2032 | 2 | 21 | 5 | 984.2424 | 0
2032 | 2 | 21 | 6 | 994.1695 | 0
2032 | 2 | 21 | 7 | 1008.8336 | 0
2032 | 2 | 21 | 8 | 1017.7356 | 0
2032 | 2 | 21 | 9 | 1039.3593 | 0
2032 | 2 | 21 | 10 | 1069.7146 | 19.7146
2032 | 2 | 21 | 11 | 1091.3645 | 41.3645
2032 | 2 | 21 | 12 | 1107.731 | 57.731
2032 | 2 | 21 | 13 | 1103.6267 | 53.6267
2032 | 2 | 21 | 14 | 1090.0004 | 40.0004
2032 | 2 | 21 | 15 | 1079.7573 | 29.7573
2032 | 2 | 21 | 16 | 1079.0092 | 29.0092
2032 | 2 | 21 | 17 | 1093.312 | 43.312
2032 | 2 | 21 | 18 | 1099.7269 | 49.7269
2032 | 2 | 21 | 19 | 1134.9832 | 84.9832
2032 | 2 | 21 | 20 | 1113.4063 | 63.4063
2032 | 2 | 21 | 21 | 1102.174 | 52.174
2032 | 2 | 21 | 22 | 1093.0805 | 43.0805
2032 | 2 | 21 | 23 | 1077.7571 | 27.7571
2032 | 2 | 22 | 0 | 1051.4064 | 1.4064
2032 | 2 | 22 | 1 | 975.6868 | 0
2032 | 2 | 22 | 2 | 949.2213 | 0
2032 | 2 | 22 | 3 | 932.1535 | 0
2032 | 2 | 22 | 4 | 921.3839 | 0
2032 | 2 | 22 | 5 | 912.8813 | 0
2032 | 2 | 22 | 6 | 912.4961 | 0
2032 | 2 | 22 | 7 | 922.5042 | 0
2032 | 2 | 22 | 8 | 934.6184 | 0
2032 | 2 | 22 | 9 | 958.8782 | 0
2032 | 2 | 22 | 10 | 985.3621 | 0
2032 | 2 | 22 | 11 | 1017.7203 | 0
2032 | 2 | 22 | 12 | 1036.1945 | 0
2032 | 2 | 22 | 13 | 1041.5746 | 0
2032 | 2 | 22 | 14 | 1044.7349 | 0
2032 | 2 | 22 | 15 | 1044.3429 | 0
2032 | 2 | 22 | 16 | 1047.9145 | 0
2032 | 2 | 22 | 17 | 1066.3134 | 16.3134
2032 | 2 | 22 | 18 | 1085.2503 | 35.2503
2032 | 2 | 22 | 19 | 1087.7228 | 37.7228
2032 | 2 | 22 | 20 | 1090.1952 | 40.1952
2032 | 2 | 22 | 21 | 1065.6076 | 15.6076
2032 | 2 | 22 | 22 | 1042.5851 | 0
2032 | 2 | 22 | 23 | 1028.1603 | 0
2032 | 2 | 23 | 0 | 1024.8118 | 0
2032 | 2 | 23 | 1 | 1021.4632 | 0
2032 | 2 | 23 | 2 | 1022.2621 | 0
2032 | 2 | 23 | 3 | 1023.0609 | 0
2032 | 2 | 23 | 4 | 1016.604 | 0
2032 | 2 | 23 | 5 | 1025.0367 | 0
2032 | 2 | 23 | 6 | 1054.9562 | 4.9562
2032 | 2 | 23 | 7 | 1103.4344 | 53.4344
2032 | 2 | 23 | 8 | 1143.5716 | 93.5716
2032 | 2 | 23 | 9 | 1169.5249 | 119.5249
2032 | 2 | 23 | 10 | 1196.589 | 146.589
2032 | 2 | 23 | 11 | 1213.4106 | 163.4106
2032 | 2 | 23 | 12 | 1228.1333 | 178.1333
2032 | 2 | 23 | 13 | 1219.7062 | 169.7062
2032 | 2 | 23 | 14 | 1214.2759 | 164.2759
2032 | 2 | 23 | 15 | 1211.4837 | 161.4837
2032 | 2 | 23 | 16 | 1219.2672 | 169.2672
2032 | 2 | 23 | 17 | 1226.0518 | 176.0518
2032 | 2 | 23 | 18 | 1230.3805 | 180.3805
2032 | 2 | 23 | 19 | 1234.7093 | 184.7093
2032 | 2 | 23 | 20 | 1236.5821 | 186.5821
2032 | 2 | 23 | 21 | 1209.8213 | 159.8213
2032 | 2 | 23 | 22 | 1194.4778 | 144.4778
2032 | 2 | 23 | 23 | 1166.1939 | 116.1939
2032 | 2 | 24 | 0 | 1125.3332 | 75.3332
2032 | 2 | 24 | 1 | 1099.7867 | 49.7867
2032 | 2 | 24 | 2 | 1074.2402 | 24.2402
2032 | 2 | 24 | 3 | 1060.6133 | 10.6133
2032 | 2 | 24 | 4 | 1058.0064 | 8.0064
2032 | 2 | 24 | 5 | 1065.5363 | 15.5363
2032 | 2 | 24 | 6 | 1092.0276 | 42.0276
2032 | 2 | 24 | 7 | 1143.0174 | 93.0174
2032 | 2 | 24 | 8 | 1186.4245 | 136.4245
2032 | 2 | 24 | 9 | 1208.0301 | 158.0301
2032 | 2 | 24 | 10 | 1228.5818 | 178.5818
2032 | 2 | 24 | 11 | 1251.7214 | 201.7214
2032 | 2 | 24 | 12 | 1262.13 | 212.13
2032 | 2 | 24 | 13 | 1254.6101 | 204.6101
2032 | 2 | 24 | 14 | 1243.8569 | 193.8569
2032 | 2 | 24 | 15 | 1234.4797 | 184.4797
2032 | 2 | 24 | 16 | 1217.2492 | 167.2492
2032 | 2 | 24 | 17 | 1226.152 | 176.152
2032 | 2 | 24 | 18 | 1241.7775 | 191.7775
2032 | 2 | 24 | 19 | 1257.403 | 207.403
2032 | 2 | 24 | 20 | 1253.5305 | 203.5305
2032 | 2 | 24 | 21 | 1222.9504 | 172.9504
2032 | 2 | 24 | 22 | 1210.4274 | 160.4274
2032 | 2 | 24 | 23 | 1184.0498 | 134.0498
2032 | 2 | 25 | 0 | 1147.4109 | 97.4109
2032 | 2 | 25 | 1 | 1110.7721 | 60.7721
2032 | 2 | 25 | 2 | 1087.7213 | 37.7213
2032 | 2 | 25 | 3 | 1075.5879 | 25.5879
2032 | 2 | 25 | 4 | 1073.667 | 23.667
2032 | 2 | 25 | 5 | 1081.8571 | 31.8571
2032 | 2 | 25 | 6 | 1107.5798 | 57.5798
2032 | 2 | 25 | 7 | 1148.8735 | 98.8735
2032 | 2 | 25 | 8 | 1186.6759 | 136.6759
2032 | 2 | 25 | 9 | 1216.1975 | 166.1975
2032 | 2 | 25 | 10 | 1227.1225 | 177.1225
2032 | 2 | 25 | 11 | 1253.3513 | 203.3513
2032 | 2 | 25 | 12 | 1270.4506 | 220.4506
2032 | 2 | 25 | 13 | 1287.55 | 237.55
2032 | 2 | 25 | 14 | 1288.375 | 238.375
2032 | 2 | 25 | 15 | 1282.9838 | 232.9838
2032 | 2 | 25 | 16 | 1279.966 | 229.966
2032 | 2 | 25 | 17 | 1263.1217 | 213.1217
2032 | 2 | 25 | 18 | 1272.1925 | 222.1925
2032 | 2 | 25 | 19 | 1289.8122 | 239.8122
2032 | 2 | 25 | 20 | 1274.1847 | 224.1847
2032 | 2 | 25 | 21 | 1236.7217 | 186.7217
2032 | 2 | 25 | 22 | 1221.7602 | 171.7602
2032 | 2 | 25 | 23 | 1192.0593 | 142.0593
2032 | 2 | 26 | 0 | 1156.78 | 106.78
2032 | 2 | 26 | 1 | 1085.7994 | 35.7994
2032 | 2 | 26 | 2 | 1060.9967 | 10.9967
2032 | 2 | 26 | 3 | 1043.343 | 0
2032 | 2 | 26 | 4 | 1038.1225 | 0
2032 | 2 | 26 | 5 | 1044.8636 | 0
2032 | 2 | 26 | 6 | 1078.3971 | 28.3971
2032 | 2 | 26 | 7 | 1130.9367 | 80.9367
2032 | 2 | 26 | 8 | 1163.2933 | 113.2933
2032 | 2 | 26 | 9 | 1205.1198 | 155.1198
2032 | 2 | 26 | 10 | 1223.3546 | 173.3546
2032 | 2 | 26 | 11 | 1246.7945 | 196.7945
2032 | 2 | 26 | 12 | 1261.5916 | 211.5916
2032 | 2 | 26 | 13 | 1276.3887 | 226.3887
2032 | 2 | 26 | 14 | 1271.4534 | 221.4534
2032 | 2 | 26 | 15 | 1265.2441 | 215.2441
2032 | 2 | 26 | 16 | 1253.7831 | 203.7831
2032 | 2 | 26 | 17 | 1234.3154 | 184.3154
2032 | 2 | 26 | 18 | 1228.3607 | 178.3607
2032 | 2 | 26 | 19 | 1248.2463 | 198.2463
2032 | 2 | 26 | 20 | 1234.4426 | 184.4426
2032 | 2 | 26 | 21 | 1195.3533 | 145.3533
2032 | 2 | 26 | 22 | 1172.1049 | 122.1049
2032 | 2 | 26 | 23 | 1142.8506 | 92.8506
2032 | 2 | 27 | 0 | 1102.9477 | 52.9477
2032 | 2 | 27 | 1 | 1075.1666 | 25.1666
2032 | 2 | 27 | 2 | 1047.3855 | 0
2032 | 2 | 27 | 3 | 1036.0364 | 0
2032 | 2 | 27 | 4 | 1033.9841 | 0
2032 | 2 | 27 | 5 | 1041.6465 | 0
2032 | 2 | 27 | 6 | 1069.3197 | 19.3197
2032 | 2 | 27 | 7 | 1114.8182 | 64.8182
2032 | 2 | 27 | 8 | 1134.1749 | 84.1749
2032 | 2 | 27 | 9 | 1172.0502 | 122.0502
2032 | 2 | 27 | 10 | 1194.8447 | 144.8447
2032 | 2 | 27 | 11 | 1208.417 | 158.417
2032 | 2 | 27 | 12 | 1223.7599 | 173.7599
2032 | 2 | 27 | 13 | 1234.382 | 184.382
2032 | 2 | 27 | 14 | 1233.4578 | 183.4578
2032 | 2 | 27 | 15 | 1225.9279 | 175.9279
2032 | 2 | 27 | 16 | 1212.72 | 162.72
2032 | 2 | 27 | 17 | 1190.4737 | 140.4737
2032 | 2 | 27 | 18 | 1196.813 | 146.813
2032 | 2 | 27 | 19 | 1203.1522 | 153.1522
2032 | 2 | 27 | 20 | 1202.8544 | 152.8544
2032 | 2 | 27 | 21 | 1192.1453 | 142.1453
2032 | 2 | 27 | 22 | 1180.9591 | 130.9591
2032 | 2 | 27 | 23 | 1157.7073 | 107.7073
2032 | 2 | 28 | 0 | 1108.2527 | 58.2527
2032 | 2 | 28 | 1 | 1058.7982 | 8.7982
2032 | 2 | 28 | 2 | 995.4273 | 0
2032 | 2 | 28 | 3 | 981.5344 | 0
2032 | 2 | 28 | 4 | 974.9422 | 0
2032 | 2 | 28 | 5 | 980.9019 | 0
2032 | 2 | 28 | 6 | 1003.5155 | 0
2032 | 2 | 28 | 7 | 1016.2777 | 0
2032 | 2 | 28 | 8 | 998.7484 | 0
2032 | 2 | 28 | 9 | 1013.2472 | 0
2032 | 2 | 28 | 10 | 1052.7995 | 2.7995
2032 | 2 | 28 | 11 | 1068.6786 | 18.6786
2032 | 2 | 28 | 12 | 1084.5577 | 34.5577
2032 | 2 | 28 | 13 | 1093.1952 | 43.1952
2032 | 2 | 28 | 14 | 1091.9446 | 41.9446
2032 | 2 | 28 | 15 | 1085.9109 | 35.9109
2032 | 2 | 28 | 16 | 1078.5489 | 28.5489
2032 | 2 | 28 | 17 | 1067.8409 | 17.8409
2032 | 2 | 28 | 18 | 1083.8399 | 33.8399
2032 | 2 | 28 | 19 | 1116.4294 | 66.4294
2032 | 2 | 28 | 20 | 1104.3546 | 54.3546
2032 | 2 | 28 | 21 | 1086.4189 | 36.4189
2032 | 2 | 28 | 22 | 1075.6914 | 25.6914
2032 | 2 | 28 | 23 | 1061.2523 | 11.2523
2032 | 2 | 29 | 0 | 1039.0236 | 0
2032 | 2 | 29 | 1 | 1016.795 | 0
2032 | 2 | 29 | 2 | 994.1945 | 0
2032 | 2 | 29 | 3 | 978.492 | 0
2032 | 2 | 29 | 4 | 968.0185 | 0
2032 | 2 | 29 | 5 | 963.5047 | 0
2032 | 2 | 29 | 6 | 966.9341 | 0
2032 | 2 | 29 | 7 | 970.0249 | 0
2032 | 2 | 29 | 8 | 972.5216 | 0
2032 | 2 | 29 | 9 | 992.7476 | 0
2032 | 2 | 29 | 10 | 1019.4663 | 0
2032 | 2 | 29 | 11 | 1036.675 | 0
2032 | 2 | 29 | 12 | 1053.8837 | 3.8837
2032 | 2 | 29 | 13 | 1063.8569 | 13.8569
2032 | 2 | 29 | 14 | 1058.4796 | 8.4796
2032 | 2 | 29 | 15 | 1056.1088 | 6.1088
2032 | 2 | 29 | 16 | 1050.1253 | 0.12532
2032 | 2 | 29 | 17 | 1049.084 | 0
2032 | 2 | 29 | 18 | 1067.8077 | 17.8077
2032 | 2 | 29 | 19 | 1081.9649 | 31.9649
2032 | 2 | 29 | 20 | 1096.122 | 46.122
2032 | 2 | 29 | 21 | 1071.5626 | 21.5626
2032 | 2 | 29 | 22 | 1052.8662 | 2.8662
2032 | 2 | 29 | 23 | 1039.0059 | 0
2032 | 3 | 1 | 0 | 1059.4104 | 9.4104
2032 | 3 | 1 | 1 | 1056.6593 | 6.6593
2032 | 3 | 1 | 2 | 1053.9081 | 3.9081
2032 | 3 | 1 | 3 | 1033.6017 | 0
2032 | 3 | 1 | 4 | 1028.5883 | 0
2032 | 3 | 1 | 5 | 1023.5749 | 0
2032 | 3 | 1 | 6 | 1061.9689 | 11.9689
2032 | 3 | 1 | 7 | 1109.1806 | 59.1806
2032 | 3 | 1 | 8 | 1125.0668 | 75.0668
2032 | 3 | 1 | 9 | 1144.318 | 94.318
2032 | 3 | 1 | 10 | 1167.4237 | 117.4237
2032 | 3 | 1 | 11 | 1178.6402 | 128.6402
2032 | 3 | 1 | 12 | 1194.5688 | 144.5688
2032 | 3 | 1 | 13 | 1199.7297 | 149.7297
2032 | 3 | 1 | 14 | 1187.605 | 137.605
2032 | 3 | 1 | 15 | 1180.4218 | 130.4218
2032 | 3 | 1 | 16 | 1186.0446 | 136.0446
2032 | 3 | 1 | 17 | 1192.0011 | 142.0011
2032 | 3 | 1 | 18 | 1197.1584 | 147.1584
2032 | 3 | 1 | 19 | 1201.1618 | 151.1618
2032 | 3 | 1 | 20 | 1196.1905 | 146.1905
2032 | 3 | 1 | 21 | 1172.1157 | 122.1157
2032 | 3 | 1 | 22 | 1147.9029 | 97.9029
2032 | 3 | 1 | 23 | 1123.8241 | 73.8241
2032 | 3 | 2 | 0 | 1089.8588 | 39.8588
2032 | 3 | 2 | 1 | 1020.7495 | 0
2032 | 3 | 2 | 2 | 1005.7177 | 0
2032 | 3 | 2 | 3 | 995.9652 | 0
2032 | 3 | 2 | 4 | 986.2126 | 0
2032 | 3 | 2 | 5 | 997.6042 | 0
2032 | 3 | 2 | 6 | 1032.5857 | 0
2032 | 3 | 2 | 7 | 1085.0309 | 35.0309
2032 | 3 | 2 | 8 | 1120.68 | 70.68
2032 | 3 | 2 | 9 | 1164.6392 | 114.6392
2032 | 3 | 2 | 10 | 1196.7606 | 146.7606
2032 | 3 | 2 | 11 | 1222.3386 | 172.3386
2032 | 3 | 2 | 12 | 1226.8327 | 176.8327
2032 | 3 | 2 | 13 | 1232.2694 | 182.2694
2032 | 3 | 2 | 14 | 1226.725 | 176.725
2032 | 3 | 2 | 15 | 1224.9953 | 174.9953
2032 | 3 | 2 | 16 | 1205.2072 | 155.2072
2032 | 3 | 2 | 17 | 1201.1024 | 151.1024
2032 | 3 | 2 | 18 | 1213.2359 | 163.2359
2032 | 3 | 2 | 19 | 1224.6951 | 174.6951
2032 | 3 | 2 | 20 | 1218.2764 | 168.2764
2032 | 3 | 2 | 21 | 1179.8977 | 129.8977
2032 | 3 | 2 | 22 | 1162.7168 | 112.7168
2032 | 3 | 2 | 23 | 1137.1102 | 87.1102
2032 | 3 | 3 | 0 | 1106.2364 | 56.2364
2032 | 3 | 3 | 1 | 1083.1188 | 33.1188
2032 | 3 | 3 | 2 | 1062.9937 | 12.9937
2032 | 3 | 3 | 3 | 1053.0596 | 3.0596
2032 | 3 | 3 | 4 | 1043.1256 | 0
2032 | 3 | 3 | 5 | 1052.9786 | 2.9786
2032 | 3 | 3 | 6 | 1085.0989 | 35.0989
2032 | 3 | 3 | 7 | 1123.1348 | 73.1348
2032 | 3 | 3 | 8 | 1150.2842 | 100.2842
2032 | 3 | 3 | 9 | 1179.5674 | 129.5674
2032 | 3 | 3 | 10 | 1196.5468 | 146.5468
2032 | 3 | 3 | 11 | 1213.5262 | 163.5262
2032 | 3 | 3 | 12 | 1211.9534 | 161.9534
2032 | 3 | 3 | 13 | 1212.7098 | 162.7098
2032 | 3 | 3 | 14 | 1212.1944 | 162.1944
2032 | 3 | 3 | 15 | 1211.4018 | 161.4018
2032 | 3 | 3 | 16 | 1211.6652 | 161.6652
2032 | 3 | 3 | 17 | 1197.6952 | 147.6952
2032 | 3 | 3 | 18 | 1210.7375 | 160.7375
2032 | 3 | 3 | 19 | 1228.02 | 178.02
2032 | 3 | 3 | 20 | 1232.5861 | 182.5861
2032 | 3 | 3 | 21 | 1202.6362 | 152.6362
2032 | 3 | 3 | 22 | 1185.7054 | 135.7054
2032 | 3 | 3 | 23 | 1156.4971 | 106.4971
2032 | 3 | 4 | 0 | 1118.8364 | 68.8364
2032 | 3 | 4 | 1 | 1072.9021 | 22.9021
2032 | 3 | 4 | 2 | 1050.6831 | 0.68306
2032 | 3 | 4 | 3 | 1032.8686 | 0
2032 | 3 | 4 | 4 | 1027.6095 | 0
2032 | 3 | 4 | 5 | 1036.0966 | 0
2032 | 3 | 4 | 6 | 1068.5911 | 18.5911
2032 | 3 | 4 | 7 | 1109.8814 | 59.8814
2032 | 3 | 4 | 8 | 1134.1871 | 84.1871
2032 | 3 | 4 | 9 | 1174.0582 | 124.0582
2032 | 3 | 4 | 10 | 1184.328 | 134.328
2032 | 3 | 4 | 11 | 1196.3178 | 146.3178
2032 | 3 | 4 | 12 | 1202.8002 | 152.8002
2032 | 3 | 4 | 13 | 1211.0028 | 161.0028
2032 | 3 | 4 | 14 | 1208.2712 | 158.2712
2032 | 3 | 4 | 15 | 1204.0766 | 154.0766
2032 | 3 | 4 | 16 | 1200.0372 | 150.0372
2032 | 3 | 4 | 17 | 1190.1191 | 140.1191
2032 | 3 | 4 | 18 | 1192.5293 | 142.5293
2032 | 3 | 4 | 19 | 1194.9396 | 144.9396
2032 | 3 | 4 | 20 | 1195.7333 | 145.7333
2032 | 3 | 4 | 21 | 1162.8623 | 112.8623
2032 | 3 | 4 | 22 | 1147.3091 | 97.3091
2032 | 3 | 4 | 23 | 1121.7312 | 71.7312
2032 | 3 | 5 | 0 | 1093.7601 | 43.7601
2032 | 3 | 5 | 1 | 1060.8067 | 10.8067
2032 | 3 | 5 | 2 | 1037.612 | 0
2032 | 3 | 5 | 3 | 1019.1013 | 0
2032 | 3 | 5 | 4 | 1009.9403 | 0
2032 | 3 | 5 | 5 | 1018.3842 | 0
2032 | 3 | 5 | 6 | 1055.6328 | 5.6328
2032 | 3 | 5 | 7 | 1103.5515 | 53.5515
2032 | 3 | 5 | 8 | 1125.4171 | 75.4171
2032 | 3 | 5 | 9 | 1152.2163 | 102.2163
2032 | 3 | 5 | 10 | 1168.379 | 118.379
2032 | 3 | 5 | 11 | 1179.373 | 129.373
2032 | 3 | 5 | 12 | 1190.3671 | 140.3671
2032 | 3 | 5 | 13 | 1197.8536 | 147.8536
2032 | 3 | 5 | 14 | 1195.0584 | 145.0584
2032 | 3 | 5 | 15 | 1192.2632 | 142.2632
2032 | 3 | 5 | 16 | 1185.2837 | 135.2837
2032 | 3 | 5 | 17 | 1176.3525 | 126.3525
2032 | 3 | 5 | 18 | 1155.2563 | 105.2563
2032 | 3 | 5 | 19 | 1173.6838 | 123.6838
2032 | 3 | 5 | 20 | 1169.7677 | 119.7677
2032 | 3 | 5 | 21 | 1126.5956 | 76.5956
2032 | 3 | 5 | 22 | 1101.8016 | 51.8016
2032 | 3 | 5 | 23 | 1078.8568 | 28.8568
2032 | 3 | 6 | 0 | 1051.2572 | 1.2572
2032 | 3 | 6 | 1 | 998.7492 | 0
2032 | 3 | 6 | 2 | 946.2412 | 0
2032 | 3 | 6 | 3 | 920.669 | 0
2032 | 3 | 6 | 4 | 905.9237 | 0
2032 | 3 | 6 | 5 | 900.4821 | 0
2032 | 3 | 6 | 6 | 911.2161 | 0
2032 | 3 | 6 | 7 | 926.0663 | 0
2032 | 3 | 6 | 8 | 953.7658 | 0
2032 | 3 | 6 | 9 | 986.2613 | 0
2032 | 3 | 6 | 10 | 1015.5993 | 0
2032 | 3 | 6 | 11 | 1040.3758 | 0
2032 | 3 | 6 | 12 | 1061.3189 | 11.3189
2032 | 3 | 6 | 13 | 1064.8523 | 14.8523
2032 | 3 | 6 | 14 | 1058.1532 | 8.1532
2032 | 3 | 6 | 15 | 1051.4541 | 1.4541
2032 | 3 | 6 | 16 | 1043.2348 | 0
2032 | 3 | 6 | 17 | 1037.6289 | 0
2032 | 3 | 6 | 18 | 1032.023 | 0
2032 | 3 | 6 | 19 | 1059.0404 | 9.0404
2032 | 3 | 6 | 20 | 1052.8642 | 2.8642
2032 | 3 | 6 | 21 | 1025.5942 | 0
2032 | 3 | 6 | 22 | 1012.3133 | 0
2032 | 3 | 6 | 23 | 991.6737 | 0
2032 | 3 | 7 | 0 | 964.0108 | 0
2032 | 3 | 7 | 1 | 927.6575 | 0
2032 | 3 | 7 | 2 | 910.3498 | 0
2032 | 3 | 7 | 3 | 892.9062 | 0
2032 | 3 | 7 | 4 | 883.8947 | 0
2032 | 3 | 7 | 5 | 874.8832 | 0
2032 | 3 | 7 | 6 | 884.2075 | 0
2032 | 3 | 7 | 7 | 893.6317 | 0
2032 | 3 | 7 | 8 | 909.9857 | 0
2032 | 3 | 7 | 9 | 932.6642 | 0
2032 | 3 | 7 | 10 | 956.1107 | 0
2032 | 3 | 7 | 11 | 976.0879 | 0
2032 | 3 | 7 | 12 | 992.7874 | 0
2032 | 3 | 7 | 13 | 995.471 | 0
2032 | 3 | 7 | 14 | 983.5499 | 0
2032 | 3 | 7 | 15 | 971.6288 | 0
2032 | 3 | 7 | 16 | 979.4697 | 0
2032 | 3 | 7 | 17 | 994.442 | 0
2032 | 3 | 7 | 18 | 1006.4275 | 0
2032 | 3 | 7 | 19 | 1020.8999 | 0
2032 | 3 | 7 | 20 | 1011.4442 | 0
2032 | 3 | 7 | 21 | 1004.4755 | 0
2032 | 3 | 7 | 22 | 997.5721 | 0
2032 | 3 | 7 | 23 | 986.2838 | 0
2032 | 3 | 8 | 0 | 985.0987 | 0
2032 | 3 | 8 | 1 | 983.9136 | 0
2032 | 3 | 8 | 2 | 1004.6706 | 0
2032 | 3 | 8 | 3 | 992.6876 | 0
2032 | 3 | 8 | 4 | 980.7046 | 0
2032 | 3 | 8 | 5 | 998.3224 | 0
2032 | 3 | 8 | 6 | 1041.7926 | 0
2032 | 3 | 8 | 7 | 1091.173 | 41.173
2032 | 3 | 8 | 8 | 1111.0392 | 61.0392
2032 | 3 | 8 | 9 | 1133.9172 | 83.9172
2032 | 3 | 8 | 10 | 1154.9757 | 104.9757
2032 | 3 | 8 | 11 | 1167.9814 | 117.9814
2032 | 3 | 8 | 12 | 1181.0261 | 131.0261
2032 | 3 | 8 | 13 | 1183.6479 | 133.6479
2032 | 3 | 8 | 14 | 1167.8837 | 117.8837
2032 | 3 | 8 | 15 | 1159.1258 | 109.1258
2032 | 3 | 8 | 16 | 1167.4813 | 117.4813
2032 | 3 | 8 | 17 | 1174.7763 | 124.7763
2032 | 3 | 8 | 18 | 1177.3384 | 127.3384
2032 | 3 | 8 | 19 | 1181.8121 | 131.8121
2032 | 3 | 8 | 20 | 1167.3951 | 117.3951
2032 | 3 | 8 | 21 | 1154.8898 | 104.8898
2032 | 3 | 8 | 22 | 1133.7927 | 83.7927
2032 | 3 | 8 | 23 | 1105.8368 | 55.8368
2032 | 3 | 9 | 0 | 1077.4126 | 27.4126
2032 | 3 | 9 | 1 | 1019.4751 | 0
2032 | 3 | 9 | 2 | 1003.2458 | 0
2032 | 3 | 9 | 3 | 993.0291 | 0
2032 | 3 | 9 | 4 | 982.8124 | 0
2032 | 3 | 9 | 5 | 998.0939 | 0
2032 | 3 | 9 | 6 | 1035.3225 | 0
2032 | 3 | 9 | 7 | 1087.0563 | 37.0563
2032 | 3 | 9 | 8 | 1113.43 | 63.43
2032 | 3 | 9 | 9 | 1146.3828 | 96.3828
2032 | 3 | 9 | 10 | 1166.3612 | 116.3612
2032 | 3 | 9 | 11 | 1191.8949 | 141.8949
2032 | 3 | 9 | 12 | 1204.1976 | 154.1976
2032 | 3 | 9 | 13 | 1201.4774 | 151.4774
2032 | 3 | 9 | 14 | 1185.6555 | 135.6555
2032 | 3 | 9 | 15 | 1175.2647 | 125.2647
2032 | 3 | 9 | 16 | 1156.3957 | 106.3957
2032 | 3 | 9 | 17 | 1157.4572 | 107.4572
2032 | 3 | 9 | 18 | 1165.1087 | 115.1087
2032 | 3 | 9 | 19 | 1169.4127 | 119.4127
2032 | 3 | 9 | 20 | 1173.7166 | 123.7166
2032 | 3 | 9 | 21 | 1146.5033 | 96.5033
2032 | 3 | 9 | 22 | 1126.5944 | 76.5944
2032 | 3 | 9 | 23 | 1094.4594 | 44.4594
2032 | 3 | 10 | 0 | 1062.7799 | 12.7799
2032 | 3 | 10 | 1 | 1043.5698 | 0
2032 | 3 | 10 | 2 | 1021.5992 | 0
2032 | 3 | 10 | 3 | 1006.7681 | 0
2032 | 3 | 10 | 4 | 1005.6594 | 0
2032 | 3 | 10 | 5 | 1018.5573 | 0
2032 | 3 | 10 | 6 | 1059.2765 | 9.2765
2032 | 3 | 10 | 7 | 1100.6062 | 50.6062
2032 | 3 | 10 | 8 | 1114.4143 | 64.4143
2032 | 3 | 10 | 9 | 1139.8998 | 89.8998
2032 | 3 | 10 | 10 | 1152.993 | 102.993
2032 | 3 | 10 | 11 | 1166.0862 | 116.0862
2032 | 3 | 10 | 12 | 1169.1133 | 119.1133
2032 | 3 | 10 | 13 | 1170.8113 | 120.8113
2032 | 3 | 10 | 14 | 1177.437 | 127.437
2032 | 3 | 10 | 15 | 1177.8735 | 127.8735
2032 | 3 | 10 | 16 | 1180.2561 | 130.2561
2032 | 3 | 10 | 17 | 1175.5917 | 125.5917
2032 | 3 | 10 | 18 | 1177.2105 | 127.2105
2032 | 3 | 10 | 19 | 1178.4802 | 128.4802
2032 | 3 | 10 | 20 | 1183.3586 | 133.3586
2032 | 3 | 10 | 21 | 1154.7785 | 104.7785
2032 | 3 | 10 | 22 | 1133.7025 | 83.7025
2032 | 3 | 10 | 23 | 1101.6628 | 51.6628
2032 | 3 | 11 | 0 | 1068.3242 | 18.3242
2032 | 3 | 11 | 1 | 1047.0298 | 0
2032 | 3 | 11 | 2 | 1024.878 | 0
2032 | 3 | 11 | 3 | 1014.2811 | 0
2032 | 3 | 11 | 4 | 1003.6842 | 0
2032 | 3 | 11 | 5 | 1019.1736 | 0
2032 | 3 | 11 | 6 | 1062.4837 | 12.4837
2032 | 3 | 11 | 7 | 1111.196 | 61.196
2032 | 3 | 11 | 8 | 1117.9231 | 67.9231
2032 | 3 | 11 | 9 | 1151.7613 | 101.7613
2032 | 3 | 11 | 10 | 1170.3207 | 120.3207
2032 | 3 | 11 | 11 | 1183.1222 | 133.1222
2032 | 3 | 11 | 12 | 1196.751 | 146.751
2032 | 3 | 11 | 13 | 1201.4784 | 151.4784
2032 | 3 | 11 | 14 | 1205.6138 | 155.6138
2032 | 3 | 11 | 15 | 1200.463 | 150.463
2032 | 3 | 11 | 16 | 1192.9285 | 142.9285
2032 | 3 | 11 | 17 | 1170.5327 | 120.5327
2032 | 3 | 11 | 18 | 1146.4454 | 96.4454
2032 | 3 | 11 | 19 | 1157.0803 | 107.0803
2032 | 3 | 11 | 20 | 1157.686 | 107.686
2032 | 3 | 11 | 21 | 1124.0673 | 74.0673
2032 | 3 | 11 | 22 | 1102.1789 | 52.1789
2032 | 3 | 11 | 23 | 1074.1834 | 24.1834
2032 | 3 | 12 | 0 | 1050.7774 | 0.77741
2032 | 3 | 12 | 1 | 1010.5972 | 0
2032 | 3 | 12 | 2 | 987.654 | 0
2032 | 3 | 12 | 3 | 972.8889 | 0
2032 | 3 | 12 | 4 | 975.8853 | 0
2032 | 3 | 12 | 5 | 978.8816 | 0
2032 | 3 | 12 | 6 | 1028.6606 | 0
2032 | 3 | 12 | 7 | 1086.4852 | 36.4852
2032 | 3 | 12 | 8 | 1098.4062 | 48.4062
2032 | 3 | 12 | 9 | 1123.6795 | 73.6795
2032 | 3 | 12 | 10 | 1143.6686 | 93.6686
2032 | 3 | 12 | 11 | 1155.2451 | 105.2451
2032 | 3 | 12 | 12 | 1163.3959 | 113.3959
2032 | 3 | 12 | 13 | 1173.7333 | 123.7333
2032 | 3 | 12 | 14 | 1163.6012 | 113.6012
2032 | 3 | 12 | 15 | 1154.4768 | 104.4768
2032 | 3 | 12 | 16 | 1150.7101 | 100.7101
2032 | 3 | 12 | 17 | 1153.2273 | 103.2273
2032 | 3 | 12 | 18 | 1148.185 | 98.185
2032 | 3 | 12 | 19 | 1142.8431 | 92.8431
2032 | 3 | 12 | 20 | 1136.4878 | 86.4878
2032 | 3 | 12 | 21 | 1111.4726 | 61.4726
2032 | 3 | 12 | 22 | 1086.0488 | 36.0488
2032 | 3 | 12 | 23 | 1050.3389 | 0.33895
2032 | 3 | 13 | 0 | 1020.239 | 0
2032 | 3 | 13 | 1 | 944.6568 | 0
2032 | 3 | 13 | 2 | 899.3345 | 0
2032 | 3 | 13 | 3 | 854.0122 | 0
2032 | 3 | 13 | 4 | 838.9497 | 0
2032 | 3 | 13 | 5 | 836.4512 | 0
2032 | 3 | 13 | 6 | 853.1921 | 0
2032 | 3 | 13 | 7 | 869.933 | 0
2032 | 3 | 13 | 8 | 895.8829 | 0
2032 | 3 | 13 | 9 | 929.2735 | 0
2032 | 3 | 13 | 10 | 971.9294 | 0
2032 | 3 | 13 | 11 | 991.3047 | 0
2032 | 3 | 13 | 12 | 1002.1067 | 0
2032 | 3 | 13 | 13 | 1002.5295 | 0
2032 | 3 | 13 | 14 | 1002.5668 | 0
2032 | 3 | 13 | 15 | 993.2286 | 0
2032 | 3 | 13 | 16 | 992.9364 | 0
2032 | 3 | 13 | 17 | 994.1752 | 0
2032 | 3 | 13 | 18 | 978.9094 | 0
2032 | 3 | 13 | 19 | 982.0648 | 0
2032 | 3 | 13 | 20 | 985.2202 | 0
2032 | 3 | 13 | 21 | 968.2472 | 0
2032 | 3 | 13 | 22 | 960.2433 | 0
2032 | 3 | 13 | 23 | 942.3605 | 0
2032 | 3 | 14 | 0 | 920.3163 | 0
2032 | 3 | 14 | 1 | 856.8458 | 0
2032 | 3 | 14 | 2 | 843.6686 | 0
2032 | 3 | 14 | 3 | 835.3087 | 0
2032 | 3 | 14 | 4 | 824.6766 | 0
2032 | 3 | 14 | 5 | 820.6188 | 0
2032 | 3 | 14 | 6 | 833.1921 | 0
2032 | 3 | 14 | 7 | 839.7204 | 0
2032 | 3 | 14 | 8 | 850.5449 | 0
2032 | 3 | 14 | 9 | 878.6386 | 0
2032 | 3 | 14 | 10 | 918.2104 | 0
2032 | 3 | 14 | 11 | 941.913 | 0
2032 | 3 | 14 | 12 | 946.161 | 0
2032 | 3 | 14 | 13 | 942.3589 | 0
2032 | 3 | 14 | 14 | 942.54 | 0
2032 | 3 | 14 | 15 | 941.3057 | 0
2032 | 3 | 14 | 16 | 936.1817 | 0
2032 | 3 | 14 | 17 | 941.9254 | 0
2032 | 3 | 14 | 18 | 944.6892 | 0
2032 | 3 | 14 | 19 | 965.7353 | 0
2032 | 3 | 14 | 20 | 977.3503 | 0
2032 | 3 | 14 | 21 | 957.1472 | 0
2032 | 3 | 14 | 22 | 935.8437 | 0
2032 | 3 | 14 | 23 | 920.0652 | 0
2032 | 3 | 15 | 0 | 944.2209 | 0
2032 | 3 | 15 | 1 | 927.8216 | 0
2032 | 3 | 15 | 2 | 959.4042 | 0
2032 | 3 | 15 | 3 | 958.1855 | 0
2032 | 3 | 15 | 4 | 956.6734 | 0
2032 | 3 | 15 | 5 | 970.2804 | 0
2032 | 3 | 15 | 6 | 1018.1107 | 0
2032 | 3 | 15 | 7 | 1068.1469 | 18.1469
2032 | 3 | 15 | 8 | 1091.1747 | 41.1747
2032 | 3 | 15 | 9 | 1121.1804 | 71.1804
2032 | 3 | 15 | 10 | 1142.2011 | 92.2011
2032 | 3 | 15 | 11 | 1152.9747 | 102.9747
2032 | 3 | 15 | 12 | 1160.7841 | 110.7841
2032 | 3 | 15 | 13 | 1151.8705 | 101.8705
2032 | 3 | 15 | 14 | 1144.6518 | 94.6518
2032 | 3 | 15 | 15 | 1146.91 | 96.91
2032 | 3 | 15 | 16 | 1160.739 | 110.739
2032 | 3 | 15 | 17 | 1170.6743 | 120.6743
2032 | 3 | 15 | 18 | 1167.6025 | 117.6025
2032 | 3 | 15 | 19 | 1155.2417 | 105.2417
2032 | 3 | 15 | 20 | 1142.8808 | 92.8808
2032 | 3 | 15 | 21 | 1123.5981 | 73.5981
2032 | 3 | 15 | 22 | 1099.5561 | 49.5561
2032 | 3 | 15 | 23 | 1070.1197 | 20.1197
2032 | 3 | 16 | 0 | 1042.9351 | 0
2032 | 3 | 16 | 1 | 945.6585 | 0
2032 | 3 | 16 | 2 | 932.3059 | 0
2032 | 3 | 16 | 3 | 926.3121 | 0
2032 | 3 | 16 | 4 | 924.6454 | 0
2032 | 3 | 16 | 5 | 939.494 | 0
2032 | 3 | 16 | 6 | 981.3626 | 0
2032 | 3 | 16 | 7 | 1033.4786 | 0
2032 | 3 | 16 | 8 | 1064.0545 | 14.0545
2032 | 3 | 16 | 9 | 1101.922 | 51.922
2032 | 3 | 16 | 10 | 1116.3495 | 66.3495
2032 | 3 | 16 | 11 | 1133.623 | 83.623
2032 | 3 | 16 | 12 | 1141.4686 | 91.4686
2032 | 3 | 16 | 13 | 1137.6648 | 87.6648
2032 | 3 | 16 | 14 | 1131.0096 | 81.0096
2032 | 3 | 16 | 15 | 1124.5698 | 74.5698
2032 | 3 | 16 | 16 | 1110.9503 | 60.9503
2032 | 3 | 16 | 17 | 1111.5183 | 61.5183
2032 | 3 | 16 | 18 | 1110.845 | 60.845
2032 | 3 | 16 | 19 | 1112.4147 | 62.4147
2032 | 3 | 16 | 20 | 1112.7732 | 62.7732
2032 | 3 | 16 | 21 | 1070.6611 | 20.6611
2032 | 3 | 16 | 22 | 1043.0855 | 0
2032 | 3 | 16 | 23 | 1013.1692 | 0
2032 | 3 | 17 | 0 | 990.3293 | 0
2032 | 3 | 17 | 1 | 988.3941 | 0
2032 | 3 | 17 | 2 | 971.3919 | 0
2032 | 3 | 17 | 3 | 960.0889 | 0
2032 | 3 | 17 | 4 | 955.1853 | 0
2032 | 3 | 17 | 5 | 968.422 | 0
2032 | 3 | 17 | 6 | 1012.1814 | 0
2032 | 3 | 17 | 7 | 1058.5332 | 8.5332
2032 | 3 | 17 | 8 | 1064.9194 | 14.9194
2032 | 3 | 17 | 9 | 1089.758 | 39.758
2032 | 3 | 17 | 10 | 1105.5998 | 55.5998
2032 | 3 | 17 | 11 | 1119.0424 | 69.0424
2032 | 3 | 17 | 12 | 1131.254 | 81.254
2032 | 3 | 17 | 13 | 1130.8974 | 80.8974
2032 | 3 | 17 | 14 | 1124.9126 | 74.9126
2032 | 3 | 17 | 15 | 1125.2739 | 75.2739
2032 | 3 | 17 | 16 | 1126.0835 | 76.0835
2032 | 3 | 17 | 17 | 1125.2643 | 75.2643
2032 | 3 | 17 | 18 | 1123.7823 | 73.7823
2032 | 3 | 17 | 19 | 1124.0708 | 74.0708
2032 | 3 | 17 | 20 | 1129.4109 | 79.4109
2032 | 3 | 17 | 21 | 1089.7429 | 39.7429
2032 | 3 | 17 | 22 | 1053.7051 | 3.7051
2032 | 3 | 17 | 23 | 1018.2729 | 0
2032 | 3 | 18 | 0 | 987.5658 | 0
2032 | 3 | 18 | 1 | 983.5727 | 0
2032 | 3 | 18 | 2 | 967.0401 | 0
2032 | 3 | 18 | 3 | 957.2199 | 0
2032 | 3 | 18 | 4 | 952.5148 | 0
2032 | 3 | 18 | 5 | 968.8142 | 0
2032 | 3 | 18 | 6 | 1021.4437 | 0
2032 | 3 | 18 | 7 | 1075.0589 | 25.0589
2032 | 3 | 18 | 8 | 1083.8906 | 33.8906
2032 | 3 | 18 | 9 | 1115.3191 | 65.3191
2032 | 3 | 18 | 10 | 1130.5328 | 80.5328
2032 | 3 | 18 | 11 | 1147.4583 | 97.4583
2032 | 3 | 18 | 12 | 1146.8032 | 96.8032
2032 | 3 | 18 | 13 | 1152.108 | 102.108
2032 | 3 | 18 | 14 | 1144.9623 | 94.9623
2032 | 3 | 18 | 15 | 1136.0033 | 86.0033
2032 | 3 | 18 | 16 | 1133.0049 | 83.0049
2032 | 3 | 18 | 17 | 1126.9021 | 76.9021
2032 | 3 | 18 | 18 | 1103.1685 | 53.1685
2032 | 3 | 18 | 19 | 1110.454 | 60.454
2032 | 3 | 18 | 20 | 1116.9908 | 66.9908
2032 | 3 | 18 | 21 | 1082.2846 | 32.2846
2032 | 3 | 18 | 22 | 1048.5833 | 0
2032 | 3 | 18 | 23 | 1018.7907 | 0
2032 | 3 | 19 | 0 | 996.7471 | 0
2032 | 3 | 19 | 1 | 1004.2264 | 0
2032 | 3 | 19 | 2 | 997.1157 | 0
2032 | 3 | 19 | 3 | 992.6181 | 0
2032 | 3 | 19 | 4 | 987.9554 | 0
2032 | 3 | 19 | 5 | 1002.1929 | 0
2032 | 3 | 19 | 6 | 1043.2982 | 0
2032 | 3 | 19 | 7 | 1080.6955 | 30.6955
2032 | 3 | 19 | 8 | 1085.2329 | 35.2329
2032 | 3 | 19 | 9 | 1120.1397 | 70.1397
2032 | 3 | 19 | 10 | 1129.2398 | 79.2398
2032 | 3 | 19 | 11 | 1140.5166 | 90.5166
2032 | 3 | 19 | 12 | 1142.6283 | 92.6283
2032 | 3 | 19 | 13 | 1141.5616 | 91.5616
2032 | 3 | 19 | 14 | 1134.5001 | 84.5001
2032 | 3 | 19 | 15 | 1128.3692 | 78.3692
2032 | 3 | 19 | 16 | 1124.6095 | 74.6095
2032 | 3 | 19 | 17 | 1111.6575 | 61.6575
2032 | 3 | 19 | 18 | 1093.6426 | 43.6426
2032 | 3 | 19 | 19 | 1105.1616 | 55.1616
2032 | 3 | 19 | 20 | 1113.2961 | 63.2961
2032 | 3 | 19 | 21 | 1092.2139 | 42.2139
2032 | 3 | 19 | 22 | 1079.3024 | 29.3024
2032 | 3 | 19 | 23 | 1058.4539 | 8.4539
2032 | 3 | 20 | 0 | 1047.1077 | 0
2032 | 3 | 20 | 1 | 988.2033 | 0
2032 | 3 | 20 | 2 | 929.2988 | 0
2032 | 3 | 20 | 3 | 920.3593 | 0
2032 | 3 | 20 | 4 | 914.6998 | 0
2032 | 3 | 20 | 5 | 925.6387 | 0
2032 | 3 | 20 | 6 | 957.9434 | 0
2032 | 3 | 20 | 7 | 960.1854 | 0
2032 | 3 | 20 | 8 | 962.4274 | 0
2032 | 3 | 20 | 9 | 985.7926 | 0
2032 | 3 | 20 | 10 | 1019.1525 | 0
2032 | 3 | 20 | 11 | 1026.7486 | 0
2032 | 3 | 20 | 12 | 1029.2251 | 0
2032 | 3 | 20 | 13 | 1031.7016 | 0
2032 | 3 | 20 | 14 | 1026.4206 | 0
2032 | 3 | 20 | 15 | 1018.4609 | 0
2032 | 3 | 20 | 16 | 1012.1447 | 0
2032 | 3 | 20 | 17 | 1002.9259 | 0
2032 | 3 | 20 | 18 | 1006.7218 | 0
2032 | 3 | 20 | 19 | 1016.0683 | 0
2032 | 3 | 20 | 20 | 1027.1134 | 0
2032 | 3 | 20 | 21 | 1014.0865 | 0
2032 | 3 | 20 | 22 | 997.4319 | 0
2032 | 3 | 20 | 23 | 979.6387 | 0
2032 | 3 | 21 | 0 | 988.8423 | 0
2032 | 3 | 21 | 1 | 936.9269 | 0
2032 | 3 | 21 | 2 | 923.172 | 0
2032 | 3 | 21 | 3 | 912.5463 | 0
2032 | 3 | 21 | 4 | 907.0405 | 0
2032 | 3 | 21 | 5 | 914.6062 | 0
2032 | 3 | 21 | 6 | 941.757 | 0
2032 | 3 | 21 | 7 | 934.6545 | 0
2032 | 3 | 21 | 8 | 927.552 | 0
2032 | 3 | 21 | 9 | 942.2706 | 0
2032 | 3 | 21 | 10 | 967.7312 | 0
2032 | 3 | 21 | 11 | 993.1918 | 0
2032 | 3 | 21 | 12 | 1009.3127 | 0
2032 | 3 | 21 | 13 | 1013.5371 | 0
2032 | 3 | 21 | 14 | 1009.2714 | 0
2032 | 3 | 21 | 15 | 1007.1825 | 0
2032 | 3 | 21 | 16 | 1008.3756 | 0
2032 | 3 | 21 | 17 | 1013.7339 | 0
2032 | 3 | 21 | 18 | 1021.5373 | 0
2032 | 3 | 21 | 19 | 1029.1945 | 0
2032 | 3 | 21 | 20 | 1037.9139 | 0
2032 | 3 | 21 | 21 | 1007.338 | 0
2032 | 3 | 21 | 22 | 986.3069 | 0
2032 | 3 | 21 | 23 | 968.6066 | 0
2032 | 3 | 22 | 0 | 957.4497 | 0
2032 | 3 | 22 | 1 | 969.1654 | 0
2032 | 3 | 22 | 2 | 980.8811 | 0
2032 | 3 | 22 | 3 | 976.8528 | 0
2032 | 3 | 22 | 4 | 973.9813 | 0
2032 | 3 | 22 | 5 | 990.2241 | 0
2032 | 3 | 22 | 6 | 1036.7598 | 0
2032 | 3 | 22 | 7 | 1082.374 | 32.374
2032 | 3 | 22 | 8 | 1101.6902 | 51.6902
2032 | 3 | 22 | 9 | 1142.7591 | 92.7591
2032 | 3 | 22 | 10 | 1157.0481 | 107.0481
2032 | 3 | 22 | 11 | 1159.2473 | 109.2473
2032 | 3 | 22 | 12 | 1161.4466 | 111.4466
2032 | 3 | 22 | 13 | 1151.4901 | 101.4901
2032 | 3 | 22 | 14 | 1145.4721 | 95.4721
2032 | 3 | 22 | 15 | 1142.1456 | 92.1456
2032 | 3 | 22 | 16 | 1147.1794 | 97.1794
2032 | 3 | 22 | 17 | 1151.1108 | 101.1108
2032 | 3 | 22 | 18 | 1146.5768 | 96.5768
2032 | 3 | 22 | 19 | 1145.4782 | 95.4782
2032 | 3 | 22 | 20 | 1157.2078 | 107.2078
2032 | 3 | 22 | 21 | 1121.7647 | 71.7647
2032 | 3 | 22 | 22 | 1093.5761 | 43.5761
2032 | 3 | 22 | 23 | 1059.9557 | 9.9557
2032 | 3 | 23 | 0 | 1031.2971 | 0
2032 | 3 | 23 | 1 | 987.3488 | 0
2032 | 3 | 23 | 2 | 977.3281 | 0
2032 | 3 | 23 | 3 | 971.8838 | 0
2032 | 3 | 23 | 4 | 972.1008 | 0
2032 | 3 | 23 | 5 | 991.5769 | 0
2032 | 3 | 23 | 6 | 1038.3837 | 0
2032 | 3 | 23 | 7 | 1089.9787 | 39.9787
2032 | 3 | 23 | 8 | 1119.8695 | 69.8695
2032 | 3 | 23 | 9 | 1161.9909 | 111.9909
2032 | 3 | 23 | 10 | 1171.9548 | 121.9548
2032 | 3 | 23 | 11 | 1185.9926 | 135.9926
2032 | 3 | 23 | 12 | 1185.544 | 135.544
2032 | 3 | 23 | 13 | 1177.1422 | 127.1422
2032 | 3 | 23 | 14 | 1162.6646 | 112.6646
2032 | 3 | 23 | 15 | 1154.3454 | 104.3454
2032 | 3 | 23 | 16 | 1146.3688 | 96.3688
2032 | 3 | 23 | 17 | 1148.8327 | 98.8327
2032 | 3 | 23 | 18 | 1147.8626 | 97.8626
2032 | 3 | 23 | 19 | 1139.3414 | 89.3414
2032 | 3 | 23 | 20 | 1147.0758 | 97.0758
2032 | 3 | 23 | 21 | 1107.331 | 57.331
2032 | 3 | 23 | 22 | 1080.3676 | 30.3676
2032 | 3 | 23 | 23 | 1040.1608 | 0
2032 | 3 | 24 | 0 | 1008.5083 | 0
2032 | 3 | 24 | 1 | 990.162 | 0
2032 | 3 | 24 | 2 | 977.2926 | 0
2032 | 3 | 24 | 3 | 970.8939 | 0
2032 | 3 | 24 | 4 | 970.1307 | 0
2032 | 3 | 24 | 5 | 991.34 | 0
2032 | 3 | 24 | 6 | 1042.2033 | 0
2032 | 3 | 24 | 7 | 1088.7584 | 38.7584
2032 | 3 | 24 | 8 | 1113.8221 | 63.8221
2032 | 3 | 24 | 9 | 1158.6258 | 108.6258
2032 | 3 | 24 | 10 | 1164.4691 | 114.4691
2032 | 3 | 24 | 11 | 1170.3123 | 120.3123
2032 | 3 | 24 | 12 | 1170.5747 | 120.5747
2032 | 3 | 24 | 13 | 1164.9031 | 114.9031
2032 | 3 | 24 | 14 | 1156.7618 | 106.7618
2032 | 3 | 24 | 15 | 1155.1249 | 105.1249
2032 | 3 | 24 | 16 | 1163.4792 | 113.4792
2032 | 3 | 24 | 17 | 1164.8349 | 114.8349
2032 | 3 | 24 | 18 | 1163.1017 | 113.1017
2032 | 3 | 24 | 19 | 1150.4538 | 100.4538
2032 | 3 | 24 | 20 | 1159.7231 | 109.7231
2032 | 3 | 24 | 21 | 1120.3102 | 70.3102
2032 | 3 | 24 | 22 | 1088.4447 | 38.4447
2032 | 3 | 24 | 23 | 1047.2501 | 0
2032 | 3 | 25 | 0 | 1014.001 | 0
2032 | 3 | 25 | 1 | 980.4802 | 0
2032 | 3 | 25 | 2 | 967.3761 | 0
2032 | 3 | 25 | 3 | 959.2404 | 0
2032 | 3 | 25 | 4 | 957.5567 | 0
2032 | 3 | 25 | 5 | 977.5127 | 0
2032 | 3 | 25 | 6 | 1034.7265 | 0
2032 | 3 | 25 | 7 | 1094.0071 | 44.0071
2032 | 3 | 25 | 8 | 1111.6634 | 61.6634
2032 | 3 | 25 | 9 | 1156.9161 | 106.9161
2032 | 3 | 25 | 10 | 1163.0743 | 113.0743
2032 | 3 | 25 | 11 | 1169.2324 | 119.2324
2032 | 3 | 25 | 12 | 1166.0789 | 116.0789
2032 | 3 | 25 | 13 | 1162.9255 | 112.9255
2032 | 3 | 25 | 14 | 1149.5728 | 99.5728
2032 | 3 | 25 | 15 | 1144.115 | 94.115
2032 | 3 | 25 | 16 | 1151.3508 | 101.3508
2032 | 3 | 25 | 17 | 1155.061 | 105.061
2032 | 3 | 25 | 18 | 1139.627 | 89.627
2032 | 3 | 25 | 19 | 1123.0073 | 73.0073
2032 | 3 | 25 | 20 | 1126.9527 | 76.9527
2032 | 3 | 25 | 21 | 1087.2366 | 37.2366
2032 | 3 | 25 | 22 | 1051.8281 | 1.8281
2032 | 3 | 25 | 23 | 1009.6269 | 0
2032 | 3 | 26 | 0 | 978.7936 | 0
2032 | 3 | 26 | 1 | 936.5901 | 0
2032 | 3 | 26 | 2 | 894.3865 | 0
2032 | 3 | 26 | 3 | 879.5571 | 0
2032 | 3 | 26 | 4 | 867.7978 | 0
2032 | 3 | 26 | 5 | 874.8613 | 0
2032 | 3 | 26 | 6 | 895.9182 | 0
2032 | 3 | 26 | 7 | 899.8045 | 0
2032 | 3 | 26 | 8 | 895.5198 | 0
2032 | 3 | 26 | 9 | 915.7871 | 0
2032 | 3 | 26 | 10 | 936.4068 | 0
2032 | 3 | 26 | 11 | 953.7153 | 0
2032 | 3 | 26 | 12 | 971.0239 | 0
2032 | 3 | 26 | 13 | 970.965 | 0
2032 | 3 | 26 | 14 | 967.3626 | 0
2032 | 3 | 26 | 15 | 967.3063 | 0
2032 | 3 | 26 | 16 | 965.0381 | 0
2032 | 3 | 26 | 17 | 963.6872 | 0
2032 | 3 | 26 | 18 | 948.3489 | 0
2032 | 3 | 26 | 19 | 951.5749 | 0
2032 | 3 | 26 | 20 | 962.8455 | 0
2032 | 3 | 26 | 21 | 952.1309 | 0
2032 | 3 | 26 | 22 | 940.1668 | 0
2032 | 3 | 26 | 23 | 923.6041 | 0
2032 | 3 | 27 | 0 | 913.5064 | 0
2032 | 3 | 27 | 1 | 896.1339 | 0
2032 | 3 | 27 | 2 | 878.7613 | 0
2032 | 3 | 27 | 3 | 872.4869 | 0
2032 | 3 | 27 | 4 | 869.0561 | 0
2032 | 3 | 27 | 5 | 881.3886 | 0
2032 | 3 | 27 | 6 | 921.4787 | 0
2032 | 3 | 27 | 7 | 940.731 | 0
2032 | 3 | 27 | 8 | 935.1471 | 0
2032 | 3 | 27 | 9 | 959.5925 | 0
2032 | 3 | 27 | 10 | 996.5019 | 0
2032 | 3 | 27 | 11 | 1013.5703 | 0
2032 | 3 | 27 | 12 | 1015.6313 | 0
2032 | 3 | 27 | 13 | 1006.9489 | 0
2032 | 3 | 27 | 14 | 987.4607 | 0
2032 | 3 | 27 | 15 | 977.0339 | 0
2032 | 3 | 27 | 16 | 978.1377 | 0
2032 | 3 | 27 | 17 | 981.5297 | 0
2032 | 3 | 27 | 18 | 973.6893 | 0
2032 | 3 | 27 | 19 | 968.7429 | 0
2032 | 3 | 27 | 20 | 963.7964 | 0
2032 | 3 | 27 | 21 | 961.7439 | 0
2032 | 3 | 27 | 22 | 937.1979 | 0
2032 | 3 | 27 | 23 | 908.8927 | 0
2032 | 3 | 28 | 0 | 892.1023 | 0
2032 | 3 | 28 | 1 | 856.6777 | 0
2032 | 3 | 28 | 2 | 842.8455 | 0
2032 | 3 | 28 | 3 | 836.1289 | 0
2032 | 3 | 28 | 4 | 830.9019 | 0
2032 | 3 | 28 | 5 | 836.4825 | 0
2032 | 3 | 28 | 6 | 861.9095 | 0
2032 | 3 | 28 | 7 | 860.5036 | 0
2032 | 3 | 28 | 8 | 859.0978 | 0
2032 | 3 | 28 | 9 | 880.7767 | 0
2032 | 3 | 28 | 10 | 911.3148 | 0
2032 | 3 | 28 | 11 | 934.3416 | 0
2032 | 3 | 28 | 12 | 946.2731 | 0
2032 | 3 | 28 | 13 | 945.4444 | 0
2032 | 3 | 28 | 14 | 935.432 | 0
2032 | 3 | 28 | 15 | 934.5569 | 0
2032 | 3 | 28 | 16 | 940.9483 | 0
2032 | 3 | 28 | 17 | 950.9751 | 0
2032 | 3 | 28 | 18 | 949.5847 | 0
2032 | 3 | 28 | 19 | 948.1942 | 0
2032 | 3 | 28 | 20 | 963.0319 | 0
2032 | 3 | 28 | 21 | 938.4934 | 0
2032 | 3 | 28 | 22 | 916.9078 | 0
2032 | 3 | 28 | 23 | 893.536 | 0
2032 | 3 | 29 | 0 | 875.2007 | 0
2032 | 3 | 29 | 1 | 879.7002 | 0
2032 | 3 | 29 | 2 | 884.1998 | 0
2032 | 3 | 29 | 3 | 865.244 | 0
2032 | 3 | 29 | 4 | 859.2536 | 0
2032 | 3 | 29 | 5 | 881.4556 | 0
2032 | 3 | 29 | 6 | 903.6576 | 0
2032 | 3 | 29 | 7 | 937.8994 | 0
2032 | 3 | 29 | 8 | 939.4313 | 0
2032 | 3 | 29 | 9 | 968.7829 | 0
2032 | 3 | 29 | 10 | 999.2069 | 0
2032 | 3 | 29 | 11 | 1015.9958 | 0
2032 | 3 | 29 | 12 | 1026.3847 | 0
2032 | 3 | 29 | 13 | 1024.7445 | 0
2032 | 3 | 29 | 14 | 1012.8027 | 0
2032 | 3 | 29 | 15 | 1010.6792 | 0
2032 | 3 | 29 | 16 | 1012.1369 | 0
2032 | 3 | 29 | 17 | 1007.837 | 0
2032 | 3 | 29 | 18 | 996.6352 | 0
2032 | 3 | 29 | 19 | 998.4981 | 0
2032 | 3 | 29 | 20 | 1000.3609 | 0
2032 | 3 | 29 | 21 | 970.4445 | 0
2032 | 3 | 29 | 22 | 941.0036 | 0
2032 | 3 | 29 | 23 | 906.1179 | 0
2032 | 3 | 30 | 0 | 876.3801 | 0
2032 | 3 | 30 | 1 | 861.1799 | 0
2032 | 3 | 30 | 2 | 845.9797 | 0
2032 | 3 | 30 | 3 | 836.8622 | 0
2032 | 3 | 30 | 4 | 849.4104 | 0
2032 | 3 | 30 | 5 | 861.9586 | 0
2032 | 3 | 30 | 6 | 929.3965 | 0
2032 | 3 | 30 | 7 | 996.8344 | 0
2032 | 3 | 30 | 8 | 1019.9594 | 0
2032 | 3 | 30 | 9 | 1062.7021 | 12.7021
2032 | 3 | 30 | 10 | 1084.9537 | 34.9537
2032 | 3 | 30 | 11 | 1107.2053 | 57.2053
2032 | 3 | 30 | 12 | 1111.3046 | 61.3046
2032 | 3 | 30 | 13 | 1111.9487 | 61.9487
2032 | 3 | 30 | 14 | 1100.4531 | 50.4531
2032 | 3 | 30 | 15 | 1095.8904 | 45.8904
2032 | 3 | 30 | 16 | 1087.771 | 37.771
2032 | 3 | 30 | 17 | 1087.5368 | 37.5368
2032 | 3 | 30 | 18 | 1072.0318 | 22.0318
2032 | 3 | 30 | 19 | 1067.0407 | 17.0407
2032 | 3 | 30 | 20 | 1062.0497 | 12.0497
2032 | 3 | 30 | 21 | 1019.3986 | 0
2032 | 3 | 30 | 22 | 979.6768 | 0
2032 | 3 | 30 | 23 | 932.4147 | 0
2032 | 3 | 31 | 0 | 894.027 | 0
2032 | 3 | 31 | 1 | 894.1696 | 0
2032 | 3 | 31 | 2 | 881.6785 | 0
2032 | 3 | 31 | 3 | 873.1736 | 0
2032 | 3 | 31 | 4 | 883.0441 | 0
2032 | 3 | 31 | 5 | 892.9145 | 0
2032 | 3 | 31 | 6 | 950.2971 | 0
2032 | 3 | 31 | 7 | 999.7936 | 0
2032 | 3 | 31 | 8 | 1017.2982 | 0
2032 | 3 | 31 | 9 | 1057.5985 | 7.5985
2032 | 3 | 31 | 10 | 1067.0883 | 17.0883
2032 | 3 | 31 | 11 | 1073.6378 | 23.6378
2032 | 3 | 31 | 12 | 1077.1531 | 27.1531
2032 | 3 | 31 | 13 | 1077.5328 | 27.5328
2032 | 3 | 31 | 14 | 1074.0442 | 24.0442
2032 | 3 | 31 | 15 | 1077.1109 | 27.1109
2032 | 3 | 31 | 16 | 1089.8824 | 39.8824
2032 | 3 | 31 | 17 | 1093.8795 | 43.8795
2032 | 3 | 31 | 18 | 1084.7128 | 34.7128
2032 | 3 | 31 | 19 | 1061.1171 | 11.1171
2032 | 3 | 31 | 20 | 1045.6076 | 0
2032 | 3 | 31 | 21 | 1031.8413 | 0
2032 | 3 | 31 | 22 | 1002.5318 | 0
2032 | 3 | 31 | 23 | 960.1712 | 0
2032 | 4 | 1 | 0 | 925.8743 | 0
2032 | 4 | 1 | 1 | 889.6116 | 0
2032 | 4 | 1 | 2 | 868.3888 | 0
2032 | 4 | 1 | 3 | 864.1771 | 0
2032 | 4 | 1 | 4 | 870.2517 | 0
2032 | 4 | 1 | 5 | 893.1035 | 0
2032 | 4 | 1 | 6 | 955.3926 | 0
2032 | 4 | 1 | 7 | 1017.2461 | 0
2032 | 4 | 1 | 8 | 1032.9468 | 0
2032 | 4 | 1 | 9 | 1065.7639 | 15.7639
2032 | 4 | 1 | 10 | 1071.8598 | 21.8598
2032 | 4 | 1 | 11 | 1071.295 | 21.295
2032 | 4 | 1 | 12 | 1070.905 | 20.905
2032 | 4 | 1 | 13 | 1064.5831 | 14.5831
2032 | 4 | 1 | 14 | 1058.7791 | 8.7791
2032 | 4 | 1 | 15 | 1051.6027 | 1.6027
2032 | 4 | 1 | 16 | 1052.344 | 2.344
2032 | 4 | 1 | 17 | 1042.9072 | 0
2032 | 4 | 1 | 18 | 1018.6456 | 0
2032 | 4 | 1 | 19 | 1017.092 | 0
2032 | 4 | 1 | 20 | 1035.4451 | 0
2032 | 4 | 1 | 21 | 1003.3983 | 0
2032 | 4 | 1 | 22 | 964.2969 | 0
2032 | 4 | 1 | 23 | 918.3386 | 0
2032 | 4 | 2 | 0 | 885.6901 | 0
2032 | 4 | 2 | 1 | 894.0637 | 0
2032 | 4 | 2 | 2 | 875.2413 | 0
2032 | 4 | 2 | 3 | 873.2918 | 0
2032 | 4 | 2 | 4 | 880.429 | 0
2032 | 4 | 2 | 5 | 903.5841 | 0
2032 | 4 | 2 | 6 | 957.3617 | 0
2032 | 4 | 2 | 7 | 1010.9857 | 0
2032 | 4 | 2 | 8 | 1018.3105 | 0
2032 | 4 | 2 | 9 | 1034.2611 | 0
2032 | 4 | 2 | 10 | 1050.0817 | 0.081657
2032 | 4 | 2 | 11 | 1057.4329 | 7.4329
2032 | 4 | 2 | 12 | 1060.561 | 10.561
2032 | 4 | 2 | 13 | 1056.4282 | 6.4282
2032 | 4 | 2 | 14 | 1046.1083 | 0
2032 | 4 | 2 | 15 | 1037.9169 | 0
2032 | 4 | 2 | 16 | 1036.3229 | 0
2032 | 4 | 2 | 17 | 1033.7351 | 0
2032 | 4 | 2 | 18 | 1011.2038 | 0
2032 | 4 | 2 | 19 | 1007.2043 | 0
2032 | 4 | 2 | 20 | 1024.4316 | 0
2032 | 4 | 2 | 21 | 990.5253 | 0
2032 | 4 | 2 | 22 | 954.1217 | 0
2032 | 4 | 2 | 23 | 920.8724 | 0
2032 | 4 | 3 | 0 | 895.6515 | 0
2032 | 4 | 3 | 1 | 868.0613 | 0
2032 | 4 | 3 | 2 | 840.4711 | 0
2032 | 4 | 3 | 3 | 836.7999 | 0
2032 | 4 | 3 | 4 | 834.3756 | 0
2032 | 4 | 3 | 5 | 837.7677 | 0
2032 | 4 | 3 | 6 | 853.4373 | 0
2032 | 4 | 3 | 7 | 863.5699 | 0
2032 | 4 | 3 | 8 | 869.4273 | 0
2032 | 4 | 3 | 9 | 883.7002 | 0
2032 | 4 | 3 | 10 | 916.0206 | 0
2032 | 4 | 3 | 11 | 931.0114 | 0
2032 | 4 | 3 | 12 | 936.6126 | 0
2032 | 4 | 3 | 13 | 928.7617 | 0
2032 | 4 | 3 | 14 | 921.7902 | 0
2032 | 4 | 3 | 15 | 916.0665 | 0
2032 | 4 | 3 | 16 | 909.0083 | 0
2032 | 4 | 3 | 17 | 911.0454 | 0
2032 | 4 | 3 | 18 | 896.7865 | 0
2032 | 4 | 3 | 19 | 893.0526 | 0
2032 | 4 | 3 | 20 | 907.88 | 0
2032 | 4 | 3 | 21 | 885.2036 | 0
2032 | 4 | 3 | 22 | 863.3617 | 0
2032 | 4 | 3 | 23 | 847.7105 | 0
2032 | 4 | 4 | 0 | 832.5739 | 0
2032 | 4 | 4 | 1 | 825.388 | 0
2032 | 4 | 4 | 2 | 808.1721 | 0
2032 | 4 | 4 | 3 | 802.936 | 0
2032 | 4 | 4 | 4 | 801.5564 | 0
2032 | 4 | 4 | 5 | 804.1452 | 0
2032 | 4 | 4 | 6 | 818.4762 | 0
2032 | 4 | 4 | 7 | 823.4533 | 0
2032 | 4 | 4 | 8 | 824.36 | 0
2032 | 4 | 4 | 9 | 839.0266 | 0
2032 | 4 | 4 | 10 | 864.1662 | 0
2032 | 4 | 4 | 11 | 888.2216 | 0
2032 | 4 | 4 | 12 | 904.4577 | 0
2032 | 4 | 4 | 13 | 905.743 | 0
2032 | 4 | 4 | 14 | 899.989 | 0
2032 | 4 | 4 | 15 | 898.5586 | 0
2032 | 4 | 4 | 16 | 905.8197 | 0
2032 | 4 | 4 | 17 | 914.9252 | 0
2032 | 4 | 4 | 18 | 910.5055 | 0
2032 | 4 | 4 | 19 | 911.6478 | 0
2032 | 4 | 4 | 20 | 932.8963 | 0
2032 | 4 | 4 | 21 | 911.4592 | 0
2032 | 4 | 4 | 22 | 900.1752 | 0
2032 | 4 | 4 | 23 | 880.3093 | 0
2032 | 4 | 5 | 0 | 862.3004 | 0
2032 | 4 | 5 | 1 | 890.6962 | 0
2032 | 4 | 5 | 2 | 882.1387 | 0
2032 | 4 | 5 | 3 | 873.5812 | 0
2032 | 4 | 5 | 4 | 881.0102 | 0
2032 | 4 | 5 | 5 | 903.7139 | 0
2032 | 4 | 5 | 6 | 957.2789 | 0
2032 | 4 | 5 | 7 | 1007.8906 | 0
2032 | 4 | 5 | 8 | 1029.3138 | 0
2032 | 4 | 5 | 9 | 1061.2528 | 11.2528
2032 | 4 | 5 | 10 | 1086.2192 | 36.2192
2032 | 4 | 5 | 11 | 1097.0748 | 47.0748
2032 | 4 | 5 | 12 | 1102.3324 | 52.3324
2032 | 4 | 5 | 13 | 1098.4325 | 48.4325
2032 | 4 | 5 | 14 | 1088.7885 | 38.7885
2032 | 4 | 5 | 15 | 1090.4504 | 40.4504
2032 | 4 | 5 | 16 | 1099.044 | 49.044
2032 | 4 | 5 | 17 | 1100.2493 | 50.2493
2032 | 4 | 5 | 18 | 1081.6274 | 31.6274
2032 | 4 | 5 | 19 | 1067.5502 | 17.5502
2032 | 4 | 5 | 20 | 1084.1348 | 34.1348
2032 | 4 | 5 | 21 | 1048.7072 | 0
2032 | 4 | 5 | 22 | 1010.8128 | 0
2032 | 4 | 5 | 23 | 969.0777 | 0
2032 | 4 | 6 | 0 | 935.5559 | 0
2032 | 4 | 6 | 1 | 890.8963 | 0
2032 | 4 | 6 | 2 | 871.0374 | 0
2032 | 4 | 6 | 3 | 867.2266 | 0
2032 | 4 | 6 | 4 | 872.2367 | 0
2032 | 4 | 6 | 5 | 892.5023 | 0
2032 | 4 | 6 | 6 | 940.9213 | 0
2032 | 4 | 6 | 7 | 995.5171 | 0
2032 | 4 | 6 | 8 | 1019.5014 | 0
2032 | 4 | 6 | 9 | 1053.3962 | 3.3962
2032 | 4 | 6 | 10 | 1071.8426 | 21.8426
2032 | 4 | 6 | 11 | 1087.8155 | 37.8155
2032 | 4 | 6 | 12 | 1092.1794 | 42.1794
2032 | 4 | 6 | 13 | 1091.1812 | 41.1812
2032 | 4 | 6 | 14 | 1082.1483 | 32.1483
2032 | 4 | 6 | 15 | 1081.0388 | 31.0388
2032 | 4 | 6 | 16 | 1076.2437 | 26.2437
2032 | 4 | 6 | 17 | 1075.6334 | 25.6334
2032 | 4 | 6 | 18 | 1064.9163 | 14.9163
2032 | 4 | 6 | 19 | 1041.9972 | 0
2032 | 4 | 6 | 20 | 1055.0716 | 5.0716
2032 | 4 | 6 | 21 | 1012.0141 | 0
2032 | 4 | 6 | 22 | 968.7426 | 0
2032 | 4 | 6 | 23 | 923.1732 | 0
2032 | 4 | 7 | 0 | 917.9845 | 0
2032 | 4 | 7 | 1 | 953.9831 | 0
2032 | 4 | 7 | 2 | 936.6442 | 0
2032 | 4 | 7 | 3 | 936.295 | 0
2032 | 4 | 7 | 4 | 943.2047 | 0
2032 | 4 | 7 | 5 | 962.7815 | 0
2032 | 4 | 7 | 6 | 1003.0097 | 0
2032 | 4 | 7 | 7 | 1043.2419 | 0
2032 | 4 | 7 | 8 | 1064.1346 | 14.1346
2032 | 4 | 7 | 9 | 1099.0064 | 49.0064
2032 | 4 | 7 | 10 | 1110.7809 | 60.7809
2032 | 4 | 7 | 11 | 1122.4347 | 72.4347
2032 | 4 | 7 | 12 | 1127.9971 | 77.9971
2032 | 4 | 7 | 13 | 1125.5137 | 75.5137
2032 | 4 | 7 | 14 | 1119.8005 | 69.8005
2032 | 4 | 7 | 15 | 1120.8297 | 70.8297
2032 | 4 | 7 | 16 | 1130.1017 | 80.1017
2032 | 4 | 7 | 17 | 1133.8937 | 83.8937
2032 | 4 | 7 | 18 | 1138.6822 | 88.6822
2032 | 4 | 7 | 19 | 1119.8288 | 69.8288
2032 | 4 | 7 | 20 | 1131.7447 | 81.7447
2032 | 4 | 7 | 21 | 1101.2094 | 51.2094
2032 | 4 | 7 | 22 | 1075.5138 | 25.5138
2032 | 4 | 7 | 23 | 1039.1538 | 0
2032 | 4 | 8 | 0 | 1011.707 | 0
2032 | 4 | 8 | 1 | 984.1634 | 0
2032 | 4 | 8 | 2 | 956.6198 | 0
2032 | 4 | 8 | 3 | 954.0243 | 0
2032 | 4 | 8 | 4 | 955.5458 | 0
2032 | 4 | 8 | 5 | 971.6795 | 0
2032 | 4 | 8 | 6 | 1009.2151 | 0
2032 | 4 | 8 | 7 | 1045.4843 | 0
2032 | 4 | 8 | 8 | 1072.8813 | 22.8813
2032 | 4 | 8 | 9 | 1113.8963 | 63.8963
2032 | 4 | 8 | 10 | 1124.1475 | 74.1475
2032 | 4 | 8 | 11 | 1125.8808 | 75.8808
2032 | 4 | 8 | 12 | 1125.7083 | 75.7083
2032 | 4 | 8 | 13 | 1115.1727 | 65.1727
2032 | 4 | 8 | 14 | 1104.823 | 54.823
2032 | 4 | 8 | 15 | 1100.6688 | 50.6688
2032 | 4 | 8 | 16 | 1102.0638 | 52.0638
2032 | 4 | 8 | 17 | 1100.6766 | 50.6766
2032 | 4 | 8 | 18 | 1085.977 | 35.977
2032 | 4 | 8 | 19 | 1072.3426 | 22.3426
2032 | 4 | 8 | 20 | 1097.1283 | 47.1283
2032 | 4 | 8 | 21 | 1074.458 | 24.458
2032 | 4 | 8 | 22 | 1046.7527 | 0
2032 | 4 | 8 | 23 | 1015.9495 | 0
2032 | 4 | 9 | 0 | 993.4307 | 0
2032 | 4 | 9 | 1 | 977.7171 | 0
2032 | 4 | 9 | 2 | 963.1607 | 0
2032 | 4 | 9 | 3 | 959.1294 | 0
2032 | 4 | 9 | 4 | 960.3894 | 0
2032 | 4 | 9 | 5 | 979.6416 | 0
2032 | 4 | 9 | 6 | 1019.5187 | 0
2032 | 4 | 9 | 7 | 1056.6772 | 6.6772
2032 | 4 | 9 | 8 | 1071.7704 | 21.7704
2032 | 4 | 9 | 9 | 1093.4716 | 43.4716
2032 | 4 | 9 | 10 | 1109.064 | 59.064
2032 | 4 | 9 | 11 | 1114.3785 | 64.3785
2032 | 4 | 9 | 12 | 1119.2567 | 69.2567
2032 | 4 | 9 | 13 | 1112.8821 | 62.8821
2032 | 4 | 9 | 14 | 1102.8218 | 52.8218
2032 | 4 | 9 | 15 | 1095.7512 | 45.7512
2032 | 4 | 9 | 16 | 1088.8578 | 38.8578
2032 | 4 | 9 | 17 | 1078.6494 | 28.6494
2032 | 4 | 9 | 18 | 1060.0167 | 10.0167
2032 | 4 | 9 | 19 | 1050.0042 | 0.0042104
2032 | 4 | 9 | 20 | 1075.2023 | 25.2023
2032 | 4 | 9 | 21 | 1049.4903 | 0
2032 | 4 | 9 | 22 | 1027.2237 | 0
2032 | 4 | 9 | 23 | 995.3121 | 0
2032 | 4 | 10 | 0 | 973.2534 | 0
2032 | 4 | 10 | 1 | 920.2313 | 0
2032 | 4 | 10 | 2 | 867.2091 | 0
2032 | 4 | 10 | 3 | 859.8275 | 0
2032 | 4 | 10 | 4 | 857.9041 | 0
2032 | 4 | 10 | 5 | 865.661 | 0
2032 | 4 | 10 | 6 | 883.1009 | 0
2032 | 4 | 10 | 7 | 893.0517 | 0
2032 | 4 | 10 | 8 | 894.8586 | 0
2032 | 4 | 10 | 9 | 910.1835 | 0
2032 | 4 | 10 | 10 | 952.9852 | 0
2032 | 4 | 10 | 11 | 971.9999 | 0
2032 | 4 | 10 | 12 | 978.782 | 0
2032 | 4 | 10 | 13 | 974.6498 | 0
2032 | 4 | 10 | 14 | 966.6529 | 0
2032 | 4 | 10 | 15 | 962.8775 | 0
2032 | 4 | 10 | 16 | 954.9951 | 0
2032 | 4 | 10 | 17 | 955.7624 | 0
2032 | 4 | 10 | 18 | 945.8278 | 0
2032 | 4 | 10 | 19 | 928.0364 | 0
2032 | 4 | 10 | 20 | 955.7273 | 0
2032 | 4 | 10 | 21 | 935.809 | 0
2032 | 4 | 10 | 22 | 913.8074 | 0
2032 | 4 | 10 | 23 | 894.0197 | 0
2032 | 4 | 11 | 0 | 876.7048 | 0
2032 | 4 | 11 | 1 | 835.1145 | 0
2032 | 4 | 11 | 2 | 817.1075 | 0
2032 | 4 | 11 | 3 | 809.6653 | 0
2032 | 4 | 11 | 4 | 807.098 | 0
2032 | 4 | 11 | 5 | 814.4206 | 0
2032 | 4 | 11 | 6 | 826.2065 | 0
2032 | 4 | 11 | 7 | 827.7534 | 0
2032 | 4 | 11 | 8 | 823.5768 | 0
2032 | 4 | 11 | 9 | 839.2436 | 0
2032 | 4 | 11 | 10 | 864.4681 | 0
2032 | 4 | 11 | 11 | 889.7416 | 0
2032 | 4 | 11 | 12 | 907.1625 | 0
2032 | 4 | 11 | 13 | 914.7102 | 0
2032 | 4 | 11 | 14 | 910.6785 | 0
2032 | 4 | 11 | 15 | 907.1501 | 0
2032 | 4 | 11 | 16 | 915.3631 | 0
2032 | 4 | 11 | 17 | 922.4451 | 0
2032 | 4 | 11 | 18 | 912.4528 | 0
2032 | 4 | 11 | 19 | 906.8575 | 0
2032 | 4 | 11 | 20 | 936.1638 | 0
2032 | 4 | 11 | 21 | 920.1488 | 0
2032 | 4 | 11 | 22 | 890.3405 | 0
2032 | 4 | 11 | 23 | 868.6447 | 0
2032 | 4 | 12 | 0 | 847.4628 | 0
2032 | 4 | 12 | 1 | 861.3931 | 0
2032 | 4 | 12 | 2 | 875.3234 | 0
2032 | 4 | 12 | 3 | 873.3369 | 0
2032 | 4 | 12 | 4 | 879.6448 | 0
2032 | 4 | 12 | 5 | 902.3651 | 0
2032 | 4 | 12 | 6 | 951.0215 | 0
2032 | 4 | 12 | 7 | 997.1963 | 0
2032 | 4 | 12 | 8 | 1011.5256 | 0
2032 | 4 | 12 | 9 | 1028.375 | 0
2032 | 4 | 12 | 10 | 1051.6756 | 1.6756
2032 | 4 | 12 | 11 | 1061.5737 | 11.5737
2032 | 4 | 12 | 12 | 1069.2347 | 19.2347
2032 | 4 | 12 | 13 | 1064.5025 | 14.5025
2032 | 4 | 12 | 14 | 1058.1421 | 8.1421
2032 | 4 | 12 | 15 | 1057.834 | 7.834
2032 | 4 | 12 | 16 | 1063.9801 | 13.9801
2032 | 4 | 12 | 17 | 1065.1923 | 15.1923
2032 | 4 | 12 | 18 | 1051.3548 | 1.3548
2032 | 4 | 12 | 19 | 1034.2936 | 0
2032 | 4 | 12 | 20 | 1062.9424 | 12.9424
2032 | 4 | 12 | 21 | 1038.3408 | 0
2032 | 4 | 12 | 22 | 1003.2191 | 0
2032 | 4 | 12 | 23 | 966.3701 | 0
2032 | 4 | 13 | 0 | 935.7782 | 0
2032 | 4 | 13 | 1 | 907.1209 | 0
2032 | 4 | 13 | 2 | 890.2991 | 0
2032 | 4 | 13 | 3 | 887.8295 | 0
2032 | 4 | 13 | 4 | 893.3544 | 0
2032 | 4 | 13 | 5 | 913.9599 | 0
2032 | 4 | 13 | 6 | 954.3127 | 0
2032 | 4 | 13 | 7 | 1003.494 | 0
2032 | 4 | 13 | 8 | 1036.6942 | 0
2032 | 4 | 13 | 9 | 1066.4207 | 16.4207
2032 | 4 | 13 | 10 | 1086.9739 | 36.9739
2032 | 4 | 13 | 11 | 1104.7671 | 54.7671
2032 | 4 | 13 | 12 | 1113.6108 | 63.6108
2032 | 4 | 13 | 13 | 1111.9216 | 61.9216
2032 | 4 | 13 | 14 | 1104.6094 | 54.6094
2032 | 4 | 13 | 15 | 1101.3528 | 51.3528
2032 | 4 | 13 | 16 | 1090.1896 | 40.1896
2032 | 4 | 13 | 17 | 1090.1559 | 40.1559
2032 | 4 | 13 | 18 | 1082.6141 | 32.6141
2032 | 4 | 13 | 19 | 1056.6449 | 6.6449
2032 | 4 | 13 | 20 | 1080.2692 | 30.2692
2032 | 4 | 13 | 21 | 1047.7882 | 0
2032 | 4 | 13 | 22 | 1010.1005 | 0
2032 | 4 | 13 | 23 | 967.6435 | 0
2032 | 4 | 14 | 0 | 934.8572 | 0
2032 | 4 | 14 | 1 | 923.4147 | 0
2032 | 4 | 14 | 2 | 905.9683 | 0
2032 | 4 | 14 | 3 | 900.8709 | 0
2032 | 4 | 14 | 4 | 904.962 | 0
2032 | 4 | 14 | 5 | 922.4359 | 0
2032 | 4 | 14 | 6 | 961.5229 | 0
2032 | 4 | 14 | 7 | 1004.0813 | 0
2032 | 4 | 14 | 8 | 1028.2639 | 0
2032 | 4 | 14 | 9 | 1062.4759 | 12.4759
2032 | 4 | 14 | 10 | 1077.9542 | 27.9542
2032 | 4 | 14 | 11 | 1090.18 | 40.18
2032 | 4 | 14 | 12 | 1099.8772 | 49.8772
2032 | 4 | 14 | 13 | 1099.588 | 49.588
2032 | 4 | 14 | 14 | 1095.6546 | 45.6546
2032 | 4 | 14 | 15 | 1095.5131 | 45.5131
2032 | 4 | 14 | 16 | 1100.1534 | 50.1534
2032 | 4 | 14 | 17 | 1097.9571 | 47.9571
2032 | 4 | 14 | 18 | 1089.8309 | 39.8309
2032 | 4 | 14 | 19 | 1066.2574 | 16.2574
2032 | 4 | 14 | 20 | 1087.0932 | 37.0932
2032 | 4 | 14 | 21 | 1053.2292 | 3.2292
2032 | 4 | 14 | 22 | 1020.7101 | 0
2032 | 4 | 14 | 23 | 980.0624 | 0
2032 | 4 | 15 | 0 | 948.3588 | 0
2032 | 4 | 15 | 1 | 921.4121 | 0
2032 | 4 | 15 | 2 | 908.0366 | 0
2032 | 4 | 15 | 3 | 899.9622 | 0
2032 | 4 | 15 | 4 | 901.2316 | 0
2032 | 4 | 15 | 5 | 918.7245 | 0
2032 | 4 | 15 | 6 | 959.0826 | 0
2032 | 4 | 15 | 7 | 1004.5903 | 0
2032 | 4 | 15 | 8 | 1023.3577 | 0
2032 | 4 | 15 | 9 | 1056.5725 | 6.5725
2032 | 4 | 15 | 10 | 1077.3534 | 27.3534
2032 | 4 | 15 | 11 | 1088.362 | 38.362
2032 | 4 | 15 | 12 | 1097.2213 | 47.2213
2032 | 4 | 15 | 13 | 1094.2189 | 44.2189
2032 | 4 | 15 | 14 | 1087.5675 | 37.5675
2032 | 4 | 15 | 15 | 1086.4221 | 36.4221
2032 | 4 | 15 | 16 | 1089.5594 | 39.5594
2032 | 4 | 15 | 17 | 1084.941 | 34.941
2032 | 4 | 15 | 18 | 1063.4649 | 13.4649
2032 | 4 | 15 | 19 | 1041.6112 | 0
2032 | 4 | 15 | 20 | 1066.0841 | 16.0841
2032 | 4 | 15 | 21 | 1036.3649 | 0
2032 | 4 | 15 | 22 | 998.6176 | 0
2032 | 4 | 15 | 23 | 963.7747 | 0
2032 | 4 | 16 | 0 | 937.4182 | 0
2032 | 4 | 16 | 1 | 913.7857 | 0
2032 | 4 | 16 | 2 | 899.3567 | 0
2032 | 4 | 16 | 3 | 893.0819 | 0
2032 | 4 | 16 | 4 | 894.1 | 0
2032 | 4 | 16 | 5 | 911.1367 | 0
2032 | 4 | 16 | 6 | 950.4579 | 0
2032 | 4 | 16 | 7 | 994.2866 | 0
2032 | 4 | 16 | 8 | 1011.3368 | 0
2032 | 4 | 16 | 9 | 1039.4042 | 0
2032 | 4 | 16 | 10 | 1060.2728 | 10.2728
2032 | 4 | 16 | 11 | 1069.5651 | 19.5651
2032 | 4 | 16 | 12 | 1075.6097 | 25.6097
2032 | 4 | 16 | 13 | 1070.8281 | 20.8281
2032 | 4 | 16 | 14 | 1062.2158 | 12.2158
2032 | 4 | 16 | 15 | 1057.871 | 7.871
2032 | 4 | 16 | 16 | 1053.782 | 3.782
2032 | 4 | 16 | 17 | 1045.3389 | 0
2032 | 4 | 16 | 18 | 1026.4887 | 0
2032 | 4 | 16 | 19 | 1009.5817 | 0
2032 | 4 | 16 | 20 | 1025.5934 | 0
2032 | 4 | 16 | 21 | 1008.5768 | 0
2032 | 4 | 16 | 22 | 985.646 | 0
2032 | 4 | 16 | 23 | 954.2714 | 0
2032 | 4 | 17 | 0 | 929.6017 | 0
2032 | 4 | 17 | 1 | 878.3418 | 0
2032 | 4 | 17 | 2 | 827.0819 | 0
2032 | 4 | 17 | 3 | 817.4984 | 0
2032 | 4 | 17 | 4 | 813.2898 | 0
2032 | 4 | 17 | 5 | 821.8018 | 0
2032 | 4 | 17 | 6 | 840.161 | 0
2032 | 4 | 17 | 7 | 851.5012 | 0
2032 | 4 | 17 | 8 | 862.8414 | 0
2032 | 4 | 17 | 9 | 890.0369 | 0
2032 | 4 | 17 | 10 | 931.4895 | 0
2032 | 4 | 17 | 11 | 953.3236 | 0
2032 | 4 | 17 | 12 | 960.4496 | 0
2032 | 4 | 17 | 13 | 951.8761 | 0
2032 | 4 | 17 | 14 | 939.1972 | 0
2032 | 4 | 17 | 15 | 932.2883 | 0
2032 | 4 | 17 | 16 | 936.3688 | 0
2032 | 4 | 17 | 17 | 946.117 | 0
2032 | 4 | 17 | 18 | 933.3392 | 0
2032 | 4 | 17 | 19 | 913.9241 | 0
2032 | 4 | 17 | 20 | 929.1572 | 0
2032 | 4 | 17 | 21 | 913.0469 | 0
2032 | 4 | 17 | 22 | 884.962 | 0
2032 | 4 | 17 | 23 | 857.1859 | 0
2032 | 4 | 18 | 0 | 833.3073 | 0
2032 | 4 | 18 | 1 | 822.4424 | 0
2032 | 4 | 18 | 2 | 805.5503 | 0
2032 | 4 | 18 | 3 | 796.3145 | 0
2032 | 4 | 18 | 4 | 794.3899 | 0
2032 | 4 | 18 | 5 | 795.8413 | 0
2032 | 4 | 18 | 6 | 805.4142 | 0
2032 | 4 | 18 | 7 | 807.357 | 0
2032 | 4 | 18 | 8 | 809.2999 | 0
2032 | 4 | 18 | 9 | 830.3225 | 0
2032 | 4 | 18 | 10 | 860.9472 | 0
2032 | 4 | 18 | 11 | 881.8804 | 0
2032 | 4 | 18 | 12 | 899.2892 | 0
2032 | 4 | 18 | 13 | 899.2375 | 0
2032 | 4 | 18 | 14 | 893.9945 | 0
2032 | 4 | 18 | 15 | 894.8311 | 0
2032 | 4 | 18 | 16 | 901.9545 | 0
2032 | 4 | 18 | 17 | 911.0263 | 0
2032 | 4 | 18 | 18 | 908.5023 | 0
2032 | 4 | 18 | 19 | 903.3807 | 0
2032 | 4 | 18 | 20 | 925.965 | 0
2032 | 4 | 18 | 21 | 919.536 | 0
2032 | 4 | 18 | 22 | 886.1158 | 0
2032 | 4 | 18 | 23 | 860.8983 | 0
2032 | 4 | 19 | 0 | 838.8208 | 0
2032 | 4 | 19 | 1 | 842.5458 | 0
2032 | 4 | 19 | 2 | 827.8486 | 0
2032 | 4 | 19 | 3 | 824.4663 | 0
2032 | 4 | 19 | 4 | 827.7236 | 0
2032 | 4 | 19 | 5 | 849.1859 | 0
2032 | 4 | 19 | 6 | 895.9145 | 0
2032 | 4 | 19 | 7 | 949.101 | 0
2032 | 4 | 19 | 8 | 974.605 | 0
2032 | 4 | 19 | 9 | 1007.0917 | 0
2032 | 4 | 19 | 10 | 1033.9288 | 0
2032 | 4 | 19 | 11 | 1048.9045 | 0
2032 | 4 | 19 | 12 | 1057.9297 | 7.9297
2032 | 4 | 19 | 13 | 1056.4682 | 6.4682
2032 | 4 | 19 | 14 | 1052.3186 | 2.3186
2032 | 4 | 19 | 15 | 1054.219 | 4.219
2032 | 4 | 19 | 16 | 1062.0162 | 12.0162
2032 | 4 | 19 | 17 | 1065.4889 | 15.4889
2032 | 4 | 19 | 18 | 1052.9979 | 2.9979
2032 | 4 | 19 | 19 | 1028.3805 | 0
2032 | 4 | 19 | 20 | 1033.4807 | 0
2032 | 4 | 19 | 21 | 1011.4046 | 0
2032 | 4 | 19 | 22 | 969.7116 | 0
2032 | 4 | 19 | 23 | 929.7698 | 0
2032 | 4 | 20 | 0 | 896.302 | 0
2032 | 4 | 20 | 1 | 869.9244 | 0
2032 | 4 | 20 | 2 | 856.2606 | 0
2032 | 4 | 20 | 3 | 851.0939 | 0
2032 | 4 | 20 | 4 | 852.5831 | 0
2032 | 4 | 20 | 5 | 888.4759 | 0
2032 | 4 | 20 | 6 | 924.3688 | 0
2032 | 4 | 20 | 7 | 966.6596 | 0
2032 | 4 | 20 | 8 | 1008.9504 | 0
2032 | 4 | 20 | 9 | 1033.3011 | 0
2032 | 4 | 20 | 10 | 1047.5586 | 0
2032 | 4 | 20 | 11 | 1061.5948 | 11.5948
2032 | 4 | 20 | 12 | 1068.3221 | 18.3221
2032 | 4 | 20 | 13 | 1067.7585 | 17.7585
2032 | 4 | 20 | 14 | 1059.3261 | 9.3261
2032 | 4 | 20 | 15 | 1056.7254 | 6.7254
2032 | 4 | 20 | 16 | 1049.4234 | 0
2032 | 4 | 20 | 17 | 1049.8324 | 0
2032 | 4 | 20 | 18 | 1043.9121 | 0
2032 | 4 | 20 | 19 | 1025.1038 | 0
2032 | 4 | 20 | 20 | 1030.1845 | 0
2032 | 4 | 20 | 21 | 995.9609 | 0
2032 | 4 | 20 | 22 | 949.5178 | 0
2032 | 4 | 20 | 23 | 904.8443 | 0
2032 | 4 | 21 | 0 | 871.4299 | 0
2032 | 4 | 21 | 1 | 874.4788 | 0
2032 | 4 | 21 | 2 | 861.1948 | 0
2032 | 4 | 21 | 3 | 856.9867 | 0
2032 | 4 | 21 | 4 | 861.7056 | 0
2032 | 4 | 21 | 5 | 881.8986 | 0
2032 | 4 | 21 | 6 | 919.4099 | 0
2032 | 4 | 21 | 7 | 943.8336 | 0
2032 | 4 | 21 | 8 | 968.2573 | 0
2032 | 4 | 21 | 9 | 993.9934 | 0
2032 | 4 | 21 | 10 | 1002.9686 | 0
2032 | 4 | 21 | 11 | 1011.2594 | 0
2032 | 4 | 21 | 12 | 1011.6341 | 0
2032 | 4 | 21 | 13 | 1010.1391 | 0
2032 | 4 | 21 | 14 | 1003.4169 | 0
2032 | 4 | 21 | 15 | 998.8357 | 0
2032 | 4 | 21 | 16 | 1005.0759 | 0
2032 | 4 | 21 | 17 | 1001.0498 | 0
2032 | 4 | 21 | 18 | 998.5946 | 0
2032 | 4 | 21 | 19 | 968.2948 | 0
2032 | 4 | 21 | 20 | 982.9373 | 0
2032 | 4 | 21 | 21 | 956.1885 | 0
2032 | 4 | 21 | 22 | 930.3426 | 0
2032 | 4 | 21 | 23 | 899.9564 | 0
2032 | 4 | 22 | 0 | 880.9134 | 0
2032 | 4 | 22 | 1 | 863.0389 | 0
2032 | 4 | 22 | 2 | 845.1644 | 0
2032 | 4 | 22 | 3 | 841.0728 | 0
2032 | 4 | 22 | 4 | 843.1436 | 0
2032 | 4 | 22 | 5 | 860.1831 | 0
2032 | 4 | 22 | 6 | 901.2132 | 0
2032 | 4 | 22 | 7 | 935.5581 | 0
2032 | 4 | 22 | 8 | 976.0975 | 0
2032 | 4 | 22 | 9 | 1016.6369 | 0
2032 | 4 | 22 | 10 | 1042.3298 | 0
2032 | 4 | 22 | 11 | 1060.5301 | 10.5301
2032 | 4 | 22 | 12 | 1078.31 | 28.31
2032 | 4 | 22 | 13 | 1086.5454 | 36.5454
2032 | 4 | 22 | 14 | 1086.7787 | 36.7787
2032 | 4 | 22 | 15 | 1089.9045 | 39.9045
2032 | 4 | 22 | 16 | 1089.2845 | 39.2845
2032 | 4 | 22 | 17 | 1074.451 | 24.451
2032 | 4 | 22 | 18 | 1055.9874 | 5.9874
2032 | 4 | 22 | 19 | 1034.7331 | 0
2032 | 4 | 22 | 20 | 1032.4844 | 0
2032 | 4 | 22 | 21 | 1012.4306 | 0
2032 | 4 | 22 | 22 | 974.1886 | 0
2032 | 4 | 22 | 23 | 937.4433 | 0
2032 | 4 | 23 | 0 | 908.0688 | 0
2032 | 4 | 23 | 1 | 843.2772 | 0
2032 | 4 | 23 | 2 | 826.7435 | 0
2032 | 4 | 23 | 3 | 819.5525 | 0
2032 | 4 | 23 | 4 | 821.3301 | 0
2032 | 4 | 23 | 5 | 843.9002 | 0
2032 | 4 | 23 | 6 | 895.6721 | 0
2032 | 4 | 23 | 7 | 940.4271 | 0
2032 | 4 | 23 | 8 | 985.1822 | 0
2032 | 4 | 23 | 9 | 1009.0861 | 0
2032 | 4 | 23 | 10 | 1030.0869 | 0
2032 | 4 | 23 | 11 | 1038.8098 | 0
2032 | 4 | 23 | 12 | 1045.722 | 0
2032 | 4 | 23 | 13 | 1039.8705 | 0
2032 | 4 | 23 | 14 | 1032.4176 | 0
2032 | 4 | 23 | 15 | 1030.6292 | 0
2032 | 4 | 23 | 16 | 1032.4443 | 0
2032 | 4 | 23 | 17 | 1028.2149 | 0
2032 | 4 | 23 | 18 | 1008.4292 | 0
2032 | 4 | 23 | 19 | 986.2735 | 0
2032 | 4 | 23 | 20 | 1003.8242 | 0
2032 | 4 | 23 | 21 | 989.6835 | 0
2032 | 4 | 23 | 22 | 957.0137 | 0
2032 | 4 | 23 | 23 | 913.3328 | 0
2032 | 4 | 24 | 0 | 880.1814 | 0
2032 | 4 | 24 | 1 | 844.7145 | 0
2032 | 4 | 24 | 2 | 809.2476 | 0
2032 | 4 | 24 | 3 | 804.8022 | 0
2032 | 4 | 24 | 4 | 803.0874 | 0
2032 | 4 | 24 | 5 | 810.0417 | 0
2032 | 4 | 24 | 6 | 821.724 | 0
2032 | 4 | 24 | 7 | 828.5343 | 0
2032 | 4 | 24 | 8 | 822.6947 | 0
2032 | 4 | 24 | 9 | 835.032 | 0
2032 | 4 | 24 | 10 | 863.1028 | 0
2032 | 4 | 24 | 11 | 879.5473 | 0
2032 | 4 | 24 | 12 | 889.3198 | 0
2032 | 4 | 24 | 13 | 880.4046 | 0
2032 | 4 | 24 | 14 | 867.9878 | 0
2032 | 4 | 24 | 15 | 854.3825 | 0
2032 | 4 | 24 | 16 | 855.6835 | 0
2032 | 4 | 24 | 17 | 850.9394 | 0
2032 | 4 | 24 | 18 | 838.6245 | 0
2032 | 4 | 24 | 19 | 831.1887 | 0
2032 | 4 | 24 | 20 | 846.9093 | 0
2032 | 4 | 24 | 21 | 844.8619 | 0
2032 | 4 | 24 | 22 | 838.8408 | 0
2032 | 4 | 24 | 23 | 830.124 | 0
2032 | 4 | 25 | 0 | 819.7539 | 0
2032 | 4 | 25 | 1 | 777.9987 | 0
2032 | 4 | 25 | 2 | 759.8952 | 0
2032 | 4 | 25 | 3 | 749.8289 | 0
2032 | 4 | 25 | 4 | 743.2221 | 0
2032 | 4 | 25 | 5 | 749.8843 | 0
2032 | 4 | 25 | 6 | 755.3633 | 0
2032 | 4 | 25 | 7 | 763.5305 | 0
2032 | 4 | 25 | 8 | 771.6977 | 0
2032 | 4 | 25 | 9 | 806.3403 | 0
2032 | 4 | 25 | 10 | 838.774 | 0
2032 | 4 | 25 | 11 | 860.8425 | 0
2032 | 4 | 25 | 12 | 877.5404 | 0
2032 | 4 | 25 | 13 | 876.2496 | 0
2032 | 4 | 25 | 14 | 871.7802 | 0
2032 | 4 | 25 | 15 | 875.3075 | 0
2032 | 4 | 25 | 16 | 890.0416 | 0
2032 | 4 | 25 | 17 | 895.8734 | 0
2032 | 4 | 25 | 18 | 889.803 | 0
2032 | 4 | 25 | 19 | 870.6876 | 0
2032 | 4 | 25 | 20 | 896.2593 | 0
2032 | 4 | 25 | 21 | 890.956 | 0
2032 | 4 | 25 | 22 | 847.2845 | 0
2032 | 4 | 25 | 23 | 817.565 | 0
2032 | 4 | 26 | 0 | 787.4826 | 0
2032 | 4 | 26 | 1 | 801.0326 | 0
2032 | 4 | 26 | 2 | 814.5826 | 0
2032 | 4 | 26 | 3 | 811.6889 | 0
2032 | 4 | 26 | 4 | 814.9147 | 0
2032 | 4 | 26 | 5 | 837.6594 | 0
2032 | 4 | 26 | 6 | 885.0364 | 0
2032 | 4 | 26 | 7 | 924.6367 | 0
2032 | 4 | 26 | 8 | 964.237 | 0
2032 | 4 | 26 | 9 | 1001.9725 | 0
2032 | 4 | 26 | 10 | 1029.0527 | 0
2032 | 4 | 26 | 11 | 1044.0609 | 0
2032 | 4 | 26 | 12 | 1053.0017 | 3.0017
2032 | 4 | 26 | 13 | 1051.1194 | 1.1194
2032 | 4 | 26 | 14 | 1047.3649 | 0
2032 | 4 | 26 | 15 | 1051.4448 | 1.4448
2032 | 4 | 26 | 16 | 1061.7665 | 11.7665
2032 | 4 | 26 | 17 | 1071.3683 | 21.3683
2032 | 4 | 26 | 18 | 1065.1262 | 15.1262
2032 | 4 | 26 | 19 | 1037.501 | 0
2032 | 4 | 26 | 20 | 1037.8705 | 0
2032 | 4 | 26 | 21 | 1019.0825 | 0
2032 | 4 | 26 | 22 | 972.9423 | 0
2032 | 4 | 26 | 23 | 929.1888 | 0
2032 | 4 | 27 | 0 | 893.0581 | 0
2032 | 4 | 27 | 1 | 845.0851 | 0
2032 | 4 | 27 | 2 | 828.1584 | 0
2032 | 4 | 27 | 3 | 821.0384 | 0
2032 | 4 | 27 | 4 | 824.0488 | 0
2032 | 4 | 27 | 5 | 848.4445 | 0
2032 | 4 | 27 | 6 | 892.8918 | 0
2032 | 4 | 27 | 7 | 944.675 | 0
2032 | 4 | 27 | 8 | 996.4581 | 0
2032 | 4 | 27 | 9 | 1036.004 | 0
2032 | 4 | 27 | 10 | 1050.7289 | 0.72886
2032 | 4 | 27 | 11 | 1065.4431 | 15.4431
2032 | 4 | 27 | 12 | 1072.1433 | 22.1433
2032 | 4 | 27 | 13 | 1072.6679 | 22.6679
2032 | 4 | 27 | 14 | 1069.9908 | 19.9908
2032 | 4 | 27 | 15 | 1070.0368 | 20.0368
2032 | 4 | 27 | 16 | 1069.6525 | 19.6525
2032 | 4 | 27 | 17 | 1070.164 | 20.164
2032 | 4 | 27 | 18 | 1066.1239 | 16.1239
2032 | 4 | 27 | 19 | 1035.3939 | 0
2032 | 4 | 27 | 20 | 1034.1741 | 0
2032 | 4 | 27 | 21 | 1013.2814 | 0
2032 | 4 | 27 | 22 | 971.5855 | 0
2032 | 4 | 27 | 23 | 924.4652 | 0
2032 | 4 | 28 | 0 | 886.5291 | 0
2032 | 4 | 28 | 1 | 875.7064 | 0
2032 | 4 | 28 | 2 | 858.6702 | 0
2032 | 4 | 28 | 3 | 852.781 | 0
2032 | 4 | 28 | 4 | 854.9298 | 0
2032 | 4 | 28 | 5 | 875.1399 | 0
2032 | 4 | 28 | 6 | 915.4115 | 0
2032 | 4 | 28 | 7 | 960.3982 | 0
2032 | 4 | 28 | 8 | 998.6497 | 0
2032 | 4 | 28 | 9 | 1039.5584 | 0
2032 | 4 | 28 | 10 | 1048.8107 | 0
2032 | 4 | 28 | 11 | 1060.3042 | 10.3042
2032 | 4 | 28 | 12 | 1067.9041 | 17.9041
2032 | 4 | 28 | 13 | 1068.1406 | 18.1406
2032 | 4 | 28 | 14 | 1064.5197 | 14.5197
2032 | 4 | 28 | 15 | 1066.9803 | 16.9803
2032 | 4 | 28 | 16 | 1077.1398 | 27.1398
2032 | 4 | 28 | 17 | 1079.6145 | 29.6145
2032 | 4 | 28 | 18 | 1066.2569 | 16.2569
2032 | 4 | 28 | 19 | 1045.2845 | 0
2032 | 4 | 28 | 20 | 1037.8038 | 0
2032 | 4 | 28 | 21 | 1011.4223 | 0
2032 | 4 | 28 | 22 | 980.8312 | 0
2032 | 4 | 28 | 23 | 939.3955 | 0
2032 | 4 | 29 | 0 | 905.3176 | 0
2032 | 4 | 29 | 1 | 885.9594 | 0
2032 | 4 | 29 | 2 | 835.0046 | 0
2032 | 4 | 29 | 3 | 826.1467 | 0
2032 | 4 | 29 | 4 | 825.2011 | 0
2032 | 4 | 29 | 5 | 840.0756 | 0
2032 | 4 | 29 | 6 | 877.4879 | 0
2032 | 4 | 29 | 7 | 914.3786 | 0
2032 | 4 | 29 | 8 | 933.9084 | 0
2032 | 4 | 29 | 9 | 961.3425 | 0
2032 | 4 | 29 | 10 | 973.5586 | 0
2032 | 4 | 29 | 11 | 981.6342 | 0
2032 | 4 | 29 | 12 | 989.7077 | 0
2032 | 4 | 29 | 13 | 991.9579 | 0
2032 | 4 | 29 | 14 | 989.0572 | 0
2032 | 4 | 29 | 15 | 993.4332 | 0
2032 | 4 | 29 | 16 | 998.8533 | 0
2032 | 4 | 29 | 17 | 994.8923 | 0
2032 | 4 | 29 | 18 | 969.0408 | 0
2032 | 4 | 29 | 19 | 942.4041 | 0
2032 | 4 | 29 | 20 | 954.1047 | 0
2032 | 4 | 29 | 21 | 941.2451 | 0
2032 | 4 | 29 | 22 | 905.5275 | 0
2032 | 4 | 29 | 23 | 876.2551 | 0
2032 | 4 | 30 | 0 | 851.6227 | 0
2032 | 4 | 30 | 1 | 886.8061 | 0
2032 | 4 | 30 | 2 | 841.9418 | 0
2032 | 4 | 30 | 3 | 834.8943 | 0
2032 | 4 | 30 | 4 | 834.9097 | 0
2032 | 4 | 30 | 5 | 843.5201 | 0
2032 | 4 | 30 | 6 | 867.916 | 0
2032 | 4 | 30 | 7 | 899.3133 | 0
2032 | 4 | 30 | 8 | 905.8101 | 0
2032 | 4 | 30 | 9 | 941.5928 | 0
2032 | 4 | 30 | 10 | 965.7086 | 0
2032 | 4 | 30 | 11 | 978.5386 | 0
2032 | 4 | 30 | 12 | 984.4196 | 0
2032 | 4 | 30 | 13 | 982.4553 | 0
2032 | 4 | 30 | 14 | 974.7385 | 0
2032 | 4 | 30 | 15 | 970.8678 | 0
2032 | 4 | 30 | 16 | 964.2032 | 0
2032 | 4 | 30 | 17 | 954.1061 | 0
2032 | 4 | 30 | 18 | 937.296 | 0
2032 | 4 | 30 | 19 | 920.096 | 0
2032 | 4 | 30 | 20 | 924.997 | 0
2032 | 4 | 30 | 21 | 914.6163 | 0
2032 | 4 | 30 | 22 | 901.7707 | 0
2032 | 4 | 30 | 23 | 884.5907 | 0
2032 | 5 | 1 | 0 | 867.1623 | 0
2032 | 5 | 1 | 1 | 819.3265 | 0
2032 | 5 | 1 | 2 | 741.1495 | 0
2032 | 5 | 1 | 3 | 738.2944 | 0
2032 | 5 | 1 | 4 | 734.3805 | 0
2032 | 5 | 1 | 5 | 729.8828 | 0
2032 | 5 | 1 | 6 | 730.8483 | 0
2032 | 5 | 1 | 7 | 738.0596 | 0
2032 | 5 | 1 | 8 | 739.6718 | 0
2032 | 5 | 1 | 9 | 751.065 | 0
2032 | 5 | 1 | 10 | 776.1253 | 0
2032 | 5 | 1 | 11 | 789.0038 | 0
2032 | 5 | 1 | 12 | 795.3085 | 0
2032 | 5 | 1 | 13 | 791.418 | 0
2032 | 5 | 1 | 14 | 784.1238 | 0
2032 | 5 | 1 | 15 | 781.9179 | 0
2032 | 5 | 1 | 16 | 780.8652 | 0
2032 | 5 | 1 | 17 | 777.2771 | 0
2032 | 5 | 1 | 18 | 769.1906 | 0
2032 | 5 | 1 | 19 | 765.1247 | 0
2032 | 5 | 1 | 20 | 761.1914 | 0
2032 | 5 | 1 | 21 | 760.4103 | 0
2032 | 5 | 1 | 22 | 757.9209 | 0
2032 | 5 | 1 | 23 | 755.5579 | 0
2032 | 5 | 2 | 0 | 748.8266 | 0
2032 | 5 | 2 | 1 | 708.3227 | 0
2032 | 5 | 2 | 2 | 665.0983 | 0
2032 | 5 | 2 | 3 | 658.8513 | 0
2032 | 5 | 2 | 4 | 653.3011 | 0
2032 | 5 | 2 | 5 | 649.5825 | 0
2032 | 5 | 2 | 6 | 648.5402 | 0
2032 | 5 | 2 | 7 | 650.5613 | 0
2032 | 5 | 2 | 8 | 671.335 | 0
2032 | 5 | 2 | 9 | 700.4696 | 0
2032 | 5 | 2 | 10 | 720.6753 | 0
2032 | 5 | 2 | 11 | 741.7826 | 0
2032 | 5 | 2 | 12 | 755.5644 | 0
2032 | 5 | 2 | 13 | 757.4502 | 0
2032 | 5 | 2 | 14 | 756.8252 | 0
2032 | 5 | 2 | 15 | 759.7544 | 0
2032 | 5 | 2 | 16 | 768.5539 | 0
2032 | 5 | 2 | 17 | 776.9607 | 0
2032 | 5 | 2 | 18 | 779.3281 | 0
2032 | 5 | 2 | 19 | 774.0368 | 0
2032 | 5 | 2 | 20 | 765.954 | 0
2032 | 5 | 2 | 21 | 759.6255 | 0
2032 | 5 | 2 | 22 | 733.8401 | 0
2032 | 5 | 2 | 23 | 719.8619 | 0
2032 | 5 | 3 | 0 | 699.7826 | 0
2032 | 5 | 3 | 1 | 691.4212 | 0
2032 | 5 | 3 | 2 | 648.9581 | 0
2032 | 5 | 3 | 3 | 644.6514 | 0
2032 | 5 | 3 | 4 | 644.8462 | 0
2032 | 5 | 3 | 5 | 660.3185 | 0
2032 | 5 | 3 | 6 | 696.422 | 0
2032 | 5 | 3 | 7 | 745.4237 | 0
2032 | 5 | 3 | 8 | 775.2208 | 0
2032 | 5 | 3 | 9 | 810.2798 | 0
2032 | 5 | 3 | 10 | 834.9176 | 0
2032 | 5 | 3 | 11 | 851.2886 | 0
2032 | 5 | 3 | 12 | 859.8529 | 0
2032 | 5 | 3 | 13 | 861.6766 | 0
2032 | 5 | 3 | 14 | 859.7679 | 0
2032 | 5 | 3 | 15 | 861.3458 | 0
2032 | 5 | 3 | 16 | 867.0074 | 0
2032 | 5 | 3 | 17 | 866.6835 | 0
2032 | 5 | 3 | 18 | 852.4609 | 0
2032 | 5 | 3 | 19 | 828.6122 | 0
2032 | 5 | 3 | 20 | 817.3951 | 0
2032 | 5 | 3 | 21 | 798.7202 | 0
2032 | 5 | 3 | 22 | 762.8909 | 0
2032 | 5 | 3 | 23 | 730.8184 | 0
2032 | 5 | 4 | 0 | 703.2777 | 0
2032 | 5 | 4 | 1 | 692.3669 | 0
2032 | 5 | 4 | 2 | 680.6787 | 0
2032 | 5 | 4 | 3 | 676.2174 | 0
2032 | 5 | 4 | 4 | 676.311 | 0
2032 | 5 | 4 | 5 | 697.0477 | 0
2032 | 5 | 4 | 6 | 717.7843 | 0
2032 | 5 | 4 | 7 | 769.8927 | 0
2032 | 5 | 4 | 8 | 799.4505 | 0
2032 | 5 | 4 | 9 | 829.7031 | 0
2032 | 5 | 4 | 10 | 851.1507 | 0
2032 | 5 | 4 | 11 | 873.7681 | 0
2032 | 5 | 4 | 12 | 892.2145 | 0
2032 | 5 | 4 | 13 | 904.9195 | 0
2032 | 5 | 4 | 14 | 908.4922 | 0
2032 | 5 | 4 | 15 | 915.2789 | 0
2032 | 5 | 4 | 16 | 910.7712 | 0
2032 | 5 | 4 | 17 | 902.4026 | 0
2032 | 5 | 4 | 18 | 890.2167 | 0
2032 | 5 | 4 | 19 | 869.6335 | 0
2032 | 5 | 4 | 20 | 844.5325 | 0
2032 | 5 | 4 | 21 | 820.7897 | 0
2032 | 5 | 4 | 22 | 783.6964 | 0
2032 | 5 | 4 | 23 | 749.539 | 0
2032 | 5 | 5 | 0 | 720.3376 | 0
2032 | 5 | 5 | 1 | 706.3765 | 0
2032 | 5 | 5 | 2 | 692.5944 | 0
2032 | 5 | 5 | 3 | 687.2971 | 0
2032 | 5 | 5 | 4 | 685.5925 | 0
2032 | 5 | 5 | 5 | 696.5681 | 0
2032 | 5 | 5 | 6 | 723.25 | 0
2032 | 5 | 5 | 7 | 761.3864 | 0
2032 | 5 | 5 | 8 | 791.7497 | 0
2032 | 5 | 5 | 9 | 826.4937 | 0
2032 | 5 | 5 | 10 | 844.8779 | 0
2032 | 5 | 5 | 11 | 861.9655 | 0
2032 | 5 | 5 | 12 | 876.5673 | 0
2032 | 5 | 5 | 13 | 885.7179 | 0
2032 | 5 | 5 | 14 | 889.6998 | 0
2032 | 5 | 5 | 15 | 895.9479 | 0
2032 | 5 | 5 | 16 | 902.3775 | 0
2032 | 5 | 5 | 17 | 898.919 | 0
2032 | 5 | 5 | 18 | 887.7559 | 0
2032 | 5 | 5 | 19 | 860.2 | 0
2032 | 5 | 5 | 20 | 844 | 0
2032 | 5 | 5 | 21 | 823.1222 | 0
2032 | 5 | 5 | 22 | 795.5752 | 0
2032 | 5 | 5 | 23 | 762.8667 | 0
2032 | 5 | 6 | 0 | 732.0343 | 0
2032 | 5 | 6 | 1 | 682.2273 | 0
2032 | 5 | 6 | 2 | 664.8857 | 0
2032 | 5 | 6 | 3 | 659.2411 | 0
2032 | 5 | 6 | 4 | 657.4335 | 0
2032 | 5 | 6 | 5 | 676.1146 | 0
2032 | 5 | 6 | 6 | 717.4556 | 0
2032 | 5 | 6 | 7 | 768.0319 | 0
2032 | 5 | 6 | 8 | 792.0241 | 0
2032 | 5 | 6 | 9 | 817.6133 | 0
2032 | 5 | 6 | 10 | 834.5492 | 0
2032 | 5 | 6 | 11 | 846.917 | 0
2032 | 5 | 6 | 12 | 852.945 | 0
2032 | 5 | 6 | 13 | 855.0431 | 0
2032 | 5 | 6 | 14 | 850.6037 | 0
2032 | 5 | 6 | 15 | 848.14 | 0
2032 | 5 | 6 | 16 | 848.0458 | 0
2032 | 5 | 6 | 17 | 847.4346 | 0
2032 | 5 | 6 | 18 | 839.6123 | 0
2032 | 5 | 6 | 19 | 828.6491 | 0
2032 | 5 | 6 | 20 | 820.3629 | 0
2032 | 5 | 6 | 21 | 802.8302 | 0
2032 | 5 | 6 | 22 | 762.2606 | 0
2032 | 5 | 6 | 23 | 724.4117 | 0
2032 | 5 | 7 | 0 | 691.0641 | 0
2032 | 5 | 7 | 1 | 710.2004 | 0
2032 | 5 | 7 | 2 | 696.3296 | 0
2032 | 5 | 7 | 3 | 691.3507 | 0
2032 | 5 | 7 | 4 | 691.2704 | 0
2032 | 5 | 7 | 5 | 702.6809 | 0
2032 | 5 | 7 | 6 | 734.8608 | 0
2032 | 5 | 7 | 7 | 761.4307 | 0
2032 | 5 | 7 | 8 | 788.0007 | 0
2032 | 5 | 7 | 9 | 817.793 | 0
2032 | 5 | 7 | 10 | 837.1739 | 0
2032 | 5 | 7 | 11 | 849.9329 | 0
2032 | 5 | 7 | 12 | 857.174 | 0
2032 | 5 | 7 | 13 | 861.3375 | 0
2032 | 5 | 7 | 14 | 855.9712 | 0
2032 | 5 | 7 | 15 | 854.7522 | 0
2032 | 5 | 7 | 16 | 853.2568 | 0
2032 | 5 | 7 | 17 | 854.1326 | 0
2032 | 5 | 7 | 18 | 848.3867 | 0
2032 | 5 | 7 | 19 | 828.6723 | 0
2032 | 5 | 7 | 20 | 815.2041 | 0
2032 | 5 | 7 | 21 | 792.509 | 0
2032 | 5 | 7 | 22 | 771.0607 | 0
2032 | 5 | 7 | 23 | 746.9253 | 0
2032 | 5 | 8 | 0 | 722.7145 | 0
2032 | 5 | 8 | 1 | 680.6549 | 0
2032 | 5 | 8 | 2 | 638.5954 | 0
2032 | 5 | 8 | 3 | 632.3393 | 0
2032 | 5 | 8 | 4 | 628.2551 | 0
2032 | 5 | 8 | 5 | 628.9672 | 0
2032 | 5 | 8 | 6 | 641.1767 | 0
2032 | 5 | 8 | 7 | 653.3863 | 0
2032 | 5 | 8 | 8 | 674.3594 | 0
2032 | 5 | 8 | 9 | 701.7412 | 0
2032 | 5 | 8 | 10 | 731.8285 | 0
2032 | 5 | 8 | 11 | 745.9024 | 0
2032 | 5 | 8 | 12 | 746.4376 | 0
2032 | 5 | 8 | 13 | 736.0293 | 0
2032 | 5 | 8 | 14 | 722.8452 | 0
2032 | 5 | 8 | 15 | 713.207 | 0
2032 | 5 | 8 | 16 | 713.1696 | 0
2032 | 5 | 8 | 17 | 711.1458 | 0
2032 | 5 | 8 | 18 | 710.7897 | 0
2032 | 5 | 8 | 19 | 706.3035 | 0
2032 | 5 | 8 | 20 | 707.6744 | 0
2032 | 5 | 8 | 21 | 699.4972 | 0
2032 | 5 | 8 | 22 | 689.9283 | 0
2032 | 5 | 8 | 23 | 675.1073 | 0
2032 | 5 | 9 | 0 | 657.079 | 0
2032 | 5 | 9 | 1 | 636.768 | 0
2032 | 5 | 9 | 2 | 622.8147 | 0
2032 | 5 | 9 | 3 | 617.2428 | 0
2032 | 5 | 9 | 4 | 613.436 | 0
2032 | 5 | 9 | 5 | 614.2573 | 0
2032 | 5 | 9 | 6 | 621.0998 | 0
2032 | 5 | 9 | 7 | 627.7693 | 0
2032 | 5 | 9 | 8 | 641.3211 | 0
2032 | 5 | 9 | 9 | 665.9297 | 0
2032 | 5 | 9 | 10 | 683.9722 | 0
2032 | 5 | 9 | 11 | 702.1007 | 0
2032 | 5 | 9 | 12 | 713.6926 | 0
2032 | 5 | 9 | 13 | 711.5138 | 0
2032 | 5 | 9 | 14 | 707.1753 | 0
2032 | 5 | 9 | 15 | 707.0618 | 0
2032 | 5 | 9 | 16 | 713.5678 | 0
2032 | 5 | 9 | 17 | 719.2245 | 0
2032 | 5 | 9 | 18 | 717.6222 | 0
2032 | 5 | 9 | 19 | 715.4528 | 0
2032 | 5 | 9 | 20 | 714.457 | 0
2032 | 5 | 9 | 21 | 710.5167 | 0
2032 | 5 | 9 | 22 | 685.9461 | 0
2032 | 5 | 9 | 23 | 668.9807 | 0
2032 | 5 | 10 | 0 | 649.2297 | 0
2032 | 5 | 10 | 1 | 647.6451 | 0
2032 | 5 | 10 | 2 | 635.3351 | 0
2032 | 5 | 10 | 3 | 634.0044 | 0
2032 | 5 | 10 | 4 | 637.0929 | 0
2032 | 5 | 10 | 5 | 658.9667 | 0
2032 | 5 | 10 | 6 | 709.1281 | 0
2032 | 5 | 10 | 7 | 759.2896 | 0
2032 | 5 | 10 | 8 | 792.1152 | 0
2032 | 5 | 10 | 9 | 811.1038 | 0
2032 | 5 | 10 | 10 | 829.6026 | 0
2032 | 5 | 10 | 11 | 842.6592 | 0
2032 | 5 | 10 | 12 | 849.1146 | 0
2032 | 5 | 10 | 13 | 849.7298 | 0
2032 | 5 | 10 | 14 | 845.4197 | 0
2032 | 5 | 10 | 15 | 846.014 | 0
2032 | 5 | 10 | 16 | 851.6673 | 0
2032 | 5 | 10 | 17 | 850.3059 | 0
2032 | 5 | 10 | 18 | 835.8718 | 0
2032 | 5 | 10 | 19 | 819.7494 | 0
2032 | 5 | 10 | 20 | 812.1373 | 0
2032 | 5 | 10 | 21 | 795.2087 | 0
2032 | 5 | 10 | 22 | 758.6927 | 0
2032 | 5 | 10 | 23 | 721.2911 | 0
2032 | 5 | 11 | 0 | 688.7768 | 0
2032 | 5 | 11 | 1 | 691.1359 | 0
2032 | 5 | 11 | 2 | 677.8604 | 0
2032 | 5 | 11 | 3 | 674.6354 | 0
2032 | 5 | 11 | 4 | 674.4422 | 0
2032 | 5 | 11 | 5 | 693.6285 | 0
2032 | 5 | 11 | 6 | 729.1846 | 0
2032 | 5 | 11 | 7 | 785.6115 | 0
2032 | 5 | 11 | 8 | 824.2664 | 0
2032 | 5 | 11 | 9 | 845.3652 | 0
2032 | 5 | 11 | 10 | 849.5739 | 0
2032 | 5 | 11 | 11 | 861.4266 | 0
2032 | 5 | 11 | 12 | 869.6289 | 0
2032 | 5 | 11 | 13 | 871.5219 | 0
2032 | 5 | 11 | 14 | 867.5482 | 0
2032 | 5 | 11 | 15 | 866.3493 | 0
2032 | 5 | 11 | 16 | 858.6487 | 0
2032 | 5 | 11 | 17 | 854.1659 | 0
2032 | 5 | 11 | 18 | 847.4865 | 0
2032 | 5 | 11 | 19 | 829.75 | 0
2032 | 5 | 11 | 20 | 813.5303 | 0
2032 | 5 | 11 | 21 | 791.9768 | 0
2032 | 5 | 11 | 22 | 756.8868 | 0
2032 | 5 | 11 | 23 | 723.889 | 0
2032 | 5 | 12 | 0 | 695.3581 | 0
2032 | 5 | 12 | 1 | 692.8984 | 0
2032 | 5 | 12 | 2 | 679.4368 | 0
2032 | 5 | 12 | 3 | 674.1744 | 0
2032 | 5 | 12 | 4 | 672.9797 | 0
2032 | 5 | 12 | 5 | 698.588 | 0
2032 | 5 | 12 | 6 | 724.1964 | 0
2032 | 5 | 12 | 7 | 773.6129 | 0
2032 | 5 | 12 | 8 | 806.9735 | 0
2032 | 5 | 12 | 9 | 830.5088 | 0
2032 | 5 | 12 | 10 | 841.895 | 0
2032 | 5 | 12 | 11 | 855.0623 | 0
2032 | 5 | 12 | 12 | 866.8705 | 0
2032 | 5 | 12 | 13 | 871.6283 | 0
2032 | 5 | 12 | 14 | 871.1866 | 0
2032 | 5 | 12 | 15 | 872.863 | 0
2032 | 5 | 12 | 16 | 878.8517 | 0
2032 | 5 | 12 | 17 | 880.3361 | 0
2032 | 5 | 12 | 18 | 874.2291 | 0
2032 | 5 | 12 | 19 | 854.5155 | 0
2032 | 5 | 12 | 20 | 838.9082 | 0
2032 | 5 | 12 | 21 | 817.3485 | 0
2032 | 5 | 12 | 22 | 782.113 | 0
2032 | 5 | 12 | 23 | 745.514 | 0
2032 | 5 | 13 | 0 | 712.1786 | 0
2032 | 5 | 13 | 1 | 696.9649 | 0
2032 | 5 | 13 | 2 | 681.7511 | 0
2032 | 5 | 13 | 3 | 676.4199 | 0
2032 | 5 | 13 | 4 | 676.7346 | 0
2032 | 5 | 13 | 5 | 691.8082 | 0
2032 | 5 | 13 | 6 | 731.6113 | 0
2032 | 5 | 13 | 7 | 781.0164 | 0
2032 | 5 | 13 | 8 | 804.3124 | 0
2032 | 5 | 13 | 9 | 828.964 | 0
2032 | 5 | 13 | 10 | 850.8278 | 0
2032 | 5 | 13 | 11 | 868.0461 | 0
2032 | 5 | 13 | 12 | 878.3666 | 0
2032 | 5 | 13 | 13 | 886.2407 | 0
2032 | 5 | 13 | 14 | 887.8975 | 0
2032 | 5 | 13 | 15 | 892.098 | 0
2032 | 5 | 13 | 16 | 895.3717 | 0
2032 | 5 | 13 | 17 | 889.3154 | 0
2032 | 5 | 13 | 18 | 870.0597 | 0
2032 | 5 | 13 | 19 | 853.8051 | 0
2032 | 5 | 13 | 20 | 836.8957 | 0
2032 | 5 | 13 | 21 | 825.4765 | 0
2032 | 5 | 13 | 22 | 792.7644 | 0
2032 | 5 | 13 | 23 | 760.0214 | 0
2032 | 5 | 14 | 0 | 729.5198 | 0
2032 | 5 | 14 | 1 | 676.9898 | 0
2032 | 5 | 14 | 2 | 666.8317 | 0
2032 | 5 | 14 | 3 | 663.3133 | 0
2032 | 5 | 14 | 4 | 665.9445 | 0
2032 | 5 | 14 | 5 | 680.3185 | 0
2032 | 5 | 14 | 6 | 717.5413 | 0
2032 | 5 | 14 | 7 | 765.9275 | 0
2032 | 5 | 14 | 8 | 784.9067 | 0
2032 | 5 | 14 | 9 | 805.0489 | 0
2032 | 5 | 14 | 10 | 824.7006 | 0
2032 | 5 | 14 | 11 | 834.1349 | 0
2032 | 5 | 14 | 12 | 839.3972 | 0
2032 | 5 | 14 | 13 | 841.6008 | 0
2032 | 5 | 14 | 14 | 837.8663 | 0
2032 | 5 | 14 | 15 | 837.5727 | 0
2032 | 5 | 14 | 16 | 838.9883 | 0
2032 | 5 | 14 | 17 | 829.6888 | 0
2032 | 5 | 14 | 18 | 814.3506 | 0
2032 | 5 | 14 | 19 | 796.0427 | 0
2032 | 5 | 14 | 20 | 800.9534 | 0
2032 | 5 | 14 | 21 | 795.5333 | 0
2032 | 5 | 14 | 22 | 774.0694 | 0
2032 | 5 | 14 | 23 | 742.6273 | 0
2032 | 5 | 15 | 0 | 714.0361 | 0
2032 | 5 | 15 | 1 | 672.9338 | 0
2032 | 5 | 15 | 2 | 631.8314 | 0
2032 | 5 | 15 | 3 | 624.4306 | 0
2032 | 5 | 15 | 4 | 619.5583 | 0
2032 | 5 | 15 | 5 | 620.1751 | 0
2032 | 5 | 15 | 6 | 631.3925 | 0
2032 | 5 | 15 | 7 | 642.61 | 0
2032 | 5 | 15 | 8 | 664.6366 | 0
2032 | 5 | 15 | 9 | 690.5236 | 0
2032 | 5 | 15 | 10 | 719.545 | 0
2032 | 5 | 15 | 11 | 736.5226 | 0
2032 | 5 | 15 | 12 | 743.2489 | 0
2032 | 5 | 15 | 13 | 737.4698 | 0
2032 | 5 | 15 | 14 | 729.1567 | 0
2032 | 5 | 15 | 15 | 725.0623 | 0
2032 | 5 | 15 | 16 | 726.7532 | 0
2032 | 5 | 15 | 17 | 731.2226 | 0
2032 | 5 | 15 | 18 | 727.3065 | 0
2032 | 5 | 15 | 19 | 721.5615 | 0
2032 | 5 | 15 | 20 | 715.8207 | 0
2032 | 5 | 15 | 21 | 705.7248 | 0
2032 | 5 | 15 | 22 | 695.2409 | 0
2032 | 5 | 15 | 23 | 680.0319 | 0
2032 | 5 | 16 | 0 | 663.5292 | 0
2032 | 5 | 16 | 1 | 631.3714 | 0
2032 | 5 | 16 | 2 | 616.0131 | 0
2032 | 5 | 16 | 3 | 609.3239 | 0
2032 | 5 | 16 | 4 | 602.8732 | 0
2032 | 5 | 16 | 5 | 598.9305 | 0
2032 | 5 | 16 | 6 | 602.3766 | 0
2032 | 5 | 16 | 7 | 605.8227 | 0
2032 | 5 | 16 | 8 | 625.4863 | 0
2032 | 5 | 16 | 9 | 659.0601 | 0
2032 | 5 | 16 | 10 | 677.3222 | 0
2032 | 5 | 16 | 11 | 698.0606 | 0
2032 | 5 | 16 | 12 | 713.1093 | 0
2032 | 5 | 16 | 13 | 716.8996 | 0
2032 | 5 | 16 | 14 | 718.3167 | 0
2032 | 5 | 16 | 15 | 724.3567 | 0
2032 | 5 | 16 | 16 | 733.9333 | 0
2032 | 5 | 16 | 17 | 741.6553 | 0
2032 | 5 | 16 | 18 | 742.4323 | 0
2032 | 5 | 16 | 19 | 732.4662 | 0
2032 | 5 | 16 | 20 | 723.5674 | 0
2032 | 5 | 16 | 21 | 719.6898 | 0
2032 | 5 | 16 | 22 | 696.8966 | 0
2032 | 5 | 16 | 23 | 678.344 | 0
2032 | 5 | 17 | 0 | 654.7552 | 0
2032 | 5 | 17 | 1 | 693.3434 | 0
2032 | 5 | 17 | 2 | 675.3697 | 0
2032 | 5 | 17 | 3 | 668.2869 | 0
2032 | 5 | 17 | 4 | 665.9105 | 0
2032 | 5 | 17 | 5 | 684.9589 | 0
2032 | 5 | 17 | 6 | 722.0831 | 0
2032 | 5 | 17 | 7 | 783.0305 | 0
2032 | 5 | 17 | 8 | 807.5264 | 0
2032 | 5 | 17 | 9 | 834.3879 | 0
2032 | 5 | 17 | 10 | 864.5235 | 0
2032 | 5 | 17 | 11 | 885.6747 | 0
2032 | 5 | 17 | 12 | 897.7151 | 0
2032 | 5 | 17 | 13 | 904.943 | 0
2032 | 5 | 17 | 14 | 902.9555 | 0
2032 | 5 | 17 | 15 | 902.8823 | 0
2032 | 5 | 17 | 16 | 904.2877 | 0
2032 | 5 | 17 | 17 | 897.6706 | 0
2032 | 5 | 17 | 18 | 876.715 | 0
2032 | 5 | 17 | 19 | 855.8032 | 0
2032 | 5 | 17 | 20 | 844.4504 | 0
2032 | 5 | 17 | 21 | 821.7122 | 0
2032 | 5 | 17 | 22 | 780.0958 | 0
2032 | 5 | 17 | 23 | 741.5891 | 0
2032 | 5 | 18 | 0 | 706.467 | 0
2032 | 5 | 18 | 1 | 689.6441 | 0
2032 | 5 | 18 | 2 | 684.6628 | 0
2032 | 5 | 18 | 3 | 680.7445 | 0
2032 | 5 | 18 | 4 | 680.7031 | 0
2032 | 5 | 18 | 5 | 693.0965 | 0
2032 | 5 | 18 | 6 | 732.4775 | 0
2032 | 5 | 18 | 7 | 771.8585 | 0
2032 | 5 | 18 | 8 | 794.4828 | 0
2032 | 5 | 18 | 9 | 810.6603 | 0
2032 | 5 | 18 | 10 | 819.7036 | 0
2032 | 5 | 18 | 11 | 829.5743 | 0
2032 | 5 | 18 | 12 | 836.6715 | 0
2032 | 5 | 18 | 13 | 839.0509 | 0
2032 | 5 | 18 | 14 | 835.0546 | 0
2032 | 5 | 18 | 15 | 835.4171 | 0
2032 | 5 | 18 | 16 | 829.6007 | 0
2032 | 5 | 18 | 17 | 827.0303 | 0
2032 | 5 | 18 | 18 | 816.583 | 0
2032 | 5 | 18 | 19 | 798.6123 | 0
2032 | 5 | 18 | 20 | 790.8797 | 0
2032 | 5 | 18 | 21 | 781.0957 | 0
2032 | 5 | 18 | 22 | 756.8871 | 0
2032 | 5 | 18 | 23 | 731.9493 | 0
2032 | 5 | 19 | 0 | 711.2271 | 0
2032 | 5 | 19 | 1 | 696.9499 | 0
2032 | 5 | 19 | 2 | 683.043 | 0
2032 | 5 | 19 | 3 | 678.166 | 0
2032 | 5 | 19 | 4 | 677.4928 | 0
2032 | 5 | 19 | 5 | 691.8267 | 0
2032 | 5 | 19 | 6 | 723.1978 | 0
2032 | 5 | 19 | 7 | 773.1149 | 0
2032 | 5 | 19 | 8 | 802.0824 | 0
2032 | 5 | 19 | 9 | 829.8934 | 0
2032 | 5 | 19 | 10 | 850.2627 | 0
2032 | 5 | 19 | 11 | 868.1868 | 0
2032 | 5 | 19 | 12 | 882.0614 | 0
2032 | 5 | 19 | 13 | 891.0625 | 0
2032 | 5 | 19 | 14 | 893.4449 | 0
2032 | 5 | 19 | 15 | 898.3784 | 0
2032 | 5 | 19 | 16 | 906.4763 | 0
2032 | 5 | 19 | 17 | 904.423 | 0
2032 | 5 | 19 | 18 | 892.1536 | 0
2032 | 5 | 19 | 19 | 870.9771 | 0
2032 | 5 | 19 | 20 | 858.1304 | 0
2032 | 5 | 19 | 21 | 834.4963 | 0
2032 | 5 | 19 | 22 | 804.2743 | 0
2032 | 5 | 19 | 23 | 768.4008 | 0
2032 | 5 | 20 | 0 | 737.0343 | 0
2032 | 5 | 20 | 1 | 700.1301 | 0
2032 | 5 | 20 | 2 | 685.2506 | 0
2032 | 5 | 20 | 3 | 678.8209 | 0
2032 | 5 | 20 | 4 | 678.4823 | 0
2032 | 5 | 20 | 5 | 690.6913 | 0
2032 | 5 | 20 | 6 | 724.168 | 0
2032 | 5 | 20 | 7 | 773.8385 | 0
2032 | 5 | 20 | 8 | 805.5287 | 0
2032 | 5 | 20 | 9 | 843.8858 | 0
2032 | 5 | 20 | 10 | 875.8394 | 0
2032 | 5 | 20 | 11 | 898.2803 | 0
2032 | 5 | 20 | 12 | 913.666 | 0
2032 | 5 | 20 | 13 | 925.8943 | 0
2032 | 5 | 20 | 14 | 932.4381 | 0
2032 | 5 | 20 | 15 | 940.7118 | 0
2032 | 5 | 20 | 16 | 950.2263 | 0
2032 | 5 | 20 | 17 | 946.2858 | 0
2032 | 5 | 20 | 18 | 933.2237 | 0
2032 | 5 | 20 | 19 | 909.0073 | 0
2032 | 5 | 20 | 20 | 884.8629 | 0
2032 | 5 | 20 | 21 | 855.5898 | 0
2032 | 5 | 20 | 22 | 820.8356 | 0
2032 | 5 | 20 | 23 | 784.1359 | 0
2032 | 5 | 21 | 0 | 750.5763 | 0
2032 | 5 | 21 | 1 | 737.1299 | 0
2032 | 5 | 21 | 2 | 718.9139 | 0
2032 | 5 | 21 | 3 | 709.6794 | 0
2032 | 5 | 21 | 4 | 706.3804 | 0
2032 | 5 | 21 | 5 | 715.4949 | 0
2032 | 5 | 21 | 6 | 749.2235 | 0
2032 | 5 | 21 | 7 | 804.013 | 0
2032 | 5 | 21 | 8 | 847.71 | 0
2032 | 5 | 21 | 9 | 898.7092 | 0
2032 | 5 | 21 | 10 | 943.3463 | 0
2032 | 5 | 21 | 11 | 974.642 | 0
2032 | 5 | 21 | 12 | 995.4916 | 0
2032 | 5 | 21 | 13 | 1012.9672 | 12.9672
2032 | 5 | 21 | 14 | 1023.2352 | 23.2352
2032 | 5 | 21 | 15 | 1034.8519 | 34.8519
2032 | 5 | 21 | 16 | 1044.4011 | 44.4011
2032 | 5 | 21 | 17 | 1039.3814 | 39.3814
2032 | 5 | 21 | 18 | 1016.9308 | 16.9308
2032 | 5 | 21 | 19 | 984.5435 | 0
2032 | 5 | 21 | 20 | 944.9902 | 0
2032 | 5 | 21 | 21 | 914.7021 | 0
2032 | 5 | 21 | 22 | 882.1511 | 0
2032 | 5 | 21 | 23 | 839.4003 | 0
2032 | 5 | 22 | 0 | 799.3821 | 0
2032 | 5 | 22 | 1 | 744.4677 | 0
2032 | 5 | 22 | 2 | 689.5534 | 0
2032 | 5 | 22 | 3 | 673.7507 | 0
2032 | 5 | 22 | 4 | 663.3783 | 0
2032 | 5 | 22 | 5 | 661.5001 | 0
2032 | 5 | 22 | 6 | 675.1318 | 0
2032 | 5 | 22 | 7 | 688.7635 | 0
2032 | 5 | 22 | 8 | 719.5657 | 0
2032 | 5 | 22 | 9 | 751.1098 | 0
2032 | 5 | 22 | 10 | 781.4106 | 0
2032 | 5 | 22 | 11 | 806.5107 | 0
2032 | 5 | 22 | 12 | 818.739 | 0
2032 | 5 | 22 | 13 | 818.4284 | 0
2032 | 5 | 22 | 14 | 815.3703 | 0
2032 | 5 | 22 | 15 | 813.1793 | 0
2032 | 5 | 22 | 16 | 817.2866 | 0
2032 | 5 | 22 | 17 | 822.8621 | 0
2032 | 5 | 22 | 18 | 813.3015 | 0
2032 | 5 | 22 | 19 | 789.7012 | 0
2032 | 5 | 22 | 20 | 776.162 | 0
2032 | 5 | 22 | 21 | 757.6952 | 0
2032 | 5 | 22 | 22 | 741.9363 | 0
2032 | 5 | 22 | 23 | 716.4145 | 0
2032 | 5 | 23 | 0 | 689.881 | 0
2032 | 5 | 23 | 1 | 676.1956 | 0
2032 | 5 | 23 | 2 | 656.8516 | 0
2032 | 5 | 23 | 3 | 644.8672 | 0
2032 | 5 | 23 | 4 | 635.2472 | 0
2032 | 5 | 23 | 5 | 634.3313 | 0
2032 | 5 | 23 | 6 | 644.4432 | 0
2032 | 5 | 23 | 7 | 654.5551 | 0
2032 | 5 | 23 | 8 | 666.8716 | 0
2032 | 5 | 23 | 9 | 691.492 | 0
2032 | 5 | 23 | 10 | 720.5546 | 0
2032 | 5 | 23 | 11 | 750.729 | 0
2032 | 5 | 23 | 12 | 770.2631 | 0
2032 | 5 | 23 | 13 | 776.6894 | 0
2032 | 5 | 23 | 14 | 776.28 | 0
2032 | 5 | 23 | 15 | 781.3642 | 0
2032 | 5 | 23 | 16 | 788.0709 | 0
2032 | 5 | 23 | 17 | 791.042 | 0
2032 | 5 | 23 | 18 | 780.4448 | 0
2032 | 5 | 23 | 19 | 773.6669 | 0
2032 | 5 | 23 | 20 | 778.9872 | 0
2032 | 5 | 23 | 21 | 778.8445 | 0
2032 | 5 | 23 | 22 | 752.4273 | 0
2032 | 5 | 23 | 23 | 730.5468 | 0
2032 | 5 | 24 | 0 | 702.5174 | 0
2032 | 5 | 24 | 1 | 656.5423 | 0
2032 | 5 | 24 | 2 | 610.5673 | 0
2032 | 5 | 24 | 3 | 604.7774 | 0
2032 | 5 | 24 | 4 | 601.0982 | 0
2032 | 5 | 24 | 5 | 598.0769 | 0
2032 | 5 | 24 | 6 | 602.6822 | 0
2032 | 5 | 24 | 7 | 607.2875 | 0
2032 | 5 | 24 | 8 | 625.4697 | 0
2032 | 5 | 24 | 9 | 649.578 | 0
2032 | 5 | 24 | 10 | 663.0533 | 0
2032 | 5 | 24 | 11 | 683.329 | 0
2032 | 5 | 24 | 12 | 697.9839 | 0
2032 | 5 | 24 | 13 | 696.0266 | 0
2032 | 5 | 24 | 14 | 693.05 | 0
2032 | 5 | 24 | 15 | 695.5599 | 0
2032 | 5 | 24 | 16 | 708.3526 | 0
2032 | 5 | 24 | 17 | 722.7272 | 0
2032 | 5 | 24 | 18 | 721.3235 | 0
2032 | 5 | 24 | 19 | 711.1818 | 0
2032 | 5 | 24 | 20 | 702.5722 | 0
2032 | 5 | 24 | 21 | 697.7679 | 0
2032 | 5 | 24 | 22 | 675.0606 | 0
2032 | 5 | 24 | 23 | 659.865 | 0
2032 | 5 | 25 | 0 | 660.36 | 0
2032 | 5 | 25 | 1 | 701.0321 | 0
2032 | 5 | 25 | 2 | 684.4473 | 0
2032 | 5 | 25 | 3 | 676.2691 | 0
2032 | 5 | 25 | 4 | 672.8688 | 0
2032 | 5 | 25 | 5 | 684.8188 | 0
2032 | 5 | 25 | 6 | 711.8778 | 0
2032 | 5 | 25 | 7 | 766.368 | 0
2032 | 5 | 25 | 8 | 807.7536 | 0
2032 | 5 | 25 | 9 | 840.3444 | 0
2032 | 5 | 25 | 10 | 860.7438 | 0
2032 | 5 | 25 | 11 | 882.1045 | 0
2032 | 5 | 25 | 12 | 898.7756 | 0
2032 | 5 | 25 | 13 | 911.9764 | 0
2032 | 5 | 25 | 14 | 921.5208 | 0
2032 | 5 | 25 | 15 | 933.1543 | 0
2032 | 5 | 25 | 16 | 937.1396 | 0
2032 | 5 | 25 | 17 | 938.3996 | 0
2032 | 5 | 25 | 18 | 928.6206 | 0
2032 | 5 | 25 | 19 | 902.0999 | 0
2032 | 5 | 25 | 20 | 873.0084 | 0
2032 | 5 | 25 | 21 | 844.608 | 0
2032 | 5 | 25 | 22 | 812.0837 | 0
2032 | 5 | 25 | 23 | 772.649 | 0
2032 | 5 | 26 | 0 | 738.0247 | 0
2032 | 5 | 26 | 1 | 718.9758 | 0
2032 | 5 | 26 | 2 | 702.9861 | 0
2032 | 5 | 26 | 3 | 695.8611 | 0
2032 | 5 | 26 | 4 | 691.8606 | 0
2032 | 5 | 26 | 5 | 704.3461 | 0
2032 | 5 | 26 | 6 | 731.3935 | 0
2032 | 5 | 26 | 7 | 782.3144 | 0
2032 | 5 | 26 | 8 | 821.5183 | 0
2032 | 5 | 26 | 9 | 860.8328 | 0
2032 | 5 | 26 | 10 | 889.5605 | 0
2032 | 5 | 26 | 11 | 916.2505 | 0
2032 | 5 | 26 | 12 | 944.6706 | 0
2032 | 5 | 26 | 13 | 962.7013 | 0
2032 | 5 | 26 | 14 | 975.7703 | 0
2032 | 5 | 26 | 15 | 990.8585 | 0
2032 | 5 | 26 | 16 | 1006.1064 | 6.1064
2032 | 5 | 26 | 17 | 1007.8061 | 7.8061
2032 | 5 | 26 | 18 | 998.4235 | 0
2032 | 5 | 26 | 19 | 965.8687 | 0
2032 | 5 | 26 | 20 | 938.8894 | 0
2032 | 5 | 26 | 21 | 903.1606 | 0
2032 | 5 | 26 | 22 | 870.9746 | 0
2032 | 5 | 26 | 23 | 827.7907 | 0
2032 | 5 | 27 | 0 | 784.7487 | 0
2032 | 5 | 27 | 1 | 726.1392 | 0
2032 | 5 | 27 | 2 | 705.3712 | 0
2032 | 5 | 27 | 3 | 695.0539 | 0
2032 | 5 | 27 | 4 | 689.7893 | 0
2032 | 5 | 27 | 5 | 701.3295 | 0
2032 | 5 | 27 | 6 | 733.9985 | 0
2032 | 5 | 27 | 7 | 789.8563 | 0
2032 | 5 | 27 | 8 | 830.2556 | 0
2032 | 5 | 27 | 9 | 869.4975 | 0
2032 | 5 | 27 | 10 | 903.163 | 0
2032 | 5 | 27 | 11 | 931.332 | 0
2032 | 5 | 27 | 12 | 950.2469 | 0
2032 | 5 | 27 | 13 | 964.5926 | 0
2032 | 5 | 27 | 14 | 973.5512 | 0
2032 | 5 | 27 | 15 | 984.2786 | 0
2032 | 5 | 27 | 16 | 993.3237 | 0
2032 | 5 | 27 | 17 | 993.0159 | 0
2032 | 5 | 27 | 18 | 971.6949 | 0
2032 | 5 | 27 | 19 | 951.0872 | 0
2032 | 5 | 27 | 20 | 923.9915 | 0
2032 | 5 | 27 | 21 | 895.3037 | 0
2032 | 5 | 27 | 22 | 859.4484 | 0
2032 | 5 | 27 | 23 | 812.5672 | 0
2032 | 5 | 28 | 0 | 772.3465 | 0
2032 | 5 | 28 | 1 | 758.993 | 0
2032 | 5 | 28 | 2 | 737.8107 | 0
2032 | 5 | 28 | 3 | 727.5802 | 0
2032 | 5 | 28 | 4 | 722.2676 | 0
2032 | 5 | 28 | 5 | 734.3108 | 0
2032 | 5 | 28 | 6 | 767.4705 | 0
2032 | 5 | 28 | 7 | 823.6479 | 0
2032 | 5 | 28 | 8 | 862.709 | 0
2032 | 5 | 28 | 9 | 916.935 | 0
2032 | 5 | 28 | 10 | 963.2385 | 0
2032 | 5 | 28 | 11 | 996.6811 | 0
2032 | 5 | 28 | 12 | 1018.9076 | 18.9076
2032 | 5 | 28 | 13 | 1033.053 | 33.053
2032 | 5 | 28 | 14 | 1039.9118 | 39.9118
2032 | 5 | 28 | 15 | 1043.8997 | 43.8997
2032 | 5 | 28 | 16 | 1044.565 | 44.565
2032 | 5 | 28 | 17 | 1036.6924 | 36.6924
2032 | 5 | 28 | 18 | 1015.0477 | 15.0477
2032 | 5 | 28 | 19 | 995.9873 | 0
2032 | 5 | 28 | 20 | 968.0224 | 0
2032 | 5 | 28 | 21 | 950.2529 | 0
2032 | 5 | 28 | 22 | 919.6646 | 0
2032 | 5 | 28 | 23 | 873.9942 | 0
2032 | 5 | 29 | 0 | 832.2346 | 0
2032 | 5 | 29 | 1 | 774.5742 | 0
2032 | 5 | 29 | 2 | 736.9898 | 0
2032 | 5 | 29 | 3 | 699.4055 | 0
2032 | 5 | 29 | 4 | 684.0183 | 0
2032 | 5 | 29 | 5 | 673.1741 | 0
2032 | 5 | 29 | 6 | 666.5227 | 0
2032 | 5 | 29 | 7 | 669.0268 | 0
2032 | 5 | 29 | 8 | 687.7071 | 0
2032 | 5 | 29 | 9 | 715.5504 | 0
2032 | 5 | 29 | 10 | 747.7098 | 0
2032 | 5 | 29 | 11 | 767.3879 | 0
2032 | 5 | 29 | 12 | 776.6161 | 0
2032 | 5 | 29 | 13 | 778.3403 | 0
2032 | 5 | 29 | 14 | 779.854 | 0
2032 | 5 | 29 | 15 | 785.4448 | 0
2032 | 5 | 29 | 16 | 793.1624 | 0
2032 | 5 | 29 | 17 | 801.4159 | 0
2032 | 5 | 29 | 18 | 796.0922 | 0
2032 | 5 | 29 | 19 | 776.0779 | 0
2032 | 5 | 29 | 20 | 752.0698 | 0
2032 | 5 | 29 | 21 | 741.3852 | 0
2032 | 5 | 29 | 22 | 738.7609 | 0
2032 | 5 | 29 | 23 | 722.6516 | 0
2032 | 5 | 30 | 0 | 704.5171 | 0
2032 | 5 | 30 | 1 | 661.906 | 0
2032 | 5 | 30 | 2 | 619.2949 | 0
2032 | 5 | 30 | 3 | 609.3385 | 0
2032 | 5 | 30 | 4 | 603.3868 | 0
2032 | 5 | 30 | 5 | 601.4863 | 0
2032 | 5 | 30 | 6 | 605.5782 | 0
2032 | 5 | 30 | 7 | 619.7299 | 0
2032 | 5 | 30 | 8 | 631.8089 | 0
2032 | 5 | 30 | 9 | 656.3898 | 0
2032 | 5 | 30 | 10 | 675.8325 | 0
2032 | 5 | 30 | 11 | 694.0228 | 0
2032 | 5 | 30 | 12 | 706.4765 | 0
2032 | 5 | 30 | 13 | 710.5258 | 0
2032 | 5 | 30 | 14 | 709.8895 | 0
2032 | 5 | 30 | 15 | 717.9602 | 0
2032 | 5 | 30 | 16 | 731.2133 | 0
2032 | 5 | 30 | 17 | 738.2588 | 0
2032 | 5 | 30 | 18 | 743.2877 | 0
2032 | 5 | 30 | 19 | 737.0848 | 0
2032 | 5 | 30 | 20 | 730.0018 | 0
2032 | 5 | 30 | 21 | 721.1527 | 0
2032 | 5 | 30 | 22 | 700.8539 | 0
2032 | 5 | 30 | 23 | 677.0566 | 0
2032 | 5 | 31 | 0 | 654.9736 | 0
2032 | 5 | 31 | 1 | 665.206 | 0
2032 | 5 | 31 | 2 | 653.1883 | 0
2032 | 5 | 31 | 3 | 650.0344 | 0
2032 | 5 | 31 | 4 | 649.8732 | 0
2032 | 5 | 31 | 5 | 666.0592 | 0
2032 | 5 | 31 | 6 | 702.369 | 0
2032 | 5 | 31 | 7 | 751.9016 | 0
2032 | 5 | 31 | 8 | 778.0119 | 0
2032 | 5 | 31 | 9 | 808.0995 | 0
2032 | 5 | 31 | 10 | 834.6926 | 0
2032 | 5 | 31 | 11 | 855.6489 | 0
2032 | 5 | 31 | 12 | 868.2508 | 0
2032 | 5 | 31 | 13 | 875.3679 | 0
2032 | 5 | 31 | 14 | 875.6384 | 0
2032 | 5 | 31 | 15 | 881.9277 | 0
2032 | 5 | 31 | 16 | 892.6328 | 0
2032 | 5 | 31 | 17 | 892.8161 | 0
2032 | 5 | 31 | 18 | 888.2463 | 0
2032 | 5 | 31 | 19 | 874.3229 | 0
2032 | 5 | 31 | 20 | 856.2997 | 0
2032 | 5 | 31 | 21 | 835.6955 | 0
2032 | 5 | 31 | 22 | 801.9199 | 0
2032 | 5 | 31 | 23 | 766.3656 | 0
2032 | 6 | 1 | 0 | 728.1604 | 0
2032 | 6 | 1 | 1 | 692.9818 | 0
2032 | 6 | 1 | 2 | 677.8119 | 0
2032 | 6 | 1 | 3 | 671.7184 | 0
2032 | 6 | 1 | 4 | 670.4328 | 0
2032 | 6 | 1 | 5 | 685.6188 | 0
2032 | 6 | 1 | 6 | 716.9825 | 0
2032 | 6 | 1 | 7 | 776.5218 | 0
2032 | 6 | 1 | 8 | 814.9364 | 0
2032 | 6 | 1 | 9 | 838.8573 | 0
2032 | 6 | 1 | 10 | 854.3959 | 0
2032 | 6 | 1 | 11 | 875.2346 | 0
2032 | 6 | 1 | 12 | 888.92 | 0
2032 | 6 | 1 | 13 | 896.1051 | 0
2032 | 6 | 1 | 14 | 893.7428 | 0
2032 | 6 | 1 | 15 | 897.8756 | 0
2032 | 6 | 1 | 16 | 895.7652 | 0
2032 | 6 | 1 | 17 | 896.6006 | 0
2032 | 6 | 1 | 18 | 890.7537 | 0
2032 | 6 | 1 | 19 | 867.3272 | 0
2032 | 6 | 1 | 20 | 854.7583 | 0
2032 | 6 | 1 | 21 | 828.168 | 0
2032 | 6 | 1 | 22 | 793.4953 | 0
2032 | 6 | 1 | 23 | 751.1345 | 0
2032 | 6 | 2 | 0 | 715.5987 | 0
2032 | 6 | 2 | 1 | 707.4665 | 0
2032 | 6 | 2 | 2 | 691.4001 | 0
2032 | 6 | 2 | 3 | 685.6211 | 0
2032 | 6 | 2 | 4 | 683.0031 | 0
2032 | 6 | 2 | 5 | 696.9767 | 0
2032 | 6 | 2 | 6 | 726.4097 | 0
2032 | 6 | 2 | 7 | 768.0056 | 0
2032 | 6 | 2 | 8 | 804.8337 | 0
2032 | 6 | 2 | 9 | 831.496 | 0
2032 | 6 | 2 | 10 | 846.9056 | 0
2032 | 6 | 2 | 11 | 864.5602 | 0
2032 | 6 | 2 | 12 | 890.1294 | 0
2032 | 6 | 2 | 13 | 900.591 | 0
2032 | 6 | 2 | 14 | 906.4685 | 0
2032 | 6 | 2 | 15 | 916.4324 | 0
2032 | 6 | 2 | 16 | 928.3977 | 0
2032 | 6 | 2 | 17 | 932.3747 | 0
2032 | 6 | 2 | 18 | 927.7082 | 0
2032 | 6 | 2 | 19 | 900.504 | 0
2032 | 6 | 2 | 20 | 870.2026 | 0
2032 | 6 | 2 | 21 | 845.7102 | 0
2032 | 6 | 2 | 22 | 823.143 | 0
2032 | 6 | 2 | 23 | 784.1897 | 0
2032 | 6 | 3 | 0 | 743.5435 | 0
2032 | 6 | 3 | 1 | 713.9897 | 0
2032 | 6 | 3 | 2 | 684.4358 | 0
2032 | 6 | 3 | 3 | 677.4007 | 0
2032 | 6 | 3 | 4 | 675.4401 | 0
2032 | 6 | 3 | 5 | 690.6201 | 0
2032 | 6 | 3 | 6 | 726.6395 | 0
2032 | 6 | 3 | 7 | 773.2945 | 0
2032 | 6 | 3 | 8 | 801.4398 | 0
2032 | 6 | 3 | 9 | 835.9408 | 0
2032 | 6 | 3 | 10 | 857.6277 | 0
2032 | 6 | 3 | 11 | 878.1597 | 0
2032 | 6 | 3 | 12 | 890.9924 | 0
2032 | 6 | 3 | 13 | 902.0324 | 0
2032 | 6 | 3 | 14 | 908.3451 | 0
2032 | 6 | 3 | 15 | 918.5316 | 0
2032 | 6 | 3 | 16 | 929.3724 | 0
2032 | 6 | 3 | 17 | 934.1287 | 0
2032 | 6 | 3 | 18 | 921.0904 | 0
2032 | 6 | 3 | 19 | 895.2626 | 0
2032 | 6 | 3 | 20 | 868.8668 | 0
2032 | 6 | 3 | 21 | 843.4846 | 0
2032 | 6 | 3 | 22 | 810.2863 | 0
2032 | 6 | 3 | 23 | 773.2729 | 0
2032 | 6 | 4 | 0 | 729.2144 | 0
2032 | 6 | 4 | 1 | 709.2641 | 0
2032 | 6 | 4 | 2 | 691.5522 | 0
2032 | 6 | 4 | 3 | 683.7425 | 0
2032 | 6 | 4 | 4 | 682.1189 | 0
2032 | 6 | 4 | 5 | 700.3611 | 0
2032 | 6 | 4 | 6 | 735.6188 | 0
2032 | 6 | 4 | 7 | 789.0495 | 0
2032 | 6 | 4 | 8 | 827.7826 | 0
2032 | 6 | 4 | 9 | 862.0523 | 0
2032 | 6 | 4 | 10 | 895.8911 | 0
2032 | 6 | 4 | 11 | 922.5184 | 0
2032 | 6 | 4 | 12 | 940.8493 | 0
2032 | 6 | 4 | 13 | 954.2581 | 0
2032 | 6 | 4 | 14 | 959.894 | 0
2032 | 6 | 4 | 15 | 969.2781 | 0
2032 | 6 | 4 | 16 | 975.4949 | 0
2032 | 6 | 4 | 17 | 969.098 | 0
2032 | 6 | 4 | 18 | 946.3575 | 0
2032 | 6 | 4 | 19 | 924.7282 | 0
2032 | 6 | 4 | 20 | 890.5538 | 0
2032 | 6 | 4 | 21 | 862.0316 | 0
2032 | 6 | 4 | 22 | 832.4111 | 0
2032 | 6 | 4 | 23 | 788.8621 | 0
2032 | 6 | 5 | 0 | 749.8279 | 0
2032 | 6 | 5 | 1 | 724.372 | 0
2032 | 6 | 5 | 2 | 702.7899 | 0
2032 | 6 | 5 | 3 | 691.8744 | 0
2032 | 6 | 5 | 4 | 683.298 | 0
2032 | 6 | 5 | 5 | 685.3765 | 0
2032 | 6 | 5 | 6 | 693.9637 | 0
2032 | 6 | 5 | 7 | 717.6421 | 0
2032 | 6 | 5 | 8 | 753.0766 | 0
2032 | 6 | 5 | 9 | 794.0268 | 0
2032 | 6 | 5 | 10 | 834.4769 | 0
2032 | 6 | 5 | 11 | 869.7119 | 0
2032 | 6 | 5 | 12 | 891.0724 | 0
2032 | 6 | 5 | 13 | 899.7426 | 0
2032 | 6 | 5 | 14 | 903.5049 | 0
2032 | 6 | 5 | 15 | 911.4293 | 0
2032 | 6 | 5 | 16 | 921.9147 | 0
2032 | 6 | 5 | 17 | 916.2613 | 0
2032 | 6 | 5 | 18 | 904.8093 | 0
2032 | 6 | 5 | 19 | 895.1249 | 0
2032 | 6 | 5 | 20 | 862.2342 | 0
2032 | 6 | 5 | 21 | 840.2897 | 0
2032 | 6 | 5 | 22 | 819.6109 | 0
2032 | 6 | 5 | 23 | 792.9311 | 0
2032 | 6 | 6 | 0 | 763.8971 | 0
2032 | 6 | 6 | 1 | 763.5035 | 0
2032 | 6 | 6 | 2 | 737.8909 | 0
2032 | 6 | 6 | 3 | 719.7014 | 0
2032 | 6 | 6 | 4 | 706.1573 | 0
2032 | 6 | 6 | 5 | 701.8492 | 0
2032 | 6 | 6 | 6 | 707.9711 | 0
2032 | 6 | 6 | 7 | 739.8973 | 0
2032 | 6 | 6 | 8 | 786.105 | 0
2032 | 6 | 6 | 9 | 847.482 | 0
2032 | 6 | 6 | 10 | 908.859 | 0
2032 | 6 | 6 | 11 | 960.5338 | 0
2032 | 6 | 6 | 12 | 999.8324 | 0
2032 | 6 | 6 | 13 | 1024.1972 | 24.1972
2032 | 6 | 6 | 14 | 1043.4049 | 43.4049
2032 | 6 | 6 | 15 | 1063.8624 | 63.8624
2032 | 6 | 6 | 16 | 1084.4914 | 84.4914
2032 | 6 | 6 | 17 | 1091.1381 | 91.1381
2032 | 6 | 6 | 18 | 1062.93 | 62.93
2032 | 6 | 6 | 19 | 1040.3861 | 40.3861
2032 | 6 | 6 | 20 | 998.2883 | 0
2032 | 6 | 6 | 21 | 983.2784 | 0
2032 | 6 | 6 | 22 | 944.9646 | 0
2032 | 6 | 6 | 23 | 897.5181 | 0
2032 | 6 | 7 | 0 | 848.4581 | 0
2032 | 6 | 7 | 1 | 855.9858 | 0
2032 | 6 | 7 | 2 | 824.2257 | 0
2032 | 6 | 7 | 3 | 805.0323 | 0
2032 | 6 | 7 | 4 | 795.536 | 0
2032 | 6 | 7 | 5 | 810.8956 | 0
2032 | 6 | 7 | 6 | 852.0597 | 0
2032 | 6 | 7 | 7 | 920.2393 | 0
2032 | 6 | 7 | 8 | 979.1759 | 0
2032 | 6 | 7 | 9 | 1047.0977 | 47.0977
2032 | 6 | 7 | 10 | 1099.4481 | 99.4481
2032 | 6 | 7 | 11 | 1140.9281 | 140.9281
2032 | 6 | 7 | 12 | 1176.5856 | 176.5856
2032 | 6 | 7 | 13 | 1198.6932 | 198.6932
2032 | 6 | 7 | 14 | 1211.9009 | 211.9009
2032 | 6 | 7 | 15 | 1225.8864 | 225.8864
2032 | 6 | 7 | 16 | 1241.6027 | 241.6027
2032 | 6 | 7 | 17 | 1238.9415 | 238.9415
2032 | 6 | 7 | 18 | 1207.8099 | 207.8099
2032 | 6 | 7 | 19 | 1173.1189 | 173.1189
2032 | 6 | 7 | 20 | 1137.1274 | 137.1274
2032 | 6 | 7 | 21 | 1088.3696 | 88.3696
2032 | 6 | 7 | 22 | 1029.1362 | 29.1362
2032 | 6 | 7 | 23 | 966.9669 | 0
2032 | 6 | 8 | 0 | 899.1805 | 0
2032 | 6 | 8 | 1 | 842.1847 | 0
2032 | 6 | 8 | 2 | 809.3624 | 0
2032 | 6 | 8 | 3 | 788.93 | 0
2032 | 6 | 8 | 4 | 778.7109 | 0
2032 | 6 | 8 | 5 | 791.1056 | 0
2032 | 6 | 8 | 6 | 825.1589 | 0
2032 | 6 | 8 | 7 | 891.2547 | 0
2032 | 6 | 8 | 8 | 938.1543 | 0
2032 | 6 | 8 | 9 | 974.2842 | 0
2032 | 6 | 8 | 10 | 1005.1851 | 5.1851
2032 | 6 | 8 | 11 | 1038.9041 | 38.9041
2032 | 6 | 8 | 12 | 1060.056 | 60.056
2032 | 6 | 8 | 13 | 1070.352 | 70.352
2032 | 6 | 8 | 14 | 1071.0271 | 71.0271
2032 | 6 | 8 | 15 | 1074.3202 | 74.3202
2032 | 6 | 8 | 16 | 1077.8042 | 77.8042
2032 | 6 | 8 | 17 | 1081.2122 | 81.2122
2032 | 6 | 8 | 18 | 1065.7261 | 65.7261
2032 | 6 | 8 | 19 | 1021.5933 | 21.5933
2032 | 6 | 8 | 20 | 986.1535 | 0
2032 | 6 | 8 | 21 | 941.2965 | 0
2032 | 6 | 8 | 22 | 894.2317 | 0
2032 | 6 | 8 | 23 | 837.6904 | 0
2032 | 6 | 9 | 0 | 787.6317 | 0
2032 | 6 | 9 | 1 | 759.2238 | 0
2032 | 6 | 9 | 2 | 735.7617 | 0
2032 | 6 | 9 | 3 | 724.5702 | 0
2032 | 6 | 9 | 4 | 718.9098 | 0
2032 | 6 | 9 | 5 | 728.5024 | 0
2032 | 6 | 9 | 6 | 757.6009 | 0
2032 | 6 | 9 | 7 | 805.6152 | 0
2032 | 6 | 9 | 8 | 841.1152 | 0
2032 | 6 | 9 | 9 | 869.1663 | 0
2032 | 6 | 9 | 10 | 886.1278 | 0
2032 | 6 | 9 | 11 | 901.9185 | 0
2032 | 6 | 9 | 12 | 923.2334 | 0
2032 | 6 | 9 | 13 | 930.6544 | 0
2032 | 6 | 9 | 14 | 936.4853 | 0
2032 | 6 | 9 | 15 | 949.6474 | 0
2032 | 6 | 9 | 16 | 966.0774 | 0
2032 | 6 | 9 | 17 | 973.3913 | 0
2032 | 6 | 9 | 18 | 961.7035 | 0
2032 | 6 | 9 | 19 | 922.0342 | 0
2032 | 6 | 9 | 20 | 880.0766 | 0
2032 | 6 | 9 | 21 | 846.7096 | 0
2032 | 6 | 9 | 22 | 816.8768 | 0
2032 | 6 | 9 | 23 | 774.6812 | 0
2032 | 6 | 10 | 0 | 732.2519 | 0
2032 | 6 | 10 | 1 | 687.2596 | 0
2032 | 6 | 10 | 2 | 672.6298 | 0
2032 | 6 | 10 | 3 | 667.0702 | 0
2032 | 6 | 10 | 4 | 666.9653 | 0
2032 | 6 | 10 | 5 | 687.0513 | 0
2032 | 6 | 10 | 6 | 735.0033 | 0
2032 | 6 | 10 | 7 | 782.9554 | 0
2032 | 6 | 10 | 8 | 804.5712 | 0
2032 | 6 | 10 | 9 | 835.1927 | 0
2032 | 6 | 10 | 10 | 854.2921 | 0
2032 | 6 | 10 | 11 | 870.8604 | 0
2032 | 6 | 10 | 12 | 878.1921 | 0
2032 | 6 | 10 | 13 | 886.3167 | 0
2032 | 6 | 10 | 14 | 888.386 | 0
2032 | 6 | 10 | 15 | 894.1432 | 0
2032 | 6 | 10 | 16 | 900.8254 | 0
2032 | 6 | 10 | 17 | 901.715 | 0
2032 | 6 | 10 | 18 | 884.0744 | 0
2032 | 6 | 10 | 19 | 862.9985 | 0
2032 | 6 | 10 | 20 | 848.9546 | 0
2032 | 6 | 10 | 21 | 831.3357 | 0
2032 | 6 | 10 | 22 | 797.7739 | 0
2032 | 6 | 10 | 23 | 757.8904 | 0
2032 | 6 | 11 | 0 | 716.325 | 0
2032 | 6 | 11 | 1 | 726.8534 | 0
2032 | 6 | 11 | 2 | 709.0936 | 0
2032 | 6 | 11 | 3 | 701.7658 | 0
2032 | 6 | 11 | 4 | 701.2791 | 0
2032 | 6 | 11 | 5 | 721.3598 | 0
2032 | 6 | 11 | 6 | 763.1748 | 0
2032 | 6 | 11 | 7 | 823.5305 | 0
2032 | 6 | 11 | 8 | 858.9363 | 0
2032 | 6 | 11 | 9 | 910.2913 | 0
2032 | 6 | 11 | 10 | 952.9204 | 0
2032 | 6 | 11 | 11 | 987.9255 | 0
2032 | 6 | 11 | 12 | 1011.706 | 11.706
2032 | 6 | 11 | 13 | 1030.0744 | 30.0744
2032 | 6 | 11 | 14 | 1042.241 | 42.241
2032 | 6 | 11 | 15 | 1049.1583 | 49.1583
2032 | 6 | 11 | 16 | 1064.6363 | 64.6363
2032 | 6 | 11 | 17 | 1070.4932 | 70.4932
2032 | 6 | 11 | 18 | 1053.5786 | 53.5786
2032 | 6 | 11 | 19 | 1026.2093 | 26.2093
2032 | 6 | 11 | 20 | 997.2452 | 0
2032 | 6 | 11 | 21 | 963.9706 | 0
2032 | 6 | 11 | 22 | 929.1636 | 0
2032 | 6 | 11 | 23 | 883.0563 | 0
2032 | 6 | 12 | 0 | 829.3411 | 0
2032 | 6 | 12 | 1 | 771.1064 | 0
2032 | 6 | 12 | 2 | 745.4257 | 0
2032 | 6 | 12 | 3 | 730.4696 | 0
2032 | 6 | 12 | 4 | 720.087 | 0
2032 | 6 | 12 | 5 | 719.6672 | 0
2032 | 6 | 12 | 6 | 727.7324 | 0
2032 | 6 | 12 | 7 | 754.3222 | 0
2032 | 6 | 12 | 8 | 782.6651 | 0
2032 | 6 | 12 | 9 | 838.2234 | 0
2032 | 6 | 12 | 10 | 873.9181 | 0
2032 | 6 | 12 | 11 | 908.5639 | 0
2032 | 6 | 12 | 12 | 934.4532 | 0
2032 | 6 | 12 | 13 | 944.2542 | 0
2032 | 6 | 12 | 14 | 945.2901 | 0
2032 | 6 | 12 | 15 | 947.0903 | 0
2032 | 6 | 12 | 16 | 953.3423 | 0
2032 | 6 | 12 | 17 | 958.0318 | 0
2032 | 6 | 12 | 18 | 953.0449 | 0
2032 | 6 | 12 | 19 | 923.377 | 0
2032 | 6 | 12 | 20 | 906.1427 | 0
2032 | 6 | 12 | 21 | 885.4141 | 0
2032 | 6 | 12 | 22 | 862.2133 | 0
2032 | 6 | 12 | 23 | 831.6831 | 0
2032 | 6 | 13 | 0 | 789.9888 | 0
2032 | 6 | 13 | 1 | 762.7601 | 0
2032 | 6 | 13 | 2 | 733.4356 | 0
2032 | 6 | 13 | 3 | 715.9099 | 0
2032 | 6 | 13 | 4 | 703.2486 | 0
2032 | 6 | 13 | 5 | 700.7904 | 0
2032 | 6 | 13 | 6 | 708.1516 | 0
2032 | 6 | 13 | 7 | 735.6662 | 0
2032 | 6 | 13 | 8 | 773.4264 | 0
2032 | 6 | 13 | 9 | 830.9336 | 0
2032 | 6 | 13 | 10 | 885.666 | 0
2032 | 6 | 13 | 11 | 933.992 | 0
2032 | 6 | 13 | 12 | 969.9072 | 0
2032 | 6 | 13 | 13 | 986.7539 | 0
2032 | 6 | 13 | 14 | 999.9965 | 0
2032 | 6 | 13 | 15 | 1012.932 | 12.932
2032 | 6 | 13 | 16 | 1024.0565 | 24.0565
2032 | 6 | 13 | 17 | 1027.8401 | 27.8401
2032 | 6 | 13 | 18 | 1009.5616 | 9.5616
2032 | 6 | 13 | 19 | 996.0443 | 0
2032 | 6 | 13 | 20 | 992.6237 | 0
2032 | 6 | 13 | 21 | 937.5985 | 0
2032 | 6 | 13 | 22 | 901.1692 | 0
2032 | 6 | 13 | 23 | 853.4125 | 0
2032 | 6 | 14 | 0 | 805.407 | 0
2032 | 6 | 14 | 1 | 803.3554 | 0
2032 | 6 | 14 | 2 | 773.7413 | 0
2032 | 6 | 14 | 3 | 757.3742 | 0
2032 | 6 | 14 | 4 | 748.1427 | 0
2032 | 6 | 14 | 5 | 763.5206 | 0
2032 | 6 | 14 | 6 | 807.1362 | 0
2032 | 6 | 14 | 7 | 874.9987 | 0
2032 | 6 | 14 | 8 | 922.594 | 0
2032 | 6 | 14 | 9 | 969.6714 | 0
2032 | 6 | 14 | 10 | 1012.3785 | 12.3785
2032 | 6 | 14 | 11 | 1042.1266 | 42.1266
2032 | 6 | 14 | 12 | 1061.2824 | 61.2824
2032 | 6 | 14 | 13 | 1072.1219 | 72.1219
2032 | 6 | 14 | 14 | 1077.1202 | 77.1202
2032 | 6 | 14 | 15 | 1085.8145 | 85.8145
2032 | 6 | 14 | 16 | 1097.1654 | 97.1654
2032 | 6 | 14 | 17 | 1095.4271 | 95.4271
2032 | 6 | 14 | 18 | 1070.491 | 70.491
2032 | 6 | 14 | 19 | 1040.1032 | 40.1032
2032 | 6 | 14 | 20 | 999.436 | 0
2032 | 6 | 14 | 21 | 959.6981 | 0
2032 | 6 | 14 | 22 | 911.0223 | 0
2032 | 6 | 14 | 23 | 856.0502 | 0
2032 | 6 | 15 | 0 | 802.3046 | 0
2032 | 6 | 15 | 1 | 763.5787 | 0
2032 | 6 | 15 | 2 | 738.9479 | 0
2032 | 6 | 15 | 3 | 726.5332 | 0
2032 | 6 | 15 | 4 | 720.6284 | 0
2032 | 6 | 15 | 5 | 737.5612 | 0
2032 | 6 | 15 | 6 | 777.9842 | 0
2032 | 6 | 15 | 7 | 849.0988 | 0
2032 | 6 | 15 | 8 | 896.2513 | 0
2032 | 6 | 15 | 9 | 934.4038 | 0
2032 | 6 | 15 | 10 | 962.5371 | 0
2032 | 6 | 15 | 11 | 992.8774 | 0
2032 | 6 | 15 | 12 | 1014.9413 | 14.9413
2032 | 6 | 15 | 13 | 1028.265 | 28.265
2032 | 6 | 15 | 14 | 1031.5775 | 31.5775
2032 | 6 | 15 | 15 | 1038.4956 | 38.4956
2032 | 6 | 15 | 16 | 1038.3553 | 38.3553
2032 | 6 | 15 | 17 | 1039.7313 | 39.7313
2032 | 6 | 15 | 18 | 1021.9787 | 21.9787
2032 | 6 | 15 | 19 | 973.6768 | 0
2032 | 6 | 15 | 20 | 939.0904 | 0
2032 | 6 | 15 | 21 | 897.8126 | 0
2032 | 6 | 15 | 22 | 855.2575 | 0
2032 | 6 | 15 | 23 | 800.8092 | 0
2032 | 6 | 16 | 0 | 753.4176 | 0
2032 | 6 | 16 | 1 | 747.6018 | 0
2032 | 6 | 16 | 2 | 726.9707 | 0
2032 | 6 | 16 | 3 | 717.7366 | 0
2032 | 6 | 16 | 4 | 711.3567 | 0
2032 | 6 | 16 | 5 | 725.8532 | 0
2032 | 6 | 16 | 6 | 761.0149 | 0
2032 | 6 | 16 | 7 | 809.0591 | 0
2032 | 6 | 16 | 8 | 857.1033 | 0
2032 | 6 | 16 | 9 | 889.2988 | 0
2032 | 6 | 16 | 10 | 913.9101 | 0
2032 | 6 | 16 | 11 | 937.871 | 0
2032 | 6 | 16 | 12 | 963.8868 | 0
2032 | 6 | 16 | 13 | 976.8013 | 0
2032 | 6 | 16 | 14 | 985.6499 | 0
2032 | 6 | 16 | 15 | 996.6591 | 0
2032 | 6 | 16 | 16 | 1012.2348 | 12.2348
2032 | 6 | 16 | 17 | 1013.4816 | 13.4816
2032 | 6 | 16 | 18 | 1007.0619 | 7.0619
2032 | 6 | 16 | 19 | 971.552 | 0
2032 | 6 | 16 | 20 | 930.1115 | 0
2032 | 6 | 16 | 21 | 886.8793 | 0
2032 | 6 | 16 | 22 | 854.3452 | 0
2032 | 6 | 16 | 23 | 808.6122 | 0
2032 | 6 | 17 | 0 | 761.6738 | 0
2032 | 6 | 17 | 1 | 724.2659 | 0
2032 | 6 | 17 | 2 | 704.9245 | 0
2032 | 6 | 17 | 3 | 697.1608 | 0
2032 | 6 | 17 | 4 | 694.4267 | 0
2032 | 6 | 17 | 5 | 710.4822 | 0
2032 | 6 | 17 | 6 | 751.2971 | 0
2032 | 6 | 17 | 7 | 805.4414 | 0
2032 | 6 | 17 | 8 | 836.9487 | 0
2032 | 6 | 17 | 9 | 877.2127 | 0
2032 | 6 | 17 | 10 | 903.2974 | 0
2032 | 6 | 17 | 11 | 927.5222 | 0
2032 | 6 | 17 | 12 | 947.0598 | 0
2032 | 6 | 17 | 13 | 963.7399 | 0
2032 | 6 | 17 | 14 | 967.3802 | 0
2032 | 6 | 17 | 15 | 975.2811 | 0
2032 | 6 | 17 | 16 | 981.2573 | 0
2032 | 6 | 17 | 17 | 974.3525 | 0
2032 | 6 | 17 | 18 | 959.9922 | 0
2032 | 6 | 17 | 19 | 934.0859 | 0
2032 | 6 | 17 | 20 | 902.5785 | 0
2032 | 6 | 17 | 21 | 889.6654 | 0
2032 | 6 | 17 | 22 | 863.885 | 0
2032 | 6 | 17 | 23 | 822.4257 | 0
2032 | 6 | 18 | 0 | 776.5588 | 0
2032 | 6 | 18 | 1 | 773.9776 | 0
2032 | 6 | 18 | 2 | 751.9608 | 0
2032 | 6 | 18 | 3 | 739.8507 | 0
2032 | 6 | 18 | 4 | 735.0259 | 0
2032 | 6 | 18 | 5 | 751.3365 | 0
2032 | 6 | 18 | 6 | 789.6716 | 0
2032 | 6 | 18 | 7 | 846.9459 | 0
2032 | 6 | 18 | 8 | 876.3713 | 0
2032 | 6 | 18 | 9 | 927.3982 | 0
2032 | 6 | 18 | 10 | 972.5434 | 0
2032 | 6 | 18 | 11 | 1005.5623 | 5.5623
2032 | 6 | 18 | 12 | 1028.6377 | 28.6377
2032 | 6 | 18 | 13 | 1044.4663 | 44.4663
2032 | 6 | 18 | 14 | 1049.8368 | 49.8368
2032 | 6 | 18 | 15 | 1058.902 | 58.902
2032 | 6 | 18 | 16 | 1062.6345 | 62.6345
2032 | 6 | 18 | 17 | 1054.0094 | 54.0094
2032 | 6 | 18 | 18 | 1028.7465 | 28.7465
2032 | 6 | 18 | 19 | 1004.7662 | 4.7662
2032 | 6 | 18 | 20 | 985.1056 | 0
2032 | 6 | 18 | 21 | 964.0325 | 0
2032 | 6 | 18 | 22 | 939.5727 | 0
2032 | 6 | 18 | 23 | 897.7417 | 0
2032 | 6 | 19 | 0 | 846.9936 | 0
2032 | 6 | 19 | 1 | 784.8349 | 0
2032 | 6 | 19 | 2 | 722.6761 | 0
2032 | 6 | 19 | 3 | 705.0651 | 0
2032 | 6 | 19 | 4 | 692.1979 | 0
2032 | 6 | 19 | 5 | 689.491 | 0
2032 | 6 | 19 | 6 | 696.5598 | 0
2032 | 6 | 19 | 7 | 716.6005 | 0
2032 | 6 | 19 | 8 | 749.6744 | 0
2032 | 6 | 19 | 9 | 784.0575 | 0
2032 | 6 | 19 | 10 | 819.0668 | 0
2032 | 6 | 19 | 11 | 842.4854 | 0
2032 | 6 | 19 | 12 | 854.6431 | 0
2032 | 6 | 19 | 13 | 852.7986 | 0
2032 | 6 | 19 | 14 | 849.1106 | 0
2032 | 6 | 19 | 15 | 851.3322 | 0
2032 | 6 | 19 | 16 | 859.778 | 0
2032 | 6 | 19 | 17 | 865.7716 | 0
2032 | 6 | 19 | 18 | 853.6394 | 0
2032 | 6 | 19 | 19 | 828.4184 | 0
2032 | 6 | 19 | 20 | 796.6948 | 0
2032 | 6 | 19 | 21 | 769.9624 | 0
2032 | 6 | 19 | 22 | 752.4677 | 0
2032 | 6 | 19 | 23 | 727.7412 | 0
2032 | 6 | 20 | 0 | 699.2811 | 0
2032 | 6 | 20 | 1 | 684.0222 | 0
2032 | 6 | 20 | 2 | 663.232 | 0
2032 | 6 | 20 | 3 | 651.3601 | 0
2032 | 6 | 20 | 4 | 642.4687 | 0
2032 | 6 | 20 | 5 | 639.6463 | 0
2032 | 6 | 20 | 6 | 643.9095 | 0
2032 | 6 | 20 | 7 | 655.7096 | 0
2032 | 6 | 20 | 8 | 680.6025 | 0
2032 | 6 | 20 | 9 | 714.4972 | 0
2032 | 6 | 20 | 10 | 738.7416 | 0
2032 | 6 | 20 | 11 | 759.7058 | 0
2032 | 6 | 20 | 12 | 776.6304 | 0
2032 | 6 | 20 | 13 | 780.1226 | 0
2032 | 6 | 20 | 14 | 787.864 | 0
2032 | 6 | 20 | 15 | 795.6478 | 0
2032 | 6 | 20 | 16 | 809.6822 | 0
2032 | 6 | 20 | 17 | 823.4722 | 0
2032 | 6 | 20 | 18 | 824.7639 | 0
2032 | 6 | 20 | 19 | 804.3574 | 0
2032 | 6 | 20 | 20 | 790.5846 | 0
2032 | 6 | 20 | 21 | 769.5537 | 0
2032 | 6 | 20 | 22 | 752.2283 | 0
2032 | 6 | 20 | 23 | 729.7369 | 0
2032 | 6 | 21 | 0 | 703.4905 | 0
2032 | 6 | 21 | 1 | 686.6575 | 0
2032 | 6 | 21 | 2 | 669.8614 | 0
2032 | 6 | 21 | 3 | 663.1738 | 0
2032 | 6 | 21 | 4 | 661.4128 | 0
2032 | 6 | 21 | 5 | 675.6211 | 0
2032 | 6 | 21 | 6 | 715.5576 | 0
2032 | 6 | 21 | 7 | 776.1138 | 0
2032 | 6 | 21 | 8 | 814.9012 | 0
2032 | 6 | 21 | 9 | 856.1043 | 0
2032 | 6 | 21 | 10 | 887.2555 | 0
2032 | 6 | 21 | 11 | 912.5859 | 0
2032 | 6 | 21 | 12 | 928.0703 | 0
2032 | 6 | 21 | 13 | 938.8186 | 0
2032 | 6 | 21 | 14 | 942.5967 | 0
2032 | 6 | 21 | 15 | 950.1772 | 0
2032 | 6 | 21 | 16 | 960.9021 | 0
2032 | 6 | 21 | 17 | 965.1797 | 0
2032 | 6 | 21 | 18 | 951.4908 | 0
2032 | 6 | 21 | 19 | 940.3165 | 0
2032 | 6 | 21 | 20 | 904.1987 | 0
2032 | 6 | 21 | 21 | 877.0726 | 0
2032 | 6 | 21 | 22 | 840.1497 | 0
2032 | 6 | 21 | 23 | 798.1694 | 0
2032 | 6 | 22 | 0 | 752.4291 | 0
2032 | 6 | 22 | 1 | 709.3392 | 0
2032 | 6 | 22 | 2 | 691.283 | 0
2032 | 6 | 22 | 3 | 684.1652 | 0
2032 | 6 | 22 | 4 | 680.5341 | 0
2032 | 6 | 22 | 5 | 695.1073 | 0
2032 | 6 | 22 | 6 | 730.2963 | 0
2032 | 6 | 22 | 7 | 791.5771 | 0
2032 | 6 | 22 | 8 | 829.2202 | 0
2032 | 6 | 22 | 9 | 862.1654 | 0
2032 | 6 | 22 | 10 | 882.8541 | 0
2032 | 6 | 22 | 11 | 908.4156 | 0
2032 | 6 | 22 | 12 | 927.8613 | 0
2032 | 6 | 22 | 13 | 938.9292 | 0
2032 | 6 | 22 | 14 | 943.4028 | 0
2032 | 6 | 22 | 15 | 953.2922 | 0
2032 | 6 | 22 | 16 | 961.8784 | 0
2032 | 6 | 22 | 17 | 964.3373 | 0
2032 | 6 | 22 | 18 | 959.8091 | 0
2032 | 6 | 22 | 19 | 933.5802 | 0
2032 | 6 | 22 | 20 | 900.7847 | 0
2032 | 6 | 22 | 21 | 858.6258 | 0
2032 | 6 | 22 | 22 | 826.1594 | 0
2032 | 6 | 22 | 23 | 784.7745 | 0
2032 | 6 | 23 | 0 | 746.9521 | 0
2032 | 6 | 23 | 1 | 704.6834 | 0
2032 | 6 | 23 | 2 | 686.313 | 0
2032 | 6 | 23 | 3 | 677.9835 | 0
2032 | 6 | 23 | 4 | 675.3092 | 0
2032 | 6 | 23 | 5 | 690.376 | 0
2032 | 6 | 23 | 6 | 730.5366 | 0
2032 | 6 | 23 | 7 | 786.0235 | 0
2032 | 6 | 23 | 8 | 823.7802 | 0
2032 | 6 | 23 | 9 | 850.7355 | 0
2032 | 6 | 23 | 10 | 868.7787 | 0
2032 | 6 | 23 | 11 | 891.7706 | 0
2032 | 6 | 23 | 12 | 917.9013 | 0
2032 | 6 | 23 | 13 | 929.8359 | 0
2032 | 6 | 23 | 14 | 936.5755 | 0
2032 | 6 | 23 | 15 | 946.7339 | 0
2032 | 6 | 23 | 16 | 961.0722 | 0
2032 | 6 | 23 | 17 | 961.8655 | 0
2032 | 6 | 23 | 18 | 942.1963 | 0
2032 | 6 | 23 | 19 | 916.378 | 0
2032 | 6 | 23 | 20 | 887.5084 | 0
2032 | 6 | 23 | 21 | 850.2847 | 0
2032 | 6 | 23 | 22 | 816.3019 | 0
2032 | 6 | 23 | 23 | 773.2545 | 0
2032 | 6 | 24 | 0 | 730.0691 | 0
2032 | 6 | 24 | 1 | 735.0111 | 0
2032 | 6 | 24 | 2 | 716.2144 | 0
2032 | 6 | 24 | 3 | 708.6688 | 0
2032 | 6 | 24 | 4 | 706.5784 | 0
2032 | 6 | 24 | 5 | 722.7255 | 0
2032 | 6 | 24 | 6 | 764.4353 | 0
2032 | 6 | 24 | 7 | 824.8198 | 0
2032 | 6 | 24 | 8 | 853.2475 | 0
2032 | 6 | 24 | 9 | 897.5984 | 0
2032 | 6 | 24 | 10 | 924.3172 | 0
2032 | 6 | 24 | 11 | 952.4117 | 0
2032 | 6 | 24 | 12 | 972.4205 | 0
2032 | 6 | 24 | 13 | 989.7714 | 0
2032 | 6 | 24 | 14 | 994.8879 | 0
2032 | 6 | 24 | 15 | 1005.6401 | 5.6401
2032 | 6 | 24 | 16 | 1016.2096 | 16.2096
2032 | 6 | 24 | 17 | 1018.048 | 18.048
2032 | 6 | 24 | 18 | 999.7853 | 0
2032 | 6 | 24 | 19 | 978.0751 | 0
2032 | 6 | 24 | 20 | 949.0556 | 0
2032 | 6 | 24 | 21 | 919.0305 | 0
2032 | 6 | 24 | 22 | 880.552 | 0
2032 | 6 | 24 | 23 | 836.5191 | 0
2032 | 6 | 25 | 0 | 786.4324 | 0
2032 | 6 | 25 | 1 | 792.9585 | 0
2032 | 6 | 25 | 2 | 768.2031 | 0
2032 | 6 | 25 | 3 | 755.9096 | 0
2032 | 6 | 25 | 4 | 749.601 | 0
2032 | 6 | 25 | 5 | 763.5385 | 0
2032 | 6 | 25 | 6 | 803.6945 | 0
2032 | 6 | 25 | 7 | 865.1299 | 0
2032 | 6 | 25 | 8 | 902.0993 | 0
2032 | 6 | 25 | 9 | 960.1637 | 0
2032 | 6 | 25 | 10 | 1012.0478 | 12.0478
2032 | 6 | 25 | 11 | 1052.2879 | 52.2879
2032 | 6 | 25 | 12 | 1080.6859 | 80.6859
2032 | 6 | 25 | 13 | 1101.5871 | 101.5871
2032 | 6 | 25 | 14 | 1110.7783 | 110.7783
2032 | 6 | 25 | 15 | 1123.1648 | 123.1648
2032 | 6 | 25 | 16 | 1134.0905 | 134.0905
2032 | 6 | 25 | 17 | 1130.5178 | 130.5178
2032 | 6 | 25 | 18 | 1107.2432 | 107.2432
2032 | 6 | 25 | 19 | 1075.8596 | 75.8596
2032 | 6 | 25 | 20 | 1036.0223 | 36.0223
2032 | 6 | 25 | 21 | 1012.8492 | 12.8492
2032 | 6 | 25 | 22 | 983.8244 | 0
2032 | 6 | 25 | 23 | 936.2269 | 0
2032 | 6 | 26 | 0 | 875.1219 | 0
2032 | 6 | 26 | 1 | 815.1535 | 0
2032 | 6 | 26 | 2 | 755.1851 | 0
2032 | 6 | 26 | 3 | 736.5288 | 0
2032 | 6 | 26 | 4 | 726.3206 | 0
2032 | 6 | 26 | 5 | 725.7611 | 0
2032 | 6 | 26 | 6 | 735.9465 | 0
2032 | 6 | 26 | 7 | 762.9201 | 0
2032 | 6 | 26 | 8 | 791.7938 | 0
2032 | 6 | 26 | 9 | 848.031 | 0
2032 | 6 | 26 | 10 | 890.5978 | 0
2032 | 6 | 26 | 11 | 927.8285 | 0
2032 | 6 | 26 | 12 | 950.5953 | 0
2032 | 6 | 26 | 13 | 957.5656 | 0
2032 | 6 | 26 | 14 | 956.9776 | 0
2032 | 6 | 26 | 15 | 960.5628 | 0
2032 | 6 | 26 | 16 | 962.3647 | 0
2032 | 6 | 26 | 17 | 966.9489 | 0
2032 | 6 | 26 | 18 | 958.625 | 0
2032 | 6 | 26 | 19 | 944.6805 | 0
2032 | 6 | 26 | 20 | 906.5231 | 0
2032 | 6 | 26 | 21 | 881.0184 | 0
2032 | 6 | 26 | 22 | 863.5402 | 0
2032 | 6 | 26 | 23 | 833.9968 | 0
2032 | 6 | 27 | 0 | 788.4728 | 0
2032 | 6 | 27 | 1 | 751.6504 | 0
2032 | 6 | 27 | 2 | 714.828 | 0
2032 | 6 | 27 | 3 | 697.1891 | 0
2032 | 6 | 27 | 4 | 683.9214 | 0
2032 | 6 | 27 | 5 | 677.4516 | 0
2032 | 6 | 27 | 6 | 682.0665 | 0
2032 | 6 | 27 | 7 | 701.4847 | 0
2032 | 6 | 27 | 8 | 733.6856 | 0
2032 | 6 | 27 | 9 | 790.163 | 0
2032 | 6 | 27 | 10 | 827.4127 | 0
2032 | 6 | 27 | 11 | 862.4342 | 0
2032 | 6 | 27 | 12 | 888.2951 | 0
2032 | 6 | 27 | 13 | 896.3557 | 0
2032 | 6 | 27 | 14 | 900.1073 | 0
2032 | 6 | 27 | 15 | 910.3863 | 0
2032 | 6 | 27 | 16 | 928.2545 | 0
2032 | 6 | 27 | 17 | 940.5721 | 0
2032 | 6 | 27 | 18 | 928.6673 | 0
2032 | 6 | 27 | 19 | 901.3911 | 0
2032 | 6 | 27 | 20 | 873.0929 | 0
2032 | 6 | 27 | 21 | 852.763 | 0
2032 | 6 | 27 | 22 | 826.906 | 0
2032 | 6 | 27 | 23 | 785.6872 | 0
2032 | 6 | 28 | 0 | 736.6343 | 0
2032 | 6 | 28 | 1 | 690.0375 | 0
2032 | 6 | 28 | 2 | 673.5626 | 0
2032 | 6 | 28 | 3 | 668.2117 | 0
2032 | 6 | 28 | 4 | 665.7077 | 0
2032 | 6 | 28 | 5 | 683.5867 | 0
2032 | 6 | 28 | 6 | 731.1653 | 0
2032 | 6 | 28 | 7 | 791.1707 | 0
2032 | 6 | 28 | 8 | 824.3594 | 0
2032 | 6 | 28 | 9 | 866.4943 | 0
2032 | 6 | 28 | 10 | 896.0439 | 0
2032 | 6 | 28 | 11 | 920.3961 | 0
2032 | 6 | 28 | 12 | 935.7161 | 0
2032 | 6 | 28 | 13 | 946.7537 | 0
2032 | 6 | 28 | 14 | 950.2866 | 0
2032 | 6 | 28 | 15 | 957.9715 | 0
2032 | 6 | 28 | 16 | 968.7986 | 0
2032 | 6 | 28 | 17 | 972.694 | 0
2032 | 6 | 28 | 18 | 958.9518 | 0
2032 | 6 | 28 | 19 | 948.6296 | 0
2032 | 6 | 28 | 20 | 913.361 | 0
2032 | 6 | 28 | 21 | 887.4094 | 0
2032 | 6 | 28 | 22 | 847.8416 | 0
2032 | 6 | 28 | 23 | 801.7744 | 0
2032 | 6 | 29 | 0 | 747.2886 | 0
2032 | 6 | 29 | 1 | 743.3968 | 0
2032 | 6 | 29 | 2 | 739.5049 | 0
2032 | 6 | 29 | 3 | 725.6 | 0
2032 | 6 | 29 | 4 | 717.4964 | 0
2032 | 6 | 29 | 5 | 731.5383 | 0
2032 | 6 | 29 | 6 | 765.6074 | 0
2032 | 6 | 29 | 7 | 817.5677 | 0
2032 | 6 | 29 | 8 | 854.1612 | 0
2032 | 6 | 29 | 9 | 906.2548 | 0
2032 | 6 | 29 | 10 | 940.8513 | 0
2032 | 6 | 29 | 11 | 975.7379 | 0
2032 | 6 | 29 | 12 | 1000.6487 | 0.64868
2032 | 6 | 29 | 13 | 1016.5697 | 16.5697
2032 | 6 | 29 | 14 | 1024.7151 | 24.7151
2032 | 6 | 29 | 15 | 1034.0609 | 34.0609
2032 | 6 | 29 | 16 | 1037.5807 | 37.5807
2032 | 6 | 29 | 17 | 1041.343 | 41.343
2032 | 6 | 29 | 18 | 1034.1909 | 34.1909
2032 | 6 | 29 | 19 | 1007.0833 | 7.0833
2032 | 6 | 29 | 20 | 968.8906 | 0
2032 | 6 | 29 | 21 | 924.9035 | 0
2032 | 6 | 29 | 22 | 884.6415 | 0
2032 | 6 | 29 | 23 | 837.7718 | 0
2032 | 6 | 30 | 0 | 781.249 | 0
2032 | 6 | 30 | 1 | 756.1833 | 0
2032 | 6 | 30 | 2 | 731.1175 | 0
2032 | 6 | 30 | 3 | 720.3823 | 0
2032 | 6 | 30 | 4 | 714.7491 | 0
2032 | 6 | 30 | 5 | 729.3649 | 0
2032 | 6 | 30 | 6 | 759.5823 | 0
2032 | 6 | 30 | 7 | 810.0858 | 0
2032 | 6 | 30 | 8 | 859.6615 | 0
2032 | 6 | 30 | 9 | 906.8216 | 0
2032 | 6 | 30 | 10 | 942.2893 | 0
2032 | 6 | 30 | 11 | 977.45 | 0
2032 | 6 | 30 | 12 | 1015.0145 | 15.0145
2032 | 6 | 30 | 13 | 1031.2446 | 31.2446
2032 | 6 | 30 | 14 | 1042.9194 | 42.9194
2032 | 6 | 30 | 15 | 1055.3135 | 55.3135
2032 | 6 | 30 | 16 | 1067.4565 | 67.4565
2032 | 6 | 30 | 17 | 1069.8177 | 69.8177
2032 | 6 | 30 | 18 | 1068.0935 | 68.0935
2032 | 6 | 30 | 19 | 1030.6682 | 30.6682
2032 | 6 | 30 | 20 | 985.5003 | 0
2032 | 6 | 30 | 21 | 941.6777 | 0
2032 | 6 | 30 | 22 | 912.9928 | 0
2032 | 6 | 30 | 23 | 868.6914 | 0
2032 | 7 | 1 | 0 | 818.9117 | 0
2032 | 7 | 1 | 1 | 753.0822 | 0
2032 | 7 | 1 | 2 | 715.7109 | 0
2032 | 7 | 1 | 3 | 678.3396 | 0
2032 | 7 | 1 | 4 | 672.6804 | 0
2032 | 7 | 1 | 5 | 678.4425 | 0
2032 | 7 | 1 | 6 | 688.8413 | 0
2032 | 7 | 1 | 7 | 714.1902 | 0
2032 | 7 | 1 | 8 | 733.1286 | 0
2032 | 7 | 1 | 9 | 763.4318 | 0
2032 | 7 | 1 | 10 | 785.4125 | 0
2032 | 7 | 1 | 11 | 817.2769 | 0
2032 | 7 | 1 | 12 | 840.3043 | 0
2032 | 7 | 1 | 13 | 845.7943 | 0
2032 | 7 | 1 | 14 | 846.3463 | 0
2032 | 7 | 1 | 15 | 853.8757 | 0
2032 | 7 | 1 | 16 | 852.9152 | 0
2032 | 7 | 1 | 17 | 863.2146 | 0
2032 | 7 | 1 | 18 | 865.5325 | 0
2032 | 7 | 1 | 19 | 856.1611 | 0
2032 | 7 | 1 | 20 | 828.8383 | 0
2032 | 7 | 1 | 21 | 797.2438 | 0
2032 | 7 | 1 | 22 | 774.1756 | 0
2032 | 7 | 1 | 23 | 750.5249 | 0
2032 | 7 | 2 | 0 | 719.915 | 0
2032 | 7 | 2 | 1 | 711.2693 | 0
2032 | 7 | 2 | 2 | 701.5962 | 0
2032 | 7 | 2 | 3 | 691.9231 | 0
2032 | 7 | 2 | 4 | 685.6814 | 0
2032 | 7 | 2 | 5 | 700.4244 | 0
2032 | 7 | 2 | 6 | 732.9119 | 0
2032 | 7 | 2 | 7 | 781.187 | 0
2032 | 7 | 2 | 8 | 816.4782 | 0
2032 | 7 | 2 | 9 | 859.4141 | 0
2032 | 7 | 2 | 10 | 877.3568 | 0
2032 | 7 | 2 | 11 | 899.2908 | 0
2032 | 7 | 2 | 12 | 914.3463 | 0
2032 | 7 | 2 | 13 | 922.7941 | 0
2032 | 7 | 2 | 14 | 927.9384 | 0
2032 | 7 | 2 | 15 | 936.6978 | 0
2032 | 7 | 2 | 16 | 945.1687 | 0
2032 | 7 | 2 | 17 | 950.0818 | 0
2032 | 7 | 2 | 18 | 937.1433 | 0
2032 | 7 | 2 | 19 | 907.5785 | 0
2032 | 7 | 2 | 20 | 866.1514 | 0
2032 | 7 | 2 | 21 | 831.5386 | 0
2032 | 7 | 2 | 22 | 806.0764 | 0
2032 | 7 | 2 | 23 | 770.821 | 0
2032 | 7 | 3 | 0 | 726.0063 | 0
2032 | 7 | 3 | 1 | 669.38 | 0
2032 | 7 | 3 | 2 | 650.5443 | 0
2032 | 7 | 3 | 3 | 641.1875 | 0
2032 | 7 | 3 | 4 | 634.0348 | 0
2032 | 7 | 3 | 5 | 634.4627 | 0
2032 | 7 | 3 | 6 | 637.5613 | 0
2032 | 7 | 3 | 7 | 653.887 | 0
2032 | 7 | 3 | 8 | 688.8445 | 0
2032 | 7 | 3 | 9 | 742.1805 | 0
2032 | 7 | 3 | 10 | 773.6285 | 0
2032 | 7 | 3 | 11 | 801.7524 | 0
2032 | 7 | 3 | 12 | 816.9176 | 0
2032 | 7 | 3 | 13 | 824.3398 | 0
2032 | 7 | 3 | 14 | 832.5492 | 0
2032 | 7 | 3 | 15 | 844.0074 | 0
2032 | 7 | 3 | 16 | 854.3064 | 0
2032 | 7 | 3 | 17 | 865.0966 | 0
2032 | 7 | 3 | 18 | 859.7416 | 0
2032 | 7 | 3 | 19 | 842.883 | 0
2032 | 7 | 3 | 20 | 802.5584 | 0
2032 | 7 | 3 | 21 | 784.1096 | 0
2032 | 7 | 3 | 22 | 770.5726 | 0
2032 | 7 | 3 | 23 | 747.3976 | 0
2032 | 7 | 4 | 0 | 710.3994 | 0
2032 | 7 | 4 | 1 | 703.3365 | 0
2032 | 7 | 4 | 2 | 684.3389 | 0
2032 | 7 | 4 | 3 | 673.5904 | 0
2032 | 7 | 4 | 4 | 666.1946 | 0
2032 | 7 | 4 | 5 | 667.5694 | 0
2032 | 7 | 4 | 6 | 676.9044 | 0
2032 | 7 | 4 | 7 | 699.2429 | 0
2032 | 7 | 4 | 8 | 731.8881 | 0
2032 | 7 | 4 | 9 | 798.5445 | 0
2032 | 7 | 4 | 10 | 847.7884 | 0
2032 | 7 | 4 | 11 | 901.4915 | 0
2032 | 7 | 4 | 12 | 941.1249 | 0
2032 | 7 | 4 | 13 | 964.1058 | 0
2032 | 7 | 4 | 14 | 982.786 | 0
2032 | 7 | 4 | 15 | 1002.675 | 2.675
2032 | 7 | 4 | 16 | 1024.5184 | 24.5184
2032 | 7 | 4 | 17 | 1037.8426 | 37.8426
2032 | 7 | 4 | 18 | 1032.942 | 32.942
2032 | 7 | 4 | 19 | 1013.6833 | 13.6833
2032 | 7 | 4 | 20 | 976.2015 | 0
2032 | 7 | 4 | 21 | 953.4729 | 0
2032 | 7 | 4 | 22 | 924.3925 | 0
2032 | 7 | 4 | 23 | 882.6544 | 0
2032 | 7 | 5 | 0 | 828.5616 | 0
2032 | 7 | 5 | 1 | 829.6924 | 0
2032 | 7 | 5 | 2 | 797.6535 | 0
2032 | 7 | 5 | 3 | 779.3761 | 0
2032 | 7 | 5 | 4 | 769.0341 | 0
2032 | 7 | 5 | 5 | 786.1405 | 0
2032 | 7 | 5 | 6 | 829.3701 | 0
2032 | 7 | 5 | 7 | 902.0788 | 0
2032 | 7 | 5 | 8 | 958.6522 | 0
2032 | 7 | 5 | 9 | 1033.7553 | 33.7553
2032 | 7 | 5 | 10 | 1091.4003 | 91.4003
2032 | 7 | 5 | 11 | 1142.3103 | 142.3103
2032 | 7 | 5 | 12 | 1179.4019 | 179.4019
2032 | 7 | 5 | 13 | 1203.0761 | 203.0761
2032 | 7 | 5 | 14 | 1222.9141 | 222.9141
2032 | 7 | 5 | 15 | 1234.7855 | 234.7855
2032 | 7 | 5 | 16 | 1246.0258 | 246.0258
2032 | 7 | 5 | 17 | 1245.1402 | 245.1402
2032 | 7 | 5 | 18 | 1227.5703 | 227.5703
2032 | 7 | 5 | 19 | 1202.763 | 202.763
2032 | 7 | 5 | 20 | 1167.7213 | 167.7213
2032 | 7 | 5 | 21 | 1131.6204 | 131.6204
2032 | 7 | 5 | 22 | 1077.6718 | 77.6718
2032 | 7 | 5 | 23 | 1013.6232 | 13.6232
2032 | 7 | 6 | 0 | 932.5454 | 0
2032 | 7 | 6 | 1 | 868.8681 | 0
2032 | 7 | 6 | 2 | 833.9566 | 0
2032 | 7 | 6 | 3 | 812.5243 | 0
2032 | 7 | 6 | 4 | 800.4627 | 0
2032 | 7 | 6 | 5 | 814.144 | 0
2032 | 7 | 6 | 6 | 848.6465 | 0
2032 | 7 | 6 | 7 | 918.5288 | 0
2032 | 7 | 6 | 8 | 981.4258 | 0
2032 | 7 | 6 | 9 | 1035.5924 | 35.5924
2032 | 7 | 6 | 10 | 1086.8235 | 86.8235
2032 | 7 | 6 | 11 | 1137.8559 | 137.8559
2032 | 7 | 6 | 12 | 1174.5245 | 174.5245
2032 | 7 | 6 | 13 | 1193.0702 | 193.0702
2032 | 7 | 6 | 14 | 1206.3872 | 206.3872
2032 | 7 | 6 | 15 | 1217.3934 | 217.3934
2032 | 7 | 6 | 16 | 1219.1317 | 219.1317
2032 | 7 | 6 | 17 | 1215.3812 | 215.3812
2032 | 7 | 6 | 18 | 1199.7205 | 199.7205
2032 | 7 | 6 | 19 | 1162.5535 | 162.5535
2032 | 7 | 6 | 20 | 1129.9983 | 129.9983
2032 | 7 | 6 | 21 | 1086.1916 | 86.1916
2032 | 7 | 6 | 22 | 1037.628 | 37.628
2032 | 7 | 6 | 23 | 973.2821 | 0
2032 | 7 | 7 | 0 | 910.6303 | 0
2032 | 7 | 7 | 1 | 881.428 | 0
2032 | 7 | 7 | 2 | 847.0584 | 0
2032 | 7 | 7 | 3 | 827.0484 | 0
2032 | 7 | 7 | 4 | 814.8407 | 0
2032 | 7 | 7 | 5 | 826.1265 | 0
2032 | 7 | 7 | 6 | 858.5276 | 0
2032 | 7 | 7 | 7 | 922.7673 | 0
2032 | 7 | 7 | 8 | 984.899 | 0
2032 | 7 | 7 | 9 | 1043.0316 | 43.0316
2032 | 7 | 7 | 10 | 1096.9191 | 96.9191
2032 | 7 | 7 | 11 | 1147.4076 | 147.4076
2032 | 7 | 7 | 12 | 1194.1006 | 194.1006
2032 | 7 | 7 | 13 | 1218.9064 | 218.9064
2032 | 7 | 7 | 14 | 1236.9609 | 236.9609
2032 | 7 | 7 | 15 | 1253.8813 | 253.8813
2032 | 7 | 7 | 16 | 1259.6135 | 259.6135
2032 | 7 | 7 | 17 | 1256.0846 | 256.0846
2032 | 7 | 7 | 18 | 1243.2727 | 243.2727
2032 | 7 | 7 | 19 | 1211.9344 | 211.9344
2032 | 7 | 7 | 20 | 1166.1267 | 166.1267
2032 | 7 | 7 | 21 | 1125.8405 | 125.8405
2032 | 7 | 7 | 22 | 1086.0031 | 86.0031
2032 | 7 | 7 | 23 | 1021.7666 | 21.7666
2032 | 7 | 8 | 0 | 951.8437 | 0
2032 | 7 | 8 | 1 | 900.0347 | 0
2032 | 7 | 8 | 2 | 863.4537 | 0
2032 | 7 | 8 | 3 | 826.8726 | 0
2032 | 7 | 8 | 4 | 815.0424 | 0
2032 | 7 | 8 | 5 | 827.7437 | 0
2032 | 7 | 8 | 6 | 864.2023 | 0
2032 | 7 | 8 | 7 | 926.3732 | 0
2032 | 7 | 8 | 8 | 974.2694 | 0
2032 | 7 | 8 | 9 | 1040.1813 | 40.1813
2032 | 7 | 8 | 10 | 1085.3698 | 85.3698
2032 | 7 | 8 | 11 | 1124.8941 | 124.8941
2032 | 7 | 8 | 12 | 1154.0519 | 154.0519
2032 | 7 | 8 | 13 | 1172.4785 | 172.4785
2032 | 7 | 8 | 14 | 1182.9644 | 182.9644
2032 | 7 | 8 | 15 | 1192.0448 | 192.0448
2032 | 7 | 8 | 16 | 1199.4155 | 199.4155
2032 | 7 | 8 | 17 | 1200.1298 | 200.1298
2032 | 7 | 8 | 18 | 1169.3708 | 169.3708
2032 | 7 | 8 | 19 | 1128.1726 | 128.1726
2032 | 7 | 8 | 20 | 1081.6092 | 81.6092
2032 | 7 | 8 | 21 | 1047.2322 | 47.2322
2032 | 7 | 8 | 22 | 997.6273 | 0
2032 | 7 | 8 | 23 | 944.3263 | 0
2032 | 7 | 9 | 0 | 879.0618 | 0
2032 | 7 | 9 | 1 | 809.1287 | 0
2032 | 7 | 9 | 2 | 779.3028 | 0
2032 | 7 | 9 | 3 | 762.5918 | 0
2032 | 7 | 9 | 4 | 752.8225 | 0
2032 | 7 | 9 | 5 | 765.5362 | 0
2032 | 7 | 9 | 6 | 801.4072 | 0
2032 | 7 | 9 | 7 | 851.1234 | 0
2032 | 7 | 9 | 8 | 874.8195 | 0
2032 | 7 | 9 | 9 | 916.6643 | 0
2032 | 7 | 9 | 10 | 945.6709 | 0
2032 | 7 | 9 | 11 | 965.816 | 0
2032 | 7 | 9 | 12 | 976.6567 | 0
2032 | 7 | 9 | 13 | 980.0082 | 0
2032 | 7 | 9 | 14 | 976.0298 | 0
2032 | 7 | 9 | 15 | 979.4625 | 0
2032 | 7 | 9 | 16 | 985.0962 | 0
2032 | 7 | 9 | 17 | 984.6494 | 0
2032 | 7 | 9 | 18 | 956.7964 | 0
2032 | 7 | 9 | 19 | 934.3896 | 0
2032 | 7 | 9 | 20 | 896.0602 | 0
2032 | 7 | 9 | 21 | 854.117 | 0
2032 | 7 | 9 | 22 | 818.1233 | 0
2032 | 7 | 9 | 23 | 780.543 | 0
2032 | 7 | 10 | 0 | 733.6368 | 0
2032 | 7 | 10 | 1 | 704.0509 | 0
2032 | 7 | 10 | 2 | 674.465 | 0
2032 | 7 | 10 | 3 | 663.8841 | 0
2032 | 7 | 10 | 4 | 656.8166 | 0
2032 | 7 | 10 | 5 | 657.1349 | 0
2032 | 7 | 10 | 6 | 667.7901 | 0
2032 | 7 | 10 | 7 | 678.4452 | 0
2032 | 7 | 10 | 8 | 720.6183 | 0
2032 | 7 | 10 | 9 | 762.7914 | 0
2032 | 7 | 10 | 10 | 796.295 | 0
2032 | 7 | 10 | 11 | 826.441 | 0
2032 | 7 | 10 | 12 | 843.5231 | 0
2032 | 7 | 10 | 13 | 852.5507 | 0
2032 | 7 | 10 | 14 | 859.6524 | 0
2032 | 7 | 10 | 15 | 869.7764 | 0
2032 | 7 | 10 | 16 | 880.4672 | 0
2032 | 7 | 10 | 17 | 888.9706 | 0
2032 | 7 | 10 | 18 | 879.7668 | 0
2032 | 7 | 10 | 19 | 860.7151 | 0
2032 | 7 | 10 | 20 | 818.5537 | 0
2032 | 7 | 10 | 21 | 800.9483 | 0
2032 | 7 | 10 | 22 | 787.0649 | 0
2032 | 7 | 10 | 23 | 763.0688 | 0
2032 | 7 | 11 | 0 | 725.6868 | 0
2032 | 7 | 11 | 1 | 706.7142 | 0
2032 | 7 | 11 | 2 | 686.1707 | 0
2032 | 7 | 11 | 3 | 673.7754 | 0
2032 | 7 | 11 | 4 | 665.8031 | 0
2032 | 7 | 11 | 5 | 665.3021 | 0
2032 | 7 | 11 | 6 | 679.6786 | 0
2032 | 7 | 11 | 7 | 694.0551 | 0
2032 | 7 | 11 | 8 | 727.5255 | 0
2032 | 7 | 11 | 9 | 793.4841 | 0
2032 | 7 | 11 | 10 | 842.9918 | 0
2032 | 7 | 11 | 11 | 895.3881 | 0
2032 | 7 | 11 | 12 | 933.0977 | 0
2032 | 7 | 11 | 13 | 955.911 | 0
2032 | 7 | 11 | 14 | 971.6611 | 0
2032 | 7 | 11 | 15 | 990.6596 | 0
2032 | 7 | 11 | 16 | 1009.7033 | 9.7033
2032 | 7 | 11 | 17 | 1022.2573 | 22.2573
2032 | 7 | 11 | 18 | 1010.3645 | 10.3645
2032 | 7 | 11 | 19 | 990.7964 | 0
2032 | 7 | 11 | 20 | 955.6139 | 0
2032 | 7 | 11 | 21 | 932.5564 | 0
2032 | 7 | 11 | 22 | 901.7695 | 0
2032 | 7 | 11 | 23 | 865.213 | 0
2032 | 7 | 12 | 0 | 814.017 | 0
2032 | 7 | 12 | 1 | 772.8485 | 0
2032 | 7 | 12 | 2 | 744.3552 | 0
2032 | 7 | 12 | 3 | 727.6691 | 0
2032 | 7 | 12 | 4 | 718.3496 | 0
2032 | 7 | 12 | 5 | 727.7162 | 0
2032 | 7 | 12 | 6 | 762.235 | 0
2032 | 7 | 12 | 7 | 818.8183 | 0
2032 | 7 | 12 | 8 | 865.9721 | 0
2032 | 7 | 12 | 9 | 921.402 | 0
2032 | 7 | 12 | 10 | 966.7816 | 0
2032 | 7 | 12 | 11 | 1002.3071 | 2.3071
2032 | 7 | 12 | 12 | 1025.041 | 25.041
2032 | 7 | 12 | 13 | 1039.564 | 39.564
2032 | 7 | 12 | 14 | 1049.151 | 49.151
2032 | 7 | 12 | 15 | 1063.9465 | 63.9465
2032 | 7 | 12 | 16 | 1081.2246 | 81.2246
2032 | 7 | 12 | 17 | 1084.2749 | 84.2749
2032 | 7 | 12 | 18 | 1060.5345 | 60.5345
2032 | 7 | 12 | 19 | 1027.6912 | 27.6912
2032 | 7 | 12 | 20 | 983.2288 | 0
2032 | 7 | 12 | 21 | 941.9297 | 0
2032 | 7 | 12 | 22 | 895.1938 | 0
2032 | 7 | 12 | 23 | 846.2167 | 0
2032 | 7 | 13 | 0 | 785.9389 | 0
2032 | 7 | 13 | 1 | 731.4236 | 0
2032 | 7 | 13 | 2 | 707.3432 | 0
2032 | 7 | 13 | 3 | 694.8232 | 0
2032 | 7 | 13 | 4 | 688.4936 | 0
2032 | 7 | 13 | 5 | 703.9884 | 0
2032 | 7 | 13 | 6 | 738.7043 | 0
2032 | 7 | 13 | 7 | 795.4232 | 0
2032 | 7 | 13 | 8 | 837.9178 | 0
2032 | 7 | 13 | 9 | 872.6957 | 0
2032 | 7 | 13 | 10 | 896.9336 | 0
2032 | 7 | 13 | 11 | 926.3154 | 0
2032 | 7 | 13 | 12 | 951.151 | 0
2032 | 7 | 13 | 13 | 963.4399 | 0
2032 | 7 | 13 | 14 | 969.3129 | 0
2032 | 7 | 13 | 15 | 978.3858 | 0
2032 | 7 | 13 | 16 | 979.2038 | 0
2032 | 7 | 13 | 17 | 982.7786 | 0
2032 | 7 | 13 | 18 | 979.7979 | 0
2032 | 7 | 13 | 19 | 947.2829 | 0
2032 | 7 | 13 | 20 | 909.0681 | 0
2032 | 7 | 13 | 21 | 867.1625 | 0
2032 | 7 | 13 | 22 | 817.1818 | 0
2032 | 7 | 13 | 23 | 768.7572 | 0
2032 | 7 | 14 | 0 | 725.754 | 0
2032 | 7 | 14 | 1 | 748.8474 | 0
2032 | 7 | 14 | 2 | 727.4989 | 0
2032 | 7 | 14 | 3 | 717.0723 | 0
2032 | 7 | 14 | 4 | 713.3392 | 0
2032 | 7 | 14 | 5 | 730.735 | 0
2032 | 7 | 14 | 6 | 770.0742 | 0
2032 | 7 | 14 | 7 | 827.2797 | 0
2032 | 7 | 14 | 8 | 876.4786 | 0
2032 | 7 | 14 | 9 | 920.2228 | 0
2032 | 7 | 14 | 10 | 952.8443 | 0
2032 | 7 | 14 | 11 | 991.0367 | 0
2032 | 7 | 14 | 12 | 1036.4379 | 36.4379
2032 | 7 | 14 | 13 | 1059.2254 | 59.2254
2032 | 7 | 14 | 14 | 1075.3988 | 75.3988
2032 | 7 | 14 | 15 | 1090.7487 | 90.7487
2032 | 7 | 14 | 16 | 1101.1847 | 101.1847
2032 | 7 | 14 | 17 | 1102.9735 | 102.9735
2032 | 7 | 14 | 18 | 1094.4021 | 94.4021
2032 | 7 | 14 | 19 | 1064.5602 | 64.5602
2032 | 7 | 14 | 20 | 1030.5632 | 30.5632
2032 | 7 | 14 | 21 | 982.3519 | 0
2032 | 7 | 14 | 22 | 931.9742 | 0
2032 | 7 | 14 | 23 | 881.3519 | 0
2032 | 7 | 15 | 0 | 825.3926 | 0
2032 | 7 | 15 | 1 | 789.4317 | 0
2032 | 7 | 15 | 2 | 753.4707 | 0
2032 | 7 | 15 | 3 | 739.0118 | 0
2032 | 7 | 15 | 4 | 732.3466 | 0
2032 | 7 | 15 | 5 | 746.3859 | 0
2032 | 7 | 15 | 6 | 783.5041 | 0
2032 | 7 | 15 | 7 | 836.5669 | 0
2032 | 7 | 15 | 8 | 877.4505 | 0
2032 | 7 | 15 | 9 | 933.853 | 0
2032 | 7 | 15 | 10 | 971.3563 | 0
2032 | 7 | 15 | 11 | 1005.8228 | 5.8228
2032 | 7 | 15 | 12 | 1030.1401 | 30.1401
2032 | 7 | 15 | 13 | 1049.4322 | 49.4322
2032 | 7 | 15 | 14 | 1059.0279 | 59.0279
2032 | 7 | 15 | 15 | 1072.1105 | 72.1105
2032 | 7 | 15 | 16 | 1083.069 | 83.069
2032 | 7 | 15 | 17 | 1084.3629 | 84.3629
2032 | 7 | 15 | 18 | 1061.5915 | 61.5915
2032 | 7 | 15 | 19 | 1035.4901 | 35.4901
2032 | 7 | 15 | 20 | 997.3595 | 0
2032 | 7 | 15 | 21 | 963.8213 | 0
2032 | 7 | 15 | 22 | 921.4037 | 0
2032 | 7 | 15 | 23 | 873.0553 | 0
2032 | 7 | 16 | 0 | 813.5 | 0
2032 | 7 | 16 | 1 | 772.4586 | 0
2032 | 7 | 16 | 2 | 747.6492 | 0
2032 | 7 | 16 | 3 | 734.8253 | 0
2032 | 7 | 16 | 4 | 729.0881 | 0
2032 | 7 | 16 | 5 | 743.4893 | 0
2032 | 7 | 16 | 6 | 780.0764 | 0
2032 | 7 | 16 | 7 | 828.492 | 0
2032 | 7 | 16 | 8 | 863.9962 | 0
2032 | 7 | 16 | 9 | 917.8996 | 0
2032 | 7 | 16 | 10 | 960.8861 | 0
2032 | 7 | 16 | 11 | 994.1367 | 0
2032 | 7 | 16 | 12 | 1017.1942 | 17.1942
2032 | 7 | 16 | 13 | 1034.014 | 34.014
2032 | 7 | 16 | 14 | 1041.8201 | 41.8201
2032 | 7 | 16 | 15 | 1045.4961 | 45.4961
2032 | 7 | 16 | 16 | 1050.303 | 50.303
2032 | 7 | 16 | 17 | 1047.8037 | 47.8037
2032 | 7 | 16 | 18 | 1032.8397 | 32.8397
2032 | 7 | 16 | 19 | 1004.2107 | 4.2107
2032 | 7 | 16 | 20 | 972.7829 | 0
2032 | 7 | 16 | 21 | 949.0996 | 0
2032 | 7 | 16 | 22 | 920.0811 | 0
2032 | 7 | 16 | 23 | 878.0497 | 0
2032 | 7 | 17 | 0 | 821.8426 | 0
2032 | 7 | 17 | 1 | 762.3037 | 0
2032 | 7 | 17 | 2 | 735.4947 | 0
2032 | 7 | 17 | 3 | 719.6271 | 0
2032 | 7 | 17 | 4 | 707.7769 | 0
2032 | 7 | 17 | 5 | 707.7277 | 0
2032 | 7 | 17 | 6 | 717.978 | 0
2032 | 7 | 17 | 7 | 741.6325 | 0
2032 | 7 | 17 | 8 | 776.4205 | 0
2032 | 7 | 17 | 9 | 834.6958 | 0
2032 | 7 | 17 | 10 | 884.0541 | 0
2032 | 7 | 17 | 11 | 930.0505 | 0
2032 | 7 | 17 | 12 | 959.3768 | 0
2032 | 7 | 17 | 13 | 974.9699 | 0
2032 | 7 | 17 | 14 | 985.0039 | 0
2032 | 7 | 17 | 15 | 996.7206 | 0
2032 | 7 | 17 | 16 | 1007.72 | 7.72
2032 | 7 | 17 | 17 | 1010.5042 | 10.5042
2032 | 7 | 17 | 18 | 986.1323 | 0
2032 | 7 | 17 | 19 | 971.9773 | 0
2032 | 7 | 17 | 20 | 935.5013 | 0
2032 | 7 | 17 | 21 | 912.8343 | 0
2032 | 7 | 17 | 22 | 889.9373 | 0
2032 | 7 | 17 | 23 | 855.8731 | 0
2032 | 7 | 18 | 0 | 809.2288 | 0
2032 | 7 | 18 | 1 | 766.406 | 0
2032 | 7 | 18 | 2 | 735.814 | 0
2032 | 7 | 18 | 3 | 716.9357 | 0
2032 | 7 | 18 | 4 | 702.6299 | 0
2032 | 7 | 18 | 5 | 698.8179 | 0
2032 | 7 | 18 | 6 | 700.5379 | 0
2032 | 7 | 18 | 7 | 717.7477 | 0
2032 | 7 | 18 | 8 | 754.7863 | 0
2032 | 7 | 18 | 9 | 811.3396 | 0
2032 | 7 | 18 | 10 | 859.4134 | 0
2032 | 7 | 18 | 11 | 906.5127 | 0
2032 | 7 | 18 | 12 | 943.4068 | 0
2032 | 7 | 18 | 13 | 964.6456 | 0
2032 | 7 | 18 | 14 | 979.228 | 0
2032 | 7 | 18 | 15 | 994.2924 | 0
2032 | 7 | 18 | 16 | 1011.0687 | 11.0687
2032 | 7 | 18 | 17 | 1022.7627 | 22.7627
2032 | 7 | 18 | 18 | 1012.7941 | 12.7941
2032 | 7 | 18 | 19 | 992.0475 | 0
2032 | 7 | 18 | 20 | 957.5056 | 0
2032 | 7 | 18 | 21 | 932.2812 | 0
2032 | 7 | 18 | 22 | 899.6555 | 0
2032 | 7 | 18 | 23 | 853.6714 | 0
2032 | 7 | 19 | 0 | 811.3164 | 0
2032 | 7 | 19 | 1 | 805.3149 | 0
2032 | 7 | 19 | 2 | 777.6476 | 0
2032 | 7 | 19 | 3 | 762.6721 | 0
2032 | 7 | 19 | 4 | 754.5967 | 0
2032 | 7 | 19 | 5 | 771.2305 | 0
2032 | 7 | 19 | 6 | 812.789 | 0
2032 | 7 | 19 | 7 | 870.7221 | 0
2032 | 7 | 19 | 8 | 921.8159 | 0
2032 | 7 | 19 | 9 | 987.0843 | 0
2032 | 7 | 19 | 10 | 1032.3156 | 32.3156
2032 | 7 | 19 | 11 | 1073.4647 | 73.4647
2032 | 7 | 19 | 12 | 1103.2303 | 103.2303
2032 | 7 | 19 | 13 | 1124.6838 | 124.6838
2032 | 7 | 19 | 14 | 1144.4079 | 144.4079
2032 | 7 | 19 | 15 | 1158.9687 | 158.9687
2032 | 7 | 19 | 16 | 1174.6374 | 174.6374
2032 | 7 | 19 | 17 | 1174.7748 | 174.7748
2032 | 7 | 19 | 18 | 1150.6748 | 150.6748
2032 | 7 | 19 | 19 | 1118.393 | 118.393
2032 | 7 | 19 | 20 | 1077.5219 | 77.5219
2032 | 7 | 19 | 21 | 1038.4921 | 38.4921
2032 | 7 | 19 | 22 | 985.8006 | 0
2032 | 7 | 19 | 23 | 930.3923 | 0
2032 | 7 | 20 | 0 | 866.5132 | 0
2032 | 7 | 20 | 1 | 854.7317 | 0
2032 | 7 | 20 | 2 | 825.316 | 0
2032 | 7 | 20 | 3 | 807.8606 | 0
2032 | 7 | 20 | 4 | 799.2055 | 0
2032 | 7 | 20 | 5 | 815.5701 | 0
2032 | 7 | 20 | 6 | 855.057 | 0
2032 | 7 | 20 | 7 | 922.1596 | 0
2032 | 7 | 20 | 8 | 986.9581 | 0
2032 | 7 | 20 | 9 | 1052.0746 | 52.0746
2032 | 7 | 20 | 10 | 1101.1221 | 101.1221
2032 | 7 | 20 | 11 | 1156.2822 | 156.2822
2032 | 7 | 20 | 12 | 1196.0268 | 196.0268
2032 | 7 | 20 | 13 | 1220.774 | 220.774
2032 | 7 | 20 | 14 | 1235.4087 | 235.4087
2032 | 7 | 20 | 15 | 1253.8036 | 253.8036
2032 | 7 | 20 | 16 | 1252.3895 | 252.3895
2032 | 7 | 20 | 17 | 1252.1325 | 252.1325
2032 | 7 | 20 | 18 | 1237.5741 | 237.5741
2032 | 7 | 20 | 19 | 1207.825 | 207.825
2032 | 7 | 20 | 20 | 1163.817 | 163.817
2032 | 7 | 20 | 21 | 1118.956 | 118.956
2032 | 7 | 20 | 22 | 1060.7515 | 60.7515
2032 | 7 | 20 | 23 | 994.8773 | 0
2032 | 7 | 21 | 0 | 931.0186 | 0
2032 | 7 | 21 | 1 | 892.0311 | 0
2032 | 7 | 21 | 2 | 857.1103 | 0
2032 | 7 | 21 | 3 | 835.9514 | 0
2032 | 7 | 21 | 4 | 823.4116 | 0
2032 | 7 | 21 | 5 | 836.4139 | 0
2032 | 7 | 21 | 6 | 873.185 | 0
2032 | 7 | 21 | 7 | 932.5848 | 0
2032 | 7 | 21 | 8 | 979.3949 | 0
2032 | 7 | 21 | 9 | 1031.9536 | 31.9536
2032 | 7 | 21 | 10 | 1077.7527 | 77.7527
2032 | 7 | 21 | 11 | 1123.298 | 123.298
2032 | 7 | 21 | 12 | 1172.1209 | 172.1209
2032 | 7 | 21 | 13 | 1197.2535 | 197.2535
2032 | 7 | 21 | 14 | 1211.5864 | 211.5864
2032 | 7 | 21 | 15 | 1227.998 | 227.998
2032 | 7 | 21 | 16 | 1235.7179 | 235.7179
2032 | 7 | 21 | 17 | 1232.3188 | 232.3188
2032 | 7 | 21 | 18 | 1216.157 | 216.157
2032 | 7 | 21 | 19 | 1182.5864 | 182.5864
2032 | 7 | 21 | 20 | 1133.7948 | 133.7948
2032 | 7 | 21 | 21 | 1084.7453 | 84.7453
2032 | 7 | 21 | 22 | 1028.3673 | 28.3673
2032 | 7 | 21 | 23 | 969.7055 | 0
2032 | 7 | 22 | 0 | 905.8294 | 0
2032 | 7 | 22 | 1 | 861.955 | 0
2032 | 7 | 22 | 2 | 818.0806 | 0
2032 | 7 | 22 | 3 | 799.8035 | 0
2032 | 7 | 22 | 4 | 790.721 | 0
2032 | 7 | 22 | 5 | 804.1527 | 0
2032 | 7 | 22 | 6 | 842.215 | 0
2032 | 7 | 22 | 7 | 895.9421 | 0
2032 | 7 | 22 | 8 | 939.7132 | 0
2032 | 7 | 22 | 9 | 1003.4684 | 3.4684
2032 | 7 | 22 | 10 | 1050.8649 | 50.8649
2032 | 7 | 22 | 11 | 1090.5345 | 90.5345
2032 | 7 | 22 | 12 | 1118.9917 | 118.9917
2032 | 7 | 22 | 13 | 1141.5417 | 141.5417
2032 | 7 | 22 | 14 | 1156.1493 | 156.1493
2032 | 7 | 22 | 15 | 1171.7308 | 171.7308
2032 | 7 | 22 | 16 | 1184.6827 | 184.6827
2032 | 7 | 22 | 17 | 1180.7565 | 180.7565
2032 | 7 | 22 | 18 | 1155.0338 | 155.0338
2032 | 7 | 22 | 19 | 1114.616 | 114.616
2032 | 7 | 22 | 20 | 1064.5609 | 64.5609
2032 | 7 | 22 | 21 | 1022.8198 | 22.8198
2032 | 7 | 22 | 22 | 971.0238 | 0
2032 | 7 | 22 | 23 | 919.4514 | 0
2032 | 7 | 23 | 0 | 857.811 | 0
2032 | 7 | 23 | 1 | 821.5069 | 0
2032 | 7 | 23 | 2 | 793.1561 | 0
2032 | 7 | 23 | 3 | 778.3352 | 0
2032 | 7 | 23 | 4 | 770.6564 | 0
2032 | 7 | 23 | 5 | 784.5514 | 0
2032 | 7 | 23 | 6 | 823.5076 | 0
2032 | 7 | 23 | 7 | 875.3017 | 0
2032 | 7 | 23 | 8 | 920.5231 | 0
2032 | 7 | 23 | 9 | 979.2375 | 0
2032 | 7 | 23 | 10 | 1029.8815 | 29.8815
2032 | 7 | 23 | 11 | 1068.2651 | 68.2651
2032 | 7 | 23 | 12 | 1094.7993 | 94.7993
2032 | 7 | 23 | 13 | 1111.8935 | 111.8935
2032 | 7 | 23 | 14 | 1119.6793 | 119.6793
2032 | 7 | 23 | 15 | 1126.2255 | 126.2255
2032 | 7 | 23 | 16 | 1132.2844 | 132.2844
2032 | 7 | 23 | 17 | 1128.119 | 128.119
2032 | 7 | 23 | 18 | 1104.9689 | 104.9689
2032 | 7 | 23 | 19 | 1070.5602 | 70.5602
2032 | 7 | 23 | 20 | 1030.685 | 30.685
2032 | 7 | 23 | 21 | 995.3765 | 0
2032 | 7 | 23 | 22 | 963.4331 | 0
2032 | 7 | 23 | 23 | 917.148 | 0
2032 | 7 | 24 | 0 | 858.4363 | 0
2032 | 7 | 24 | 1 | 796.8399 | 0
2032 | 7 | 24 | 2 | 735.2435 | 0
2032 | 7 | 24 | 3 | 717.6669 | 0
2032 | 7 | 24 | 4 | 705.9375 | 0
2032 | 7 | 24 | 5 | 704.5896 | 0
2032 | 7 | 24 | 6 | 712.2645 | 0
2032 | 7 | 24 | 7 | 725.6678 | 0
2032 | 7 | 24 | 8 | 756.9914 | 0
2032 | 7 | 24 | 9 | 810.2506 | 0
2032 | 7 | 24 | 10 | 849.6759 | 0
2032 | 7 | 24 | 11 | 883.2876 | 0
2032 | 7 | 24 | 12 | 900.887 | 0
2032 | 7 | 24 | 13 | 906.2418 | 0
2032 | 7 | 24 | 14 | 908.4203 | 0
2032 | 7 | 24 | 15 | 912.2872 | 0
2032 | 7 | 24 | 16 | 919.2554 | 0
2032 | 7 | 24 | 17 | 919.6506 | 0
2032 | 7 | 24 | 18 | 904.1364 | 0
2032 | 7 | 24 | 19 | 884.477 | 0
2032 | 7 | 24 | 20 | 853.8341 | 0
2032 | 7 | 24 | 21 | 834.2358 | 0
2032 | 7 | 24 | 22 | 813.3967 | 0
2032 | 7 | 24 | 23 | 786.2623 | 0
2032 | 7 | 25 | 0 | 742.9167 | 0
2032 | 7 | 25 | 1 | 705.2017 | 0
2032 | 7 | 25 | 2 | 667.4866 | 0
2032 | 7 | 25 | 3 | 653.814 | 0
2032 | 7 | 25 | 4 | 644.3241 | 0
2032 | 7 | 25 | 5 | 643.5605 | 0
2032 | 7 | 25 | 6 | 646.4929 | 0
2032 | 7 | 25 | 7 | 649.4254 | 0
2032 | 7 | 25 | 8 | 670.1155 | 0
2032 | 7 | 25 | 9 | 719.9423 | 0
2032 | 7 | 25 | 10 | 751.6481 | 0
2032 | 7 | 25 | 11 | 786.4751 | 0
2032 | 7 | 25 | 12 | 808.7722 | 0
2032 | 7 | 25 | 13 | 816.7273 | 0
2032 | 7 | 25 | 14 | 821.7303 | 0
2032 | 7 | 25 | 15 | 830.721 | 0
2032 | 7 | 25 | 16 | 840.3824 | 0
2032 | 7 | 25 | 17 | 855.0589 | 0
2032 | 7 | 25 | 18 | 850.0764 | 0
2032 | 7 | 25 | 19 | 832.9199 | 0
2032 | 7 | 25 | 20 | 809.8813 | 0
2032 | 7 | 25 | 21 | 794.7782 | 0
2032 | 7 | 25 | 22 | 769.6477 | 0
2032 | 7 | 25 | 23 | 736.6889 | 0
2032 | 7 | 26 | 0 | 693.635 | 0
2032 | 7 | 26 | 1 | 683.0899 | 0
2032 | 7 | 26 | 2 | 672.5448 | 0
2032 | 7 | 26 | 3 | 664.6704 | 0
2032 | 7 | 26 | 4 | 661.6071 | 0
2032 | 7 | 26 | 5 | 682.5464 | 0
2032 | 7 | 26 | 6 | 727.6228 | 0
2032 | 7 | 26 | 7 | 779.7889 | 0
2032 | 7 | 26 | 8 | 814.464 | 0
2032 | 7 | 26 | 9 | 860.7855 | 0
2032 | 7 | 26 | 10 | 886.8577 | 0
2032 | 7 | 26 | 11 | 912.9486 | 0
2032 | 7 | 26 | 12 | 930.0298 | 0
2032 | 7 | 26 | 13 | 940.1425 | 0
2032 | 7 | 26 | 14 | 944.8024 | 0
2032 | 7 | 26 | 15 | 952.7362 | 0
2032 | 7 | 26 | 16 | 960.5096 | 0
2032 | 7 | 26 | 17 | 957.226 | 0
2032 | 7 | 26 | 18 | 937.3999 | 0
2032 | 7 | 26 | 19 | 924.3542 | 0
2032 | 7 | 26 | 20 | 898.4023 | 0
2032 | 7 | 26 | 21 | 867.7191 | 0
2032 | 7 | 26 | 22 | 822.2561 | 0
2032 | 7 | 26 | 23 | 778.4282 | 0
2032 | 7 | 27 | 0 | 723.7894 | 0
2032 | 7 | 27 | 1 | 707.5139 | 0
2032 | 7 | 27 | 2 | 688.6912 | 0
2032 | 7 | 27 | 3 | 680.9272 | 0
2032 | 7 | 27 | 4 | 677.5483 | 0
2032 | 7 | 27 | 5 | 696.2029 | 0
2032 | 7 | 27 | 6 | 734.1377 | 0
2032 | 7 | 27 | 7 | 787.3679 | 0
2032 | 7 | 27 | 8 | 830.3861 | 0
2032 | 7 | 27 | 9 | 868.7256 | 0
2032 | 7 | 27 | 10 | 897.681 | 0
2032 | 7 | 27 | 11 | 933.4374 | 0
2032 | 7 | 27 | 12 | 962.368 | 0
2032 | 7 | 27 | 13 | 979.7842 | 0
2032 | 7 | 27 | 14 | 993.2353 | 0
2032 | 7 | 27 | 15 | 1005.3513 | 5.3513
2032 | 7 | 27 | 16 | 1006.4276 | 6.4276
2032 | 7 | 27 | 17 | 999.1565 | 0
2032 | 7 | 27 | 18 | 983.7338 | 0
2032 | 7 | 27 | 19 | 962.6643 | 0
2032 | 7 | 27 | 20 | 936.3824 | 0
2032 | 7 | 27 | 21 | 895.6462 | 0
2032 | 7 | 27 | 22 | 845.9365 | 0
2032 | 7 | 27 | 23 | 798.0534 | 0
2032 | 7 | 28 | 0 | 754.8697 | 0
2032 | 7 | 28 | 1 | 739.9613 | 0
2032 | 7 | 28 | 2 | 719.9732 | 0
2032 | 7 | 28 | 3 | 710.0752 | 0
2032 | 7 | 28 | 4 | 705.5272 | 0
2032 | 7 | 28 | 5 | 718.9878 | 0
2032 | 7 | 28 | 6 | 753.2889 | 0
2032 | 7 | 28 | 7 | 799.6888 | 0
2032 | 7 | 28 | 8 | 841.7219 | 0
2032 | 7 | 28 | 9 | 882.027 | 0
2032 | 7 | 28 | 10 | 912.8886 | 0
2032 | 7 | 28 | 11 | 946.4111 | 0
2032 | 7 | 28 | 12 | 987.5399 | 0
2032 | 7 | 28 | 13 | 1007.308 | 7.308
2032 | 7 | 28 | 14 | 1020.0609 | 20.0609
2032 | 7 | 28 | 15 | 1038.0147 | 38.0147
2032 | 7 | 28 | 16 | 1050.655 | 50.655
2032 | 7 | 28 | 17 | 1053.4932 | 53.4932
2032 | 7 | 28 | 18 | 1041.3491 | 41.3491
2032 | 7 | 28 | 19 | 1005.5018 | 5.5018
2032 | 7 | 28 | 20 | 967.9616 | 0
2032 | 7 | 28 | 21 | 932.8019 | 0
2032 | 7 | 28 | 22 | 892.4957 | 0
2032 | 7 | 28 | 23 | 845.7856 | 0
2032 | 7 | 29 | 0 | 824.5287 | 0
2032 | 7 | 29 | 1 | 810.1946 | 0
2032 | 7 | 29 | 2 | 795.8605 | 0
2032 | 7 | 29 | 3 | 779.0035 | 0
2032 | 7 | 29 | 4 | 771.5367 | 0
2032 | 7 | 29 | 5 | 786.0628 | 0
2032 | 7 | 29 | 6 | 821.5511 | 0
2032 | 7 | 29 | 7 | 876.3558 | 0
2032 | 7 | 29 | 8 | 926.5005 | 0
2032 | 7 | 29 | 9 | 993.9328 | 0
2032 | 7 | 29 | 10 | 1048.5095 | 48.5095
2032 | 7 | 29 | 11 | 1095.7535 | 95.7535
2032 | 7 | 29 | 12 | 1132.2209 | 132.2209
2032 | 7 | 29 | 13 | 1165.2906 | 165.2906
2032 | 7 | 29 | 14 | 1188.5229 | 188.5229
2032 | 7 | 29 | 15 | 1210.7943 | 210.7943
2032 | 7 | 29 | 16 | 1219.4524 | 219.4524
2032 | 7 | 29 | 17 | 1211.3834 | 211.3834
2032 | 7 | 29 | 18 | 1180.3605 | 180.3605
2032 | 7 | 29 | 19 | 1139.163 | 139.163
2032 | 7 | 29 | 20 | 1096.1994 | 96.1994
2032 | 7 | 29 | 21 | 1070.3426 | 70.3426
2032 | 7 | 29 | 22 | 1019.5414 | 19.5414
2032 | 7 | 29 | 23 | 965.1717 | 0
2032 | 7 | 30 | 0 | 901.0734 | 0
2032 | 7 | 30 | 1 | 857.7846 | 0
2032 | 7 | 30 | 2 | 828.0075 | 0
2032 | 7 | 30 | 3 | 811.4449 | 0
2032 | 7 | 30 | 4 | 801.2631 | 0
2032 | 7 | 30 | 5 | 813.8924 | 0
2032 | 7 | 30 | 6 | 847.2431 | 0
2032 | 7 | 30 | 7 | 902.2509 | 0
2032 | 7 | 30 | 8 | 957.825 | 0
2032 | 7 | 30 | 9 | 1028.45 | 28.45
2032 | 7 | 30 | 10 | 1095.08 | 95.08
2032 | 7 | 30 | 11 | 1145.1852 | 145.1852
2032 | 7 | 30 | 12 | 1176.5537 | 176.5537
2032 | 7 | 30 | 13 | 1200.7153 | 200.7153
2032 | 7 | 30 | 14 | 1217.4292 | 217.4292
2032 | 7 | 30 | 15 | 1230.6605 | 230.6605
2032 | 7 | 30 | 16 | 1236.9389 | 236.9389
2032 | 7 | 30 | 17 | 1226.8735 | 226.8735
2032 | 7 | 30 | 18 | 1200.3676 | 200.3676
2032 | 7 | 30 | 19 | 1158.6766 | 158.6766
2032 | 7 | 30 | 20 | 1109.8388 | 109.8388
2032 | 7 | 30 | 21 | 1090.5587 | 90.5587
2032 | 7 | 30 | 22 | 1056.8641 | 56.8641
2032 | 7 | 30 | 23 | 1002.3735 | 2.3735
2032 | 7 | 31 | 0 | 946.9899 | 0
2032 | 7 | 31 | 1 | 884.9246 | 0
2032 | 7 | 31 | 2 | 822.8594 | 0
2032 | 7 | 31 | 3 | 801.4509 | 0
2032 | 7 | 31 | 4 | 786.8532 | 0
2032 | 7 | 31 | 5 | 783.9425 | 0
2032 | 7 | 31 | 6 | 791.3988 | 0
2032 | 7 | 31 | 7 | 814.2038 | 0
2032 | 7 | 31 | 8 | 863.4111 | 0
2032 | 7 | 31 | 9 | 912.6185 | 0
2032 | 7 | 31 | 10 | 974.1053 | 0
2032 | 7 | 31 | 11 | 1026.0305 | 26.0305
2032 | 7 | 31 | 12 | 1060.9809 | 60.9809
2032 | 7 | 31 | 13 | 1078.5458 | 78.5458
2032 | 7 | 31 | 14 | 1086.9236 | 86.9236
2032 | 7 | 31 | 15 | 1090.5394 | 90.5394
2032 | 7 | 31 | 16 | 1093.9834 | 93.9834
2032 | 7 | 31 | 17 | 1089.0436 | 89.0436
2032 | 7 | 31 | 18 | 1067.8796 | 67.8796
2032 | 7 | 31 | 19 | 1029.1992 | 29.1992
2032 | 7 | 31 | 20 | 986.1006 | 0
2032 | 7 | 31 | 21 | 976.8811 | 0
2032 | 7 | 31 | 22 | 945.3712 | 0
2032 | 7 | 31 | 23 | 910.3312 | 0
2032 | 8 | 1 | 0 | 864.9603 | 0
2032 | 8 | 1 | 1 | 811.7255 | 0
2032 | 8 | 1 | 2 | 758.4907 | 0
2032 | 8 | 1 | 3 | 734.0134 | 0
2032 | 8 | 1 | 4 | 716.2176 | 0
2032 | 8 | 1 | 5 | 711.8116 | 0
2032 | 8 | 1 | 6 | 712.9416 | 0
2032 | 8 | 1 | 7 | 725.2685 | 0
2032 | 8 | 1 | 8 | 772.8244 | 0
2032 | 8 | 1 | 9 | 820.3802 | 0
2032 | 8 | 1 | 10 | 880.366 | 0
2032 | 8 | 1 | 11 | 929.1489 | 0
2032 | 8 | 1 | 12 | 963.6157 | 0
2032 | 8 | 1 | 13 | 978.3776 | 0
2032 | 8 | 1 | 14 | 986.294 | 0
2032 | 8 | 1 | 15 | 992.7538 | 0
2032 | 8 | 1 | 16 | 1001.8059 | 1.8059
2032 | 8 | 1 | 17 | 999.6485 | 0
2032 | 8 | 1 | 18 | 979.8311 | 0
2032 | 8 | 1 | 19 | 953.3786 | 0
2032 | 8 | 1 | 20 | 923.5279 | 0
2032 | 8 | 1 | 21 | 922.9306 | 0
2032 | 8 | 1 | 22 | 883.7965 | 0
2032 | 8 | 1 | 23 | 837.5039 | 0
2032 | 8 | 2 | 0 | 783.5953 | 0
2032 | 8 | 2 | 1 | 763.6053 | 0
2032 | 8 | 2 | 2 | 738.4228 | 0
2032 | 8 | 2 | 3 | 725.2706 | 0
2032 | 8 | 2 | 4 | 715.2268 | 0
2032 | 8 | 2 | 5 | 721.3263 | 0
2032 | 8 | 2 | 6 | 736.5334 | 0
2032 | 8 | 2 | 7 | 756.6521 | 0
2032 | 8 | 2 | 8 | 782.0076 | 0
2032 | 8 | 2 | 9 | 834.0508 | 0
2032 | 8 | 2 | 10 | 886.0939 | 0
2032 | 8 | 2 | 11 | 938.2391 | 0
2032 | 8 | 2 | 12 | 979.0529 | 0
2032 | 8 | 2 | 13 | 997.4826 | 0
2032 | 8 | 2 | 14 | 1003.4544 | 3.4544
2032 | 8 | 2 | 15 | 1005.7609 | 5.7609
2032 | 8 | 2 | 16 | 1016.5551 | 16.5551
2032 | 8 | 2 | 17 | 1026.6698 | 26.6698
2032 | 8 | 2 | 18 | 1009.1078 | 9.1078
2032 | 8 | 2 | 19 | 985.0346 | 0
2032 | 8 | 2 | 20 | 968.8975 | 0
2032 | 8 | 2 | 21 | 966.6204 | 0
2032 | 8 | 2 | 22 | 926.9506 | 0
2032 | 8 | 2 | 23 | 886.1154 | 0
2032 | 8 | 3 | 0 | 831.6813 | 0
2032 | 8 | 3 | 1 | 824.8292 | 0
2032 | 8 | 3 | 2 | 795.2845 | 0
2032 | 8 | 3 | 3 | 778.2031 | 0
2032 | 8 | 3 | 4 | 769.2112 | 0
2032 | 8 | 3 | 5 | 785.2752 | 0
2032 | 8 | 3 | 6 | 822.0712 | 0
2032 | 8 | 3 | 7 | 880.1884 | 0
2032 | 8 | 3 | 8 | 935.4991 | 0
2032 | 8 | 3 | 9 | 989.4968 | 0
2032 | 8 | 3 | 10 | 1036.6892 | 36.6892
2032 | 8 | 3 | 11 | 1083.0409 | 83.0409
2032 | 8 | 3 | 12 | 1119.0899 | 119.0899
2032 | 8 | 3 | 13 | 1145.2562 | 145.2562
2032 | 8 | 3 | 14 | 1158.5126 | 158.5126
2032 | 8 | 3 | 15 | 1167.2051 | 167.2051
2032 | 8 | 3 | 16 | 1166.8292 | 166.8292
2032 | 8 | 3 | 17 | 1161.1292 | 161.1292
2032 | 8 | 3 | 18 | 1141.8795 | 141.8795
2032 | 8 | 3 | 19 | 1104.909 | 104.909
2032 | 8 | 3 | 20 | 1067.908 | 67.908
2032 | 8 | 3 | 21 | 1038.7751 | 38.7751
2032 | 8 | 3 | 22 | 977.3549 | 0
2032 | 8 | 3 | 23 | 921.0098 | 0
2032 | 8 | 4 | 0 | 865.7567 | 0
2032 | 8 | 4 | 1 | 825.6837 | 0
2032 | 8 | 4 | 2 | 785.6106 | 0
2032 | 8 | 4 | 3 | 770.2234 | 0
2032 | 8 | 4 | 4 | 762.1498 | 0
2032 | 8 | 4 | 5 | 777.1828 | 0
2032 | 8 | 4 | 6 | 809.7788 | 0
2032 | 8 | 4 | 7 | 853.5445 | 0
2032 | 8 | 4 | 8 | 885.9467 | 0
2032 | 8 | 4 | 9 | 926.4602 | 0
2032 | 8 | 4 | 10 | 956.4924 | 0
2032 | 8 | 4 | 11 | 988.3926 | 0
2032 | 8 | 4 | 12 | 1027.0132 | 27.0132
2032 | 8 | 4 | 13 | 1042.0864 | 42.0864
2032 | 8 | 4 | 14 | 1046.765 | 46.765
2032 | 8 | 4 | 15 | 1050.3993 | 50.3993
2032 | 8 | 4 | 16 | 1051.9197 | 51.9197
2032 | 8 | 4 | 17 | 1050.5525 | 50.5525
2032 | 8 | 4 | 18 | 1041.2312 | 41.2312
2032 | 8 | 4 | 19 | 1002.9504 | 2.9504
2032 | 8 | 4 | 20 | 972.9532 | 0
2032 | 8 | 4 | 21 | 955.8656 | 0
2032 | 8 | 4 | 22 | 909.3606 | 0
2032 | 8 | 4 | 23 | 866.9392 | 0
2032 | 8 | 5 | 0 | 816.8835 | 0
2032 | 8 | 5 | 1 | 779.409 | 0
2032 | 8 | 5 | 2 | 741.9346 | 0
2032 | 8 | 5 | 3 | 729.6912 | 0
2032 | 8 | 5 | 4 | 724.909 | 0
2032 | 8 | 5 | 5 | 742.0473 | 0
2032 | 8 | 5 | 6 | 783.229 | 0
2032 | 8 | 5 | 7 | 833.5506 | 0
2032 | 8 | 5 | 8 | 871.6084 | 0
2032 | 8 | 5 | 9 | 932.829 | 0
2032 | 8 | 5 | 10 | 973.736 | 0
2032 | 8 | 5 | 11 | 1008.3642 | 8.3642
2032 | 8 | 5 | 12 | 1034.0756 | 34.0756
2032 | 8 | 5 | 13 | 1056.3378 | 56.3378
2032 | 8 | 5 | 14 | 1067.5039 | 67.5039
2032 | 8 | 5 | 15 | 1078.4837 | 78.4837
2032 | 8 | 5 | 16 | 1086.4503 | 86.4503
2032 | 8 | 5 | 17 | 1082.704 | 82.704
2032 | 8 | 5 | 18 | 1055.8121 | 55.8121
2032 | 8 | 5 | 19 | 1012.5044 | 12.5044
2032 | 8 | 5 | 20 | 972.8987 | 0
2032 | 8 | 5 | 21 | 960.0254 | 0
2032 | 8 | 5 | 22 | 908.3534 | 0
2032 | 8 | 5 | 23 | 861.5831 | 0
2032 | 8 | 6 | 0 | 805.5543 | 0
2032 | 8 | 6 | 1 | 783.3336 | 0
2032 | 8 | 6 | 2 | 760.3088 | 0
2032 | 8 | 6 | 3 | 749.0663 | 0
2032 | 8 | 6 | 4 | 743.8309 | 0
2032 | 8 | 6 | 5 | 761.1948 | 0
2032 | 8 | 6 | 6 | 801.8008 | 0
2032 | 8 | 6 | 7 | 850.1528 | 0
2032 | 8 | 6 | 8 | 886.4748 | 0
2032 | 8 | 6 | 9 | 933.7138 | 0
2032 | 8 | 6 | 10 | 975.6494 | 0
2032 | 8 | 6 | 11 | 1010.8938 | 10.8938
2032 | 8 | 6 | 12 | 1035.2601 | 35.2601
2032 | 8 | 6 | 13 | 1052.6201 | 52.6201
2032 | 8 | 6 | 14 | 1059.0414 | 59.0414
2032 | 8 | 6 | 15 | 1059.7248 | 59.7248
2032 | 8 | 6 | 16 | 1068.9865 | 68.9865
2032 | 8 | 6 | 17 | 1063.5021 | 63.5021
2032 | 8 | 6 | 18 | 1032.0375 | 32.0375
2032 | 8 | 6 | 19 | 988.1158 | 0
2032 | 8 | 6 | 20 | 950.938 | 0
2032 | 8 | 6 | 21 | 935.411 | 0
2032 | 8 | 6 | 22 | 891.6014 | 0
2032 | 8 | 6 | 23 | 850.829 | 0
2032 | 8 | 7 | 0 | 810.7474 | 0
2032 | 8 | 7 | 1 | 759.7989 | 0
2032 | 8 | 7 | 2 | 708.8505 | 0
2032 | 8 | 7 | 3 | 695.3537 | 0
2032 | 8 | 7 | 4 | 686.0473 | 0
2032 | 8 | 7 | 5 | 684.9064 | 0
2032 | 8 | 7 | 6 | 692.0823 | 0
2032 | 8 | 7 | 7 | 704.4642 | 0
2032 | 8 | 7 | 8 | 743.8649 | 0
2032 | 8 | 7 | 9 | 783.2657 | 0
2032 | 8 | 7 | 10 | 821.3805 | 0
2032 | 8 | 7 | 11 | 855.4218 | 0
2032 | 8 | 7 | 12 | 876.0043 | 0
2032 | 8 | 7 | 13 | 886.3679 | 0
2032 | 8 | 7 | 14 | 893.205 | 0
2032 | 8 | 7 | 15 | 901.4466 | 0
2032 | 8 | 7 | 16 | 910.901 | 0
2032 | 8 | 7 | 17 | 910.812 | 0
2032 | 8 | 7 | 18 | 891.9494 | 0
2032 | 8 | 7 | 19 | 848.7321 | 0
2032 | 8 | 7 | 20 | 816.3138 | 0
2032 | 8 | 7 | 21 | 815.1358 | 0
2032 | 8 | 7 | 22 | 792.4228 | 0
2032 | 8 | 7 | 23 | 767.7466 | 0
2032 | 8 | 8 | 0 | 739.2902 | 0
2032 | 8 | 8 | 1 | 693.6268 | 0
2032 | 8 | 8 | 2 | 647.9635 | 0
2032 | 8 | 8 | 3 | 636.4919 | 0
2032 | 8 | 8 | 4 | 628.5264 | 0
2032 | 8 | 8 | 5 | 628.1495 | 0
2032 | 8 | 8 | 6 | 631.1888 | 0
2032 | 8 | 8 | 7 | 636.8473 | 0
2032 | 8 | 8 | 8 | 667.8049 | 0
2032 | 8 | 8 | 9 | 698.7624 | 0
2032 | 8 | 8 | 10 | 739.8916 | 0
2032 | 8 | 8 | 11 | 771.6988 | 0
2032 | 8 | 8 | 12 | 795.1873 | 0
2032 | 8 | 8 | 13 | 803.4718 | 0
2032 | 8 | 8 | 14 | 807.5738 | 0
2032 | 8 | 8 | 15 | 815.9564 | 0
2032 | 8 | 8 | 16 | 829.0132 | 0
2032 | 8 | 8 | 17 | 836.8549 | 0
2032 | 8 | 8 | 18 | 819.7149 | 0
2032 | 8 | 8 | 19 | 792.9043 | 0
2032 | 8 | 8 | 20 | 777.5059 | 0
2032 | 8 | 8 | 21 | 779.4443 | 0
2032 | 8 | 8 | 22 | 756.065 | 0
2032 | 8 | 8 | 23 | 729.521 | 0
2032 | 8 | 9 | 0 | 692.5736 | 0
2032 | 8 | 9 | 1 | 720.4017 | 0
2032 | 8 | 9 | 2 | 704.1216 | 0
2032 | 8 | 9 | 3 | 696.9428 | 0
2032 | 8 | 9 | 4 | 694.3623 | 0
2032 | 8 | 9 | 5 | 712.8122 | 0
2032 | 8 | 9 | 6 | 754.0808 | 0
2032 | 8 | 9 | 7 | 799.4845 | 0
2032 | 8 | 9 | 8 | 829.1343 | 0
2032 | 8 | 9 | 9 | 878.4751 | 0
2032 | 8 | 9 | 10 | 923.0633 | 0
2032 | 8 | 9 | 11 | 953.7419 | 0
2032 | 8 | 9 | 12 | 977.6292 | 0
2032 | 8 | 9 | 13 | 995.1444 | 0
2032 | 8 | 9 | 14 | 1001.4788 | 1.4788
2032 | 8 | 9 | 15 | 1006.7084 | 6.7084
2032 | 8 | 9 | 16 | 1011.9435 | 11.9435
2032 | 8 | 9 | 17 | 1005.6772 | 5.6772
2032 | 8 | 9 | 18 | 988.061 | 0
2032 | 8 | 9 | 19 | 949.6479 | 0
2032 | 8 | 9 | 20 | 930.888 | 0
2032 | 8 | 9 | 21 | 916.2769 | 0
2032 | 8 | 9 | 22 | 869.2542 | 0
2032 | 8 | 9 | 23 | 828.595 | 0
2032 | 8 | 10 | 0 | 780.1892 | 0
2032 | 8 | 10 | 1 | 773.1793 | 0
2032 | 8 | 10 | 2 | 750.4616 | 0
2032 | 8 | 10 | 3 | 739.035 | 0
2032 | 8 | 10 | 4 | 732.9773 | 0
2032 | 8 | 10 | 5 | 750.2774 | 0
2032 | 8 | 10 | 6 | 786.1795 | 0
2032 | 8 | 10 | 7 | 835.9622 | 0
2032 | 8 | 10 | 8 | 876.2979 | 0
2032 | 8 | 10 | 9 | 916.1253 | 0
2032 | 8 | 10 | 10 | 954.4881 | 0
2032 | 8 | 10 | 11 | 995.2164 | 0
2032 | 8 | 10 | 12 | 1026.9348 | 26.9348
2032 | 8 | 10 | 13 | 1045.735 | 45.735
2032 | 8 | 10 | 14 | 1053.3451 | 53.3451
2032 | 8 | 10 | 15 | 1056.574 | 56.574
2032 | 8 | 10 | 16 | 1050.0059 | 50.0059
2032 | 8 | 10 | 17 | 1042.4346 | 42.4346
2032 | 8 | 10 | 18 | 1022.1308 | 22.1308
2032 | 8 | 10 | 19 | 986.2517 | 0
2032 | 8 | 10 | 20 | 976.7276 | 0
2032 | 8 | 10 | 21 | 954.6093 | 0
2032 | 8 | 10 | 22 | 904.4099 | 0
2032 | 8 | 10 | 23 | 854.7677 | 0
2032 | 8 | 11 | 0 | 808.1873 | 0
2032 | 8 | 11 | 1 | 789.8307 | 0
2032 | 8 | 11 | 2 | 771.4741 | 0
2032 | 8 | 11 | 3 | 757.6778 | 0
2032 | 8 | 11 | 4 | 750.2174 | 0
2032 | 8 | 11 | 5 | 762.6239 | 0
2032 | 8 | 11 | 6 | 796.0408 | 0
2032 | 8 | 11 | 7 | 842.4801 | 0
2032 | 8 | 11 | 8 | 890.7774 | 0
2032 | 8 | 11 | 9 | 943.1093 | 0
2032 | 8 | 11 | 10 | 986.1789 | 0
2032 | 8 | 11 | 11 | 1024.8568 | 24.8568
2032 | 8 | 11 | 12 | 1065.336 | 65.336
2032 | 8 | 11 | 13 | 1087.5257 | 87.5257
2032 | 8 | 11 | 14 | 1101.2575 | 101.2575
2032 | 8 | 11 | 15 | 1114.0404 | 114.0404
2032 | 8 | 11 | 16 | 1122.6569 | 122.6569
2032 | 8 | 11 | 17 | 1117.1729 | 117.1729
2032 | 8 | 11 | 18 | 1092.4248 | 92.4248
2032 | 8 | 11 | 19 | 1038.2997 | 38.2997
2032 | 8 | 11 | 20 | 998.0317 | 0
2032 | 8 | 11 | 21 | 975.7404 | 0
2032 | 8 | 11 | 22 | 926.1633 | 0
2032 | 8 | 11 | 23 | 878.7832 | 0
2032 | 8 | 12 | 0 | 828.1209 | 0
2032 | 8 | 12 | 1 | 789.9662 | 0
2032 | 8 | 12 | 2 | 764.5255 | 0
2032 | 8 | 12 | 3 | 739.0848 | 0
2032 | 8 | 12 | 4 | 732.528 | 0
2032 | 8 | 12 | 5 | 744.6283 | 0
2032 | 8 | 12 | 6 | 777.1812 | 0
2032 | 8 | 12 | 7 | 813.7764 | 0
2032 | 8 | 12 | 8 | 836.1421 | 0
2032 | 8 | 12 | 9 | 880.7567 | 0
2032 | 8 | 12 | 10 | 906.4553 | 0
2032 | 8 | 12 | 11 | 928.9537 | 0
2032 | 8 | 12 | 12 | 943.9879 | 0
2032 | 8 | 12 | 13 | 956.7506 | 0
2032 | 8 | 12 | 14 | 960.7234 | 0
2032 | 8 | 12 | 15 | 963.7073 | 0
2032 | 8 | 12 | 16 | 962.3237 | 0
2032 | 8 | 12 | 17 | 953.759 | 0
2032 | 8 | 12 | 18 | 927.9832 | 0
2032 | 8 | 12 | 19 | 888.6135 | 0
2032 | 8 | 12 | 20 | 867.6157 | 0
2032 | 8 | 12 | 21 | 854.2043 | 0
2032 | 8 | 12 | 22 | 813.1378 | 0
2032 | 8 | 12 | 23 | 781.6947 | 0
2032 | 8 | 13 | 0 | 738.7465 | 0
2032 | 8 | 13 | 1 | 716.5962 | 0
2032 | 8 | 13 | 2 | 694.4458 | 0
2032 | 8 | 13 | 3 | 686.3059 | 0
2032 | 8 | 13 | 4 | 684.7023 | 0
2032 | 8 | 13 | 5 | 701.4902 | 0
2032 | 8 | 13 | 6 | 739.9891 | 0
2032 | 8 | 13 | 7 | 780.3162 | 0
2032 | 8 | 13 | 8 | 804.773 | 0
2032 | 8 | 13 | 9 | 846.7657 | 0
2032 | 8 | 13 | 10 | 881.825 | 0
2032 | 8 | 13 | 11 | 907.5428 | 0
2032 | 8 | 13 | 12 | 925.3346 | 0
2032 | 8 | 13 | 13 | 938.3604 | 0
2032 | 8 | 13 | 14 | 941.6154 | 0
2032 | 8 | 13 | 15 | 947.9386 | 0
2032 | 8 | 13 | 16 | 950.438 | 0
2032 | 8 | 13 | 17 | 944.5953 | 0
2032 | 8 | 13 | 18 | 923.3391 | 0
2032 | 8 | 13 | 19 | 882.1097 | 0
2032 | 8 | 13 | 20 | 856.8358 | 0
2032 | 8 | 13 | 21 | 837.9779 | 0
2032 | 8 | 13 | 22 | 808.119 | 0
2032 | 8 | 13 | 23 | 778.8559 | 0
2032 | 8 | 14 | 0 | 741.391 | 0
2032 | 8 | 14 | 1 | 700.7517 | 0
2032 | 8 | 14 | 2 | 660.1124 | 0
2032 | 8 | 14 | 3 | 651.3579 | 0
2032 | 8 | 14 | 4 | 645.5133 | 0
2032 | 8 | 14 | 5 | 648.2502 | 0
2032 | 8 | 14 | 6 | 659.3263 | 0
2032 | 8 | 14 | 7 | 671.6345 | 0
2032 | 8 | 14 | 8 | 709.7973 | 0
2032 | 8 | 14 | 9 | 747.96 | 0
2032 | 8 | 14 | 10 | 784.1067 | 0
2032 | 8 | 14 | 11 | 815.8268 | 0
2032 | 8 | 14 | 12 | 835.2643 | 0
2032 | 8 | 14 | 13 | 845.6914 | 0
2032 | 8 | 14 | 14 | 853.2021 | 0
2032 | 8 | 14 | 15 | 862.2874 | 0
2032 | 8 | 14 | 16 | 871.8779 | 0
2032 | 8 | 14 | 17 | 873.7045 | 0
2032 | 8 | 14 | 18 | 856.085 | 0
2032 | 8 | 14 | 19 | 817.1306 | 0
2032 | 8 | 14 | 20 | 792.8037 | 0
2032 | 8 | 14 | 21 | 784.6714 | 0
2032 | 8 | 14 | 22 | 758.9413 | 0
2032 | 8 | 14 | 23 | 736.3766 | 0
2032 | 8 | 15 | 0 | 710.236 | 0
2032 | 8 | 15 | 1 | 664.747 | 0
2032 | 8 | 15 | 2 | 645.1563 | 0
2032 | 8 | 15 | 3 | 633.6266 | 0
2032 | 8 | 15 | 4 | 626.0921 | 0
2032 | 8 | 15 | 5 | 626.6398 | 0
2032 | 8 | 15 | 6 | 630.6327 | 0
2032 | 8 | 15 | 7 | 633.2166 | 0
2032 | 8 | 15 | 8 | 667.272 | 0
2032 | 8 | 15 | 9 | 701.3274 | 0
2032 | 8 | 15 | 10 | 742.5728 | 0
2032 | 8 | 15 | 11 | 779.5381 | 0
2032 | 8 | 15 | 12 | 804.7823 | 0
2032 | 8 | 15 | 13 | 815.6494 | 0
2032 | 8 | 15 | 14 | 823.0543 | 0
2032 | 8 | 15 | 15 | 831.77 | 0
2032 | 8 | 15 | 16 | 842.3215 | 0
2032 | 8 | 15 | 17 | 848.7216 | 0
2032 | 8 | 15 | 18 | 835.5856 | 0
2032 | 8 | 15 | 19 | 809.6139 | 0
2032 | 8 | 15 | 20 | 803.7604 | 0
2032 | 8 | 15 | 21 | 800.455 | 0
2032 | 8 | 15 | 22 | 770.3863 | 0
2032 | 8 | 15 | 23 | 743.8123 | 0
2032 | 8 | 16 | 0 | 713.7635 | 0
2032 | 8 | 16 | 1 | 724.1503 | 0
2032 | 8 | 16 | 2 | 704.1308 | 0
2032 | 8 | 16 | 3 | 694.9114 | 0
2032 | 8 | 16 | 4 | 690.8208 | 0
2032 | 8 | 16 | 5 | 705.8066 | 0
2032 | 8 | 16 | 6 | 744.466 | 0
2032 | 8 | 16 | 7 | 792.7153 | 0
2032 | 8 | 16 | 8 | 840.2387 | 0
2032 | 8 | 16 | 9 | 903.0418 | 0
2032 | 8 | 16 | 10 | 956.0927 | 0
2032 | 8 | 16 | 11 | 992.9389 | 0
2032 | 8 | 16 | 12 | 1020.1197 | 20.1197
2032 | 8 | 16 | 13 | 1040.346 | 40.346
2032 | 8 | 16 | 14 | 1054.2972 | 54.2972
2032 | 8 | 16 | 15 | 1068.5095 | 68.5095
2032 | 8 | 16 | 16 | 1082.9116 | 82.9116
2032 | 8 | 16 | 17 | 1082.6489 | 82.6489
2032 | 8 | 16 | 18 | 1055.0985 | 55.0985
2032 | 8 | 16 | 19 | 1005.957 | 5.957
2032 | 8 | 16 | 20 | 981.3534 | 0
2032 | 8 | 16 | 21 | 961.7053 | 0
2032 | 8 | 16 | 22 | 910.202 | 0
2032 | 8 | 16 | 23 | 862.6734 | 0
2032 | 8 | 17 | 0 | 806.8437 | 0
2032 | 8 | 17 | 1 | 761.2825 | 0
2032 | 8 | 17 | 2 | 738.8526 | 0
2032 | 8 | 17 | 3 | 727.9949 | 0
2032 | 8 | 17 | 4 | 722.3311 | 0
2032 | 8 | 17 | 5 | 739.0839 | 0
2032 | 8 | 17 | 6 | 776.0485 | 0
2032 | 8 | 17 | 7 | 826.1334 | 0
2032 | 8 | 17 | 8 | 869.8975 | 0
2032 | 8 | 17 | 9 | 914.3963 | 0
2032 | 8 | 17 | 10 | 951.1565 | 0
2032 | 8 | 17 | 11 | 986.2346 | 0
2032 | 8 | 17 | 12 | 1012.632 | 12.632
2032 | 8 | 17 | 13 | 1028.5049 | 28.5049
2032 | 8 | 17 | 14 | 1032.1846 | 32.1846
2032 | 8 | 17 | 15 | 1036.2671 | 36.2671
2032 | 8 | 17 | 16 | 1029.3157 | 29.3157
2032 | 8 | 17 | 17 | 1021.9442 | 21.9442
2032 | 8 | 17 | 18 | 998.6449 | 0
2032 | 8 | 17 | 19 | 959.2586 | 0
2032 | 8 | 17 | 20 | 951.8448 | 0
2032 | 8 | 17 | 21 | 923.8938 | 0
2032 | 8 | 17 | 22 | 874.2597 | 0
2032 | 8 | 17 | 23 | 827.1608 | 0
2032 | 8 | 18 | 0 | 782.8973 | 0
2032 | 8 | 18 | 1 | 794.6994 | 0
2032 | 8 | 18 | 2 | 771.512 | 0
2032 | 8 | 18 | 3 | 757.8601 | 0
2032 | 8 | 18 | 4 | 750.8625 | 0
2032 | 8 | 18 | 5 | 765.8395 | 0
2032 | 8 | 18 | 6 | 801.2406 | 0
2032 | 8 | 18 | 7 | 849.1478 | 0
2032 | 8 | 18 | 8 | 901.673 | 0
2032 | 8 | 18 | 9 | 960.3737 | 0
2032 | 8 | 18 | 10 | 1010.2708 | 10.2708
2032 | 8 | 18 | 11 | 1055.2152 | 55.2152
2032 | 8 | 18 | 12 | 1099.4822 | 99.4822
2032 | 8 | 18 | 13 | 1127.4747 | 127.4747
2032 | 8 | 18 | 14 | 1150.0652 | 150.0652
2032 | 8 | 18 | 15 | 1169.7127 | 169.7127
2032 | 8 | 18 | 16 | 1187.2088 | 187.2088
2032 | 8 | 18 | 17 | 1185.8375 | 185.8375
2032 | 8 | 18 | 18 | 1162.0736 | 162.0736
2032 | 8 | 18 | 19 | 1103.6661 | 103.6661
2032 | 8 | 18 | 20 | 1071.577 | 71.577
2032 | 8 | 18 | 21 | 1036.6606 | 36.6606
2032 | 8 | 18 | 22 | 985.4063 | 0
2032 | 8 | 18 | 23 | 930.3071 | 0
2032 | 8 | 19 | 0 | 872.2906 | 0
2032 | 8 | 19 | 1 | 830.4711 | 0
2032 | 8 | 19 | 2 | 801.196 | 0
2032 | 8 | 19 | 3 | 784.1994 | 0
2032 | 8 | 19 | 4 | 776.0026 | 0
2032 | 8 | 19 | 5 | 792.4571 | 0
2032 | 8 | 19 | 6 | 834.4835 | 0
2032 | 8 | 19 | 7 | 881.6212 | 0
2032 | 8 | 19 | 8 | 925.084 | 0
2032 | 8 | 19 | 9 | 993.1876 | 0
2032 | 8 | 19 | 10 | 1040.5047 | 40.5047
2032 | 8 | 19 | 11 | 1079.6784 | 79.6784
2032 | 8 | 19 | 12 | 1111.1379 | 111.1379
2032 | 8 | 19 | 13 | 1135.3545 | 135.3545
2032 | 8 | 19 | 14 | 1147.7325 | 147.7325
2032 | 8 | 19 | 15 | 1153.191 | 153.191
2032 | 8 | 19 | 16 | 1160.3343 | 160.3343
2032 | 8 | 19 | 17 | 1159.8689 | 159.8689
2032 | 8 | 19 | 18 | 1125.6998 | 125.6998
2032 | 8 | 19 | 19 | 1078.7911 | 78.7911
2032 | 8 | 19 | 20 | 1061.0897 | 61.0897
2032 | 8 | 19 | 21 | 1032.6418 | 32.6418
2032 | 8 | 19 | 22 | 976.3732 | 0
2032 | 8 | 19 | 23 | 926.2203 | 0
2032 | 8 | 20 | 0 | 864.3441 | 0
2032 | 8 | 20 | 1 | 823.2135 | 0
2032 | 8 | 20 | 2 | 795.6753 | 0
2032 | 8 | 20 | 3 | 781.4052 | 0
2032 | 8 | 20 | 4 | 774.6844 | 0
2032 | 8 | 20 | 5 | 791.2152 | 0
2032 | 8 | 20 | 6 | 830.7871 | 0
2032 | 8 | 20 | 7 | 868.8947 | 0
2032 | 8 | 20 | 8 | 898.5501 | 0
2032 | 8 | 20 | 9 | 954.8634 | 0
2032 | 8 | 20 | 10 | 994.3796 | 0
2032 | 8 | 20 | 11 | 1023.6883 | 23.6883
2032 | 8 | 20 | 12 | 1045.749 | 45.749
2032 | 8 | 20 | 13 | 1057.7057 | 57.7057
2032 | 8 | 20 | 14 | 1057.514 | 57.514
2032 | 8 | 20 | 15 | 1058.4402 | 58.4402
2032 | 8 | 20 | 16 | 1056.247 | 56.247
2032 | 8 | 20 | 17 | 1044.9433 | 44.9433
2032 | 8 | 20 | 18 | 1011.2776 | 11.2776
2032 | 8 | 20 | 19 | 972.5163 | 0
2032 | 8 | 20 | 20 | 970.256 | 0
2032 | 8 | 20 | 21 | 943.8577 | 0
2032 | 8 | 20 | 22 | 906.2415 | 0
2032 | 8 | 20 | 23 | 871.0394 | 0
2032 | 8 | 21 | 0 | 820.59 | 0
2032 | 8 | 21 | 1 | 773.117 | 0
2032 | 8 | 21 | 2 | 725.644 | 0
2032 | 8 | 21 | 3 | 712.0584 | 0
2032 | 8 | 21 | 4 | 704.1263 | 0
2032 | 8 | 21 | 5 | 705.6429 | 0
2032 | 8 | 21 | 6 | 719.3261 | 0
2032 | 8 | 21 | 7 | 730.0624 | 0
2032 | 8 | 21 | 8 | 759.8281 | 0
2032 | 8 | 21 | 9 | 825.3697 | 0
2032 | 8 | 21 | 10 | 874.4995 | 0
2032 | 8 | 21 | 11 | 914.999 | 0
2032 | 8 | 21 | 12 | 940.8641 | 0
2032 | 8 | 21 | 13 | 951.7871 | 0
2032 | 8 | 21 | 14 | 955.8019 | 0
2032 | 8 | 21 | 15 | 959.7229 | 0
2032 | 8 | 21 | 16 | 962.9419 | 0
2032 | 8 | 21 | 17 | 958.7581 | 0
2032 | 8 | 21 | 18 | 930.7762 | 0
2032 | 8 | 21 | 19 | 893.4344 | 0
2032 | 8 | 21 | 20 | 881.442 | 0
2032 | 8 | 21 | 21 | 862.2008 | 0
2032 | 8 | 21 | 22 | 832.41 | 0
2032 | 8 | 21 | 23 | 803.5263 | 0
2032 | 8 | 22 | 0 | 759.4156 | 0
2032 | 8 | 22 | 1 | 732.5899 | 0
2032 | 8 | 22 | 2 | 706.2801 | 0
2032 | 8 | 22 | 3 | 689.2249 | 0
2032 | 8 | 22 | 4 | 677.6892 | 0
2032 | 8 | 22 | 5 | 677.2441 | 0
2032 | 8 | 22 | 6 | 681.8338 | 0
2032 | 8 | 22 | 7 | 684.7093 | 0
2032 | 8 | 22 | 8 | 712.756 | 0
2032 | 8 | 22 | 9 | 769.9765 | 0
2032 | 8 | 22 | 10 | 827.197 | 0
2032 | 8 | 22 | 11 | 871.6759 | 0
2032 | 8 | 22 | 12 | 903.2501 | 0
2032 | 8 | 22 | 13 | 919.1766 | 0
2032 | 8 | 22 | 14 | 930.265 | 0
2032 | 8 | 22 | 15 | 941.4089 | 0
2032 | 8 | 22 | 16 | 952.9313 | 0
2032 | 8 | 22 | 17 | 955.9983 | 0
2032 | 8 | 22 | 18 | 929.8391 | 0
2032 | 8 | 22 | 19 | 896.4952 | 0
2032 | 8 | 22 | 20 | 892.707 | 0
2032 | 8 | 22 | 21 | 877.8759 | 0
2032 | 8 | 22 | 22 | 838.9013 | 0
2032 | 8 | 22 | 23 | 802.7572 | 0
2032 | 8 | 23 | 0 | 753.9859 | 0
2032 | 8 | 23 | 1 | 741.5179 | 0
2032 | 8 | 23 | 2 | 721.8291 | 0
2032 | 8 | 23 | 3 | 713.4949 | 0
2032 | 8 | 23 | 4 | 709.6021 | 0
2032 | 8 | 23 | 5 | 727.8902 | 0
2032 | 8 | 23 | 6 | 770.1606 | 0
2032 | 8 | 23 | 7 | 811.8891 | 0
2032 | 8 | 23 | 8 | 848.0741 | 0
2032 | 8 | 23 | 9 | 898.2433 | 0
2032 | 8 | 23 | 10 | 942.9002 | 0
2032 | 8 | 23 | 11 | 972.2471 | 0
2032 | 8 | 23 | 12 | 992.7613 | 0
2032 | 8 | 23 | 13 | 1005.5848 | 5.5848
2032 | 8 | 23 | 14 | 1009.7429 | 9.7429
2032 | 8 | 23 | 15 | 1012.5605 | 12.5605
2032 | 8 | 23 | 16 | 1013.0061 | 13.0061
2032 | 8 | 23 | 17 | 1005.9725 | 5.9725
2032 | 8 | 23 | 18 | 968.7692 | 0
2032 | 8 | 23 | 19 | 925.8641 | 0
2032 | 8 | 23 | 20 | 915.456 | 0
2032 | 8 | 23 | 21 | 885.3543 | 0
2032 | 8 | 23 | 22 | 841.0365 | 0
2032 | 8 | 23 | 23 | 801.076 | 0
2032 | 8 | 24 | 0 | 754.6786 | 0
2032 | 8 | 24 | 1 | 742.4666 | 0
2032 | 8 | 24 | 2 | 720.6904 | 0
2032 | 8 | 24 | 3 | 710.5225 | 0
2032 | 8 | 24 | 4 | 706.202 | 0
2032 | 8 | 24 | 5 | 725.2306 | 0
2032 | 8 | 24 | 6 | 764.8901 | 0
2032 | 8 | 24 | 7 | 812.8986 | 0
2032 | 8 | 24 | 8 | 858.0909 | 0
2032 | 8 | 24 | 9 | 901.7606 | 0
2032 | 8 | 24 | 10 | 941.1282 | 0
2032 | 8 | 24 | 11 | 978.6253 | 0
2032 | 8 | 24 | 12 | 1006.6764 | 6.6764
2032 | 8 | 24 | 13 | 1025.7122 | 25.7122
2032 | 8 | 24 | 14 | 1036.6359 | 36.6359
2032 | 8 | 24 | 15 | 1045.5116 | 45.5116
2032 | 8 | 24 | 16 | 1044.1043 | 44.1043
2032 | 8 | 24 | 17 | 1035.6818 | 35.6818
2032 | 8 | 24 | 18 | 1003.8927 | 3.8927
2032 | 8 | 24 | 19 | 957.4212 | 0
2032 | 8 | 24 | 20 | 946.61 | 0
2032 | 8 | 24 | 21 | 908.8354 | 0
2032 | 8 | 24 | 22 | 854.7161 | 0
2032 | 8 | 24 | 23 | 805.0778 | 0
2032 | 8 | 25 | 0 | 760.6293 | 0
2032 | 8 | 25 | 1 | 732.7179 | 0
2032 | 8 | 25 | 2 | 711.2574 | 0
2032 | 8 | 25 | 3 | 700.013 | 0
2032 | 8 | 25 | 4 | 694.981 | 0
2032 | 8 | 25 | 5 | 711.9701 | 0
2032 | 8 | 25 | 6 | 750.5045 | 0
2032 | 8 | 25 | 7 | 788.1224 | 0
2032 | 8 | 25 | 8 | 822.7576 | 0
2032 | 8 | 25 | 9 | 856.7916 | 0
2032 | 8 | 25 | 10 | 891.1145 | 0
2032 | 8 | 25 | 11 | 920.2433 | 0
2032 | 8 | 25 | 12 | 952.4382 | 0
2032 | 8 | 25 | 13 | 968.1161 | 0
2032 | 8 | 25 | 14 | 977.331 | 0
2032 | 8 | 25 | 15 | 985.4042 | 0
2032 | 8 | 25 | 16 | 992.8345 | 0
2032 | 8 | 25 | 17 | 987.1675 | 0
2032 | 8 | 25 | 18 | 957.6619 | 0
2032 | 8 | 25 | 19 | 913.1225 | 0
2032 | 8 | 25 | 20 | 911.0643 | 0
2032 | 8 | 25 | 21 | 881.3347 | 0
2032 | 8 | 25 | 22 | 840.6821 | 0
2032 | 8 | 25 | 23 | 796.9423 | 0
2032 | 8 | 26 | 0 | 751.2341 | 0
2032 | 8 | 26 | 1 | 715.2155 | 0
2032 | 8 | 26 | 2 | 693.1634 | 0
2032 | 8 | 26 | 3 | 671.1114 | 0
2032 | 8 | 26 | 4 | 669.5327 | 0
2032 | 8 | 26 | 5 | 687.5415 | 0
2032 | 8 | 26 | 6 | 729.9147 | 0
2032 | 8 | 26 | 7 | 772.0403 | 0
2032 | 8 | 26 | 8 | 803.3967 | 0
2032 | 8 | 26 | 9 | 847.8938 | 0
2032 | 8 | 26 | 10 | 883.0554 | 0
2032 | 8 | 26 | 11 | 912.2989 | 0
2032 | 8 | 26 | 12 | 931.8383 | 0
2032 | 8 | 26 | 13 | 951.0272 | 0
2032 | 8 | 26 | 14 | 963.2629 | 0
2032 | 8 | 26 | 15 | 974.4991 | 0
2032 | 8 | 26 | 16 | 986.8279 | 0
2032 | 8 | 26 | 17 | 983.7531 | 0
2032 | 8 | 26 | 18 | 951.3864 | 0
2032 | 8 | 26 | 19 | 908.3243 | 0
2032 | 8 | 26 | 20 | 899.7368 | 0
2032 | 8 | 26 | 21 | 872.0146 | 0
2032 | 8 | 26 | 22 | 829.0211 | 0
2032 | 8 | 26 | 23 | 787.2301 | 0
2032 | 8 | 27 | 0 | 745.5805 | 0
2032 | 8 | 27 | 1 | 721.5675 | 0
2032 | 8 | 27 | 2 | 702.291 | 0
2032 | 8 | 27 | 3 | 694.0975 | 0
2032 | 8 | 27 | 4 | 692.1227 | 0
2032 | 8 | 27 | 5 | 711.4693 | 0
2032 | 8 | 27 | 6 | 753.0739 | 0
2032 | 8 | 27 | 7 | 794.2951 | 0
2032 | 8 | 27 | 8 | 826.1565 | 0
2032 | 8 | 27 | 9 | 874.4338 | 0
2032 | 8 | 27 | 10 | 918.4859 | 0
2032 | 8 | 27 | 11 | 952.3788 | 0
2032 | 8 | 27 | 12 | 975.9516 | 0
2032 | 8 | 27 | 13 | 993.8935 | 0
2032 | 8 | 27 | 14 | 1004.2737 | 4.2737
2032 | 8 | 27 | 15 | 1007.3328 | 7.3328
2032 | 8 | 27 | 16 | 1015.6308 | 15.6308
2032 | 8 | 27 | 17 | 1004.7613 | 4.7613
2032 | 8 | 27 | 18 | 971.7126 | 0
2032 | 8 | 27 | 19 | 933.1846 | 0
2032 | 8 | 27 | 20 | 928.1095 | 0
2032 | 8 | 27 | 21 | 901.8284 | 0
2032 | 8 | 27 | 22 | 862.5255 | 0
2032 | 8 | 27 | 23 | 823.389 | 0
2032 | 8 | 28 | 0 | 778.768 | 0
2032 | 8 | 28 | 1 | 735.6773 | 0
2032 | 8 | 28 | 2 | 692.5867 | 0
2032 | 8 | 28 | 3 | 678.7351 | 0
2032 | 8 | 28 | 4 | 670.9795 | 0
2032 | 8 | 28 | 5 | 674.1222 | 0
2032 | 8 | 28 | 6 | 685.6467 | 0
2032 | 8 | 28 | 7 | 696.4436 | 0
2032 | 8 | 28 | 8 | 719.1399 | 0
2032 | 8 | 28 | 9 | 771.4443 | 0
2032 | 8 | 28 | 10 | 823.7487 | 0
2032 | 8 | 28 | 11 | 863.4037 | 0
2032 | 8 | 28 | 12 | 890.9247 | 0
2032 | 8 | 28 | 13 | 901.5778 | 0
2032 | 8 | 28 | 14 | 907.7973 | 0
2032 | 8 | 28 | 15 | 911.5773 | 0
2032 | 8 | 28 | 16 | 914.3574 | 0
2032 | 8 | 28 | 17 | 910.1168 | 0
2032 | 8 | 28 | 18 | 884.4757 | 0
2032 | 8 | 28 | 19 | 856.9728 | 0
2032 | 8 | 28 | 20 | 857.4766 | 0
2032 | 8 | 28 | 21 | 838.0515 | 0
2032 | 8 | 28 | 22 | 808.7661 | 0
2032 | 8 | 28 | 23 | 779.1759 | 0
2032 | 8 | 29 | 0 | 770.3773 | 0
2032 | 8 | 29 | 1 | 749.6347 | 0
2032 | 8 | 29 | 2 | 735.5964 | 0
2032 | 8 | 29 | 3 | 728.0497 | 0
2032 | 8 | 29 | 4 | 721.6591 | 0
2032 | 8 | 29 | 5 | 717.9913 | 0
2032 | 8 | 29 | 6 | 728.7849 | 0
2032 | 8 | 29 | 7 | 736.8023 | 0
2032 | 8 | 29 | 8 | 762.0651 | 0
2032 | 8 | 29 | 9 | 823.4974 | 0
2032 | 8 | 29 | 10 | 870.2636 | 0
2032 | 8 | 29 | 11 | 913.5002 | 0
2032 | 8 | 29 | 12 | 944.631 | 0
2032 | 8 | 29 | 13 | 958.7798 | 0
2032 | 8 | 29 | 14 | 968.0655 | 0
2032 | 8 | 29 | 15 | 975.4847 | 0
2032 | 8 | 29 | 16 | 987.2666 | 0
2032 | 8 | 29 | 17 | 996.154 | 0
2032 | 8 | 29 | 18 | 970.7743 | 0
2032 | 8 | 29 | 19 | 932.4896 | 0
2032 | 8 | 29 | 20 | 920.3813 | 0
2032 | 8 | 29 | 21 | 892.6761 | 0
2032 | 8 | 29 | 22 | 847.3667 | 0
2032 | 8 | 29 | 23 | 805.7744 | 0
2032 | 8 | 30 | 0 | 758.3745 | 0
2032 | 8 | 30 | 1 | 711.4966 | 0
2032 | 8 | 30 | 2 | 664.6188 | 0
2032 | 8 | 30 | 3 | 657.8227 | 0
2032 | 8 | 30 | 4 | 657.2381 | 0
2032 | 8 | 30 | 5 | 678.6407 | 0
2032 | 8 | 30 | 6 | 732.9471 | 0
2032 | 8 | 30 | 7 | 782.7797 | 0
2032 | 8 | 30 | 8 | 806.8723 | 0
2032 | 8 | 30 | 9 | 845.0916 | 0
2032 | 8 | 30 | 10 | 879.6818 | 0
2032 | 8 | 30 | 11 | 908.0301 | 0
2032 | 8 | 30 | 12 | 926.1289 | 0
2032 | 8 | 30 | 13 | 939.7767 | 0
2032 | 8 | 30 | 14 | 945.8677 | 0
2032 | 8 | 30 | 15 | 951.3392 | 0
2032 | 8 | 30 | 16 | 961.9385 | 0
2032 | 8 | 30 | 17 | 959.8331 | 0
2032 | 8 | 30 | 18 | 929.8622 | 0
2032 | 8 | 30 | 19 | 906.9244 | 0
2032 | 8 | 30 | 20 | 899.1015 | 0
2032 | 8 | 30 | 21 | 861.8887 | 0
2032 | 8 | 30 | 22 | 808.4981 | 0
2032 | 8 | 30 | 23 | 762.9741 | 0
2032 | 8 | 31 | 0 | 719.5125 | 0
2032 | 8 | 31 | 1 | 720.6127 | 0
2032 | 8 | 31 | 2 | 721.713 | 0
2032 | 8 | 31 | 3 | 712.3155 | 0
2032 | 8 | 31 | 4 | 710.7518 | 0
2032 | 8 | 31 | 5 | 730.6422 | 0
2032 | 8 | 31 | 6 | 778.4 | 0
2032 | 8 | 31 | 7 | 831.0509 | 0
2032 | 8 | 31 | 8 | 883.7017 | 0
2032 | 8 | 31 | 9 | 930.7387 | 0
2032 | 8 | 31 | 10 | 970.2752 | 0
2032 | 8 | 31 | 11 | 1011.142 | 11.142
2032 | 8 | 31 | 12 | 1042.872 | 42.872
2032 | 8 | 31 | 13 | 1067.9525 | 67.9525
2032 | 8 | 31 | 14 | 1081.1821 | 81.1821
2032 | 8 | 31 | 15 | 1092.787 | 92.787
2032 | 8 | 31 | 16 | 1093.1111 | 93.1111
2032 | 8 | 31 | 17 | 1092.5181 | 92.5181
2032 | 8 | 31 | 18 | 1069.3613 | 69.3613
2032 | 8 | 31 | 19 | 1030.8885 | 30.8885
2032 | 8 | 31 | 20 | 1016.1665 | 16.1665
2032 | 8 | 31 | 21 | 968.8182 | 0
2032 | 8 | 31 | 22 | 907.2767 | 0
2032 | 8 | 31 | 23 | 850.5897 | 0
2032 | 9 | 1 | 0 | 804.7951 | 0
2032 | 9 | 1 | 1 | 785.0881 | 0
2032 | 9 | 1 | 2 | 765.3812 | 0
2032 | 9 | 1 | 3 | 754.1963 | 0
2032 | 9 | 1 | 4 | 751.592 | 0
2032 | 9 | 1 | 5 | 771.6235 | 0
2032 | 9 | 1 | 6 | 818.0926 | 0
2032 | 9 | 1 | 7 | 866.8793 | 0
2032 | 9 | 1 | 8 | 901.2792 | 0
2032 | 9 | 1 | 9 | 940.39 | 0
2032 | 9 | 1 | 10 | 975.072 | 0
2032 | 9 | 1 | 11 | 1008.4386 | 8.4386
2032 | 9 | 1 | 12 | 1042.5127 | 42.5127
2032 | 9 | 1 | 13 | 1059.8972 | 59.8972
2032 | 9 | 1 | 14 | 1065.9231 | 65.9231
2032 | 9 | 1 | 15 | 1074.7993 | 74.7993
2032 | 9 | 1 | 16 | 1080.2359 | 80.2359
2032 | 9 | 1 | 17 | 1074.7256 | 74.7256
2032 | 9 | 1 | 18 | 1049.2196 | 49.2196
2032 | 9 | 1 | 19 | 1016.5518 | 16.5518
2032 | 9 | 1 | 20 | 1010.3008 | 10.3008
2032 | 9 | 1 | 21 | 964.7382 | 0
2032 | 9 | 1 | 22 | 912.0423 | 0
2032 | 9 | 1 | 23 | 862.9324 | 0
2032 | 9 | 2 | 0 | 816.5192 | 0
2032 | 9 | 2 | 1 | 767.8688 | 0
2032 | 9 | 2 | 2 | 719.2183 | 0
2032 | 9 | 2 | 3 | 706.154 | 0
2032 | 9 | 2 | 4 | 700.764 | 0
2032 | 9 | 2 | 5 | 719.7656 | 0
2032 | 9 | 2 | 6 | 770.5666 | 0
2032 | 9 | 2 | 7 | 819.2059 | 0
2032 | 9 | 2 | 8 | 841.4325 | 0
2032 | 9 | 2 | 9 | 882.0321 | 0
2032 | 9 | 2 | 10 | 909.6043 | 0
2032 | 9 | 2 | 11 | 932.7421 | 0
2032 | 9 | 2 | 12 | 949.4767 | 0
2032 | 9 | 2 | 13 | 961.1888 | 0
2032 | 9 | 2 | 14 | 965.19 | 0
2032 | 9 | 2 | 15 | 966.515 | 0
2032 | 9 | 2 | 16 | 971.3255 | 0
2032 | 9 | 2 | 17 | 966.135 | 0
2032 | 9 | 2 | 18 | 930.3646 | 0
2032 | 9 | 2 | 19 | 896.9348 | 0
2032 | 9 | 2 | 20 | 888.0821 | 0
2032 | 9 | 2 | 21 | 851.5195 | 0
2032 | 9 | 2 | 22 | 798.856 | 0
2032 | 9 | 2 | 23 | 753.1733 | 0
2032 | 9 | 3 | 0 | 708.5075 | 0
2032 | 9 | 3 | 1 | 721.7262 | 0
2032 | 9 | 3 | 2 | 704.0433 | 0
2032 | 9 | 3 | 3 | 696.5499 | 0
2032 | 9 | 3 | 4 | 694.5891 | 0
2032 | 9 | 3 | 5 | 715.9366 | 0
2032 | 9 | 3 | 6 | 764.8756 | 0
2032 | 9 | 3 | 7 | 807.0974 | 0
2032 | 9 | 3 | 8 | 826.8552 | 0
2032 | 9 | 3 | 9 | 859.6844 | 0
2032 | 9 | 3 | 10 | 889.2227 | 0
2032 | 9 | 3 | 11 | 911.6373 | 0
2032 | 9 | 3 | 12 | 923.6371 | 0
2032 | 9 | 3 | 13 | 939.1105 | 0
2032 | 9 | 3 | 14 | 941.4627 | 0
2032 | 9 | 3 | 15 | 939.3479 | 0
2032 | 9 | 3 | 16 | 934.6949 | 0
2032 | 9 | 3 | 17 | 922.5379 | 0
2032 | 9 | 3 | 18 | 893.728 | 0
2032 | 9 | 3 | 19 | 877.2775 | 0
2032 | 9 | 3 | 20 | 883.0783 | 0
2032 | 9 | 3 | 21 | 847.2243 | 0
2032 | 9 | 3 | 22 | 809.2069 | 0
2032 | 9 | 3 | 23 | 773.3066 | 0
2032 | 9 | 4 | 0 | 737.4356 | 0
2032 | 9 | 4 | 1 | 711.749 | 0
2032 | 9 | 4 | 2 | 686.0625 | 0
2032 | 9 | 4 | 3 | 677.0835 | 0
2032 | 9 | 4 | 4 | 672.9336 | 0
2032 | 9 | 4 | 5 | 681.233 | 0
2032 | 9 | 4 | 6 | 702.5028 | 0
2032 | 9 | 4 | 7 | 715.4067 | 0
2032 | 9 | 4 | 8 | 728.0062 | 0
2032 | 9 | 4 | 9 | 762.8709 | 0
2032 | 9 | 4 | 10 | 799.8673 | 0
2032 | 9 | 4 | 11 | 831.7958 | 0
2032 | 9 | 4 | 12 | 851.5839 | 0
2032 | 9 | 4 | 13 | 863.6741 | 0
2032 | 9 | 4 | 14 | 865.0452 | 0
2032 | 9 | 4 | 15 | 867.1341 | 0
2032 | 9 | 4 | 16 | 867.2987 | 0
2032 | 9 | 4 | 17 | 862.4235 | 0
2032 | 9 | 4 | 18 | 843.0117 | 0
2032 | 9 | 4 | 19 | 831.0539 | 0
2032 | 9 | 4 | 20 | 833.9321 | 0
2032 | 9 | 4 | 21 | 805.9335 | 0
2032 | 9 | 4 | 22 | 775.3717 | 0
2032 | 9 | 4 | 23 | 749.1617 | 0
2032 | 9 | 5 | 0 | 725.2667 | 0
2032 | 9 | 5 | 1 | 672.324 | 0
2032 | 9 | 5 | 2 | 647.4205 | 0
2032 | 9 | 5 | 3 | 633.4952 | 0
2032 | 9 | 5 | 4 | 625.0908 | 0
2032 | 9 | 5 | 5 | 625.7425 | 0
2032 | 9 | 5 | 6 | 640.1204 | 0
2032 | 9 | 5 | 7 | 642.3592 | 0
2032 | 9 | 5 | 8 | 657.7415 | 0
2032 | 9 | 5 | 9 | 704.3929 | 0
2032 | 9 | 5 | 10 | 737.7801 | 0
2032 | 9 | 5 | 11 | 771.9935 | 0
2032 | 9 | 5 | 12 | 794.6019 | 0
2032 | 9 | 5 | 13 | 803.9767 | 0
2032 | 9 | 5 | 14 | 808.3583 | 0
2032 | 9 | 5 | 15 | 813.8917 | 0
2032 | 9 | 5 | 16 | 822.4908 | 0
2032 | 9 | 5 | 17 | 828.2236 | 0
2032 | 9 | 5 | 18 | 807.099 | 0
2032 | 9 | 5 | 19 | 794.4088 | 0
2032 | 9 | 5 | 20 | 795.6191 | 0
2032 | 9 | 5 | 21 | 769.8444 | 0
2032 | 9 | 5 | 22 | 730.2156 | 0
2032 | 9 | 5 | 23 | 695.1979 | 0
2032 | 9 | 6 | 0 | 657.8289 | 0
2032 | 9 | 6 | 1 | 670.4891 | 0
2032 | 9 | 6 | 2 | 683.1493 | 0
2032 | 9 | 6 | 3 | 665.7417 | 0
2032 | 9 | 6 | 4 | 656.9916 | 0
2032 | 9 | 6 | 5 | 663.3101 | 0
2032 | 9 | 6 | 6 | 666.9272 | 0
2032 | 9 | 6 | 7 | 670.5443 | 0
2032 | 9 | 6 | 8 | 698.2592 | 0
2032 | 9 | 6 | 9 | 725.974 | 0
2032 | 9 | 6 | 10 | 755.3964 | 0
2032 | 9 | 6 | 11 | 790.5775 | 0
2032 | 9 | 6 | 12 | 818.4749 | 0
2032 | 9 | 6 | 13 | 826.3228 | 0
2032 | 9 | 6 | 14 | 832.2473 | 0
2032 | 9 | 6 | 15 | 835.8883 | 0
2032 | 9 | 6 | 16 | 846.288 | 0
2032 | 9 | 6 | 17 | 848.2337 | 0
2032 | 9 | 6 | 18 | 837.5278 | 0
2032 | 9 | 6 | 19 | 824.6293 | 0
2032 | 9 | 6 | 20 | 840.1966 | 0
2032 | 9 | 6 | 21 | 809.7001 | 0
2032 | 9 | 6 | 22 | 762.8148 | 0
2032 | 9 | 6 | 23 | 726.7849 | 0
2032 | 9 | 7 | 0 | 715.4185 | 0
2032 | 9 | 7 | 1 | 677.4851 | 0
2032 | 9 | 7 | 2 | 663.7097 | 0
2032 | 9 | 7 | 3 | 657.0536 | 0
2032 | 9 | 7 | 4 | 658.1731 | 0
2032 | 9 | 7 | 5 | 682.0923 | 0
2032 | 9 | 7 | 6 | 733.5061 | 0
2032 | 9 | 7 | 7 | 787.097 | 0
2032 | 9 | 7 | 8 | 813.0303 | 0
2032 | 9 | 7 | 9 | 837.5505 | 0
2032 | 9 | 7 | 10 | 862.3196 | 0
2032 | 9 | 7 | 11 | 887.5021 | 0
2032 | 9 | 7 | 12 | 909.1563 | 0
2032 | 9 | 7 | 13 | 924.3474 | 0
2032 | 9 | 7 | 14 | 927.1226 | 0
2032 | 9 | 7 | 15 | 931.5817 | 0
2032 | 9 | 7 | 16 | 926.3893 | 0
2032 | 9 | 7 | 17 | 928.7781 | 0
2032 | 9 | 7 | 18 | 916.2393 | 0
2032 | 9 | 7 | 19 | 893.889 | 0
2032 | 9 | 7 | 20 | 889.6352 | 0
2032 | 9 | 7 | 21 | 843.1075 | 0
2032 | 9 | 7 | 22 | 794.862 | 0
2032 | 9 | 7 | 23 | 748.8068 | 0
2032 | 9 | 8 | 0 | 713.617 | 0
2032 | 9 | 8 | 1 | 678.8342 | 0
2032 | 9 | 8 | 2 | 663.1253 | 0
2032 | 9 | 8 | 3 | 655.5812 | 0
2032 | 9 | 8 | 4 | 656.1507 | 0
2032 | 9 | 8 | 5 | 682.7388 | 0
2032 | 9 | 8 | 6 | 738.678 | 0
2032 | 9 | 8 | 7 | 788.277 | 0
2032 | 9 | 8 | 8 | 812.8838 | 0
2032 | 9 | 8 | 9 | 839.0451 | 0
2032 | 9 | 8 | 10 | 861.5997 | 0
2032 | 9 | 8 | 11 | 881.7737 | 0
2032 | 9 | 8 | 12 | 903.0797 | 0
2032 | 9 | 8 | 13 | 912.1969 | 0
2032 | 9 | 8 | 14 | 914.5366 | 0
2032 | 9 | 8 | 15 | 918.1881 | 0
2032 | 9 | 8 | 16 | 926.0036 | 0
2032 | 9 | 8 | 17 | 925.5053 | 0
2032 | 9 | 8 | 18 | 908.5922 | 0
2032 | 9 | 8 | 19 | 890.9802 | 0
2032 | 9 | 8 | 20 | 888.8764 | 0
2032 | 9 | 8 | 21 | 843.9789 | 0
2032 | 9 | 8 | 22 | 796.4889 | 0
2032 | 9 | 8 | 23 | 747.9023 | 0
2032 | 9 | 9 | 0 | 706.7357 | 0
2032 | 9 | 9 | 1 | 684.3814 | 0
2032 | 9 | 9 | 2 | 669.5657 | 0
2032 | 9 | 9 | 3 | 654.75 | 0
2032 | 9 | 9 | 4 | 655.5039 | 0
2032 | 9 | 9 | 5 | 678.7303 | 0
2032 | 9 | 9 | 6 | 734.6082 | 0
2032 | 9 | 9 | 7 | 784.5483 | 0
2032 | 9 | 9 | 8 | 801.9532 | 0
2032 | 9 | 9 | 9 | 833.2988 | 0
2032 | 9 | 9 | 10 | 859.2087 | 0
2032 | 9 | 9 | 11 | 880.2101 | 0
2032 | 9 | 9 | 12 | 895.2816 | 0
2032 | 9 | 9 | 13 | 904.7084 | 0
2032 | 9 | 9 | 14 | 905.5423 | 0
2032 | 9 | 9 | 15 | 907.1958 | 0
2032 | 9 | 9 | 16 | 917.2067 | 0
2032 | 9 | 9 | 17 | 915.5562 | 0
2032 | 9 | 9 | 18 | 889.5476 | 0
2032 | 9 | 9 | 19 | 873.4503 | 0
2032 | 9 | 9 | 20 | 872.7265 | 0
2032 | 9 | 9 | 21 | 834.4594 | 0
2032 | 9 | 9 | 22 | 791.2456 | 0
2032 | 9 | 9 | 23 | 748.6537 | 0
2032 | 9 | 10 | 0 | 706.045 | 0
2032 | 9 | 10 | 1 | 696.383 | 0
2032 | 9 | 10 | 2 | 685.2092 | 0
2032 | 9 | 10 | 3 | 680.3045 | 0
2032 | 9 | 10 | 4 | 680.5802 | 0
2032 | 9 | 10 | 5 | 694.758 | 0
2032 | 9 | 10 | 6 | 734.7201 | 0
2032 | 9 | 10 | 7 | 770.3052 | 0
2032 | 9 | 10 | 8 | 783.1481 | 0
2032 | 9 | 10 | 9 | 824.0299 | 0
2032 | 9 | 10 | 10 | 856.072 | 0
2032 | 9 | 10 | 11 | 875.9643 | 0
2032 | 9 | 10 | 12 | 894.5621 | 0
2032 | 9 | 10 | 13 | 903.1587 | 0
2032 | 9 | 10 | 14 | 904.0889 | 0
2032 | 9 | 10 | 15 | 905.3561 | 0
2032 | 9 | 10 | 16 | 904.6076 | 0
2032 | 9 | 10 | 17 | 897.0233 | 0
2032 | 9 | 10 | 18 | 869.5019 | 0
2032 | 9 | 10 | 19 | 853.0813 | 0
2032 | 9 | 10 | 20 | 845.1086 | 0
2032 | 9 | 10 | 21 | 821.9272 | 0
2032 | 9 | 10 | 22 | 799.6424 | 0
2032 | 9 | 10 | 23 | 773.2932 | 0
2032 | 9 | 11 | 0 | 744.319 | 0
2032 | 9 | 11 | 1 | 682.5487 | 0
2032 | 9 | 11 | 2 | 647.8279 | 0
2032 | 9 | 11 | 3 | 613.1071 | 0
2032 | 9 | 11 | 4 | 611.3825 | 0
2032 | 9 | 11 | 5 | 617.6837 | 0
2032 | 9 | 11 | 6 | 632.533 | 0
2032 | 9 | 11 | 7 | 647.3823 | 0
2032 | 9 | 11 | 8 | 654.4155 | 0
2032 | 9 | 11 | 9 | 680.4227 | 0
2032 | 9 | 11 | 10 | 712.8825 | 0
2032 | 9 | 11 | 11 | 733.0589 | 0
2032 | 9 | 11 | 12 | 746.4492 | 0
2032 | 9 | 11 | 13 | 746.659 | 0
2032 | 9 | 11 | 14 | 740.1859 | 0
2032 | 9 | 11 | 15 | 736.6183 | 0
2032 | 9 | 11 | 16 | 742.239 | 0
2032 | 9 | 11 | 17 | 741.5386 | 0
2032 | 9 | 11 | 18 | 723.267 | 0
2032 | 9 | 11 | 19 | 715.7008 | 0
2032 | 9 | 11 | 20 | 718.8972 | 0
2032 | 9 | 11 | 21 | 693.7519 | 0
2032 | 9 | 11 | 22 | 677.4078 | 0
2032 | 9 | 11 | 23 | 657.1279 | 0
2032 | 9 | 12 | 0 | 641.7163 | 0
2032 | 9 | 12 | 1 | 617.9883 | 0
2032 | 9 | 12 | 2 | 604.8126 | 0
2032 | 9 | 12 | 3 | 597.928 | 0
2032 | 9 | 12 | 4 | 595.7326 | 0
2032 | 9 | 12 | 5 | 602.7423 | 0
2032 | 9 | 12 | 6 | 614.7473 | 0
2032 | 9 | 12 | 7 | 626.7522 | 0
2032 | 9 | 12 | 8 | 630.2203 | 0
2032 | 9 | 12 | 9 | 655.2732 | 0
2032 | 9 | 12 | 10 | 679.0166 | 0
2032 | 9 | 12 | 11 | 700.5721 | 0
2032 | 9 | 12 | 12 | 713.3883 | 0
2032 | 9 | 12 | 13 | 711.1057 | 0
2032 | 9 | 12 | 14 | 703.2651 | 0
2032 | 9 | 12 | 15 | 697.5856 | 0
2032 | 9 | 12 | 16 | 700.5468 | 0
2032 | 9 | 12 | 17 | 703.5794 | 0
2032 | 9 | 12 | 18 | 694.1841 | 0
2032 | 9 | 12 | 19 | 702.7393 | 0
2032 | 9 | 12 | 20 | 715.874 | 0
2032 | 9 | 12 | 21 | 692.3517 | 0
2032 | 9 | 12 | 22 | 664.1585 | 0
2032 | 9 | 12 | 23 | 639.3291 | 0
2032 | 9 | 13 | 0 | 620.195 | 0
2032 | 9 | 13 | 1 | 660.4139 | 0
2032 | 9 | 13 | 2 | 650.1464 | 0
2032 | 9 | 13 | 3 | 647.3642 | 0
2032 | 9 | 13 | 4 | 649.8525 | 0
2032 | 9 | 13 | 5 | 672.63 | 0
2032 | 9 | 13 | 6 | 720.2752 | 0
2032 | 9 | 13 | 7 | 767.9204 | 0
2032 | 9 | 13 | 8 | 783.6351 | 0
2032 | 9 | 13 | 9 | 806.0631 | 0
2032 | 9 | 13 | 10 | 836.8779 | 0
2032 | 9 | 13 | 11 | 857.6736 | 0
2032 | 9 | 13 | 12 | 869.7337 | 0
2032 | 9 | 13 | 13 | 878.5974 | 0
2032 | 9 | 13 | 14 | 878.5567 | 0
2032 | 9 | 13 | 15 | 883.1904 | 0
2032 | 9 | 13 | 16 | 898.5126 | 0
2032 | 9 | 13 | 17 | 893.3172 | 0
2032 | 9 | 13 | 18 | 868.8681 | 0
2032 | 9 | 13 | 19 | 861.3064 | 0
2032 | 9 | 13 | 20 | 855.0691 | 0
2032 | 9 | 13 | 21 | 815.175 | 0
2032 | 9 | 13 | 22 | 773.1158 | 0
2032 | 9 | 13 | 23 | 736.2643 | 0
2032 | 9 | 14 | 0 | 706.5719 | 0
2032 | 9 | 14 | 1 | 705.3191 | 0
2032 | 9 | 14 | 2 | 692.1072 | 0
2032 | 9 | 14 | 3 | 685.6345 | 0
2032 | 9 | 14 | 4 | 687.6412 | 0
2032 | 9 | 14 | 5 | 710.4721 | 0
2032 | 9 | 14 | 6 | 766.6543 | 0
2032 | 9 | 14 | 7 | 822.8364 | 0
2032 | 9 | 14 | 8 | 863.2078 | 0
2032 | 9 | 14 | 9 | 909.417 | 0
2032 | 9 | 14 | 10 | 953.1304 | 0
2032 | 9 | 14 | 11 | 991.1301 | 0
2032 | 9 | 14 | 12 | 1017.8326 | 17.8326
2032 | 9 | 14 | 13 | 1038.212 | 38.212
2032 | 9 | 14 | 14 | 1048.5291 | 48.5291
2032 | 9 | 14 | 15 | 1059.6323 | 59.6323
2032 | 9 | 14 | 16 | 1065.9293 | 65.9293
2032 | 9 | 14 | 17 | 1059.7299 | 59.7299
2032 | 9 | 14 | 18 | 1033.4281 | 33.4281
2032 | 9 | 14 | 19 | 1009.5371 | 9.5371
2032 | 9 | 14 | 20 | 994.8229 | 0
2032 | 9 | 14 | 21 | 944.3186 | 0
2032 | 9 | 14 | 22 | 894.4727 | 0
2032 | 9 | 14 | 23 | 842.2182 | 0
2032 | 9 | 15 | 0 | 801.0093 | 0
2032 | 9 | 15 | 1 | 801.8463 | 0
2032 | 9 | 15 | 2 | 781.7183 | 0
2032 | 9 | 15 | 3 | 768.1319 | 0
2032 | 9 | 15 | 4 | 762.8422 | 0
2032 | 9 | 15 | 5 | 780.1598 | 0
2032 | 9 | 15 | 6 | 829.8145 | 0
2032 | 9 | 15 | 7 | 879.021 | 0
2032 | 9 | 15 | 8 | 918.0741 | 0
2032 | 9 | 15 | 9 | 966.7607 | 0
2032 | 9 | 15 | 10 | 1010.4429 | 10.4429
2032 | 9 | 15 | 11 | 1047.3718 | 47.3718
2032 | 9 | 15 | 12 | 1086.1763 | 86.1763
2032 | 9 | 15 | 13 | 1105.9293 | 105.9293
2032 | 9 | 15 | 14 | 1114.489 | 114.489
2032 | 9 | 15 | 15 | 1124.346 | 124.346
2032 | 9 | 15 | 16 | 1132.2622 | 132.2622
2032 | 9 | 15 | 17 | 1122.1725 | 122.1725
2032 | 9 | 15 | 18 | 1095.6452 | 95.6452
2032 | 9 | 15 | 19 | 1070.2603 | 70.2603
2032 | 9 | 15 | 20 | 1047.6413 | 47.6413
2032 | 9 | 15 | 21 | 994.0061 | 0
2032 | 9 | 15 | 22 | 949.8564 | 0
2032 | 9 | 15 | 23 | 896.3344 | 0
2032 | 9 | 16 | 0 | 845.5471 | 0
2032 | 9 | 16 | 1 | 810.1833 | 0
2032 | 9 | 16 | 2 | 786.3174 | 0
2032 | 9 | 16 | 3 | 762.4516 | 0
2032 | 9 | 16 | 4 | 756.6026 | 0
2032 | 9 | 16 | 5 | 765.726 | 0
2032 | 9 | 16 | 6 | 798.975 | 0
2032 | 9 | 16 | 7 | 828.7254 | 0
2032 | 9 | 16 | 8 | 831.4413 | 0
2032 | 9 | 16 | 9 | 856.6639 | 0
2032 | 9 | 16 | 10 | 873.8358 | 0
2032 | 9 | 16 | 11 | 884.4314 | 0
2032 | 9 | 16 | 12 | 890.3836 | 0
2032 | 9 | 16 | 13 | 889.5646 | 0
2032 | 9 | 16 | 14 | 880.3149 | 0
2032 | 9 | 16 | 15 | 874.9909 | 0
2032 | 9 | 16 | 16 | 871.932 | 0
2032 | 9 | 16 | 17 | 863.4078 | 0
2032 | 9 | 16 | 18 | 841.8338 | 0
2032 | 9 | 16 | 19 | 836.1767 | 0
2032 | 9 | 16 | 20 | 830.3923 | 0
2032 | 9 | 16 | 21 | 799.3359 | 0
2032 | 9 | 16 | 22 | 776.5132 | 0
2032 | 9 | 16 | 23 | 753.4892 | 0
2032 | 9 | 17 | 0 | 726.6449 | 0
2032 | 9 | 17 | 1 | 676.3394 | 0
2032 | 9 | 17 | 2 | 660.2519 | 0
2032 | 9 | 17 | 3 | 652.2529 | 0
2032 | 9 | 17 | 4 | 652.9751 | 0
2032 | 9 | 17 | 5 | 674.7943 | 0
2032 | 9 | 17 | 6 | 721.6045 | 0
2032 | 9 | 17 | 7 | 768.4148 | 0
2032 | 9 | 17 | 8 | 802.4464 | 0
2032 | 9 | 17 | 9 | 837.8179 | 0
2032 | 9 | 17 | 10 | 854.6181 | 0
2032 | 9 | 17 | 11 | 862.1325 | 0
2032 | 9 | 17 | 12 | 868.4223 | 0
2032 | 9 | 17 | 13 | 868.7424 | 0
2032 | 9 | 17 | 14 | 860.404 | 0
2032 | 9 | 17 | 15 | 855.3034 | 0
2032 | 9 | 17 | 16 | 858.3748 | 0
2032 | 9 | 17 | 17 | 852.0979 | 0
2032 | 9 | 17 | 18 | 826.8759 | 0
2032 | 9 | 17 | 19 | 828.0125 | 0
2032 | 9 | 17 | 20 | 831.1442 | 0
2032 | 9 | 17 | 21 | 792.6717 | 0
2032 | 9 | 17 | 22 | 758.5672 | 0
2032 | 9 | 17 | 23 | 716.9389 | 0
2032 | 9 | 18 | 0 | 676.9056 | 0
2032 | 9 | 18 | 1 | 657.0372 | 0
2032 | 9 | 18 | 2 | 637.1688 | 0
2032 | 9 | 18 | 3 | 626.1234 | 0
2032 | 9 | 18 | 4 | 622.822 | 0
2032 | 9 | 18 | 5 | 634.2006 | 0
2032 | 9 | 18 | 6 | 662.5062 | 0
2032 | 9 | 18 | 7 | 678.4954 | 0
2032 | 9 | 18 | 8 | 687.1943 | 0
2032 | 9 | 18 | 9 | 726.0441 | 0
2032 | 9 | 18 | 10 | 767.9589 | 0
2032 | 9 | 18 | 11 | 788.488 | 0
2032 | 9 | 18 | 12 | 798.9419 | 0
2032 | 9 | 18 | 13 | 795.9432 | 0
2032 | 9 | 18 | 14 | 786.6826 | 0
2032 | 9 | 18 | 15 | 783.8305 | 0
2032 | 9 | 18 | 16 | 786.4507 | 0
2032 | 9 | 18 | 17 | 792.0821 | 0
2032 | 9 | 18 | 18 | 776.6075 | 0
2032 | 9 | 18 | 19 | 783.0683 | 0
2032 | 9 | 18 | 20 | 782.9682 | 0
2032 | 9 | 18 | 21 | 744.7924 | 0
2032 | 9 | 18 | 22 | 720.3724 | 0
2032 | 9 | 18 | 23 | 690.3824 | 0
2032 | 9 | 19 | 0 | 658.548 | 0
2032 | 9 | 19 | 1 | 642.0553 | 0
2032 | 9 | 19 | 2 | 625.5627 | 0
2032 | 9 | 19 | 3 | 615.7321 | 0
2032 | 9 | 19 | 4 | 611.4951 | 0
2032 | 9 | 19 | 5 | 614.9427 | 0
2032 | 9 | 19 | 6 | 624.3308 | 0
2032 | 9 | 19 | 7 | 633.7189 | 0
2032 | 9 | 19 | 8 | 636.9789 | 0
2032 | 9 | 19 | 9 | 666.5855 | 0
2032 | 9 | 19 | 10 | 698.0048 | 0
2032 | 9 | 19 | 11 | 726.0096 | 0
2032 | 9 | 19 | 12 | 741.2517 | 0
2032 | 9 | 19 | 13 | 743.036 | 0
2032 | 9 | 19 | 14 | 740.4718 | 0
2032 | 9 | 19 | 15 | 737.5712 | 0
2032 | 9 | 19 | 16 | 743.6297 | 0
2032 | 9 | 19 | 17 | 748.6171 | 0
2032 | 9 | 19 | 18 | 742.3718 | 0
2032 | 9 | 19 | 19 | 755.056 | 0
2032 | 9 | 19 | 20 | 757.2735 | 0
2032 | 9 | 19 | 21 | 729.2849 | 0
2032 | 9 | 19 | 22 | 708.1449 | 0
2032 | 9 | 19 | 23 | 688.4705 | 0
2032 | 9 | 20 | 0 | 662.1199 | 0
2032 | 9 | 20 | 1 | 650.4737 | 0
2032 | 9 | 20 | 2 | 636.0791 | 0
2032 | 9 | 20 | 3 | 630.2126 | 0
2032 | 9 | 20 | 4 | 631.3291 | 0
2032 | 9 | 20 | 5 | 651.8727 | 0
2032 | 9 | 20 | 6 | 700.8883 | 0
2032 | 9 | 20 | 7 | 748.7131 | 0
2032 | 9 | 20 | 8 | 771.3268 | 0
2032 | 9 | 20 | 9 | 798.6851 | 0
2032 | 9 | 20 | 10 | 821.2602 | 0
2032 | 9 | 20 | 11 | 834.1681 | 0
2032 | 9 | 20 | 12 | 840.2454 | 0
2032 | 9 | 20 | 13 | 841.2686 | 0
2032 | 9 | 20 | 14 | 837.7691 | 0
2032 | 9 | 20 | 15 | 843.0668 | 0
2032 | 9 | 20 | 16 | 851.5253 | 0
2032 | 9 | 20 | 17 | 850.5888 | 0
2032 | 9 | 20 | 18 | 834.4479 | 0
2032 | 9 | 20 | 19 | 835.0613 | 0
2032 | 9 | 20 | 20 | 836.6556 | 0
2032 | 9 | 20 | 21 | 800.4563 | 0
2032 | 9 | 20 | 22 | 762.4976 | 0
2032 | 9 | 20 | 23 | 722.5696 | 0
2032 | 9 | 21 | 0 | 687.9128 | 0
2032 | 9 | 21 | 1 | 682.9386 | 0
2032 | 9 | 21 | 2 | 666.9206 | 0
2032 | 9 | 21 | 3 | 659.263 | 0
2032 | 9 | 21 | 4 | 659.5959 | 0
2032 | 9 | 21 | 5 | 680.8422 | 0
2032 | 9 | 21 | 6 | 728.4089 | 0
2032 | 9 | 21 | 7 | 781.2796 | 0
2032 | 9 | 21 | 8 | 810.5831 | 0
2032 | 9 | 21 | 9 | 832.6841 | 0
2032 | 9 | 21 | 10 | 851.9554 | 0
2032 | 9 | 21 | 11 | 870.3508 | 0
2032 | 9 | 21 | 12 | 883.3048 | 0
2032 | 9 | 21 | 13 | 888.2499 | 0
2032 | 9 | 21 | 14 | 886.0578 | 0
2032 | 9 | 21 | 15 | 890.1824 | 0
2032 | 9 | 21 | 16 | 889.5699 | 0
2032 | 9 | 21 | 17 | 889.6031 | 0
2032 | 9 | 21 | 18 | 876.9938 | 0
2032 | 9 | 21 | 19 | 878.4308 | 0
2032 | 9 | 21 | 20 | 870.3139 | 0
2032 | 9 | 21 | 21 | 822.9053 | 0
2032 | 9 | 21 | 22 | 783.6793 | 0
2032 | 9 | 21 | 23 | 741.4209 | 0
2032 | 9 | 22 | 0 | 706.1714 | 0
2032 | 9 | 22 | 1 | 698.213 | 0
2032 | 9 | 22 | 2 | 682.7064 | 0
2032 | 9 | 22 | 3 | 674.6901 | 0
2032 | 9 | 22 | 4 | 674.3834 | 0
2032 | 9 | 22 | 5 | 696.158 | 0
2032 | 9 | 22 | 6 | 744.5582 | 0
2032 | 9 | 22 | 7 | 791.8153 | 0
2032 | 9 | 22 | 8 | 811.3759 | 0
2032 | 9 | 22 | 9 | 835.4395 | 0
2032 | 9 | 22 | 10 | 848.2634 | 0
2032 | 9 | 22 | 11 | 855.218 | 0
2032 | 9 | 22 | 12 | 864.0136 | 0
2032 | 9 | 22 | 13 | 866.0709 | 0
2032 | 9 | 22 | 14 | 861.1286 | 0
2032 | 9 | 22 | 15 | 864.1711 | 0
2032 | 9 | 22 | 16 | 870.5042 | 0
2032 | 9 | 22 | 17 | 869.9263 | 0
2032 | 9 | 22 | 18 | 856.4139 | 0
2032 | 9 | 22 | 19 | 857.8423 | 0
2032 | 9 | 22 | 20 | 852.4546 | 0
2032 | 9 | 22 | 21 | 805.2646 | 0
2032 | 9 | 22 | 22 | 769.3845 | 0
2032 | 9 | 22 | 23 | 727.8774 | 0
2032 | 9 | 23 | 0 | 694.0872 | 0
2032 | 9 | 23 | 1 | 678.8058 | 0
2032 | 9 | 23 | 2 | 661.8665 | 0
2032 | 9 | 23 | 3 | 652.9644 | 0
2032 | 9 | 23 | 4 | 652.2278 | 0
2032 | 9 | 23 | 5 | 673.2782 | 0
2032 | 9 | 23 | 6 | 724.9131 | 0
2032 | 9 | 23 | 7 | 776.548 | 0
2032 | 9 | 23 | 8 | 794.8199 | 0
2032 | 9 | 23 | 9 | 816.8128 | 0
2032 | 9 | 23 | 10 | 834.2006 | 0
2032 | 9 | 23 | 11 | 844.3423 | 0
2032 | 9 | 23 | 12 | 851.7789 | 0
2032 | 9 | 23 | 13 | 855.2772 | 0
2032 | 9 | 23 | 14 | 850.6509 | 0
2032 | 9 | 23 | 15 | 853.7407 | 0
2032 | 9 | 23 | 16 | 857.2135 | 0
2032 | 9 | 23 | 17 | 854.5803 | 0
2032 | 9 | 23 | 18 | 835.1063 | 0
2032 | 9 | 23 | 19 | 844.1365 | 0
2032 | 9 | 23 | 20 | 841.8896 | 0
2032 | 9 | 23 | 21 | 801.0945 | 0
2032 | 9 | 23 | 22 | 764.7295 | 0
2032 | 9 | 23 | 23 | 724.4775 | 0
2032 | 9 | 24 | 0 | 689.7341 | 0
2032 | 9 | 24 | 1 | 687.8746 | 0
2032 | 9 | 24 | 2 | 686.0152 | 0
2032 | 9 | 24 | 3 | 678.1764 | 0
2032 | 9 | 24 | 4 | 676.104 | 0
2032 | 9 | 24 | 5 | 692.3966 | 0
2032 | 9 | 24 | 6 | 732.9868 | 0
2032 | 9 | 24 | 7 | 773.577 | 0
2032 | 9 | 24 | 8 | 789.6995 | 0
2032 | 9 | 24 | 9 | 813.5167 | 0
2032 | 9 | 24 | 10 | 838.8498 | 0
2032 | 9 | 24 | 11 | 854.2474 | 0
2032 | 9 | 24 | 12 | 868.1268 | 0
2032 | 9 | 24 | 13 | 873.8881 | 0
2032 | 9 | 24 | 14 | 873.768 | 0
2032 | 9 | 24 | 15 | 878.1924 | 0
2032 | 9 | 24 | 16 | 875.9343 | 0
2032 | 9 | 24 | 17 | 864.9841 | 0
2032 | 9 | 24 | 18 | 841.3301 | 0
2032 | 9 | 24 | 19 | 845.8376 | 0
2032 | 9 | 24 | 20 | 834.5722 | 0
2032 | 9 | 24 | 21 | 796.6125 | 0
2032 | 9 | 24 | 22 | 772.6834 | 0
2032 | 9 | 24 | 23 | 743.7491 | 0
2032 | 9 | 25 | 0 | 716.233 | 0
2032 | 9 | 25 | 1 | 676.66 | 0
2032 | 9 | 25 | 2 | 637.087 | 0
2032 | 9 | 25 | 3 | 624.8015 | 0
2032 | 9 | 25 | 4 | 617.0802 | 0
2032 | 9 | 25 | 5 | 623.3716 | 0
2032 | 9 | 25 | 6 | 640.6849 | 0
2032 | 9 | 25 | 7 | 653.9187 | 0
2032 | 9 | 25 | 8 | 666.3369 | 0
2032 | 9 | 25 | 9 | 694.3055 | 0
2032 | 9 | 25 | 10 | 728.0814 | 0
2032 | 9 | 25 | 11 | 747.1859 | 0
2032 | 9 | 25 | 12 | 755.0306 | 0
2032 | 9 | 25 | 13 | 750.5546 | 0
2032 | 9 | 25 | 14 | 741.202 | 0
2032 | 9 | 25 | 15 | 735.4256 | 0
2032 | 9 | 25 | 16 | 735.695 | 0
2032 | 9 | 25 | 17 | 737.1355 | 0
2032 | 9 | 25 | 18 | 725.2755 | 0
2032 | 9 | 25 | 19 | 739.1239 | 0
2032 | 9 | 25 | 20 | 738.6301 | 0
2032 | 9 | 25 | 21 | 711.2702 | 0
2032 | 9 | 25 | 22 | 694.7864 | 0
2032 | 9 | 25 | 23 | 674.4063 | 0
2032 | 9 | 26 | 0 | 653.2089 | 0
2032 | 9 | 26 | 1 | 647.507 | 0
2032 | 9 | 26 | 2 | 632.3699 | 0
2032 | 9 | 26 | 3 | 621.5899 | 0
2032 | 9 | 26 | 4 | 612.7698 | 0
2032 | 9 | 26 | 5 | 616.7755 | 0
2032 | 9 | 26 | 6 | 624.3231 | 0
2032 | 9 | 26 | 7 | 631.8706 | 0
2032 | 9 | 26 | 8 | 636.6722 | 0
2032 | 9 | 26 | 9 | 658.5167 | 0
2032 | 9 | 26 | 10 | 682.9614 | 0
2032 | 9 | 26 | 11 | 703.8112 | 0
2032 | 9 | 26 | 12 | 715.0478 | 0
2032 | 9 | 26 | 13 | 715.4865 | 0
2032 | 9 | 26 | 14 | 713.5149 | 0
2032 | 9 | 26 | 15 | 719.0101 | 0
2032 | 9 | 26 | 16 | 723.3247 | 0
2032 | 9 | 26 | 17 | 729.0151 | 0
2032 | 9 | 26 | 18 | 726.7415 | 0
2032 | 9 | 26 | 19 | 749.425 | 0
2032 | 9 | 26 | 20 | 749.8782 | 0
2032 | 9 | 26 | 21 | 722.4827 | 0
2032 | 9 | 26 | 22 | 699.4849 | 0
2032 | 9 | 26 | 23 | 682.9556 | 0
2032 | 9 | 27 | 0 | 665.4964 | 0
2032 | 9 | 27 | 1 | 682.7642 | 0
2032 | 9 | 27 | 2 | 669.3603 | 0
2032 | 9 | 27 | 3 | 660.5823 | 0
2032 | 9 | 27 | 4 | 660.5113 | 0
2032 | 9 | 27 | 5 | 676.6011 | 0
2032 | 9 | 27 | 6 | 717.9972 | 0
2032 | 9 | 27 | 7 | 761.9941 | 0
2032 | 9 | 27 | 8 | 782.6314 | 0
2032 | 9 | 27 | 9 | 825.9916 | 0
2032 | 9 | 27 | 10 | 853.6368 | 0
2032 | 9 | 27 | 11 | 870.2591 | 0
2032 | 9 | 27 | 12 | 880.6905 | 0
2032 | 9 | 27 | 13 | 885.2154 | 0
2032 | 9 | 27 | 14 | 883.5574 | 0
2032 | 9 | 27 | 15 | 884.3095 | 0
2032 | 9 | 27 | 16 | 888.6356 | 0
2032 | 9 | 27 | 17 | 886.5716 | 0
2032 | 9 | 27 | 18 | 872.1933 | 0
2032 | 9 | 27 | 19 | 886.2164 | 0
2032 | 9 | 27 | 20 | 875.1963 | 0
2032 | 9 | 27 | 21 | 832.569 | 0
2032 | 9 | 27 | 22 | 798.1299 | 0
2032 | 9 | 27 | 23 | 762.3282 | 0
2032 | 9 | 28 | 0 | 730.107 | 0
2032 | 9 | 28 | 1 | 683.0906 | 0
2032 | 9 | 28 | 2 | 669.3327 | 0
2032 | 9 | 28 | 3 | 661.3425 | 0
2032 | 9 | 28 | 4 | 661.7413 | 0
2032 | 9 | 28 | 5 | 684.0737 | 0
2032 | 9 | 28 | 6 | 737.8241 | 0
2032 | 9 | 28 | 7 | 772.1479 | 0
2032 | 9 | 28 | 8 | 809.689 | 0
2032 | 9 | 28 | 9 | 846.2793 | 0
2032 | 9 | 28 | 10 | 861.8129 | 0
2032 | 9 | 28 | 11 | 876.1333 | 0
2032 | 9 | 28 | 12 | 880.0614 | 0
2032 | 9 | 28 | 13 | 881.9954 | 0
2032 | 9 | 28 | 14 | 878.3834 | 0
2032 | 9 | 28 | 15 | 875.6902 | 0
2032 | 9 | 28 | 16 | 868.7794 | 0
2032 | 9 | 28 | 17 | 864.2219 | 0
2032 | 9 | 28 | 18 | 854.7264 | 0
2032 | 9 | 28 | 19 | 865.6377 | 0
2032 | 9 | 28 | 20 | 849.3391 | 0
2032 | 9 | 28 | 21 | 807.1918 | 0
2032 | 9 | 28 | 22 | 772.622 | 0
2032 | 9 | 28 | 23 | 732.6396 | 0
2032 | 9 | 29 | 0 | 700.3434 | 0
2032 | 9 | 29 | 1 | 708.5013 | 0
2032 | 9 | 29 | 2 | 693.0492 | 0
2032 | 9 | 29 | 3 | 684.8177 | 0
2032 | 9 | 29 | 4 | 684.3759 | 0
2032 | 9 | 29 | 5 | 703.7295 | 0
2032 | 9 | 29 | 6 | 746.9073 | 0
2032 | 9 | 29 | 7 | 790.218 | 0
2032 | 9 | 29 | 8 | 804.4531 | 0
2032 | 9 | 29 | 9 | 847.3476 | 0
2032 | 9 | 29 | 10 | 867.1803 | 0
2032 | 9 | 29 | 11 | 885.7291 | 0
2032 | 9 | 29 | 12 | 899.2003 | 0
2032 | 9 | 29 | 13 | 906.4461 | 0
2032 | 9 | 29 | 14 | 908.8298 | 0
2032 | 9 | 29 | 15 | 912.7407 | 0
2032 | 9 | 29 | 16 | 914.1252 | 0
2032 | 9 | 29 | 17 | 906.7226 | 0
2032 | 9 | 29 | 18 | 895.8469 | 0
2032 | 9 | 29 | 19 | 897.7356 | 0
2032 | 9 | 29 | 20 | 873.9241 | 0
2032 | 9 | 29 | 21 | 838.0751 | 0
2032 | 9 | 29 | 22 | 809.1032 | 0
2032 | 9 | 29 | 23 | 774.0522 | 0
2032 | 9 | 30 | 0 | 742.7044 | 0
2032 | 9 | 30 | 1 | 708.7639 | 0
2032 | 9 | 30 | 2 | 674.8235 | 0
2032 | 9 | 30 | 3 | 667.434 | 0
2032 | 9 | 30 | 4 | 666.7121 | 0
2032 | 9 | 30 | 5 | 687.0279 | 0
2032 | 9 | 30 | 6 | 733.0673 | 0
2032 | 9 | 30 | 7 | 779.1067 | 0
2032 | 9 | 30 | 8 | 779.6036 | 0
2032 | 9 | 30 | 9 | 790.8196 | 0
2032 | 9 | 30 | 10 | 804.3297 | 0
2032 | 9 | 30 | 11 | 814.5969 | 0
2032 | 9 | 30 | 12 | 819.275 | 0
2032 | 9 | 30 | 13 | 819.5471 | 0
2032 | 9 | 30 | 14 | 810.1258 | 0
2032 | 9 | 30 | 15 | 806.0409 | 0
2032 | 9 | 30 | 16 | 803.5453 | 0
2032 | 9 | 30 | 17 | 798.2448 | 0
2032 | 9 | 30 | 18 | 790.3286 | 0
2032 | 9 | 30 | 19 | 803.8624 | 0
2032 | 9 | 30 | 20 | 794.1695 | 0
2032 | 9 | 30 | 21 | 763.0102 | 0
2032 | 9 | 30 | 22 | 737.2306 | 0
2032 | 9 | 30 | 23 | 710.6321 | 0
2032 | 10 | 1 | 0 | 685.7862 | 0
2032 | 10 | 1 | 1 | 675.8913 | 0
2032 | 10 | 1 | 2 | 661.1277 | 0
2032 | 10 | 1 | 3 | 651.9466 | 0
2032 | 10 | 1 | 4 | 650.8475 | 0
2032 | 10 | 1 | 5 | 672.5727 | 0
2032 | 10 | 1 | 6 | 726.6861 | 0
2032 | 10 | 1 | 7 | 780.7995 | 0
2032 | 10 | 1 | 8 | 786.7484 | 0
2032 | 10 | 1 | 9 | 817.9643 | 0
2032 | 10 | 1 | 10 | 839.979 | 0
2032 | 10 | 1 | 11 | 853.8346 | 0
2032 | 10 | 1 | 12 | 858.0914 | 0
2032 | 10 | 1 | 13 | 856.3651 | 0
2032 | 10 | 1 | 14 | 851.0456 | 0
2032 | 10 | 1 | 15 | 845.2077 | 0
2032 | 10 | 1 | 16 | 844.0008 | 0
2032 | 10 | 1 | 17 | 838.6341 | 0
2032 | 10 | 1 | 18 | 825.8257 | 0
2032 | 10 | 1 | 19 | 833.7896 | 0
2032 | 10 | 1 | 20 | 818.9905 | 0
2032 | 10 | 1 | 21 | 794.0527 | 0
2032 | 10 | 1 | 22 | 765.8945 | 0
2032 | 10 | 1 | 23 | 733.4877 | 0
2032 | 10 | 2 | 0 | 702.243 | 0
2032 | 10 | 2 | 1 | 673.7557 | 0
2032 | 10 | 2 | 2 | 654.9108 | 0
2032 | 10 | 2 | 3 | 636.0659 | 0
2032 | 10 | 2 | 4 | 635.0982 | 0
2032 | 10 | 2 | 5 | 643.9165 | 0
2032 | 10 | 2 | 6 | 666.6109 | 0
2032 | 10 | 2 | 7 | 681.1843 | 0
2032 | 10 | 2 | 8 | 678.0035 | 0
2032 | 10 | 2 | 9 | 696.2516 | 0
2032 | 10 | 2 | 10 | 715.4704 | 0
2032 | 10 | 2 | 11 | 724.1699 | 0
2032 | 10 | 2 | 12 | 726.8533 | 0
2032 | 10 | 2 | 13 | 717.0502 | 0
2032 | 10 | 2 | 14 | 705.1037 | 0
2032 | 10 | 2 | 15 | 692.5826 | 0
2032 | 10 | 2 | 16 | 688.9797 | 0
2032 | 10 | 2 | 17 | 688.3296 | 0
2032 | 10 | 2 | 18 | 696.3582 | 0
2032 | 10 | 2 | 19 | 704.3868 | 0
2032 | 10 | 2 | 20 | 697.8747 | 0
2032 | 10 | 2 | 21 | 688.5367 | 0
2032 | 10 | 2 | 22 | 675.8845 | 0
2032 | 10 | 2 | 23 | 659.4866 | 0
2032 | 10 | 3 | 0 | 645.1745 | 0
2032 | 10 | 3 | 1 | 628.6952 | 0
2032 | 10 | 3 | 2 | 618.8578 | 0
2032 | 10 | 3 | 3 | 611.7168 | 0
2032 | 10 | 3 | 4 | 610.7541 | 0
2032 | 10 | 3 | 5 | 616.5346 | 0
2032 | 10 | 3 | 6 | 633.3474 | 0
2032 | 10 | 3 | 7 | 639.9011 | 0
2032 | 10 | 3 | 8 | 636.1034 | 0
2032 | 10 | 3 | 9 | 655.2423 | 0
2032 | 10 | 3 | 10 | 684.4734 | 0
2032 | 10 | 3 | 11 | 704.3557 | 0
2032 | 10 | 3 | 12 | 715.7781 | 0
2032 | 10 | 3 | 13 | 713.0016 | 0
2032 | 10 | 3 | 14 | 706.2188 | 0
2032 | 10 | 3 | 15 | 702.3964 | 0
2032 | 10 | 3 | 16 | 706.095 | 0
2032 | 10 | 3 | 17 | 714.3525 | 0
2032 | 10 | 3 | 18 | 722.8285 | 0
2032 | 10 | 3 | 19 | 731.3044 | 0
2032 | 10 | 3 | 20 | 725.3329 | 0
2032 | 10 | 3 | 21 | 703.3806 | 0
2032 | 10 | 3 | 22 | 689.6302 | 0
2032 | 10 | 3 | 23 | 671.1811 | 0
2032 | 10 | 4 | 0 | 653.6318 | 0
2032 | 10 | 4 | 1 | 651.3361 | 0
2032 | 10 | 4 | 2 | 637.3455 | 0
2032 | 10 | 4 | 3 | 630.8233 | 0
2032 | 10 | 4 | 4 | 634.0211 | 0
2032 | 10 | 4 | 5 | 654.7914 | 0
2032 | 10 | 4 | 6 | 708.5507 | 0
2032 | 10 | 4 | 7 | 762.31 | 0
2032 | 10 | 4 | 8 | 775.3084 | 0
2032 | 10 | 4 | 9 | 811.0505 | 0
2032 | 10 | 4 | 10 | 836.8199 | 0
2032 | 10 | 4 | 11 | 851.4098 | 0
2032 | 10 | 4 | 12 | 860.1179 | 0
2032 | 10 | 4 | 13 | 862.0807 | 0
2032 | 10 | 4 | 14 | 859.678 | 0
2032 | 10 | 4 | 15 | 862.0087 | 0
2032 | 10 | 4 | 16 | 865.9497 | 0
2032 | 10 | 4 | 17 | 862.0824 | 0
2032 | 10 | 4 | 18 | 848.5554 | 0
2032 | 10 | 4 | 19 | 851.0379 | 0
2032 | 10 | 4 | 20 | 834.3007 | 0
2032 | 10 | 4 | 21 | 794.5009 | 0
2032 | 10 | 4 | 22 | 763.7146 | 0
2032 | 10 | 4 | 23 | 725.7157 | 0
2032 | 10 | 5 | 0 | 696.8406 | 0
2032 | 10 | 5 | 1 | 674.2029 | 0
2032 | 10 | 5 | 2 | 657.9849 | 0
2032 | 10 | 5 | 3 | 649.8815 | 0
2032 | 10 | 5 | 4 | 651.368 | 0
2032 | 10 | 5 | 5 | 678.421 | 0
2032 | 10 | 5 | 6 | 738.3478 | 0
2032 | 10 | 5 | 7 | 798.2746 | 0
2032 | 10 | 5 | 8 | 819.3521 | 0
2032 | 10 | 5 | 9 | 849.9528 | 0
2032 | 10 | 5 | 10 | 873.7029 | 0
2032 | 10 | 5 | 11 | 897.7864 | 0
2032 | 10 | 5 | 12 | 915.8859 | 0
2032 | 10 | 5 | 13 | 928.2158 | 0
2032 | 10 | 5 | 14 | 930.3436 | 0
2032 | 10 | 5 | 15 | 932.9269 | 0
2032 | 10 | 5 | 16 | 924.5221 | 0
2032 | 10 | 5 | 17 | 920.7963 | 0
2032 | 10 | 5 | 18 | 914.3926 | 0
2032 | 10 | 5 | 19 | 907.989 | 0
2032 | 10 | 5 | 20 | 887.1411 | 0
2032 | 10 | 5 | 21 | 844.0923 | 0
2032 | 10 | 5 | 22 | 803.3829 | 0
2032 | 10 | 5 | 23 | 753.7217 | 0
2032 | 10 | 6 | 0 | 711.8354 | 0
2032 | 10 | 6 | 1 | 724.465 | 0
2032 | 10 | 6 | 2 | 705.1618 | 0
2032 | 10 | 6 | 3 | 695.3637 | 0
2032 | 10 | 6 | 4 | 694.4683 | 0
2032 | 10 | 6 | 5 | 708.5573 | 0
2032 | 10 | 6 | 6 | 746.5044 | 0
2032 | 10 | 6 | 7 | 789.0003 | 0
2032 | 10 | 6 | 8 | 803.1147 | 0
2032 | 10 | 6 | 9 | 840.6552 | 0
2032 | 10 | 6 | 10 | 857.8201 | 0
2032 | 10 | 6 | 11 | 872.7105 | 0
2032 | 10 | 6 | 12 | 882.9913 | 0
2032 | 10 | 6 | 13 | 888.8232 | 0
2032 | 10 | 6 | 14 | 889.4005 | 0
2032 | 10 | 6 | 15 | 890.5622 | 0
2032 | 10 | 6 | 16 | 893.5247 | 0
2032 | 10 | 6 | 17 | 889.6324 | 0
2032 | 10 | 6 | 18 | 886.9779 | 0
2032 | 10 | 6 | 19 | 874.2575 | 0
2032 | 10 | 6 | 20 | 861.5371 | 0
2032 | 10 | 6 | 21 | 829.8492 | 0
2032 | 10 | 6 | 22 | 802.9038 | 0
2032 | 10 | 6 | 23 | 768.1367 | 0
2032 | 10 | 7 | 0 | 738.0427 | 0
2032 | 10 | 7 | 1 | 703.5583 | 0
2032 | 10 | 7 | 2 | 669.0739 | 0
2032 | 10 | 7 | 3 | 659.9045 | 0
2032 | 10 | 7 | 4 | 661.472 | 0
2032 | 10 | 7 | 5 | 673.5184 | 0
2032 | 10 | 7 | 6 | 716.9404 | 0
2032 | 10 | 7 | 7 | 763.112 | 0
2032 | 10 | 7 | 8 | 782.994 | 0
2032 | 10 | 7 | 9 | 826.0389 | 0
2032 | 10 | 7 | 10 | 842.1388 | 0
2032 | 10 | 7 | 11 | 852.2621 | 0
2032 | 10 | 7 | 12 | 857.4596 | 0
2032 | 10 | 7 | 13 | 857.0517 | 0
2032 | 10 | 7 | 14 | 853.8337 | 0
2032 | 10 | 7 | 15 | 853.6764 | 0
2032 | 10 | 7 | 16 | 857.6465 | 0
2032 | 10 | 7 | 17 | 851.4525 | 0
2032 | 10 | 7 | 18 | 851.3219 | 0
2032 | 10 | 7 | 19 | 851.1912 | 0
2032 | 10 | 7 | 20 | 837.1832 | 0
2032 | 10 | 7 | 21 | 807.0745 | 0
2032 | 10 | 7 | 22 | 782.1782 | 0
2032 | 10 | 7 | 23 | 746.8462 | 0
2032 | 10 | 8 | 0 | 719.3772 | 0
2032 | 10 | 8 | 1 | 680.9929 | 0
2032 | 10 | 8 | 2 | 663.1127 | 0
2032 | 10 | 8 | 3 | 654.4612 | 0
2032 | 10 | 8 | 4 | 654.0242 | 0
2032 | 10 | 8 | 5 | 674.8751 | 0
2032 | 10 | 8 | 6 | 730.0849 | 0
2032 | 10 | 8 | 7 | 762.3143 | 0
2032 | 10 | 8 | 8 | 795.1672 | 0
2032 | 10 | 8 | 9 | 829.8303 | 0
2032 | 10 | 8 | 10 | 843.6665 | 0
2032 | 10 | 8 | 11 | 850.7025 | 0
2032 | 10 | 8 | 12 | 851.2881 | 0
2032 | 10 | 8 | 13 | 847.0469 | 0
2032 | 10 | 8 | 14 | 840.4578 | 0
2032 | 10 | 8 | 15 | 836.144 | 0
2032 | 10 | 8 | 16 | 836.3984 | 0
2032 | 10 | 8 | 17 | 832.8196 | 0
2032 | 10 | 8 | 18 | 824.6756 | 0
2032 | 10 | 8 | 19 | 830.3448 | 0
2032 | 10 | 8 | 20 | 818.4927 | 0
2032 | 10 | 8 | 21 | 789.9976 | 0
2032 | 10 | 8 | 22 | 761.0067 | 0
2032 | 10 | 8 | 23 | 724.8148 | 0
2032 | 10 | 9 | 0 | 693.0847 | 0
2032 | 10 | 9 | 1 | 664.4183 | 0
2032 | 10 | 9 | 2 | 644.542 | 0
2032 | 10 | 9 | 3 | 624.6658 | 0
2032 | 10 | 9 | 4 | 622.1299 | 0
2032 | 10 | 9 | 5 | 632.2403 | 0
2032 | 10 | 9 | 6 | 658.6027 | 0
2032 | 10 | 9 | 7 | 679.7053 | 0
2032 | 10 | 9 | 8 | 677.7759 | 0
2032 | 10 | 9 | 9 | 705.0494 | 0
2032 | 10 | 9 | 10 | 732.7377 | 0
2032 | 10 | 9 | 11 | 746.4227 | 0
2032 | 10 | 9 | 12 | 751.4136 | 0
2032 | 10 | 9 | 13 | 746.4613 | 0
2032 | 10 | 9 | 14 | 737.7024 | 0
2032 | 10 | 9 | 15 | 732.499 | 0
2032 | 10 | 9 | 16 | 734.2386 | 0
2032 | 10 | 9 | 17 | 735.627 | 0
2032 | 10 | 9 | 18 | 735.0747 | 0
2032 | 10 | 9 | 19 | 742.7175 | 0
2032 | 10 | 9 | 20 | 733.4658 | 0
2032 | 10 | 9 | 21 | 719.5907 | 0
2032 | 10 | 9 | 22 | 700.3843 | 0
2032 | 10 | 9 | 23 | 672.0739 | 0
2032 | 10 | 10 | 0 | 652.0429 | 0
2032 | 10 | 10 | 1 | 638.3824 | 0
2032 | 10 | 10 | 2 | 621.7219 | 0
2032 | 10 | 10 | 3 | 612.2221 | 0
2032 | 10 | 10 | 4 | 608.5131 | 0
2032 | 10 | 10 | 5 | 612.4303 | 0
2032 | 10 | 10 | 6 | 626.4943 | 0
2032 | 10 | 10 | 7 | 633.7203 | 0
2032 | 10 | 10 | 8 | 633.711 | 0
2032 | 10 | 10 | 9 | 655.3136 | 0
2032 | 10 | 10 | 10 | 683.4453 | 0
2032 | 10 | 10 | 11 | 699.7928 | 0
2032 | 10 | 10 | 12 | 716.1404 | 0
2032 | 10 | 10 | 13 | 716.2614 | 0
2032 | 10 | 10 | 14 | 716.8714 | 0
2032 | 10 | 10 | 15 | 719.1719 | 0
2032 | 10 | 10 | 16 | 726.9016 | 0
2032 | 10 | 10 | 17 | 732.223 | 0
2032 | 10 | 10 | 18 | 737.7654 | 0
2032 | 10 | 10 | 19 | 743.3079 | 0
2032 | 10 | 10 | 20 | 736.2611 | 0
2032 | 10 | 10 | 21 | 715.7136 | 0
2032 | 10 | 10 | 22 | 696.6472 | 0
2032 | 10 | 10 | 23 | 672.772 | 0
2032 | 10 | 11 | 0 | 649.6314 | 0
2032 | 10 | 11 | 1 | 648.4655 | 0
2032 | 10 | 11 | 2 | 632.8823 | 0
2032 | 10 | 11 | 3 | 622.0787 | 0
2032 | 10 | 11 | 4 | 618.7133 | 0
2032 | 10 | 11 | 5 | 619.7977 | 0
2032 | 10 | 11 | 6 | 630.7236 | 0
2032 | 10 | 11 | 7 | 635.4803 | 0
2032 | 10 | 11 | 8 | 646.099 | 0
2032 | 10 | 11 | 9 | 672.145 | 0
2032 | 10 | 11 | 10 | 701.9415 | 0
2032 | 10 | 11 | 11 | 727.5263 | 0
2032 | 10 | 11 | 12 | 749.1953 | 0
2032 | 10 | 11 | 13 | 748.357 | 0
2032 | 10 | 11 | 14 | 744.5803 | 0
2032 | 10 | 11 | 15 | 744.6696 | 0
2032 | 10 | 11 | 16 | 749.0782 | 0
2032 | 10 | 11 | 17 | 756.2725 | 0
2032 | 10 | 11 | 18 | 763.0341 | 0
2032 | 10 | 11 | 19 | 773.7259 | 0
2032 | 10 | 11 | 20 | 761.2503 | 0
2032 | 10 | 11 | 21 | 735.5612 | 0
2032 | 10 | 11 | 22 | 709.7795 | 0
2032 | 10 | 11 | 23 | 688.5154 | 0
2032 | 10 | 12 | 0 | 666.4597 | 0
2032 | 10 | 12 | 1 | 663.9751 | 0
2032 | 10 | 12 | 2 | 656.3709 | 0
2032 | 10 | 12 | 3 | 646.6469 | 0
2032 | 10 | 12 | 4 | 645.6214 | 0
2032 | 10 | 12 | 5 | 663.2495 | 0
2032 | 10 | 12 | 6 | 706.7659 | 0
2032 | 10 | 12 | 7 | 760.4462 | 0
2032 | 10 | 12 | 8 | 780.7923 | 0
2032 | 10 | 12 | 9 | 820.1268 | 0
2032 | 10 | 12 | 10 | 831.5485 | 0
2032 | 10 | 12 | 11 | 845.0166 | 0
2032 | 10 | 12 | 12 | 853.2675 | 0
2032 | 10 | 12 | 13 | 858.8183 | 0
2032 | 10 | 12 | 14 | 858.0931 | 0
2032 | 10 | 12 | 15 | 855.5393 | 0
2032 | 10 | 12 | 16 | 852.0786 | 0
2032 | 10 | 12 | 17 | 853.242 | 0
2032 | 10 | 12 | 18 | 852.2659 | 0
2032 | 10 | 12 | 19 | 851.2898 | 0
2032 | 10 | 12 | 20 | 831.2438 | 0
2032 | 10 | 12 | 21 | 800.7735 | 0
2032 | 10 | 12 | 22 | 768.2306 | 0
2032 | 10 | 12 | 23 | 728.6745 | 0
2032 | 10 | 13 | 0 | 700.3486 | 0
2032 | 10 | 13 | 1 | 689.2704 | 0
2032 | 10 | 13 | 2 | 678.1922 | 0
2032 | 10 | 13 | 3 | 670.4108 | 0
2032 | 10 | 13 | 4 | 670.4262 | 0
2032 | 10 | 13 | 5 | 690.8873 | 0
2032 | 10 | 13 | 6 | 739.2287 | 0
2032 | 10 | 13 | 7 | 787.5701 | 0
2032 | 10 | 13 | 8 | 801.9442 | 0
2032 | 10 | 13 | 9 | 832.9297 | 0
2032 | 10 | 13 | 10 | 847.2716 | 0
2032 | 10 | 13 | 11 | 862.5679 | 0
2032 | 10 | 13 | 12 | 873.0067 | 0
2032 | 10 | 13 | 13 | 878.577 | 0
2032 | 10 | 13 | 14 | 876.1216 | 0
2032 | 10 | 13 | 15 | 878.9517 | 0
2032 | 10 | 13 | 16 | 884.591 | 0
2032 | 10 | 13 | 17 | 885.2482 | 0
2032 | 10 | 13 | 18 | 891.1196 | 0
2032 | 10 | 13 | 19 | 885.944 | 0
2032 | 10 | 13 | 20 | 860.6207 | 0
2032 | 10 | 13 | 21 | 825.7337 | 0
2032 | 10 | 13 | 22 | 796.1442 | 0
2032 | 10 | 13 | 23 | 757.5512 | 0
2032 | 10 | 14 | 0 | 724.5003 | 0
2032 | 10 | 14 | 1 | 705.0015 | 0
2032 | 10 | 14 | 2 | 685.5026 | 0
2032 | 10 | 14 | 3 | 677.3923 | 0
2032 | 10 | 14 | 4 | 677.824 | 0
2032 | 10 | 14 | 5 | 695.7493 | 0
2032 | 10 | 14 | 6 | 743.5258 | 0
2032 | 10 | 14 | 7 | 791.3022 | 0
2032 | 10 | 14 | 8 | 807.193 | 0
2032 | 10 | 14 | 9 | 835.4463 | 0
2032 | 10 | 14 | 10 | 850.468 | 0
2032 | 10 | 14 | 11 | 856.0623 | 0
2032 | 10 | 14 | 12 | 861.6566 | 0
2032 | 10 | 14 | 13 | 861.45 | 0
2032 | 10 | 14 | 14 | 855.6872 | 0
2032 | 10 | 14 | 15 | 855.4831 | 0
2032 | 10 | 14 | 16 | 859.0775 | 0
2032 | 10 | 14 | 17 | 861.527 | 0
2032 | 10 | 14 | 18 | 865.0385 | 0
2032 | 10 | 14 | 19 | 868.55 | 0
2032 | 10 | 14 | 20 | 852.613 | 0
2032 | 10 | 14 | 21 | 818.5096 | 0
2032 | 10 | 14 | 22 | 792.7573 | 0
2032 | 10 | 14 | 23 | 762.1204 | 0
2032 | 10 | 15 | 0 | 736.1851 | 0
2032 | 10 | 15 | 1 | 716.1094 | 0
2032 | 10 | 15 | 2 | 702.6766 | 0
2032 | 10 | 15 | 3 | 695.9135 | 0
2032 | 10 | 15 | 4 | 697.3558 | 0
2032 | 10 | 15 | 5 | 712.0192 | 0
2032 | 10 | 15 | 6 | 750.1665 | 0
2032 | 10 | 15 | 7 | 794.9253 | 0
2032 | 10 | 15 | 8 | 807.4188 | 0
2032 | 10 | 15 | 9 | 845.0919 | 0
2032 | 10 | 15 | 10 | 856.4013 | 0
2032 | 10 | 15 | 11 | 861.4066 | 0
2032 | 10 | 15 | 12 | 863.9669 | 0
2032 | 10 | 15 | 13 | 857.5698 | 0
2032 | 10 | 15 | 14 | 849.1294 | 0
2032 | 10 | 15 | 15 | 844.0559 | 0
2032 | 10 | 15 | 16 | 844.1284 | 0
2032 | 10 | 15 | 17 | 846.7142 | 0
2032 | 10 | 15 | 18 | 852.2276 | 0
2032 | 10 | 15 | 19 | 851.9082 | 0
2032 | 10 | 15 | 20 | 832.9298 | 0
2032 | 10 | 15 | 21 | 809.5798 | 0
2032 | 10 | 15 | 22 | 789.5277 | 0
2032 | 10 | 15 | 23 | 766.3826 | 0
2032 | 10 | 16 | 0 | 743.7344 | 0
2032 | 10 | 16 | 1 | 703.0091 | 0
2032 | 10 | 16 | 2 | 662.2838 | 0
2032 | 10 | 16 | 3 | 651.6933 | 0
2032 | 10 | 16 | 4 | 648.2373 | 0
2032 | 10 | 16 | 5 | 659.7163 | 0
2032 | 10 | 16 | 6 | 689.0958 | 0
2032 | 10 | 16 | 7 | 709.5027 | 0
2032 | 10 | 16 | 8 | 706.5129 | 0
2032 | 10 | 16 | 9 | 730.8164 | 0
2032 | 10 | 16 | 10 | 762.6128 | 0
2032 | 10 | 16 | 11 | 780.9917 | 0
2032 | 10 | 16 | 12 | 786.167 | 0
2032 | 10 | 16 | 13 | 780.3475 | 0
2032 | 10 | 16 | 14 | 770.7295 | 0
2032 | 10 | 16 | 15 | 767.3973 | 0
2032 | 10 | 16 | 16 | 771.3896 | 0
2032 | 10 | 16 | 17 | 776.2395 | 0
2032 | 10 | 16 | 18 | 781.5316 | 0
2032 | 10 | 16 | 19 | 786.8237 | 0
2032 | 10 | 16 | 20 | 767.5198 | 0
2032 | 10 | 16 | 21 | 748.6555 | 0
2032 | 10 | 16 | 22 | 728.2565 | 0
2032 | 10 | 16 | 23 | 703.98 | 0
2032 | 10 | 17 | 0 | 682.1163 | 0
2032 | 10 | 17 | 1 | 664.6531 | 0
2032 | 10 | 17 | 2 | 651.1264 | 0
2032 | 10 | 17 | 3 | 637.5997 | 0
2032 | 10 | 17 | 4 | 634.7662 | 0
2032 | 10 | 17 | 5 | 644.2119 | 0
2032 | 10 | 17 | 6 | 665.1256 | 0
2032 | 10 | 17 | 7 | 678.8282 | 0
2032 | 10 | 17 | 8 | 670.7938 | 0
2032 | 10 | 17 | 9 | 691.2114 | 0
2032 | 10 | 17 | 10 | 719.8887 | 0
2032 | 10 | 17 | 11 | 740.9829 | 0
2032 | 10 | 17 | 12 | 749.9405 | 0
2032 | 10 | 17 | 13 | 751.5055 | 0
2032 | 10 | 17 | 14 | 746.6122 | 0
2032 | 10 | 17 | 15 | 748.3117 | 0
2032 | 10 | 17 | 16 | 758.4832 | 0
2032 | 10 | 17 | 17 | 775.1555 | 0
2032 | 10 | 17 | 18 | 789.1765 | 0
2032 | 10 | 17 | 19 | 795.8236 | 0
2032 | 10 | 17 | 20 | 781.8388 | 0
2032 | 10 | 17 | 21 | 756.3319 | 0
2032 | 10 | 17 | 22 | 736.3012 | 0
2032 | 10 | 17 | 23 | 710.4596 | 0
2032 | 10 | 18 | 0 | 687.2487 | 0
2032 | 10 | 18 | 1 | 690.3193 | 0
2032 | 10 | 18 | 2 | 675.0555 | 0
2032 | 10 | 18 | 3 | 668.5703 | 0
2032 | 10 | 18 | 4 | 671.3044 | 0
2032 | 10 | 18 | 5 | 692.6362 | 0
2032 | 10 | 18 | 6 | 745.4952 | 0
2032 | 10 | 18 | 7 | 798.3542 | 0
2032 | 10 | 18 | 8 | 814.1959 | 0
2032 | 10 | 18 | 9 | 842.0801 | 0
2032 | 10 | 18 | 10 | 858.9542 | 0
2032 | 10 | 18 | 11 | 865.3227 | 0
2032 | 10 | 18 | 12 | 869.5341 | 0
2032 | 10 | 18 | 13 | 868.8909 | 0
2032 | 10 | 18 | 14 | 867.5898 | 0
2032 | 10 | 18 | 15 | 867.8159 | 0
2032 | 10 | 18 | 16 | 874.0182 | 0
2032 | 10 | 18 | 17 | 878.9129 | 0
2032 | 10 | 18 | 18 | 880.7322 | 0
2032 | 10 | 18 | 19 | 882.5514 | 0
2032 | 10 | 18 | 20 | 860.7618 | 0
2032 | 10 | 18 | 21 | 823.3943 | 0
2032 | 10 | 18 | 22 | 792.5686 | 0
2032 | 10 | 18 | 23 | 755.4549 | 0
2032 | 10 | 19 | 0 | 723.2335 | 0
2032 | 10 | 19 | 1 | 691.3759 | 0
2032 | 10 | 19 | 2 | 677.4373 | 0
2032 | 10 | 19 | 3 | 671.0365 | 0
2032 | 10 | 19 | 4 | 675.2305 | 0
2032 | 10 | 19 | 5 | 696.6366 | 0
2032 | 10 | 19 | 6 | 745.0468 | 0
2032 | 10 | 19 | 7 | 804.3021 | 0
2032 | 10 | 19 | 8 | 822.803 | 0
2032 | 10 | 19 | 9 | 852.7713 | 0
2032 | 10 | 19 | 10 | 860.0249 | 0
2032 | 10 | 19 | 11 | 867.112 | 0
2032 | 10 | 19 | 12 | 866.3214 | 0
2032 | 10 | 19 | 13 | 861.433 | 0
2032 | 10 | 19 | 14 | 849.4192 | 0
2032 | 10 | 19 | 15 | 844.6428 | 0
2032 | 10 | 19 | 16 | 837.4448 | 0
2032 | 10 | 19 | 17 | 842.0497 | 0
2032 | 10 | 19 | 18 | 848.4054 | 0
2032 | 10 | 19 | 19 | 854.761 | 0
2032 | 10 | 19 | 20 | 832.9711 | 0
2032 | 10 | 19 | 21 | 794.9537 | 0
2032 | 10 | 19 | 22 | 764.8157 | 0
2032 | 10 | 19 | 23 | 727.6686 | 0
2032 | 10 | 20 | 0 | 697.9388 | 0
2032 | 10 | 20 | 1 | 706.3427 | 0
2032 | 10 | 20 | 2 | 688.7313 | 0
2032 | 10 | 20 | 3 | 680.0425 | 0
2032 | 10 | 20 | 4 | 680.6766 | 0
2032 | 10 | 20 | 5 | 700.6988 | 0
2032 | 10 | 20 | 6 | 751.4369 | 0
2032 | 10 | 20 | 7 | 805.7545 | 0
2032 | 10 | 20 | 8 | 819.0657 | 0
2032 | 10 | 20 | 9 | 852.823 | 0
2032 | 10 | 20 | 10 | 867.0174 | 0
2032 | 10 | 20 | 11 | 879.6128 | 0
2032 | 10 | 20 | 12 | 888.4095 | 0
2032 | 10 | 20 | 13 | 892.9533 | 0
2032 | 10 | 20 | 14 | 891.0466 | 0
2032 | 10 | 20 | 15 | 892.4833 | 0
2032 | 10 | 20 | 16 | 901.8918 | 0
2032 | 10 | 20 | 17 | 901.6353 | 0
2032 | 10 | 20 | 18 | 913.5542 | 0
2032 | 10 | 20 | 19 | 903.4382 | 0
2032 | 10 | 20 | 20 | 877.6846 | 0
2032 | 10 | 20 | 21 | 833.5741 | 0
2032 | 10 | 20 | 22 | 801.221 | 0
2032 | 10 | 20 | 23 | 758.9399 | 0
2032 | 10 | 21 | 0 | 722.8833 | 0
2032 | 10 | 21 | 1 | 697.4713 | 0
2032 | 10 | 21 | 2 | 672.0592 | 0
2032 | 10 | 21 | 3 | 661.7396 | 0
2032 | 10 | 21 | 4 | 662.318 | 0
2032 | 10 | 21 | 5 | 682.1195 | 0
2032 | 10 | 21 | 6 | 735.1638 | 0
2032 | 10 | 21 | 7 | 765.0889 | 0
2032 | 10 | 21 | 8 | 795.014 | 0
2032 | 10 | 21 | 9 | 820.8946 | 0
2032 | 10 | 21 | 10 | 835.3308 | 0
2032 | 10 | 21 | 11 | 840.9643 | 0
2032 | 10 | 21 | 12 | 843.0962 | 0
2032 | 10 | 21 | 13 | 845.2281 | 0
2032 | 10 | 21 | 14 | 835.0908 | 0
2032 | 10 | 21 | 15 | 829.7402 | 0
2032 | 10 | 21 | 16 | 829.7079 | 0
2032 | 10 | 21 | 17 | 831.7332 | 0
2032 | 10 | 21 | 18 | 844.6316 | 0
2032 | 10 | 21 | 19 | 843.1625 | 0
2032 | 10 | 21 | 20 | 824.7269 | 0
2032 | 10 | 21 | 21 | 788.0008 | 0
2032 | 10 | 21 | 22 | 754.1996 | 0
2032 | 10 | 21 | 23 | 719.1925 | 0
2032 | 10 | 22 | 0 | 702.9652 | 0
2032 | 10 | 22 | 1 | 686.7379 | 0
2032 | 10 | 22 | 2 | 671.0678 | 0
2032 | 10 | 22 | 3 | 662.8346 | 0
2032 | 10 | 22 | 4 | 663.2194 | 0
2032 | 10 | 22 | 5 | 680.7105 | 0
2032 | 10 | 22 | 6 | 726.7243 | 0
2032 | 10 | 22 | 7 | 779.9941 | 0
2032 | 10 | 22 | 8 | 793.6742 | 0
2032 | 10 | 22 | 9 | 824.9118 | 0
2032 | 10 | 22 | 10 | 842.5415 | 0
2032 | 10 | 22 | 11 | 855.1875 | 0
2032 | 10 | 22 | 12 | 862.5582 | 0
2032 | 10 | 22 | 13 | 862.3586 | 0
2032 | 10 | 22 | 14 | 855.4774 | 0
2032 | 10 | 22 | 15 | 853.9071 | 0
2032 | 10 | 22 | 16 | 855.6143 | 0
2032 | 10 | 22 | 17 | 859.597 | 0
2032 | 10 | 22 | 18 | 861.2534 | 0
2032 | 10 | 22 | 19 | 862.9098 | 0
2032 | 10 | 22 | 20 | 839.5861 | 0
2032 | 10 | 22 | 21 | 816.8595 | 0
2032 | 10 | 22 | 22 | 791.4167 | 0
2032 | 10 | 22 | 23 | 758.9096 | 0
2032 | 10 | 23 | 0 | 730.1207 | 0
2032 | 10 | 23 | 1 | 693.2024 | 0
2032 | 10 | 23 | 2 | 669.4721 | 0
2032 | 10 | 23 | 3 | 645.7418 | 0
2032 | 10 | 23 | 4 | 643.5589 | 0
2032 | 10 | 23 | 5 | 649.5901 | 0
2032 | 10 | 23 | 6 | 671.2298 | 0
2032 | 10 | 23 | 7 | 692.8069 | 0
2032 | 10 | 23 | 8 | 693.0133 | 0
2032 | 10 | 23 | 9 | 719.6674 | 0
2032 | 10 | 23 | 10 | 750.769 | 0
2032 | 10 | 23 | 11 | 768.1061 | 0
2032 | 10 | 23 | 12 | 775.7952 | 0
2032 | 10 | 23 | 13 | 772.2171 | 0
2032 | 10 | 23 | 14 | 761.2685 | 0
2032 | 10 | 23 | 15 | 757.3795 | 0
2032 | 10 | 23 | 16 | 764.8373 | 0
2032 | 10 | 23 | 17 | 772.295 | 0
2032 | 10 | 23 | 18 | 779.8902 | 0
2032 | 10 | 23 | 19 | 787.4854 | 0
2032 | 10 | 23 | 20 | 766.7699 | 0
2032 | 10 | 23 | 21 | 749.6797 | 0
2032 | 10 | 23 | 22 | 731.6702 | 0
2032 | 10 | 23 | 23 | 709.2259 | 0
2032 | 10 | 24 | 0 | 687.5093 | 0
2032 | 10 | 24 | 1 | 657.8345 | 0
2032 | 10 | 24 | 2 | 640.6919 | 0
2032 | 10 | 24 | 3 | 628.8956 | 0
2032 | 10 | 24 | 4 | 625.2645 | 0
2032 | 10 | 24 | 5 | 628.8502 | 0
2032 | 10 | 24 | 6 | 645.04 | 0
2032 | 10 | 24 | 7 | 657.1678 | 0
2032 | 10 | 24 | 8 | 655.2714 | 0
2032 | 10 | 24 | 9 | 673.8866 | 0
2032 | 10 | 24 | 10 | 701.2117 | 0
2032 | 10 | 24 | 11 | 718.9018 | 0
2032 | 10 | 24 | 12 | 730.8768 | 0
2032 | 10 | 24 | 13 | 730.7908 | 0
2032 | 10 | 24 | 14 | 725.7548 | 0
2032 | 10 | 24 | 15 | 729.1251 | 0
2032 | 10 | 24 | 16 | 740.5544 | 0
2032 | 10 | 24 | 17 | 758.2207 | 0
2032 | 10 | 24 | 18 | 770.1189 | 0
2032 | 10 | 24 | 19 | 766.6205 | 0
2032 | 10 | 24 | 20 | 763.1221 | 0
2032 | 10 | 24 | 21 | 737.4857 | 0
2032 | 10 | 24 | 22 | 718.9612 | 0
2032 | 10 | 24 | 23 | 698.0816 | 0
2032 | 10 | 25 | 0 | 674.5755 | 0
2032 | 10 | 25 | 1 | 687.7389 | 0
2032 | 10 | 25 | 2 | 674.8635 | 0
2032 | 10 | 25 | 3 | 669.8068 | 0
2032 | 10 | 25 | 4 | 672.1572 | 0
2032 | 10 | 25 | 5 | 693.0278 | 0
2032 | 10 | 25 | 6 | 743.1752 | 0
2032 | 10 | 25 | 7 | 799.1527 | 0
2032 | 10 | 25 | 8 | 815.8966 | 0
2032 | 10 | 25 | 9 | 851.3329 | 0
2032 | 10 | 25 | 10 | 866.8251 | 0
2032 | 10 | 25 | 11 | 874.9369 | 0
2032 | 10 | 25 | 12 | 879.1912 | 0
2032 | 10 | 25 | 13 | 877.8051 | 0
2032 | 10 | 25 | 14 | 872.7019 | 0
2032 | 10 | 25 | 15 | 873.8438 | 0
2032 | 10 | 25 | 16 | 880.7058 | 0
2032 | 10 | 25 | 17 | 889.6494 | 0
2032 | 10 | 25 | 18 | 906.204 | 0
2032 | 10 | 25 | 19 | 902.0185 | 0
2032 | 10 | 25 | 20 | 879.0348 | 0
2032 | 10 | 25 | 21 | 842.7283 | 0
2032 | 10 | 25 | 22 | 813.3911 | 0
2032 | 10 | 25 | 23 | 776.9822 | 0
2032 | 10 | 26 | 0 | 742.8567 | 0
2032 | 10 | 26 | 1 | 733.7077 | 0
2032 | 10 | 26 | 2 | 719.3138 | 0
2032 | 10 | 26 | 3 | 711.2165 | 0
2032 | 10 | 26 | 4 | 712.8422 | 0
2032 | 10 | 26 | 5 | 728.9429 | 0
2032 | 10 | 26 | 6 | 767.199 | 0
2032 | 10 | 26 | 7 | 818.2601 | 0
2032 | 10 | 26 | 8 | 839.3039 | 0
2032 | 10 | 26 | 9 | 874.1032 | 0
2032 | 10 | 26 | 10 | 887.7464 | 0
2032 | 10 | 26 | 11 | 900.163 | 0
2032 | 10 | 26 | 12 | 905.509 | 0
2032 | 10 | 26 | 13 | 905.036 | 0
2032 | 10 | 26 | 14 | 899.3207 | 0
2032 | 10 | 26 | 15 | 898.7871 | 0
2032 | 10 | 26 | 16 | 896.9369 | 0
2032 | 10 | 26 | 17 | 899.4831 | 0
2032 | 10 | 26 | 18 | 901.727 | 0
2032 | 10 | 26 | 19 | 889.7729 | 0
2032 | 10 | 26 | 20 | 877.8188 | 0
2032 | 10 | 26 | 21 | 837.738 | 0
2032 | 10 | 26 | 22 | 811.3779 | 0
2032 | 10 | 26 | 23 | 777.1287 | 0
2032 | 10 | 27 | 0 | 748.8727 | 0
2032 | 10 | 27 | 1 | 738.3772 | 0
2032 | 10 | 27 | 2 | 722.425 | 0
2032 | 10 | 27 | 3 | 712.1755 | 0
2032 | 10 | 27 | 4 | 712.6759 | 0
2032 | 10 | 27 | 5 | 727.0717 | 0
2032 | 10 | 27 | 6 | 764.8525 | 0
2032 | 10 | 27 | 7 | 809.0805 | 0
2032 | 10 | 27 | 8 | 827.7523 | 0
2032 | 10 | 27 | 9 | 863.103 | 0
2032 | 10 | 27 | 10 | 875.2376 | 0
2032 | 10 | 27 | 11 | 883.5838 | 0
2032 | 10 | 27 | 12 | 888.0417 | 0
2032 | 10 | 27 | 13 | 892.4995 | 0
2032 | 10 | 27 | 14 | 890.4242 | 0
2032 | 10 | 27 | 15 | 891.9179 | 0
2032 | 10 | 27 | 16 | 899.8256 | 0
2032 | 10 | 27 | 17 | 904.6122 | 0
2032 | 10 | 27 | 18 | 926.0316 | 0
2032 | 10 | 27 | 19 | 910.4902 | 0
2032 | 10 | 27 | 20 | 884.0865 | 0
2032 | 10 | 27 | 21 | 848.7486 | 0
2032 | 10 | 27 | 22 | 824.0056 | 0
2032 | 10 | 27 | 23 | 792.2032 | 0
2032 | 10 | 28 | 0 | 761.5358 | 0
2032 | 10 | 28 | 1 | 738.4 | 0
2032 | 10 | 28 | 2 | 715.2642 | 0
2032 | 10 | 28 | 3 | 706.8195 | 0
2032 | 10 | 28 | 4 | 707.742 | 0
2032 | 10 | 28 | 5 | 722.5199 | 0
2032 | 10 | 28 | 6 | 765.7914 | 0
2032 | 10 | 28 | 7 | 817.3672 | 0
2032 | 10 | 28 | 8 | 831.5288 | 0
2032 | 10 | 28 | 9 | 867.5597 | 0
2032 | 10 | 28 | 10 | 885.5946 | 0
2032 | 10 | 28 | 11 | 891.6739 | 0
2032 | 10 | 28 | 12 | 896.707 | 0
2032 | 10 | 28 | 13 | 899.505 | 0
2032 | 10 | 28 | 14 | 894.8213 | 0
2032 | 10 | 28 | 15 | 897.5867 | 0
2032 | 10 | 28 | 16 | 900.3522 | 0
2032 | 10 | 28 | 17 | 902.4063 | 0
2032 | 10 | 28 | 18 | 914.7917 | 0
2032 | 10 | 28 | 19 | 904.833 | 0
2032 | 10 | 28 | 20 | 881.1638 | 0
2032 | 10 | 28 | 21 | 854.0468 | 0
2032 | 10 | 28 | 22 | 828.4528 | 0
2032 | 10 | 28 | 23 | 795.2663 | 0
2032 | 10 | 29 | 0 | 764.9216 | 0
2032 | 10 | 29 | 1 | 718.2973 | 0
2032 | 10 | 29 | 2 | 696.6288 | 0
2032 | 10 | 29 | 3 | 683.57 | 0
2032 | 10 | 29 | 4 | 678.8633 | 0
2032 | 10 | 29 | 5 | 686.5279 | 0
2032 | 10 | 29 | 6 | 714.2315 | 0
2032 | 10 | 29 | 7 | 756.3227 | 0
2032 | 10 | 29 | 8 | 782.6232 | 0
2032 | 10 | 29 | 9 | 819.3357 | 0
2032 | 10 | 29 | 10 | 841.7549 | 0
2032 | 10 | 29 | 11 | 851.7199 | 0
2032 | 10 | 29 | 12 | 860.0674 | 0
2032 | 10 | 29 | 13 | 865.1709 | 0
2032 | 10 | 29 | 14 | 861.2754 | 0
2032 | 10 | 29 | 15 | 855.7552 | 0
2032 | 10 | 29 | 16 | 850.5054 | 0
2032 | 10 | 29 | 17 | 853.0395 | 0
2032 | 10 | 29 | 18 | 876.4512 | 0
2032 | 10 | 29 | 19 | 867.3751 | 0
2032 | 10 | 29 | 20 | 844.2517 | 0
2032 | 10 | 29 | 21 | 817.416 | 0
2032 | 10 | 29 | 22 | 799.4209 | 0
2032 | 10 | 29 | 23 | 771.1213 | 0
2032 | 10 | 30 | 0 | 739.8115 | 0
2032 | 10 | 30 | 1 | 699.9072 | 0
2032 | 10 | 30 | 2 | 703.1577 | 0
2032 | 10 | 30 | 3 | 675.2001 | 0
2032 | 10 | 30 | 4 | 668.5334 | 0
2032 | 10 | 30 | 5 | 665.9934 | 0
2032 | 10 | 30 | 6 | 668.7735 | 0
2032 | 10 | 30 | 7 | 680.4196 | 0
2032 | 10 | 30 | 8 | 705.9706 | 0
2032 | 10 | 30 | 9 | 739.9928 | 0
2032 | 10 | 30 | 10 | 770.1512 | 0
2032 | 10 | 30 | 11 | 788.5257 | 0
2032 | 10 | 30 | 12 | 798.4344 | 0
2032 | 10 | 30 | 13 | 792.5891 | 0
2032 | 10 | 30 | 14 | 786.8923 | 0
2032 | 10 | 30 | 15 | 780.2988 | 0
2032 | 10 | 30 | 16 | 777.568 | 0
2032 | 10 | 30 | 17 | 789.5236 | 0
2032 | 10 | 30 | 18 | 822.808 | 0
2032 | 10 | 30 | 19 | 819.2605 | 0
2032 | 10 | 30 | 20 | 800.3636 | 0
2032 | 10 | 30 | 21 | 788.3611 | 0
2032 | 10 | 30 | 22 | 780.366 | 0
2032 | 10 | 30 | 23 | 763.0196 | 0
2032 | 10 | 31 | 0 | 732.8447 | 0
2032 | 10 | 31 | 1 | 702.6697 | 0
2032 | 10 | 31 | 2 | 711.0278 | 0
2032 | 10 | 31 | 3 | 697.286 | 0
2032 | 10 | 31 | 4 | 690.9907 | 0
2032 | 10 | 31 | 5 | 689.5402 | 0
2032 | 10 | 31 | 6 | 694.236 | 0
2032 | 10 | 31 | 7 | 700.9215 | 0
2032 | 10 | 31 | 8 | 707.6128 | 0
2032 | 10 | 31 | 9 | 738.1185 | 0
2032 | 10 | 31 | 10 | 777.3025 | 0
2032 | 10 | 31 | 11 | 805.5632 | 0
2032 | 10 | 31 | 12 | 825.9224 | 0
2032 | 10 | 31 | 13 | 826.4037 | 0
2032 | 10 | 31 | 14 | 823.868 | 0
2032 | 10 | 31 | 15 | 823.8467 | 0
2032 | 10 | 31 | 16 | 832.7569 | 0
2032 | 10 | 31 | 17 | 854.792 | 0
2032 | 10 | 31 | 18 | 876.0082 | 0
2032 | 10 | 31 | 19 | 897.2245 | 0
2032 | 10 | 31 | 20 | 879.8219 | 0
2032 | 10 | 31 | 21 | 860.461 | 0
2032 | 10 | 31 | 22 | 851.4834 | 0
2032 | 10 | 31 | 23 | 830.8231 | 0
2032 | 11 | 1 | 0 | 802.8489 | 0
2032 | 11 | 1 | 1 | 849.06 | 0
2032 | 11 | 1 | 2 | 863.3288 | 0
2032 | 11 | 1 | 3 | 851.8672 | 0
2032 | 11 | 1 | 4 | 849.1632 | 0
2032 | 11 | 1 | 5 | 855.9892 | 0
2032 | 11 | 1 | 6 | 882.7698 | 0
2032 | 11 | 1 | 7 | 927.9011 | 0
2032 | 11 | 1 | 8 | 963.0284 | 0
2032 | 11 | 1 | 9 | 1005.5648 | 0
2032 | 11 | 1 | 10 | 1026.5097 | 0
2032 | 11 | 1 | 11 | 1041.549 | 0
2032 | 11 | 1 | 12 | 1052.6251 | 2.6251
2032 | 11 | 1 | 13 | 1046.0771 | 0
2032 | 11 | 1 | 14 | 1042.9928 | 0
2032 | 11 | 1 | 15 | 1039.7943 | 0
2032 | 11 | 1 | 16 | 1043.5569 | 0
2032 | 11 | 1 | 17 | 1056.109 | 6.109
2032 | 11 | 1 | 18 | 1089.527 | 39.527
2032 | 11 | 1 | 19 | 1078.4391 | 28.4391
2032 | 11 | 1 | 20 | 1055.4213 | 5.4213
2032 | 11 | 1 | 21 | 1021.961 | 0
2032 | 11 | 1 | 22 | 999.9452 | 0
2032 | 11 | 1 | 23 | 966.5661 | 0
2032 | 11 | 2 | 0 | 924.4424 | 0
2032 | 11 | 2 | 1 | 873.7693 | 0
2032 | 11 | 2 | 2 | 886.6681 | 0
2032 | 11 | 2 | 3 | 872.9527 | 0
2032 | 11 | 2 | 4 | 869.3719 | 0
2032 | 11 | 2 | 5 | 876.8658 | 0
2032 | 11 | 2 | 6 | 900.3763 | 0
2032 | 11 | 2 | 7 | 943.1457 | 0
2032 | 11 | 2 | 8 | 976.3062 | 0
2032 | 11 | 2 | 9 | 1015.493 | 0
2032 | 11 | 2 | 10 | 1032.6763 | 0
2032 | 11 | 2 | 11 | 1053.4096 | 3.4096
2032 | 11 | 2 | 12 | 1064.4545 | 14.4545
2032 | 11 | 2 | 13 | 1064.1662 | 14.1662
2032 | 11 | 2 | 14 | 1055.6023 | 5.6023
2032 | 11 | 2 | 15 | 1050.7376 | 0.73756
2032 | 11 | 2 | 16 | 1041.4187 | 0
2032 | 11 | 2 | 17 | 1052.3147 | 2.3147
2032 | 11 | 2 | 18 | 1089.0413 | 39.0413
2032 | 11 | 2 | 19 | 1070.2485 | 20.2485
2032 | 11 | 2 | 20 | 1042.8341 | 0
2032 | 11 | 2 | 21 | 1006.5236 | 0
2032 | 11 | 2 | 22 | 989.1288 | 0
2032 | 11 | 2 | 23 | 957.3245 | 0
2032 | 11 | 3 | 0 | 922.8732 | 0
2032 | 11 | 3 | 1 | 905.6231 | 0
2032 | 11 | 3 | 2 | 919.6464 | 0
2032 | 11 | 3 | 3 | 906.057 | 0
2032 | 11 | 3 | 4 | 905.4786 | 0
2032 | 11 | 3 | 5 | 918.3712 | 0
2032 | 11 | 3 | 6 | 950.3129 | 0
2032 | 11 | 3 | 7 | 1000.001 | 0
2032 | 11 | 3 | 8 | 1033.9539 | 0
2032 | 11 | 3 | 9 | 1071.707 | 21.707
2032 | 11 | 3 | 10 | 1084.2081 | 34.2081
2032 | 11 | 3 | 11 | 1100.0267 | 50.0267
2032 | 11 | 3 | 12 | 1111.9375 | 61.9375
2032 | 11 | 3 | 13 | 1112.7698 | 62.7698
2032 | 11 | 3 | 14 | 1115.4375 | 65.4375
2032 | 11 | 3 | 15 | 1116.4518 | 66.4518
2032 | 11 | 3 | 16 | 1122.9474 | 72.9474
2032 | 11 | 3 | 17 | 1138.0632 | 88.0632
2032 | 11 | 3 | 18 | 1183.4952 | 133.4952
2032 | 11 | 3 | 19 | 1166.5895 | 116.5895
2032 | 11 | 3 | 20 | 1139.5183 | 89.5183
2032 | 11 | 3 | 21 | 1101.3286 | 51.3286
2032 | 11 | 3 | 22 | 1073.5311 | 23.5311
2032 | 11 | 3 | 23 | 1034.8304 | 0
2032 | 11 | 4 | 0 | 995.9157 | 0
2032 | 11 | 4 | 1 | 958.7819 | 0
2032 | 11 | 4 | 2 | 921.6481 | 0
2032 | 11 | 4 | 3 | 906.605 | 0
2032 | 11 | 4 | 4 | 904.2758 | 0
2032 | 11 | 4 | 5 | 913.8933 | 0
2032 | 11 | 4 | 6 | 950.9139 | 0
2032 | 11 | 4 | 7 | 1013.4401 | 0
2032 | 11 | 4 | 8 | 1047.5582 | 0
2032 | 11 | 4 | 9 | 1088.1887 | 38.1887
2032 | 11 | 4 | 10 | 1103.0253 | 53.0253
2032 | 11 | 4 | 11 | 1112.7247 | 62.7247
2032 | 11 | 4 | 12 | 1118.6955 | 68.6955
2032 | 11 | 4 | 13 | 1111.326 | 61.326
2032 | 11 | 4 | 14 | 1103.5283 | 53.5283
2032 | 11 | 4 | 15 | 1096.702 | 46.702
2032 | 11 | 4 | 16 | 1094.3521 | 44.3521
2032 | 11 | 4 | 17 | 1103.8826 | 53.8826
2032 | 11 | 4 | 18 | 1148.8544 | 98.8544
2032 | 11 | 4 | 19 | 1145.3755 | 95.3755
2032 | 11 | 4 | 20 | 1122.768 | 72.768
2032 | 11 | 4 | 21 | 1088.6965 | 38.6965
2032 | 11 | 4 | 22 | 1059.0462 | 9.0462
2032 | 11 | 4 | 23 | 1019.0033 | 0
2032 | 11 | 5 | 0 | 977.5383 | 0
2032 | 11 | 5 | 1 | 970.2401 | 0
2032 | 11 | 5 | 2 | 940.2672 | 0
2032 | 11 | 5 | 3 | 925.8851 | 0
2032 | 11 | 5 | 4 | 922.103 | 0
2032 | 11 | 5 | 5 | 933.7233 | 0
2032 | 11 | 5 | 6 | 974.4138 | 0
2032 | 11 | 5 | 7 | 1042.0201 | 0
2032 | 11 | 5 | 8 | 1080.7593 | 30.7593
2032 | 11 | 5 | 9 | 1115.6948 | 65.6948
2032 | 11 | 5 | 10 | 1129.986 | 79.986
2032 | 11 | 5 | 11 | 1139.7229 | 89.7229
2032 | 11 | 5 | 12 | 1144.5788 | 94.5788
2032 | 11 | 5 | 13 | 1132.1267 | 82.1267
2032 | 11 | 5 | 14 | 1121.3243 | 71.3243
2032 | 11 | 5 | 15 | 1109.2699 | 59.2699
2032 | 11 | 5 | 16 | 1100.8178 | 50.8178
2032 | 11 | 5 | 17 | 1108.3674 | 58.3674
2032 | 11 | 5 | 18 | 1158.1244 | 108.1244
2032 | 11 | 5 | 19 | 1153.0957 | 103.0957
2032 | 11 | 5 | 20 | 1129.8889 | 79.8889
2032 | 11 | 5 | 21 | 1110.0287 | 60.0287
2032 | 11 | 5 | 22 | 1082.7881 | 32.7881
2032 | 11 | 5 | 23 | 1040.5332 | 0
2032 | 11 | 6 | 0 | 991.6111 | 0
2032 | 11 | 6 | 1 | 935.6677 | 0
2032 | 11 | 6 | 2 | 879.7243 | 0
2032 | 11 | 6 | 3 | 858.1104 | 0
2032 | 11 | 6 | 4 | 848.6049 | 0
2032 | 11 | 6 | 5 | 847.0747 | 0
2032 | 11 | 6 | 6 | 858.5721 | 0
2032 | 11 | 6 | 7 | 876.2882 | 0
2032 | 11 | 6 | 8 | 883.7726 | 0
2032 | 11 | 6 | 9 | 907.5667 | 0
2032 | 11 | 6 | 10 | 945.9855 | 0
2032 | 11 | 6 | 11 | 968.7631 | 0
2032 | 11 | 6 | 12 | 981.9165 | 0
2032 | 11 | 6 | 13 | 976.244 | 0
2032 | 11 | 6 | 14 | 967.7411 | 0
2032 | 11 | 6 | 15 | 959.2819 | 0
2032 | 11 | 6 | 16 | 956.1073 | 0
2032 | 11 | 6 | 17 | 972.216 | 0
2032 | 11 | 6 | 18 | 1023.5904 | 0
2032 | 11 | 6 | 19 | 1023.502 | 0
2032 | 11 | 6 | 20 | 1004.2099 | 0
2032 | 11 | 6 | 21 | 984.6347 | 0
2032 | 11 | 6 | 22 | 971.0683 | 0
2032 | 11 | 6 | 23 | 944.3237 | 0
2032 | 11 | 7 | 0 | 912.2769 | 0
2032 | 11 | 7 | 1 | 872.1941 | 0
2032 | 11 | 7 | 2 | 846.1379 | 0
2032 | 11 | 7 | 3 | 825.5769 | 0
2032 | 11 | 7 | 4 | 816.8264 | 0
2032 | 11 | 7 | 5 | 809.5744 | 0
2032 | 11 | 7 | 6 | 810.0338 | 0
2032 | 11 | 7 | 7 | 815.9779 | 0
2032 | 11 | 7 | 8 | 826.1818 | 0
2032 | 11 | 7 | 9 | 849.8752 | 0
2032 | 11 | 7 | 10 | 886.7179 | 0
2032 | 11 | 7 | 11 | 918.9111 | 0
2032 | 11 | 7 | 12 | 941.869 | 0
2032 | 11 | 7 | 13 | 943.914 | 0
2032 | 11 | 7 | 14 | 945.9032 | 0
2032 | 11 | 7 | 15 | 939.7207 | 0
2032 | 11 | 7 | 16 | 944.1502 | 0
2032 | 11 | 7 | 17 | 968.2776 | 0
2032 | 11 | 7 | 18 | 1015.1751 | 0
2032 | 11 | 7 | 19 | 1009.451 | 0
2032 | 11 | 7 | 20 | 990.3163 | 0
2032 | 11 | 7 | 21 | 967.1892 | 0
2032 | 11 | 7 | 22 | 947.4469 | 0
2032 | 11 | 7 | 23 | 923.3972 | 0
2032 | 11 | 8 | 0 | 892.243 | 0
2032 | 11 | 8 | 1 | 941.4389 | 0
2032 | 11 | 8 | 2 | 920.0173 | 0
2032 | 11 | 8 | 3 | 905.002 | 0
2032 | 11 | 8 | 4 | 900.6515 | 0
2032 | 11 | 8 | 5 | 909.4972 | 0
2032 | 11 | 8 | 6 | 943.2328 | 0
2032 | 11 | 8 | 7 | 988.6987 | 0
2032 | 11 | 8 | 8 | 1014.7423 | 0
2032 | 11 | 8 | 9 | 1053.5259 | 3.5259
2032 | 11 | 8 | 10 | 1079.0824 | 29.0824
2032 | 11 | 8 | 11 | 1095.2241 | 45.2241
2032 | 11 | 8 | 12 | 1111.0759 | 61.0759
2032 | 11 | 8 | 13 | 1108.8642 | 58.8642
2032 | 11 | 8 | 14 | 1108.9271 | 58.9271
2032 | 11 | 8 | 15 | 1107.1137 | 57.1137
2032 | 11 | 8 | 16 | 1111.9099 | 61.9099
2032 | 11 | 8 | 17 | 1128.6958 | 78.6958
2032 | 11 | 8 | 18 | 1164.6356 | 114.6356
2032 | 11 | 8 | 19 | 1145.308 | 95.308
2032 | 11 | 8 | 20 | 1118.5346 | 68.5346
2032 | 11 | 8 | 21 | 1081.079 | 31.079
2032 | 11 | 8 | 22 | 1047.3374 | 0
2032 | 11 | 8 | 23 | 1017.6224 | 0
2032 | 11 | 9 | 0 | 983.1627 | 0
2032 | 11 | 9 | 1 | 937.8028 | 0
2032 | 11 | 9 | 2 | 912.2191 | 0
2032 | 11 | 9 | 3 | 895.539 | 0
2032 | 11 | 9 | 4 | 887.6793 | 0
2032 | 11 | 9 | 5 | 887.6599 | 0
2032 | 11 | 9 | 6 | 902.3952 | 0
2032 | 11 | 9 | 7 | 942.7404 | 0
2032 | 11 | 9 | 8 | 1000.7446 | 0
2032 | 11 | 9 | 9 | 1042.6828 | 0
2032 | 11 | 9 | 10 | 1064.884 | 14.884
2032 | 11 | 9 | 11 | 1090.8904 | 40.8904
2032 | 11 | 9 | 12 | 1105.4846 | 55.4846
2032 | 11 | 9 | 13 | 1109.155 | 59.155
2032 | 11 | 9 | 14 | 1111.6502 | 61.6502
2032 | 11 | 9 | 15 | 1111.9692 | 61.9692
2032 | 11 | 9 | 16 | 1103.7495 | 53.7495
2032 | 11 | 9 | 17 | 1126.4255 | 76.4255
2032 | 11 | 9 | 18 | 1128.9522 | 78.9522
2032 | 11 | 9 | 19 | 1115.0462 | 65.0462
2032 | 11 | 9 | 20 | 1101.1403 | 51.1403
2032 | 11 | 9 | 21 | 1071.1816 | 21.1816
2032 | 11 | 9 | 22 | 1053.3407 | 3.3407
2032 | 11 | 9 | 23 | 1015.4171 | 0
2032 | 11 | 10 | 0 | 977.1584 | 0
2032 | 11 | 10 | 1 | 916.2431 | 0
2032 | 11 | 10 | 2 | 891.845 | 0
2032 | 11 | 10 | 3 | 874.2905 | 0
2032 | 11 | 10 | 4 | 869.9734 | 0
2032 | 11 | 10 | 5 | 880.5088 | 0
2032 | 11 | 10 | 6 | 913.8549 | 0
2032 | 11 | 10 | 7 | 957.1571 | 0
2032 | 11 | 10 | 8 | 984.1847 | 0
2032 | 11 | 10 | 9 | 1013.5937 | 0
2032 | 11 | 10 | 10 | 1028.5034 | 0
2032 | 11 | 10 | 11 | 1046.1115 | 0
2032 | 11 | 10 | 12 | 1057.5747 | 7.5747
2032 | 11 | 10 | 13 | 1069.0378 | 19.0378
2032 | 11 | 10 | 14 | 1070.3238 | 20.3238
2032 | 11 | 10 | 15 | 1071.059 | 21.059
2032 | 11 | 10 | 16 | 1076.8366 | 26.8366
2032 | 11 | 10 | 17 | 1096.1701 | 46.1701
2032 | 11 | 10 | 18 | 1133.4156 | 83.4156
2032 | 11 | 10 | 19 | 1107.0768 | 57.0768
2032 | 11 | 10 | 20 | 1078.2704 | 28.2704
2032 | 11 | 10 | 21 | 1042.1513 | 0
2032 | 11 | 10 | 22 | 1019.8614 | 0
2032 | 11 | 10 | 23 | 983.9798 | 0
2032 | 11 | 11 | 0 | 946.5928 | 0
2032 | 11 | 11 | 1 | 946.007 | 0
2032 | 11 | 11 | 2 | 922.0817 | 0
2032 | 11 | 11 | 3 | 906.0551 | 0
2032 | 11 | 11 | 4 | 902.6772 | 0
2032 | 11 | 11 | 5 | 910.7489 | 0
2032 | 11 | 11 | 6 | 941.6673 | 0
2032 | 11 | 11 | 7 | 991.2775 | 0
2032 | 11 | 11 | 8 | 1023.6832 | 0
2032 | 11 | 11 | 9 | 1061.2658 | 11.2658
2032 | 11 | 11 | 10 | 1078.669 | 28.669
2032 | 11 | 11 | 11 | 1093.0994 | 43.0994
2032 | 11 | 11 | 12 | 1107.5241 | 57.5241
2032 | 11 | 11 | 13 | 1112.3396 | 62.3396
2032 | 11 | 11 | 14 | 1113.5682 | 63.5682
2032 | 11 | 11 | 15 | 1102.4006 | 52.4006
2032 | 11 | 11 | 16 | 1105.8654 | 55.8654
2032 | 11 | 11 | 17 | 1123.8823 | 73.8823
2032 | 11 | 11 | 18 | 1132.4515 | 82.4515
2032 | 11 | 11 | 19 | 1141.0207 | 91.0207
2032 | 11 | 11 | 20 | 1109.9439 | 59.9439
2032 | 11 | 11 | 21 | 1072.7754 | 22.7754
2032 | 11 | 11 | 22 | 1048.5659 | 0
2032 | 11 | 11 | 23 | 1021.4846 | 0
2032 | 11 | 12 | 0 | 986.1066 | 0
2032 | 11 | 12 | 1 | 920.416 | 0
2032 | 11 | 12 | 2 | 895.3711 | 0
2032 | 11 | 12 | 3 | 881.0293 | 0
2032 | 11 | 12 | 4 | 876.9217 | 0
2032 | 11 | 12 | 5 | 886.8605 | 0
2032 | 11 | 12 | 6 | 921.5696 | 0
2032 | 11 | 12 | 7 | 978.6979 | 0
2032 | 11 | 12 | 8 | 1009.1948 | 0
2032 | 11 | 12 | 9 | 1034.5726 | 0
2032 | 11 | 12 | 10 | 1052.2987 | 2.2987
2032 | 11 | 12 | 11 | 1065.3327 | 15.3327
2032 | 11 | 12 | 12 | 1077.7627 | 27.7627
2032 | 11 | 12 | 13 | 1073.6575 | 23.6575
2032 | 11 | 12 | 14 | 1068.7036 | 18.7036
2032 | 11 | 12 | 15 | 1063.8191 | 13.8191
2032 | 11 | 12 | 16 | 1067.353 | 17.353
2032 | 11 | 12 | 17 | 1086.6955 | 36.6955
2032 | 11 | 12 | 18 | 1118.445 | 68.445
2032 | 11 | 12 | 19 | 1097.6779 | 47.6779
2032 | 11 | 12 | 20 | 1067.5927 | 17.5927
2032 | 11 | 12 | 21 | 1044.8664 | 0
2032 | 11 | 12 | 22 | 1023.849 | 0
2032 | 11 | 12 | 23 | 989.8217 | 0
2032 | 11 | 13 | 0 | 953.5155 | 0
2032 | 11 | 13 | 1 | 906.835 | 0
2032 | 11 | 13 | 2 | 860.1544 | 0
2032 | 11 | 13 | 3 | 840.2398 | 0
2032 | 11 | 13 | 4 | 827.9265 | 0
2032 | 11 | 13 | 5 | 821.5382 | 0
2032 | 11 | 13 | 6 | 823.1776 | 0
2032 | 11 | 13 | 7 | 836.918 | 0
2032 | 11 | 13 | 8 | 863.7626 | 0
2032 | 11 | 13 | 9 | 895.5536 | 0
2032 | 11 | 13 | 10 | 929.4242 | 0
2032 | 11 | 13 | 11 | 950.9271 | 0
2032 | 11 | 13 | 12 | 966.7367 | 0
2032 | 11 | 13 | 13 | 961.8296 | 0
2032 | 11 | 13 | 14 | 956.3619 | 0
2032 | 11 | 13 | 15 | 951.1699 | 0
2032 | 11 | 13 | 16 | 952.938 | 0
2032 | 11 | 13 | 17 | 978.6889 | 0
2032 | 11 | 13 | 18 | 1018.5137 | 0
2032 | 11 | 13 | 19 | 1006.207 | 0
2032 | 11 | 13 | 20 | 983.865 | 0
2032 | 11 | 13 | 21 | 963.0765 | 0
2032 | 11 | 13 | 22 | 953.547 | 0
2032 | 11 | 13 | 23 | 933.0506 | 0
2032 | 11 | 14 | 0 | 898.33 | 0
2032 | 11 | 14 | 1 | 852.4479 | 0
2032 | 11 | 14 | 2 | 825.8812 | 0
2032 | 11 | 14 | 3 | 803.8935 | 0
2032 | 11 | 14 | 4 | 793.5368 | 0
2032 | 11 | 14 | 5 | 785.6966 | 0
2032 | 11 | 14 | 6 | 785.5594 | 0
2032 | 11 | 14 | 7 | 791.9716 | 0
2032 | 11 | 14 | 8 | 811.9289 | 0
2032 | 11 | 14 | 9 | 840.1432 | 0
2032 | 11 | 14 | 10 | 876.3909 | 0
2032 | 11 | 14 | 11 | 899.5529 | 0
2032 | 11 | 14 | 12 | 922.715 | 0
2032 | 11 | 14 | 13 | 935.3128 | 0
2032 | 11 | 14 | 14 | 936.2737 | 0
2032 | 11 | 14 | 15 | 931.5451 | 0
2032 | 11 | 14 | 16 | 930.9711 | 0
2032 | 11 | 14 | 17 | 963.7861 | 0
2032 | 11 | 14 | 18 | 1016.9554 | 0
2032 | 11 | 14 | 19 | 1018.1684 | 0
2032 | 11 | 14 | 20 | 1006.9592 | 0
2032 | 11 | 14 | 21 | 988.9289 | 0
2032 | 11 | 14 | 22 | 963.6408 | 0
2032 | 11 | 14 | 23 | 939.8432 | 0
2032 | 11 | 15 | 0 | 903.1115 | 0
2032 | 11 | 15 | 1 | 913.9093 | 0
2032 | 11 | 15 | 2 | 924.7071 | 0
2032 | 11 | 15 | 3 | 910.9189 | 0
2032 | 11 | 15 | 4 | 906.9668 | 0
2032 | 11 | 15 | 5 | 914.0801 | 0
2032 | 11 | 15 | 6 | 943.2315 | 0
2032 | 11 | 15 | 7 | 985.3779 | 0
2032 | 11 | 15 | 8 | 1016.4596 | 0
2032 | 11 | 15 | 9 | 1049.4641 | 0
2032 | 11 | 15 | 10 | 1072.1691 | 22.1691
2032 | 11 | 15 | 11 | 1086.8236 | 36.8236
2032 | 11 | 15 | 12 | 1101.902 | 51.902
2032 | 11 | 15 | 13 | 1099.0759 | 49.0759
2032 | 11 | 15 | 14 | 1095.889 | 45.889
2032 | 11 | 15 | 15 | 1097.0968 | 47.0968
2032 | 11 | 15 | 16 | 1108.7674 | 58.7674
2032 | 11 | 15 | 17 | 1135.758 | 85.758
2032 | 11 | 15 | 18 | 1169.0254 | 119.0254
2032 | 11 | 15 | 19 | 1149.5738 | 99.5738
2032 | 11 | 15 | 20 | 1124.4094 | 74.4094
2032 | 11 | 15 | 21 | 1088.8542 | 38.8542
2032 | 11 | 15 | 22 | 1065.4686 | 15.4686
2032 | 11 | 15 | 23 | 1038.098 | 0
2032 | 11 | 16 | 0 | 1003.8051 | 0
2032 | 11 | 16 | 1 | 970.7133 | 0
2032 | 11 | 16 | 2 | 947.8402 | 0
2032 | 11 | 16 | 3 | 933.1264 | 0
2032 | 11 | 16 | 4 | 927.3232 | 0
2032 | 11 | 16 | 5 | 934.4918 | 0
2032 | 11 | 16 | 6 | 959.3373 | 0
2032 | 11 | 16 | 7 | 1006.9646 | 0
2032 | 11 | 16 | 8 | 1051.6698 | 1.6698
2032 | 11 | 16 | 9 | 1087.2541 | 37.2541
2032 | 11 | 16 | 10 | 1109.8481 | 59.8481
2032 | 11 | 16 | 11 | 1135.6706 | 85.6706
2032 | 11 | 16 | 12 | 1150.1425 | 100.1425
2032 | 11 | 16 | 13 | 1150.6859 | 100.6859
2032 | 11 | 16 | 14 | 1141.6756 | 91.6756
2032 | 11 | 16 | 15 | 1134.6332 | 84.6332
2032 | 11 | 16 | 16 | 1122.689 | 72.689
2032 | 11 | 16 | 17 | 1147.76 | 97.76
2032 | 11 | 16 | 18 | 1187.7859 | 137.7859
2032 | 11 | 16 | 19 | 1167.0894 | 117.0894
2032 | 11 | 16 | 20 | 1140.4793 | 90.4793
2032 | 11 | 16 | 21 | 1101.8534 | 51.8534
2032 | 11 | 16 | 22 | 1082.9574 | 32.9574
2032 | 11 | 16 | 23 | 1052.4643 | 2.4643
2032 | 11 | 17 | 0 | 1018.2337 | 0
2032 | 11 | 17 | 1 | 999.8541 | 0
2032 | 11 | 17 | 2 | 974.3074 | 0
2032 | 11 | 17 | 3 | 957.8772 | 0
2032 | 11 | 17 | 4 | 952.4163 | 0
2032 | 11 | 17 | 5 | 959.4124 | 0
2032 | 11 | 17 | 6 | 986.8242 | 0
2032 | 11 | 17 | 7 | 1032.2839 | 0
2032 | 11 | 17 | 8 | 1079.105 | 29.105
2032 | 11 | 17 | 9 | 1108.5418 | 58.5418
2032 | 11 | 17 | 10 | 1121.4673 | 71.4673
2032 | 11 | 17 | 11 | 1140.1569 | 90.1569
2032 | 11 | 17 | 12 | 1157.9106 | 107.9106
2032 | 11 | 17 | 13 | 1158.7995 | 108.7995
2032 | 11 | 17 | 14 | 1160.4468 | 110.4468
2032 | 11 | 17 | 15 | 1162.9468 | 112.9468
2032 | 11 | 17 | 16 | 1173.2996 | 123.2996
2032 | 11 | 17 | 17 | 1197.4921 | 147.4921
2032 | 11 | 17 | 18 | 1209.8556 | 159.8556
2032 | 11 | 17 | 19 | 1222.2191 | 172.2191
2032 | 11 | 17 | 20 | 1199.6402 | 149.6402
2032 | 11 | 17 | 21 | 1165.6847 | 115.6847
2032 | 11 | 17 | 22 | 1144.9173 | 94.9173
2032 | 11 | 17 | 23 | 1107.2714 | 57.2714
2032 | 11 | 18 | 0 | 1061.0294 | 11.0294
2032 | 11 | 18 | 1 | 1023.0694 | 0
2032 | 11 | 18 | 2 | 985.1093 | 0
2032 | 11 | 18 | 3 | 966.4378 | 0
2032 | 11 | 18 | 4 | 959.6606 | 0
2032 | 11 | 18 | 5 | 966.6783 | 0
2032 | 11 | 18 | 6 | 997.6725 | 0
2032 | 11 | 18 | 7 | 1050.2842 | 0.2842
2032 | 11 | 18 | 8 | 1092.6916 | 42.6916
2032 | 11 | 18 | 9 | 1119.1197 | 69.1197
2032 | 11 | 18 | 10 | 1134.3505 | 84.3505
2032 | 11 | 18 | 11 | 1150.9758 | 100.9758
2032 | 11 | 18 | 12 | 1166.0098 | 116.0098
2032 | 11 | 18 | 13 | 1163.4925 | 113.4925
2032 | 11 | 18 | 14 | 1157.9422 | 107.9422
2032 | 11 | 18 | 15 | 1156.4084 | 106.4084
2032 | 11 | 18 | 16 | 1170.977 | 120.977
2032 | 11 | 18 | 17 | 1185.5455 | 135.5455
2032 | 11 | 18 | 18 | 1220.3883 | 170.3883
2032 | 11 | 18 | 19 | 1205.8299 | 155.8299
2032 | 11 | 18 | 20 | 1177.9125 | 127.9125
2032 | 11 | 18 | 21 | 1146.1712 | 96.1712
2032 | 11 | 18 | 22 | 1120.1373 | 70.1373
2032 | 11 | 18 | 23 | 1084.1041 | 34.1041
2032 | 11 | 19 | 0 | 1038.9148 | 0
2032 | 11 | 19 | 1 | 996.8474 | 0
2032 | 11 | 19 | 2 | 970.5503 | 0
2032 | 11 | 19 | 3 | 951.007 | 0
2032 | 11 | 19 | 4 | 943.5166 | 0
2032 | 11 | 19 | 5 | 947.8268 | 0
2032 | 11 | 19 | 6 | 972.2237 | 0
2032 | 11 | 19 | 7 | 1011.2215 | 0
2032 | 11 | 19 | 8 | 1039.3688 | 0
2032 | 11 | 19 | 9 | 1073.4511 | 23.4511
2032 | 11 | 19 | 10 | 1090.399 | 40.399
2032 | 11 | 19 | 11 | 1103.1421 | 53.1421
2032 | 11 | 19 | 12 | 1117.3046 | 67.3046
2032 | 11 | 19 | 13 | 1112.8578 | 62.8578
2032 | 11 | 19 | 14 | 1107.4758 | 57.4758
2032 | 11 | 19 | 15 | 1105.0271 | 55.0271
2032 | 11 | 19 | 16 | 1107.9804 | 57.9804
2032 | 11 | 19 | 17 | 1128.2193 | 78.2193
2032 | 11 | 19 | 18 | 1133.3991 | 83.3991
2032 | 11 | 19 | 19 | 1138.5789 | 88.5789
2032 | 11 | 19 | 20 | 1107.8886 | 57.8886
2032 | 11 | 19 | 21 | 1072.2032 | 22.2032
2032 | 11 | 19 | 22 | 1052.9497 | 2.9497
2032 | 11 | 19 | 23 | 1031.2342 | 0
2032 | 11 | 20 | 0 | 1001.1692 | 0
2032 | 11 | 20 | 1 | 940.7209 | 0
2032 | 11 | 20 | 2 | 880.2726 | 0
2032 | 11 | 20 | 3 | 859.3621 | 0
2032 | 11 | 20 | 4 | 849.4705 | 0
2032 | 11 | 20 | 5 | 841.9244 | 0
2032 | 11 | 20 | 6 | 845.0117 | 0
2032 | 11 | 20 | 7 | 859.2995 | 0
2032 | 11 | 20 | 8 | 888.5851 | 0
2032 | 11 | 20 | 9 | 920.5764 | 0
2032 | 11 | 20 | 10 | 962.909 | 0
2032 | 11 | 20 | 11 | 987.43 | 0
2032 | 11 | 20 | 12 | 1004.9521 | 0
2032 | 11 | 20 | 13 | 1000.4721 | 0
2032 | 11 | 20 | 14 | 996.6432 | 0
2032 | 11 | 20 | 15 | 997.5494 | 0
2032 | 11 | 20 | 16 | 1001.3163 | 0
2032 | 11 | 20 | 17 | 1027.7228 | 0
2032 | 11 | 20 | 18 | 1065.8482 | 15.8482
2032 | 11 | 20 | 19 | 1051.8735 | 1.8735
2032 | 11 | 20 | 20 | 1024.2718 | 0
2032 | 11 | 20 | 21 | 1003.3589 | 0
2032 | 11 | 20 | 22 | 997.1673 | 0
2032 | 11 | 20 | 23 | 978.1135 | 0
2032 | 11 | 21 | 0 | 949.7947 | 0
2032 | 11 | 21 | 1 | 901.4146 | 0
2032 | 11 | 21 | 2 | 873.8115 | 0
2032 | 11 | 21 | 3 | 851.5874 | 0
2032 | 11 | 21 | 4 | 841.6201 | 0
2032 | 11 | 21 | 5 | 835.9802 | 0
2032 | 11 | 21 | 6 | 836.5353 | 0
2032 | 11 | 21 | 7 | 839.8148 | 0
2032 | 11 | 21 | 8 | 856.9787 | 0
2032 | 11 | 21 | 9 | 884.9799 | 0
2032 | 11 | 21 | 10 | 923.4187 | 0
2032 | 11 | 21 | 11 | 957.017 | 0
2032 | 11 | 21 | 12 | 983.4666 | 0
2032 | 11 | 21 | 13 | 989.3925 | 0
2032 | 11 | 21 | 14 | 989.8702 | 0
2032 | 11 | 21 | 15 | 992.6989 | 0
2032 | 11 | 21 | 16 | 1004.5083 | 0
2032 | 11 | 21 | 17 | 1043.0377 | 0
2032 | 11 | 21 | 18 | 1069.4077 | 19.4077
2032 | 11 | 21 | 19 | 1072.9393 | 22.9393
2032 | 11 | 21 | 20 | 1076.4709 | 26.4709
2032 | 11 | 21 | 21 | 1052.498 | 2.498
2032 | 11 | 21 | 22 | 1026.2913 | 0
2032 | 11 | 21 | 23 | 998.1483 | 0
2032 | 11 | 22 | 0 | 959.8362 | 0
2032 | 11 | 22 | 1 | 990.2569 | 0
2032 | 11 | 22 | 2 | 965.6823 | 0
2032 | 11 | 22 | 3 | 950.0773 | 0
2032 | 11 | 22 | 4 | 942.6548 | 0
2032 | 11 | 22 | 5 | 949.8767 | 0
2032 | 11 | 22 | 6 | 980.9025 | 0
2032 | 11 | 22 | 7 | 1027.5175 | 0
2032 | 11 | 22 | 8 | 1070.5188 | 20.5188
2032 | 11 | 22 | 9 | 1094.2418 | 44.2418
2032 | 11 | 22 | 10 | 1120.3035 | 70.3035
2032 | 11 | 22 | 11 | 1142.9961 | 92.9961
2032 | 11 | 22 | 12 | 1163.7545 | 113.7545
2032 | 11 | 22 | 13 | 1164.3851 | 114.3851
2032 | 11 | 22 | 14 | 1166.5774 | 116.5774
2032 | 11 | 22 | 15 | 1170.2851 | 120.2851
2032 | 11 | 22 | 16 | 1180.9953 | 130.9953
2032 | 11 | 22 | 17 | 1205.6588 | 155.6588
2032 | 11 | 22 | 18 | 1235.3838 | 185.3838
2032 | 11 | 22 | 19 | 1212.9156 | 162.9156
2032 | 11 | 22 | 20 | 1186.674 | 136.674
2032 | 11 | 22 | 21 | 1153.1288 | 103.1288
2032 | 11 | 22 | 22 | 1120.8302 | 70.8302
2032 | 11 | 22 | 23 | 1088.0711 | 38.0711
2032 | 11 | 23 | 0 | 1042.1123 | 0
2032 | 11 | 23 | 1 | 989.7498 | 0
2032 | 11 | 23 | 2 | 960.1448 | 0
2032 | 11 | 23 | 3 | 942.3638 | 0
2032 | 11 | 23 | 4 | 934.9548 | 0
2032 | 11 | 23 | 5 | 940.8461 | 0
2032 | 11 | 23 | 6 | 961.6453 | 0
2032 | 11 | 23 | 7 | 1014.6114 | 0
2032 | 11 | 23 | 8 | 1070.549 | 20.549
2032 | 11 | 23 | 9 | 1103.5817 | 53.5817
2032 | 11 | 23 | 10 | 1130.0995 | 80.0995
2032 | 11 | 23 | 11 | 1160.7301 | 110.7301
2032 | 11 | 23 | 12 | 1179.9937 | 129.9937
2032 | 11 | 23 | 13 | 1183.1148 | 133.1148
2032 | 11 | 23 | 14 | 1177.9933 | 127.9933
2032 | 11 | 23 | 15 | 1169.6282 | 119.6282
2032 | 11 | 23 | 16 | 1150.0767 | 100.0767
2032 | 11 | 23 | 17 | 1175.5629 | 125.5629
2032 | 11 | 23 | 18 | 1185.9164 | 135.9164
2032 | 11 | 23 | 19 | 1178.2911 | 128.2911
2032 | 11 | 23 | 20 | 1170.6659 | 120.6659
2032 | 11 | 23 | 21 | 1133.2676 | 83.2676
2032 | 11 | 23 | 22 | 1113.1782 | 63.1782
2032 | 11 | 23 | 23 | 1078.4437 | 28.4437
2032 | 11 | 24 | 0 | 1033.9432 | 0
2032 | 11 | 24 | 1 | 997.2125 | 0
2032 | 11 | 24 | 2 | 971.3902 | 0
2032 | 11 | 24 | 3 | 951.495 | 0
2032 | 11 | 24 | 4 | 945.5713 | 0
2032 | 11 | 24 | 5 | 949.188 | 0
2032 | 11 | 24 | 6 | 972.3436 | 0
2032 | 11 | 24 | 7 | 1015.733 | 0
2032 | 11 | 24 | 8 | 1065.5953 | 15.5953
2032 | 11 | 24 | 9 | 1098.7973 | 48.7973
2032 | 11 | 24 | 10 | 1113.8867 | 63.8867
2032 | 11 | 24 | 11 | 1134.993 | 84.993
2032 | 11 | 24 | 12 | 1154.9375 | 104.9375
2032 | 11 | 24 | 13 | 1164.3403 | 114.3403
2032 | 11 | 24 | 14 | 1165.617 | 115.617
2032 | 11 | 24 | 15 | 1163.3093 | 113.3093
2032 | 11 | 24 | 16 | 1172.5471 | 122.5471
2032 | 11 | 24 | 17 | 1198.9609 | 148.9609
2032 | 11 | 24 | 18 | 1241.9913 | 191.9913
2032 | 11 | 24 | 19 | 1219.4986 | 169.4986
2032 | 11 | 24 | 20 | 1195.9008 | 145.9008
2032 | 11 | 24 | 21 | 1159.9584 | 109.9584
2032 | 11 | 24 | 22 | 1133.7175 | 83.7175
2032 | 11 | 24 | 23 | 1096.7263 | 46.7263
2032 | 11 | 25 | 0 | 1049.8663 | 0
2032 | 11 | 25 | 1 | 1003.871 | 0
2032 | 11 | 25 | 2 | 975.816 | 0
2032 | 11 | 25 | 3 | 954.7862 | 0
2032 | 11 | 25 | 4 | 947.0768 | 0
2032 | 11 | 25 | 5 | 950.9132 | 0
2032 | 11 | 25 | 6 | 979.6073 | 0
2032 | 11 | 25 | 7 | 1034.0103 | 0
2032 | 11 | 25 | 8 | 1089.7718 | 39.7718
2032 | 11 | 25 | 9 | 1128.2299 | 78.2299
2032 | 11 | 25 | 10 | 1144.5748 | 94.5748
2032 | 11 | 25 | 11 | 1159.691 | 109.691
2032 | 11 | 25 | 12 | 1173.877 | 123.877
2032 | 11 | 25 | 13 | 1168.618 | 118.618
2032 | 11 | 25 | 14 | 1166.7989 | 116.7989
2032 | 11 | 25 | 15 | 1162.1499 | 112.1499
2032 | 11 | 25 | 16 | 1162.6422 | 112.6422
2032 | 11 | 25 | 17 | 1189.676 | 139.676
2032 | 11 | 25 | 18 | 1233.4904 | 183.4904
2032 | 11 | 25 | 19 | 1224.391 | 174.391
2032 | 11 | 25 | 20 | 1203.3305 | 153.3305
2032 | 11 | 25 | 21 | 1175.2105 | 125.2105
2032 | 11 | 25 | 22 | 1139.1247 | 89.1247
2032 | 11 | 25 | 23 | 1107.8907 | 57.8907
2032 | 11 | 26 | 0 | 1060.2865 | 10.2865
2032 | 11 | 26 | 1 | 1009.8107 | 0
2032 | 11 | 26 | 2 | 983.2994 | 0
2032 | 11 | 26 | 3 | 964.2115 | 0
2032 | 11 | 26 | 4 | 956.4025 | 0
2032 | 11 | 26 | 5 | 959.0191 | 0
2032 | 11 | 26 | 6 | 986.2102 | 0
2032 | 11 | 26 | 7 | 1033.2421 | 0
2032 | 11 | 26 | 8 | 1078.4533 | 28.4533
2032 | 11 | 26 | 9 | 1106.8866 | 56.8866
2032 | 11 | 26 | 10 | 1128.0484 | 78.0484
2032 | 11 | 26 | 11 | 1144.2616 | 94.2616
2032 | 11 | 26 | 12 | 1158.1091 | 108.1091
2032 | 11 | 26 | 13 | 1154.5086 | 104.5086
2032 | 11 | 26 | 14 | 1150.6473 | 100.6473
2032 | 11 | 26 | 15 | 1144.1534 | 94.1534
2032 | 11 | 26 | 16 | 1140.4875 | 90.4875
2032 | 11 | 26 | 17 | 1166.1272 | 116.1272
2032 | 11 | 26 | 18 | 1203.5308 | 153.5308
2032 | 11 | 26 | 19 | 1185.8176 | 135.8176
2032 | 11 | 26 | 20 | 1158.5489 | 108.5489
2032 | 11 | 26 | 21 | 1128.2189 | 78.2189
2032 | 11 | 26 | 22 | 1111.7645 | 61.7645
2032 | 11 | 26 | 23 | 1085.9076 | 35.9076
2032 | 11 | 27 | 0 | 1047.5499 | 0
2032 | 11 | 27 | 1 | 988.2929 | 0
2032 | 11 | 27 | 2 | 929.036 | 0
2032 | 11 | 27 | 3 | 903.334 | 0
2032 | 11 | 27 | 4 | 889.8304 | 0
2032 | 11 | 27 | 5 | 882.1178 | 0
2032 | 11 | 27 | 6 | 884.6434 | 0
2032 | 11 | 27 | 7 | 897.2639 | 0
2032 | 11 | 27 | 8 | 925.0536 | 0
2032 | 11 | 27 | 9 | 953.9884 | 0
2032 | 11 | 27 | 10 | 991.2376 | 0
2032 | 11 | 27 | 11 | 1010.4455 | 0
2032 | 11 | 27 | 12 | 1029.6534 | 0
2032 | 11 | 27 | 13 | 1040.2202 | 0
2032 | 11 | 27 | 14 | 1033.9737 | 0
2032 | 11 | 27 | 15 | 1020.8106 | 0
2032 | 11 | 27 | 16 | 1020.7117 | 0
2032 | 11 | 27 | 17 | 1054.7078 | 4.7078
2032 | 11 | 27 | 18 | 1080.0586 | 30.0586
2032 | 11 | 27 | 19 | 1105.4094 | 55.4094
2032 | 11 | 27 | 20 | 1084.5992 | 34.5992
2032 | 11 | 27 | 21 | 1062.0189 | 12.0189
2032 | 11 | 27 | 22 | 1034.9772 | 0
2032 | 11 | 27 | 23 | 1010.7194 | 0
2032 | 11 | 28 | 0 | 973.3999 | 0
2032 | 11 | 28 | 1 | 937.6613 | 0
2032 | 11 | 28 | 2 | 914.2422 | 0
2032 | 11 | 28 | 3 | 896.3772 | 0
2032 | 11 | 28 | 4 | 888.6415 | 0
2032 | 11 | 28 | 5 | 887.88 | 0
2032 | 11 | 28 | 6 | 898.2703 | 0
2032 | 11 | 28 | 7 | 906.7997 | 0
2032 | 11 | 28 | 8 | 910.7685 | 0
2032 | 11 | 28 | 9 | 934.8649 | 0
2032 | 11 | 28 | 10 | 966.4328 | 0
2032 | 11 | 28 | 11 | 993.2833 | 0
2032 | 11 | 28 | 12 | 1010.3358 | 0
2032 | 11 | 28 | 13 | 1011.4976 | 0
2032 | 11 | 28 | 14 | 1005.408 | 0
2032 | 11 | 28 | 15 | 1007.2167 | 0
2032 | 11 | 28 | 16 | 1019.7922 | 0
2032 | 11 | 28 | 17 | 1058.3406 | 8.3406
2032 | 11 | 28 | 18 | 1106.6225 | 56.6225
2032 | 11 | 28 | 19 | 1098.3291 | 48.3291
2032 | 11 | 28 | 20 | 1078.2672 | 28.2672
2032 | 11 | 28 | 21 | 1055.5937 | 5.5937
2032 | 11 | 28 | 22 | 1027.8019 | 0
2032 | 11 | 28 | 23 | 1008.6312 | 0
2032 | 11 | 29 | 0 | 979.1447 | 0
2032 | 11 | 29 | 1 | 1017.6983 | 0
2032 | 11 | 29 | 2 | 995.3352 | 0
2032 | 11 | 29 | 3 | 979.9287 | 0
2032 | 11 | 29 | 4 | 975.3154 | 0
2032 | 11 | 29 | 5 | 982.9331 | 0
2032 | 11 | 29 | 6 | 1014.6883 | 0
2032 | 11 | 29 | 7 | 1061.5995 | 11.5995
2032 | 11 | 29 | 8 | 1102.0242 | 52.0242
2032 | 11 | 29 | 9 | 1129.9803 | 79.9803
2032 | 11 | 29 | 10 | 1150.4233 | 100.4233
2032 | 11 | 29 | 11 | 1164.088 | 114.088
2032 | 11 | 29 | 12 | 1177.1776 | 127.1776
2032 | 11 | 29 | 13 | 1172.2562 | 122.2562
2032 | 11 | 29 | 14 | 1169.3954 | 119.3954
2032 | 11 | 29 | 15 | 1169.375 | 119.375
2032 | 11 | 29 | 16 | 1181.0856 | 131.0856
2032 | 11 | 29 | 17 | 1209.8477 | 159.8477
2032 | 11 | 29 | 18 | 1243.9208 | 193.9208
2032 | 11 | 29 | 19 | 1222.0503 | 172.0503
2032 | 11 | 29 | 20 | 1196.8448 | 146.8448
2032 | 11 | 29 | 21 | 1163.139 | 113.139
2032 | 11 | 29 | 22 | 1128.6412 | 78.6412
2032 | 11 | 29 | 23 | 1099.5937 | 49.5937
2032 | 11 | 30 | 0 | 1057.6269 | 7.6269
2032 | 11 | 30 | 1 | 1012.7228 | 0
2032 | 11 | 30 | 2 | 987.249 | 0
2032 | 11 | 30 | 3 | 973.6569 | 0
2032 | 11 | 30 | 4 | 969.952 | 0
2032 | 11 | 30 | 5 | 981.6035 | 0
2032 | 11 | 30 | 6 | 1014.1295 | 0
2032 | 11 | 30 | 7 | 1071.413 | 21.413
2032 | 11 | 30 | 8 | 1125.8678 | 75.8678
2032 | 11 | 30 | 9 | 1159.1905 | 109.1905
2032 | 11 | 30 | 10 | 1183.0503 | 133.0503
2032 | 11 | 30 | 11 | 1205.5176 | 155.5176
2032 | 11 | 30 | 12 | 1220.0082 | 170.0082
2032 | 11 | 30 | 13 | 1215.2507 | 165.2507
2032 | 11 | 30 | 14 | 1206.843 | 156.843
2032 | 11 | 30 | 15 | 1200.6292 | 150.6292
2032 | 11 | 30 | 16 | 1188.7835 | 138.7835
2032 | 11 | 30 | 17 | 1212.9271 | 162.9271
2032 | 11 | 30 | 18 | 1250.6552 | 200.6552
2032 | 11 | 30 | 19 | 1226.6467 | 176.6467
2032 | 11 | 30 | 20 | 1202.0139 | 152.0139
2032 | 11 | 30 | 21 | 1167.9956 | 117.9956
2032 | 11 | 30 | 22 | 1138.8574 | 88.8574
2032 | 11 | 30 | 23 | 1097.2509 | 47.2509
2032 | 12 | 1 | 0 | 1046.1419 | 0
2032 | 12 | 1 | 1 | 1051.9892 | 1.9892
2032 | 12 | 1 | 2 | 1025.7225 | 0
2032 | 12 | 1 | 3 | 1010.1595 | 0
2032 | 12 | 1 | 4 | 1005.1701 | 0
2032 | 12 | 1 | 5 | 1013.4902 | 0
2032 | 12 | 1 | 6 | 1040.2426 | 0
2032 | 12 | 1 | 7 | 1081.4344 | 31.4344
2032 | 12 | 1 | 8 | 1121.5865 | 71.5865
2032 | 12 | 1 | 9 | 1146.348 | 96.348
2032 | 12 | 1 | 10 | 1157.7962 | 107.7962
2032 | 12 | 1 | 11 | 1170.2836 | 120.2836
2032 | 12 | 1 | 12 | 1176.2405 | 126.2405
2032 | 12 | 1 | 13 | 1182.1974 | 132.1974
2032 | 12 | 1 | 14 | 1177.308 | 127.308
2032 | 12 | 1 | 15 | 1176.9861 | 126.9861
2032 | 12 | 1 | 16 | 1186.232 | 136.232
2032 | 12 | 1 | 17 | 1213.4114 | 163.4114
2032 | 12 | 1 | 18 | 1256.6184 | 206.6184
2032 | 12 | 1 | 19 | 1235.569 | 185.569
2032 | 12 | 1 | 20 | 1213.241 | 163.241
2032 | 12 | 1 | 21 | 1176.9982 | 126.9982
2032 | 12 | 1 | 22 | 1150.8231 | 100.8231
2032 | 12 | 1 | 23 | 1120.2596 | 70.2596
2032 | 12 | 2 | 0 | 1081.3042 | 31.3042
2032 | 12 | 2 | 1 | 1058.1296 | 8.1296
2032 | 12 | 2 | 2 | 1029.5335 | 0
2032 | 12 | 2 | 3 | 1011.2753 | 0
2032 | 12 | 2 | 4 | 1004.8252 | 0
2032 | 12 | 2 | 5 | 1011.6474 | 0
2032 | 12 | 2 | 6 | 1044.4029 | 0
2032 | 12 | 2 | 7 | 1094.2388 | 44.2388
2032 | 12 | 2 | 8 | 1128.4989 | 78.4989
2032 | 12 | 2 | 9 | 1164.3421 | 114.3421
2032 | 12 | 2 | 10 | 1174.9038 | 124.9038
2032 | 12 | 2 | 11 | 1183.1763 | 133.1763
2032 | 12 | 2 | 12 | 1191.4488 | 141.4488
2032 | 12 | 2 | 13 | 1200.1666 | 150.1666
2032 | 12 | 2 | 14 | 1196.4431 | 146.4431
2032 | 12 | 2 | 15 | 1189.6282 | 139.6282
2032 | 12 | 2 | 16 | 1189.9817 | 139.9817
2032 | 12 | 2 | 17 | 1216.6564 | 166.6564
2032 | 12 | 2 | 18 | 1249.9268 | 199.9268
2032 | 12 | 2 | 19 | 1229.1887 | 179.1887
2032 | 12 | 2 | 20 | 1201.7156 | 151.7156
2032 | 12 | 2 | 21 | 1169.0069 | 119.0069
2032 | 12 | 2 | 22 | 1133.2687 | 83.2687
2032 | 12 | 2 | 23 | 1109.1599 | 59.1599
2032 | 12 | 3 | 0 | 1072.9917 | 22.9917
2032 | 12 | 3 | 1 | 1022.7096 | 0
2032 | 12 | 3 | 2 | 994.299 | 0
2032 | 12 | 3 | 3 | 976.7668 | 0
2032 | 12 | 3 | 4 | 971.2034 | 0
2032 | 12 | 3 | 5 | 978.9938 | 0
2032 | 12 | 3 | 6 | 1010.1186 | 0
2032 | 12 | 3 | 7 | 1061.0877 | 11.0877
2032 | 12 | 3 | 8 | 1102.5713 | 52.5713
2032 | 12 | 3 | 9 | 1139.139 | 89.139
2032 | 12 | 3 | 10 | 1154.0859 | 104.0859
2032 | 12 | 3 | 11 | 1163.265 | 113.265
2032 | 12 | 3 | 12 | 1165.5381 | 115.5381
2032 | 12 | 3 | 13 | 1167.8112 | 117.8112
2032 | 12 | 3 | 14 | 1163.2765 | 113.2765
2032 | 12 | 3 | 15 | 1162.4809 | 112.4809
2032 | 12 | 3 | 16 | 1166.1851 | 116.1851
2032 | 12 | 3 | 17 | 1190.7183 | 140.7183
2032 | 12 | 3 | 18 | 1222.6775 | 172.6775
2032 | 12 | 3 | 19 | 1200.3081 | 150.3081
2032 | 12 | 3 | 20 | 1169.907 | 119.907
2032 | 12 | 3 | 21 | 1136.2924 | 86.2924
2032 | 12 | 3 | 22 | 1115.974 | 65.974
2032 | 12 | 3 | 23 | 1090.8119 | 40.8119
2032 | 12 | 4 | 0 | 1054.4436 | 4.4436
2032 | 12 | 4 | 1 | 1003.1278 | 0
2032 | 12 | 4 | 2 | 951.812 | 0
2032 | 12 | 4 | 3 | 933.7536 | 0
2032 | 12 | 4 | 4 | 924.4777 | 0
2032 | 12 | 4 | 5 | 923.0422 | 0
2032 | 12 | 4 | 6 | 938.2785 | 0
2032 | 12 | 4 | 7 | 956.0339 | 0
2032 | 12 | 4 | 8 | 972.6947 | 0
2032 | 12 | 4 | 9 | 1003.8229 | 0
2032 | 12 | 4 | 10 | 1041.0932 | 0
2032 | 12 | 4 | 11 | 1063.2251 | 13.2251
2032 | 12 | 4 | 12 | 1079.8285 | 29.8285
2032 | 12 | 4 | 13 | 1074.2632 | 24.2632
2032 | 12 | 4 | 14 | 1064.2552 | 14.2552
2032 | 12 | 4 | 15 | 1059.6308 | 9.6308
2032 | 12 | 4 | 16 | 1063.1246 | 13.1246
2032 | 12 | 4 | 17 | 1092.7639 | 42.7639
2032 | 12 | 4 | 18 | 1131.0496 | 81.0496
2032 | 12 | 4 | 19 | 1115.0064 | 65.0064
2032 | 12 | 4 | 20 | 1086.8659 | 36.8659
2032 | 12 | 4 | 21 | 1059.9202 | 9.9202
2032 | 12 | 4 | 22 | 1045.3682 | 0
2032 | 12 | 4 | 23 | 1025.8731 | 0
2032 | 12 | 5 | 0 | 994.1663 | 0
2032 | 12 | 5 | 1 | 968.8263 | 0
2032 | 12 | 5 | 2 | 939.7408 | 0
2032 | 12 | 5 | 3 | 920.8672 | 0
2032 | 12 | 5 | 4 | 910.6345 | 0
2032 | 12 | 5 | 5 | 907.68 | 0
2032 | 12 | 5 | 6 | 913.4091 | 0
2032 | 12 | 5 | 7 | 921.569 | 0
2032 | 12 | 5 | 8 | 929.0316 | 0
2032 | 12 | 5 | 9 | 951.923 | 0
2032 | 12 | 5 | 10 | 982.0424 | 0
2032 | 12 | 5 | 11 | 1006.2727 | 0
2032 | 12 | 5 | 12 | 1027.4043 | 0
2032 | 12 | 5 | 13 | 1026.509 | 0
2032 | 12 | 5 | 14 | 1016.9701 | 0
2032 | 12 | 5 | 15 | 1016.5043 | 0
2032 | 12 | 5 | 16 | 1024.069 | 0
2032 | 12 | 5 | 17 | 1061.2635 | 11.2635
2032 | 12 | 5 | 18 | 1092.4826 | 42.4826
2032 | 12 | 5 | 19 | 1123.7017 | 73.7017
2032 | 12 | 5 | 20 | 1111.376 | 61.376
2032 | 12 | 5 | 21 | 1089.7493 | 39.7493
2032 | 12 | 5 | 22 | 1060.8947 | 10.8947
2032 | 12 | 5 | 23 | 1036.6236 | 0
2032 | 12 | 6 | 0 | 1000.2354 | 0
2032 | 12 | 6 | 1 | 1024.3035 | 0
2032 | 12 | 6 | 2 | 1048.3717 | 0
2032 | 12 | 6 | 3 | 1034.646 | 0
2032 | 12 | 6 | 4 | 1028.26 | 0
2032 | 12 | 6 | 5 | 1033.4933 | 0
2032 | 12 | 6 | 6 | 1059.8728 | 9.8728
2032 | 12 | 6 | 7 | 1102.4556 | 52.4556
2032 | 12 | 6 | 8 | 1140.5045 | 90.5045
2032 | 12 | 6 | 9 | 1179.9289 | 129.9289
2032 | 12 | 6 | 10 | 1200.0221 | 150.0221
2032 | 12 | 6 | 11 | 1210.655 | 160.655
2032 | 12 | 6 | 12 | 1224.0021 | 174.0021
2032 | 12 | 6 | 13 | 1215.3278 | 165.3278
2032 | 12 | 6 | 14 | 1208.9688 | 158.9688
2032 | 12 | 6 | 15 | 1214.734 | 164.734
2032 | 12 | 6 | 16 | 1221.689 | 171.689
2032 | 12 | 6 | 17 | 1249.4799 | 199.4799
2032 | 12 | 6 | 18 | 1253.5478 | 203.5478
2032 | 12 | 6 | 19 | 1257.6157 | 207.6157
2032 | 12 | 6 | 20 | 1231.2107 | 181.2107
2032 | 12 | 6 | 21 | 1196.2651 | 146.2651
2032 | 12 | 6 | 22 | 1165.5791 | 115.5791
2032 | 12 | 6 | 23 | 1146.0198 | 96.0198
2032 | 12 | 7 | 0 | 1110.5768 | 60.5768
2032 | 12 | 7 | 1 | 1031.2117 | 0
2032 | 12 | 7 | 2 | 1006.23 | 0
2032 | 12 | 7 | 3 | 987.8247 | 0
2032 | 12 | 7 | 4 | 982.7219 | 0
2032 | 12 | 7 | 5 | 989.1136 | 0
2032 | 12 | 7 | 6 | 1016.6633 | 0
2032 | 12 | 7 | 7 | 1065.1718 | 15.1718
2032 | 12 | 7 | 8 | 1109.0754 | 59.0754
2032 | 12 | 7 | 9 | 1138.3747 | 88.3747
2032 | 12 | 7 | 10 | 1160.8168 | 110.8168
2032 | 12 | 7 | 11 | 1186.4828 | 136.4828
2032 | 12 | 7 | 12 | 1201.5161 | 151.5161
2032 | 12 | 7 | 13 | 1199.9471 | 149.9471
2032 | 12 | 7 | 14 | 1191.4551 | 141.4551
2032 | 12 | 7 | 15 | 1185.5392 | 135.5392
2032 | 12 | 7 | 16 | 1172.9806 | 122.9806
2032 | 12 | 7 | 17 | 1199.7127 | 149.7127
2032 | 12 | 7 | 18 | 1206.4388 | 156.4388
2032 | 12 | 7 | 19 | 1213.1648 | 163.1648
2032 | 12 | 7 | 20 | 1190.1031 | 140.1031
2032 | 12 | 7 | 21 | 1155.968 | 105.968
2032 | 12 | 7 | 22 | 1130.6089 | 80.6089
2032 | 12 | 7 | 23 | 1099.1114 | 49.1114
2032 | 12 | 8 | 0 | 1061.5888 | 11.5888
2032 | 12 | 8 | 1 | 1025.2016 | 0
2032 | 12 | 8 | 2 | 998.5527 | 0
2032 | 12 | 8 | 3 | 980.8072 | 0
2032 | 12 | 8 | 4 | 976.2858 | 0
2032 | 12 | 8 | 5 | 983.2911 | 0
2032 | 12 | 8 | 6 | 1011.7465 | 0
2032 | 12 | 8 | 7 | 1049.9695 | 0
2032 | 12 | 8 | 8 | 1083.3867 | 33.3867
2032 | 12 | 8 | 9 | 1106.903 | 56.903
2032 | 12 | 8 | 10 | 1119.0203 | 69.0203
2032 | 12 | 8 | 11 | 1135.1524 | 85.1524
2032 | 12 | 8 | 12 | 1145.8209 | 95.8209
2032 | 12 | 8 | 13 | 1156.4893 | 106.4893
2032 | 12 | 8 | 14 | 1161.8537 | 111.8537
2032 | 12 | 8 | 15 | 1156.6189 | 106.6189
2032 | 12 | 8 | 16 | 1162.5571 | 112.5571
2032 | 12 | 8 | 17 | 1187.108 | 137.108
2032 | 12 | 8 | 18 | 1223.8001 | 173.8001
2032 | 12 | 8 | 19 | 1193.7967 | 143.7967
2032 | 12 | 8 | 20 | 1168.6715 | 118.6715
2032 | 12 | 8 | 21 | 1134.1034 | 84.1034
2032 | 12 | 8 | 22 | 1111.8442 | 61.8442
2032 | 12 | 8 | 23 | 1084.864 | 34.864
2032 | 12 | 9 | 0 | 1049.281 | 0
2032 | 12 | 9 | 1 | 1027.119 | 0
2032 | 12 | 9 | 2 | 998.9993 | 0
2032 | 12 | 9 | 3 | 980.2492 | 0
2032 | 12 | 9 | 4 | 971.8851 | 0
2032 | 12 | 9 | 5 | 978.3432 | 0
2032 | 12 | 9 | 6 | 1004.8808 | 0
2032 | 12 | 9 | 7 | 1050.049 | 0.049031
2032 | 12 | 9 | 8 | 1084.3266 | 34.3266
2032 | 12 | 9 | 9 | 1109.4571 | 59.4571
2032 | 12 | 9 | 10 | 1129.1718 | 79.1718
2032 | 12 | 9 | 11 | 1142.1559 | 92.1559
2032 | 12 | 9 | 12 | 1158.8133 | 108.8133
2032 | 12 | 9 | 13 | 1159.9534 | 109.9534
2032 | 12 | 9 | 14 | 1159.7206 | 109.7206
2032 | 12 | 9 | 15 | 1159.6672 | 109.6672
2032 | 12 | 9 | 16 | 1166.4364 | 116.4364
2032 | 12 | 9 | 17 | 1192.1421 | 142.1421
2032 | 12 | 9 | 18 | 1194.8531 | 144.8531
2032 | 12 | 9 | 19 | 1197.5641 | 147.5641
2032 | 12 | 9 | 20 | 1169.038 | 119.038
2032 | 12 | 9 | 21 | 1135.7572 | 85.7572
2032 | 12 | 9 | 22 | 1098.0696 | 48.0696
2032 | 12 | 9 | 23 | 1077.9238 | 27.9238
2032 | 12 | 10 | 0 | 1045.0974 | 0
2032 | 12 | 10 | 1 | 1043.2604 | 0
2032 | 12 | 10 | 2 | 1011.0317 | 0
2032 | 12 | 10 | 3 | 990.7991 | 0
2032 | 12 | 10 | 4 | 983.4115 | 0
2032 | 12 | 10 | 5 | 985.9129 | 0
2032 | 12 | 10 | 6 | 1012.2783 | 0
2032 | 12 | 10 | 7 | 1060.9197 | 10.9197
2032 | 12 | 10 | 8 | 1102.1532 | 52.1532
2032 | 12 | 10 | 9 | 1129.7994 | 79.7994
2032 | 12 | 10 | 10 | 1152.176 | 102.176
2032 | 12 | 10 | 11 | 1163.0444 | 113.0444
2032 | 12 | 10 | 12 | 1177.4012 | 127.4012
2032 | 12 | 10 | 13 | 1170.7924 | 120.7924
2032 | 12 | 10 | 14 | 1165.5797 | 115.5797
2032 | 12 | 10 | 15 | 1162.725 | 112.725
2032 | 12 | 10 | 16 | 1165.6465 | 115.6465
2032 | 12 | 10 | 17 | 1186.2428 | 136.2428
2032 | 12 | 10 | 18 | 1222.6008 | 172.6008
2032 | 12 | 10 | 19 | 1199.822 | 149.822
2032 | 12 | 10 | 20 | 1174.0871 | 124.0871
2032 | 12 | 10 | 21 | 1148.2797 | 98.2797
2032 | 12 | 10 | 22 | 1132.3693 | 82.3693
2032 | 12 | 10 | 23 | 1109.8797 | 59.8797
2032 | 12 | 11 | 0 | 1074.2509 | 24.2509
2032 | 12 | 11 | 1 | 1009.0117 | 0
2032 | 12 | 11 | 2 | 943.7726 | 0
2032 | 12 | 11 | 3 | 923.6859 | 0
2032 | 12 | 11 | 4 | 913.7561 | 0
2032 | 12 | 11 | 5 | 905.3555 | 0
2032 | 12 | 11 | 6 | 905.74 | 0
2032 | 12 | 11 | 7 | 917.3784 | 0
2032 | 12 | 11 | 8 | 946.6618 | 0
2032 | 12 | 11 | 9 | 973.3027 | 0
2032 | 12 | 11 | 10 | 997.4259 | 0
2032 | 12 | 11 | 11 | 1017.8507 | 0
2032 | 12 | 11 | 12 | 1034.8885 | 0
2032 | 12 | 11 | 13 | 1027.5924 | 0
2032 | 12 | 11 | 14 | 1017.9512 | 0
2032 | 12 | 11 | 15 | 1018.0611 | 0
2032 | 12 | 11 | 16 | 1034.2726 | 0
2032 | 12 | 11 | 17 | 1049.0348 | 0
2032 | 12 | 11 | 18 | 1063.7971 | 13.7971
2032 | 12 | 11 | 19 | 1055.1539 | 5.1539
2032 | 12 | 11 | 20 | 1046.5107 | 0
2032 | 12 | 11 | 21 | 1028.9688 | 0
2032 | 12 | 11 | 22 | 1028.9937 | 0
2032 | 12 | 11 | 23 | 1018.4357 | 0
2032 | 12 | 12 | 0 | 993.0634 | 0
2032 | 12 | 12 | 1 | 936.0766 | 0
2032 | 12 | 12 | 2 | 907.4221 | 0
2032 | 12 | 12 | 3 | 885.9654 | 0
2032 | 12 | 12 | 4 | 875.6438 | 0
2032 | 12 | 12 | 5 | 869.9233 | 0
2032 | 12 | 12 | 6 | 873.3035 | 0
2032 | 12 | 12 | 7 | 879.1083 | 0
2032 | 12 | 12 | 8 | 899.7181 | 0
2032 | 12 | 12 | 9 | 927.4487 | 0
2032 | 12 | 12 | 10 | 960.2441 | 0
2032 | 12 | 12 | 11 | 986.6701 | 0
2032 | 12 | 12 | 12 | 1003.5994 | 0
2032 | 12 | 12 | 13 | 1020.5286 | 0
2032 | 12 | 12 | 14 | 1016.5781 | 0
2032 | 12 | 12 | 15 | 1014.6645 | 0
2032 | 12 | 12 | 16 | 1012.7509 | 0
2032 | 12 | 12 | 17 | 1050.833 | 0.83296
2032 | 12 | 12 | 18 | 1101.5623 | 51.5623
2032 | 12 | 12 | 19 | 1096.3745 | 46.3745
2032 | 12 | 12 | 20 | 1077.0755 | 27.0755
2032 | 12 | 12 | 21 | 1057.1902 | 7.1902
2032 | 12 | 12 | 22 | 1040.45 | 0
2032 | 12 | 12 | 23 | 1028.6903 | 0
2032 | 12 | 13 | 0 | 999.2797 | 0
2032 | 12 | 13 | 1 | 1034.9431 | 0
2032 | 12 | 13 | 2 | 1011.6322 | 0
2032 | 12 | 13 | 3 | 996.1663 | 0
2032 | 12 | 13 | 4 | 991.6435 | 0
2032 | 12 | 13 | 5 | 995.8714 | 0
2032 | 12 | 13 | 6 | 1020.886 | 0
2032 | 12 | 13 | 7 | 1065.0718 | 15.0718
2032 | 12 | 13 | 8 | 1107.4984 | 57.4984
2032 | 12 | 13 | 9 | 1133.2319 | 83.2319
2032 | 12 | 13 | 10 | 1154.001 | 104.001
2032 | 12 | 13 | 11 | 1165.7127 | 115.7127
2032 | 12 | 13 | 12 | 1181.3782 | 131.3782
2032 | 12 | 13 | 13 | 1173.3533 | 123.3533
2032 | 12 | 13 | 14 | 1168.3698 | 118.3698
2032 | 12 | 13 | 15 | 1170.3735 | 120.3735
2032 | 12 | 13 | 16 | 1180.9923 | 130.9923
2032 | 12 | 13 | 17 | 1209.106 | 159.106
2032 | 12 | 13 | 18 | 1221.3727 | 171.3727
2032 | 12 | 13 | 19 | 1233.6394 | 183.6394
2032 | 12 | 13 | 20 | 1209.265 | 159.265
2032 | 12 | 13 | 21 | 1177.0196 | 127.0196
2032 | 12 | 13 | 22 | 1161.7824 | 111.7824
2032 | 12 | 13 | 23 | 1136.2454 | 86.2454
2032 | 12 | 14 | 0 | 1098.6184 | 48.6184
2032 | 12 | 14 | 1 | 1022.2861 | 0
2032 | 12 | 14 | 2 | 996.3658 | 0
2032 | 12 | 14 | 3 | 979.4435 | 0
2032 | 12 | 14 | 4 | 974.8321 | 0
2032 | 12 | 14 | 5 | 979.1618 | 0
2032 | 12 | 14 | 6 | 1000.8229 | 0
2032 | 12 | 14 | 7 | 1049.9261 | 0
2032 | 12 | 14 | 8 | 1098.5827 | 48.5827
2032 | 12 | 14 | 9 | 1129.449 | 79.449
2032 | 12 | 14 | 10 | 1152.981 | 102.981
2032 | 12 | 14 | 11 | 1179.6667 | 129.6667
2032 | 12 | 14 | 12 | 1186.015 | 136.015
2032 | 12 | 14 | 13 | 1192.3633 | 142.3633
2032 | 12 | 14 | 14 | 1184.4336 | 134.4336
2032 | 12 | 14 | 15 | 1179.722 | 129.722
2032 | 12 | 14 | 16 | 1165.5706 | 115.5706
2032 | 12 | 14 | 17 | 1189.4072 | 139.4072
2032 | 12 | 14 | 18 | 1226.5705 | 176.5705
2032 | 12 | 14 | 19 | 1203.172 | 153.172
2032 | 12 | 14 | 20 | 1177.6317 | 127.6317
2032 | 12 | 14 | 21 | 1145.5316 | 95.5316
2032 | 12 | 14 | 22 | 1127.3573 | 77.3573
2032 | 12 | 14 | 23 | 1097.3293 | 47.3293
2032 | 12 | 15 | 0 | 1059.0598 | 9.0598
2032 | 12 | 15 | 1 | 1032.1251 | 0
2032 | 12 | 15 | 2 | 1005.1905 | 0
2032 | 12 | 15 | 3 | 985.5037 | 0
2032 | 12 | 15 | 4 | 979.1551 | 0
2032 | 12 | 15 | 5 | 983.4048 | 0
2032 | 12 | 15 | 6 | 1007.2664 | 0
2032 | 12 | 15 | 7 | 1041.5123 | 0
2032 | 12 | 15 | 8 | 1080.5382 | 30.5382
2032 | 12 | 15 | 9 | 1104.1607 | 54.1607
2032 | 12 | 15 | 10 | 1120.7885 | 70.7885
2032 | 12 | 15 | 11 | 1137.521 | 87.521
2032 | 12 | 15 | 12 | 1155.1457 | 105.1457
2032 | 12 | 15 | 13 | 1155.5123 | 105.5123
2032 | 12 | 15 | 14 | 1154.9274 | 104.9274
2032 | 12 | 15 | 15 | 1157.9783 | 107.9783
2032 | 12 | 15 | 16 | 1168.3865 | 118.3865
2032 | 12 | 15 | 17 | 1193.3925 | 143.3925
2032 | 12 | 15 | 18 | 1232.9706 | 182.9706
2032 | 12 | 15 | 19 | 1205.5278 | 155.5278
2032 | 12 | 15 | 20 | 1179.0743 | 129.0743
2032 | 12 | 15 | 21 | 1148.5276 | 98.5276
2032 | 12 | 15 | 22 | 1134.1456 | 84.1456
2032 | 12 | 15 | 23 | 1102.3569 | 52.3569
2032 | 12 | 16 | 0 | 1065.1842 | 15.1842
2032 | 12 | 16 | 1 | 1037.401 | 0
2032 | 12 | 16 | 2 | 1010.556 | 0
2032 | 12 | 16 | 3 | 991.1695 | 0
2032 | 12 | 16 | 4 | 984.8125 | 0
2032 | 12 | 16 | 5 | 991.7052 | 0
2032 | 12 | 16 | 6 | 1025.6171 | 0
2032 | 12 | 16 | 7 | 1081.257 | 31.257
2032 | 12 | 16 | 8 | 1144.1269 | 94.1269
2032 | 12 | 16 | 9 | 1173.648 | 123.648
2032 | 12 | 16 | 10 | 1186.5198 | 136.5198
2032 | 12 | 16 | 11 | 1195.9165 | 145.9165
2032 | 12 | 16 | 12 | 1208.7255 | 158.7255
2032 | 12 | 16 | 13 | 1201.9909 | 151.9909
2032 | 12 | 16 | 14 | 1199.6049 | 149.6049
2032 | 12 | 16 | 15 | 1205.9803 | 155.9803
2032 | 12 | 16 | 16 | 1212.3557 | 162.3557
2032 | 12 | 16 | 17 | 1227.9125 | 177.9125
2032 | 12 | 16 | 18 | 1272.2449 | 222.2449
2032 | 12 | 16 | 19 | 1261.6599 | 211.6599
2032 | 12 | 16 | 20 | 1239.1458 | 189.1458
2032 | 12 | 16 | 21 | 1210.9701 | 160.9701
2032 | 12 | 16 | 22 | 1187.7695 | 137.7695
2032 | 12 | 16 | 23 | 1149.5993 | 99.5993
2032 | 12 | 17 | 0 | 1100.195 | 50.195
2032 | 12 | 17 | 1 | 1070.431 | 20.431
2032 | 12 | 17 | 2 | 1042.4334 | 0
2032 | 12 | 17 | 3 | 1021.7201 | 0
2032 | 12 | 17 | 4 | 1015.2571 | 0
2032 | 12 | 17 | 5 | 1017.6227 | 0
2032 | 12 | 17 | 6 | 1042.8311 | 0
2032 | 12 | 17 | 7 | 1084.7719 | 34.7719
2032 | 12 | 17 | 8 | 1125.0944 | 75.0944
2032 | 12 | 17 | 9 | 1152.6276 | 102.6276
2032 | 12 | 17 | 10 | 1167.7227 | 117.7227
2032 | 12 | 17 | 11 | 1175.4665 | 125.4665
2032 | 12 | 17 | 12 | 1184.593 | 134.593
2032 | 12 | 17 | 13 | 1176.7014 | 126.7014
2032 | 12 | 17 | 14 | 1168.9835 | 118.9835
2032 | 12 | 17 | 15 | 1171.2647 | 121.2647
2032 | 12 | 17 | 16 | 1173.546 | 123.546
2032 | 12 | 17 | 17 | 1185.4106 | 135.4106
2032 | 12 | 17 | 18 | 1222.0505 | 172.0505
2032 | 12 | 17 | 19 | 1204.2336 | 154.2336
2032 | 12 | 17 | 20 | 1176.2686 | 126.2686
2032 | 12 | 17 | 21 | 1146.1737 | 96.1737
2032 | 12 | 17 | 22 | 1131.5816 | 81.5816
2032 | 12 | 17 | 23 | 1111.3025 | 61.3025
2032 | 12 | 18 | 0 | 1081.6531 | 31.6531
2032 | 12 | 18 | 1 | 1027.8414 | 0
2032 | 12 | 18 | 2 | 974.0298 | 0
2032 | 12 | 18 | 3 | 951.3762 | 0
2032 | 12 | 18 | 4 | 941.1118 | 0
2032 | 12 | 18 | 5 | 940.4529 | 0
2032 | 12 | 18 | 6 | 957.0631 | 0
2032 | 12 | 18 | 7 | 975.7644 | 0
2032 | 12 | 18 | 8 | 984.6303 | 0
2032 | 12 | 18 | 9 | 1014.1751 | 0
2032 | 12 | 18 | 10 | 1055.713 | 5.713
2032 | 12 | 18 | 11 | 1077.7609 | 27.7609
2032 | 12 | 18 | 12 | 1093.1285 | 43.1285
2032 | 12 | 18 | 13 | 1086.7476 | 36.7476
2032 | 12 | 18 | 14 | 1075.0688 | 25.0688
2032 | 12 | 18 | 15 | 1067.4682 | 17.4682
2032 | 12 | 18 | 16 | 1081.3086 | 31.3086
2032 | 12 | 18 | 17 | 1095.149 | 45.149
2032 | 12 | 18 | 18 | 1148.115 | 98.115
2032 | 12 | 18 | 19 | 1141.2351 | 91.2351
2032 | 12 | 18 | 20 | 1115.0806 | 65.0806
2032 | 12 | 18 | 21 | 1100.437 | 50.437
2032 | 12 | 18 | 22 | 1087.6076 | 37.6076
2032 | 12 | 18 | 23 | 1066.556 | 16.556
2032 | 12 | 19 | 0 | 1034.2751 | 0
2032 | 12 | 19 | 1 | 989.0934 | 0
2032 | 12 | 19 | 2 | 960.1278 | 0
2032 | 12 | 19 | 3 | 940.7718 | 0
2032 | 12 | 19 | 4 | 931.1135 | 0
2032 | 12 | 19 | 5 | 930.2046 | 0
2032 | 12 | 19 | 6 | 943.652 | 0
2032 | 12 | 19 | 7 | 950.2615 | 0
2032 | 12 | 19 | 8 | 948.6856 | 0
2032 | 12 | 19 | 9 | 973.3729 | 0
2032 | 12 | 19 | 10 | 1010.467 | 0
2032 | 12 | 19 | 11 | 1035.9214 | 0
2032 | 12 | 19 | 12 | 1061.3758 | 11.3758
2032 | 12 | 19 | 13 | 1079.8874 | 29.8874
2032 | 12 | 19 | 14 | 1077.9254 | 27.9254
2032 | 12 | 19 | 15 | 1077.972 | 27.972
2032 | 12 | 19 | 16 | 1078.0185 | 28.0185
2032 | 12 | 19 | 17 | 1107.3459 | 57.3459
2032 | 12 | 19 | 18 | 1156.1038 | 106.1038
2032 | 12 | 19 | 19 | 1151.5141 | 101.5141
2032 | 12 | 19 | 20 | 1128.0017 | 78.0017
2032 | 12 | 19 | 21 | 1102.9458 | 52.9458
2032 | 12 | 19 | 22 | 1074.66 | 24.66
2032 | 12 | 19 | 23 | 1049.1979 | 0
2032 | 12 | 20 | 0 | 1023.025 | 0
2032 | 12 | 20 | 1 | 961.9953 | 0
2032 | 12 | 20 | 2 | 929.952 | 0
2032 | 12 | 20 | 3 | 912.2623 | 0
2032 | 12 | 20 | 4 | 903.7695 | 0
2032 | 12 | 20 | 5 | 903.2423 | 0
2032 | 12 | 20 | 6 | 912.5046 | 0
2032 | 12 | 20 | 7 | 912.6609 | 0
2032 | 12 | 20 | 8 | 917.5286 | 0
2032 | 12 | 20 | 9 | 977.0437 | 0
2032 | 12 | 20 | 10 | 1024.1849 | 0
2032 | 12 | 20 | 11 | 1049.1924 | 0
2032 | 12 | 20 | 12 | 1073.001 | 23.001
2032 | 12 | 20 | 13 | 1080.0702 | 30.0702
2032 | 12 | 20 | 14 | 1066.8178 | 16.8178
2032 | 12 | 20 | 15 | 1042.5444 | 0
2032 | 12 | 20 | 16 | 1041.7722 | 0
2032 | 12 | 20 | 17 | 1062.5374 | 12.5374
2032 | 12 | 20 | 18 | 1114.3055 | 64.3055
2032 | 12 | 20 | 19 | 1102.3114 | 52.3114
2032 | 12 | 20 | 20 | 1081.3452 | 31.3452
2032 | 12 | 20 | 21 | 1055.5783 | 5.5783
2032 | 12 | 20 | 22 | 1034.5966 | 0
2032 | 12 | 20 | 23 | 1031.7217 | 0
2032 | 12 | 21 | 0 | 1047.6363 | 0
2032 | 12 | 21 | 1 | 1046.0658 | 0
2032 | 12 | 21 | 2 | 1017.448 | 0
2032 | 12 | 21 | 3 | 993.3701 | 0
2032 | 12 | 21 | 4 | 980.4997 | 0
2032 | 12 | 21 | 5 | 976.8473 | 0
2032 | 12 | 21 | 6 | 973.7792 | 0
2032 | 12 | 21 | 7 | 974.0334 | 0
2032 | 12 | 21 | 8 | 985.8022 | 0
2032 | 12 | 21 | 9 | 1027.2036 | 0
2032 | 12 | 21 | 10 | 1075.1196 | 25.1196
2032 | 12 | 21 | 11 | 1114.577 | 64.577
2032 | 12 | 21 | 12 | 1135.6263 | 85.6263
2032 | 12 | 21 | 13 | 1133.8673 | 83.8673
2032 | 12 | 21 | 14 | 1116.1887 | 66.1887
2032 | 12 | 21 | 15 | 1099.0656 | 49.0656
2032 | 12 | 21 | 16 | 1102.2312 | 52.2312
2032 | 12 | 21 | 17 | 1104.2409 | 54.2409
2032 | 12 | 21 | 18 | 1126.7693 | 76.7693
2032 | 12 | 21 | 19 | 1149.2978 | 99.2978
2032 | 12 | 21 | 20 | 1120.0257 | 70.0257
2032 | 12 | 21 | 21 | 1087.0876 | 37.0876
2032 | 12 | 21 | 22 | 1074.6043 | 24.6043
2032 | 12 | 21 | 23 | 1059.7943 | 9.7943
2032 | 12 | 22 | 0 | 1037.7972 | 0
2032 | 12 | 22 | 1 | 978.2416 | 0
2032 | 12 | 22 | 2 | 918.686 | 0
2032 | 12 | 22 | 3 | 900.146 | 0
2032 | 12 | 22 | 4 | 892.6658 | 0
2032 | 12 | 22 | 5 | 891.4172 | 0
2032 | 12 | 22 | 6 | 898.2325 | 0
2032 | 12 | 22 | 7 | 910.6425 | 0
2032 | 12 | 22 | 8 | 924.3414 | 0
2032 | 12 | 22 | 9 | 957.5711 | 0
2032 | 12 | 22 | 10 | 995.0801 | 0
2032 | 12 | 22 | 11 | 1023.0814 | 0
2032 | 12 | 22 | 12 | 1047.4565 | 0
2032 | 12 | 22 | 13 | 1052.7344 | 2.7344
2032 | 12 | 22 | 14 | 1048.183 | 0
2032 | 12 | 22 | 15 | 1038.9542 | 0
2032 | 12 | 22 | 16 | 1027.3583 | 0
2032 | 12 | 22 | 17 | 1046.4441 | 0
2032 | 12 | 22 | 18 | 1097.1281 | 47.1281
2032 | 12 | 22 | 19 | 1081.7339 | 31.7339
2032 | 12 | 22 | 20 | 1057.0218 | 7.0218
2032 | 12 | 22 | 21 | 1032.3413 | 0
2032 | 12 | 22 | 22 | 1022.0892 | 0
2032 | 12 | 22 | 23 | 1008.9174 | 0
2032 | 12 | 23 | 0 | 1002.2612 | 0
2032 | 12 | 23 | 1 | 964.612 | 0
2032 | 12 | 23 | 2 | 936.9295 | 0
2032 | 12 | 23 | 3 | 917.0977 | 0
2032 | 12 | 23 | 4 | 908.3457 | 0
2032 | 12 | 23 | 5 | 905.8964 | 0
2032 | 12 | 23 | 6 | 911.4908 | 0
2032 | 12 | 23 | 7 | 920.4246 | 0
2032 | 12 | 23 | 8 | 930.8028 | 0
2032 | 12 | 23 | 9 | 961.8019 | 0
2032 | 12 | 23 | 10 | 997.3734 | 0
2032 | 12 | 23 | 11 | 1024.13 | 0
2032 | 12 | 23 | 12 | 1047.3281 | 0
2032 | 12 | 23 | 13 | 1051.4076 | 1.4076
2032 | 12 | 23 | 14 | 1047.6027 | 0
2032 | 12 | 23 | 15 | 1040.9686 | 0
2032 | 12 | 23 | 16 | 1036.9017 | 0
2032 | 12 | 23 | 17 | 1057.4742 | 7.4742
2032 | 12 | 23 | 18 | 1107.1061 | 57.1061
2032 | 12 | 23 | 19 | 1091.184 | 41.184
2032 | 12 | 23 | 20 | 1064.0355 | 14.0355
2032 | 12 | 23 | 21 | 1037.7285 | 0
2032 | 12 | 23 | 22 | 1027.6565 | 0
2032 | 12 | 23 | 23 | 1013.5068 | 0
2032 | 12 | 24 | 0 | 998.2974 | 0
2032 | 12 | 24 | 1 | 977.0312 | 0
2032 | 12 | 24 | 2 | 950.317 | 0
2032 | 12 | 24 | 3 | 932.4811 | 0
2032 | 12 | 24 | 4 | 928.1764 | 0
2032 | 12 | 24 | 5 | 935.4827 | 0
2032 | 12 | 24 | 6 | 962.0532 | 0
2032 | 12 | 24 | 7 | 992.484 | 0
2032 | 12 | 24 | 8 | 1009.0473 | 0
2032 | 12 | 24 | 9 | 1014.3856 | 0
2032 | 12 | 24 | 10 | 1025.37 | 0
2032 | 12 | 24 | 11 | 1047.3903 | 0
2032 | 12 | 24 | 12 | 1061.8002 | 11.8002
2032 | 12 | 24 | 13 | 1059.8001 | 9.8001
2032 | 12 | 24 | 14 | 1050.1585 | 0.15845
2032 | 12 | 24 | 15 | 1048.8544 | 0
2032 | 12 | 24 | 16 | 1056.227 | 6.227
2032 | 12 | 24 | 17 | 1080.5887 | 30.5887
2032 | 12 | 24 | 18 | 1117.123 | 67.123
2032 | 12 | 24 | 19 | 1083.2332 | 33.2332
2032 | 12 | 24 | 20 | 1059.0974 | 9.0974
2032 | 12 | 24 | 21 | 1041.0129 | 0
2032 | 12 | 24 | 22 | 1025.6776 | 0
2032 | 12 | 24 | 23 | 1006.0124 | 0
2032 | 12 | 25 | 0 | 983.6629 | 0
2032 | 12 | 25 | 1 | 938.997 | 0
2032 | 12 | 25 | 2 | 914.1955 | 0
2032 | 12 | 25 | 3 | 893.6553 | 0
2032 | 12 | 25 | 4 | 882.8636 | 0
2032 | 12 | 25 | 5 | 875.3787 | 0
2032 | 12 | 25 | 6 | 872.6858 | 0
2032 | 12 | 25 | 7 | 871.0738 | 0
2032 | 12 | 25 | 8 | 877.4461 | 0
2032 | 12 | 25 | 9 | 885.7352 | 0
2032 | 12 | 25 | 10 | 903.0638 | 0
2032 | 12 | 25 | 11 | 929.1104 | 0
2032 | 12 | 25 | 12 | 949.3692 | 0
2032 | 12 | 25 | 13 | 955.0722 | 0
2032 | 12 | 25 | 14 | 953.9746 | 0
2032 | 12 | 25 | 15 | 950.1445 | 0
2032 | 12 | 25 | 16 | 957.0835 | 0
2032 | 12 | 25 | 17 | 980.8271 | 0
2032 | 12 | 25 | 18 | 1015.041 | 0
2032 | 12 | 25 | 19 | 990.1767 | 0
2032 | 12 | 25 | 20 | 971.0918 | 0
2032 | 12 | 25 | 21 | 954.9832 | 0
2032 | 12 | 25 | 22 | 944.6767 | 0
2032 | 12 | 25 | 23 | 927.5004 | 0
2032 | 12 | 26 | 0 | 915.9211 | 0
2032 | 12 | 26 | 1 | 903.3388 | 0
2032 | 12 | 26 | 2 | 890.7566 | 0
2032 | 12 | 26 | 3 | 872.6846 | 0
2032 | 12 | 26 | 4 | 865.4551 | 0
2032 | 12 | 26 | 5 | 861.3955 | 0
2032 | 12 | 26 | 6 | 871.4553 | 0
2032 | 12 | 26 | 7 | 884.7904 | 0
2032 | 12 | 26 | 8 | 903.8542 | 0
2032 | 12 | 26 | 9 | 915.6077 | 0
2032 | 12 | 26 | 10 | 929.8214 | 0
2032 | 12 | 26 | 11 | 955.4346 | 0
2032 | 12 | 26 | 12 | 972.0943 | 0
2032 | 12 | 26 | 13 | 988.7541 | 0
2032 | 12 | 26 | 14 | 990.6687 | 0
2032 | 12 | 26 | 15 | 987.091 | 0
2032 | 12 | 26 | 16 | 992.1387 | 0
2032 | 12 | 26 | 17 | 1011.1046 | 0
2032 | 12 | 26 | 18 | 1048.8396 | 0
2032 | 12 | 26 | 19 | 1033.8326 | 0
2032 | 12 | 26 | 20 | 1019.6537 | 0
2032 | 12 | 26 | 21 | 1004.6438 | 0
2032 | 12 | 26 | 22 | 987.1362 | 0
2032 | 12 | 26 | 23 | 975.5802 | 0
2032 | 12 | 27 | 0 | 955.3655 | 0
2032 | 12 | 27 | 1 | 927.7186 | 0
2032 | 12 | 27 | 2 | 905.7692 | 0
2032 | 12 | 27 | 3 | 883.8198 | 0
2032 | 12 | 27 | 4 | 879.188 | 0
2032 | 12 | 27 | 5 | 881.4106 | 0
2032 | 12 | 27 | 6 | 888.4582 | 0
2032 | 12 | 27 | 7 | 905.6329 | 0
2032 | 12 | 27 | 8 | 924.6368 | 0
2032 | 12 | 27 | 9 | 965.6287 | 0
2032 | 12 | 27 | 10 | 1009.9806 | 0
2032 | 12 | 27 | 11 | 1042.5776 | 0
2032 | 12 | 27 | 12 | 1071.073 | 21.073
2032 | 12 | 27 | 13 | 1078.8447 | 28.8447
2032 | 12 | 27 | 14 | 1068.1752 | 18.1752
2032 | 12 | 27 | 15 | 1047.7519 | 0
2032 | 12 | 27 | 16 | 1011.7533 | 0
2032 | 12 | 27 | 17 | 1025.8701 | 0
2032 | 12 | 27 | 18 | 1086.7501 | 36.7501
2032 | 12 | 27 | 19 | 1075.3267 | 25.3267
2032 | 12 | 27 | 20 | 1058.7812 | 8.7812
2032 | 12 | 27 | 21 | 1037.5215 | 0
2032 | 12 | 27 | 22 | 1029.3615 | 0
2032 | 12 | 27 | 23 | 1021.9045 | 0
2032 | 12 | 28 | 0 | 1041.6559 | 0
2032 | 12 | 28 | 1 | 1016.4727 | 0
2032 | 12 | 28 | 2 | 991.2895 | 0
2032 | 12 | 28 | 3 | 968.5787 | 0
2032 | 12 | 28 | 4 | 957.5878 | 0
2032 | 12 | 28 | 5 | 953.8063 | 0
2032 | 12 | 28 | 6 | 954.7496 | 0
2032 | 12 | 28 | 7 | 954.5436 | 0
2032 | 12 | 28 | 8 | 956.9441 | 0
2032 | 12 | 28 | 9 | 986.7828 | 0
2032 | 12 | 28 | 10 | 1021.4472 | 0
2032 | 12 | 28 | 11 | 1047.8207 | 0
2032 | 12 | 28 | 12 | 1070.4307 | 20.4307
2032 | 12 | 28 | 13 | 1072.2107 | 22.2107
2032 | 12 | 28 | 14 | 1065.2733 | 15.2733
2032 | 12 | 28 | 15 | 1057.8238 | 7.8238
2032 | 12 | 28 | 16 | 1059.4706 | 9.4706
2032 | 12 | 28 | 17 | 1081.0205 | 31.0205
2032 | 12 | 28 | 18 | 1136.6399 | 86.6399
2032 | 12 | 28 | 19 | 1122.5768 | 72.5768
2032 | 12 | 28 | 20 | 1093.8495 | 43.8495
2032 | 12 | 28 | 21 | 1064.4571 | 14.4571
2032 | 12 | 28 | 22 | 1057.1978 | 7.1978
2032 | 12 | 28 | 23 | 1044.8514 | 0
2032 | 12 | 29 | 0 | 1021.837 | 0
2032 | 12 | 29 | 1 | 965.1493 | 0
2032 | 12 | 29 | 2 | 938.0881 | 0
2032 | 12 | 29 | 3 | 915.4765 | 0
2032 | 12 | 29 | 4 | 902.5244 | 0
2032 | 12 | 29 | 5 | 891.0049 | 0
2032 | 12 | 29 | 6 | 881.5983 | 0
2032 | 12 | 29 | 7 | 870.7686 | 0
2032 | 12 | 29 | 8 | 871.749 | 0
2032 | 12 | 29 | 9 | 909.0608 | 0
2032 | 12 | 29 | 10 | 941.5481 | 0
2032 | 12 | 29 | 11 | 969.2526 | 0
2032 | 12 | 29 | 12 | 993.3301 | 0
2032 | 12 | 29 | 13 | 997.3082 | 0
2032 | 12 | 29 | 14 | 994.4389 | 0
2032 | 12 | 29 | 15 | 996.0469 | 0
2032 | 12 | 29 | 16 | 1006.4099 | 0
2032 | 12 | 29 | 17 | 1037.0594 | 0
2032 | 12 | 29 | 18 | 1082.5963 | 32.5963
2032 | 12 | 29 | 19 | 1063.5829 | 13.5829
2032 | 12 | 29 | 20 | 1035.3687 | 0
2032 | 12 | 29 | 21 | 1009.1722 | 0
2032 | 12 | 29 | 22 | 1000.3456 | 0
2032 | 12 | 29 | 23 | 984.7853 | 0
2032 | 12 | 30 | 0 | 963.7567 | 0
2032 | 12 | 30 | 1 | 883.9276 | 0
2032 | 12 | 30 | 2 | 863.9087 | 0
2032 | 12 | 30 | 3 | 849.0351 | 0
2032 | 12 | 30 | 4 | 844.8407 | 0
2032 | 12 | 30 | 5 | 849.4538 | 0
2032 | 12 | 30 | 6 | 877.8982 | 0
2032 | 12 | 30 | 7 | 916.6344 | 0
2032 | 12 | 30 | 8 | 943.7401 | 0
2032 | 12 | 30 | 9 | 960.7542 | 0
2032 | 12 | 30 | 10 | 992.4442 | 0
2032 | 12 | 30 | 11 | 1013.1784 | 0
2032 | 12 | 30 | 12 | 1024.8212 | 0
2032 | 12 | 30 | 13 | 1036.464 | 0
2032 | 12 | 30 | 14 | 1044.8526 | 0
2032 | 12 | 30 | 15 | 1045.3965 | 0
2032 | 12 | 30 | 16 | 1047.4042 | 0
2032 | 12 | 30 | 17 | 1062.4005 | 12.4005
2032 | 12 | 30 | 18 | 1092.9041 | 42.9041
2032 | 12 | 30 | 19 | 1071.8566 | 21.8566
2032 | 12 | 30 | 20 | 1038.3284 | 0
2032 | 12 | 30 | 21 | 1013.0345 | 0
2032 | 12 | 30 | 22 | 994.1797 | 0
2032 | 12 | 30 | 23 | 971.1414 | 0
2032 | 12 | 31 | 0 | 942.4005 | 0
2032 | 12 | 31 | 1 | 905.0824 | 0
2032 | 12 | 31 | 2 | 876.9362 | 0
2032 | 12 | 31 | 3 | 855.6588 | 0
2032 | 12 | 31 | 4 | 851.1269 | 0
2032 | 12 | 31 | 5 | 856.1847 | 0
2032 | 12 | 31 | 6 | 886.2345 | 0
2032 | 12 | 31 | 7 | 928.4656 | 0
2032 | 12 | 31 | 8 | 957.0708 | 0
2032 | 12 | 31 | 9 | 975.3008 | 0
2032 | 12 | 31 | 10 | 1005.0841 | 0
2032 | 12 | 31 | 11 | 1032.8195 | 0
2032 | 12 | 31 | 12 | 1047.1002 | 0
2032 | 12 | 31 | 13 | 1061.3808 | 11.3808
2032 | 12 | 31 | 14 | 1059.5378 | 9.5378
2032 | 12 | 31 | 15 | 1056.9959 | 6.9959
2032 | 12 | 31 | 16 | 1052.2287 | 2.2287
2032 | 12 | 31 | 17 | 1069.6688 | 19.6688
2032 | 12 | 31 | 18 | 1106.726 | 56.726
2032 | 12 | 31 | 19 | 1082.6779 | 32.6779
2032 | 12 | 31 | 20 | 1049.0435 | 0
2032 | 12 | 31 | 21 | 1012.7061 | 0
2032 | 12 | 31 | 22 | 992.3264 | 0
2032 | 12 | 31 | 23 | 985.5148 | 0
2033 | 1 | 1 | 0 | 970.4519 | 0
2033 | 1 | 1 | 1 | 961.8149 | 0
2033 | 1 | 1 | 2 | 956.088 | 0
2033 | 1 | 1 | 3 | 937.0097 | 0
2033 | 1 | 1 | 4 | 929.2572 | 0
2033 | 1 | 1 | 5 | 929.026 | 0
2033 | 1 | 1 | 6 | 946.6141 | 0
2033 | 1 | 1 | 7 | 966.8022 | 0
2033 | 1 | 1 | 8 | 970.3954 | 0
2033 | 1 | 1 | 9 | 968.844 | 0
2033 | 1 | 1 | 10 | 984.1606 | 0
2033 | 1 | 1 | 11 | 1010.7998 | 0
2033 | 1 | 1 | 12 | 1040.3029 | 0
2033 | 1 | 1 | 13 | 1057.7088 | 7.7088
2033 | 1 | 1 | 14 | 1064.2193 | 14.2193
2033 | 1 | 1 | 15 | 1066.1666 | 16.1666
2033 | 1 | 1 | 16 | 1062.082 | 12.082
2033 | 1 | 1 | 17 | 1076.9014 | 26.9014
2033 | 1 | 1 | 18 | 1130.0458 | 80.0458
2033 | 1 | 1 | 19 | 1117.2182 | 67.2182
2033 | 1 | 1 | 20 | 1097.2876 | 47.2876
2033 | 1 | 1 | 21 | 1072.9945 | 22.9945
2033 | 1 | 1 | 22 | 1067.5683 | 17.5683
2033 | 1 | 1 | 23 | 1058.3179 | 8.3179
2033 | 1 | 2 | 0 | 1039.4073 | 0
2033 | 1 | 2 | 1 | 1020.4968 | 0
2033 | 1 | 2 | 2 | 1010.9076 | 0
2033 | 1 | 2 | 3 | 988.8216 | 0
2033 | 1 | 2 | 4 | 981.1071 | 0
2033 | 1 | 2 | 5 | 978.8913 | 0
2033 | 1 | 2 | 6 | 985.2073 | 0
2033 | 1 | 2 | 7 | 994.1899 | 0
2033 | 1 | 2 | 8 | 1004.3348 | 0
2033 | 1 | 2 | 9 | 1021.3478 | 0
2033 | 1 | 2 | 10 | 1052.5675 | 2.5675
2033 | 1 | 2 | 11 | 1078.0708 | 28.0708
2033 | 1 | 2 | 12 | 1103.5741 | 53.5741
2033 | 1 | 2 | 13 | 1120.9308 | 70.9308
2033 | 1 | 2 | 14 | 1118.6773 | 68.6773
2033 | 1 | 2 | 15 | 1115.0495 | 65.0495
2033 | 1 | 2 | 16 | 1112.548 | 62.548
2033 | 1 | 2 | 17 | 1137.9195 | 87.9195
2033 | 1 | 2 | 18 | 1192.4751 | 142.4751
2033 | 1 | 2 | 19 | 1190.4464 | 140.4464
2033 | 1 | 2 | 20 | 1166.7838 | 116.7838
2033 | 1 | 2 | 21 | 1138.2115 | 88.2115
2033 | 1 | 2 | 22 | 1120.3027 | 70.3027
2033 | 1 | 2 | 23 | 1102.2807 | 52.2807
2033 | 1 | 3 | 0 | 1080.0857 | 30.0857
2033 | 1 | 3 | 1 | 1057.8906 | 7.8906
2033 | 1 | 3 | 2 | 1033.7906 | 0
2033 | 1 | 3 | 3 | 1019.5253 | 0
2033 | 1 | 3 | 4 | 1019.193 | 0
2033 | 1 | 3 | 5 | 1029.4148 | 0
2033 | 1 | 3 | 6 | 1066.0095 | 16.0095
2033 | 1 | 3 | 7 | 1132.4398 | 82.4398
2033 | 1 | 3 | 8 | 1198.7712 | 148.7712
2033 | 1 | 3 | 9 | 1214.9202 | 164.9202
2033 | 1 | 3 | 10 | 1221.0532 | 171.0532
2033 | 1 | 3 | 11 | 1223.2056 | 173.2056
2033 | 1 | 3 | 12 | 1232.077 | 182.077
2033 | 1 | 3 | 13 | 1223.2157 | 173.2157
2033 | 1 | 3 | 14 | 1215.5281 | 165.5281
2033 | 1 | 3 | 15 | 1214.4923 | 164.4923
2033 | 1 | 3 | 16 | 1224.1598 | 174.1598
2033 | 1 | 3 | 17 | 1253.9757 | 203.9757
2033 | 1 | 3 | 18 | 1283.7915 | 233.7915
2033 | 1 | 3 | 19 | 1270.1891 | 220.1891
2033 | 1 | 3 | 20 | 1237.8217 | 187.8217
2033 | 1 | 3 | 21 | 1204.3336 | 154.3336
2033 | 1 | 3 | 22 | 1182.6141 | 132.6141
2033 | 1 | 3 | 23 | 1148.8561 | 98.8561
2033 | 1 | 4 | 0 | 1108.0806 | 58.0806
2033 | 1 | 4 | 1 | 1050.9603 | 0.9603
2033 | 1 | 4 | 2 | 1024.1771 | 0
2033 | 1 | 4 | 3 | 1003.0012 | 0
2033 | 1 | 4 | 4 | 998.656 | 0
2033 | 1 | 4 | 5 | 1008.4994 | 0
2033 | 1 | 4 | 6 | 1041.8817 | 0
2033 | 1 | 4 | 7 | 1096.987 | 46.987
2033 | 1 | 4 | 8 | 1145.3028 | 95.3028
2033 | 1 | 4 | 9 | 1158.499 | 108.499
2033 | 1 | 4 | 10 | 1185.8455 | 135.8455
2033 | 1 | 4 | 11 | 1211.8389 | 161.8389
2033 | 1 | 4 | 12 | 1221.0613 | 171.0613
2033 | 1 | 4 | 13 | 1230.2836 | 180.2836
2033 | 1 | 4 | 14 | 1228.3982 | 178.3982
2033 | 1 | 4 | 15 | 1211.5162 | 161.5162
2033 | 1 | 4 | 16 | 1180.6139 | 130.6139
2033 | 1 | 4 | 17 | 1194.918 | 144.918
2033 | 1 | 4 | 18 | 1249.2366 | 199.2366
2033 | 1 | 4 | 19 | 1240.136 | 190.136
2033 | 1 | 4 | 20 | 1224.9104 | 174.9104
2033 | 1 | 4 | 21 | 1189.8523 | 139.8523
2033 | 1 | 4 | 22 | 1169.2149 | 119.2149
2033 | 1 | 4 | 23 | 1134.1007 | 84.1007
2033 | 1 | 5 | 0 | 1088.5257 | 38.5257
2033 | 1 | 5 | 1 | 1079.1849 | 29.1849
2033 | 1 | 5 | 2 | 1069.8442 | 19.8442
2033 | 1 | 5 | 3 | 1056.9907 | 6.9907
2033 | 1 | 5 | 4 | 1061.5772 | 11.5772
2033 | 1 | 5 | 5 | 1074.1508 | 24.1508
2033 | 1 | 5 | 6 | 1108.5673 | 58.5673
2033 | 1 | 5 | 7 | 1152.0525 | 102.0525
2033 | 1 | 5 | 8 | 1182.6356 | 132.6356
2033 | 1 | 5 | 9 | 1183.5188 | 133.5188
2033 | 1 | 5 | 10 | 1200.8393 | 150.8393
2033 | 1 | 5 | 11 | 1220.6042 | 170.6042
2033 | 1 | 5 | 12 | 1240.3692 | 190.3692
2033 | 1 | 5 | 13 | 1249.1426 | 199.1426
2033 | 1 | 5 | 14 | 1257.916 | 207.916
2033 | 1 | 5 | 15 | 1257.6632 | 207.6632
2033 | 1 | 5 | 16 | 1261.9951 | 211.9951
2033 | 1 | 5 | 17 | 1266.3271 | 216.3271
2033 | 1 | 5 | 18 | 1314.2172 | 264.2172
2033 | 1 | 5 | 19 | 1293.5184 | 243.5184
2033 | 1 | 5 | 20 | 1267.9106 | 217.9106
2033 | 1 | 5 | 21 | 1223.7468 | 173.7468
2033 | 1 | 5 | 22 | 1195.6349 | 145.6349
2033 | 1 | 5 | 23 | 1166.5204 | 116.5204
2033 | 1 | 6 | 0 | 1129.8735 | 79.8735
2033 | 1 | 6 | 1 | 1113.5686 | 63.5686
2033 | 1 | 6 | 2 | 1097.2637 | 47.2637
2033 | 1 | 6 | 3 | 1076.0607 | 26.0607
2033 | 1 | 6 | 4 | 1072.868 | 22.868
2033 | 1 | 6 | 5 | 1080.1424 | 30.1424
2033 | 1 | 6 | 6 | 1106.3891 | 56.3891
2033 | 1 | 6 | 7 | 1147.2911 | 97.2911
2033 | 1 | 6 | 8 | 1180.1523 | 130.1523
2033 | 1 | 6 | 9 | 1196.2125 | 146.2125
2033 | 1 | 6 | 10 | 1210.2001 | 160.2001
2033 | 1 | 6 | 11 | 1234.037 | 184.037
2033 | 1 | 6 | 12 | 1254.2697 | 204.2697
2033 | 1 | 6 | 13 | 1269.4224 | 219.4224
2033 | 1 | 6 | 14 | 1275.2089 | 225.2089
2033 | 1 | 6 | 15 | 1270.2362 | 220.2362
2033 | 1 | 6 | 16 | 1268.9156 | 218.9156
2033 | 1 | 6 | 17 | 1272.4816 | 222.4816
2033 | 1 | 6 | 18 | 1308.2248 | 258.2248
2033 | 1 | 6 | 19 | 1286.3237 | 236.3237
2033 | 1 | 6 | 20 | 1255.4759 | 205.4759
2033 | 1 | 6 | 21 | 1213.6185 | 163.6185
2033 | 1 | 6 | 22 | 1193.3543 | 143.3543
2033 | 1 | 6 | 23 | 1176.0424 | 126.0424
2033 | 1 | 7 | 0 | 1147.1233 | 97.1233
2033 | 1 | 7 | 1 | 1091.0362 | 41.0362
2033 | 1 | 7 | 2 | 1062.1427 | 12.1427
2033 | 1 | 7 | 3 | 1040.6491 | 0
2033 | 1 | 7 | 4 | 1038.9755 | 0
2033 | 1 | 7 | 5 | 1043.8802 | 0
2033 | 1 | 7 | 6 | 1071.1313 | 21.1313
2033 | 1 | 7 | 7 | 1117.5047 | 67.5047
2033 | 1 | 7 | 8 | 1154.1869 | 104.1869
2033 | 1 | 7 | 9 | 1164.9236 | 114.9236
2033 | 1 | 7 | 10 | 1178.4534 | 128.4534
2033 | 1 | 7 | 11 | 1187.3429 | 137.3429
2033 | 1 | 7 | 12 | 1209.7743 | 159.7743
2033 | 1 | 7 | 13 | 1212.8036 | 162.8036
2033 | 1 | 7 | 14 | 1209.3615 | 159.3615
2033 | 1 | 7 | 15 | 1209.1172 | 159.1172
2033 | 1 | 7 | 16 | 1222.5965 | 172.5965
2033 | 1 | 7 | 17 | 1239.5325 | 189.5325
2033 | 1 | 7 | 18 | 1234.1257 | 184.1257
2033 | 1 | 7 | 19 | 1232.1757 | 182.1757
2033 | 1 | 7 | 20 | 1207.7028 | 157.7028
2033 | 1 | 7 | 21 | 1193.4506 | 143.4506
2033 | 1 | 7 | 22 | 1175.3409 | 125.3409
2033 | 1 | 7 | 23 | 1151.8988 | 101.8988
2033 | 1 | 8 | 0 | 1097.2282 | 47.2282
2033 | 1 | 8 | 1 | 1042.5575 | 0
2033 | 1 | 8 | 2 | 1013.6617 | 0
2033 | 1 | 8 | 3 | 992.8573 | 0
2033 | 1 | 8 | 4 | 989.443 | 0
2033 | 1 | 8 | 5 | 988.7735 | 0
2033 | 1 | 8 | 6 | 1001.4637 | 0
2033 | 1 | 8 | 7 | 1023.0698 | 0
2033 | 1 | 8 | 8 | 1047.6095 | 0
2033 | 1 | 8 | 9 | 1068.845 | 18.845
2033 | 1 | 8 | 10 | 1089.7378 | 39.7378
2033 | 1 | 8 | 11 | 1112.724 | 62.724
2033 | 1 | 8 | 12 | 1130.3281 | 80.3281
2033 | 1 | 8 | 13 | 1123.3464 | 73.3464
2033 | 1 | 8 | 14 | 1116.5429 | 66.5429
2033 | 1 | 8 | 15 | 1115.1946 | 65.1946
2033 | 1 | 8 | 16 | 1133.0728 | 83.0728
2033 | 1 | 8 | 17 | 1150.9511 | 100.9511
2033 | 1 | 8 | 18 | 1182.5624 | 132.5624
2033 | 1 | 8 | 19 | 1174.0366 | 124.0366
2033 | 1 | 8 | 20 | 1144.6523 | 94.6523
2033 | 1 | 8 | 21 | 1137.9384 | 87.9384
2033 | 1 | 8 | 22 | 1126.7426 | 76.7426
2033 | 1 | 8 | 23 | 1107.301 | 57.301
2033 | 1 | 9 | 0 | 1065.1592 | 15.1592
2033 | 1 | 9 | 1 | 1037.7708 | 0
2033 | 1 | 9 | 2 | 1001.8705 | 0
2033 | 1 | 9 | 3 | 982.6195 | 0
2033 | 1 | 9 | 4 | 973.0076 | 0
2033 | 1 | 9 | 5 | 969.6494 | 0
2033 | 1 | 9 | 6 | 975.0089 | 0
2033 | 1 | 9 | 7 | 982.8226 | 0
2033 | 1 | 9 | 8 | 1000.8245 | 0
2033 | 1 | 9 | 9 | 1022.4005 | 0
2033 | 1 | 9 | 10 | 1048.5356 | 0
2033 | 1 | 9 | 11 | 1078.7752 | 28.7752
2033 | 1 | 9 | 12 | 1097.4161 | 47.4161
2033 | 1 | 9 | 13 | 1116.0569 | 66.0569
2033 | 1 | 9 | 14 | 1116.4301 | 66.4301
2033 | 1 | 9 | 15 | 1109.9536 | 59.9536
2033 | 1 | 9 | 16 | 1099.0244 | 49.0244
2033 | 1 | 9 | 17 | 1122.6619 | 72.6619
2033 | 1 | 9 | 18 | 1178.7714 | 128.7714
2033 | 1 | 9 | 19 | 1180.149 | 130.149
2033 | 1 | 9 | 20 | 1152.4092 | 102.4092
2033 | 1 | 9 | 21 | 1119.5219 | 69.5219
2033 | 1 | 9 | 22 | 1107.0847 | 57.0847
2033 | 1 | 9 | 23 | 1097.4658 | 47.4658
2033 | 1 | 10 | 0 | 1100.6079 | 50.6079
2033 | 1 | 10 | 1 | 1103.7501 | 53.7501
2033 | 1 | 10 | 2 | 1134.7854 | 84.7854
2033 | 1 | 10 | 3 | 1119.877 | 69.877
2033 | 1 | 10 | 4 | 1118.1926 | 68.1926
2033 | 1 | 10 | 5 | 1123.6306 | 73.6306
2033 | 1 | 10 | 6 | 1152.0111 | 102.0111
2033 | 1 | 10 | 7 | 1198.7649 | 148.7649
2033 | 1 | 10 | 8 | 1247.4822 | 197.4822
2033 | 1 | 10 | 9 | 1270.2896 | 220.2896
2033 | 1 | 10 | 10 | 1286.8626 | 236.8626
2033 | 1 | 10 | 11 | 1299.9782 | 249.9782
2033 | 1 | 10 | 12 | 1318.9763 | 268.9763
2033 | 1 | 10 | 13 | 1305.9663 | 255.9663
2033 | 1 | 10 | 14 | 1295.015 | 245.015
2033 | 1 | 10 | 15 | 1295.9384 | 245.9384
2033 | 1 | 10 | 16 | 1305.7445 | 255.7445
2033 | 1 | 10 | 17 | 1311.7352 | 261.7352
2033 | 1 | 10 | 18 | 1351.7432 | 301.7432
2033 | 1 | 10 | 19 | 1351.9888 | 301.9888
2033 | 1 | 10 | 20 | 1330.2012 | 280.2012
2033 | 1 | 10 | 21 | 1321.5633 | 271.5633
2033 | 1 | 10 | 22 | 1308.2363 | 258.2363
2033 | 1 | 10 | 23 | 1284.8702 | 234.8702
2033 | 1 | 11 | 0 | 1242.2243 | 192.2243
2033 | 1 | 11 | 1 | 1165.18 | 115.18
2033 | 1 | 11 | 2 | 1142.3604 | 92.3604
2033 | 1 | 11 | 3 | 1125.2347 | 75.2347
2033 | 1 | 11 | 4 | 1124.4607 | 74.4607
2033 | 1 | 11 | 5 | 1128.3141 | 78.3141
2033 | 1 | 11 | 6 | 1149.6446 | 99.6446
2033 | 1 | 11 | 7 | 1203.1632 | 153.1632
2033 | 1 | 11 | 8 | 1257.9153 | 207.9153
2033 | 1 | 11 | 9 | 1276.8519 | 226.8519
2033 | 1 | 11 | 10 | 1300.5205 | 250.5205
2033 | 1 | 11 | 11 | 1324.4705 | 274.4705
2033 | 1 | 11 | 12 | 1341.1298 | 291.1298
2033 | 1 | 11 | 13 | 1332.9954 | 282.9954
2033 | 1 | 11 | 14 | 1314.6287 | 264.6287
2033 | 1 | 11 | 15 | 1304.4972 | 254.4972
2033 | 1 | 11 | 16 | 1288.8693 | 238.8693
2033 | 1 | 11 | 17 | 1303.2927 | 253.2927
2033 | 1 | 11 | 18 | 1348.4447 | 298.4447
2033 | 1 | 11 | 19 | 1351.6723 | 301.6723
2033 | 1 | 11 | 20 | 1337.6915 | 287.6915
2033 | 1 | 11 | 21 | 1329.9793 | 279.9793
2033 | 1 | 11 | 22 | 1315.6151 | 265.6151
2033 | 1 | 11 | 23 | 1277.7661 | 227.7661
2033 | 1 | 12 | 0 | 1229.2689 | 179.2689
2033 | 1 | 12 | 1 | 1189.4141 | 139.4141
2033 | 1 | 12 | 2 | 1162.5519 | 112.5519
2033 | 1 | 12 | 3 | 1145.0111 | 95.0111
2033 | 1 | 12 | 4 | 1144.5885 | 94.5885
2033 | 1 | 12 | 5 | 1152.1521 | 102.1521
2033 | 1 | 12 | 6 | 1177.1235 | 127.1235
2033 | 1 | 12 | 7 | 1214.2248 | 164.2248
2033 | 1 | 12 | 8 | 1249.7051 | 199.7051
2033 | 1 | 12 | 9 | 1256.763 | 206.763
2033 | 1 | 12 | 10 | 1271.7647 | 221.7647
2033 | 1 | 12 | 11 | 1286.9151 | 236.9151
2033 | 1 | 12 | 12 | 1302.9935 | 252.9935
2033 | 1 | 12 | 13 | 1296.1772 | 246.1772
2033 | 1 | 12 | 14 | 1290.1678 | 240.1678
2033 | 1 | 12 | 15 | 1290.0459 | 240.0459
2033 | 1 | 12 | 16 | 1301.3054 | 251.3054
2033 | 1 | 12 | 17 | 1326.9398 | 276.9398
2033 | 1 | 12 | 18 | 1352.5742 | 302.5742
2033 | 1 | 12 | 19 | 1348.3101 | 298.3101
2033 | 1 | 12 | 20 | 1323.0617 | 273.0617
2033 | 1 | 12 | 21 | 1301.7556 | 251.7556
2033 | 1 | 12 | 22 | 1284.2553 | 234.2553
2033 | 1 | 12 | 23 | 1249.3063 | 199.3063
2033 | 1 | 13 | 0 | 1205.4375 | 155.4375
2033 | 1 | 13 | 1 | 1155.312 | 105.312
2033 | 1 | 13 | 2 | 1128.6153 | 78.6153
2033 | 1 | 13 | 3 | 1110.0562 | 60.0562
2033 | 1 | 13 | 4 | 1107.5547 | 57.5547
2033 | 1 | 13 | 5 | 1118.3631 | 68.3631
2033 | 1 | 13 | 6 | 1152.8806 | 102.8806
2033 | 1 | 13 | 7 | 1206.4336 | 156.4336
2033 | 1 | 13 | 8 | 1257.0887 | 207.0887
2033 | 1 | 13 | 9 | 1280.3601 | 230.3601
2033 | 1 | 13 | 10 | 1281.4053 | 231.4053
2033 | 1 | 13 | 11 | 1303.292 | 253.292
2033 | 1 | 13 | 12 | 1326.186 | 276.186
2033 | 1 | 13 | 13 | 1331.4709 | 281.4709
2033 | 1 | 13 | 14 | 1331.2779 | 281.2779
2033 | 1 | 13 | 15 | 1320.0589 | 270.0589
2033 | 1 | 13 | 16 | 1306.6962 | 256.6962
2033 | 1 | 13 | 17 | 1315.6523 | 265.6523
2033 | 1 | 13 | 18 | 1347.5303 | 297.5303
2033 | 1 | 13 | 19 | 1347.922 | 297.922
2033 | 1 | 13 | 20 | 1319.4298 | 269.4298
2033 | 1 | 13 | 21 | 1281.4734 | 231.4734
2033 | 1 | 13 | 22 | 1256.2316 | 206.2316
2033 | 1 | 13 | 23 | 1225.8097 | 175.8097
2033 | 1 | 14 | 0 | 1180.7488 | 130.7488
2033 | 1 | 14 | 1 | 1186.2689 | 136.2689
2033 | 1 | 14 | 2 | 1157.3505 | 107.3505
2033 | 1 | 14 | 3 | 1135.3713 | 85.3713
2033 | 1 | 14 | 4 | 1129.6421 | 79.6421
2033 | 1 | 14 | 5 | 1135.8893 | 85.8893
2033 | 1 | 14 | 6 | 1162.1373 | 112.1373
2033 | 1 | 14 | 7 | 1214.9539 | 164.9539
2033 | 1 | 14 | 8 | 1259.9415 | 209.9415
2033 | 1 | 14 | 9 | 1287.1643 | 237.1643
2033 | 1 | 14 | 10 | 1287.4743 | 237.4743
2033 | 1 | 14 | 11 | 1304.3565 | 254.3565
2033 | 1 | 14 | 12 | 1320.7755 | 270.7755
2033 | 1 | 14 | 13 | 1331.6026 | 281.6026
2033 | 1 | 14 | 14 | 1331.6737 | 281.6737
2033 | 1 | 14 | 15 | 1325.4031 | 275.4031
2033 | 1 | 14 | 16 | 1319.4533 | 269.4533
2033 | 1 | 14 | 17 | 1317.58 | 267.58
2033 | 1 | 14 | 18 | 1349.1212 | 299.1212
2033 | 1 | 14 | 19 | 1333.5637 | 283.5637
2033 | 1 | 14 | 20 | 1306.077 | 256.077
2033 | 1 | 14 | 21 | 1286.1459 | 236.1459
2033 | 1 | 14 | 22 | 1264.7627 | 214.7627
2033 | 1 | 14 | 23 | 1235.5167 | 185.5167
2033 | 1 | 15 | 0 | 1194.43 | 144.43
2033 | 1 | 15 | 1 | 1084.7363 | 34.7363
2033 | 1 | 15 | 2 | 1055.7348 | 5.7348
2033 | 1 | 15 | 3 | 1031.3421 | 0
2033 | 1 | 15 | 4 | 1023.1209 | 0
2033 | 1 | 15 | 5 | 1017.5509 | 0
2033 | 1 | 15 | 6 | 1022.6286 | 0
2033 | 1 | 15 | 7 | 1039.0438 | 0
2033 | 1 | 15 | 8 | 1059.6261 | 9.6261
2033 | 1 | 15 | 9 | 1084.444 | 34.444
2033 | 1 | 15 | 10 | 1107.3735 | 57.3735
2033 | 1 | 15 | 11 | 1133.0078 | 83.0078
2033 | 1 | 15 | 12 | 1152.3974 | 102.3974
2033 | 1 | 15 | 13 | 1148.328 | 98.328
2033 | 1 | 15 | 14 | 1137.2734 | 87.2734
2033 | 1 | 15 | 15 | 1132.726 | 82.726
2033 | 1 | 15 | 16 | 1146.7355 | 96.7355
2033 | 1 | 15 | 17 | 1154.7141 | 104.7141
2033 | 1 | 15 | 18 | 1167.8397 | 117.8397
2033 | 1 | 15 | 19 | 1185.2284 | 135.2284
2033 | 1 | 15 | 20 | 1159.7491 | 109.7491
2033 | 1 | 15 | 21 | 1146.4392 | 96.4392
2033 | 1 | 15 | 22 | 1133.7666 | 83.7666
2033 | 1 | 15 | 23 | 1117.4109 | 67.4109
2033 | 1 | 16 | 0 | 1087.8716 | 37.8716
2033 | 1 | 16 | 1 | 1020.4104 | 0
2033 | 1 | 16 | 2 | 993.3179 | 0
2033 | 1 | 16 | 3 | 969.7977 | 0
2033 | 1 | 16 | 4 | 958.8752 | 0
2033 | 1 | 16 | 5 | 953.5554 | 0
2033 | 1 | 16 | 6 | 961.3698 | 0
2033 | 1 | 16 | 7 | 971.7548 | 0
2033 | 1 | 16 | 8 | 981.5316 | 0
2033 | 1 | 16 | 9 | 1007.846 | 0
2033 | 1 | 16 | 10 | 1038.5143 | 0
2033 | 1 | 16 | 11 | 1067.5014 | 17.5014
2033 | 1 | 16 | 12 | 1095.5349 | 45.5349
2033 | 1 | 16 | 13 | 1098.0578 | 48.0578
2033 | 1 | 16 | 14 | 1093.1396 | 43.1396
2033 | 1 | 16 | 15 | 1095.5458 | 45.5458
2033 | 1 | 16 | 16 | 1104.9923 | 54.9923
2033 | 1 | 16 | 17 | 1126.7326 | 76.7326
2033 | 1 | 16 | 18 | 1175.265 | 125.265
2033 | 1 | 16 | 19 | 1184.2429 | 134.2429
2033 | 1 | 16 | 20 | 1161.3529 | 111.3529
2033 | 1 | 16 | 21 | 1139.4026 | 89.4026
2033 | 1 | 16 | 22 | 1125.8032 | 75.8032
2033 | 1 | 16 | 23 | 1105.9641 | 55.9641
2033 | 1 | 17 | 0 | 1104.3697 | 54.3697
2033 | 1 | 17 | 1 | 1102.7753 | 52.7753
2033 | 1 | 17 | 2 | 1135.1763 | 85.1763
2033 | 1 | 17 | 3 | 1115.8385 | 65.8385
2033 | 1 | 17 | 4 | 1108.3759 | 58.3759
2033 | 1 | 17 | 5 | 1113.0613 | 63.0613
2033 | 1 | 17 | 6 | 1137.9179 | 87.9179
2033 | 1 | 17 | 7 | 1181.789 | 131.789
2033 | 1 | 17 | 8 | 1226.2566 | 176.2566
2033 | 1 | 17 | 9 | 1255.4049 | 205.4049
2033 | 1 | 17 | 10 | 1278.1827 | 228.1827
2033 | 1 | 17 | 11 | 1297.1881 | 247.1881
2033 | 1 | 17 | 12 | 1316.1934 | 266.1934
2033 | 1 | 17 | 13 | 1323.0767 | 273.0767
2033 | 1 | 17 | 14 | 1329.9601 | 279.9601
2033 | 1 | 17 | 15 | 1321.649 | 271.649
2033 | 1 | 17 | 16 | 1321.5764 | 271.5764
2033 | 1 | 17 | 17 | 1321.5038 | 271.5038
2033 | 1 | 17 | 18 | 1353.3984 | 303.3984
2033 | 1 | 17 | 19 | 1356.1205 | 306.1205
2033 | 1 | 17 | 20 | 1332.7556 | 282.7556
2033 | 1 | 17 | 21 | 1305.7073 | 255.7073
2033 | 1 | 17 | 22 | 1293.1952 | 243.1952
2033 | 1 | 17 | 23 | 1268.768 | 218.768
2033 | 1 | 18 | 0 | 1224.1781 | 174.1781
2033 | 1 | 18 | 1 | 1144.3549 | 94.3549
2033 | 1 | 18 | 2 | 1115.602 | 65.602
2033 | 1 | 18 | 3 | 1093.2405 | 43.2405
2033 | 1 | 18 | 4 | 1085.9496 | 35.9496
2033 | 1 | 18 | 5 | 1087.9871 | 37.9871
2033 | 1 | 18 | 6 | 1108.2052 | 58.2052
2033 | 1 | 18 | 7 | 1151.8026 | 101.8026
2033 | 1 | 18 | 8 | 1199.6752 | 149.6752
2033 | 1 | 18 | 9 | 1224.9683 | 174.9683
2033 | 1 | 18 | 10 | 1255.4623 | 205.4623
2033 | 1 | 18 | 11 | 1273.2341 | 223.2341
2033 | 1 | 18 | 12 | 1291.0059 | 241.0059
2033 | 1 | 18 | 13 | 1291.3673 | 241.3673
2033 | 1 | 18 | 14 | 1291.7287 | 241.7287
2033 | 1 | 18 | 15 | 1282.6605 | 232.6605
2033 | 1 | 18 | 16 | 1275.1318 | 225.1318
2033 | 1 | 18 | 17 | 1267.6032 | 217.6032
2033 | 1 | 18 | 18 | 1286.6425 | 236.6425
2033 | 1 | 18 | 19 | 1305.6818 | 255.6818
2033 | 1 | 18 | 20 | 1280.7428 | 230.7428
2033 | 1 | 18 | 21 | 1258.0817 | 208.0817
2033 | 1 | 18 | 22 | 1241.9357 | 191.9357
2033 | 1 | 18 | 23 | 1208.8677 | 158.8677
2033 | 1 | 19 | 0 | 1164.4291 | 114.4291
2033 | 1 | 19 | 1 | 1135.6373 | 85.6373
2033 | 1 | 19 | 2 | 1113.364 | 63.364
2033 | 1 | 19 | 3 | 1096.0886 | 46.0886
2033 | 1 | 19 | 4 | 1097.0476 | 47.0476
2033 | 1 | 19 | 5 | 1101.0634 | 51.0634
2033 | 1 | 19 | 6 | 1121.4454 | 71.4454
2033 | 1 | 19 | 7 | 1154.4855 | 104.4855
2033 | 1 | 19 | 8 | 1201.2926 | 151.2926
2033 | 1 | 19 | 9 | 1219.7268 | 169.7268
2033 | 1 | 19 | 10 | 1236.6081 | 186.6081
2033 | 1 | 19 | 11 | 1254.2768 | 204.2768
2033 | 1 | 19 | 12 | 1271.9454 | 221.9454
2033 | 1 | 19 | 13 | 1279.0775 | 229.0775
2033 | 1 | 19 | 14 | 1286.2096 | 236.2096
2033 | 1 | 19 | 15 | 1284.1797 | 234.1797
2033 | 1 | 19 | 16 | 1288.0193 | 238.0193
2033 | 1 | 19 | 17 | 1291.8588 | 241.8588
2033 | 1 | 19 | 18 | 1340.8249 | 290.8249
2033 | 1 | 19 | 19 | 1341.3804 | 291.3804
2033 | 1 | 19 | 20 | 1319.0599 | 269.0599
2033 | 1 | 19 | 21 | 1281.9576 | 231.9576
2033 | 1 | 19 | 22 | 1261.6291 | 211.6291
2033 | 1 | 19 | 23 | 1238.1603 | 188.1603
2033 | 1 | 20 | 0 | 1205.0321 | 155.0321
2033 | 1 | 20 | 1 | 1192.3963 | 142.3963
2033 | 1 | 20 | 2 | 1167.3802 | 117.3802
2033 | 1 | 20 | 3 | 1148.0603 | 98.0603
2033 | 1 | 20 | 4 | 1146.1026 | 96.1026
2033 | 1 | 20 | 5 | 1150.8938 | 100.8938
2033 | 1 | 20 | 6 | 1174.931 | 124.931
2033 | 1 | 20 | 7 | 1218.8644 | 168.8644
2033 | 1 | 20 | 8 | 1255.7426 | 205.7426
2033 | 1 | 20 | 9 | 1278.4866 | 228.4866
2033 | 1 | 20 | 10 | 1285.7201 | 235.7201
2033 | 1 | 20 | 11 | 1300.9936 | 250.9936
2033 | 1 | 20 | 12 | 1316.2672 | 266.2672
2033 | 1 | 20 | 13 | 1321.4366 | 271.4366
2033 | 1 | 20 | 14 | 1326.6061 | 276.6061
2033 | 1 | 20 | 15 | 1317.4041 | 267.4041
2033 | 1 | 20 | 16 | 1312.6525 | 262.6525
2033 | 1 | 20 | 17 | 1307.9009 | 257.9009
2033 | 1 | 20 | 18 | 1337.3902 | 287.3902
2033 | 1 | 20 | 19 | 1347.0591 | 297.0591
2033 | 1 | 20 | 20 | 1332.4454 | 282.4454
2033 | 1 | 20 | 21 | 1305.677 | 255.677
2033 | 1 | 20 | 22 | 1290.6305 | 240.6305
2033 | 1 | 20 | 23 | 1263.4267 | 213.4267
2033 | 1 | 21 | 0 | 1224.1004 | 174.1004
2033 | 1 | 21 | 1 | 1195.335 | 145.335
2033 | 1 | 21 | 2 | 1165.0571 | 115.0571
2033 | 1 | 21 | 3 | 1145.6826 | 95.6826
2033 | 1 | 21 | 4 | 1141.639 | 91.639
2033 | 1 | 21 | 5 | 1146.6615 | 96.6615
2033 | 1 | 21 | 6 | 1168.2979 | 118.2979
2033 | 1 | 21 | 7 | 1212.7939 | 162.7939
2033 | 1 | 21 | 8 | 1262.4557 | 212.4557
2033 | 1 | 21 | 9 | 1280.0613 | 230.0613
2033 | 1 | 21 | 10 | 1285.4496 | 235.4496
2033 | 1 | 21 | 11 | 1292.8842 | 242.8842
2033 | 1 | 21 | 12 | 1312.3537 | 262.3537
2033 | 1 | 21 | 13 | 1306.4688 | 256.4688
2033 | 1 | 21 | 14 | 1297.8672 | 247.8672
2033 | 1 | 21 | 15 | 1292.0079 | 242.0079
2033 | 1 | 21 | 16 | 1291.4808 | 241.4808
2033 | 1 | 21 | 17 | 1300.7616 | 250.7616
2033 | 1 | 21 | 18 | 1310.0423 | 260.0423
2033 | 1 | 21 | 19 | 1329.131 | 279.131
2033 | 1 | 21 | 20 | 1331.0095 | 281.0095
2033 | 1 | 21 | 21 | 1322.0841 | 272.0841
2033 | 1 | 21 | 22 | 1305.114 | 255.114
2033 | 1 | 21 | 23 | 1275.6037 | 225.6037
2033 | 1 | 22 | 0 | 1227.2399 | 177.2399
2033 | 1 | 22 | 1 | 1123.9536 | 73.9536
2033 | 1 | 22 | 2 | 1095.7818 | 45.7818
2033 | 1 | 22 | 3 | 1069.5257 | 19.5257
2033 | 1 | 22 | 4 | 1061.7184 | 11.7184
2033 | 1 | 22 | 5 | 1064.1822 | 14.1822
2033 | 1 | 22 | 6 | 1080.7575 | 30.7575
2033 | 1 | 22 | 7 | 1099.9656 | 49.9656
2033 | 1 | 22 | 8 | 1100.5731 | 50.5731
2033 | 1 | 22 | 9 | 1116.8462 | 66.8462
2033 | 1 | 22 | 10 | 1146.4237 | 96.4237
2033 | 1 | 22 | 11 | 1170.9522 | 120.9522
2033 | 1 | 22 | 12 | 1191.2902 | 141.2902
2033 | 1 | 22 | 13 | 1189.8203 | 139.8203
2033 | 1 | 22 | 14 | 1177.9285 | 127.9285
2033 | 1 | 22 | 15 | 1170.8323 | 120.8323
2033 | 1 | 22 | 16 | 1171.0016 | 121.0016
2033 | 1 | 22 | 17 | 1187.3633 | 137.3633
2033 | 1 | 22 | 18 | 1210.0821 | 160.0821
2033 | 1 | 22 | 19 | 1232.8009 | 182.8009
2033 | 1 | 22 | 20 | 1202.7269 | 152.7269
2033 | 1 | 22 | 21 | 1188.2495 | 138.2495
2033 | 1 | 22 | 22 | 1172.2644 | 122.2644
2033 | 1 | 22 | 23 | 1150.7096 | 100.7096
2033 | 1 | 23 | 0 | 1117.9124 | 67.9124
2033 | 1 | 23 | 1 | 1058.0829 | 8.0829
2033 | 1 | 23 | 2 | 1027.4538 | 0
2033 | 1 | 23 | 3 | 1001.9466 | 0
2033 | 1 | 23 | 4 | 987.4854 | 0
2033 | 1 | 23 | 5 | 976.3817 | 0
2033 | 1 | 23 | 6 | 969.4385 | 0
2033 | 1 | 23 | 7 | 972.1006 | 0
2033 | 1 | 23 | 8 | 989.4911 | 0
2033 | 1 | 23 | 9 | 1013.2818 | 0
2033 | 1 | 23 | 10 | 1037.3762 | 0
2033 | 1 | 23 | 11 | 1056.6232 | 6.6232
2033 | 1 | 23 | 12 | 1083.7494 | 33.7494
2033 | 1 | 23 | 13 | 1085.0934 | 35.0934
2033 | 1 | 23 | 14 | 1080.4102 | 30.4102
2033 | 1 | 23 | 15 | 1084.0812 | 34.0812
2033 | 1 | 23 | 16 | 1104.2294 | 54.2294
2033 | 1 | 23 | 17 | 1119.5651 | 69.5651
2033 | 1 | 23 | 18 | 1138.1393 | 88.1393
2033 | 1 | 23 | 19 | 1158.3781 | 108.3781
2033 | 1 | 23 | 20 | 1129.9477 | 79.9477
2033 | 1 | 23 | 21 | 1099.7374 | 49.7374
2033 | 1 | 23 | 22 | 1083.3422 | 33.3422
2033 | 1 | 23 | 23 | 1066.6788 | 16.6788
2033 | 1 | 24 | 0 | 1066.5981 | 16.5981
2033 | 1 | 24 | 1 | 1095.6786 | 45.6786
2033 | 1 | 24 | 2 | 1097.2396 | 47.2396
2033 | 1 | 24 | 3 | 1076.7317 | 26.7317
2033 | 1 | 24 | 4 | 1067.2587 | 17.2587
2033 | 1 | 24 | 5 | 1069.6996 | 19.6996
2033 | 1 | 24 | 6 | 1096.4566 | 46.4566
2033 | 1 | 24 | 7 | 1144.0386 | 94.0386
2033 | 1 | 24 | 8 | 1190.1026 | 140.1026
2033 | 1 | 24 | 9 | 1220.2807 | 170.2807
2033 | 1 | 24 | 10 | 1244.5882 | 194.5882
2033 | 1 | 24 | 11 | 1261.4677 | 211.4677
2033 | 1 | 24 | 12 | 1283.2674 | 233.2674
2033 | 1 | 24 | 13 | 1276.2947 | 226.2947
2033 | 1 | 24 | 14 | 1270.7704 | 220.7704
2033 | 1 | 24 | 15 | 1272.8146 | 222.8146
2033 | 1 | 24 | 16 | 1283.0878 | 233.0878
2033 | 1 | 24 | 17 | 1299.4772 | 249.4772
2033 | 1 | 24 | 18 | 1316.3184 | 266.3184
2033 | 1 | 24 | 19 | 1310.474 | 260.474
2033 | 1 | 24 | 20 | 1304.6297 | 254.6297
2033 | 1 | 24 | 21 | 1274.7603 | 224.7603
2033 | 1 | 24 | 22 | 1256.0246 | 206.0246
2033 | 1 | 24 | 23 | 1230.1524 | 180.1524
2033 | 1 | 25 | 0 | 1184.5609 | 134.5609
2033 | 1 | 25 | 1 | 1121.3495 | 71.3495
2033 | 1 | 25 | 2 | 1095.9868 | 45.9868
2033 | 1 | 25 | 3 | 1077.1951 | 27.1951
2033 | 1 | 25 | 4 | 1073.9249 | 23.9249
2033 | 1 | 25 | 5 | 1078.0532 | 28.0532
2033 | 1 | 25 | 6 | 1101.2043 | 51.2043
2033 | 1 | 25 | 7 | 1147.6687 | 97.6687
2033 | 1 | 25 | 8 | 1201.5373 | 151.5373
2033 | 1 | 25 | 9 | 1222.3102 | 172.3102
2033 | 1 | 25 | 10 | 1251.3738 | 201.3738
2033 | 1 | 25 | 11 | 1277.3059 | 227.3059
2033 | 1 | 25 | 12 | 1293.2078 | 243.2078
2033 | 1 | 25 | 13 | 1282.6266 | 232.6266
2033 | 1 | 25 | 14 | 1268.6103 | 218.6103
2033 | 1 | 25 | 15 | 1259.0743 | 209.0743
2033 | 1 | 25 | 16 | 1244.9866 | 194.9866
2033 | 1 | 25 | 17 | 1266.014 | 216.014
2033 | 1 | 25 | 18 | 1287.0414 | 237.0414
2033 | 1 | 25 | 19 | 1314.3858 | 264.3858
2033 | 1 | 25 | 20 | 1297.482 | 247.482
2033 | 1 | 25 | 21 | 1266.6933 | 216.6933
2033 | 1 | 25 | 22 | 1252.6799 | 202.6799
2033 | 1 | 25 | 23 | 1226.2317 | 176.2317
2033 | 1 | 26 | 0 | 1187.0825 | 137.0825
2033 | 1 | 26 | 1 | 1165.667 | 115.667
2033 | 1 | 26 | 2 | 1137.3467 | 87.3467
2033 | 1 | 26 | 3 | 1115.9619 | 65.9619
2033 | 1 | 26 | 4 | 1114.2093 | 64.2093
2033 | 1 | 26 | 5 | 1118.8143 | 68.8143
2033 | 1 | 26 | 6 | 1135.9222 | 85.9222
2033 | 1 | 26 | 7 | 1166.0019 | 116.0019
2033 | 1 | 26 | 8 | 1211.296 | 161.296
2033 | 1 | 26 | 9 | 1234.7179 | 184.7179
2033 | 1 | 26 | 10 | 1251.0497 | 201.0497
2033 | 1 | 26 | 11 | 1265.7595 | 215.7595
2033 | 1 | 26 | 12 | 1290.9093 | 240.9093
2033 | 1 | 26 | 13 | 1307.1694 | 257.1694
2033 | 1 | 26 | 14 | 1314.0069 | 264.0069
2033 | 1 | 26 | 15 | 1307.5562 | 257.5562
2033 | 1 | 26 | 16 | 1297.7922 | 247.7922
2033 | 1 | 26 | 17 | 1308.8695 | 258.8695
2033 | 1 | 26 | 18 | 1331.8482 | 281.8482
2033 | 1 | 26 | 19 | 1351.5228 | 301.5228
2033 | 1 | 26 | 20 | 1341.633 | 291.633
2033 | 1 | 26 | 21 | 1314.1084 | 264.1084
2033 | 1 | 26 | 22 | 1283.2874 | 233.2874
2033 | 1 | 26 | 23 | 1243.7824 | 193.7824
2033 | 1 | 27 | 0 | 1201.3509 | 151.3509
2033 | 1 | 27 | 1 | 1191.8243 | 141.8243
2033 | 1 | 27 | 2 | 1166.0186 | 116.0186
2033 | 1 | 27 | 3 | 1157.572 | 107.572
2033 | 1 | 27 | 4 | 1149.1254 | 99.1254
2033 | 1 | 27 | 5 | 1159.1764 | 109.1764
2033 | 1 | 27 | 6 | 1192.2281 | 142.2281
2033 | 1 | 27 | 7 | 1238.8881 | 188.8881
2033 | 1 | 27 | 8 | 1269.1185 | 219.1185
2033 | 1 | 27 | 9 | 1294.7695 | 244.7695
2033 | 1 | 27 | 10 | 1295.9447 | 245.9447
2033 | 1 | 27 | 11 | 1309.1921 | 259.1921
2033 | 1 | 27 | 12 | 1327.9311 | 277.9311
2033 | 1 | 27 | 13 | 1319.5877 | 269.5877
2033 | 1 | 27 | 14 | 1309.7664 | 259.7664
2033 | 1 | 27 | 15 | 1309.2104 | 259.2104
2033 | 1 | 27 | 16 | 1317.9152 | 267.9152
2033 | 1 | 27 | 17 | 1338.5312 | 288.5312
2033 | 1 | 27 | 18 | 1348.1522 | 298.1522
2033 | 1 | 27 | 19 | 1357.7733 | 307.7733
2033 | 1 | 27 | 20 | 1335.153 | 285.153
2033 | 1 | 27 | 21 | 1304.6598 | 254.6598
2033 | 1 | 27 | 22 | 1275.8544 | 225.8544
2033 | 1 | 27 | 23 | 1248.8241 | 198.8241
2033 | 1 | 28 | 0 | 1218.2519 | 168.2519
2033 | 1 | 28 | 1 | 1158.0506 | 108.0506
2033 | 1 | 28 | 2 | 1135.5505 | 85.5505
2033 | 1 | 28 | 3 | 1123.5887 | 73.5887
2033 | 1 | 28 | 4 | 1111.627 | 61.627
2033 | 1 | 28 | 5 | 1124.5189 | 74.5189
2033 | 1 | 28 | 6 | 1159.8442 | 109.8442
2033 | 1 | 28 | 7 | 1214.6594 | 164.6594
2033 | 1 | 28 | 8 | 1244.5772 | 194.5772
2033 | 1 | 28 | 9 | 1276.164 | 226.164
2033 | 1 | 28 | 10 | 1278.4543 | 228.4543
2033 | 1 | 28 | 11 | 1308.7162 | 258.7162
2033 | 1 | 28 | 12 | 1326.3683 | 276.3683
2033 | 1 | 28 | 13 | 1344.0205 | 294.0205
2033 | 1 | 28 | 14 | 1344.2512 | 294.2512
2033 | 1 | 28 | 15 | 1330.3524 | 280.3524
2033 | 1 | 28 | 16 | 1311.4366 | 261.4366
2033 | 1 | 28 | 17 | 1299.9407 | 249.9407
2033 | 1 | 28 | 18 | 1306.7613 | 256.7613
2033 | 1 | 28 | 19 | 1313.5819 | 263.5819
2033 | 1 | 28 | 20 | 1295.8361 | 245.8361
2033 | 1 | 28 | 21 | 1277.6614 | 227.6614
2033 | 1 | 28 | 22 | 1255.1173 | 205.1173
2033 | 1 | 28 | 23 | 1221.3263 | 171.3263
2033 | 1 | 29 | 0 | 1182.8173 | 132.8173
2033 | 1 | 29 | 1 | 1082.0922 | 32.0922
2033 | 1 | 29 | 2 | 1058.3362 | 8.3362
2033 | 1 | 29 | 3 | 1041.4061 | 0
2033 | 1 | 29 | 4 | 1036.4412 | 0
2033 | 1 | 29 | 5 | 1036.607 | 0
2033 | 1 | 29 | 6 | 1048.9639 | 0
2033 | 1 | 29 | 7 | 1069.7427 | 19.7427
2033 | 1 | 29 | 8 | 1084.0414 | 34.0414
2033 | 1 | 29 | 9 | 1101.5782 | 51.5782
2033 | 1 | 29 | 10 | 1119.5882 | 69.5882
2033 | 1 | 29 | 11 | 1130.1998 | 80.1998
2033 | 1 | 29 | 12 | 1146.9588 | 96.9588
2033 | 1 | 29 | 13 | 1140.5157 | 90.5157
2033 | 1 | 29 | 14 | 1127.667 | 77.667
2033 | 1 | 29 | 15 | 1129.3532 | 79.3532
2033 | 1 | 29 | 16 | 1137.7984 | 87.7984
2033 | 1 | 29 | 17 | 1148.908 | 98.908
2033 | 1 | 29 | 18 | 1173.5155 | 123.5155
2033 | 1 | 29 | 19 | 1185.6806 | 135.6806
2033 | 1 | 29 | 20 | 1154.9671 | 104.9671
2033 | 1 | 29 | 21 | 1135.6243 | 85.6243
2033 | 1 | 29 | 22 | 1124.1972 | 74.1972
2033 | 1 | 29 | 23 | 1109.9273 | 59.9273
2033 | 1 | 30 | 0 | 1085.7739 | 35.7739
2033 | 1 | 30 | 1 | 1038.6334 | 0
2033 | 1 | 30 | 2 | 1016.4634 | 0
2033 | 1 | 30 | 3 | 996.5292 | 0
2033 | 1 | 30 | 4 | 987.5619 | 0
2033 | 1 | 30 | 5 | 982.5656 | 0
2033 | 1 | 30 | 6 | 984.2814 | 0
2033 | 1 | 30 | 7 | 996.9755 | 0
2033 | 1 | 30 | 8 | 1007.1947 | 0
2033 | 1 | 30 | 9 | 1024.6899 | 0
2033 | 1 | 30 | 10 | 1053.412 | 3.412
2033 | 1 | 30 | 11 | 1080.9938 | 30.9938
2033 | 1 | 30 | 12 | 1107.1564 | 57.1564
2033 | 1 | 30 | 13 | 1120.15 | 70.15
2033 | 1 | 30 | 14 | 1131.7243 | 81.7243
2033 | 1 | 30 | 15 | 1127.477 | 77.477
2033 | 1 | 30 | 16 | 1134.1747 | 84.1747
2033 | 1 | 30 | 17 | 1140.8724 | 90.8724
2033 | 1 | 30 | 18 | 1164.1267 | 114.1267
2033 | 1 | 30 | 19 | 1183.1844 | 133.1844
2033 | 1 | 30 | 20 | 1159.1412 | 109.1412
2033 | 1 | 30 | 21 | 1126.6658 | 76.6658
2033 | 1 | 30 | 22 | 1112.5043 | 62.5043
2033 | 1 | 30 | 23 | 1102.8897 | 52.8897
2033 | 1 | 31 | 0 | 1102.9198 | 52.9198
2033 | 1 | 31 | 1 | 1102.9499 | 52.9499
2033 | 1 | 31 | 2 | 1129.8217 | 79.8217
2033 | 1 | 31 | 3 | 1117.1937 | 67.1937
2033 | 1 | 31 | 4 | 1118.9021 | 68.9021
2033 | 1 | 31 | 5 | 1122.1375 | 72.1375
2033 | 1 | 31 | 6 | 1146.5707 | 96.5707
2033 | 1 | 31 | 7 | 1196.6595 | 146.6595
2033 | 1 | 31 | 8 | 1241.9499 | 191.9499
2033 | 1 | 31 | 9 | 1278.1586 | 228.1586
2033 | 1 | 31 | 10 | 1296.3504 | 246.3504
2033 | 1 | 31 | 11 | 1306.3025 | 256.3025
2033 | 1 | 31 | 12 | 1312.5732 | 262.5732
2033 | 1 | 31 | 13 | 1318.8439 | 268.8439
2033 | 1 | 31 | 14 | 1316.9916 | 266.9916
2033 | 1 | 31 | 15 | 1314.1882 | 264.1882
2033 | 1 | 31 | 16 | 1305.7035 | 255.7035
2033 | 1 | 31 | 17 | 1308.5183 | 258.5183
2033 | 1 | 31 | 18 | 1342.2278 | 292.2278
2033 | 1 | 31 | 19 | 1361.8586 | 311.8586
2033 | 1 | 31 | 20 | 1343.5681 | 293.5681
2033 | 1 | 31 | 21 | 1317.6304 | 267.6304
2033 | 1 | 31 | 22 | 1304.325 | 254.325
2033 | 1 | 31 | 23 | 1281.8947 | 231.8947
2033 | 2 | 1 | 0 | 1243.5326 | 193.5326
2033 | 2 | 1 | 1 | 1213.1595 | 163.1595
2033 | 2 | 1 | 2 | 1182.7865 | 132.7865
2033 | 2 | 1 | 3 | 1176.578 | 126.578
2033 | 2 | 1 | 4 | 1175.194 | 125.194
2033 | 2 | 1 | 5 | 1182.2033 | 132.2033
2033 | 2 | 1 | 6 | 1205.7634 | 155.7634
2033 | 2 | 1 | 7 | 1249.5722 | 199.5722
2033 | 2 | 1 | 8 | 1287.3894 | 237.3894
2033 | 2 | 1 | 9 | 1302.4547 | 252.4547
2033 | 2 | 1 | 10 | 1319.9165 | 269.9165
2033 | 2 | 1 | 11 | 1337.1305 | 287.1305
2033 | 2 | 1 | 12 | 1345.1282 | 295.1282
2033 | 2 | 1 | 13 | 1328.9215 | 278.9215
2033 | 2 | 1 | 14 | 1308.1776 | 258.1776
2033 | 2 | 1 | 15 | 1299.5518 | 249.5518
2033 | 2 | 1 | 16 | 1288.3157 | 238.3157
2033 | 2 | 1 | 17 | 1312.1474 | 262.1474
2033 | 2 | 1 | 18 | 1332.0877 | 282.0877
2033 | 2 | 1 | 19 | 1352.028 | 302.028
2033 | 2 | 1 | 20 | 1334.8704 | 284.8704
2033 | 2 | 1 | 21 | 1314.4886 | 264.4886
2033 | 2 | 1 | 22 | 1302.833 | 252.833
2033 | 2 | 1 | 23 | 1275.1139 | 225.1139
2033 | 2 | 2 | 0 | 1238.4581 | 188.4581
2033 | 2 | 2 | 1 | 1203.9582 | 153.9582
2033 | 2 | 2 | 2 | 1182.256 | 132.256
2033 | 2 | 2 | 3 | 1174.1577 | 124.1577
2033 | 2 | 2 | 4 | 1177.0594 | 127.0594
2033 | 2 | 2 | 5 | 1185.0875 | 135.0875
2033 | 2 | 2 | 6 | 1210.9187 | 160.9187
2033 | 2 | 2 | 7 | 1241.6657 | 191.6657
2033 | 2 | 2 | 8 | 1264.677 | 214.677
2033 | 2 | 2 | 9 | 1273.274 | 223.274
2033 | 2 | 2 | 10 | 1293.6048 | 243.6048
2033 | 2 | 2 | 11 | 1322.4314 | 272.4314
2033 | 2 | 2 | 12 | 1338.692 | 288.692
2033 | 2 | 2 | 13 | 1350.4666 | 300.4666
2033 | 2 | 2 | 14 | 1355.6129 | 305.6129
2033 | 2 | 2 | 15 | 1349.8674 | 299.8674
2033 | 2 | 2 | 16 | 1340.6073 | 290.6073
2033 | 2 | 2 | 17 | 1331.5373 | 281.5373
2033 | 2 | 2 | 18 | 1351.9997 | 301.9997
2033 | 2 | 2 | 19 | 1368.7596 | 318.7596
2033 | 2 | 2 | 20 | 1361.936 | 311.936
2033 | 2 | 2 | 21 | 1346.3511 | 296.3511
2033 | 2 | 2 | 22 | 1331.9023 | 281.9023
2033 | 2 | 2 | 23 | 1303.6446 | 253.6446
2033 | 2 | 3 | 0 | 1271.6358 | 221.6358
2033 | 2 | 3 | 1 | 1209.6533 | 159.6533
2033 | 2 | 3 | 2 | 1187.6193 | 137.6193
2033 | 2 | 3 | 3 | 1170.8138 | 120.8138
2033 | 2 | 3 | 4 | 1167.8377 | 117.8377
2033 | 2 | 3 | 5 | 1175.181 | 125.181
2033 | 2 | 3 | 6 | 1205.2958 | 155.2958
2033 | 2 | 3 | 7 | 1253.8863 | 203.8863
2033 | 2 | 3 | 8 | 1286.4045 | 236.4045
2033 | 2 | 3 | 9 | 1302.8458 | 252.8458
2033 | 2 | 3 | 10 | 1312.7052 | 262.7052
2033 | 2 | 3 | 11 | 1324.5715 | 274.5715
2033 | 2 | 3 | 12 | 1336.6684 | 286.6684
2033 | 2 | 3 | 13 | 1332.15 | 282.15
2033 | 2 | 3 | 14 | 1324.462 | 274.462
2033 | 2 | 3 | 15 | 1321.9429 | 271.9429
2033 | 2 | 3 | 16 | 1331.0048 | 281.0048
2033 | 2 | 3 | 17 | 1341.7117 | 291.7117
2033 | 2 | 3 | 18 | 1343.3241 | 293.3241
2033 | 2 | 3 | 19 | 1344.9366 | 294.9366
2033 | 2 | 3 | 20 | 1337.4546 | 287.4546
2033 | 2 | 3 | 21 | 1310.3324 | 260.3324
2033 | 2 | 3 | 22 | 1291.6836 | 241.6836
2033 | 2 | 3 | 23 | 1266.5784 | 216.5784
2033 | 2 | 4 | 0 | 1232.5914 | 182.5914
2033 | 2 | 4 | 1 | 1176.8649 | 126.8649
2033 | 2 | 4 | 2 | 1149.673 | 99.673
2033 | 2 | 4 | 3 | 1130.9815 | 80.9815
2033 | 2 | 4 | 4 | 1125.7911 | 75.7911
2033 | 2 | 4 | 5 | 1131.896 | 81.896
2033 | 2 | 4 | 6 | 1161.9587 | 111.9587
2033 | 2 | 4 | 7 | 1214.3406 | 164.3406
2033 | 2 | 4 | 8 | 1250.4511 | 200.4511
2033 | 2 | 4 | 9 | 1270.5697 | 220.5697
2033 | 2 | 4 | 10 | 1281.0813 | 231.0813
2033 | 2 | 4 | 11 | 1296.5904 | 246.5904
2033 | 2 | 4 | 12 | 1309.2076 | 259.2076
2033 | 2 | 4 | 13 | 1312.4162 | 262.4162
2033 | 2 | 4 | 14 | 1308.3041 | 258.3041
2033 | 2 | 4 | 15 | 1300.7215 | 250.7215
2033 | 2 | 4 | 16 | 1300.2673 | 250.2673
2033 | 2 | 4 | 17 | 1305.8016 | 255.8016
2033 | 2 | 4 | 18 | 1311.3358 | 261.3358
2033 | 2 | 4 | 19 | 1320.1836 | 270.1836
2033 | 2 | 4 | 20 | 1305.6042 | 255.6042
2033 | 2 | 4 | 21 | 1288.5396 | 238.5396
2033 | 2 | 4 | 22 | 1273.4557 | 223.4557
2033 | 2 | 4 | 23 | 1245.6094 | 195.6094
2033 | 2 | 5 | 0 | 1208.02 | 158.02
2033 | 2 | 5 | 1 | 1125.6416 | 75.6416
2033 | 2 | 5 | 2 | 1043.2633 | 0
2033 | 2 | 5 | 3 | 1025.8529 | 0
2033 | 2 | 5 | 4 | 1019.7366 | 0
2033 | 2 | 5 | 5 | 1017.9927 | 0
2033 | 2 | 5 | 6 | 1027.4395 | 0
2033 | 2 | 5 | 7 | 1046.0501 | 0
2033 | 2 | 5 | 8 | 1065.7268 | 15.7268
2033 | 2 | 5 | 9 | 1091.3684 | 41.3684
2033 | 2 | 5 | 10 | 1120.9313 | 70.9313
2033 | 2 | 5 | 11 | 1143.2279 | 93.2279
2033 | 2 | 5 | 12 | 1161.4602 | 111.4602
2033 | 2 | 5 | 13 | 1175.6836 | 125.6836
2033 | 2 | 5 | 14 | 1185.8428 | 135.8428
2033 | 2 | 5 | 15 | 1183.9115 | 133.9115
2033 | 2 | 5 | 16 | 1177.739 | 127.739
2033 | 2 | 5 | 17 | 1171.5666 | 121.5666
2033 | 2 | 5 | 18 | 1169.5281 | 119.5281
2033 | 2 | 5 | 19 | 1165.0246 | 115.0246
2033 | 2 | 5 | 20 | 1160.5212 | 110.5212
2033 | 2 | 5 | 21 | 1147.2075 | 97.2075
2033 | 2 | 5 | 22 | 1143.5572 | 93.5572
2033 | 2 | 5 | 23 | 1129.3525 | 79.3525
2033 | 2 | 6 | 0 | 1106.9052 | 56.9052
2033 | 2 | 6 | 1 | 1061.8118 | 11.8118
2033 | 2 | 6 | 2 | 1016.7184 | 0
2033 | 2 | 6 | 3 | 999.6746 | 0
2033 | 2 | 6 | 4 | 987.6612 | 0
2033 | 2 | 6 | 5 | 980.6946 | 0
2033 | 2 | 6 | 6 | 983.0316 | 0
2033 | 2 | 6 | 7 | 990.7788 | 0
2033 | 2 | 6 | 8 | 1006.9285 | 0
2033 | 2 | 6 | 9 | 1029.0658 | 0
2033 | 2 | 6 | 10 | 1055.7454 | 5.7454
2033 | 2 | 6 | 11 | 1079.4107 | 29.4107
2033 | 2 | 6 | 12 | 1099.2178 | 49.2178
2033 | 2 | 6 | 13 | 1115.6574 | 65.6574
2033 | 2 | 6 | 14 | 1112.7936 | 62.7936
2033 | 2 | 6 | 15 | 1111.4503 | 61.4503
2033 | 2 | 6 | 16 | 1109.1523 | 59.1523
2033 | 2 | 6 | 17 | 1128.0444 | 78.0444
2033 | 2 | 6 | 18 | 1146.9365 | 96.9365
2033 | 2 | 6 | 19 | 1174.9727 | 124.9727
2033 | 2 | 6 | 20 | 1149.7347 | 99.7347
2033 | 2 | 6 | 21 | 1130.339 | 80.339
2033 | 2 | 6 | 22 | 1129.2824 | 79.2824
2033 | 2 | 6 | 23 | 1116.3959 | 66.3959
2033 | 2 | 7 | 0 | 1113.869 | 63.869
2033 | 2 | 7 | 1 | 1111.3421 | 61.3421
2033 | 2 | 7 | 2 | 1115.5802 | 65.5802
2033 | 2 | 7 | 3 | 1119.8183 | 69.8183
2033 | 2 | 7 | 4 | 1114.5622 | 64.5622
2033 | 2 | 7 | 5 | 1120.691 | 70.691
2033 | 2 | 7 | 6 | 1146.7661 | 96.7661
2033 | 2 | 7 | 7 | 1194.5332 | 144.5332
2033 | 2 | 7 | 8 | 1238.0136 | 188.0136
2033 | 2 | 7 | 9 | 1273.4837 | 223.4837
2033 | 2 | 7 | 10 | 1295.8977 | 245.8977
2033 | 2 | 7 | 11 | 1310.0449 | 260.0449
2033 | 2 | 7 | 12 | 1326.3874 | 276.3874
2033 | 2 | 7 | 13 | 1329.2333 | 279.2333
2033 | 2 | 7 | 14 | 1330.6955 | 280.6955
2033 | 2 | 7 | 15 | 1327.6586 | 277.6586
2033 | 2 | 7 | 16 | 1323.4967 | 273.4967
2033 | 2 | 7 | 17 | 1328.2429 | 278.2429
2033 | 2 | 7 | 18 | 1358.5762 | 308.5762
2033 | 2 | 7 | 19 | 1377.0127 | 327.0127
2033 | 2 | 7 | 20 | 1355.3082 | 305.3082
2033 | 2 | 7 | 21 | 1333.1979 | 283.1979
2033 | 2 | 7 | 22 | 1320.656 | 270.656
2033 | 2 | 7 | 23 | 1295.4997 | 245.4997
2033 | 2 | 8 | 0 | 1257.2453 | 207.2453
2033 | 2 | 8 | 1 | 1173.858 | 123.858
2033 | 2 | 8 | 2 | 1090.4707 | 40.4707
2033 | 2 | 8 | 3 | 1073.5925 | 23.5925
2033 | 2 | 8 | 4 | 1068.1206 | 18.1206
2033 | 2 | 8 | 5 | 1070.0395 | 20.0395
2033 | 2 | 8 | 6 | 1092.255 | 42.255
2033 | 2 | 8 | 7 | 1136.9197 | 86.9197
2033 | 2 | 8 | 8 | 1174.017 | 124.017
2033 | 2 | 8 | 9 | 1204.9418 | 154.9418
2033 | 2 | 8 | 10 | 1231.2678 | 181.2678
2033 | 2 | 8 | 11 | 1255.038 | 205.038
2033 | 2 | 8 | 12 | 1264.8394 | 214.8394
2033 | 2 | 8 | 13 | 1265.5961 | 215.5961
2033 | 2 | 8 | 14 | 1262.9702 | 212.9702
2033 | 2 | 8 | 15 | 1259.4586 | 209.4586
2033 | 2 | 8 | 16 | 1232.0232 | 182.0232
2033 | 2 | 8 | 17 | 1240.5705 | 190.5705
2033 | 2 | 8 | 18 | 1258.0872 | 208.0872
2033 | 2 | 8 | 19 | 1268.3377 | 218.3377
2033 | 2 | 8 | 20 | 1251.0967 | 201.0967
2033 | 2 | 8 | 21 | 1216.9148 | 166.9148
2033 | 2 | 8 | 22 | 1202.866 | 152.866
2033 | 2 | 8 | 23 | 1177.7485 | 127.7485
2033 | 2 | 9 | 0 | 1140.168 | 90.168
2033 | 2 | 9 | 1 | 1099.8614 | 49.8614
2033 | 2 | 9 | 2 | 1059.5549 | 9.5549
2033 | 2 | 9 | 3 | 1044.4343 | 0
2033 | 2 | 9 | 4 | 1042.4884 | 0
2033 | 2 | 9 | 5 | 1051.1743 | 1.1743
2033 | 2 | 9 | 6 | 1078.1681 | 28.1681
2033 | 2 | 9 | 7 | 1113.6258 | 63.6258
2033 | 2 | 9 | 8 | 1135.5834 | 85.5834
2033 | 2 | 9 | 9 | 1147.9434 | 97.9434
2033 | 2 | 9 | 10 | 1163.2198 | 113.2198
2033 | 2 | 9 | 11 | 1175.211 | 125.211
2033 | 2 | 9 | 12 | 1188.9186 | 138.9186
2033 | 2 | 9 | 13 | 1185.2323 | 135.2323
2033 | 2 | 9 | 14 | 1180.3047 | 130.3047
2033 | 2 | 9 | 15 | 1179.7136 | 129.7136
2033 | 2 | 9 | 16 | 1190.189 | 140.189
2033 | 2 | 9 | 17 | 1205.4919 | 155.4919
2033 | 2 | 9 | 18 | 1210.7822 | 160.7822
2033 | 2 | 9 | 19 | 1213.7904 | 163.7904
2033 | 2 | 9 | 20 | 1202.2218 | 152.2218
2033 | 2 | 9 | 21 | 1174.8694 | 124.8694
2033 | 2 | 9 | 22 | 1162.6554 | 112.6554
2033 | 2 | 9 | 23 | 1140.3372 | 90.3372
2033 | 2 | 10 | 0 | 1108.2595 | 58.2595
2033 | 2 | 10 | 1 | 1029.5126 | 0
2033 | 2 | 10 | 2 | 1007.2421 | 0
2033 | 2 | 10 | 3 | 990.9143 | 0
2033 | 2 | 10 | 4 | 986.6835 | 0
2033 | 2 | 10 | 5 | 999.6651 | 0
2033 | 2 | 10 | 6 | 1035.6815 | 0
2033 | 2 | 10 | 7 | 1087.59 | 37.59
2033 | 2 | 10 | 8 | 1116.1319 | 66.1319
2033 | 2 | 10 | 9 | 1126.446 | 76.446
2033 | 2 | 10 | 10 | 1144.3412 | 94.3412
2033 | 2 | 10 | 11 | 1158.558 | 108.558
2033 | 2 | 10 | 12 | 1167.1449 | 117.1449
2033 | 2 | 10 | 13 | 1166.3717 | 116.3717
2033 | 2 | 10 | 14 | 1162.7302 | 112.7302
2033 | 2 | 10 | 15 | 1162.1 | 112.1
2033 | 2 | 10 | 16 | 1167.7656 | 117.7656
2033 | 2 | 10 | 17 | 1174.8346 | 124.8346
2033 | 2 | 10 | 18 | 1181.9036 | 131.9036
2033 | 2 | 10 | 19 | 1179.453 | 129.453
2033 | 2 | 10 | 20 | 1177.0024 | 127.0024
2033 | 2 | 10 | 21 | 1150.4457 | 100.4457
2033 | 2 | 10 | 22 | 1133.1261 | 83.1261
2033 | 2 | 10 | 23 | 1108.9493 | 58.9493
2033 | 2 | 11 | 0 | 1081.0153 | 31.0153
2033 | 2 | 11 | 1 | 1053.0812 | 3.0812
2033 | 2 | 11 | 2 | 1032.7653 | 0
2033 | 2 | 11 | 3 | 1018.5697 | 0
2033 | 2 | 11 | 4 | 1016.8048 | 0
2033 | 2 | 11 | 5 | 1024.5823 | 0
2033 | 2 | 11 | 6 | 1053.0345 | 3.0345
2033 | 2 | 11 | 7 | 1107.9384 | 57.9384
2033 | 2 | 11 | 8 | 1157.0155 | 107.0155
2033 | 2 | 11 | 9 | 1187.1367 | 137.1367
2033 | 2 | 11 | 10 | 1200.175 | 150.175
2033 | 2 | 11 | 11 | 1219.1886 | 169.1886
2033 | 2 | 11 | 12 | 1237.4466 | 187.4466
2033 | 2 | 11 | 13 | 1231.8285 | 181.8285
2033 | 2 | 11 | 14 | 1227.4504 | 177.4504
2033 | 2 | 11 | 15 | 1228.452 | 178.452
2033 | 2 | 11 | 16 | 1230.8038 | 180.8038
2033 | 2 | 11 | 17 | 1239.0597 | 189.0597
2033 | 2 | 11 | 18 | 1247.2372 | 197.2372
2033 | 2 | 11 | 19 | 1255.4147 | 205.4147
2033 | 2 | 11 | 20 | 1247.3922 | 197.3922
2033 | 2 | 11 | 21 | 1232.3584 | 182.3584
2033 | 2 | 11 | 22 | 1221.1078 | 171.1078
2033 | 2 | 11 | 23 | 1195.0444 | 145.0444
2033 | 2 | 12 | 0 | 1158.7714 | 108.7714
2033 | 2 | 12 | 1 | 1087.8321 | 37.8321
2033 | 2 | 12 | 2 | 1016.8928 | 0
2033 | 2 | 12 | 3 | 998.8364 | 0
2033 | 2 | 12 | 4 | 991.4018 | 0
2033 | 2 | 12 | 5 | 991.1543 | 0
2033 | 2 | 12 | 6 | 1006.0958 | 0
2033 | 2 | 12 | 7 | 1025.5692 | 0
2033 | 2 | 12 | 8 | 1022.8517 | 0
2033 | 2 | 12 | 9 | 1044.0835 | 0
2033 | 2 | 12 | 10 | 1081.4817 | 31.4817
2033 | 2 | 12 | 11 | 1104.6599 | 54.6599
2033 | 2 | 12 | 12 | 1124.7449 | 74.7449
2033 | 2 | 12 | 13 | 1134.5579 | 84.5579
2033 | 2 | 12 | 14 | 1141.2777 | 91.2777
2033 | 2 | 12 | 15 | 1138.3312 | 88.3312
2033 | 2 | 12 | 16 | 1122.9177 | 72.9177
2033 | 2 | 12 | 17 | 1126.6606 | 76.6606
2033 | 2 | 12 | 18 | 1130.4036 | 80.4036
2033 | 2 | 12 | 19 | 1156.449 | 106.449
2033 | 2 | 12 | 20 | 1135.1309 | 85.1309
2033 | 2 | 12 | 21 | 1112.023 | 62.023
2033 | 2 | 12 | 22 | 1101.0589 | 51.0589
2033 | 2 | 12 | 23 | 1087.3036 | 37.3036
2033 | 2 | 13 | 0 | 1066.4941 | 16.4941
2033 | 2 | 13 | 1 | 1055.8182 | 5.8182
2033 | 2 | 13 | 2 | 1045.1423 | 0
2033 | 2 | 13 | 3 | 1028.7066 | 0
2033 | 2 | 13 | 4 | 1018.4728 | 0
2033 | 2 | 13 | 5 | 1016.4393 | 0
2033 | 2 | 13 | 6 | 1028.1048 | 0
2033 | 2 | 13 | 7 | 1037.079 | 0
2033 | 2 | 13 | 8 | 1026.1175 | 0
2033 | 2 | 13 | 9 | 1041.9418 | 0
2033 | 2 | 13 | 10 | 1069.1351 | 19.1351
2033 | 2 | 13 | 11 | 1093.7854 | 43.7854
2033 | 2 | 13 | 12 | 1109.6392 | 59.6392
2033 | 2 | 13 | 13 | 1125.493 | 75.493
2033 | 2 | 13 | 14 | 1123.0319 | 73.0319
2033 | 2 | 13 | 15 | 1121.7107 | 71.7107
2033 | 2 | 13 | 16 | 1117.9865 | 67.9865
2033 | 2 | 13 | 17 | 1126.0175 | 76.0175
2033 | 2 | 13 | 18 | 1154.2703 | 104.2703
2033 | 2 | 13 | 19 | 1189.2137 | 139.2137
2033 | 2 | 13 | 20 | 1171.9251 | 121.9251
2033 | 2 | 13 | 21 | 1144.3963 | 94.3963
2033 | 2 | 13 | 22 | 1128.484 | 78.484
2033 | 2 | 13 | 23 | 1113.9914 | 63.9914
2033 | 2 | 14 | 0 | 1099.4516 | 49.4516
2033 | 2 | 14 | 1 | 1084.9118 | 34.9118
2033 | 2 | 14 | 2 | 1073.8973 | 23.8973
2033 | 2 | 14 | 3 | 1062.8827 | 12.8827
2033 | 2 | 14 | 4 | 1053.3153 | 3.3153
2033 | 2 | 14 | 5 | 1058.1212 | 8.1212
2033 | 2 | 14 | 6 | 1084.7747 | 34.7747
2033 | 2 | 14 | 7 | 1130.9749 | 80.9749
2033 | 2 | 14 | 8 | 1168.2753 | 118.2753
2033 | 2 | 14 | 9 | 1205.3686 | 155.3686
2033 | 2 | 14 | 10 | 1231.6257 | 181.6257
2033 | 2 | 14 | 11 | 1250.4084 | 200.4084
2033 | 2 | 14 | 12 | 1269.191 | 219.191
2033 | 2 | 14 | 13 | 1272.1361 | 222.1361
2033 | 2 | 14 | 14 | 1270.0819 | 220.0819
2033 | 2 | 14 | 15 | 1265.2888 | 215.2888
2033 | 2 | 14 | 16 | 1263.7348 | 213.7348
2033 | 2 | 14 | 17 | 1263.2914 | 213.2914
2033 | 2 | 14 | 18 | 1272.6077 | 222.6077
2033 | 2 | 14 | 19 | 1289.353 | 239.353
2033 | 2 | 14 | 20 | 1272.2508 | 222.2508
2033 | 2 | 14 | 21 | 1244.9351 | 194.9351
2033 | 2 | 14 | 22 | 1232.3489 | 182.3489
2033 | 2 | 14 | 23 | 1206.9695 | 156.9695
2033 | 2 | 15 | 0 | 1168.2397 | 118.2397
2033 | 2 | 15 | 1 | 1136.3965 | 86.3965
2033 | 2 | 15 | 2 | 1111.4549 | 61.4549
2033 | 2 | 15 | 3 | 1094.5336 | 44.5336
2033 | 2 | 15 | 4 | 1090.4497 | 40.4497
2033 | 2 | 15 | 5 | 1093.5535 | 43.5535
2033 | 2 | 15 | 6 | 1114.5246 | 64.5246
2033 | 2 | 15 | 7 | 1165.4381 | 115.4381
2033 | 2 | 15 | 8 | 1215.356 | 165.356
2033 | 2 | 15 | 9 | 1237.3585 | 187.3585
2033 | 2 | 15 | 10 | 1258.6448 | 208.6448
2033 | 2 | 15 | 11 | 1280.7451 | 230.7451
2033 | 2 | 15 | 12 | 1288.1036 | 238.1036
2033 | 2 | 15 | 13 | 1277.9599 | 227.9599
2033 | 2 | 15 | 14 | 1263.5923 | 213.5923
2033 | 2 | 15 | 15 | 1253.0711 | 203.0711
2033 | 2 | 15 | 16 | 1240.5791 | 190.5791
2033 | 2 | 15 | 17 | 1249.9409 | 199.9409
2033 | 2 | 15 | 18 | 1275.5487 | 225.5487
2033 | 2 | 15 | 19 | 1284.7143 | 234.7143
2033 | 2 | 15 | 20 | 1293.8798 | 243.8798
2033 | 2 | 15 | 21 | 1279.8823 | 229.8823
2033 | 2 | 15 | 22 | 1262.3501 | 212.3501
2033 | 2 | 15 | 23 | 1226.986 | 176.986
2033 | 2 | 16 | 0 | 1181.4678 | 131.4678
2033 | 2 | 16 | 1 | 1152.2699 | 102.2699
2033 | 2 | 16 | 2 | 1123.0721 | 73.0721
2033 | 2 | 16 | 3 | 1110.2 | 60.2
2033 | 2 | 16 | 4 | 1110.0198 | 60.0198
2033 | 2 | 16 | 5 | 1115.9422 | 65.9422
2033 | 2 | 16 | 6 | 1141.0713 | 91.0713
2033 | 2 | 16 | 7 | 1181.3837 | 131.3837
2033 | 2 | 16 | 8 | 1213.0151 | 163.0151
2033 | 2 | 16 | 9 | 1225.0029 | 175.0029
2033 | 2 | 16 | 10 | 1245.1732 | 195.1732
2033 | 2 | 16 | 11 | 1267.6783 | 217.6783
2033 | 2 | 16 | 12 | 1290.1834 | 240.1834
2033 | 2 | 16 | 13 | 1300.185 | 250.185
2033 | 2 | 16 | 14 | 1305.1292 | 255.1292
2033 | 2 | 16 | 15 | 1298.3467 | 248.3467
2033 | 2 | 16 | 16 | 1290.4726 | 240.4726
2033 | 2 | 16 | 17 | 1288.4586 | 238.4586
2033 | 2 | 16 | 18 | 1311.1436 | 261.1436
2033 | 2 | 16 | 19 | 1323.1273 | 273.1273
2033 | 2 | 16 | 20 | 1301.4459 | 251.4459
2033 | 2 | 16 | 21 | 1264.5773 | 214.5773
2033 | 2 | 16 | 22 | 1249.9736 | 199.9736
2033 | 2 | 16 | 23 | 1220.3604 | 170.3604
2033 | 2 | 17 | 0 | 1184.5918 | 134.5918
2033 | 2 | 17 | 1 | 1151.1364 | 101.1364
2033 | 2 | 17 | 2 | 1117.6811 | 67.6811
2033 | 2 | 17 | 3 | 1100.1442 | 50.1442
2033 | 2 | 17 | 4 | 1098.1583 | 48.1583
2033 | 2 | 17 | 5 | 1107.5179 | 57.5179
2033 | 2 | 17 | 6 | 1142.5462 | 92.5462
2033 | 2 | 17 | 7 | 1194.8171 | 144.8171
2033 | 2 | 17 | 8 | 1231.7808 | 181.7808
2033 | 2 | 17 | 9 | 1251.6698 | 201.6698
2033 | 2 | 17 | 10 | 1258.7385 | 208.7385
2033 | 2 | 17 | 11 | 1266.9781 | 216.9781
2033 | 2 | 17 | 12 | 1289.0416 | 239.0416
2033 | 2 | 17 | 13 | 1283.8676 | 233.8676
2033 | 2 | 17 | 14 | 1278.1902 | 228.1902
2033 | 2 | 17 | 15 | 1279.054 | 229.054
2033 | 2 | 17 | 16 | 1283.6118 | 233.6118
2033 | 2 | 17 | 17 | 1290.969 | 240.969
2033 | 2 | 17 | 18 | 1291.4325 | 241.4325
2033 | 2 | 17 | 19 | 1291.8961 | 241.8961
2033 | 2 | 17 | 20 | 1285.466 | 235.466
2033 | 2 | 17 | 21 | 1261.8211 | 211.8211
2033 | 2 | 17 | 22 | 1239.0155 | 189.0155
2033 | 2 | 17 | 23 | 1213.9291 | 163.9291
2033 | 2 | 18 | 0 | 1171.43 | 121.43
2033 | 2 | 18 | 1 | 1128.9309 | 78.9309
2033 | 2 | 18 | 2 | 1103.2238 | 53.2238
2033 | 2 | 18 | 3 | 1090.5979 | 40.5979
2033 | 2 | 18 | 4 | 1089.0368 | 39.0368
2033 | 2 | 18 | 5 | 1098.0427 | 48.0427
2033 | 2 | 18 | 6 | 1128.7509 | 78.7509
2033 | 2 | 18 | 7 | 1183.7484 | 133.7484
2033 | 2 | 18 | 8 | 1222.287 | 172.287
2033 | 2 | 18 | 9 | 1251.4488 | 201.4488
2033 | 2 | 18 | 10 | 1261.4249 | 211.4249
2033 | 2 | 18 | 11 | 1287.8383 | 237.8383
2033 | 2 | 18 | 12 | 1310.799 | 260.799
2033 | 2 | 18 | 13 | 1329.2477 | 279.2477
2033 | 2 | 18 | 14 | 1329.4312 | 279.4312
2033 | 2 | 18 | 15 | 1319.6559 | 269.6559
2033 | 2 | 18 | 16 | 1305.4334 | 255.4334
2033 | 2 | 18 | 17 | 1293.6245 | 243.6245
2033 | 2 | 18 | 18 | 1281.8157 | 231.8157
2033 | 2 | 18 | 19 | 1302.0717 | 252.0717
2033 | 2 | 18 | 20 | 1289.4728 | 239.4728
2033 | 2 | 18 | 21 | 1276.145 | 226.145
2033 | 2 | 18 | 22 | 1257.3642 | 207.3642
2033 | 2 | 18 | 23 | 1226.7379 | 176.7379
2033 | 2 | 19 | 0 | 1187.5831 | 137.5831
2033 | 2 | 19 | 1 | 1114.9016 | 64.9016
2033 | 2 | 19 | 2 | 1042.2202 | 0
2033 | 2 | 19 | 3 | 1025.4559 | 0
2033 | 2 | 19 | 4 | 1019.3393 | 0
2033 | 2 | 19 | 5 | 1020.5035 | 0
2033 | 2 | 19 | 6 | 1031.408 | 0
2033 | 2 | 19 | 7 | 1047.8517 | 0
2033 | 2 | 19 | 8 | 1056.6818 | 6.6818
2033 | 2 | 19 | 9 | 1076.2403 | 26.2403
2033 | 2 | 19 | 10 | 1099.9109 | 49.9109
2033 | 2 | 19 | 11 | 1120.4688 | 70.4688
2033 | 2 | 19 | 12 | 1137.5071 | 87.5071
2033 | 2 | 19 | 13 | 1131.7442 | 81.7442
2033 | 2 | 19 | 14 | 1117.2855 | 67.2855
2033 | 2 | 19 | 15 | 1108.659 | 58.659
2033 | 2 | 19 | 16 | 1109.5528 | 59.5528
2033 | 2 | 19 | 17 | 1120.9251 | 70.9251
2033 | 2 | 19 | 18 | 1143.6764 | 93.6764
2033 | 2 | 19 | 19 | 1166.4277 | 116.4277
2033 | 2 | 19 | 20 | 1148.5043 | 98.5043
2033 | 2 | 19 | 21 | 1136.6311 | 86.6311
2033 | 2 | 19 | 22 | 1127.1152 | 77.1152
2033 | 2 | 19 | 23 | 1111.3761 | 61.3761
2033 | 2 | 20 | 0 | 1073.7751 | 23.7751
2033 | 2 | 20 | 1 | 1036.174 | 0
2033 | 2 | 20 | 2 | 987.0292 | 0
2033 | 2 | 20 | 3 | 968.8613 | 0
2033 | 2 | 20 | 4 | 957.1405 | 0
2033 | 2 | 20 | 5 | 947.9887 | 0
2033 | 2 | 20 | 6 | 947.3282 | 0
2033 | 2 | 20 | 7 | 957.7343 | 0
2033 | 2 | 20 | 8 | 970.6809 | 0
2033 | 2 | 20 | 9 | 994.1772 | 0
2033 | 2 | 20 | 10 | 1016.6628 | 0
2033 | 2 | 20 | 11 | 1037.4384 | 0
2033 | 2 | 20 | 12 | 1062.1997 | 12.1997
2033 | 2 | 20 | 13 | 1062.5816 | 12.5816
2033 | 2 | 20 | 14 | 1059.7019 | 9.7019
2033 | 2 | 20 | 15 | 1064.1262 | 14.1262
2033 | 2 | 20 | 16 | 1076.0608 | 26.0608
2033 | 2 | 20 | 17 | 1094.8062 | 44.8062
2033 | 2 | 20 | 18 | 1112.4712 | 62.4712
2033 | 2 | 20 | 19 | 1115.7624 | 65.7624
2033 | 2 | 20 | 20 | 1117.9732 | 67.9732
2033 | 2 | 20 | 21 | 1090.9939 | 40.9939
2033 | 2 | 20 | 22 | 1081.2506 | 31.2506
2033 | 2 | 20 | 23 | 1066.7848 | 16.7848
2033 | 2 | 21 | 0 | 1065.4504 | 15.4504
2033 | 2 | 21 | 1 | 1064.1161 | 14.1161
2033 | 2 | 21 | 2 | 1065.1022 | 15.1022
2033 | 2 | 21 | 3 | 1066.0882 | 16.0882
2033 | 2 | 21 | 4 | 1056.9177 | 6.9177
2033 | 2 | 21 | 5 | 1055.2436 | 5.2436
2033 | 2 | 21 | 6 | 1070.1874 | 20.1874
2033 | 2 | 21 | 7 | 1084.3887 | 34.3887
2033 | 2 | 21 | 8 | 1073.7268 | 23.7268
2033 | 2 | 21 | 9 | 1079.8574 | 29.8574
2033 | 2 | 21 | 10 | 1096.3173 | 46.3173
2033 | 2 | 21 | 11 | 1110.2322 | 60.2322
2033 | 2 | 21 | 12 | 1132.8268 | 82.8268
2033 | 2 | 21 | 13 | 1129.629 | 79.629
2033 | 2 | 21 | 14 | 1117.8896 | 67.8896
2033 | 2 | 21 | 15 | 1113.1872 | 63.1872
2033 | 2 | 21 | 16 | 1120.6564 | 70.6564
2033 | 2 | 21 | 17 | 1147.6655 | 97.6655
2033 | 2 | 21 | 18 | 1174.6746 | 124.6746
2033 | 2 | 21 | 19 | 1186.1656 | 136.1656
2033 | 2 | 21 | 20 | 1197.6566 | 147.6566
2033 | 2 | 21 | 21 | 1182.4445 | 132.4445
2033 | 2 | 21 | 22 | 1173.1198 | 123.1198
2033 | 2 | 21 | 23 | 1151.7904 | 101.7904
2033 | 2 | 22 | 0 | 1138.7538 | 88.7538
2033 | 2 | 22 | 1 | 1125.7171 | 75.7171
2033 | 2 | 22 | 2 | 1111.8241 | 61.8241
2033 | 2 | 22 | 3 | 1097.6539 | 47.6539
2033 | 2 | 22 | 4 | 1093.1358 | 43.1358
2033 | 2 | 22 | 5 | 1097.9892 | 47.9892
2033 | 2 | 22 | 6 | 1122.165 | 72.165
2033 | 2 | 22 | 7 | 1170.6232 | 120.6232
2033 | 2 | 22 | 8 | 1211.5464 | 161.5464
2033 | 2 | 22 | 9 | 1236.6827 | 186.6827
2033 | 2 | 22 | 10 | 1266.9658 | 216.9658
2033 | 2 | 22 | 11 | 1289.5535 | 239.5535
2033 | 2 | 22 | 12 | 1297.5796 | 247.5796
2033 | 2 | 22 | 13 | 1299.8999 | 249.8999
2033 | 2 | 22 | 14 | 1296.6732 | 246.6732
2033 | 2 | 22 | 15 | 1286.1085 | 236.1085
2033 | 2 | 22 | 16 | 1250.3587 | 200.3587
2033 | 2 | 22 | 17 | 1247.8517 | 197.8517
2033 | 2 | 22 | 18 | 1266.5132 | 216.5132
2033 | 2 | 22 | 19 | 1291.5882 | 241.5882
2033 | 2 | 22 | 20 | 1288.3942 | 238.3942
2033 | 2 | 22 | 21 | 1259.7276 | 209.7276
2033 | 2 | 22 | 22 | 1249.1898 | 199.1898
2033 | 2 | 22 | 23 | 1223.9796 | 173.9796
2033 | 2 | 23 | 0 | 1189.1521 | 139.1521
2033 | 2 | 23 | 1 | 1154.2868 | 104.2868
2033 | 2 | 23 | 2 | 1133.4714 | 83.4714
2033 | 2 | 23 | 3 | 1121.5465 | 71.5465
2033 | 2 | 23 | 4 | 1121.5026 | 71.5026
2033 | 2 | 23 | 5 | 1131.7407 | 81.7407
2033 | 2 | 23 | 6 | 1159.4134 | 109.4134
2033 | 2 | 23 | 7 | 1202.8282 | 152.8282
2033 | 2 | 23 | 8 | 1241.9643 | 191.9643
2033 | 2 | 23 | 9 | 1253.5831 | 203.5831
2033 | 2 | 23 | 10 | 1271.5078 | 221.5078
2033 | 2 | 23 | 11 | 1279.582 | 229.582
2033 | 2 | 23 | 12 | 1285.5889 | 235.5889
2033 | 2 | 23 | 13 | 1282.5272 | 232.5272
2033 | 2 | 23 | 14 | 1281.3035 | 231.3035
2033 | 2 | 23 | 15 | 1276.5167 | 226.5167
2033 | 2 | 23 | 16 | 1286.3519 | 236.3519
2033 | 2 | 23 | 17 | 1301.3955 | 251.3955
2033 | 2 | 23 | 18 | 1314.3301 | 264.3301
2033 | 2 | 23 | 19 | 1314.7322 | 264.7322
2033 | 2 | 23 | 20 | 1313.0252 | 263.0252
2033 | 2 | 23 | 21 | 1287.2763 | 237.2763
2033 | 2 | 23 | 22 | 1271.0784 | 221.0784
2033 | 2 | 23 | 23 | 1238.6824 | 188.6824
2033 | 2 | 24 | 0 | 1201.5945 | 151.5945
2033 | 2 | 24 | 1 | 1129.8538 | 79.8538
2033 | 2 | 24 | 2 | 1108.3848 | 58.3848
2033 | 2 | 24 | 3 | 1091.4219 | 41.4219
2033 | 2 | 24 | 4 | 1089.9135 | 39.9135
2033 | 2 | 24 | 5 | 1099.3672 | 49.3672
2033 | 2 | 24 | 6 | 1135.0774 | 85.0774
2033 | 2 | 24 | 7 | 1190.4099 | 140.4099
2033 | 2 | 24 | 8 | 1223.6791 | 173.6791
2033 | 2 | 24 | 9 | 1243.4109 | 193.4109
2033 | 2 | 24 | 10 | 1256.4446 | 206.4446
2033 | 2 | 24 | 11 | 1270.8594 | 220.8594
2033 | 2 | 24 | 12 | 1280.8726 | 230.8726
2033 | 2 | 24 | 13 | 1275.2435 | 225.2435
2033 | 2 | 24 | 14 | 1268.7243 | 218.7243
2033 | 2 | 24 | 15 | 1262.8866 | 212.8866
2033 | 2 | 24 | 16 | 1263.6926 | 213.6926
2033 | 2 | 24 | 17 | 1264.8425 | 214.8425
2033 | 2 | 24 | 18 | 1271.0302 | 221.0302
2033 | 2 | 24 | 19 | 1277.2179 | 227.2179
2033 | 2 | 24 | 20 | 1263.3081 | 213.3081
2033 | 2 | 24 | 21 | 1242.2303 | 192.2303
2033 | 2 | 24 | 22 | 1217.4783 | 167.4783
2033 | 2 | 24 | 23 | 1186.1955 | 136.1955
2033 | 2 | 25 | 0 | 1147.0485 | 97.0485
2033 | 2 | 25 | 1 | 1115.3221 | 65.3221
2033 | 2 | 25 | 2 | 1083.5958 | 33.5958
2033 | 2 | 25 | 3 | 1072.3408 | 22.3408
2033 | 2 | 25 | 4 | 1072.1068 | 22.1068
2033 | 2 | 25 | 5 | 1081.489 | 31.489
2033 | 2 | 25 | 6 | 1111.0477 | 61.0477
2033 | 2 | 25 | 7 | 1159.2267 | 109.2267
2033 | 2 | 25 | 8 | 1179.9374 | 129.9374
2033 | 2 | 25 | 9 | 1214.009 | 164.009
2033 | 2 | 25 | 10 | 1220.7348 | 170.7348
2033 | 2 | 25 | 11 | 1244.2295 | 194.2295
2033 | 2 | 25 | 12 | 1264.8367 | 214.8367
2033 | 2 | 25 | 13 | 1280.7506 | 230.7506
2033 | 2 | 25 | 14 | 1280.2891 | 230.2891
2033 | 2 | 25 | 15 | 1272.5884 | 222.5884
2033 | 2 | 25 | 16 | 1259.3878 | 209.3878
2033 | 2 | 25 | 17 | 1236.8522 | 186.8522
2033 | 2 | 25 | 18 | 1236.532 | 186.532
2033 | 2 | 25 | 19 | 1236.2117 | 186.2117
2033 | 2 | 25 | 20 | 1239.645 | 189.645
2033 | 2 | 25 | 21 | 1231.551 | 181.551
2033 | 2 | 25 | 22 | 1218.6524 | 168.6524
2033 | 2 | 25 | 23 | 1194.0729 | 144.0729
2033 | 2 | 26 | 0 | 1142.2538 | 92.2538
2033 | 2 | 26 | 1 | 1090.4347 | 40.4347
2033 | 2 | 26 | 2 | 1022.5621 | 0
2033 | 2 | 26 | 3 | 1007.9657 | 0
2033 | 2 | 26 | 4 | 1002.3333 | 0
2033 | 2 | 26 | 5 | 1009.4346 | 0
2033 | 2 | 26 | 6 | 1033.923 | 0
2033 | 2 | 26 | 7 | 1048.1154 | 0
2033 | 2 | 26 | 8 | 1031.4461 | 0
2033 | 2 | 26 | 9 | 1046.0737 | 0
2033 | 2 | 26 | 10 | 1082.5432 | 32.5432
2033 | 2 | 26 | 11 | 1104.6585 | 54.6585
2033 | 2 | 26 | 12 | 1123.6315 | 73.6315
2033 | 2 | 26 | 13 | 1131.3176 | 81.3176
2033 | 2 | 26 | 14 | 1135.8612 | 85.8612
2033 | 2 | 26 | 15 | 1131.042 | 81.042
2033 | 2 | 26 | 16 | 1125.6032 | 75.6032
2033 | 2 | 26 | 17 | 1110.7464 | 60.7464
2033 | 2 | 26 | 18 | 1117.1029 | 67.1029
2033 | 2 | 26 | 19 | 1147.916 | 97.916
2033 | 2 | 26 | 20 | 1135.1531 | 85.1531
2033 | 2 | 26 | 21 | 1117.0051 | 67.0051
2033 | 2 | 26 | 22 | 1105.1935 | 55.1935
2033 | 2 | 26 | 23 | 1090.7434 | 40.7434
2033 | 2 | 27 | 0 | 1068.0182 | 18.0182
2033 | 2 | 27 | 1 | 1045.2931 | 0
2033 | 2 | 27 | 2 | 1022.704 | 0
2033 | 2 | 27 | 3 | 1006.0259 | 0
2033 | 2 | 27 | 4 | 995.1619 | 0
2033 | 2 | 27 | 5 | 989.8171 | 0
2033 | 2 | 27 | 6 | 992.6548 | 0
2033 | 2 | 27 | 7 | 996.2295 | 0
2033 | 2 | 27 | 8 | 999.2524 | 0
2033 | 2 | 27 | 9 | 1018.4771 | 0
2033 | 2 | 27 | 10 | 1045.3836 | 0
2033 | 2 | 27 | 11 | 1067.9733 | 17.9733
2033 | 2 | 27 | 12 | 1087.5275 | 37.5275
2033 | 2 | 27 | 13 | 1092.6588 | 42.6588
2033 | 2 | 27 | 14 | 1094.7545 | 44.7545
2033 | 2 | 27 | 15 | 1093.1144 | 43.1144
2033 | 2 | 27 | 16 | 1088.2513 | 38.2513
2033 | 2 | 27 | 17 | 1085.0793 | 35.0793
2033 | 2 | 27 | 18 | 1097.1901 | 47.1901
2033 | 2 | 27 | 19 | 1130.4946 | 80.4946
2033 | 2 | 27 | 20 | 1123.1435 | 73.1435
2033 | 2 | 27 | 21 | 1096.1011 | 46.1011
2033 | 2 | 27 | 22 | 1081.8256 | 31.8256
2033 | 2 | 27 | 23 | 1068.7259 | 18.7259
2033 | 2 | 28 | 0 | 1064.9749 | 14.9749
2033 | 2 | 28 | 1 | 1082.6435 | 32.6435
2033 | 2 | 28 | 2 | 1063.0599 | 13.0599
2033 | 2 | 28 | 3 | 1064.8958 | 14.8958
2033 | 2 | 28 | 4 | 1057.7929 | 7.7929
2033 | 2 | 28 | 5 | 1064.329 | 14.329
2033 | 2 | 28 | 6 | 1098.8652 | 48.8652
2033 | 2 | 28 | 7 | 1143.1187 | 93.1187
2033 | 2 | 28 | 8 | 1156.3666 | 106.3666
2033 | 2 | 28 | 9 | 1184.6224 | 134.6224
2033 | 2 | 28 | 10 | 1205.301 | 155.301
2033 | 2 | 28 | 11 | 1221.4327 | 171.4327
2033 | 2 | 28 | 12 | 1240.374 | 190.374
2033 | 2 | 28 | 13 | 1249.7668 | 199.7668
2033 | 2 | 28 | 14 | 1251.6403 | 201.6403
2033 | 2 | 28 | 15 | 1247.7352 | 197.7352
2033 | 2 | 28 | 16 | 1237.9099 | 187.9099
2033 | 2 | 28 | 17 | 1233.3868 | 183.3868
2033 | 2 | 28 | 18 | 1243.2609 | 193.2609
2033 | 2 | 28 | 19 | 1243.0908 | 193.0908
2033 | 2 | 28 | 20 | 1242.9207 | 192.9207
2033 | 2 | 28 | 21 | 1216.4502 | 166.4502
2033 | 2 | 28 | 22 | 1194.8828 | 144.8828
2033 | 2 | 28 | 23 | 1168.7327 | 118.7327
2033 | 3 | 1 | 0 | 1123.4458 | 73.4458
2033 | 3 | 1 | 1 | 1078.159 | 28.159
2033 | 3 | 1 | 2 | 1061.6038 | 11.6038
2033 | 3 | 1 | 3 | 1046.3968 | 0
2033 | 3 | 1 | 4 | 1044.3962 | 0
2033 | 3 | 1 | 5 | 1042.3956 | 0
2033 | 3 | 1 | 6 | 1076.6146 | 26.6146
2033 | 3 | 1 | 7 | 1127.6376 | 77.6376
2033 | 3 | 1 | 8 | 1161.8938 | 111.8938
2033 | 3 | 1 | 9 | 1192.5826 | 142.5826
2033 | 3 | 1 | 10 | 1222.978 | 172.978
2033 | 3 | 1 | 11 | 1246.4468 | 196.4468
2033 | 3 | 1 | 12 | 1258.4619 | 208.4619
2033 | 3 | 1 | 13 | 1257.7406 | 207.7406
2033 | 3 | 1 | 14 | 1237.3576 | 187.3576
2033 | 3 | 1 | 15 | 1229.6062 | 179.6062
2033 | 3 | 1 | 16 | 1221.7408 | 171.7408
2033 | 3 | 1 | 17 | 1226.6854 | 176.6854
2033 | 3 | 1 | 18 | 1237.6624 | 187.6624
2033 | 3 | 1 | 19 | 1247.7688 | 197.7688
2033 | 3 | 1 | 20 | 1241.1827 | 191.1827
2033 | 3 | 1 | 21 | 1233.726 | 183.726
2033 | 3 | 1 | 22 | 1218.889 | 168.889
2033 | 3 | 1 | 23 | 1194.0321 | 144.0321
2033 | 3 | 2 | 0 | 1161.6528 | 111.6528
2033 | 3 | 2 | 1 | 1113.6419 | 63.6419
2033 | 3 | 2 | 2 | 1093.8306 | 43.8306
2033 | 3 | 2 | 3 | 1084.8025 | 34.8025
2033 | 3 | 2 | 4 | 1075.7745 | 25.7745
2033 | 3 | 2 | 5 | 1087.5839 | 37.5839
2033 | 3 | 2 | 6 | 1122.0041 | 72.0041
2033 | 3 | 2 | 7 | 1161.1865 | 111.1865
2033 | 3 | 2 | 8 | 1188.3503 | 138.3503
2033 | 3 | 2 | 9 | 1205.5685 | 155.5685
2033 | 3 | 2 | 10 | 1228.6998 | 178.6998
2033 | 3 | 2 | 11 | 1251.8311 | 201.8311
2033 | 3 | 2 | 12 | 1249.6248 | 199.6248
2033 | 3 | 2 | 13 | 1250.4119 | 200.4119
2033 | 3 | 2 | 14 | 1250.1796 | 200.1796
2033 | 3 | 2 | 15 | 1249.4831 | 199.4831
2033 | 3 | 2 | 16 | 1250.6978 | 200.6978
2033 | 3 | 2 | 17 | 1236.717 | 186.717
2033 | 3 | 2 | 18 | 1240.8678 | 190.8678
2033 | 3 | 2 | 19 | 1261.0629 | 211.0629
2033 | 3 | 2 | 20 | 1266.4907 | 216.4907
2033 | 3 | 2 | 21 | 1236.7335 | 186.7335
2033 | 3 | 2 | 22 | 1218.3136 | 168.3136
2033 | 3 | 2 | 23 | 1188.2156 | 138.2156
2033 | 3 | 3 | 0 | 1150.3828 | 100.3828
2033 | 3 | 3 | 1 | 1099.3217 | 49.3217
2033 | 3 | 3 | 2 | 1077.9498 | 27.9498
2033 | 3 | 3 | 3 | 1059.3674 | 9.3674
2033 | 3 | 3 | 4 | 1057.6862 | 7.6862
2033 | 3 | 3 | 5 | 1069.1097 | 19.1097
2033 | 3 | 3 | 6 | 1104.6583 | 54.6583
2033 | 3 | 3 | 7 | 1149.8284 | 99.8284
2033 | 3 | 3 | 8 | 1176.6275 | 126.6275
2033 | 3 | 3 | 9 | 1209.2342 | 159.2342
2033 | 3 | 3 | 10 | 1220.1245 | 170.1245
2033 | 3 | 3 | 11 | 1228.9945 | 178.9945
2033 | 3 | 3 | 12 | 1237.8644 | 187.8644
2033 | 3 | 3 | 13 | 1241.9623 | 191.9623
2033 | 3 | 3 | 14 | 1239.7851 | 189.7851
2033 | 3 | 3 | 15 | 1235.5383 | 185.5383
2033 | 3 | 3 | 16 | 1233.4311 | 183.4311
2033 | 3 | 3 | 17 | 1223.5686 | 173.5686
2033 | 3 | 3 | 18 | 1213.706 | 163.706
2033 | 3 | 3 | 19 | 1220.9124 | 170.9124
2033 | 3 | 3 | 20 | 1220.6257 | 170.6257
2033 | 3 | 3 | 21 | 1192.6499 | 142.6499
2033 | 3 | 3 | 22 | 1174.0857 | 124.0857
2033 | 3 | 3 | 23 | 1146.8304 | 96.8304
2033 | 3 | 4 | 0 | 1119.0297 | 69.0297
2033 | 3 | 4 | 1 | 1096.2353 | 46.2353
2033 | 3 | 4 | 2 | 1073.1981 | 23.1981
2033 | 3 | 4 | 3 | 1053.7559 | 3.7559
2033 | 3 | 4 | 4 | 1046.3013 | 0
2033 | 3 | 4 | 5 | 1056.2523 | 6.2523
2033 | 3 | 4 | 6 | 1093.9674 | 43.9674
2033 | 3 | 4 | 7 | 1144.3291 | 94.3291
2033 | 3 | 4 | 8 | 1169.1843 | 119.1843
2033 | 3 | 4 | 9 | 1193.0725 | 143.0725
2033 | 3 | 4 | 10 | 1209.5297 | 159.5297
2033 | 3 | 4 | 11 | 1229.0283 | 179.0283
2033 | 3 | 4 | 12 | 1236.8063 | 186.8063
2033 | 3 | 4 | 13 | 1247.6258 | 197.6258
2033 | 3 | 4 | 14 | 1243.5024 | 193.5024
2033 | 3 | 4 | 15 | 1239.379 | 189.379
2033 | 3 | 4 | 16 | 1231.4558 | 181.4558
2033 | 3 | 4 | 17 | 1220.4782 | 170.4782
2033 | 3 | 4 | 18 | 1197.6962 | 147.6962
2033 | 3 | 4 | 19 | 1206.5801 | 156.5801
2033 | 3 | 4 | 20 | 1201.4745 | 151.4745
2033 | 3 | 4 | 21 | 1164.1629 | 114.1629
2033 | 3 | 4 | 22 | 1137.6103 | 87.6103
2033 | 3 | 4 | 23 | 1113.4508 | 63.4508
2033 | 3 | 5 | 0 | 1086.0113 | 36.0113
2033 | 3 | 5 | 1 | 1030.8864 | 0
2033 | 3 | 5 | 2 | 975.7615 | 0
2033 | 3 | 5 | 3 | 950.7768 | 0
2033 | 3 | 5 | 4 | 935.3998 | 0
2033 | 3 | 5 | 5 | 930.792 | 0
2033 | 3 | 5 | 6 | 944.2037 | 0
2033 | 3 | 5 | 7 | 961.4264 | 0
2033 | 3 | 5 | 8 | 989.0443 | 0
2033 | 3 | 5 | 9 | 1021.3713 | 0
2033 | 3 | 5 | 10 | 1051.1197 | 1.1197
2033 | 3 | 5 | 11 | 1076.1706 | 26.1706
2033 | 3 | 5 | 12 | 1097.5596 | 47.5596
2033 | 3 | 5 | 13 | 1105.6788 | 55.6788
2033 | 3 | 5 | 14 | 1100.8389 | 50.8389
2033 | 3 | 5 | 15 | 1094.5072 | 44.5072
2033 | 3 | 5 | 16 | 1088.1754 | 38.1754
2033 | 3 | 5 | 17 | 1086.7528 | 36.7528
2033 | 3 | 5 | 18 | 1085.3303 | 35.3303
2033 | 3 | 5 | 19 | 1090.3067 | 40.3067
2033 | 3 | 5 | 20 | 1083.5883 | 33.5883
2033 | 3 | 5 | 21 | 1058.0778 | 8.0778
2033 | 3 | 5 | 22 | 1043.6016 | 0
2033 | 3 | 5 | 23 | 1022.0444 | 0
2033 | 3 | 6 | 0 | 993.8992 | 0
2033 | 3 | 6 | 1 | 956.7404 | 0
2033 | 3 | 6 | 2 | 935.9115 | 0
2033 | 3 | 6 | 3 | 919.134 | 0
2033 | 3 | 6 | 4 | 902.3566 | 0
2033 | 3 | 6 | 5 | 898.3714 | 0
2033 | 3 | 6 | 6 | 905.5228 | 0
2033 | 3 | 6 | 7 | 914.4841 | 0
2033 | 3 | 6 | 8 | 931.3913 | 0
2033 | 3 | 6 | 9 | 955.534 | 0
2033 | 3 | 6 | 10 | 991.3445 | 0
2033 | 3 | 6 | 11 | 1016.0895 | 0
2033 | 3 | 6 | 12 | 1040.8344 | 0
2033 | 3 | 6 | 13 | 1039.7789 | 0
2033 | 3 | 6 | 14 | 1040.2339 | 0
2033 | 3 | 6 | 15 | 1034.5967 | 0
2033 | 3 | 6 | 16 | 1033.1929 | 0
2033 | 3 | 6 | 17 | 1026.2459 | 0
2033 | 3 | 6 | 18 | 1041.3355 | 0
2033 | 3 | 6 | 19 | 1062.1115 | 12.1115
2033 | 3 | 6 | 20 | 1061.3467 | 11.3467
2033 | 3 | 6 | 21 | 1034.3349 | 0
2033 | 3 | 6 | 22 | 1028.0118 | 0
2033 | 3 | 6 | 23 | 1017.5423 | 0
2033 | 3 | 7 | 0 | 996.3048 | 0
2033 | 3 | 7 | 1 | 1026.0322 | 0
2033 | 3 | 7 | 2 | 1055.7595 | 5.7595
2033 | 3 | 7 | 3 | 1040.6947 | 0
2033 | 3 | 7 | 4 | 1040.2206 | 0
2033 | 3 | 7 | 5 | 1039.7465 | 0
2033 | 3 | 7 | 6 | 1079.8337 | 29.8337
2033 | 3 | 7 | 7 | 1127.2118 | 77.2118
2033 | 3 | 7 | 8 | 1146.2714 | 96.2714
2033 | 3 | 7 | 9 | 1172.5993 | 122.5993
2033 | 3 | 7 | 10 | 1191.6916 | 141.6916
2033 | 3 | 7 | 11 | 1203.3785 | 153.3785
2033 | 3 | 7 | 12 | 1218.3171 | 168.3171
2033 | 3 | 7 | 13 | 1220.3498 | 170.3498
2033 | 3 | 7 | 14 | 1203.6721 | 153.6721
2033 | 3 | 7 | 15 | 1195.8352 | 145.8352
2033 | 3 | 7 | 16 | 1207.3372 | 157.3372
2033 | 3 | 7 | 17 | 1213.9572 | 163.9572
2033 | 3 | 7 | 18 | 1216.8986 | 166.8986
2033 | 3 | 7 | 19 | 1220.2908 | 170.2908
2033 | 3 | 7 | 20 | 1212.3426 | 162.3426
2033 | 3 | 7 | 21 | 1204.8452 | 154.8452
2033 | 3 | 7 | 22 | 1185.9969 | 135.9969
2033 | 3 | 7 | 23 | 1159.3013 | 109.3013
2033 | 3 | 8 | 0 | 1130.6202 | 80.6202
2033 | 3 | 8 | 1 | 1066.9656 | 16.9656
2033 | 3 | 8 | 2 | 1050.065 | 0.065013
2033 | 3 | 8 | 3 | 1037.8778 | 0
2033 | 3 | 8 | 4 | 1025.6907 | 0
2033 | 3 | 8 | 5 | 1038.0443 | 0
2033 | 3 | 8 | 6 | 1072.2351 | 22.2351
2033 | 3 | 8 | 7 | 1120.7895 | 70.7895
2033 | 3 | 8 | 8 | 1144.7564 | 94.7564
2033 | 3 | 8 | 9 | 1174.3169 | 124.3169
2033 | 3 | 8 | 10 | 1203.7771 | 153.7771
2033 | 3 | 8 | 11 | 1226.8081 | 176.8081
2033 | 3 | 8 | 12 | 1235.5495 | 185.5495
2033 | 3 | 8 | 13 | 1227.4304 | 177.4304
2033 | 3 | 8 | 14 | 1212.4113 | 162.4113
2033 | 3 | 8 | 15 | 1197.1535 | 147.1535
2033 | 3 | 8 | 16 | 1179.6961 | 129.6961
2033 | 3 | 8 | 17 | 1182.301 | 132.301
2033 | 3 | 8 | 18 | 1194.0875 | 144.0875
2033 | 3 | 8 | 19 | 1200.878 | 150.878
2033 | 3 | 8 | 20 | 1207.6686 | 157.6686
2033 | 3 | 8 | 21 | 1188.8137 | 138.8137
2033 | 3 | 8 | 22 | 1171.8923 | 121.8923
2033 | 3 | 8 | 23 | 1141.6183 | 91.6183
2033 | 3 | 9 | 0 | 1111.5604 | 61.5604
2033 | 3 | 9 | 1 | 1088.4269 | 38.4269
2033 | 3 | 9 | 2 | 1069.3382 | 19.3382
2033 | 3 | 9 | 3 | 1059.6467 | 9.6467
2033 | 3 | 9 | 4 | 1049.9552 | 0
2033 | 3 | 9 | 5 | 1065.9869 | 15.9869
2033 | 3 | 9 | 6 | 1108.755 | 58.755
2033 | 3 | 9 | 7 | 1150.8921 | 100.8921
2033 | 3 | 9 | 8 | 1164.6696 | 114.6696
2033 | 3 | 9 | 9 | 1166.1035 | 116.1035
2033 | 3 | 9 | 10 | 1184.4069 | 134.4069
2033 | 3 | 9 | 11 | 1191.4885 | 141.4885
2033 | 3 | 9 | 12 | 1197.3598 | 147.3598
2033 | 3 | 9 | 13 | 1201.962 | 151.962
2033 | 3 | 9 | 14 | 1194.594 | 144.594
2033 | 3 | 9 | 15 | 1188.3523 | 138.3523
2033 | 3 | 9 | 16 | 1193.1004 | 143.1004
2033 | 3 | 9 | 17 | 1200.5191 | 150.5191
2033 | 3 | 9 | 18 | 1206.6278 | 156.6278
2033 | 3 | 9 | 19 | 1211.9341 | 161.9341
2033 | 3 | 9 | 20 | 1206.075 | 156.075
2033 | 3 | 9 | 21 | 1199.4136 | 149.4136
2033 | 3 | 9 | 22 | 1177.4778 | 127.4778
2033 | 3 | 9 | 23 | 1144.5269 | 94.5269
2033 | 3 | 10 | 0 | 1110.3825 | 60.3825
2033 | 3 | 10 | 1 | 1074.2716 | 24.2716
2033 | 3 | 10 | 2 | 1052.9907 | 2.9907
2033 | 3 | 10 | 3 | 1044.0436 | 0
2033 | 3 | 10 | 4 | 1035.0966 | 0
2033 | 3 | 10 | 5 | 1053.5953 | 3.5953
2033 | 3 | 10 | 6 | 1100.2204 | 50.2204
2033 | 3 | 10 | 7 | 1152.9336 | 102.9336
2033 | 3 | 10 | 8 | 1161.9597 | 111.9597
2033 | 3 | 10 | 9 | 1187.0952 | 137.0952
2033 | 3 | 10 | 10 | 1205.694 | 155.694
2033 | 3 | 10 | 11 | 1224.2928 | 174.2928
2033 | 3 | 10 | 12 | 1227.7042 | 177.7042
2033 | 3 | 10 | 13 | 1232.7083 | 182.7083
2033 | 3 | 10 | 14 | 1237.2924 | 187.2924
2033 | 3 | 10 | 15 | 1231.9309 | 181.9309
2033 | 3 | 10 | 16 | 1226.1953 | 176.1953
2033 | 3 | 10 | 17 | 1205.2122 | 155.2122
2033 | 3 | 10 | 18 | 1180.0265 | 130.0265
2033 | 3 | 10 | 19 | 1182.7489 | 132.7489
2033 | 3 | 10 | 20 | 1181.7309 | 131.7309
2033 | 3 | 10 | 21 | 1154.7758 | 104.7758
2033 | 3 | 10 | 22 | 1129.8156 | 79.8156
2033 | 3 | 10 | 23 | 1099.86 | 49.86
2033 | 3 | 11 | 0 | 1076.7937 | 26.7937
2033 | 3 | 11 | 1 | 1035.095 | 0
2033 | 3 | 11 | 2 | 1010.1863 | 0
2033 | 3 | 11 | 3 | 998.6351 | 0
2033 | 3 | 11 | 4 | 987.0839 | 0
2033 | 3 | 11 | 5 | 1008.0626 | 0
2033 | 3 | 11 | 6 | 1058.2372 | 8.2372
2033 | 3 | 11 | 7 | 1118.3044 | 68.3044
2033 | 3 | 11 | 8 | 1132.7908 | 82.7908
2033 | 3 | 11 | 9 | 1163.8643 | 113.8643
2033 | 3 | 11 | 10 | 1184.0912 | 134.0912
2033 | 3 | 11 | 11 | 1201.767 | 151.767
2033 | 3 | 11 | 12 | 1219.4428 | 169.4428
2033 | 3 | 11 | 13 | 1229.4737 | 179.4737
2033 | 3 | 11 | 14 | 1231.6516 | 181.6516
2033 | 3 | 11 | 15 | 1227.5788 | 177.5788
2033 | 3 | 11 | 16 | 1224.1364 | 174.1364
2033 | 3 | 11 | 17 | 1216.6054 | 166.6054
2033 | 3 | 11 | 18 | 1188.5089 | 138.5089
2033 | 3 | 11 | 19 | 1175.156 | 125.156
2033 | 3 | 11 | 20 | 1166.7645 | 116.7645
2033 | 3 | 11 | 21 | 1139.368 | 89.368
2033 | 3 | 11 | 22 | 1112.3803 | 62.3803
2033 | 3 | 11 | 23 | 1075.9381 | 25.9381
2033 | 3 | 12 | 0 | 1048.0217 | 0
2033 | 3 | 12 | 1 | 977.7885 | 0
2033 | 3 | 12 | 2 | 933.7925 | 0
2033 | 3 | 12 | 3 | 889.7966 | 0
2033 | 3 | 12 | 4 | 872.0379 | 0
2033 | 3 | 12 | 5 | 872.1323 | 0
2033 | 3 | 12 | 6 | 891.0389 | 0
2033 | 3 | 12 | 7 | 909.9456 | 0
2033 | 3 | 12 | 8 | 937.397 | 0
2033 | 3 | 12 | 9 | 966.1946 | 0
2033 | 3 | 12 | 10 | 999.5792 | 0
2033 | 3 | 12 | 11 | 1017.9209 | 0
2033 | 3 | 12 | 12 | 1029.4627 | 0
2033 | 3 | 12 | 13 | 1030.4247 | 0
2033 | 3 | 12 | 14 | 1019.6844 | 0
2033 | 3 | 12 | 15 | 1005.7018 | 0
2033 | 3 | 12 | 16 | 1004.3911 | 0
2033 | 3 | 12 | 17 | 1011.8078 | 0
2033 | 3 | 12 | 18 | 1015.0124 | 0
2033 | 3 | 12 | 19 | 1021.1806 | 0
2033 | 3 | 12 | 20 | 1023.4585 | 0
2033 | 3 | 12 | 21 | 1007.2138 | 0
2033 | 3 | 12 | 22 | 997.592 | 0
2033 | 3 | 12 | 23 | 978.3216 | 0
2033 | 3 | 13 | 0 | 955.3025 | 0
2033 | 3 | 13 | 1 | 897.016 | 0
2033 | 3 | 13 | 2 | 880.0046 | 0
2033 | 3 | 13 | 3 | 862.9933 | 0
2033 | 3 | 13 | 4 | 848.8883 | 0
2033 | 3 | 13 | 5 | 847.2883 | 0
2033 | 3 | 13 | 6 | 859.7953 | 0
2033 | 3 | 13 | 7 | 866.3899 | 0
2033 | 3 | 13 | 8 | 875.8034 | 0
2033 | 3 | 13 | 9 | 898.7062 | 0
2033 | 3 | 13 | 10 | 931.0887 | 0
2033 | 3 | 13 | 11 | 963.4712 | 0
2033 | 3 | 13 | 12 | 972.2714 | 0
2033 | 3 | 13 | 13 | 976.8743 | 0
2033 | 3 | 13 | 14 | 978.1031 | 0
2033 | 3 | 13 | 15 | 974.0309 | 0
2033 | 3 | 13 | 16 | 969.587 | 0
2033 | 3 | 13 | 17 | 968.5991 | 0
2033 | 3 | 13 | 18 | 973.1002 | 0
2033 | 3 | 13 | 19 | 988.403 | 0
2033 | 3 | 13 | 20 | 1003.7057 | 0
2033 | 3 | 13 | 21 | 983.0218 | 0
2033 | 3 | 13 | 22 | 975.6629 | 0
2033 | 3 | 13 | 23 | 960.7943 | 0
2033 | 3 | 14 | 0 | 967.2683 | 0
2033 | 3 | 14 | 1 | 973.7423 | 0
2033 | 3 | 14 | 2 | 1010.1546 | 0
2033 | 3 | 14 | 3 | 1003.3958 | 0
2033 | 3 | 14 | 4 | 997.878 | 0
2033 | 3 | 14 | 5 | 1009.5015 | 0
2033 | 3 | 14 | 6 | 1053.4969 | 3.4969
2033 | 3 | 14 | 7 | 1101.6273 | 51.6273
2033 | 3 | 14 | 8 | 1122.1259 | 72.1259
2033 | 3 | 14 | 9 | 1157.151 | 107.151
2033 | 3 | 14 | 10 | 1176.5751 | 126.5751
2033 | 3 | 14 | 11 | 1186.3649 | 136.3649
2033 | 3 | 14 | 12 | 1195.9281 | 145.9281
2033 | 3 | 14 | 13 | 1184.7928 | 134.7928
2033 | 3 | 14 | 14 | 1177.3664 | 127.3664
2033 | 3 | 14 | 15 | 1181.6151 | 131.6151
2033 | 3 | 14 | 16 | 1198.2032 | 148.2032
2033 | 3 | 14 | 17 | 1207.6357 | 157.6357
2033 | 3 | 14 | 18 | 1206.9239 | 156.9239
2033 | 3 | 14 | 19 | 1198.7088 | 148.7088
2033 | 3 | 14 | 20 | 1182.8092 | 132.8092
2033 | 3 | 14 | 21 | 1166.9097 | 116.9097
2033 | 3 | 14 | 22 | 1147.5965 | 97.5965
2033 | 3 | 14 | 23 | 1119.1734 | 69.1734
2033 | 3 | 15 | 0 | 1090.1041 | 40.1041
2033 | 3 | 15 | 1 | 1029.8873 | 0
2033 | 3 | 15 | 2 | 969.6705 | 0
2033 | 3 | 15 | 3 | 965.7167 | 0
2033 | 3 | 15 | 4 | 962.9153 | 0
2033 | 3 | 15 | 5 | 972.7506 | 0
2033 | 3 | 15 | 6 | 1010.7024 | 0
2033 | 3 | 15 | 7 | 1058.7864 | 8.7864
2033 | 3 | 15 | 8 | 1089.2392 | 39.2392
2033 | 3 | 15 | 9 | 1122.5094 | 72.5094
2033 | 3 | 15 | 10 | 1143.5821 | 93.5821
2033 | 3 | 15 | 11 | 1158.7331 | 108.7331
2033 | 3 | 15 | 12 | 1164.0086 | 114.0086
2033 | 3 | 15 | 13 | 1153.3717 | 103.3717
2033 | 3 | 15 | 14 | 1140.7966 | 90.7966
2033 | 3 | 15 | 15 | 1138.3249 | 88.3249
2033 | 3 | 15 | 16 | 1129.4365 | 79.4365
2033 | 3 | 15 | 17 | 1131.3847 | 81.3847
2033 | 3 | 15 | 18 | 1134.1695 | 84.1695
2033 | 3 | 15 | 19 | 1137.0011 | 87.0011
2033 | 3 | 15 | 20 | 1119.8409 | 69.8409
2033 | 3 | 15 | 21 | 1102.7275 | 52.7275
2033 | 3 | 15 | 22 | 1081.7757 | 31.7757
2033 | 3 | 15 | 23 | 1052.5752 | 2.5752
2033 | 3 | 16 | 0 | 1030.0509 | 0
2033 | 3 | 16 | 1 | 1015.6387 | 0
2033 | 3 | 16 | 2 | 999.526 | 0
2033 | 3 | 16 | 3 | 988.7764 | 0
2033 | 3 | 16 | 4 | 985.6729 | 0
2033 | 3 | 16 | 5 | 999.9848 | 0
2033 | 3 | 16 | 6 | 1045.1294 | 0
2033 | 3 | 16 | 7 | 1091.8645 | 41.8645
2033 | 3 | 16 | 8 | 1097.5906 | 47.5906
2033 | 3 | 16 | 9 | 1110.5753 | 60.5753
2033 | 3 | 16 | 10 | 1136.9906 | 86.9906
2033 | 3 | 16 | 11 | 1150.1677 | 100.1677
2033 | 3 | 16 | 12 | 1153.9429 | 103.9429
2033 | 3 | 16 | 13 | 1161.5345 | 111.5345
2033 | 3 | 16 | 14 | 1155.9075 | 105.9075
2033 | 3 | 16 | 15 | 1156.2912 | 106.2912
2033 | 3 | 16 | 16 | 1149.3617 | 99.3617
2033 | 3 | 16 | 17 | 1145.1298 | 95.1298
2033 | 3 | 16 | 18 | 1148.3598 | 98.3598
2033 | 3 | 16 | 19 | 1151.2707 | 101.2707
2033 | 3 | 16 | 20 | 1157.3666 | 107.3666
2033 | 3 | 16 | 21 | 1119.9477 | 69.9477
2033 | 3 | 16 | 22 | 1079.7931 | 29.7931
2033 | 3 | 16 | 23 | 1044.234 | 0
2033 | 3 | 17 | 0 | 1014.8594 | 0
2033 | 3 | 17 | 1 | 1006.2967 | 0
2033 | 3 | 17 | 2 | 990.8429 | 0
2033 | 3 | 17 | 3 | 980.8183 | 0
2033 | 3 | 17 | 4 | 980.1435 | 0
2033 | 3 | 17 | 5 | 999.4907 | 0
2033 | 3 | 17 | 6 | 1056.9227 | 6.9227
2033 | 3 | 17 | 7 | 1114.8577 | 64.8577
2033 | 3 | 17 | 8 | 1124.6241 | 74.6241
2033 | 3 | 17 | 9 | 1147.9915 | 97.9915
2033 | 3 | 17 | 10 | 1159.3257 | 109.3257
2033 | 3 | 17 | 11 | 1175.1453 | 125.1453
2033 | 3 | 17 | 12 | 1174.8106 | 124.8106
2033 | 3 | 17 | 13 | 1184.4066 | 134.4066
2033 | 3 | 17 | 14 | 1179.7583 | 129.7583
2033 | 3 | 17 | 15 | 1171.4432 | 121.4432
2033 | 3 | 17 | 16 | 1168.1578 | 118.1578
2033 | 3 | 17 | 17 | 1162.2829 | 112.2829
2033 | 3 | 17 | 18 | 1134.2211 | 84.2211
2033 | 3 | 17 | 19 | 1135.107 | 85.107
2033 | 3 | 17 | 20 | 1139.6017 | 89.6017
2033 | 3 | 17 | 21 | 1106.1986 | 56.1986
2033 | 3 | 17 | 22 | 1072.9633 | 22.9633
2033 | 3 | 17 | 23 | 1041.2892 | 0
2033 | 3 | 18 | 0 | 1019.3779 | 0
2033 | 3 | 18 | 1 | 1036.2724 | 0
2033 | 3 | 18 | 2 | 1029.53 | 0
2033 | 3 | 18 | 3 | 1025.1214 | 0
2033 | 3 | 18 | 4 | 1021.4864 | 0
2033 | 3 | 18 | 5 | 1037.1578 | 0
2033 | 3 | 18 | 6 | 1080.3581 | 30.3581
2033 | 3 | 18 | 7 | 1120.8129 | 70.8129
2033 | 3 | 18 | 8 | 1127.3341 | 77.3341
2033 | 3 | 18 | 9 | 1158.3314 | 108.3314
2033 | 3 | 18 | 10 | 1158.8993 | 108.8993
2033 | 3 | 18 | 11 | 1182.4821 | 132.4821
2033 | 3 | 18 | 12 | 1184.12 | 134.12
2033 | 3 | 18 | 13 | 1183.1278 | 133.1278
2033 | 3 | 18 | 14 | 1176.3609 | 126.3609
2033 | 3 | 18 | 15 | 1170.0367 | 120.0367
2033 | 3 | 18 | 16 | 1166.5993 | 116.5993
2033 | 3 | 18 | 17 | 1153.894 | 103.894
2033 | 3 | 18 | 18 | 1132.9067 | 82.9067
2033 | 3 | 18 | 19 | 1145.4919 | 95.4919
2033 | 3 | 18 | 20 | 1146.0601 | 96.0601
2033 | 3 | 18 | 21 | 1127.7967 | 77.7967
2033 | 3 | 18 | 22 | 1112.9851 | 62.9851
2033 | 3 | 18 | 23 | 1090.6715 | 40.6715
2033 | 3 | 19 | 0 | 1078.9476 | 28.9476
2033 | 3 | 19 | 1 | 1018.9221 | 0
2033 | 3 | 19 | 2 | 958.8966 | 0
2033 | 3 | 19 | 3 | 951.9513 | 0
2033 | 3 | 19 | 4 | 945.795 | 0
2033 | 3 | 19 | 5 | 957.7778 | 0
2033 | 3 | 19 | 6 | 992.2114 | 0
2033 | 3 | 19 | 7 | 996.0373 | 0
2033 | 3 | 19 | 8 | 999.8631 | 0
2033 | 3 | 19 | 9 | 1013.0928 | 0
2033 | 3 | 19 | 10 | 1045.2685 | 0
2033 | 3 | 19 | 11 | 1053.0416 | 3.0416
2033 | 3 | 19 | 12 | 1060.8148 | 10.8148
2033 | 3 | 19 | 13 | 1060.4578 | 10.4578
2033 | 3 | 19 | 14 | 1055.0149 | 5.0149
2033 | 3 | 19 | 15 | 1046.8597 | 0
2033 | 3 | 19 | 16 | 1042.6189 | 0
2033 | 3 | 19 | 17 | 1035.8156 | 0
2033 | 3 | 19 | 18 | 1035.128 | 0
2033 | 3 | 19 | 19 | 1042.9096 | 0
2033 | 3 | 19 | 20 | 1053.574 | 3.574
2033 | 3 | 19 | 21 | 1041.525 | 0
2033 | 3 | 19 | 22 | 1024.4833 | 0
2033 | 3 | 19 | 23 | 1006.7584 | 0
2033 | 3 | 20 | 0 | 1016.9101 | 0
2033 | 3 | 20 | 1 | 967.2001 | 0
2033 | 3 | 20 | 2 | 953.1177 | 0
2033 | 3 | 20 | 3 | 940.3872 | 0
2033 | 3 | 20 | 4 | 935.0461 | 0
2033 | 3 | 20 | 5 | 941.7837 | 0
2033 | 3 | 20 | 6 | 968.2819 | 0
2033 | 3 | 20 | 7 | 961.5064 | 0
2033 | 3 | 20 | 8 | 954.7308 | 0
2033 | 3 | 20 | 9 | 967.8958 | 0
2033 | 3 | 20 | 10 | 1001.5081 | 0
2033 | 3 | 20 | 11 | 1018.1415 | 0
2033 | 3 | 20 | 12 | 1034.7749 | 0
2033 | 3 | 20 | 13 | 1040.9792 | 0
2033 | 3 | 20 | 14 | 1036.553 | 0
2033 | 3 | 20 | 15 | 1034.2469 | 0
2033 | 3 | 20 | 16 | 1033.3336 | 0
2033 | 3 | 20 | 17 | 1037.7867 | 0
2033 | 3 | 20 | 18 | 1047.2546 | 0
2033 | 3 | 20 | 19 | 1053.5143 | 3.5143
2033 | 3 | 20 | 20 | 1061.8663 | 11.8663
2033 | 3 | 20 | 21 | 1033.6431 | 0
2033 | 3 | 20 | 22 | 1016.5428 | 0
2033 | 3 | 20 | 23 | 998.951 | 0
2033 | 3 | 21 | 0 | 987.8166 | 0
2033 | 3 | 21 | 1 | 1002.7638 | 0
2033 | 3 | 21 | 2 | 1017.711 | 0
2033 | 3 | 21 | 3 | 1012.2412 | 0
2033 | 3 | 21 | 4 | 1005.6748 | 0
2033 | 3 | 21 | 5 | 1018.3838 | 0
2033 | 3 | 21 | 6 | 1061.5671 | 11.5671
2033 | 3 | 21 | 7 | 1104.9205 | 54.9205
2033 | 3 | 21 | 8 | 1123.0822 | 73.0822
2033 | 3 | 21 | 9 | 1169.2823 | 119.2823
2033 | 3 | 21 | 10 | 1176.811 | 126.811
2033 | 3 | 21 | 11 | 1184.3397 | 134.3397
2033 | 3 | 21 | 12 | 1186.6772 | 136.6772
2033 | 3 | 21 | 13 | 1175.0239 | 125.0239
2033 | 3 | 21 | 14 | 1168.4849 | 118.4849
2033 | 3 | 21 | 15 | 1165.1351 | 115.1351
2033 | 3 | 21 | 16 | 1174.0861 | 124.0861
2033 | 3 | 21 | 17 | 1177.6859 | 127.6859
2033 | 3 | 21 | 18 | 1174.9449 | 124.9449
2033 | 3 | 21 | 19 | 1171.8359 | 121.8359
2033 | 3 | 21 | 20 | 1183.2005 | 133.2005
2033 | 3 | 21 | 21 | 1150.187 | 100.187
2033 | 3 | 21 | 22 | 1130.5885 | 80.5885
2033 | 3 | 21 | 23 | 1098.3351 | 48.3351
2033 | 3 | 22 | 0 | 1069.8751 | 19.8751
2033 | 3 | 22 | 1 | 1023.6543 | 0
2033 | 3 | 22 | 2 | 1013.4876 | 0
2033 | 3 | 22 | 3 | 1009.2695 | 0
2033 | 3 | 22 | 4 | 1005.0286 | 0
2033 | 3 | 22 | 5 | 1020.4141 | 0
2033 | 3 | 22 | 6 | 1062.967 | 12.967
2033 | 3 | 22 | 7 | 1109.5309 | 59.5309
2033 | 3 | 22 | 8 | 1136.1365 | 86.1365
2033 | 3 | 22 | 9 | 1183.127 | 133.127
2033 | 3 | 22 | 10 | 1193.8299 | 143.8299
2033 | 3 | 22 | 11 | 1204.5329 | 154.5329
2033 | 3 | 22 | 12 | 1209.1864 | 159.1864
2033 | 3 | 22 | 13 | 1195.5399 | 145.5399
2033 | 3 | 22 | 14 | 1179.9411 | 129.9411
2033 | 3 | 22 | 15 | 1174.2157 | 124.2157
2033 | 3 | 22 | 16 | 1164.8773 | 114.8773
2033 | 3 | 22 | 17 | 1168.5329 | 118.5329
2033 | 3 | 22 | 18 | 1171.4486 | 121.4486
2033 | 3 | 22 | 19 | 1164.8709 | 114.8709
2033 | 3 | 22 | 20 | 1173.1416 | 123.1416
2033 | 3 | 22 | 21 | 1135.3026 | 85.3026
2033 | 3 | 22 | 22 | 1112.5504 | 62.5504
2033 | 3 | 22 | 23 | 1075.7685 | 25.7685
2033 | 3 | 23 | 0 | 1046.6407 | 0
2033 | 3 | 23 | 1 | 1020.3959 | 0
2033 | 3 | 23 | 2 | 1008.7517 | 0
2033 | 3 | 23 | 3 | 1001.8521 | 0
2033 | 3 | 23 | 4 | 1003.3721 | 0
2033 | 3 | 23 | 5 | 1024.7415 | 0
2033 | 3 | 23 | 6 | 1073.9024 | 23.9024
2033 | 3 | 23 | 7 | 1118.0066 | 68.0066
2033 | 3 | 23 | 8 | 1142.6141 | 92.6141
2033 | 3 | 23 | 9 | 1177.6675 | 127.6675
2033 | 3 | 23 | 10 | 1185.6439 | 135.6439
2033 | 3 | 23 | 11 | 1193.6204 | 143.6204
2033 | 3 | 23 | 12 | 1191.2774 | 141.2774
2033 | 3 | 23 | 13 | 1180.4843 | 130.4843
2033 | 3 | 23 | 14 | 1169.8422 | 119.8422
2033 | 3 | 23 | 15 | 1169.1687 | 119.1687
2033 | 3 | 23 | 16 | 1180.4793 | 130.4793
2033 | 3 | 23 | 17 | 1183.3877 | 133.3877
2033 | 3 | 23 | 18 | 1185.8513 | 135.8513
2033 | 3 | 23 | 19 | 1175.4663 | 125.4663
2033 | 3 | 23 | 20 | 1185.3886 | 135.3886
2033 | 3 | 23 | 21 | 1146.9627 | 96.9627
2033 | 3 | 23 | 22 | 1116.2155 | 66.2155
2033 | 3 | 23 | 23 | 1076.8178 | 26.8178
2033 | 3 | 24 | 0 | 1045.8048 | 0
2033 | 3 | 24 | 1 | 1004.1355 | 0
2033 | 3 | 24 | 2 | 992.3355 | 0
2033 | 3 | 24 | 3 | 984.99 | 0
2033 | 3 | 24 | 4 | 984.638 | 0
2033 | 3 | 24 | 5 | 1005.9101 | 0
2033 | 3 | 24 | 6 | 1064.8343 | 14.8343
2033 | 3 | 24 | 7 | 1126.657 | 76.657
2033 | 3 | 24 | 8 | 1144.7142 | 94.7142
2033 | 3 | 24 | 9 | 1186.2368 | 136.2368
2033 | 3 | 24 | 10 | 1189.9894 | 139.9894
2033 | 3 | 24 | 11 | 1193.742 | 143.742
2033 | 3 | 24 | 12 | 1197.0227 | 147.0227
2033 | 3 | 24 | 13 | 1191.0354 | 141.0354
2033 | 3 | 24 | 14 | 1180.319 | 130.319
2033 | 3 | 24 | 15 | 1176.0473 | 126.0473
2033 | 3 | 24 | 16 | 1183.1228 | 133.1228
2033 | 3 | 24 | 17 | 1184.6583 | 134.6583
2033 | 3 | 24 | 18 | 1167.8017 | 117.8017
2033 | 3 | 24 | 19 | 1145.5147 | 95.5147
2033 | 3 | 24 | 20 | 1148.1984 | 98.1984
2033 | 3 | 24 | 21 | 1108.6673 | 58.6673
2033 | 3 | 24 | 22 | 1072.1257 | 22.1257
2033 | 3 | 24 | 23 | 1029.8388 | 0
2033 | 3 | 25 | 0 | 1000.3656 | 0
2033 | 3 | 25 | 1 | 967.2493 | 0
2033 | 3 | 25 | 2 | 934.133 | 0
2033 | 3 | 25 | 3 | 925.8447 | 0
2033 | 3 | 25 | 4 | 932.2305 | 0
2033 | 3 | 25 | 5 | 938.6163 | 0
2033 | 3 | 25 | 6 | 988.7525 | 0
2033 | 3 | 25 | 7 | 1037.9919 | 0
2033 | 3 | 25 | 8 | 1041.84 | 0
2033 | 3 | 25 | 9 | 1072.9727 | 22.9727
2033 | 3 | 25 | 10 | 1079.7292 | 29.7292
2033 | 3 | 25 | 11 | 1086.4857 | 36.4857
2033 | 3 | 25 | 12 | 1096.1884 | 46.1884
2033 | 3 | 25 | 13 | 1096.1494 | 46.1494
2033 | 3 | 25 | 14 | 1093.3672 | 43.3672
2033 | 3 | 25 | 15 | 1086.5434 | 36.5434
2033 | 3 | 25 | 16 | 1082.0441 | 32.0441
2033 | 3 | 25 | 17 | 1076.8336 | 26.8336
2033 | 3 | 25 | 18 | 1053.6544 | 3.6544
2033 | 3 | 25 | 19 | 1042.0154 | 0
2033 | 3 | 25 | 20 | 1058.3213 | 8.3213
2033 | 3 | 25 | 21 | 1025.0561 | 0
2033 | 3 | 25 | 22 | 1003.0294 | 0
2033 | 3 | 25 | 23 | 972.4812 | 0
2033 | 3 | 26 | 0 | 949.714 | 0
2033 | 3 | 26 | 1 | 920.1221 | 0
2033 | 3 | 26 | 2 | 905.9775 | 0
2033 | 3 | 26 | 3 | 896.1232 | 0
2033 | 3 | 26 | 4 | 891.7247 | 0
2033 | 3 | 26 | 5 | 905.6952 | 0
2033 | 3 | 26 | 6 | 946.0292 | 0
2033 | 3 | 26 | 7 | 967.6389 | 0
2033 | 3 | 26 | 8 | 961.9591 | 0
2033 | 3 | 26 | 9 | 984.2212 | 0
2033 | 3 | 26 | 10 | 1020.065 | 0
2033 | 3 | 26 | 11 | 1036.2137 | 0
2033 | 3 | 26 | 12 | 1038.8238 | 0
2033 | 3 | 26 | 13 | 1032.37 | 0
2033 | 3 | 26 | 14 | 1025.3776 | 0
2033 | 3 | 26 | 15 | 1017.964 | 0
2033 | 3 | 26 | 16 | 1014.9419 | 0
2033 | 3 | 26 | 17 | 1005.9948 | 0
2033 | 3 | 26 | 18 | 987.8963 | 0
2033 | 3 | 26 | 19 | 989.9615 | 0
2033 | 3 | 26 | 20 | 1002.8758 | 0
2033 | 3 | 26 | 21 | 983.5481 | 0
2033 | 3 | 26 | 22 | 960.6572 | 0
2033 | 3 | 26 | 23 | 934.1841 | 0
2033 | 3 | 27 | 0 | 919.6534 | 0
2033 | 3 | 27 | 1 | 886.4796 | 0
2033 | 3 | 27 | 2 | 872.7707 | 0
2033 | 3 | 27 | 3 | 865.4385 | 0
2033 | 3 | 27 | 4 | 858.8466 | 0
2033 | 3 | 27 | 5 | 862.7246 | 0
2033 | 3 | 27 | 6 | 886.9164 | 0
2033 | 3 | 27 | 7 | 885.4494 | 0
2033 | 3 | 27 | 8 | 883.9823 | 0
2033 | 3 | 27 | 9 | 904.7948 | 0
2033 | 3 | 27 | 10 | 934.1987 | 0
2033 | 3 | 27 | 11 | 955.7348 | 0
2033 | 3 | 27 | 12 | 968.2469 | 0
2033 | 3 | 27 | 13 | 966.1764 | 0
2033 | 3 | 27 | 14 | 955.7125 | 0
2033 | 3 | 27 | 15 | 956.2849 | 0
2033 | 3 | 27 | 16 | 964.0929 | 0
2033 | 3 | 27 | 17 | 973.9926 | 0
2033 | 3 | 27 | 18 | 972.7067 | 0
2033 | 3 | 27 | 19 | 979.2648 | 0
2033 | 3 | 27 | 20 | 985.823 | 0
2033 | 3 | 27 | 21 | 963.4046 | 0
2033 | 3 | 27 | 22 | 945.0309 | 0
2033 | 3 | 27 | 23 | 922.7308 | 0
2033 | 3 | 28 | 0 | 905.0305 | 0
2033 | 3 | 28 | 1 | 912.4658 | 0
2033 | 3 | 28 | 2 | 913.1071 | 0
2033 | 3 | 28 | 3 | 913.7484 | 0
2033 | 3 | 28 | 4 | 926.7902 | 0
2033 | 3 | 28 | 5 | 939.832 | 0
2033 | 3 | 28 | 6 | 971.8683 | 0
2033 | 3 | 28 | 7 | 1020.2299 | 0
2033 | 3 | 28 | 8 | 1041.1114 | 0
2033 | 3 | 28 | 9 | 1091.3567 | 41.3567
2033 | 3 | 28 | 10 | 1114.7249 | 64.7249
2033 | 3 | 28 | 11 | 1124.6946 | 74.6946
2033 | 3 | 28 | 12 | 1131.5194 | 81.5194
2033 | 3 | 28 | 13 | 1125.6898 | 75.6898
2033 | 3 | 28 | 14 | 1115.3506 | 65.3506
2033 | 3 | 28 | 15 | 1119.4218 | 69.4218
2033 | 3 | 28 | 16 | 1130.5249 | 80.5249
2033 | 3 | 28 | 17 | 1131.3177 | 81.3177
2033 | 3 | 28 | 18 | 1122.76 | 72.76
2033 | 3 | 28 | 19 | 1114.2189 | 64.2189
2033 | 3 | 28 | 20 | 1104.3739 | 54.3739
2033 | 3 | 28 | 21 | 1094.5454 | 44.5454
2033 | 3 | 28 | 22 | 1064.5292 | 14.5292
2033 | 3 | 28 | 23 | 1023.8534 | 0
2033 | 3 | 29 | 0 | 986.0974 | 0
2033 | 3 | 29 | 1 | 932.777 | 0
2033 | 3 | 29 | 2 | 879.4566 | 0
2033 | 3 | 29 | 3 | 873.8334 | 0
2033 | 3 | 29 | 4 | 882.9082 | 0
2033 | 3 | 29 | 5 | 920.1376 | 0
2033 | 3 | 29 | 6 | 957.367 | 0
2033 | 3 | 29 | 7 | 1021.9679 | 0
2033 | 3 | 29 | 8 | 1042.3188 | 0
2033 | 3 | 29 | 9 | 1083.9274 | 33.9274
2033 | 3 | 29 | 10 | 1114.7654 | 64.7654
2033 | 3 | 29 | 11 | 1133.6061 | 83.6061
2033 | 3 | 29 | 12 | 1135.1116 | 85.1116
2033 | 3 | 29 | 13 | 1130.4512 | 80.4512
2033 | 3 | 29 | 14 | 1115.9371 | 65.9371
2033 | 3 | 29 | 15 | 1111.9395 | 61.9395
2033 | 3 | 29 | 16 | 1106.2895 | 56.2895
2033 | 3 | 29 | 17 | 1107.2178 | 57.2178
2033 | 3 | 29 | 18 | 1099.5468 | 49.5468
2033 | 3 | 29 | 19 | 1091.8758 | 41.8758
2033 | 3 | 29 | 20 | 1088.0932 | 38.0932
2033 | 3 | 29 | 21 | 1053.4898 | 3.4898
2033 | 3 | 29 | 22 | 1016.4336 | 0
2033 | 3 | 29 | 23 | 969.9168 | 0
2033 | 3 | 30 | 0 | 931.0763 | 0
2033 | 3 | 30 | 1 | 925.8591 | 0
2033 | 3 | 30 | 2 | 914.673 | 0
2033 | 3 | 30 | 3 | 903.4517 | 0
2033 | 3 | 30 | 4 | 914.8966 | 0
2033 | 3 | 30 | 5 | 926.3416 | 0
2033 | 3 | 30 | 6 | 983.0586 | 0
2033 | 3 | 30 | 7 | 1030.9097 | 0
2033 | 3 | 30 | 8 | 1045.448 | 0
2033 | 3 | 30 | 9 | 1076.8059 | 26.8059
2033 | 3 | 30 | 10 | 1087.5605 | 37.5605
2033 | 3 | 30 | 11 | 1098.3151 | 48.3151
2033 | 3 | 30 | 12 | 1097.9646 | 47.9646
2033 | 3 | 30 | 13 | 1095.6616 | 45.6616
2033 | 3 | 30 | 14 | 1094.0523 | 44.0523
2033 | 3 | 30 | 15 | 1091.5207 | 41.5207
2033 | 3 | 30 | 16 | 1106.6812 | 56.6812
2033 | 3 | 30 | 17 | 1112.1756 | 62.1756
2033 | 3 | 30 | 18 | 1110.5907 | 60.5907
2033 | 3 | 30 | 19 | 1084.3182 | 34.3182
2033 | 3 | 30 | 20 | 1067.8566 | 17.8566
2033 | 3 | 30 | 21 | 1051.395 | 1.395
2033 | 3 | 30 | 22 | 1024.1245 | 0
2033 | 3 | 30 | 23 | 985.2161 | 0
2033 | 3 | 31 | 0 | 954.825 | 0
2033 | 3 | 31 | 1 | 913.6564 | 0
2033 | 3 | 31 | 2 | 898.931 | 0
2033 | 3 | 31 | 3 | 889.7665 | 0
2033 | 3 | 31 | 4 | 898.6742 | 0
2033 | 3 | 31 | 5 | 907.5819 | 0
2033 | 3 | 31 | 6 | 971.5017 | 0
2033 | 3 | 31 | 7 | 1035.0426 | 0
2033 | 3 | 31 | 8 | 1053.5069 | 3.5069
2033 | 3 | 31 | 9 | 1093.8403 | 43.8403
2033 | 3 | 31 | 10 | 1089.1293 | 39.1293
2033 | 3 | 31 | 11 | 1090.1081 | 40.1081
2033 | 3 | 31 | 12 | 1095.0052 | 45.0052
2033 | 3 | 31 | 13 | 1091.8795 | 41.8795
2033 | 3 | 31 | 14 | 1084.8593 | 34.8593
2033 | 3 | 31 | 15 | 1082.1033 | 32.1033
2033 | 3 | 31 | 16 | 1083.9725 | 33.9725
2033 | 3 | 31 | 17 | 1072.0412 | 22.0412
2033 | 3 | 31 | 18 | 1061.2851 | 11.2851
2033 | 3 | 31 | 19 | 1056.3665 | 6.3665
2033 | 3 | 31 | 20 | 1043.3461 | 0
2033 | 3 | 31 | 21 | 1036.1632 | 0
2033 | 3 | 31 | 22 | 998.6018 | 0
2033 | 3 | 31 | 23 | 950.4497 | 0
2033 | 4 | 1 | 0 | 914.4543 | 0
2033 | 4 | 1 | 1 | 938.2694 | 0
2033 | 4 | 1 | 2 | 917.2127 | 0
2033 | 4 | 1 | 3 | 914.8192 | 0
2033 | 4 | 1 | 4 | 921.9751 | 0
2033 | 4 | 1 | 5 | 936.6057 | 0
2033 | 4 | 1 | 6 | 978.6435 | 0
2033 | 4 | 1 | 7 | 1025.3523 | 0
2033 | 4 | 1 | 8 | 1034.1621 | 0
2033 | 4 | 1 | 9 | 1057.5345 | 7.5345
2033 | 4 | 1 | 10 | 1060.2706 | 10.2706
2033 | 4 | 1 | 11 | 1072.3402 | 22.3402
2033 | 4 | 1 | 12 | 1079.3453 | 29.3453
2033 | 4 | 1 | 13 | 1088.8276 | 38.8276
2033 | 4 | 1 | 14 | 1087.2316 | 37.2316
2033 | 4 | 1 | 15 | 1080.2397 | 30.2397
2033 | 4 | 1 | 16 | 1073.4678 | 23.4678
2033 | 4 | 1 | 17 | 1069.3211 | 19.3211
2033 | 4 | 1 | 18 | 1035.3968 | 0
2033 | 4 | 1 | 19 | 1029.3468 | 0
2033 | 4 | 1 | 20 | 1039.258 | 0
2033 | 4 | 1 | 21 | 1013.9259 | 0
2033 | 4 | 1 | 22 | 993.0377 | 0
2033 | 4 | 1 | 23 | 965.8706 | 0
2033 | 4 | 2 | 0 | 947.1151 | 0
2033 | 4 | 2 | 1 | 906.9586 | 0
2033 | 4 | 2 | 2 | 866.8022 | 0
2033 | 4 | 2 | 3 | 862.2018 | 0
2033 | 4 | 2 | 4 | 860.2184 | 0
2033 | 4 | 2 | 5 | 867.5612 | 0
2033 | 4 | 2 | 6 | 883.9154 | 0
2033 | 4 | 2 | 7 | 896.2975 | 0
2033 | 4 | 2 | 8 | 902.5534 | 0
2033 | 4 | 2 | 9 | 914.4827 | 0
2033 | 4 | 2 | 10 | 938.5407 | 0
2033 | 4 | 2 | 11 | 952.7174 | 0
2033 | 4 | 2 | 12 | 958.9514 | 0
2033 | 4 | 2 | 13 | 949.7865 | 0
2033 | 4 | 2 | 14 | 950.6665 | 0
2033 | 4 | 2 | 15 | 945.125 | 0
2033 | 4 | 2 | 16 | 939.0865 | 0
2033 | 4 | 2 | 17 | 934.3863 | 0
2033 | 4 | 2 | 18 | 921.8052 | 0
2033 | 4 | 2 | 19 | 916.6546 | 0
2033 | 4 | 2 | 20 | 930.9995 | 0
2033 | 4 | 2 | 21 | 906.899 | 0
2033 | 4 | 2 | 22 | 885.1307 | 0
2033 | 4 | 2 | 23 | 869.6428 | 0
2033 | 4 | 3 | 0 | 855.2457 | 0
2033 | 4 | 3 | 1 | 854.6002 | 0
2033 | 4 | 3 | 2 | 836.8703 | 0
2033 | 4 | 3 | 3 | 831.3964 | 0
2033 | 4 | 3 | 4 | 829.3468 | 0
2033 | 4 | 3 | 5 | 830.4375 | 0
2033 | 4 | 3 | 6 | 843.8272 | 0
2033 | 4 | 3 | 7 | 848.7955 | 0
2033 | 4 | 3 | 8 | 850.055 | 0
2033 | 4 | 3 | 9 | 863.5066 | 0
2033 | 4 | 3 | 10 | 887.7808 | 0
2033 | 4 | 3 | 11 | 909.6857 | 0
2033 | 4 | 3 | 12 | 926.6807 | 0
2033 | 4 | 3 | 13 | 926.8107 | 0
2033 | 4 | 3 | 14 | 924.4074 | 0
2033 | 4 | 3 | 15 | 922.4719 | 0
2033 | 4 | 3 | 16 | 929.4043 | 0
2033 | 4 | 3 | 17 | 938.2878 | 0
2033 | 4 | 3 | 18 | 935.4045 | 0
2033 | 4 | 3 | 19 | 934.9567 | 0
2033 | 4 | 3 | 20 | 955.7602 | 0
2033 | 4 | 3 | 21 | 937.5949 | 0
2033 | 4 | 3 | 22 | 928.7062 | 0
2033 | 4 | 3 | 23 | 909.4984 | 0
2033 | 4 | 4 | 0 | 892.1726 | 0
2033 | 4 | 4 | 1 | 913.891 | 0
2033 | 4 | 4 | 2 | 897.2584 | 0
2033 | 4 | 4 | 3 | 895.493 | 0
2033 | 4 | 4 | 4 | 895.774 | 0
2033 | 4 | 4 | 5 | 913.4687 | 0
2033 | 4 | 4 | 6 | 959.9736 | 0
2033 | 4 | 4 | 7 | 1003.7298 | 0
2033 | 4 | 4 | 8 | 1021.1674 | 0
2033 | 4 | 4 | 9 | 1056.5079 | 6.5079
2033 | 4 | 4 | 10 | 1081.2357 | 31.2357
2033 | 4 | 4 | 11 | 1093.7133 | 43.7133
2033 | 4 | 4 | 12 | 1103.1611 | 53.1611
2033 | 4 | 4 | 13 | 1100.222 | 50.222
2033 | 4 | 4 | 14 | 1092.3889 | 42.3889
2033 | 4 | 4 | 15 | 1097.5088 | 47.5088
2033 | 4 | 4 | 16 | 1108.0518 | 58.0518
2033 | 4 | 4 | 17 | 1107.6783 | 57.6783
2033 | 4 | 4 | 18 | 1089.5759 | 39.5759
2033 | 4 | 4 | 19 | 1071.0966 | 21.0966
2033 | 4 | 4 | 20 | 1089.4733 | 39.4733
2033 | 4 | 4 | 21 | 1064.4867 | 14.4867
2033 | 4 | 4 | 22 | 1039.4022 | 0
2033 | 4 | 4 | 23 | 1003.3461 | 0
2033 | 4 | 5 | 0 | 973.9027 | 0
2033 | 4 | 5 | 1 | 929.0167 | 0
2033 | 4 | 5 | 2 | 909.0515 | 0
2033 | 4 | 5 | 3 | 903.5556 | 0
2033 | 4 | 5 | 4 | 906.3646 | 0
2033 | 4 | 5 | 5 | 922.7696 | 0
2033 | 4 | 5 | 6 | 966.7938 | 0
2033 | 4 | 5 | 7 | 1017.7984 | 0
2033 | 4 | 5 | 8 | 1039.0755 | 0
2033 | 4 | 5 | 9 | 1073.373 | 23.373
2033 | 4 | 5 | 10 | 1098.7095 | 48.7095
2033 | 4 | 5 | 11 | 1112.4784 | 62.4784
2033 | 4 | 5 | 12 | 1114.0832 | 64.0832
2033 | 4 | 5 | 13 | 1107.678 | 57.678
2033 | 4 | 5 | 14 | 1095.865 | 45.865
2033 | 4 | 5 | 15 | 1095.6332 | 45.6332
2033 | 4 | 5 | 16 | 1093.7613 | 43.7613
2033 | 4 | 5 | 17 | 1094.4844 | 44.4844
2033 | 4 | 5 | 18 | 1087.8133 | 37.8133
2033 | 4 | 5 | 19 | 1066.8502 | 16.8502
2033 | 4 | 5 | 20 | 1080.2573 | 30.2573
2033 | 4 | 5 | 21 | 1038.7819 | 0
2033 | 4 | 5 | 22 | 1001.4574 | 0
2033 | 4 | 5 | 23 | 958.8515 | 0
2033 | 4 | 6 | 0 | 955.4579 | 0
2033 | 4 | 6 | 1 | 982.1671 | 0
2033 | 4 | 6 | 2 | 965.0765 | 0
2033 | 4 | 6 | 3 | 965.8441 | 0
2033 | 4 | 6 | 4 | 975.3136 | 0
2033 | 4 | 6 | 5 | 996.4474 | 0
2033 | 4 | 6 | 6 | 1038.0342 | 0
2033 | 4 | 6 | 7 | 1076.889 | 26.889
2033 | 4 | 6 | 8 | 1096.3266 | 46.3266
2033 | 4 | 6 | 9 | 1117.8178 | 67.8178
2033 | 4 | 6 | 10 | 1136.9781 | 86.9781
2033 | 4 | 6 | 11 | 1145.8908 | 95.8908
2033 | 4 | 6 | 12 | 1148.4255 | 98.4255
2033 | 4 | 6 | 13 | 1140.314 | 90.314
2033 | 4 | 6 | 14 | 1141.4374 | 91.4374
2033 | 4 | 6 | 15 | 1141.2793 | 91.2793
2033 | 4 | 6 | 16 | 1146.1793 | 96.1793
2033 | 4 | 6 | 17 | 1151.6427 | 101.6427
2033 | 4 | 6 | 18 | 1160.9715 | 110.9715
2033 | 4 | 6 | 19 | 1144.874 | 94.874
2033 | 4 | 6 | 20 | 1157.1638 | 107.1638
2033 | 4 | 6 | 21 | 1128.2639 | 78.2639
2033 | 4 | 6 | 22 | 1102.187 | 52.187
2033 | 4 | 6 | 23 | 1066.0335 | 16.0335
2033 | 4 | 7 | 0 | 1039.7544 | 0
2033 | 4 | 7 | 1 | 1009.4109 | 0
2033 | 4 | 7 | 2 | 979.0674 | 0
2033 | 4 | 7 | 3 | 977.4328 | 0
2033 | 4 | 7 | 4 | 982.2385 | 0
2033 | 4 | 7 | 5 | 995.5325 | 0
2033 | 4 | 7 | 6 | 1032.3714 | 0
2033 | 4 | 7 | 7 | 1069.9055 | 19.9055
2033 | 4 | 7 | 8 | 1098.8429 | 48.8429
2033 | 4 | 7 | 9 | 1140.9101 | 90.9101
2033 | 4 | 7 | 10 | 1140.5414 | 90.5414
2033 | 4 | 7 | 11 | 1149.5181 | 99.5181
2033 | 4 | 7 | 12 | 1149.0447 | 99.0447
2033 | 4 | 7 | 13 | 1143.2688 | 93.2688
2033 | 4 | 7 | 14 | 1139.5101 | 89.5101
2033 | 4 | 7 | 15 | 1135.0696 | 85.0696
2033 | 4 | 7 | 16 | 1132.9659 | 82.9659
2033 | 4 | 7 | 17 | 1129.1633 | 79.1633
2033 | 4 | 7 | 18 | 1112.6284 | 62.6284
2033 | 4 | 7 | 19 | 1093.4887 | 43.4887
2033 | 4 | 7 | 20 | 1116.2162 | 66.2162
2033 | 4 | 7 | 21 | 1090.4602 | 40.4602
2033 | 4 | 7 | 22 | 1068.6694 | 18.6694
2033 | 4 | 7 | 23 | 1038.8626 | 0
2033 | 4 | 8 | 0 | 1019.4256 | 0
2033 | 4 | 8 | 1 | 991.6926 | 0
2033 | 4 | 8 | 2 | 977.3806 | 0
2033 | 4 | 8 | 3 | 973.7828 | 0
2033 | 4 | 8 | 4 | 976.2762 | 0
2033 | 4 | 8 | 5 | 997.3128 | 0
2033 | 4 | 8 | 6 | 1038.6106 | 0
2033 | 4 | 8 | 7 | 1078.5298 | 28.5298
2033 | 4 | 8 | 8 | 1095.1824 | 45.1824
2033 | 4 | 8 | 9 | 1117.2138 | 67.2138
2033 | 4 | 8 | 10 | 1120.9245 | 70.9245
2033 | 4 | 8 | 11 | 1128.3887 | 78.3887
2033 | 4 | 8 | 12 | 1138.9595 | 88.9595
2033 | 4 | 8 | 13 | 1136.8656 | 86.8656
2033 | 4 | 8 | 14 | 1128.8872 | 78.8872
2033 | 4 | 8 | 15 | 1124.1374 | 74.1374
2033 | 4 | 8 | 16 | 1117.3562 | 67.3562
2033 | 4 | 8 | 17 | 1104.5979 | 54.5979
2033 | 4 | 8 | 18 | 1083.5366 | 33.5366
2033 | 4 | 8 | 19 | 1069.056 | 19.056
2033 | 4 | 8 | 20 | 1091.0446 | 41.0446
2033 | 4 | 8 | 21 | 1065.4966 | 15.4966
2033 | 4 | 8 | 22 | 1041.3452 | 0
2033 | 4 | 8 | 23 | 1008.1874 | 0
2033 | 4 | 9 | 0 | 985.5488 | 0
2033 | 4 | 9 | 1 | 938.8275 | 0
2033 | 4 | 9 | 2 | 892.1063 | 0
2033 | 4 | 9 | 3 | 885.4445 | 0
2033 | 4 | 9 | 4 | 884.5338 | 0
2033 | 4 | 9 | 5 | 892.7133 | 0
2033 | 4 | 9 | 6 | 910.5781 | 0
2033 | 4 | 9 | 7 | 921.8123 | 0
2033 | 4 | 9 | 8 | 924.1859 | 0
2033 | 4 | 9 | 9 | 937.3121 | 0
2033 | 4 | 9 | 10 | 974.5045 | 0
2033 | 4 | 9 | 11 | 992.8318 | 0
2033 | 4 | 9 | 12 | 1000.2921 | 0
2033 | 4 | 9 | 13 | 997.5486 | 0
2033 | 4 | 9 | 14 | 993.7411 | 0
2033 | 4 | 9 | 15 | 990.1338 | 0
2033 | 4 | 9 | 16 | 982.6251 | 0
2033 | 4 | 9 | 17 | 978.328 | 0
2033 | 4 | 9 | 18 | 969.9759 | 0
2033 | 4 | 9 | 19 | 950.6998 | 0
2033 | 4 | 9 | 20 | 977.9649 | 0
2033 | 4 | 9 | 21 | 956.4946 | 0
2033 | 4 | 9 | 22 | 937.3473 | 0
2033 | 4 | 9 | 23 | 917.9245 | 0
2033 | 4 | 10 | 0 | 901.5303 | 0
2033 | 4 | 10 | 1 | 863.005 | 0
2033 | 4 | 10 | 2 | 844.926 | 0
2033 | 4 | 10 | 3 | 837.1441 | 0
2033 | 4 | 10 | 4 | 833.9787 | 0
2033 | 4 | 10 | 5 | 840.3365 | 0
2033 | 4 | 10 | 6 | 851.1327 | 0
2033 | 4 | 10 | 7 | 852.4215 | 0
2033 | 4 | 10 | 8 | 847.9086 | 0
2033 | 4 | 10 | 9 | 862.3555 | 0
2033 | 4 | 10 | 10 | 886.6466 | 0
2033 | 4 | 10 | 11 | 909.6769 | 0
2033 | 4 | 10 | 12 | 927.9129 | 0
2033 | 4 | 10 | 13 | 934.4335 | 0
2033 | 4 | 10 | 14 | 930.0603 | 0
2033 | 4 | 10 | 15 | 928.0429 | 0
2033 | 4 | 10 | 16 | 937.7316 | 0
2033 | 4 | 10 | 17 | 944.6561 | 0
2033 | 4 | 10 | 18 | 936.1507 | 0
2033 | 4 | 10 | 19 | 929.0043 | 0
2033 | 4 | 10 | 20 | 957.8254 | 0
2033 | 4 | 10 | 21 | 940.2474 | 0
2033 | 4 | 10 | 22 | 916.037 | 0
2033 | 4 | 10 | 23 | 895.5439 | 0
2033 | 4 | 11 | 0 | 875.2691 | 0
2033 | 4 | 11 | 1 | 894.3449 | 0
2033 | 4 | 11 | 2 | 913.4206 | 0
2033 | 4 | 11 | 3 | 910.117 | 0
2033 | 4 | 11 | 4 | 913.2151 | 0
2033 | 4 | 11 | 5 | 932.7272 | 0
2033 | 4 | 11 | 6 | 977.9921 | 0
2033 | 4 | 11 | 7 | 1021.3747 | 0
2033 | 4 | 11 | 8 | 1034.0966 | 0
2033 | 4 | 11 | 9 | 1054.7157 | 4.7157
2033 | 4 | 11 | 10 | 1076.7617 | 26.7617
2033 | 4 | 11 | 11 | 1085.9803 | 35.9803
2033 | 4 | 11 | 12 | 1095.111 | 45.111
2033 | 4 | 11 | 13 | 1088.8752 | 38.8752
2033 | 4 | 11 | 14 | 1082.0238 | 32.0238
2033 | 4 | 11 | 15 | 1083.9197 | 33.9197
2033 | 4 | 11 | 16 | 1092.3555 | 42.3555
2033 | 4 | 11 | 17 | 1093.1527 | 43.1527
2033 | 4 | 11 | 18 | 1081.1379 | 31.1379
2033 | 4 | 11 | 19 | 1061.7765 | 11.7765
2033 | 4 | 11 | 20 | 1089.7642 | 39.7642
2033 | 4 | 11 | 21 | 1062.7577 | 12.7577
2033 | 4 | 11 | 22 | 1040.5846 | 0
2033 | 4 | 11 | 23 | 1005.494 | 0
2033 | 4 | 12 | 0 | 975.2639 | 0
2033 | 4 | 12 | 1 | 941.8924 | 0
2033 | 4 | 12 | 2 | 924.4073 | 0
2033 | 4 | 12 | 3 | 921.6243 | 0
2033 | 4 | 12 | 4 | 925.3142 | 0
2033 | 4 | 12 | 5 | 945.852 | 0
2033 | 4 | 12 | 6 | 983.1844 | 0
2033 | 4 | 12 | 7 | 1029.5579 | 0
2033 | 4 | 12 | 8 | 1060.3576 | 10.3576
2033 | 4 | 12 | 9 | 1086.0395 | 36.0395
2033 | 4 | 12 | 10 | 1113.5659 | 63.5659
2033 | 4 | 12 | 11 | 1129.308 | 79.308
2033 | 4 | 12 | 12 | 1135.617 | 85.617
2033 | 4 | 12 | 13 | 1128.7053 | 78.7053
2033 | 4 | 12 | 14 | 1118.6492 | 68.6492
2033 | 4 | 12 | 15 | 1116.2242 | 66.2242
2033 | 4 | 12 | 16 | 1107.9067 | 57.9067
2033 | 4 | 12 | 17 | 1109.2079 | 59.2079
2033 | 4 | 12 | 18 | 1105.7555 | 55.7555
2033 | 4 | 12 | 19 | 1081.7812 | 31.7812
2033 | 4 | 12 | 20 | 1105.7458 | 55.7458
2033 | 4 | 12 | 21 | 1074.9427 | 24.9427
2033 | 4 | 12 | 22 | 1042.3208 | 0
2033 | 4 | 12 | 23 | 1002.586 | 0
2033 | 4 | 13 | 0 | 971.5304 | 0
2033 | 4 | 13 | 1 | 951.4915 | 0
2033 | 4 | 13 | 2 | 934.8365 | 0
2033 | 4 | 13 | 3 | 930.886 | 0
2033 | 4 | 13 | 4 | 937.3636 | 0
2033 | 4 | 13 | 5 | 955.4716 | 0
2033 | 4 | 13 | 6 | 994.7541 | 0
2033 | 4 | 13 | 7 | 1035.0375 | 0
2033 | 4 | 13 | 8 | 1057.5336 | 7.5336
2033 | 4 | 13 | 9 | 1080.4862 | 30.4862
2033 | 4 | 13 | 10 | 1102.9681 | 52.9681
2033 | 4 | 13 | 11 | 1112.7426 | 62.7426
2033 | 4 | 13 | 12 | 1119.8842 | 69.8842
2033 | 4 | 13 | 13 | 1114.4089 | 64.4089
2033 | 4 | 13 | 14 | 1113.4649 | 63.4649
2033 | 4 | 13 | 15 | 1111.2228 | 61.2228
2033 | 4 | 13 | 16 | 1116.6951 | 66.6951
2033 | 4 | 13 | 17 | 1116.0593 | 66.0593
2033 | 4 | 13 | 18 | 1112.2854 | 62.2854
2033 | 4 | 13 | 19 | 1091.1377 | 41.1377
2033 | 4 | 13 | 20 | 1112.0224 | 62.0224
2033 | 4 | 13 | 21 | 1080.1173 | 30.1173
2033 | 4 | 13 | 22 | 1045.6111 | 0
2033 | 4 | 13 | 23 | 1006.3707 | 0
2033 | 4 | 14 | 0 | 976.7852 | 0
2033 | 4 | 14 | 1 | 939.735 | 0
2033 | 4 | 14 | 2 | 924.2609 | 0
2033 | 4 | 14 | 3 | 919.9998 | 0
2033 | 4 | 14 | 4 | 926.5171 | 0
2033 | 4 | 14 | 5 | 946.2644 | 0
2033 | 4 | 14 | 6 | 988.3705 | 0
2033 | 4 | 14 | 7 | 1036.0617 | 0
2033 | 4 | 14 | 8 | 1055.8808 | 5.8808
2033 | 4 | 14 | 9 | 1081.5592 | 31.5592
2033 | 4 | 14 | 10 | 1094.9561 | 44.9561
2033 | 4 | 14 | 11 | 1106.9687 | 56.9687
2033 | 4 | 14 | 12 | 1119.5176 | 69.5176
2033 | 4 | 14 | 13 | 1120.0875 | 70.0875
2033 | 4 | 14 | 14 | 1118.3206 | 68.3206
2033 | 4 | 14 | 15 | 1117.1548 | 67.1548
2033 | 4 | 14 | 16 | 1119.897 | 69.897
2033 | 4 | 14 | 17 | 1113.0302 | 63.0302
2033 | 4 | 14 | 18 | 1089.9317 | 39.9317
2033 | 4 | 14 | 19 | 1062.158 | 12.158
2033 | 4 | 14 | 20 | 1085.3491 | 35.3491
2033 | 4 | 14 | 21 | 1049.6085 | 0
2033 | 4 | 14 | 22 | 1016.0092 | 0
2033 | 4 | 14 | 23 | 981.3451 | 0
2033 | 4 | 15 | 0 | 956.7535 | 0
2033 | 4 | 15 | 1 | 932.8954 | 0
2033 | 4 | 15 | 2 | 909.0373 | 0
2033 | 4 | 15 | 3 | 901.6144 | 0
2033 | 4 | 15 | 4 | 901.366 | 0
2033 | 4 | 15 | 5 | 912.5581 | 0
2033 | 4 | 15 | 6 | 935.7079 | 0
2033 | 4 | 15 | 7 | 944.5515 | 0
2033 | 4 | 15 | 8 | 943.476 | 0
2033 | 4 | 15 | 9 | 955.3629 | 0
2033 | 4 | 15 | 10 | 969.2353 | 0
2033 | 4 | 15 | 11 | 981.7763 | 0
2033 | 4 | 15 | 12 | 993.7249 | 0
2033 | 4 | 15 | 13 | 995.1375 | 0
2033 | 4 | 15 | 14 | 990.89 | 0
2033 | 4 | 15 | 15 | 990.2043 | 0
2033 | 4 | 15 | 16 | 989.7911 | 0
2033 | 4 | 15 | 17 | 992.4079 | 0
2033 | 4 | 15 | 18 | 975.3695 | 0
2033 | 4 | 15 | 19 | 970.5076 | 0
2033 | 4 | 15 | 20 | 982.5819 | 0
2033 | 4 | 15 | 21 | 957.6477 | 0
2033 | 4 | 15 | 22 | 943.136 | 0
2033 | 4 | 15 | 23 | 924.4492 | 0
2033 | 4 | 16 | 0 | 915.4324 | 0
2033 | 4 | 16 | 1 | 884.6711 | 0
2033 | 4 | 16 | 2 | 853.9097 | 0
2033 | 4 | 16 | 3 | 844.8307 | 0
2033 | 4 | 16 | 4 | 841.4775 | 0
2033 | 4 | 16 | 5 | 849.9717 | 0
2033 | 4 | 16 | 6 | 868.4515 | 0
2033 | 4 | 16 | 7 | 879.987 | 0
2033 | 4 | 16 | 8 | 891.5224 | 0
2033 | 4 | 16 | 9 | 916.6829 | 0
2033 | 4 | 16 | 10 | 952.041 | 0
2033 | 4 | 16 | 11 | 973.3919 | 0
2033 | 4 | 16 | 12 | 981.3567 | 0
2033 | 4 | 16 | 13 | 971.768 | 0
2033 | 4 | 16 | 14 | 958.7787 | 0
2033 | 4 | 16 | 15 | 953.3565 | 0
2033 | 4 | 16 | 16 | 958.9059 | 0
2033 | 4 | 16 | 17 | 968.4911 | 0
2033 | 4 | 16 | 18 | 957.2483 | 0
2033 | 4 | 16 | 19 | 936.307 | 0
2033 | 4 | 16 | 20 | 950.9951 | 0
2033 | 4 | 16 | 21 | 933.5167 | 0
2033 | 4 | 16 | 22 | 907.9492 | 0
2033 | 4 | 16 | 23 | 881.0166 | 0
2033 | 4 | 17 | 0 | 858.4627 | 0
2033 | 4 | 17 | 1 | 850.3222 | 0
2033 | 4 | 17 | 2 | 833.5681 | 0
2033 | 4 | 17 | 3 | 823.7862 | 0
2033 | 4 | 17 | 4 | 821.1068 | 0
2033 | 4 | 17 | 5 | 821.0618 | 0
2033 | 4 | 17 | 6 | 829.6769 | 0
2033 | 4 | 17 | 7 | 831.3347 | 0
2033 | 4 | 17 | 8 | 832.9925 | 0
2033 | 4 | 17 | 9 | 853.19 | 0
2033 | 4 | 17 | 10 | 883.2571 | 0
2033 | 4 | 17 | 11 | 901.6213 | 0
2033 | 4 | 17 | 12 | 919.8604 | 0
2033 | 4 | 17 | 13 | 918.8299 | 0
2033 | 4 | 17 | 14 | 913.2479 | 0
2033 | 4 | 17 | 15 | 915.5372 | 0
2033 | 4 | 17 | 16 | 924.0678 | 0
2033 | 4 | 17 | 17 | 932.9351 | 0
2033 | 4 | 17 | 18 | 931.8342 | 0
2033 | 4 | 17 | 19 | 925.1602 | 0
2033 | 4 | 17 | 20 | 947.1922 | 0
2033 | 4 | 17 | 21 | 939.1649 | 0
2033 | 4 | 17 | 22 | 911.1043 | 0
2033 | 4 | 17 | 23 | 887.0098 | 0
2033 | 4 | 18 | 0 | 865.7195 | 0
2033 | 4 | 18 | 1 | 892.8369 | 0
2033 | 4 | 18 | 2 | 919.9543 | 0
2033 | 4 | 18 | 3 | 900.702 | 0
2033 | 4 | 18 | 4 | 887.4106 | 0
2033 | 4 | 18 | 5 | 893.755 | 0
2033 | 4 | 18 | 6 | 939.9624 | 0
2033 | 4 | 18 | 7 | 971.2859 | 0
2033 | 4 | 18 | 8 | 971.0095 | 0
2033 | 4 | 18 | 9 | 993.567 | 0
2033 | 4 | 18 | 10 | 1023.1348 | 0
2033 | 4 | 18 | 11 | 1039.4182 | 0
2033 | 4 | 18 | 12 | 1051.1913 | 1.1913
2033 | 4 | 18 | 13 | 1048.2504 | 0
2033 | 4 | 18 | 14 | 1035.8892 | 0
2033 | 4 | 18 | 15 | 1035.7848 | 0
2033 | 4 | 18 | 16 | 1039.3957 | 0
2033 | 4 | 18 | 17 | 1034.8055 | 0
2033 | 4 | 18 | 18 | 1016.6915 | 0
2033 | 4 | 18 | 19 | 1012.0483 | 0
2033 | 4 | 18 | 20 | 1026.2976 | 0
2033 | 4 | 18 | 21 | 989.7596 | 0
2033 | 4 | 18 | 22 | 962.7385 | 0
2033 | 4 | 18 | 23 | 930.119 | 0
2033 | 4 | 19 | 0 | 903.7 | 0
2033 | 4 | 19 | 1 | 904.2169 | 0
2033 | 4 | 19 | 2 | 890.1491 | 0
2033 | 4 | 19 | 3 | 884.4488 | 0
2033 | 4 | 19 | 4 | 883.8682 | 0
2033 | 4 | 19 | 5 | 916.638 | 0
2033 | 4 | 19 | 6 | 949.4077 | 0
2033 | 4 | 19 | 7 | 1009.044 | 0
2033 | 4 | 19 | 8 | 1027.4643 | 0
2033 | 4 | 19 | 9 | 1051.6647 | 1.6647
2033 | 4 | 19 | 10 | 1072.479 | 22.479
2033 | 4 | 19 | 11 | 1084.3792 | 34.3792
2033 | 4 | 19 | 12 | 1088.7415 | 38.7415
2033 | 4 | 19 | 13 | 1083.1862 | 33.1862
2033 | 4 | 19 | 14 | 1072.2997 | 22.2997
2033 | 4 | 19 | 15 | 1070.7321 | 20.7321
2033 | 4 | 19 | 16 | 1066.398 | 16.398
2033 | 4 | 19 | 17 | 1068.1082 | 18.1082
2033 | 4 | 19 | 18 | 1066.0896 | 16.0896
2033 | 4 | 19 | 19 | 1049.104 | 0
2033 | 4 | 19 | 20 | 1054.3836 | 4.3836
2033 | 4 | 19 | 21 | 1021.8245 | 0
2033 | 4 | 19 | 22 | 981.6458 | 0
2033 | 4 | 19 | 23 | 939.5308 | 0
2033 | 4 | 20 | 0 | 907.3401 | 0
2033 | 4 | 20 | 1 | 903.2847 | 0
2033 | 4 | 20 | 2 | 891.4183 | 0
2033 | 4 | 20 | 3 | 888.2851 | 0
2033 | 4 | 20 | 4 | 895.0758 | 0
2033 | 4 | 20 | 5 | 915.1107 | 0
2033 | 4 | 20 | 6 | 951.6759 | 0
2033 | 4 | 20 | 7 | 973.9773 | 0
2033 | 4 | 20 | 8 | 996.2787 | 0
2033 | 4 | 20 | 9 | 1012.124 | 0
2033 | 4 | 20 | 10 | 1027.8116 | 0
2033 | 4 | 20 | 11 | 1033.7063 | 0
2033 | 4 | 20 | 12 | 1031.5788 | 0
2033 | 4 | 20 | 13 | 1025.0251 | 0
2033 | 4 | 20 | 14 | 1016.9387 | 0
2033 | 4 | 20 | 15 | 1012.2924 | 0
2033 | 4 | 20 | 16 | 1021.5164 | 0
2033 | 4 | 20 | 17 | 1019.0292 | 0
2033 | 4 | 20 | 18 | 1020.8398 | 0
2033 | 4 | 20 | 19 | 992.9171 | 0
2033 | 4 | 20 | 20 | 1007.8337 | 0
2033 | 4 | 20 | 21 | 983.1906 | 0
2033 | 4 | 20 | 22 | 954.8392 | 0
2033 | 4 | 20 | 23 | 926.726 | 0
2033 | 4 | 21 | 0 | 910.6304 | 0
2033 | 4 | 21 | 1 | 890.9395 | 0
2033 | 4 | 21 | 2 | 871.2486 | 0
2033 | 4 | 21 | 3 | 867.7933 | 0
2033 | 4 | 21 | 4 | 872.1777 | 0
2033 | 4 | 21 | 5 | 890.0238 | 0
2033 | 4 | 21 | 6 | 930.9936 | 0
2033 | 4 | 21 | 7 | 966.5873 | 0
2033 | 4 | 21 | 8 | 1005.2152 | 0
2033 | 4 | 21 | 9 | 1043.8431 | 0
2033 | 4 | 21 | 10 | 1059.4291 | 9.4291
2033 | 4 | 21 | 11 | 1079.1866 | 29.1866
2033 | 4 | 21 | 12 | 1102.1024 | 52.1024
2033 | 4 | 21 | 13 | 1113.5375 | 63.5375
2033 | 4 | 21 | 14 | 1115.6308 | 65.6308
2033 | 4 | 21 | 15 | 1120.9873 | 70.9873
2033 | 4 | 21 | 16 | 1120.5834 | 70.5834
2033 | 4 | 21 | 17 | 1103.5646 | 53.5646
2033 | 4 | 21 | 18 | 1083.6306 | 33.6306
2033 | 4 | 21 | 19 | 1056.4368 | 6.4368
2033 | 4 | 21 | 20 | 1052.8231 | 2.8231
2033 | 4 | 21 | 21 | 1026.6474 | 0
2033 | 4 | 21 | 22 | 992.3816 | 0
2033 | 4 | 21 | 23 | 956.6013 | 0
2033 | 4 | 22 | 0 | 929.3824 | 0
2033 | 4 | 22 | 1 | 873.8946 | 0
2033 | 4 | 22 | 2 | 858.4101 | 0
2033 | 4 | 22 | 3 | 851.3779 | 0
2033 | 4 | 22 | 4 | 854.1779 | 0
2033 | 4 | 22 | 5 | 873.3007 | 0
2033 | 4 | 22 | 6 | 923.7054 | 0
2033 | 4 | 22 | 7 | 969.2145 | 0
2033 | 4 | 22 | 8 | 1014.7237 | 0
2033 | 4 | 22 | 9 | 1039.4663 | 0
2033 | 4 | 22 | 10 | 1050.8001 | 0.80008
2033 | 4 | 22 | 11 | 1057.9958 | 7.9958
2033 | 4 | 22 | 12 | 1071.238 | 21.238
2033 | 4 | 22 | 13 | 1069.538 | 19.538
2033 | 4 | 22 | 14 | 1064.6214 | 14.6214
2033 | 4 | 22 | 15 | 1065.5828 | 15.5828
2033 | 4 | 22 | 16 | 1067.6615 | 17.6615
2033 | 4 | 22 | 17 | 1060.8196 | 10.8196
2033 | 4 | 22 | 18 | 1039.3466 | 0
2033 | 4 | 22 | 19 | 1015.2725 | 0
2033 | 4 | 22 | 20 | 1026.3019 | 0
2033 | 4 | 22 | 21 | 1015.4012 | 0
2033 | 4 | 22 | 22 | 982.4285 | 0
2033 | 4 | 22 | 23 | 939.2174 | 0
2033 | 4 | 23 | 0 | 907.7361 | 0
2033 | 4 | 23 | 1 | 871.146 | 0
2033 | 4 | 23 | 2 | 834.5558 | 0
2033 | 4 | 23 | 3 | 830.5773 | 0
2033 | 4 | 23 | 4 | 829.5069 | 0
2033 | 4 | 23 | 5 | 837.0182 | 0
2033 | 4 | 23 | 6 | 849.3104 | 0
2033 | 4 | 23 | 7 | 856.6681 | 0
2033 | 4 | 23 | 8 | 849.7854 | 0
2033 | 4 | 23 | 9 | 860.3773 | 0
2033 | 4 | 23 | 10 | 883.2645 | 0
2033 | 4 | 23 | 11 | 899.287 | 0
2033 | 4 | 23 | 12 | 909.8595 | 0
2033 | 4 | 23 | 13 | 899.98 | 0
2033 | 4 | 23 | 14 | 887.2726 | 0
2033 | 4 | 23 | 15 | 875.1059 | 0
2033 | 4 | 23 | 16 | 877.818 | 0
2033 | 4 | 23 | 17 | 872.9117 | 0
2033 | 4 | 23 | 18 | 862.0494 | 0
2033 | 4 | 23 | 19 | 853.1243 | 0
2033 | 4 | 23 | 20 | 868.2705 | 0
2033 | 4 | 23 | 21 | 867.1213 | 0
2033 | 4 | 23 | 22 | 861.7651 | 0
2033 | 4 | 23 | 23 | 854.0451 | 0
2033 | 4 | 24 | 0 | 844.8399 | 0
2033 | 4 | 24 | 1 | 805.8022 | 0
2033 | 4 | 24 | 2 | 788.0373 | 0
2033 | 4 | 24 | 3 | 777.5777 | 0
2033 | 4 | 24 | 4 | 770.0616 | 0
2033 | 4 | 24 | 5 | 775.5748 | 0
2033 | 4 | 24 | 6 | 780.1283 | 0
2033 | 4 | 24 | 7 | 787.8981 | 0
2033 | 4 | 24 | 8 | 795.6679 | 0
2033 | 4 | 24 | 9 | 829.3175 | 0
2033 | 4 | 24 | 10 | 860.8795 | 0
2033 | 4 | 24 | 11 | 880.4015 | 0
2033 | 4 | 24 | 12 | 897.8549 | 0
2033 | 4 | 24 | 13 | 895.5673 | 0
2033 | 4 | 24 | 14 | 890.7436 | 0
2033 | 4 | 24 | 15 | 895.7063 | 0
2033 | 4 | 24 | 16 | 911.8048 | 0
2033 | 4 | 24 | 17 | 917.4706 | 0
2033 | 4 | 24 | 18 | 912.8493 | 0
2033 | 4 | 24 | 19 | 892.3003 | 0
2033 | 4 | 24 | 20 | 917.2819 | 0
2033 | 4 | 24 | 21 | 910.4287 | 0
2033 | 4 | 24 | 22 | 871.886 | 0
2033 | 4 | 24 | 23 | 843.6923 | 0
2033 | 4 | 25 | 0 | 814.5231 | 0
2033 | 4 | 25 | 1 | 833.3518 | 0
2033 | 4 | 25 | 2 | 852.1805 | 0
2033 | 4 | 25 | 3 | 847.8784 | 0
2033 | 4 | 25 | 4 | 847.7387 | 0
2033 | 4 | 25 | 5 | 867.1686 | 0
2033 | 4 | 25 | 6 | 910.7598 | 0
2033 | 4 | 25 | 7 | 948.036 | 0
2033 | 4 | 25 | 8 | 985.3123 | 0
2033 | 4 | 25 | 9 | 1027.0609 | 0
2033 | 4 | 25 | 10 | 1053.0897 | 3.0897
2033 | 4 | 25 | 11 | 1067.5413 | 17.5413
2033 | 4 | 25 | 12 | 1078.0053 | 28.0053
2033 | 4 | 25 | 13 | 1074.7317 | 24.7317
2033 | 4 | 25 | 14 | 1070.532 | 20.532
2033 | 4 | 25 | 15 | 1076.7758 | 26.7758
2033 | 4 | 25 | 16 | 1089.3312 | 39.3312
2033 | 4 | 25 | 17 | 1098.4808 | 48.4808
2033 | 4 | 25 | 18 | 1093.9753 | 43.9753
2033 | 4 | 25 | 19 | 1064.0303 | 14.0303
2033 | 4 | 25 | 20 | 1063.6534 | 13.6534
2033 | 4 | 25 | 21 | 1042.4226 | 0
2033 | 4 | 25 | 22 | 1008.8374 | 0
2033 | 4 | 25 | 23 | 966.9431 | 0
2033 | 4 | 26 | 0 | 931.1098 | 0
2033 | 4 | 26 | 1 | 878.7709 | 0
2033 | 4 | 26 | 2 | 861.491 | 0
2033 | 4 | 26 | 3 | 854.2076 | 0
2033 | 4 | 26 | 4 | 855.4872 | 0
2033 | 4 | 26 | 5 | 877.3438 | 0
2033 | 4 | 26 | 6 | 918.6114 | 0
2033 | 4 | 26 | 7 | 966.3976 | 0
2033 | 4 | 26 | 8 | 1014.1838 | 0
2033 | 4 | 26 | 9 | 1054.0256 | 4.0256
2033 | 4 | 26 | 10 | 1075.2432 | 25.2432
2033 | 4 | 26 | 11 | 1087.7838 | 37.7838
2033 | 4 | 26 | 12 | 1092.2107 | 42.2107
2033 | 4 | 26 | 13 | 1087.8249 | 37.8249
2033 | 4 | 26 | 14 | 1082.7312 | 32.7312
2033 | 4 | 26 | 15 | 1083.8563 | 33.8563
2033 | 4 | 26 | 16 | 1086.4371 | 36.4371
2033 | 4 | 26 | 17 | 1088.2795 | 38.2795
2033 | 4 | 26 | 18 | 1088.1772 | 38.1772
2033 | 4 | 26 | 19 | 1059.3623 | 9.3623
2033 | 4 | 26 | 20 | 1058.4805 | 8.4805
2033 | 4 | 26 | 21 | 1039.0472 | 0
2033 | 4 | 26 | 22 | 1003.3496 | 0
2033 | 4 | 26 | 23 | 959.011 | 0
2033 | 4 | 27 | 0 | 922.232 | 0
2033 | 4 | 27 | 1 | 904.4307 | 0
2033 | 4 | 27 | 2 | 890.9001 | 0
2033 | 4 | 27 | 3 | 885.2817 | 0
2033 | 4 | 27 | 4 | 888.0704 | 0
2033 | 4 | 27 | 5 | 907.6435 | 0
2033 | 4 | 27 | 6 | 946.4399 | 0
2033 | 4 | 27 | 7 | 987.5934 | 0
2033 | 4 | 27 | 8 | 1022.6805 | 0
2033 | 4 | 27 | 9 | 1057.1075 | 7.1075
2033 | 4 | 27 | 10 | 1073.0312 | 23.0312
2033 | 4 | 27 | 11 | 1082.2259 | 32.2259
2033 | 4 | 27 | 12 | 1087.4083 | 37.4083
2033 | 4 | 27 | 13 | 1082.6986 | 32.6986
2033 | 4 | 27 | 14 | 1076.6432 | 26.6432
2033 | 4 | 27 | 15 | 1080.1329 | 30.1329
2033 | 4 | 27 | 16 | 1093.251 | 43.251
2033 | 4 | 27 | 17 | 1097.3222 | 47.3222
2033 | 4 | 27 | 18 | 1088.1806 | 38.1806
2033 | 4 | 27 | 19 | 1069.3122 | 19.3122
2033 | 4 | 27 | 20 | 1062.2916 | 12.2916
2033 | 4 | 27 | 21 | 1037.7105 | 0
2033 | 4 | 27 | 22 | 1004.272 | 0
2033 | 4 | 27 | 23 | 965.9036 | 0
2033 | 4 | 28 | 0 | 934.9512 | 0
2033 | 4 | 28 | 1 | 911.4508 | 0
2033 | 4 | 28 | 2 | 887.9503 | 0
2033 | 4 | 28 | 3 | 880.4405 | 0
2033 | 4 | 28 | 4 | 882.9397 | 0
2033 | 4 | 28 | 5 | 900.2572 | 0
2033 | 4 | 28 | 6 | 939.8974 | 0
2033 | 4 | 28 | 7 | 979.5979 | 0
2033 | 4 | 28 | 8 | 1000.9868 | 0
2033 | 4 | 28 | 9 | 1021.8069 | 0
2033 | 4 | 28 | 10 | 1024.9455 | 0
2033 | 4 | 28 | 11 | 1035.2119 | 0
2033 | 4 | 28 | 12 | 1048.8795 | 0
2033 | 4 | 28 | 13 | 1054.5353 | 4.5353
2033 | 4 | 28 | 14 | 1053.4564 | 3.4564
2033 | 4 | 28 | 15 | 1060.1968 | 10.1968
2033 | 4 | 28 | 16 | 1065.9715 | 15.9715
2033 | 4 | 28 | 17 | 1059.7345 | 9.7345
2033 | 4 | 28 | 18 | 1031.386 | 0
2033 | 4 | 28 | 19 | 998.0596 | 0
2033 | 4 | 28 | 20 | 1009.0716 | 0
2033 | 4 | 28 | 21 | 989.9992 | 0
2033 | 4 | 28 | 22 | 957.9343 | 0
2033 | 4 | 28 | 23 | 927.698 | 0
2033 | 4 | 29 | 0 | 903.793 | 0
2033 | 4 | 29 | 1 | 937.5333 | 0
2033 | 4 | 29 | 2 | 925.0923 | 0
2033 | 4 | 29 | 3 | 916.7965 | 0
2033 | 4 | 29 | 4 | 916.1666 | 0
2033 | 4 | 29 | 5 | 925.9483 | 0
2033 | 4 | 29 | 6 | 952.6749 | 0
2033 | 4 | 29 | 7 | 989.0333 | 0
2033 | 4 | 29 | 8 | 998.0585 | 0
2033 | 4 | 29 | 9 | 1041.0077 | 0
2033 | 4 | 29 | 10 | 1054.9531 | 4.9531
2033 | 4 | 29 | 11 | 1071.1094 | 21.1094
2033 | 4 | 29 | 12 | 1083.7992 | 33.7992
2033 | 4 | 29 | 13 | 1085.6508 | 35.6508
2033 | 4 | 29 | 14 | 1079.7488 | 29.7488
2033 | 4 | 29 | 15 | 1078.1738 | 28.1738
2033 | 4 | 29 | 16 | 1070.9396 | 20.9396
2033 | 4 | 29 | 17 | 1057.2668 | 7.2668
2033 | 4 | 29 | 18 | 1036.6935 | 0
2033 | 4 | 29 | 19 | 1011.2519 | 0
2033 | 4 | 29 | 20 | 1015.1936 | 0
2033 | 4 | 29 | 21 | 1006.3255 | 0
2033 | 4 | 29 | 22 | 990.9537 | 0
2033 | 4 | 29 | 23 | 971.033 | 0
2033 | 4 | 30 | 0 | 951.1507 | 0
2033 | 4 | 30 | 1 | 910.0581 | 0
2033 | 4 | 30 | 2 | 839.647 | 0
2033 | 4 | 30 | 3 | 833.5707 | 0
2033 | 4 | 30 | 4 | 827.6922 | 0
2033 | 4 | 30 | 5 | 824.6701 | 0
2033 | 4 | 30 | 6 | 824.7548 | 0
2033 | 4 | 30 | 7 | 831.0108 | 0
2033 | 4 | 30 | 8 | 831.173 | 0
2033 | 4 | 30 | 9 | 840.0767 | 0
2033 | 4 | 30 | 10 | 864.0987 | 0
2033 | 4 | 30 | 11 | 877.5087 | 0
2033 | 4 | 30 | 12 | 885.5116 | 0
2033 | 4 | 30 | 13 | 880.041 | 0
2033 | 4 | 30 | 14 | 871.7068 | 0
2033 | 4 | 30 | 15 | 871.0831 | 0
2033 | 4 | 30 | 16 | 871.5106 | 0
2033 | 4 | 30 | 17 | 867.3403 | 0
2033 | 4 | 30 | 18 | 860.308 | 0
2033 | 4 | 30 | 19 | 854.1682 | 0
2033 | 4 | 30 | 20 | 849.5537 | 0
2033 | 4 | 30 | 21 | 846.747 | 0
2033 | 4 | 30 | 22 | 851.5786 | 0
2033 | 4 | 30 | 23 | 851.1286 | 0
2033 | 5 | 1 | 0 | 846.308 | 0
2033 | 5 | 1 | 1 | 811.4762 | 0
2033 | 5 | 1 | 2 | 768.6347 | 0
2033 | 5 | 1 | 3 | 762.1803 | 0
2033 | 5 | 1 | 4 | 756.5098 | 0
2033 | 5 | 1 | 5 | 749.765 | 0
2033 | 5 | 1 | 6 | 746.5569 | 0
2033 | 5 | 1 | 7 | 748.0537 | 0
2033 | 5 | 1 | 8 | 768.9174 | 0
2033 | 5 | 1 | 9 | 792.2077 | 0
2033 | 5 | 1 | 10 | 812.2473 | 0
2033 | 5 | 1 | 11 | 832.7533 | 0
2033 | 5 | 1 | 12 | 848.516 | 0
2033 | 5 | 1 | 13 | 849.4899 | 0
2033 | 5 | 1 | 14 | 849.2024 | 0
2033 | 5 | 1 | 15 | 853.2227 | 0
2033 | 5 | 1 | 16 | 864.4171 | 0
2033 | 5 | 1 | 17 | 873.4974 | 0
2033 | 5 | 1 | 18 | 878.1777 | 0
2033 | 5 | 1 | 19 | 870.7877 | 0
2033 | 5 | 1 | 20 | 861.6682 | 0
2033 | 5 | 1 | 21 | 853.1996 | 0
2033 | 5 | 1 | 22 | 833.8057 | 0
2033 | 5 | 1 | 23 | 821.3197 | 0
2033 | 5 | 2 | 0 | 803.0108 | 0
2033 | 5 | 2 | 1 | 785.5909 | 0
2033 | 5 | 2 | 2 | 742.5734 | 0
2033 | 5 | 2 | 3 | 737.0382 | 0
2033 | 5 | 2 | 4 | 734.4211 | 0
2033 | 5 | 2 | 5 | 748.9948 | 0
2033 | 5 | 2 | 6 | 785.5831 | 0
2033 | 5 | 2 | 7 | 836.2432 | 0
2033 | 5 | 2 | 8 | 867.9649 | 0
2033 | 5 | 2 | 9 | 909.7327 | 0
2033 | 5 | 2 | 10 | 936.1674 | 0
2033 | 5 | 2 | 11 | 953.8532 | 0
2033 | 5 | 2 | 12 | 964.3499 | 0
2033 | 5 | 2 | 13 | 965.4467 | 0
2033 | 5 | 2 | 14 | 963.0815 | 0
2033 | 5 | 2 | 15 | 966.3214 | 0
2033 | 5 | 2 | 16 | 974.2178 | 0
2033 | 5 | 2 | 17 | 973.7995 | 0
2033 | 5 | 2 | 18 | 959.4938 | 0
2033 | 5 | 2 | 19 | 931.6776 | 0
2033 | 5 | 2 | 20 | 918.882 | 0
2033 | 5 | 2 | 21 | 896.538 | 0
2033 | 5 | 2 | 22 | 865.439 | 0
2033 | 5 | 2 | 23 | 831.1006 | 0
2033 | 5 | 3 | 0 | 801.726 | 0
2033 | 5 | 3 | 1 | 789.9237 | 0
2033 | 5 | 3 | 2 | 747.5694 | 0
2033 | 5 | 3 | 3 | 742.8739 | 0
2033 | 5 | 3 | 4 | 741.5868 | 0
2033 | 5 | 3 | 5 | 761.1302 | 0
2033 | 5 | 3 | 6 | 780.6737 | 0
2033 | 5 | 3 | 7 | 832.5849 | 0
2033 | 5 | 3 | 8 | 861.3268 | 0
2033 | 5 | 3 | 9 | 893.0421 | 0
2033 | 5 | 3 | 10 | 921.6372 | 0
2033 | 5 | 3 | 11 | 943.6313 | 0
2033 | 5 | 3 | 12 | 960.9978 | 0
2033 | 5 | 3 | 13 | 970.1664 | 0
2033 | 5 | 3 | 14 | 971.8252 | 0
2033 | 5 | 3 | 15 | 979.7676 | 0
2033 | 5 | 3 | 16 | 977.5584 | 0
2033 | 5 | 3 | 17 | 969.9515 | 0
2033 | 5 | 3 | 18 | 960.5038 | 0
2033 | 5 | 3 | 19 | 940.5272 | 0
2033 | 5 | 3 | 20 | 914.3184 | 0
2033 | 5 | 3 | 21 | 890.6982 | 0
2033 | 5 | 3 | 22 | 856.0349 | 0
2033 | 5 | 3 | 23 | 822.2641 | 0
2033 | 5 | 4 | 0 | 792.1906 | 0
2033 | 5 | 4 | 1 | 770.763 | 0
2033 | 5 | 4 | 2 | 727.5816 | 0
2033 | 5 | 4 | 3 | 723.5328 | 0
2033 | 5 | 4 | 4 | 723.0834 | 0
2033 | 5 | 4 | 5 | 734.2071 | 0
2033 | 5 | 4 | 6 | 761.6317 | 0
2033 | 5 | 4 | 7 | 798.0933 | 0
2033 | 5 | 4 | 8 | 826.5825 | 0
2033 | 5 | 4 | 9 | 854.426 | 0
2033 | 5 | 4 | 10 | 879.1772 | 0
2033 | 5 | 4 | 11 | 894.5929 | 0
2033 | 5 | 4 | 12 | 907.1529 | 0
2033 | 5 | 4 | 13 | 912.2297 | 0
2033 | 5 | 4 | 14 | 914.2091 | 0
2033 | 5 | 4 | 15 | 921.3723 | 0
2033 | 5 | 4 | 16 | 930.428 | 0
2033 | 5 | 4 | 17 | 928.3498 | 0
2033 | 5 | 4 | 18 | 920.6138 | 0
2033 | 5 | 4 | 19 | 894.5042 | 0
2033 | 5 | 4 | 20 | 878.3961 | 0
2033 | 5 | 4 | 21 | 858.8861 | 0
2033 | 5 | 4 | 22 | 828.7274 | 0
2033 | 5 | 4 | 23 | 798.4522 | 0
2033 | 5 | 5 | 0 | 768.3953 | 0
2033 | 5 | 5 | 1 | 714.6306 | 0
2033 | 5 | 5 | 2 | 698.2022 | 0
2033 | 5 | 5 | 3 | 693.1101 | 0
2033 | 5 | 5 | 4 | 692.9761 | 0
2033 | 5 | 5 | 5 | 712.6218 | 0
2033 | 5 | 5 | 6 | 754.4307 | 0
2033 | 5 | 5 | 7 | 806.8876 | 0
2033 | 5 | 5 | 8 | 831.0434 | 0
2033 | 5 | 5 | 9 | 853.685 | 0
2033 | 5 | 5 | 10 | 861.8555 | 0
2033 | 5 | 5 | 11 | 875.6217 | 0
2033 | 5 | 5 | 12 | 886.5032 | 0
2033 | 5 | 5 | 13 | 891.63 | 0
2033 | 5 | 5 | 14 | 888.883 | 0
2033 | 5 | 5 | 15 | 888.365 | 0
2033 | 5 | 5 | 16 | 888.5076 | 0
2033 | 5 | 5 | 17 | 886.0659 | 0
2033 | 5 | 5 | 18 | 876.9082 | 0
2033 | 5 | 5 | 19 | 860.6621 | 0
2033 | 5 | 5 | 20 | 851.2365 | 0
2033 | 5 | 5 | 21 | 828.2848 | 0
2033 | 5 | 5 | 22 | 790.1657 | 0
2033 | 5 | 5 | 23 | 752.0181 | 0
2033 | 5 | 6 | 0 | 719.821 | 0
2033 | 5 | 6 | 1 | 745.2614 | 0
2033 | 5 | 6 | 2 | 732.1108 | 0
2033 | 5 | 6 | 3 | 727.3469 | 0
2033 | 5 | 6 | 4 | 727.988 | 0
2033 | 5 | 6 | 5 | 739.375 | 0
2033 | 5 | 6 | 6 | 771.2307 | 0
2033 | 5 | 6 | 7 | 811.6195 | 0
2033 | 5 | 6 | 8 | 826.1144 | 0
2033 | 5 | 6 | 9 | 852.7536 | 0
2033 | 5 | 6 | 10 | 863.7114 | 0
2033 | 5 | 6 | 11 | 878.5785 | 0
2033 | 5 | 6 | 12 | 891.0184 | 0
2033 | 5 | 6 | 13 | 898.616 | 0
2033 | 5 | 6 | 14 | 895.1659 | 0
2033 | 5 | 6 | 15 | 895.9596 | 0
2033 | 5 | 6 | 16 | 894.594 | 0
2033 | 5 | 6 | 17 | 893.5643 | 0
2033 | 5 | 6 | 18 | 886.3475 | 0
2033 | 5 | 6 | 19 | 860.9477 | 0
2033 | 5 | 6 | 20 | 846.2428 | 0
2033 | 5 | 6 | 21 | 820.6254 | 0
2033 | 5 | 6 | 22 | 802.5698 | 0
2033 | 5 | 6 | 23 | 778.6935 | 0
2033 | 5 | 7 | 0 | 755.9811 | 0
2033 | 5 | 7 | 1 | 712.903 | 0
2033 | 5 | 7 | 2 | 669.8249 | 0
2033 | 5 | 7 | 3 | 664.0479 | 0
2033 | 5 | 7 | 4 | 660.5548 | 0
2033 | 5 | 7 | 5 | 661.3426 | 0
2033 | 5 | 7 | 6 | 674.0998 | 0
2033 | 5 | 7 | 7 | 686.857 | 0
2033 | 5 | 7 | 8 | 707.643 | 0
2033 | 5 | 7 | 9 | 732.1277 | 0
2033 | 5 | 7 | 10 | 760.1782 | 0
2033 | 5 | 7 | 11 | 774.2684 | 0
2033 | 5 | 7 | 12 | 775.5841 | 0
2033 | 5 | 7 | 13 | 764.3319 | 0
2033 | 5 | 7 | 14 | 750.7198 | 0
2033 | 5 | 7 | 15 | 745.8799 | 0
2033 | 5 | 7 | 16 | 743.2032 | 0
2033 | 5 | 7 | 17 | 741.1218 | 0
2033 | 5 | 7 | 18 | 741.9759 | 0
2033 | 5 | 7 | 19 | 736.2076 | 0
2033 | 5 | 7 | 20 | 737.4992 | 0
2033 | 5 | 7 | 21 | 728.7626 | 0
2033 | 5 | 7 | 22 | 719.741 | 0
2033 | 5 | 7 | 23 | 705.5491 | 0
2033 | 5 | 8 | 0 | 688.4933 | 0
2033 | 5 | 8 | 1 | 668.9543 | 0
2033 | 5 | 8 | 2 | 655.1135 | 0
2033 | 5 | 8 | 3 | 649.3899 | 0
2033 | 5 | 8 | 4 | 644.9524 | 0
2033 | 5 | 8 | 5 | 644.9621 | 0
2033 | 5 | 8 | 6 | 651.4966 | 0
2033 | 5 | 8 | 7 | 657.9973 | 0
2033 | 5 | 8 | 8 | 671.1202 | 0
2033 | 5 | 8 | 9 | 696.0402 | 0
2033 | 5 | 8 | 10 | 713.2008 | 0
2033 | 5 | 8 | 11 | 729.6057 | 0
2033 | 5 | 8 | 12 | 742.0744 | 0
2033 | 5 | 8 | 13 | 739.1495 | 0
2033 | 5 | 8 | 14 | 734.5039 | 0
2033 | 5 | 8 | 15 | 735.5559 | 0
2033 | 5 | 8 | 16 | 743.3027 | 0
2033 | 5 | 8 | 17 | 749.0015 | 0
2033 | 5 | 8 | 18 | 748.5468 | 0
2033 | 5 | 8 | 19 | 745.1324 | 0
2033 | 5 | 8 | 20 | 743.7457 | 0
2033 | 5 | 8 | 21 | 738.4722 | 0
2033 | 5 | 8 | 22 | 716.8876 | 0
2033 | 5 | 8 | 23 | 700.6118 | 0
2033 | 5 | 9 | 0 | 681.1009 | 0
2033 | 5 | 9 | 1 | 686.8014 | 0
2033 | 5 | 9 | 2 | 674.0983 | 0
2033 | 5 | 9 | 3 | 672.2128 | 0
2033 | 5 | 9 | 4 | 672.5156 | 0
2033 | 5 | 9 | 5 | 690.8533 | 0
2033 | 5 | 9 | 6 | 732.8329 | 0
2033 | 5 | 9 | 7 | 786.1728 | 0
2033 | 5 | 9 | 8 | 818.3209 | 0
2033 | 5 | 9 | 9 | 841.0448 | 0
2033 | 5 | 9 | 10 | 860.51 | 0
2033 | 5 | 9 | 11 | 873.4962 | 0
2033 | 5 | 9 | 12 | 881.0396 | 0
2033 | 5 | 9 | 13 | 880.7737 | 0
2033 | 5 | 9 | 14 | 876.1129 | 0
2033 | 5 | 9 | 15 | 878.0996 | 0
2033 | 5 | 9 | 16 | 885.3531 | 0
2033 | 5 | 9 | 17 | 883.8798 | 0
2033 | 5 | 9 | 18 | 870.4693 | 0
2033 | 5 | 9 | 19 | 852.6242 | 0
2033 | 5 | 9 | 20 | 844.4623 | 0
2033 | 5 | 9 | 21 | 825.6762 | 0
2033 | 5 | 9 | 22 | 795.9402 | 0
2033 | 5 | 9 | 23 | 759.9246 | 0
2033 | 5 | 10 | 0 | 727.6513 | 0
2033 | 5 | 10 | 1 | 728.3584 | 0
2033 | 5 | 10 | 2 | 714.6943 | 0
2033 | 5 | 10 | 3 | 711.8687 | 0
2033 | 5 | 10 | 4 | 710.5936 | 0
2033 | 5 | 10 | 5 | 728.6814 | 0
2033 | 5 | 10 | 6 | 763.3213 | 0
2033 | 5 | 10 | 7 | 816.777 | 0
2033 | 5 | 10 | 8 | 852.7655 | 0
2033 | 5 | 10 | 9 | 874.874 | 0
2033 | 5 | 10 | 10 | 883.8056 | 0
2033 | 5 | 10 | 11 | 894.0349 | 0
2033 | 5 | 10 | 12 | 900.3552 | 0
2033 | 5 | 10 | 13 | 898.207 | 0
2033 | 5 | 10 | 14 | 892.1763 | 0
2033 | 5 | 10 | 15 | 891.7572 | 0
2033 | 5 | 10 | 16 | 886.374 | 0
2033 | 5 | 10 | 17 | 883.0255 | 0
2033 | 5 | 10 | 18 | 879.5182 | 0
2033 | 5 | 10 | 19 | 863.1885 | 0
2033 | 5 | 10 | 20 | 846.9783 | 0
2033 | 5 | 10 | 21 | 826.4675 | 0
2033 | 5 | 10 | 22 | 794.3173 | 0
2033 | 5 | 10 | 23 | 763.3568 | 0
2033 | 5 | 11 | 0 | 734.7496 | 0
2033 | 5 | 11 | 1 | 725.4072 | 0
2033 | 5 | 11 | 2 | 712.6822 | 0
2033 | 5 | 11 | 3 | 708.7803 | 0
2033 | 5 | 11 | 4 | 709.5463 | 0
2033 | 5 | 11 | 5 | 727.5356 | 0
2033 | 5 | 11 | 6 | 765.0389 | 0
2033 | 5 | 11 | 7 | 812.2288 | 0
2033 | 5 | 11 | 8 | 842.4285 | 0
2033 | 5 | 11 | 9 | 863.9079 | 0
2033 | 5 | 11 | 10 | 875.8079 | 0
2033 | 5 | 11 | 11 | 887.26 | 0
2033 | 5 | 11 | 12 | 897.0156 | 0
2033 | 5 | 11 | 13 | 897.6637 | 0
2033 | 5 | 11 | 14 | 895.1603 | 0
2033 | 5 | 11 | 15 | 897.6657 | 0
2033 | 5 | 11 | 16 | 906.2315 | 0
2033 | 5 | 11 | 17 | 909.1439 | 0
2033 | 5 | 11 | 18 | 906.5289 | 0
2033 | 5 | 11 | 19 | 888.3893 | 0
2033 | 5 | 11 | 20 | 872.8565 | 0
2033 | 5 | 11 | 21 | 852.6322 | 0
2033 | 5 | 11 | 22 | 814.8633 | 0
2033 | 5 | 11 | 23 | 779.9345 | 0
2033 | 5 | 12 | 0 | 747.0597 | 0
2033 | 5 | 12 | 1 | 728.849 | 0
2033 | 5 | 12 | 2 | 715.7937 | 0
2033 | 5 | 12 | 3 | 710.5968 | 0
2033 | 5 | 12 | 4 | 711.3303 | 0
2033 | 5 | 12 | 5 | 727.2687 | 0
2033 | 5 | 12 | 6 | 767.1517 | 0
2033 | 5 | 12 | 7 | 818.3338 | 0
2033 | 5 | 12 | 8 | 843.0373 | 0
2033 | 5 | 12 | 9 | 870.5731 | 0
2033 | 5 | 12 | 10 | 877.5681 | 0
2033 | 5 | 12 | 11 | 896.768 | 0
2033 | 5 | 12 | 12 | 911.9306 | 0
2033 | 5 | 12 | 13 | 922.8594 | 0
2033 | 5 | 12 | 14 | 926.2751 | 0
2033 | 5 | 12 | 15 | 932.4747 | 0
2033 | 5 | 12 | 16 | 936.0129 | 0
2033 | 5 | 12 | 17 | 928.0863 | 0
2033 | 5 | 12 | 18 | 907.3351 | 0
2033 | 5 | 12 | 19 | 885.8557 | 0
2033 | 5 | 12 | 20 | 867.7307 | 0
2033 | 5 | 12 | 21 | 851.1349 | 0
2033 | 5 | 12 | 22 | 819.5733 | 0
2033 | 5 | 12 | 23 | 787.2421 | 0
2033 | 5 | 13 | 0 | 757.9458 | 0
2033 | 5 | 13 | 1 | 707.7153 | 0
2033 | 5 | 13 | 2 | 698.0324 | 0
2033 | 5 | 13 | 3 | 694.7265 | 0
2033 | 5 | 13 | 4 | 698.6867 | 0
2033 | 5 | 13 | 5 | 713.9229 | 0
2033 | 5 | 13 | 6 | 752.1451 | 0
2033 | 5 | 13 | 7 | 802.5324 | 0
2033 | 5 | 13 | 8 | 821.909 | 0
2033 | 5 | 13 | 9 | 839.1991 | 0
2033 | 5 | 13 | 10 | 850.9844 | 0
2033 | 5 | 13 | 11 | 862.4966 | 0
2033 | 5 | 13 | 12 | 872.9195 | 0
2033 | 5 | 13 | 13 | 878.5117 | 0
2033 | 5 | 13 | 14 | 876.7045 | 0
2033 | 5 | 13 | 15 | 878.4487 | 0
2033 | 5 | 13 | 16 | 880.0174 | 0
2033 | 5 | 13 | 17 | 868.6671 | 0
2033 | 5 | 13 | 18 | 851.7386 | 0
2033 | 5 | 13 | 19 | 832.8609 | 0
2033 | 5 | 13 | 20 | 836.2016 | 0
2033 | 5 | 13 | 21 | 828.4749 | 0
2033 | 5 | 13 | 22 | 805.6064 | 0
2033 | 5 | 13 | 23 | 773.1192 | 0
2033 | 5 | 14 | 0 | 744.3217 | 0
2033 | 5 | 14 | 1 | 703.8949 | 0
2033 | 5 | 14 | 2 | 663.4681 | 0
2033 | 5 | 14 | 3 | 656.4981 | 0
2033 | 5 | 14 | 4 | 652.155 | 0
2033 | 5 | 14 | 5 | 652.8707 | 0
2033 | 5 | 14 | 6 | 664.5716 | 0
2033 | 5 | 14 | 7 | 676.2725 | 0
2033 | 5 | 14 | 8 | 698.0491 | 0
2033 | 5 | 14 | 9 | 723.2725 | 0
2033 | 5 | 14 | 10 | 747.9946 | 0
2033 | 5 | 14 | 11 | 765.0839 | 0
2033 | 5 | 14 | 12 | 772.7146 | 0
2033 | 5 | 14 | 13 | 766.0986 | 0
2033 | 5 | 14 | 14 | 757.5409 | 0
2033 | 5 | 14 | 15 | 754.5977 | 0
2033 | 5 | 14 | 16 | 757.5192 | 0
2033 | 5 | 14 | 17 | 761.9226 | 0
2033 | 5 | 14 | 18 | 759.1351 | 0
2033 | 5 | 14 | 19 | 752.0577 | 0
2033 | 5 | 14 | 20 | 745.8715 | 0
2033 | 5 | 14 | 21 | 734.7537 | 0
2033 | 5 | 14 | 22 | 725.5556 | 0
2033 | 5 | 14 | 23 | 710.9175 | 0
2033 | 5 | 15 | 0 | 695.2098 | 0
2033 | 5 | 15 | 1 | 663.358 | 0
2033 | 5 | 15 | 2 | 648.0219 | 0
2033 | 5 | 15 | 3 | 641.1578 | 0
2033 | 5 | 15 | 4 | 634.0629 | 0
2033 | 5 | 15 | 5 | 629.1952 | 0
2033 | 5 | 15 | 6 | 626.269 | 0
2033 | 5 | 15 | 7 | 635.4368 | 0
2033 | 5 | 15 | 8 | 654.9499 | 0
2033 | 5 | 15 | 9 | 688.9284 | 0
2033 | 5 | 15 | 10 | 706.4603 | 0
2033 | 5 | 15 | 11 | 725.5925 | 0
2033 | 5 | 15 | 12 | 741.6152 | 0
2033 | 5 | 15 | 13 | 744.7604 | 0
2033 | 5 | 15 | 14 | 745.9652 | 0
2033 | 5 | 15 | 15 | 753.2592 | 0
2033 | 5 | 15 | 16 | 764.1207 | 0
2033 | 5 | 15 | 17 | 771.9183 | 0
2033 | 5 | 15 | 18 | 773.8524 | 0
2033 | 5 | 15 | 19 | 762.4886 | 0
2033 | 5 | 15 | 20 | 753.0123 | 0
2033 | 5 | 15 | 21 | 747.7162 | 0
2033 | 5 | 15 | 22 | 727.9808 | 0
2033 | 5 | 15 | 23 | 709.9841 | 0
2033 | 5 | 16 | 0 | 686.6959 | 0
2033 | 5 | 16 | 1 | 730.4584 | 0
2033 | 5 | 16 | 2 | 711.7908 | 0
2033 | 5 | 16 | 3 | 703.8665 | 0
2033 | 5 | 16 | 4 | 699.3044 | 0
2033 | 5 | 16 | 5 | 716.5054 | 0
2033 | 5 | 16 | 6 | 751.7861 | 0
2033 | 5 | 16 | 7 | 811.3133 | 0
2033 | 5 | 16 | 8 | 835.0191 | 0
2033 | 5 | 16 | 9 | 864.7805 | 0
2033 | 5 | 16 | 10 | 895.4405 | 0
2033 | 5 | 16 | 11 | 916.7227 | 0
2033 | 5 | 16 | 12 | 929.945 | 0
2033 | 5 | 16 | 13 | 936.4411 | 0
2033 | 5 | 16 | 14 | 934.2132 | 0
2033 | 5 | 16 | 15 | 935.5412 | 0
2033 | 5 | 16 | 16 | 938.5038 | 0
2033 | 5 | 16 | 17 | 931.6679 | 0
2033 | 5 | 16 | 18 | 911.5603 | 0
2033 | 5 | 16 | 19 | 888.8382 | 0
2033 | 5 | 16 | 20 | 876.8256 | 0
2033 | 5 | 16 | 21 | 852.0559 | 0
2033 | 5 | 16 | 22 | 816.2761 | 0
2033 | 5 | 16 | 23 | 778.6352 | 0
2033 | 5 | 17 | 0 | 743.1664 | 0
2033 | 5 | 17 | 1 | 726.7406 | 0
2033 | 5 | 17 | 2 | 721.3975 | 0
2033 | 5 | 17 | 3 | 717.5363 | 0
2033 | 5 | 17 | 4 | 715.853 | 0
2033 | 5 | 17 | 5 | 726.808 | 0
2033 | 5 | 17 | 6 | 753.9232 | 0
2033 | 5 | 17 | 7 | 801.8807 | 0
2033 | 5 | 17 | 8 | 822.7365 | 0
2033 | 5 | 17 | 9 | 842.3716 | 0
2033 | 5 | 17 | 10 | 853.4436 | 0
2033 | 5 | 17 | 11 | 861.7143 | 0
2033 | 5 | 17 | 12 | 866.9386 | 0
2033 | 5 | 17 | 13 | 865.2742 | 0
2033 | 5 | 17 | 14 | 859.1852 | 0
2033 | 5 | 17 | 15 | 860.3526 | 0
2033 | 5 | 17 | 16 | 856.9085 | 0
2033 | 5 | 17 | 17 | 855.5345 | 0
2033 | 5 | 17 | 18 | 848.2523 | 0
2033 | 5 | 17 | 19 | 831.6968 | 0
2033 | 5 | 17 | 20 | 824.0659 | 0
2033 | 5 | 17 | 21 | 815.4582 | 0
2033 | 5 | 17 | 22 | 794.0941 | 0
2033 | 5 | 17 | 23 | 770.9979 | 0
2033 | 5 | 18 | 0 | 750.4997 | 0
2033 | 5 | 18 | 1 | 731.5045 | 0
2033 | 5 | 18 | 2 | 718.139 | 0
2033 | 5 | 18 | 3 | 714.4941 | 0
2033 | 5 | 18 | 4 | 715.4803 | 0
2033 | 5 | 18 | 5 | 730.0468 | 0
2033 | 5 | 18 | 6 | 761.2112 | 0
2033 | 5 | 18 | 7 | 809.02 | 0
2033 | 5 | 18 | 8 | 835.0259 | 0
2033 | 5 | 18 | 9 | 860.2322 | 0
2033 | 5 | 18 | 10 | 884.0793 | 0
2033 | 5 | 18 | 11 | 900.3817 | 0
2033 | 5 | 18 | 12 | 912.3194 | 0
2033 | 5 | 18 | 13 | 917.2213 | 0
2033 | 5 | 18 | 14 | 917.5598 | 0
2033 | 5 | 18 | 15 | 923.3907 | 0
2033 | 5 | 18 | 16 | 934.1342 | 0
2033 | 5 | 18 | 17 | 933.4643 | 0
2033 | 5 | 18 | 18 | 924.6461 | 0
2033 | 5 | 18 | 19 | 905.0615 | 0
2033 | 5 | 18 | 20 | 892.3152 | 0
2033 | 5 | 18 | 21 | 869.9582 | 0
2033 | 5 | 18 | 22 | 838.1407 | 0
2033 | 5 | 18 | 23 | 803.8538 | 0
2033 | 5 | 19 | 0 | 773.281 | 0
2033 | 5 | 19 | 1 | 733.4576 | 0
2033 | 5 | 19 | 2 | 719.8616 | 0
2033 | 5 | 19 | 3 | 713.8528 | 0
2033 | 5 | 19 | 4 | 714.4918 | 0
2033 | 5 | 19 | 5 | 727.3944 | 0
2033 | 5 | 19 | 6 | 760.6515 | 0
2033 | 5 | 19 | 7 | 811.6913 | 0
2033 | 5 | 19 | 8 | 845.1309 | 0
2033 | 5 | 19 | 9 | 882.8772 | 0
2033 | 5 | 19 | 10 | 903.1853 | 0
2033 | 5 | 19 | 11 | 927.8435 | 0
2033 | 5 | 19 | 12 | 948.3795 | 0
2033 | 5 | 19 | 13 | 963.8157 | 0
2033 | 5 | 19 | 14 | 972.4581 | 0
2033 | 5 | 19 | 15 | 982.9549 | 0
2033 | 5 | 19 | 16 | 992.952 | 0
2033 | 5 | 19 | 17 | 986.9831 | 0
2033 | 5 | 19 | 18 | 972.6471 | 0
2033 | 5 | 19 | 19 | 942.9837 | 0
2033 | 5 | 19 | 20 | 917.4771 | 0
2033 | 5 | 19 | 21 | 882.7278 | 0
2033 | 5 | 19 | 22 | 849.8208 | 0
2033 | 5 | 19 | 23 | 813.6368 | 0
2033 | 5 | 20 | 0 | 781.6615 | 0
2033 | 5 | 20 | 1 | 772.3167 | 0
2033 | 5 | 20 | 2 | 754.9512 | 0
2033 | 5 | 20 | 3 | 745.8279 | 0
2033 | 5 | 20 | 4 | 743.5846 | 0
2033 | 5 | 20 | 5 | 752.6635 | 0
2033 | 5 | 20 | 6 | 785.7944 | 0
2033 | 5 | 20 | 7 | 841.6885 | 0
2033 | 5 | 20 | 8 | 885.5703 | 0
2033 | 5 | 20 | 9 | 934.5988 | 0
2033 | 5 | 20 | 10 | 971.1062 | 0
2033 | 5 | 20 | 11 | 1004.7669 | 4.7669
2033 | 5 | 20 | 12 | 1030.9917 | 30.9917
2033 | 5 | 20 | 13 | 1052.0862 | 52.0862
2033 | 5 | 20 | 14 | 1064.4704 | 64.4704
2033 | 5 | 20 | 15 | 1078.2875 | 78.2875
2033 | 5 | 20 | 16 | 1088.1041 | 88.1041
2033 | 5 | 20 | 17 | 1081.1055 | 81.1055
2033 | 5 | 20 | 18 | 1056.9784 | 56.9784
2033 | 5 | 20 | 19 | 1018.7613 | 18.7613
2033 | 5 | 20 | 20 | 977.6068 | 0
2033 | 5 | 20 | 21 | 944.0134 | 0
2033 | 5 | 20 | 22 | 915.0744 | 0
2033 | 5 | 20 | 23 | 872.2348 | 0
2033 | 5 | 21 | 0 | 833.1058 | 0
2033 | 5 | 21 | 1 | 777.3747 | 0
2033 | 5 | 21 | 2 | 721.6436 | 0
2033 | 5 | 21 | 3 | 706.0604 | 0
2033 | 5 | 21 | 4 | 696.2501 | 0
2033 | 5 | 21 | 5 | 694.6312 | 0
2033 | 5 | 21 | 6 | 708.9683 | 0
2033 | 5 | 21 | 7 | 723.3055 | 0
2033 | 5 | 21 | 8 | 754.0225 | 0
2033 | 5 | 21 | 9 | 784.9818 | 0
2033 | 5 | 21 | 10 | 810.6017 | 0
2033 | 5 | 21 | 11 | 835.952 | 0
2033 | 5 | 21 | 12 | 849.1835 | 0
2033 | 5 | 21 | 13 | 848.225 | 0
2033 | 5 | 21 | 14 | 844.8522 | 0
2033 | 5 | 21 | 15 | 843.652 | 0
2033 | 5 | 21 | 16 | 848.6954 | 0
2033 | 5 | 21 | 17 | 854.1684 | 0
2033 | 5 | 21 | 18 | 845.721 | 0
2033 | 5 | 21 | 19 | 820.6301 | 0
2033 | 5 | 21 | 20 | 806.5456 | 0
2033 | 5 | 21 | 21 | 786.529 | 0
2033 | 5 | 21 | 22 | 772.3344 | 0
2033 | 5 | 21 | 23 | 746.9004 | 0
2033 | 5 | 22 | 0 | 720.9351 | 0
2033 | 5 | 22 | 1 | 708.5419 | 0
2033 | 5 | 22 | 2 | 689.2118 | 0
2033 | 5 | 22 | 3 | 676.9079 | 0
2033 | 5 | 22 | 4 | 666.204 | 0
2033 | 5 | 22 | 5 | 664.8276 | 0
2033 | 5 | 22 | 6 | 666.124 | 0
2033 | 5 | 22 | 7 | 684.3401 | 0
2033 | 5 | 22 | 8 | 697.209 | 0
2033 | 5 | 22 | 9 | 724.928 | 0
2033 | 5 | 22 | 10 | 751.5834 | 0
2033 | 5 | 22 | 11 | 778.975 | 0
2033 | 5 | 22 | 12 | 799.5577 | 0
2033 | 5 | 22 | 13 | 805.3489 | 0
2033 | 5 | 22 | 14 | 804.6966 | 0
2033 | 5 | 22 | 15 | 811.0781 | 0
2033 | 5 | 22 | 16 | 819.0541 | 0
2033 | 5 | 22 | 17 | 821.9957 | 0
2033 | 5 | 22 | 18 | 812.4363 | 0
2033 | 5 | 22 | 19 | 804.3707 | 0
2033 | 5 | 22 | 20 | 809.394 | 0
2033 | 5 | 22 | 21 | 807.8767 | 0
2033 | 5 | 22 | 22 | 783.0343 | 0
2033 | 5 | 22 | 23 | 761.9653 | 0
2033 | 5 | 23 | 0 | 734.4012 | 0
2033 | 5 | 23 | 1 | 691.6914 | 0
2033 | 5 | 23 | 2 | 648.9817 | 0
2033 | 5 | 23 | 3 | 642.2473 | 0
2033 | 5 | 23 | 4 | 636.1754 | 0
2033 | 5 | 23 | 5 | 630.683 | 0
2033 | 5 | 23 | 6 | 633.1646 | 0
2033 | 5 | 23 | 7 | 635.6462 | 0
2033 | 5 | 23 | 8 | 652.9627 | 0
2033 | 5 | 23 | 9 | 677.6647 | 0
2033 | 5 | 23 | 10 | 692.3725 | 0
2033 | 5 | 23 | 11 | 712.8926 | 0
2033 | 5 | 23 | 12 | 728.854 | 0
2033 | 5 | 23 | 13 | 725.9443 | 0
2033 | 5 | 23 | 14 | 722.6118 | 0
2033 | 5 | 23 | 15 | 726.6261 | 0
2033 | 5 | 23 | 16 | 741.207 | 0
2033 | 5 | 23 | 17 | 755.659 | 0
2033 | 5 | 23 | 18 | 755.5356 | 0
2033 | 5 | 23 | 19 | 743.6286 | 0
2033 | 5 | 23 | 20 | 734.3903 | 0
2033 | 5 | 23 | 21 | 727.7652 | 0
2033 | 5 | 23 | 22 | 712.6417 | 0
2033 | 5 | 23 | 23 | 699.0104 | 0
2033 | 5 | 24 | 0 | 699.8683 | 0
2033 | 5 | 24 | 1 | 738.7618 | 0
2033 | 5 | 24 | 2 | 721.4926 | 0
2033 | 5 | 24 | 3 | 713.2738 | 0
2033 | 5 | 24 | 4 | 708.5084 | 0
2033 | 5 | 24 | 5 | 718.6532 | 0
2033 | 5 | 24 | 6 | 744.8349 | 0
2033 | 5 | 24 | 7 | 796.9625 | 0
2033 | 5 | 24 | 8 | 836.348 | 0
2033 | 5 | 24 | 9 | 869.8149 | 0
2033 | 5 | 24 | 10 | 895.2618 | 0
2033 | 5 | 24 | 11 | 915.2009 | 0
2033 | 5 | 24 | 12 | 930.1911 | 0
2033 | 5 | 24 | 13 | 939.5447 | 0
2033 | 5 | 24 | 14 | 947.2771 | 0
2033 | 5 | 24 | 15 | 959.9424 | 0
2033 | 5 | 24 | 16 | 966.5233 | 0
2033 | 5 | 24 | 17 | 969.0037 | 0
2033 | 5 | 24 | 18 | 962.4172 | 0
2033 | 5 | 24 | 19 | 937.1222 | 0
2033 | 5 | 24 | 20 | 907.6657 | 0
2033 | 5 | 24 | 21 | 880.0525 | 0
2033 | 5 | 24 | 22 | 850.5277 | 0
2033 | 5 | 24 | 23 | 813.4074 | 0
2033 | 5 | 25 | 0 | 778.3893 | 0
2033 | 5 | 25 | 1 | 754.2428 | 0
2033 | 5 | 25 | 2 | 738.8849 | 0
2033 | 5 | 25 | 3 | 732.9614 | 0
2033 | 5 | 25 | 4 | 730.6517 | 0
2033 | 5 | 25 | 5 | 743.5685 | 0
2033 | 5 | 25 | 6 | 770.5028 | 0
2033 | 5 | 25 | 7 | 819.4169 | 0
2033 | 5 | 25 | 8 | 855.7838 | 0
2033 | 5 | 25 | 9 | 892.2518 | 0
2033 | 5 | 25 | 10 | 925.0573 | 0
2033 | 5 | 25 | 11 | 950.4041 | 0
2033 | 5 | 25 | 12 | 976.9582 | 0
2033 | 5 | 25 | 13 | 991.1081 | 0
2033 | 5 | 25 | 14 | 1002.5818 | 2.5818
2033 | 5 | 25 | 15 | 1018.8231 | 18.8231
2033 | 5 | 25 | 16 | 1036.8185 | 36.8185
2033 | 5 | 25 | 17 | 1039.8076 | 39.8076
2033 | 5 | 25 | 18 | 1033.9824 | 33.9824
2033 | 5 | 25 | 19 | 1002.738 | 2.738
2033 | 5 | 25 | 20 | 975.5001 | 0
2033 | 5 | 25 | 21 | 940.7443 | 0
2033 | 5 | 25 | 22 | 906.3198 | 0
2033 | 5 | 25 | 23 | 864.2993 | 0
2033 | 5 | 26 | 0 | 821.9772 | 0
2033 | 5 | 26 | 1 | 758.5102 | 0
2033 | 5 | 26 | 2 | 738.6004 | 0
2033 | 5 | 26 | 3 | 728.4419 | 0
2033 | 5 | 26 | 4 | 724.5426 | 0
2033 | 5 | 26 | 5 | 737.4021 | 0
2033 | 5 | 26 | 6 | 771.2162 | 0
2033 | 5 | 26 | 7 | 829.3716 | 0
2033 | 5 | 26 | 8 | 871.441 | 0
2033 | 5 | 26 | 9 | 911.7497 | 0
2033 | 5 | 26 | 10 | 939.4315 | 0
2033 | 5 | 26 | 11 | 962.6244 | 0
2033 | 5 | 26 | 12 | 986.8266 | 0
2033 | 5 | 26 | 13 | 1004.6641 | 4.6641
2033 | 5 | 26 | 14 | 1015.5819 | 15.5819
2033 | 5 | 26 | 15 | 1028.5946 | 28.5946
2033 | 5 | 26 | 16 | 1037.9751 | 37.9751
2033 | 5 | 26 | 17 | 1035.9898 | 35.9898
2033 | 5 | 26 | 18 | 1013.3987 | 13.3987
2033 | 5 | 26 | 19 | 987.2107 | 0
2033 | 5 | 26 | 20 | 958.5071 | 0
2033 | 5 | 26 | 21 | 924.1811 | 0
2033 | 5 | 26 | 22 | 890.0809 | 0
2033 | 5 | 26 | 23 | 842.5511 | 0
2033 | 5 | 27 | 0 | 802.7832 | 0
2033 | 5 | 27 | 1 | 792.9051 | 0
2033 | 5 | 27 | 2 | 772.2552 | 0
2033 | 5 | 27 | 3 | 761.9725 | 0
2033 | 5 | 27 | 4 | 757.2153 | 0
2033 | 5 | 27 | 5 | 769.6265 | 0
2033 | 5 | 27 | 6 | 803.1544 | 0
2033 | 5 | 27 | 7 | 860.8955 | 0
2033 | 5 | 27 | 8 | 900.8835 | 0
2033 | 5 | 27 | 9 | 953.1131 | 0
2033 | 5 | 27 | 10 | 991.3758 | 0
2033 | 5 | 27 | 11 | 1027.2928 | 27.2928
2033 | 5 | 27 | 12 | 1055.0191 | 55.0191
2033 | 5 | 27 | 13 | 1072.9792 | 72.9792
2033 | 5 | 27 | 14 | 1082.083 | 82.083
2033 | 5 | 27 | 15 | 1088.3651 | 88.3651
2033 | 5 | 27 | 16 | 1089.314 | 89.314
2033 | 5 | 27 | 17 | 1079.5174 | 79.5174
2033 | 5 | 27 | 18 | 1056.2226 | 56.2226
2033 | 5 | 27 | 19 | 1031.5548 | 31.5548
2033 | 5 | 27 | 20 | 1001.9041 | 1.9041
2033 | 5 | 27 | 21 | 985.1345 | 0
2033 | 5 | 27 | 22 | 953.2809 | 0
2033 | 5 | 27 | 23 | 907.1037 | 0
2033 | 5 | 28 | 0 | 865.6725 | 0
2033 | 5 | 28 | 1 | 807.3955 | 0
2033 | 5 | 28 | 2 | 769.6232 | 0
2033 | 5 | 28 | 3 | 731.851 | 0
2033 | 5 | 28 | 4 | 716.8265 | 0
2033 | 5 | 28 | 5 | 706.0821 | 0
2033 | 5 | 28 | 6 | 699.757 | 0
2033 | 5 | 28 | 7 | 702.7527 | 0
2033 | 5 | 28 | 8 | 721.1313 | 0
2033 | 5 | 28 | 9 | 748.6638 | 0
2033 | 5 | 28 | 10 | 776.3838 | 0
2033 | 5 | 28 | 11 | 796.3168 | 0
2033 | 5 | 28 | 12 | 806.5519 | 0
2033 | 5 | 28 | 13 | 807.7418 | 0
2033 | 5 | 28 | 14 | 809.1684 | 0
2033 | 5 | 28 | 15 | 816.1381 | 0
2033 | 5 | 28 | 16 | 825.201 | 0
2033 | 5 | 28 | 17 | 833.5295 | 0
2033 | 5 | 28 | 18 | 829.4348 | 0
2033 | 5 | 28 | 19 | 807.9898 | 0
2033 | 5 | 28 | 20 | 783.0461 | 0
2033 | 5 | 28 | 21 | 771.555 | 0
2033 | 5 | 28 | 22 | 769.856 | 0
2033 | 5 | 28 | 23 | 754.0429 | 0
2033 | 5 | 29 | 0 | 736.2057 | 0
2033 | 5 | 29 | 1 | 694.87 | 0
2033 | 5 | 29 | 2 | 653.5342 | 0
2033 | 5 | 29 | 3 | 643.2255 | 0
2033 | 5 | 29 | 4 | 635.7166 | 0
2033 | 5 | 29 | 5 | 630.7538 | 0
2033 | 5 | 29 | 6 | 632.9388 | 0
2033 | 5 | 29 | 7 | 646.9648 | 0
2033 | 5 | 29 | 8 | 659.2571 | 0
2033 | 5 | 29 | 9 | 686.508 | 0
2033 | 5 | 29 | 10 | 705.9217 | 0
2033 | 5 | 29 | 11 | 721.6839 | 0
2033 | 5 | 29 | 12 | 735.1638 | 0
2033 | 5 | 29 | 13 | 738.6111 | 0
2033 | 5 | 29 | 14 | 737.8343 | 0
2033 | 5 | 29 | 15 | 747.3191 | 0
2033 | 5 | 29 | 16 | 761.9912 | 0
2033 | 5 | 29 | 17 | 769.1348 | 0
2033 | 5 | 29 | 18 | 775.53 | 0
2033 | 5 | 29 | 19 | 768.1101 | 0
2033 | 5 | 29 | 20 | 760.3799 | 0
2033 | 5 | 29 | 21 | 750.0216 | 0
2033 | 5 | 29 | 22 | 728.815 | 0
2033 | 5 | 29 | 23 | 709.9105 | 0
2033 | 5 | 30 | 0 | 688.5147 | 0
2033 | 5 | 30 | 1 | 703.1795 | 0
2033 | 5 | 30 | 2 | 690.4819 | 0
2033 | 5 | 30 | 3 | 686.5224 | 0
2033 | 5 | 30 | 4 | 684.1434 | 0
2033 | 5 | 30 | 5 | 698.5854 | 0
2033 | 5 | 30 | 6 | 733.1378 | 0
2033 | 5 | 30 | 7 | 781.1815 | 0
2033 | 5 | 30 | 8 | 806.4191 | 0
2033 | 5 | 30 | 9 | 837.7377 | 0
2033 | 5 | 30 | 10 | 866.0448 | 0
2033 | 5 | 30 | 11 | 887.3275 | 0
2033 | 5 | 30 | 12 | 901.3408 | 0
2033 | 5 | 30 | 13 | 907.7853 | 0
2033 | 5 | 30 | 14 | 907.9021 | 0
2033 | 5 | 30 | 15 | 915.8607 | 0
2033 | 5 | 30 | 16 | 928.3918 | 0
2033 | 5 | 30 | 17 | 928.5653 | 0
2033 | 5 | 30 | 18 | 925.2616 | 0
2033 | 5 | 30 | 19 | 909.5664 | 0
2033 | 5 | 30 | 20 | 890.4828 | 0
2033 | 5 | 30 | 21 | 867.7208 | 0
2033 | 5 | 30 | 22 | 839.5827 | 0
2033 | 5 | 30 | 23 | 804.8692 | 0
2033 | 5 | 31 | 0 | 766.5396 | 0
2033 | 5 | 31 | 1 | 730.9937 | 0
2033 | 5 | 31 | 2 | 715.1606 | 0
2033 | 5 | 31 | 3 | 709.0331 | 0
2033 | 5 | 31 | 4 | 706.3539 | 0
2033 | 5 | 31 | 5 | 719.2486 | 0
2033 | 5 | 31 | 6 | 750.0161 | 0
2033 | 5 | 31 | 7 | 807.0741 | 0
2033 | 5 | 31 | 8 | 843.7637 | 0
2033 | 5 | 31 | 9 | 869.16 | 0
2033 | 5 | 31 | 10 | 889.3715 | 0
2033 | 5 | 31 | 11 | 908.8529 | 0
2033 | 5 | 31 | 12 | 920.8306 | 0
2033 | 5 | 31 | 13 | 924.282 | 0
2033 | 5 | 31 | 14 | 920.0771 | 0
2033 | 5 | 31 | 15 | 925.2395 | 0
2033 | 5 | 31 | 16 | 925.6179 | 0
2033 | 5 | 31 | 17 | 927.719 | 0
2033 | 5 | 31 | 18 | 925.2172 | 0
2033 | 5 | 31 | 19 | 903.1573 | 0
2033 | 5 | 31 | 20 | 890.2996 | 0
2033 | 5 | 31 | 21 | 864.5795 | 0
2033 | 5 | 31 | 22 | 833.1395 | 0
2033 | 5 | 31 | 23 | 792.1303 | 0
2033 | 6 | 1 | 0 | 756.1397 | 0
2033 | 6 | 1 | 1 | 741.454 | 0
2033 | 6 | 1 | 2 | 725.97 | 0
2033 | 6 | 1 | 3 | 721.3267 | 0
2033 | 6 | 1 | 4 | 720.1056 | 0
2033 | 6 | 1 | 5 | 735.2261 | 0
2033 | 6 | 1 | 6 | 765.4101 | 0
2033 | 6 | 1 | 7 | 805.3071 | 0
2033 | 6 | 1 | 8 | 840.6334 | 0
2033 | 6 | 1 | 9 | 867.3263 | 0
2033 | 6 | 1 | 10 | 882.187 | 0
2033 | 6 | 1 | 11 | 898.5045 | 0
2033 | 6 | 1 | 12 | 922.2464 | 0
2033 | 6 | 1 | 13 | 928.8889 | 0
2033 | 6 | 1 | 14 | 933.0682 | 0
2033 | 6 | 1 | 15 | 944.2134 | 0
2033 | 6 | 1 | 16 | 958.9613 | 0
2033 | 6 | 1 | 17 | 964.391 | 0
2033 | 6 | 1 | 18 | 963.3619 | 0
2033 | 6 | 1 | 19 | 937.5409 | 0
2033 | 6 | 1 | 20 | 906.8027 | 0
2033 | 6 | 1 | 21 | 883.2955 | 0
2033 | 6 | 1 | 22 | 857.8021 | 0
2033 | 6 | 1 | 23 | 819.652 | 0
2033 | 6 | 2 | 0 | 779.5957 | 0
2033 | 6 | 2 | 1 | 748.5873 | 0
2033 | 6 | 2 | 2 | 717.5789 | 0
2033 | 6 | 2 | 3 | 710.6429 | 0
2033 | 6 | 2 | 4 | 709.7212 | 0
2033 | 6 | 2 | 5 | 726.3842 | 0
2033 | 6 | 2 | 6 | 762.875 | 0
2033 | 6 | 2 | 7 | 811.7411 | 0
2033 | 6 | 2 | 8 | 841.3929 | 0
2033 | 6 | 2 | 9 | 875.7457 | 0
2033 | 6 | 2 | 10 | 887.696 | 0
2033 | 6 | 2 | 11 | 908.1554 | 0
2033 | 6 | 2 | 12 | 926.3043 | 0
2033 | 6 | 2 | 13 | 940.782 | 0
2033 | 6 | 2 | 14 | 949.0147 | 0
2033 | 6 | 2 | 15 | 961.5773 | 0
2033 | 6 | 2 | 16 | 972.7845 | 0
2033 | 6 | 2 | 17 | 975.9922 | 0
2033 | 6 | 2 | 18 | 961.7409 | 0
2033 | 6 | 2 | 19 | 930.1607 | 0
2033 | 6 | 2 | 20 | 901.9281 | 0
2033 | 6 | 2 | 21 | 870.6436 | 0
2033 | 6 | 2 | 22 | 838.0862 | 0
2033 | 6 | 2 | 23 | 800.832 | 0
2033 | 6 | 3 | 0 | 757.9392 | 0
2033 | 6 | 3 | 1 | 743.636 | 0
2033 | 6 | 3 | 2 | 726.4499 | 0
2033 | 6 | 3 | 3 | 718.4362 | 0
2033 | 6 | 3 | 4 | 717.1565 | 0
2033 | 6 | 3 | 5 | 736.0987 | 0
2033 | 6 | 3 | 6 | 771.2283 | 0
2033 | 6 | 3 | 7 | 826.4726 | 0
2033 | 6 | 3 | 8 | 866.7299 | 0
2033 | 6 | 3 | 9 | 901.682 | 0
2033 | 6 | 3 | 10 | 925.2136 | 0
2033 | 6 | 3 | 11 | 953.2108 | 0
2033 | 6 | 3 | 12 | 977.1457 | 0
2033 | 6 | 3 | 13 | 994.4297 | 0
2033 | 6 | 3 | 14 | 1002.3065 | 2.3065
2033 | 6 | 3 | 15 | 1014.1454 | 14.1454
2033 | 6 | 3 | 16 | 1020.8485 | 20.8485
2033 | 6 | 3 | 17 | 1012.6388 | 12.6388
2033 | 6 | 3 | 18 | 988.2692 | 0
2033 | 6 | 3 | 19 | 961.0335 | 0
2033 | 6 | 3 | 20 | 924.9289 | 0
2033 | 6 | 3 | 21 | 893.5175 | 0
2033 | 6 | 3 | 22 | 865.0023 | 0
2033 | 6 | 3 | 23 | 820.8218 | 0
2033 | 6 | 4 | 0 | 781.9588 | 0
2033 | 6 | 4 | 1 | 756.674 | 0
2033 | 6 | 4 | 2 | 735.4973 | 0
2033 | 6 | 4 | 3 | 724.9123 | 0
2033 | 6 | 4 | 4 | 716.7909 | 0
2033 | 6 | 4 | 5 | 719.6196 | 0
2033 | 6 | 4 | 6 | 728.772 | 0
2033 | 6 | 4 | 7 | 753.2974 | 0
2033 | 6 | 4 | 8 | 788.5053 | 0
2033 | 6 | 4 | 9 | 829.0696 | 0
2033 | 6 | 4 | 10 | 865.3017 | 0
2033 | 6 | 4 | 11 | 901.1212 | 0
2033 | 6 | 4 | 12 | 923.7149 | 0
2033 | 6 | 4 | 13 | 932.0314 | 0
2033 | 6 | 4 | 14 | 935.8271 | 0
2033 | 6 | 4 | 15 | 945.3348 | 0
2033 | 6 | 4 | 16 | 957.3259 | 0
2033 | 6 | 4 | 17 | 951.5679 | 0
2033 | 6 | 4 | 18 | 941.2639 | 0
2033 | 6 | 4 | 19 | 930.2238 | 0
2033 | 6 | 4 | 20 | 896.1312 | 0
2033 | 6 | 4 | 21 | 872.3683 | 0
2033 | 6 | 4 | 22 | 852.0565 | 0
2033 | 6 | 4 | 23 | 825.6791 | 0
2033 | 6 | 5 | 0 | 796.8091 | 0
2033 | 6 | 5 | 1 | 797.8714 | 0
2033 | 6 | 5 | 2 | 771.9305 | 0
2033 | 6 | 5 | 3 | 753.2987 | 0
2033 | 6 | 5 | 4 | 738.9358 | 0
2033 | 6 | 5 | 5 | 734.2677 | 0
2033 | 6 | 5 | 6 | 740.0977 | 0
2033 | 6 | 5 | 7 | 772.2804 | 0
2033 | 6 | 5 | 8 | 818.4427 | 0
2033 | 6 | 5 | 9 | 880.3804 | 0
2033 | 6 | 5 | 10 | 942.318 | 0
2033 | 6 | 5 | 11 | 993.0236 | 0
2033 | 6 | 5 | 12 | 1033.958 | 33.958
2033 | 6 | 5 | 13 | 1058.3141 | 58.3141
2033 | 6 | 5 | 14 | 1077.79 | 77.79
2033 | 6 | 5 | 15 | 1100.1092 | 100.1092
2033 | 6 | 5 | 16 | 1122.359 | 122.359
2033 | 6 | 5 | 17 | 1129.1777 | 129.1777
2033 | 6 | 5 | 18 | 1101.6046 | 101.6046
2033 | 6 | 5 | 19 | 1077.42 | 77.42
2033 | 6 | 5 | 20 | 1033.6838 | 33.6838
2033 | 6 | 5 | 21 | 1016.6925 | 16.6925
2033 | 6 | 5 | 22 | 980.5004 | 0
2033 | 6 | 5 | 23 | 932.9979 | 0
2033 | 6 | 6 | 0 | 883.3182 | 0
2033 | 6 | 6 | 1 | 897.1399 | 0
2033 | 6 | 6 | 2 | 864.3838 | 0
2033 | 6 | 6 | 3 | 844.1821 | 0
2033 | 6 | 6 | 4 | 832.3881 | 0
2033 | 6 | 6 | 5 | 846.2033 | 0
2033 | 6 | 6 | 6 | 885.7886 | 0
2033 | 6 | 6 | 7 | 952.8551 | 0
2033 | 6 | 6 | 8 | 1011.1626 | 11.1626
2033 | 6 | 6 | 9 | 1081.0345 | 81.0345
2033 | 6 | 6 | 10 | 1135.2795 | 135.2795
2033 | 6 | 6 | 11 | 1177.431 | 177.431
2033 | 6 | 6 | 12 | 1214.955 | 214.955
2033 | 6 | 6 | 13 | 1236.7775 | 236.7775
2033 | 6 | 6 | 14 | 1250.154 | 250.154
2033 | 6 | 6 | 15 | 1266.1272 | 266.1272
2033 | 6 | 6 | 16 | 1283.7443 | 283.7443
2033 | 6 | 6 | 17 | 1283.3901 | 283.3901
2033 | 6 | 6 | 18 | 1253.3596 | 253.3596
2033 | 6 | 6 | 19 | 1213.5188 | 213.5188
2033 | 6 | 6 | 20 | 1176.1042 | 176.1042
2033 | 6 | 6 | 21 | 1124.437 | 124.437
2033 | 6 | 6 | 22 | 1070.3264 | 70.3264
2033 | 6 | 6 | 23 | 1008.5143 | 8.5143
2033 | 6 | 7 | 0 | 940.091 | 0
2033 | 6 | 7 | 1 | 881.7658 | 0
2033 | 6 | 7 | 2 | 848.198 | 0
2033 | 6 | 7 | 3 | 827.7084 | 0
2033 | 6 | 7 | 4 | 816.1461 | 0
2033 | 6 | 7 | 5 | 827.3613 | 0
2033 | 6 | 7 | 6 | 860.4058 | 0
2033 | 6 | 7 | 7 | 924.0966 | 0
2033 | 6 | 7 | 8 | 968.787 | 0
2033 | 6 | 7 | 9 | 1006.7021 | 6.7021
2033 | 6 | 7 | 10 | 1042.4121 | 42.4121
2033 | 6 | 7 | 11 | 1074.907 | 74.907
2033 | 6 | 7 | 12 | 1094.489 | 94.489
2033 | 6 | 7 | 13 | 1101.0965 | 101.0965
2033 | 6 | 7 | 14 | 1100.0316 | 100.0316
2033 | 6 | 7 | 15 | 1104.2898 | 104.2898
2033 | 6 | 7 | 16 | 1110.2843 | 110.2843
2033 | 6 | 7 | 17 | 1114.93 | 114.93
2033 | 6 | 7 | 18 | 1102.4732 | 102.4732
2033 | 6 | 7 | 19 | 1059.4694 | 59.4694
2033 | 6 | 7 | 20 | 1023.3707 | 23.3707
2033 | 6 | 7 | 21 | 979.0307 | 0
2033 | 6 | 7 | 22 | 934.68 | 0
2033 | 6 | 7 | 23 | 879.5291 | 0
2033 | 6 | 8 | 0 | 828.9479 | 0
2033 | 6 | 8 | 1 | 794.4034 | 0
2033 | 6 | 8 | 2 | 771.3914 | 0
2033 | 6 | 8 | 3 | 761.4464 | 0
2033 | 6 | 8 | 4 | 757.0035 | 0
2033 | 6 | 8 | 5 | 767.4942 | 0
2033 | 6 | 8 | 6 | 797.1108 | 0
2033 | 6 | 8 | 7 | 842.9523 | 0
2033 | 6 | 8 | 8 | 875.9098 | 0
2033 | 6 | 8 | 9 | 904.2895 | 0
2033 | 6 | 8 | 10 | 921.7335 | 0
2033 | 6 | 8 | 11 | 936.0916 | 0
2033 | 6 | 8 | 12 | 955.5363 | 0
2033 | 6 | 8 | 13 | 959.081 | 0
2033 | 6 | 8 | 14 | 963.3138 | 0
2033 | 6 | 8 | 15 | 977.7987 | 0
2033 | 6 | 8 | 16 | 997.117 | 0
2033 | 6 | 8 | 17 | 1005.9087 | 5.9087
2033 | 6 | 8 | 18 | 997.6928 | 0
2033 | 6 | 8 | 19 | 959.2543 | 0
2033 | 6 | 8 | 20 | 916.5631 | 0
2033 | 6 | 8 | 21 | 883.9975 | 0
2033 | 6 | 8 | 22 | 851.7617 | 0
2033 | 6 | 8 | 23 | 810.9551 | 0
2033 | 6 | 9 | 0 | 768.9324 | 0
2033 | 6 | 9 | 1 | 719.5473 | 0
2033 | 6 | 9 | 2 | 705.9177 | 0
2033 | 6 | 9 | 3 | 700.3866 | 0
2033 | 6 | 9 | 4 | 701.1751 | 0
2033 | 6 | 9 | 5 | 722.7982 | 0
2033 | 6 | 9 | 6 | 765.0397 | 0
2033 | 6 | 9 | 7 | 821.1336 | 0
2033 | 6 | 9 | 8 | 843.835 | 0
2033 | 6 | 9 | 9 | 874.6745 | 0
2033 | 6 | 9 | 10 | 885.6217 | 0
2033 | 6 | 9 | 11 | 900.2855 | 0
2033 | 6 | 9 | 12 | 912.7921 | 0
2033 | 6 | 9 | 13 | 924.2589 | 0
2033 | 6 | 9 | 14 | 928.2495 | 0
2033 | 6 | 9 | 15 | 936.4094 | 0
2033 | 6 | 9 | 16 | 943.5868 | 0
2033 | 6 | 9 | 17 | 942.9081 | 0
2033 | 6 | 9 | 18 | 923.9298 | 0
2033 | 6 | 9 | 19 | 897.2325 | 0
2033 | 6 | 9 | 20 | 881.4751 | 0
2033 | 6 | 9 | 21 | 857.9979 | 0
2033 | 6 | 9 | 22 | 825.2419 | 0
2033 | 6 | 9 | 23 | 785.1168 | 0
2033 | 6 | 10 | 0 | 744.7391 | 0
2033 | 6 | 10 | 1 | 762.4245 | 0
2033 | 6 | 10 | 2 | 745.3106 | 0
2033 | 6 | 10 | 3 | 737.5776 | 0
2033 | 6 | 10 | 4 | 737.0834 | 0
2033 | 6 | 10 | 5 | 757.842 | 0
2033 | 6 | 10 | 6 | 798.9701 | 0
2033 | 6 | 10 | 7 | 861.1789 | 0
2033 | 6 | 10 | 8 | 897.5844 | 0
2033 | 6 | 10 | 9 | 949.4137 | 0
2033 | 6 | 10 | 10 | 981.2328 | 0
2033 | 6 | 10 | 11 | 1018.9126 | 18.9126
2033 | 6 | 10 | 12 | 1048.4087 | 48.4087
2033 | 6 | 10 | 13 | 1070.5927 | 70.5927
2033 | 6 | 10 | 14 | 1085.073 | 85.073
2033 | 6 | 10 | 15 | 1094.417 | 94.417
2033 | 6 | 10 | 16 | 1110.5475 | 110.5475
2033 | 6 | 10 | 17 | 1114.8115 | 114.8115
2033 | 6 | 10 | 18 | 1096.2542 | 96.2542
2033 | 6 | 10 | 19 | 1062.9495 | 62.9495
2033 | 6 | 10 | 20 | 1031.9736 | 31.9736
2033 | 6 | 10 | 21 | 992.3796 | 0
2033 | 6 | 10 | 22 | 960.7554 | 0
2033 | 6 | 10 | 23 | 914.4686 | 0
2033 | 6 | 11 | 0 | 861.6801 | 0
2033 | 6 | 11 | 1 | 804.3786 | 0
2033 | 6 | 11 | 2 | 779.0189 | 0
2033 | 6 | 11 | 3 | 764.3324 | 0
2033 | 6 | 11 | 4 | 754.249 | 0
2033 | 6 | 11 | 5 | 754.53 | 0
2033 | 6 | 11 | 6 | 763.0868 | 0
2033 | 6 | 11 | 7 | 790.1072 | 0
2033 | 6 | 11 | 8 | 817.779 | 0
2033 | 6 | 11 | 9 | 873.0083 | 0
2033 | 6 | 11 | 10 | 904.938 | 0
2033 | 6 | 11 | 11 | 940.2931 | 0
2033 | 6 | 11 | 12 | 967.6174 | 0
2033 | 6 | 11 | 13 | 977.1065 | 0
2033 | 6 | 11 | 14 | 978.2078 | 0
2033 | 6 | 11 | 15 | 981.5617 | 0
2033 | 6 | 11 | 16 | 989.383 | 0
2033 | 6 | 11 | 17 | 994.3275 | 0
2033 | 6 | 11 | 18 | 990.4645 | 0
2033 | 6 | 11 | 19 | 958.8601 | 0
2033 | 6 | 11 | 20 | 940.2794 | 0
2033 | 6 | 11 | 21 | 917.525 | 0
2033 | 6 | 11 | 22 | 894.1369 | 0
2033 | 6 | 11 | 23 | 863.7289 | 0
2033 | 6 | 12 | 0 | 822.4769 | 0
2033 | 6 | 12 | 1 | 796.4505 | 0
2033 | 6 | 12 | 2 | 767.0588 | 0
2033 | 6 | 12 | 3 | 749.3795 | 0
2033 | 6 | 12 | 4 | 736.0798 | 0
2033 | 6 | 12 | 5 | 733.5424 | 0
2033 | 6 | 12 | 6 | 740.6819 | 0
2033 | 6 | 12 | 7 | 768.0756 | 0
2033 | 6 | 12 | 8 | 804.99 | 0
2033 | 6 | 12 | 9 | 863.414 | 0
2033 | 6 | 12 | 10 | 917.6288 | 0
2033 | 6 | 12 | 11 | 965.0425 | 0
2033 | 6 | 12 | 12 | 1002.4049 | 2.4049
2033 | 6 | 12 | 13 | 1018.9657 | 18.9657
2033 | 6 | 12 | 14 | 1032.41 | 32.41
2033 | 6 | 12 | 15 | 1047.0317 | 47.0317
2033 | 6 | 12 | 16 | 1059.6893 | 59.6893
2033 | 6 | 12 | 17 | 1063.5896 | 63.5896
2033 | 6 | 12 | 18 | 1046.2809 | 46.2809
2033 | 6 | 12 | 19 | 1031.3269 | 31.3269
2033 | 6 | 12 | 20 | 1027.1072 | 27.1072
2033 | 6 | 12 | 21 | 969.7294 | 0
2033 | 6 | 12 | 22 | 932.0847 | 0
2033 | 6 | 12 | 23 | 887.0276 | 0
2033 | 6 | 13 | 0 | 838.5905 | 0
2033 | 6 | 13 | 1 | 843.0338 | 0
2033 | 6 | 13 | 2 | 812.8004 | 0
2033 | 6 | 13 | 3 | 795.7632 | 0
2033 | 6 | 13 | 4 | 784.3837 | 0
2033 | 6 | 13 | 5 | 798.5033 | 0
2033 | 6 | 13 | 6 | 840.5913 | 0
2033 | 6 | 13 | 7 | 907.0148 | 0
2033 | 6 | 13 | 8 | 953.1657 | 0
2033 | 6 | 13 | 9 | 1002.3878 | 2.3878
2033 | 6 | 13 | 10 | 1046.3147 | 46.3147
2033 | 6 | 13 | 11 | 1076.4269 | 76.4269
2033 | 6 | 13 | 12 | 1097.1262 | 97.1262
2033 | 6 | 13 | 13 | 1107.4042 | 107.4042
2033 | 6 | 13 | 14 | 1112.3938 | 112.3938
2033 | 6 | 13 | 15 | 1123.0151 | 123.0151
2033 | 6 | 13 | 16 | 1136.4137 | 136.4137
2033 | 6 | 13 | 17 | 1134.6832 | 134.6832
2033 | 6 | 13 | 18 | 1110.8177 | 110.8177
2033 | 6 | 13 | 19 | 1078.434 | 78.434
2033 | 6 | 13 | 20 | 1036.3385 | 36.3385
2033 | 6 | 13 | 21 | 994.0107 | 0
2033 | 6 | 13 | 22 | 949.7633 | 0
2033 | 6 | 13 | 23 | 895.7673 | 0
2033 | 6 | 14 | 0 | 841.2409 | 0
2033 | 6 | 14 | 1 | 801.2765 | 0
2033 | 6 | 14 | 2 | 776.2181 | 0
2033 | 6 | 14 | 3 | 764.1399 | 0
2033 | 6 | 14 | 4 | 757.1153 | 0
2033 | 6 | 14 | 5 | 773.1385 | 0
2033 | 6 | 14 | 6 | 812.8392 | 0
2033 | 6 | 14 | 7 | 881.2269 | 0
2033 | 6 | 14 | 8 | 925.7522 | 0
2033 | 6 | 14 | 9 | 965.8462 | 0
2033 | 6 | 14 | 10 | 999.101 | 0
2033 | 6 | 14 | 11 | 1028.2687 | 28.2687
2033 | 6 | 14 | 12 | 1048.8556 | 48.8556
2033 | 6 | 14 | 13 | 1058.5353 | 58.5353
2033 | 6 | 14 | 14 | 1060.1121 | 60.1121
2033 | 6 | 14 | 15 | 1068.1948 | 68.1948
2033 | 6 | 14 | 16 | 1070.6282 | 70.6282
2033 | 6 | 14 | 17 | 1073.3028 | 73.3028
2033 | 6 | 14 | 18 | 1058.6316 | 58.6316
2033 | 6 | 14 | 19 | 1011.2305 | 11.2305
2033 | 6 | 14 | 20 | 975.9413 | 0
2033 | 6 | 14 | 21 | 935.1959 | 0
2033 | 6 | 14 | 22 | 895.3086 | 0
2033 | 6 | 14 | 23 | 842.4588 | 0
2033 | 6 | 15 | 0 | 794.4268 | 0
2033 | 6 | 15 | 1 | 782.1359 | 0
2033 | 6 | 15 | 2 | 762.2317 | 0
2033 | 6 | 15 | 3 | 754.409 | 0
2033 | 6 | 15 | 4 | 749.0442 | 0
2033 | 6 | 15 | 5 | 764.646 | 0
2033 | 6 | 15 | 6 | 800.5406 | 0
2033 | 6 | 15 | 7 | 845.9743 | 0
2033 | 6 | 15 | 8 | 891.408 | 0
2033 | 6 | 15 | 9 | 924.3372 | 0
2033 | 6 | 15 | 10 | 949.8589 | 0
2033 | 6 | 15 | 11 | 972.596 | 0
2033 | 6 | 15 | 12 | 996.9492 | 0
2033 | 6 | 15 | 13 | 1006.1863 | 6.1863
2033 | 6 | 15 | 14 | 1013.5524 | 13.5524
2033 | 6 | 15 | 15 | 1025.9215 | 25.9215
2033 | 6 | 15 | 16 | 1044.3932 | 44.3932
2033 | 6 | 15 | 17 | 1047.0586 | 47.0586
2033 | 6 | 15 | 18 | 1044.2425 | 44.2425
2033 | 6 | 15 | 19 | 1010.0034 | 10.0034
2033 | 6 | 15 | 20 | 967.8097 | 0
2033 | 6 | 15 | 21 | 925.2015 | 0
2033 | 6 | 15 | 22 | 890.3857 | 0
2033 | 6 | 15 | 23 | 846.1941 | 0
2033 | 6 | 16 | 0 | 799.4574 | 0
2033 | 6 | 16 | 1 | 757.7694 | 0
2033 | 6 | 16 | 2 | 739.3813 | 0
2033 | 6 | 16 | 3 | 731.8069 | 0
2033 | 6 | 16 | 4 | 730.1539 | 0
2033 | 6 | 16 | 5 | 747.7006 | 0
2033 | 6 | 16 | 6 | 788.816 | 0
2033 | 6 | 16 | 7 | 845.1123 | 0
2033 | 6 | 16 | 8 | 877.9291 | 0
2033 | 6 | 16 | 9 | 916.3042 | 0
2033 | 6 | 16 | 10 | 932.8884 | 0
2033 | 6 | 16 | 11 | 959.6548 | 0
2033 | 6 | 16 | 12 | 984.7389 | 0
2033 | 6 | 16 | 13 | 1005.0934 | 5.0934
2033 | 6 | 16 | 14 | 1010.6654 | 10.6654
2033 | 6 | 16 | 15 | 1021.0279 | 21.0279
2033 | 6 | 16 | 16 | 1027.3122 | 27.3122
2033 | 6 | 16 | 17 | 1018.8494 | 18.8494
2033 | 6 | 16 | 18 | 1003.4217 | 3.4217
2033 | 6 | 16 | 19 | 971.7845 | 0
2033 | 6 | 16 | 20 | 938.1007 | 0
2033 | 6 | 16 | 21 | 920.8433 | 0
2033 | 6 | 16 | 22 | 895.0698 | 0
2033 | 6 | 16 | 23 | 853.2485 | 0
2033 | 6 | 17 | 0 | 808.3778 | 0
2033 | 6 | 17 | 1 | 809.8754 | 0
2033 | 6 | 17 | 2 | 788.2656 | 0
2033 | 6 | 17 | 3 | 775.6476 | 0
2033 | 6 | 17 | 4 | 770.8375 | 0
2033 | 6 | 17 | 5 | 787.8659 | 0
2033 | 6 | 17 | 6 | 826.0295 | 0
2033 | 6 | 17 | 7 | 885.3082 | 0
2033 | 6 | 17 | 8 | 915.8925 | 0
2033 | 6 | 17 | 9 | 967.6322 | 0
2033 | 6 | 17 | 10 | 1002.2828 | 2.2828
2033 | 6 | 17 | 11 | 1038.0011 | 38.0011
2033 | 6 | 17 | 12 | 1066.8699 | 66.8699
2033 | 6 | 17 | 13 | 1086.5738 | 86.5738
2033 | 6 | 17 | 14 | 1094.2262 | 94.2262
2033 | 6 | 17 | 15 | 1105.8251 | 105.8251
2033 | 6 | 17 | 16 | 1110.1115 | 110.1115
2033 | 6 | 17 | 17 | 1099.7526 | 99.7526
2033 | 6 | 17 | 18 | 1072.7949 | 72.7949
2033 | 6 | 17 | 19 | 1043.0574 | 43.0574
2033 | 6 | 17 | 20 | 1021.3599 | 21.3599
2033 | 6 | 17 | 21 | 998.9982 | 0
2033 | 6 | 17 | 22 | 973.4855 | 0
2033 | 6 | 17 | 23 | 931.004 | 0
2033 | 6 | 18 | 0 | 880.6791 | 0
2033 | 6 | 18 | 1 | 818.3422 | 0
2033 | 6 | 18 | 2 | 756.0053 | 0
2033 | 6 | 18 | 3 | 738.5704 | 0
2033 | 6 | 18 | 4 | 725.9802 | 0
2033 | 6 | 18 | 5 | 724.0539 | 0
2033 | 6 | 18 | 6 | 731.7626 | 0
2033 | 6 | 18 | 7 | 752.1826 | 0
2033 | 6 | 18 | 8 | 784.5657 | 0
2033 | 6 | 18 | 9 | 818.5627 | 0
2033 | 6 | 18 | 10 | 849.8064 | 0
2033 | 6 | 18 | 11 | 873.7574 | 0
2033 | 6 | 18 | 12 | 887.0869 | 0
2033 | 6 | 18 | 13 | 884.8453 | 0
2033 | 6 | 18 | 14 | 881.1137 | 0
2033 | 6 | 18 | 15 | 884.8685 | 0
2033 | 6 | 18 | 16 | 894.9164 | 0
2033 | 6 | 18 | 17 | 901.2378 | 0
2033 | 6 | 18 | 18 | 890.3227 | 0
2033 | 6 | 18 | 19 | 863.5024 | 0
2033 | 6 | 18 | 20 | 830.3928 | 0
2033 | 6 | 18 | 21 | 801.7229 | 0
2033 | 6 | 18 | 22 | 784.2164 | 0
2033 | 6 | 18 | 23 | 759.7234 | 0
2033 | 6 | 19 | 0 | 731.2949 | 0
2033 | 6 | 19 | 1 | 717.2164 | 0
2033 | 6 | 19 | 2 | 696.2414 | 0
2033 | 6 | 19 | 3 | 684.1052 | 0
2033 | 6 | 19 | 4 | 674.4944 | 0
2033 | 6 | 19 | 5 | 671.4268 | 0
2033 | 6 | 19 | 6 | 675.4753 | 0
2033 | 6 | 19 | 7 | 687.1241 | 0
2033 | 6 | 19 | 8 | 711.6236 | 0
2033 | 6 | 19 | 9 | 746.0892 | 0
2033 | 6 | 19 | 10 | 769.9518 | 0
2033 | 6 | 19 | 11 | 789.6661 | 0
2033 | 6 | 19 | 12 | 807.9572 | 0
2033 | 6 | 19 | 13 | 811.1711 | 0
2033 | 6 | 19 | 14 | 819.0261 | 0
2033 | 6 | 19 | 15 | 828.5103 | 0
2033 | 6 | 19 | 16 | 844.1088 | 0
2033 | 6 | 19 | 17 | 858.1774 | 0
2033 | 6 | 19 | 18 | 860.6132 | 0
2033 | 6 | 19 | 19 | 838.6685 | 0
2033 | 6 | 19 | 20 | 823.6532 | 0
2033 | 6 | 19 | 21 | 800.4944 | 0
2033 | 6 | 19 | 22 | 785.3403 | 0
2033 | 6 | 19 | 23 | 763.2161 | 0
2033 | 6 | 20 | 0 | 736.6663 | 0
2033 | 6 | 20 | 1 | 725.9452 | 0
2033 | 6 | 20 | 2 | 708.2891 | 0
2033 | 6 | 20 | 3 | 700.7351 | 0
2033 | 6 | 20 | 4 | 696.7117 | 0
2033 | 6 | 20 | 5 | 709.1442 | 0
2033 | 6 | 20 | 6 | 747.3725 | 0
2033 | 6 | 20 | 7 | 806.9108 | 0
2033 | 6 | 20 | 8 | 845.0168 | 0
2033 | 6 | 20 | 9 | 887.9591 | 0
2033 | 6 | 20 | 10 | 920.6601 | 0
2033 | 6 | 20 | 11 | 946.6338 | 0
2033 | 6 | 20 | 12 | 963.9036 | 0
2033 | 6 | 20 | 13 | 974.3732 | 0
2033 | 6 | 20 | 14 | 978.2981 | 0
2033 | 6 | 20 | 15 | 987.952 | 0
2033 | 6 | 20 | 16 | 1000.7117 | 0.71167
2033 | 6 | 20 | 17 | 1005.3385 | 5.3385
2033 | 6 | 20 | 18 | 992.702 | 0
2033 | 6 | 20 | 19 | 979.5931 | 0
2033 | 6 | 20 | 20 | 941.6568 | 0
2033 | 6 | 20 | 21 | 911.623 | 0
2033 | 6 | 20 | 22 | 880.1722 | 0
2033 | 6 | 20 | 23 | 838.6971 | 0
2033 | 6 | 21 | 0 | 792.4888 | 0
2033 | 6 | 21 | 1 | 747.2742 | 0
2033 | 6 | 21 | 2 | 728.6078 | 0
2033 | 6 | 21 | 3 | 721.7677 | 0
2033 | 6 | 21 | 4 | 716.8671 | 0
2033 | 6 | 21 | 5 | 730.4248 | 0
2033 | 6 | 21 | 6 | 764.7924 | 0
2033 | 6 | 21 | 7 | 823.3407 | 0
2033 | 6 | 21 | 8 | 858.4204 | 0
2033 | 6 | 21 | 9 | 893.34 | 0
2033 | 6 | 21 | 10 | 918.9087 | 0
2033 | 6 | 21 | 11 | 943.3531 | 0
2033 | 6 | 21 | 12 | 961.4703 | 0
2033 | 6 | 21 | 13 | 969.1441 | 0
2033 | 6 | 21 | 14 | 971.9621 | 0
2033 | 6 | 21 | 15 | 983.1098 | 0
2033 | 6 | 21 | 16 | 994.4998 | 0
2033 | 6 | 21 | 17 | 998.3054 | 0
2033 | 6 | 21 | 18 | 996.8505 | 0
2033 | 6 | 21 | 19 | 971.7634 | 0
2033 | 6 | 21 | 20 | 937.9117 | 0
2033 | 6 | 21 | 21 | 895.9419 | 0
2033 | 6 | 21 | 22 | 866.1391 | 0
2033 | 6 | 21 | 23 | 826.285 | 0
2033 | 6 | 22 | 0 | 787.7957 | 0
2033 | 6 | 22 | 1 | 740.2672 | 0
2033 | 6 | 22 | 2 | 722.4934 | 0
2033 | 6 | 22 | 3 | 715.293 | 0
2033 | 6 | 22 | 4 | 713.7232 | 0
2033 | 6 | 22 | 5 | 729.8657 | 0
2033 | 6 | 22 | 6 | 770.9838 | 0
2033 | 6 | 22 | 7 | 824.4779 | 0
2033 | 6 | 22 | 8 | 859.8081 | 0
2033 | 6 | 22 | 9 | 887.1106 | 0
2033 | 6 | 22 | 10 | 905.5507 | 0
2033 | 6 | 22 | 11 | 927.5955 | 0
2033 | 6 | 22 | 12 | 952.0629 | 0
2033 | 6 | 22 | 13 | 960.2964 | 0
2033 | 6 | 22 | 14 | 965.432 | 0
2033 | 6 | 22 | 15 | 976.8841 | 0
2033 | 6 | 22 | 16 | 994.0857 | 0
2033 | 6 | 22 | 17 | 996.2719 | 0
2033 | 6 | 22 | 18 | 979.6903 | 0
2033 | 6 | 22 | 19 | 954.9032 | 0
2033 | 6 | 22 | 20 | 925.1818 | 0
2033 | 6 | 22 | 21 | 888.3223 | 0
2033 | 6 | 22 | 22 | 851.3478 | 0
2033 | 6 | 22 | 23 | 809.5721 | 0
2033 | 6 | 23 | 0 | 766.8427 | 0
2033 | 6 | 23 | 1 | 771.1541 | 0
2033 | 6 | 23 | 2 | 753.2666 | 0
2033 | 6 | 23 | 3 | 745.3909 | 0
2033 | 6 | 23 | 4 | 743.491 | 0
2033 | 6 | 23 | 5 | 760.6086 | 0
2033 | 6 | 23 | 6 | 801.5918 | 0
2033 | 6 | 23 | 7 | 864.2563 | 0
2033 | 6 | 23 | 8 | 893.8991 | 0
2033 | 6 | 23 | 9 | 938.9786 | 0
2033 | 6 | 23 | 10 | 954.0646 | 0
2033 | 6 | 23 | 11 | 984.6325 | 0
2033 | 6 | 23 | 12 | 1010.1366 | 10.1366
2033 | 6 | 23 | 13 | 1031.2698 | 31.2698
2033 | 6 | 23 | 14 | 1038.4114 | 38.4114
2033 | 6 | 23 | 15 | 1051.7686 | 51.7686
2033 | 6 | 23 | 16 | 1062.9224 | 62.9224
2033 | 6 | 23 | 17 | 1063.4287 | 63.4287
2033 | 6 | 23 | 18 | 1043.8422 | 43.8422
2033 | 6 | 23 | 19 | 1016.4213 | 16.4213
2033 | 6 | 23 | 20 | 985.1834 | 0
2033 | 6 | 23 | 21 | 949.1253 | 0
2033 | 6 | 23 | 22 | 907.7003 | 0
2033 | 6 | 23 | 23 | 865.3716 | 0
2033 | 6 | 24 | 0 | 816.3224 | 0
2033 | 6 | 24 | 1 | 829.8913 | 0
2033 | 6 | 24 | 2 | 805.8711 | 0
2033 | 6 | 24 | 3 | 793.1324 | 0
2033 | 6 | 24 | 4 | 786.5421 | 0
2033 | 6 | 24 | 5 | 801.0844 | 0
2033 | 6 | 24 | 6 | 840.5108 | 0
2033 | 6 | 24 | 7 | 903.8726 | 0
2033 | 6 | 24 | 8 | 942.0309 | 0
2033 | 6 | 24 | 9 | 1001.1578 | 1.1578
2033 | 6 | 24 | 10 | 1042.8895 | 42.8895
2033 | 6 | 24 | 11 | 1085.9574 | 85.9574
2033 | 6 | 24 | 12 | 1120.2203 | 120.2203
2033 | 6 | 24 | 13 | 1145.2527 | 145.2527
2033 | 6 | 24 | 14 | 1156.9038 | 156.9038
2033 | 6 | 24 | 15 | 1171.9461 | 171.9461
2033 | 6 | 24 | 16 | 1183.6462 | 183.6462
2033 | 6 | 24 | 17 | 1178.3506 | 178.3506
2033 | 6 | 24 | 18 | 1153.3575 | 153.3575
2033 | 6 | 24 | 19 | 1116.1516 | 116.1516
2033 | 6 | 24 | 20 | 1073.9114 | 73.9114
2033 | 6 | 24 | 21 | 1048.8267 | 48.8267
2033 | 6 | 24 | 22 | 1018.4837 | 18.4837
2033 | 6 | 24 | 23 | 970.4003 | 0
2033 | 6 | 25 | 0 | 910.0694 | 0
2033 | 6 | 25 | 1 | 849.5284 | 0
2033 | 6 | 25 | 2 | 788.9875 | 0
2033 | 6 | 25 | 3 | 770.6678 | 0
2033 | 6 | 25 | 4 | 760.8129 | 0
2033 | 6 | 25 | 5 | 761.1925 | 0
2033 | 6 | 25 | 6 | 772.0784 | 0
2033 | 6 | 25 | 7 | 799.6368 | 0
2033 | 6 | 25 | 8 | 827.8593 | 0
2033 | 6 | 25 | 9 | 883.9967 | 0
2033 | 6 | 25 | 10 | 923.0877 | 0
2033 | 6 | 25 | 11 | 961.2181 | 0
2033 | 6 | 25 | 12 | 985.714 | 0
2033 | 6 | 25 | 13 | 992.576 | 0
2033 | 6 | 25 | 14 | 992.2227 | 0
2033 | 6 | 25 | 15 | 997.6314 | 0
2033 | 6 | 25 | 16 | 1000.9393 | 0.9393
2033 | 6 | 25 | 17 | 1005.6685 | 5.6685
2033 | 6 | 25 | 18 | 998.4977 | 0
2033 | 6 | 25 | 19 | 982.7402 | 0
2033 | 6 | 25 | 20 | 942.9334 | 0
2033 | 6 | 25 | 21 | 915.1923 | 0
2033 | 6 | 25 | 22 | 897.6576 | 0
2033 | 6 | 25 | 23 | 868.2028 | 0
2033 | 6 | 26 | 0 | 822.8926 | 0
2033 | 6 | 26 | 1 | 786.6594 | 0
2033 | 6 | 26 | 2 | 750.4261 | 0
2033 | 6 | 26 | 3 | 732.5247 | 0
2033 | 6 | 26 | 4 | 718.46 | 0
2033 | 6 | 26 | 5 | 711.8481 | 0
2033 | 6 | 26 | 6 | 716.5583 | 0
2033 | 6 | 26 | 7 | 736.3519 | 0
2033 | 6 | 26 | 8 | 768.2758 | 0
2033 | 6 | 26 | 9 | 825.732 | 0
2033 | 6 | 26 | 10 | 862.4547 | 0
2033 | 6 | 26 | 11 | 896.8421 | 0
2033 | 6 | 26 | 12 | 924.416 | 0
2033 | 6 | 26 | 13 | 932.5101 | 0
2033 | 6 | 26 | 14 | 936.548 | 0
2033 | 6 | 26 | 15 | 948.6338 | 0
2033 | 6 | 26 | 16 | 968.3818 | 0
2033 | 6 | 26 | 17 | 981.0612 | 0
2033 | 6 | 26 | 18 | 970.0226 | 0
2033 | 6 | 26 | 19 | 940.9245 | 0
2033 | 6 | 26 | 20 | 910.6795 | 0
2033 | 6 | 26 | 21 | 887.9358 | 0
2033 | 6 | 26 | 22 | 860.344 | 0
2033 | 6 | 26 | 23 | 820.6819 | 0
2033 | 6 | 27 | 0 | 771.2614 | 0
2033 | 6 | 27 | 1 | 728.1355 | 0
2033 | 6 | 27 | 2 | 710.4972 | 0
2033 | 6 | 27 | 3 | 704.3515 | 0
2033 | 6 | 27 | 4 | 699.727 | 0
2033 | 6 | 27 | 5 | 717.4989 | 0
2033 | 6 | 27 | 6 | 764.8393 | 0
2033 | 6 | 27 | 7 | 825.6259 | 0
2033 | 6 | 27 | 8 | 859.2527 | 0
2033 | 6 | 27 | 9 | 905.7105 | 0
2033 | 6 | 27 | 10 | 930.3556 | 0
2033 | 6 | 27 | 11 | 955.2416 | 0
2033 | 6 | 27 | 12 | 972.4385 | 0
2033 | 6 | 27 | 13 | 983.3319 | 0
2033 | 6 | 27 | 14 | 986.9916 | 0
2033 | 6 | 27 | 15 | 996.953 | 0
2033 | 6 | 27 | 16 | 1009.9738 | 9.9738
2033 | 6 | 27 | 17 | 1014.1088 | 14.1088
2033 | 6 | 27 | 18 | 1001.4055 | 1.4055
2033 | 6 | 27 | 19 | 989.1135 | 0
2033 | 6 | 27 | 20 | 951.9153 | 0
2033 | 6 | 27 | 21 | 923.004 | 0
2033 | 6 | 27 | 22 | 887.2874 | 0
2033 | 6 | 27 | 23 | 843.2836 | 0
2033 | 6 | 28 | 0 | 788.3225 | 0
2033 | 6 | 28 | 1 | 770.6995 | 0
2033 | 6 | 28 | 2 | 753.0765 | 0
2033 | 6 | 28 | 3 | 741.7314 | 0
2033 | 6 | 28 | 4 | 734.7971 | 0
2033 | 6 | 28 | 5 | 745.0666 | 0
2033 | 6 | 28 | 6 | 769.0415 | 0
2033 | 6 | 28 | 7 | 808.1823 | 0
2033 | 6 | 28 | 8 | 840.0953 | 0
2033 | 6 | 28 | 9 | 886.35 | 0
2033 | 6 | 28 | 10 | 909.3853 | 0
2033 | 6 | 28 | 11 | 933.9913 | 0
2033 | 6 | 28 | 12 | 955.1261 | 0
2033 | 6 | 28 | 13 | 967.6204 | 0
2033 | 6 | 28 | 14 | 975.255 | 0
2033 | 6 | 28 | 15 | 986.7717 | 0
2033 | 6 | 28 | 16 | 996.152 | 0
2033 | 6 | 28 | 17 | 999.9201 | 0
2033 | 6 | 28 | 18 | 986.1559 | 0
2033 | 6 | 28 | 19 | 951.0125 | 0
2033 | 6 | 28 | 20 | 906.9988 | 0
2033 | 6 | 28 | 21 | 871.4709 | 0
2033 | 6 | 28 | 22 | 855.1203 | 0
2033 | 6 | 28 | 23 | 826.1204 | 0
2033 | 6 | 29 | 0 | 786.3965 | 0
2033 | 6 | 29 | 1 | 779.9883 | 0
2033 | 6 | 29 | 2 | 773.5801 | 0
2033 | 6 | 29 | 3 | 764.2348 | 0
2033 | 6 | 29 | 4 | 759.4827 | 0
2033 | 6 | 29 | 5 | 774.6809 | 0
2033 | 6 | 29 | 6 | 804.8693 | 0
2033 | 6 | 29 | 7 | 851.5306 | 0
2033 | 6 | 29 | 8 | 896.8379 | 0
2033 | 6 | 29 | 9 | 944.3637 | 0
2033 | 6 | 29 | 10 | 980.2931 | 0
2033 | 6 | 29 | 11 | 1014.7333 | 14.7333
2033 | 6 | 29 | 12 | 1051.3068 | 51.3068
2033 | 6 | 29 | 13 | 1064.3225 | 64.3225
2033 | 6 | 29 | 14 | 1074.6899 | 74.6899
2033 | 6 | 29 | 15 | 1088.2871 | 88.2871
2033 | 6 | 29 | 16 | 1102.8562 | 102.8562
2033 | 6 | 29 | 17 | 1106.5504 | 106.5504
2033 | 6 | 29 | 18 | 1108.7193 | 108.7193
2033 | 6 | 29 | 19 | 1072.2993 | 72.2993
2033 | 6 | 29 | 20 | 1026.2814 | 26.2814
2033 | 6 | 29 | 21 | 983.049 | 0
2033 | 6 | 29 | 22 | 954.6908 | 0
2033 | 6 | 29 | 23 | 912.6776 | 0
2033 | 6 | 30 | 0 | 864.0037 | 0
2033 | 6 | 30 | 1 | 818.3457 | 0
2033 | 6 | 30 | 2 | 772.6878 | 0
2033 | 6 | 30 | 3 | 758.165 | 0
2033 | 6 | 30 | 4 | 750.1605 | 0
2033 | 6 | 30 | 5 | 766.8287 | 0
2033 | 6 | 30 | 6 | 803.104 | 0
2033 | 6 | 30 | 7 | 857.1698 | 0
2033 | 6 | 30 | 8 | 892.5868 | 0
2033 | 6 | 30 | 9 | 943.9414 | 0
2033 | 6 | 30 | 10 | 970.4732 | 0
2033 | 6 | 30 | 11 | 1008.1351 | 8.1351
2033 | 6 | 30 | 12 | 1038.7199 | 38.7199
2033 | 6 | 30 | 13 | 1058.4115 | 58.4115
2033 | 6 | 30 | 14 | 1068.5838 | 68.5838
2033 | 6 | 30 | 15 | 1080.4885 | 80.4885
2033 | 6 | 30 | 16 | 1084.3825 | 84.3825
2033 | 6 | 30 | 17 | 1086.8821 | 86.8821
2033 | 6 | 30 | 18 | 1078.7895 | 78.7895
2033 | 6 | 30 | 19 | 1045.8033 | 45.8033
2033 | 6 | 30 | 20 | 1005.1654 | 5.1654
2033 | 6 | 30 | 21 | 954.8486 | 0
2033 | 6 | 30 | 22 | 915.5213 | 0
2033 | 6 | 30 | 23 | 871.5979 | 0
2033 | 7 | 1 | 0 | 816.7171 | 0
2033 | 7 | 1 | 1 | 772.8701 | 0
2033 | 7 | 1 | 2 | 729.0231 | 0
2033 | 7 | 1 | 3 | 720.0017 | 0
2033 | 7 | 1 | 4 | 714.2601 | 0
2033 | 7 | 1 | 5 | 720.5964 | 0
2033 | 7 | 1 | 6 | 729.7844 | 0
2033 | 7 | 1 | 7 | 755.5984 | 0
2033 | 7 | 1 | 8 | 774.6042 | 0
2033 | 7 | 1 | 9 | 804.5929 | 0
2033 | 7 | 1 | 10 | 820.4675 | 0
2033 | 7 | 1 | 11 | 847.8131 | 0
2033 | 7 | 1 | 12 | 875.916 | 0
2033 | 7 | 1 | 13 | 884.9787 | 0
2033 | 7 | 1 | 14 | 887.8451 | 0
2033 | 7 | 1 | 15 | 897.7675 | 0
2033 | 7 | 1 | 16 | 897.6578 | 0
2033 | 7 | 1 | 17 | 906.9139 | 0
2033 | 7 | 1 | 18 | 908.4805 | 0
2033 | 7 | 1 | 19 | 894.1694 | 0
2033 | 7 | 1 | 20 | 864.8255 | 0
2033 | 7 | 1 | 21 | 827.7541 | 0
2033 | 7 | 1 | 22 | 808.6418 | 0
2033 | 7 | 1 | 23 | 785.5815 | 0
2033 | 7 | 2 | 0 | 756.521 | 0
2033 | 7 | 2 | 1 | 719.4547 | 0
2033 | 7 | 2 | 2 | 696.371 | 0
2033 | 7 | 2 | 3 | 673.2873 | 0
2033 | 7 | 2 | 4 | 666.3149 | 0
2033 | 7 | 2 | 5 | 667.5489 | 0
2033 | 7 | 2 | 6 | 671.4354 | 0
2033 | 7 | 2 | 7 | 688.1786 | 0
2033 | 7 | 2 | 8 | 722.4877 | 0
2033 | 7 | 2 | 9 | 776.0635 | 0
2033 | 7 | 2 | 10 | 804.5891 | 0
2033 | 7 | 2 | 11 | 833.6568 | 0
2033 | 7 | 2 | 12 | 850.4147 | 0
2033 | 7 | 2 | 13 | 857.7498 | 0
2033 | 7 | 2 | 14 | 866.2576 | 0
2033 | 7 | 2 | 15 | 879.6458 | 0
2033 | 7 | 2 | 16 | 891.7371 | 0
2033 | 7 | 2 | 17 | 903.0077 | 0
2033 | 7 | 2 | 18 | 898.9413 | 0
2033 | 7 | 2 | 19 | 880.1932 | 0
2033 | 7 | 2 | 20 | 837.7843 | 0
2033 | 7 | 2 | 21 | 817.1371 | 0
2033 | 7 | 2 | 22 | 802.9436 | 0
2033 | 7 | 2 | 23 | 779.8244 | 0
2033 | 7 | 3 | 0 | 742.7856 | 0
2033 | 7 | 3 | 1 | 736.2953 | 0
2033 | 7 | 3 | 2 | 717.2892 | 0
2033 | 7 | 3 | 3 | 706.4947 | 0
2033 | 7 | 3 | 4 | 698.4859 | 0
2033 | 7 | 3 | 5 | 699.9636 | 0
2033 | 7 | 3 | 6 | 709.5318 | 0
2033 | 7 | 3 | 7 | 732.0838 | 0
2033 | 7 | 3 | 8 | 764.1098 | 0
2033 | 7 | 3 | 9 | 831.6268 | 0
2033 | 7 | 3 | 10 | 879.4146 | 0
2033 | 7 | 3 | 11 | 934.196 | 0
2033 | 7 | 3 | 12 | 975.7777 | 0
2033 | 7 | 3 | 13 | 998.8078 | 0
2033 | 7 | 3 | 14 | 1018.0051 | 18.0051
2033 | 7 | 3 | 15 | 1039.78 | 39.78
2033 | 7 | 3 | 16 | 1063.5713 | 63.5713
2033 | 7 | 3 | 17 | 1077.5258 | 77.5258
2033 | 7 | 3 | 18 | 1073.5785 | 73.5785
2033 | 7 | 3 | 19 | 1052.5302 | 52.5302
2033 | 7 | 3 | 20 | 1012.9695 | 12.9695
2033 | 7 | 3 | 21 | 988.0299 | 0
2033 | 7 | 3 | 22 | 957.5454 | 0
2033 | 7 | 3 | 23 | 917.5213 | 0
2033 | 7 | 4 | 0 | 863.1504 | 0
2033 | 7 | 4 | 1 | 850.1446 | 0
2033 | 7 | 4 | 2 | 837.1387 | 0
2033 | 7 | 4 | 3 | 818.0725 | 0
2033 | 7 | 4 | 4 | 805.6244 | 0
2033 | 7 | 4 | 5 | 821.921 | 0
2033 | 7 | 4 | 6 | 864.2174 | 0
2033 | 7 | 4 | 7 | 936.1752 | 0
2033 | 7 | 4 | 8 | 991.7169 | 0
2033 | 7 | 4 | 9 | 1069.3443 | 69.3443
2033 | 7 | 4 | 10 | 1128.1163 | 128.1163
2033 | 7 | 4 | 11 | 1180.1301 | 180.1301
2033 | 7 | 4 | 12 | 1220.3399 | 220.3399
2033 | 7 | 4 | 13 | 1243.9307 | 243.9307
2033 | 7 | 4 | 14 | 1264.1396 | 264.1396
2033 | 7 | 4 | 15 | 1277.8609 | 277.8609
2033 | 7 | 4 | 16 | 1290.8831 | 290.8831
2033 | 7 | 4 | 17 | 1289.981 | 289.981
2033 | 7 | 4 | 18 | 1273.3334 | 273.3334
2033 | 7 | 4 | 19 | 1246.6027 | 246.6027
2033 | 7 | 4 | 20 | 1210.2354 | 210.2354
2033 | 7 | 4 | 21 | 1172.0518 | 172.0518
2033 | 7 | 4 | 22 | 1119.1986 | 119.1986
2033 | 7 | 4 | 23 | 1055.509 | 55.509
2033 | 7 | 5 | 0 | 973.2226 | 0
2033 | 7 | 5 | 1 | 908.1336 | 0
2033 | 7 | 5 | 2 | 872.6676 | 0
2033 | 7 | 5 | 3 | 851.2916 | 0
2033 | 7 | 5 | 4 | 838.0524 | 0
2033 | 7 | 5 | 5 | 850.926 | 0
2033 | 7 | 5 | 6 | 884.8643 | 0
2033 | 7 | 5 | 7 | 952.5935 | 0
2033 | 7 | 5 | 8 | 1013.5417 | 13.5417
2033 | 7 | 5 | 9 | 1069.983 | 69.983
2033 | 7 | 5 | 10 | 1126.3402 | 126.3402
2033 | 7 | 5 | 11 | 1176.8491 | 176.8491
2033 | 7 | 5 | 12 | 1216.7628 | 216.7628
2033 | 7 | 5 | 13 | 1235.2472 | 235.2472
2033 | 7 | 5 | 14 | 1247.6854 | 247.6854
2033 | 7 | 5 | 15 | 1259.7702 | 259.7702
2033 | 7 | 5 | 16 | 1263.6965 | 263.6965
2033 | 7 | 5 | 17 | 1260.897 | 260.897
2033 | 7 | 5 | 18 | 1247.5841 | 247.5841
2033 | 7 | 5 | 19 | 1210.7874 | 210.7874
2033 | 7 | 5 | 20 | 1177.1183 | 177.1183
2033 | 7 | 5 | 21 | 1132.5172 | 132.5172
2033 | 7 | 5 | 22 | 1081.3922 | 81.3922
2033 | 7 | 5 | 23 | 1018.1257 | 18.1257
2033 | 7 | 6 | 0 | 954.4074 | 0
2033 | 7 | 6 | 1 | 918.4338 | 0
2033 | 7 | 6 | 2 | 884.2114 | 0
2033 | 7 | 6 | 3 | 865.2492 | 0
2033 | 7 | 6 | 4 | 853.8444 | 0
2033 | 7 | 6 | 5 | 866.2271 | 0
2033 | 7 | 6 | 6 | 899.784 | 0
2033 | 7 | 6 | 7 | 962.4205 | 0
2033 | 7 | 6 | 8 | 1022.2669 | 22.2669
2033 | 7 | 6 | 9 | 1082.2758 | 82.2758
2033 | 7 | 6 | 10 | 1137.2229 | 137.2229
2033 | 7 | 6 | 11 | 1187.09 | 187.09
2033 | 7 | 6 | 12 | 1232.9208 | 232.9208
2033 | 7 | 6 | 13 | 1255.4632 | 255.4632
2033 | 7 | 6 | 14 | 1273.06 | 273.06
2033 | 7 | 6 | 15 | 1291.291 | 291.291
2033 | 7 | 6 | 16 | 1299.2076 | 299.2076
2033 | 7 | 6 | 17 | 1296.592 | 296.592
2033 | 7 | 6 | 18 | 1286.0978 | 286.0978
2033 | 7 | 6 | 19 | 1255.5421 | 255.5421
2033 | 7 | 6 | 20 | 1208.5314 | 208.5314
2033 | 7 | 6 | 21 | 1168.2688 | 168.2688
2033 | 7 | 6 | 22 | 1127.3461 | 127.3461
2033 | 7 | 6 | 23 | 1063.6568 | 63.6568
2033 | 7 | 7 | 0 | 993.1103 | 0
2033 | 7 | 7 | 1 | 939.9123 | 0
2033 | 7 | 7 | 2 | 886.7143 | 0
2033 | 7 | 7 | 3 | 864.7786 | 0
2033 | 7 | 7 | 4 | 852.9892 | 0
2033 | 7 | 7 | 5 | 866.6637 | 0
2033 | 7 | 7 | 6 | 903.0365 | 0
2033 | 7 | 7 | 7 | 967.9817 | 0
2033 | 7 | 7 | 8 | 1017.5721 | 17.5721
2033 | 7 | 7 | 9 | 1084.9624 | 84.9624
2033 | 7 | 7 | 10 | 1120.3152 | 120.3152
2033 | 7 | 7 | 11 | 1161.9728 | 161.9728
2033 | 7 | 7 | 12 | 1196.7238 | 196.7238
2033 | 7 | 7 | 13 | 1218.5827 | 218.5827
2033 | 7 | 7 | 14 | 1230.9145 | 230.9145
2033 | 7 | 7 | 15 | 1242.5227 | 242.5227
2033 | 7 | 7 | 16 | 1250.3754 | 250.3754
2033 | 7 | 7 | 17 | 1249.9114 | 249.9114
2033 | 7 | 7 | 18 | 1218.1116 | 218.1116
2033 | 7 | 7 | 19 | 1170.9603 | 170.9603
2033 | 7 | 7 | 20 | 1121.9703 | 121.9703
2033 | 7 | 7 | 21 | 1081.7359 | 81.7359
2033 | 7 | 7 | 22 | 1030.9509 | 30.9509
2033 | 7 | 7 | 23 | 977.0736 | 0
2033 | 7 | 8 | 0 | 912.1709 | 0
2033 | 7 | 8 | 1 | 848.5098 | 0
2033 | 7 | 8 | 2 | 819.0495 | 0
2033 | 7 | 8 | 3 | 801.5831 | 0
2033 | 7 | 8 | 4 | 791.0951 | 0
2033 | 7 | 8 | 5 | 804.1746 | 0
2033 | 7 | 8 | 6 | 839.331 | 0
2033 | 7 | 8 | 7 | 891.1196 | 0
2033 | 7 | 8 | 8 | 915.7242 | 0
2033 | 7 | 8 | 9 | 958.6868 | 0
2033 | 7 | 8 | 10 | 977.9592 | 0
2033 | 7 | 8 | 11 | 1000.6759 | 0.6759
2033 | 7 | 8 | 12 | 1017.17 | 17.17
2033 | 7 | 8 | 13 | 1024.1226 | 24.1226
2033 | 7 | 8 | 14 | 1022.1782 | 22.1782
2033 | 7 | 8 | 15 | 1028.3723 | 28.3723
2033 | 7 | 8 | 16 | 1035.1004 | 35.1004
2033 | 7 | 8 | 17 | 1033.3221 | 33.3221
2033 | 7 | 8 | 18 | 1004.0609 | 4.0609
2033 | 7 | 8 | 19 | 976.1796 | 0
2033 | 7 | 8 | 20 | 935.2735 | 0
2033 | 7 | 8 | 21 | 886.9296 | 0
2033 | 7 | 8 | 22 | 851.6759 | 0
2033 | 7 | 8 | 23 | 813.4799 | 0
2033 | 7 | 9 | 0 | 767.1916 | 0
2033 | 7 | 9 | 1 | 737.853 | 0
2033 | 7 | 9 | 2 | 708.5143 | 0
2033 | 7 | 9 | 3 | 698.1214 | 0
2033 | 7 | 9 | 4 | 691.3063 | 0
2033 | 7 | 9 | 5 | 692.2981 | 0
2033 | 7 | 9 | 6 | 703.9264 | 0
2033 | 7 | 9 | 7 | 715.5546 | 0
2033 | 7 | 9 | 8 | 747.3776 | 0
2033 | 7 | 9 | 9 | 800.2084 | 0
2033 | 7 | 9 | 10 | 830.6312 | 0
2033 | 7 | 9 | 11 | 862.006 | 0
2033 | 7 | 9 | 12 | 880.7764 | 0
2033 | 7 | 9 | 13 | 889.8154 | 0
2033 | 7 | 9 | 14 | 897.2397 | 0
2033 | 7 | 9 | 15 | 909.364 | 0
2033 | 7 | 9 | 16 | 921.9138 | 0
2033 | 7 | 9 | 17 | 930.6886 | 0
2033 | 7 | 9 | 18 | 922.9281 | 0
2033 | 7 | 9 | 19 | 901.6765 | 0
2033 | 7 | 9 | 20 | 857.3221 | 0
2033 | 7 | 9 | 21 | 837.4189 | 0
2033 | 7 | 9 | 22 | 822.8237 | 0
2033 | 7 | 9 | 23 | 798.4683 | 0
2033 | 7 | 10 | 0 | 760.9772 | 0
2033 | 7 | 10 | 1 | 741.8211 | 0
2033 | 7 | 10 | 2 | 720.9222 | 0
2033 | 7 | 10 | 3 | 708.1247 | 0
2033 | 7 | 10 | 4 | 699.3316 | 0
2033 | 7 | 10 | 5 | 698.5464 | 0
2033 | 7 | 10 | 6 | 705.5758 | 0
2033 | 7 | 10 | 7 | 727.7547 | 0
2033 | 7 | 10 | 8 | 761.0847 | 0
2033 | 7 | 10 | 9 | 828.2138 | 0
2033 | 7 | 10 | 10 | 877.8261 | 0
2033 | 7 | 10 | 11 | 930.3232 | 0
2033 | 7 | 10 | 12 | 970.1434 | 0
2033 | 7 | 10 | 13 | 993.2323 | 0
2033 | 7 | 10 | 14 | 1009.3398 | 9.3398
2033 | 7 | 10 | 15 | 1030.4919 | 30.4919
2033 | 7 | 10 | 16 | 1051.4684 | 51.4684
2033 | 7 | 10 | 17 | 1064.5217 | 64.5217
2033 | 7 | 10 | 18 | 1053.3354 | 53.3354
2033 | 7 | 10 | 19 | 1031.8388 | 31.8388
2033 | 7 | 10 | 20 | 994.3982 | 0
2033 | 7 | 10 | 21 | 968.3761 | 0
2033 | 7 | 10 | 22 | 938.4256 | 0
2033 | 7 | 10 | 23 | 901.7612 | 0
2033 | 7 | 11 | 0 | 850.2751 | 0
2033 | 7 | 11 | 1 | 813.7268 | 0
2033 | 7 | 11 | 2 | 784.2601 | 0
2033 | 7 | 11 | 3 | 766.5387 | 0
2033 | 7 | 11 | 4 | 754.9648 | 0
2033 | 7 | 11 | 5 | 762.7818 | 0
2033 | 7 | 11 | 6 | 795.8995 | 0
2033 | 7 | 11 | 7 | 851.6337 | 0
2033 | 7 | 11 | 8 | 898.333 | 0
2033 | 7 | 11 | 9 | 955.8212 | 0
2033 | 7 | 11 | 10 | 1003.1281 | 3.1281
2033 | 7 | 11 | 11 | 1039.8006 | 39.8006
2033 | 7 | 11 | 12 | 1064.6477 | 64.6477
2033 | 7 | 11 | 13 | 1079.1505 | 79.1505
2033 | 7 | 11 | 14 | 1089.2066 | 89.2066
2033 | 7 | 11 | 15 | 1106.6229 | 106.6229
2033 | 7 | 11 | 16 | 1126.3624 | 126.3624
2033 | 7 | 11 | 17 | 1129.9743 | 129.9743
2033 | 7 | 11 | 18 | 1106.9014 | 106.9014
2033 | 7 | 11 | 19 | 1071.5996 | 71.5996
2033 | 7 | 11 | 20 | 1024.6873 | 24.6873
2033 | 7 | 11 | 21 | 979.7574 | 0
2033 | 7 | 11 | 22 | 936.6777 | 0
2033 | 7 | 11 | 23 | 887.9521 | 0
2033 | 7 | 12 | 0 | 827.0137 | 0
2033 | 7 | 12 | 1 | 771.0893 | 0
2033 | 7 | 12 | 2 | 746.2773 | 0
2033 | 7 | 12 | 3 | 733.7932 | 0
2033 | 7 | 12 | 4 | 726.1736 | 0
2033 | 7 | 12 | 5 | 740.7339 | 0
2033 | 7 | 12 | 6 | 774.993 | 0
2033 | 7 | 12 | 7 | 829.3158 | 0
2033 | 7 | 12 | 8 | 869.7171 | 0
2033 | 7 | 12 | 9 | 906.9824 | 0
2033 | 7 | 12 | 10 | 934.39 | 0
2033 | 7 | 12 | 11 | 964.5998 | 0
2033 | 7 | 12 | 12 | 988.8345 | 0
2033 | 7 | 12 | 13 | 998.3401 | 0
2033 | 7 | 12 | 14 | 1003.0321 | 3.0321
2033 | 7 | 12 | 15 | 1013.9774 | 13.9774
2033 | 7 | 12 | 16 | 1017.791 | 17.791
2033 | 7 | 12 | 17 | 1022.8425 | 22.8425
2033 | 7 | 12 | 18 | 1022.8999 | 22.8999
2033 | 7 | 12 | 19 | 991.0814 | 0
2033 | 7 | 12 | 20 | 951.2284 | 0
2033 | 7 | 12 | 21 | 908.7221 | 0
2033 | 7 | 12 | 22 | 858.9626 | 0
2033 | 7 | 12 | 23 | 812.2541 | 0
2033 | 7 | 13 | 0 | 768.2881 | 0
2033 | 7 | 13 | 1 | 785.0446 | 0
2033 | 7 | 13 | 2 | 763.9558 | 0
2033 | 7 | 13 | 3 | 754.5704 | 0
2033 | 7 | 13 | 4 | 751.6531 | 0
2033 | 7 | 13 | 5 | 769.9912 | 0
2033 | 7 | 13 | 6 | 810.5446 | 0
2033 | 7 | 13 | 7 | 865.9149 | 0
2033 | 7 | 13 | 8 | 912.8565 | 0
2033 | 7 | 13 | 9 | 958.4713 | 0
2033 | 7 | 13 | 10 | 991.6345 | 0
2033 | 7 | 13 | 11 | 1029.3147 | 29.3147
2033 | 7 | 13 | 12 | 1073.929 | 73.929
2033 | 7 | 13 | 13 | 1093.7634 | 93.7634
2033 | 7 | 13 | 14 | 1109.2194 | 109.2194
2033 | 7 | 13 | 15 | 1126.5553 | 126.5553
2033 | 7 | 13 | 16 | 1140.0854 | 140.0854
2033 | 7 | 13 | 17 | 1143.1702 | 143.1702
2033 | 7 | 13 | 18 | 1137.8003 | 137.8003
2033 | 7 | 13 | 19 | 1108.4607 | 108.4607
2033 | 7 | 13 | 20 | 1072.9708 | 72.9708
2033 | 7 | 13 | 21 | 1024.4578 | 24.4578
2033 | 7 | 13 | 22 | 973.4671 | 0
2033 | 7 | 13 | 23 | 920.6337 | 0
2033 | 7 | 14 | 0 | 864.1581 | 0
2033 | 7 | 14 | 1 | 827.747 | 0
2033 | 7 | 14 | 2 | 791.336 | 0
2033 | 7 | 14 | 3 | 776.5634 | 0
2033 | 7 | 14 | 4 | 770.0654 | 0
2033 | 7 | 14 | 5 | 785.1284 | 0
2033 | 7 | 14 | 6 | 822.0963 | 0
2033 | 7 | 14 | 7 | 877.4757 | 0
2033 | 7 | 14 | 8 | 919.6817 | 0
2033 | 7 | 14 | 9 | 977.178 | 0
2033 | 7 | 14 | 10 | 1004.3366 | 4.3366
2033 | 7 | 14 | 11 | 1041.5959 | 41.5959
2033 | 7 | 14 | 12 | 1071.4144 | 71.4144
2033 | 7 | 14 | 13 | 1094.3622 | 94.3622
2033 | 7 | 14 | 14 | 1105.9145 | 105.9145
2033 | 7 | 14 | 15 | 1121.7415 | 121.7415
2033 | 7 | 14 | 16 | 1133.3963 | 133.3963
2033 | 7 | 14 | 17 | 1133.5819 | 133.5819
2033 | 7 | 14 | 18 | 1109.7863 | 109.7863
2033 | 7 | 14 | 19 | 1077.74 | 77.74
2033 | 7 | 14 | 20 | 1036.9766 | 36.9766
2033 | 7 | 14 | 21 | 997.33 | 0
2033 | 7 | 14 | 22 | 953.9424 | 0
2033 | 7 | 14 | 23 | 905.2633 | 0
2033 | 7 | 15 | 0 | 846.5911 | 0
2033 | 7 | 15 | 1 | 810.3757 | 0
2033 | 7 | 15 | 2 | 786.0259 | 0
2033 | 7 | 15 | 3 | 772.7254 | 0
2033 | 7 | 15 | 4 | 766.8133 | 0
2033 | 7 | 15 | 5 | 781.7604 | 0
2033 | 7 | 15 | 6 | 818.1001 | 0
2033 | 7 | 15 | 7 | 868.6481 | 0
2033 | 7 | 15 | 8 | 905.4455 | 0
2033 | 7 | 15 | 9 | 959.1449 | 0
2033 | 7 | 15 | 10 | 994.1335 | 0
2033 | 7 | 15 | 11 | 1030.1267 | 30.1267
2033 | 7 | 15 | 12 | 1058.9304 | 58.9304
2033 | 7 | 15 | 13 | 1079.5963 | 79.5963
2033 | 7 | 15 | 14 | 1089.8776 | 89.8776
2033 | 7 | 15 | 15 | 1096.2486 | 96.2486
2033 | 7 | 15 | 16 | 1102.0936 | 102.0936
2033 | 7 | 15 | 17 | 1098.3188 | 98.3188
2033 | 7 | 15 | 18 | 1081.8956 | 81.8956
2033 | 7 | 15 | 19 | 1047.4811 | 47.4811
2033 | 7 | 15 | 20 | 1013.5117 | 13.5117
2033 | 7 | 15 | 21 | 987.9475 | 0
2033 | 7 | 15 | 22 | 957.2602 | 0
2033 | 7 | 15 | 23 | 914.5621 | 0
2033 | 7 | 16 | 0 | 858.7709 | 0
2033 | 7 | 16 | 1 | 798.0215 | 0
2033 | 7 | 16 | 2 | 771.2394 | 0
2033 | 7 | 16 | 3 | 755.3984 | 0
2033 | 7 | 16 | 4 | 743.5986 | 0
2033 | 7 | 16 | 5 | 744.2812 | 0
2033 | 7 | 16 | 6 | 755.7021 | 0
2033 | 7 | 16 | 7 | 780.3351 | 0
2033 | 7 | 16 | 8 | 814.8037 | 0
2033 | 7 | 16 | 9 | 873.2172 | 0
2033 | 7 | 16 | 10 | 919.7266 | 0
2033 | 7 | 16 | 11 | 967.0027 | 0
2033 | 7 | 16 | 12 | 998.1075 | 0
2033 | 7 | 16 | 13 | 1013.8353 | 13.8353
2033 | 7 | 16 | 14 | 1024.1869 | 24.1869
2033 | 7 | 16 | 15 | 1037.7765 | 37.7765
2033 | 7 | 16 | 16 | 1050.539 | 50.539
2033 | 7 | 16 | 17 | 1053.6272 | 53.6272
2033 | 7 | 16 | 18 | 1030.2027 | 30.2027
2033 | 7 | 16 | 19 | 1014.2324 | 14.2324
2033 | 7 | 16 | 20 | 975.5998 | 0
2033 | 7 | 16 | 21 | 950.647 | 0
2033 | 7 | 16 | 22 | 927.1273 | 0
2033 | 7 | 16 | 23 | 892.5714 | 0
2033 | 7 | 17 | 0 | 845.5262 | 0
2033 | 7 | 17 | 1 | 803.3328 | 0
2033 | 7 | 17 | 2 | 772.2624 | 0
2033 | 7 | 17 | 3 | 753.0057 | 0
2033 | 7 | 17 | 4 | 737.8198 | 0
2033 | 7 | 17 | 5 | 733.9483 | 0
2033 | 7 | 17 | 6 | 735.687 | 0
2033 | 7 | 17 | 7 | 752.8394 | 0
2033 | 7 | 17 | 8 | 789.3186 | 0
2033 | 7 | 17 | 9 | 847.1523 | 0
2033 | 7 | 17 | 10 | 894.7394 | 0
2033 | 7 | 17 | 11 | 941.1505 | 0
2033 | 7 | 17 | 12 | 979.8283 | 0
2033 | 7 | 17 | 13 | 1001.3363 | 1.3363
2033 | 7 | 17 | 14 | 1016.384 | 16.384
2033 | 7 | 17 | 15 | 1033.2699 | 33.2699
2033 | 7 | 17 | 16 | 1051.9037 | 51.9037
2033 | 7 | 17 | 17 | 1064.1339 | 64.1339
2033 | 7 | 17 | 18 | 1055.1498 | 55.1498
2033 | 7 | 17 | 19 | 1032.7231 | 32.7231
2033 | 7 | 17 | 20 | 996.1638 | 0
2033 | 7 | 17 | 21 | 968.7647 | 0
2033 | 7 | 17 | 22 | 934.7363 | 0
2033 | 7 | 17 | 23 | 890.4893 | 0
2033 | 7 | 18 | 0 | 847.4751 | 0
2033 | 7 | 18 | 1 | 848.2123 | 0
2033 | 7 | 18 | 2 | 819.881 | 0
2033 | 7 | 18 | 3 | 804.0677 | 0
2033 | 7 | 18 | 4 | 793.897 | 0
2033 | 7 | 18 | 5 | 809.5714 | 0
2033 | 7 | 18 | 6 | 850.0553 | 0
2033 | 7 | 18 | 7 | 906.697 | 0
2033 | 7 | 18 | 8 | 956.5786 | 0
2033 | 7 | 18 | 9 | 1024.0075 | 24.0075
2033 | 7 | 18 | 10 | 1070.4082 | 70.4082
2033 | 7 | 18 | 11 | 1112.2723 | 112.2723
2033 | 7 | 18 | 12 | 1144.0311 | 144.0311
2033 | 7 | 18 | 13 | 1165.3453 | 165.3453
2033 | 7 | 18 | 14 | 1185.5918 | 185.5918
2033 | 7 | 18 | 15 | 1202.1521 | 202.1521
2033 | 7 | 18 | 16 | 1219.8776 | 219.8776
2033 | 7 | 18 | 17 | 1220.0464 | 220.0464
2033 | 7 | 18 | 18 | 1196.7249 | 196.7249
2033 | 7 | 18 | 19 | 1161.999 | 161.999
2033 | 7 | 18 | 20 | 1119.1144 | 119.1144
2033 | 7 | 18 | 21 | 1077.264 | 77.264
2033 | 7 | 18 | 22 | 1023.8009 | 23.8009
2033 | 7 | 18 | 23 | 972.5003 | 0
2033 | 7 | 19 | 0 | 908.2369 | 0
2033 | 7 | 19 | 1 | 895.5212 | 0
2033 | 7 | 19 | 2 | 865.1477 | 0
2033 | 7 | 19 | 3 | 847.4341 | 0
2033 | 7 | 19 | 4 | 837.6951 | 0
2033 | 7 | 19 | 5 | 853.8043 | 0
2033 | 7 | 19 | 6 | 893.4841 | 0
2033 | 7 | 19 | 7 | 958.4525 | 0
2033 | 7 | 19 | 8 | 1021.6347 | 21.6347
2033 | 7 | 19 | 9 | 1091.0709 | 91.0709
2033 | 7 | 19 | 10 | 1142.8608 | 142.8608
2033 | 7 | 19 | 11 | 1197.391 | 197.391
2033 | 7 | 19 | 12 | 1239.4209 | 239.4209
2033 | 7 | 19 | 13 | 1262.1699 | 262.1699
2033 | 7 | 19 | 14 | 1276.1379 | 276.1379
2033 | 7 | 19 | 15 | 1295.793 | 295.793
2033 | 7 | 19 | 16 | 1296.4744 | 296.4744
2033 | 7 | 19 | 17 | 1297.2496 | 297.2496
2033 | 7 | 19 | 18 | 1284.972 | 284.972
2033 | 7 | 19 | 19 | 1255.7341 | 255.7341
2033 | 7 | 19 | 20 | 1210.4736 | 210.4736
2033 | 7 | 19 | 21 | 1165.383 | 165.383
2033 | 7 | 19 | 22 | 1107.3742 | 107.3742
2033 | 7 | 19 | 23 | 1043.2351 | 43.2351
2033 | 7 | 20 | 0 | 976.6361 | 0
2033 | 7 | 20 | 1 | 931.3679 | 0
2033 | 7 | 20 | 2 | 896.802 | 0
2033 | 7 | 20 | 3 | 876.8896 | 0
2033 | 7 | 20 | 4 | 864.9743 | 0
2033 | 7 | 20 | 5 | 879.1172 | 0
2033 | 7 | 20 | 6 | 917.3127 | 0
2033 | 7 | 20 | 7 | 974.3722 | 0
2033 | 7 | 20 | 8 | 1017.7802 | 17.7802
2033 | 7 | 20 | 9 | 1072.311 | 72.311
2033 | 7 | 20 | 10 | 1119.7017 | 119.7017
2033 | 7 | 20 | 11 | 1164.5305 | 164.5305
2033 | 7 | 20 | 12 | 1212.3221 | 212.3221
2033 | 7 | 20 | 13 | 1234.1384 | 234.1384
2033 | 7 | 20 | 14 | 1247.3357 | 247.3357
2033 | 7 | 20 | 15 | 1265.3525 | 265.3525
2033 | 7 | 20 | 16 | 1279.4257 | 279.4257
2033 | 7 | 20 | 17 | 1275.9837 | 275.9837
2033 | 7 | 20 | 18 | 1259.5016 | 259.5016
2033 | 7 | 20 | 19 | 1223.2723 | 223.2723
2033 | 7 | 20 | 20 | 1178.3128 | 178.3128
2033 | 7 | 20 | 21 | 1129.5145 | 129.5145
2033 | 7 | 20 | 22 | 1070.1969 | 70.1969
2033 | 7 | 20 | 23 | 1012.7232 | 12.7232
2033 | 7 | 21 | 0 | 948.1363 | 0
2033 | 7 | 21 | 1 | 902.783 | 0
2033 | 7 | 21 | 2 | 857.4296 | 0
2033 | 7 | 21 | 3 | 838.7387 | 0
2033 | 7 | 21 | 4 | 829.7498 | 0
2033 | 7 | 21 | 5 | 844.1511 | 0
2033 | 7 | 21 | 6 | 881.9565 | 0
2033 | 7 | 21 | 7 | 938.1191 | 0
2033 | 7 | 21 | 8 | 983.3055 | 0
2033 | 7 | 21 | 9 | 1048.3624 | 48.3624
2033 | 7 | 21 | 10 | 1085.5582 | 85.5582
2033 | 7 | 21 | 11 | 1127.9379 | 127.9379
2033 | 7 | 21 | 12 | 1162.0345 | 162.0345
2033 | 7 | 21 | 13 | 1188.3006 | 188.3006
2033 | 7 | 21 | 14 | 1205.0032 | 205.0032
2033 | 7 | 21 | 15 | 1223.2962 | 223.2962
2033 | 7 | 21 | 16 | 1236.8775 | 236.8775
2033 | 7 | 21 | 17 | 1231.5615 | 231.5615
2033 | 7 | 21 | 18 | 1204.5622 | 204.5622
2033 | 7 | 21 | 19 | 1158.1054 | 158.1054
2033 | 7 | 21 | 20 | 1105.388 | 105.388
2033 | 7 | 21 | 21 | 1057.6176 | 57.6176
2033 | 7 | 21 | 22 | 1004.5171 | 4.5171
2033 | 7 | 21 | 23 | 952.8108 | 0
2033 | 7 | 22 | 0 | 891.9658 | 0
2033 | 7 | 22 | 1 | 861.4085 | 0
2033 | 7 | 22 | 2 | 833.6257 | 0
2033 | 7 | 22 | 3 | 818.2946 | 0
2033 | 7 | 22 | 4 | 810.1339 | 0
2033 | 7 | 22 | 5 | 824.4134 | 0
2033 | 7 | 22 | 6 | 862.9184 | 0
2033 | 7 | 22 | 7 | 916.7695 | 0
2033 | 7 | 22 | 8 | 963.4797 | 0
2033 | 7 | 22 | 9 | 1023.4282 | 23.4282
2033 | 7 | 22 | 10 | 1064.9058 | 64.9058
2033 | 7 | 22 | 11 | 1106.038 | 106.038
2033 | 7 | 22 | 12 | 1138.3628 | 138.3628
2033 | 7 | 22 | 13 | 1159.212 | 159.212
2033 | 7 | 22 | 14 | 1169.3065 | 169.3065
2033 | 7 | 22 | 15 | 1178.4723 | 178.4723
2033 | 7 | 22 | 16 | 1185.4017 | 185.4017
2033 | 7 | 22 | 17 | 1179.6077 | 179.6077
2033 | 7 | 22 | 18 | 1154.8636 | 154.8636
2033 | 7 | 22 | 19 | 1114.5717 | 114.5717
2033 | 7 | 22 | 20 | 1072.2154 | 72.2154
2033 | 7 | 22 | 21 | 1033.5179 | 33.5179
2033 | 7 | 22 | 22 | 1001.0894 | 1.0894
2033 | 7 | 22 | 23 | 954.2344 | 0
2033 | 7 | 23 | 0 | 896.0801 | 0
2033 | 7 | 23 | 1 | 833.4239 | 0
2033 | 7 | 23 | 2 | 770.7678 | 0
2033 | 7 | 23 | 3 | 753.3066 | 0
2033 | 7 | 23 | 4 | 741.6721 | 0
2033 | 7 | 23 | 5 | 740.9773 | 0
2033 | 7 | 23 | 6 | 749.6729 | 0
2033 | 7 | 23 | 7 | 763.4819 | 0
2033 | 7 | 23 | 8 | 794.0729 | 0
2033 | 7 | 23 | 9 | 847.4084 | 0
2033 | 7 | 23 | 10 | 883.8595 | 0
2033 | 7 | 23 | 11 | 918.5944 | 0
2033 | 7 | 23 | 12 | 937.8002 | 0
2033 | 7 | 23 | 13 | 942.9701 | 0
2033 | 7 | 23 | 14 | 945.3572 | 0
2033 | 7 | 23 | 15 | 950.8859 | 0
2033 | 7 | 23 | 16 | 959.605 | 0
2033 | 7 | 23 | 17 | 960.3305 | 0
2033 | 7 | 23 | 18 | 946.0781 | 0
2033 | 7 | 23 | 19 | 924.7666 | 0
2033 | 7 | 23 | 20 | 892.4859 | 0
2033 | 7 | 23 | 21 | 870.7407 | 0
2033 | 7 | 23 | 22 | 849.0502 | 0
2033 | 7 | 23 | 23 | 821.964 | 0
2033 | 7 | 24 | 0 | 778.4903 | 0
2033 | 7 | 24 | 1 | 740.8457 | 0
2033 | 7 | 24 | 2 | 703.201 | 0
2033 | 7 | 24 | 3 | 689.2541 | 0
2033 | 7 | 24 | 4 | 679.0095 | 0
2033 | 7 | 24 | 5 | 678.3061 | 0
2033 | 7 | 24 | 6 | 681.3248 | 0
2033 | 7 | 24 | 7 | 684.3434 | 0
2033 | 7 | 24 | 8 | 704.3471 | 0
2033 | 7 | 24 | 9 | 754.9481 | 0
2033 | 7 | 24 | 10 | 786.2162 | 0
2033 | 7 | 24 | 11 | 820.9678 | 0
2033 | 7 | 24 | 12 | 844.7401 | 0
2033 | 7 | 24 | 13 | 852.6637 | 0
2033 | 7 | 24 | 14 | 858.1549 | 0
2033 | 7 | 24 | 15 | 868.8854 | 0
2033 | 7 | 24 | 16 | 880.1644 | 0
2033 | 7 | 24 | 17 | 895.4125 | 0
2033 | 7 | 24 | 18 | 891.5342 | 0
2033 | 7 | 24 | 19 | 872.7888 | 0
2033 | 7 | 24 | 20 | 847.6992 | 0
2033 | 7 | 24 | 21 | 830.3398 | 0
2033 | 7 | 24 | 22 | 803.6754 | 0
2033 | 7 | 24 | 23 | 772.3488 | 0
2033 | 7 | 25 | 0 | 729.1814 | 0
2033 | 7 | 25 | 1 | 720.3728 | 0
2033 | 7 | 25 | 2 | 711.5642 | 0
2033 | 7 | 25 | 3 | 702.9898 | 0
2033 | 7 | 25 | 4 | 697.8319 | 0
2033 | 7 | 25 | 5 | 717.9358 | 0
2033 | 7 | 25 | 6 | 762.0909 | 0
2033 | 7 | 25 | 7 | 813.1087 | 0
2033 | 7 | 25 | 8 | 846.6217 | 0
2033 | 7 | 25 | 9 | 895.3143 | 0
2033 | 7 | 25 | 10 | 922.2984 | 0
2033 | 7 | 25 | 11 | 949.0808 | 0
2033 | 7 | 25 | 12 | 968.0937 | 0
2033 | 7 | 25 | 13 | 978.055 | 0
2033 | 7 | 25 | 14 | 983.039 | 0
2033 | 7 | 25 | 15 | 993.1265 | 0
2033 | 7 | 25 | 16 | 1003.0746 | 3.0746
2033 | 7 | 25 | 17 | 1000.2558 | 0.25578
2033 | 7 | 25 | 18 | 981.4719 | 0
2033 | 7 | 25 | 19 | 966.367 | 0
2033 | 7 | 25 | 20 | 938.1102 | 0
2033 | 7 | 25 | 21 | 904.5492 | 0
2033 | 7 | 25 | 22 | 859.82 | 0
2033 | 7 | 25 | 23 | 818.3411 | 0
2033 | 7 | 26 | 0 | 762.9929 | 0
2033 | 7 | 26 | 1 | 746.827 | 0
2033 | 7 | 26 | 2 | 727.3051 | 0
2033 | 7 | 26 | 3 | 719.8341 | 0
2033 | 7 | 26 | 4 | 715.2787 | 0
2033 | 7 | 26 | 5 | 733.382 | 0
2033 | 7 | 26 | 6 | 771.2069 | 0
2033 | 7 | 26 | 7 | 821.7889 | 0
2033 | 7 | 26 | 8 | 862.1955 | 0
2033 | 7 | 26 | 9 | 903.589 | 0
2033 | 7 | 26 | 10 | 937.6544 | 0
2033 | 7 | 26 | 11 | 972.8295 | 0
2033 | 7 | 26 | 12 | 1001.0632 | 1.0632
2033 | 7 | 26 | 13 | 1015.7001 | 15.7001
2033 | 7 | 26 | 14 | 1027.8923 | 27.8923
2033 | 7 | 26 | 15 | 1041.6982 | 41.6982
2033 | 7 | 26 | 16 | 1045.2945 | 45.2945
2033 | 7 | 26 | 17 | 1039.2042 | 39.2042
2033 | 7 | 26 | 18 | 1026.4133 | 26.4133
2033 | 7 | 26 | 19 | 1006.1484 | 6.1484
2033 | 7 | 26 | 20 | 978.4322 | 0
2033 | 7 | 26 | 21 | 937.283 | 0
2033 | 7 | 26 | 22 | 888.5905 | 0
2033 | 7 | 26 | 23 | 842.0478 | 0
2033 | 7 | 27 | 0 | 797.6623 | 0
2033 | 7 | 27 | 1 | 775.7869 | 0
2033 | 7 | 27 | 2 | 756.3272 | 0
2033 | 7 | 27 | 3 | 747.7271 | 0
2033 | 7 | 27 | 4 | 744.0246 | 0
2033 | 7 | 27 | 5 | 758.4797 | 0
2033 | 7 | 27 | 6 | 794.1425 | 0
2033 | 7 | 27 | 7 | 838.1739 | 0
2033 | 7 | 27 | 8 | 877.0192 | 0
2033 | 7 | 27 | 9 | 919.301 | 0
2033 | 7 | 27 | 10 | 951.6261 | 0
2033 | 7 | 27 | 11 | 984.5961 | 0
2033 | 7 | 27 | 12 | 1024.774 | 24.774
2033 | 7 | 27 | 13 | 1041.4308 | 41.4308
2033 | 7 | 27 | 14 | 1053.2761 | 53.2761
2033 | 7 | 27 | 15 | 1073.1185 | 73.1185
2033 | 7 | 27 | 16 | 1088.7011 | 88.7011
2033 | 7 | 27 | 17 | 1092.7001 | 92.7001
2033 | 7 | 27 | 18 | 1084.054 | 84.054
2033 | 7 | 27 | 19 | 1048.8224 | 48.8224
2033 | 7 | 27 | 20 | 1009.7727 | 9.7727
2033 | 7 | 27 | 21 | 974.8882 | 0
2033 | 7 | 27 | 22 | 931.9621 | 0
2033 | 7 | 27 | 23 | 886.4403 | 0
2033 | 7 | 28 | 0 | 865.1943 | 0
2033 | 7 | 28 | 1 | 849.5909 | 0
2033 | 7 | 28 | 2 | 833.9875 | 0
2033 | 7 | 28 | 3 | 816.7183 | 0
2033 | 7 | 28 | 4 | 809.3861 | 0
2033 | 7 | 28 | 5 | 824.9982 | 0
2033 | 7 | 28 | 6 | 860.5193 | 0
2033 | 7 | 28 | 7 | 917.7696 | 0
2033 | 7 | 28 | 8 | 969.3787 | 0
2033 | 7 | 28 | 9 | 1038.3033 | 38.3033
2033 | 7 | 28 | 10 | 1083.0341 | 83.0341
2033 | 7 | 28 | 11 | 1133.0761 | 133.0761
2033 | 7 | 28 | 12 | 1175.3921 | 175.3921
2033 | 7 | 28 | 13 | 1212.716 | 212.716
2033 | 7 | 28 | 14 | 1238.3934 | 238.3934
2033 | 7 | 28 | 15 | 1263.5081 | 263.5081
2033 | 7 | 28 | 16 | 1275.1152 | 275.1152
2033 | 7 | 28 | 17 | 1265.9669 | 265.9669
2033 | 7 | 28 | 18 | 1233.7609 | 233.7609
2033 | 7 | 28 | 19 | 1187.7795 | 187.7795
2033 | 7 | 28 | 20 | 1138.1438 | 138.1438
2033 | 7 | 28 | 21 | 1106.7999 | 106.7999
2033 | 7 | 28 | 22 | 1055.1958 | 55.1958
2033 | 7 | 28 | 23 | 1000.1046 | 0.1046
2033 | 7 | 29 | 0 | 936.3149 | 0
2033 | 7 | 29 | 1 | 895.7549 | 0
2033 | 7 | 29 | 2 | 866.342 | 0
2033 | 7 | 29 | 3 | 849.3237 | 0
2033 | 7 | 29 | 4 | 838.7013 | 0
2033 | 7 | 29 | 5 | 851.755 | 0
2033 | 7 | 29 | 6 | 884.7676 | 0
2033 | 7 | 29 | 7 | 941.7185 | 0
2033 | 7 | 29 | 8 | 998.7988 | 0
2033 | 7 | 29 | 9 | 1069.0501 | 69.0501
2033 | 7 | 29 | 10 | 1129.2185 | 129.2185
2033 | 7 | 29 | 11 | 1183.5467 | 183.5467
2033 | 7 | 29 | 12 | 1221.4867 | 221.4867
2033 | 7 | 29 | 13 | 1248.9139 | 248.9139
2033 | 7 | 29 | 14 | 1267.8023 | 267.8023
2033 | 7 | 29 | 15 | 1283.3701 | 283.3701
2033 | 7 | 29 | 16 | 1290.5613 | 290.5613
2033 | 7 | 29 | 17 | 1279.3424 | 279.3424
2033 | 7 | 29 | 18 | 1251.6411 | 251.6411
2033 | 7 | 29 | 19 | 1205.6009 | 205.6009
2033 | 7 | 29 | 20 | 1154.3058 | 154.3058
2033 | 7 | 29 | 21 | 1133.8169 | 133.8169
2033 | 7 | 29 | 22 | 1097.0578 | 97.0578
2033 | 7 | 29 | 23 | 1041.0016 | 41.0016
2033 | 7 | 30 | 0 | 985.2385 | 0
2033 | 7 | 30 | 1 | 923.803 | 0
2033 | 7 | 30 | 2 | 862.3675 | 0
2033 | 7 | 30 | 3 | 840.74 | 0
2033 | 7 | 30 | 4 | 825.8954 | 0
2033 | 7 | 30 | 5 | 823.0974 | 0
2033 | 7 | 30 | 6 | 831.2304 | 0
2033 | 7 | 30 | 7 | 854.5668 | 0
2033 | 7 | 30 | 8 | 889.7601 | 0
2033 | 7 | 30 | 9 | 952.3182 | 0
2033 | 7 | 30 | 10 | 1011.2497 | 11.2497
2033 | 7 | 30 | 11 | 1064.7293 | 64.7293
2033 | 7 | 30 | 12 | 1101.7921 | 101.7921
2033 | 7 | 30 | 13 | 1119.5965 | 119.5965
2033 | 7 | 30 | 14 | 1128.5581 | 128.5581
2033 | 7 | 30 | 15 | 1134.2436 | 134.2436
2033 | 7 | 30 | 16 | 1139.4507 | 139.4507
2033 | 7 | 30 | 17 | 1134.7077 | 134.7077
2033 | 7 | 30 | 18 | 1114.6365 | 114.6365
2033 | 7 | 30 | 19 | 1073.6155 | 73.6155
2033 | 7 | 30 | 20 | 1028.2836 | 28.2836
2033 | 7 | 30 | 21 | 1017.2096 | 17.2096
2033 | 7 | 30 | 22 | 985.5947 | 0
2033 | 7 | 30 | 23 | 950.2272 | 0
2033 | 7 | 31 | 0 | 904.8053 | 0
2033 | 7 | 31 | 1 | 850.492 | 0
2033 | 7 | 31 | 2 | 796.1787 | 0
2033 | 7 | 31 | 3 | 771.165 | 0
2033 | 7 | 31 | 4 | 752.1583 | 0
2033 | 7 | 31 | 5 | 747.2193 | 0
2033 | 7 | 31 | 6 | 748.2107 | 0
2033 | 7 | 31 | 7 | 760.2172 | 0
2033 | 7 | 31 | 8 | 807.5172 | 0
2033 | 7 | 31 | 9 | 854.8172 | 0
2033 | 7 | 31 | 10 | 914.9573 | 0
2033 | 7 | 31 | 11 | 963.3846 | 0
2033 | 7 | 31 | 12 | 999.6859 | 0
2033 | 7 | 31 | 13 | 1014.3148 | 14.3148
2033 | 7 | 31 | 14 | 1022.5256 | 22.5256
2033 | 7 | 31 | 15 | 1030.9032 | 30.9032
2033 | 7 | 31 | 16 | 1041.875 | 41.875
2033 | 7 | 31 | 17 | 1040.0559 | 40.0559
2033 | 7 | 31 | 18 | 1021.5734 | 21.5734
2033 | 7 | 31 | 19 | 993.1164 | 0
2033 | 7 | 31 | 20 | 961.8225 | 0
2033 | 7 | 31 | 21 | 959.7841 | 0
2033 | 7 | 31 | 22 | 918.632 | 0
2033 | 7 | 31 | 23 | 874.87 | 0
2033 | 8 | 1 | 0 | 820.4936 | 0
2033 | 8 | 1 | 1 | 802.0831 | 0
2033 | 8 | 1 | 2 | 775.9032 | 0
2033 | 8 | 1 | 3 | 761.9761 | 0
2033 | 8 | 1 | 4 | 749.7526 | 0
2033 | 8 | 1 | 5 | 754.5385 | 0
2033 | 8 | 1 | 6 | 768.8609 | 0
2033 | 8 | 1 | 7 | 788.3626 | 0
2033 | 8 | 1 | 8 | 813.1163 | 0
2033 | 8 | 1 | 9 | 866.5855 | 0
2033 | 8 | 1 | 10 | 920.0548 | 0
2033 | 8 | 1 | 11 | 973.3212 | 0
2033 | 8 | 1 | 12 | 1016.2436 | 16.2436
2033 | 8 | 1 | 13 | 1034.2232 | 34.2232
2033 | 8 | 1 | 14 | 1040.126 | 40.126
2033 | 8 | 1 | 15 | 1044.2066 | 44.2066
2033 | 8 | 1 | 16 | 1057.1868 | 57.1868
2033 | 8 | 1 | 17 | 1067.6197 | 67.6197
2033 | 8 | 1 | 18 | 1051.5148 | 51.5148
2033 | 8 | 1 | 19 | 1025.2029 | 25.2029
2033 | 8 | 1 | 20 | 1007.6833 | 7.6833
2033 | 8 | 1 | 21 | 1003.2742 | 3.2742
2033 | 8 | 1 | 22 | 966.6798 | 0
2033 | 8 | 1 | 23 | 926.5999 | 0
2033 | 8 | 2 | 0 | 871.1855 | 0
2033 | 8 | 2 | 1 | 863.6589 | 0
2033 | 8 | 2 | 2 | 833.4622 | 0
2033 | 8 | 2 | 3 | 816.4822 | 0
2033 | 8 | 2 | 4 | 806.2655 | 0
2033 | 8 | 2 | 5 | 821.8613 | 0
2033 | 8 | 2 | 6 | 858.7873 | 0
2033 | 8 | 2 | 7 | 914.3879 | 0
2033 | 8 | 2 | 8 | 967.1762 | 0
2033 | 8 | 2 | 9 | 1024.0792 | 24.0792
2033 | 8 | 2 | 10 | 1075.8282 | 75.8282
2033 | 8 | 2 | 11 | 1121.4463 | 121.4463
2033 | 8 | 2 | 12 | 1156.8278 | 156.8278
2033 | 8 | 2 | 13 | 1180.4089 | 180.4089
2033 | 8 | 2 | 14 | 1192.6014 | 192.6014
2033 | 8 | 2 | 15 | 1202.4934 | 202.4934
2033 | 8 | 2 | 16 | 1204.597 | 204.597
2033 | 8 | 2 | 17 | 1200.031 | 200.031
2033 | 8 | 2 | 18 | 1183.4755 | 183.4755
2033 | 8 | 2 | 19 | 1147.305 | 147.305
2033 | 8 | 2 | 20 | 1108.9712 | 108.9712
2033 | 8 | 2 | 21 | 1079.9468 | 79.9468
2033 | 8 | 2 | 22 | 1019.2147 | 19.2147
2033 | 8 | 2 | 23 | 964.2065 | 0
2033 | 8 | 3 | 0 | 907.7779 | 0
2033 | 8 | 3 | 1 | 865.0861 | 0
2033 | 8 | 3 | 2 | 822.3943 | 0
2033 | 8 | 3 | 3 | 808.0605 | 0
2033 | 8 | 3 | 4 | 800.6016 | 0
2033 | 8 | 3 | 5 | 816.6345 | 0
2033 | 8 | 3 | 6 | 850.564 | 0
2033 | 8 | 3 | 7 | 892.0893 | 0
2033 | 8 | 3 | 8 | 921.2276 | 0
2033 | 8 | 3 | 9 | 963.7514 | 0
2033 | 8 | 3 | 10 | 994.9128 | 0
2033 | 8 | 3 | 11 | 1026.0313 | 26.0313
2033 | 8 | 3 | 12 | 1063.7008 | 63.7008
2033 | 8 | 3 | 13 | 1075.6953 | 75.6953
2033 | 8 | 3 | 14 | 1079.405 | 79.405
2033 | 8 | 3 | 15 | 1084.6593 | 84.6593
2033 | 8 | 3 | 16 | 1088.8568 | 88.8568
2033 | 8 | 3 | 17 | 1088.6593 | 88.6593
2033 | 8 | 3 | 18 | 1082.7823 | 82.7823
2033 | 8 | 3 | 19 | 1045.3569 | 45.3569
2033 | 8 | 3 | 20 | 1014.6047 | 14.6047
2033 | 8 | 3 | 21 | 998.085 | 0
2033 | 8 | 3 | 22 | 948.2676 | 0
2033 | 8 | 3 | 23 | 907.0237 | 0
2033 | 8 | 4 | 0 | 856.3888 | 0
2033 | 8 | 4 | 1 | 817.9553 | 0
2033 | 8 | 4 | 2 | 779.5218 | 0
2033 | 8 | 4 | 3 | 766.7518 | 0
2033 | 8 | 4 | 4 | 761.8112 | 0
2033 | 8 | 4 | 5 | 779.7804 | 0
2033 | 8 | 4 | 6 | 820.9953 | 0
2033 | 8 | 4 | 7 | 873.8004 | 0
2033 | 8 | 4 | 8 | 913.038 | 0
2033 | 8 | 4 | 9 | 975.8248 | 0
2033 | 8 | 4 | 10 | 1006.9622 | 6.9622
2033 | 8 | 4 | 11 | 1044.2132 | 44.2132
2033 | 8 | 4 | 12 | 1075.5412 | 75.5412
2033 | 8 | 4 | 13 | 1101.6133 | 101.6133
2033 | 8 | 4 | 14 | 1114.6654 | 114.6654
2033 | 8 | 4 | 15 | 1128.2088 | 128.2088
2033 | 8 | 4 | 16 | 1136.769 | 136.769
2033 | 8 | 4 | 17 | 1131.8519 | 131.8519
2033 | 8 | 4 | 18 | 1103.7999 | 103.7999
2033 | 8 | 4 | 19 | 1054.3515 | 54.3515
2033 | 8 | 4 | 20 | 1012.5545 | 12.5545
2033 | 8 | 4 | 21 | 994.3121 | 0
2033 | 8 | 4 | 22 | 940.721 | 0
2033 | 8 | 4 | 23 | 893.4834 | 0
2033 | 8 | 5 | 0 | 837.8366 | 0
2033 | 8 | 5 | 1 | 822.1682 | 0
2033 | 8 | 5 | 2 | 799.8201 | 0
2033 | 8 | 5 | 3 | 787.9333 | 0
2033 | 8 | 5 | 4 | 781.9005 | 0
2033 | 8 | 5 | 5 | 799.6311 | 0
2033 | 8 | 5 | 6 | 839.785 | 0
2033 | 8 | 5 | 7 | 890.0863 | 0
2033 | 8 | 5 | 8 | 927.0694 | 0
2033 | 8 | 5 | 9 | 975.9192 | 0
2033 | 8 | 5 | 10 | 1008.0273 | 8.0273
2033 | 8 | 5 | 11 | 1045.8447 | 45.8447
2033 | 8 | 5 | 12 | 1075.7126 | 75.7126
2033 | 8 | 5 | 13 | 1096.8085 | 96.8085
2033 | 8 | 5 | 14 | 1105.4071 | 105.4071
2033 | 8 | 5 | 15 | 1108.5239 | 108.5239
2033 | 8 | 5 | 16 | 1118.7963 | 118.7963
2033 | 8 | 5 | 17 | 1111.8572 | 111.8572
2033 | 8 | 5 | 18 | 1078.9033 | 78.9033
2033 | 8 | 5 | 19 | 1029.3882 | 29.3882
2033 | 8 | 5 | 20 | 989.9186 | 0
2033 | 8 | 5 | 21 | 968.5829 | 0
2033 | 8 | 5 | 22 | 925.6929 | 0
2033 | 8 | 5 | 23 | 884.5602 | 0
2033 | 8 | 6 | 0 | 844.7535 | 0
2033 | 8 | 6 | 1 | 792.7785 | 0
2033 | 8 | 6 | 2 | 740.8035 | 0
2033 | 8 | 6 | 3 | 727.5807 | 0
2033 | 8 | 6 | 4 | 718.4382 | 0
2033 | 8 | 6 | 5 | 717.9107 | 0
2033 | 8 | 6 | 6 | 726.096 | 0
2033 | 8 | 6 | 7 | 738.8908 | 0
2033 | 8 | 6 | 8 | 770.2491 | 0
2033 | 8 | 6 | 9 | 817.6274 | 0
2033 | 8 | 6 | 10 | 852.7806 | 0
2033 | 8 | 6 | 11 | 887.6759 | 0
2033 | 8 | 6 | 12 | 909.6597 | 0
2033 | 8 | 6 | 13 | 920.0079 | 0
2033 | 8 | 6 | 14 | 927.2385 | 0
2033 | 8 | 6 | 15 | 937.2941 | 0
2033 | 8 | 6 | 16 | 948.5284 | 0
2033 | 8 | 6 | 17 | 948.5721 | 0
2033 | 8 | 6 | 18 | 930.6017 | 0
2033 | 8 | 6 | 19 | 885.2121 | 0
2033 | 8 | 6 | 20 | 851.3091 | 0
2033 | 8 | 6 | 21 | 848.3954 | 0
2033 | 8 | 6 | 22 | 825.1575 | 0
2033 | 8 | 6 | 23 | 800.615 | 0
2033 | 8 | 7 | 0 | 771.6089 | 0
2033 | 8 | 7 | 1 | 725.6664 | 0
2033 | 8 | 7 | 2 | 679.7238 | 0
2033 | 8 | 7 | 3 | 668.2371 | 0
2033 | 8 | 7 | 4 | 659.5473 | 0
2033 | 8 | 7 | 5 | 659.0866 | 0
2033 | 8 | 7 | 6 | 662.4437 | 0
2033 | 8 | 7 | 7 | 668.102 | 0
2033 | 8 | 7 | 8 | 698.6509 | 0
2033 | 8 | 7 | 9 | 729.1998 | 0
2033 | 8 | 7 | 10 | 770.0957 | 0
2033 | 8 | 7 | 11 | 802.6092 | 0
2033 | 8 | 7 | 12 | 827.8096 | 0
2033 | 8 | 7 | 13 | 835.9146 | 0
2033 | 8 | 7 | 14 | 840.3786 | 0
2033 | 8 | 7 | 15 | 850.4937 | 0
2033 | 8 | 7 | 16 | 865.3791 | 0
2033 | 8 | 7 | 17 | 873.7037 | 0
2033 | 8 | 7 | 18 | 857.2977 | 0
2033 | 8 | 7 | 19 | 828.5234 | 0
2033 | 8 | 7 | 20 | 811.5713 | 0
2033 | 8 | 7 | 21 | 811.6546 | 0
2033 | 8 | 7 | 22 | 789.3553 | 0
2033 | 8 | 7 | 23 | 763.0201 | 0
2033 | 8 | 8 | 0 | 725.9326 | 0
2033 | 8 | 8 | 1 | 758.4207 | 0
2033 | 8 | 8 | 2 | 741.4066 | 0
2033 | 8 | 8 | 3 | 733.4981 | 0
2033 | 8 | 8 | 4 | 728.8395 | 0
2033 | 8 | 8 | 5 | 746.2349 | 0
2033 | 8 | 8 | 6 | 786.5169 | 0
2033 | 8 | 8 | 7 | 830.8268 | 0
2033 | 8 | 8 | 8 | 859.4626 | 0
2033 | 8 | 8 | 9 | 911.5768 | 0
2033 | 8 | 8 | 10 | 957.3507 | 0
2033 | 8 | 8 | 11 | 988.6751 | 0
2033 | 8 | 8 | 12 | 1014.5269 | 14.5269
2033 | 8 | 8 | 13 | 1032.0835 | 32.0835
2033 | 8 | 8 | 14 | 1038.8338 | 38.8338
2033 | 8 | 8 | 15 | 1045.9422 | 45.9422
2033 | 8 | 8 | 16 | 1053.1235 | 53.1235
2033 | 8 | 8 | 17 | 1046.9397 | 46.9397
2033 | 8 | 8 | 18 | 1030.2726 | 30.2726
2033 | 8 | 8 | 19 | 989.3806 | 0
2033 | 8 | 8 | 20 | 968.7767 | 0
2033 | 8 | 8 | 21 | 951.5758 | 0
2033 | 8 | 8 | 22 | 907.5417 | 0
2033 | 8 | 8 | 23 | 867.329 | 0
2033 | 8 | 9 | 0 | 818.3321 | 0
2033 | 8 | 9 | 1 | 810.9951 | 0
2033 | 8 | 9 | 2 | 787.6825 | 0
2033 | 8 | 9 | 3 | 776.3337 | 0
2033 | 8 | 9 | 4 | 769.1087 | 0
2033 | 8 | 9 | 5 | 785.6651 | 0
2033 | 8 | 9 | 6 | 821.3583 | 0
2033 | 8 | 9 | 7 | 868.8358 | 0
2033 | 8 | 9 | 8 | 906.7083 | 0
2033 | 8 | 9 | 9 | 948.5611 | 0
2033 | 8 | 9 | 10 | 991.6226 | 0
2033 | 8 | 9 | 11 | 1031.7079 | 31.7079
2033 | 8 | 9 | 12 | 1062.6661 | 62.6661
2033 | 8 | 9 | 13 | 1078.5085 | 78.5085
2033 | 8 | 9 | 14 | 1084.7994 | 84.7994
2033 | 8 | 9 | 15 | 1089.3101 | 89.3101
2033 | 8 | 9 | 16 | 1085.3096 | 85.3096
2033 | 8 | 9 | 17 | 1078.6849 | 78.6849
2033 | 8 | 9 | 18 | 1061.1823 | 61.1823
2033 | 8 | 9 | 19 | 1025.8675 | 25.8675
2033 | 8 | 9 | 20 | 1015.9964 | 15.9964
2033 | 8 | 9 | 21 | 994.2374 | 0
2033 | 8 | 9 | 22 | 945.1654 | 0
2033 | 8 | 9 | 23 | 896.5444 | 0
2033 | 8 | 10 | 0 | 848.9357 | 0
2033 | 8 | 10 | 1 | 828.3958 | 0
2033 | 8 | 10 | 2 | 807.856 | 0
2033 | 8 | 10 | 3 | 794.9618 | 0
2033 | 8 | 10 | 4 | 788.1749 | 0
2033 | 8 | 10 | 5 | 801.3581 | 0
2033 | 8 | 10 | 6 | 835.9268 | 0
2033 | 8 | 10 | 7 | 880.4629 | 0
2033 | 8 | 10 | 8 | 926.2738 | 0
2033 | 8 | 10 | 9 | 980.2588 | 0
2033 | 8 | 10 | 10 | 1024.428 | 24.428
2033 | 8 | 10 | 11 | 1062.6275 | 62.6275
2033 | 8 | 10 | 12 | 1102.2207 | 102.2207
2033 | 8 | 10 | 13 | 1121.5542 | 121.5542
2033 | 8 | 10 | 14 | 1134.3903 | 134.3903
2033 | 8 | 10 | 15 | 1148.8646 | 148.8646
2033 | 8 | 10 | 16 | 1159.8872 | 159.8872
2033 | 8 | 10 | 17 | 1155.4032 | 155.4032
2033 | 8 | 10 | 18 | 1133.8899 | 133.8899
2033 | 8 | 10 | 19 | 1080.2105 | 80.2105
2033 | 8 | 10 | 20 | 1039.0681 | 39.0681
2033 | 8 | 10 | 21 | 1017.0588 | 17.0588
2033 | 8 | 10 | 22 | 963.9956 | 0
2033 | 8 | 10 | 23 | 917.4938 | 0
2033 | 8 | 11 | 0 | 866.617 | 0
2033 | 8 | 11 | 1 | 828.0648 | 0
2033 | 8 | 11 | 2 | 802.2016 | 0
2033 | 8 | 11 | 3 | 776.3384 | 0
2033 | 8 | 11 | 4 | 769.7651 | 0
2033 | 8 | 11 | 5 | 782.5825 | 0
2033 | 8 | 11 | 6 | 815.0175 | 0
2033 | 8 | 11 | 7 | 853.9116 | 0
2033 | 8 | 11 | 8 | 877.4597 | 0
2033 | 8 | 11 | 9 | 923.2273 | 0
2033 | 8 | 11 | 10 | 938.7808 | 0
2033 | 8 | 11 | 11 | 963.5996 | 0
2033 | 8 | 11 | 12 | 984.0602 | 0
2033 | 8 | 11 | 13 | 1000.4298 | 0.42985
2033 | 8 | 11 | 14 | 1006.217 | 6.217
2033 | 8 | 11 | 15 | 1011.6001 | 11.6001
2033 | 8 | 11 | 16 | 1010.6208 | 10.6208
2033 | 8 | 11 | 17 | 1000.7613 | 0.7613
2033 | 8 | 11 | 18 | 973.7096 | 0
2033 | 8 | 11 | 19 | 928.5216 | 0
2033 | 8 | 11 | 20 | 905.6124 | 0
2033 | 8 | 11 | 21 | 886.6944 | 0
2033 | 8 | 11 | 22 | 843.3429 | 0
2033 | 8 | 11 | 23 | 812.4547 | 0
2033 | 8 | 12 | 0 | 770.2665 | 0
2033 | 8 | 12 | 1 | 750.018 | 0
2033 | 8 | 12 | 2 | 729.7695 | 0
2033 | 8 | 12 | 3 | 721.1826 | 0
2033 | 8 | 12 | 4 | 719.3091 | 0
2033 | 8 | 12 | 5 | 736.509 | 0
2033 | 8 | 12 | 6 | 774.7814 | 0
2033 | 8 | 12 | 7 | 817.061 | 0
2033 | 8 | 12 | 8 | 842.3266 | 0
2033 | 8 | 12 | 9 | 884.987 | 0
2033 | 8 | 12 | 10 | 910.9091 | 0
2033 | 8 | 12 | 11 | 938.9941 | 0
2033 | 8 | 12 | 12 | 962.1895 | 0
2033 | 8 | 12 | 13 | 978.7196 | 0
2033 | 8 | 12 | 14 | 984.1325 | 0
2033 | 8 | 12 | 15 | 992.912 | 0
2033 | 8 | 12 | 16 | 996.1375 | 0
2033 | 8 | 12 | 17 | 988.8517 | 0
2033 | 8 | 12 | 18 | 965.9332 | 0
2033 | 8 | 12 | 19 | 918.7673 | 0
2033 | 8 | 12 | 20 | 891.3559 | 0
2033 | 8 | 12 | 21 | 866.4611 | 0
2033 | 8 | 12 | 22 | 838.8206 | 0
2033 | 8 | 12 | 23 | 809.4782 | 0
2033 | 8 | 13 | 0 | 772.9342 | 0
2033 | 8 | 13 | 1 | 731.983 | 0
2033 | 8 | 13 | 2 | 691.0317 | 0
2033 | 8 | 13 | 3 | 682.561 | 0
2033 | 8 | 13 | 4 | 676.8498 | 0
2033 | 8 | 13 | 5 | 680.281 | 0
2033 | 8 | 13 | 6 | 692.4646 | 0
2033 | 8 | 13 | 7 | 705.1227 | 0
2033 | 8 | 13 | 8 | 742.8586 | 0
2033 | 8 | 13 | 9 | 780.5945 | 0
2033 | 8 | 13 | 10 | 813.4237 | 0
2033 | 8 | 13 | 11 | 845.6658 | 0
2033 | 8 | 13 | 12 | 866.4015 | 0
2033 | 8 | 13 | 13 | 876.6319 | 0
2033 | 8 | 13 | 14 | 884.1774 | 0
2033 | 8 | 13 | 15 | 894.9015 | 0
2033 | 8 | 13 | 16 | 906.0077 | 0
2033 | 8 | 13 | 17 | 907.9488 | 0
2033 | 8 | 13 | 18 | 891.0656 | 0
2033 | 8 | 13 | 19 | 850.1872 | 0
2033 | 8 | 13 | 20 | 824.855 | 0
2033 | 8 | 13 | 21 | 814.9377 | 0
2033 | 8 | 13 | 22 | 788.8432 | 0
2033 | 8 | 13 | 23 | 766.5719 | 0
2033 | 8 | 14 | 0 | 740.1716 | 0
2033 | 8 | 14 | 1 | 694.7068 | 0
2033 | 8 | 14 | 2 | 675.1087 | 0
2033 | 8 | 14 | 3 | 663.4916 | 0
2033 | 8 | 14 | 4 | 655.3665 | 0
2033 | 8 | 14 | 5 | 656.3202 | 0
2033 | 8 | 14 | 6 | 662.3184 | 0
2033 | 8 | 14 | 7 | 665.5459 | 0
2033 | 8 | 14 | 8 | 691.8842 | 0
2033 | 8 | 14 | 9 | 737.0195 | 0
2033 | 8 | 14 | 10 | 771.511 | 0
2033 | 8 | 14 | 11 | 808.5185 | 0
2033 | 8 | 14 | 12 | 835.0801 | 0
2033 | 8 | 14 | 13 | 845.6504 | 0
2033 | 8 | 14 | 14 | 853.0707 | 0
2033 | 8 | 14 | 15 | 863.3276 | 0
2033 | 8 | 14 | 16 | 875.4055 | 0
2033 | 8 | 14 | 17 | 881.9146 | 0
2033 | 8 | 14 | 18 | 869.8069 | 0
2033 | 8 | 14 | 19 | 842.2508 | 0
2033 | 8 | 14 | 20 | 835.9212 | 0
2033 | 8 | 14 | 21 | 831.0515 | 0
2033 | 8 | 14 | 22 | 801.5544 | 0
2033 | 8 | 14 | 23 | 775.3018 | 0
2033 | 8 | 15 | 0 | 744.6051 | 0
2033 | 8 | 15 | 1 | 761.349 | 0
2033 | 8 | 15 | 2 | 740.7512 | 0
2033 | 8 | 15 | 3 | 730.9478 | 0
2033 | 8 | 15 | 4 | 724.9254 | 0
2033 | 8 | 15 | 5 | 738.628 | 0
2033 | 8 | 15 | 6 | 775.9232 | 0
2033 | 8 | 15 | 7 | 822.9347 | 0
2033 | 8 | 15 | 8 | 869.5478 | 0
2033 | 8 | 15 | 9 | 934.5495 | 0
2033 | 8 | 15 | 10 | 989.0977 | 0
2033 | 8 | 15 | 11 | 1026.547 | 26.547
2033 | 8 | 15 | 12 | 1055.4657 | 55.4657
2033 | 8 | 15 | 13 | 1075.385 | 75.385
2033 | 8 | 15 | 14 | 1089.4281 | 89.4281
2033 | 8 | 15 | 15 | 1105.5297 | 105.5297
2033 | 8 | 15 | 16 | 1121.9922 | 121.9922
2033 | 8 | 15 | 17 | 1121.7179 | 121.7179
2033 | 8 | 15 | 18 | 1095.0378 | 95.0378
2033 | 8 | 15 | 19 | 1043.4948 | 43.4948
2033 | 8 | 15 | 20 | 1017.8269 | 17.8269
2033 | 8 | 15 | 21 | 995.7884 | 0
2033 | 8 | 15 | 22 | 947.4929 | 0
2033 | 8 | 15 | 23 | 900.7316 | 0
2033 | 8 | 16 | 0 | 844.312 | 0
2033 | 8 | 16 | 1 | 797.34 | 0
2033 | 8 | 16 | 2 | 774.6239 | 0
2033 | 8 | 16 | 3 | 764.1067 | 0
2033 | 8 | 16 | 4 | 757.4162 | 0
2033 | 8 | 16 | 5 | 773.349 | 0
2033 | 8 | 16 | 6 | 809.865 | 0
2033 | 8 | 16 | 7 | 857.3998 | 0
2033 | 8 | 16 | 8 | 898.3138 | 0
2033 | 8 | 16 | 9 | 944.9619 | 0
2033 | 8 | 16 | 10 | 986.3743 | 0
2033 | 8 | 16 | 11 | 1020.5358 | 20.5358
2033 | 8 | 16 | 12 | 1045.8401 | 45.8401
2033 | 8 | 16 | 13 | 1058.5994 | 58.5994
2033 | 8 | 16 | 14 | 1060.8038 | 60.8038
2033 | 8 | 16 | 15 | 1065.9799 | 65.9799
2033 | 8 | 16 | 16 | 1061.4826 | 61.4826
2033 | 8 | 16 | 17 | 1055.0754 | 55.0754
2033 | 8 | 16 | 18 | 1034.4212 | 34.4212
2033 | 8 | 16 | 19 | 995.615 | 0
2033 | 8 | 16 | 20 | 988.0962 | 0
2033 | 8 | 16 | 21 | 960.5197 | 0
2033 | 8 | 16 | 22 | 912.4808 | 0
2033 | 8 | 16 | 23 | 866.9889 | 0
2033 | 8 | 17 | 0 | 821.9877 | 0
2033 | 8 | 17 | 1 | 828.5432 | 0
2033 | 8 | 17 | 2 | 806.0434 | 0
2033 | 8 | 17 | 3 | 793.4863 | 0
2033 | 8 | 17 | 4 | 787.2847 | 0
2033 | 8 | 17 | 5 | 803.0734 | 0
2033 | 8 | 17 | 6 | 839.3206 | 0
2033 | 8 | 17 | 7 | 885.1399 | 0
2033 | 8 | 17 | 8 | 934.7215 | 0
2033 | 8 | 17 | 9 | 994.8097 | 0
2033 | 8 | 17 | 10 | 1046.0601 | 46.0601
2033 | 8 | 17 | 11 | 1090.2754 | 90.2754
2033 | 8 | 17 | 12 | 1133.4216 | 133.4216
2033 | 8 | 17 | 13 | 1158.2575 | 158.2575
2033 | 8 | 17 | 14 | 1179.7298 | 179.7298
2033 | 8 | 17 | 15 | 1200.7049 | 200.7049
2033 | 8 | 17 | 16 | 1220.9184 | 220.9184
2033 | 8 | 17 | 17 | 1220.5712 | 220.5712
2033 | 8 | 17 | 18 | 1199.6698 | 199.6698
2033 | 8 | 17 | 19 | 1141.7406 | 141.7406
2033 | 8 | 17 | 20 | 1109.2413 | 109.2413
2033 | 8 | 17 | 21 | 1074.7842 | 74.7842
2033 | 8 | 17 | 22 | 1021.4119 | 21.4119
2033 | 8 | 17 | 23 | 967.4488 | 0
2033 | 8 | 18 | 0 | 909.2814 | 0
2033 | 8 | 18 | 1 | 865.0789 | 0
2033 | 8 | 18 | 2 | 836.5376 | 0
2033 | 8 | 18 | 3 | 819.1302 | 0
2033 | 8 | 18 | 4 | 811.0444 | 0
2033 | 8 | 18 | 5 | 828.3408 | 0
2033 | 8 | 18 | 6 | 870.1009 | 0
2033 | 8 | 18 | 7 | 919.4797 | 0
2033 | 8 | 18 | 8 | 964.0146 | 0
2033 | 8 | 18 | 9 | 1033.1339 | 33.1339
2033 | 8 | 18 | 10 | 1070.6556 | 70.6556
2033 | 8 | 18 | 11 | 1112.2902 | 112.2902
2033 | 8 | 18 | 12 | 1148.9045 | 148.9045
2033 | 8 | 18 | 13 | 1176.4538 | 176.4538
2033 | 8 | 18 | 14 | 1190.541 | 190.541
2033 | 8 | 18 | 15 | 1198.1117 | 198.1117
2033 | 8 | 18 | 16 | 1205.7602 | 205.7602
2033 | 8 | 18 | 17 | 1204.0813 | 204.0813
2033 | 8 | 18 | 18 | 1168.466 | 168.466
2033 | 8 | 18 | 19 | 1115.8258 | 115.8258
2033 | 8 | 18 | 20 | 1096.5527 | 96.5527
2033 | 8 | 18 | 21 | 1062.4637 | 62.4637
2033 | 8 | 18 | 22 | 1005.2427 | 5.2427
2033 | 8 | 18 | 23 | 954.8982 | 0
2033 | 8 | 19 | 0 | 893.9605 | 0
2033 | 8 | 19 | 1 | 860.3985 | 0
2033 | 8 | 19 | 2 | 833.4936 | 0
2033 | 8 | 19 | 3 | 818.7715 | 0
2033 | 8 | 19 | 4 | 811.6096 | 0
2033 | 8 | 19 | 5 | 827.9464 | 0
2033 | 8 | 19 | 6 | 864.9615 | 0
2033 | 8 | 19 | 7 | 904.135 | 0
2033 | 8 | 19 | 8 | 934.4258 | 0
2033 | 8 | 19 | 9 | 992.931 | 0
2033 | 8 | 19 | 10 | 1024.1414 | 24.1414
2033 | 8 | 19 | 11 | 1055.8556 | 55.8556
2033 | 8 | 19 | 12 | 1083.3311 | 83.3311
2033 | 8 | 19 | 13 | 1098.6446 | 98.6446
2033 | 8 | 19 | 14 | 1100.4262 | 100.4262
2033 | 8 | 19 | 15 | 1103.6556 | 103.6556
2033 | 8 | 19 | 16 | 1102.024 | 102.024
2033 | 8 | 19 | 17 | 1089.1999 | 89.1999
2033 | 8 | 19 | 18 | 1053.8112 | 53.8112
2033 | 8 | 19 | 19 | 1009.1835 | 9.1835
2033 | 8 | 19 | 20 | 1005.4231 | 5.4231
2033 | 8 | 19 | 21 | 972.9089 | 0
2033 | 8 | 19 | 22 | 937.5228 | 0
2033 | 8 | 19 | 23 | 902.4517 | 0
2033 | 8 | 20 | 0 | 853.2355 | 0
2033 | 8 | 20 | 1 | 805.5424 | 0
2033 | 8 | 20 | 2 | 757.8493 | 0
2033 | 8 | 20 | 3 | 744.5693 | 0
2033 | 8 | 20 | 4 | 736.7444 | 0
2033 | 8 | 20 | 5 | 738.7769 | 0
2033 | 8 | 20 | 6 | 753.616 | 0
2033 | 8 | 20 | 7 | 764.8084 | 0
2033 | 8 | 20 | 8 | 793.7271 | 0
2033 | 8 | 20 | 9 | 859.4089 | 0
2033 | 8 | 20 | 10 | 905.8886 | 0
2033 | 8 | 20 | 11 | 947.3004 | 0
2033 | 8 | 20 | 12 | 974.7297 | 0
2033 | 8 | 20 | 13 | 985.5528 | 0
2033 | 8 | 20 | 14 | 989.4956 | 0
2033 | 8 | 20 | 15 | 995.0917 | 0
2033 | 8 | 20 | 16 | 999.7534 | 0
2033 | 8 | 20 | 17 | 995.6443 | 0
2033 | 8 | 20 | 18 | 968.3054 | 0
2033 | 8 | 20 | 19 | 928.8661 | 0
2033 | 8 | 20 | 20 | 915.891 | 0
2033 | 8 | 20 | 21 | 894.345 | 0
2033 | 8 | 20 | 22 | 864.0343 | 0
2033 | 8 | 20 | 23 | 835.3491 | 0
2033 | 8 | 21 | 0 | 791.4145 | 0
2033 | 8 | 21 | 1 | 764.7793 | 0
2033 | 8 | 21 | 2 | 738.477 | 0
2033 | 8 | 21 | 3 | 721.2848 | 0
2033 | 8 | 21 | 4 | 709.0939 | 0
2033 | 8 | 21 | 5 | 708.6517 | 0
2033 | 8 | 21 | 6 | 713.5182 | 0
2033 | 8 | 21 | 7 | 716.3311 | 0
2033 | 8 | 21 | 8 | 743.7128 | 0
2033 | 8 | 21 | 9 | 800.995 | 0
2033 | 8 | 21 | 10 | 858.2771 | 0
2033 | 8 | 21 | 11 | 902.4789 | 0
2033 | 8 | 21 | 12 | 935.6612 | 0
2033 | 8 | 21 | 13 | 951.4436 | 0
2033 | 8 | 21 | 14 | 962.6255 | 0
2033 | 8 | 21 | 15 | 975.4478 | 0
2033 | 8 | 21 | 16 | 988.5628 | 0
2033 | 8 | 21 | 17 | 991.686 | 0
2033 | 8 | 21 | 18 | 966.3363 | 0
2033 | 8 | 21 | 19 | 931.119 | 0
2033 | 8 | 21 | 20 | 926.5378 | 0
2033 | 8 | 21 | 21 | 909.7098 | 0
2033 | 8 | 21 | 22 | 869.3666 | 0
2033 | 8 | 21 | 23 | 835.0621 | 0
2033 | 8 | 22 | 0 | 786.031 | 0
2033 | 8 | 22 | 1 | 780.0696 | 0
2033 | 8 | 22 | 2 | 759.7664 | 0
2033 | 8 | 22 | 3 | 750.8871 | 0
2033 | 8 | 22 | 4 | 744.946 | 0
2033 | 8 | 22 | 5 | 762.127 | 0
2033 | 8 | 22 | 6 | 803.335 | 0
2033 | 8 | 22 | 7 | 843.7665 | 0
2033 | 8 | 22 | 8 | 878.9302 | 0
2033 | 8 | 22 | 9 | 931.2987 | 0
2033 | 8 | 22 | 10 | 977.4986 | 0
2033 | 8 | 22 | 11 | 1007.388 | 7.388
2033 | 8 | 22 | 12 | 1029.7891 | 29.7891
2033 | 8 | 22 | 13 | 1042.3711 | 42.3711
2033 | 8 | 22 | 14 | 1046.7973 | 46.7973
2033 | 8 | 22 | 15 | 1051.4646 | 51.4646
2033 | 8 | 22 | 16 | 1053.6781 | 53.6781
2033 | 8 | 22 | 17 | 1046.693 | 46.693
2033 | 8 | 22 | 18 | 1009.8908 | 9.8908
2033 | 8 | 22 | 19 | 964.5618 | 0
2033 | 8 | 22 | 20 | 952.9151 | 0
2033 | 8 | 22 | 21 | 919.8375 | 0
2033 | 8 | 22 | 22 | 879.1097 | 0
2033 | 8 | 22 | 23 | 839.9438 | 0
2033 | 8 | 23 | 0 | 793.2707 | 0
2033 | 8 | 23 | 1 | 778.9129 | 0
2033 | 8 | 23 | 2 | 756.7441 | 0
2033 | 8 | 23 | 3 | 746.9394 | 0
2033 | 8 | 23 | 4 | 741.633 | 0
2033 | 8 | 23 | 5 | 760.0236 | 0
2033 | 8 | 23 | 6 | 799.5459 | 0
2033 | 8 | 23 | 7 | 844.8444 | 0
2033 | 8 | 23 | 8 | 887.1587 | 0
2033 | 8 | 23 | 9 | 933.2618 | 0
2033 | 8 | 23 | 10 | 977.3715 | 0
2033 | 8 | 23 | 11 | 1013.9622 | 13.9622
2033 | 8 | 23 | 12 | 1041.0281 | 41.0281
2033 | 8 | 23 | 13 | 1057.0745 | 57.0745
2033 | 8 | 23 | 14 | 1066.7421 | 66.7421
2033 | 8 | 23 | 15 | 1076.8363 | 76.8363
2033 | 8 | 23 | 16 | 1077.7926 | 77.7926
2033 | 8 | 23 | 17 | 1070.288 | 70.288
2033 | 8 | 23 | 18 | 1040.8501 | 40.8501
2033 | 8 | 23 | 19 | 994.9438 | 0
2033 | 8 | 23 | 20 | 983.768 | 0
2033 | 8 | 23 | 21 | 945.9745 | 0
2033 | 8 | 23 | 22 | 893.3842 | 0
2033 | 8 | 23 | 23 | 845.3386 | 0
2033 | 8 | 24 | 0 | 800.0777 | 0
2033 | 8 | 24 | 1 | 765.8025 | 0
2033 | 8 | 24 | 2 | 745.0711 | 0
2033 | 8 | 24 | 3 | 734.9744 | 0
2033 | 8 | 24 | 4 | 730.9578 | 0
2033 | 8 | 24 | 5 | 748.7582 | 0
2033 | 8 | 24 | 6 | 788.4543 | 0
2033 | 8 | 24 | 7 | 824.0665 | 0
2033 | 8 | 24 | 8 | 855.849 | 0
2033 | 8 | 24 | 9 | 890.6177 | 0
2033 | 8 | 24 | 10 | 926.0963 | 0
2033 | 8 | 24 | 11 | 954.2337 | 0
2033 | 8 | 24 | 12 | 985.0455 | 0
2033 | 8 | 24 | 13 | 997.4157 | 0
2033 | 8 | 24 | 14 | 1005.2601 | 5.2601
2033 | 8 | 24 | 15 | 1014.5084 | 14.5084
2033 | 8 | 24 | 16 | 1024.4621 | 24.4621
2033 | 8 | 24 | 17 | 1019.9244 | 19.9244
2033 | 8 | 24 | 18 | 993.0325 | 0
2033 | 8 | 24 | 19 | 949.1544 | 0
2033 | 8 | 24 | 20 | 947.0941 | 0
2033 | 8 | 24 | 21 | 917.8612 | 0
2033 | 8 | 24 | 22 | 875.4728 | 0
2033 | 8 | 24 | 23 | 832.9923 | 0
2033 | 8 | 25 | 0 | 787.526 | 0
2033 | 8 | 25 | 1 | 749.9137 | 0
2033 | 8 | 25 | 2 | 727.1053 | 0
2033 | 8 | 25 | 3 | 704.297 | 0
2033 | 8 | 25 | 4 | 703.2902 | 0
2033 | 8 | 25 | 5 | 722.2854 | 0
2033 | 8 | 25 | 6 | 764.8411 | 0
2033 | 8 | 25 | 7 | 808.9265 | 0
2033 | 8 | 25 | 8 | 841.0193 | 0
2033 | 8 | 25 | 9 | 886.2151 | 0
2033 | 8 | 25 | 10 | 910.8039 | 0
2033 | 8 | 25 | 11 | 942.2404 | 0
2033 | 8 | 25 | 12 | 966.5841 | 0
2033 | 8 | 25 | 13 | 989.0454 | 0
2033 | 8 | 25 | 14 | 1003.214 | 3.214
2033 | 8 | 25 | 15 | 1016.6808 | 16.6808
2033 | 8 | 25 | 16 | 1029.8274 | 29.8274
2033 | 8 | 25 | 17 | 1025.2954 | 25.2954
2033 | 8 | 25 | 18 | 991.1613 | 0
2033 | 8 | 25 | 19 | 942.8646 | 0
2033 | 8 | 25 | 20 | 932.8397 | 0
2033 | 8 | 25 | 21 | 899.8279 | 0
2033 | 8 | 25 | 22 | 857.594 | 0
2033 | 8 | 25 | 23 | 815.7377 | 0
2033 | 8 | 26 | 0 | 775.1157 | 0
2033 | 8 | 26 | 1 | 756.8869 | 0
2033 | 8 | 26 | 2 | 738.0587 | 0
2033 | 8 | 26 | 3 | 729.4765 | 0
2033 | 8 | 26 | 4 | 727.1168 | 0
2033 | 8 | 26 | 5 | 746.8985 | 0
2033 | 8 | 26 | 6 | 787.9712 | 0
2033 | 8 | 26 | 7 | 830.9747 | 0
2033 | 8 | 26 | 8 | 863.9339 | 0
2033 | 8 | 26 | 9 | 912.9192 | 0
2033 | 8 | 26 | 10 | 947.7399 | 0
2033 | 8 | 26 | 11 | 984.0427 | 0
2033 | 8 | 26 | 12 | 1012.9477 | 12.9477
2033 | 8 | 26 | 13 | 1034.2773 | 34.2773
2033 | 8 | 26 | 14 | 1046.8358 | 46.8358
2033 | 8 | 26 | 15 | 1052.0133 | 52.0133
2033 | 8 | 26 | 16 | 1060.8992 | 60.8992
2033 | 8 | 26 | 17 | 1048.1517 | 48.1517
2033 | 8 | 26 | 18 | 1013.1753 | 13.1753
2033 | 8 | 26 | 19 | 969.2779 | 0
2033 | 8 | 26 | 20 | 962.6945 | 0
2033 | 8 | 26 | 21 | 930.5998 | 0
2033 | 8 | 26 | 22 | 893.8312 | 0
2033 | 8 | 26 | 23 | 854.5751 | 0
2033 | 8 | 27 | 0 | 810.5462 | 0
2033 | 8 | 27 | 1 | 768.0624 | 0
2033 | 8 | 27 | 2 | 725.5786 | 0
2033 | 8 | 27 | 3 | 711.8733 | 0
2033 | 8 | 27 | 4 | 704.0825 | 0
2033 | 8 | 27 | 5 | 707.5777 | 0
2033 | 8 | 27 | 6 | 719.8685 | 0
2033 | 8 | 27 | 7 | 731.6352 | 0
2033 | 8 | 27 | 8 | 754.0378 | 0
2033 | 8 | 27 | 9 | 805.1807 | 0
2033 | 8 | 27 | 10 | 856.3235 | 0
2033 | 8 | 27 | 11 | 896.9138 | 0
2033 | 8 | 27 | 12 | 926.2062 | 0
2033 | 8 | 27 | 13 | 936.5188 | 0
2033 | 8 | 27 | 14 | 942.9071 | 0
2033 | 8 | 27 | 15 | 948.111 | 0
2033 | 8 | 27 | 16 | 951.9266 | 0
2033 | 8 | 27 | 17 | 947.3469 | 0
2033 | 8 | 27 | 18 | 922.2462 | 0
2033 | 8 | 27 | 19 | 893.4939 | 0
2033 | 8 | 27 | 20 | 893.3807 | 0
2033 | 8 | 27 | 21 | 871.8577 | 0
2033 | 8 | 27 | 22 | 842.1403 | 0
2033 | 8 | 27 | 23 | 812.617 | 0
2033 | 8 | 28 | 0 | 803.9989 | 0
2033 | 8 | 28 | 1 | 781.8543 | 0
2033 | 8 | 28 | 2 | 767.8838 | 0
2033 | 8 | 28 | 3 | 760.2712 | 0
2033 | 8 | 28 | 4 | 753.2555 | 0
2033 | 8 | 28 | 5 | 749.2115 | 0
2033 | 8 | 28 | 6 | 760.3526 | 0
2033 | 8 | 28 | 7 | 768.6915 | 0
2033 | 8 | 28 | 8 | 793.2837 | 0
2033 | 8 | 28 | 9 | 855.4068 | 0
2033 | 8 | 28 | 10 | 901.703 | 0
2033 | 8 | 28 | 11 | 944.5745 | 0
2033 | 8 | 28 | 12 | 977.1586 | 0
2033 | 8 | 28 | 13 | 991.0231 | 0
2033 | 8 | 28 | 14 | 1000.4473 | 0.44728
2033 | 8 | 28 | 15 | 1009.3992 | 9.3992
2033 | 8 | 28 | 16 | 1022.57 | 22.57
2033 | 8 | 28 | 17 | 1031.583 | 31.583
2033 | 8 | 28 | 18 | 1006.7174 | 6.7174
2033 | 8 | 28 | 19 | 966.358 | 0
2033 | 8 | 28 | 20 | 953.2205 | 0
2033 | 8 | 28 | 21 | 923.4991 | 0
2033 | 8 | 28 | 22 | 878.8366 | 0
2033 | 8 | 28 | 23 | 837.9098 | 0
2033 | 8 | 29 | 0 | 790.2462 | 0
2033 | 8 | 29 | 1 | 745.3563 | 0
2033 | 8 | 29 | 2 | 700.4665 | 0
2033 | 8 | 29 | 3 | 693.0574 | 0
2033 | 8 | 29 | 4 | 690.6359 | 0
2033 | 8 | 29 | 5 | 710.8234 | 0
2033 | 8 | 29 | 6 | 764.18 | 0
2033 | 8 | 29 | 7 | 813.1045 | 0
2033 | 8 | 29 | 8 | 835.7923 | 0
2033 | 8 | 29 | 9 | 875.6297 | 0
2033 | 8 | 29 | 10 | 911.1829 | 0
2033 | 8 | 29 | 11 | 939.8907 | 0
2033 | 8 | 29 | 12 | 959.4636 | 0
2033 | 8 | 29 | 13 | 972.5966 | 0
2033 | 8 | 29 | 14 | 978.6647 | 0
2033 | 8 | 29 | 15 | 985.7828 | 0
2033 | 8 | 29 | 16 | 998.1388 | 0
2033 | 8 | 29 | 17 | 995.8883 | 0
2033 | 8 | 29 | 18 | 966.6035 | 0
2033 | 8 | 29 | 19 | 941.5447 | 0
2033 | 8 | 29 | 20 | 932.7635 | 0
2033 | 8 | 29 | 21 | 893.1861 | 0
2033 | 8 | 29 | 22 | 843.1528 | 0
2033 | 8 | 29 | 23 | 798.7181 | 0
2033 | 8 | 30 | 0 | 755.121 | 0
2033 | 8 | 30 | 1 | 757.1332 | 0
2033 | 8 | 30 | 2 | 759.1454 | 0
2033 | 8 | 30 | 3 | 750.195 | 0
2033 | 8 | 30 | 4 | 747.7097 | 0
2033 | 8 | 30 | 5 | 766.8329 | 0
2033 | 8 | 30 | 6 | 814.1562 | 0
2033 | 8 | 30 | 7 | 869.4112 | 0
2033 | 8 | 30 | 8 | 914.228 | 0
2033 | 8 | 30 | 9 | 963.0077 | 0
2033 | 8 | 30 | 10 | 1005.9177 | 5.9177
2033 | 8 | 30 | 11 | 1045.8602 | 45.8602
2033 | 8 | 30 | 12 | 1076.4051 | 76.4051
2033 | 8 | 30 | 13 | 1098.5212 | 98.5212
2033 | 8 | 30 | 14 | 1110.368 | 110.368
2033 | 8 | 30 | 15 | 1123.1176 | 123.1176
2033 | 8 | 30 | 16 | 1126.0049 | 126.0049
2033 | 8 | 30 | 17 | 1126.4226 | 126.4226
2033 | 8 | 30 | 18 | 1105.8778 | 105.8778
2033 | 8 | 30 | 19 | 1067.8544 | 67.8544
2033 | 8 | 30 | 20 | 1052.7663 | 52.7663
2033 | 8 | 30 | 21 | 1005.7014 | 5.7014
2033 | 8 | 30 | 22 | 945.6799 | 0
2033 | 8 | 30 | 23 | 890.9198 | 0
2033 | 8 | 31 | 0 | 844.7431 | 0
2033 | 8 | 31 | 1 | 822.9008 | 0
2033 | 8 | 31 | 2 | 801.0585 | 0
2033 | 8 | 31 | 3 | 791.3925 | 0
2033 | 8 | 31 | 4 | 789.7808 | 0
2033 | 8 | 31 | 5 | 810.8724 | 0
2033 | 8 | 31 | 6 | 859.0849 | 0
2033 | 8 | 31 | 7 | 905.9373 | 0
2033 | 8 | 31 | 8 | 937.0184 | 0
2033 | 8 | 31 | 9 | 976.9261 | 0
2033 | 8 | 31 | 10 | 1010.4883 | 10.4883
2033 | 8 | 31 | 11 | 1042.7949 | 42.7949
2033 | 8 | 31 | 12 | 1075.3776 | 75.3776
2033 | 8 | 31 | 13 | 1089.5586 | 89.5586
2033 | 8 | 31 | 14 | 1094.0662 | 94.0662
2033 | 8 | 31 | 15 | 1104.1243 | 104.1243
2033 | 8 | 31 | 16 | 1112.3218 | 112.3218
2033 | 8 | 31 | 17 | 1107.9638 | 107.9638
2033 | 8 | 31 | 18 | 1085.36 | 85.36
2033 | 8 | 31 | 19 | 1053.4522 | 53.4522
2033 | 8 | 31 | 20 | 1047.0232 | 47.0232
2033 | 8 | 31 | 21 | 1002.0044 | 2.0044
2033 | 8 | 31 | 22 | 946.6299 | 0
2033 | 8 | 31 | 23 | 899.3171 | 0
2033 | 9 | 1 | 0 | 853.2337 | 0
2033 | 9 | 1 | 1 | 803.0919 | 0
2033 | 9 | 1 | 2 | 752.9501 | 0
2033 | 9 | 1 | 3 | 739.693 | 0
2033 | 9 | 1 | 4 | 734.4217 | 0
2033 | 9 | 1 | 5 | 754.4555 | 0
2033 | 9 | 1 | 6 | 805.2509 | 0
2033 | 9 | 1 | 7 | 856.2964 | 0
2033 | 9 | 1 | 8 | 879.3041 | 0
2033 | 9 | 1 | 9 | 921.2606 | 0
2033 | 9 | 1 | 10 | 939.3022 | 0
2033 | 9 | 1 | 11 | 964.9117 | 0
2033 | 9 | 1 | 12 | 986.0607 | 0
2033 | 9 | 1 | 13 | 1001.2068 | 1.2068
2033 | 9 | 1 | 14 | 1006.9483 | 6.9483
2033 | 9 | 1 | 15 | 1010.5933 | 10.5933
2033 | 9 | 1 | 16 | 1016.3998 | 16.3998
2033 | 9 | 1 | 17 | 1009.567 | 9.567
2033 | 9 | 1 | 18 | 971.7584 | 0
2033 | 9 | 1 | 19 | 933.1992 | 0
2033 | 9 | 1 | 20 | 922.6635 | 0
2033 | 9 | 1 | 21 | 880.4382 | 0
2033 | 9 | 1 | 22 | 826.964 | 0
2033 | 9 | 1 | 23 | 781.1837 | 0
2033 | 9 | 2 | 0 | 736.8375 | 0
2033 | 9 | 2 | 1 | 756.3791 | 0
2033 | 9 | 2 | 2 | 739.2632 | 0
2033 | 9 | 2 | 3 | 731.3069 | 0
2033 | 9 | 2 | 4 | 728.9936 | 0
2033 | 9 | 2 | 5 | 750.7935 | 0
2033 | 9 | 2 | 6 | 799.0271 | 0
2033 | 9 | 2 | 7 | 842.9205 | 0
2033 | 9 | 2 | 8 | 863.4148 | 0
2033 | 9 | 2 | 9 | 896.8194 | 0
2033 | 9 | 2 | 10 | 917.2434 | 0
2033 | 9 | 2 | 11 | 941.8121 | 0
2033 | 9 | 2 | 12 | 958.6614 | 0
2033 | 9 | 2 | 13 | 977.3248 | 0
2033 | 9 | 2 | 14 | 981.5611 | 0
2033 | 9 | 2 | 15 | 981.4934 | 0
2033 | 9 | 2 | 16 | 977.1801 | 0
2033 | 9 | 2 | 17 | 963.1856 | 0
2033 | 9 | 2 | 18 | 932.7143 | 0
2033 | 9 | 2 | 19 | 911.1335 | 0
2033 | 9 | 2 | 20 | 915.6748 | 0
2033 | 9 | 2 | 21 | 874.1996 | 0
2033 | 9 | 2 | 22 | 838.6673 | 0
2033 | 9 | 2 | 23 | 802.9091 | 0
2033 | 9 | 3 | 0 | 767.7371 | 0
2033 | 9 | 3 | 1 | 742.3853 | 0
2033 | 9 | 3 | 2 | 717.0336 | 0
2033 | 9 | 3 | 3 | 708.3711 | 0
2033 | 9 | 3 | 4 | 704.3745 | 0
2033 | 9 | 3 | 5 | 713.2211 | 0
2033 | 9 | 3 | 6 | 735.0514 | 0
2033 | 9 | 3 | 7 | 748.3686 | 0
2033 | 9 | 3 | 8 | 760.0662 | 0
2033 | 9 | 3 | 9 | 794.8994 | 0
2033 | 9 | 3 | 10 | 828.6375 | 0
2033 | 9 | 3 | 11 | 860.8929 | 0
2033 | 9 | 3 | 12 | 881.8043 | 0
2033 | 9 | 3 | 13 | 893.5368 | 0
2033 | 9 | 3 | 14 | 894.892 | 0
2033 | 9 | 3 | 15 | 898.3541 | 0
2033 | 9 | 3 | 16 | 899.7141 | 0
2033 | 9 | 3 | 17 | 894.6971 | 0
2033 | 9 | 3 | 18 | 876.0723 | 0
2033 | 9 | 3 | 19 | 862.5708 | 0
2033 | 9 | 3 | 20 | 864.8795 | 0
2033 | 9 | 3 | 21 | 835.1826 | 0
2033 | 9 | 3 | 22 | 804.742 | 0
2033 | 9 | 3 | 23 | 779.0935 | 0
2033 | 9 | 4 | 0 | 755.1021 | 0
2033 | 9 | 4 | 1 | 702.6928 | 0
2033 | 9 | 4 | 2 | 677.846 | 0
2033 | 9 | 4 | 3 | 663.8295 | 0
2033 | 9 | 4 | 4 | 654.8085 | 0
2033 | 9 | 4 | 5 | 656.4071 | 0
2033 | 9 | 4 | 6 | 670.7253 | 0
2033 | 9 | 4 | 7 | 673.2113 | 0
2033 | 9 | 4 | 8 | 687.4877 | 0
2033 | 9 | 4 | 9 | 734.7908 | 0
2033 | 9 | 4 | 10 | 766.0705 | 0
2033 | 9 | 4 | 11 | 800.4038 | 0
2033 | 9 | 4 | 12 | 824.2769 | 0
2033 | 9 | 4 | 13 | 833.2476 | 0
2033 | 9 | 4 | 14 | 837.6629 | 0
2033 | 9 | 4 | 15 | 844.6108 | 0
2033 | 9 | 4 | 16 | 854.5075 | 0
2033 | 9 | 4 | 17 | 860.2474 | 0
2033 | 9 | 4 | 18 | 839.8246 | 0
2033 | 9 | 4 | 19 | 825.4202 | 0
2033 | 9 | 4 | 20 | 825.8999 | 0
2033 | 9 | 4 | 21 | 798.3333 | 0
2033 | 9 | 4 | 22 | 757.3779 | 0
2033 | 9 | 4 | 23 | 724.1015 | 0
2033 | 9 | 5 | 0 | 686.6613 | 0
2033 | 9 | 5 | 1 | 702.3183 | 0
2033 | 9 | 5 | 2 | 717.9753 | 0
2033 | 9 | 5 | 3 | 701.9478 | 0
2033 | 9 | 5 | 4 | 691.5574 | 0
2033 | 9 | 5 | 5 | 695.2166 | 0
2033 | 9 | 5 | 6 | 708.1501 | 0
2033 | 9 | 5 | 7 | 699.9896 | 0
2033 | 9 | 5 | 8 | 712.4706 | 0
2033 | 9 | 5 | 9 | 749.0177 | 0
2033 | 9 | 5 | 10 | 785.5648 | 0
2033 | 9 | 5 | 11 | 821.1088 | 0
2033 | 9 | 5 | 12 | 850.7325 | 0
2033 | 9 | 5 | 13 | 857.9209 | 0
2033 | 9 | 5 | 14 | 863.9297 | 0
2033 | 9 | 5 | 15 | 869.3062 | 0
2033 | 9 | 5 | 16 | 881.4843 | 0
2033 | 9 | 5 | 17 | 883.4664 | 0
2033 | 9 | 5 | 18 | 873.6554 | 0
2033 | 9 | 5 | 19 | 858.7533 | 0
2033 | 9 | 5 | 20 | 873.484 | 0
2033 | 9 | 5 | 21 | 840.6339 | 0
2033 | 9 | 5 | 22 | 794.1667 | 0
2033 | 9 | 5 | 23 | 760.1199 | 0
2033 | 9 | 6 | 0 | 750.4083 | 0
2033 | 9 | 6 | 1 | 712.266 | 0
2033 | 9 | 6 | 2 | 698.2251 | 0
2033 | 9 | 6 | 3 | 691.5633 | 0
2033 | 9 | 6 | 4 | 691.4589 | 0
2033 | 9 | 6 | 5 | 714.7271 | 0
2033 | 9 | 6 | 6 | 765.8124 | 0
2033 | 9 | 6 | 7 | 817.0829 | 0
2033 | 9 | 6 | 8 | 840.6952 | 0
2033 | 9 | 6 | 9 | 867.1761 | 0
2033 | 9 | 6 | 10 | 896.3478 | 0
2033 | 9 | 6 | 11 | 920.5566 | 0
2033 | 9 | 6 | 12 | 941.1098 | 0
2033 | 9 | 6 | 13 | 953.1751 | 0
2033 | 9 | 6 | 14 | 954.445 | 0
2033 | 9 | 6 | 15 | 960.0912 | 0
2033 | 9 | 6 | 16 | 957.0569 | 0
2033 | 9 | 6 | 17 | 960.3949 | 0
2033 | 9 | 6 | 18 | 950.4756 | 0
2033 | 9 | 6 | 19 | 928.9062 | 0
2033 | 9 | 6 | 20 | 924.4888 | 0
2033 | 9 | 6 | 21 | 877.9984 | 0
2033 | 9 | 6 | 22 | 833.2773 | 0
2033 | 9 | 6 | 23 | 788.5692 | 0
2033 | 9 | 7 | 0 | 752.1025 | 0
2033 | 9 | 7 | 1 | 711.1299 | 0
2033 | 9 | 7 | 2 | 696.0885 | 0
2033 | 9 | 7 | 3 | 689.5168 | 0
2033 | 9 | 7 | 4 | 690.7778 | 0
2033 | 9 | 7 | 5 | 718.2694 | 0
2033 | 9 | 7 | 6 | 774.8045 | 0
2033 | 9 | 7 | 7 | 822.0472 | 0
2033 | 9 | 7 | 8 | 843.8293 | 0
2033 | 9 | 7 | 9 | 871.0211 | 0
2033 | 9 | 7 | 10 | 895.0467 | 0
2033 | 9 | 7 | 11 | 914.0597 | 0
2033 | 9 | 7 | 12 | 933.9476 | 0
2033 | 9 | 7 | 13 | 939.597 | 0
2033 | 9 | 7 | 14 | 940.3893 | 0
2033 | 9 | 7 | 15 | 945.13 | 0
2033 | 9 | 7 | 16 | 955.4241 | 0
2033 | 9 | 7 | 17 | 956.0876 | 0
2033 | 9 | 7 | 18 | 942.0464 | 0
2033 | 9 | 7 | 19 | 925.509 | 0
2033 | 9 | 7 | 20 | 923.3063 | 0
2033 | 9 | 7 | 21 | 878.8501 | 0
2033 | 9 | 7 | 22 | 830.1839 | 0
2033 | 9 | 7 | 23 | 783.1551 | 0
2033 | 9 | 8 | 0 | 741.7428 | 0
2033 | 9 | 8 | 1 | 718.3159 | 0
2033 | 9 | 8 | 2 | 694.8891 | 0
2033 | 9 | 8 | 3 | 687.2614 | 0
2033 | 9 | 8 | 4 | 688.4392 | 0
2033 | 9 | 8 | 5 | 712.5618 | 0
2033 | 9 | 8 | 6 | 767.9844 | 0
2033 | 9 | 8 | 7 | 819.8188 | 0
2033 | 9 | 8 | 8 | 837.977 | 0
2033 | 9 | 8 | 9 | 869.6841 | 0
2033 | 9 | 8 | 10 | 886.5141 | 0
2033 | 9 | 8 | 11 | 909.5383 | 0
2033 | 9 | 8 | 12 | 929.151 | 0
2033 | 9 | 8 | 13 | 941.2764 | 0
2033 | 9 | 8 | 14 | 943.7254 | 0
2033 | 9 | 8 | 15 | 947.4411 | 0
2033 | 9 | 8 | 16 | 957.9909 | 0
2033 | 9 | 8 | 17 | 954.7192 | 0
2033 | 9 | 8 | 18 | 927.3539 | 0
2033 | 9 | 8 | 19 | 906.2601 | 0
2033 | 9 | 8 | 20 | 904.2835 | 0
2033 | 9 | 8 | 21 | 860.6855 | 0
2033 | 9 | 8 | 22 | 818.3942 | 0
2033 | 9 | 8 | 23 | 776.1197 | 0
2033 | 9 | 9 | 0 | 734.1843 | 0
2033 | 9 | 9 | 1 | 727.878 | 0
2033 | 9 | 9 | 2 | 717.6752 | 0
2033 | 9 | 9 | 3 | 712.4745 | 0
2033 | 9 | 9 | 4 | 713.154 | 0
2033 | 9 | 9 | 5 | 729.5487 | 0
2033 | 9 | 9 | 6 | 768.9812 | 0
2033 | 9 | 9 | 7 | 806.444 | 0
2033 | 9 | 9 | 8 | 819.578 | 0
2033 | 9 | 9 | 9 | 858.1137 | 0
2033 | 9 | 9 | 10 | 883.3243 | 0
2033 | 9 | 9 | 11 | 905.3469 | 0
2033 | 9 | 9 | 12 | 928.8255 | 0
2033 | 9 | 9 | 13 | 940.364 | 0
2033 | 9 | 9 | 14 | 943.0624 | 0
2033 | 9 | 9 | 15 | 946.4094 | 0
2033 | 9 | 9 | 16 | 945.9485 | 0
2033 | 9 | 9 | 17 | 936.5499 | 0
2033 | 9 | 9 | 18 | 907.4969 | 0
2033 | 9 | 9 | 19 | 885.9917 | 0
2033 | 9 | 9 | 20 | 876.6779 | 0
2033 | 9 | 9 | 21 | 852.2008 | 0
2033 | 9 | 9 | 22 | 829.6397 | 0
2033 | 9 | 9 | 23 | 803.6191 | 0
2033 | 9 | 10 | 0 | 775.5326 | 0
2033 | 9 | 10 | 1 | 714.168 | 0
2033 | 9 | 10 | 2 | 679.6682 | 0
2033 | 9 | 10 | 3 | 645.1683 | 0
2033 | 9 | 10 | 4 | 643.8687 | 0
2033 | 9 | 10 | 5 | 650.2474 | 0
2033 | 9 | 10 | 6 | 665.387 | 0
2033 | 9 | 10 | 7 | 680.5265 | 0
2033 | 9 | 10 | 8 | 686.5543 | 0
2033 | 9 | 10 | 9 | 712.3876 | 0
2033 | 9 | 10 | 10 | 743.0633 | 0
2033 | 9 | 10 | 11 | 763.5698 | 0
2033 | 9 | 10 | 12 | 778.1893 | 0
2033 | 9 | 10 | 13 | 777.945 | 0
2033 | 9 | 10 | 14 | 771.0892 | 0
2033 | 9 | 10 | 15 | 769.0434 | 0
2033 | 9 | 10 | 16 | 775.801 | 0
2033 | 9 | 10 | 17 | 774.9626 | 0
2033 | 9 | 10 | 18 | 757.1993 | 0
2033 | 9 | 10 | 19 | 748.5057 | 0
2033 | 9 | 10 | 20 | 751.4283 | 0
2033 | 9 | 10 | 21 | 724.153 | 0
2033 | 9 | 10 | 22 | 708.2077 | 0
2033 | 9 | 10 | 23 | 688.6352 | 0
2033 | 9 | 11 | 0 | 673.4275 | 0
2033 | 9 | 11 | 1 | 648.8597 | 0
2033 | 9 | 11 | 2 | 635.6611 | 0
2033 | 9 | 11 | 3 | 628.3411 | 0
2033 | 9 | 11 | 4 | 625.5099 | 0
2033 | 9 | 11 | 5 | 631.9377 | 0
2033 | 9 | 11 | 6 | 652.346 | 0
2033 | 9 | 11 | 7 | 655.4265 | 0
2033 | 9 | 11 | 8 | 658.507 | 0
2033 | 9 | 11 | 9 | 684.1852 | 0
2033 | 9 | 11 | 10 | 706.7723 | 0
2033 | 9 | 11 | 11 | 728.5448 | 0
2033 | 9 | 11 | 12 | 742.4048 | 0
2033 | 9 | 11 | 13 | 739.6131 | 0
2033 | 9 | 11 | 14 | 731.6066 | 0
2033 | 9 | 11 | 15 | 727.126 | 0
2033 | 9 | 11 | 16 | 731.2726 | 0
2033 | 9 | 11 | 17 | 734.2963 | 0
2033 | 9 | 11 | 18 | 725.5085 | 0
2033 | 9 | 11 | 19 | 733.0663 | 0
2033 | 9 | 11 | 20 | 745.6871 | 0
2033 | 9 | 11 | 21 | 720.2392 | 0
2033 | 9 | 11 | 22 | 694.4944 | 0
2033 | 9 | 11 | 23 | 670.3664 | 0
2033 | 9 | 12 | 0 | 650.7373 | 0
2033 | 9 | 12 | 1 | 696.8143 | 0
2033 | 9 | 12 | 2 | 685.9036 | 0
2033 | 9 | 12 | 3 | 682.2155 | 0
2033 | 9 | 12 | 4 | 682.6653 | 0
2033 | 9 | 12 | 5 | 702.7786 | 0
2033 | 9 | 12 | 6 | 753.2461 | 0
2033 | 9 | 12 | 7 | 795.7824 | 0
2033 | 9 | 12 | 8 | 810.9678 | 0
2033 | 9 | 12 | 9 | 837.5824 | 0
2033 | 9 | 12 | 10 | 868.4454 | 0
2033 | 9 | 12 | 11 | 889.4841 | 0
2033 | 9 | 12 | 12 | 902.9318 | 0
2033 | 9 | 12 | 13 | 911.3475 | 0
2033 | 9 | 12 | 14 | 911.2233 | 0
2033 | 9 | 12 | 15 | 917.5195 | 0
2033 | 9 | 12 | 16 | 934.6441 | 0
2033 | 9 | 12 | 17 | 929.3346 | 0
2033 | 9 | 12 | 18 | 905.3652 | 0
2033 | 9 | 12 | 19 | 896.2849 | 0
2033 | 9 | 12 | 20 | 889.1349 | 0
2033 | 9 | 12 | 21 | 846.6786 | 0
2033 | 9 | 12 | 22 | 811.2256 | 0
2033 | 9 | 12 | 23 | 774.9185 | 0
2033 | 9 | 13 | 0 | 743.744 | 0
2033 | 9 | 13 | 1 | 740.9106 | 0
2033 | 9 | 13 | 2 | 727.3669 | 0
2033 | 9 | 13 | 3 | 720.8495 | 0
2033 | 9 | 13 | 4 | 721.7216 | 0
2033 | 9 | 13 | 5 | 744.9458 | 0
2033 | 9 | 13 | 6 | 799.445 | 0
2033 | 9 | 13 | 7 | 854.2634 | 0
2033 | 9 | 13 | 8 | 892.2923 | 0
2033 | 9 | 13 | 9 | 939.8125 | 0
2033 | 9 | 13 | 10 | 988.7296 | 0
2033 | 9 | 13 | 11 | 1026.0075 | 26.0075
2033 | 9 | 13 | 12 | 1051.7269 | 51.7269
2033 | 9 | 13 | 13 | 1068.9807 | 68.9807
2033 | 9 | 13 | 14 | 1077.823 | 77.823
2033 | 9 | 13 | 15 | 1090.3695 | 90.3695
2033 | 9 | 13 | 16 | 1098.943 | 98.943
2033 | 9 | 13 | 17 | 1093.6046 | 93.6046
2033 | 9 | 13 | 18 | 1069.8074 | 69.8074
2033 | 9 | 13 | 19 | 1046.8627 | 46.8627
2033 | 9 | 13 | 20 | 1031.7914 | 31.7914
2033 | 9 | 13 | 21 | 981.0734 | 0
2033 | 9 | 13 | 22 | 932.9452 | 0
2033 | 9 | 13 | 23 | 882.3162 | 0
2033 | 9 | 14 | 0 | 840.4493 | 0
2033 | 9 | 14 | 1 | 838.1374 | 0
2033 | 9 | 14 | 2 | 818.8391 | 0
2033 | 9 | 14 | 3 | 806.1123 | 0
2033 | 9 | 14 | 4 | 801.6961 | 0
2033 | 9 | 14 | 5 | 818.9587 | 0
2033 | 9 | 14 | 6 | 868.3368 | 0
2033 | 9 | 14 | 7 | 914.9579 | 0
2033 | 9 | 14 | 8 | 951.6903 | 0
2033 | 9 | 14 | 9 | 997.6755 | 0
2033 | 9 | 14 | 10 | 1047.3026 | 47.3026
2033 | 9 | 14 | 11 | 1083.3602 | 83.3602
2033 | 9 | 14 | 12 | 1121.0722 | 121.0722
2033 | 9 | 14 | 13 | 1137.4918 | 137.4918
2033 | 9 | 14 | 14 | 1144.8254 | 144.8254
2033 | 9 | 14 | 15 | 1156.0089 | 156.0089
2033 | 9 | 14 | 16 | 1166.3916 | 166.3916
2033 | 9 | 14 | 17 | 1157.2014 | 157.2014
2033 | 9 | 14 | 18 | 1133.41 | 133.41
2033 | 9 | 14 | 19 | 1108.9591 | 108.9591
2033 | 9 | 14 | 20 | 1086.0219 | 86.0219
2033 | 9 | 14 | 21 | 1031.7565 | 31.7565
2033 | 9 | 14 | 22 | 987.0632 | 0
2033 | 9 | 14 | 23 | 935.4011 | 0
2033 | 9 | 15 | 0 | 884.9695 | 0
2033 | 9 | 15 | 1 | 846.6553 | 0
2033 | 9 | 15 | 2 | 821.1598 | 0
2033 | 9 | 15 | 3 | 795.6643 | 0
2033 | 9 | 15 | 4 | 790.6825 | 0
2033 | 9 | 15 | 5 | 800.6033 | 0
2033 | 9 | 15 | 6 | 833.882 | 0
2033 | 9 | 15 | 7 | 865.3888 | 0
2033 | 9 | 15 | 8 | 869.2983 | 0
2033 | 9 | 15 | 9 | 890.7946 | 0
2033 | 9 | 15 | 10 | 901.4305 | 0
2033 | 9 | 15 | 11 | 913.8957 | 0
2033 | 9 | 15 | 12 | 924.286 | 0
2033 | 9 | 15 | 13 | 926.0533 | 0
2033 | 9 | 15 | 14 | 918.2763 | 0
2033 | 9 | 15 | 15 | 914.8452 | 0
2033 | 9 | 15 | 16 | 912.064 | 0
2033 | 9 | 15 | 17 | 901.7675 | 0
2033 | 9 | 15 | 18 | 878.8879 | 0
2033 | 9 | 15 | 19 | 868.4551 | 0
2033 | 9 | 15 | 20 | 861.4184 | 0
2033 | 9 | 15 | 21 | 825.1101 | 0
2033 | 9 | 15 | 22 | 805.6546 | 0
2033 | 9 | 15 | 23 | 782.6842 | 0
2033 | 9 | 16 | 0 | 756.0873 | 0
2033 | 9 | 16 | 1 | 708.9968 | 0
2033 | 9 | 16 | 2 | 693.4103 | 0
2033 | 9 | 16 | 3 | 684.9523 | 0
2033 | 9 | 16 | 4 | 685.9191 | 0
2033 | 9 | 16 | 5 | 707.8794 | 0
2033 | 9 | 16 | 6 | 755.1669 | 0
2033 | 9 | 16 | 7 | 802.4544 | 0
2033 | 9 | 16 | 8 | 837.8317 | 0
2033 | 9 | 16 | 9 | 872.1179 | 0
2033 | 9 | 16 | 10 | 881.8076 | 0
2033 | 9 | 16 | 11 | 891.2738 | 0
2033 | 9 | 16 | 12 | 902.2657 | 0
2033 | 9 | 16 | 13 | 905.4576 | 0
2033 | 9 | 16 | 14 | 898.7034 | 0
2033 | 9 | 16 | 15 | 895.5511 | 0
2033 | 9 | 16 | 16 | 898.9646 | 0
2033 | 9 | 16 | 17 | 890.8905 | 0
2033 | 9 | 16 | 18 | 864.2373 | 0
2033 | 9 | 16 | 19 | 860.5061 | 0
2033 | 9 | 16 | 20 | 862.4494 | 0
2033 | 9 | 16 | 21 | 823.787 | 0
2033 | 9 | 16 | 22 | 788.8947 | 0
2033 | 9 | 16 | 23 | 747.0389 | 0
2033 | 9 | 17 | 0 | 707.2949 | 0
2033 | 9 | 17 | 1 | 673.1047 | 0
2033 | 9 | 17 | 2 | 668.0478 | 0
2033 | 9 | 17 | 3 | 657.2997 | 0
2033 | 9 | 17 | 4 | 654.2087 | 0
2033 | 9 | 17 | 5 | 665.9073 | 0
2033 | 9 | 17 | 6 | 694.8713 | 0
2033 | 9 | 17 | 7 | 711.6046 | 0
2033 | 9 | 17 | 8 | 720.148 | 0
2033 | 9 | 17 | 9 | 755.5937 | 0
2033 | 9 | 17 | 10 | 796.4092 | 0
2033 | 9 | 17 | 11 | 817.1843 | 0
2033 | 9 | 17 | 12 | 828.6686 | 0
2033 | 9 | 17 | 13 | 825.0078 | 0
2033 | 9 | 17 | 14 | 815.4479 | 0
2033 | 9 | 17 | 15 | 813.7975 | 0
2033 | 9 | 17 | 16 | 817.5847 | 0
2033 | 9 | 17 | 17 | 823.1896 | 0
2033 | 9 | 17 | 18 | 808.5903 | 0
2033 | 9 | 17 | 19 | 813.8301 | 0
2033 | 9 | 17 | 20 | 813.0698 | 0
2033 | 9 | 17 | 21 | 772.9238 | 0
2033 | 9 | 17 | 22 | 748.4699 | 0
2033 | 9 | 17 | 23 | 718.388 | 0
2033 | 9 | 18 | 0 | 686.115 | 0
2033 | 9 | 18 | 1 | 671.1936 | 0
2033 | 9 | 18 | 2 | 656.2723 | 0
2033 | 9 | 18 | 3 | 645.8376 | 0
2033 | 9 | 18 | 4 | 640.966 | 0
2033 | 9 | 18 | 5 | 643.6361 | 0
2033 | 9 | 18 | 6 | 652.864 | 0
2033 | 9 | 18 | 7 | 662.0918 | 0
2033 | 9 | 18 | 8 | 664.8041 | 0
2033 | 9 | 18 | 9 | 694.458 | 0
2033 | 9 | 18 | 10 | 725.2868 | 0
2033 | 9 | 18 | 11 | 753.5998 | 0
2033 | 9 | 18 | 12 | 769.9308 | 0
2033 | 9 | 18 | 13 | 771.0879 | 0
2033 | 9 | 18 | 14 | 768.3316 | 0
2033 | 9 | 18 | 15 | 766.6226 | 0
2033 | 9 | 18 | 16 | 773.8843 | 0
2033 | 9 | 18 | 17 | 778.8181 | 0
2033 | 9 | 18 | 18 | 773.5736 | 0
2033 | 9 | 18 | 19 | 785.1568 | 0
2033 | 9 | 18 | 20 | 786.7726 | 0
2033 | 9 | 18 | 21 | 756.9154 | 0
2033 | 9 | 18 | 22 | 738.5899 | 0
2033 | 9 | 18 | 23 | 719.6285 | 0
2033 | 9 | 19 | 0 | 693.0863 | 0
2033 | 9 | 19 | 1 | 686.2421 | 0
2033 | 9 | 19 | 2 | 671.1251 | 0
2033 | 9 | 19 | 3 | 664.2042 | 0
2033 | 9 | 19 | 4 | 663.3287 | 0
2033 | 9 | 19 | 5 | 682.0719 | 0
2033 | 9 | 19 | 6 | 729.4594 | 0
2033 | 9 | 19 | 7 | 775.9956 | 0
2033 | 9 | 19 | 8 | 797.6889 | 0
2033 | 9 | 19 | 9 | 829.1994 | 0
2033 | 9 | 19 | 10 | 851.5146 | 0
2033 | 9 | 19 | 11 | 864.4142 | 0
2033 | 9 | 19 | 12 | 871.657 | 0
2033 | 9 | 19 | 13 | 871.9099 | 0
2033 | 9 | 19 | 14 | 868.1786 | 0
2033 | 9 | 19 | 15 | 875.01 | 0
2033 | 9 | 19 | 16 | 885.0968 | 0
2033 | 9 | 19 | 17 | 883.9965 | 0
2033 | 9 | 19 | 18 | 868.7736 | 0
2033 | 9 | 19 | 19 | 867.9241 | 0
2033 | 9 | 19 | 20 | 868.8935 | 0
2033 | 9 | 19 | 21 | 830.4421 | 0
2033 | 9 | 19 | 22 | 798.2279 | 0
2033 | 9 | 19 | 23 | 759.3059 | 0
2033 | 9 | 20 | 0 | 723.8104 | 0
2033 | 9 | 20 | 1 | 718.6478 | 0
2033 | 9 | 20 | 2 | 702.0048 | 0
2033 | 9 | 20 | 3 | 694.1421 | 0
2033 | 9 | 20 | 4 | 693.1523 | 0
2033 | 9 | 20 | 5 | 713.0647 | 0
2033 | 9 | 20 | 6 | 759.3439 | 0
2033 | 9 | 20 | 7 | 809.6418 | 0
2033 | 9 | 20 | 8 | 837.1087 | 0
2033 | 9 | 20 | 9 | 861.0025 | 0
2033 | 9 | 20 | 10 | 885.2712 | 0
2033 | 9 | 20 | 11 | 902.4211 | 0
2033 | 9 | 20 | 12 | 914.0517 | 0
2033 | 9 | 20 | 13 | 915.5772 | 0
2033 | 9 | 20 | 14 | 911.7151 | 0
2033 | 9 | 20 | 15 | 916.8111 | 0
2033 | 9 | 20 | 16 | 918.4478 | 0
2033 | 9 | 20 | 17 | 919.4021 | 0
2033 | 9 | 20 | 18 | 909.5158 | 0
2033 | 9 | 20 | 19 | 912.2005 | 0
2033 | 9 | 20 | 20 | 903.9544 | 0
2033 | 9 | 20 | 21 | 856.7507 | 0
2033 | 9 | 20 | 22 | 821.2161 | 0
2033 | 9 | 20 | 23 | 780.5967 | 0
2033 | 9 | 21 | 0 | 744.5591 | 0
2033 | 9 | 21 | 1 | 731.7977 | 0
2033 | 9 | 21 | 2 | 716.7955 | 0
2033 | 9 | 21 | 3 | 709.5012 | 0
2033 | 9 | 21 | 4 | 710.0206 | 0
2033 | 9 | 21 | 5 | 732.006 | 0
2033 | 9 | 21 | 6 | 780.0525 | 0
2033 | 9 | 21 | 7 | 824.8742 | 0
2033 | 9 | 21 | 8 | 842.3817 | 0
2033 | 9 | 21 | 9 | 862.9404 | 0
2033 | 9 | 21 | 10 | 881.035 | 0
2033 | 9 | 21 | 11 | 886.5151 | 0
2033 | 9 | 21 | 12 | 893.8583 | 0
2033 | 9 | 21 | 13 | 892.3511 | 0
2033 | 9 | 21 | 14 | 885.7846 | 0
2033 | 9 | 21 | 15 | 889.9378 | 0
2033 | 9 | 21 | 16 | 898.695 | 0
2033 | 9 | 21 | 17 | 899.25 | 0
2033 | 9 | 21 | 18 | 888.7347 | 0
2033 | 9 | 21 | 19 | 891.4619 | 0
2033 | 9 | 21 | 20 | 886.0437 | 0
2033 | 9 | 21 | 21 | 839.32 | 0
2033 | 9 | 21 | 22 | 802.9346 | 0
2033 | 9 | 21 | 23 | 763.0931 | 0
2033 | 9 | 22 | 0 | 729.382 | 0
2033 | 9 | 22 | 1 | 711.9927 | 0
2033 | 9 | 22 | 2 | 695.8116 | 0
2033 | 9 | 22 | 3 | 686.4182 | 0
2033 | 9 | 22 | 4 | 686.4927 | 0
2033 | 9 | 22 | 5 | 707.8803 | 0
2033 | 9 | 22 | 6 | 759.3694 | 0
2033 | 9 | 22 | 7 | 810.8585 | 0
2033 | 9 | 22 | 8 | 829.5632 | 0
2033 | 9 | 22 | 9 | 850.335 | 0
2033 | 9 | 22 | 10 | 861.0773 | 0
2033 | 9 | 22 | 11 | 872.9166 | 0
2033 | 9 | 22 | 12 | 884.6427 | 0
2033 | 9 | 22 | 13 | 890.7282 | 0
2033 | 9 | 22 | 14 | 887.5557 | 0
2033 | 9 | 22 | 15 | 892.6415 | 0
2033 | 9 | 22 | 16 | 896.4969 | 0
2033 | 9 | 22 | 17 | 892.1654 | 0
2033 | 9 | 22 | 18 | 871.5089 | 0
2033 | 9 | 22 | 19 | 876.1901 | 0
2033 | 9 | 22 | 20 | 872.8886 | 0
2033 | 9 | 22 | 21 | 826.8199 | 0
2033 | 9 | 22 | 22 | 790.9183 | 0
2033 | 9 | 22 | 23 | 751.7078 | 0
2033 | 9 | 23 | 0 | 719.4448 | 0
2033 | 9 | 23 | 1 | 734.8882 | 0
2033 | 9 | 23 | 2 | 719.9476 | 0
2033 | 9 | 23 | 3 | 711.5094 | 0
2033 | 9 | 23 | 4 | 709.3612 | 0
2033 | 9 | 23 | 5 | 725.742 | 0
2033 | 9 | 23 | 6 | 765.029 | 0
2033 | 9 | 23 | 7 | 807.1519 | 0
2033 | 9 | 23 | 8 | 824.3122 | 0
2033 | 9 | 23 | 9 | 847.2091 | 0
2033 | 9 | 23 | 10 | 865.4406 | 0
2033 | 9 | 23 | 11 | 882.7542 | 0
2033 | 9 | 23 | 12 | 901.2735 | 0
2033 | 9 | 23 | 13 | 909.9294 | 0
2033 | 9 | 23 | 14 | 911.5122 | 0
2033 | 9 | 23 | 15 | 917.9715 | 0
2033 | 9 | 23 | 16 | 915.9477 | 0
2033 | 9 | 23 | 17 | 903.1308 | 0
2033 | 9 | 23 | 18 | 878.1069 | 0
2033 | 9 | 23 | 19 | 877.9726 | 0
2033 | 9 | 23 | 20 | 865.5047 | 0
2033 | 9 | 23 | 21 | 825.8969 | 0
2033 | 9 | 23 | 22 | 802.8095 | 0
2033 | 9 | 23 | 23 | 774.1558 | 0
2033 | 9 | 24 | 0 | 746.6632 | 0
2033 | 9 | 24 | 1 | 705.6076 | 0
2033 | 9 | 24 | 2 | 664.5521 | 0
2033 | 9 | 24 | 3 | 653.0947 | 0
2033 | 9 | 24 | 4 | 650.0133 | 0
2033 | 9 | 24 | 5 | 654.7809 | 0
2033 | 9 | 24 | 6 | 671.6672 | 0
2033 | 9 | 24 | 7 | 685.1771 | 0
2033 | 9 | 24 | 8 | 698.1268 | 0
2033 | 9 | 24 | 9 | 725.7551 | 0
2033 | 9 | 24 | 10 | 755.984 | 0
2033 | 9 | 24 | 11 | 775.1103 | 0
2033 | 9 | 24 | 12 | 783.7878 | 0
2033 | 9 | 24 | 13 | 778.5662 | 0
2033 | 9 | 24 | 14 | 768.8815 | 0
2033 | 9 | 24 | 15 | 764.2361 | 0
2033 | 9 | 24 | 16 | 765.6249 | 0
2033 | 9 | 24 | 17 | 767.0213 | 0
2033 | 9 | 24 | 18 | 756.2189 | 0
2033 | 9 | 24 | 19 | 769.1589 | 0
2033 | 9 | 24 | 20 | 768.3009 | 0
2033 | 9 | 24 | 21 | 742.6125 | 0
2033 | 9 | 24 | 22 | 725.2478 | 0
2033 | 9 | 24 | 23 | 704.1365 | 0
2033 | 9 | 25 | 0 | 681.4335 | 0
2033 | 9 | 25 | 1 | 679.0553 | 0
2033 | 9 | 25 | 2 | 664.0312 | 0
2033 | 9 | 25 | 3 | 652.7994 | 0
2033 | 9 | 25 | 4 | 642.735 | 0
2033 | 9 | 25 | 5 | 646.2 | 0
2033 | 9 | 25 | 6 | 653.6842 | 0
2033 | 9 | 25 | 7 | 661.1684 | 0
2033 | 9 | 25 | 8 | 665.6199 | 0
2033 | 9 | 25 | 9 | 687.5579 | 0
2033 | 9 | 25 | 10 | 710.3842 | 0
2033 | 9 | 25 | 11 | 731.1864 | 0
2033 | 9 | 25 | 12 | 743.271 | 0
2033 | 9 | 25 | 13 | 743.0329 | 0
2033 | 9 | 25 | 14 | 740.8403 | 0
2033 | 9 | 25 | 15 | 747.6045 | 0
2033 | 9 | 25 | 16 | 753.0888 | 0
2033 | 9 | 25 | 17 | 758.8549 | 0
2033 | 9 | 25 | 18 | 757.851 | 0
2033 | 9 | 25 | 19 | 779.8879 | 0
2033 | 9 | 25 | 20 | 779.9344 | 0
2033 | 9 | 25 | 21 | 750.7563 | 0
2033 | 9 | 25 | 22 | 731.975 | 0
2033 | 9 | 25 | 23 | 715.8042 | 0
2033 | 9 | 26 | 0 | 696.1175 | 0
2033 | 9 | 26 | 1 | 720.4261 | 0
2033 | 9 | 26 | 2 | 706.6685 | 0
2033 | 9 | 26 | 3 | 697.6634 | 0
2033 | 9 | 26 | 4 | 693.7771 | 0
2033 | 9 | 26 | 5 | 707.7741 | 0
2033 | 9 | 26 | 6 | 747.1568 | 0
2033 | 9 | 26 | 7 | 789.5343 | 0
2033 | 9 | 26 | 8 | 808.9641 | 0
2033 | 9 | 26 | 9 | 858.1123 | 0
2033 | 9 | 26 | 10 | 885.2967 | 0
2033 | 9 | 26 | 11 | 901.6917 | 0
2033 | 9 | 26 | 12 | 913.1583 | 0
2033 | 9 | 26 | 13 | 916.8104 | 0
2033 | 9 | 26 | 14 | 914.8391 | 0
2033 | 9 | 26 | 15 | 916.9817 | 0
2033 | 9 | 26 | 16 | 922.9119 | 0
2033 | 9 | 26 | 17 | 920.7973 | 0
2033 | 9 | 26 | 18 | 907.567 | 0
2033 | 9 | 26 | 19 | 920.4326 | 0
2033 | 9 | 26 | 20 | 908.7636 | 0
2033 | 9 | 26 | 21 | 864.3189 | 0
2033 | 9 | 26 | 22 | 835.4166 | 0
2033 | 9 | 26 | 23 | 800.6695 | 0
2033 | 9 | 27 | 0 | 768.196 | 0
2033 | 9 | 27 | 1 | 722.4307 | 0
2033 | 9 | 27 | 2 | 708.1876 | 0
2033 | 9 | 27 | 3 | 699.3258 | 0
2033 | 9 | 27 | 4 | 698.262 | 0
2033 | 9 | 27 | 5 | 718.2525 | 0
2033 | 9 | 27 | 6 | 766.2381 | 0
2033 | 9 | 27 | 7 | 820.3772 | 0
2033 | 9 | 27 | 8 | 837.8982 | 0
2033 | 9 | 27 | 9 | 875.4597 | 0
2033 | 9 | 27 | 10 | 895.9542 | 0
2033 | 9 | 27 | 11 | 908.9397 | 0
2033 | 9 | 27 | 12 | 911.293 | 0
2033 | 9 | 27 | 13 | 909.5566 | 0
2033 | 9 | 27 | 14 | 904.043 | 0
2033 | 9 | 27 | 15 | 902.1579 | 0
2033 | 9 | 27 | 16 | 897.4437 | 0
2033 | 9 | 27 | 17 | 893.8484 | 0
2033 | 9 | 27 | 18 | 887.2554 | 0
2033 | 9 | 27 | 19 | 899.6248 | 0
2033 | 9 | 27 | 20 | 883.2771 | 0
2033 | 9 | 27 | 21 | 839.8912 | 0
2033 | 9 | 27 | 22 | 808.6645 | 0
2033 | 9 | 27 | 23 | 771.4782 | 0
2033 | 9 | 28 | 0 | 742.2467 | 0
2033 | 9 | 28 | 1 | 742.4452 | 0
2033 | 9 | 28 | 2 | 727.3251 | 0
2033 | 9 | 28 | 3 | 719.4211 | 0
2033 | 9 | 28 | 4 | 719.8387 | 0
2033 | 9 | 28 | 5 | 739.9651 | 0
2033 | 9 | 28 | 6 | 783.3996 | 0
2033 | 9 | 28 | 7 | 825.0807 | 0
2033 | 9 | 28 | 8 | 837.5843 | 0
2033 | 9 | 28 | 9 | 875.7996 | 0
2033 | 9 | 28 | 10 | 900.8324 | 0
2033 | 9 | 28 | 11 | 917.8601 | 0
2033 | 9 | 28 | 12 | 929.7919 | 0
2033 | 9 | 28 | 13 | 933.3588 | 0
2033 | 9 | 28 | 14 | 933.985 | 0
2033 | 9 | 28 | 15 | 938.8929 | 0
2033 | 9 | 28 | 16 | 942.7395 | 0
2033 | 9 | 28 | 17 | 936.4211 | 0
2033 | 9 | 28 | 18 | 928.6883 | 0
2033 | 9 | 28 | 19 | 931.9934 | 0
2033 | 9 | 28 | 20 | 908.0651 | 0
2033 | 9 | 28 | 21 | 873.2598 | 0
2033 | 9 | 28 | 22 | 845.034 | 0
2033 | 9 | 28 | 23 | 811.0022 | 0
2033 | 9 | 29 | 0 | 779.1114 | 0
2033 | 9 | 29 | 1 | 744.5228 | 0
2033 | 9 | 29 | 2 | 709.9342 | 0
2033 | 9 | 29 | 3 | 702.4817 | 0
2033 | 9 | 29 | 4 | 703.0022 | 0
2033 | 9 | 29 | 5 | 724.498 | 0
2033 | 9 | 29 | 6 | 769.8197 | 0
2033 | 9 | 29 | 7 | 817.3496 | 0
2033 | 9 | 29 | 8 | 817.5586 | 0
2033 | 9 | 29 | 9 | 824.9588 | 0
2033 | 9 | 29 | 10 | 832.3103 | 0
2033 | 9 | 29 | 11 | 843.3212 | 0
2033 | 9 | 29 | 12 | 852.2408 | 0
2033 | 9 | 29 | 13 | 855.0349 | 0
2033 | 9 | 29 | 14 | 846.9683 | 0
2033 | 9 | 29 | 15 | 844.7697 | 0
2033 | 9 | 29 | 16 | 842.6618 | 0
2033 | 9 | 29 | 17 | 835.6917 | 0
2033 | 9 | 29 | 18 | 826.8646 | 0
2033 | 9 | 29 | 19 | 836.0799 | 0
2033 | 9 | 29 | 20 | 825.3845 | 0
2033 | 9 | 29 | 21 | 789.1137 | 0
2033 | 9 | 29 | 22 | 764.8404 | 0
2033 | 9 | 29 | 23 | 739.0082 | 0
2033 | 9 | 30 | 0 | 715.1273 | 0
2033 | 9 | 30 | 1 | 707.187 | 0
2033 | 9 | 30 | 2 | 693.6848 | 0
2033 | 9 | 30 | 3 | 685.6485 | 0
2033 | 9 | 30 | 4 | 687.0666 | 0
2033 | 9 | 30 | 5 | 711.2502 | 0
2033 | 9 | 30 | 6 | 766.7601 | 0
2033 | 9 | 30 | 7 | 822.27 | 0
2033 | 9 | 30 | 8 | 827.4638 | 0
2033 | 9 | 30 | 9 | 852.6427 | 0
2033 | 9 | 30 | 10 | 867.4073 | 0
2033 | 9 | 30 | 11 | 882.935 | 0
2033 | 9 | 30 | 12 | 891.6491 | 0
2033 | 9 | 30 | 13 | 892.693 | 0
2033 | 9 | 30 | 14 | 888.9822 | 0
2033 | 9 | 30 | 15 | 884.9987 | 0
2033 | 9 | 30 | 16 | 884.0861 | 0
2033 | 9 | 30 | 17 | 876.9742 | 0
2033 | 9 | 30 | 18 | 863.0364 | 0
2033 | 9 | 30 | 19 | 866.4198 | 0
2033 | 9 | 30 | 20 | 850.4512 | 0
2033 | 9 | 30 | 21 | 822.0253 | 0
2033 | 9 | 30 | 22 | 793.4878 | 0
2033 | 9 | 30 | 23 | 761.1825 | 0
2033 | 10 | 1 | 0 | 731.5136 | 0
2033 | 10 | 1 | 1 | 705.5229 | 0
2033 | 10 | 1 | 2 | 679.5321 | 0
2033 | 10 | 1 | 3 | 668.9892 | 0
2033 | 10 | 1 | 4 | 671.3035 | 0
2033 | 10 | 1 | 5 | 673.6178 | 0
2033 | 10 | 1 | 6 | 696.8582 | 0
2033 | 10 | 1 | 7 | 711.9576 | 0
2033 | 10 | 1 | 8 | 708.4931 | 0
2033 | 10 | 1 | 9 | 724.2731 | 0
2033 | 10 | 1 | 10 | 743.3188 | 0
2033 | 10 | 1 | 11 | 751.84 | 0
2033 | 10 | 1 | 12 | 755.253 | 0
2033 | 10 | 1 | 13 | 744.5522 | 0
2033 | 10 | 1 | 14 | 732.1677 | 0
2033 | 10 | 1 | 15 | 720.6003 | 0
2033 | 10 | 1 | 16 | 718.0838 | 0
2033 | 10 | 1 | 17 | 717.3949 | 0
2033 | 10 | 1 | 18 | 716.6715 | 0
2033 | 10 | 1 | 19 | 733.8026 | 0
2033 | 10 | 1 | 20 | 726.7904 | 0
2033 | 10 | 1 | 21 | 716.4399 | 0
2033 | 10 | 1 | 22 | 704.8909 | 0
2033 | 10 | 1 | 23 | 691.7143 | 0
2033 | 10 | 2 | 0 | 675.7375 | 0
2033 | 10 | 2 | 1 | 658.7828 | 0
2033 | 10 | 2 | 2 | 648.0298 | 0
2033 | 10 | 2 | 3 | 640.6566 | 0
2033 | 10 | 2 | 4 | 638.566 | 0
2033 | 10 | 2 | 5 | 644.5796 | 0
2033 | 10 | 2 | 6 | 661.378 | 0
2033 | 10 | 2 | 7 | 668.3951 | 0
2033 | 10 | 2 | 8 | 664.345 | 0
2033 | 10 | 2 | 9 | 685.7742 | 0
2033 | 10 | 2 | 10 | 711.8458 | 0
2033 | 10 | 2 | 11 | 731.6537 | 0
2033 | 10 | 2 | 12 | 743.8751 | 0
2033 | 10 | 2 | 13 | 740.2859 | 0
2033 | 10 | 2 | 14 | 733.1202 | 0
2033 | 10 | 2 | 15 | 730.3243 | 0
2033 | 10 | 2 | 16 | 736.9222 | 0
2033 | 10 | 2 | 17 | 744.5491 | 0
2033 | 10 | 2 | 18 | 752.176 | 0
2033 | 10 | 2 | 19 | 760.8318 | 0
2033 | 10 | 2 | 20 | 754.4041 | 0
2033 | 10 | 2 | 21 | 733.6762 | 0
2033 | 10 | 2 | 22 | 722.6913 | 0
2033 | 10 | 2 | 23 | 703.6733 | 0
2033 | 10 | 3 | 0 | 684.6507 | 0
2033 | 10 | 3 | 1 | 686.7144 | 0
2033 | 10 | 3 | 2 | 671.7215 | 0
2033 | 10 | 3 | 3 | 664.2241 | 0
2033 | 10 | 3 | 4 | 665.3024 | 0
2033 | 10 | 3 | 5 | 684.5676 | 0
2033 | 10 | 3 | 6 | 737.1818 | 0
2033 | 10 | 3 | 7 | 789.796 | 0
2033 | 10 | 3 | 8 | 801.8794 | 0
2033 | 10 | 3 | 9 | 842.0965 | 0
2033 | 10 | 3 | 10 | 867.5157 | 0
2033 | 10 | 3 | 11 | 881.9851 | 0
2033 | 10 | 3 | 12 | 891.7863 | 0
2033 | 10 | 3 | 13 | 892.8829 | 0
2033 | 10 | 3 | 14 | 890.1439 | 0
2033 | 10 | 3 | 15 | 893.8855 | 0
2033 | 10 | 3 | 16 | 899.4096 | 0
2033 | 10 | 3 | 17 | 895.3642 | 0
2033 | 10 | 3 | 18 | 889.6522 | 0
2033 | 10 | 3 | 19 | 883.9402 | 0
2033 | 10 | 3 | 20 | 866.4343 | 0
2033 | 10 | 3 | 21 | 827.6937 | 0
2033 | 10 | 3 | 22 | 800.4078 | 0
2033 | 10 | 3 | 23 | 764.6417 | 0
2033 | 10 | 4 | 0 | 733.3386 | 0
2033 | 10 | 4 | 1 | 711.3365 | 0
2033 | 10 | 4 | 2 | 694.8489 | 0
2033 | 10 | 4 | 3 | 686.1627 | 0
2033 | 10 | 4 | 4 | 686.7748 | 0
2033 | 10 | 4 | 5 | 711.9154 | 0
2033 | 10 | 4 | 6 | 768.2938 | 0
2033 | 10 | 4 | 7 | 826.0847 | 0
2033 | 10 | 4 | 8 | 844.6833 | 0
2033 | 10 | 4 | 9 | 879.0185 | 0
2033 | 10 | 4 | 10 | 907.6016 | 0
2033 | 10 | 4 | 11 | 930.4608 | 0
2033 | 10 | 4 | 12 | 947.2395 | 0
2033 | 10 | 4 | 13 | 956.1451 | 0
2033 | 10 | 4 | 14 | 956.5551 | 0
2033 | 10 | 4 | 15 | 960.0802 | 0
2033 | 10 | 4 | 16 | 953.8253 | 0
2033 | 10 | 4 | 17 | 951.0156 | 0
2033 | 10 | 4 | 18 | 942.118 | 0
2033 | 10 | 4 | 19 | 942.2269 | 0
2033 | 10 | 4 | 20 | 921.2255 | 0
2033 | 10 | 4 | 21 | 878.5714 | 0
2033 | 10 | 4 | 22 | 840.5981 | 0
2033 | 10 | 4 | 23 | 791.1157 | 0
2033 | 10 | 5 | 0 | 751.0469 | 0
2033 | 10 | 5 | 1 | 757.6461 | 0
2033 | 10 | 5 | 2 | 738.0731 | 0
2033 | 10 | 5 | 3 | 728.6553 | 0
2033 | 10 | 5 | 4 | 728.2592 | 0
2033 | 10 | 5 | 5 | 743.5345 | 0
2033 | 10 | 5 | 6 | 781.8836 | 0
2033 | 10 | 5 | 7 | 823.667 | 0
2033 | 10 | 5 | 8 | 836.3285 | 0
2033 | 10 | 5 | 9 | 869.0479 | 0
2033 | 10 | 5 | 10 | 891.217 | 0
2033 | 10 | 5 | 11 | 904.5544 | 0
2033 | 10 | 5 | 12 | 913.2832 | 0
2033 | 10 | 5 | 13 | 915.437 | 0
2033 | 10 | 5 | 14 | 914.2026 | 0
2033 | 10 | 5 | 15 | 916.2805 | 0
2033 | 10 | 5 | 16 | 921.6508 | 0
2033 | 10 | 5 | 17 | 918.8412 | 0
2033 | 10 | 5 | 18 | 918.5432 | 0
2033 | 10 | 5 | 19 | 906.9752 | 0
2033 | 10 | 5 | 20 | 895.4072 | 0
2033 | 10 | 5 | 21 | 865.6383 | 0
2033 | 10 | 5 | 22 | 838.9367 | 0
2033 | 10 | 5 | 23 | 804.1201 | 0
2033 | 10 | 6 | 0 | 772.7542 | 0
2033 | 10 | 6 | 1 | 737.3065 | 0
2033 | 10 | 6 | 2 | 701.8589 | 0
2033 | 10 | 6 | 3 | 692.4378 | 0
2033 | 10 | 6 | 4 | 695.657 | 0
2033 | 10 | 6 | 5 | 708.013 | 0
2033 | 10 | 6 | 6 | 750.8379 | 0
2033 | 10 | 6 | 7 | 797.5474 | 0
2033 | 10 | 6 | 8 | 814.1723 | 0
2033 | 10 | 6 | 9 | 860.292 | 0
2033 | 10 | 6 | 10 | 869.5726 | 0
2033 | 10 | 6 | 11 | 881.1102 | 0
2033 | 10 | 6 | 12 | 890.4718 | 0
2033 | 10 | 6 | 13 | 892.4531 | 0
2033 | 10 | 6 | 14 | 890.5889 | 0
2033 | 10 | 6 | 15 | 892.3131 | 0
2033 | 10 | 6 | 16 | 896.7683 | 0
2033 | 10 | 6 | 17 | 888.8836 | 0
2033 | 10 | 6 | 18 | 886.142 | 0
2033 | 10 | 6 | 19 | 883.4005 | 0
2033 | 10 | 6 | 20 | 868.3203 | 0
2033 | 10 | 6 | 21 | 837.7402 | 0
2033 | 10 | 6 | 22 | 812.5244 | 0
2033 | 10 | 6 | 23 | 777.0343 | 0
2033 | 10 | 7 | 0 | 750.3374 | 0
2033 | 10 | 7 | 1 | 713.5403 | 0
2033 | 10 | 7 | 2 | 695.4291 | 0
2033 | 10 | 7 | 3 | 686.4232 | 0
2033 | 10 | 7 | 4 | 686.1376 | 0
2033 | 10 | 7 | 5 | 707.5804 | 0
2033 | 10 | 7 | 6 | 763.6886 | 0
2033 | 10 | 7 | 7 | 819.7968 | 0
2033 | 10 | 7 | 8 | 830.776 | 0
2033 | 10 | 7 | 9 | 864.251 | 0
2033 | 10 | 7 | 10 | 870.7876 | 0
2033 | 10 | 7 | 11 | 879.3392 | 0
2033 | 10 | 7 | 12 | 884.2221 | 0
2033 | 10 | 7 | 13 | 882.6007 | 0
2033 | 10 | 7 | 14 | 877.5034 | 0
2033 | 10 | 7 | 15 | 875.0201 | 0
2033 | 10 | 7 | 16 | 875.5904 | 0
2033 | 10 | 7 | 17 | 870.352 | 0
2033 | 10 | 7 | 18 | 866.2937 | 0
2033 | 10 | 7 | 19 | 857.7608 | 0
2033 | 10 | 7 | 20 | 849.2279 | 0
2033 | 10 | 7 | 21 | 822.8788 | 0
2033 | 10 | 7 | 22 | 792.8314 | 0
2033 | 10 | 7 | 23 | 756.0377 | 0
2033 | 10 | 8 | 0 | 723.8281 | 0
2033 | 10 | 8 | 1 | 695.6485 | 0
2033 | 10 | 8 | 2 | 675.7614 | 0
2033 | 10 | 8 | 3 | 655.8743 | 0
2033 | 10 | 8 | 4 | 654.2519 | 0
2033 | 10 | 8 | 5 | 664.0634 | 0
2033 | 10 | 8 | 6 | 690.6245 | 0
2033 | 10 | 8 | 7 | 711.5003 | 0
2033 | 10 | 8 | 8 | 708.7033 | 0
2033 | 10 | 8 | 9 | 733.7471 | 0
2033 | 10 | 8 | 10 | 761.1215 | 0
2033 | 10 | 8 | 11 | 770.845 | 0
2033 | 10 | 8 | 12 | 772.8604 | 0
2033 | 10 | 8 | 13 | 774.8757 | 0
2033 | 10 | 8 | 14 | 765.7028 | 0
2033 | 10 | 8 | 15 | 761.4206 | 0
2033 | 10 | 8 | 16 | 764.0611 | 0
2033 | 10 | 8 | 17 | 765.2741 | 0
2033 | 10 | 8 | 18 | 765.9671 | 0
2033 | 10 | 8 | 19 | 772.6267 | 0
2033 | 10 | 8 | 20 | 762.923 | 0
2033 | 10 | 8 | 21 | 748.798 | 0
2033 | 10 | 8 | 22 | 730.2593 | 0
2033 | 10 | 8 | 23 | 704.406 | 0
2033 | 10 | 9 | 0 | 683.4726 | 0
2033 | 10 | 9 | 1 | 670.3118 | 0
2033 | 10 | 9 | 2 | 653.1896 | 0
2033 | 10 | 9 | 3 | 642.8357 | 0
2033 | 10 | 9 | 4 | 637.9627 | 0
2033 | 10 | 9 | 5 | 641.7133 | 0
2033 | 10 | 9 | 6 | 654.9982 | 0
2033 | 10 | 9 | 7 | 662.3117 | 0
2033 | 10 | 9 | 8 | 661.7248 | 0
2033 | 10 | 9 | 9 | 683.7595 | 0
2033 | 10 | 9 | 10 | 710.5879 | 0
2033 | 10 | 9 | 11 | 727.3489 | 0
2033 | 10 | 9 | 12 | 744.1099 | 0
2033 | 10 | 9 | 13 | 743.4666 | 0
2033 | 10 | 9 | 14 | 743.8399 | 0
2033 | 10 | 9 | 15 | 747.3331 | 0
2033 | 10 | 9 | 16 | 756.3256 | 0
2033 | 10 | 9 | 17 | 761.6586 | 0
2033 | 10 | 9 | 18 | 763.3698 | 0
2033 | 10 | 9 | 19 | 773.022 | 0
2033 | 10 | 9 | 20 | 765.4964 | 0
2033 | 10 | 9 | 21 | 743.8889 | 0
2033 | 10 | 9 | 22 | 728.8144 | 0
2033 | 10 | 9 | 23 | 702.767 | 0
2033 | 10 | 10 | 0 | 680.9039 | 0
2033 | 10 | 10 | 1 | 685.8775 | 0
2033 | 10 | 10 | 2 | 669.07 | 0
2033 | 10 | 10 | 3 | 657.2557 | 0
2033 | 10 | 10 | 4 | 651.5913 | 0
2033 | 10 | 10 | 5 | 650.8058 | 0
2033 | 10 | 10 | 6 | 660.0542 | 0
2033 | 10 | 10 | 7 | 663.5144 | 0
2033 | 10 | 10 | 8 | 673.4408 | 0
2033 | 10 | 10 | 9 | 701.0696 | 0
2033 | 10 | 10 | 10 | 732.0484 | 0
2033 | 10 | 10 | 11 | 757.4454 | 0
2033 | 10 | 10 | 12 | 780.2384 | 0
2033 | 10 | 10 | 13 | 778.3954 | 0
2033 | 10 | 10 | 14 | 774.2318 | 0
2033 | 10 | 10 | 15 | 775.6718 | 0
2033 | 10 | 10 | 16 | 781.6995 | 0
2033 | 10 | 10 | 17 | 788.9706 | 0
2033 | 10 | 10 | 18 | 797.808 | 0
2033 | 10 | 10 | 19 | 806.6454 | 0
2033 | 10 | 10 | 20 | 793.3871 | 0
2033 | 10 | 10 | 21 | 765.5152 | 0
2033 | 10 | 10 | 22 | 747.9867 | 0
2033 | 10 | 10 | 23 | 727.3286 | 0
2033 | 10 | 11 | 0 | 704.2591 | 0
2033 | 10 | 11 | 1 | 702.3049 | 0
2033 | 10 | 11 | 2 | 694.7188 | 0
2033 | 10 | 11 | 3 | 683.9274 | 0
2033 | 10 | 11 | 4 | 681.9696 | 0
2033 | 10 | 11 | 5 | 696.4218 | 0
2033 | 10 | 11 | 6 | 736.5369 | 0
2033 | 10 | 11 | 7 | 785.3821 | 0
2033 | 10 | 11 | 8 | 803.6675 | 0
2033 | 10 | 11 | 9 | 848.6194 | 0
2033 | 10 | 11 | 10 | 864.7278 | 0
2033 | 10 | 11 | 11 | 874.185 | 0
2033 | 10 | 11 | 12 | 883.6421 | 0
2033 | 10 | 11 | 13 | 885.661 | 0
2033 | 10 | 11 | 14 | 883.1816 | 0
2033 | 10 | 11 | 15 | 881.4886 | 0
2033 | 10 | 11 | 16 | 880.3086 | 0
2033 | 10 | 11 | 17 | 882.4742 | 0
2033 | 10 | 11 | 18 | 889.5317 | 0
2033 | 10 | 11 | 19 | 884.7884 | 0
2033 | 10 | 11 | 20 | 864.5736 | 0
2033 | 10 | 11 | 21 | 834.686 | 0
2033 | 10 | 11 | 22 | 805.5474 | 0
2033 | 10 | 11 | 23 | 768.5663 | 0
2033 | 10 | 12 | 0 | 741.8027 | 0
2033 | 10 | 12 | 1 | 728.0954 | 0
2033 | 10 | 12 | 2 | 714.388 | 0
2033 | 10 | 12 | 3 | 706.7295 | 0
2033 | 10 | 12 | 4 | 707.7014 | 0
2033 | 10 | 12 | 5 | 728.2962 | 0
2033 | 10 | 12 | 6 | 774.2359 | 0
2033 | 10 | 12 | 7 | 820.5329 | 0
2033 | 10 | 12 | 8 | 832.7095 | 0
2033 | 10 | 12 | 9 | 861.3083 | 0
2033 | 10 | 12 | 10 | 880.5688 | 0
2033 | 10 | 12 | 11 | 894.2957 | 0
2033 | 10 | 12 | 12 | 903.1767 | 0
2033 | 10 | 12 | 13 | 905.0791 | 0
2033 | 10 | 12 | 14 | 900.7785 | 0
2033 | 10 | 12 | 15 | 904.5772 | 0
2033 | 10 | 12 | 16 | 912.6813 | 0
2033 | 10 | 12 | 17 | 914.5002 | 0
2033 | 10 | 12 | 18 | 923.7621 | 0
2033 | 10 | 12 | 19 | 919.9956 | 0
2033 | 10 | 12 | 20 | 894.5049 | 0
2033 | 10 | 12 | 21 | 859.4107 | 0
2033 | 10 | 12 | 22 | 831.9348 | 0
2033 | 10 | 12 | 23 | 794.9532 | 0
2033 | 10 | 13 | 0 | 762.0884 | 0
2033 | 10 | 13 | 1 | 739.3426 | 0
2033 | 10 | 13 | 2 | 716.5968 | 0
2033 | 10 | 13 | 3 | 708.4729 | 0
2033 | 10 | 13 | 4 | 709.1788 | 0
2033 | 10 | 13 | 5 | 729.0189 | 0
2033 | 10 | 13 | 6 | 778.7346 | 0
2033 | 10 | 13 | 7 | 828.4503 | 0
2033 | 10 | 13 | 8 | 846.1415 | 0
2033 | 10 | 13 | 9 | 870.7499 | 0
2033 | 10 | 13 | 10 | 878.7962 | 0
2033 | 10 | 13 | 11 | 889.1043 | 0
2033 | 10 | 13 | 12 | 895.1899 | 0
2033 | 10 | 13 | 13 | 897.2928 | 0
2033 | 10 | 13 | 14 | 892.7986 | 0
2033 | 10 | 13 | 15 | 894.4223 | 0
2033 | 10 | 13 | 16 | 898.4689 | 0
2033 | 10 | 13 | 17 | 899.3976 | 0
2033 | 10 | 13 | 18 | 900.3984 | 0
2033 | 10 | 13 | 19 | 901.3993 | 0
2033 | 10 | 13 | 20 | 884.3949 | 0
2033 | 10 | 13 | 21 | 851.3526 | 0
2033 | 10 | 13 | 22 | 824.1676 | 0
2033 | 10 | 13 | 23 | 792.286 | 0
2033 | 10 | 14 | 0 | 765.3768 | 0
2033 | 10 | 14 | 1 | 751.2391 | 0
2033 | 10 | 14 | 2 | 738.4102 | 0
2033 | 10 | 14 | 3 | 730.9756 | 0
2033 | 10 | 14 | 4 | 733.1994 | 0
2033 | 10 | 14 | 5 | 747.1413 | 0
2033 | 10 | 14 | 6 | 783.7778 | 0
2033 | 10 | 14 | 7 | 828.0788 | 0
2033 | 10 | 14 | 8 | 841.2633 | 0
2033 | 10 | 14 | 9 | 880.52 | 0
2033 | 10 | 14 | 10 | 884.2396 | 0
2033 | 10 | 14 | 11 | 890.8259 | 0
2033 | 10 | 14 | 12 | 892.1799 | 0
2033 | 10 | 14 | 13 | 893.5338 | 0
2033 | 10 | 14 | 14 | 886.5629 | 0
2033 | 10 | 14 | 15 | 883.3001 | 0
2033 | 10 | 14 | 16 | 883.6677 | 0
2033 | 10 | 14 | 17 | 884.6574 | 0
2033 | 10 | 14 | 18 | 884.5704 | 0
2033 | 10 | 14 | 19 | 884.4833 | 0
2033 | 10 | 14 | 20 | 864.3107 | 0
2033 | 10 | 14 | 21 | 840.9711 | 0
2033 | 10 | 14 | 22 | 821.1742 | 0
2033 | 10 | 14 | 23 | 798.9297 | 0
2033 | 10 | 15 | 0 | 777.3437 | 0
2033 | 10 | 15 | 1 | 735.8625 | 0
2033 | 10 | 15 | 2 | 694.3813 | 0
2033 | 10 | 15 | 3 | 683.2045 | 0
2033 | 10 | 15 | 4 | 680.0138 | 0
2033 | 10 | 15 | 5 | 691.7258 | 0
2033 | 10 | 15 | 6 | 721.2115 | 0
2033 | 10 | 15 | 7 | 741.6158 | 0
2033 | 10 | 15 | 8 | 737.7948 | 0
2033 | 10 | 15 | 9 | 759.7527 | 0
2033 | 10 | 15 | 10 | 791.4283 | 0
2033 | 10 | 15 | 11 | 809.689 | 0
2033 | 10 | 15 | 12 | 815.5865 | 0
2033 | 10 | 15 | 13 | 808.9121 | 0
2033 | 10 | 15 | 14 | 798.8641 | 0
2033 | 10 | 15 | 15 | 796.62 | 0
2033 | 10 | 15 | 16 | 801.8122 | 0
2033 | 10 | 15 | 17 | 806.7195 | 0
2033 | 10 | 15 | 18 | 816.0827 | 0
2033 | 10 | 15 | 19 | 817.7067 | 0
2033 | 10 | 15 | 20 | 797.744 | 0
2033 | 10 | 15 | 21 | 779.1208 | 0
2033 | 10 | 15 | 22 | 759.215 | 0
2033 | 10 | 15 | 23 | 735.1747 | 0
2033 | 10 | 16 | 0 | 713.6014 | 0
2033 | 10 | 16 | 1 | 696.4459 | 0
2033 | 10 | 16 | 2 | 682.7423 | 0
2033 | 10 | 16 | 3 | 669.0387 | 0
2033 | 10 | 16 | 4 | 665.4207 | 0
2033 | 10 | 16 | 5 | 674.5305 | 0
2033 | 10 | 16 | 6 | 695.0995 | 0
2033 | 10 | 16 | 7 | 708.568 | 0
2033 | 10 | 16 | 8 | 699.8155 | 0
2033 | 10 | 16 | 9 | 720.3554 | 0
2033 | 10 | 16 | 10 | 748.3323 | 0
2033 | 10 | 16 | 11 | 769.2186 | 0
2033 | 10 | 16 | 12 | 778.8711 | 0
2033 | 10 | 16 | 13 | 779.6631 | 0
2033 | 10 | 16 | 14 | 774.4223 | 0
2033 | 10 | 16 | 15 | 777.279 | 0
2033 | 10 | 16 | 16 | 788.7795 | 0
2033 | 10 | 16 | 17 | 805.8258 | 0
2033 | 10 | 16 | 18 | 816.5626 | 0
2033 | 10 | 16 | 19 | 827.2995 | 0
2033 | 10 | 16 | 20 | 812.6152 | 0
2033 | 10 | 16 | 21 | 787.7116 | 0
2033 | 10 | 16 | 22 | 768.9848 | 0
2033 | 10 | 16 | 23 | 743.3883 | 0
2033 | 10 | 17 | 0 | 719.6817 | 0
2033 | 10 | 17 | 1 | 727.5196 | 0
2033 | 10 | 17 | 2 | 711.2793 | 0
2033 | 10 | 17 | 3 | 703.6643 | 0
2033 | 10 | 17 | 4 | 704.2462 | 0
2033 | 10 | 17 | 5 | 724.1013 | 0
2033 | 10 | 17 | 6 | 773.258 | 0
2033 | 10 | 17 | 7 | 827.3159 | 0
2033 | 10 | 17 | 8 | 842.3952 | 0
2033 | 10 | 17 | 9 | 874.9067 | 0
2033 | 10 | 17 | 10 | 891.1455 | 0
2033 | 10 | 17 | 11 | 897.044 | 0
2033 | 10 | 17 | 12 | 902.1271 | 0
2033 | 10 | 17 | 13 | 900.4809 | 0
2033 | 10 | 17 | 14 | 898.8225 | 0
2033 | 10 | 17 | 15 | 900.3974 | 0
2033 | 10 | 17 | 16 | 908.2481 | 0
2033 | 10 | 17 | 17 | 913.2238 | 0
2033 | 10 | 17 | 18 | 915.1028 | 0
2033 | 10 | 17 | 19 | 916.9817 | 0
2033 | 10 | 17 | 20 | 894.2549 | 0
2033 | 10 | 17 | 21 | 860.2267 | 0
2033 | 10 | 17 | 22 | 830.4402 | 0
2033 | 10 | 17 | 23 | 793.896 | 0
2033 | 10 | 18 | 0 | 760.7546 | 0
2033 | 10 | 18 | 1 | 726.7274 | 0
2033 | 10 | 18 | 2 | 711.4752 | 0
2033 | 10 | 18 | 3 | 704.8924 | 0
2033 | 10 | 18 | 4 | 707.584 | 0
2033 | 10 | 18 | 5 | 728.1821 | 0
2033 | 10 | 18 | 6 | 776.5787 | 0
2033 | 10 | 18 | 7 | 834.7655 | 0
2033 | 10 | 18 | 8 | 851.8546 | 0
2033 | 10 | 18 | 9 | 883.0227 | 0
2033 | 10 | 18 | 10 | 895.0617 | 0
2033 | 10 | 18 | 11 | 900.8191 | 0
2033 | 10 | 18 | 12 | 898.3352 | 0
2033 | 10 | 18 | 13 | 889.7216 | 0
2033 | 10 | 18 | 14 | 875.6435 | 0
2033 | 10 | 18 | 15 | 871.5744 | 0
2033 | 10 | 18 | 16 | 866.4052 | 0
2033 | 10 | 18 | 17 | 872.0044 | 0
2033 | 10 | 18 | 18 | 880.582 | 0
2033 | 10 | 18 | 19 | 889.1596 | 0
2033 | 10 | 18 | 20 | 867.1715 | 0
2033 | 10 | 18 | 21 | 833.749 | 0
2033 | 10 | 18 | 22 | 804.4681 | 0
2033 | 10 | 18 | 23 | 767.526 | 0
2033 | 10 | 19 | 0 | 736.0057 | 0
2033 | 10 | 19 | 1 | 742.5253 | 0
2033 | 10 | 19 | 2 | 725.4346 | 0
2033 | 10 | 19 | 3 | 716.9358 | 0
2033 | 10 | 19 | 4 | 718.2175 | 0
2033 | 10 | 19 | 5 | 738.5772 | 0
2033 | 10 | 19 | 6 | 788.2728 | 0
2033 | 10 | 19 | 7 | 839.8289 | 0
2033 | 10 | 19 | 8 | 850.8664 | 0
2033 | 10 | 19 | 9 | 882.237 | 0
2033 | 10 | 19 | 10 | 901.3667 | 0
2033 | 10 | 19 | 11 | 912.3202 | 0
2033 | 10 | 19 | 12 | 919.4813 | 0
2033 | 10 | 19 | 13 | 920.2818 | 0
2033 | 10 | 19 | 14 | 916.5225 | 0
2033 | 10 | 19 | 15 | 918.899 | 0
2033 | 10 | 19 | 16 | 930.8321 | 0
2033 | 10 | 19 | 17 | 931.7233 | 0
2033 | 10 | 19 | 18 | 935.0493 | 0
2033 | 10 | 19 | 19 | 938.3753 | 0
2033 | 10 | 19 | 20 | 912.4877 | 0
2033 | 10 | 19 | 21 | 868.4856 | 0
2033 | 10 | 19 | 22 | 836.113 | 0
2033 | 10 | 19 | 23 | 795.1935 | 0
2033 | 10 | 20 | 0 | 759.7029 | 0
2033 | 10 | 20 | 1 | 731.6936 | 0
2033 | 10 | 20 | 2 | 703.6842 | 0
2033 | 10 | 20 | 3 | 693.5857 | 0
2033 | 10 | 20 | 4 | 695.0909 | 0
2033 | 10 | 20 | 5 | 716.4268 | 0
2033 | 10 | 20 | 6 | 770.6768 | 0
2033 | 10 | 20 | 7 | 802.469 | 0
2033 | 10 | 20 | 8 | 834.2611 | 0
2033 | 10 | 20 | 9 | 855.5455 | 0
2033 | 10 | 20 | 10 | 863.171 | 0
2033 | 10 | 20 | 11 | 872.8458 | 0
2033 | 10 | 20 | 12 | 879.6659 | 0
2033 | 10 | 20 | 13 | 880.6092 | 0
2033 | 10 | 20 | 14 | 871.6467 | 0
2033 | 10 | 20 | 15 | 868.0214 | 0
2033 | 10 | 20 | 16 | 868.3728 | 0
2033 | 10 | 20 | 17 | 868.8184 | 0
2033 | 10 | 20 | 18 | 881.1397 | 0
2033 | 10 | 20 | 19 | 875.327 | 0
2033 | 10 | 20 | 20 | 855.8129 | 0
2033 | 10 | 20 | 21 | 815.8369 | 0
2033 | 10 | 20 | 22 | 785.0103 | 0
2033 | 10 | 20 | 23 | 748.9943 | 0
2033 | 10 | 21 | 0 | 735.357 | 0
2033 | 10 | 21 | 1 | 721.7198 | 0
2033 | 10 | 21 | 2 | 707.3494 | 0
2033 | 10 | 21 | 3 | 698.3379 | 0
2033 | 10 | 21 | 4 | 699.7572 | 0
2033 | 10 | 21 | 5 | 716.1304 | 0
2033 | 10 | 21 | 6 | 759.8443 | 0
2033 | 10 | 21 | 7 | 811.604 | 0
2033 | 10 | 21 | 8 | 825.8293 | 0
2033 | 10 | 21 | 9 | 859.893 | 0
2033 | 10 | 21 | 10 | 870.1066 | 0
2033 | 10 | 21 | 11 | 883.0472 | 0
2033 | 10 | 21 | 12 | 890.7247 | 0
2033 | 10 | 21 | 13 | 898.4022 | 0
2033 | 10 | 21 | 14 | 893.0062 | 0
2033 | 10 | 21 | 15 | 893.3066 | 0
2033 | 10 | 21 | 16 | 895.3311 | 0
2033 | 10 | 21 | 17 | 897.7541 | 0
2033 | 10 | 21 | 18 | 907.3796 | 0
2033 | 10 | 21 | 19 | 895.7041 | 0
2033 | 10 | 21 | 20 | 871.0794 | 0
2033 | 10 | 21 | 21 | 846.9354 | 0
2033 | 10 | 21 | 22 | 822.4855 | 0
2033 | 10 | 21 | 23 | 791.0469 | 0
2033 | 10 | 22 | 0 | 764.7529 | 0
2033 | 10 | 22 | 1 | 726.8769 | 0
2033 | 10 | 22 | 2 | 702.3068 | 0
2033 | 10 | 22 | 3 | 677.7367 | 0
2033 | 10 | 22 | 4 | 675.8731 | 0
2033 | 10 | 22 | 5 | 681.8515 | 0
2033 | 10 | 22 | 6 | 703.0832 | 0
2033 | 10 | 22 | 7 | 724.5562 | 0
2033 | 10 | 22 | 8 | 724.3236 | 0
2033 | 10 | 22 | 9 | 748.8458 | 0
2033 | 10 | 22 | 10 | 779.8957 | 0
2033 | 10 | 22 | 11 | 797.1185 | 0
2033 | 10 | 22 | 12 | 805.5724 | 0
2033 | 10 | 22 | 13 | 801.1243 | 0
2033 | 10 | 22 | 14 | 789.7342 | 0
2033 | 10 | 22 | 15 | 786.9303 | 0
2033 | 10 | 22 | 16 | 792.0802 | 0
2033 | 10 | 22 | 17 | 803.2594 | 0
2033 | 10 | 22 | 18 | 811.1198 | 0
2033 | 10 | 22 | 19 | 818.9802 | 0
2033 | 10 | 22 | 20 | 797.5198 | 0
2033 | 10 | 22 | 21 | 781.1545 | 0
2033 | 10 | 22 | 22 | 763.7456 | 0
2033 | 10 | 22 | 23 | 741.6373 | 0
2033 | 10 | 23 | 0 | 719.7519 | 0
2033 | 10 | 23 | 1 | 689.5288 | 0
2033 | 10 | 23 | 2 | 671.3449 | 0
2033 | 10 | 23 | 3 | 659.2623 | 0
2033 | 10 | 23 | 4 | 654.4583 | 0
2033 | 10 | 23 | 5 | 658.1954 | 0
2033 | 10 | 23 | 6 | 674.3337 | 0
2033 | 10 | 23 | 7 | 687.1949 | 0
2033 | 10 | 23 | 8 | 685.2172 | 0
2033 | 10 | 23 | 9 | 705.7731 | 0
2033 | 10 | 23 | 10 | 729.6466 | 0
2033 | 10 | 23 | 11 | 747.0661 | 0
2033 | 10 | 23 | 12 | 759.7539 | 0
2033 | 10 | 23 | 13 | 758.8256 | 0
2033 | 10 | 23 | 14 | 753.4221 | 0
2033 | 10 | 23 | 15 | 757.9648 | 0
2033 | 10 | 23 | 16 | 770.7366 | 0
2033 | 10 | 23 | 17 | 788.8029 | 0
2033 | 10 | 23 | 18 | 801.1624 | 0
2033 | 10 | 23 | 19 | 797.4929 | 0
2033 | 10 | 23 | 20 | 793.8233 | 0
2033 | 10 | 23 | 21 | 767.5827 | 0
2033 | 10 | 23 | 22 | 753.6471 | 0
2033 | 10 | 23 | 23 | 732.1655 | 0
2033 | 10 | 24 | 0 | 707.2716 | 0
2033 | 10 | 24 | 1 | 726.1377 | 0
2033 | 10 | 24 | 2 | 712.5267 | 0
2033 | 10 | 24 | 3 | 706.1073 | 0
2033 | 10 | 24 | 4 | 706.6107 | 0
2033 | 10 | 24 | 5 | 725.1761 | 0
2033 | 10 | 24 | 6 | 773.511 | 0
2033 | 10 | 24 | 7 | 827.3205 | 0
2033 | 10 | 24 | 8 | 842.9881 | 0
2033 | 10 | 24 | 9 | 884.511 | 0
2033 | 10 | 24 | 10 | 899.2725 | 0
2033 | 10 | 24 | 11 | 906.8815 | 0
2033 | 10 | 24 | 12 | 911.9727 | 0
2033 | 10 | 24 | 13 | 909.5413 | 0
2033 | 10 | 24 | 14 | 904.0041 | 0
2033 | 10 | 24 | 15 | 906.4927 | 0
2033 | 10 | 24 | 16 | 914.989 | 0
2033 | 10 | 24 | 17 | 924.0803 | 0
2033 | 10 | 24 | 18 | 942.2982 | 0
2033 | 10 | 24 | 19 | 936.7345 | 0
2033 | 10 | 24 | 20 | 912.796 | 0
2033 | 10 | 24 | 21 | 877.4162 | 0
2033 | 10 | 24 | 22 | 850.8238 | 0
2033 | 10 | 24 | 23 | 815.5866 | 0
2033 | 10 | 25 | 0 | 781.0274 | 0
2033 | 10 | 25 | 1 | 771.1175 | 0
2033 | 10 | 25 | 2 | 755.6738 | 0
2033 | 10 | 25 | 3 | 747.1697 | 0
2033 | 10 | 25 | 4 | 746.931 | 0
2033 | 10 | 25 | 5 | 762.2007 | 0
2033 | 10 | 25 | 6 | 799.448 | 0
2033 | 10 | 25 | 7 | 849.1132 | 0
2033 | 10 | 25 | 8 | 868.4435 | 0
2033 | 10 | 25 | 9 | 904.6839 | 0
2033 | 10 | 25 | 10 | 923.305 | 0
2033 | 10 | 25 | 11 | 934.5665 | 0
2033 | 10 | 25 | 12 | 938.2699 | 0
2033 | 10 | 25 | 13 | 934.0555 | 0
2033 | 10 | 25 | 14 | 926.2277 | 0
2033 | 10 | 25 | 15 | 926.3195 | 0
2033 | 10 | 25 | 16 | 926.4587 | 0
2033 | 10 | 25 | 17 | 929.9545 | 0
2033 | 10 | 25 | 18 | 951.182 | 0
2033 | 10 | 25 | 19 | 938.7915 | 0
2033 | 10 | 25 | 20 | 912.2875 | 0
2033 | 10 | 25 | 21 | 875.0792 | 0
2033 | 10 | 25 | 22 | 851.7213 | 0
2033 | 10 | 25 | 23 | 817.8525 | 0
2033 | 10 | 26 | 0 | 788.3771 | 0
2033 | 10 | 26 | 1 | 773.9183 | 0
2033 | 10 | 26 | 2 | 757.9112 | 0
2033 | 10 | 26 | 3 | 748.0715 | 0
2033 | 10 | 26 | 4 | 749.8175 | 0
2033 | 10 | 26 | 5 | 764.5627 | 0
2033 | 10 | 26 | 6 | 802.0374 | 0
2033 | 10 | 26 | 7 | 844.02 | 0
2033 | 10 | 26 | 8 | 857.4446 | 0
2033 | 10 | 26 | 9 | 892.2368 | 0
2033 | 10 | 26 | 10 | 909.2519 | 0
2033 | 10 | 26 | 11 | 917.9611 | 0
2033 | 10 | 26 | 12 | 922.6817 | 0
2033 | 10 | 26 | 13 | 919.5358 | 0
2033 | 10 | 26 | 14 | 915.6543 | 0
2033 | 10 | 26 | 15 | 918.1013 | 0
2033 | 10 | 26 | 16 | 928.4929 | 0
2033 | 10 | 26 | 17 | 934.4913 | 0
2033 | 10 | 26 | 18 | 939.8319 | 0
2033 | 10 | 26 | 19 | 945.1724 | 0
2033 | 10 | 26 | 20 | 918.4453 | 0
2033 | 10 | 26 | 21 | 883.9822 | 0
2033 | 10 | 26 | 22 | 859.9186 | 0
2033 | 10 | 26 | 23 | 829.3559 | 0
2033 | 10 | 27 | 0 | 798.6891 | 0
2033 | 10 | 27 | 1 | 773.1875 | 0
2033 | 10 | 27 | 2 | 747.686 | 0
2033 | 10 | 27 | 3 | 739.2374 | 0
2033 | 10 | 27 | 4 | 741.7948 | 0
2033 | 10 | 27 | 5 | 757.6316 | 0
2033 | 10 | 27 | 6 | 801.0929 | 0
2033 | 10 | 27 | 7 | 853.6909 | 0
2033 | 10 | 27 | 8 | 868.8474 | 0
2033 | 10 | 27 | 9 | 903.762 | 0
2033 | 10 | 27 | 10 | 914.8753 | 0
2033 | 10 | 27 | 11 | 923.1607 | 0
2033 | 10 | 27 | 12 | 931.0948 | 0
2033 | 10 | 27 | 13 | 936.3459 | 0
2033 | 10 | 27 | 14 | 935.6939 | 0
2033 | 10 | 27 | 15 | 935.7763 | 0
2033 | 10 | 27 | 16 | 940.6779 | 0
2033 | 10 | 27 | 17 | 941.2293 | 0
2033 | 10 | 27 | 18 | 953.1728 | 0
2033 | 10 | 27 | 19 | 938.7668 | 0
2033 | 10 | 27 | 20 | 913.7048 | 0
2033 | 10 | 27 | 21 | 885.5226 | 0
2033 | 10 | 27 | 22 | 859.11 | 0
2033 | 10 | 27 | 23 | 825.6758 | 0
2033 | 10 | 28 | 0 | 796.2909 | 0
2033 | 10 | 28 | 1 | 752.394 | 0
2033 | 10 | 28 | 2 | 730.8055 | 0
2033 | 10 | 28 | 3 | 716.961 | 0
2033 | 10 | 28 | 4 | 712.4347 | 0
2033 | 10 | 28 | 5 | 720.5234 | 0
2033 | 10 | 28 | 6 | 747.7354 | 0
2033 | 10 | 28 | 7 | 790.7862 | 0
2033 | 10 | 28 | 8 | 818.1402 | 0
2033 | 10 | 28 | 9 | 854.46 | 0
2033 | 10 | 28 | 10 | 869.6615 | 0
2033 | 10 | 28 | 11 | 882.1412 | 0
2033 | 10 | 28 | 12 | 893.7 | 0
2033 | 10 | 28 | 13 | 896.9081 | 0
2033 | 10 | 28 | 14 | 899.1953 | 0
2033 | 10 | 28 | 15 | 895.4759 | 0
2033 | 10 | 28 | 16 | 890.4909 | 0
2033 | 10 | 28 | 17 | 891.5639 | 0
2033 | 10 | 28 | 18 | 914.587 | 0
2033 | 10 | 28 | 19 | 900.9609 | 0
2033 | 10 | 28 | 20 | 876.3791 | 0
2033 | 10 | 28 | 21 | 850.6277 | 0
2033 | 10 | 28 | 22 | 832.0147 | 0
2033 | 10 | 28 | 23 | 803.1652 | 0
2033 | 10 | 29 | 0 | 771.4915 | 0
2033 | 10 | 29 | 1 | 731.9692 | 0
2033 | 10 | 29 | 2 | 705.0559 | 0
2033 | 10 | 29 | 3 | 678.1426 | 0
2033 | 10 | 29 | 4 | 672.8825 | 0
2033 | 10 | 29 | 5 | 670.019 | 0
2033 | 10 | 29 | 6 | 672.32 | 0
2033 | 10 | 29 | 7 | 682.6983 | 0
2033 | 10 | 29 | 8 | 707.616 | 0
2033 | 10 | 29 | 9 | 738.7086 | 0
2033 | 10 | 29 | 10 | 767.1837 | 0
2033 | 10 | 29 | 11 | 776.6273 | 0
2033 | 10 | 29 | 12 | 786.071 | 0
2033 | 10 | 29 | 13 | 787.7676 | 0
2033 | 10 | 29 | 14 | 787.46 | 0
2033 | 10 | 29 | 15 | 781.3567 | 0
2033 | 10 | 29 | 16 | 775.0119 | 0
2033 | 10 | 29 | 17 | 786.7794 | 0
2033 | 10 | 29 | 18 | 820.6565 | 0
2033 | 10 | 29 | 19 | 816.1813 | 0
2033 | 10 | 29 | 20 | 797.2196 | 0
2033 | 10 | 29 | 21 | 783.7758 | 0
2033 | 10 | 29 | 22 | 776.7668 | 0
2033 | 10 | 29 | 23 | 760.9538 | 0
2033 | 10 | 30 | 0 | 738.2399 | 0
2033 | 10 | 30 | 1 | 708.9495 | 0
2033 | 10 | 30 | 2 | 689.359 | 0
2033 | 10 | 30 | 3 | 676.294 | 0
2033 | 10 | 30 | 4 | 670.9699 | 0
2033 | 10 | 30 | 5 | 669.4124 | 0
2033 | 10 | 30 | 6 | 673.0396 | 0
2033 | 10 | 30 | 7 | 678.4911 | 0
2033 | 10 | 30 | 8 | 684.5354 | 0
2033 | 10 | 30 | 9 | 708.8856 | 0
2033 | 10 | 30 | 10 | 743.5899 | 0
2033 | 10 | 30 | 11 | 769.4013 | 0
2033 | 10 | 30 | 12 | 788.8463 | 0
2033 | 10 | 30 | 13 | 788.4784 | 0
2033 | 10 | 30 | 14 | 785.7654 | 0
2033 | 10 | 30 | 15 | 786.8196 | 0
2033 | 10 | 30 | 16 | 802.0174 | 0
2033 | 10 | 30 | 17 | 817.2151 | 0
2033 | 10 | 30 | 18 | 858.483 | 0
2033 | 10 | 30 | 19 | 857.6499 | 0
2033 | 10 | 30 | 20 | 840.8872 | 0
2033 | 10 | 30 | 21 | 822.8704 | 0
2033 | 10 | 30 | 22 | 816.0683 | 0
2033 | 10 | 30 | 23 | 798.6378 | 0
2033 | 10 | 31 | 0 | 774.1319 | 0
2033 | 10 | 31 | 1 | 785.1499 | 0
2033 | 10 | 31 | 2 | 797.3847 | 0
2033 | 10 | 31 | 3 | 786.6605 | 0
2033 | 10 | 31 | 4 | 783.9031 | 0
2033 | 10 | 31 | 5 | 790.8618 | 0
2033 | 10 | 31 | 6 | 817.9634 | 0
2033 | 10 | 31 | 7 | 863.6626 | 0
2033 | 10 | 31 | 8 | 899.2584 | 0
2033 | 10 | 31 | 9 | 944.0463 | 0
2033 | 10 | 31 | 10 | 962.4159 | 0
2033 | 10 | 31 | 11 | 976.0639 | 0
2033 | 10 | 31 | 12 | 985.4995 | 0
2033 | 10 | 31 | 13 | 979.2903 | 0
2033 | 10 | 31 | 14 | 976.3538 | 0
2033 | 10 | 31 | 15 | 973.2874 | 0
2033 | 10 | 31 | 16 | 976.8829 | 0
2033 | 10 | 31 | 17 | 988.9052 | 0
2033 | 10 | 31 | 18 | 1019.8251 | 19.8251
2033 | 10 | 31 | 19 | 1009.5605 | 9.5605
2033 | 10 | 31 | 20 | 987.4839 | 0
2033 | 10 | 31 | 21 | 955.8598 | 0
2033 | 10 | 31 | 22 | 934.2914 | 0
2033 | 10 | 31 | 23 | 900.8047 | 0
2033 | 11 | 1 | 0 | 858.7876 | 0
2033 | 11 | 1 | 1 | 824.4001 | 0
2033 | 11 | 1 | 2 | 835.5903 | 0
2033 | 11 | 1 | 3 | 822.2317 | 0
2033 | 11 | 1 | 4 | 816.9211 | 0
2033 | 11 | 1 | 5 | 823.3724 | 0
2033 | 11 | 1 | 6 | 845.9883 | 0
2033 | 11 | 1 | 7 | 885.7389 | 0
2033 | 11 | 1 | 8 | 915.3528 | 0
2033 | 11 | 1 | 9 | 959.3234 | 0
2033 | 11 | 1 | 10 | 980.7095 | 0
2033 | 11 | 1 | 11 | 998.7674 | 0
2033 | 11 | 1 | 12 | 1006.4952 | 0
2033 | 11 | 1 | 13 | 1002.3436 | 0
2033 | 11 | 1 | 14 | 992.0948 | 0
2033 | 11 | 1 | 15 | 987.5751 | 0
2033 | 11 | 1 | 16 | 980.4901 | 0
2033 | 11 | 1 | 17 | 991.8516 | 0
2033 | 11 | 1 | 18 | 1028.7967 | 0
2033 | 11 | 1 | 19 | 1013.3323 | 0
2033 | 11 | 1 | 20 | 987.914 | 0
2033 | 11 | 1 | 21 | 955.6973 | 0
2033 | 11 | 1 | 22 | 939.785 | 0
2033 | 11 | 1 | 23 | 909.7896 | 0
2033 | 11 | 2 | 0 | 874.5595 | 0
2033 | 11 | 2 | 1 | 871.0139 | 0
2033 | 11 | 2 | 2 | 884.7568 | 0
2033 | 11 | 2 | 3 | 873.4059 | 0
2033 | 11 | 2 | 4 | 874.032 | 0
2033 | 11 | 2 | 5 | 887.8712 | 0
2033 | 11 | 2 | 6 | 918.5872 | 0
2033 | 11 | 2 | 7 | 964.661 | 0
2033 | 11 | 2 | 8 | 994.2806 | 0
2033 | 11 | 2 | 9 | 1018.4669 | 0
2033 | 11 | 2 | 10 | 1035.2546 | 0
2033 | 11 | 2 | 11 | 1047.7872 | 0
2033 | 11 | 2 | 12 | 1056.8311 | 6.8311
2033 | 11 | 2 | 13 | 1053.1049 | 3.1049
2033 | 11 | 2 | 14 | 1053.3996 | 3.3996
2033 | 11 | 2 | 15 | 1055.5107 | 5.5107
2033 | 11 | 2 | 16 | 1064.4349 | 14.4349
2033 | 11 | 2 | 17 | 1080.0036 | 30.0036
2033 | 11 | 2 | 18 | 1096.1891 | 46.1891
2033 | 11 | 2 | 19 | 1112.3745 | 62.3745
2033 | 11 | 2 | 20 | 1087.4428 | 37.4428
2033 | 11 | 2 | 21 | 1053.0308 | 3.0308
2033 | 11 | 2 | 22 | 1030.1522 | 0
2033 | 11 | 2 | 23 | 994.2242 | 0
2033 | 11 | 3 | 0 | 957.7517 | 0
2033 | 11 | 3 | 1 | 919.2849 | 0
2033 | 11 | 3 | 2 | 912.687 | 0
2033 | 11 | 3 | 3 | 898.3743 | 0
2033 | 11 | 3 | 4 | 898.4054 | 0
2033 | 11 | 3 | 5 | 909.472 | 0
2033 | 11 | 3 | 6 | 946.2611 | 0
2033 | 11 | 3 | 7 | 1008.4114 | 0
2033 | 11 | 3 | 8 | 1042.2373 | 0
2033 | 11 | 3 | 9 | 1079.9157 | 29.9157
2033 | 11 | 3 | 10 | 1084.939 | 34.939
2033 | 11 | 3 | 11 | 1096.4029 | 46.4029
2033 | 11 | 3 | 12 | 1108.9684 | 58.9684
2033 | 11 | 3 | 13 | 1108.2324 | 58.2324
2033 | 11 | 3 | 14 | 1104.0635 | 54.0635
2033 | 11 | 3 | 15 | 1092.3734 | 42.3734
2033 | 11 | 3 | 16 | 1089.117 | 39.117
2033 | 11 | 3 | 17 | 1096.4059 | 46.4059
2033 | 11 | 3 | 18 | 1138.862 | 88.862
2033 | 11 | 3 | 19 | 1130.0228 | 80.0228
2033 | 11 | 3 | 20 | 1106.7921 | 56.7921
2033 | 11 | 3 | 21 | 1067.6849 | 17.6849
2033 | 11 | 3 | 22 | 1040.0583 | 0
2033 | 11 | 3 | 23 | 1003.2943 | 0
2033 | 11 | 4 | 0 | 962.6149 | 0
2033 | 11 | 4 | 1 | 969.3272 | 0
2033 | 11 | 4 | 2 | 975.0485 | 0
2033 | 11 | 4 | 3 | 959.6032 | 0
2033 | 11 | 4 | 4 | 958.0187 | 0
2033 | 11 | 4 | 5 | 969.5424 | 0
2033 | 11 | 4 | 6 | 1009.7059 | 0
2033 | 11 | 4 | 7 | 1076.238 | 26.238
2033 | 11 | 4 | 8 | 1113.6796 | 63.6796
2033 | 11 | 4 | 9 | 1148.5759 | 98.5759
2033 | 11 | 4 | 10 | 1151.4446 | 101.4446
2033 | 11 | 4 | 11 | 1162.6797 | 112.6797
2033 | 11 | 4 | 12 | 1173.4316 | 123.4316
2033 | 11 | 4 | 13 | 1164.3872 | 114.3872
2033 | 11 | 4 | 14 | 1155.5862 | 105.5862
2033 | 11 | 4 | 15 | 1146.3072 | 96.3072
2033 | 11 | 4 | 16 | 1138.3563 | 88.3563
2033 | 11 | 4 | 17 | 1143.6345 | 93.6345
2033 | 11 | 4 | 18 | 1192.2653 | 142.2653
2033 | 11 | 4 | 19 | 1180.4634 | 130.4634
2033 | 11 | 4 | 20 | 1155.5724 | 105.5724
2033 | 11 | 4 | 21 | 1135.6281 | 85.6281
2033 | 11 | 4 | 22 | 1108.6075 | 58.6075
2033 | 11 | 4 | 23 | 1063.9499 | 13.9499
2033 | 11 | 5 | 0 | 1020.1672 | 0
2033 | 11 | 5 | 1 | 962.2734 | 0
2033 | 11 | 5 | 2 | 904.3796 | 0
2033 | 11 | 5 | 3 | 883.1968 | 0
2033 | 11 | 5 | 4 | 873.667 | 0
2033 | 11 | 5 | 5 | 873.4672 | 0
2033 | 11 | 5 | 6 | 885.755 | 0
2033 | 11 | 5 | 7 | 905.2169 | 0
2033 | 11 | 5 | 8 | 913.1579 | 0
2033 | 11 | 5 | 9 | 937.2588 | 0
2033 | 11 | 5 | 10 | 967.6497 | 0
2033 | 11 | 5 | 11 | 989.7078 | 0
2033 | 11 | 5 | 12 | 1003.598 | 0
2033 | 11 | 5 | 13 | 996.7364 | 0
2033 | 11 | 5 | 14 | 987.7844 | 0
2033 | 11 | 5 | 15 | 980.9091 | 0
2033 | 11 | 5 | 16 | 979.2628 | 0
2033 | 11 | 5 | 17 | 995.411 | 0
2033 | 11 | 5 | 18 | 1048.7021 | 0
2033 | 11 | 5 | 19 | 1047.1585 | 0
2033 | 11 | 5 | 20 | 1027.223 | 0
2033 | 11 | 5 | 21 | 1013.1295 | 0
2033 | 11 | 5 | 22 | 998.4102 | 0
2033 | 11 | 5 | 23 | 970.7566 | 0
2033 | 11 | 6 | 0 | 937.7447 | 0
2033 | 11 | 6 | 1 | 901.3967 | 0
2033 | 11 | 6 | 2 | 874.7507 | 0
2033 | 11 | 6 | 3 | 853.9979 | 0
2033 | 11 | 6 | 4 | 844.5556 | 0
2033 | 11 | 6 | 5 | 836.3153 | 0
2033 | 11 | 6 | 6 | 836.0306 | 0
2033 | 11 | 6 | 7 | 841.3916 | 0
2033 | 11 | 6 | 8 | 851.5757 | 0
2033 | 11 | 6 | 9 | 874.2785 | 0
2033 | 11 | 6 | 10 | 908.136 | 0
2033 | 11 | 6 | 11 | 940.5702 | 0
2033 | 11 | 6 | 12 | 960.1093 | 0
2033 | 11 | 6 | 13 | 961.5549 | 0
2033 | 11 | 6 | 14 | 962.9399 | 0
2033 | 11 | 6 | 15 | 957.665 | 0
2033 | 11 | 6 | 16 | 966.7269 | 0
2033 | 11 | 6 | 17 | 990.8024 | 0
2033 | 11 | 6 | 18 | 1011.5262 | 0
2033 | 11 | 6 | 19 | 1011.9855 | 0
2033 | 11 | 6 | 20 | 1012.4449 | 0
2033 | 11 | 6 | 21 | 987.4376 | 0
2033 | 11 | 6 | 22 | 975.3247 | 0
2033 | 11 | 6 | 23 | 952.0396 | 0
2033 | 11 | 7 | 0 | 921.0344 | 0
2033 | 11 | 7 | 1 | 940.5576 | 0
2033 | 11 | 7 | 2 | 960.0807 | 0
2033 | 11 | 7 | 3 | 943.5795 | 0
2033 | 11 | 7 | 4 | 935.7349 | 0
2033 | 11 | 7 | 5 | 941.3729 | 0
2033 | 11 | 7 | 6 | 971.6207 | 0
2033 | 11 | 7 | 7 | 1014.1366 | 0
2033 | 11 | 7 | 8 | 1039.0214 | 0
2033 | 11 | 7 | 9 | 1083.848 | 33.848
2033 | 11 | 7 | 10 | 1107.7213 | 57.7213
2033 | 11 | 7 | 11 | 1123.0655 | 73.0655
2033 | 11 | 7 | 12 | 1140.6533 | 90.6533
2033 | 11 | 7 | 13 | 1136.5953 | 86.5953
2033 | 11 | 7 | 14 | 1135.7892 | 85.7892
2033 | 11 | 7 | 15 | 1136.4515 | 86.4515
2033 | 11 | 7 | 16 | 1143.5371 | 93.5371
2033 | 11 | 7 | 17 | 1159.8543 | 109.8543
2033 | 11 | 7 | 18 | 1198.177 | 148.177
2033 | 11 | 7 | 19 | 1176.2643 | 126.2643
2033 | 11 | 7 | 20 | 1148.6838 | 98.6838
2033 | 11 | 7 | 21 | 1107.9836 | 57.9836
2033 | 11 | 7 | 22 | 1087.5888 | 37.5888
2033 | 11 | 7 | 23 | 1059.5526 | 9.5526
2033 | 11 | 8 | 0 | 1024.8601 | 0
2033 | 11 | 8 | 1 | 974.1169 | 0
2033 | 11 | 8 | 2 | 948.8573 | 0
2033 | 11 | 8 | 3 | 930.812 | 0
2033 | 11 | 8 | 4 | 921.8492 | 0
2033 | 11 | 8 | 5 | 918.5055 | 0
2033 | 11 | 8 | 6 | 930.3213 | 0
2033 | 11 | 8 | 7 | 965.292 | 0
2033 | 11 | 8 | 8 | 1018.8573 | 0
2033 | 11 | 8 | 9 | 1065.0496 | 15.0496
2033 | 11 | 8 | 10 | 1093.5261 | 43.5261
2033 | 11 | 8 | 11 | 1108.1821 | 58.1821
2033 | 11 | 8 | 12 | 1122.8381 | 72.8381
2033 | 11 | 8 | 13 | 1128.1263 | 78.1263
2033 | 11 | 8 | 14 | 1131.3254 | 81.3254
2033 | 11 | 8 | 15 | 1128.9943 | 78.9943
2033 | 11 | 8 | 16 | 1123.605 | 73.605
2033 | 11 | 8 | 17 | 1147.5393 | 97.5393
2033 | 11 | 8 | 18 | 1185.9775 | 135.9775
2033 | 11 | 8 | 19 | 1158.4336 | 108.4336
2033 | 11 | 8 | 20 | 1128.2441 | 78.2441
2033 | 11 | 8 | 21 | 1099.4479 | 49.4479
2033 | 11 | 8 | 22 | 1085.4066 | 35.4066
2033 | 11 | 8 | 23 | 1052.6442 | 2.6442
2033 | 11 | 9 | 0 | 1014.6351 | 0
2033 | 11 | 9 | 1 | 946.1385 | 0
2033 | 11 | 9 | 2 | 922.1304 | 0
2033 | 11 | 9 | 3 | 905.6405 | 0
2033 | 11 | 9 | 4 | 902.707 | 0
2033 | 11 | 9 | 5 | 915.1047 | 0
2033 | 11 | 9 | 6 | 949.2882 | 0
2033 | 11 | 9 | 7 | 992.0061 | 0
2033 | 11 | 9 | 8 | 1016.4989 | 0
2033 | 11 | 9 | 9 | 1033.9273 | 0
2033 | 11 | 9 | 10 | 1054.8793 | 4.8793
2033 | 11 | 9 | 11 | 1070.0122 | 20.0122
2033 | 11 | 9 | 12 | 1085.575 | 35.575
2033 | 11 | 9 | 13 | 1085.8334 | 35.8334
2033 | 11 | 9 | 14 | 1084.7018 | 34.7018
2033 | 11 | 9 | 15 | 1086.739 | 36.739
2033 | 11 | 9 | 16 | 1095.6794 | 45.6794
2033 | 11 | 9 | 17 | 1116.4904 | 66.4904
2033 | 11 | 9 | 18 | 1158.2206 | 108.2206
2033 | 11 | 9 | 19 | 1133.5096 | 83.5096
2033 | 11 | 9 | 20 | 1104.9217 | 54.9217
2033 | 11 | 9 | 21 | 1073.0603 | 23.0603
2033 | 11 | 9 | 22 | 1050.3043 | 0.30435
2033 | 11 | 9 | 23 | 1012.0729 | 0
2033 | 11 | 10 | 0 | 977.4414 | 0
2033 | 11 | 10 | 1 | 970.9333 | 0
2033 | 11 | 10 | 2 | 948.3277 | 0
2033 | 11 | 10 | 3 | 932.7781 | 0
2033 | 11 | 10 | 4 | 932.0453 | 0
2033 | 11 | 10 | 5 | 942.2673 | 0
2033 | 11 | 10 | 6 | 974.591 | 0
2033 | 11 | 10 | 7 | 1026.3107 | 0
2033 | 11 | 10 | 8 | 1059.8357 | 9.8357
2033 | 11 | 10 | 9 | 1093.7637 | 43.7637
2033 | 11 | 10 | 10 | 1100.7831 | 50.7831
2033 | 11 | 10 | 11 | 1117.9453 | 67.9453
2033 | 11 | 10 | 12 | 1138.4151 | 88.4151
2033 | 11 | 10 | 13 | 1147.0808 | 97.0808
2033 | 11 | 10 | 14 | 1150.4532 | 100.4532
2033 | 11 | 10 | 15 | 1142.1138 | 92.1138
2033 | 11 | 10 | 16 | 1141.7555 | 91.7555
2033 | 11 | 10 | 17 | 1157.6893 | 107.6893
2033 | 11 | 10 | 18 | 1189.4072 | 139.4072
2033 | 11 | 10 | 19 | 1167.8457 | 117.8457
2033 | 11 | 10 | 20 | 1135.0337 | 85.0337
2033 | 11 | 10 | 21 | 1093.6035 | 43.6035
2033 | 11 | 10 | 22 | 1069.6771 | 19.6771
2033 | 11 | 10 | 23 | 1041.9747 | 0
2033 | 11 | 11 | 0 | 1008.2257 | 0
2033 | 11 | 11 | 1 | 949.7382 | 0
2033 | 11 | 11 | 2 | 927.1226 | 0
2033 | 11 | 11 | 3 | 911.9642 | 0
2033 | 11 | 11 | 4 | 910.2349 | 0
2033 | 11 | 11 | 5 | 920.6206 | 0
2033 | 11 | 11 | 6 | 955.482 | 0
2033 | 11 | 11 | 7 | 1011.9866 | 0
2033 | 11 | 11 | 8 | 1039.9612 | 0
2033 | 11 | 11 | 9 | 1065.7011 | 15.7011
2033 | 11 | 11 | 10 | 1072.8526 | 22.8526
2033 | 11 | 11 | 11 | 1084.3982 | 34.3982
2033 | 11 | 11 | 12 | 1096.5184 | 46.5184
2033 | 11 | 11 | 13 | 1104.0832 | 54.0832
2033 | 11 | 11 | 14 | 1100.9888 | 50.9888
2033 | 11 | 11 | 15 | 1101.7596 | 51.7596
2033 | 11 | 11 | 16 | 1102.5303 | 52.5303
2033 | 11 | 11 | 17 | 1119.8001 | 69.8001
2033 | 11 | 11 | 18 | 1150.5818 | 100.5818
2033 | 11 | 11 | 19 | 1123.5857 | 73.5857
2033 | 11 | 11 | 20 | 1092.0697 | 42.0697
2033 | 11 | 11 | 21 | 1067.6838 | 17.6838
2033 | 11 | 11 | 22 | 1046.8579 | 0
2033 | 11 | 11 | 23 | 1012.9814 | 0
2033 | 11 | 12 | 0 | 979.716 | 0
2033 | 11 | 12 | 1 | 934.4219 | 0
2033 | 11 | 12 | 2 | 889.1278 | 0
2033 | 11 | 12 | 3 | 869.3625 | 0
2033 | 11 | 12 | 4 | 857.8277 | 0
2033 | 11 | 12 | 5 | 852.0672 | 0
2033 | 11 | 12 | 6 | 854.3253 | 0
2033 | 11 | 12 | 7 | 868.5366 | 0
2033 | 11 | 12 | 8 | 894.5351 | 0
2033 | 11 | 12 | 9 | 924.1912 | 0
2033 | 11 | 12 | 10 | 952.8958 | 0
2033 | 11 | 12 | 11 | 973.5536 | 0
2033 | 11 | 12 | 12 | 990.0115 | 0
2033 | 11 | 12 | 13 | 983.6933 | 0
2033 | 11 | 12 | 14 | 977.7755 | 0
2033 | 11 | 12 | 15 | 974.1522 | 0
2033 | 11 | 12 | 16 | 977.5613 | 0
2033 | 11 | 12 | 17 | 1003.3177 | 0
2033 | 11 | 12 | 18 | 1045.0459 | 0
2033 | 11 | 12 | 19 | 1031.3052 | 0
2033 | 11 | 12 | 20 | 1008.3293 | 0
2033 | 11 | 12 | 21 | 987.744 | 0
2033 | 11 | 12 | 22 | 979.3055 | 0
2033 | 11 | 12 | 23 | 958.9607 | 0
2033 | 11 | 13 | 0 | 924.9073 | 0
2033 | 11 | 13 | 1 | 885.7489 | 0
2033 | 11 | 13 | 2 | 858.0302 | 0
2033 | 11 | 13 | 3 | 836.5051 | 0
2033 | 11 | 13 | 4 | 824.9253 | 0
2033 | 11 | 13 | 5 | 816.7247 | 0
2033 | 11 | 13 | 6 | 815.6112 | 0
2033 | 11 | 13 | 7 | 822.2125 | 0
2033 | 11 | 13 | 8 | 842.2314 | 0
2033 | 11 | 13 | 9 | 870.7944 | 0
2033 | 11 | 13 | 10 | 901.4947 | 0
2033 | 11 | 13 | 11 | 926.2094 | 0
2033 | 11 | 13 | 12 | 950.0079 | 0
2033 | 11 | 13 | 13 | 948.3334 | 0
2033 | 11 | 13 | 14 | 945.7034 | 0
2033 | 11 | 13 | 15 | 947.8155 | 0
2033 | 11 | 13 | 16 | 955.1459 | 0
2033 | 11 | 13 | 17 | 987.9524 | 0
2033 | 11 | 13 | 18 | 1043.0096 | 0
2033 | 11 | 13 | 19 | 1042.7615 | 0
2033 | 11 | 13 | 20 | 1030.9339 | 0
2033 | 11 | 13 | 21 | 1010.6992 | 0
2033 | 11 | 13 | 22 | 996.7713 | 0
2033 | 11 | 13 | 23 | 973.2818 | 0
2033 | 11 | 14 | 0 | 936.3857 | 0
2033 | 11 | 14 | 1 | 950.7265 | 0
2033 | 11 | 14 | 2 | 965.0673 | 0
2033 | 11 | 14 | 3 | 948.957 | 0
2033 | 11 | 14 | 4 | 942.5393 | 0
2033 | 11 | 14 | 5 | 945.5131 | 0
2033 | 11 | 14 | 6 | 970.8366 | 0
2033 | 11 | 14 | 7 | 1008.4416 | 0
2033 | 11 | 14 | 8 | 1037.4691 | 0
2033 | 11 | 14 | 9 | 1079.9177 | 29.9177
2033 | 11 | 14 | 10 | 1100.994 | 50.994
2033 | 11 | 14 | 11 | 1112.8714 | 62.8714
2033 | 11 | 14 | 12 | 1124.7487 | 74.7487
2033 | 11 | 14 | 13 | 1134.7718 | 84.7718
2033 | 11 | 14 | 14 | 1134.9209 | 84.9209
2033 | 11 | 14 | 15 | 1130.1933 | 80.1933
2033 | 11 | 14 | 16 | 1140.059 | 90.059
2033 | 11 | 14 | 17 | 1166.8015 | 116.8015
2033 | 11 | 14 | 18 | 1202.4295 | 152.4295
2033 | 11 | 14 | 19 | 1180.5798 | 130.5798
2033 | 11 | 14 | 20 | 1154.5797 | 104.5797
2033 | 11 | 14 | 21 | 1115.6997 | 65.6997
2033 | 11 | 14 | 22 | 1100.7017 | 50.7017
2033 | 11 | 14 | 23 | 1075.6501 | 25.6501
2033 | 11 | 15 | 0 | 1043.1944 | 0
2033 | 11 | 15 | 1 | 1008.9624 | 0
2033 | 11 | 15 | 2 | 985.6459 | 0
2033 | 11 | 15 | 3 | 970.1589 | 0
2033 | 11 | 15 | 4 | 962.4827 | 0
2033 | 11 | 15 | 5 | 967.3502 | 0
2033 | 11 | 15 | 6 | 989.8797 | 0
2033 | 11 | 15 | 7 | 1033.7967 | 0
2033 | 11 | 15 | 8 | 1074.8013 | 24.8013
2033 | 11 | 15 | 9 | 1111.8189 | 61.8189
2033 | 11 | 15 | 10 | 1141.0282 | 91.0282
2033 | 11 | 15 | 11 | 1165.2152 | 115.2152
2033 | 11 | 15 | 12 | 1177.3801 | 127.3801
2033 | 11 | 15 | 13 | 1172.6743 | 122.6743
2033 | 11 | 15 | 14 | 1160.4445 | 110.4445
2033 | 11 | 15 | 15 | 1153.9307 | 103.9307
2033 | 11 | 15 | 16 | 1144.2202 | 94.2202
2033 | 11 | 15 | 17 | 1170.4517 | 120.4517
2033 | 11 | 15 | 18 | 1214.6299 | 164.6299
2033 | 11 | 15 | 19 | 1195.6824 | 145.6824
2033 | 11 | 15 | 20 | 1169.3239 | 119.3239
2033 | 11 | 15 | 21 | 1133.633 | 83.633
2033 | 11 | 15 | 22 | 1119.8936 | 69.8936
2033 | 11 | 15 | 23 | 1091.3982 | 41.3982
2033 | 11 | 16 | 0 | 1057.8845 | 7.8845
2033 | 11 | 16 | 1 | 1033.8319 | 0
2033 | 11 | 16 | 2 | 1009.5993 | 0
2033 | 11 | 16 | 3 | 993.9804 | 0
2033 | 11 | 16 | 4 | 990.9039 | 0
2033 | 11 | 16 | 5 | 999.0316 | 0
2033 | 11 | 16 | 6 | 1027.0606 | 0
2033 | 11 | 16 | 7 | 1069.7968 | 19.7968
2033 | 11 | 16 | 8 | 1112.0672 | 62.0672
2033 | 11 | 16 | 9 | 1132.157 | 82.157
2033 | 11 | 16 | 10 | 1151.0937 | 101.0937
2033 | 11 | 16 | 11 | 1167.1278 | 117.1278
2033 | 11 | 16 | 12 | 1182.3989 | 132.3989
2033 | 11 | 16 | 13 | 1177.8203 | 127.8203
2033 | 11 | 16 | 14 | 1176.8388 | 126.8388
2033 | 11 | 16 | 15 | 1180.7186 | 130.7186
2033 | 11 | 16 | 16 | 1194.4162 | 144.4162
2033 | 11 | 16 | 17 | 1220.178 | 170.178
2033 | 11 | 16 | 18 | 1235.8747 | 185.8747
2033 | 11 | 16 | 19 | 1251.5715 | 201.5715
2033 | 11 | 16 | 20 | 1229.3793 | 179.3793
2033 | 11 | 16 | 21 | 1195.8108 | 145.8108
2033 | 11 | 16 | 22 | 1174.7908 | 124.7908
2033 | 11 | 16 | 23 | 1138.6028 | 88.6028
2033 | 11 | 17 | 0 | 1094.831 | 44.831
2033 | 11 | 17 | 1 | 1052.9304 | 2.9304
2033 | 11 | 17 | 2 | 1011.0298 | 0
2033 | 11 | 17 | 3 | 992.7471 | 0
2033 | 11 | 17 | 4 | 988.6358 | 0
2033 | 11 | 17 | 5 | 997.9974 | 0
2033 | 11 | 17 | 6 | 1030.6302 | 0
2033 | 11 | 17 | 7 | 1085.7904 | 35.7904
2033 | 11 | 17 | 8 | 1129.0055 | 79.0055
2033 | 11 | 17 | 9 | 1150.3151 | 100.3151
2033 | 11 | 17 | 10 | 1155.1533 | 105.1533
2033 | 11 | 17 | 11 | 1173.1514 | 123.1514
2033 | 11 | 17 | 12 | 1193.1863 | 143.1863
2033 | 11 | 17 | 13 | 1193.6094 | 143.6094
2033 | 11 | 17 | 14 | 1189.7241 | 139.7241
2033 | 11 | 17 | 15 | 1190.5121 | 140.5121
2033 | 11 | 17 | 16 | 1204.1814 | 154.1814
2033 | 11 | 17 | 17 | 1217.8507 | 167.8507
2033 | 11 | 17 | 18 | 1251.3477 | 201.3477
2033 | 11 | 17 | 19 | 1230.9648 | 180.9648
2033 | 11 | 17 | 20 | 1201.4374 | 151.4374
2033 | 11 | 17 | 21 | 1169.2367 | 119.2367
2033 | 11 | 17 | 22 | 1140.8381 | 90.8381
2033 | 11 | 17 | 23 | 1103.8381 | 53.8381
2033 | 11 | 18 | 0 | 1060.0468 | 10.0468
2033 | 11 | 18 | 1 | 1030.0498 | 0
2033 | 11 | 18 | 2 | 1003.8584 | 0
2033 | 11 | 18 | 3 | 984.4411 | 0
2033 | 11 | 18 | 4 | 977.8242 | 0
2033 | 11 | 18 | 5 | 983.3254 | 0
2033 | 11 | 18 | 6 | 1008.1739 | 0
2033 | 11 | 18 | 7 | 1049.1718 | 0
2033 | 11 | 18 | 8 | 1078.2549 | 28.2549
2033 | 11 | 18 | 9 | 1107.8327 | 57.8327
2033 | 11 | 18 | 10 | 1112.6061 | 62.6061
2033 | 11 | 18 | 11 | 1127.039 | 77.039
2033 | 11 | 18 | 12 | 1147.5105 | 97.5105
2033 | 11 | 18 | 13 | 1146.6964 | 96.6964
2033 | 11 | 18 | 14 | 1143.5329 | 93.5329
2033 | 11 | 18 | 15 | 1144.0177 | 94.0177
2033 | 11 | 18 | 16 | 1147.5328 | 97.5328
2033 | 11 | 18 | 17 | 1165.2087 | 115.2087
2033 | 11 | 18 | 18 | 1166.1577 | 116.1577
2033 | 11 | 18 | 19 | 1167.1066 | 117.1066
2033 | 11 | 18 | 20 | 1134.9091 | 84.9091
2033 | 11 | 18 | 21 | 1096.9312 | 46.9312
2033 | 11 | 18 | 22 | 1083.3639 | 33.3639
2033 | 11 | 18 | 23 | 1060.8451 | 10.8451
2033 | 11 | 19 | 0 | 1031.1807 | 0
2033 | 11 | 19 | 1 | 970.2166 | 0
2033 | 11 | 19 | 2 | 909.2524 | 0
2033 | 11 | 19 | 3 | 888.4459 | 0
2033 | 11 | 19 | 4 | 878.9589 | 0
2033 | 11 | 19 | 5 | 872.6317 | 0
2033 | 11 | 19 | 6 | 876.3053 | 0
2033 | 11 | 19 | 7 | 892.2037 | 0
2033 | 11 | 19 | 8 | 920.915 | 0
2033 | 11 | 19 | 9 | 951.7143 | 0
2033 | 11 | 19 | 10 | 988.0191 | 0
2033 | 11 | 19 | 11 | 1011.9665 | 0
2033 | 11 | 19 | 12 | 1030.2925 | 0
2033 | 11 | 19 | 13 | 1025.3119 | 0
2033 | 11 | 19 | 14 | 1021.3038 | 0
2033 | 11 | 19 | 15 | 1017.279 | 0
2033 | 11 | 19 | 16 | 1025.7084 | 0
2033 | 11 | 19 | 17 | 1054.2785 | 4.2785
2033 | 11 | 19 | 18 | 1066.4751 | 16.4751
2033 | 11 | 19 | 19 | 1078.6718 | 28.6718
2033 | 11 | 19 | 20 | 1050.2104 | 0.21037
2033 | 11 | 19 | 21 | 1032.5979 | 0
2033 | 11 | 19 | 22 | 1025.3639 | 0
2033 | 11 | 19 | 23 | 1006.105 | 0
2033 | 11 | 20 | 0 | 978.4202 | 0
2033 | 11 | 20 | 1 | 930.6911 | 0
2033 | 11 | 20 | 2 | 902.4158 | 0
2033 | 11 | 20 | 3 | 880.2911 | 0
2033 | 11 | 20 | 4 | 869.687 | 0
2033 | 11 | 20 | 5 | 863.298 | 0
2033 | 11 | 20 | 6 | 863.2233 | 0
2033 | 11 | 20 | 7 | 865.5643 | 0
2033 | 11 | 20 | 8 | 881.963 | 0
2033 | 11 | 20 | 9 | 909.2933 | 0
2033 | 11 | 20 | 10 | 944.6519 | 0
2033 | 11 | 20 | 11 | 977.7258 | 0
2033 | 11 | 20 | 12 | 1004.9673 | 0
2033 | 11 | 20 | 13 | 1008.2224 | 0
2033 | 11 | 20 | 14 | 1009.6786 | 0
2033 | 11 | 20 | 15 | 1014.0872 | 0
2033 | 11 | 20 | 16 | 1027.5105 | 0
2033 | 11 | 20 | 17 | 1066.0934 | 16.0934
2033 | 11 | 20 | 18 | 1128.1691 | 78.1691
2033 | 11 | 20 | 19 | 1119.5301 | 69.5301
2033 | 11 | 20 | 20 | 1100.1088 | 50.1088
2033 | 11 | 20 | 21 | 1074.3593 | 24.3593
2033 | 11 | 20 | 22 | 1053.7047 | 3.7047
2033 | 11 | 20 | 23 | 1027.119 | 0
2033 | 11 | 21 | 0 | 989.4535 | 0
2033 | 11 | 21 | 1 | 1033.7302 | 0
2033 | 11 | 21 | 2 | 1009.3008 | 0
2033 | 11 | 21 | 3 | 991.2683 | 0
2033 | 11 | 21 | 4 | 981.2269 | 0
2033 | 11 | 21 | 5 | 984.5961 | 0
2033 | 11 | 21 | 6 | 1011.7749 | 0
2033 | 11 | 21 | 7 | 1053.3282 | 3.3282
2033 | 11 | 21 | 8 | 1093.0394 | 43.0394
2033 | 11 | 21 | 9 | 1120.175 | 70.175
2033 | 11 | 21 | 10 | 1148.9913 | 98.9913
2033 | 11 | 21 | 11 | 1166.3752 | 116.3752
2033 | 11 | 21 | 12 | 1183.759 | 133.759
2033 | 11 | 21 | 13 | 1195.9855 | 145.9855
2033 | 11 | 21 | 14 | 1194.2107 | 144.2107
2033 | 11 | 21 | 15 | 1200.1624 | 150.1624
2033 | 11 | 21 | 16 | 1213.4842 | 163.4842
2033 | 11 | 21 | 17 | 1237.83 | 187.83
2033 | 11 | 21 | 18 | 1269.756 | 219.756
2033 | 11 | 21 | 19 | 1244.788 | 194.788
2033 | 11 | 21 | 20 | 1217.9745 | 167.9745
2033 | 11 | 21 | 21 | 1181.513 | 131.513
2033 | 11 | 21 | 22 | 1157.4104 | 107.4104
2033 | 11 | 21 | 23 | 1127.241 | 77.241
2033 | 11 | 22 | 0 | 1082.6526 | 32.6526
2033 | 11 | 22 | 1 | 1029.5523 | 0
2033 | 11 | 22 | 2 | 999.3821 | 0
2033 | 11 | 22 | 3 | 980.8867 | 0
2033 | 11 | 22 | 4 | 971.3783 | 0
2033 | 11 | 22 | 5 | 975.2144 | 0
2033 | 11 | 22 | 6 | 993.6779 | 0
2033 | 11 | 22 | 7 | 1042.9237 | 0
2033 | 11 | 22 | 8 | 1094.7729 | 44.7729
2033 | 11 | 22 | 9 | 1130.1804 | 80.1804
2033 | 11 | 22 | 10 | 1163.2679 | 113.2679
2033 | 11 | 22 | 11 | 1192.3342 | 142.3342
2033 | 11 | 22 | 12 | 1209.5532 | 159.5532
2033 | 11 | 22 | 13 | 1207.3932 | 157.3932
2033 | 11 | 22 | 14 | 1198.9377 | 148.9377
2033 | 11 | 22 | 15 | 1191.0648 | 141.0648
2033 | 11 | 22 | 16 | 1173.623 | 123.623
2033 | 11 | 22 | 17 | 1200.0819 | 150.0819
2033 | 11 | 22 | 18 | 1213.3635 | 163.3635
2033 | 11 | 22 | 19 | 1207.3381 | 157.3381
2033 | 11 | 22 | 20 | 1201.3127 | 151.3127
2033 | 11 | 22 | 21 | 1168.3369 | 118.3369
2033 | 11 | 22 | 22 | 1151.9409 | 101.9409
2033 | 11 | 22 | 23 | 1119.4015 | 69.4015
2033 | 11 | 23 | 0 | 1075.2161 | 25.2161
2033 | 11 | 23 | 1 | 1029.189 | 0
2033 | 11 | 23 | 2 | 1003.6745 | 0
2033 | 11 | 23 | 3 | 985.3921 | 0
2033 | 11 | 23 | 4 | 981.2933 | 0
2033 | 11 | 23 | 5 | 986.9519 | 0
2033 | 11 | 23 | 6 | 1011.2375 | 0
2033 | 11 | 23 | 7 | 1054.5436 | 4.5436
2033 | 11 | 23 | 8 | 1101.7133 | 51.7133
2033 | 11 | 23 | 9 | 1121.3632 | 71.3632
2033 | 11 | 23 | 10 | 1141.7895 | 91.7895
2033 | 11 | 23 | 11 | 1157.2733 | 107.2733
2033 | 11 | 23 | 12 | 1174.2393 | 124.2393
2033 | 11 | 23 | 13 | 1173.6587 | 123.6587
2033 | 11 | 23 | 14 | 1174.9389 | 124.9389
2033 | 11 | 23 | 15 | 1179.5126 | 129.5126
2033 | 11 | 23 | 16 | 1191.929 | 141.929
2033 | 11 | 23 | 17 | 1219.9525 | 169.9525
2033 | 11 | 23 | 18 | 1233.484 | 183.484
2033 | 11 | 23 | 19 | 1247.0156 | 197.0156
2033 | 11 | 23 | 20 | 1223.831 | 173.831
2033 | 11 | 23 | 21 | 1189.3072 | 139.3072
2033 | 11 | 23 | 22 | 1166.0564 | 116.0564
2033 | 11 | 23 | 23 | 1129.2832 | 79.2832
2033 | 11 | 24 | 0 | 1083.3247 | 33.3247
2033 | 11 | 24 | 1 | 1025.1884 | 0
2033 | 11 | 24 | 2 | 999.6069 | 0
2033 | 11 | 24 | 3 | 977.8063 | 0
2033 | 11 | 24 | 4 | 972.9402 | 0
2033 | 11 | 24 | 5 | 978.4927 | 0
2033 | 11 | 24 | 6 | 1008.8384 | 0
2033 | 11 | 24 | 7 | 1064.2588 | 14.2588
2033 | 11 | 24 | 8 | 1119.8848 | 69.8848
2033 | 11 | 24 | 9 | 1160.0397 | 110.0397
2033 | 11 | 24 | 10 | 1166.0556 | 116.0556
2033 | 11 | 24 | 11 | 1193.3241 | 143.3241
2033 | 11 | 24 | 12 | 1212.1687 | 162.1687
2033 | 11 | 24 | 13 | 1212.0959 | 162.0959
2033 | 11 | 24 | 14 | 1210.9694 | 160.9694
2033 | 11 | 24 | 15 | 1205.2441 | 155.2441
2033 | 11 | 24 | 16 | 1197.8229 | 147.8229
2033 | 11 | 24 | 17 | 1222.5978 | 172.5978
2033 | 11 | 24 | 18 | 1265.1329 | 215.1329
2033 | 11 | 24 | 19 | 1249.9771 | 199.9771
2033 | 11 | 24 | 20 | 1227.2852 | 177.2852
2033 | 11 | 24 | 21 | 1192.3652 | 142.3652
2033 | 11 | 24 | 22 | 1153.3799 | 103.3799
2033 | 11 | 24 | 23 | 1121.8618 | 71.8618
2033 | 11 | 25 | 0 | 1076.5146 | 26.5146
2033 | 11 | 25 | 1 | 1045.433 | 0
2033 | 11 | 25 | 2 | 1014.3513 | 0
2033 | 11 | 25 | 3 | 995.9261 | 0
2033 | 11 | 25 | 4 | 988.1127 | 0
2033 | 11 | 25 | 5 | 992.7992 | 0
2033 | 11 | 25 | 6 | 1021.0708 | 0
2033 | 11 | 25 | 7 | 1071.8362 | 21.8362
2033 | 11 | 25 | 8 | 1119.6519 | 69.6519
2033 | 11 | 25 | 9 | 1141.4168 | 91.4168
2033 | 11 | 25 | 10 | 1150.5357 | 100.5357
2033 | 11 | 25 | 11 | 1168.4739 | 118.4739
2033 | 11 | 25 | 12 | 1188.6634 | 138.6634
2033 | 11 | 25 | 13 | 1186.979 | 136.979
2033 | 11 | 25 | 14 | 1182.8899 | 132.8899
2033 | 11 | 25 | 15 | 1179.9001 | 129.9001
2033 | 11 | 25 | 16 | 1191.6856 | 141.6856
2033 | 11 | 25 | 17 | 1203.4711 | 153.4711
2033 | 11 | 25 | 18 | 1239.5526 | 189.5526
2033 | 11 | 25 | 19 | 1214.6565 | 164.6565
2033 | 11 | 25 | 20 | 1185.8485 | 135.8485
2033 | 11 | 25 | 21 | 1164.1997 | 114.1997
2033 | 11 | 25 | 22 | 1145.0279 | 95.0279
2033 | 11 | 25 | 23 | 1117.4615 | 67.4615
2033 | 11 | 26 | 0 | 1077.4905 | 27.4905
2033 | 11 | 26 | 1 | 1016.9579 | 0
2033 | 11 | 26 | 2 | 956.4252 | 0
2033 | 11 | 26 | 3 | 931.0497 | 0
2033 | 11 | 26 | 4 | 918.6589 | 0
2033 | 11 | 26 | 5 | 911.6628 | 0
2033 | 11 | 26 | 6 | 915.3488 | 0
2033 | 11 | 26 | 7 | 928.7544 | 0
2033 | 11 | 26 | 8 | 956.7522 | 0
2033 | 11 | 26 | 9 | 983.7165 | 0
2033 | 11 | 26 | 10 | 1016.1774 | 0
2033 | 11 | 26 | 11 | 1037.4448 | 0
2033 | 11 | 26 | 12 | 1058.7121 | 8.7121
2033 | 11 | 26 | 13 | 1068.6373 | 18.6373
2033 | 11 | 26 | 14 | 1063.9818 | 13.9818
2033 | 11 | 26 | 15 | 1053.8854 | 3.8854
2033 | 11 | 26 | 16 | 1049.3793 | 0
2033 | 11 | 26 | 17 | 1081.222 | 31.222
2033 | 11 | 26 | 18 | 1137.7368 | 87.7368
2033 | 11 | 26 | 19 | 1132.2239 | 82.2239
2033 | 11 | 26 | 20 | 1110.5465 | 60.5465
2033 | 11 | 26 | 21 | 1085.6606 | 35.6606
2033 | 11 | 26 | 22 | 1057.7739 | 7.7739
2033 | 11 | 26 | 23 | 1035.3899 | 0
2033 | 11 | 27 | 0 | 999.2227 | 0
2033 | 11 | 27 | 1 | 967.3503 | 0
2033 | 11 | 27 | 2 | 943.7989 | 0
2033 | 11 | 27 | 3 | 925.2434 | 0
2033 | 11 | 27 | 4 | 916.6082 | 0
2033 | 11 | 27 | 5 | 915.3415 | 0
2033 | 11 | 27 | 6 | 925.3739 | 0
2033 | 11 | 27 | 7 | 933.9335 | 0
2033 | 11 | 27 | 8 | 937.0956 | 0
2033 | 11 | 27 | 9 | 961.1283 | 0
2033 | 11 | 27 | 10 | 992.2633 | 0
2033 | 11 | 27 | 11 | 1018.6912 | 0
2033 | 11 | 27 | 12 | 1035.8359 | 0
2033 | 11 | 27 | 13 | 1036.8149 | 0
2033 | 11 | 27 | 14 | 1029.7706 | 0
2033 | 11 | 27 | 15 | 1031.312 | 0
2033 | 11 | 27 | 16 | 1045.5257 | 0
2033 | 11 | 27 | 17 | 1084.0908 | 34.0908
2033 | 11 | 27 | 18 | 1104.2576 | 54.2576
2033 | 11 | 27 | 19 | 1124.4244 | 74.4244
2033 | 11 | 27 | 20 | 1103.489 | 53.489
2033 | 11 | 27 | 21 | 1078.6034 | 28.6034
2033 | 11 | 27 | 22 | 1057.1762 | 7.1762
2033 | 11 | 27 | 23 | 1038.3732 | 0
2033 | 11 | 28 | 0 | 1008.4189 | 0
2033 | 11 | 28 | 1 | 1061.2016 | 11.2016
2033 | 11 | 28 | 2 | 1037.8125 | 0
2033 | 11 | 28 | 3 | 1020.906 | 0
2033 | 11 | 28 | 4 | 1012.8518 | 0
2033 | 11 | 28 | 5 | 1017.3266 | 0
2033 | 11 | 28 | 6 | 1045.618 | 0
2033 | 11 | 28 | 7 | 1089.7615 | 39.7615
2033 | 11 | 28 | 8 | 1127.9292 | 77.9292
2033 | 11 | 28 | 9 | 1161.7482 | 111.7482
2033 | 11 | 28 | 10 | 1180.5407 | 130.5407
2033 | 11 | 28 | 11 | 1193.2462 | 143.2462
2033 | 11 | 28 | 12 | 1207.8608 | 157.8608
2033 | 11 | 28 | 13 | 1200.9847 | 150.9847
2033 | 11 | 28 | 14 | 1197.3762 | 147.3762
2033 | 11 | 28 | 15 | 1199.7485 | 149.7485
2033 | 11 | 28 | 16 | 1214.0534 | 164.0534
2033 | 11 | 28 | 17 | 1242.5192 | 192.5192
2033 | 11 | 28 | 18 | 1278.9239 | 228.9239
2033 | 11 | 28 | 19 | 1254.464 | 204.464
2033 | 11 | 28 | 20 | 1228.1379 | 178.1379
2033 | 11 | 28 | 21 | 1191.0068 | 141.0068
2033 | 11 | 28 | 22 | 1169.6105 | 119.6105
2033 | 11 | 28 | 23 | 1142.3834 | 92.3834
2033 | 11 | 29 | 0 | 1100.7232 | 50.7232
2033 | 11 | 29 | 1 | 1062.409 | 12.409
2033 | 11 | 29 | 2 | 1037.6906 | 0
2033 | 11 | 29 | 3 | 1022.4555 | 0
2033 | 11 | 29 | 4 | 1017.1839 | 0
2033 | 11 | 29 | 5 | 1024.5309 | 0
2033 | 11 | 29 | 6 | 1052.9561 | 2.9561
2033 | 11 | 29 | 7 | 1102.4178 | 52.4178
2033 | 11 | 29 | 8 | 1149.8503 | 99.8503
2033 | 11 | 29 | 9 | 1186.0598 | 136.0598
2033 | 11 | 29 | 10 | 1216.5928 | 166.5928
2033 | 11 | 29 | 11 | 1233.1969 | 183.1969
2033 | 11 | 29 | 12 | 1236.5926 | 186.5926
2033 | 11 | 29 | 13 | 1239.9882 | 189.9882
2033 | 11 | 29 | 14 | 1228.5014 | 178.5014
2033 | 11 | 29 | 15 | 1222.9038 | 172.9038
2033 | 11 | 29 | 16 | 1213.5407 | 163.5407
2033 | 11 | 29 | 17 | 1239.0197 | 189.0197
2033 | 11 | 29 | 18 | 1281.4018 | 231.4018
2033 | 11 | 29 | 19 | 1258.8256 | 208.8256
2033 | 11 | 29 | 20 | 1234.2326 | 184.2326
2033 | 11 | 29 | 21 | 1201.1396 | 151.1396
2033 | 11 | 29 | 22 | 1178.5649 | 128.5649
2033 | 11 | 29 | 23 | 1140.8822 | 90.8822
2033 | 11 | 30 | 0 | 1094.122 | 44.122
2033 | 11 | 30 | 1 | 1091.155 | 41.155
2033 | 11 | 30 | 2 | 1065.8378 | 15.8378
2033 | 11 | 30 | 3 | 1051.3928 | 1.3928
2033 | 11 | 30 | 4 | 1047.6352 | 0
2033 | 11 | 30 | 5 | 1056.1598 | 6.1598
2033 | 11 | 30 | 6 | 1081.7898 | 31.7898
2033 | 11 | 30 | 7 | 1120.2256 | 70.2256
2033 | 11 | 30 | 8 | 1157.4129 | 107.4129
2033 | 11 | 30 | 9 | 1169.4664 | 119.4664
2033 | 11 | 30 | 10 | 1186.3792 | 136.3792
2033 | 11 | 30 | 11 | 1196.2397 | 146.2397
2033 | 11 | 30 | 12 | 1208.0814 | 158.0814
2033 | 11 | 30 | 13 | 1200.5627 | 150.5627
2033 | 11 | 30 | 14 | 1192.8146 | 142.8146
2033 | 11 | 30 | 15 | 1193.8597 | 143.8597
2033 | 11 | 30 | 16 | 1206.1997 | 156.1997
2033 | 11 | 30 | 17 | 1235.2398 | 185.2398
2033 | 11 | 30 | 18 | 1249.791 | 199.791
2033 | 11 | 30 | 19 | 1264.3422 | 214.3422
2033 | 11 | 30 | 20 | 1242.2939 | 192.2939
2033 | 11 | 30 | 21 | 1207.7443 | 157.7443
2033 | 11 | 30 | 22 | 1187.6093 | 137.6093
2033 | 11 | 30 | 23 | 1156.5538 | 106.5538
2033 | 12 | 1 | 0 | 1118.6846 | 68.6846
2033 | 12 | 1 | 1 | 1082.3183 | 32.3183
2033 | 12 | 1 | 2 | 1054.6931 | 4.6931
2033 | 12 | 1 | 3 | 1036.6909 | 0
2033 | 12 | 1 | 4 | 1032.6661 | 0
2033 | 12 | 1 | 5 | 1041.7584 | 0
2033 | 12 | 1 | 6 | 1076.4432 | 26.4432
2033 | 12 | 1 | 7 | 1129.3443 | 79.3443
2033 | 12 | 1 | 8 | 1164.7158 | 114.7158
2033 | 12 | 1 | 9 | 1197.2951 | 147.2951
2033 | 12 | 1 | 10 | 1197.6936 | 147.6936
2033 | 12 | 1 | 11 | 1211.9921 | 161.9921
2033 | 12 | 1 | 12 | 1226.2905 | 176.2905
2033 | 12 | 1 | 13 | 1235.8842 | 185.8842
2033 | 12 | 1 | 14 | 1232.6855 | 182.6855
2033 | 12 | 1 | 15 | 1225.8163 | 175.8163
2033 | 12 | 1 | 16 | 1226.7707 | 176.7707
2033 | 12 | 1 | 17 | 1250.981 | 200.981
2033 | 12 | 1 | 18 | 1282.8188 | 232.8188
2033 | 12 | 1 | 19 | 1255.5331 | 205.5331
2033 | 12 | 1 | 20 | 1226.2951 | 176.2951
2033 | 12 | 1 | 21 | 1186.1917 | 136.1917
2033 | 12 | 1 | 22 | 1154.6748 | 104.6748
2033 | 12 | 1 | 23 | 1129.4142 | 79.4142
2033 | 12 | 2 | 0 | 1094.0936 | 44.0936
2033 | 12 | 2 | 1 | 1055.2557 | 5.2557
2033 | 12 | 2 | 2 | 1027.5844 | 0
2033 | 12 | 2 | 3 | 1009.7452 | 0
2033 | 12 | 2 | 4 | 1005.0854 | 0
2033 | 12 | 2 | 5 | 1013.7847 | 0
2033 | 12 | 2 | 6 | 1045.0894 | 0
2033 | 12 | 2 | 7 | 1097.6125 | 47.6125
2033 | 12 | 2 | 8 | 1139.1884 | 89.1884
2033 | 12 | 2 | 9 | 1174.1442 | 124.1442
2033 | 12 | 2 | 10 | 1178.2248 | 128.2248
2033 | 12 | 2 | 11 | 1191.1819 | 141.1819
2033 | 12 | 2 | 12 | 1196.8419 | 146.8419
2033 | 12 | 2 | 13 | 1202.5019 | 152.5019
2033 | 12 | 2 | 14 | 1199.878 | 149.878
2033 | 12 | 2 | 15 | 1202.0131 | 152.0131
2033 | 12 | 2 | 16 | 1206.4608 | 156.4608
2033 | 12 | 2 | 17 | 1228.7711 | 178.7711
2033 | 12 | 2 | 18 | 1259.7739 | 209.7739
2033 | 12 | 2 | 19 | 1230.6637 | 180.6637
2033 | 12 | 2 | 20 | 1198.4988 | 148.4988
2033 | 12 | 2 | 21 | 1163.543 | 113.543
2033 | 12 | 2 | 22 | 1145.0338 | 95.0338
2033 | 12 | 2 | 23 | 1119.5869 | 69.5869
2033 | 12 | 3 | 0 | 1084.3805 | 34.3805
2033 | 12 | 3 | 1 | 1033.7583 | 0
2033 | 12 | 3 | 2 | 983.136 | 0
2033 | 12 | 3 | 3 | 964.0368 | 0
2033 | 12 | 3 | 4 | 955.6039 | 0
2033 | 12 | 3 | 5 | 955.0714 | 0
2033 | 12 | 3 | 6 | 971.2716 | 0
2033 | 12 | 3 | 7 | 989.1883 | 0
2033 | 12 | 3 | 8 | 1003.692 | 0
2033 | 12 | 3 | 9 | 1030.6865 | 0
2033 | 12 | 3 | 10 | 1068.966 | 18.966
2033 | 12 | 3 | 11 | 1090.1147 | 40.1147
2033 | 12 | 3 | 12 | 1095.7075 | 45.7075
2033 | 12 | 3 | 13 | 1101.3004 | 51.3004
2033 | 12 | 3 | 14 | 1097.7623 | 47.7623
2033 | 12 | 3 | 15 | 1093.2322 | 43.2322
2033 | 12 | 3 | 16 | 1091.5435 | 41.5435
2033 | 12 | 3 | 17 | 1121.1445 | 71.1445
2033 | 12 | 3 | 18 | 1161.384 | 111.384
2033 | 12 | 3 | 19 | 1143.6142 | 93.6142
2033 | 12 | 3 | 20 | 1114.391 | 64.391
2033 | 12 | 3 | 21 | 1084.6317 | 34.6317
2033 | 12 | 3 | 22 | 1069.1725 | 19.1725
2033 | 12 | 3 | 23 | 1052.0653 | 2.0653
2033 | 12 | 4 | 0 | 1023.6994 | 0
2033 | 12 | 4 | 1 | 1002.4507 | 0
2033 | 12 | 4 | 2 | 973.4637 | 0
2033 | 12 | 4 | 3 | 954.2586 | 0
2033 | 12 | 4 | 4 | 943.3187 | 0
2033 | 12 | 4 | 5 | 939.8115 | 0
2033 | 12 | 4 | 6 | 945.0564 | 0
2033 | 12 | 4 | 7 | 953.2875 | 0
2033 | 12 | 4 | 8 | 960.0023 | 0
2033 | 12 | 4 | 9 | 982.3151 | 0
2033 | 12 | 4 | 10 | 1010.8072 | 0
2033 | 12 | 4 | 11 | 1033.3388 | 0
2033 | 12 | 4 | 12 | 1054.999 | 4.999
2033 | 12 | 4 | 13 | 1052.2997 | 2.2997
2033 | 12 | 4 | 14 | 1041.9319 | 0
2033 | 12 | 4 | 15 | 1043.0917 | 0
2033 | 12 | 4 | 16 | 1052.3704 | 2.3704
2033 | 12 | 4 | 17 | 1089.4936 | 39.4936
2033 | 12 | 4 | 18 | 1120.8073 | 70.8073
2033 | 12 | 4 | 19 | 1129.7681 | 79.7681
2033 | 12 | 4 | 20 | 1138.7289 | 88.7289
2033 | 12 | 4 | 21 | 1114.394 | 64.394
2033 | 12 | 4 | 22 | 1091.027 | 41.027
2033 | 12 | 4 | 23 | 1067.5789 | 17.5789
2033 | 12 | 5 | 0 | 1031.7725 | 0
2033 | 12 | 5 | 1 | 1063.5131 | 13.5131
2033 | 12 | 5 | 2 | 1095.2538 | 45.2538
2033 | 12 | 5 | 3 | 1080.297 | 30.297
2033 | 12 | 5 | 4 | 1070.8687 | 20.8687
2033 | 12 | 5 | 5 | 1073.3313 | 23.3313
2033 | 12 | 5 | 6 | 1096.6072 | 46.6072
2033 | 12 | 5 | 7 | 1136.8448 | 86.8448
2033 | 12 | 5 | 8 | 1172.783 | 122.783
2033 | 12 | 5 | 9 | 1217.1523 | 167.1523
2033 | 12 | 5 | 10 | 1234.9522 | 184.9522
2033 | 12 | 5 | 11 | 1244.272 | 194.272
2033 | 12 | 5 | 12 | 1259.3101 | 209.3101
2033 | 12 | 5 | 13 | 1248.1042 | 198.1042
2033 | 12 | 5 | 14 | 1240.8451 | 190.8451
2033 | 12 | 5 | 15 | 1247.528 | 197.528
2033 | 12 | 5 | 16 | 1259.2962 | 209.2962
2033 | 12 | 5 | 17 | 1286.5299 | 236.5299
2033 | 12 | 5 | 18 | 1290.2463 | 240.2463
2033 | 12 | 5 | 19 | 1293.9628 | 243.9628
2033 | 12 | 5 | 20 | 1266.3235 | 216.3235
2033 | 12 | 5 | 21 | 1227.272 | 177.272
2033 | 12 | 5 | 22 | 1210.6836 | 160.6836
2033 | 12 | 5 | 23 | 1192.886 | 142.886
2033 | 12 | 6 | 0 | 1157.9056 | 107.9056
2033 | 12 | 6 | 1 | 1070.7756 | 20.7756
2033 | 12 | 6 | 2 | 1044.9642 | 0
2033 | 12 | 6 | 3 | 1027.2079 | 0
2033 | 12 | 6 | 4 | 1020.7196 | 0
2033 | 12 | 6 | 5 | 1024.9886 | 0
2033 | 12 | 6 | 6 | 1050.9012 | 0.90122
2033 | 12 | 6 | 7 | 1097.0041 | 47.0041
2033 | 12 | 6 | 8 | 1138.2086 | 88.2086
2033 | 12 | 6 | 9 | 1164.3364 | 114.3364
2033 | 12 | 6 | 10 | 1193.323 | 143.323
2033 | 12 | 6 | 11 | 1217.3474 | 167.3474
2033 | 12 | 6 | 12 | 1230.2246 | 180.2246
2033 | 12 | 6 | 13 | 1223.1263 | 173.1263
2033 | 12 | 6 | 14 | 1211.3998 | 161.3998
2033 | 12 | 6 | 15 | 1206.3474 | 156.3474
2033 | 12 | 6 | 16 | 1196.4926 | 146.4926
2033 | 12 | 6 | 17 | 1224.3888 | 174.3888
2033 | 12 | 6 | 18 | 1234.0353 | 184.0353
2033 | 12 | 6 | 19 | 1243.6817 | 193.6817
2033 | 12 | 6 | 20 | 1220.8461 | 170.8461
2033 | 12 | 6 | 21 | 1187.4115 | 137.4115
2033 | 12 | 6 | 22 | 1170.1609 | 120.1609
2033 | 12 | 6 | 23 | 1139.2392 | 89.2392
2033 | 12 | 7 | 0 | 1101.3544 | 51.3544
2033 | 12 | 7 | 1 | 1060.6243 | 10.6243
2033 | 12 | 7 | 2 | 1035.4349 | 0
2033 | 12 | 7 | 3 | 1017.9801 | 0
2033 | 12 | 7 | 4 | 1015.6778 | 0
2033 | 12 | 7 | 5 | 1023.4709 | 0
2033 | 12 | 7 | 6 | 1053.2159 | 3.2159
2033 | 12 | 7 | 7 | 1090.2659 | 40.2659
2033 | 12 | 7 | 8 | 1121.8671 | 71.8671
2033 | 12 | 7 | 9 | 1132.8345 | 82.8345
2033 | 12 | 7 | 10 | 1151.2297 | 101.2297
2033 | 12 | 7 | 11 | 1167.3204 | 117.3204
2033 | 12 | 7 | 12 | 1177.3056 | 127.3056
2033 | 12 | 7 | 13 | 1176.273 | 126.273
2033 | 12 | 7 | 14 | 1180.3881 | 130.3881
2033 | 12 | 7 | 15 | 1177.4518 | 127.4518
2033 | 12 | 7 | 16 | 1186.5559 | 136.5559
2033 | 12 | 7 | 17 | 1212.4852 | 162.4852
2033 | 12 | 7 | 18 | 1254.1495 | 204.1495
2033 | 12 | 7 | 19 | 1225.6553 | 175.6553
2033 | 12 | 7 | 20 | 1200.7271 | 150.7271
2033 | 12 | 7 | 21 | 1166.9965 | 116.9965
2033 | 12 | 7 | 22 | 1146.7203 | 96.7203
2033 | 12 | 7 | 23 | 1119.2672 | 69.2672
2033 | 12 | 8 | 0 | 1085.3718 | 35.3718
2033 | 12 | 8 | 1 | 1049.1288 | 0
2033 | 12 | 8 | 2 | 1021.9191 | 0
2033 | 12 | 8 | 3 | 1002.2598 | 0
2033 | 12 | 8 | 4 | 996.3586 | 0
2033 | 12 | 8 | 5 | 1005.153 | 0
2033 | 12 | 8 | 6 | 1033.0956 | 0
2033 | 12 | 8 | 7 | 1080.4236 | 30.4236
2033 | 12 | 8 | 8 | 1115.49 | 65.49
2033 | 12 | 8 | 9 | 1142.0531 | 92.0531
2033 | 12 | 8 | 10 | 1151.116 | 101.116
2033 | 12 | 8 | 11 | 1169.4457 | 119.4457
2033 | 12 | 8 | 12 | 1190.297 | 140.297
2033 | 12 | 8 | 13 | 1205.4391 | 155.4391
2033 | 12 | 8 | 14 | 1214.3445 | 164.3445
2033 | 12 | 8 | 15 | 1211.4554 | 161.4554
2033 | 12 | 8 | 16 | 1207.0243 | 157.0243
2033 | 12 | 8 | 17 | 1226.6759 | 176.6759
2033 | 12 | 8 | 18 | 1255.0085 | 205.0085
2033 | 12 | 8 | 19 | 1224.0833 | 174.0833
2033 | 12 | 8 | 20 | 1193.8589 | 143.8589
2033 | 12 | 8 | 21 | 1153.2268 | 103.2268
2033 | 12 | 8 | 22 | 1114.6083 | 64.6083
2033 | 12 | 8 | 23 | 1095.1859 | 45.1859
2033 | 12 | 9 | 0 | 1064.5889 | 14.5889
2033 | 12 | 9 | 1 | 1082.1803 | 32.1803
2033 | 12 | 9 | 2 | 1050.5709 | 0.57088
2033 | 12 | 9 | 3 | 1030.2708 | 0
2033 | 12 | 9 | 4 | 1024.2089 | 0
2033 | 12 | 9 | 5 | 1027.6438 | 0
2033 | 12 | 9 | 6 | 1054.5429 | 4.5429
2033 | 12 | 9 | 7 | 1104.8922 | 54.8922
2033 | 12 | 9 | 8 | 1146.2927 | 96.2927
2033 | 12 | 9 | 9 | 1170.6691 | 120.6691
2033 | 12 | 9 | 10 | 1178.8884 | 128.8884
2033 | 12 | 9 | 11 | 1191.8115 | 141.8115
2033 | 12 | 9 | 12 | 1213.763 | 163.763
2033 | 12 | 9 | 13 | 1211.0454 | 161.0454
2033 | 12 | 9 | 14 | 1208.2973 | 158.2973
2033 | 12 | 9 | 15 | 1207.1584 | 157.1584
2033 | 12 | 9 | 16 | 1209.4397 | 159.4397
2033 | 12 | 9 | 17 | 1230.3161 | 180.3161
2033 | 12 | 9 | 18 | 1265.1442 | 215.1442
2033 | 12 | 9 | 19 | 1233.6307 | 183.6307
2033 | 12 | 9 | 20 | 1206.159 | 156.159
2033 | 12 | 9 | 21 | 1185.6792 | 135.6792
2033 | 12 | 9 | 22 | 1168.3049 | 118.3049
2033 | 12 | 9 | 23 | 1145.1995 | 95.1995
2033 | 12 | 10 | 0 | 1110.8732 | 60.8732
2033 | 12 | 10 | 1 | 1043.9578 | 0
2033 | 12 | 10 | 2 | 977.0423 | 0
2033 | 12 | 10 | 3 | 957.0196 | 0
2033 | 12 | 10 | 4 | 947.9987 | 0
2033 | 12 | 10 | 5 | 940.2714 | 0
2033 | 12 | 10 | 6 | 941.6917 | 0
2033 | 12 | 10 | 7 | 954.834 | 0
2033 | 12 | 10 | 8 | 984.5215 | 0
2033 | 12 | 10 | 9 | 1009.7788 | 0
2033 | 12 | 10 | 10 | 1027.9478 | 0
2033 | 12 | 10 | 11 | 1047.3242 | 0
2033 | 12 | 10 | 12 | 1065.3913 | 15.3913
2033 | 12 | 10 | 13 | 1056.1547 | 6.1547
2033 | 12 | 10 | 14 | 1052.0053 | 2.0053
2033 | 12 | 10 | 15 | 1052.7789 | 2.7789
2033 | 12 | 10 | 16 | 1067.3747 | 17.3747
2033 | 12 | 10 | 17 | 1081.5339 | 31.5339
2033 | 12 | 10 | 18 | 1095.6932 | 45.6932
2033 | 12 | 10 | 19 | 1086.4701 | 36.4701
2033 | 12 | 10 | 20 | 1077.2471 | 27.2471
2033 | 12 | 10 | 21 | 1062.5802 | 12.5802
2033 | 12 | 10 | 22 | 1061.8251 | 11.8251
2033 | 12 | 10 | 23 | 1050.8847 | 0.88473
2033 | 12 | 11 | 0 | 1026.0351 | 0
2033 | 12 | 11 | 1 | 975.4071 | 0
2033 | 12 | 11 | 2 | 946.9589 | 0
2033 | 12 | 11 | 3 | 926.341 | 0
2033 | 12 | 11 | 4 | 915.4863 | 0
2033 | 12 | 11 | 5 | 908.1464 | 0
2033 | 12 | 11 | 6 | 909.6699 | 0
2033 | 12 | 11 | 7 | 917.6201 | 0
2033 | 12 | 11 | 8 | 937.0737 | 0
2033 | 12 | 11 | 9 | 963.5118 | 0
2033 | 12 | 11 | 10 | 990.6224 | 0
2033 | 12 | 11 | 11 | 1013.0465 | 0
2033 | 12 | 11 | 12 | 1037.8968 | 0
2033 | 12 | 11 | 13 | 1034.8961 | 0
2033 | 12 | 11 | 14 | 1027.2157 | 0
2033 | 12 | 11 | 15 | 1029.356 | 0
2033 | 12 | 11 | 16 | 1042.5905 | 0
2033 | 12 | 11 | 17 | 1080.3488 | 30.3488
2033 | 12 | 11 | 18 | 1133.2381 | 83.2381
2033 | 12 | 11 | 19 | 1126.1188 | 76.1188
2033 | 12 | 11 | 20 | 1105.8395 | 55.8395
2033 | 12 | 11 | 21 | 1083.1103 | 33.1103
2033 | 12 | 11 | 22 | 1078.3244 | 28.3244
2033 | 12 | 11 | 23 | 1065.6993 | 15.6993
2033 | 12 | 12 | 0 | 1036.8056 | 0
2033 | 12 | 12 | 1 | 1044.8106 | 0
2033 | 12 | 12 | 2 | 1052.8157 | 2.8157
2033 | 12 | 12 | 3 | 1034.5512 | 0
2033 | 12 | 12 | 4 | 1026.6732 | 0
2033 | 12 | 12 | 5 | 1029.0774 | 0
2033 | 12 | 12 | 6 | 1052.5025 | 2.5025
2033 | 12 | 12 | 7 | 1092.3575 | 42.3575
2033 | 12 | 12 | 8 | 1133.5296 | 83.5296
2033 | 12 | 12 | 9 | 1169.7591 | 119.7591
2033 | 12 | 12 | 10 | 1188.2629 | 138.2629
2033 | 12 | 12 | 11 | 1202.8928 | 152.8928
2033 | 12 | 12 | 12 | 1217.5227 | 167.5227
2033 | 12 | 12 | 13 | 1223.5319 | 173.5319
2033 | 12 | 12 | 14 | 1219.0375 | 169.0375
2033 | 12 | 12 | 15 | 1218.5486 | 168.5486
2033 | 12 | 12 | 16 | 1218.0598 | 168.0598
2033 | 12 | 12 | 17 | 1245.62 | 195.62
2033 | 12 | 12 | 18 | 1257.7031 | 207.7031
2033 | 12 | 12 | 19 | 1269.7862 | 219.7862
2033 | 12 | 12 | 20 | 1244.2242 | 194.2242
2033 | 12 | 12 | 21 | 1216.4217 | 166.4217
2033 | 12 | 12 | 22 | 1202.3992 | 152.3992
2033 | 12 | 12 | 23 | 1179.8593 | 129.8593
2033 | 12 | 13 | 0 | 1142.5201 | 92.5201
2033 | 12 | 13 | 1 | 1063.2719 | 13.2719
2033 | 12 | 13 | 2 | 1036.5485 | 0
2033 | 12 | 13 | 3 | 1019.8584 | 0
2033 | 12 | 13 | 4 | 1013.0268 | 0
2033 | 12 | 13 | 5 | 1015.3739 | 0
2033 | 12 | 13 | 6 | 1036.0001 | 0
2033 | 12 | 13 | 7 | 1083.3087 | 33.3087
2033 | 12 | 13 | 8 | 1130.6173 | 80.6173
2033 | 12 | 13 | 9 | 1158.2299 | 108.2299
2033 | 12 | 13 | 10 | 1188.3158 | 138.3158
2033 | 12 | 13 | 11 | 1213.2599 | 163.2599
2033 | 12 | 13 | 12 | 1226.7041 | 176.7041
2033 | 12 | 13 | 13 | 1218.1742 | 168.1742
2033 | 12 | 13 | 14 | 1205.8643 | 155.8643
2033 | 12 | 13 | 15 | 1200.9354 | 150.9354
2033 | 12 | 13 | 16 | 1191.8708 | 141.8708
2033 | 12 | 13 | 17 | 1216.707 | 166.707
2033 | 12 | 13 | 18 | 1226.5206 | 176.5206
2033 | 12 | 13 | 19 | 1236.3342 | 186.3342
2033 | 12 | 13 | 20 | 1210.8806 | 160.8806
2033 | 12 | 13 | 21 | 1189.0266 | 139.0266
2033 | 12 | 13 | 22 | 1172.1773 | 122.1773
2033 | 12 | 13 | 23 | 1141.3261 | 91.3261
2033 | 12 | 14 | 0 | 1100.7621 | 50.7621
2033 | 12 | 14 | 1 | 1056.4574 | 6.4574
2033 | 12 | 14 | 2 | 1032.1116 | 0
2033 | 12 | 14 | 3 | 1016.6806 | 0
2033 | 12 | 14 | 4 | 1013.1881 | 0
2033 | 12 | 14 | 5 | 1018.8734 | 0
2033 | 12 | 14 | 6 | 1043.8613 | 0
2033 | 12 | 14 | 7 | 1076.511 | 26.511
2033 | 12 | 14 | 8 | 1112.1165 | 62.1165
2033 | 12 | 14 | 9 | 1127.9702 | 77.9702
2033 | 12 | 14 | 10 | 1150.4416 | 100.4416
2033 | 12 | 14 | 11 | 1166.914 | 116.914
2033 | 12 | 14 | 12 | 1179.1503 | 129.1503
2033 | 12 | 14 | 13 | 1191.2982 | 141.2982
2033 | 12 | 14 | 14 | 1192.1428 | 142.1428
2033 | 12 | 14 | 15 | 1186.4048 | 136.4048
2033 | 12 | 14 | 16 | 1189.7202 | 139.7202
2033 | 12 | 14 | 17 | 1216.2587 | 166.2587
2033 | 12 | 14 | 18 | 1260.4085 | 210.4085
2033 | 12 | 14 | 19 | 1234.5877 | 184.5877
2033 | 12 | 14 | 20 | 1208.3091 | 158.3091
2033 | 12 | 14 | 21 | 1175.0686 | 125.0686
2033 | 12 | 14 | 22 | 1150.6936 | 100.6936
2033 | 12 | 14 | 23 | 1125.6371 | 75.6371
2033 | 12 | 15 | 0 | 1092.1068 | 42.1068
2033 | 12 | 15 | 1 | 1065.1741 | 15.1741
2033 | 12 | 15 | 2 | 1039.6354 | 0
2033 | 12 | 15 | 3 | 1020.0286 | 0
2033 | 12 | 15 | 4 | 1015.6286 | 0
2033 | 12 | 15 | 5 | 1024.5029 | 0
2033 | 12 | 15 | 6 | 1059.7946 | 9.7946
2033 | 12 | 15 | 7 | 1117.5249 | 67.5249
2033 | 12 | 15 | 8 | 1180.4244 | 130.4244
2033 | 12 | 15 | 9 | 1206.2634 | 156.2634
2033 | 12 | 15 | 10 | 1209.1539 | 159.1539
2033 | 12 | 15 | 11 | 1220.099 | 170.099
2033 | 12 | 15 | 12 | 1238.2053 | 188.2053
2033 | 12 | 15 | 13 | 1234.1186 | 184.1186
2033 | 12 | 15 | 14 | 1233.3487 | 183.3487
2033 | 12 | 15 | 15 | 1240.6527 | 190.6527
2033 | 12 | 15 | 16 | 1247.9568 | 197.9568
2033 | 12 | 15 | 17 | 1262.7963 | 212.7963
2033 | 12 | 15 | 18 | 1306.0854 | 256.0854
2033 | 12 | 15 | 19 | 1289.1685 | 239.1685
2033 | 12 | 15 | 20 | 1264.9978 | 214.9978
2033 | 12 | 15 | 21 | 1234.099 | 184.099
2033 | 12 | 15 | 22 | 1211.3827 | 161.3827
2033 | 12 | 15 | 23 | 1172.0092 | 122.0092
2033 | 12 | 16 | 0 | 1123.8571 | 73.8571
2033 | 12 | 16 | 1 | 1105.2607 | 55.2607
2033 | 12 | 16 | 2 | 1078.093 | 28.093
2033 | 12 | 16 | 3 | 1057.013 | 7.013
2033 | 12 | 16 | 4 | 1051.811 | 1.811
2033 | 12 | 16 | 5 | 1055.0493 | 5.0493
2033 | 12 | 16 | 6 | 1080.6681 | 30.6681
2033 | 12 | 16 | 7 | 1124.1317 | 74.1317
2033 | 12 | 16 | 8 | 1164.4202 | 114.4202
2033 | 12 | 16 | 9 | 1189.1316 | 139.1316
2033 | 12 | 16 | 10 | 1192.2789 | 142.2789
2033 | 12 | 16 | 11 | 1201.6951 | 151.6951
2033 | 12 | 16 | 12 | 1217.1332 | 167.1332
2033 | 12 | 16 | 13 | 1212.4626 | 162.4626
2033 | 12 | 16 | 14 | 1206.8137 | 156.8137
2033 | 12 | 16 | 15 | 1210.2215 | 160.2215
2033 | 12 | 16 | 16 | 1213.6293 | 163.6293
2033 | 12 | 16 | 17 | 1224.6463 | 174.6463
2033 | 12 | 16 | 18 | 1229.8057 | 179.8057
2033 | 12 | 16 | 19 | 1234.9651 | 184.9651
2033 | 12 | 16 | 20 | 1205.3913 | 155.3913
2033 | 12 | 16 | 21 | 1179.3487 | 129.3487
2033 | 12 | 16 | 22 | 1163.5509 | 113.5509
2033 | 12 | 16 | 23 | 1142.404 | 92.404
2033 | 12 | 17 | 0 | 1114.1948 | 64.1948
2033 | 12 | 17 | 1 | 1059.665 | 9.665
2033 | 12 | 17 | 2 | 1005.1353 | 0
2033 | 12 | 17 | 3 | 982.2666 | 0
2033 | 12 | 17 | 4 | 972.9716 | 0
2033 | 12 | 17 | 5 | 972.9072 | 0
2033 | 12 | 17 | 6 | 990.5394 | 0
2033 | 12 | 17 | 7 | 1010.4796 | 0
2033 | 12 | 17 | 8 | 1019.0651 | 0
2033 | 12 | 17 | 9 | 1046.575 | 0
2033 | 12 | 17 | 10 | 1083.4238 | 33.4238
2033 | 12 | 17 | 11 | 1104.4456 | 54.4456
2033 | 12 | 17 | 12 | 1120.443 | 70.443
2033 | 12 | 17 | 13 | 1112.3464 | 62.3464
2033 | 12 | 17 | 14 | 1099.8901 | 49.8901
2033 | 12 | 17 | 15 | 1096.2146 | 46.2146
2033 | 12 | 17 | 16 | 1109.6571 | 59.6571
2033 | 12 | 17 | 17 | 1123.0995 | 73.0995
2033 | 12 | 17 | 18 | 1178.1321 | 128.1321
2033 | 12 | 17 | 19 | 1169.4371 | 119.4371
2033 | 12 | 17 | 20 | 1142.3668 | 92.3668
2033 | 12 | 17 | 21 | 1130.64 | 80.64
2033 | 12 | 17 | 22 | 1117.0869 | 67.0869
2033 | 12 | 17 | 23 | 1095.5978 | 45.5978
2033 | 12 | 18 | 0 | 1064.327 | 14.327
2033 | 12 | 18 | 1 | 1025.3128 | 0
2033 | 12 | 18 | 2 | 997.4442 | 0
2033 | 12 | 18 | 3 | 974.9175 | 0
2033 | 12 | 18 | 4 | 964.287 | 0
2033 | 12 | 18 | 5 | 962.4831 | 0
2033 | 12 | 18 | 6 | 974.7072 | 0
2033 | 12 | 18 | 7 | 983.7281 | 0
2033 | 12 | 18 | 8 | 982.2435 | 0
2033 | 12 | 18 | 9 | 1007.5336 | 0
2033 | 12 | 18 | 10 | 1037.5949 | 0
2033 | 12 | 18 | 11 | 1066.9979 | 16.9979
2033 | 12 | 18 | 12 | 1093.3713 | 43.3713
2033 | 12 | 18 | 13 | 1096.4463 | 46.4463
2033 | 12 | 18 | 14 | 1092.4797 | 42.4797
2033 | 12 | 18 | 15 | 1095.7197 | 45.7197
2033 | 12 | 18 | 16 | 1106.0442 | 56.0442
2033 | 12 | 18 | 17 | 1135.2371 | 85.2371
2033 | 12 | 18 | 18 | 1185.8542 | 135.8542
2033 | 12 | 18 | 19 | 1179.534 | 129.534
2033 | 12 | 18 | 20 | 1154.9982 | 104.9982
2033 | 12 | 18 | 21 | 1127.4864 | 77.4864
2033 | 12 | 18 | 22 | 1099.0058 | 49.0058
2033 | 12 | 18 | 23 | 1080.7522 | 30.7522
2033 | 12 | 19 | 0 | 1057.1607 | 7.1607
2033 | 12 | 19 | 1 | 1008.435 | 0
2033 | 12 | 19 | 2 | 976.079 | 0
2033 | 12 | 19 | 3 | 956.7884 | 0
2033 | 12 | 19 | 4 | 945.4323 | 0
2033 | 12 | 19 | 5 | 941.7981 | 0
2033 | 12 | 19 | 6 | 948.1237 | 0
2033 | 12 | 19 | 7 | 945.7575 | 0
2033 | 12 | 19 | 8 | 949.19 | 0
2033 | 12 | 19 | 9 | 1013.2072 | 0
2033 | 12 | 19 | 10 | 1058.4299 | 8.4299
2033 | 12 | 19 | 11 | 1082.3646 | 32.3646
2033 | 12 | 19 | 12 | 1107.737 | 57.737
2033 | 12 | 19 | 13 | 1107.0844 | 57.0844
2033 | 12 | 19 | 14 | 1092.2357 | 42.2357
2033 | 12 | 19 | 15 | 1076.801 | 26.801
2033 | 12 | 19 | 16 | 1078.8383 | 28.8383
2033 | 12 | 19 | 17 | 1099.1983 | 49.1983
2033 | 12 | 19 | 18 | 1153.3404 | 103.3404
2033 | 12 | 19 | 19 | 1138.4756 | 88.4756
2033 | 12 | 19 | 20 | 1116.2414 | 66.2414
2033 | 12 | 19 | 21 | 1086.6115 | 36.6115
2033 | 12 | 19 | 22 | 1079.8563 | 29.8563
2033 | 12 | 19 | 23 | 1078.2555 | 28.2555
2033 | 12 | 20 | 0 | 1093.9387 | 43.9387
2033 | 12 | 20 | 1 | 1086.5313 | 36.5313
2033 | 12 | 20 | 2 | 1056.6493 | 6.6493
2033 | 12 | 20 | 3 | 1034.7762 | 0
2033 | 12 | 20 | 4 | 1021.5571 | 0
2033 | 12 | 20 | 5 | 1016.1593 | 0
2033 | 12 | 20 | 6 | 1011.0282 | 0
2033 | 12 | 20 | 7 | 1004.0921 | 0
2033 | 12 | 20 | 8 | 1009.803 | 0
2033 | 12 | 20 | 9 | 1055.4015 | 5.4015
2033 | 12 | 20 | 10 | 1109.555 | 59.555
2033 | 12 | 20 | 11 | 1147.4644 | 97.4644
2033 | 12 | 20 | 12 | 1166.4521 | 116.4521
2033 | 12 | 20 | 13 | 1159.4209 | 109.4209
2033 | 12 | 20 | 14 | 1144.6715 | 94.6715
2033 | 12 | 20 | 15 | 1125.2219 | 75.2219
2033 | 12 | 20 | 16 | 1106.9664 | 56.9664
2033 | 12 | 20 | 17 | 1130.4217 | 80.4217
2033 | 12 | 20 | 18 | 1155.8638 | 105.8638
2033 | 12 | 20 | 19 | 1181.306 | 131.306
2033 | 12 | 20 | 20 | 1152.0922 | 102.0922
2033 | 12 | 20 | 21 | 1119.6158 | 69.6158
2033 | 12 | 20 | 22 | 1109.461 | 59.461
2033 | 12 | 20 | 23 | 1099.9143 | 49.9143
2033 | 12 | 21 | 0 | 1079.9447 | 29.9447
2033 | 12 | 21 | 1 | 1012.434 | 0
2033 | 12 | 21 | 2 | 944.9233 | 0
2033 | 12 | 21 | 3 | 926.0677 | 0
2033 | 12 | 21 | 4 | 918.932 | 0
2033 | 12 | 21 | 5 | 917.0632 | 0
2033 | 12 | 21 | 6 | 923.4931 | 0
2033 | 12 | 21 | 7 | 936.2665 | 0
2033 | 12 | 21 | 8 | 949.534 | 0
2033 | 12 | 21 | 9 | 979.7353 | 0
2033 | 12 | 21 | 10 | 1017.1904 | 0
2033 | 12 | 21 | 11 | 1045.747 | 0
2033 | 12 | 21 | 12 | 1060.3203 | 10.3203
2033 | 12 | 21 | 13 | 1074.8936 | 24.8936
2033 | 12 | 21 | 14 | 1070.4619 | 20.4619
2033 | 12 | 21 | 15 | 1059.9916 | 9.9916
2033 | 12 | 21 | 16 | 1050.0266 | 0.026609
2033 | 12 | 21 | 17 | 1069.4402 | 19.4402
2033 | 12 | 21 | 18 | 1121.235 | 71.235
2033 | 12 | 21 | 19 | 1104.0481 | 54.0481
2033 | 12 | 21 | 20 | 1078.7723 | 28.7723
2033 | 12 | 21 | 21 | 1056.5304 | 6.5304
2033 | 12 | 21 | 22 | 1047.8542 | 0
2033 | 12 | 21 | 23 | 1034.1895 | 0
2033 | 12 | 22 | 0 | 1028.1927 | 0
2033 | 12 | 22 | 1 | 995.9555 | 0
2033 | 12 | 22 | 2 | 968.4095 | 0
2033 | 12 | 22 | 3 | 948.3951 | 0
2033 | 12 | 22 | 4 | 940.2033 | 0
2033 | 12 | 22 | 5 | 937.4294 | 0
2033 | 12 | 22 | 6 | 942.5502 | 0
2033 | 12 | 22 | 7 | 950.8727 | 0
2033 | 12 | 22 | 8 | 960.3738 | 0
2033 | 12 | 22 | 9 | 988.0901 | 0
2033 | 12 | 22 | 10 | 1023.3088 | 0
2033 | 12 | 22 | 11 | 1050.1131 | 0.11306
2033 | 12 | 22 | 12 | 1063.9021 | 13.9021
2033 | 12 | 22 | 13 | 1077.6912 | 27.6912
2033 | 12 | 22 | 14 | 1074.4935 | 24.4935
2033 | 12 | 22 | 15 | 1065.7939 | 15.7939
2033 | 12 | 22 | 16 | 1062.8865 | 12.8865
2033 | 12 | 22 | 17 | 1083.5079 | 33.5079
2033 | 12 | 22 | 18 | 1135.1848 | 85.1848
2033 | 12 | 22 | 19 | 1117.7937 | 67.7937
2033 | 12 | 22 | 20 | 1090.1767 | 40.1767
2033 | 12 | 22 | 21 | 1066.938 | 16.938
2033 | 12 | 22 | 22 | 1057.7939 | 7.7939
2033 | 12 | 22 | 23 | 1043.4583 | 0
2033 | 12 | 23 | 0 | 1029.3519 | 0
2033 | 12 | 23 | 1 | 985.6055 | 0
2033 | 12 | 23 | 2 | 959.1603 | 0
2033 | 12 | 23 | 3 | 939.2051 | 0
2033 | 12 | 23 | 4 | 930.7285 | 0
2033 | 12 | 23 | 5 | 926.4524 | 0
2033 | 12 | 23 | 6 | 930.0611 | 0
2033 | 12 | 23 | 7 | 937.1285 | 0
2033 | 12 | 23 | 8 | 945.9759 | 0
2033 | 12 | 23 | 9 | 975.0057 | 0
2033 | 12 | 23 | 10 | 1008.1696 | 0
2033 | 12 | 23 | 11 | 1035.4874 | 0
2033 | 12 | 23 | 12 | 1049.9382 | 0
2033 | 12 | 23 | 13 | 1064.3889 | 14.3889
2033 | 12 | 23 | 14 | 1061.6102 | 11.6102
2033 | 12 | 23 | 15 | 1056.2663 | 6.2663
2033 | 12 | 23 | 16 | 1055.4801 | 5.4801
2033 | 12 | 23 | 17 | 1077.5816 | 27.5816
2033 | 12 | 23 | 18 | 1126.9533 | 76.9533
2033 | 12 | 23 | 19 | 1107.5484 | 57.5484
2033 | 12 | 23 | 20 | 1079.7131 | 29.7131
2033 | 12 | 23 | 21 | 1056.8282 | 6.8282
2033 | 12 | 23 | 22 | 1047.0918 | 0
2033 | 12 | 23 | 23 | 1032.1694 | 0
2033 | 12 | 24 | 0 | 1018.3256 | 0
2033 | 12 | 24 | 1 | 1004.8234 | 0
2033 | 12 | 24 | 2 | 977.7921 | 0
2033 | 12 | 24 | 3 | 959.5396 | 0
2033 | 12 | 24 | 4 | 955.6673 | 0
2033 | 12 | 24 | 5 | 963.633 | 0
2033 | 12 | 24 | 6 | 989.5017 | 0
2033 | 12 | 24 | 7 | 1018.5782 | 0
2033 | 12 | 24 | 8 | 1035.0409 | 0
2033 | 12 | 24 | 9 | 1040.9476 | 0
2033 | 12 | 24 | 10 | 1049.8861 | 0
2033 | 12 | 24 | 11 | 1070.965 | 20.965
2033 | 12 | 24 | 12 | 1085.4399 | 35.4399
2033 | 12 | 24 | 13 | 1082.0579 | 32.0579
2033 | 12 | 24 | 14 | 1071.5884 | 21.5884
2033 | 12 | 24 | 15 | 1072.0444 | 22.0444
2033 | 12 | 24 | 16 | 1080.276 | 30.276
2033 | 12 | 24 | 17 | 1103.3103 | 53.3103
2033 | 12 | 24 | 18 | 1105.7648 | 55.7648
2033 | 12 | 24 | 19 | 1108.2193 | 58.2193
2033 | 12 | 24 | 20 | 1088.603 | 38.603
2033 | 12 | 24 | 21 | 1070.3814 | 20.3814
2033 | 12 | 24 | 22 | 1054.4092 | 4.4092
2033 | 12 | 24 | 23 | 1033.9051 | 0
2033 | 12 | 25 | 0 | 1012.167 | 0
2033 | 12 | 25 | 1 | 960.4105 | 0
2033 | 12 | 25 | 2 | 935.7133 | 0
2033 | 12 | 25 | 3 | 914.9281 | 0
2033 | 12 | 25 | 4 | 904.64 | 0
2033 | 12 | 25 | 5 | 895.8914 | 0
2033 | 12 | 25 | 6 | 893.0258 | 0
2033 | 12 | 25 | 7 | 893.6277 | 0
2033 | 12 | 25 | 8 | 900.226 | 0
2033 | 12 | 25 | 9 | 907.1531 | 0
2033 | 12 | 25 | 10 | 923.5163 | 0
2033 | 12 | 25 | 11 | 949.0118 | 0
2033 | 12 | 25 | 12 | 970.0535 | 0
2033 | 12 | 25 | 13 | 974.4575 | 0
2033 | 12 | 25 | 14 | 975.6553 | 0
2033 | 12 | 25 | 15 | 971.6062 | 0
2033 | 12 | 25 | 16 | 978.7904 | 0
2033 | 12 | 25 | 17 | 1002.1797 | 0
2033 | 12 | 25 | 18 | 1037.8124 | 0
2033 | 12 | 25 | 19 | 1011.6253 | 0
2033 | 12 | 25 | 20 | 992.3637 | 0
2033 | 12 | 25 | 21 | 974.0565 | 0
2033 | 12 | 25 | 22 | 963.1319 | 0
2033 | 12 | 25 | 23 | 949.0179 | 0
2033 | 12 | 26 | 0 | 941.3936 | 0
2033 | 12 | 26 | 1 | 933.7692 | 0
2033 | 12 | 26 | 2 | 930.4005 | 0
2033 | 12 | 26 | 3 | 911.6695 | 0
2033 | 12 | 26 | 4 | 903.7487 | 0
2033 | 12 | 26 | 5 | 900.43 | 0
2033 | 12 | 26 | 6 | 911.9185 | 0
2033 | 12 | 26 | 7 | 923.9016 | 0
2033 | 12 | 26 | 8 | 941.7872 | 0
2033 | 12 | 26 | 9 | 953.007 | 0
2033 | 12 | 26 | 10 | 966.8242 | 0
2033 | 12 | 26 | 11 | 988.4385 | 0
2033 | 12 | 26 | 12 | 1010.0528 | 0
2033 | 12 | 26 | 13 | 1027.0607 | 0
2033 | 12 | 26 | 14 | 1028.9406 | 0
2033 | 12 | 26 | 15 | 1025.3097 | 0
2033 | 12 | 26 | 16 | 1031.4253 | 0
2033 | 12 | 26 | 17 | 1051.8269 | 1.8269
2033 | 12 | 26 | 18 | 1090.9369 | 40.9369
2033 | 12 | 26 | 19 | 1071.925 | 21.925
2033 | 12 | 26 | 20 | 1056.104 | 6.104
2033 | 12 | 26 | 21 | 1036.4764 | 0
2033 | 12 | 26 | 22 | 1027.2118 | 0
2033 | 12 | 26 | 23 | 1015.6588 | 0
2033 | 12 | 27 | 0 | 994.6548 | 0
2033 | 12 | 27 | 1 | 949.3653 | 0
2033 | 12 | 27 | 2 | 918.2135 | 0
2033 | 12 | 27 | 3 | 887.0617 | 0
2033 | 12 | 27 | 4 | 881.9394 | 0
2033 | 12 | 27 | 5 | 882.1667 | 0
2033 | 12 | 27 | 6 | 887.6831 | 0
2033 | 12 | 27 | 7 | 906.8348 | 0
2033 | 12 | 27 | 8 | 927.5429 | 0
2033 | 12 | 27 | 9 | 966.6088 | 0
2033 | 12 | 27 | 10 | 1017.8328 | 0
2033 | 12 | 27 | 11 | 1051.0376 | 1.0376
2033 | 12 | 27 | 12 | 1065.8498 | 15.8498
2033 | 12 | 27 | 13 | 1080.662 | 30.662
2033 | 12 | 27 | 14 | 1069.2302 | 19.2302
2033 | 12 | 27 | 15 | 1047.4548 | 0
2033 | 12 | 27 | 16 | 1014.0978 | 0
2033 | 12 | 27 | 17 | 1030.8806 | 0
2033 | 12 | 27 | 18 | 1090.9368 | 40.9368
2033 | 12 | 27 | 19 | 1079.5193 | 29.5193
2033 | 12 | 27 | 20 | 1062.8596 | 12.8596
2033 | 12 | 27 | 21 | 1040.8033 | 0
2033 | 12 | 27 | 22 | 1036.6543 | 0
2033 | 12 | 27 | 23 | 1027.9093 | 0
2033 | 12 | 28 | 0 | 1047.1118 | 0
2033 | 12 | 28 | 1 | 1034.3093 | 0
2033 | 12 | 28 | 2 | 1021.5067 | 0
2033 | 12 | 28 | 3 | 998.6987 | 0
2033 | 12 | 28 | 4 | 988.2958 | 0
2033 | 12 | 28 | 5 | 983.9978 | 0
2033 | 12 | 28 | 6 | 982.9684 | 0
2033 | 12 | 28 | 7 | 979.8654 | 0
2033 | 12 | 28 | 8 | 981.742 | 0
2033 | 12 | 28 | 9 | 1008.3826 | 0
2033 | 12 | 28 | 10 | 1048.4249 | 0
2033 | 12 | 28 | 11 | 1072.8681 | 22.8681
2033 | 12 | 28 | 12 | 1093.2738 | 43.2738
2033 | 12 | 28 | 13 | 1094.6501 | 44.6501
2033 | 12 | 28 | 14 | 1089.3879 | 39.3879
2033 | 12 | 28 | 15 | 1076.4665 | 26.4665
2033 | 12 | 28 | 16 | 1078.3974 | 28.3974
2033 | 12 | 28 | 17 | 1101.2189 | 51.2189
2033 | 12 | 28 | 18 | 1160.6861 | 110.6861
2033 | 12 | 28 | 19 | 1148.2473 | 98.2473
2033 | 12 | 28 | 20 | 1119.8818 | 69.8818
2033 | 12 | 28 | 21 | 1092.8416 | 42.8416
2033 | 12 | 28 | 22 | 1086.3529 | 36.3529
2033 | 12 | 28 | 23 | 1074.2533 | 24.2533
2033 | 12 | 29 | 0 | 1052.9075 | 2.9075
2033 | 12 | 29 | 1 | 1001.3877 | 0
2033 | 12 | 29 | 2 | 975.2608 | 0
2033 | 12 | 29 | 3 | 952.7489 | 0
2033 | 12 | 29 | 4 | 940.9219 | 0
2033 | 12 | 29 | 5 | 929.1127 | 0
2033 | 12 | 29 | 6 | 920.5228 | 0
2033 | 12 | 29 | 7 | 911.1447 | 0
2033 | 12 | 29 | 8 | 909.7522 | 0
2033 | 12 | 29 | 9 | 942.9608 | 0
2033 | 12 | 29 | 10 | 972.7289 | 0
2033 | 12 | 29 | 11 | 999.74 | 0
2033 | 12 | 29 | 12 | 1013.9393 | 0
2033 | 12 | 29 | 13 | 1028.1386 | 0
2033 | 12 | 29 | 14 | 1024.9716 | 0
2033 | 12 | 29 | 15 | 1028.8285 | 0
2033 | 12 | 29 | 16 | 1041.3651 | 0
2033 | 12 | 29 | 17 | 1071.5878 | 21.5878
2033 | 12 | 29 | 18 | 1119.5281 | 69.5281
2033 | 12 | 29 | 19 | 1097.0209 | 47.0209
2033 | 12 | 29 | 20 | 1067.5636 | 17.5636
2033 | 12 | 29 | 21 | 1042.2921 | 0
2033 | 12 | 29 | 22 | 1032.8424 | 0
2033 | 12 | 29 | 23 | 1017.8088 | 0
2033 | 12 | 30 | 0 | 997.7763 | 0
2033 | 12 | 30 | 1 | 938.8545 | 0
2033 | 12 | 30 | 2 | 919.6974 | 0
2033 | 12 | 30 | 3 | 904.7675 | 0
2033 | 12 | 30 | 4 | 901.5634 | 0
2033 | 12 | 30 | 5 | 907.872 | 0
2033 | 12 | 30 | 6 | 938.608 | 0
2033 | 12 | 30 | 7 | 976.653 | 0
2033 | 12 | 30 | 8 | 1001.0902 | 0
2033 | 12 | 30 | 9 | 1014.1156 | 0
2033 | 12 | 30 | 10 | 1029.1326 | 0
2033 | 12 | 30 | 11 | 1054.0516 | 4.0516
2033 | 12 | 30 | 12 | 1072.2035 | 22.2035
2033 | 12 | 30 | 13 | 1090.3554 | 40.3554
2033 | 12 | 30 | 14 | 1099.4899 | 49.4899
2033 | 12 | 30 | 15 | 1099.7532 | 49.7532
2033 | 12 | 30 | 16 | 1102.175 | 52.175
2033 | 12 | 30 | 17 | 1112.6331 | 62.6331
2033 | 12 | 30 | 18 | 1144.0872 | 94.0872
2033 | 12 | 30 | 19 | 1115.9336 | 65.9336
2033 | 12 | 30 | 20 | 1080.6968 | 30.6968
2033 | 12 | 30 | 21 | 1065.9116 | 15.9116
2033 | 12 | 30 | 22 | 1046.7671 | 0
2033 | 12 | 30 | 23 | 1023.0668 | 0
2033 | 12 | 31 | 0 | 996.0561 | 0
2033 | 12 | 31 | 1 | 944.4476 | 0
2033 | 12 | 31 | 2 | 892.839 | 0
2033 | 12 | 31 | 3 | 873.1537 | 0
2033 | 12 | 31 | 4 | 870.0717 | 0
2033 | 12 | 31 | 5 | 877.4367 | 0
2033 | 12 | 31 | 6 | 914.8225 | 0
2033 | 12 | 31 | 7 | 963.0469 | 0
2033 | 12 | 31 | 8 | 988.773 | 0
2033 | 12 | 31 | 9 | 998.9246 | 0
2033 | 12 | 31 | 10 | 1020.2367 | 0
2033 | 12 | 31 | 11 | 1044.6078 | 0
2033 | 12 | 31 | 12 | 1061.07 | 11.07
2033 | 12 | 31 | 13 | 1077.5321 | 27.5321
2033 | 12 | 31 | 14 | 1081.1409 | 31.1409
2033 | 12 | 31 | 15 | 1077.1837 | 27.1837
2033 | 12 | 31 | 16 | 1079.1109 | 29.1109
2033 | 12 | 31 | 17 | 1085.783 | 35.783
2033 | 12 | 31 | 18 | 1124.6766 | 74.6766
2033 | 12 | 31 | 19 | 1100.0967 | 50.0967
2033 | 12 | 31 | 20 | 1066.6648 | 16.6648
2033 | 12 | 31 | 21 | 1029.3285 | 0
2033 | 12 | 31 | 22 | 1013.1277 | 0
2033 | 12 | 31 | 23 | 992.7924 | 0
2034 | 1 | 1 | 0 | 968.2892 | 0
2034 | 1 | 1 | 1 | 973.6779 | 0
2034 | 1 | 1 | 2 | 985.2796 | 0
2034 | 1 | 1 | 3 | 966.3038 | 0
2034 | 1 | 1 | 4 | 958.9728 | 0
2034 | 1 | 1 | 5 | 958.6441 | 0
2034 | 1 | 1 | 6 | 974.6717 | 0
2034 | 1 | 1 | 7 | 993.4636 | 0
2034 | 1 | 1 | 8 | 998.0836 | 0
2034 | 1 | 1 | 9 | 995.8684 | 0
2034 | 1 | 1 | 10 | 1010.5055 | 0
2034 | 1 | 1 | 11 | 1036.8882 | 0
2034 | 1 | 1 | 12 | 1066.0555 | 16.0555
2034 | 1 | 1 | 13 | 1083.5391 | 33.5391
2034 | 1 | 1 | 14 | 1090.126 | 40.126
2034 | 1 | 1 | 15 | 1091.696 | 41.696
2034 | 1 | 1 | 16 | 1087.2729 | 37.2729
2034 | 1 | 1 | 17 | 1098.71 | 48.71
2034 | 1 | 1 | 18 | 1154.8711 | 104.8711
2034 | 1 | 1 | 19 | 1140.5147 | 90.5147
2034 | 1 | 1 | 20 | 1120.8674 | 70.8674
2034 | 1 | 1 | 21 | 1096.0424 | 46.0424
2034 | 1 | 1 | 22 | 1093.7864 | 43.7864
2034 | 1 | 1 | 23 | 1084.8373 | 34.8373
2034 | 1 | 2 | 0 | 1058.4832 | 8.4832
2034 | 1 | 2 | 1 | 1058.907 | 8.907
2034 | 1 | 2 | 2 | 1051.4861 | 1.4861
2034 | 1 | 2 | 3 | 1044.0653 | 0
2034 | 1 | 2 | 4 | 1043.7823 | 0
2034 | 1 | 2 | 5 | 1053.4045 | 3.4045
2034 | 1 | 2 | 6 | 1089.1294 | 39.1294
2034 | 1 | 2 | 7 | 1155.2539 | 105.2539
2034 | 1 | 2 | 8 | 1220.767 | 170.767
2034 | 1 | 2 | 9 | 1234.0242 | 184.0242
2034 | 1 | 2 | 10 | 1241.5821 | 191.5821
2034 | 1 | 2 | 11 | 1252.0526 | 202.0526
2034 | 1 | 2 | 12 | 1254.7553 | 204.7553
2034 | 1 | 2 | 13 | 1257.4581 | 207.4581
2034 | 1 | 2 | 14 | 1254.9296 | 204.9296
2034 | 1 | 2 | 15 | 1245.432 | 195.432
2034 | 1 | 2 | 16 | 1244.558 | 194.558
2034 | 1 | 2 | 17 | 1264.6068 | 214.6068
2034 | 1 | 2 | 18 | 1307.6105 | 257.6105
2034 | 1 | 2 | 19 | 1293.0868 | 243.0868
2034 | 1 | 2 | 20 | 1260.5118 | 210.5118
2034 | 1 | 2 | 21 | 1223.0515 | 173.0515
2034 | 1 | 2 | 22 | 1201.9123 | 151.9123
2034 | 1 | 2 | 23 | 1169.7692 | 119.7692
2034 | 1 | 3 | 0 | 1130.6892 | 80.6892
2034 | 1 | 3 | 1 | 1088.56 | 38.56
2034 | 1 | 3 | 2 | 1061.4754 | 11.4754
2034 | 1 | 3 | 3 | 1041.6285 | 0
2034 | 1 | 3 | 4 | 1037.2869 | 0
2034 | 1 | 3 | 5 | 1046.1288 | 0
2034 | 1 | 3 | 6 | 1077.6612 | 27.6612
2034 | 1 | 3 | 7 | 1130.2338 | 80.2338
2034 | 1 | 3 | 8 | 1175.9648 | 125.9648
2034 | 1 | 3 | 9 | 1187.4186 | 137.4186
2034 | 1 | 3 | 10 | 1205.0322 | 155.0322
2034 | 1 | 3 | 11 | 1230.7412 | 180.7412
2034 | 1 | 3 | 12 | 1244.5988 | 194.5988
2034 | 1 | 3 | 13 | 1235.3847 | 185.3847
2034 | 1 | 3 | 14 | 1220.4224 | 170.4224
2034 | 1 | 3 | 15 | 1213.7767 | 163.7767
2034 | 1 | 3 | 16 | 1225.7545 | 175.7545
2034 | 1 | 3 | 17 | 1237.7323 | 187.7323
2034 | 1 | 3 | 18 | 1273.2598 | 223.2598
2034 | 1 | 3 | 19 | 1263.1156 | 213.1156
2034 | 1 | 3 | 20 | 1248.4767 | 198.4767
2034 | 1 | 3 | 21 | 1224.0593 | 174.0593
2034 | 1 | 3 | 22 | 1204.7564 | 154.7564
2034 | 1 | 3 | 23 | 1170.6394 | 120.6394
2034 | 1 | 4 | 0 | 1126.1508 | 76.1508
2034 | 1 | 4 | 1 | 1136.774 | 86.774
2034 | 1 | 4 | 2 | 1115.7633 | 65.7633
2034 | 1 | 4 | 3 | 1097.5608 | 47.5608
2034 | 1 | 4 | 4 | 1100.1909 | 50.1909
2034 | 1 | 4 | 5 | 1109.8564 | 59.8564
2034 | 1 | 4 | 6 | 1140.8721 | 90.8721
2034 | 1 | 4 | 7 | 1180.9303 | 130.9303
2034 | 1 | 4 | 8 | 1208.0287 | 158.0287
2034 | 1 | 4 | 9 | 1206.0319 | 156.0319
2034 | 1 | 4 | 10 | 1223.5253 | 173.5253
2034 | 1 | 4 | 11 | 1243.4762 | 193.4762
2034 | 1 | 4 | 12 | 1263.4271 | 213.4271
2034 | 1 | 4 | 13 | 1271.8518 | 221.8518
2034 | 1 | 4 | 14 | 1280.2765 | 230.2765
2034 | 1 | 4 | 15 | 1276.1198 | 226.1198
2034 | 1 | 4 | 16 | 1284.7206 | 234.7206
2034 | 1 | 4 | 17 | 1293.3215 | 243.3215
2034 | 1 | 4 | 18 | 1344.3154 | 294.3154
2034 | 1 | 4 | 19 | 1322.0258 | 272.0258
2034 | 1 | 4 | 20 | 1296.9974 | 246.9974
2034 | 1 | 4 | 21 | 1257.9471 | 207.9471
2034 | 1 | 4 | 22 | 1242.4685 | 192.4685
2034 | 1 | 4 | 23 | 1212.8529 | 162.8529
2034 | 1 | 5 | 0 | 1177.6467 | 127.6467
2034 | 1 | 5 | 1 | 1145.7579 | 95.7579
2034 | 1 | 5 | 2 | 1123.7365 | 73.7365
2034 | 1 | 5 | 3 | 1107.3338 | 57.3338
2034 | 1 | 5 | 4 | 1104.6917 | 54.6917
2034 | 1 | 5 | 5 | 1112.1786 | 62.1786
2034 | 1 | 5 | 6 | 1138.5343 | 88.5343
2034 | 1 | 5 | 7 | 1179.2167 | 129.2167
2034 | 1 | 5 | 8 | 1211.5323 | 161.5323
2034 | 1 | 5 | 9 | 1226.5048 | 176.5048
2034 | 1 | 5 | 10 | 1242.0351 | 192.0351
2034 | 1 | 5 | 11 | 1265.8147 | 215.8147
2034 | 1 | 5 | 12 | 1283.4133 | 233.4133
2034 | 1 | 5 | 13 | 1301.012 | 251.012
2034 | 1 | 5 | 14 | 1307.69 | 257.69
2034 | 1 | 5 | 15 | 1305.0713 | 255.0713
2034 | 1 | 5 | 16 | 1297.3571 | 247.3571
2034 | 1 | 5 | 17 | 1297.4029 | 247.4029
2034 | 1 | 5 | 18 | 1332.7652 | 282.7652
2034 | 1 | 5 | 19 | 1314.813 | 264.813
2034 | 1 | 5 | 20 | 1284.7652 | 234.7652
2034 | 1 | 5 | 21 | 1245.3288 | 195.3288
2034 | 1 | 5 | 22 | 1214.528 | 164.528
2034 | 1 | 5 | 23 | 1199.0811 | 149.0811
2034 | 1 | 6 | 0 | 1171.0828 | 121.0828
2034 | 1 | 6 | 1 | 1107.6839 | 57.6839
2034 | 1 | 6 | 2 | 1080.3615 | 30.3615
2034 | 1 | 6 | 3 | 1069.4802 | 19.4802
2034 | 1 | 6 | 4 | 1058.5989 | 8.5989
2034 | 1 | 6 | 5 | 1066.2478 | 16.2478
2034 | 1 | 6 | 6 | 1096.5572 | 46.5572
2034 | 1 | 6 | 7 | 1145.8713 | 95.8713
2034 | 1 | 6 | 8 | 1183.809 | 133.809
2034 | 1 | 6 | 9 | 1193.729 | 143.729
2034 | 1 | 6 | 10 | 1209.045 | 159.045
2034 | 1 | 6 | 11 | 1233.3199 | 183.3199
2034 | 1 | 6 | 12 | 1255.3804 | 205.3804
2034 | 1 | 6 | 13 | 1266.0435 | 216.0435
2034 | 1 | 6 | 14 | 1268.4351 | 218.4351
2034 | 1 | 6 | 15 | 1264.5883 | 214.5883
2034 | 1 | 6 | 16 | 1257.8078 | 207.8078
2034 | 1 | 6 | 17 | 1262.7365 | 212.7365
2034 | 1 | 6 | 18 | 1290.8283 | 240.8283
2034 | 1 | 6 | 19 | 1259.8247 | 209.8247
2034 | 1 | 6 | 20 | 1230.5762 | 180.5762
2034 | 1 | 6 | 21 | 1212.9268 | 162.9268
2034 | 1 | 6 | 22 | 1192.3077 | 142.3077
2034 | 1 | 6 | 23 | 1168.6939 | 118.6939
2034 | 1 | 7 | 0 | 1119.2094 | 69.2094
2034 | 1 | 7 | 1 | 1069.725 | 19.725
2034 | 1 | 7 | 2 | 1041.6205 | 0
2034 | 1 | 7 | 3 | 1021.3568 | 0
2034 | 1 | 7 | 4 | 1018.9306 | 0
2034 | 1 | 7 | 5 | 1019.3587 | 0
2034 | 1 | 7 | 6 | 1032.8808 | 0
2034 | 1 | 7 | 7 | 1055.6816 | 5.6816
2034 | 1 | 7 | 8 | 1080.3765 | 30.3765
2034 | 1 | 7 | 9 | 1100.2883 | 50.2883
2034 | 1 | 7 | 10 | 1119.5688 | 69.5688
2034 | 1 | 7 | 11 | 1138.2063 | 88.2063
2034 | 1 | 7 | 12 | 1152.8075 | 102.8075
2034 | 1 | 7 | 13 | 1152.3689 | 102.3689
2034 | 1 | 7 | 14 | 1145.9907 | 95.9907
2034 | 1 | 7 | 15 | 1144.6887 | 94.6887
2034 | 1 | 7 | 16 | 1162.871 | 112.871
2034 | 1 | 7 | 17 | 1181.0532 | 131.0532
2034 | 1 | 7 | 18 | 1212.8656 | 162.8656
2034 | 1 | 7 | 19 | 1197.2373 | 147.2373
2034 | 1 | 7 | 20 | 1173.7094 | 123.7094
2034 | 1 | 7 | 21 | 1165.4243 | 115.4243
2034 | 1 | 7 | 22 | 1153.1107 | 103.1107
2034 | 1 | 7 | 23 | 1133.1043 | 83.1043
2034 | 1 | 8 | 0 | 1102.4 | 52.4
2034 | 1 | 8 | 1 | 1071.6957 | 21.6957
2034 | 1 | 8 | 2 | 1046.3443 | 0
2034 | 1 | 8 | 3 | 1025.4984 | 0
2034 | 1 | 8 | 4 | 1018.647 | 0
2034 | 1 | 8 | 5 | 1016.3425 | 0
2034 | 1 | 8 | 6 | 1023.7016 | 0
2034 | 1 | 8 | 7 | 1033.7534 | 0
2034 | 1 | 8 | 8 | 1041.2871 | 0
2034 | 1 | 8 | 9 | 1053.0772 | 3.0772
2034 | 1 | 8 | 10 | 1080.8484 | 30.8484
2034 | 1 | 8 | 11 | 1100.2303 | 50.2303
2034 | 1 | 8 | 12 | 1118.74 | 68.74
2034 | 1 | 8 | 13 | 1122.6742 | 72.6742
2034 | 1 | 8 | 14 | 1114.9163 | 64.9163
2034 | 1 | 8 | 15 | 1119.8139 | 69.8139
2034 | 1 | 8 | 16 | 1129.4241 | 79.4241
2034 | 1 | 8 | 17 | 1157.6648 | 107.6648
2034 | 1 | 8 | 18 | 1215.4003 | 165.4003
2034 | 1 | 8 | 19 | 1212.6726 | 162.6726
2034 | 1 | 8 | 20 | 1189.1119 | 139.1119
2034 | 1 | 8 | 21 | 1161.2124 | 111.2124
2034 | 1 | 8 | 22 | 1151.8286 | 101.8286
2034 | 1 | 8 | 23 | 1133.7269 | 83.7269
2034 | 1 | 9 | 0 | 1136.1983 | 86.1983
2034 | 1 | 9 | 1 | 1138.6697 | 88.6697
2034 | 1 | 9 | 2 | 1170.8241 | 120.8241
2034 | 1 | 9 | 3 | 1154.128 | 104.128
2034 | 1 | 9 | 4 | 1151.8107 | 101.8107
2034 | 1 | 9 | 5 | 1156.481 | 106.481
2034 | 1 | 9 | 6 | 1183.9744 | 133.9744
2034 | 1 | 9 | 7 | 1229.9123 | 179.9123
2034 | 1 | 9 | 8 | 1277.4468 | 227.4468
2034 | 1 | 9 | 9 | 1301.2938 | 251.2938
2034 | 1 | 9 | 10 | 1317.2842 | 267.2842
2034 | 1 | 9 | 11 | 1332.956 | 282.956
2034 | 1 | 9 | 12 | 1348.6277 | 298.6277
2034 | 1 | 9 | 13 | 1359.1169 | 309.1169
2034 | 1 | 9 | 14 | 1355.7807 | 305.7807
2034 | 1 | 9 | 15 | 1348.5008 | 298.5008
2034 | 1 | 9 | 16 | 1345.7878 | 295.7878
2034 | 1 | 9 | 17 | 1343.0749 | 293.0749
2034 | 1 | 9 | 18 | 1386.0615 | 336.0615
2034 | 1 | 9 | 19 | 1385.0387 | 335.0387
2034 | 1 | 9 | 20 | 1362.7433 | 312.7433
2034 | 1 | 9 | 21 | 1352.2103 | 302.2103
2034 | 1 | 9 | 22 | 1338.858 | 288.858
2034 | 1 | 9 | 23 | 1316.0269 | 266.0269
2034 | 1 | 10 | 0 | 1275.5478 | 225.5478
2034 | 1 | 10 | 1 | 1206.0662 | 156.0662
2034 | 1 | 10 | 2 | 1183.5372 | 133.5372
2034 | 1 | 10 | 3 | 1166.0423 | 116.0423
2034 | 1 | 10 | 4 | 1164.6886 | 114.6886
2034 | 1 | 10 | 5 | 1166.9584 | 116.9584
2034 | 1 | 10 | 6 | 1186.2415 | 136.2415
2034 | 1 | 10 | 7 | 1237.6268 | 187.6268
2034 | 1 | 10 | 8 | 1287.0684 | 237.0684
2034 | 1 | 10 | 9 | 1304.0028 | 254.0028
2034 | 1 | 10 | 10 | 1324.3334 | 274.3334
2034 | 1 | 10 | 11 | 1347.8836 | 297.8836
2034 | 1 | 10 | 12 | 1365.6468 | 315.6468
2034 | 1 | 10 | 13 | 1356.6326 | 306.6326
2034 | 1 | 10 | 14 | 1338.0066 | 288.0066
2034 | 1 | 10 | 15 | 1332.0327 | 282.0327
2034 | 1 | 10 | 16 | 1316.2403 | 266.2403
2034 | 1 | 10 | 17 | 1328.7493 | 278.7493
2034 | 1 | 10 | 18 | 1376.2788 | 326.2788
2034 | 1 | 10 | 19 | 1378.4364 | 328.4364
2034 | 1 | 10 | 20 | 1367.6461 | 317.6461
2034 | 1 | 10 | 21 | 1361.5494 | 311.5494
2034 | 1 | 10 | 22 | 1348.2437 | 298.2437
2034 | 1 | 10 | 23 | 1315.9489 | 265.9489
2034 | 1 | 11 | 0 | 1269.6582 | 219.6582
2034 | 1 | 11 | 1 | 1231.9218 | 181.9218
2034 | 1 | 11 | 2 | 1204.634 | 154.634
2034 | 1 | 11 | 3 | 1186.2054 | 136.2054
2034 | 1 | 11 | 4 | 1183.585 | 133.585
2034 | 1 | 11 | 5 | 1188.2221 | 138.2221
2034 | 1 | 11 | 6 | 1209.907 | 159.907
2034 | 1 | 11 | 7 | 1243.7088 | 193.7088
2034 | 1 | 11 | 8 | 1274.4801 | 224.4801
2034 | 1 | 11 | 9 | 1279.64 | 229.64
2034 | 1 | 11 | 10 | 1295.6523 | 245.6523
2034 | 1 | 11 | 11 | 1308.1507 | 258.1507
2034 | 1 | 11 | 12 | 1325.3654 | 275.3654
2034 | 1 | 11 | 13 | 1318.3168 | 268.3168
2034 | 1 | 11 | 14 | 1310.8305 | 260.8305
2034 | 1 | 11 | 15 | 1313.8714 | 263.8714
2034 | 1 | 11 | 16 | 1325.8762 | 275.8762
2034 | 1 | 11 | 17 | 1352.4099 | 302.4099
2034 | 1 | 11 | 18 | 1378.9436 | 328.9436
2034 | 1 | 11 | 19 | 1373.5297 | 323.5297
2034 | 1 | 11 | 20 | 1350.5278 | 300.5278
2034 | 1 | 11 | 21 | 1337.4899 | 287.4899
2034 | 1 | 11 | 22 | 1322.6295 | 272.6295
2034 | 1 | 11 | 23 | 1289.5683 | 239.5683
2034 | 1 | 12 | 0 | 1247.6174 | 197.6174
2034 | 1 | 12 | 1 | 1199.6535 | 149.6535
2034 | 1 | 12 | 2 | 1173.3696 | 123.3696
2034 | 1 | 12 | 3 | 1156.881 | 106.881
2034 | 1 | 12 | 4 | 1156.3765 | 106.3765
2034 | 1 | 12 | 5 | 1167.2325 | 117.2325
2034 | 1 | 12 | 6 | 1201.0034 | 151.0034
2034 | 1 | 12 | 7 | 1251.4626 | 201.4626
2034 | 1 | 12 | 8 | 1297.7824 | 247.7824
2034 | 1 | 12 | 9 | 1308.4056 | 258.4056
2034 | 1 | 12 | 10 | 1316.0001 | 266.0001
2034 | 1 | 12 | 11 | 1323.8915 | 273.8915
2034 | 1 | 12 | 12 | 1336.8029 | 286.8029
2034 | 1 | 12 | 13 | 1333.1084 | 283.1084
2034 | 1 | 12 | 14 | 1324.6202 | 274.6202
2034 | 1 | 12 | 15 | 1323.7143 | 273.7143
2034 | 1 | 12 | 16 | 1329.8166 | 279.8166
2034 | 1 | 12 | 17 | 1350.9306 | 300.9306
2034 | 1 | 12 | 18 | 1372.0447 | 322.0447
2034 | 1 | 12 | 19 | 1374.9169 | 324.9169
2034 | 1 | 12 | 20 | 1350.6108 | 300.6108
2034 | 1 | 12 | 21 | 1320.3181 | 270.3181
2034 | 1 | 12 | 22 | 1296.1862 | 246.1862
2034 | 1 | 12 | 23 | 1267.3502 | 217.3502
2034 | 1 | 13 | 0 | 1224.5625 | 174.5625
2034 | 1 | 13 | 1 | 1213.9559 | 163.9559
2034 | 1 | 13 | 2 | 1186.1824 | 136.1824
2034 | 1 | 13 | 3 | 1166.6582 | 116.6582
2034 | 1 | 13 | 4 | 1164.3023 | 114.3023
2034 | 1 | 13 | 5 | 1174.8874 | 124.8874
2034 | 1 | 13 | 6 | 1203.8759 | 153.8759
2034 | 1 | 13 | 7 | 1258.336 | 208.336
2034 | 1 | 13 | 8 | 1302.7482 | 252.7482
2034 | 1 | 13 | 9 | 1315.6425 | 265.6425
2034 | 1 | 13 | 10 | 1325.5766 | 275.5766
2034 | 1 | 13 | 11 | 1344.6441 | 294.6441
2034 | 1 | 13 | 12 | 1357.1264 | 307.1264
2034 | 1 | 13 | 13 | 1369.6086 | 319.6086
2034 | 1 | 13 | 14 | 1370.1329 | 320.1329
2034 | 1 | 13 | 15 | 1361.9989 | 311.9989
2034 | 1 | 13 | 16 | 1353.4854 | 303.4854
2034 | 1 | 13 | 17 | 1348.7843 | 298.7843
2034 | 1 | 13 | 18 | 1381.7969 | 331.7969
2034 | 1 | 13 | 19 | 1363.6681 | 313.6681
2034 | 1 | 13 | 20 | 1337.7442 | 287.7442
2034 | 1 | 13 | 21 | 1314.1756 | 264.1756
2034 | 1 | 13 | 22 | 1290.2571 | 240.2571
2034 | 1 | 13 | 23 | 1259.2031 | 209.2031
2034 | 1 | 14 | 0 | 1218.3273 | 168.3273
2034 | 1 | 14 | 1 | 1102.22 | 52.22
2034 | 1 | 14 | 2 | 1075.2094 | 25.2094
2034 | 1 | 14 | 3 | 1050.4037 | 0.40372
2034 | 1 | 14 | 4 | 1043.2617 | 0
2034 | 1 | 14 | 5 | 1038.6049 | 0
2034 | 1 | 14 | 6 | 1043.8741 | 0
2034 | 1 | 14 | 7 | 1061.9829 | 11.9829
2034 | 1 | 14 | 8 | 1083.0744 | 33.0744
2034 | 1 | 14 | 9 | 1104.6404 | 54.6404
2034 | 1 | 14 | 10 | 1126.6826 | 76.6826
2034 | 1 | 14 | 11 | 1157.0705 | 107.0705
2034 | 1 | 14 | 12 | 1178.8822 | 128.8822
2034 | 1 | 14 | 13 | 1187.6957 | 137.6957
2034 | 1 | 14 | 14 | 1188.0626 | 138.0626
2034 | 1 | 14 | 15 | 1181.9038 | 131.9038
2034 | 1 | 14 | 16 | 1171.7007 | 121.7007
2034 | 1 | 14 | 17 | 1178.7602 | 128.7602
2034 | 1 | 14 | 18 | 1215.1546 | 165.1546
2034 | 1 | 14 | 19 | 1205.7332 | 155.7332
2034 | 1 | 14 | 20 | 1175.7871 | 125.7871
2034 | 1 | 14 | 21 | 1161.2871 | 111.2871
2034 | 1 | 14 | 22 | 1147.8086 | 97.8086
2034 | 1 | 14 | 23 | 1132.3285 | 82.3285
2034 | 1 | 15 | 0 | 1089.7271 | 39.7271
2034 | 1 | 15 | 1 | 1047.1257 | 0
2034 | 1 | 15 | 2 | 1020.8049 | 0
2034 | 1 | 15 | 3 | 997.3458 | 0
2034 | 1 | 15 | 4 | 986.876 | 0
2034 | 1 | 15 | 5 | 981.5194 | 0
2034 | 1 | 15 | 6 | 989.3432 | 0
2034 | 1 | 15 | 7 | 999.6801 | 0
2034 | 1 | 15 | 8 | 1008.1863 | 0
2034 | 1 | 15 | 9 | 1031.1682 | 0
2034 | 1 | 15 | 10 | 1060.4976 | 10.4976
2034 | 1 | 15 | 11 | 1083.6401 | 33.6401
2034 | 1 | 15 | 12 | 1112.3544 | 62.3544
2034 | 1 | 15 | 13 | 1113.5353 | 63.5353
2034 | 1 | 15 | 14 | 1108.0338 | 58.0338
2034 | 1 | 15 | 15 | 1112.1821 | 62.1821
2034 | 1 | 15 | 16 | 1123.2061 | 73.2061
2034 | 1 | 15 | 17 | 1145.0486 | 95.0486
2034 | 1 | 15 | 18 | 1196.6319 | 146.6319
2034 | 1 | 15 | 19 | 1205.1456 | 155.1456
2034 | 1 | 15 | 20 | 1182.1428 | 132.1428
2034 | 1 | 15 | 21 | 1161.6979 | 111.6979
2034 | 1 | 15 | 22 | 1148.4686 | 98.4686
2034 | 1 | 15 | 23 | 1129.4452 | 79.4452
2034 | 1 | 16 | 0 | 1134.0765 | 84.0765
2034 | 1 | 16 | 1 | 1138.7078 | 88.7078
2034 | 1 | 16 | 2 | 1181.8868 | 131.8868
2034 | 1 | 16 | 3 | 1163.1433 | 113.1433
2034 | 1 | 16 | 4 | 1155.8672 | 105.8672
2034 | 1 | 16 | 5 | 1159.8 | 109.8
2034 | 1 | 16 | 6 | 1183.5039 | 133.5039
2034 | 1 | 16 | 7 | 1225.1318 | 175.1318
2034 | 1 | 16 | 8 | 1259.5243 | 209.5243
2034 | 1 | 16 | 9 | 1277.8079 | 227.8079
2034 | 1 | 16 | 10 | 1298.1904 | 248.1904
2034 | 1 | 16 | 11 | 1315.3232 | 265.3232
2034 | 1 | 16 | 12 | 1337.8193 | 287.8193
2034 | 1 | 16 | 13 | 1328.3498 | 278.3498
2034 | 1 | 16 | 14 | 1318.2568 | 268.2568
2034 | 1 | 16 | 15 | 1320.4424 | 270.4424
2034 | 1 | 16 | 16 | 1331.9226 | 281.9226
2034 | 1 | 16 | 17 | 1343.2332 | 293.2332
2034 | 1 | 16 | 18 | 1379.5648 | 329.5648
2034 | 1 | 16 | 19 | 1381.0892 | 331.0892
2034 | 1 | 16 | 20 | 1357.5142 | 307.5142
2034 | 1 | 16 | 21 | 1339.5938 | 289.5938
2034 | 1 | 16 | 22 | 1328.2459 | 278.2459
2034 | 1 | 16 | 23 | 1309.2375 | 259.2375
2034 | 1 | 17 | 0 | 1268.9203 | 218.9203
2034 | 1 | 17 | 1 | 1178.8943 | 128.8943
2034 | 1 | 17 | 2 | 1150.3761 | 100.3761
2034 | 1 | 17 | 3 | 1127.7391 | 77.7391
2034 | 1 | 17 | 4 | 1119.971 | 69.971
2034 | 1 | 17 | 5 | 1120.5204 | 70.5204
2034 | 1 | 17 | 6 | 1138.8433 | 88.8433
2034 | 1 | 17 | 7 | 1180.488 | 130.488
2034 | 1 | 17 | 8 | 1226.2082 | 176.2082
2034 | 1 | 17 | 9 | 1246.2858 | 196.2858
2034 | 1 | 17 | 10 | 1276.0659 | 226.0659
2034 | 1 | 17 | 11 | 1294.6741 | 244.6741
2034 | 1 | 17 | 12 | 1313.2823 | 263.2823
2034 | 1 | 17 | 13 | 1314.5109 | 264.5109
2034 | 1 | 17 | 14 | 1315.7394 | 265.7394
2034 | 1 | 17 | 15 | 1306.1801 | 256.1801
2034 | 1 | 17 | 16 | 1298.0957 | 248.0957
2034 | 1 | 17 | 17 | 1290.0113 | 240.0113
2034 | 1 | 17 | 18 | 1309.8567 | 259.8567
2034 | 1 | 17 | 19 | 1329.7022 | 279.7022
2034 | 1 | 17 | 20 | 1304.8743 | 254.8743
2034 | 1 | 17 | 21 | 1287.2765 | 237.2765
2034 | 1 | 17 | 22 | 1272.4914 | 222.4914
2034 | 1 | 17 | 23 | 1240.6772 | 190.6772
2034 | 1 | 18 | 0 | 1198.3024 | 148.3024
2034 | 1 | 18 | 1 | 1172.7294 | 122.7294
2034 | 1 | 18 | 2 | 1150.0956 | 100.0956
2034 | 1 | 18 | 3 | 1131.9677 | 81.9677
2034 | 1 | 18 | 4 | 1131.0869 | 81.0869
2034 | 1 | 18 | 5 | 1132.0064 | 82.0064
2034 | 1 | 18 | 6 | 1149.0379 | 99.0379
2034 | 1 | 18 | 7 | 1178.9039 | 128.9039
2034 | 1 | 18 | 8 | 1223.0288 | 173.0288
2034 | 1 | 18 | 9 | 1238.8275 | 188.8275
2034 | 1 | 18 | 10 | 1254.4649 | 204.4649
2034 | 1 | 18 | 11 | 1272.7216 | 222.7216
2034 | 1 | 18 | 12 | 1290.9783 | 240.9783
2034 | 1 | 18 | 13 | 1298.1035 | 248.1035
2034 | 1 | 18 | 14 | 1305.2288 | 255.2288
2034 | 1 | 18 | 15 | 1302.8334 | 252.8334
2034 | 1 | 18 | 16 | 1307.662 | 257.662
2034 | 1 | 18 | 17 | 1312.4907 | 262.4907
2034 | 1 | 18 | 18 | 1364.0173 | 314.0173
2034 | 1 | 18 | 19 | 1363.4669 | 313.4669
2034 | 1 | 18 | 20 | 1341.3305 | 291.3305
2034 | 1 | 18 | 21 | 1302.6807 | 252.6807
2034 | 1 | 18 | 22 | 1293.8441 | 243.8441
2034 | 1 | 18 | 23 | 1272.2023 | 222.2023
2034 | 1 | 19 | 0 | 1241.527 | 191.527
2034 | 1 | 19 | 1 | 1223.3429 | 173.3429
2034 | 1 | 19 | 2 | 1198.9294 | 148.9294
2034 | 1 | 19 | 3 | 1179.9311 | 129.9311
2034 | 1 | 19 | 4 | 1179.1217 | 129.1217
2034 | 1 | 19 | 5 | 1183.8513 | 133.8513
2034 | 1 | 19 | 6 | 1207.6136 | 157.6136
2034 | 1 | 19 | 7 | 1251.9157 | 201.9157
2034 | 1 | 19 | 8 | 1293.0904 | 243.0904
2034 | 1 | 19 | 9 | 1306.7663 | 256.7663
2034 | 1 | 19 | 10 | 1321.976 | 271.976
2034 | 1 | 19 | 11 | 1333.5914 | 283.5914
2034 | 1 | 19 | 12 | 1345.2067 | 295.2067
2034 | 1 | 19 | 13 | 1349.1132 | 299.1132
2034 | 1 | 19 | 14 | 1353.0197 | 303.0197
2034 | 1 | 19 | 15 | 1343.5516 | 293.5516
2034 | 1 | 19 | 16 | 1336.4731 | 286.4731
2034 | 1 | 19 | 17 | 1329.3945 | 279.3945
2034 | 1 | 19 | 18 | 1369.3867 | 319.3867
2034 | 1 | 19 | 19 | 1381.8698 | 331.8698
2034 | 1 | 19 | 20 | 1368.0974 | 318.0974
2034 | 1 | 19 | 21 | 1336.0855 | 286.0855
2034 | 1 | 19 | 22 | 1318.3426 | 268.3426
2034 | 1 | 19 | 23 | 1291.9589 | 241.9589
2034 | 1 | 20 | 0 | 1254.4552 | 204.4552
2034 | 1 | 20 | 1 | 1215.7367 | 165.7367
2034 | 1 | 20 | 2 | 1187.7401 | 137.7401
2034 | 1 | 20 | 3 | 1168.7659 | 118.7659
2034 | 1 | 20 | 4 | 1167.3382 | 117.3382
2034 | 1 | 20 | 5 | 1175.1981 | 125.1981
2034 | 1 | 20 | 6 | 1197.3467 | 147.3467
2034 | 1 | 20 | 7 | 1243.4 | 193.4
2034 | 1 | 20 | 8 | 1293.0622 | 243.0622
2034 | 1 | 20 | 9 | 1307.0782 | 257.0782
2034 | 1 | 20 | 10 | 1317.2952 | 267.2952
2034 | 1 | 20 | 11 | 1340.6731 | 290.6731
2034 | 1 | 20 | 12 | 1354.6605 | 304.6605
2034 | 1 | 20 | 13 | 1368.6478 | 318.6478
2034 | 1 | 20 | 14 | 1367.0482 | 317.0482
2034 | 1 | 20 | 15 | 1353.2778 | 303.2778
2034 | 1 | 20 | 16 | 1336.3413 | 286.3413
2034 | 1 | 20 | 17 | 1323.9182 | 273.9182
2034 | 1 | 20 | 18 | 1353.5186 | 303.5186
2034 | 1 | 20 | 19 | 1357.6825 | 307.6825
2034 | 1 | 20 | 20 | 1355.8039 | 305.8039
2034 | 1 | 20 | 21 | 1344.2452 | 294.2452
2034 | 1 | 20 | 22 | 1325.4258 | 275.4258
2034 | 1 | 20 | 23 | 1295.6296 | 245.6296
2034 | 1 | 21 | 0 | 1248.09 | 198.09
2034 | 1 | 21 | 1 | 1145.4737 | 95.4737
2034 | 1 | 21 | 2 | 1118.322 | 68.322
2034 | 1 | 21 | 3 | 1092.5038 | 42.5038
2034 | 1 | 21 | 4 | 1085.8699 | 35.8699
2034 | 1 | 21 | 5 | 1089.3649 | 39.3649
2034 | 1 | 21 | 6 | 1106.6414 | 56.6414
2034 | 1 | 21 | 7 | 1127.2205 | 77.2205
2034 | 1 | 21 | 8 | 1128.0196 | 78.0196
2034 | 1 | 21 | 9 | 1141.8133 | 91.8133
2034 | 1 | 21 | 10 | 1165.2085 | 115.2085
2034 | 1 | 21 | 11 | 1183.2363 | 133.2363
2034 | 1 | 21 | 12 | 1208.258 | 158.258
2034 | 1 | 21 | 13 | 1211.1773 | 161.1773
2034 | 1 | 21 | 14 | 1201.9234 | 151.9234
2034 | 1 | 21 | 15 | 1197.5235 | 147.5235
2034 | 1 | 21 | 16 | 1197.0854 | 147.0854
2034 | 1 | 21 | 17 | 1211.7858 | 161.7858
2034 | 1 | 21 | 18 | 1231.4545 | 181.4545
2034 | 1 | 21 | 19 | 1251.1232 | 201.1232
2034 | 1 | 21 | 20 | 1225.4309 | 175.4309
2034 | 1 | 21 | 21 | 1209.6005 | 159.6005
2034 | 1 | 21 | 22 | 1192.6574 | 142.6574
2034 | 1 | 21 | 23 | 1170.5786 | 120.5786
2034 | 1 | 22 | 0 | 1138.7241 | 88.7241
2034 | 1 | 22 | 1 | 1085.7364 | 35.7364
2034 | 1 | 22 | 2 | 1055.8507 | 5.8507
2034 | 1 | 22 | 3 | 1030.3945 | 0
2034 | 1 | 22 | 4 | 1016.4782 | 0
2034 | 1 | 22 | 5 | 1005.3145 | 0
2034 | 1 | 22 | 6 | 998.2197 | 0
2034 | 1 | 22 | 7 | 1000.815 | 0
2034 | 1 | 22 | 8 | 1016.8415 | 0
2034 | 1 | 22 | 9 | 1036.8044 | 0
2034 | 1 | 22 | 10 | 1059.5069 | 9.5069
2034 | 1 | 22 | 11 | 1073.0569 | 23.0569
2034 | 1 | 22 | 12 | 1100.5761 | 50.5761
2034 | 1 | 22 | 13 | 1100.5759 | 50.5759
2034 | 1 | 22 | 14 | 1095.2972 | 45.2972
2034 | 1 | 22 | 15 | 1100.6907 | 50.6907
2034 | 1 | 22 | 16 | 1122.4475 | 72.4475
2034 | 1 | 22 | 17 | 1138.1582 | 88.1582
2034 | 1 | 22 | 18 | 1157.8586 | 107.8586
2034 | 1 | 22 | 19 | 1179.4922 | 129.4922
2034 | 1 | 22 | 20 | 1150.9555 | 100.9555
2034 | 1 | 22 | 21 | 1118.8794 | 68.8794
2034 | 1 | 22 | 22 | 1105.839 | 55.839
2034 | 1 | 22 | 23 | 1090.0049 | 40.0049
2034 | 1 | 23 | 0 | 1095.0163 | 45.0163
2034 | 1 | 23 | 1 | 1132.7359 | 82.7359
2034 | 1 | 23 | 2 | 1139.1041 | 89.1041
2034 | 1 | 23 | 3 | 1118.4317 | 68.4317
2034 | 1 | 23 | 4 | 1109.1029 | 59.1029
2034 | 1 | 23 | 5 | 1110.5318 | 60.5318
2034 | 1 | 23 | 6 | 1135.7666 | 85.7666
2034 | 1 | 23 | 7 | 1181.2907 | 131.2907
2034 | 1 | 23 | 8 | 1224.348 | 174.348
2034 | 1 | 23 | 9 | 1246.4656 | 196.4656
2034 | 1 | 23 | 10 | 1269.0011 | 219.0011
2034 | 1 | 23 | 11 | 1284.633 | 234.633
2034 | 1 | 23 | 12 | 1308.0656 | 258.0656
2034 | 1 | 23 | 13 | 1298.8851 | 248.8851
2034 | 1 | 23 | 14 | 1292.422 | 242.422
2034 | 1 | 23 | 15 | 1297.0425 | 247.0425
2034 | 1 | 23 | 16 | 1310.0834 | 260.0834
2034 | 1 | 23 | 17 | 1326.3228 | 276.3228
2034 | 1 | 23 | 18 | 1344.2752 | 294.2752
2034 | 1 | 23 | 19 | 1338.8892 | 288.8892
2034 | 1 | 23 | 20 | 1333.5032 | 283.5032
2034 | 1 | 23 | 21 | 1307.5952 | 257.5952
2034 | 1 | 23 | 22 | 1289.929 | 239.929
2034 | 1 | 23 | 23 | 1265.5104 | 215.5104
2034 | 1 | 24 | 0 | 1222.6559 | 172.6559
2034 | 1 | 24 | 1 | 1157.6594 | 107.6594
2034 | 1 | 24 | 2 | 1132.7478 | 82.7478
2034 | 1 | 24 | 3 | 1113.5781 | 63.5781
2034 | 1 | 24 | 4 | 1110.1422 | 60.1422
2034 | 1 | 24 | 5 | 1112.6827 | 62.6827
2034 | 1 | 24 | 6 | 1133.9433 | 83.9433
2034 | 1 | 24 | 7 | 1178.2161 | 128.2161
2034 | 1 | 24 | 8 | 1229.7927 | 179.7927
2034 | 1 | 24 | 9 | 1246.2027 | 196.2027
2034 | 1 | 24 | 10 | 1271.8251 | 221.8251
2034 | 1 | 24 | 11 | 1297.4434 | 247.4434
2034 | 1 | 24 | 12 | 1314.5858 | 264.5858
2034 | 1 | 24 | 13 | 1302.3401 | 252.3401
2034 | 1 | 24 | 14 | 1287.7043 | 237.7043
2034 | 1 | 24 | 15 | 1280.1822 | 230.1822
2034 | 1 | 24 | 16 | 1267.6392 | 217.6392
2034 | 1 | 24 | 17 | 1289.0421 | 239.0421
2034 | 1 | 24 | 18 | 1310.4449 | 260.4449
2034 | 1 | 24 | 19 | 1338.6336 | 288.6336
2034 | 1 | 24 | 20 | 1321.9554 | 271.9554
2034 | 1 | 24 | 21 | 1296.1123 | 246.1123
2034 | 1 | 24 | 22 | 1283.188 | 233.188
2034 | 1 | 24 | 23 | 1258.2305 | 208.2305
2034 | 1 | 25 | 0 | 1222.0223 | 172.0223
2034 | 1 | 25 | 1 | 1211.9725 | 161.9725
2034 | 1 | 25 | 2 | 1181.8853 | 131.8853
2034 | 1 | 25 | 3 | 1160.7164 | 110.7164
2034 | 1 | 25 | 4 | 1156.7155 | 106.7155
2034 | 1 | 25 | 5 | 1157.4313 | 107.4313
2034 | 1 | 25 | 6 | 1172.2538 | 122.2538
2034 | 1 | 25 | 7 | 1200.4402 | 150.4402
2034 | 1 | 25 | 8 | 1241.4632 | 191.4632
2034 | 1 | 25 | 9 | 1254.4603 | 204.4603
2034 | 1 | 25 | 10 | 1271.1757 | 221.1757
2034 | 1 | 25 | 11 | 1284.2262 | 234.2262
2034 | 1 | 25 | 12 | 1302.9325 | 252.9325
2034 | 1 | 25 | 13 | 1290.5611 | 240.5611
2034 | 1 | 25 | 14 | 1283.6312 | 233.6312
2034 | 1 | 25 | 15 | 1289.2068 | 239.2068
2034 | 1 | 25 | 16 | 1300.0573 | 250.0573
2034 | 1 | 25 | 17 | 1322.9801 | 272.9801
2034 | 1 | 25 | 18 | 1352.5295 | 302.5295
2034 | 1 | 25 | 19 | 1363.6154 | 313.6154
2034 | 1 | 25 | 20 | 1374.7012 | 324.7012
2034 | 1 | 25 | 21 | 1355.5758 | 305.5758
2034 | 1 | 25 | 22 | 1333.6207 | 283.6207
2034 | 1 | 25 | 23 | 1293.7701 | 243.7701
2034 | 1 | 26 | 0 | 1251.0346 | 201.0346
2034 | 1 | 26 | 1 | 1220.5237 | 170.5237
2034 | 1 | 26 | 2 | 1190.0129 | 140.0129
2034 | 1 | 26 | 3 | 1181.8457 | 131.8457
2034 | 1 | 26 | 4 | 1173.6786 | 123.6786
2034 | 1 | 26 | 5 | 1183.6533 | 133.6533
2034 | 1 | 26 | 6 | 1215.9559 | 165.9559
2034 | 1 | 26 | 7 | 1262.3213 | 212.3213
2034 | 1 | 26 | 8 | 1291.6797 | 241.6797
2034 | 1 | 26 | 9 | 1313.5273 | 263.5273
2034 | 1 | 26 | 10 | 1325.3637 | 275.3637
2034 | 1 | 26 | 11 | 1342.2086 | 292.2086
2034 | 1 | 26 | 12 | 1359.4904 | 309.4904
2034 | 1 | 26 | 13 | 1366.1172 | 316.1172
2034 | 1 | 26 | 14 | 1373.181 | 323.181
2034 | 1 | 26 | 15 | 1366.3043 | 316.3043
2034 | 1 | 26 | 16 | 1359.4321 | 309.4321
2034 | 1 | 26 | 17 | 1367.629 | 317.629
2034 | 1 | 26 | 18 | 1361.1229 | 311.1229
2034 | 1 | 26 | 19 | 1376.3307 | 326.3307
2034 | 1 | 26 | 20 | 1353.1406 | 303.1406
2034 | 1 | 26 | 21 | 1323.0141 | 273.0141
2034 | 1 | 26 | 22 | 1294.308 | 244.308
2034 | 1 | 26 | 23 | 1268.6782 | 218.6782
2034 | 1 | 27 | 0 | 1240.3384 | 190.3384
2034 | 1 | 27 | 1 | 1194.7346 | 144.7346
2034 | 1 | 27 | 2 | 1172.9298 | 122.9298
2034 | 1 | 27 | 3 | 1163.8564 | 113.8564
2034 | 1 | 27 | 4 | 1154.783 | 104.783
2034 | 1 | 27 | 5 | 1170.5358 | 120.5358
2034 | 1 | 27 | 6 | 1208.6347 | 158.6347
2034 | 1 | 27 | 7 | 1264.4738 | 214.4738
2034 | 1 | 27 | 8 | 1293.5365 | 243.5365
2034 | 1 | 27 | 9 | 1305.1785 | 255.1785
2034 | 1 | 27 | 10 | 1319.8261 | 269.8261
2034 | 1 | 27 | 11 | 1334.84 | 284.84
2034 | 1 | 27 | 12 | 1347.5903 | 297.5903
2034 | 1 | 27 | 13 | 1348.9747 | 298.9747
2034 | 1 | 27 | 14 | 1340.6147 | 290.6147
2034 | 1 | 27 | 15 | 1336.9268 | 286.9268
2034 | 1 | 27 | 16 | 1340.1171 | 290.1171
2034 | 1 | 27 | 17 | 1344.2442 | 294.2442
2034 | 1 | 27 | 18 | 1348.3713 | 298.3713
2034 | 1 | 27 | 19 | 1343.3355 | 293.3355
2034 | 1 | 27 | 20 | 1338.2996 | 288.2996
2034 | 1 | 27 | 21 | 1317.2966 | 267.2966
2034 | 1 | 27 | 22 | 1292.8433 | 242.8433
2034 | 1 | 27 | 23 | 1257.6625 | 207.6625
2034 | 1 | 28 | 0 | 1220.0814 | 170.0814
2034 | 1 | 28 | 1 | 1149.712 | 99.712
2034 | 1 | 28 | 2 | 1079.3425 | 29.3425
2034 | 1 | 28 | 3 | 1057.5629 | 7.5629
2034 | 1 | 28 | 4 | 1053.7638 | 3.7638
2034 | 1 | 28 | 5 | 1055.2861 | 5.2861
2034 | 1 | 28 | 6 | 1068.8921 | 18.8921
2034 | 1 | 28 | 7 | 1091.2346 | 41.2346
2034 | 1 | 28 | 8 | 1106.285 | 56.285
2034 | 1 | 28 | 9 | 1120.6676 | 70.6676
2034 | 1 | 28 | 10 | 1139.788 | 89.788
2034 | 1 | 28 | 11 | 1157.654 | 107.654
2034 | 1 | 28 | 12 | 1174.8532 | 124.8532
2034 | 1 | 28 | 13 | 1181.8912 | 131.8912
2034 | 1 | 28 | 14 | 1188.2623 | 138.2623
2034 | 1 | 28 | 15 | 1179.7038 | 129.7038
2034 | 1 | 28 | 16 | 1183.3094 | 133.3094
2034 | 1 | 28 | 17 | 1186.915 | 136.915
2034 | 1 | 28 | 18 | 1202.5201 | 152.5201
2034 | 1 | 28 | 19 | 1207.4099 | 157.4099
2034 | 1 | 28 | 20 | 1175.8023 | 125.8023
2034 | 1 | 28 | 21 | 1161.2418 | 111.2418
2034 | 1 | 28 | 22 | 1147.861 | 97.861
2034 | 1 | 28 | 23 | 1130.8187 | 80.8187
2034 | 1 | 29 | 0 | 1107.1709 | 57.1709
2034 | 1 | 29 | 1 | 1078.6428 | 28.6428
2034 | 1 | 29 | 2 | 1056.7548 | 6.7548
2034 | 1 | 29 | 3 | 1037.9111 | 0
2034 | 1 | 29 | 4 | 1030.1121 | 0
2034 | 1 | 29 | 5 | 1024.9694 | 0
2034 | 1 | 29 | 6 | 1026.5882 | 0
2034 | 1 | 29 | 7 | 1039.0825 | 0
2034 | 1 | 29 | 8 | 1047.8791 | 0
2034 | 1 | 29 | 9 | 1060.6117 | 10.6117
2034 | 1 | 29 | 10 | 1085.9029 | 35.9029
2034 | 1 | 29 | 11 | 1104.1075 | 54.1075
2034 | 1 | 29 | 12 | 1122.7646 | 72.7646
2034 | 1 | 29 | 13 | 1126.7369 | 76.7369
2034 | 1 | 29 | 14 | 1121.9357 | 71.9357
2034 | 1 | 29 | 15 | 1125.6602 | 75.6602
2034 | 1 | 29 | 16 | 1129.9927 | 79.9927
2034 | 1 | 29 | 17 | 1147.6654 | 97.6654
2034 | 1 | 29 | 18 | 1177.5036 | 127.5036
2034 | 1 | 29 | 19 | 1207.3418 | 157.3418
2034 | 1 | 29 | 20 | 1183.152 | 133.152
2034 | 1 | 29 | 21 | 1157.1907 | 107.1907
2034 | 1 | 29 | 22 | 1148.667 | 98.667
2034 | 1 | 29 | 23 | 1138.8327 | 88.8327
2034 | 1 | 30 | 0 | 1139.9 | 89.9
2034 | 1 | 30 | 1 | 1140.9673 | 90.9673
2034 | 1 | 30 | 2 | 1167.4784 | 117.4784
2034 | 1 | 30 | 3 | 1154.8322 | 104.8322
2034 | 1 | 30 | 4 | 1156.5602 | 106.5602
2034 | 1 | 30 | 5 | 1159.2801 | 109.2801
2034 | 1 | 30 | 6 | 1182.682 | 132.682
2034 | 1 | 30 | 7 | 1231.4383 | 181.4383
2034 | 1 | 30 | 8 | 1274.7692 | 224.7692
2034 | 1 | 30 | 9 | 1304.9759 | 254.9759
2034 | 1 | 30 | 10 | 1321.2902 | 271.2902
2034 | 1 | 30 | 11 | 1332.6141 | 282.6141
2034 | 1 | 30 | 12 | 1340.9312 | 290.9312
2034 | 1 | 30 | 13 | 1349.2483 | 299.2483
2034 | 1 | 30 | 14 | 1347.4078 | 297.4078
2034 | 1 | 30 | 15 | 1344.6505 | 294.6505
2034 | 1 | 30 | 16 | 1336.3177 | 286.3177
2034 | 1 | 30 | 17 | 1335.7188 | 285.7188
2034 | 1 | 30 | 18 | 1373.2019 | 323.2019
2034 | 1 | 30 | 19 | 1390.9198 | 340.9198
2034 | 1 | 30 | 20 | 1372.3437 | 322.3437
2034 | 1 | 30 | 21 | 1350.492 | 300.492
2034 | 1 | 30 | 22 | 1337.5864 | 287.5864
2034 | 1 | 30 | 23 | 1316.1373 | 266.1373
2034 | 1 | 31 | 0 | 1279.0376 | 229.0376
2034 | 1 | 31 | 1 | 1229.363 | 179.363
2034 | 1 | 31 | 2 | 1210.8733 | 160.8733
2034 | 1 | 31 | 3 | 1196.5808 | 146.5808
2034 | 1 | 31 | 4 | 1193.1764 | 143.1764
2034 | 1 | 31 | 5 | 1197.9068 | 147.9068
2034 | 1 | 31 | 6 | 1219.9567 | 169.9567
2034 | 1 | 31 | 7 | 1262.6249 | 212.6249
2034 | 1 | 31 | 8 | 1299.4058 | 249.4058
2034 | 1 | 31 | 9 | 1312.4998 | 262.4998
2034 | 1 | 31 | 10 | 1337.0675 | 287.0675
2034 | 1 | 31 | 11 | 1357.3035 | 307.3035
2034 | 1 | 31 | 12 | 1367.0017 | 317.0017
2034 | 1 | 31 | 13 | 1366.9954 | 316.9954
2034 | 1 | 31 | 14 | 1359.4188 | 309.4188
2034 | 1 | 31 | 15 | 1351.5167 | 301.5167
2034 | 1 | 31 | 16 | 1318.1868 | 268.1868
2034 | 1 | 31 | 17 | 1320.3138 | 270.3138
2034 | 1 | 31 | 18 | 1360.5758 | 310.5758
2034 | 1 | 31 | 19 | 1374.6632 | 324.6632
2034 | 1 | 31 | 20 | 1357.5399 | 307.5399
2034 | 1 | 31 | 21 | 1325.1833 | 275.1833
2034 | 1 | 31 | 22 | 1312.6306 | 262.6306
2034 | 1 | 31 | 23 | 1288.9969 | 238.9969
2034 | 2 | 1 | 0 | 1255.6561 | 205.6561
2034 | 2 | 1 | 1 | 1242.2138 | 192.2138
2034 | 2 | 1 | 2 | 1228.7716 | 178.7716
2034 | 2 | 1 | 3 | 1222.489 | 172.489
2034 | 2 | 1 | 4 | 1222.5813 | 172.5813
2034 | 2 | 1 | 5 | 1226.8728 | 176.8728
2034 | 2 | 1 | 6 | 1244.0495 | 194.0495
2034 | 2 | 1 | 7 | 1269.2115 | 219.2115
2034 | 2 | 1 | 8 | 1293.3549 | 243.3549
2034 | 2 | 1 | 9 | 1299.8049 | 249.8049
2034 | 2 | 1 | 10 | 1315.4778 | 265.4778
2034 | 2 | 1 | 11 | 1324.0416 | 274.0416
2034 | 2 | 1 | 12 | 1332.3969 | 282.3969
2034 | 2 | 1 | 13 | 1325.9229 | 275.9229
2034 | 2 | 1 | 14 | 1324.5148 | 274.5148
2034 | 2 | 1 | 15 | 1320.7095 | 270.7095
2034 | 2 | 1 | 16 | 1332.9664 | 282.9664
2034 | 2 | 1 | 17 | 1355.448 | 305.448
2034 | 2 | 1 | 18 | 1379.7458 | 329.7458
2034 | 2 | 1 | 19 | 1404.0436 | 354.0436
2034 | 2 | 1 | 20 | 1397.1063 | 347.1063
2034 | 2 | 1 | 21 | 1384.9589 | 334.9589
2034 | 2 | 1 | 22 | 1371.9414 | 321.9414
2034 | 2 | 1 | 23 | 1343.7612 | 293.7612
2034 | 2 | 2 | 0 | 1308.5584 | 258.5584
2034 | 2 | 2 | 1 | 1233.4119 | 183.4119
2034 | 2 | 2 | 2 | 1210.9086 | 160.9086
2034 | 2 | 2 | 3 | 1201.5606 | 151.5606
2034 | 2 | 2 | 4 | 1202.7029 | 152.7029
2034 | 2 | 2 | 5 | 1210.0186 | 160.0186
2034 | 2 | 2 | 6 | 1239.8037 | 189.8037
2034 | 2 | 2 | 7 | 1287.3311 | 237.3311
2034 | 2 | 2 | 8 | 1317.246 | 267.246
2034 | 2 | 2 | 9 | 1327.5227 | 277.5227
2034 | 2 | 2 | 10 | 1346.8085 | 296.8085
2034 | 2 | 2 | 11 | 1373.6653 | 323.6653
2034 | 2 | 2 | 12 | 1384.2834 | 334.2834
2034 | 2 | 2 | 13 | 1393.9775 | 343.9775
2034 | 2 | 2 | 14 | 1392.4559 | 342.4559
2034 | 2 | 2 | 15 | 1387.8999 | 337.8999
2034 | 2 | 2 | 16 | 1384.9937 | 334.9937
2034 | 2 | 2 | 17 | 1382.3471 | 332.3471
2034 | 2 | 2 | 18 | 1380.7269 | 330.7269
2034 | 2 | 2 | 19 | 1387.055 | 337.055
2034 | 2 | 2 | 20 | 1361.9907 | 311.9907
2034 | 2 | 2 | 21 | 1328.9081 | 278.9081
2034 | 2 | 2 | 22 | 1310.8908 | 260.8908
2034 | 2 | 2 | 23 | 1286.4428 | 236.4428
2034 | 2 | 3 | 0 | 1255.5481 | 205.5481
2034 | 2 | 3 | 1 | 1207.0821 | 157.0821
2034 | 2 | 3 | 2 | 1181.1848 | 131.1848
2034 | 2 | 3 | 3 | 1164.1437 | 114.1437
2034 | 2 | 3 | 4 | 1161.2417 | 111.2417
2034 | 2 | 3 | 5 | 1170.3949 | 120.3949
2034 | 2 | 3 | 6 | 1203.3897 | 153.3897
2034 | 2 | 3 | 7 | 1258.1617 | 208.1617
2034 | 2 | 3 | 8 | 1295.1275 | 245.1275
2034 | 2 | 3 | 9 | 1309.4519 | 259.4519
2034 | 2 | 3 | 10 | 1325.455 | 275.455
2034 | 2 | 3 | 11 | 1338.2613 | 288.2613
2034 | 2 | 3 | 12 | 1343.5351 | 293.5351
2034 | 2 | 3 | 13 | 1345.4943 | 295.4943
2034 | 2 | 3 | 14 | 1341.1279 | 291.1279
2034 | 2 | 3 | 15 | 1333.2233 | 283.2233
2034 | 2 | 3 | 16 | 1334.8998 | 284.8998
2034 | 2 | 3 | 17 | 1340.4877 | 290.4877
2034 | 2 | 3 | 18 | 1351.197 | 301.197
2034 | 2 | 3 | 19 | 1361.9063 | 311.9063
2034 | 2 | 3 | 20 | 1344.6871 | 294.6871
2034 | 2 | 3 | 21 | 1323.761 | 273.761
2034 | 2 | 3 | 22 | 1306.1132 | 256.1132
2034 | 2 | 3 | 23 | 1276.9843 | 226.9843
2034 | 2 | 4 | 0 | 1238.9074 | 188.9074
2034 | 2 | 4 | 1 | 1159.2824 | 109.2824
2034 | 2 | 4 | 2 | 1079.6574 | 29.6574
2034 | 2 | 4 | 3 | 1062.2456 | 12.2456
2034 | 2 | 4 | 4 | 1057.4711 | 7.4711
2034 | 2 | 4 | 5 | 1056.8473 | 6.8473
2034 | 2 | 4 | 6 | 1067.175 | 17.175
2034 | 2 | 4 | 7 | 1087.1285 | 37.1285
2034 | 2 | 4 | 8 | 1108.0077 | 58.0077
2034 | 2 | 4 | 9 | 1130.3238 | 80.3238
2034 | 2 | 4 | 10 | 1147.8644 | 97.8644
2034 | 2 | 4 | 11 | 1166.5423 | 116.5423
2034 | 2 | 4 | 12 | 1177.3506 | 127.3506
2034 | 2 | 4 | 13 | 1183.5918 | 133.5918
2034 | 2 | 4 | 14 | 1182.8144 | 132.8144
2034 | 2 | 4 | 15 | 1182.9095 | 132.9095
2034 | 2 | 4 | 16 | 1186.1745 | 136.1745
2034 | 2 | 4 | 17 | 1200.5664 | 150.5664
2034 | 2 | 4 | 18 | 1198.499 | 148.499
2034 | 2 | 4 | 19 | 1197.9034 | 147.9034
2034 | 2 | 4 | 20 | 1197.3077 | 147.3077
2034 | 2 | 4 | 21 | 1182.4934 | 132.4934
2034 | 2 | 4 | 22 | 1177.4055 | 127.4055
2034 | 2 | 4 | 23 | 1162.8226 | 112.8226
2034 | 2 | 5 | 0 | 1115.76 | 65.76
2034 | 2 | 5 | 1 | 1068.6975 | 18.6975
2034 | 2 | 5 | 2 | 1046.4565 | 0
2034 | 2 | 5 | 3 | 1029.7215 | 0
2034 | 2 | 5 | 4 | 1018.1548 | 0
2034 | 2 | 5 | 5 | 1011.3509 | 0
2034 | 2 | 5 | 6 | 1013.7982 | 0
2034 | 2 | 5 | 7 | 1021.8914 | 0
2034 | 2 | 5 | 8 | 1037.8633 | 0
2034 | 2 | 5 | 9 | 1057.5832 | 7.5832
2034 | 2 | 5 | 10 | 1082.9617 | 32.9617
2034 | 2 | 5 | 11 | 1104.0616 | 54.0616
2034 | 2 | 5 | 12 | 1122.7952 | 72.7952
2034 | 2 | 5 | 13 | 1132.4054 | 82.4054
2034 | 2 | 5 | 14 | 1139.6494 | 89.6494
2034 | 2 | 5 | 15 | 1137.6253 | 87.6253
2034 | 2 | 5 | 16 | 1144.8817 | 94.8817
2034 | 2 | 5 | 17 | 1152.1381 | 102.1381
2034 | 2 | 5 | 18 | 1171.4087 | 121.4087
2034 | 2 | 5 | 19 | 1199.1158 | 149.1158
2034 | 2 | 5 | 20 | 1173.2996 | 123.2996
2034 | 2 | 5 | 21 | 1158.7233 | 108.7233
2034 | 2 | 5 | 22 | 1157.4383 | 107.4383
2034 | 2 | 5 | 23 | 1143.7127 | 93.7127
2034 | 2 | 6 | 0 | 1143.6175 | 93.6175
2034 | 2 | 6 | 1 | 1143.5223 | 93.5223
2034 | 2 | 6 | 2 | 1149.7674 | 99.7674
2034 | 2 | 6 | 3 | 1156.0125 | 106.0125
2034 | 2 | 6 | 4 | 1151.0731 | 101.0731
2034 | 2 | 6 | 5 | 1156.5944 | 106.5944
2034 | 2 | 6 | 6 | 1181.5811 | 131.5811
2034 | 2 | 6 | 7 | 1228.2753 | 178.2753
2034 | 2 | 6 | 8 | 1270.3278 | 220.3278
2034 | 2 | 6 | 9 | 1297.8479 | 247.8479
2034 | 2 | 6 | 10 | 1318.5702 | 268.5702
2034 | 2 | 6 | 11 | 1338.9275 | 288.9275
2034 | 2 | 6 | 12 | 1354.8579 | 304.8579
2034 | 2 | 6 | 13 | 1357.9633 | 307.9633
2034 | 2 | 6 | 14 | 1359.5095 | 309.5095
2034 | 2 | 6 | 15 | 1356.309 | 306.309
2034 | 2 | 6 | 16 | 1352.1088 | 302.1088
2034 | 2 | 6 | 17 | 1353.2751 | 303.2751
2034 | 2 | 6 | 18 | 1387.5881 | 337.5881
2034 | 2 | 6 | 19 | 1404.526 | 354.526
2034 | 2 | 6 | 20 | 1382.4604 | 332.4604
2034 | 2 | 6 | 21 | 1364.519 | 314.519
2034 | 2 | 6 | 22 | 1352.3889 | 302.3889
2034 | 2 | 6 | 23 | 1327.9555 | 277.9555
2034 | 2 | 7 | 0 | 1291.6641 | 241.6641
2034 | 2 | 7 | 1 | 1205.0249 | 155.0249
2034 | 2 | 7 | 2 | 1118.3856 | 68.3856
2034 | 2 | 7 | 3 | 1100.6983 | 50.6983
2034 | 2 | 7 | 4 | 1094.555 | 44.555
2034 | 2 | 7 | 5 | 1095.0643 | 45.0643
2034 | 2 | 7 | 6 | 1115.6108 | 65.6108
2034 | 2 | 7 | 7 | 1158.5301 | 108.5301
2034 | 2 | 7 | 8 | 1193.9377 | 143.9377
2034 | 2 | 7 | 9 | 1223.2506 | 173.2506
2034 | 2 | 7 | 10 | 1249.0303 | 199.0303
2034 | 2 | 7 | 11 | 1266.7519 | 216.7519
2034 | 2 | 7 | 12 | 1284.4736 | 234.4736
2034 | 2 | 7 | 13 | 1293.9632 | 243.9632
2034 | 2 | 7 | 14 | 1291.6216 | 241.6216
2034 | 2 | 7 | 15 | 1288.4142 | 238.4142
2034 | 2 | 7 | 16 | 1259.8772 | 209.8772
2034 | 2 | 7 | 17 | 1264.0001 | 214.0001
2034 | 2 | 7 | 18 | 1280.5956 | 230.5956
2034 | 2 | 7 | 19 | 1289.7992 | 239.7992
2034 | 2 | 7 | 20 | 1273.1614 | 223.1614
2034 | 2 | 7 | 21 | 1241.0243 | 191.0243
2034 | 2 | 7 | 22 | 1228.0784 | 178.0784
2034 | 2 | 7 | 23 | 1204.0296 | 154.0296
2034 | 2 | 8 | 0 | 1167.6838 | 117.6838
2034 | 2 | 8 | 1 | 1127.9208 | 77.9208
2034 | 2 | 8 | 2 | 1088.1577 | 38.1577
2034 | 2 | 8 | 3 | 1072.7122 | 22.7122
2034 | 2 | 8 | 4 | 1068.4105 | 18.4105
2034 | 2 | 8 | 5 | 1074.0822 | 24.0822
2034 | 2 | 8 | 6 | 1097.8358 | 47.8358
2034 | 2 | 8 | 7 | 1129.4899 | 79.4899
2034 | 2 | 8 | 8 | 1147.8064 | 97.8064
2034 | 2 | 8 | 9 | 1167.2338 | 117.2338
2034 | 2 | 8 | 10 | 1182.8595 | 132.8595
2034 | 2 | 8 | 11 | 1207.1466 | 157.1466
2034 | 2 | 8 | 12 | 1220.3355 | 170.3355
2034 | 2 | 8 | 13 | 1228.8719 | 178.8719
2034 | 2 | 8 | 14 | 1230.6628 | 180.6628
2034 | 2 | 8 | 15 | 1227.7808 | 177.7808
2034 | 2 | 8 | 16 | 1228.529 | 178.529
2034 | 2 | 8 | 17 | 1231.6778 | 181.6778
2034 | 2 | 8 | 18 | 1250.5793 | 200.5793
2034 | 2 | 8 | 19 | 1238.3179 | 188.3179
2034 | 2 | 8 | 20 | 1226.0565 | 176.0565
2034 | 2 | 8 | 21 | 1196.6813 | 146.6813
2034 | 2 | 8 | 22 | 1187.3701 | 137.3701
2034 | 2 | 8 | 23 | 1168.1646 | 118.1646
2034 | 2 | 9 | 0 | 1139.4303 | 89.4303
2034 | 2 | 9 | 1 | 1086.3827 | 36.3827
2034 | 2 | 9 | 2 | 1033.3352 | 0
2034 | 2 | 9 | 3 | 1017.3615 | 0
2034 | 2 | 9 | 4 | 1013.6105 | 0
2034 | 2 | 9 | 5 | 1026.7494 | 0
2034 | 2 | 9 | 6 | 1062.4696 | 12.4696
2034 | 2 | 9 | 7 | 1113.9178 | 63.9178
2034 | 2 | 9 | 8 | 1141.3356 | 91.3356
2034 | 2 | 9 | 9 | 1150.8475 | 100.8475
2034 | 2 | 9 | 10 | 1169.6142 | 119.6142
2034 | 2 | 9 | 11 | 1182.785 | 132.785
2034 | 2 | 9 | 12 | 1185.9227 | 135.9227
2034 | 2 | 9 | 13 | 1188.804 | 138.804
2034 | 2 | 9 | 14 | 1185.9982 | 135.9982
2034 | 2 | 9 | 15 | 1183.3687 | 133.3687
2034 | 2 | 9 | 16 | 1190.0681 | 140.0681
2034 | 2 | 9 | 17 | 1195.9016 | 145.9016
2034 | 2 | 9 | 18 | 1201.735 | 151.735
2034 | 2 | 9 | 19 | 1213.0161 | 163.0161
2034 | 2 | 9 | 20 | 1202.3218 | 152.3218
2034 | 2 | 9 | 21 | 1175.5795 | 125.5795
2034 | 2 | 9 | 22 | 1158.6237 | 108.6237
2034 | 2 | 9 | 23 | 1134.6594 | 84.6594
2034 | 2 | 10 | 0 | 1106.2597 | 56.2597
2034 | 2 | 10 | 1 | 1077.8601 | 27.8601
2034 | 2 | 10 | 2 | 1056.2555 | 6.2555
2034 | 2 | 10 | 3 | 1043.9057 | 0
2034 | 2 | 10 | 4 | 1044.9863 | 0
2034 | 2 | 10 | 5 | 1055.6426 | 5.6426
2034 | 2 | 10 | 6 | 1086.7779 | 36.7779
2034 | 2 | 10 | 7 | 1143.7376 | 93.7376
2034 | 2 | 10 | 8 | 1193.1897 | 143.1897
2034 | 2 | 10 | 9 | 1214.4588 | 164.4588
2034 | 2 | 10 | 10 | 1231.8722 | 181.8722
2034 | 2 | 10 | 11 | 1248.0637 | 198.0637
2034 | 2 | 10 | 12 | 1256.6395 | 206.6395
2034 | 2 | 10 | 13 | 1251.9576 | 201.9576
2034 | 2 | 10 | 14 | 1249.7079 | 199.7079
2034 | 2 | 10 | 15 | 1250.2417 | 200.2417
2034 | 2 | 10 | 16 | 1254.5953 | 204.5953
2034 | 2 | 10 | 17 | 1263.5955 | 213.5955
2034 | 2 | 10 | 18 | 1274.7209 | 224.7209
2034 | 2 | 10 | 19 | 1285.8464 | 235.8464
2034 | 2 | 10 | 20 | 1276.51 | 226.51
2034 | 2 | 10 | 21 | 1258.1995 | 208.1995
2034 | 2 | 10 | 22 | 1244.652 | 194.652
2034 | 2 | 10 | 23 | 1217.2077 | 167.2077
2034 | 2 | 11 | 0 | 1181.2591 | 131.2591
2034 | 2 | 11 | 1 | 1114.9678 | 64.9678
2034 | 2 | 11 | 2 | 1048.6764 | 0
2034 | 2 | 11 | 3 | 1030.6442 | 0
2034 | 2 | 11 | 4 | 1024.4001 | 0
2034 | 2 | 11 | 5 | 1025.1832 | 0
2034 | 2 | 11 | 6 | 1040.9865 | 0
2034 | 2 | 11 | 7 | 1061.7241 | 11.7241
2034 | 2 | 11 | 8 | 1059.7991 | 9.7991
2034 | 2 | 11 | 9 | 1077.5031 | 27.5031
2034 | 2 | 11 | 10 | 1100.4208 | 50.4208
2034 | 2 | 11 | 11 | 1119.3019 | 69.3019
2034 | 2 | 11 | 12 | 1139.3068 | 89.3068
2034 | 2 | 11 | 13 | 1143.0704 | 93.0704
2034 | 2 | 11 | 14 | 1135.3446 | 85.3446
2034 | 2 | 11 | 15 | 1132.9787 | 82.9787
2034 | 2 | 11 | 16 | 1127.4896 | 77.4896
2034 | 2 | 11 | 17 | 1140.3391 | 90.3391
2034 | 2 | 11 | 18 | 1153.1887 | 103.1887
2034 | 2 | 11 | 19 | 1173.2897 | 123.2897
2034 | 2 | 11 | 20 | 1155.4679 | 105.4679
2034 | 2 | 11 | 21 | 1142.6025 | 92.6025
2034 | 2 | 11 | 22 | 1130.3468 | 80.3468
2034 | 2 | 11 | 23 | 1115.3996 | 65.3996
2034 | 2 | 12 | 0 | 1098.8517 | 48.8517
2034 | 2 | 12 | 1 | 1082.3038 | 32.3038
2034 | 2 | 12 | 2 | 1070.3504 | 20.3504
2034 | 2 | 12 | 3 | 1054.0749 | 4.0749
2034 | 2 | 12 | 4 | 1044.1881 | 0
2034 | 2 | 12 | 5 | 1042.1997 | 0
2034 | 2 | 12 | 6 | 1053.8037 | 3.8037
2034 | 2 | 12 | 7 | 1062.8765 | 12.8765
2034 | 2 | 12 | 8 | 1051.5019 | 1.5019
2034 | 2 | 12 | 9 | 1064.8643 | 14.8643
2034 | 2 | 12 | 10 | 1091.0883 | 41.0883
2034 | 2 | 12 | 11 | 1115.2843 | 65.2843
2034 | 2 | 12 | 12 | 1130.9157 | 80.9157
2034 | 2 | 12 | 13 | 1146.5471 | 96.5471
2034 | 2 | 12 | 14 | 1144.2053 | 94.2053
2034 | 2 | 12 | 15 | 1142.7959 | 92.7959
2034 | 2 | 12 | 16 | 1139.0942 | 89.0942
2034 | 2 | 12 | 17 | 1143.3715 | 93.3715
2034 | 2 | 12 | 18 | 1174.8246 | 124.8246
2034 | 2 | 12 | 19 | 1209.2486 | 159.2486
2034 | 2 | 12 | 20 | 1191.9482 | 141.9482
2034 | 2 | 12 | 21 | 1162.8526 | 112.8526
2034 | 2 | 12 | 22 | 1150.3954 | 100.3954
2034 | 2 | 12 | 23 | 1136.247 | 86.247
2034 | 2 | 13 | 0 | 1125.5082 | 75.5082
2034 | 2 | 13 | 1 | 1114.7694 | 64.7694
2034 | 2 | 13 | 2 | 1106.6269 | 56.6269
2034 | 2 | 13 | 3 | 1098.4844 | 48.4844
2034 | 2 | 13 | 4 | 1088.9224 | 38.9224
2034 | 2 | 13 | 5 | 1093.2091 | 43.2091
2034 | 2 | 13 | 6 | 1118.6894 | 68.6894
2034 | 2 | 13 | 7 | 1163.3124 | 113.3124
2034 | 2 | 13 | 8 | 1198.5841 | 148.5841
2034 | 2 | 13 | 9 | 1228.8289 | 178.8289
2034 | 2 | 13 | 10 | 1253.5128 | 203.5128
2034 | 2 | 13 | 11 | 1277.1342 | 227.1342
2034 | 2 | 13 | 12 | 1293.2989 | 243.2989
2034 | 2 | 13 | 13 | 1298.1591 | 248.1591
2034 | 2 | 13 | 14 | 1296.5669 | 246.5669
2034 | 2 | 13 | 15 | 1292.132 | 242.132
2034 | 2 | 13 | 16 | 1291.17 | 241.17
2034 | 2 | 13 | 17 | 1287.7075 | 237.7075
2034 | 2 | 13 | 18 | 1300.7691 | 250.7691
2034 | 2 | 13 | 19 | 1315.7789 | 265.7789
2034 | 2 | 13 | 20 | 1298.6124 | 248.6124
2034 | 2 | 13 | 21 | 1275.6664 | 225.6664
2034 | 2 | 13 | 22 | 1263.8548 | 213.8548
2034 | 2 | 13 | 23 | 1239.4735 | 189.4735
2034 | 2 | 14 | 0 | 1203.0103 | 153.0103
2034 | 2 | 14 | 1 | 1161.9218 | 111.9218
2034 | 2 | 14 | 2 | 1136.5072 | 86.5072
2034 | 2 | 14 | 3 | 1120.4801 | 70.4801
2034 | 2 | 14 | 4 | 1117.0017 | 67.0017
2034 | 2 | 14 | 5 | 1117.8842 | 67.8842
2034 | 2 | 14 | 6 | 1135.9792 | 85.9792
2034 | 2 | 14 | 7 | 1183.3519 | 133.3519
2034 | 2 | 14 | 8 | 1229.132 | 179.132
2034 | 2 | 14 | 9 | 1246.6109 | 196.6109
2034 | 2 | 14 | 10 | 1274.3532 | 224.3532
2034 | 2 | 14 | 11 | 1289.9498 | 239.9498
2034 | 2 | 14 | 12 | 1301.6696 | 251.6696
2034 | 2 | 14 | 13 | 1312.4728 | 262.4728
2034 | 2 | 14 | 14 | 1307.4049 | 257.4049
2034 | 2 | 14 | 15 | 1296.552 | 246.552
2034 | 2 | 14 | 16 | 1266.2966 | 216.2966
2034 | 2 | 14 | 17 | 1280.0017 | 230.0017
2034 | 2 | 14 | 18 | 1293.7069 | 243.7069
2034 | 2 | 14 | 19 | 1320.3595 | 270.3595
2034 | 2 | 14 | 20 | 1313.3037 | 263.3037
2034 | 2 | 14 | 21 | 1292.5614 | 242.5614
2034 | 2 | 14 | 22 | 1277.3958 | 227.3958
2034 | 2 | 14 | 23 | 1245.2702 | 195.2702
2034 | 2 | 15 | 0 | 1205.7865 | 155.7865
2034 | 2 | 15 | 1 | 1189.2979 | 139.2979
2034 | 2 | 15 | 2 | 1172.8093 | 122.8093
2034 | 2 | 15 | 3 | 1158.6002 | 108.6002
2034 | 2 | 15 | 4 | 1156.5289 | 106.5289
2034 | 2 | 15 | 5 | 1159.0041 | 109.0041
2034 | 2 | 15 | 6 | 1180.0445 | 130.0445
2034 | 2 | 15 | 7 | 1217.1079 | 167.1079
2034 | 2 | 15 | 8 | 1246.9428 | 196.9428
2034 | 2 | 15 | 9 | 1252.2345 | 202.2345
2034 | 2 | 15 | 10 | 1269.9467 | 219.9467
2034 | 2 | 15 | 11 | 1283.127 | 233.127
2034 | 2 | 15 | 12 | 1293.7145 | 243.7145
2034 | 2 | 15 | 13 | 1295.0333 | 245.0333
2034 | 2 | 15 | 14 | 1294.6696 | 244.6696
2034 | 2 | 15 | 15 | 1289.2866 | 239.2866
2034 | 2 | 15 | 16 | 1298.0005 | 248.0005
2034 | 2 | 15 | 17 | 1317.1325 | 267.1325
2034 | 2 | 15 | 18 | 1331.8113 | 281.8113
2034 | 2 | 15 | 19 | 1346.4902 | 296.4902
2034 | 2 | 15 | 20 | 1324.985 | 274.985
2034 | 2 | 15 | 21 | 1306.1708 | 256.1708
2034 | 2 | 15 | 22 | 1294.4978 | 244.4978
2034 | 2 | 15 | 23 | 1266.8501 | 216.8501
2034 | 2 | 16 | 0 | 1232.5031 | 182.5031
2034 | 2 | 16 | 1 | 1173.2516 | 123.2516
2034 | 2 | 16 | 2 | 1148.3819 | 98.3819
2034 | 2 | 16 | 3 | 1131.888 | 81.888
2034 | 2 | 16 | 4 | 1130.9192 | 80.9192
2034 | 2 | 16 | 5 | 1140.276 | 90.276
2034 | 2 | 16 | 6 | 1175.0644 | 125.0644
2034 | 2 | 16 | 7 | 1225.3102 | 175.3102
2034 | 2 | 16 | 8 | 1258.6545 | 208.6545
2034 | 2 | 16 | 9 | 1276.7514 | 226.7514
2034 | 2 | 16 | 10 | 1288.1263 | 238.1263
2034 | 2 | 16 | 11 | 1309.6663 | 259.6663
2034 | 2 | 16 | 12 | 1322.7208 | 272.7208
2034 | 2 | 16 | 13 | 1329.1706 | 279.1706
2034 | 2 | 16 | 14 | 1327.1521 | 277.1521
2034 | 2 | 16 | 15 | 1324.8744 | 274.8744
2034 | 2 | 16 | 16 | 1318.388 | 268.388
2034 | 2 | 16 | 17 | 1319.7017 | 269.7017
2034 | 2 | 16 | 18 | 1326.0235 | 276.0235
2034 | 2 | 16 | 19 | 1322.2115 | 272.2115
2034 | 2 | 16 | 20 | 1318.3994 | 268.3994
2034 | 2 | 16 | 21 | 1287.3485 | 237.3485
2034 | 2 | 16 | 22 | 1265.3203 | 215.3203
2034 | 2 | 16 | 23 | 1241.4368 | 191.4368
2034 | 2 | 17 | 0 | 1205.4618 | 155.4618
2034 | 2 | 17 | 1 | 1173.8128 | 123.8128
2034 | 2 | 17 | 2 | 1142.1638 | 92.1638
2034 | 2 | 17 | 3 | 1130.0671 | 80.0671
2034 | 2 | 17 | 4 | 1131.8073 | 81.8073
2034 | 2 | 17 | 5 | 1143.7325 | 93.7325
2034 | 2 | 17 | 6 | 1176.8226 | 126.8226
2034 | 2 | 17 | 7 | 1233.9653 | 183.9653
2034 | 2 | 17 | 8 | 1273.4372 | 223.4372
2034 | 2 | 17 | 9 | 1285.4052 | 235.4052
2034 | 2 | 17 | 10 | 1304.7045 | 254.7045
2034 | 2 | 17 | 11 | 1321.4981 | 271.4981
2034 | 2 | 17 | 12 | 1330.9239 | 280.9239
2034 | 2 | 17 | 13 | 1328.6286 | 278.6286
2034 | 2 | 17 | 14 | 1323.7672 | 273.7672
2034 | 2 | 17 | 15 | 1315.609 | 265.609
2034 | 2 | 17 | 16 | 1316.6479 | 266.6479
2034 | 2 | 17 | 17 | 1314.4691 | 264.4691
2034 | 2 | 17 | 18 | 1312.2902 | 262.2902
2034 | 2 | 17 | 19 | 1341.3192 | 291.3192
2034 | 2 | 17 | 20 | 1332.3787 | 282.3787
2034 | 2 | 17 | 21 | 1316.0219 | 266.0219
2034 | 2 | 17 | 22 | 1294.8204 | 244.8204
2034 | 2 | 17 | 23 | 1263.1279 | 213.1279
2034 | 2 | 18 | 0 | 1224.0525 | 174.0525
2034 | 2 | 18 | 1 | 1143.8704 | 93.8704
2034 | 2 | 18 | 2 | 1063.6883 | 13.6883
2034 | 2 | 18 | 3 | 1048.7463 | 0
2034 | 2 | 18 | 4 | 1044.6823 | 0
2034 | 2 | 18 | 5 | 1047.1105 | 0
2034 | 2 | 18 | 6 | 1059.4389 | 9.4389
2034 | 2 | 18 | 7 | 1075.7422 | 25.7422
2034 | 2 | 18 | 8 | 1082.0954 | 32.0954
2034 | 2 | 18 | 9 | 1095.6742 | 45.6742
2034 | 2 | 18 | 10 | 1117.2342 | 67.2342
2034 | 2 | 18 | 11 | 1138.3274 | 88.3274
2034 | 2 | 18 | 12 | 1156.6726 | 106.6726
2034 | 2 | 18 | 13 | 1165.1211 | 115.1211
2034 | 2 | 18 | 14 | 1170.8217 | 120.8217
2034 | 2 | 18 | 15 | 1162.2599 | 112.2599
2034 | 2 | 18 | 16 | 1160.6105 | 110.6105
2034 | 2 | 18 | 17 | 1158.9611 | 108.9611
2034 | 2 | 18 | 18 | 1160.4837 | 110.4837
2034 | 2 | 18 | 19 | 1188.2846 | 138.2846
2034 | 2 | 18 | 20 | 1165.3991 | 115.3991
2034 | 2 | 18 | 21 | 1152.6932 | 102.6932
2034 | 2 | 18 | 22 | 1142.8453 | 92.8453
2034 | 2 | 18 | 23 | 1127.89 | 77.89
2034 | 2 | 19 | 0 | 1105.9587 | 55.9587
2034 | 2 | 19 | 1 | 1059.9339 | 9.9339
2034 | 2 | 19 | 2 | 1013.9091 | 0
2034 | 2 | 19 | 3 | 996.0781 | 0
2034 | 2 | 19 | 4 | 984.8274 | 0
2034 | 2 | 19 | 5 | 975.5315 | 0
2034 | 2 | 19 | 6 | 974.6308 | 0
2034 | 2 | 19 | 7 | 984.9284 | 0
2034 | 2 | 19 | 8 | 996.845 | 0
2034 | 2 | 19 | 9 | 1016.6046 | 0
2034 | 2 | 19 | 10 | 1037.5778 | 0
2034 | 2 | 19 | 11 | 1056.0845 | 6.0845
2034 | 2 | 19 | 12 | 1077.1818 | 27.1818
2034 | 2 | 19 | 13 | 1076.2239 | 26.2239
2034 | 2 | 19 | 14 | 1072.7819 | 22.7819
2034 | 2 | 19 | 15 | 1078.8129 | 28.8129
2034 | 2 | 19 | 16 | 1092.2842 | 42.2842
2034 | 2 | 19 | 17 | 1111.8104 | 61.8104
2034 | 2 | 19 | 18 | 1131.0373 | 81.0373
2034 | 2 | 19 | 19 | 1134.3311 | 84.3311
2034 | 2 | 19 | 20 | 1137.3256 | 87.3256
2034 | 2 | 19 | 21 | 1108.8066 | 58.8066
2034 | 2 | 19 | 22 | 1102.5403 | 52.5403
2034 | 2 | 19 | 23 | 1088.8535 | 38.8535
2034 | 2 | 20 | 0 | 1090.0705 | 40.0705
2034 | 2 | 20 | 1 | 1091.2876 | 41.2876
2034 | 2 | 20 | 2 | 1093.9479 | 43.9479
2034 | 2 | 20 | 3 | 1096.6082 | 46.6082
2034 | 2 | 20 | 4 | 1087.5657 | 37.5657
2034 | 2 | 20 | 5 | 1085.3696 | 35.3696
2034 | 2 | 20 | 6 | 1099.63 | 49.63
2034 | 2 | 20 | 7 | 1113.4962 | 63.4962
2034 | 2 | 20 | 8 | 1102.5118 | 52.5118
2034 | 2 | 20 | 9 | 1106.294 | 56.294
2034 | 2 | 20 | 10 | 1122.0577 | 72.0577
2034 | 2 | 20 | 11 | 1135.3217 | 85.3217
2034 | 2 | 20 | 12 | 1152.5476 | 102.5476
2034 | 2 | 20 | 13 | 1147.5376 | 97.5376
2034 | 2 | 20 | 14 | 1142.2257 | 92.2257
2034 | 2 | 20 | 15 | 1137.4818 | 87.4818
2034 | 2 | 20 | 16 | 1142.6916 | 92.6916
2034 | 2 | 20 | 17 | 1171.1745 | 121.1745
2034 | 2 | 20 | 18 | 1199.6573 | 149.6573
2034 | 2 | 20 | 19 | 1210.4538 | 160.4538
2034 | 2 | 20 | 20 | 1221.2503 | 171.2503
2034 | 2 | 20 | 21 | 1209.6327 | 159.6327
2034 | 2 | 20 | 22 | 1200.5422 | 150.5422
2034 | 2 | 20 | 23 | 1179.7171 | 129.7171
2034 | 2 | 21 | 0 | 1170.8766 | 120.8766
2034 | 2 | 21 | 1 | 1162.0362 | 112.0362
2034 | 2 | 21 | 2 | 1155.3675 | 105.3675
2034 | 2 | 21 | 3 | 1140.4188 | 90.4188
2034 | 2 | 21 | 4 | 1135.2669 | 85.2669
2034 | 2 | 21 | 5 | 1138.3479 | 88.3479
2034 | 2 | 21 | 6 | 1159.8924 | 109.8924
2034 | 2 | 21 | 7 | 1206.3977 | 156.3977
2034 | 2 | 21 | 8 | 1245.9275 | 195.9275
2034 | 2 | 21 | 9 | 1260.9572 | 210.9572
2034 | 2 | 21 | 10 | 1287.092 | 237.092
2034 | 2 | 21 | 11 | 1307.1438 | 257.1438
2034 | 2 | 21 | 12 | 1315.2122 | 265.2122
2034 | 2 | 21 | 13 | 1303.1257 | 253.1257
2034 | 2 | 21 | 14 | 1298.108 | 248.108
2034 | 2 | 21 | 15 | 1288.802 | 238.802
2034 | 2 | 21 | 16 | 1263.7767 | 213.7767
2034 | 2 | 21 | 17 | 1277.5576 | 227.5576
2034 | 2 | 21 | 18 | 1296.2858 | 246.2858
2034 | 2 | 21 | 19 | 1315.0141 | 265.0141
2034 | 2 | 21 | 20 | 1312.087 | 262.087
2034 | 2 | 21 | 21 | 1295.9938 | 245.9938
2034 | 2 | 21 | 22 | 1287.8351 | 237.8351
2034 | 2 | 21 | 23 | 1263.7244 | 213.7244
2034 | 2 | 22 | 0 | 1227.8397 | 177.8397
2034 | 2 | 22 | 1 | 1191.955 | 141.955
2034 | 2 | 22 | 2 | 1169.7128 | 119.7128
2034 | 2 | 22 | 3 | 1157.7325 | 107.7325
2034 | 2 | 22 | 4 | 1156.2261 | 106.2261
2034 | 2 | 22 | 5 | 1163.0368 | 113.0368
2034 | 2 | 22 | 6 | 1187.0152 | 137.0152
2034 | 2 | 22 | 7 | 1226.2716 | 176.2716
2034 | 2 | 22 | 8 | 1261.4471 | 211.4471
2034 | 2 | 22 | 9 | 1267.6804 | 217.6804
2034 | 2 | 22 | 10 | 1289.7794 | 239.7794
2034 | 2 | 22 | 11 | 1313.8088 | 263.8088
2034 | 2 | 22 | 12 | 1323.0773 | 273.0773
2034 | 2 | 22 | 13 | 1326.6172 | 276.6172
2034 | 2 | 22 | 14 | 1326.8657 | 276.8657
2034 | 2 | 22 | 15 | 1319.7647 | 269.7647
2034 | 2 | 22 | 16 | 1318.8671 | 268.8671
2034 | 2 | 22 | 17 | 1316.2137 | 266.2137
2034 | 2 | 22 | 18 | 1332.0421 | 282.0421
2034 | 2 | 22 | 19 | 1333.2571 | 283.2571
2034 | 2 | 22 | 20 | 1334.4722 | 284.4722
2034 | 2 | 22 | 21 | 1313.634 | 263.634
2034 | 2 | 22 | 22 | 1300.6955 | 250.6955
2034 | 2 | 22 | 23 | 1270.7044 | 220.7044
2034 | 2 | 23 | 0 | 1239.0542 | 189.0542
2034 | 2 | 23 | 1 | 1159.4607 | 109.4607
2034 | 2 | 23 | 2 | 1138.2283 | 88.2283
2034 | 2 | 23 | 3 | 1121.3391 | 71.3391
2034 | 2 | 23 | 4 | 1120.3921 | 70.3921
2034 | 2 | 23 | 5 | 1129.8962 | 79.8962
2034 | 2 | 23 | 6 | 1165.4893 | 115.4893
2034 | 2 | 23 | 7 | 1220.7098 | 170.7098
2034 | 2 | 23 | 8 | 1253.508 | 203.508
2034 | 2 | 23 | 9 | 1267.587 | 217.587
2034 | 2 | 23 | 10 | 1284.4675 | 234.4675
2034 | 2 | 23 | 11 | 1298.5634 | 248.5634
2034 | 2 | 23 | 12 | 1304.1412 | 254.1412
2034 | 2 | 23 | 13 | 1302.5613 | 252.5613
2034 | 2 | 23 | 14 | 1296.0712 | 246.0712
2034 | 2 | 23 | 15 | 1289.9064 | 239.9064
2034 | 2 | 23 | 16 | 1290.9178 | 240.9178
2034 | 2 | 23 | 17 | 1298.0791 | 248.0791
2034 | 2 | 23 | 18 | 1297.4345 | 247.4345
2034 | 2 | 23 | 19 | 1304.9199 | 254.9199
2034 | 2 | 23 | 20 | 1291.3959 | 241.3959
2034 | 2 | 23 | 21 | 1269.8265 | 219.8265
2034 | 2 | 23 | 22 | 1245.0085 | 195.0085
2034 | 2 | 23 | 23 | 1213.9559 | 163.9559
2034 | 2 | 24 | 0 | 1175.8321 | 125.8321
2034 | 2 | 24 | 1 | 1150.2477 | 100.2477
2034 | 2 | 24 | 2 | 1124.6633 | 74.6633
2034 | 2 | 24 | 3 | 1114.3249 | 64.3249
2034 | 2 | 24 | 4 | 1116.9987 | 66.9987
2034 | 2 | 24 | 5 | 1129.2 | 79.2
2034 | 2 | 24 | 6 | 1161.2339 | 111.2339
2034 | 2 | 24 | 7 | 1211.6607 | 161.6607
2034 | 2 | 24 | 8 | 1233.4993 | 183.4993
2034 | 2 | 24 | 9 | 1245.5066 | 195.5066
2034 | 2 | 24 | 10 | 1263.5564 | 213.5564
2034 | 2 | 24 | 11 | 1271.0159 | 221.0159
2034 | 2 | 24 | 12 | 1274.4258 | 224.4258
2034 | 2 | 24 | 13 | 1269.2662 | 219.2662
2034 | 2 | 24 | 14 | 1266.9642 | 216.9642
2034 | 2 | 24 | 15 | 1259.8384 | 209.8384
2034 | 2 | 24 | 16 | 1260.2433 | 210.2433
2034 | 2 | 24 | 17 | 1259.827 | 209.827
2034 | 2 | 24 | 18 | 1269.2177 | 219.2177
2034 | 2 | 24 | 19 | 1278.6083 | 228.6083
2034 | 2 | 24 | 20 | 1285.5241 | 235.5241
2034 | 2 | 24 | 21 | 1274.4093 | 224.4093
2034 | 2 | 24 | 22 | 1259.4337 | 209.4337
2034 | 2 | 24 | 23 | 1232.9102 | 182.9102
2034 | 2 | 25 | 0 | 1147.4704 | 97.4704
2034 | 2 | 25 | 1 | 1119.808 | 69.808
2034 | 2 | 25 | 2 | 1042.6972 | 0
2034 | 2 | 25 | 3 | 1028.6948 | 0
2034 | 2 | 25 | 4 | 1024.4837 | 0
2034 | 2 | 25 | 5 | 1032.5971 | 0
2034 | 2 | 25 | 6 | 1058.0491 | 8.0491
2034 | 2 | 25 | 7 | 1073.2092 | 23.2092
2034 | 2 | 25 | 8 | 1057.105 | 7.105
2034 | 2 | 25 | 9 | 1068.7995 | 18.7995
2034 | 2 | 25 | 10 | 1099.2767 | 49.2767
2034 | 2 | 25 | 11 | 1123.5887 | 73.5887
2034 | 2 | 25 | 12 | 1143.5345 | 93.5345
2034 | 2 | 25 | 13 | 1152.588 | 102.588
2034 | 2 | 25 | 14 | 1157.2754 | 107.2754
2034 | 2 | 25 | 15 | 1152.5116 | 102.5116
2034 | 2 | 25 | 16 | 1147.3122 | 97.3122
2034 | 2 | 25 | 17 | 1132.8162 | 82.8162
2034 | 2 | 25 | 18 | 1138.3973 | 88.3973
2034 | 2 | 25 | 19 | 1162.6657 | 112.6657
2034 | 2 | 25 | 20 | 1150.3748 | 100.3748
2034 | 2 | 25 | 21 | 1136.3772 | 86.3772
2034 | 2 | 25 | 22 | 1123.5716 | 73.5716
2034 | 2 | 25 | 23 | 1108.7298 | 58.7298
2034 | 2 | 26 | 0 | 1089.2284 | 39.2284
2034 | 2 | 26 | 1 | 1069.7271 | 19.7271
2034 | 2 | 26 | 2 | 1052.4449 | 2.4449
2034 | 2 | 26 | 3 | 1035.8288 | 0
2034 | 2 | 26 | 4 | 1025.1821 | 0
2034 | 2 | 26 | 5 | 1019.8969 | 0
2034 | 2 | 26 | 6 | 1022.6784 | 0
2034 | 2 | 26 | 7 | 1026.2301 | 0
2034 | 2 | 26 | 8 | 1029.021 | 0
2034 | 2 | 26 | 9 | 1046.4176 | 0
2034 | 2 | 26 | 10 | 1072.4009 | 22.4009
2034 | 2 | 26 | 11 | 1094.6975 | 44.6975
2034 | 2 | 26 | 12 | 1113.9751 | 63.9751
2034 | 2 | 26 | 13 | 1119.0339 | 69.0339
2034 | 2 | 26 | 14 | 1121.0736 | 71.0736
2034 | 2 | 26 | 15 | 1119.3947 | 69.3947
2034 | 2 | 26 | 16 | 1114.6644 | 64.6644
2034 | 2 | 26 | 17 | 1111.6696 | 61.6696
2034 | 2 | 26 | 18 | 1121.3259 | 71.3259
2034 | 2 | 26 | 19 | 1153.785 | 103.785
2034 | 2 | 26 | 20 | 1146.8934 | 96.8934
2034 | 2 | 26 | 21 | 1118.2494 | 68.2494
2034 | 2 | 26 | 22 | 1109.136 | 59.136
2034 | 2 | 26 | 23 | 1096.4759 | 46.4759
2034 | 2 | 27 | 0 | 1093.4304 | 43.4304
2034 | 2 | 27 | 1 | 1111.8874 | 61.8874
2034 | 2 | 27 | 2 | 1092.1913 | 42.1913
2034 | 2 | 27 | 3 | 1093.9977 | 43.9977
2034 | 2 | 27 | 4 | 1087.0024 | 37.0024
2034 | 2 | 27 | 5 | 1093.1287 | 43.1287
2034 | 2 | 27 | 6 | 1126.8275 | 76.8275
2034 | 2 | 27 | 7 | 1170.2401 | 120.2401
2034 | 2 | 27 | 8 | 1182.6817 | 132.6817
2034 | 2 | 27 | 9 | 1208.6542 | 158.6542
2034 | 2 | 27 | 10 | 1227.3628 | 177.3628
2034 | 2 | 27 | 11 | 1248.9784 | 198.9784
2034 | 2 | 27 | 12 | 1269.698 | 219.698
2034 | 2 | 27 | 13 | 1287.1813 | 237.1813
2034 | 2 | 27 | 14 | 1285.987 | 235.987
2034 | 2 | 27 | 15 | 1283.2451 | 233.2451
2034 | 2 | 27 | 16 | 1275.4473 | 225.4473
2034 | 2 | 27 | 17 | 1269.0959 | 219.0959
2034 | 2 | 27 | 18 | 1270.8668 | 220.8668
2034 | 2 | 27 | 19 | 1285.7256 | 235.7256
2034 | 2 | 27 | 20 | 1268.9215 | 218.9215
2034 | 2 | 27 | 21 | 1242.9147 | 192.9147
2034 | 2 | 27 | 22 | 1221.6324 | 171.6324
2034 | 2 | 27 | 23 | 1197.0168 | 147.0168
2034 | 2 | 28 | 0 | 1154.8232 | 104.8232
2034 | 2 | 28 | 1 | 1112.6297 | 62.6297
2034 | 2 | 28 | 2 | 1087.3534 | 37.3534
2034 | 2 | 28 | 3 | 1062.0772 | 12.0772
2034 | 2 | 28 | 4 | 1061.0743 | 11.0743
2034 | 2 | 28 | 5 | 1070.4274 | 20.4274
2034 | 2 | 28 | 6 | 1102.3459 | 52.3459
2034 | 2 | 28 | 7 | 1150.599 | 100.599
2034 | 2 | 28 | 8 | 1181.3143 | 131.3143
2034 | 2 | 28 | 9 | 1212.536 | 162.536
2034 | 2 | 28 | 10 | 1242.0914 | 192.0914
2034 | 2 | 28 | 11 | 1262.711 | 212.711
2034 | 2 | 28 | 12 | 1277.7185 | 227.7185
2034 | 2 | 28 | 13 | 1292.726 | 242.726
2034 | 2 | 28 | 14 | 1286.8721 | 236.8721
2034 | 2 | 28 | 15 | 1283.135 | 233.135
2034 | 2 | 28 | 16 | 1254.635 | 204.635
2034 | 2 | 28 | 17 | 1249.3878 | 199.3878
2034 | 2 | 28 | 18 | 1267.5352 | 217.5352
2034 | 2 | 28 | 19 | 1271.2975 | 221.2975
2034 | 2 | 28 | 20 | 1275.0598 | 225.0598
2034 | 2 | 28 | 21 | 1255.2712 | 205.2712
2034 | 2 | 28 | 22 | 1242.4045 | 192.4045
2034 | 2 | 28 | 23 | 1215.555 | 165.555
2034 | 3 | 1 | 0 | 1192.3702 | 142.3702
2034 | 3 | 1 | 1 | 1169.1854 | 119.1854
2034 | 3 | 1 | 2 | 1148.9053 | 98.9053
2034 | 3 | 1 | 3 | 1134.8672 | 84.8672
2034 | 3 | 1 | 4 | 1133.3327 | 83.3327
2034 | 3 | 1 | 5 | 1131.7982 | 81.7982
2034 | 3 | 1 | 6 | 1164.013 | 114.013
2034 | 3 | 1 | 7 | 1200.255 | 150.255
2034 | 3 | 1 | 8 | 1224.7614 | 174.7614
2034 | 3 | 1 | 9 | 1227.2033 | 177.2033
2034 | 3 | 1 | 10 | 1237.022 | 187.022
2034 | 3 | 1 | 11 | 1255.0484 | 205.0484
2034 | 3 | 1 | 12 | 1258.5931 | 208.5931
2034 | 3 | 1 | 13 | 1263.8686 | 213.8686
2034 | 3 | 1 | 14 | 1248.9884 | 198.9884
2034 | 3 | 1 | 15 | 1240.9438 | 190.9438
2034 | 3 | 1 | 16 | 1238.4515 | 188.4515
2034 | 3 | 1 | 17 | 1238.6279 | 188.6279
2034 | 3 | 1 | 18 | 1257.6092 | 207.6092
2034 | 3 | 1 | 19 | 1271.2514 | 221.2514
2034 | 3 | 1 | 20 | 1281.742 | 231.742
2034 | 3 | 1 | 21 | 1280.5902 | 230.5902
2034 | 3 | 1 | 22 | 1265.723 | 215.723
2034 | 3 | 1 | 23 | 1237.5372 | 187.5372
2034 | 3 | 2 | 0 | 1201.3739 | 151.3739
2034 | 3 | 2 | 1 | 1129.8998 | 79.8998
2034 | 3 | 2 | 2 | 1108.5559 | 58.5559
2034 | 3 | 2 | 3 | 1090.0491 | 40.0491
2034 | 3 | 2 | 4 | 1088.5105 | 38.5105
2034 | 3 | 2 | 5 | 1100.0786 | 50.0786
2034 | 3 | 2 | 6 | 1135.6935 | 85.6935
2034 | 3 | 2 | 7 | 1180.2853 | 130.2853
2034 | 3 | 2 | 8 | 1206.3618 | 156.3618
2034 | 3 | 2 | 9 | 1229.2094 | 179.2094
2034 | 3 | 2 | 10 | 1244.8165 | 194.8165
2034 | 3 | 2 | 11 | 1255.8603 | 205.8603
2034 | 3 | 2 | 12 | 1266.9042 | 216.9042
2034 | 3 | 2 | 13 | 1270.7192 | 220.7192
2034 | 3 | 2 | 14 | 1268.355 | 218.355
2034 | 3 | 2 | 15 | 1263.9799 | 213.9799
2034 | 3 | 2 | 16 | 1262.4113 | 212.4113
2034 | 3 | 2 | 17 | 1250.1679 | 200.1679
2034 | 3 | 2 | 18 | 1237.9245 | 187.9245
2034 | 3 | 2 | 19 | 1248.7925 | 198.7925
2034 | 3 | 2 | 20 | 1250.0421 | 200.0421
2034 | 3 | 2 | 21 | 1222.3852 | 172.3852
2034 | 3 | 2 | 22 | 1203.8477 | 153.8477
2034 | 3 | 2 | 23 | 1177.0155 | 127.0155
2034 | 3 | 3 | 0 | 1149.3297 | 99.3297
2034 | 3 | 3 | 1 | 1120.9252 | 70.9252
2034 | 3 | 3 | 2 | 1098.6893 | 48.6893
2034 | 3 | 3 | 3 | 1079.4435 | 29.4435
2034 | 3 | 3 | 4 | 1075.2694 | 25.2694
2034 | 3 | 3 | 5 | 1088.1135 | 38.1135
2034 | 3 | 3 | 6 | 1128.6208 | 78.6208
2034 | 3 | 3 | 7 | 1181.5882 | 131.5882
2034 | 3 | 3 | 8 | 1207.8388 | 157.8388
2034 | 3 | 3 | 9 | 1220.025 | 170.025
2034 | 3 | 3 | 10 | 1242.7709 | 192.7709
2034 | 3 | 3 | 11 | 1256.1457 | 206.1457
2034 | 3 | 3 | 12 | 1269.5204 | 219.5204
2034 | 3 | 3 | 13 | 1273.2328 | 223.2328
2034 | 3 | 3 | 14 | 1271.1277 | 221.1277
2034 | 3 | 3 | 15 | 1265.2083 | 215.2083
2034 | 3 | 3 | 16 | 1259.72 | 209.72
2034 | 3 | 3 | 17 | 1251.1374 | 201.1374
2034 | 3 | 3 | 18 | 1227.4686 | 177.4686
2034 | 3 | 3 | 19 | 1234.7413 | 184.7413
2034 | 3 | 3 | 20 | 1227.4411 | 177.4411
2034 | 3 | 3 | 21 | 1193.6899 | 143.6899
2034 | 3 | 3 | 22 | 1164.4946 | 114.4946
2034 | 3 | 3 | 23 | 1138.9611 | 88.9611
2034 | 3 | 4 | 0 | 1110.9722 | 60.9722
2034 | 3 | 4 | 1 | 1055.5086 | 5.5086
2034 | 3 | 4 | 2 | 1000.0451 | 0
2034 | 3 | 4 | 3 | 975.0533 | 0
2034 | 3 | 4 | 4 | 961.3368 | 0
2034 | 3 | 4 | 5 | 957.7617 | 0
2034 | 3 | 4 | 6 | 970.7112 | 0
2034 | 3 | 4 | 7 | 989.037 | 0
2034 | 3 | 4 | 8 | 1018.9578 | 0
2034 | 3 | 4 | 9 | 1049.384 | 0
2034 | 3 | 4 | 10 | 1080.827 | 30.827
2034 | 3 | 4 | 11 | 1109.5494 | 59.5494
2034 | 3 | 4 | 12 | 1124.8438 | 74.8438
2034 | 3 | 4 | 13 | 1137.4176 | 87.4176
2034 | 3 | 4 | 14 | 1131.1026 | 81.1026
2034 | 3 | 4 | 15 | 1124.7876 | 74.7876
2034 | 3 | 4 | 16 | 1115.928 | 65.928
2034 | 3 | 4 | 17 | 1111.878 | 61.878
2034 | 3 | 4 | 18 | 1107.828 | 57.828
2034 | 3 | 4 | 19 | 1109.0574 | 59.0574
2034 | 3 | 4 | 20 | 1101.9396 | 51.9396
2034 | 3 | 4 | 21 | 1081.8921 | 31.8921
2034 | 3 | 4 | 22 | 1066.3472 | 16.3472
2034 | 3 | 4 | 23 | 1044.3676 | 0
2034 | 3 | 5 | 0 | 1016.8853 | 0
2034 | 3 | 5 | 1 | 977.9065 | 0
2034 | 3 | 5 | 2 | 957.4799 | 0
2034 | 3 | 5 | 3 | 941.0237 | 0
2034 | 3 | 5 | 4 | 924.5674 | 0
2034 | 3 | 5 | 5 | 920.3377 | 0
2034 | 3 | 5 | 6 | 928.373 | 0
2034 | 3 | 5 | 7 | 937.9458 | 0
2034 | 3 | 5 | 8 | 953.8012 | 0
2034 | 3 | 5 | 9 | 974.9729 | 0
2034 | 3 | 5 | 10 | 1010.2812 | 0
2034 | 3 | 5 | 11 | 1034.9834 | 0
2034 | 3 | 5 | 12 | 1059.6856 | 9.6856
2034 | 3 | 5 | 13 | 1063.1282 | 13.1282
2034 | 3 | 5 | 14 | 1066.1987 | 16.1987
2034 | 3 | 5 | 15 | 1061.2579 | 11.2579
2034 | 3 | 5 | 16 | 1059.7694 | 9.7694
2034 | 3 | 5 | 17 | 1052.7798 | 2.7798
2034 | 3 | 5 | 18 | 1059.6197 | 9.6197
2034 | 3 | 5 | 19 | 1079.83 | 29.83
2034 | 3 | 5 | 20 | 1079.6493 | 29.6493
2034 | 3 | 5 | 21 | 1053.3629 | 3.3629
2034 | 3 | 5 | 22 | 1047.0633 | 0
2034 | 3 | 5 | 23 | 1036.7595 | 0
2034 | 3 | 6 | 0 | 1016.9256 | 0
2034 | 3 | 6 | 1 | 1053.7543 | 3.7543
2034 | 3 | 6 | 2 | 1064.682 | 14.682
2034 | 3 | 6 | 3 | 1075.6097 | 25.6097
2034 | 3 | 6 | 4 | 1060.6363 | 10.6363
2034 | 3 | 6 | 5 | 1073.8171 | 23.8171
2034 | 3 | 6 | 6 | 1113.8929 | 63.8929
2034 | 3 | 6 | 7 | 1161.1378 | 111.1378
2034 | 3 | 6 | 8 | 1177.7116 | 127.7116
2034 | 3 | 6 | 9 | 1194.9823 | 144.9823
2034 | 3 | 6 | 10 | 1209.694 | 159.694
2034 | 3 | 6 | 11 | 1224.4057 | 174.4057
2034 | 3 | 6 | 12 | 1239.1648 | 189.1648
2034 | 3 | 6 | 13 | 1249.0182 | 199.0182
2034 | 3 | 6 | 14 | 1233.5472 | 183.5472
2034 | 3 | 6 | 15 | 1223.5505 | 173.5505
2034 | 3 | 6 | 16 | 1230.5666 | 180.5666
2034 | 3 | 6 | 17 | 1236.851 | 186.851
2034 | 3 | 6 | 18 | 1245.6785 | 195.6785
2034 | 3 | 6 | 19 | 1251.5436 | 201.5436
2034 | 3 | 6 | 20 | 1248.1448 | 198.1448
2034 | 3 | 6 | 21 | 1234.3462 | 184.3462
2034 | 3 | 6 | 22 | 1216.2975 | 166.2975
2034 | 3 | 6 | 23 | 1190.4391 | 140.4391
2034 | 3 | 7 | 0 | 1163.9553 | 113.9553
2034 | 3 | 7 | 1 | 1103.044 | 53.044
2034 | 3 | 7 | 2 | 1086.3909 | 36.3909
2034 | 3 | 7 | 3 | 1073.6735 | 23.6735
2034 | 3 | 7 | 4 | 1060.9562 | 10.9562
2034 | 3 | 7 | 5 | 1071.4641 | 21.4641
2034 | 3 | 7 | 6 | 1103.2415 | 53.2415
2034 | 3 | 7 | 7 | 1149.6087 | 99.6087
2034 | 3 | 7 | 8 | 1171.7827 | 121.7827
2034 | 3 | 7 | 9 | 1194.5249 | 144.5249
2034 | 3 | 7 | 10 | 1223.3772 | 173.3772
2034 | 3 | 7 | 11 | 1246.0347 | 196.0347
2034 | 3 | 7 | 12 | 1255.9036 | 205.9036
2034 | 3 | 7 | 13 | 1251.4886 | 201.4886
2034 | 3 | 7 | 14 | 1236.1924 | 186.1924
2034 | 3 | 7 | 15 | 1220.1978 | 170.1978
2034 | 3 | 7 | 16 | 1200.9883 | 150.9883
2034 | 3 | 7 | 17 | 1203.3004 | 153.3004
2034 | 3 | 7 | 18 | 1215.6542 | 165.6542
2034 | 3 | 7 | 19 | 1223.8486 | 173.8486
2034 | 3 | 7 | 20 | 1232.0429 | 182.0429
2034 | 3 | 7 | 21 | 1218.3594 | 168.3594
2034 | 3 | 7 | 22 | 1203.3946 | 153.3946
2034 | 3 | 7 | 23 | 1174.6389 | 124.6389
2034 | 3 | 8 | 0 | 1147.3439 | 97.3439
2034 | 3 | 8 | 1 | 1126.1457 | 76.1457
2034 | 3 | 8 | 2 | 1106.3406 | 56.3406
2034 | 3 | 8 | 3 | 1094.9931 | 44.9931
2034 | 3 | 8 | 4 | 1083.6455 | 33.6455
2034 | 3 | 8 | 5 | 1096.5075 | 46.5075
2034 | 3 | 8 | 6 | 1135.9372 | 85.9372
2034 | 3 | 8 | 7 | 1175.1399 | 125.1399
2034 | 3 | 8 | 8 | 1187.1373 | 137.1373
2034 | 3 | 8 | 9 | 1186.3511 | 136.3511
2034 | 3 | 8 | 10 | 1203.4158 | 153.4158
2034 | 3 | 8 | 11 | 1209.567 | 159.567
2034 | 3 | 8 | 12 | 1216.7674 | 166.7674
2034 | 3 | 8 | 13 | 1222.476 | 172.476
2034 | 3 | 8 | 14 | 1214.9528 | 164.9528
2034 | 3 | 8 | 15 | 1208.4007 | 158.4007
2034 | 3 | 8 | 16 | 1214.8802 | 164.8802
2034 | 3 | 8 | 17 | 1222.0066 | 172.0066
2034 | 3 | 8 | 18 | 1229.2964 | 179.2964
2034 | 3 | 8 | 19 | 1235.0354 | 185.0354
2034 | 3 | 8 | 20 | 1234.0261 | 184.0261
2034 | 3 | 8 | 21 | 1231.4659 | 181.4659
2034 | 3 | 8 | 22 | 1212.2133 | 162.2133
2034 | 3 | 8 | 23 | 1180.8584 | 130.8584
2034 | 3 | 9 | 0 | 1148.3232 | 98.3232
2034 | 3 | 9 | 1 | 1117.5112 | 67.5112
2034 | 3 | 9 | 2 | 1099.093 | 49.093
2034 | 3 | 9 | 3 | 1087.7941 | 37.7941
2034 | 3 | 9 | 4 | 1076.4952 | 26.4952
2034 | 3 | 9 | 5 | 1096.234 | 46.234
2034 | 3 | 9 | 6 | 1142.4194 | 92.4194
2034 | 3 | 9 | 7 | 1194.37 | 144.37
2034 | 3 | 9 | 8 | 1202.6607 | 152.6607
2034 | 3 | 9 | 9 | 1204.6581 | 154.6581
2034 | 3 | 9 | 10 | 1221.2632 | 171.2632
2034 | 3 | 9 | 11 | 1235.3211 | 185.3211
2034 | 3 | 9 | 12 | 1242.6599 | 192.6599
2034 | 3 | 9 | 13 | 1252.6753 | 202.6753
2034 | 3 | 9 | 14 | 1242.6363 | 192.6363
2034 | 3 | 9 | 15 | 1230.0793 | 180.0793
2034 | 3 | 9 | 16 | 1222.8473 | 172.8473
2034 | 3 | 9 | 17 | 1210.7247 | 160.7247
2034 | 3 | 9 | 18 | 1209.2533 | 159.2533
2034 | 3 | 9 | 19 | 1213.3407 | 163.3407
2034 | 3 | 9 | 20 | 1200.1276 | 150.1276
2034 | 3 | 9 | 21 | 1192.4732 | 142.4732
2034 | 3 | 9 | 22 | 1168.0051 | 118.0051
2034 | 3 | 9 | 23 | 1138.2339 | 88.2339
2034 | 3 | 10 | 0 | 1115.4608 | 65.4608
2034 | 3 | 10 | 1 | 1060.2855 | 10.2855
2034 | 3 | 10 | 2 | 1036.3665 | 0
2034 | 3 | 10 | 3 | 1026.7035 | 0
2034 | 3 | 10 | 4 | 1017.0404 | 0
2034 | 3 | 10 | 5 | 1040.8385 | 0
2034 | 3 | 10 | 6 | 1093.6161 | 43.6161
2034 | 3 | 10 | 7 | 1155.8854 | 105.8854
2034 | 3 | 10 | 8 | 1171.4892 | 121.4892
2034 | 3 | 10 | 9 | 1187.0724 | 137.0724
2034 | 3 | 10 | 10 | 1210.292 | 160.292
2034 | 3 | 10 | 11 | 1233.5117 | 183.5117
2034 | 3 | 10 | 12 | 1244.2396 | 194.2396
2034 | 3 | 10 | 13 | 1254.2531 | 204.2531
2034 | 3 | 10 | 14 | 1256.5678 | 206.5678
2034 | 3 | 10 | 15 | 1252.5744 | 202.5744
2034 | 3 | 10 | 16 | 1251.3973 | 201.3973
2034 | 3 | 10 | 17 | 1246.1884 | 196.1884
2034 | 3 | 10 | 18 | 1223.3279 | 173.3279
2034 | 3 | 10 | 19 | 1209.2826 | 159.2826
2034 | 3 | 10 | 20 | 1198.9369 | 148.9369
2034 | 3 | 10 | 21 | 1168.2277 | 118.2277
2034 | 3 | 10 | 22 | 1138.9248 | 88.9248
2034 | 3 | 10 | 23 | 1101.4156 | 51.4156
2034 | 3 | 11 | 0 | 1073.6063 | 23.6063
2034 | 3 | 11 | 1 | 994.8078 | 0
2034 | 3 | 11 | 2 | 948.4069 | 0
2034 | 3 | 11 | 3 | 902.006 | 0
2034 | 3 | 11 | 4 | 888.0026 | 0
2034 | 3 | 11 | 5 | 887.4808 | 0
2034 | 3 | 11 | 6 | 905.4222 | 0
2034 | 3 | 11 | 7 | 925.3161 | 0
2034 | 3 | 11 | 8 | 954.3417 | 0
2034 | 3 | 11 | 9 | 981.2154 | 0
2034 | 3 | 11 | 10 | 1012.0829 | 0
2034 | 3 | 11 | 11 | 1042.9504 | 0
2034 | 3 | 11 | 12 | 1063.5528 | 13.5528
2034 | 3 | 11 | 13 | 1065.9464 | 15.9464
2034 | 3 | 11 | 14 | 1068.0104 | 18.0104
2034 | 3 | 11 | 15 | 1059.6142 | 9.6142
2034 | 3 | 11 | 16 | 1058.8881 | 8.8881
2034 | 3 | 11 | 17 | 1056.2596 | 6.2596
2034 | 3 | 11 | 18 | 1032.4669 | 0
2034 | 3 | 11 | 19 | 1037.1291 | 0
2034 | 3 | 11 | 20 | 1035.4148 | 0
2034 | 3 | 11 | 21 | 1018.8233 | 0
2034 | 3 | 11 | 22 | 1008.6085 | 0
2034 | 3 | 11 | 23 | 989.7685 | 0
2034 | 3 | 12 | 0 | 969.5703 | 0
2034 | 3 | 12 | 1 | 927.8188 | 0
2034 | 3 | 12 | 2 | 910.5588 | 0
2034 | 3 | 12 | 3 | 893.8867 | 0
2034 | 3 | 12 | 4 | 885.3812 | 0
2034 | 3 | 12 | 5 | 876.8757 | 0
2034 | 3 | 12 | 6 | 889.2814 | 0
2034 | 3 | 12 | 7 | 895.8732 | 0
2034 | 3 | 12 | 8 | 905.2209 | 0
2034 | 3 | 12 | 9 | 924.9991 | 0
2034 | 3 | 12 | 10 | 953.038 | 0
2034 | 3 | 12 | 11 | 972.1581 | 0
2034 | 3 | 12 | 12 | 983.4654 | 0
2034 | 3 | 12 | 13 | 989.8951 | 0
2034 | 3 | 12 | 14 | 980.8265 | 0
2034 | 3 | 12 | 15 | 972.4776 | 0
2034 | 3 | 12 | 16 | 970.9034 | 0
2034 | 3 | 12 | 17 | 984.1106 | 0
2034 | 3 | 12 | 18 | 995.3104 | 0
2034 | 3 | 12 | 19 | 1009.4824 | 0
2034 | 3 | 12 | 20 | 1021.8391 | 0
2034 | 3 | 12 | 21 | 1010.46 | 0
2034 | 3 | 12 | 22 | 1003.3216 | 0
2034 | 3 | 12 | 23 | 988.7785 | 0
2034 | 3 | 13 | 0 | 996.6107 | 0
2034 | 3 | 13 | 1 | 1033.9334 | 0
2034 | 3 | 13 | 2 | 1018.5584 | 0
2034 | 3 | 13 | 3 | 1032.6738 | 0
2034 | 3 | 13 | 4 | 1022.6239 | 0
2034 | 3 | 13 | 5 | 1036.9983 | 0
2034 | 3 | 13 | 6 | 1079.8012 | 29.8012
2034 | 3 | 13 | 7 | 1125.8991 | 75.8991
2034 | 3 | 13 | 8 | 1143.1324 | 93.1324
2034 | 3 | 13 | 9 | 1177.3567 | 127.3567
2034 | 3 | 13 | 10 | 1195.3395 | 145.3395
2034 | 3 | 13 | 11 | 1204.1676 | 154.1676
2034 | 3 | 13 | 12 | 1215.0916 | 165.0916
2034 | 3 | 13 | 13 | 1208.289 | 158.289
2034 | 3 | 13 | 14 | 1207.0994 | 157.0994
2034 | 3 | 13 | 15 | 1203.5544 | 153.5544
2034 | 3 | 13 | 16 | 1219.5163 | 169.5163
2034 | 3 | 13 | 17 | 1228.7364 | 178.7364
2034 | 3 | 13 | 18 | 1230.8937 | 180.8937
2034 | 3 | 13 | 19 | 1225.9547 | 175.9547
2034 | 3 | 13 | 20 | 1213.433 | 163.433
2034 | 3 | 13 | 21 | 1200.9112 | 150.9112
2034 | 3 | 13 | 22 | 1183.4198 | 133.4198
2034 | 3 | 13 | 23 | 1156.3706 | 106.3706
2034 | 3 | 14 | 0 | 1129.0189 | 79.0189
2034 | 3 | 14 | 1 | 1062.6113 | 12.6113
2034 | 3 | 14 | 2 | 996.2037 | 0
2034 | 3 | 14 | 3 | 987.56 | 0
2034 | 3 | 14 | 4 | 983.4583 | 0
2034 | 3 | 14 | 5 | 993.4415 | 0
2034 | 3 | 14 | 6 | 1028.8834 | 0
2034 | 3 | 14 | 7 | 1075.8084 | 25.8084
2034 | 3 | 14 | 8 | 1104.1234 | 54.1234
2034 | 3 | 14 | 9 | 1135.6495 | 85.6495
2034 | 3 | 14 | 10 | 1155.9736 | 105.9736
2034 | 3 | 14 | 11 | 1172.5099 | 122.5099
2034 | 3 | 14 | 12 | 1176.6951 | 126.6951
2034 | 3 | 14 | 13 | 1171.7229 | 121.7229
2034 | 3 | 14 | 14 | 1164.5156 | 114.5156
2034 | 3 | 14 | 15 | 1157.5535 | 107.5535
2034 | 3 | 14 | 16 | 1144.5898 | 94.5898
2034 | 3 | 14 | 17 | 1146.5917 | 96.5917
2034 | 3 | 14 | 18 | 1151.7875 | 101.7875
2034 | 3 | 14 | 19 | 1154.5157 | 104.5157
2034 | 3 | 14 | 20 | 1155.9793 | 105.9793
2034 | 3 | 14 | 21 | 1123.3034 | 73.3034
2034 | 3 | 14 | 22 | 1104.7842 | 54.7842
2034 | 3 | 14 | 23 | 1076.1891 | 26.1891
2034 | 3 | 15 | 0 | 1052.4471 | 2.4471
2034 | 3 | 15 | 1 | 1053.2227 | 3.2227
2034 | 3 | 15 | 2 | 1037.7299 | 0
2034 | 3 | 15 | 3 | 1029.3536 | 0
2034 | 3 | 15 | 4 | 1025.4623 | 0
2034 | 3 | 15 | 5 | 1033.9895 | 0
2034 | 3 | 15 | 6 | 1073.5105 | 23.5105
2034 | 3 | 15 | 7 | 1114.8434 | 64.8434
2034 | 3 | 15 | 8 | 1119.9665 | 69.9665
2034 | 3 | 15 | 9 | 1126.9916 | 76.9916
2034 | 3 | 15 | 10 | 1149.0965 | 99.0965
2034 | 3 | 15 | 11 | 1164.5267 | 114.5267
2034 | 3 | 15 | 12 | 1169.7577 | 119.7577
2034 | 3 | 15 | 13 | 1168.0371 | 118.0371
2034 | 3 | 15 | 14 | 1157.4709 | 107.4709
2034 | 3 | 15 | 15 | 1156.4915 | 106.4915
2034 | 3 | 15 | 16 | 1162.2368 | 112.2368
2034 | 3 | 15 | 17 | 1162.9183 | 112.9183
2034 | 3 | 15 | 18 | 1166.432 | 116.432
2034 | 3 | 15 | 19 | 1171.5569 | 121.5569
2034 | 3 | 15 | 20 | 1176.6818 | 126.6818
2034 | 3 | 15 | 21 | 1139.609 | 89.609
2034 | 3 | 15 | 22 | 1114.7628 | 64.7628
2034 | 3 | 15 | 23 | 1081.0052 | 31.0052
2034 | 3 | 16 | 0 | 1053.9705 | 3.9705
2034 | 3 | 16 | 1 | 1030.9446 | 0
2034 | 3 | 16 | 2 | 1015.488 | 0
2034 | 3 | 16 | 3 | 1005.3788 | 0
2034 | 3 | 16 | 4 | 1004.9474 | 0
2034 | 3 | 16 | 5 | 1024.431 | 0
2034 | 3 | 16 | 6 | 1081.7756 | 31.7756
2034 | 3 | 16 | 7 | 1139.9639 | 89.9639
2034 | 3 | 16 | 8 | 1149.9129 | 99.9129
2034 | 3 | 16 | 9 | 1163.6647 | 113.6647
2034 | 3 | 16 | 10 | 1183.3163 | 133.3163
2034 | 3 | 16 | 11 | 1198.715 | 148.715
2034 | 3 | 16 | 12 | 1198.2563 | 148.2563
2034 | 3 | 16 | 13 | 1207.8572 | 157.8572
2034 | 3 | 16 | 14 | 1203.1141 | 153.1141
2034 | 3 | 16 | 15 | 1194.5637 | 144.5637
2034 | 3 | 16 | 16 | 1191.5762 | 141.5762
2034 | 3 | 16 | 17 | 1186.1809 | 136.1809
2034 | 3 | 16 | 18 | 1153.239 | 103.239
2034 | 3 | 16 | 19 | 1159.5645 | 109.5645
2034 | 3 | 16 | 20 | 1163.6423 | 113.6423
2034 | 3 | 16 | 21 | 1130.5513 | 80.5513
2034 | 3 | 16 | 22 | 1096.6904 | 46.6904
2034 | 3 | 16 | 23 | 1064.9277 | 14.9277
2034 | 3 | 17 | 0 | 1043.1753 | 0
2034 | 3 | 17 | 1 | 1055.1592 | 5.1592
2034 | 3 | 17 | 2 | 1049.4558 | 0
2034 | 3 | 17 | 3 | 1045.0556 | 0
2034 | 3 | 17 | 4 | 1045.4473 | 0
2034 | 3 | 17 | 5 | 1064.1047 | 14.1047
2034 | 3 | 17 | 6 | 1111.1336 | 61.1336
2034 | 3 | 17 | 7 | 1154.2036 | 104.2036
2034 | 3 | 17 | 8 | 1160.2727 | 110.2727
2034 | 3 | 17 | 9 | 1176.9518 | 126.9518
2034 | 3 | 17 | 10 | 1187.8018 | 137.8018
2034 | 3 | 17 | 11 | 1200.8421 | 150.8421
2034 | 3 | 17 | 12 | 1203.1208 | 153.1208
2034 | 3 | 17 | 13 | 1206.5576 | 156.5576
2034 | 3 | 17 | 14 | 1202.4849 | 152.4849
2034 | 3 | 17 | 15 | 1197.139 | 147.139
2034 | 3 | 17 | 16 | 1193.685 | 143.685
2034 | 3 | 17 | 17 | 1181.4537 | 131.4537
2034 | 3 | 17 | 18 | 1157.9421 | 107.9421
2034 | 3 | 17 | 19 | 1169.254 | 119.254
2034 | 3 | 17 | 20 | 1171.9664 | 121.9664
2034 | 3 | 17 | 21 | 1150.2656 | 100.2656
2034 | 3 | 17 | 22 | 1133.1674 | 83.1674
2034 | 3 | 17 | 23 | 1109.6117 | 59.6117
2034 | 3 | 18 | 0 | 1098.092 | 48.092
2034 | 3 | 18 | 1 | 1037.5048 | 0
2034 | 3 | 18 | 2 | 976.9176 | 0
2034 | 3 | 18 | 3 | 970.6383 | 0
2034 | 3 | 18 | 4 | 965.7203 | 0
2034 | 3 | 18 | 5 | 978.463 | 0
2034 | 3 | 18 | 6 | 1013.3171 | 0
2034 | 3 | 18 | 7 | 1018.0531 | 0
2034 | 3 | 18 | 8 | 1022.7892 | 0
2034 | 3 | 18 | 9 | 1031.4075 | 0
2034 | 3 | 18 | 10 | 1057.2954 | 7.2954
2034 | 3 | 18 | 11 | 1068.3299 | 18.3299
2034 | 3 | 18 | 12 | 1079.3644 | 29.3644
2034 | 3 | 18 | 13 | 1079.0792 | 29.0792
2034 | 3 | 18 | 14 | 1074.0384 | 24.0384
2034 | 3 | 18 | 15 | 1065.8472 | 15.8472
2034 | 3 | 18 | 16 | 1061.951 | 11.951
2034 | 3 | 18 | 17 | 1055.5854 | 5.5854
2034 | 3 | 18 | 18 | 1054.1676 | 4.1676
2034 | 3 | 18 | 19 | 1057.1354 | 7.1354
2034 | 3 | 18 | 20 | 1067.3694 | 17.3694
2034 | 3 | 18 | 21 | 1059.1892 | 9.1892
2034 | 3 | 18 | 22 | 1041.4019 | 0
2034 | 3 | 18 | 23 | 1023.6037 | 0
2034 | 3 | 19 | 0 | 1034.5646 | 0
2034 | 3 | 19 | 1 | 986.901 | 0
2034 | 3 | 19 | 2 | 974.0797 | 0
2034 | 3 | 19 | 3 | 963.3333 | 0
2034 | 3 | 19 | 4 | 957.1505 | 0
2034 | 3 | 19 | 5 | 964.2189 | 0
2034 | 3 | 19 | 6 | 991.4991 | 0
2034 | 3 | 19 | 7 | 984.772 | 0
2034 | 3 | 19 | 8 | 978.0448 | 0
2034 | 3 | 19 | 9 | 987.435 | 0
2034 | 3 | 19 | 10 | 1018.0557 | 0
2034 | 3 | 19 | 11 | 1032.9215 | 0
2034 | 3 | 19 | 12 | 1047.7872 | 0
2034 | 3 | 19 | 13 | 1053.6523 | 3.6523
2034 | 3 | 19 | 14 | 1048.6651 | 0
2034 | 3 | 19 | 15 | 1046.1915 | 0
2034 | 3 | 19 | 16 | 1047.0862 | 0
2034 | 3 | 19 | 17 | 1050.7406 | 0.74064
2034 | 3 | 19 | 18 | 1062.7156 | 12.7156
2034 | 3 | 19 | 19 | 1068.6587 | 18.6587
2034 | 3 | 19 | 20 | 1077.6922 | 27.6922
2034 | 3 | 19 | 21 | 1049.3559 | 0
2034 | 3 | 19 | 22 | 1032.8689 | 0
2034 | 3 | 19 | 23 | 1016.1095 | 0
2034 | 3 | 20 | 0 | 1006.0893 | 0
2034 | 3 | 20 | 1 | 1025.0353 | 0
2034 | 3 | 20 | 2 | 1043.9814 | 0
2034 | 3 | 20 | 3 | 1036.698 | 0
2034 | 3 | 20 | 4 | 1030.694 | 0
2034 | 3 | 20 | 5 | 1043.0418 | 0
2034 | 3 | 20 | 6 | 1084.7607 | 34.7607
2034 | 3 | 20 | 7 | 1126.5601 | 76.5601
2034 | 3 | 20 | 8 | 1143.3146 | 93.3146
2034 | 3 | 20 | 9 | 1185.0984 | 135.0984
2034 | 3 | 20 | 10 | 1196.4756 | 146.4756
2034 | 3 | 20 | 11 | 1198.4834 | 148.4834
2034 | 3 | 20 | 12 | 1201.4266 | 151.4266
2034 | 3 | 20 | 13 | 1193.4738 | 143.4738
2034 | 3 | 20 | 14 | 1187.7897 | 137.7897
2034 | 3 | 20 | 15 | 1184.6884 | 134.6884
2034 | 3 | 20 | 16 | 1190.8631 | 140.8631
2034 | 3 | 20 | 17 | 1194.3668 | 144.3668
2034 | 3 | 20 | 18 | 1194.4876 | 144.4876
2034 | 3 | 20 | 19 | 1190.4524 | 140.4524
2034 | 3 | 20 | 20 | 1202.455 | 152.455
2034 | 3 | 20 | 21 | 1173.2399 | 123.2399
2034 | 3 | 20 | 22 | 1154.6973 | 104.6973
2034 | 3 | 20 | 23 | 1123.587 | 73.587
2034 | 3 | 21 | 0 | 1095.6359 | 45.6359
2034 | 3 | 21 | 1 | 1049.8748 | 0
2034 | 3 | 21 | 2 | 1039.835 | 0
2034 | 3 | 21 | 3 | 1035.1263 | 0
2034 | 3 | 21 | 4 | 1029.6446 | 0
2034 | 3 | 21 | 5 | 1043.076 | 0
2034 | 3 | 21 | 6 | 1082.8163 | 32.8163
2034 | 3 | 21 | 7 | 1126.7644 | 76.7644
2034 | 3 | 21 | 8 | 1151.5889 | 101.5889
2034 | 3 | 21 | 9 | 1196.3699 | 146.3699
2034 | 3 | 21 | 10 | 1206.9702 | 156.9702
2034 | 3 | 21 | 11 | 1217.5706 | 167.5706
2034 | 3 | 21 | 12 | 1222.5194 | 172.5194
2034 | 3 | 21 | 13 | 1207.5942 | 157.5942
2034 | 3 | 21 | 14 | 1194.7307 | 144.7307
2034 | 3 | 21 | 15 | 1189.0402 | 139.0402
2034 | 3 | 21 | 16 | 1179.7538 | 129.7538
2034 | 3 | 21 | 17 | 1183.3161 | 133.3161
2034 | 3 | 21 | 18 | 1188.0166 | 138.0166
2034 | 3 | 21 | 19 | 1180.6918 | 130.6918
2034 | 3 | 21 | 20 | 1189.5181 | 139.5181
2034 | 3 | 21 | 21 | 1155.4713 | 105.4713
2034 | 3 | 21 | 22 | 1134.8936 | 84.8936
2034 | 3 | 21 | 23 | 1100.014 | 50.014
2034 | 3 | 22 | 0 | 1072.7411 | 22.7411
2034 | 3 | 22 | 1 | 1051.5991 | 1.5991
2034 | 3 | 22 | 2 | 1039.6833 | 0
2034 | 3 | 22 | 3 | 1034.0724 | 0
2034 | 3 | 22 | 4 | 1030.9162 | 0
2034 | 3 | 22 | 5 | 1048.113 | 0
2034 | 3 | 22 | 6 | 1092.276 | 42.276
2034 | 3 | 22 | 7 | 1131.7616 | 81.7616
2034 | 3 | 22 | 8 | 1153.716 | 103.716
2034 | 3 | 22 | 9 | 1192.6355 | 142.6355
2034 | 3 | 22 | 10 | 1198.5845 | 148.5845
2034 | 3 | 22 | 11 | 1204.5335 | 154.5335
2034 | 3 | 22 | 12 | 1205.9354 | 155.9354
2034 | 3 | 22 | 13 | 1193.9909 | 143.9909
2034 | 3 | 22 | 14 | 1190.4245 | 140.4245
2034 | 3 | 22 | 15 | 1188.4777 | 138.4777
2034 | 3 | 22 | 16 | 1197.2546 | 147.2546
2034 | 3 | 22 | 17 | 1200.0516 | 150.0516
2034 | 3 | 22 | 18 | 1204.4144 | 154.4144
2034 | 3 | 22 | 19 | 1193.182 | 143.182
2034 | 3 | 22 | 20 | 1203.7052 | 153.7052
2034 | 3 | 22 | 21 | 1168.2768 | 118.2768
2034 | 3 | 22 | 22 | 1141.3781 | 91.3781
2034 | 3 | 22 | 23 | 1105.0941 | 55.0941
2034 | 3 | 23 | 0 | 1076.909 | 26.909
2034 | 3 | 23 | 1 | 1033.8876 | 0
2034 | 3 | 23 | 2 | 1022.6883 | 0
2034 | 3 | 23 | 3 | 1014.3031 | 0
2034 | 3 | 23 | 4 | 1015.4212 | 0
2034 | 3 | 23 | 5 | 1035.8539 | 0
2034 | 3 | 23 | 6 | 1091.9509 | 41.9509
2034 | 3 | 23 | 7 | 1151.1646 | 101.1646
2034 | 3 | 23 | 8 | 1168.6719 | 118.6719
2034 | 3 | 23 | 9 | 1200.1931 | 150.1931
2034 | 3 | 23 | 10 | 1206.2671 | 156.2671
2034 | 3 | 23 | 11 | 1212.3411 | 162.3411
2034 | 3 | 23 | 12 | 1212.3442 | 162.3442
2034 | 3 | 23 | 13 | 1200.3052 | 150.3052
2034 | 3 | 23 | 14 | 1194.6189 | 144.6189
2034 | 3 | 23 | 15 | 1189.193 | 139.193
2034 | 3 | 23 | 16 | 1192.4516 | 142.4516
2034 | 3 | 23 | 17 | 1195.7454 | 145.7454
2034 | 3 | 23 | 18 | 1184.6489 | 134.6489
2034 | 3 | 23 | 19 | 1165.9178 | 115.9178
2034 | 3 | 23 | 20 | 1169.5713 | 119.5713
2034 | 3 | 23 | 21 | 1132.9967 | 82.9967
2034 | 3 | 23 | 22 | 1098.0882 | 48.0882
2034 | 3 | 23 | 23 | 1057.7571 | 7.7571
2034 | 3 | 24 | 0 | 1030.3814 | 0
2034 | 3 | 24 | 1 | 993.2192 | 0
2034 | 3 | 24 | 2 | 956.057 | 0
2034 | 3 | 24 | 3 | 949.4415 | 0
2034 | 3 | 24 | 4 | 957.6898 | 0
2034 | 3 | 24 | 5 | 965.938 | 0
2034 | 3 | 24 | 6 | 1018.5368 | 0
2034 | 3 | 24 | 7 | 1068.6345 | 18.6345
2034 | 3 | 24 | 8 | 1070.8751 | 20.8751
2034 | 3 | 24 | 9 | 1090.4589 | 40.4589
2034 | 3 | 24 | 10 | 1099.3875 | 49.3875
2034 | 3 | 24 | 11 | 1108.3162 | 58.3162
2034 | 3 | 24 | 12 | 1112.4919 | 62.4919
2034 | 3 | 24 | 13 | 1116.935 | 66.935
2034 | 3 | 24 | 14 | 1117.0372 | 67.0372
2034 | 3 | 24 | 15 | 1111.4647 | 61.4647
2034 | 3 | 24 | 16 | 1105.348 | 55.348
2034 | 3 | 24 | 17 | 1097.3813 | 47.3813
2034 | 3 | 24 | 18 | 1074.6256 | 24.6256
2034 | 3 | 24 | 19 | 1061.6411 | 11.6411
2034 | 3 | 24 | 20 | 1078.6689 | 28.6689
2034 | 3 | 24 | 21 | 1045.1598 | 0
2034 | 3 | 24 | 22 | 1021.9997 | 0
2034 | 3 | 24 | 23 | 991.5079 | 0
2034 | 3 | 25 | 0 | 969.9125 | 0
2034 | 3 | 25 | 1 | 935.4387 | 0
2034 | 3 | 25 | 2 | 922.2621 | 0
2034 | 3 | 25 | 3 | 913.4746 | 0
2034 | 3 | 25 | 4 | 909.2942 | 0
2034 | 3 | 25 | 5 | 923.8177 | 0
2034 | 3 | 25 | 6 | 964.2101 | 0
2034 | 3 | 25 | 7 | 986.5358 | 0
2034 | 3 | 25 | 8 | 981.2331 | 0
2034 | 3 | 25 | 9 | 1001.5554 | 0
2034 | 3 | 25 | 10 | 1025.3401 | 0
2034 | 3 | 25 | 11 | 1040.1896 | 0
2034 | 3 | 25 | 12 | 1049.4482 | 0
2034 | 3 | 25 | 13 | 1058.7067 | 8.7067
2034 | 3 | 25 | 14 | 1052.4499 | 2.4499
2034 | 3 | 25 | 15 | 1045.2516 | 0
2034 | 3 | 25 | 16 | 1041.0249 | 0
2034 | 3 | 25 | 17 | 1030.4015 | 0
2034 | 3 | 25 | 18 | 1006.4495 | 0
2034 | 3 | 25 | 19 | 1005.8817 | 0
2034 | 3 | 25 | 20 | 1016.6935 | 0
2034 | 3 | 25 | 21 | 997.6167 | 0
2034 | 3 | 25 | 22 | 974.6106 | 0
2034 | 3 | 25 | 23 | 948.5193 | 0
2034 | 3 | 26 | 0 | 935.0821 | 0
2034 | 3 | 26 | 1 | 905.4778 | 0
2034 | 3 | 26 | 2 | 891.3025 | 0
2034 | 3 | 26 | 3 | 881.8347 | 0
2034 | 3 | 26 | 4 | 872.3669 | 0
2034 | 3 | 26 | 5 | 877.4904 | 0
2034 | 3 | 26 | 6 | 900.8452 | 0
2034 | 3 | 26 | 7 | 899.8311 | 0
2034 | 3 | 26 | 8 | 898.817 | 0
2034 | 3 | 26 | 9 | 917.0896 | 0
2034 | 3 | 26 | 10 | 945.9206 | 0
2034 | 3 | 26 | 11 | 963.4616 | 0
2034 | 3 | 26 | 12 | 981.0025 | 0
2034 | 3 | 26 | 13 | 985.1177 | 0
2034 | 3 | 26 | 14 | 980.6222 | 0
2034 | 3 | 26 | 15 | 977.3913 | 0
2034 | 3 | 26 | 16 | 976.0824 | 0
2034 | 3 | 26 | 17 | 986.0426 | 0
2034 | 3 | 26 | 18 | 995.3881 | 0
2034 | 3 | 26 | 19 | 985.489 | 0
2034 | 3 | 26 | 20 | 1000.3846 | 0
2034 | 3 | 26 | 21 | 974.1505 | 0
2034 | 3 | 26 | 22 | 957.6908 | 0
2034 | 3 | 26 | 23 | 937.677 | 0
2034 | 3 | 27 | 0 | 921.6397 | 0
2034 | 3 | 27 | 1 | 936.3784 | 0
2034 | 3 | 27 | 2 | 940.5022 | 0
2034 | 3 | 27 | 3 | 944.6261 | 0
2034 | 3 | 27 | 4 | 947.2044 | 0
2034 | 3 | 27 | 5 | 949.7826 | 0
2034 | 3 | 27 | 6 | 996.7037 | 0
2034 | 3 | 27 | 7 | 1042.114 | 0
2034 | 3 | 27 | 8 | 1061.3058 | 11.3058
2034 | 3 | 27 | 9 | 1108.8456 | 58.8456
2034 | 3 | 27 | 10 | 1130.7344 | 80.7344
2034 | 3 | 27 | 11 | 1139.7052 | 89.7052
2034 | 3 | 27 | 12 | 1147.6999 | 97.6999
2034 | 3 | 27 | 13 | 1140.2663 | 90.2663
2034 | 3 | 27 | 14 | 1129.3608 | 79.3608
2034 | 3 | 27 | 15 | 1135.4983 | 85.4983
2034 | 3 | 27 | 16 | 1148.7965 | 98.7965
2034 | 3 | 27 | 17 | 1149.5137 | 99.5137
2034 | 3 | 27 | 18 | 1142.1331 | 92.1331
2034 | 3 | 27 | 19 | 1133.7556 | 83.7556
2034 | 3 | 27 | 20 | 1126.4962 | 76.4962
2034 | 3 | 27 | 21 | 1118.2398 | 68.2398
2034 | 3 | 27 | 22 | 1090.5059 | 40.5059
2034 | 3 | 27 | 23 | 1052.1405 | 2.1405
2034 | 3 | 28 | 0 | 1016.1069 | 0
2034 | 3 | 28 | 1 | 962.1759 | 0
2034 | 3 | 28 | 2 | 908.245 | 0
2034 | 3 | 28 | 3 | 900.7204 | 0
2034 | 3 | 28 | 4 | 907.8383 | 0
2034 | 3 | 28 | 5 | 914.9561 | 0
2034 | 3 | 28 | 6 | 974.9691 | 0
2034 | 3 | 28 | 7 | 1035.9167 | 0
2034 | 3 | 28 | 8 | 1055.8442 | 5.8442
2034 | 3 | 28 | 9 | 1098.0219 | 48.0219
2034 | 3 | 28 | 10 | 1128.1469 | 78.1469
2034 | 3 | 28 | 11 | 1146.6446 | 96.6446
2034 | 3 | 28 | 12 | 1148.9287 | 98.9287
2034 | 3 | 28 | 13 | 1142.8811 | 92.8811
2034 | 3 | 28 | 14 | 1127.5938 | 77.5938
2034 | 3 | 28 | 15 | 1124.9024 | 74.9024
2034 | 3 | 28 | 16 | 1121.3442 | 71.3442
2034 | 3 | 28 | 17 | 1122.1475 | 72.1475
2034 | 3 | 28 | 18 | 1115.2379 | 65.2379
2034 | 3 | 28 | 19 | 1106.7058 | 56.7058
2034 | 3 | 28 | 20 | 1092.5056 | 42.5056
2034 | 3 | 28 | 21 | 1076.6829 | 26.6829
2034 | 3 | 28 | 22 | 1041.9737 | 0
2034 | 3 | 28 | 23 | 997.7104 | 0
2034 | 3 | 29 | 0 | 960.5682 | 0
2034 | 3 | 29 | 1 | 953.875 | 0
2034 | 3 | 29 | 2 | 942.8057 | 0
2034 | 3 | 29 | 3 | 935.484 | 0
2034 | 3 | 29 | 4 | 943.0799 | 0
2034 | 3 | 29 | 5 | 950.6758 | 0
2034 | 3 | 29 | 6 | 1005.3983 | 0
2034 | 3 | 29 | 7 | 1049.4842 | 0
2034 | 3 | 29 | 8 | 1061.4484 | 11.4484
2034 | 3 | 29 | 9 | 1091.4608 | 41.4608
2034 | 3 | 29 | 10 | 1106.7357 | 56.7357
2034 | 3 | 29 | 11 | 1109.9568 | 59.9568
2034 | 3 | 29 | 12 | 1111.7005 | 61.7005
2034 | 3 | 29 | 13 | 1105.312 | 55.312
2034 | 3 | 29 | 14 | 1098.7618 | 48.7618
2034 | 3 | 29 | 15 | 1104.6161 | 54.6161
2034 | 3 | 29 | 16 | 1122.2342 | 72.2342
2034 | 3 | 29 | 17 | 1127.572 | 77.572
2034 | 3 | 29 | 18 | 1114.0815 | 64.0815
2034 | 3 | 29 | 19 | 1116.4926 | 66.4926
2034 | 3 | 29 | 20 | 1097.4716 | 47.4716
2034 | 3 | 29 | 21 | 1078.4506 | 28.4506
2034 | 3 | 29 | 22 | 1053.6651 | 3.6651
2034 | 3 | 29 | 23 | 1015.5365 | 0
2034 | 3 | 30 | 0 | 985.1724 | 0
2034 | 3 | 30 | 1 | 939.0876 | 0
2034 | 3 | 30 | 2 | 924.9746 | 0
2034 | 3 | 30 | 3 | 923.8463 | 0
2034 | 3 | 30 | 4 | 922.7179 | 0
2034 | 3 | 30 | 5 | 932.5422 | 0
2034 | 3 | 30 | 6 | 994.9183 | 0
2034 | 3 | 30 | 7 | 1057.2666 | 7.2666
2034 | 3 | 30 | 8 | 1072.9245 | 22.9245
2034 | 3 | 30 | 9 | 1104.0082 | 54.0082
2034 | 3 | 30 | 10 | 1104.8607 | 54.8607
2034 | 3 | 30 | 11 | 1105.863 | 55.863
2034 | 3 | 30 | 12 | 1106.8652 | 56.8652
2034 | 3 | 30 | 13 | 1105.9085 | 55.9085
2034 | 3 | 30 | 14 | 1105.2357 | 55.2357
2034 | 3 | 30 | 15 | 1098.1087 | 48.1087
2034 | 3 | 30 | 16 | 1091.074 | 41.074
2034 | 3 | 30 | 17 | 1079.6511 | 29.6511
2034 | 3 | 30 | 18 | 1058.9491 | 8.9491
2034 | 3 | 30 | 19 | 1055.7273 | 5.7273
2034 | 3 | 30 | 20 | 1072.2234 | 22.2234
2034 | 3 | 30 | 21 | 1048.2853 | 0
2034 | 3 | 30 | 22 | 1013.9285 | 0
2034 | 3 | 30 | 23 | 969.1522 | 0
2034 | 3 | 31 | 0 | 937.2987 | 0
2034 | 3 | 31 | 1 | 933.5284 | 0
2034 | 3 | 31 | 2 | 929.758 | 0
2034 | 3 | 31 | 3 | 922.4724 | 0
2034 | 3 | 31 | 4 | 926.7823 | 0
2034 | 3 | 31 | 5 | 931.0922 | 0
2034 | 3 | 31 | 6 | 973.3496 | 0
2034 | 3 | 31 | 7 | 1019.4089 | 0
2034 | 3 | 31 | 8 | 1029.0064 | 0
2034 | 3 | 31 | 9 | 1060.6119 | 10.6119
2034 | 3 | 31 | 10 | 1062.4081 | 12.4081
2034 | 3 | 31 | 11 | 1070.1987 | 20.1987
2034 | 3 | 31 | 12 | 1080.9932 | 30.9932
2034 | 3 | 31 | 13 | 1080.3647 | 30.3647
2034 | 3 | 31 | 14 | 1076.2721 | 26.2721
2034 | 3 | 31 | 15 | 1070.1179 | 20.1179
2034 | 3 | 31 | 16 | 1067.6484 | 17.6484
2034 | 3 | 31 | 17 | 1060.4259 | 10.4259
2034 | 3 | 31 | 18 | 1051.0947 | 1.0947
2034 | 3 | 31 | 19 | 1043.7954 | 0
2034 | 3 | 31 | 20 | 1036.4961 | 0
2034 | 3 | 31 | 21 | 1031.2288 | 0
2034 | 3 | 31 | 22 | 1008.4313 | 0
2034 | 3 | 31 | 23 | 980.6054 | 0
2034 | 4 | 1 | 0 | 959.2042 | 0
2034 | 4 | 1 | 1 | 922.5438 | 0
2034 | 4 | 1 | 2 | 885.8835 | 0
2034 | 4 | 1 | 3 | 883.447 | 0
2034 | 4 | 1 | 4 | 882.968 | 0
2034 | 4 | 1 | 5 | 886.1202 | 0
2034 | 4 | 1 | 6 | 900.5665 | 0
2034 | 4 | 1 | 7 | 912.9833 | 0
2034 | 4 | 1 | 8 | 920.0825 | 0
2034 | 4 | 1 | 9 | 931.8214 | 0
2034 | 4 | 1 | 10 | 951.8903 | 0
2034 | 4 | 1 | 11 | 967.5897 | 0
2034 | 4 | 1 | 12 | 972.4877 | 0
2034 | 4 | 1 | 13 | 973.3783 | 0
2034 | 4 | 1 | 14 | 973.2244 | 0
2034 | 4 | 1 | 15 | 966.5809 | 0
2034 | 4 | 1 | 16 | 959.9297 | 0
2034 | 4 | 1 | 17 | 953.508 | 0
2034 | 4 | 1 | 18 | 940.0758 | 0
2034 | 4 | 1 | 19 | 929.4787 | 0
2034 | 4 | 1 | 20 | 943.5595 | 0
2034 | 4 | 1 | 21 | 913.7675 | 0
2034 | 4 | 1 | 22 | 900.786 | 0
2034 | 4 | 1 | 23 | 886.092 | 0
2034 | 4 | 2 | 0 | 873.3404 | 0
2034 | 4 | 2 | 1 | 871.7166 | 0
2034 | 4 | 2 | 2 | 855.3242 | 0
2034 | 4 | 2 | 3 | 848.4247 | 0
2034 | 4 | 2 | 4 | 846.1863 | 0
2034 | 4 | 2 | 5 | 850.7941 | 0
2034 | 4 | 2 | 6 | 863.8982 | 0
2034 | 4 | 2 | 7 | 869.8655 | 0
2034 | 4 | 2 | 8 | 870.6454 | 0
2034 | 4 | 2 | 9 | 881.0301 | 0
2034 | 4 | 2 | 10 | 902.9036 | 0
2034 | 4 | 2 | 11 | 920.8325 | 0
2034 | 4 | 2 | 12 | 936.4076 | 0
2034 | 4 | 2 | 13 | 939.3185 | 0
2034 | 4 | 2 | 14 | 939.2794 | 0
2034 | 4 | 2 | 15 | 937.2976 | 0
2034 | 4 | 2 | 16 | 940.3652 | 0
2034 | 4 | 2 | 17 | 949.2607 | 0
2034 | 4 | 2 | 18 | 948.5603 | 0
2034 | 4 | 2 | 19 | 947.6243 | 0
2034 | 4 | 2 | 20 | 968.8894 | 0
2034 | 4 | 2 | 21 | 950.0008 | 0
2034 | 4 | 2 | 22 | 941.8289 | 0
2034 | 4 | 2 | 23 | 923.4271 | 0
2034 | 4 | 3 | 0 | 907.172 | 0
2034 | 4 | 3 | 1 | 936.4849 | 0
2034 | 4 | 3 | 2 | 919.9373 | 0
2034 | 4 | 3 | 3 | 918.1851 | 0
2034 | 4 | 3 | 4 | 918.3827 | 0
2034 | 4 | 3 | 5 | 934.4285 | 0
2034 | 4 | 3 | 6 | 978.2441 | 0
2034 | 4 | 3 | 7 | 1019.8769 | 0
2034 | 4 | 3 | 8 | 1036.364 | 0
2034 | 4 | 3 | 9 | 1067.3606 | 17.3606
2034 | 4 | 3 | 10 | 1090.7833 | 40.7833
2034 | 4 | 3 | 11 | 1102.5766 | 52.5766
2034 | 4 | 3 | 12 | 1112.8483 | 62.8483
2034 | 4 | 3 | 13 | 1108.804 | 58.804
2034 | 4 | 3 | 14 | 1100.6843 | 50.6843
2034 | 4 | 3 | 15 | 1107.4078 | 57.4078
2034 | 4 | 3 | 16 | 1119.6081 | 69.6081
2034 | 4 | 3 | 17 | 1119.2103 | 69.2103
2034 | 4 | 3 | 18 | 1103.2625 | 53.2625
2034 | 4 | 3 | 19 | 1083.9378 | 33.9378
2034 | 4 | 3 | 20 | 1102.6664 | 52.6664
2034 | 4 | 3 | 21 | 1080.8014 | 30.8014
2034 | 4 | 3 | 22 | 1057.7437 | 7.7437
2034 | 4 | 3 | 23 | 1023.5433 | 0
2034 | 4 | 4 | 0 | 996.5062 | 0
2034 | 4 | 4 | 1 | 955.086 | 0
2034 | 4 | 4 | 2 | 938.0331 | 0
2034 | 4 | 4 | 3 | 931.4885 | 0
2034 | 4 | 4 | 4 | 932.3172 | 0
2034 | 4 | 4 | 5 | 946.1834 | 0
2034 | 4 | 4 | 6 | 986.6566 | 0
2034 | 4 | 4 | 7 | 1034.2855 | 0
2034 | 4 | 4 | 8 | 1054.342 | 4.342
2034 | 4 | 4 | 9 | 1086.6484 | 36.6484
2034 | 4 | 4 | 10 | 1111.0274 | 61.0274
2034 | 4 | 4 | 11 | 1124.15 | 74.15
2034 | 4 | 4 | 12 | 1126.477 | 76.477
2034 | 4 | 4 | 13 | 1118.7336 | 68.7336
2034 | 4 | 4 | 14 | 1108.5999 | 58.5999
2034 | 4 | 4 | 15 | 1107.7163 | 57.7163
2034 | 4 | 4 | 16 | 1108.2847 | 58.2847
2034 | 4 | 4 | 17 | 1108.9735 | 58.9735
2034 | 4 | 4 | 18 | 1104.1071 | 54.1071
2034 | 4 | 4 | 19 | 1082.1526 | 32.1526
2034 | 4 | 4 | 20 | 1095.7939 | 45.7939
2034 | 4 | 4 | 21 | 1053.2349 | 3.2349
2034 | 4 | 4 | 22 | 1022.4989 | 0
2034 | 4 | 4 | 23 | 981.7873 | 0
2034 | 4 | 5 | 0 | 980.701 | 0
2034 | 4 | 5 | 1 | 1013.3947 | 0
2034 | 4 | 5 | 2 | 996.6834 | 0
2034 | 4 | 5 | 3 | 994.8733 | 0
2034 | 4 | 5 | 4 | 1001.3296 | 0
2034 | 4 | 5 | 5 | 1018.8078 | 0
2034 | 4 | 5 | 6 | 1056.1117 | 6.1117
2034 | 4 | 5 | 7 | 1092.6747 | 42.6747
2034 | 4 | 5 | 8 | 1110.2911 | 60.2911
2034 | 4 | 5 | 9 | 1132.5603 | 82.5603
2034 | 4 | 5 | 10 | 1150.5209 | 100.5209
2034 | 4 | 5 | 11 | 1158.6423 | 108.6423
2034 | 4 | 5 | 12 | 1162.1341 | 112.1341
2034 | 4 | 5 | 13 | 1153.969 | 103.969
2034 | 4 | 5 | 14 | 1157.1924 | 107.1924
2034 | 4 | 5 | 15 | 1156.5342 | 106.5342
2034 | 4 | 5 | 16 | 1161.7418 | 111.7418
2034 | 4 | 5 | 17 | 1167.083 | 117.083
2034 | 4 | 5 | 18 | 1178.1555 | 128.1555
2034 | 4 | 5 | 19 | 1162.4753 | 112.4753
2034 | 4 | 5 | 20 | 1173.75 | 123.75
2034 | 4 | 5 | 21 | 1151.4175 | 101.4175
2034 | 4 | 5 | 22 | 1128.3764 | 78.3764
2034 | 4 | 5 | 23 | 1094.2701 | 44.2701
2034 | 4 | 6 | 0 | 1069.6037 | 19.6037
2034 | 4 | 6 | 1 | 1036.3492 | 0
2034 | 4 | 6 | 2 | 1003.0948 | 0
2034 | 4 | 6 | 3 | 1001.7634 | 0
2034 | 4 | 6 | 4 | 1006.9647 | 0
2034 | 4 | 6 | 5 | 1020.6513 | 0
2034 | 4 | 6 | 6 | 1057.4287 | 7.4287
2034 | 4 | 6 | 7 | 1093.0198 | 43.0198
2034 | 4 | 6 | 8 | 1120.2917 | 70.2917
2034 | 4 | 6 | 9 | 1151.6347 | 101.6347
2034 | 4 | 6 | 10 | 1159.9581 | 109.9581
2034 | 4 | 6 | 11 | 1160.6965 | 110.6965
2034 | 4 | 6 | 12 | 1161.8333 | 111.8333
2034 | 4 | 6 | 13 | 1154.3924 | 104.3924
2034 | 4 | 6 | 14 | 1151.4568 | 101.4568
2034 | 4 | 6 | 15 | 1147.943 | 97.943
2034 | 4 | 6 | 16 | 1140.2413 | 90.2413
2034 | 4 | 6 | 17 | 1137.7509 | 87.7509
2034 | 4 | 6 | 18 | 1126.7413 | 76.7413
2034 | 4 | 6 | 19 | 1113.4453 | 63.4453
2034 | 4 | 6 | 20 | 1134.4952 | 84.4952
2034 | 4 | 6 | 21 | 1111.9837 | 61.9837
2034 | 4 | 6 | 22 | 1090.5182 | 40.5182
2034 | 4 | 6 | 23 | 1061.4432 | 11.4432
2034 | 4 | 7 | 0 | 1042.7146 | 0
2034 | 4 | 7 | 1 | 980.0137 | 0
2034 | 4 | 7 | 2 | 926.0309 | 0
2034 | 4 | 7 | 3 | 913.9101 | 0
2034 | 4 | 7 | 4 | 919.0102 | 0
2034 | 4 | 7 | 5 | 933.4936 | 0
2034 | 4 | 7 | 6 | 958.9474 | 0
2034 | 4 | 7 | 7 | 969.5648 | 0
2034 | 4 | 7 | 8 | 970.9067 | 0
2034 | 4 | 7 | 9 | 981.1501 | 0
2034 | 4 | 7 | 10 | 996.3591 | 0
2034 | 4 | 7 | 11 | 1011.7986 | 0
2034 | 4 | 7 | 12 | 1021.6098 | 0
2034 | 4 | 7 | 13 | 1026.2817 | 0
2034 | 4 | 7 | 14 | 1022.3318 | 0
2034 | 4 | 7 | 15 | 1021.7551 | 0
2034 | 4 | 7 | 16 | 1021.4264 | 0
2034 | 4 | 7 | 17 | 1019.7679 | 0
2034 | 4 | 7 | 18 | 1000.7196 | 0
2034 | 4 | 7 | 19 | 1001.8157 | 0
2034 | 4 | 7 | 20 | 1002.0487 | 0
2034 | 4 | 7 | 21 | 981.3836 | 0
2034 | 4 | 7 | 22 | 964.8749 | 0
2034 | 4 | 7 | 23 | 945.1876 | 0
2034 | 4 | 8 | 0 | 936.8115 | 0
2034 | 4 | 8 | 1 | 923.521 | 0
2034 | 4 | 8 | 2 | 910.2305 | 0
2034 | 4 | 8 | 3 | 904.0348 | 0
2034 | 4 | 8 | 4 | 904.2775 | 0
2034 | 4 | 8 | 5 | 913.1974 | 0
2034 | 4 | 8 | 6 | 931.0912 | 0
2034 | 4 | 8 | 7 | 942.7954 | 0
2034 | 4 | 8 | 8 | 945.0879 | 0
2034 | 4 | 8 | 9 | 956.0791 | 0
2034 | 4 | 8 | 10 | 983.0331 | 0
2034 | 4 | 8 | 11 | 1000.836 | 0
2034 | 4 | 8 | 12 | 1011.4176 | 0
2034 | 4 | 8 | 13 | 1014.1682 | 0
2034 | 4 | 8 | 14 | 1010.6957 | 0
2034 | 4 | 8 | 15 | 1007.3795 | 0
2034 | 4 | 8 | 16 | 1000.1887 | 0
2034 | 4 | 8 | 17 | 996.5031 | 0
2034 | 4 | 8 | 18 | 987.2638 | 0
2034 | 4 | 8 | 19 | 967.4058 | 0
2034 | 4 | 8 | 20 | 989.6624 | 0
2034 | 4 | 8 | 21 | 969.1197 | 0
2034 | 4 | 8 | 22 | 952.0313 | 0
2034 | 4 | 8 | 23 | 933.109 | 0
2034 | 4 | 9 | 0 | 917.7054 | 0
2034 | 4 | 9 | 1 | 880.7487 | 0
2034 | 4 | 9 | 2 | 863.0022 | 0
2034 | 4 | 9 | 3 | 855.3462 | 0
2034 | 4 | 9 | 4 | 852.3309 | 0
2034 | 4 | 9 | 5 | 858.3082 | 0
2034 | 4 | 9 | 6 | 868.2712 | 0
2034 | 4 | 9 | 7 | 869.1775 | 0
2034 | 4 | 9 | 8 | 864.0594 | 0
2034 | 4 | 9 | 9 | 876.2661 | 0
2034 | 4 | 9 | 10 | 899.346 | 0
2034 | 4 | 9 | 11 | 920.0755 | 0
2034 | 4 | 9 | 12 | 936.6434 | 0
2034 | 4 | 9 | 13 | 942.4652 | 0
2034 | 4 | 9 | 14 | 940.9177 | 0
2034 | 4 | 9 | 15 | 936.9693 | 0
2034 | 4 | 9 | 16 | 947.9044 | 0
2034 | 4 | 9 | 17 | 954.8846 | 0
2034 | 4 | 9 | 18 | 948.5917 | 0
2034 | 4 | 9 | 19 | 941.0227 | 0
2034 | 4 | 9 | 20 | 970.2302 | 0
2034 | 4 | 9 | 21 | 952.0869 | 0
2034 | 4 | 9 | 22 | 930.6403 | 0
2034 | 4 | 9 | 23 | 911.4041 | 0
2034 | 4 | 10 | 0 | 892.45 | 0
2034 | 4 | 10 | 1 | 915.9287 | 0
2034 | 4 | 10 | 2 | 919.3875 | 0
2034 | 4 | 10 | 3 | 922.8462 | 0
2034 | 4 | 10 | 4 | 911.4518 | 0
2034 | 4 | 10 | 5 | 920.9297 | 0
2034 | 4 | 10 | 6 | 966.5063 | 0
2034 | 4 | 10 | 7 | 997.2602 | 0
2034 | 4 | 10 | 8 | 995.0479 | 0
2034 | 4 | 10 | 9 | 1006.4213 | 0
2034 | 4 | 10 | 10 | 1034.44 | 0
2034 | 4 | 10 | 11 | 1050.0816 | 0.081595
2034 | 4 | 10 | 12 | 1062.932 | 12.932
2034 | 4 | 10 | 13 | 1058.8493 | 8.8493
2034 | 4 | 10 | 14 | 1046.1819 | 0
2034 | 4 | 10 | 15 | 1047.878 | 0
2034 | 4 | 10 | 16 | 1053.3464 | 3.3464
2034 | 4 | 10 | 17 | 1048.6698 | 0
2034 | 4 | 10 | 18 | 1032.9846 | 0
2034 | 4 | 10 | 19 | 1027.2446 | 0
2034 | 4 | 10 | 20 | 1041.7795 | 0
2034 | 4 | 10 | 21 | 1006.4101 | 0
2034 | 4 | 10 | 22 | 982.6003 | 0
2034 | 4 | 10 | 23 | 951.8551 | 0
2034 | 4 | 11 | 0 | 927.4945 | 0
2034 | 4 | 11 | 1 | 939.4973 | 0
2034 | 4 | 11 | 2 | 951.5001 | 0
2034 | 4 | 11 | 3 | 948.4536 | 0
2034 | 4 | 11 | 4 | 951.0524 | 0
2034 | 4 | 11 | 5 | 969.4395 | 0
2034 | 4 | 11 | 6 | 1003.5984 | 0
2034 | 4 | 11 | 7 | 1047.1158 | 0
2034 | 4 | 11 | 8 | 1076.1774 | 26.1774
2034 | 4 | 11 | 9 | 1098.9575 | 48.9575
2034 | 4 | 11 | 10 | 1125.5748 | 75.5748
2034 | 4 | 11 | 11 | 1140.8245 | 90.8245
2034 | 4 | 11 | 12 | 1148.0281 | 98.0281
2034 | 4 | 11 | 13 | 1139.9232 | 89.9232
2034 | 4 | 11 | 14 | 1129.442 | 79.442
2034 | 4 | 11 | 15 | 1128.4718 | 78.4718
2034 | 4 | 11 | 16 | 1122.5672 | 72.5672
2034 | 4 | 11 | 17 | 1123.82 | 73.82
2034 | 4 | 11 | 18 | 1122.2004 | 72.2004
2034 | 4 | 11 | 19 | 1097.2776 | 47.2776
2034 | 4 | 11 | 20 | 1121.4356 | 71.4356
2034 | 4 | 11 | 21 | 1090.4036 | 40.4036
2034 | 4 | 11 | 22 | 1064.3136 | 14.3136
2034 | 4 | 11 | 23 | 1026.8352 | 0
2034 | 4 | 12 | 0 | 997.8626 | 0
2034 | 4 | 12 | 1 | 977.8578 | 0
2034 | 4 | 12 | 2 | 960.6198 | 0
2034 | 4 | 12 | 3 | 955.7493 | 0
2034 | 4 | 12 | 4 | 960.0273 | 0
2034 | 4 | 12 | 5 | 978.3225 | 0
2034 | 4 | 12 | 6 | 1014.1535 | 0
2034 | 4 | 12 | 7 | 1052.5379 | 2.5379
2034 | 4 | 12 | 8 | 1073.2412 | 23.2412
2034 | 4 | 12 | 9 | 1092.1852 | 42.1852
2034 | 4 | 12 | 10 | 1113.5812 | 63.5812
2034 | 4 | 12 | 11 | 1122.7269 | 72.7269
2034 | 4 | 12 | 12 | 1130.7384 | 80.7384
2034 | 4 | 12 | 13 | 1125.0497 | 75.0497
2034 | 4 | 12 | 14 | 1124.8747 | 74.8747
2034 | 4 | 12 | 15 | 1122.9859 | 72.9859
2034 | 4 | 12 | 16 | 1129.5563 | 79.5563
2034 | 4 | 12 | 17 | 1128.8101 | 78.8101
2034 | 4 | 12 | 18 | 1126.5288 | 76.5288
2034 | 4 | 12 | 19 | 1104.1843 | 54.1843
2034 | 4 | 12 | 20 | 1125.5733 | 75.5733
2034 | 4 | 12 | 21 | 1094.356 | 44.356
2034 | 4 | 12 | 22 | 1067.792 | 17.792
2034 | 4 | 12 | 23 | 1030.8037 | 0
2034 | 4 | 13 | 0 | 1003.4884 | 0
2034 | 4 | 13 | 1 | 960.9324 | 0
2034 | 4 | 13 | 2 | 945.5113 | 0
2034 | 4 | 13 | 3 | 941.6936 | 0
2034 | 4 | 13 | 4 | 948.6587 | 0
2034 | 4 | 13 | 5 | 968.5686 | 0
2034 | 4 | 13 | 6 | 1010.4027 | 0
2034 | 4 | 13 | 7 | 1055.8073 | 5.8073
2034 | 4 | 13 | 8 | 1073.8578 | 23.8578
2034 | 4 | 13 | 9 | 1090.7114 | 40.7114
2034 | 4 | 13 | 10 | 1109.9202 | 59.9202
2034 | 4 | 13 | 11 | 1120.2693 | 70.2693
2034 | 4 | 13 | 12 | 1131.2256 | 81.2256
2034 | 4 | 13 | 13 | 1133.5736 | 83.5736
2034 | 4 | 13 | 14 | 1132.5476 | 82.5476
2034 | 4 | 13 | 15 | 1131.2867 | 81.2867
2034 | 4 | 13 | 16 | 1127.4478 | 77.4478
2034 | 4 | 13 | 17 | 1123.508 | 73.508
2034 | 4 | 13 | 18 | 1103.6519 | 53.6519
2034 | 4 | 13 | 19 | 1080.8883 | 30.8883
2034 | 4 | 13 | 20 | 1103.2708 | 53.2708
2034 | 4 | 13 | 21 | 1070.7701 | 20.7701
2034 | 4 | 13 | 22 | 1035.9324 | 0
2034 | 4 | 13 | 23 | 1002.3227 | 0
2034 | 4 | 14 | 0 | 978.5777 | 0
2034 | 4 | 14 | 1 | 1017.3851 | 0
2034 | 4 | 14 | 2 | 1005.0178 | 0
2034 | 4 | 14 | 3 | 1002.945 | 0
2034 | 4 | 14 | 4 | 1008.1541 | 0
2034 | 4 | 14 | 5 | 1026.398 | 0
2034 | 4 | 14 | 6 | 1067.9236 | 17.9236
2034 | 4 | 14 | 7 | 1108.3034 | 58.3034
2034 | 4 | 14 | 8 | 1123.225 | 73.225
2034 | 4 | 14 | 9 | 1135.3355 | 85.3355
2034 | 4 | 14 | 10 | 1142.7783 | 92.7783
2034 | 4 | 14 | 11 | 1150.6999 | 100.6999
2034 | 4 | 14 | 12 | 1156.395 | 106.395
2034 | 4 | 14 | 13 | 1157.9228 | 107.9228
2034 | 4 | 14 | 14 | 1155.6871 | 105.6871
2034 | 4 | 14 | 15 | 1148.5688 | 98.5688
2034 | 4 | 14 | 16 | 1138.0321 | 88.0321
2034 | 4 | 14 | 17 | 1124.8904 | 74.8904
2034 | 4 | 14 | 18 | 1106.5161 | 56.5161
2034 | 4 | 14 | 19 | 1096.5442 | 46.5442
2034 | 4 | 14 | 20 | 1112.1466 | 62.1466
2034 | 4 | 14 | 21 | 1088.3751 | 38.3751
2034 | 4 | 14 | 22 | 1064.207 | 14.207
2034 | 4 | 14 | 23 | 1032.1932 | 0
2034 | 4 | 15 | 0 | 1011.447 | 0
2034 | 4 | 15 | 1 | 941.3105 | 0
2034 | 4 | 15 | 2 | 871.174 | 0
2034 | 4 | 15 | 3 | 862.2541 | 0
2034 | 4 | 15 | 4 | 859.7218 | 0
2034 | 4 | 15 | 5 | 868.7129 | 0
2034 | 4 | 15 | 6 | 887.0921 | 0
2034 | 4 | 15 | 7 | 899.162 | 0
2034 | 4 | 15 | 8 | 911.2319 | 0
2034 | 4 | 15 | 9 | 934.5528 | 0
2034 | 4 | 15 | 10 | 959.7871 | 0
2034 | 4 | 15 | 11 | 978.4977 | 0
2034 | 4 | 15 | 12 | 991.9968 | 0
2034 | 4 | 15 | 13 | 986.8368 | 0
2034 | 4 | 15 | 14 | 976.5832 | 0
2034 | 4 | 15 | 15 | 973.5506 | 0
2034 | 4 | 15 | 16 | 978.9144 | 0
2034 | 4 | 15 | 17 | 986.4193 | 0
2034 | 4 | 15 | 18 | 974.3061 | 0
2034 | 4 | 15 | 19 | 952.2008 | 0
2034 | 4 | 15 | 20 | 962.4835 | 0
2034 | 4 | 15 | 21 | 946.5132 | 0
2034 | 4 | 15 | 22 | 921.9392 | 0
2034 | 4 | 15 | 23 | 895.3687 | 0
2034 | 4 | 16 | 0 | 873.6732 | 0
2034 | 4 | 16 | 1 | 868.5695 | 0
2034 | 4 | 16 | 2 | 852.1905 | 0
2034 | 4 | 16 | 3 | 842.4938 | 0
2034 | 4 | 16 | 4 | 840.0496 | 0
2034 | 4 | 16 | 5 | 839.4672 | 0
2034 | 4 | 16 | 6 | 847.3297 | 0
2034 | 4 | 16 | 7 | 848.2365 | 0
2034 | 4 | 16 | 8 | 849.1432 | 0
2034 | 4 | 16 | 9 | 867.1948 | 0
2034 | 4 | 16 | 10 | 895.908 | 0
2034 | 4 | 16 | 11 | 912.7031 | 0
2034 | 4 | 16 | 12 | 928.5293 | 0
2034 | 4 | 16 | 13 | 926.6767 | 0
2034 | 4 | 16 | 14 | 920.859 | 0
2034 | 4 | 16 | 15 | 924.3911 | 0
2034 | 4 | 16 | 16 | 934.1438 | 0
2034 | 4 | 16 | 17 | 943.0345 | 0
2034 | 4 | 16 | 18 | 944.0385 | 0
2034 | 4 | 16 | 19 | 936.9225 | 0
2034 | 4 | 16 | 20 | 959.323 | 0
2034 | 4 | 16 | 21 | 950.6195 | 0
2034 | 4 | 16 | 22 | 924.9011 | 0
2034 | 4 | 16 | 23 | 902.0444 | 0
2034 | 4 | 17 | 0 | 882.0494 | 0
2034 | 4 | 17 | 1 | 912.3088 | 0
2034 | 4 | 17 | 2 | 942.5683 | 0
2034 | 4 | 17 | 3 | 936.2955 | 0
2034 | 4 | 17 | 4 | 937.0946 | 0
2034 | 4 | 17 | 5 | 950.5558 | 0
2034 | 4 | 17 | 6 | 992.0885 | 0
2034 | 4 | 17 | 7 | 1032.0849 | 0
2034 | 4 | 17 | 8 | 1043.4211 | 0
2034 | 4 | 17 | 9 | 1065.5646 | 15.5646
2034 | 4 | 17 | 10 | 1086.2023 | 36.2023
2034 | 4 | 17 | 11 | 1094.7237 | 44.7237
2034 | 4 | 17 | 12 | 1104.6727 | 54.6727
2034 | 4 | 17 | 13 | 1097.3831 | 47.3831
2034 | 4 | 17 | 14 | 1090.2352 | 40.2352
2034 | 4 | 17 | 15 | 1093.7592 | 43.7592
2034 | 4 | 17 | 16 | 1103.8467 | 53.8467
2034 | 4 | 17 | 17 | 1104.5679 | 54.5679
2034 | 4 | 17 | 18 | 1094.7062 | 44.7062
2034 | 4 | 17 | 19 | 1074.5783 | 24.5783
2034 | 4 | 17 | 20 | 1102.8091 | 52.8091
2034 | 4 | 17 | 21 | 1076.9913 | 26.9913
2034 | 4 | 17 | 22 | 1058.0431 | 8.0431
2034 | 4 | 17 | 23 | 1024.573 | 0
2034 | 4 | 18 | 0 | 996.4605 | 0
2034 | 4 | 18 | 1 | 956.0229 | 0
2034 | 4 | 18 | 2 | 915.5852 | 0
2034 | 4 | 18 | 3 | 909.529 | 0
2034 | 4 | 18 | 4 | 907.6034 | 0
2034 | 4 | 18 | 5 | 925.6006 | 0
2034 | 4 | 18 | 6 | 967.6772 | 0
2034 | 4 | 18 | 7 | 1024.7 | 0
2034 | 4 | 18 | 8 | 1041.6377 | 0
2034 | 4 | 18 | 9 | 1063.5332 | 13.5332
2034 | 4 | 18 | 10 | 1083.3454 | 33.3454
2034 | 4 | 18 | 11 | 1094.6349 | 44.6349
2034 | 4 | 18 | 12 | 1099.9319 | 49.9319
2034 | 4 | 18 | 13 | 1093.2574 | 43.2574
2034 | 4 | 18 | 14 | 1083.9044 | 33.9044
2034 | 4 | 18 | 15 | 1082.1389 | 32.1389
2034 | 4 | 18 | 16 | 1080.3212 | 30.3212
2034 | 4 | 18 | 17 | 1082.0064 | 32.0064
2034 | 4 | 18 | 18 | 1081.7113 | 31.7113
2034 | 4 | 18 | 19 | 1063.7461 | 13.7461
2034 | 4 | 18 | 20 | 1069.1931 | 19.1931
2034 | 4 | 18 | 21 | 1035.7052 | 0
2034 | 4 | 18 | 22 | 1002.7624 | 0
2034 | 4 | 18 | 23 | 962.9968 | 0
2034 | 4 | 19 | 0 | 932.7891 | 0
2034 | 4 | 19 | 1 | 933.1049 | 0
2034 | 4 | 19 | 2 | 920.7019 | 0
2034 | 4 | 19 | 3 | 916.6452 | 0
2034 | 4 | 19 | 4 | 920.974 | 0
2034 | 4 | 19 | 5 | 937.646 | 0
2034 | 4 | 19 | 6 | 970.1713 | 0
2034 | 4 | 19 | 7 | 989.4868 | 0
2034 | 4 | 19 | 8 | 1008.8023 | 0
2034 | 4 | 19 | 9 | 1025.3435 | 0
2034 | 4 | 19 | 10 | 1039.978 | 0
2034 | 4 | 19 | 11 | 1045.226 | 0
2034 | 4 | 19 | 12 | 1044.0408 | 0
2034 | 4 | 19 | 13 | 1036.4313 | 0
2034 | 4 | 19 | 14 | 1028.4186 | 0
2034 | 4 | 19 | 15 | 1024.9959 | 0
2034 | 4 | 19 | 16 | 1035.9072 | 0
2034 | 4 | 19 | 17 | 1033.3503 | 0
2034 | 4 | 19 | 18 | 1036.8065 | 0
2034 | 4 | 19 | 19 | 1008.5928 | 0
2034 | 4 | 19 | 20 | 1023.3052 | 0
2034 | 4 | 19 | 21 | 997.9619 | 0
2034 | 4 | 19 | 22 | 980.5542 | 0
2034 | 4 | 19 | 23 | 954.8196 | 0
2034 | 4 | 20 | 0 | 940.5321 | 0
2034 | 4 | 20 | 1 | 918.6804 | 0
2034 | 4 | 20 | 2 | 896.8287 | 0
2034 | 4 | 20 | 3 | 894.0657 | 0
2034 | 4 | 20 | 4 | 899.0978 | 0
2034 | 4 | 20 | 5 | 915.7 | 0
2034 | 4 | 20 | 6 | 954.7194 | 0
2034 | 4 | 20 | 7 | 987.7221 | 0
2034 | 4 | 20 | 8 | 1020.7247 | 0
2034 | 4 | 20 | 9 | 1054.2014 | 4.2014
2034 | 4 | 20 | 10 | 1077.8387 | 27.8387
2034 | 4 | 20 | 11 | 1094.7685 | 44.7685
2034 | 4 | 20 | 12 | 1114.1709 | 64.1709
2034 | 4 | 20 | 13 | 1119.7805 | 69.7805
2034 | 4 | 20 | 14 | 1119.8484 | 69.8484
2034 | 4 | 20 | 15 | 1124.6972 | 74.6972
2034 | 4 | 20 | 16 | 1126.9797 | 76.9797
2034 | 4 | 20 | 17 | 1111.818 | 61.818
2034 | 4 | 20 | 18 | 1097.2507 | 47.2507
2034 | 4 | 20 | 19 | 1073.3471 | 23.3471
2034 | 4 | 20 | 20 | 1070.557 | 20.557
2034 | 4 | 20 | 21 | 1047.4046 | 0
2034 | 4 | 20 | 22 | 1012.4957 | 0
2034 | 4 | 20 | 23 | 979.3976 | 0
2034 | 4 | 21 | 0 | 954.6901 | 0
2034 | 4 | 21 | 1 | 892.3504 | 0
2034 | 4 | 21 | 2 | 878.4016 | 0
2034 | 4 | 21 | 3 | 872.601 | 0
2034 | 4 | 21 | 4 | 878.1238 | 0
2034 | 4 | 21 | 5 | 898.7518 | 0
2034 | 4 | 21 | 6 | 950.0989 | 0
2034 | 4 | 21 | 7 | 995.3823 | 0
2034 | 4 | 21 | 8 | 1040.6657 | 0
2034 | 4 | 21 | 9 | 1063.8735 | 13.8735
2034 | 4 | 21 | 10 | 1074.2989 | 24.2989
2034 | 4 | 21 | 11 | 1077.1798 | 27.1798
2034 | 4 | 21 | 12 | 1084.796 | 34.796
2034 | 4 | 21 | 13 | 1082.5737 | 32.5737
2034 | 4 | 21 | 14 | 1077.6442 | 27.6442
2034 | 4 | 21 | 15 | 1080.3336 | 30.3336
2034 | 4 | 21 | 16 | 1083.8378 | 33.8378
2034 | 4 | 21 | 17 | 1076.6645 | 26.6645
2034 | 4 | 21 | 18 | 1057.5156 | 7.5156
2034 | 4 | 21 | 19 | 1037.8846 | 0
2034 | 4 | 21 | 20 | 1043.0102 | 0
2034 | 4 | 21 | 21 | 1031.4879 | 0
2034 | 4 | 21 | 22 | 998.1308 | 0
2034 | 4 | 21 | 23 | 955.7795 | 0
2034 | 4 | 22 | 0 | 926.0079 | 0
2034 | 4 | 22 | 1 | 890.4161 | 0
2034 | 4 | 22 | 2 | 854.8243 | 0
2034 | 4 | 22 | 3 | 850.8802 | 0
2034 | 4 | 22 | 4 | 850.4999 | 0
2034 | 4 | 22 | 5 | 854.8768 | 0
2034 | 4 | 22 | 6 | 865.8698 | 0
2034 | 4 | 22 | 7 | 873.4184 | 0
2034 | 4 | 22 | 8 | 866.0784 | 0
2034 | 4 | 22 | 9 | 875.7259 | 0
2034 | 4 | 22 | 10 | 887.1231 | 0
2034 | 4 | 22 | 11 | 904.4498 | 0
2034 | 4 | 22 | 12 | 920.2536 | 0
2034 | 4 | 22 | 13 | 914.5768 | 0
2034 | 4 | 22 | 14 | 904.4649 | 0
2034 | 4 | 22 | 15 | 894.5919 | 0
2034 | 4 | 22 | 16 | 897.1452 | 0
2034 | 4 | 22 | 17 | 890.3148 | 0
2034 | 4 | 22 | 18 | 878.7135 | 0
2034 | 4 | 22 | 19 | 864.7233 | 0
2034 | 4 | 22 | 20 | 879.5993 | 0
2034 | 4 | 22 | 21 | 881.2997 | 0
2034 | 4 | 22 | 22 | 876.0972 | 0
2034 | 4 | 22 | 23 | 869.2157 | 0
2034 | 4 | 23 | 0 | 861.668 | 0
2034 | 4 | 23 | 1 | 824.7494 | 0
2034 | 4 | 23 | 2 | 807.5763 | 0
2034 | 4 | 23 | 3 | 797.387 | 0
2034 | 4 | 23 | 4 | 789.867 | 0
2034 | 4 | 23 | 5 | 794.817 | 0
2034 | 4 | 23 | 6 | 798.3281 | 0
2034 | 4 | 23 | 7 | 805.3087 | 0
2034 | 4 | 23 | 8 | 812.2892 | 0
2034 | 4 | 23 | 9 | 843.6678 | 0
2034 | 4 | 23 | 10 | 873.5592 | 0
2034 | 4 | 23 | 11 | 889.6076 | 0
2034 | 4 | 23 | 12 | 906.4303 | 0
2034 | 4 | 23 | 13 | 903.3085 | 0
2034 | 4 | 23 | 14 | 898.2136 | 0
2034 | 4 | 23 | 15 | 904.4078 | 0
2034 | 4 | 23 | 16 | 921.6499 | 0
2034 | 4 | 23 | 17 | 927.3886 | 0
2034 | 4 | 23 | 18 | 924.9262 | 0
2034 | 4 | 23 | 19 | 904.0681 | 0
2034 | 4 | 23 | 20 | 929.3805 | 0
2034 | 4 | 23 | 21 | 921.91 | 0
2034 | 4 | 23 | 22 | 885.9941 | 0
2034 | 4 | 23 | 23 | 859.5228 | 0
2034 | 4 | 24 | 0 | 831.9544 | 0
2034 | 4 | 24 | 1 | 855.1218 | 0
2034 | 4 | 24 | 2 | 878.2893 | 0
2034 | 4 | 24 | 3 | 873.8498 | 0
2034 | 4 | 24 | 4 | 873.0632 | 0
2034 | 4 | 24 | 5 | 890.4734 | 0
2034 | 4 | 24 | 6 | 931.239 | 0
2034 | 4 | 24 | 7 | 978.9306 | 0
2034 | 4 | 24 | 8 | 1001.1986 | 0
2034 | 4 | 24 | 9 | 1039.122 | 0
2034 | 4 | 24 | 10 | 1063.9201 | 13.9201
2034 | 4 | 24 | 11 | 1077.6885 | 27.6885
2034 | 4 | 24 | 12 | 1089.2083 | 39.2083
2034 | 4 | 24 | 13 | 1084.8038 | 34.8038
2034 | 4 | 24 | 14 | 1080.2887 | 30.2887
2034 | 4 | 24 | 15 | 1088.3185 | 38.3185
2034 | 4 | 24 | 16 | 1102.6976 | 52.6976
2034 | 4 | 24 | 17 | 1111.6823 | 61.6823
2034 | 4 | 24 | 18 | 1109.499 | 59.499
2034 | 4 | 24 | 19 | 1078.6137 | 28.6137
2034 | 4 | 24 | 20 | 1078.5253 | 28.5253
2034 | 4 | 24 | 21 | 1056.0553 | 6.0553
2034 | 4 | 24 | 22 | 1028.4764 | 0
2034 | 4 | 24 | 23 | 989.0114 | 0
2034 | 4 | 25 | 0 | 955.4923 | 0
2034 | 4 | 25 | 1 | 902.2981 | 0
2034 | 4 | 25 | 2 | 885.3461 | 0
2034 | 4 | 25 | 3 | 877.8502 | 0
2034 | 4 | 25 | 4 | 878.2964 | 0
2034 | 4 | 25 | 5 | 898.1902 | 0
2034 | 4 | 25 | 6 | 936.3505 | 0
2034 | 4 | 25 | 7 | 981.3756 | 0
2034 | 4 | 25 | 8 | 1026.4006 | 0
2034 | 4 | 25 | 9 | 1063.9033 | 13.9033
2034 | 4 | 25 | 10 | 1084.2178 | 34.2178
2034 | 4 | 25 | 11 | 1096.27 | 46.27
2034 | 4 | 25 | 12 | 1101.7162 | 51.7162
2034 | 4 | 25 | 13 | 1096.3896 | 46.3896
2034 | 4 | 25 | 14 | 1090.9967 | 40.9967
2034 | 4 | 25 | 15 | 1093.6861 | 43.6861
2034 | 4 | 25 | 16 | 1098.6375 | 48.6375
2034 | 4 | 25 | 17 | 1100.6809 | 50.6809
2034 | 4 | 25 | 18 | 1102.2394 | 52.2394
2034 | 4 | 25 | 19 | 1072.765 | 22.765
2034 | 4 | 25 | 20 | 1072.5095 | 22.5095
2034 | 4 | 25 | 21 | 1051.7551 | 1.7551
2034 | 4 | 25 | 22 | 1022.1495 | 0
2034 | 4 | 25 | 23 | 980.074 | 0
2034 | 4 | 26 | 0 | 945.4685 | 0
2034 | 4 | 26 | 1 | 932.4388 | 0
2034 | 4 | 26 | 2 | 918.5494 | 0
2034 | 4 | 26 | 3 | 912.1489 | 0
2034 | 4 | 26 | 4 | 912.7635 | 0
2034 | 4 | 26 | 5 | 929.5704 | 0
2034 | 4 | 26 | 6 | 964.6964 | 0
2034 | 4 | 26 | 7 | 1001.8138 | 0
2034 | 4 | 26 | 8 | 1033.9949 | 0
2034 | 4 | 26 | 9 | 1069.1531 | 19.1531
2034 | 4 | 26 | 10 | 1084.3076 | 34.3076
2034 | 4 | 26 | 11 | 1092.9911 | 42.9911
2034 | 4 | 26 | 12 | 1099.2249 | 49.2249
2034 | 4 | 26 | 13 | 1093.4688 | 43.4688
2034 | 4 | 26 | 14 | 1087.0612 | 37.0612
2034 | 4 | 26 | 15 | 1092.1089 | 42.1089
2034 | 4 | 26 | 16 | 1106.9031 | 56.9031
2034 | 4 | 26 | 17 | 1111.1195 | 61.1195
2034 | 4 | 26 | 18 | 1103.7546 | 53.7546
2034 | 4 | 26 | 19 | 1084.1331 | 34.1331
2034 | 4 | 26 | 20 | 1077.8544 | 27.8544
2034 | 4 | 26 | 21 | 1052.1998 | 2.1998
2034 | 4 | 26 | 22 | 1027.94 | 0
2034 | 4 | 26 | 23 | 991.78 | 0
2034 | 4 | 27 | 0 | 962.4347 | 0
2034 | 4 | 27 | 1 | 939.7624 | 0
2034 | 4 | 27 | 2 | 917.0902 | 0
2034 | 4 | 27 | 3 | 908.8818 | 0
2034 | 4 | 27 | 4 | 910.149 | 0
2034 | 4 | 27 | 5 | 925.0107 | 0
2034 | 4 | 27 | 6 | 961.533 | 0
2034 | 4 | 27 | 7 | 997.1007 | 0
2034 | 4 | 27 | 8 | 1015.7339 | 0
2034 | 4 | 27 | 9 | 1031.7439 | 0
2034 | 4 | 27 | 10 | 1041.3756 | 0
2034 | 4 | 27 | 11 | 1049.3119 | 0
2034 | 4 | 27 | 12 | 1060.232 | 10.232
2034 | 4 | 27 | 13 | 1060.3639 | 10.3639
2034 | 4 | 27 | 14 | 1056.3508 | 6.3508
2034 | 4 | 27 | 15 | 1063.6769 | 13.6769
2034 | 4 | 27 | 16 | 1071.9961 | 21.9961
2034 | 4 | 27 | 17 | 1067.5735 | 17.5735
2034 | 4 | 27 | 18 | 1044.5747 | 0
2034 | 4 | 27 | 19 | 1014.633 | 0
2034 | 4 | 27 | 20 | 1026.8724 | 0
2034 | 4 | 27 | 21 | 1010.6871 | 0
2034 | 4 | 27 | 22 | 975.8743 | 0
2034 | 4 | 27 | 23 | 948.6204 | 0
2034 | 4 | 28 | 0 | 927.9445 | 0
2034 | 4 | 28 | 1 | 956.1429 | 0
2034 | 4 | 28 | 2 | 942.5379 | 0
2034 | 4 | 28 | 3 | 936.8077 | 0
2034 | 4 | 28 | 4 | 940.3913 | 0
2034 | 4 | 28 | 5 | 951.7471 | 0
2034 | 4 | 28 | 6 | 978.9774 | 0
2034 | 4 | 28 | 7 | 1014.5591 | 0
2034 | 4 | 28 | 8 | 1022.5763 | 0
2034 | 4 | 28 | 9 | 1053.0735 | 3.0735
2034 | 4 | 28 | 10 | 1065.251 | 15.251
2034 | 4 | 28 | 11 | 1081.3572 | 31.3572
2034 | 4 | 28 | 12 | 1095.7356 | 45.7356
2034 | 4 | 28 | 13 | 1096.9142 | 46.9142
2034 | 4 | 28 | 14 | 1090.7956 | 40.7956
2034 | 4 | 28 | 15 | 1090.6974 | 40.6974
2034 | 4 | 28 | 16 | 1084.6782 | 34.6782
2034 | 4 | 28 | 17 | 1070.8921 | 20.8921
2034 | 4 | 28 | 18 | 1052.6203 | 2.6203
2034 | 4 | 28 | 19 | 1030.0328 | 0
2034 | 4 | 28 | 20 | 1030.7325 | 0
2034 | 4 | 28 | 21 | 1023.1526 | 0
2034 | 4 | 28 | 22 | 1007.5576 | 0
2034 | 4 | 28 | 23 | 988.668 | 0
2034 | 4 | 29 | 0 | 971.3669 | 0
2034 | 4 | 29 | 1 | 928.8405 | 0
2034 | 4 | 29 | 2 | 886.3141 | 0
2034 | 4 | 29 | 3 | 880.0699 | 0
2034 | 4 | 29 | 4 | 874.4913 | 0
2034 | 4 | 29 | 5 | 871.4825 | 0
2034 | 4 | 29 | 6 | 870.9423 | 0
2034 | 4 | 29 | 7 | 877.5722 | 0
2034 | 4 | 29 | 8 | 877.7882 | 0
2034 | 4 | 29 | 9 | 884.9481 | 0
2034 | 4 | 29 | 10 | 896.3974 | 0
2034 | 4 | 29 | 11 | 912.2008 | 0
2034 | 4 | 29 | 12 | 925.9566 | 0
2034 | 4 | 29 | 13 | 924.7285 | 0
2034 | 4 | 29 | 14 | 918.7581 | 0
2034 | 4 | 29 | 15 | 920.3283 | 0
2034 | 4 | 29 | 16 | 920.5494 | 0
2034 | 4 | 29 | 17 | 914.4975 | 0
2034 | 4 | 29 | 18 | 906.3657 | 0
2034 | 4 | 29 | 19 | 895.0541 | 0
2034 | 4 | 29 | 20 | 890.5248 | 0
2034 | 4 | 29 | 21 | 887.5527 | 0
2034 | 4 | 29 | 22 | 894.4526 | 0
2034 | 4 | 29 | 23 | 894.2376 | 0
2034 | 4 | 30 | 0 | 890.4107 | 0
2034 | 4 | 30 | 1 | 850.8713 | 0
2034 | 4 | 30 | 2 | 807.3371 | 0
2034 | 4 | 30 | 3 | 796.8732 | 0
2034 | 4 | 30 | 4 | 788.4276 | 0
2034 | 4 | 30 | 5 | 784.1965 | 0
2034 | 4 | 30 | 6 | 780.0397 | 0
2034 | 4 | 30 | 7 | 779.4025 | 0
2034 | 4 | 30 | 8 | 799.6539 | 0
2034 | 4 | 30 | 9 | 825.1361 | 0
2034 | 4 | 30 | 10 | 847.7346 | 0
2034 | 4 | 30 | 11 | 867.6761 | 0
2034 | 4 | 30 | 12 | 885.1267 | 0
2034 | 4 | 30 | 13 | 885.3652 | 0
2034 | 4 | 30 | 14 | 883.9672 | 0
2034 | 4 | 30 | 15 | 890.2282 | 0
2034 | 4 | 30 | 16 | 902.849 | 0
2034 | 4 | 30 | 17 | 912.2402 | 0
2034 | 4 | 30 | 18 | 918.4695 | 0
2034 | 4 | 30 | 19 | 910.3358 | 0
2034 | 4 | 30 | 20 | 901.7008 | 0
2034 | 4 | 30 | 21 | 891.6123 | 0
2034 | 4 | 30 | 22 | 875.1002 | 0
2034 | 4 | 30 | 23 | 862.5401 | 0
2034 | 5 | 1 | 0 | 843.463 | 0
2034 | 5 | 1 | 1 | 857.8544 | 0
2034 | 5 | 1 | 2 | 842.5793 | 0
2034 | 5 | 1 | 3 | 836.8623 | 0
2034 | 5 | 1 | 4 | 833.8089 | 0
2034 | 5 | 1 | 5 | 843.9968 | 0
2034 | 5 | 1 | 6 | 874.8954 | 0
2034 | 5 | 1 | 7 | 920.188 | 0
2034 | 5 | 1 | 8 | 946.3637 | 0
2034 | 5 | 1 | 9 | 973.841 | 0
2034 | 5 | 1 | 10 | 1001.0221 | 1.0221
2034 | 5 | 1 | 11 | 1018.4692 | 18.4692
2034 | 5 | 1 | 12 | 1032.1244 | 32.1244
2034 | 5 | 1 | 13 | 1031.172 | 31.172
2034 | 5 | 1 | 14 | 1027.9092 | 27.9092
2034 | 5 | 1 | 15 | 1034.5018 | 34.5018
2034 | 5 | 1 | 16 | 1046.2386 | 46.2386
2034 | 5 | 1 | 17 | 1045.8732 | 45.8732
2034 | 5 | 1 | 18 | 1035.9149 | 35.9149
2034 | 5 | 1 | 19 | 1004.7583 | 4.7583
2034 | 5 | 1 | 20 | 992.216 | 0
2034 | 5 | 1 | 21 | 973.0165 | 0
2034 | 5 | 1 | 22 | 951.157 | 0
2034 | 5 | 1 | 23 | 921.671 | 0
2034 | 5 | 2 | 0 | 898.4704 | 0
2034 | 5 | 2 | 1 | 864.5556 | 0
2034 | 5 | 2 | 2 | 801.3946 | 0
2034 | 5 | 2 | 3 | 796.4192 | 0
2034 | 5 | 2 | 4 | 793.7299 | 0
2034 | 5 | 2 | 5 | 803.0358 | 0
2034 | 5 | 2 | 6 | 830.1351 | 0
2034 | 5 | 2 | 7 | 880.9014 | 0
2034 | 5 | 2 | 8 | 909.6215 | 0
2034 | 5 | 2 | 9 | 942.1982 | 0
2034 | 5 | 2 | 10 | 969.217 | 0
2034 | 5 | 2 | 11 | 991.5296 | 0
2034 | 5 | 2 | 12 | 1010.4354 | 10.4354
2034 | 5 | 2 | 13 | 1019.0864 | 19.0864
2034 | 5 | 2 | 14 | 1020.5106 | 20.5106
2034 | 5 | 2 | 15 | 1030.1329 | 30.1329
2034 | 5 | 2 | 16 | 1030.0817 | 30.0817
2034 | 5 | 2 | 17 | 1022.4049 | 22.4049
2034 | 5 | 2 | 18 | 1014.2431 | 14.2431
2034 | 5 | 2 | 19 | 992.7594 | 0
2034 | 5 | 2 | 20 | 966.1663 | 0
2034 | 5 | 2 | 21 | 940.4944 | 0
2034 | 5 | 2 | 22 | 909.0982 | 0
2034 | 5 | 2 | 23 | 875.2805 | 0
2034 | 5 | 3 | 0 | 846.2936 | 0
2034 | 5 | 3 | 1 | 827.1066 | 0
2034 | 5 | 3 | 2 | 782.9831 | 0
2034 | 5 | 3 | 3 | 778.1669 | 0
2034 | 5 | 3 | 4 | 775.8588 | 0
2034 | 5 | 3 | 5 | 785.1199 | 0
2034 | 5 | 3 | 6 | 810.6933 | 0
2034 | 5 | 3 | 7 | 845.8705 | 0
2034 | 5 | 3 | 8 | 873.5973 | 0
2034 | 5 | 3 | 9 | 902.8135 | 0
2034 | 5 | 3 | 10 | 928.0084 | 0
2034 | 5 | 3 | 11 | 943.6934 | 0
2034 | 5 | 3 | 12 | 957.4391 | 0
2034 | 5 | 3 | 13 | 961.9166 | 0
2034 | 5 | 3 | 14 | 963.7025 | 0
2034 | 5 | 3 | 15 | 972.5175 | 0
2034 | 5 | 3 | 16 | 983.4664 | 0
2034 | 5 | 3 | 17 | 981.4896 | 0
2034 | 5 | 3 | 18 | 974.9446 | 0
2034 | 5 | 3 | 19 | 947.0494 | 0
2034 | 5 | 3 | 20 | 930.8635 | 0
2034 | 5 | 3 | 21 | 909.5115 | 0
2034 | 5 | 3 | 22 | 885.7138 | 0
2034 | 5 | 3 | 23 | 855.9286 | 0
2034 | 5 | 4 | 0 | 825.9079 | 0
2034 | 5 | 4 | 1 | 767.5179 | 0
2034 | 5 | 4 | 2 | 722.4166 | 0
2034 | 5 | 4 | 3 | 718.0695 | 0
2034 | 5 | 4 | 4 | 718.1676 | 0
2034 | 5 | 4 | 5 | 737.0284 | 0
2034 | 5 | 4 | 6 | 778.267 | 0
2034 | 5 | 4 | 7 | 828.247 | 0
2034 | 5 | 4 | 8 | 850 | 0
2034 | 5 | 4 | 9 | 870.7186 | 0
2034 | 5 | 4 | 10 | 879.1693 | 0
2034 | 5 | 4 | 11 | 891.5245 | 0
2034 | 5 | 4 | 12 | 899.9648 | 0
2034 | 5 | 4 | 13 | 900.3429 | 0
2034 | 5 | 4 | 14 | 895.0824 | 0
2034 | 5 | 4 | 15 | 895.0204 | 0
2034 | 5 | 4 | 16 | 897.4111 | 0
2034 | 5 | 4 | 17 | 896.5828 | 0
2034 | 5 | 4 | 18 | 891.9354 | 0
2034 | 5 | 4 | 19 | 878.5965 | 0
2034 | 5 | 4 | 20 | 870.2507 | 0
2034 | 5 | 4 | 21 | 849.8141 | 0
2034 | 5 | 4 | 22 | 809.381 | 0
2034 | 5 | 4 | 23 | 774.1947 | 0
2034 | 5 | 5 | 0 | 743.8065 | 0
2034 | 5 | 5 | 1 | 765.6981 | 0
2034 | 5 | 5 | 2 | 753.9228 | 0
2034 | 5 | 5 | 3 | 750.336 | 0
2034 | 5 | 5 | 4 | 753.6335 | 0
2034 | 5 | 5 | 5 | 765.4819 | 0
2034 | 5 | 5 | 6 | 796.926 | 0
2034 | 5 | 5 | 7 | 836.4606 | 0
2034 | 5 | 5 | 8 | 849.1828 | 0
2034 | 5 | 5 | 9 | 866.686 | 0
2034 | 5 | 5 | 10 | 878.2256 | 0
2034 | 5 | 5 | 11 | 891.8231 | 0
2034 | 5 | 5 | 12 | 905.1963 | 0
2034 | 5 | 5 | 13 | 912.4738 | 0
2034 | 5 | 5 | 14 | 908.9721 | 0
2034 | 5 | 5 | 15 | 911.017 | 0
2034 | 5 | 5 | 16 | 910.6999 | 0
2034 | 5 | 5 | 17 | 909.555 | 0
2034 | 5 | 5 | 18 | 904.1084 | 0
2034 | 5 | 5 | 19 | 880.5645 | 0
2034 | 5 | 5 | 20 | 863.4372 | 0
2034 | 5 | 5 | 21 | 837.2499 | 0
2034 | 5 | 5 | 22 | 819.0949 | 0
2034 | 5 | 5 | 23 | 796.2898 | 0
2034 | 5 | 6 | 0 | 776.1111 | 0
2034 | 5 | 6 | 1 | 731.8166 | 0
2034 | 5 | 6 | 2 | 687.5222 | 0
2034 | 5 | 6 | 3 | 681.9686 | 0
2034 | 5 | 6 | 4 | 679.1756 | 0
2034 | 5 | 6 | 5 | 680.2817 | 0
2034 | 5 | 6 | 6 | 693.1284 | 0
2034 | 5 | 6 | 7 | 705.9751 | 0
2034 | 5 | 6 | 8 | 726.6655 | 0
2034 | 5 | 6 | 9 | 749.3842 | 0
2034 | 5 | 6 | 10 | 765.5368 | 0
2034 | 5 | 6 | 11 | 781.431 | 0
2034 | 5 | 6 | 12 | 787.4976 | 0
2034 | 5 | 6 | 13 | 780.0516 | 0
2034 | 5 | 6 | 14 | 768.6545 | 0
2034 | 5 | 6 | 15 | 763.3512 | 0
2034 | 5 | 6 | 16 | 762.8628 | 0
2034 | 5 | 6 | 17 | 759.3131 | 0
2034 | 5 | 6 | 18 | 759.4663 | 0
2034 | 5 | 6 | 19 | 749.4215 | 0
2034 | 5 | 6 | 20 | 754.0637 | 0
2034 | 5 | 6 | 21 | 743.8319 | 0
2034 | 5 | 6 | 22 | 734.5652 | 0
2034 | 5 | 6 | 23 | 720.7152 | 0
2034 | 5 | 7 | 0 | 705.0375 | 0
2034 | 5 | 7 | 1 | 688.622 | 0
2034 | 5 | 7 | 2 | 675.2835 | 0
2034 | 5 | 7 | 3 | 669.7907 | 0
2034 | 5 | 7 | 4 | 665.3107 | 0
2034 | 5 | 7 | 5 | 665.2064 | 0
2034 | 5 | 7 | 6 | 671.5675 | 0
2034 | 5 | 7 | 7 | 676.964 | 0
2034 | 5 | 7 | 8 | 688.3858 | 0
2034 | 5 | 7 | 9 | 711.8681 | 0
2034 | 5 | 7 | 10 | 727.6354 | 0
2034 | 5 | 7 | 11 | 740.4996 | 0
2034 | 5 | 7 | 12 | 753.6429 | 0
2034 | 5 | 7 | 13 | 750.0776 | 0
2034 | 5 | 7 | 14 | 745.1692 | 0
2034 | 5 | 7 | 15 | 747.3375 | 0
2034 | 5 | 7 | 16 | 756.2005 | 0
2034 | 5 | 7 | 17 | 762.1614 | 0
2034 | 5 | 7 | 18 | 763.6752 | 0
2034 | 5 | 7 | 19 | 759.952 | 0
2034 | 5 | 7 | 20 | 759.2673 | 0
2034 | 5 | 7 | 21 | 753.1729 | 0
2034 | 5 | 7 | 22 | 732.7315 | 0
2034 | 5 | 7 | 23 | 717.6918 | 0
2034 | 5 | 8 | 0 | 699.1928 | 0
2034 | 5 | 8 | 1 | 710.2209 | 0
2034 | 5 | 8 | 2 | 697.7521 | 0
2034 | 5 | 8 | 3 | 695.9642 | 0
2034 | 5 | 8 | 4 | 695.7817 | 0
2034 | 5 | 8 | 5 | 713.134 | 0
2034 | 5 | 8 | 6 | 753.1739 | 0
2034 | 5 | 8 | 7 | 804.0687 | 0
2034 | 5 | 8 | 8 | 833.9876 | 0
2034 | 5 | 8 | 9 | 855.9478 | 0
2034 | 5 | 8 | 10 | 872.8225 | 0
2034 | 5 | 8 | 11 | 885.4986 | 0
2034 | 5 | 8 | 12 | 893.9956 | 0
2034 | 5 | 8 | 13 | 892.9473 | 0
2034 | 5 | 8 | 14 | 888.0044 | 0
2034 | 5 | 8 | 15 | 891.2765 | 0
2034 | 5 | 8 | 16 | 899.9763 | 0
2034 | 5 | 8 | 17 | 898.7478 | 0
2034 | 5 | 8 | 18 | 887.3643 | 0
2034 | 5 | 8 | 19 | 868.9372 | 0
2034 | 5 | 8 | 20 | 861.4203 | 0
2034 | 5 | 8 | 21 | 841.5222 | 0
2034 | 5 | 8 | 22 | 815.1549 | 0
2034 | 5 | 8 | 23 | 780.8877 | 0
2034 | 5 | 9 | 0 | 749.999 | 0
2034 | 5 | 9 | 1 | 754.0805 | 0
2034 | 5 | 9 | 2 | 740.705 | 0
2034 | 5 | 9 | 3 | 737.8894 | 0
2034 | 5 | 9 | 4 | 734.8669 | 0
2034 | 5 | 9 | 5 | 749.8713 | 0
2034 | 5 | 9 | 6 | 781.0907 | 0
2034 | 5 | 9 | 7 | 831.6842 | 0
2034 | 5 | 9 | 8 | 866.0958 | 0
2034 | 5 | 9 | 9 | 890.3744 | 0
2034 | 5 | 9 | 10 | 896.5839 | 0
2034 | 5 | 9 | 11 | 906.458 | 0
2034 | 5 | 9 | 12 | 913.6931 | 0
2034 | 5 | 9 | 13 | 910.7495 | 0
2034 | 5 | 9 | 14 | 904.4596 | 0
2034 | 5 | 9 | 15 | 905.3691 | 0
2034 | 5 | 9 | 16 | 902.0319 | 0
2034 | 5 | 9 | 17 | 898.9048 | 0
2034 | 5 | 9 | 18 | 896.9159 | 0
2034 | 5 | 9 | 19 | 879.8612 | 0
2034 | 5 | 9 | 20 | 864.1495 | 0
2034 | 5 | 9 | 21 | 842.4486 | 0
2034 | 5 | 9 | 22 | 814.3956 | 0
2034 | 5 | 9 | 23 | 785.6237 | 0
2034 | 5 | 10 | 0 | 758.6236 | 0
2034 | 5 | 10 | 1 | 752.137 | 0
2034 | 5 | 10 | 2 | 739.3534 | 0
2034 | 5 | 10 | 3 | 734.761 | 0
2034 | 5 | 10 | 4 | 733.6891 | 0
2034 | 5 | 10 | 5 | 749.3849 | 0
2034 | 5 | 10 | 6 | 784.4479 | 0
2034 | 5 | 10 | 7 | 828.8759 | 0
2034 | 5 | 10 | 8 | 856.4561 | 0
2034 | 5 | 10 | 9 | 876.7856 | 0
2034 | 5 | 10 | 10 | 889.2708 | 0
2034 | 5 | 10 | 11 | 900.3943 | 0
2034 | 5 | 10 | 12 | 910.8293 | 0
2034 | 5 | 10 | 13 | 910.7153 | 0
2034 | 5 | 10 | 14 | 907.9561 | 0
2034 | 5 | 10 | 15 | 911.768 | 0
2034 | 5 | 10 | 16 | 921.794 | 0
2034 | 5 | 10 | 17 | 924.8628 | 0
2034 | 5 | 10 | 18 | 923.6857 | 0
2034 | 5 | 10 | 19 | 904.8178 | 0
2034 | 5 | 10 | 20 | 889.8047 | 0
2034 | 5 | 10 | 21 | 868.5396 | 0
2034 | 5 | 10 | 22 | 835.9025 | 0
2034 | 5 | 10 | 23 | 803.0404 | 0
2034 | 5 | 11 | 0 | 771.2449 | 0
2034 | 5 | 11 | 1 | 749.7101 | 0
2034 | 5 | 11 | 2 | 737.2392 | 0
2034 | 5 | 11 | 3 | 733.0557 | 0
2034 | 5 | 11 | 4 | 735.1678 | 0
2034 | 5 | 11 | 5 | 752.7845 | 0
2034 | 5 | 11 | 6 | 793.4592 | 0
2034 | 5 | 11 | 7 | 841.3588 | 0
2034 | 5 | 11 | 8 | 862.1495 | 0
2034 | 5 | 11 | 9 | 886.3276 | 0
2034 | 5 | 11 | 10 | 895.4334 | 0
2034 | 5 | 11 | 11 | 912.7228 | 0
2034 | 5 | 11 | 12 | 925.4539 | 0
2034 | 5 | 11 | 13 | 931.6568 | 0
2034 | 5 | 11 | 14 | 932.5918 | 0
2034 | 5 | 11 | 15 | 939.2488 | 0
2034 | 5 | 11 | 16 | 945.0022 | 0
2034 | 5 | 11 | 17 | 938.6939 | 0
2034 | 5 | 11 | 18 | 922.4251 | 0
2034 | 5 | 11 | 19 | 903.8374 | 0
2034 | 5 | 11 | 20 | 886.784 | 0
2034 | 5 | 11 | 21 | 872.7197 | 0
2034 | 5 | 11 | 22 | 839.7658 | 0
2034 | 5 | 11 | 23 | 809.5872 | 0
2034 | 5 | 12 | 0 | 781.2605 | 0
2034 | 5 | 12 | 1 | 722.9928 | 0
2034 | 5 | 12 | 2 | 714.6294 | 0
2034 | 5 | 12 | 3 | 712.4721 | 0
2034 | 5 | 12 | 4 | 718.1876 | 0
2034 | 5 | 12 | 5 | 735.2046 | 0
2034 | 5 | 12 | 6 | 774.929 | 0
2034 | 5 | 12 | 7 | 825.7927 | 0
2034 | 5 | 12 | 8 | 845.9166 | 0
2034 | 5 | 12 | 9 | 865.3831 | 0
2034 | 5 | 12 | 10 | 872.8681 | 0
2034 | 5 | 12 | 11 | 879.1574 | 0
2034 | 5 | 12 | 12 | 887.1595 | 0
2034 | 5 | 12 | 13 | 892.4143 | 0
2034 | 5 | 12 | 14 | 890.5273 | 0
2034 | 5 | 12 | 15 | 893.5235 | 0
2034 | 5 | 12 | 16 | 896.1013 | 0
2034 | 5 | 12 | 17 | 885.1775 | 0
2034 | 5 | 12 | 18 | 869.5058 | 0
2034 | 5 | 12 | 19 | 853.542 | 0
2034 | 5 | 12 | 20 | 854.8713 | 0
2034 | 5 | 12 | 21 | 844.7534 | 0
2034 | 5 | 12 | 22 | 820.9901 | 0
2034 | 5 | 12 | 23 | 788.4912 | 0
2034 | 5 | 13 | 0 | 761.0064 | 0
2034 | 5 | 13 | 1 | 721.5228 | 0
2034 | 5 | 13 | 2 | 682.0392 | 0
2034 | 5 | 13 | 3 | 675.2161 | 0
2034 | 5 | 13 | 4 | 671.8287 | 0
2034 | 5 | 13 | 5 | 672.8573 | 0
2034 | 5 | 13 | 6 | 678.6825 | 0
2034 | 5 | 13 | 7 | 695.71 | 0
2034 | 5 | 13 | 8 | 716.3772 | 0
2034 | 5 | 13 | 9 | 736.8532 | 0
2034 | 5 | 13 | 10 | 753.6642 | 0
2034 | 5 | 13 | 11 | 772.5751 | 0
2034 | 5 | 13 | 12 | 784.971 | 0
2034 | 5 | 13 | 13 | 782.1582 | 0
2034 | 5 | 13 | 14 | 775.8465 | 0
2034 | 5 | 13 | 15 | 774.8291 | 0
2034 | 5 | 13 | 16 | 777.5938 | 0
2034 | 5 | 13 | 17 | 780.513 | 0
2034 | 5 | 13 | 18 | 777.006 | 0
2034 | 5 | 13 | 19 | 765.6307 | 0
2034 | 5 | 13 | 20 | 759.5724 | 0
2034 | 5 | 13 | 21 | 749.9857 | 0
2034 | 5 | 13 | 22 | 740.3585 | 0
2034 | 5 | 13 | 23 | 726.0003 | 0
2034 | 5 | 14 | 0 | 711.1724 | 0
2034 | 5 | 14 | 1 | 682.6772 | 0
2034 | 5 | 14 | 2 | 667.8136 | 0
2034 | 5 | 14 | 3 | 661.1996 | 0
2034 | 5 | 14 | 4 | 654.1321 | 0
2034 | 5 | 14 | 5 | 649.04 | 0
2034 | 5 | 14 | 6 | 645.5923 | 0
2034 | 5 | 14 | 7 | 654.06 | 0
2034 | 5 | 14 | 8 | 672.1045 | 0
2034 | 5 | 14 | 9 | 704.4704 | 0
2034 | 5 | 14 | 10 | 720.7334 | 0
2034 | 5 | 14 | 11 | 736.2449 | 0
2034 | 5 | 14 | 12 | 752.9624 | 0
2034 | 5 | 14 | 13 | 755.4916 | 0
2034 | 5 | 14 | 14 | 756.4706 | 0
2034 | 5 | 14 | 15 | 764.8459 | 0
2034 | 5 | 14 | 16 | 776.8118 | 0
2034 | 5 | 14 | 17 | 784.911 | 0
2034 | 5 | 14 | 18 | 788.8182 | 0
2034 | 5 | 14 | 19 | 777.1045 | 0
2034 | 5 | 14 | 20 | 768.3148 | 0
2034 | 5 | 14 | 21 | 762.1876 | 0
2034 | 5 | 14 | 22 | 743.789 | 0
2034 | 5 | 14 | 23 | 726.8618 | 0
2034 | 5 | 15 | 0 | 704.8389 | 0
2034 | 5 | 15 | 1 | 720.205 | 0
2034 | 5 | 15 | 2 | 735.5711 | 0
2034 | 5 | 15 | 3 | 727.5594 | 0
2034 | 5 | 15 | 4 | 722.3135 | 0
2034 | 5 | 15 | 5 | 738.432 | 0
2034 | 5 | 15 | 6 | 771.4435 | 0
2034 | 5 | 15 | 7 | 828.4818 | 0
2034 | 5 | 15 | 8 | 850.098 | 0
2034 | 5 | 15 | 9 | 878.2929 | 0
2034 | 5 | 15 | 10 | 907.5309 | 0
2034 | 5 | 15 | 11 | 928.5638 | 0
2034 | 5 | 15 | 12 | 942.7353 | 0
2034 | 5 | 15 | 13 | 948.4756 | 0
2034 | 5 | 15 | 14 | 946.0081 | 0
2034 | 5 | 15 | 15 | 948.6475 | 0
2034 | 5 | 15 | 16 | 953.079 | 0
2034 | 5 | 15 | 17 | 946.4776 | 0
2034 | 5 | 15 | 18 | 928.385 | 0
2034 | 5 | 15 | 19 | 905.0729 | 0
2034 | 5 | 15 | 20 | 893.649 | 0
2034 | 5 | 15 | 21 | 867.6803 | 0
2034 | 5 | 15 | 22 | 834.896 | 0
2034 | 5 | 15 | 23 | 799.0803 | 0
2034 | 5 | 16 | 0 | 764.9711 | 0
2034 | 5 | 16 | 1 | 750.3913 | 0
2034 | 5 | 16 | 2 | 745.2556 | 0
2034 | 5 | 16 | 3 | 741.2043 | 0
2034 | 5 | 16 | 4 | 738.7762 | 0
2034 | 5 | 16 | 5 | 748.4874 | 0
2034 | 5 | 16 | 6 | 773.5252 | 0
2034 | 5 | 16 | 7 | 819.1963 | 0
2034 | 5 | 16 | 8 | 838.3092 | 0
2034 | 5 | 16 | 9 | 857.388 | 0
2034 | 5 | 16 | 10 | 866.1952 | 0
2034 | 5 | 16 | 11 | 874.1454 | 0
2034 | 5 | 16 | 12 | 880.3338 | 0
2034 | 5 | 16 | 13 | 877.886 | 0
2034 | 5 | 16 | 14 | 871.5199 | 0
2034 | 5 | 16 | 15 | 874.0367 | 0
2034 | 5 | 16 | 16 | 872.6556 | 0
2034 | 5 | 16 | 17 | 871.5176 | 0
2034 | 5 | 16 | 18 | 865.7809 | 0
2034 | 5 | 16 | 19 | 848.4869 | 0
2034 | 5 | 16 | 20 | 841.3218 | 0
2034 | 5 | 16 | 21 | 831.4745 | 0
2034 | 5 | 16 | 22 | 814.3048 | 0
2034 | 5 | 16 | 23 | 792.916 | 0
2034 | 5 | 17 | 0 | 773.7562 | 0
2034 | 5 | 17 | 1 | 757.3436 | 0
2034 | 5 | 17 | 2 | 743.661 | 0
2034 | 5 | 17 | 3 | 739.4792 | 0
2034 | 5 | 17 | 4 | 738.3219 | 0
2034 | 5 | 17 | 5 | 751.1156 | 0
2034 | 5 | 17 | 6 | 779.8194 | 0
2034 | 5 | 17 | 7 | 824.5244 | 0
2034 | 5 | 17 | 8 | 849.1262 | 0
2034 | 5 | 17 | 9 | 876.9356 | 0
2034 | 5 | 17 | 10 | 897.4231 | 0
2034 | 5 | 17 | 11 | 913.4404 | 0
2034 | 5 | 17 | 12 | 926.3304 | 0
2034 | 5 | 17 | 13 | 930.4623 | 0
2034 | 5 | 17 | 14 | 930.5364 | 0
2034 | 5 | 17 | 15 | 937.6741 | 0
2034 | 5 | 17 | 16 | 949.8772 | 0
2034 | 5 | 17 | 17 | 949.3547 | 0
2034 | 5 | 17 | 18 | 942.0064 | 0
2034 | 5 | 17 | 19 | 921.6904 | 0
2034 | 5 | 17 | 20 | 909.4421 | 0
2034 | 5 | 17 | 21 | 885.9869 | 0
2034 | 5 | 17 | 22 | 860.0083 | 0
2034 | 5 | 17 | 23 | 827.5954 | 0
2034 | 5 | 18 | 0 | 798.1037 | 0
2034 | 5 | 18 | 1 | 756.6145 | 0
2034 | 5 | 18 | 2 | 743.7544 | 0
2034 | 5 | 18 | 3 | 738.7167 | 0
2034 | 5 | 18 | 4 | 740.4054 | 0
2034 | 5 | 18 | 5 | 752.5214 | 0
2034 | 5 | 18 | 6 | 784.404 | 0
2034 | 5 | 18 | 7 | 832.1189 | 0
2034 | 5 | 18 | 8 | 861.9833 | 0
2034 | 5 | 18 | 9 | 895.7477 | 0
2034 | 5 | 18 | 10 | 921.3539 | 0
2034 | 5 | 18 | 11 | 944.1124 | 0
2034 | 5 | 18 | 12 | 962.2088 | 0
2034 | 5 | 18 | 13 | 972.903 | 0
2034 | 5 | 18 | 14 | 979.0715 | 0
2034 | 5 | 18 | 15 | 990.0061 | 0
2034 | 5 | 18 | 16 | 1002.2385 | 2.2385
2034 | 5 | 18 | 17 | 997.8787 | 0
2034 | 5 | 18 | 18 | 988.0654 | 0
2034 | 5 | 18 | 19 | 961.3073 | 0
2034 | 5 | 18 | 20 | 936.8452 | 0
2034 | 5 | 18 | 21 | 904.5844 | 0
2034 | 5 | 18 | 22 | 870.6955 | 0
2034 | 5 | 18 | 23 | 836.7559 | 0
2034 | 5 | 19 | 0 | 806.5041 | 0
2034 | 5 | 19 | 1 | 791.4877 | 0
2034 | 5 | 19 | 2 | 775.7877 | 0
2034 | 5 | 19 | 3 | 767.9223 | 0
2034 | 5 | 19 | 4 | 767.4296 | 0
2034 | 5 | 19 | 5 | 777.4448 | 0
2034 | 5 | 19 | 6 | 810.7131 | 0
2034 | 5 | 19 | 7 | 865.8972 | 0
2034 | 5 | 19 | 8 | 909.5605 | 0
2034 | 5 | 19 | 9 | 955.0227 | 0
2034 | 5 | 19 | 10 | 987.0246 | 0
2034 | 5 | 19 | 11 | 1017.4481 | 17.4481
2034 | 5 | 19 | 12 | 1045.3044 | 45.3044
2034 | 5 | 19 | 13 | 1066.0252 | 66.0252
2034 | 5 | 19 | 14 | 1078.313 | 78.313
2034 | 5 | 19 | 15 | 1093.37 | 93.37
2034 | 5 | 19 | 16 | 1104.211 | 104.211
2034 | 5 | 19 | 17 | 1097.1074 | 97.1074
2034 | 5 | 19 | 18 | 1074.8111 | 74.8111
2034 | 5 | 19 | 19 | 1037.3902 | 37.3902
2034 | 5 | 19 | 20 | 994.879 | 0
2034 | 5 | 19 | 21 | 959.774 | 0
2034 | 5 | 19 | 22 | 930.8567 | 0
2034 | 5 | 19 | 23 | 889.1771 | 0
2034 | 5 | 20 | 0 | 852.3939 | 0
2034 | 5 | 20 | 1 | 795.9807 | 0
2034 | 5 | 20 | 2 | 739.5675 | 0
2034 | 5 | 20 | 3 | 724.0087 | 0
2034 | 5 | 20 | 4 | 715.3023 | 0
2034 | 5 | 20 | 5 | 714.0616 | 0
2034 | 5 | 20 | 6 | 728.3955 | 0
2034 | 5 | 20 | 7 | 742.7294 | 0
2034 | 5 | 20 | 8 | 772.5883 | 0
2034 | 5 | 20 | 9 | 798.9355 | 0
2034 | 5 | 20 | 10 | 819.3239 | 0
2034 | 5 | 20 | 11 | 843.6942 | 0
2034 | 5 | 20 | 12 | 861.7923 | 0
2034 | 5 | 20 | 13 | 864.7216 | 0
2034 | 5 | 20 | 14 | 863.5492 | 0
2034 | 5 | 20 | 15 | 864.1224 | 0
2034 | 5 | 20 | 16 | 868.7363 | 0
2034 | 5 | 20 | 17 | 872.5899 | 0
2034 | 5 | 20 | 18 | 863.4569 | 0
2034 | 5 | 20 | 19 | 834.0764 | 0
2034 | 5 | 20 | 20 | 820.1545 | 0
2034 | 5 | 20 | 21 | 800.3718 | 0
2034 | 5 | 20 | 22 | 787.3654 | 0
2034 | 5 | 20 | 23 | 761.7896 | 0
2034 | 5 | 21 | 0 | 736.5357 | 0
2034 | 5 | 21 | 1 | 727.6805 | 0
2034 | 5 | 21 | 2 | 708.8073 | 0
2034 | 5 | 21 | 3 | 696.6405 | 0
2034 | 5 | 21 | 4 | 685.9996 | 0
2034 | 5 | 21 | 5 | 684.5053 | 0
2034 | 5 | 21 | 6 | 685.4076 | 0
2034 | 5 | 21 | 7 | 702.8429 | 0
2034 | 5 | 21 | 8 | 714.6753 | 0
2034 | 5 | 21 | 9 | 740.6908 | 0
2034 | 5 | 21 | 10 | 766.2706 | 0
2034 | 5 | 21 | 11 | 789.7529 | 0
2034 | 5 | 21 | 12 | 811.0296 | 0
2034 | 5 | 21 | 13 | 816.2071 | 0
2034 | 5 | 21 | 14 | 815.3098 | 0
2034 | 5 | 21 | 15 | 822.799 | 0
2034 | 5 | 21 | 16 | 831.8684 | 0
2034 | 5 | 21 | 17 | 835.068 | 0
2034 | 5 | 21 | 18 | 827.5015 | 0
2034 | 5 | 21 | 19 | 819.1467 | 0
2034 | 5 | 21 | 20 | 824.819 | 0
2034 | 5 | 21 | 21 | 822.4079 | 0
2034 | 5 | 21 | 22 | 798.9672 | 0
2034 | 5 | 21 | 23 | 778.8711 | 0
2034 | 5 | 22 | 0 | 752.3796 | 0
2034 | 5 | 22 | 1 | 711.3443 | 0
2034 | 5 | 22 | 2 | 670.309 | 0
2034 | 5 | 22 | 3 | 663.6871 | 0
2034 | 5 | 22 | 4 | 657.0697 | 0
2034 | 5 | 22 | 5 | 651.4265 | 0
2034 | 5 | 22 | 6 | 653.2324 | 0
2034 | 5 | 22 | 7 | 655.0383 | 0
2034 | 5 | 22 | 8 | 671.4968 | 0
2034 | 5 | 22 | 9 | 697.6992 | 0
2034 | 5 | 22 | 10 | 710.9259 | 0
2034 | 5 | 22 | 11 | 725.0768 | 0
2034 | 5 | 22 | 12 | 741.9793 | 0
2034 | 5 | 22 | 13 | 738.2783 | 0
2034 | 5 | 22 | 14 | 735.2323 | 0
2034 | 5 | 22 | 15 | 739.9998 | 0
2034 | 5 | 22 | 16 | 756.0384 | 0
2034 | 5 | 22 | 17 | 770.6883 | 0
2034 | 5 | 22 | 18 | 772.5906 | 0
2034 | 5 | 22 | 19 | 760.0625 | 0
2034 | 5 | 22 | 20 | 751.45 | 0
2034 | 5 | 22 | 21 | 743.6394 | 0
2034 | 5 | 22 | 22 | 731.0339 | 0
2034 | 5 | 22 | 23 | 717.3669 | 0
2034 | 5 | 23 | 0 | 719.9551 | 0
2034 | 5 | 23 | 1 | 762.6135 | 0
2034 | 5 | 23 | 2 | 745.47 | 0
2034 | 5 | 23 | 3 | 737.0724 | 0
2034 | 5 | 23 | 4 | 731.4813 | 0
2034 | 5 | 23 | 5 | 740.4468 | 0
2034 | 5 | 23 | 6 | 764.6984 | 0
2034 | 5 | 23 | 7 | 814.1793 | 0
2034 | 5 | 23 | 8 | 851.7208 | 0
2034 | 5 | 23 | 9 | 884.6585 | 0
2034 | 5 | 23 | 10 | 907.8178 | 0
2034 | 5 | 23 | 11 | 927.3807 | 0
2034 | 5 | 23 | 12 | 943.2659 | 0
2034 | 5 | 23 | 13 | 951.857 | 0
2034 | 5 | 23 | 14 | 959.3708 | 0
2034 | 5 | 23 | 15 | 973.4468 | 0
2034 | 5 | 23 | 16 | 982.1091 | 0
2034 | 5 | 23 | 17 | 984.823 | 0
2034 | 5 | 23 | 18 | 979.7486 | 0
2034 | 5 | 23 | 19 | 953.6971 | 0
2034 | 5 | 23 | 20 | 924.621 | 0
2034 | 5 | 23 | 21 | 895.7563 | 0
2034 | 5 | 23 | 22 | 870.1319 | 0
2034 | 5 | 23 | 23 | 834.7767 | 0
2034 | 5 | 24 | 0 | 801.021 | 0
2034 | 5 | 24 | 1 | 780.1928 | 0
2034 | 5 | 24 | 2 | 764.5359 | 0
2034 | 5 | 24 | 3 | 757.8953 | 0
2034 | 5 | 24 | 4 | 753.7511 | 0
2034 | 5 | 24 | 5 | 764.5921 | 0
2034 | 5 | 24 | 6 | 789.5554 | 0
2034 | 5 | 24 | 7 | 835.6654 | 0
2034 | 5 | 24 | 8 | 869.8325 | 0
2034 | 5 | 24 | 9 | 905.7865 | 0
2034 | 5 | 24 | 10 | 938.4485 | 0
2034 | 5 | 24 | 11 | 963.559 | 0
2034 | 5 | 24 | 12 | 990.4382 | 0
2034 | 5 | 24 | 13 | 1003.8449 | 3.8449
2034 | 5 | 24 | 14 | 1015.1287 | 15.1287
2034 | 5 | 24 | 15 | 1032.7391 | 32.7391
2034 | 5 | 24 | 16 | 1052.2538 | 52.2538
2034 | 5 | 24 | 17 | 1055.3778 | 55.3778
2034 | 5 | 24 | 18 | 1051.0097 | 51.0097
2034 | 5 | 24 | 19 | 1018.9827 | 18.9827
2034 | 5 | 24 | 20 | 992.1578 | 0
2034 | 5 | 24 | 21 | 956.2468 | 0
2034 | 5 | 24 | 22 | 927.8138 | 0
2034 | 5 | 24 | 23 | 888.4642 | 0
2034 | 5 | 25 | 0 | 847.1821 | 0
2034 | 5 | 25 | 1 | 782.483 | 0
2034 | 5 | 25 | 2 | 763.1519 | 0
2034 | 5 | 25 | 3 | 753.7426 | 0
2034 | 5 | 25 | 4 | 750.9437 | 0
2034 | 5 | 25 | 5 | 763.1292 | 0
2034 | 5 | 25 | 6 | 795.4945 | 0
2034 | 5 | 25 | 7 | 850.8723 | 0
2034 | 5 | 25 | 8 | 889.826 | 0
2034 | 5 | 25 | 9 | 925.4911 | 0
2034 | 5 | 25 | 10 | 953.9023 | 0
2034 | 5 | 25 | 11 | 978.6887 | 0
2034 | 5 | 25 | 12 | 1000.3808 | 0.38081
2034 | 5 | 25 | 13 | 1013.6762 | 13.6762
2034 | 5 | 25 | 14 | 1022.2504 | 22.2504
2034 | 5 | 25 | 15 | 1035.7887 | 35.7887
2034 | 5 | 25 | 16 | 1047.4342 | 47.4342
2034 | 5 | 25 | 17 | 1047.1064 | 47.1064
2034 | 5 | 25 | 18 | 1029.0907 | 29.0907
2034 | 5 | 25 | 19 | 1005.7126 | 5.7126
2034 | 5 | 25 | 20 | 977.9853 | 0
2034 | 5 | 25 | 21 | 946.1066 | 0
2034 | 5 | 25 | 22 | 910.9907 | 0
2034 | 5 | 25 | 23 | 865.3893 | 0
2034 | 5 | 26 | 0 | 827.4353 | 0
2034 | 5 | 26 | 1 | 812.3531 | 0
2034 | 5 | 26 | 2 | 793.1547 | 0
2034 | 5 | 26 | 3 | 784.0407 | 0
2034 | 5 | 26 | 4 | 781.5293 | 0
2034 | 5 | 26 | 5 | 794.8482 | 0
2034 | 5 | 26 | 6 | 828.285 | 0
2034 | 5 | 26 | 7 | 885.0876 | 0
2034 | 5 | 26 | 8 | 923.9878 | 0
2034 | 5 | 26 | 9 | 970.7736 | 0
2034 | 5 | 26 | 10 | 1007.5031 | 7.5031
2034 | 5 | 26 | 11 | 1039.6872 | 39.6872
2034 | 5 | 26 | 12 | 1068.9491 | 68.9491
2034 | 5 | 26 | 13 | 1086.7876 | 86.7876
2034 | 5 | 26 | 14 | 1095.9896 | 95.9896
2034 | 5 | 26 | 15 | 1103.6239 | 103.6239
2034 | 5 | 26 | 16 | 1105.6549 | 105.6549
2034 | 5 | 26 | 17 | 1095.7195 | 95.7195
2034 | 5 | 26 | 18 | 1074.1818 | 74.1818
2034 | 5 | 26 | 19 | 1048.3521 | 48.3521
2034 | 5 | 26 | 20 | 1019.1305 | 19.1305
2034 | 5 | 26 | 21 | 1001.6331 | 1.6331
2034 | 5 | 26 | 22 | 969.4803 | 0
2034 | 5 | 26 | 23 | 924.4334 | 0
2034 | 5 | 27 | 0 | 885.2728 | 0
2034 | 5 | 27 | 1 | 825.9192 | 0
2034 | 5 | 27 | 2 | 787.6247 | 0
2034 | 5 | 27 | 3 | 749.3302 | 0
2034 | 5 | 27 | 4 | 734.9196 | 0
2034 | 5 | 27 | 5 | 724.768 | 0
2034 | 5 | 27 | 6 | 718.2642 | 0
2034 | 5 | 27 | 7 | 721.7133 | 0
2034 | 5 | 27 | 8 | 739.9481 | 0
2034 | 5 | 27 | 9 | 765.8696 | 0
2034 | 5 | 27 | 10 | 784.8097 | 0
2034 | 5 | 27 | 11 | 803.7723 | 0
2034 | 5 | 27 | 12 | 818.8107 | 0
2034 | 5 | 27 | 13 | 823.8626 | 0
2034 | 5 | 27 | 14 | 827.5616 | 0
2034 | 5 | 27 | 15 | 836.45 | 0
2034 | 5 | 27 | 16 | 845.3189 | 0
2034 | 5 | 27 | 17 | 852.0685 | 0
2034 | 5 | 27 | 18 | 847.2039 | 0
2034 | 5 | 27 | 19 | 821.4353 | 0
2034 | 5 | 27 | 20 | 796.5743 | 0
2034 | 5 | 27 | 21 | 786.3323 | 0
2034 | 5 | 27 | 22 | 784.1631 | 0
2034 | 5 | 27 | 23 | 768.5144 | 0
2034 | 5 | 28 | 0 | 751.5366 | 0
2034 | 5 | 28 | 1 | 712.2444 | 0
2034 | 5 | 28 | 2 | 672.9523 | 0
2034 | 5 | 28 | 3 | 662.7843 | 0
2034 | 5 | 28 | 4 | 655.319 | 0
2034 | 5 | 28 | 5 | 650.1706 | 0
2034 | 5 | 28 | 6 | 651.9149 | 0
2034 | 5 | 28 | 7 | 665.1759 | 0
2034 | 5 | 28 | 8 | 676.2458 | 0
2034 | 5 | 28 | 9 | 702.2902 | 0
2034 | 5 | 28 | 10 | 720.651 | 0
2034 | 5 | 28 | 11 | 734.4585 | 0
2034 | 5 | 28 | 12 | 746.7308 | 0
2034 | 5 | 28 | 13 | 749.568 | 0
2034 | 5 | 28 | 14 | 748.5644 | 0
2034 | 5 | 28 | 15 | 759.1498 | 0
2034 | 5 | 28 | 16 | 774.9073 | 0
2034 | 5 | 28 | 17 | 782.2635 | 0
2034 | 5 | 28 | 18 | 790.5749 | 0
2034 | 5 | 28 | 19 | 782.8655 | 0
2034 | 5 | 28 | 20 | 775.7792 | 0
2034 | 5 | 28 | 21 | 764.5653 | 0
2034 | 5 | 28 | 22 | 744.146 | 0
2034 | 5 | 28 | 23 | 726.8265 | 0
2034 | 5 | 29 | 0 | 706.3717 | 0
2034 | 5 | 29 | 1 | 728.2659 | 0
2034 | 5 | 29 | 2 | 715.8716 | 0
2034 | 5 | 29 | 3 | 711.8652 | 0
2034 | 5 | 29 | 4 | 707.9949 | 0
2034 | 5 | 29 | 5 | 719.5289 | 0
2034 | 5 | 29 | 6 | 750.5778 | 0
2034 | 5 | 29 | 7 | 795.7947 | 0
2034 | 5 | 29 | 8 | 819.6076 | 0
2034 | 5 | 29 | 9 | 852.2039 | 0
2034 | 5 | 29 | 10 | 877.5932 | 0
2034 | 5 | 29 | 11 | 898.6448 | 0
2034 | 5 | 29 | 12 | 913.6527 | 0
2034 | 5 | 29 | 13 | 919.3583 | 0
2034 | 5 | 29 | 14 | 919.2447 | 0
2034 | 5 | 29 | 15 | 928.5435 | 0
2034 | 5 | 29 | 16 | 942.5358 | 0
2034 | 5 | 29 | 17 | 942.9071 | 0
2034 | 5 | 29 | 18 | 941.5602 | 0
2034 | 5 | 29 | 19 | 925.2746 | 0
2034 | 5 | 29 | 20 | 906.7194 | 0
2034 | 5 | 29 | 21 | 882.7632 | 0
2034 | 5 | 29 | 22 | 857.9682 | 0
2034 | 5 | 29 | 23 | 825.2209 | 0
2034 | 5 | 30 | 0 | 789.3008 | 0
2034 | 5 | 30 | 1 | 754.7175 | 0
2034 | 5 | 30 | 2 | 739.0812 | 0
2034 | 5 | 30 | 3 | 732.7579 | 0
2034 | 5 | 30 | 4 | 729.2433 | 0
2034 | 5 | 30 | 5 | 740.9491 | 0
2034 | 5 | 30 | 6 | 769.6502 | 0
2034 | 5 | 30 | 7 | 824.2283 | 0
2034 | 5 | 30 | 8 | 859.4636 | 0
2034 | 5 | 30 | 9 | 884.115 | 0
2034 | 5 | 30 | 10 | 901.7234 | 0
2034 | 5 | 30 | 11 | 920.6677 | 0
2034 | 5 | 30 | 12 | 933.3483 | 0
2034 | 5 | 30 | 13 | 936.0651 | 0
2034 | 5 | 30 | 14 | 931.6485 | 0
2034 | 5 | 30 | 15 | 938.2081 | 0
2034 | 5 | 30 | 16 | 940.6445 | 0
2034 | 5 | 30 | 17 | 942.9134 | 0
2034 | 5 | 30 | 18 | 941.8789 | 0
2034 | 5 | 30 | 19 | 919.1076 | 0
2034 | 5 | 30 | 20 | 906.6034 | 0
2034 | 5 | 30 | 21 | 879.8469 | 0
2034 | 5 | 30 | 22 | 852.5095 | 0
2034 | 5 | 30 | 23 | 813.4165 | 0
2034 | 5 | 31 | 0 | 778.841 | 0
2034 | 5 | 31 | 1 | 767.5193 | 0
2034 | 5 | 31 | 2 | 751.5375 | 0
2034 | 5 | 31 | 3 | 746.2365 | 0
2034 | 5 | 31 | 4 | 743.1657 | 0
2034 | 5 | 31 | 5 | 755.3309 | 0
2034 | 5 | 31 | 6 | 783.5607 | 0
2034 | 5 | 31 | 7 | 820.6726 | 0
2034 | 5 | 31 | 8 | 854.3056 | 0
2034 | 5 | 31 | 9 | 880.647 | 0
2034 | 5 | 31 | 10 | 895.6776 | 0
2034 | 5 | 31 | 11 | 911.7761 | 0
2034 | 5 | 31 | 12 | 935.5369 | 0
2034 | 5 | 31 | 13 | 941.4717 | 0
2034 | 5 | 31 | 14 | 945.4591 | 0
2034 | 5 | 31 | 15 | 957.9712 | 0
2034 | 5 | 31 | 16 | 974.1825 | 0
2034 | 5 | 31 | 17 | 979.6926 | 0
2034 | 5 | 31 | 18 | 980.0675 | 0
2034 | 5 | 31 | 19 | 953.4676 | 0
2034 | 5 | 31 | 20 | 923.1596 | 0
2034 | 5 | 31 | 21 | 898.6668 | 0
2034 | 5 | 31 | 22 | 880.181 | 0
2034 | 5 | 31 | 23 | 843.4875 | 0
2034 | 6 | 1 | 0 | 804.9245 | 0
2034 | 6 | 1 | 1 | 772.9275 | 0
2034 | 6 | 1 | 2 | 740.9305 | 0
2034 | 6 | 1 | 3 | 734.9406 | 0
2034 | 6 | 1 | 4 | 734.5793 | 0
2034 | 6 | 1 | 5 | 751.0828 | 0
2034 | 6 | 1 | 6 | 786.7785 | 0
2034 | 6 | 1 | 7 | 832.5357 | 0
2034 | 6 | 1 | 8 | 859.2656 | 0
2034 | 6 | 1 | 9 | 891.2539 | 0
2034 | 6 | 1 | 10 | 904.5731 | 0
2034 | 6 | 1 | 11 | 923.2816 | 0
2034 | 6 | 1 | 12 | 939.0698 | 0
2034 | 6 | 1 | 13 | 948.9184 | 0
2034 | 6 | 1 | 14 | 954.7204 | 0
2034 | 6 | 1 | 15 | 967.8167 | 0
2034 | 6 | 1 | 16 | 981.261 | 0
2034 | 6 | 1 | 17 | 986.0919 | 0
2034 | 6 | 1 | 18 | 976.3006 | 0
2034 | 6 | 1 | 19 | 947.5147 | 0
2034 | 6 | 1 | 20 | 920.2004 | 0
2034 | 6 | 1 | 21 | 891.269 | 0
2034 | 6 | 1 | 22 | 856.9433 | 0
2034 | 6 | 1 | 23 | 822.011 | 0
2034 | 6 | 2 | 0 | 781.7418 | 0
2034 | 6 | 2 | 1 | 762.9365 | 0
2034 | 6 | 2 | 2 | 747.0952 | 0
2034 | 6 | 2 | 3 | 740.1627 | 0
2034 | 6 | 2 | 4 | 740.7335 | 0
2034 | 6 | 2 | 5 | 760.8332 | 0
2034 | 6 | 2 | 6 | 795.9896 | 0
2034 | 6 | 2 | 7 | 850.4632 | 0
2034 | 6 | 2 | 8 | 889.7405 | 0
2034 | 6 | 2 | 9 | 923.1519 | 0
2034 | 6 | 2 | 10 | 945.5391 | 0
2034 | 6 | 2 | 11 | 966.0176 | 0
2034 | 6 | 2 | 12 | 991.6472 | 0
2034 | 6 | 2 | 13 | 1008.7134 | 8.7134
2034 | 6 | 2 | 14 | 1016.5944 | 16.5944
2034 | 6 | 2 | 15 | 1029.815 | 29.815
2034 | 6 | 2 | 16 | 1037.6284 | 37.6284
2034 | 6 | 2 | 17 | 1029.3172 | 29.3172
2034 | 6 | 2 | 18 | 1006.6675 | 6.6675
2034 | 6 | 2 | 19 | 978.2379 | 0
2034 | 6 | 2 | 20 | 942.4749 | 0
2034 | 6 | 2 | 21 | 909.7142 | 0
2034 | 6 | 2 | 22 | 880.8533 | 0
2034 | 6 | 2 | 23 | 837.7284 | 0
2034 | 6 | 3 | 0 | 800.4669 | 0
2034 | 6 | 3 | 1 | 773.9038 | 0
2034 | 6 | 3 | 2 | 753.4802 | 0
2034 | 6 | 3 | 3 | 742.9827 | 0
2034 | 6 | 3 | 4 | 735.281 | 0
2034 | 6 | 3 | 5 | 738.8002 | 0
2034 | 6 | 3 | 6 | 747.4633 | 0
2034 | 6 | 3 | 7 | 772.5394 | 0
2034 | 6 | 3 | 8 | 807.5165 | 0
2034 | 6 | 3 | 9 | 846.6144 | 0
2034 | 6 | 3 | 10 | 877.7997 | 0
2034 | 6 | 3 | 11 | 908.6266 | 0
2034 | 6 | 3 | 12 | 936.0197 | 0
2034 | 6 | 3 | 13 | 948.1924 | 0
2034 | 6 | 3 | 14 | 954.2732 | 0
2034 | 6 | 3 | 15 | 965.802 | 0
2034 | 6 | 3 | 16 | 977.6848 | 0
2034 | 6 | 3 | 17 | 970.4503 | 0
2034 | 6 | 3 | 18 | 959.363 | 0
2034 | 6 | 3 | 19 | 943.9713 | 0
2034 | 6 | 3 | 20 | 909.8778 | 0
2034 | 6 | 3 | 21 | 881.4734 | 0
2034 | 6 | 3 | 22 | 865.6209 | 0
2034 | 6 | 3 | 23 | 839.4871 | 0
2034 | 6 | 4 | 0 | 811.5398 | 0
2034 | 6 | 4 | 1 | 816.6112 | 0
2034 | 6 | 4 | 2 | 791.1383 | 0
2034 | 6 | 4 | 3 | 772.6804 | 0
2034 | 6 | 4 | 4 | 758.3156 | 0
2034 | 6 | 4 | 5 | 753.794 | 0
2034 | 6 | 4 | 6 | 759.1305 | 0
2034 | 6 | 4 | 7 | 790.7344 | 0
2034 | 6 | 4 | 8 | 835.3706 | 0
2034 | 6 | 4 | 9 | 896.142 | 0
2034 | 6 | 4 | 10 | 956.9134 | 0
2034 | 6 | 4 | 11 | 1005.27 | 5.27
2034 | 6 | 4 | 12 | 1045.5022 | 45.5022
2034 | 6 | 4 | 13 | 1069.3337 | 69.3337
2034 | 6 | 4 | 14 | 1088.6598 | 88.6598
2034 | 6 | 4 | 15 | 1112.227 | 112.227
2034 | 6 | 4 | 16 | 1135.6455 | 135.6455
2034 | 6 | 4 | 17 | 1142.7033 | 142.7033
2034 | 6 | 4 | 18 | 1117.0335 | 117.0335
2034 | 6 | 4 | 19 | 1092.4274 | 92.4274
2034 | 6 | 4 | 20 | 1049.1775 | 49.1775
2034 | 6 | 4 | 21 | 1031.203 | 31.203
2034 | 6 | 4 | 22 | 996.4425 | 0
2034 | 6 | 4 | 23 | 949.9909 | 0
2034 | 6 | 5 | 0 | 901.1012 | 0
2034 | 6 | 5 | 1 | 920.1065 | 0
2034 | 6 | 5 | 2 | 887.6701 | 0
2034 | 6 | 5 | 3 | 867.3937 | 0
2034 | 6 | 5 | 4 | 855.1127 | 0
2034 | 6 | 5 | 5 | 868.3994 | 0
2034 | 6 | 5 | 6 | 906.1847 | 0
2034 | 6 | 5 | 7 | 970.746 | 0
2034 | 6 | 5 | 8 | 1026.6899 | 26.6899
2034 | 6 | 5 | 9 | 1095.0996 | 95.0996
2034 | 6 | 5 | 10 | 1146.6133 | 146.6133
2034 | 6 | 5 | 11 | 1188.5843 | 188.5843
2034 | 6 | 5 | 12 | 1227.1329 | 227.1329
2034 | 6 | 5 | 13 | 1248.2859 | 248.2859
2034 | 6 | 5 | 14 | 1261.5083 | 261.5083
2034 | 6 | 5 | 15 | 1278.9308 | 278.9308
2034 | 6 | 5 | 16 | 1298.0183 | 298.0183
2034 | 6 | 5 | 17 | 1297.7746 | 297.7746
2034 | 6 | 5 | 18 | 1269.6369 | 269.6369
2034 | 6 | 5 | 19 | 1229.1789 | 229.1789
2034 | 6 | 5 | 20 | 1192.3185 | 192.3185
2034 | 6 | 5 | 21 | 1139.3705 | 139.3705
2034 | 6 | 5 | 22 | 1087.8303 | 87.8303
2034 | 6 | 5 | 23 | 1027.7064 | 27.7064
2034 | 6 | 6 | 0 | 961.2484 | 0
2034 | 6 | 6 | 1 | 905.2492 | 0
2034 | 6 | 6 | 2 | 871.8908 | 0
2034 | 6 | 6 | 3 | 851.2641 | 0
2034 | 6 | 6 | 4 | 838.9354 | 0
2034 | 6 | 6 | 5 | 849.1738 | 0
2034 | 6 | 6 | 6 | 880.1512 | 0
2034 | 6 | 6 | 7 | 941.2753 | 0
2034 | 6 | 6 | 8 | 984.0148 | 0
2034 | 6 | 6 | 9 | 1021.2568 | 21.2568
2034 | 6 | 6 | 10 | 1054.6039 | 54.6039
2034 | 6 | 6 | 11 | 1086.5509 | 86.5509
2034 | 6 | 6 | 12 | 1106.8401 | 106.8401
2034 | 6 | 6 | 13 | 1112.7457 | 112.7457
2034 | 6 | 6 | 14 | 1111.5011 | 111.5011
2034 | 6 | 6 | 15 | 1117.1708 | 117.1708
2034 | 6 | 6 | 16 | 1125.2282 | 125.2282
2034 | 6 | 6 | 17 | 1130.0235 | 130.0235
2034 | 6 | 6 | 18 | 1119.0065 | 119.0065
2034 | 6 | 6 | 19 | 1075.3163 | 75.3163
2034 | 6 | 6 | 20 | 1039.5815 | 39.5815
2034 | 6 | 6 | 21 | 994.1904 | 0
2034 | 6 | 6 | 22 | 953.6493 | 0
2034 | 6 | 6 | 23 | 900.4429 | 0
2034 | 6 | 7 | 0 | 851.2063 | 0
2034 | 6 | 7 | 1 | 819.8265 | 0
2034 | 6 | 7 | 2 | 796.6211 | 0
2034 | 6 | 7 | 3 | 786.2639 | 0
2034 | 6 | 7 | 4 | 780.225 | 0
2034 | 6 | 7 | 5 | 788.9968 | 0
2034 | 6 | 7 | 6 | 815.9903 | 0
2034 | 6 | 7 | 7 | 859.0789 | 0
2034 | 6 | 7 | 8 | 889.793 | 0
2034 | 6 | 7 | 9 | 917.965 | 0
2034 | 6 | 7 | 10 | 935.1691 | 0
2034 | 6 | 7 | 11 | 949.3326 | 0
2034 | 6 | 7 | 12 | 968.9825 | 0
2034 | 6 | 7 | 13 | 971.8598 | 0
2034 | 6 | 7 | 14 | 975.9692 | 0
2034 | 6 | 7 | 15 | 991.9233 | 0
2034 | 6 | 7 | 16 | 1012.8352 | 12.8352
2034 | 6 | 7 | 17 | 1021.7859 | 21.7859
2034 | 6 | 7 | 18 | 1014.9677 | 14.9677
2034 | 6 | 7 | 19 | 975.7339 | 0
2034 | 6 | 7 | 20 | 933.3232 | 0
2034 | 6 | 7 | 21 | 899.5163 | 0
2034 | 6 | 7 | 22 | 873.2065 | 0
2034 | 6 | 7 | 23 | 834.2558 | 0
2034 | 6 | 8 | 0 | 793.6961 | 0
2034 | 6 | 8 | 1 | 742.2558 | 0
2034 | 6 | 8 | 2 | 729.2271 | 0
2034 | 6 | 8 | 3 | 724.6733 | 0
2034 | 6 | 8 | 4 | 726.0139 | 0
2034 | 6 | 8 | 5 | 747.5965 | 0
2034 | 6 | 8 | 6 | 789.0905 | 0
2034 | 6 | 8 | 7 | 841.9143 | 0
2034 | 6 | 8 | 8 | 861.3398 | 0
2034 | 6 | 8 | 9 | 890.4709 | 0
2034 | 6 | 8 | 10 | 902.9731 | 0
2034 | 6 | 8 | 11 | 915.7641 | 0
2034 | 6 | 8 | 12 | 925.947 | 0
2034 | 6 | 8 | 13 | 932.8164 | 0
2034 | 6 | 8 | 14 | 934.4145 | 0
2034 | 6 | 8 | 15 | 943.1942 | 0
2034 | 6 | 8 | 16 | 952.7407 | 0
2034 | 6 | 8 | 17 | 953.7499 | 0
2034 | 6 | 8 | 18 | 939.2254 | 0
2034 | 6 | 8 | 19 | 915.2956 | 0
2034 | 6 | 8 | 20 | 900.3286 | 0
2034 | 6 | 8 | 21 | 879.0845 | 0
2034 | 6 | 8 | 22 | 844.8583 | 0
2034 | 6 | 8 | 23 | 806.9831 | 0
2034 | 6 | 9 | 0 | 768.9538 | 0
2034 | 6 | 9 | 1 | 782.8214 | 0
2034 | 6 | 9 | 2 | 766.9554 | 0
2034 | 6 | 9 | 3 | 760.1206 | 0
2034 | 6 | 9 | 4 | 761.062 | 0
2034 | 6 | 9 | 5 | 782.9979 | 0
2034 | 6 | 9 | 6 | 823.839 | 0
2034 | 6 | 9 | 7 | 884.9627 | 0
2034 | 6 | 9 | 8 | 919.5586 | 0
2034 | 6 | 9 | 9 | 969.2318 | 0
2034 | 6 | 9 | 10 | 997.8391 | 0
2034 | 6 | 9 | 11 | 1030.9591 | 30.9591
2034 | 6 | 9 | 12 | 1062.1624 | 62.1624
2034 | 6 | 9 | 13 | 1084.1151 | 84.1151
2034 | 6 | 9 | 14 | 1098.5969 | 98.5969
2034 | 6 | 9 | 15 | 1109.3335 | 109.3335
2034 | 6 | 9 | 16 | 1126.637 | 126.637
2034 | 6 | 9 | 17 | 1130.8523 | 130.8523
2034 | 6 | 9 | 18 | 1113.9841 | 113.9841
2034 | 6 | 9 | 19 | 1079.4382 | 79.4382
2034 | 6 | 9 | 20 | 1048.6921 | 48.6921
2034 | 6 | 9 | 21 | 1007.3993 | 7.3993
2034 | 6 | 9 | 22 | 975.4714 | 0
2034 | 6 | 9 | 23 | 930.5894 | 0
2034 | 6 | 10 | 0 | 880.3544 | 0
2034 | 6 | 10 | 1 | 822.5575 | 0
2034 | 6 | 10 | 2 | 798.0244 | 0
2034 | 6 | 10 | 3 | 783.1347 | 0
2034 | 6 | 10 | 4 | 773.2422 | 0
2034 | 6 | 10 | 5 | 774.1145 | 0
2034 | 6 | 10 | 6 | 781.7622 | 0
2034 | 6 | 10 | 7 | 809.509 | 0
2034 | 6 | 10 | 8 | 836.9492 | 0
2034 | 6 | 10 | 9 | 889.7959 | 0
2034 | 6 | 10 | 10 | 915.8637 | 0
2034 | 6 | 10 | 11 | 947.114 | 0
2034 | 6 | 10 | 12 | 979.2358 | 0
2034 | 6 | 10 | 13 | 992.6023 | 0
2034 | 6 | 10 | 14 | 996.0319 | 0
2034 | 6 | 10 | 15 | 1001.4126 | 1.4126
2034 | 6 | 10 | 16 | 1009.2088 | 9.2088
2034 | 6 | 10 | 17 | 1012.7563 | 12.7563
2034 | 6 | 10 | 18 | 1008.0426 | 8.0426
2034 | 6 | 10 | 19 | 972.0267 | 0
2034 | 6 | 10 | 20 | 953.2803 | 0
2034 | 6 | 10 | 21 | 925.463 | 0
2034 | 6 | 10 | 22 | 905.6383 | 0
2034 | 6 | 10 | 23 | 875.3853 | 0
2034 | 6 | 11 | 0 | 836.2957 | 0
2034 | 6 | 11 | 1 | 815.7279 | 0
2034 | 6 | 11 | 2 | 786.9134 | 0
2034 | 6 | 11 | 3 | 769.6489 | 0
2034 | 6 | 11 | 4 | 756.3914 | 0
2034 | 6 | 11 | 5 | 754.1775 | 0
2034 | 6 | 11 | 6 | 760.8071 | 0
2034 | 6 | 11 | 7 | 786.7588 | 0
2034 | 6 | 11 | 8 | 821.3979 | 0
2034 | 6 | 11 | 9 | 878.7724 | 0
2034 | 6 | 11 | 10 | 931.2658 | 0
2034 | 6 | 11 | 11 | 975.7886 | 0
2034 | 6 | 11 | 12 | 1013.8977 | 13.8977
2034 | 6 | 11 | 13 | 1029.9189 | 29.9189
2034 | 6 | 11 | 14 | 1043.243 | 43.243
2034 | 6 | 11 | 15 | 1059.1154 | 59.1154
2034 | 6 | 11 | 16 | 1072.9737 | 72.9737
2034 | 6 | 11 | 17 | 1077.1488 | 77.1488
2034 | 6 | 11 | 18 | 1061.7027 | 61.7027
2034 | 6 | 11 | 19 | 1046.3609 | 46.3609
2034 | 6 | 11 | 20 | 1042.5921 | 42.5921
2034 | 6 | 11 | 21 | 984.2594 | 0
2034 | 6 | 11 | 22 | 946.2524 | 0
2034 | 6 | 11 | 23 | 903.5061 | 0
2034 | 6 | 12 | 0 | 855.811 | 0
2034 | 6 | 12 | 1 | 865.3967 | 0
2034 | 6 | 12 | 2 | 835.6853 | 0
2034 | 6 | 12 | 3 | 818.7935 | 0
2034 | 6 | 12 | 4 | 806.8558 | 0
2034 | 6 | 12 | 5 | 820.5535 | 0
2034 | 6 | 12 | 6 | 860.8403 | 0
2034 | 6 | 12 | 7 | 924.5912 | 0
2034 | 6 | 12 | 8 | 967.8751 | 0
2034 | 6 | 12 | 9 | 1016.6379 | 16.6379
2034 | 6 | 12 | 10 | 1058.1167 | 58.1167
2034 | 6 | 12 | 11 | 1088.0482 | 88.0482
2034 | 6 | 12 | 12 | 1109.772 | 109.772
2034 | 6 | 12 | 13 | 1119.4187 | 119.4187
2034 | 6 | 12 | 14 | 1124.2524 | 124.2524
2034 | 6 | 12 | 15 | 1136.3422 | 136.3422
2034 | 6 | 12 | 16 | 1151.3322 | 151.3322
2034 | 6 | 12 | 17 | 1149.8436 | 149.8436
2034 | 6 | 12 | 18 | 1127.9371 | 127.9371
2034 | 6 | 12 | 19 | 1094.9357 | 94.9357
2034 | 6 | 12 | 20 | 1053.2302 | 53.2302
2034 | 6 | 12 | 21 | 1009.568 | 9.568
2034 | 6 | 12 | 22 | 967.4812 | 0
2034 | 6 | 12 | 23 | 915.5844 | 0
2034 | 6 | 13 | 0 | 862.2057 | 0
2034 | 6 | 13 | 1 | 824.4005 | 0
2034 | 6 | 13 | 2 | 799.782 | 0
2034 | 6 | 13 | 3 | 787.7254 | 0
2034 | 6 | 13 | 4 | 780.0018 | 0
2034 | 6 | 13 | 5 | 795.1882 | 0
2034 | 6 | 13 | 6 | 832.8821 | 0
2034 | 6 | 13 | 7 | 898.5539 | 0
2034 | 6 | 13 | 8 | 940.7806 | 0
2034 | 6 | 13 | 9 | 980.344 | 0
2034 | 6 | 13 | 10 | 1011.4865 | 11.4865
2034 | 6 | 13 | 11 | 1040.2007 | 40.2007
2034 | 6 | 13 | 12 | 1061.5739 | 61.5739
2034 | 6 | 13 | 13 | 1070.5662 | 70.5662
2034 | 6 | 13 | 14 | 1071.9729 | 71.9729
2034 | 6 | 13 | 15 | 1081.5368 | 81.5368
2034 | 6 | 13 | 16 | 1086.0573 | 86.0573
2034 | 6 | 13 | 17 | 1088.9739 | 88.9739
2034 | 6 | 13 | 18 | 1075.7736 | 75.7736
2034 | 6 | 13 | 19 | 1027.5696 | 27.5696
2034 | 6 | 13 | 20 | 992.5235 | 0
2034 | 6 | 13 | 21 | 950.6278 | 0
2034 | 6 | 13 | 22 | 914.4981 | 0
2034 | 6 | 13 | 23 | 863.8508 | 0
2034 | 6 | 14 | 0 | 817.3446 | 0
2034 | 6 | 14 | 1 | 807.4405 | 0
2034 | 6 | 14 | 2 | 787.5495 | 0
2034 | 6 | 14 | 3 | 779.4329 | 0
2034 | 6 | 14 | 4 | 772.4614 | 0
2034 | 6 | 14 | 5 | 786.534 | 0
2034 | 6 | 14 | 6 | 819.8644 | 0
2034 | 6 | 14 | 7 | 869.065 | 0
2034 | 6 | 14 | 8 | 905.2464 | 0
2034 | 6 | 14 | 9 | 938.0234 | 0
2034 | 6 | 14 | 10 | 963.2474 | 0
2034 | 6 | 14 | 11 | 985.8157 | 0
2034 | 6 | 14 | 12 | 1010.4655 | 10.4655
2034 | 6 | 14 | 13 | 1019.0672 | 19.0672
2034 | 6 | 14 | 14 | 1026.2924 | 26.2924
2034 | 6 | 14 | 15 | 1040.1123 | 40.1123
2034 | 6 | 14 | 16 | 1060.1416 | 60.1416
2034 | 6 | 14 | 17 | 1062.9399 | 62.9399
2034 | 6 | 14 | 18 | 1061.4907 | 61.4907
2034 | 6 | 14 | 19 | 1026.4446 | 26.4446
2034 | 6 | 14 | 20 | 984.5753 | 0
2034 | 6 | 14 | 21 | 940.7803 | 0
2034 | 6 | 14 | 22 | 911.4765 | 0
2034 | 6 | 14 | 23 | 869.2854 | 0
2034 | 6 | 15 | 0 | 824.0157 | 0
2034 | 6 | 15 | 1 | 780.4475 | 0
2034 | 6 | 15 | 2 | 762.8263 | 0
2034 | 6 | 15 | 3 | 756.3806 | 0
2034 | 6 | 15 | 4 | 755.3594 | 0
2034 | 6 | 15 | 5 | 772.8297 | 0
2034 | 6 | 15 | 6 | 812.9952 | 0
2034 | 6 | 15 | 7 | 865.9813 | 0
2034 | 6 | 15 | 8 | 895.5536 | 0
2034 | 6 | 15 | 9 | 931.8126 | 0
2034 | 6 | 15 | 10 | 950.3569 | 0
2034 | 6 | 15 | 11 | 975.3087 | 0
2034 | 6 | 15 | 12 | 998.1072 | 0
2034 | 6 | 15 | 13 | 1013.9035 | 13.9035
2034 | 6 | 15 | 14 | 1017.0767 | 17.0767
2034 | 6 | 15 | 15 | 1028.0283 | 28.0283
2034 | 6 | 15 | 16 | 1036.5936 | 36.5936
2034 | 6 | 15 | 17 | 1029.8315 | 29.8315
2034 | 6 | 15 | 18 | 1018.8794 | 18.8794
2034 | 6 | 15 | 19 | 989.9636 | 0
2034 | 6 | 15 | 20 | 957.0856 | 0
2034 | 6 | 15 | 21 | 940.572 | 0
2034 | 6 | 15 | 22 | 915.4171 | 0
2034 | 6 | 15 | 23 | 875.9366 | 0
2034 | 6 | 16 | 0 | 833.5631 | 0
2034 | 6 | 16 | 1 | 829.9235 | 0
2034 | 6 | 16 | 2 | 809.6308 | 0
2034 | 6 | 16 | 3 | 797.8958 | 0
2034 | 6 | 16 | 4 | 794.7173 | 0
2034 | 6 | 16 | 5 | 813.0311 | 0
2034 | 6 | 16 | 6 | 851.2131 | 0
2034 | 6 | 16 | 7 | 909.4732 | 0
2034 | 6 | 16 | 8 | 938.2874 | 0
2034 | 6 | 16 | 9 | 987.8134 | 0
2034 | 6 | 16 | 10 | 1017.7117 | 17.7117
2034 | 6 | 16 | 11 | 1050.2633 | 50.2633
2034 | 6 | 16 | 12 | 1080.8616 | 80.8616
2034 | 6 | 16 | 13 | 1100.3371 | 100.3371
2034 | 6 | 16 | 14 | 1108.0309 | 108.0309
2034 | 6 | 16 | 15 | 1121.0113 | 121.0113
2034 | 6 | 16 | 16 | 1126.4088 | 126.4088
2034 | 6 | 16 | 17 | 1115.9638 | 115.9638
2034 | 6 | 16 | 18 | 1090.7267 | 90.7267
2034 | 6 | 16 | 19 | 1059.7698 | 59.7698
2034 | 6 | 16 | 20 | 1038.3281 | 38.3281
2034 | 6 | 16 | 21 | 1014.7254 | 14.7254
2034 | 6 | 16 | 22 | 988.8767 | 0
2034 | 6 | 16 | 23 | 947.6491 | 0
2034 | 6 | 17 | 0 | 899.8751 | 0
2034 | 6 | 17 | 1 | 837.4064 | 0
2034 | 6 | 17 | 2 | 774.9376 | 0
2034 | 6 | 17 | 3 | 757.4617 | 0
2034 | 6 | 17 | 4 | 745.1985 | 0
2034 | 6 | 17 | 5 | 744.0347 | 0
2034 | 6 | 17 | 6 | 751.1383 | 0
2034 | 6 | 17 | 7 | 771.9983 | 0
2034 | 6 | 17 | 8 | 803.8379 | 0
2034 | 6 | 17 | 9 | 836.0905 | 0
2034 | 6 | 17 | 10 | 859.4188 | 0
2034 | 6 | 17 | 11 | 881.494 | 0
2034 | 6 | 17 | 12 | 899.6144 | 0
2034 | 6 | 17 | 13 | 901.2246 | 0
2034 | 6 | 17 | 14 | 899.7933 | 0
2034 | 6 | 17 | 15 | 905.5459 | 0
2034 | 6 | 17 | 16 | 915.5005 | 0
2034 | 6 | 17 | 17 | 920.3997 | 0
2034 | 6 | 17 | 18 | 908.7664 | 0
2034 | 6 | 17 | 19 | 877.6479 | 0
2034 | 6 | 17 | 20 | 844.4875 | 0
2034 | 6 | 17 | 21 | 810.8057 | 0
2034 | 6 | 17 | 22 | 797.4444 | 0
2034 | 6 | 17 | 23 | 773.2834 | 0
2034 | 6 | 18 | 0 | 746.063 | 0
2034 | 6 | 18 | 1 | 736.1875 | 0
2034 | 6 | 18 | 2 | 715.7714 | 0
2034 | 6 | 18 | 3 | 703.9673 | 0
2034 | 6 | 18 | 4 | 694.4398 | 0
2034 | 6 | 18 | 5 | 691.6487 | 0
2034 | 6 | 18 | 6 | 695.409 | 0
2034 | 6 | 18 | 7 | 706.083 | 0
2034 | 6 | 18 | 8 | 728.9198 | 0
2034 | 6 | 18 | 9 | 762.0844 | 0
2034 | 6 | 18 | 10 | 784.662 | 0
2034 | 6 | 18 | 11 | 800.8835 | 0
2034 | 6 | 18 | 12 | 819.9861 | 0
2034 | 6 | 18 | 13 | 822.7313 | 0
2034 | 6 | 18 | 14 | 830.4915 | 0
2034 | 6 | 18 | 15 | 841.2332 | 0
2034 | 6 | 18 | 16 | 858.0269 | 0
2034 | 6 | 18 | 17 | 872.3613 | 0
2034 | 6 | 18 | 18 | 876.6697 | 0
2034 | 6 | 18 | 19 | 854.3215 | 0
2034 | 6 | 18 | 20 | 839.7056 | 0
2034 | 6 | 18 | 21 | 815.5049 | 0
2034 | 6 | 18 | 22 | 801.56 | 0
2034 | 6 | 18 | 23 | 780.5229 | 0
2034 | 6 | 19 | 0 | 754.8268 | 0
2034 | 6 | 19 | 1 | 749.2503 | 0
2034 | 6 | 19 | 2 | 731.9258 | 0
2034 | 6 | 19 | 3 | 724.3336 | 0
2034 | 6 | 19 | 4 | 719.8624 | 0
2034 | 6 | 19 | 5 | 731.6601 | 0
2034 | 6 | 19 | 6 | 767.954 | 0
2034 | 6 | 19 | 7 | 825.1406 | 0
2034 | 6 | 19 | 8 | 861.1568 | 0
2034 | 6 | 19 | 9 | 902.7486 | 0
2034 | 6 | 19 | 10 | 932.5822 | 0
2034 | 6 | 19 | 11 | 958.4414 | 0
2034 | 6 | 19 | 12 | 976.851 | 0
2034 | 6 | 19 | 13 | 986.7234 | 0
2034 | 6 | 19 | 14 | 990.561 | 0
2034 | 6 | 19 | 15 | 1001.7871 | 1.7871
2034 | 6 | 19 | 16 | 1016.1993 | 16.1993
2034 | 6 | 19 | 17 | 1021.1663 | 21.1663
2034 | 6 | 19 | 18 | 1010.4932 | 10.4932
2034 | 6 | 19 | 19 | 996.61 | 0
2034 | 6 | 19 | 20 | 958.9253 | 0
2034 | 6 | 19 | 21 | 927.3719 | 0
2034 | 6 | 19 | 22 | 898.2566 | 0
2034 | 6 | 19 | 23 | 858.4165 | 0
2034 | 6 | 20 | 0 | 814.2302 | 0
2034 | 6 | 20 | 1 | 771.0263 | 0
2034 | 6 | 20 | 2 | 752.6187 | 0
2034 | 6 | 20 | 3 | 745.7146 | 0
2034 | 6 | 20 | 4 | 739.987 | 0
2034 | 6 | 20 | 5 | 752.6575 | 0
2034 | 6 | 20 | 6 | 785.0203 | 0
2034 | 6 | 20 | 7 | 841.064 | 0
2034 | 6 | 20 | 8 | 874.0048 | 0
2034 | 6 | 20 | 9 | 908.3668 | 0
2034 | 6 | 20 | 10 | 931.5631 | 0
2034 | 6 | 20 | 11 | 955.6359 | 0
2034 | 6 | 20 | 12 | 974.6477 | 0
2034 | 6 | 20 | 13 | 981.7136 | 0
2034 | 6 | 20 | 14 | 984.4257 | 0
2034 | 6 | 20 | 15 | 997.1166 | 0
2034 | 6 | 20 | 16 | 1010.7379 | 10.7379
2034 | 6 | 20 | 17 | 1014.8161 | 14.8161
2034 | 6 | 20 | 18 | 1014.7572 | 14.7572
2034 | 6 | 20 | 19 | 988.8102 | 0
2034 | 6 | 20 | 20 | 955.0554 | 0
2034 | 6 | 20 | 21 | 911.8159 | 0
2034 | 6 | 20 | 22 | 885.4766 | 0
2034 | 6 | 20 | 23 | 847.5383 | 0
2034 | 6 | 21 | 0 | 810.3437 | 0
2034 | 6 | 21 | 1 | 766.1084 | 0
2034 | 6 | 21 | 2 | 748.2559 | 0
2034 | 6 | 21 | 3 | 740.6163 | 0
2034 | 6 | 21 | 4 | 737.4197 | 0
2034 | 6 | 21 | 5 | 751.8718 | 0
2034 | 6 | 21 | 6 | 790.4694 | 0
2034 | 6 | 21 | 7 | 841.1201 | 0
2034 | 6 | 21 | 8 | 874.1819 | 0
2034 | 6 | 21 | 9 | 901.1784 | 0
2034 | 6 | 21 | 10 | 919.3842 | 0
2034 | 6 | 21 | 11 | 941.3835 | 0
2034 | 6 | 21 | 12 | 966.2616 | 0
2034 | 6 | 21 | 13 | 973.9051 | 0
2034 | 6 | 21 | 14 | 978.9886 | 0
2034 | 6 | 21 | 15 | 991.9626 | 0
2034 | 6 | 21 | 16 | 1010.7538 | 10.7538
2034 | 6 | 21 | 17 | 1013.1036 | 13.1036
2034 | 6 | 21 | 18 | 997.7502 | 0
2034 | 6 | 21 | 19 | 971.9713 | 0
2034 | 6 | 21 | 20 | 942.4406 | 0
2034 | 6 | 21 | 21 | 904.2311 | 0
2034 | 6 | 21 | 22 | 872.9422 | 0
2034 | 6 | 21 | 23 | 832.8958 | 0
2034 | 6 | 22 | 0 | 791.6428 | 0
2034 | 6 | 22 | 1 | 793.7788 | 0
2034 | 6 | 22 | 2 | 776.4368 | 0
2034 | 6 | 22 | 3 | 769.8614 | 0
2034 | 6 | 22 | 4 | 768.3452 | 0
2034 | 6 | 22 | 5 | 785.4926 | 0
2034 | 6 | 22 | 6 | 825.9884 | 0
2034 | 6 | 22 | 7 | 884.7165 | 0
2034 | 6 | 22 | 8 | 910.1481 | 0
2034 | 6 | 22 | 9 | 954.3178 | 0
2034 | 6 | 22 | 10 | 971.6871 | 0
2034 | 6 | 22 | 11 | 1000.4371 | 0.43713
2034 | 6 | 22 | 12 | 1023.646 | 23.646
2034 | 6 | 22 | 13 | 1040.2374 | 40.2374
2034 | 6 | 22 | 14 | 1045.0293 | 45.0293
2034 | 6 | 22 | 15 | 1059.0495 | 59.0495
2034 | 6 | 22 | 16 | 1072.5801 | 72.5801
2034 | 6 | 22 | 17 | 1074.8291 | 74.8291
2034 | 6 | 22 | 18 | 1059.6881 | 59.6881
2034 | 6 | 22 | 19 | 1034.963 | 34.963
2034 | 6 | 22 | 20 | 1004.4778 | 4.4778
2034 | 6 | 22 | 21 | 970.6577 | 0
2034 | 6 | 22 | 22 | 930.2173 | 0
2034 | 6 | 22 | 23 | 887.7102 | 0
2034 | 6 | 23 | 0 | 840.3161 | 0
2034 | 6 | 23 | 1 | 850.3049 | 0
2034 | 6 | 23 | 2 | 827.979 | 0
2034 | 6 | 23 | 3 | 816.5215 | 0
2034 | 6 | 23 | 4 | 811.3792 | 0
2034 | 6 | 23 | 5 | 827.1233 | 0
2034 | 6 | 23 | 6 | 866.1058 | 0
2034 | 6 | 23 | 7 | 927.9157 | 0
2034 | 6 | 23 | 8 | 963.796 | 0
2034 | 6 | 23 | 9 | 1020.3185 | 20.3185
2034 | 6 | 23 | 10 | 1054.7918 | 54.7918
2034 | 6 | 23 | 11 | 1098.1225 | 98.1225
2034 | 6 | 23 | 12 | 1134.1525 | 134.1525
2034 | 6 | 23 | 13 | 1159.0084 | 159.0084
2034 | 6 | 23 | 14 | 1170.7171 | 170.7171
2034 | 6 | 23 | 15 | 1187.2139 | 187.2139
2034 | 6 | 23 | 16 | 1200.1232 | 200.1232
2034 | 6 | 23 | 17 | 1194.7659 | 194.7659
2034 | 6 | 23 | 18 | 1171.5144 | 171.5144
2034 | 6 | 23 | 19 | 1133.074 | 133.074
2034 | 6 | 23 | 20 | 1091.0282 | 91.0282
2034 | 6 | 23 | 21 | 1064.6635 | 64.6635
2034 | 6 | 23 | 22 | 1034.4141 | 34.4141
2034 | 6 | 23 | 23 | 988.201 | 0
2034 | 6 | 24 | 0 | 931.1351 | 0
2034 | 6 | 24 | 1 | 869.6041 | 0
2034 | 6 | 24 | 2 | 808.0732 | 0
2034 | 6 | 24 | 3 | 789.6214 | 0
2034 | 6 | 24 | 4 | 779.8917 | 0
2034 | 6 | 24 | 5 | 781.1738 | 0
2034 | 6 | 24 | 6 | 791.1603 | 0
2034 | 6 | 24 | 7 | 819.4411 | 0
2034 | 6 | 24 | 8 | 847.2975 | 0
2034 | 6 | 24 | 9 | 900.9164 | 0
2034 | 6 | 24 | 10 | 932.1306 | 0
2034 | 6 | 24 | 11 | 968.2105 | 0
2034 | 6 | 24 | 12 | 997.5874 | 0
2034 | 6 | 24 | 13 | 1008.3677 | 8.3677
2034 | 6 | 24 | 14 | 1010.3686 | 10.3686
2034 | 6 | 24 | 15 | 1017.8728 | 17.8728
2034 | 6 | 24 | 16 | 1021.1933 | 21.1933
2034 | 6 | 24 | 17 | 1024.4752 | 24.4752
2034 | 6 | 24 | 18 | 1016.5089 | 16.5089
2034 | 6 | 24 | 19 | 996.2798 | 0
2034 | 6 | 24 | 20 | 956.3451 | 0
2034 | 6 | 24 | 21 | 924.3249 | 0
2034 | 6 | 24 | 22 | 909.448 | 0
2034 | 6 | 24 | 23 | 880.3315 | 0
2034 | 6 | 25 | 0 | 837.2483 | 0
2034 | 6 | 25 | 1 | 798.6147 | 0
2034 | 6 | 25 | 2 | 770.5499 | 0
2034 | 6 | 25 | 3 | 753.0642 | 0
2034 | 6 | 25 | 4 | 739.0145 | 0
2034 | 6 | 25 | 5 | 732.8241 | 0
2034 | 6 | 25 | 6 | 737.2032 | 0
2034 | 6 | 25 | 7 | 755.6995 | 0
2034 | 6 | 25 | 8 | 785.4676 | 0
2034 | 6 | 25 | 9 | 840.5118 | 0
2034 | 6 | 25 | 10 | 875.7073 | 0
2034 | 6 | 25 | 11 | 907.3642 | 0
2034 | 6 | 25 | 12 | 935.7563 | 0
2034 | 6 | 25 | 13 | 943.4153 | 0
2034 | 6 | 25 | 14 | 947.3944 | 0
2034 | 6 | 25 | 15 | 960.7525 | 0
2034 | 6 | 25 | 16 | 981.726 | 0
2034 | 6 | 25 | 17 | 994.6833 | 0
2034 | 6 | 25 | 18 | 985.5098 | 0
2034 | 6 | 25 | 19 | 955.9966 | 0
2034 | 6 | 25 | 20 | 926.0539 | 0
2034 | 6 | 25 | 21 | 902.2241 | 0
2034 | 6 | 25 | 22 | 874.1611 | 0
2034 | 6 | 25 | 23 | 836.3209 | 0
2034 | 6 | 26 | 0 | 788.9034 | 0
2034 | 6 | 26 | 1 | 750.4182 | 0
2034 | 6 | 26 | 2 | 733.4731 | 0
2034 | 6 | 26 | 3 | 727.4535 | 0
2034 | 6 | 26 | 4 | 722.1986 | 0
2034 | 6 | 26 | 5 | 739.5494 | 0
2034 | 6 | 26 | 6 | 785.698 | 0
2034 | 6 | 26 | 7 | 844.1245 | 0
2034 | 6 | 26 | 8 | 875.0654 | 0
2034 | 6 | 26 | 9 | 919.7537 | 0
2034 | 6 | 26 | 10 | 941.5453 | 0
2034 | 6 | 26 | 11 | 966.3155 | 0
2034 | 6 | 26 | 12 | 984.604 | 0
2034 | 6 | 26 | 13 | 994.9181 | 0
2034 | 6 | 26 | 14 | 998.481 | 0
2034 | 6 | 26 | 15 | 1009.9565 | 9.9565
2034 | 6 | 26 | 16 | 1024.5444 | 24.5444
2034 | 6 | 26 | 17 | 1028.9462 | 28.9462
2034 | 6 | 26 | 18 | 1018.0373 | 18.0373
2034 | 6 | 26 | 19 | 1004.9977 | 4.9977
2034 | 6 | 26 | 20 | 968.0591 | 0
2034 | 6 | 26 | 21 | 937.7331 | 0
2034 | 6 | 26 | 22 | 903.7229 | 0
2034 | 6 | 26 | 23 | 861.1846 | 0
2034 | 6 | 27 | 0 | 808.5243 | 0
2034 | 6 | 27 | 1 | 841.756 | 0
2034 | 6 | 27 | 2 | 815.7582 | 0
2034 | 6 | 27 | 3 | 802.3607 | 0
2034 | 6 | 27 | 4 | 793.2407 | 0
2034 | 6 | 27 | 5 | 806.5963 | 0
2034 | 6 | 27 | 6 | 840.6631 | 0
2034 | 6 | 27 | 7 | 903.1125 | 0
2034 | 6 | 27 | 8 | 947.7744 | 0
2034 | 6 | 27 | 9 | 991.1698 | 0
2034 | 6 | 27 | 10 | 1027.2244 | 27.2244
2034 | 6 | 27 | 11 | 1061.4746 | 61.4746
2034 | 6 | 27 | 12 | 1088.461 | 88.461
2034 | 6 | 27 | 13 | 1101.1627 | 101.1627
2034 | 6 | 27 | 14 | 1107.7242 | 107.7242
2034 | 6 | 27 | 15 | 1119.5582 | 119.5582
2034 | 6 | 27 | 16 | 1127.4878 | 127.4878
2034 | 6 | 27 | 17 | 1128.888 | 128.888
2034 | 6 | 27 | 18 | 1120.3396 | 120.3396
2034 | 6 | 27 | 19 | 1083.1788 | 83.1788
2034 | 6 | 27 | 20 | 1049.0751 | 49.0751
2034 | 6 | 27 | 21 | 1003.5186 | 3.5186
2034 | 6 | 27 | 22 | 966.6706 | 0
2034 | 6 | 27 | 23 | 916.7688 | 0
2034 | 6 | 28 | 0 | 868.082 | 0
2034 | 6 | 28 | 1 | 819.9958 | 0
2034 | 6 | 28 | 2 | 798.9903 | 0
2034 | 6 | 28 | 3 | 789.3056 | 0
2034 | 6 | 28 | 4 | 782.9676 | 0
2034 | 6 | 28 | 5 | 796.6414 | 0
2034 | 6 | 28 | 6 | 824.3026 | 0
2034 | 6 | 28 | 7 | 867.9259 | 0
2034 | 6 | 28 | 8 | 910.5863 | 0
2034 | 6 | 28 | 9 | 958.3034 | 0
2034 | 6 | 28 | 10 | 994.1267 | 0
2034 | 6 | 28 | 11 | 1028.5573 | 28.5573
2034 | 6 | 28 | 12 | 1065.4367 | 65.4367
2034 | 6 | 28 | 13 | 1077.9254 | 77.9254
2034 | 6 | 28 | 14 | 1088.2405 | 88.2405
2034 | 6 | 28 | 15 | 1103.2138 | 103.2138
2034 | 6 | 28 | 16 | 1119.0951 | 119.0951
2034 | 6 | 28 | 17 | 1122.7859 | 122.7859
2034 | 6 | 28 | 18 | 1126.2713 | 126.2713
2034 | 6 | 28 | 19 | 1088.9576 | 88.9576
2034 | 6 | 28 | 20 | 1043.1735 | 43.1735
2034 | 6 | 28 | 21 | 998.6427 | 0
2034 | 6 | 28 | 22 | 975.9476 | 0
2034 | 6 | 28 | 23 | 935.8212 | 0
2034 | 6 | 29 | 0 | 888.6704 | 0
2034 | 6 | 29 | 1 | 842.4237 | 0
2034 | 6 | 29 | 2 | 796.177 | 0
2034 | 6 | 29 | 3 | 782.9104 | 0
2034 | 6 | 29 | 4 | 775.2229 | 0
2034 | 6 | 29 | 5 | 791.9773 | 0
2034 | 6 | 29 | 6 | 827.8967 | 0
2034 | 6 | 29 | 7 | 877.8968 | 0
2034 | 6 | 29 | 8 | 908.7823 | 0
2034 | 6 | 29 | 9 | 958.6287 | 0
2034 | 6 | 29 | 10 | 987.8263 | 0
2034 | 6 | 29 | 11 | 1023.6973 | 23.6973
2034 | 6 | 29 | 12 | 1052.021 | 52.021
2034 | 6 | 29 | 13 | 1067.1826 | 67.1826
2034 | 6 | 29 | 14 | 1074.9726 | 74.9726
2034 | 6 | 29 | 15 | 1087.4867 | 87.4867
2034 | 6 | 29 | 16 | 1093.7163 | 93.7163
2034 | 6 | 29 | 17 | 1097.9612 | 97.9612
2034 | 6 | 29 | 18 | 1094.34 | 94.34
2034 | 6 | 29 | 19 | 1063.9988 | 63.9988
2034 | 6 | 29 | 20 | 1024.0713 | 24.0713
2034 | 6 | 29 | 21 | 975.9872 | 0
2034 | 6 | 29 | 22 | 935.5287 | 0
2034 | 6 | 29 | 23 | 894.3457 | 0
2034 | 6 | 30 | 0 | 841.6642 | 0
2034 | 6 | 30 | 1 | 788.5188 | 0
2034 | 6 | 30 | 2 | 767.8211 | 0
2034 | 6 | 30 | 3 | 757.9794 | 0
2034 | 6 | 30 | 4 | 752.588 | 0
2034 | 6 | 30 | 5 | 769.3593 | 0
2034 | 6 | 30 | 6 | 801.4299 | 0
2034 | 6 | 30 | 7 | 850.8962 | 0
2034 | 6 | 30 | 8 | 885.026 | 0
2034 | 6 | 30 | 9 | 924.6701 | 0
2034 | 6 | 30 | 10 | 933.4343 | 0
2034 | 6 | 30 | 11 | 946.2857 | 0
2034 | 6 | 30 | 12 | 969.159 | 0
2034 | 6 | 30 | 13 | 981.4921 | 0
2034 | 6 | 30 | 14 | 989.2461 | 0
2034 | 6 | 30 | 15 | 1002.2351 | 2.2351
2034 | 6 | 30 | 16 | 1012.8468 | 12.8468
2034 | 6 | 30 | 17 | 1016.6212 | 16.6212
2034 | 6 | 30 | 18 | 1004.6207 | 4.6207
2034 | 6 | 30 | 19 | 968.3011 | 0
2034 | 6 | 30 | 20 | 924.4151 | 0
2034 | 6 | 30 | 21 | 881.7292 | 0
2034 | 6 | 30 | 22 | 859.682 | 0
2034 | 6 | 30 | 23 | 825.3755 | 0
2034 | 7 | 1 | 0 | 784.4676 | 0
2034 | 7 | 1 | 1 | 757.2152 | 0
2034 | 7 | 1 | 2 | 729.9628 | 0
2034 | 7 | 1 | 3 | 720.6431 | 0
2034 | 7 | 1 | 4 | 715.7096 | 0
2034 | 7 | 1 | 5 | 721.5248 | 0
2034 | 7 | 1 | 6 | 730.783 | 0
2034 | 7 | 1 | 7 | 757.391 | 0
2034 | 7 | 1 | 8 | 776.5474 | 0
2034 | 7 | 1 | 9 | 807.0405 | 0
2034 | 7 | 1 | 10 | 822.592 | 0
2034 | 7 | 1 | 11 | 850.4534 | 0
2034 | 7 | 1 | 12 | 878.0001 | 0
2034 | 7 | 1 | 13 | 887.1656 | 0
2034 | 7 | 1 | 14 | 890.144 | 0
2034 | 7 | 1 | 15 | 900.6012 | 0
2034 | 7 | 1 | 16 | 899.988 | 0
2034 | 7 | 1 | 17 | 909.2492 | 0
2034 | 7 | 1 | 18 | 911.6458 | 0
2034 | 7 | 1 | 19 | 897.844 | 0
2034 | 7 | 1 | 20 | 869.1961 | 0
2034 | 7 | 1 | 21 | 832.2276 | 0
2034 | 7 | 1 | 22 | 811.728 | 0
2034 | 7 | 1 | 23 | 787.6117 | 0
2034 | 7 | 2 | 0 | 758.0008 | 0
2034 | 7 | 2 | 1 | 747.259 | 0
2034 | 7 | 2 | 2 | 736.5172 | 0
2034 | 7 | 2 | 3 | 726.1753 | 0
2034 | 7 | 2 | 4 | 718.3432 | 0
2034 | 7 | 2 | 5 | 720.2465 | 0
2034 | 7 | 2 | 6 | 729.8548 | 0
2034 | 7 | 2 | 7 | 751.2092 | 0
2034 | 7 | 2 | 8 | 780.6295 | 0
2034 | 7 | 2 | 9 | 845.6299 | 0
2034 | 7 | 2 | 10 | 891.128 | 0
2034 | 7 | 2 | 11 | 944.3301 | 0
2034 | 7 | 2 | 12 | 986.7726 | 0
2034 | 7 | 2 | 13 | 1009.3349 | 9.3349
2034 | 7 | 2 | 14 | 1028.497 | 28.497
2034 | 7 | 2 | 15 | 1051.58 | 51.58
2034 | 7 | 2 | 16 | 1076.6322 | 76.6322
2034 | 7 | 2 | 17 | 1090.8721 | 90.8721
2034 | 7 | 2 | 18 | 1088.681 | 88.681
2034 | 7 | 2 | 19 | 1067.0991 | 67.0991
2034 | 7 | 2 | 20 | 1027.8149 | 27.8149
2034 | 7 | 2 | 21 | 1001.7581 | 1.7581
2034 | 7 | 2 | 22 | 970.8194 | 0
2034 | 7 | 2 | 23 | 932.6066 | 0
2034 | 7 | 3 | 0 | 880.4105 | 0
2034 | 7 | 3 | 1 | 869.8107 | 0
2034 | 7 | 3 | 2 | 859.211 | 0
2034 | 7 | 3 | 3 | 840.2449 | 0
2034 | 7 | 3 | 4 | 827.1761 | 0
2034 | 7 | 3 | 5 | 843.153 | 0
2034 | 7 | 3 | 6 | 883.9302 | 0
2034 | 7 | 3 | 7 | 953.4965 | 0
2034 | 7 | 3 | 8 | 1006.267 | 6.267
2034 | 7 | 3 | 9 | 1082.5293 | 82.5293
2034 | 7 | 3 | 10 | 1138.7925 | 138.7925
2034 | 7 | 3 | 11 | 1190.6991 | 190.6991
2034 | 7 | 3 | 12 | 1233.4061 | 233.4061
2034 | 7 | 3 | 13 | 1261.8364 | 261.8364
2034 | 7 | 3 | 14 | 1281.8119 | 281.8119
2034 | 7 | 3 | 15 | 1296.7625 | 296.7625
2034 | 7 | 3 | 16 | 1311.0241 | 311.0241
2034 | 7 | 3 | 17 | 1310.2449 | 310.2449
2034 | 7 | 3 | 18 | 1295.11 | 295.11
2034 | 7 | 3 | 19 | 1267.8498 | 267.8498
2034 | 7 | 3 | 20 | 1231.7649 | 231.7649
2034 | 7 | 3 | 21 | 1191.4325 | 191.4325
2034 | 7 | 3 | 22 | 1134.6354 | 134.6354
2034 | 7 | 3 | 23 | 1072.7532 | 72.7532
2034 | 7 | 4 | 0 | 992.5308 | 0
2034 | 7 | 4 | 1 | 929.8411 | 0
2034 | 7 | 4 | 2 | 894.8738 | 0
2034 | 7 | 4 | 3 | 873.6419 | 0
2034 | 7 | 4 | 4 | 859.7333 | 0
2034 | 7 | 4 | 5 | 871.9431 | 0
2034 | 7 | 4 | 6 | 904.0869 | 0
2034 | 7 | 4 | 7 | 969.7194 | 0
2034 | 7 | 4 | 8 | 1028.5378 | 28.5378
2034 | 7 | 4 | 9 | 1084.7987 | 84.7987
2034 | 7 | 4 | 10 | 1138.6237 | 138.6237
2034 | 7 | 4 | 11 | 1188.5872 | 188.5872
2034 | 7 | 4 | 12 | 1229.1615 | 229.1615
2034 | 7 | 4 | 13 | 1251.2085 | 251.2085
2034 | 7 | 4 | 14 | 1266.774 | 266.774
2034 | 7 | 4 | 15 | 1280.0211 | 280.0211
2034 | 7 | 4 | 16 | 1285.6682 | 285.6682
2034 | 7 | 4 | 17 | 1282.874 | 282.874
2034 | 7 | 4 | 18 | 1270.488 | 270.488
2034 | 7 | 4 | 19 | 1233.1567 | 233.1567
2034 | 7 | 4 | 20 | 1199.6465 | 199.6465
2034 | 7 | 4 | 21 | 1148.1122 | 148.1122
2034 | 7 | 4 | 22 | 1100.0371 | 100.0371
2034 | 7 | 4 | 23 | 1038.9172 | 38.9172
2034 | 7 | 5 | 0 | 976.5576 | 0
2034 | 7 | 5 | 1 | 942.6443 | 0
2034 | 7 | 5 | 2 | 908.4233 | 0
2034 | 7 | 5 | 3 | 889.1987 | 0
2034 | 7 | 5 | 4 | 876.3372 | 0
2034 | 7 | 5 | 5 | 887.3398 | 0
2034 | 7 | 5 | 6 | 918.6426 | 0
2034 | 7 | 5 | 7 | 978.5613 | 0
2034 | 7 | 5 | 8 | 1036.1018 | 36.1018
2034 | 7 | 5 | 9 | 1096.121 | 96.121
2034 | 7 | 5 | 10 | 1150.7268 | 150.7268
2034 | 7 | 5 | 11 | 1200.6766 | 200.6766
2034 | 7 | 5 | 12 | 1246.4589 | 246.4589
2034 | 7 | 5 | 13 | 1268.5377 | 268.5377
2034 | 7 | 5 | 14 | 1286.0844 | 286.0844
2034 | 7 | 5 | 15 | 1305.4791 | 305.4791
2034 | 7 | 5 | 16 | 1314.6488 | 314.6488
2034 | 7 | 5 | 17 | 1312.201 | 312.201
2034 | 7 | 5 | 18 | 1302.7032 | 302.7032
2034 | 7 | 5 | 19 | 1271.5413 | 271.5413
2034 | 7 | 5 | 20 | 1224.5606 | 224.5606
2034 | 7 | 5 | 21 | 1183.2533 | 183.2533
2034 | 7 | 5 | 22 | 1147.3448 | 147.3448
2034 | 7 | 5 | 23 | 1085.4071 | 85.4071
2034 | 7 | 6 | 0 | 1016.4988 | 16.4988
2034 | 7 | 6 | 1 | 962.8243 | 0
2034 | 7 | 6 | 2 | 909.1499 | 0
2034 | 7 | 6 | 3 | 888.3581 | 0
2034 | 7 | 6 | 4 | 876.9838 | 0
2034 | 7 | 6 | 5 | 890.8014 | 0
2034 | 7 | 6 | 6 | 927.0457 | 0
2034 | 7 | 6 | 7 | 988.5058 | 0
2034 | 7 | 6 | 8 | 1033.9836 | 33.9836
2034 | 7 | 6 | 9 | 1099.7291 | 99.7291
2034 | 7 | 6 | 10 | 1136.8442 | 136.8442
2034 | 7 | 6 | 11 | 1177.0365 | 177.0365
2034 | 7 | 6 | 12 | 1209.8162 | 209.8162
2034 | 7 | 6 | 13 | 1227.4761 | 227.4761
2034 | 7 | 6 | 14 | 1237.593 | 237.593
2034 | 7 | 6 | 15 | 1249.9012 | 249.9012
2034 | 7 | 6 | 16 | 1260.0363 | 260.0363
2034 | 7 | 6 | 17 | 1261.1461 | 261.1461
2034 | 7 | 6 | 18 | 1233.5745 | 233.5745
2034 | 7 | 6 | 19 | 1188.7544 | 188.7544
2034 | 7 | 6 | 20 | 1140.4976 | 140.4976
2034 | 7 | 6 | 21 | 1102.142 | 102.142
2034 | 7 | 6 | 22 | 1049.7997 | 49.7997
2034 | 7 | 6 | 23 | 998.2667 | 0
2034 | 7 | 7 | 0 | 935.571 | 0
2034 | 7 | 7 | 1 | 869.5103 | 0
2034 | 7 | 7 | 2 | 841.3549 | 0
2034 | 7 | 7 | 3 | 824.9024 | 0
2034 | 7 | 7 | 4 | 815.3859 | 0
2034 | 7 | 7 | 5 | 829.3453 | 0
2034 | 7 | 7 | 6 | 864.0292 | 0
2034 | 7 | 7 | 7 | 914.6016 | 0
2034 | 7 | 7 | 8 | 936.9668 | 0
2034 | 7 | 7 | 9 | 977.8496 | 0
2034 | 7 | 7 | 10 | 990.4762 | 0
2034 | 7 | 7 | 11 | 1013.3064 | 13.3064
2034 | 7 | 7 | 12 | 1031.588 | 31.588
2034 | 7 | 7 | 13 | 1038.3661 | 38.3661
2034 | 7 | 7 | 14 | 1036.5218 | 36.5218
2034 | 7 | 7 | 15 | 1044.2585 | 44.2585
2034 | 7 | 7 | 16 | 1052.3026 | 52.3026
2034 | 7 | 7 | 17 | 1050.5043 | 50.5043
2034 | 7 | 7 | 18 | 1022.9827 | 22.9827
2034 | 7 | 7 | 19 | 993.8497 | 0
2034 | 7 | 7 | 20 | 953.0424 | 0
2034 | 7 | 7 | 21 | 902.8607 | 0
2034 | 7 | 7 | 22 | 866.6581 | 0
2034 | 7 | 7 | 23 | 830.0201 | 0
2034 | 7 | 8 | 0 | 786.478 | 0
2034 | 7 | 8 | 1 | 756.6327 | 0
2034 | 7 | 8 | 2 | 726.7874 | 0
2034 | 7 | 8 | 3 | 716.2918 | 0
2034 | 7 | 8 | 4 | 709.75 | 0
2034 | 7 | 8 | 5 | 711.3481 | 0
2034 | 7 | 8 | 6 | 716.2834 | 0
2034 | 7 | 8 | 7 | 734.8957 | 0
2034 | 7 | 8 | 8 | 766.5975 | 0
2034 | 7 | 8 | 9 | 816.9477 | 0
2034 | 7 | 8 | 10 | 841.8765 | 0
2034 | 7 | 8 | 11 | 869.8232 | 0
2034 | 7 | 8 | 12 | 893.2047 | 0
2034 | 7 | 8 | 13 | 905.806 | 0
2034 | 7 | 8 | 14 | 915.4011 | 0
2034 | 7 | 8 | 15 | 929.5817 | 0
2034 | 7 | 8 | 16 | 942.2756 | 0
2034 | 7 | 8 | 17 | 949.7385 | 0
2034 | 7 | 8 | 18 | 941.386 | 0
2034 | 7 | 8 | 19 | 915.9425 | 0
2034 | 7 | 8 | 20 | 871.3251 | 0
2034 | 7 | 8 | 21 | 847.6452 | 0
2034 | 7 | 8 | 22 | 835.2516 | 0
2034 | 7 | 8 | 23 | 810.9627 | 0
2034 | 7 | 9 | 0 | 775.6957 | 0
2034 | 7 | 9 | 1 | 760.3915 | 0
2034 | 7 | 9 | 2 | 740.0506 | 0
2034 | 7 | 9 | 3 | 727.5292 | 0
2034 | 7 | 9 | 4 | 718.8033 | 0
2034 | 7 | 9 | 5 | 718.2009 | 0
2034 | 7 | 9 | 6 | 725.1128 | 0
2034 | 7 | 9 | 7 | 746.366 | 0
2034 | 7 | 9 | 8 | 777.8288 | 0
2034 | 7 | 9 | 9 | 842.5873 | 0
2034 | 7 | 9 | 10 | 890.9675 | 0
2034 | 7 | 9 | 11 | 940.8727 | 0
2034 | 7 | 9 | 12 | 981.6341 | 0
2034 | 7 | 9 | 13 | 1004.3132 | 4.3132
2034 | 7 | 9 | 14 | 1020.3567 | 20.3567
2034 | 7 | 9 | 15 | 1042.8322 | 42.8322
2034 | 7 | 9 | 16 | 1065.0678 | 65.0678
2034 | 7 | 9 | 17 | 1078.4348 | 78.4348
2034 | 7 | 9 | 18 | 1068.9775 | 68.9775
2034 | 7 | 9 | 19 | 1046.9438 | 46.9438
2034 | 7 | 9 | 20 | 1009.6975 | 9.6975
2034 | 7 | 9 | 21 | 982.4196 | 0
2034 | 7 | 9 | 22 | 953.3114 | 0
2034 | 7 | 9 | 23 | 917.5877 | 0
2034 | 7 | 10 | 0 | 868.1406 | 0
2034 | 7 | 10 | 1 | 836.3906 | 0
2034 | 7 | 10 | 2 | 807.3071 | 0
2034 | 7 | 10 | 3 | 789.5962 | 0
2034 | 7 | 10 | 4 | 777.4826 | 0
2034 | 7 | 10 | 5 | 784.7606 | 0
2034 | 7 | 10 | 6 | 816.319 | 0
2034 | 7 | 10 | 7 | 869.7462 | 0
2034 | 7 | 10 | 8 | 913.9966 | 0
2034 | 7 | 10 | 9 | 969.859 | 0
2034 | 7 | 10 | 10 | 1014.9427 | 14.9427
2034 | 7 | 10 | 11 | 1051.573 | 51.573
2034 | 7 | 10 | 12 | 1077.6153 | 77.6153
2034 | 7 | 10 | 13 | 1091.5768 | 91.5768
2034 | 7 | 10 | 14 | 1101.6176 | 101.6176
2034 | 7 | 10 | 15 | 1120.7149 | 120.7149
2034 | 7 | 10 | 16 | 1142.1854 | 142.1854
2034 | 7 | 10 | 17 | 1146.1612 | 146.1612
2034 | 7 | 10 | 18 | 1124.9209 | 124.9209
2034 | 7 | 10 | 19 | 1088.6924 | 88.6924
2034 | 7 | 10 | 20 | 1041.8392 | 41.8392
2034 | 7 | 10 | 21 | 995.2994 | 0
2034 | 7 | 10 | 22 | 953.8874 | 0
2034 | 7 | 10 | 23 | 906.8139 | 0
2034 | 7 | 11 | 0 | 848.0424 | 0
2034 | 7 | 11 | 1 | 794.0418 | 0
2034 | 7 | 11 | 2 | 769.4908 | 0
2034 | 7 | 11 | 3 | 756.9869 | 0
2034 | 7 | 11 | 4 | 748.5018 | 0
2034 | 7 | 11 | 5 | 762.3353 | 0
2034 | 7 | 11 | 6 | 794.924 | 0
2034 | 7 | 11 | 7 | 847.1468 | 0
2034 | 7 | 11 | 8 | 885.5214 | 0
2034 | 7 | 11 | 9 | 922.8304 | 0
2034 | 7 | 11 | 10 | 948.2556 | 0
2034 | 7 | 11 | 11 | 977.1659 | 0
2034 | 7 | 11 | 12 | 1002.264 | 2.264
2034 | 7 | 11 | 13 | 1011.2651 | 11.2651
2034 | 7 | 11 | 14 | 1015.9934 | 15.9934
2034 | 7 | 11 | 15 | 1028.6781 | 28.6781
2034 | 7 | 11 | 16 | 1034.8429 | 34.8429
2034 | 7 | 11 | 17 | 1040.2068 | 40.2068
2034 | 7 | 11 | 18 | 1041.6182 | 41.6182
2034 | 7 | 11 | 19 | 1008.8016 | 8.8016
2034 | 7 | 11 | 20 | 968.8358 | 0
2034 | 7 | 11 | 21 | 924.9429 | 0
2034 | 7 | 11 | 22 | 877.5915 | 0
2034 | 7 | 11 | 23 | 832.831 | 0
2034 | 7 | 12 | 0 | 790.0597 | 0
2034 | 7 | 12 | 1 | 810.2664 | 0
2034 | 7 | 12 | 2 | 789.2096 | 0
2034 | 7 | 12 | 3 | 779.5101 | 0
2034 | 7 | 12 | 4 | 775.2002 | 0
2034 | 7 | 12 | 5 | 792.0446 | 0
2034 | 7 | 12 | 6 | 830.3396 | 0
2034 | 7 | 12 | 7 | 882.8601 | 0
2034 | 7 | 12 | 8 | 927.4612 | 0
2034 | 7 | 12 | 9 | 973.0707 | 0
2034 | 7 | 12 | 10 | 1005.5352 | 5.5352
2034 | 7 | 12 | 11 | 1043.1923 | 43.1923
2034 | 7 | 12 | 12 | 1087.9198 | 87.9198
2034 | 7 | 12 | 13 | 1107.2412 | 107.2412
2034 | 7 | 12 | 14 | 1122.8331 | 122.8331
2034 | 7 | 12 | 15 | 1141.9479 | 141.9479
2034 | 7 | 12 | 16 | 1157.2676 | 157.2676
2034 | 7 | 12 | 17 | 1160.4968 | 160.4968
2034 | 7 | 12 | 18 | 1156.2975 | 156.2975
2034 | 7 | 12 | 19 | 1125.7646 | 125.7646
2034 | 7 | 12 | 20 | 1090.1546 | 90.1546
2034 | 7 | 12 | 21 | 1040.1071 | 40.1071
2034 | 7 | 12 | 22 | 990.0227 | 0
2034 | 7 | 12 | 23 | 942.1597 | 0
2034 | 7 | 13 | 0 | 887.3755 | 0
2034 | 7 | 13 | 1 | 850.6618 | 0
2034 | 7 | 13 | 2 | 813.9482 | 0
2034 | 7 | 13 | 3 | 800.4602 | 0
2034 | 7 | 13 | 4 | 794.3712 | 0
2034 | 7 | 13 | 5 | 809.3963 | 0
2034 | 7 | 13 | 6 | 846.1243 | 0
2034 | 7 | 13 | 7 | 897.8823 | 0
2034 | 7 | 13 | 8 | 936.1279 | 0
2034 | 7 | 13 | 9 | 991.9046 | 0
2034 | 7 | 13 | 10 | 1021.2953 | 21.2953
2034 | 7 | 13 | 11 | 1057.0038 | 57.0038
2034 | 7 | 13 | 12 | 1084.9487 | 84.9487
2034 | 7 | 13 | 13 | 1103.8265 | 103.8265
2034 | 7 | 13 | 14 | 1113.3223 | 113.3223
2034 | 7 | 13 | 15 | 1129.9932 | 129.9932
2034 | 7 | 13 | 16 | 1143.9891 | 143.9891
2034 | 7 | 13 | 17 | 1145.7411 | 145.7411
2034 | 7 | 13 | 18 | 1126.1048 | 126.1048
2034 | 7 | 13 | 19 | 1096.178 | 96.178
2034 | 7 | 13 | 20 | 1055.9029 | 55.9029
2034 | 7 | 13 | 21 | 1018.0066 | 18.0066
2034 | 7 | 13 | 22 | 973.2986 | 0
2034 | 7 | 13 | 23 | 927.0705 | 0
2034 | 7 | 14 | 0 | 870.8709 | 0
2034 | 7 | 14 | 1 | 829.8956 | 0
2034 | 7 | 14 | 2 | 807.0566 | 0
2034 | 7 | 14 | 3 | 794.9463 | 0
2034 | 7 | 14 | 4 | 790.5982 | 0
2034 | 7 | 14 | 5 | 806.6142 | 0
2034 | 7 | 14 | 6 | 842.9141 | 0
2034 | 7 | 14 | 7 | 892.4361 | 0
2034 | 7 | 14 | 8 | 927.1604 | 0
2034 | 7 | 14 | 9 | 978.0717 | 0
2034 | 7 | 14 | 10 | 1006.3099 | 6.3099
2034 | 7 | 14 | 11 | 1042.6873 | 42.6873
2034 | 7 | 14 | 12 | 1073.3722 | 73.3722
2034 | 7 | 14 | 13 | 1094.0142 | 94.0142
2034 | 7 | 14 | 14 | 1104.5071 | 104.5071
2034 | 7 | 14 | 15 | 1112.3778 | 112.3778
2034 | 7 | 14 | 16 | 1119.5327 | 119.5327
2034 | 7 | 14 | 17 | 1115.8244 | 115.8244
2034 | 7 | 14 | 18 | 1101.0021 | 101.0021
2034 | 7 | 14 | 19 | 1065.1713 | 65.1713
2034 | 7 | 14 | 20 | 1031.139 | 31.139
2034 | 7 | 14 | 21 | 1004.5062 | 4.5062
2034 | 7 | 14 | 22 | 973.6301 | 0
2034 | 7 | 14 | 23 | 932.3278 | 0
2034 | 7 | 15 | 0 | 879.6402 | 0
2034 | 7 | 15 | 1 | 815.9333 | 0
2034 | 7 | 15 | 2 | 789.8859 | 0
2034 | 7 | 15 | 3 | 773.8349 | 0
2034 | 7 | 15 | 4 | 762.1104 | 0
2034 | 7 | 15 | 5 | 763.4199 | 0
2034 | 7 | 15 | 6 | 774.4221 | 0
2034 | 7 | 15 | 7 | 799.8932 | 0
2034 | 7 | 15 | 8 | 834.0035 | 0
2034 | 7 | 15 | 9 | 890.1494 | 0
2034 | 7 | 15 | 10 | 931.4378 | 0
2034 | 7 | 15 | 11 | 975.1363 | 0
2034 | 7 | 15 | 12 | 1010.8605 | 10.8605
2034 | 7 | 15 | 13 | 1030.2297 | 30.2297
2034 | 7 | 15 | 14 | 1042.84 | 42.84
2034 | 7 | 15 | 15 | 1058.408 | 58.408
2034 | 7 | 15 | 16 | 1071.1943 | 71.1943
2034 | 7 | 15 | 17 | 1072.9044 | 72.9044
2034 | 7 | 15 | 18 | 1048.8322 | 48.8322
2034 | 7 | 15 | 19 | 1028.6536 | 28.6536
2034 | 7 | 15 | 20 | 989.7068 | 0
2034 | 7 | 15 | 21 | 960.9998 | 0
2034 | 7 | 15 | 22 | 939.6188 | 0
2034 | 7 | 15 | 23 | 905.0176 | 0
2034 | 7 | 16 | 0 | 859.7321 | 0
2034 | 7 | 16 | 1 | 822.4856 | 0
2034 | 7 | 16 | 2 | 791.8949 | 0
2034 | 7 | 16 | 3 | 772.9173 | 0
2034 | 7 | 16 | 4 | 757.7557 | 0
2034 | 7 | 16 | 5 | 754.1117 | 0
2034 | 7 | 16 | 6 | 755.6186 | 0
2034 | 7 | 16 | 7 | 771.7333 | 0
2034 | 7 | 16 | 8 | 806.2029 | 0
2034 | 7 | 16 | 9 | 862.8418 | 0
2034 | 7 | 16 | 10 | 908.9289 | 0
2034 | 7 | 16 | 11 | 952.61 | 0
2034 | 7 | 16 | 12 | 992.1804 | 0
2034 | 7 | 16 | 13 | 1013.3435 | 13.3435
2034 | 7 | 16 | 14 | 1028.4353 | 28.4353
2034 | 7 | 16 | 15 | 1046.6484 | 46.6484
2034 | 7 | 16 | 16 | 1066.5555 | 66.5555
2034 | 7 | 16 | 17 | 1079.1121 | 79.1121
2034 | 7 | 16 | 18 | 1071.8727 | 71.8727
2034 | 7 | 16 | 19 | 1048.8739 | 48.8739
2034 | 7 | 16 | 20 | 1012.4761 | 12.4761
2034 | 7 | 16 | 21 | 983.8894 | 0
2034 | 7 | 16 | 22 | 949.381 | 0
2034 | 7 | 16 | 23 | 906.8003 | 0
2034 | 7 | 17 | 0 | 864.6104 | 0
2034 | 7 | 17 | 1 | 870.589 | 0
2034 | 7 | 17 | 2 | 842.6591 | 0
2034 | 7 | 17 | 3 | 826.8954 | 0
2034 | 7 | 17 | 4 | 816.16 | 0
2034 | 7 | 17 | 5 | 831.4429 | 0
2034 | 7 | 17 | 6 | 870.4946 | 0
2034 | 7 | 17 | 7 | 924.7237 | 0
2034 | 7 | 17 | 8 | 971.921 | 0
2034 | 7 | 17 | 9 | 1038.0063 | 38.0063
2034 | 7 | 17 | 10 | 1081.857 | 81.857
2034 | 7 | 17 | 11 | 1123.6469 | 123.6469
2034 | 7 | 17 | 12 | 1156.555 | 156.555
2034 | 7 | 17 | 13 | 1177.3546 | 177.3546
2034 | 7 | 17 | 14 | 1197.5468 | 197.5468
2034 | 7 | 17 | 15 | 1215.5166 | 215.5166
2034 | 7 | 17 | 16 | 1234.7092 | 234.7092
2034 | 7 | 17 | 17 | 1234.9506 | 234.9506
2034 | 7 | 17 | 18 | 1213.3004 | 213.3004
2034 | 7 | 17 | 19 | 1177.7645 | 177.7645
2034 | 7 | 17 | 20 | 1135.2179 | 135.2179
2034 | 7 | 17 | 21 | 1091.9762 | 91.9762
2034 | 7 | 17 | 22 | 1039.5745 | 39.5745
2034 | 7 | 17 | 23 | 990.1603 | 0
2034 | 7 | 18 | 0 | 927.8444 | 0
2034 | 7 | 18 | 1 | 918.3023 | 0
2034 | 7 | 18 | 2 | 888.4078 | 0
2034 | 7 | 18 | 3 | 870.7754 | 0
2034 | 7 | 18 | 4 | 860.2741 | 0
2034 | 7 | 18 | 5 | 875.928 | 0
2034 | 7 | 18 | 6 | 914.2432 | 0
2034 | 7 | 18 | 7 | 976.8102 | 0
2034 | 7 | 18 | 8 | 1037.155 | 37.155
2034 | 7 | 18 | 9 | 1106.7102 | 106.7102
2034 | 7 | 18 | 10 | 1156.1056 | 156.1056
2034 | 7 | 18 | 11 | 1209.7347 | 209.7347
2034 | 7 | 18 | 12 | 1254.9045 | 254.9045
2034 | 7 | 18 | 13 | 1281.499 | 281.499
2034 | 7 | 18 | 14 | 1295.7379 | 295.7379
2034 | 7 | 18 | 15 | 1316.4832 | 316.4832
2034 | 7 | 18 | 16 | 1322.7967 | 322.7967
2034 | 7 | 18 | 17 | 1322.6369 | 322.6369
2034 | 7 | 18 | 18 | 1307.3861 | 307.3861
2034 | 7 | 18 | 19 | 1273.8036 | 273.8036
2034 | 7 | 18 | 20 | 1233.3949 | 233.3949
2034 | 7 | 18 | 21 | 1187.157 | 187.157
2034 | 7 | 18 | 22 | 1125.3464 | 125.3464
2034 | 7 | 18 | 23 | 1063.5389 | 63.5389
2034 | 7 | 19 | 0 | 997.9039 | 0
2034 | 7 | 19 | 1 | 956.0686 | 0
2034 | 7 | 19 | 2 | 921.7589 | 0
2034 | 7 | 19 | 3 | 901.7564 | 0
2034 | 7 | 19 | 4 | 888.4882 | 0
2034 | 7 | 19 | 5 | 901.5487 | 0
2034 | 7 | 19 | 6 | 937.7966 | 0
2034 | 7 | 19 | 7 | 991.9612 | 0
2034 | 7 | 19 | 8 | 1032.4618 | 32.4618
2034 | 7 | 19 | 9 | 1087.0495 | 87.0495
2034 | 7 | 19 | 10 | 1133.6745 | 133.6745
2034 | 7 | 19 | 11 | 1178.3303 | 178.3303
2034 | 7 | 19 | 12 | 1226.3437 | 226.3437
2034 | 7 | 19 | 13 | 1247.4917 | 247.4917
2034 | 7 | 19 | 14 | 1260.6219 | 260.6219
2034 | 7 | 19 | 15 | 1280.1847 | 280.1847
2034 | 7 | 19 | 16 | 1295.8564 | 295.8564
2034 | 7 | 19 | 17 | 1292.4893 | 292.4893
2034 | 7 | 19 | 18 | 1277.3062 | 277.3062
2034 | 7 | 19 | 19 | 1240.1581 | 240.1581
2034 | 7 | 19 | 20 | 1195.4847 | 195.4847
2034 | 7 | 19 | 21 | 1145.3625 | 145.3625
2034 | 7 | 19 | 22 | 1089.759 | 89.759
2034 | 7 | 19 | 23 | 1034.4856 | 34.4856
2034 | 7 | 20 | 0 | 971.3281 | 0
2034 | 7 | 20 | 1 | 925.7218 | 0
2034 | 7 | 20 | 2 | 880.1155 | 0
2034 | 7 | 20 | 3 | 862.8955 | 0
2034 | 7 | 20 | 4 | 854.4371 | 0
2034 | 7 | 20 | 5 | 868.9162 | 0
2034 | 7 | 20 | 6 | 906.6471 | 0
2034 | 7 | 20 | 7 | 958.8055 | 0
2034 | 7 | 20 | 8 | 999.4866 | 0
2034 | 7 | 20 | 9 | 1063.0475 | 63.0475
2034 | 7 | 20 | 10 | 1102.8146 | 102.8146
2034 | 7 | 20 | 11 | 1143.54 | 143.54
2034 | 7 | 20 | 12 | 1175.6529 | 175.6529
2034 | 7 | 20 | 13 | 1197.6726 | 197.6726
2034 | 7 | 20 | 14 | 1212.1921 | 212.1921
2034 | 7 | 20 | 15 | 1231.231 | 231.231
2034 | 7 | 20 | 16 | 1247.139 | 247.139
2034 | 7 | 20 | 17 | 1243.2874 | 243.2874
2034 | 7 | 20 | 18 | 1220.4511 | 220.4511
2034 | 7 | 20 | 19 | 1176.3414 | 176.3414
2034 | 7 | 20 | 20 | 1124.3233 | 124.3233
2034 | 7 | 20 | 21 | 1078.5086 | 78.5086
2034 | 7 | 20 | 22 | 1024.1555 | 24.1555
2034 | 7 | 20 | 23 | 975.2949 | 0
2034 | 7 | 21 | 0 | 916.7853 | 0
2034 | 7 | 21 | 1 | 881.4476 | 0
2034 | 7 | 21 | 2 | 855.2899 | 0
2034 | 7 | 21 | 3 | 841.1889 | 0
2034 | 7 | 21 | 4 | 834.2474 | 0
2034 | 7 | 21 | 5 | 849.3615 | 0
2034 | 7 | 21 | 6 | 887.5698 | 0
2034 | 7 | 21 | 7 | 940.1714 | 0
2034 | 7 | 21 | 8 | 984.982 | 0
2034 | 7 | 21 | 9 | 1042.3711 | 42.3711
2034 | 7 | 21 | 10 | 1077.1533 | 77.1533
2034 | 7 | 21 | 11 | 1118.5477 | 118.5477
2034 | 7 | 21 | 12 | 1152.6039 | 152.6039
2034 | 7 | 21 | 13 | 1173.2489 | 173.2489
2034 | 7 | 21 | 14 | 1183.4081 | 183.4081
2034 | 7 | 21 | 15 | 1194.0169 | 194.0169
2034 | 7 | 21 | 16 | 1202.1859 | 202.1859
2034 | 7 | 21 | 17 | 1196.2837 | 196.2837
2034 | 7 | 21 | 18 | 1173.1588 | 173.1588
2034 | 7 | 21 | 19 | 1131.5547 | 131.5547
2034 | 7 | 21 | 20 | 1089.4003 | 89.4003
2034 | 7 | 21 | 21 | 1049.254 | 49.254
2034 | 7 | 21 | 22 | 1017.134 | 17.134
2034 | 7 | 21 | 23 | 972.0003 | 0
2034 | 7 | 22 | 0 | 916.8721 | 0
2034 | 7 | 22 | 1 | 853.3584 | 0
2034 | 7 | 22 | 2 | 789.8447 | 0
2034 | 7 | 22 | 3 | 772.1523 | 0
2034 | 7 | 22 | 4 | 760.6369 | 0
2034 | 7 | 22 | 5 | 760.4661 | 0
2034 | 7 | 22 | 6 | 768.5198 | 0
2034 | 7 | 22 | 7 | 783.1432 | 0
2034 | 7 | 22 | 8 | 813.2171 | 0
2034 | 7 | 22 | 9 | 863.799 | 0
2034 | 7 | 22 | 10 | 892.7244 | 0
2034 | 7 | 22 | 11 | 925.8808 | 0
2034 | 7 | 22 | 12 | 949.6209 | 0
2034 | 7 | 22 | 13 | 958.3098 | 0
2034 | 7 | 22 | 14 | 962.8044 | 0
2034 | 7 | 22 | 15 | 970.3052 | 0
2034 | 7 | 22 | 16 | 979.0804 | 0
2034 | 7 | 22 | 17 | 978.5181 | 0
2034 | 7 | 22 | 18 | 963.7135 | 0
2034 | 7 | 22 | 19 | 938.3307 | 0
2034 | 7 | 22 | 20 | 905.9551 | 0
2034 | 7 | 22 | 21 | 879.4248 | 0
2034 | 7 | 22 | 22 | 860.5132 | 0
2034 | 7 | 22 | 23 | 833.667 | 0
2034 | 7 | 23 | 0 | 792.5338 | 0
2034 | 7 | 23 | 1 | 757.6178 | 0
2034 | 7 | 23 | 2 | 722.7018 | 0
2034 | 7 | 23 | 3 | 709.0901 | 0
2034 | 7 | 23 | 4 | 698.9547 | 0
2034 | 7 | 23 | 5 | 698.505 | 0
2034 | 7 | 23 | 6 | 700.9585 | 0
2034 | 7 | 23 | 7 | 703.4119 | 0
2034 | 7 | 23 | 8 | 721.2323 | 0
2034 | 7 | 23 | 9 | 769.2509 | 0
2034 | 7 | 23 | 10 | 798.9921 | 0
2034 | 7 | 23 | 11 | 831.5226 | 0
2034 | 7 | 23 | 12 | 856.1546 | 0
2034 | 7 | 23 | 13 | 863.6604 | 0
2034 | 7 | 23 | 14 | 869.1605 | 0
2034 | 7 | 23 | 15 | 881.1589 | 0
2034 | 7 | 23 | 16 | 893.6317 | 0
2034 | 7 | 23 | 17 | 909.1355 | 0
2034 | 7 | 23 | 18 | 907.0338 | 0
2034 | 7 | 23 | 19 | 887.8 | 0
2034 | 7 | 23 | 20 | 862.9653 | 0
2034 | 7 | 23 | 21 | 844.5073 | 0
2034 | 7 | 23 | 22 | 817.3557 | 0
2034 | 7 | 23 | 23 | 787.7085 | 0
2034 | 7 | 24 | 0 | 746.6602 | 0
2034 | 7 | 24 | 1 | 740.872 | 0
2034 | 7 | 24 | 2 | 735.0837 | 0
2034 | 7 | 24 | 3 | 726.5436 | 0
2034 | 7 | 24 | 4 | 720.6792 | 0
2034 | 7 | 24 | 5 | 740.4066 | 0
2034 | 7 | 24 | 6 | 783.1018 | 0
2034 | 7 | 24 | 7 | 831.6338 | 0
2034 | 7 | 24 | 8 | 862.3159 | 0
2034 | 7 | 24 | 9 | 909.9791 | 0
2034 | 7 | 24 | 10 | 934.2923 | 0
2034 | 7 | 24 | 11 | 960.96 | 0
2034 | 7 | 24 | 12 | 981.1825 | 0
2034 | 7 | 24 | 13 | 990.5626 | 0
2034 | 7 | 24 | 14 | 995.4962 | 0
2034 | 7 | 24 | 15 | 1007.1967 | 7.1967
2034 | 7 | 24 | 16 | 1018.8346 | 18.8346
2034 | 7 | 24 | 17 | 1016.323 | 16.323
2034 | 7 | 24 | 18 | 999.4285 | 0
2034 | 7 | 24 | 19 | 983.4318 | 0
2034 | 7 | 24 | 20 | 955.3026 | 0
2034 | 7 | 24 | 21 | 920.2266 | 0
2034 | 7 | 24 | 22 | 876.533 | 0
2034 | 7 | 24 | 23 | 837.0287 | 0
2034 | 7 | 25 | 0 | 783.562 | 0
2034 | 7 | 25 | 1 | 769.6719 | 0
2034 | 7 | 25 | 2 | 750.703 | 0
2034 | 7 | 25 | 3 | 743.3814 | 0
2034 | 7 | 25 | 4 | 738.0465 | 0
2034 | 7 | 25 | 5 | 755.4836 | 0
2034 | 7 | 25 | 6 | 791.7477 | 0
2034 | 7 | 25 | 7 | 839.9102 | 0
2034 | 7 | 25 | 8 | 877.6468 | 0
2034 | 7 | 25 | 9 | 919.0525 | 0
2034 | 7 | 25 | 10 | 950.7357 | 0
2034 | 7 | 25 | 11 | 985.4133 | 0
2034 | 7 | 25 | 12 | 1014.4907 | 14.4907
2034 | 7 | 25 | 13 | 1028.5878 | 28.5878
2034 | 7 | 25 | 14 | 1040.7546 | 40.7546
2034 | 7 | 25 | 15 | 1056.2713 | 56.2713
2034 | 7 | 25 | 16 | 1062.1443 | 62.1443
2034 | 7 | 25 | 17 | 1056.3279 | 56.3279
2034 | 7 | 25 | 18 | 1044.803 | 44.803
2034 | 7 | 25 | 19 | 1023.4608 | 23.4608
2034 | 7 | 25 | 20 | 995.6881 | 0
2034 | 7 | 25 | 21 | 953.2018 | 0
2034 | 7 | 25 | 22 | 906.9179 | 0
2034 | 7 | 25 | 23 | 862.6021 | 0
2034 | 7 | 26 | 0 | 819.3945 | 0
2034 | 7 | 26 | 1 | 800.3055 | 0
2034 | 7 | 26 | 2 | 780.4957 | 0
2034 | 7 | 26 | 3 | 770.9174 | 0
2034 | 7 | 26 | 4 | 765.667 | 0
2034 | 7 | 26 | 5 | 779.4241 | 0
2034 | 7 | 26 | 6 | 812.9223 | 0
2034 | 7 | 26 | 7 | 854.9774 | 0
2034 | 7 | 26 | 8 | 892.2786 | 0
2034 | 7 | 26 | 9 | 935.8476 | 0
2034 | 7 | 26 | 10 | 965.5553 | 0
2034 | 7 | 26 | 11 | 998.4832 | 0
2034 | 7 | 26 | 12 | 1038.7918 | 38.7918
2034 | 7 | 26 | 13 | 1054.9159 | 54.9159
2034 | 7 | 26 | 14 | 1066.7815 | 66.7815
2034 | 7 | 26 | 15 | 1088.2656 | 88.2656
2034 | 7 | 26 | 16 | 1105.5261 | 105.5261
2034 | 7 | 26 | 17 | 1109.695 | 109.695
2034 | 7 | 26 | 18 | 1102.4285 | 102.4285
2034 | 7 | 26 | 19 | 1066.1403 | 66.1403
2034 | 7 | 26 | 20 | 1027.0999 | 27.0999
2034 | 7 | 26 | 21 | 990.7838 | 0
2034 | 7 | 26 | 22 | 953.0122 | 0
2034 | 7 | 26 | 23 | 909.7124 | 0
2034 | 7 | 27 | 0 | 888.5354 | 0
2034 | 7 | 27 | 1 | 872.3514 | 0
2034 | 7 | 27 | 2 | 856.1673 | 0
2034 | 7 | 27 | 3 | 840.2194 | 0
2034 | 7 | 27 | 4 | 833.3122 | 0
2034 | 7 | 27 | 5 | 849.1259 | 0
2034 | 7 | 27 | 6 | 884.5988 | 0
2034 | 7 | 27 | 7 | 938.2247 | 0
2034 | 7 | 27 | 8 | 985.6272 | 0
2034 | 7 | 27 | 9 | 1053.0405 | 53.0405
2034 | 7 | 27 | 10 | 1100.2007 | 100.2007
2034 | 7 | 27 | 11 | 1148.6451 | 148.6451
2034 | 7 | 27 | 12 | 1189.0753 | 189.0753
2034 | 7 | 27 | 13 | 1222.2957 | 222.2957
2034 | 7 | 27 | 14 | 1245.9085 | 245.9085
2034 | 7 | 27 | 15 | 1271.8834 | 271.8834
2034 | 7 | 27 | 16 | 1290.9995 | 290.9995
2034 | 7 | 27 | 17 | 1287.8838 | 287.8838
2034 | 7 | 27 | 18 | 1258.8083 | 258.8083
2034 | 7 | 27 | 19 | 1209.7709 | 209.7709
2034 | 7 | 27 | 20 | 1157.3399 | 157.3399
2034 | 7 | 27 | 21 | 1127.9528 | 127.9528
2034 | 7 | 27 | 22 | 1075.5332 | 75.5332
2034 | 7 | 27 | 23 | 1023.0139 | 23.0139
2034 | 7 | 28 | 0 | 961.2018 | 0
2034 | 7 | 28 | 1 | 915.136 | 0
2034 | 7 | 28 | 2 | 887.3697 | 0
2034 | 7 | 28 | 3 | 871.6873 | 0
2034 | 7 | 28 | 4 | 862.3271 | 0
2034 | 7 | 28 | 5 | 876.3328 | 0
2034 | 7 | 28 | 6 | 909.0764 | 0
2034 | 7 | 28 | 7 | 964.7142 | 0
2034 | 7 | 28 | 8 | 1019.7423 | 19.7423
2034 | 7 | 28 | 9 | 1086.1556 | 86.1556
2034 | 7 | 28 | 10 | 1142.1315 | 142.1315
2034 | 7 | 28 | 11 | 1196.7788 | 196.7788
2034 | 7 | 28 | 12 | 1237.0837 | 237.0837
2034 | 7 | 28 | 13 | 1264.3961 | 264.3961
2034 | 7 | 28 | 14 | 1283.434 | 283.434
2034 | 7 | 28 | 15 | 1300.2325 | 300.2325
2034 | 7 | 28 | 16 | 1308.4387 | 308.4387
2034 | 7 | 28 | 17 | 1297.2577 | 297.2577
2034 | 7 | 28 | 18 | 1270.9027 | 270.9027
2034 | 7 | 28 | 19 | 1224.0296 | 224.0296
2034 | 7 | 28 | 20 | 1172.7436 | 172.7436
2034 | 7 | 28 | 21 | 1151.4091 | 151.4091
2034 | 7 | 28 | 22 | 1114.8163 | 114.8163
2034 | 7 | 28 | 23 | 1060.4131 | 60.4131
2034 | 7 | 29 | 0 | 1006.5077 | 6.5077
2034 | 7 | 29 | 1 | 943.5725 | 0
2034 | 7 | 29 | 2 | 880.6374 | 0
2034 | 7 | 29 | 3 | 858.9507 | 0
2034 | 7 | 29 | 4 | 844.2642 | 0
2034 | 7 | 29 | 5 | 841.8371 | 0
2034 | 7 | 29 | 6 | 849.5418 | 0
2034 | 7 | 29 | 7 | 873.5003 | 0
2034 | 7 | 29 | 8 | 908.3813 | 0
2034 | 7 | 29 | 9 | 968.6274 | 0
2034 | 7 | 29 | 10 | 1019.8292 | 19.8292
2034 | 7 | 29 | 11 | 1072.4078 | 72.4078
2034 | 7 | 29 | 12 | 1114.1967 | 114.1967
2034 | 7 | 29 | 13 | 1135.7058 | 135.7058
2034 | 7 | 29 | 14 | 1147.001 | 147.001
2034 | 7 | 29 | 15 | 1154.8676 | 154.8676
2034 | 7 | 29 | 16 | 1160.0516 | 160.0516
2034 | 7 | 29 | 17 | 1153.9816 | 153.9816
2034 | 7 | 29 | 18 | 1133.2129 | 133.2129
2034 | 7 | 29 | 19 | 1087.928 | 87.928
2034 | 7 | 29 | 20 | 1042.2593 | 42.2593
2034 | 7 | 29 | 21 | 1026.3077 | 26.3077
2034 | 7 | 29 | 22 | 998.629 | 0
2034 | 7 | 29 | 23 | 963.2581 | 0
2034 | 7 | 30 | 0 | 919.516 | 0
2034 | 7 | 30 | 1 | 867.5987 | 0
2034 | 7 | 30 | 2 | 815.6814 | 0
2034 | 7 | 30 | 3 | 790.8536 | 0
2034 | 7 | 30 | 4 | 771.6883 | 0
2034 | 7 | 30 | 5 | 766.8281 | 0
2034 | 7 | 30 | 6 | 767.7408 | 0
2034 | 7 | 30 | 7 | 778.7706 | 0
2034 | 7 | 30 | 8 | 811.1721 | 0
2034 | 7 | 30 | 9 | 869.5396 | 0
2034 | 7 | 30 | 10 | 927.9072 | 0
2034 | 7 | 30 | 11 | 973.7267 | 0
2034 | 7 | 30 | 12 | 1010.9304 | 10.9304
2034 | 7 | 30 | 13 | 1025.1057 | 25.1057
2034 | 7 | 30 | 14 | 1033.2901 | 33.2901
2034 | 7 | 30 | 15 | 1043.0276 | 43.0276
2034 | 7 | 30 | 16 | 1055.2656 | 55.2656
2034 | 7 | 30 | 17 | 1053.7688 | 53.7688
2034 | 7 | 30 | 18 | 1037.0971 | 37.0971
2034 | 7 | 30 | 19 | 1008.0557 | 8.0557
2034 | 7 | 30 | 20 | 977.1109 | 0
2034 | 7 | 30 | 21 | 974.0201 | 0
2034 | 7 | 30 | 22 | 932.325 | 0
2034 | 7 | 30 | 23 | 890.2964 | 0
2034 | 7 | 31 | 0 | 837.5659 | 0
2034 | 7 | 31 | 1 | 802.8909 | 0
2034 | 7 | 31 | 2 | 768.2159 | 0
2034 | 7 | 31 | 3 | 760.1278 | 0
2034 | 7 | 31 | 4 | 754.5341 | 0
2034 | 7 | 31 | 5 | 770.91 | 0
2034 | 7 | 31 | 6 | 809.2015 | 0
2034 | 7 | 31 | 7 | 850.8908 | 0
2034 | 7 | 31 | 8 | 876.2806 | 0
2034 | 7 | 31 | 9 | 925.505 | 0
2034 | 7 | 31 | 10 | 970.0406 | 0
2034 | 7 | 31 | 11 | 1001.2228 | 1.2228
2034 | 7 | 31 | 12 | 1028.2982 | 28.2982
2034 | 7 | 31 | 13 | 1045.3813 | 45.3813
2034 | 7 | 31 | 14 | 1052.0926 | 52.0926
2034 | 7 | 31 | 15 | 1060.6393 | 60.6393
2034 | 7 | 31 | 16 | 1069.4276 | 69.4276
2034 | 7 | 31 | 17 | 1063.6012 | 63.6012
2034 | 7 | 31 | 18 | 1049.0208 | 49.0208
2034 | 7 | 31 | 19 | 1007.3218 | 7.3218
2034 | 7 | 31 | 20 | 986.9345 | 0
2034 | 7 | 31 | 21 | 968.3783 | 0
2034 | 7 | 31 | 22 | 927.0755 | 0
2034 | 7 | 31 | 23 | 889.0103 | 0
2034 | 8 | 1 | 0 | 842.3426 | 0
2034 | 8 | 1 | 1 | 849.1133 | 0
2034 | 8 | 1 | 2 | 855.884 | 0
2034 | 8 | 1 | 3 | 838.951 | 0
2034 | 8 | 1 | 4 | 827.9175 | 0
2034 | 8 | 1 | 5 | 842.8062 | 0
2034 | 8 | 1 | 6 | 878.3164 | 0
2034 | 8 | 1 | 7 | 931.6568 | 0
2034 | 8 | 1 | 8 | 981.9826 | 0
2034 | 8 | 1 | 9 | 1038.833 | 38.833
2034 | 8 | 1 | 10 | 1087.9837 | 87.9837
2034 | 8 | 1 | 11 | 1133.074 | 133.074
2034 | 8 | 1 | 12 | 1169.2455 | 169.2455
2034 | 8 | 1 | 13 | 1192.2256 | 192.2256
2034 | 8 | 1 | 14 | 1204.3482 | 204.3482
2034 | 8 | 1 | 15 | 1215.7662 | 215.7662
2034 | 8 | 1 | 16 | 1219.9924 | 219.9924
2034 | 8 | 1 | 17 | 1215.7213 | 215.7213
2034 | 8 | 1 | 18 | 1200.5895 | 200.5895
2034 | 8 | 1 | 19 | 1163.5934 | 163.5934
2034 | 8 | 1 | 20 | 1125.3418 | 125.3418
2034 | 8 | 1 | 21 | 1095.0578 | 95.0578
2034 | 8 | 1 | 22 | 1036.6356 | 36.6356
2034 | 8 | 1 | 23 | 983.7322 | 0
2034 | 8 | 2 | 0 | 928.3818 | 0
2034 | 8 | 2 | 1 | 887.3164 | 0
2034 | 8 | 2 | 2 | 846.2509 | 0
2034 | 8 | 2 | 3 | 831.7362 | 0
2034 | 8 | 2 | 4 | 822.9324 | 0
2034 | 8 | 2 | 5 | 837.8432 | 0
2034 | 8 | 2 | 6 | 869.852 | 0
2034 | 8 | 2 | 7 | 908.7059 | 0
2034 | 8 | 2 | 8 | 935.1922 | 0
2034 | 8 | 2 | 9 | 978.0137 | 0
2034 | 8 | 2 | 10 | 1008.3751 | 8.3751
2034 | 8 | 2 | 11 | 1039.3307 | 39.3307
2034 | 8 | 2 | 12 | 1077.0769 | 77.0769
2034 | 8 | 2 | 13 | 1088.462 | 88.462
2034 | 8 | 2 | 14 | 1092.1303 | 92.1303
2034 | 8 | 2 | 15 | 1098.9517 | 98.9517
2034 | 8 | 2 | 16 | 1104.7271 | 104.7271
2034 | 8 | 2 | 17 | 1104.7206 | 104.7206
2034 | 8 | 2 | 18 | 1100.1958 | 100.1958
2034 | 8 | 2 | 19 | 1061.8787 | 61.8787
2034 | 8 | 2 | 20 | 1031.3423 | 31.3423
2034 | 8 | 2 | 21 | 1013.4912 | 13.4912
2034 | 8 | 2 | 22 | 967.1953 | 0
2034 | 8 | 2 | 23 | 927.8053 | 0
2034 | 8 | 3 | 0 | 878.5355 | 0
2034 | 8 | 3 | 1 | 839.9503 | 0
2034 | 8 | 3 | 2 | 801.3652 | 0
2034 | 8 | 3 | 3 | 789.9452 | 0
2034 | 8 | 3 | 4 | 785.2768 | 0
2034 | 8 | 3 | 5 | 803.3037 | 0
2034 | 8 | 3 | 6 | 844.6377 | 0
2034 | 8 | 3 | 7 | 893.8447 | 0
2034 | 8 | 3 | 8 | 928.6456 | 0
2034 | 8 | 3 | 9 | 990.5261 | 0
2034 | 8 | 3 | 10 | 1023.8683 | 23.8683
2034 | 8 | 3 | 11 | 1059.5652 | 59.5652
2034 | 8 | 3 | 12 | 1089.1309 | 89.1309
2034 | 8 | 3 | 13 | 1111.1736 | 111.1736
2034 | 8 | 3 | 14 | 1122.1386 | 122.1386
2034 | 8 | 3 | 15 | 1136.4552 | 136.4552
2034 | 8 | 3 | 16 | 1147.2812 | 147.2812
2034 | 8 | 3 | 17 | 1143.8809 | 143.8809
2034 | 8 | 3 | 18 | 1119.8946 | 119.8946
2034 | 8 | 3 | 19 | 1072.6372 | 72.6372
2034 | 8 | 3 | 20 | 1031.5715 | 31.5715
2034 | 8 | 3 | 21 | 1015.1339 | 15.1339
2034 | 8 | 3 | 22 | 960.4118 | 0
2034 | 8 | 3 | 23 | 915.3816 | 0
2034 | 8 | 4 | 0 | 861.3143 | 0
2034 | 8 | 4 | 1 | 843.9699 | 0
2034 | 8 | 4 | 2 | 822.7575 | 0
2034 | 8 | 4 | 3 | 811.9653 | 0
2034 | 8 | 4 | 4 | 806.6045 | 0
2034 | 8 | 4 | 5 | 824.3447 | 0
2034 | 8 | 4 | 6 | 863.6405 | 0
2034 | 8 | 4 | 7 | 912.3743 | 0
2034 | 8 | 4 | 8 | 946.8796 | 0
2034 | 8 | 4 | 9 | 995.2823 | 0
2034 | 8 | 4 | 10 | 1021.1513 | 21.1513
2034 | 8 | 4 | 11 | 1059.2317 | 59.2317
2034 | 8 | 4 | 12 | 1090.8742 | 90.8742
2034 | 8 | 4 | 13 | 1111.753 | 111.753
2034 | 8 | 4 | 14 | 1120.3885 | 120.3885
2034 | 8 | 4 | 15 | 1124.9857 | 124.9857
2034 | 8 | 4 | 16 | 1136.5091 | 136.5091
2034 | 8 | 4 | 17 | 1129.4921 | 129.4921
2034 | 8 | 4 | 18 | 1098.2641 | 98.2641
2034 | 8 | 4 | 19 | 1047.5253 | 47.5253
2034 | 8 | 4 | 20 | 1008.2952 | 8.2952
2034 | 8 | 4 | 21 | 985.2163 | 0
2034 | 8 | 4 | 22 | 941.4738 | 0
2034 | 8 | 4 | 23 | 902.3717 | 0
2034 | 8 | 5 | 0 | 863.7918 | 0
2034 | 8 | 5 | 1 | 811.744 | 0
2034 | 8 | 5 | 2 | 759.6963 | 0
2034 | 8 | 5 | 3 | 746.3688 | 0
2034 | 8 | 5 | 4 | 737.2574 | 0
2034 | 8 | 5 | 5 | 737.1286 | 0
2034 | 8 | 5 | 6 | 744.4655 | 0
2034 | 8 | 5 | 7 | 757.9707 | 0
2034 | 8 | 5 | 8 | 788.942 | 0
2034 | 8 | 5 | 9 | 834.7501 | 0
2034 | 8 | 5 | 10 | 859.358 | 0
2034 | 8 | 5 | 11 | 895.7622 | 0
2034 | 8 | 5 | 12 | 922.2063 | 0
2034 | 8 | 5 | 13 | 936.0513 | 0
2034 | 8 | 5 | 14 | 945.4287 | 0
2034 | 8 | 5 | 15 | 957.4938 | 0
2034 | 8 | 5 | 16 | 968.828 | 0
2034 | 8 | 5 | 17 | 967.6071 | 0
2034 | 8 | 5 | 18 | 949.0813 | 0
2034 | 8 | 5 | 19 | 899.5744 | 0
2034 | 8 | 5 | 20 | 865.5511 | 0
2034 | 8 | 5 | 21 | 857.9551 | 0
2034 | 8 | 5 | 22 | 837.5674 | 0
2034 | 8 | 5 | 23 | 813.4582 | 0
2034 | 8 | 6 | 0 | 785.6036 | 0
2034 | 8 | 6 | 1 | 741.8249 | 0
2034 | 8 | 6 | 2 | 698.0463 | 0
2034 | 8 | 6 | 3 | 687.0322 | 0
2034 | 8 | 6 | 4 | 678.4544 | 0
2034 | 8 | 6 | 5 | 678.1804 | 0
2034 | 8 | 6 | 6 | 681.6265 | 0
2034 | 8 | 6 | 7 | 686.4163 | 0
2034 | 8 | 6 | 8 | 714.4297 | 0
2034 | 8 | 6 | 9 | 742.443 | 0
2034 | 8 | 6 | 10 | 780.3999 | 0
2034 | 8 | 6 | 11 | 812.8198 | 0
2034 | 8 | 6 | 12 | 838.9591 | 0
2034 | 8 | 6 | 13 | 846.6631 | 0
2034 | 8 | 6 | 14 | 851.1554 | 0
2034 | 8 | 6 | 15 | 862.6106 | 0
2034 | 8 | 6 | 16 | 878.7558 | 0
2034 | 8 | 6 | 17 | 887.4338 | 0
2034 | 8 | 6 | 18 | 872.7872 | 0
2034 | 8 | 6 | 19 | 843.4314 | 0
2034 | 8 | 6 | 20 | 826.72 | 0
2034 | 8 | 6 | 21 | 825.6849 | 0
2034 | 8 | 6 | 22 | 804.5497 | 0
2034 | 8 | 6 | 23 | 779.4738 | 0
2034 | 8 | 7 | 0 | 744.1829 | 0
2034 | 8 | 7 | 1 | 770.694 | 0
2034 | 8 | 7 | 2 | 797.205 | 0
2034 | 8 | 7 | 3 | 783.4526 | 0
2034 | 8 | 7 | 4 | 770.913 | 0
2034 | 8 | 7 | 5 | 775.5402 | 0
2034 | 8 | 7 | 6 | 789.5917 | 0
2034 | 8 | 7 | 7 | 807.5487 | 0
2034 | 8 | 7 | 8 | 829.8407 | 0
2034 | 8 | 7 | 9 | 881.2836 | 0
2034 | 8 | 7 | 10 | 932.7265 | 0
2034 | 8 | 7 | 11 | 984.6765 | 0
2034 | 8 | 7 | 12 | 1028.6963 | 28.6963
2034 | 8 | 7 | 13 | 1045.99 | 45.99
2034 | 8 | 7 | 14 | 1051.7822 | 51.7822
2034 | 8 | 7 | 15 | 1057.4204 | 57.4204
2034 | 8 | 7 | 16 | 1072.0259 | 72.0259
2034 | 8 | 7 | 17 | 1082.7653 | 82.7653
2034 | 8 | 7 | 18 | 1068.5953 | 68.5953
2034 | 8 | 7 | 19 | 1041.4454 | 41.4454
2034 | 8 | 7 | 20 | 1024.2105 | 24.2105
2034 | 8 | 7 | 21 | 1018.3455 | 18.3455
2034 | 8 | 7 | 22 | 983.2801 | 0
2034 | 8 | 7 | 23 | 944.3941 | 0
2034 | 8 | 8 | 0 | 890.9511 | 0
2034 | 8 | 8 | 1 | 850.5724 | 0
2034 | 8 | 8 | 2 | 810.1937 | 0
2034 | 8 | 8 | 3 | 798.8246 | 0
2034 | 8 | 8 | 4 | 790.7114 | 0
2034 | 8 | 8 | 5 | 806.4354 | 0
2034 | 8 | 8 | 6 | 840.5717 | 0
2034 | 8 | 8 | 7 | 885.8801 | 0
2034 | 8 | 8 | 8 | 921.5192 | 0
2034 | 8 | 8 | 9 | 963.1596 | 0
2034 | 8 | 8 | 10 | 1003.944 | 3.944
2034 | 8 | 8 | 11 | 1043.5931 | 43.5931
2034 | 8 | 8 | 12 | 1075.471 | 75.471
2034 | 8 | 8 | 13 | 1090.7947 | 90.7947
2034 | 8 | 8 | 14 | 1097.0292 | 97.0292
2034 | 8 | 8 | 15 | 1103.0553 | 103.0553
2034 | 8 | 8 | 16 | 1101.2177 | 101.2177
2034 | 8 | 8 | 17 | 1094.7875 | 94.7875
2034 | 8 | 8 | 18 | 1078.6024 | 78.6024
2034 | 8 | 8 | 19 | 1042.2952 | 42.2952
2034 | 8 | 8 | 20 | 1032.5554 | 32.5554
2034 | 8 | 8 | 21 | 1009.5578 | 9.5578
2034 | 8 | 8 | 22 | 963.3244 | 0
2034 | 8 | 8 | 23 | 916.4547 | 0
2034 | 8 | 9 | 0 | 869.886 | 0
2034 | 8 | 9 | 1 | 857.9553 | 0
2034 | 8 | 9 | 2 | 831.9492 | 0
2034 | 8 | 9 | 3 | 818.7166 | 0
2034 | 8 | 9 | 4 | 810.4111 | 0
2034 | 8 | 9 | 5 | 822.1261 | 0
2034 | 8 | 9 | 6 | 854.6129 | 0
2034 | 8 | 9 | 7 | 896.503 | 0
2034 | 8 | 9 | 8 | 939.9808 | 0
2034 | 8 | 9 | 9 | 994.0166 | 0
2034 | 8 | 9 | 10 | 1037.7798 | 37.7798
2034 | 8 | 9 | 11 | 1075.9093 | 75.9093
2034 | 8 | 9 | 12 | 1115.8122 | 115.8122
2034 | 8 | 9 | 13 | 1134.6326 | 134.6326
2034 | 8 | 9 | 14 | 1147.507 | 147.507
2034 | 8 | 9 | 15 | 1163.5492 | 163.5492
2034 | 8 | 9 | 16 | 1176.1238 | 176.1238
2034 | 8 | 9 | 17 | 1171.7739 | 171.7739
2034 | 8 | 9 | 18 | 1151.5656 | 151.5656
2034 | 8 | 9 | 19 | 1096.8837 | 96.8837
2034 | 8 | 9 | 20 | 1055.888 | 55.888
2034 | 8 | 9 | 21 | 1032.4951 | 32.4951
2034 | 8 | 9 | 22 | 983.6526 | 0
2034 | 8 | 9 | 23 | 938.8503 | 0
2034 | 8 | 10 | 0 | 889.3022 | 0
2034 | 8 | 10 | 1 | 850.4462 | 0
2034 | 8 | 10 | 2 | 824.9995 | 0
2034 | 8 | 10 | 3 | 799.5529 | 0
2034 | 8 | 10 | 4 | 793.2375 | 0
2034 | 8 | 10 | 5 | 805.9164 | 0
2034 | 8 | 10 | 6 | 838.1561 | 0
2034 | 8 | 10 | 7 | 873.8207 | 0
2034 | 8 | 10 | 8 | 893.6011 | 0
2034 | 8 | 10 | 9 | 938.1702 | 0
2034 | 8 | 10 | 10 | 955.4406 | 0
2034 | 8 | 10 | 11 | 978.8721 | 0
2034 | 8 | 10 | 12 | 997.6554 | 0
2034 | 8 | 10 | 13 | 1010.109 | 10.109
2034 | 8 | 10 | 14 | 1013.9126 | 13.9126
2034 | 8 | 10 | 15 | 1020.0603 | 20.0603
2034 | 8 | 10 | 16 | 1021.2917 | 21.2917
2034 | 8 | 10 | 17 | 1012.8771 | 12.8771
2034 | 8 | 10 | 18 | 989.7771 | 0
2034 | 8 | 10 | 19 | 946.744 | 0
2034 | 8 | 10 | 20 | 924.5116 | 0
2034 | 8 | 10 | 21 | 907.3447 | 0
2034 | 8 | 10 | 22 | 863.5037 | 0
2034 | 8 | 10 | 23 | 833.7368 | 0
2034 | 8 | 11 | 0 | 793.4358 | 0
2034 | 8 | 11 | 1 | 772.0799 | 0
2034 | 8 | 11 | 2 | 750.7239 | 0
2034 | 8 | 11 | 3 | 743.0506 | 0
2034 | 8 | 11 | 4 | 742.3667 | 0
2034 | 8 | 11 | 5 | 760.3584 | 0
2034 | 8 | 11 | 6 | 798.6594 | 0
2034 | 8 | 11 | 7 | 840.0243 | 0
2034 | 8 | 11 | 8 | 863.1514 | 0
2034 | 8 | 11 | 9 | 903.5449 | 0
2034 | 8 | 11 | 10 | 922.8308 | 0
2034 | 8 | 11 | 11 | 951.1861 | 0
2034 | 8 | 11 | 12 | 976.1733 | 0
2034 | 8 | 11 | 13 | 992.5406 | 0
2034 | 8 | 11 | 14 | 998.0544 | 0
2034 | 8 | 11 | 15 | 1008.2946 | 8.2946
2034 | 8 | 11 | 16 | 1012.7419 | 12.7419
2034 | 8 | 11 | 17 | 1005.4129 | 5.4129
2034 | 8 | 11 | 18 | 984.1257 | 0
2034 | 8 | 11 | 19 | 935.6214 | 0
2034 | 8 | 11 | 20 | 908.3268 | 0
2034 | 8 | 11 | 21 | 881.6348 | 0
2034 | 8 | 11 | 22 | 853.9684 | 0
2034 | 8 | 11 | 23 | 826.0733 | 0
2034 | 8 | 12 | 0 | 792.0842 | 0
2034 | 8 | 12 | 1 | 750.8514 | 0
2034 | 8 | 12 | 2 | 709.6186 | 0
2034 | 8 | 12 | 3 | 700.9322 | 0
2034 | 8 | 12 | 4 | 695.1333 | 0
2034 | 8 | 12 | 5 | 698.9905 | 0
2034 | 8 | 12 | 6 | 710.4485 | 0
2034 | 8 | 12 | 7 | 723.8737 | 0
2034 | 8 | 12 | 8 | 760.6237 | 0
2034 | 8 | 12 | 9 | 797.3737 | 0
2034 | 8 | 12 | 10 | 822.558 | 0
2034 | 8 | 12 | 11 | 853.4177 | 0
2034 | 8 | 12 | 12 | 878.5344 | 0
2034 | 8 | 12 | 13 | 892.1811 | 0
2034 | 8 | 12 | 14 | 901.771 | 0
2034 | 8 | 12 | 15 | 914.4452 | 0
2034 | 8 | 12 | 16 | 925.5911 | 0
2034 | 8 | 12 | 17 | 926.2815 | 0
2034 | 8 | 12 | 18 | 908.8459 | 0
2034 | 8 | 12 | 19 | 863.9826 | 0
2034 | 8 | 12 | 20 | 838.6196 | 0
2034 | 8 | 12 | 21 | 824.0586 | 0
2034 | 8 | 12 | 22 | 800.606 | 0
2034 | 8 | 12 | 23 | 778.621 | 0
2034 | 8 | 13 | 0 | 753.1437 | 0
2034 | 8 | 13 | 1 | 712.201 | 0
2034 | 8 | 13 | 2 | 693.3376 | 0
2034 | 8 | 13 | 3 | 682.0757 | 0
2034 | 8 | 13 | 4 | 674.0297 | 0
2034 | 8 | 13 | 5 | 675.1593 | 0
2034 | 8 | 13 | 6 | 681.1485 | 0
2034 | 8 | 13 | 7 | 683.5697 | 0
2034 | 8 | 13 | 8 | 707.8866 | 0
2034 | 8 | 13 | 9 | 751.6962 | 0
2034 | 8 | 13 | 10 | 784.6202 | 0
2034 | 8 | 13 | 11 | 819.1055 | 0
2034 | 8 | 13 | 12 | 846.4537 | 0
2034 | 8 | 13 | 13 | 856.4984 | 0
2034 | 8 | 13 | 14 | 863.7906 | 0
2034 | 8 | 13 | 15 | 875.2481 | 0
2034 | 8 | 13 | 16 | 888.4671 | 0
2034 | 8 | 13 | 17 | 895.2316 | 0
2034 | 8 | 13 | 18 | 884.9648 | 0
2034 | 8 | 13 | 19 | 856.9779 | 0
2034 | 8 | 13 | 20 | 851.1955 | 0
2034 | 8 | 13 | 21 | 845.3329 | 0
2034 | 8 | 13 | 22 | 816.7165 | 0
2034 | 8 | 13 | 23 | 791.6914 | 0
2034 | 8 | 14 | 0 | 761.8186 | 0
2034 | 8 | 14 | 1 | 782.2055 | 0
2034 | 8 | 14 | 2 | 761.9513 | 0
2034 | 8 | 14 | 3 | 752.1679 | 0
2034 | 8 | 14 | 4 | 745.5117 | 0
2034 | 8 | 14 | 5 | 759.2041 | 0
2034 | 8 | 14 | 6 | 796.8677 | 0
2034 | 8 | 14 | 7 | 842.4228 | 0
2034 | 8 | 14 | 8 | 886.4337 | 0
2034 | 8 | 14 | 9 | 949.0095 | 0
2034 | 8 | 14 | 10 | 1000.2613 | 0.26127
2034 | 8 | 14 | 11 | 1037.5124 | 37.5124
2034 | 8 | 14 | 12 | 1067.5004 | 67.5004
2034 | 8 | 14 | 13 | 1086.7612 | 86.7612
2034 | 8 | 14 | 14 | 1100.6255 | 100.6255
2034 | 8 | 14 | 15 | 1118.137 | 118.137
2034 | 8 | 14 | 16 | 1136.1514 | 136.1514
2034 | 8 | 14 | 17 | 1136.1342 | 136.1342
2034 | 8 | 14 | 18 | 1111.3687 | 111.3687
2034 | 8 | 14 | 19 | 1059.092 | 59.092
2034 | 8 | 14 | 20 | 1033.8483 | 33.8483
2034 | 8 | 14 | 21 | 1010.4638 | 10.4638
2034 | 8 | 14 | 22 | 963.2618 | 0
2034 | 8 | 14 | 23 | 918.1482 | 0
2034 | 8 | 15 | 0 | 863.352 | 0
2034 | 8 | 15 | 1 | 819.3041 | 0
2034 | 8 | 15 | 2 | 796.9158 | 0
2034 | 8 | 15 | 3 | 786.4326 | 0
2034 | 8 | 15 | 4 | 778.8887 | 0
2034 | 8 | 15 | 5 | 793.9476 | 0
2034 | 8 | 15 | 6 | 828.8408 | 0
2034 | 8 | 15 | 7 | 874.2579 | 0
2034 | 8 | 15 | 8 | 912.5676 | 0
2034 | 8 | 15 | 9 | 959.165 | 0
2034 | 8 | 15 | 10 | 998.2312 | 0
2034 | 8 | 15 | 11 | 1031.8667 | 31.8667
2034 | 8 | 15 | 12 | 1057.9265 | 57.9265
2034 | 8 | 15 | 13 | 1070.0873 | 70.0873
2034 | 8 | 15 | 14 | 1072.192 | 72.192
2034 | 8 | 15 | 15 | 1078.8424 | 78.8424
2034 | 8 | 15 | 16 | 1076.5103 | 76.5103
2034 | 8 | 15 | 17 | 1070.3486 | 70.3486
2034 | 8 | 15 | 18 | 1051.12 | 51.12
2034 | 8 | 15 | 19 | 1011.4272 | 11.4272
2034 | 8 | 15 | 20 | 1004.1398 | 4.1398
2034 | 8 | 15 | 21 | 975.3941 | 0
2034 | 8 | 15 | 22 | 930.2203 | 0
2034 | 8 | 15 | 23 | 886.7195 | 0
2034 | 8 | 16 | 0 | 842.864 | 0
2034 | 8 | 16 | 1 | 852.0867 | 0
2034 | 8 | 16 | 2 | 829.7135 | 0
2034 | 8 | 16 | 3 | 816.8592 | 0
2034 | 8 | 16 | 4 | 809.2 | 0
2034 | 8 | 16 | 5 | 823.5919 | 0
2034 | 8 | 16 | 6 | 857.6246 | 0
2034 | 8 | 16 | 7 | 900.8366 | 0
2034 | 8 | 16 | 8 | 947.951 | 0
2034 | 8 | 16 | 9 | 1007.8495 | 7.8495
2034 | 8 | 16 | 10 | 1058.8579 | 58.8579
2034 | 8 | 16 | 11 | 1102.8805 | 102.8805
2034 | 8 | 16 | 12 | 1146.2822 | 146.2822
2034 | 8 | 16 | 13 | 1170.4358 | 170.4358
2034 | 8 | 16 | 14 | 1191.777 | 191.777
2034 | 8 | 16 | 15 | 1214.1466 | 214.1466
2034 | 8 | 16 | 16 | 1235.8483 | 235.8483
2034 | 8 | 16 | 17 | 1235.5635 | 235.5635
2034 | 8 | 16 | 18 | 1215.9399 | 215.9399
2034 | 8 | 16 | 19 | 1157.1696 | 157.1696
2034 | 8 | 16 | 20 | 1125.0553 | 125.0553
2034 | 8 | 16 | 21 | 1089.3869 | 89.3869
2034 | 8 | 16 | 22 | 1040.811 | 40.811
2034 | 8 | 16 | 23 | 988.7047 | 0
2034 | 8 | 17 | 0 | 931.8685 | 0
2034 | 8 | 17 | 1 | 886.2498 | 0
2034 | 8 | 17 | 2 | 858.2958 | 0
2034 | 8 | 17 | 3 | 842.0045 | 0
2034 | 8 | 17 | 4 | 834.1682 | 0
2034 | 8 | 17 | 5 | 851.2673 | 0
2034 | 8 | 17 | 6 | 892.6826 | 0
2034 | 8 | 17 | 7 | 938.7549 | 0
2034 | 8 | 17 | 8 | 979.2446 | 0
2034 | 8 | 17 | 9 | 1046.8966 | 46.8966
2034 | 8 | 17 | 10 | 1086.4106 | 86.4106
2034 | 8 | 17 | 11 | 1126.4112 | 126.4112
2034 | 8 | 17 | 12 | 1161.0936 | 161.0936
2034 | 8 | 17 | 13 | 1184.4764 | 184.4764
2034 | 8 | 17 | 14 | 1196.359 | 196.359
2034 | 8 | 17 | 15 | 1204.5755 | 204.5755
2034 | 8 | 17 | 16 | 1214.4163 | 214.4163
2034 | 8 | 17 | 17 | 1214.1944 | 214.1944
2034 | 8 | 17 | 18 | 1182.6659 | 182.6659
2034 | 8 | 17 | 19 | 1132.365 | 132.365
2034 | 8 | 17 | 20 | 1114.0079 | 114.0079
2034 | 8 | 17 | 21 | 1081.802 | 81.802
2034 | 8 | 17 | 22 | 1023.1915 | 23.1915
2034 | 8 | 17 | 23 | 975.1428 | 0
2034 | 8 | 18 | 0 | 916.4391 | 0
2034 | 8 | 18 | 1 | 880.0991 | 0
2034 | 8 | 18 | 2 | 854.5626 | 0
2034 | 8 | 18 | 3 | 840.8506 | 0
2034 | 8 | 18 | 4 | 834.6646 | 0
2034 | 8 | 18 | 5 | 851.6621 | 0
2034 | 8 | 18 | 6 | 888.295 | 0
2034 | 8 | 18 | 7 | 926.3877 | 0
2034 | 8 | 18 | 8 | 954.3613 | 0
2034 | 8 | 18 | 9 | 1010.5821 | 10.5821
2034 | 8 | 18 | 10 | 1035.3842 | 35.3842
2034 | 8 | 18 | 11 | 1067.3126 | 67.3126
2034 | 8 | 18 | 12 | 1096.4612 | 96.4612
2034 | 8 | 18 | 13 | 1111.4646 | 111.4646
2034 | 8 | 18 | 14 | 1113.2316 | 113.2316
2034 | 8 | 18 | 15 | 1117.8352 | 117.8352
2034 | 8 | 18 | 16 | 1117.3742 | 117.3742
2034 | 8 | 18 | 17 | 1104.5035 | 104.5035
2034 | 8 | 18 | 18 | 1070.8344 | 70.8344
2034 | 8 | 18 | 19 | 1025.0287 | 25.0287
2034 | 8 | 18 | 20 | 1021.6119 | 21.6119
2034 | 8 | 18 | 21 | 987.4138 | 0
2034 | 8 | 18 | 22 | 951.9133 | 0
2034 | 8 | 18 | 23 | 918.5076 | 0
2034 | 8 | 19 | 0 | 872.1604 | 0
2034 | 8 | 19 | 1 | 824.9259 | 0
2034 | 8 | 19 | 2 | 777.6915 | 0
2034 | 8 | 19 | 3 | 764.3559 | 0
2034 | 8 | 19 | 4 | 756.5406 | 0
2034 | 8 | 19 | 5 | 758.2399 | 0
2034 | 8 | 19 | 6 | 770.3082 | 0
2034 | 8 | 19 | 7 | 781.3467 | 0
2034 | 8 | 19 | 8 | 809.5445 | 0
2034 | 8 | 19 | 9 | 873.7764 | 0
2034 | 8 | 19 | 10 | 911.1459 | 0
2034 | 8 | 19 | 11 | 953.8013 | 0
2034 | 8 | 19 | 12 | 985.5949 | 0
2034 | 8 | 19 | 13 | 999.8026 | 0
2034 | 8 | 19 | 14 | 1005.7611 | 5.7611
2034 | 8 | 19 | 15 | 1013.3365 | 13.3365
2034 | 8 | 19 | 16 | 1018.0622 | 18.0622
2034 | 8 | 19 | 17 | 1012.7535 | 12.7535
2034 | 8 | 19 | 18 | 984.8802 | 0
2034 | 8 | 19 | 19 | 941.4582 | 0
2034 | 8 | 19 | 20 | 928.4778 | 0
2034 | 8 | 19 | 21 | 902.2805 | 0
2034 | 8 | 19 | 22 | 875.4056 | 0
2034 | 8 | 19 | 23 | 847.1924 | 0
2034 | 8 | 20 | 0 | 805.8548 | 0
2034 | 8 | 20 | 1 | 782.4182 | 0
2034 | 8 | 20 | 2 | 756.8601 | 0
2034 | 8 | 20 | 3 | 739.9769 | 0
2034 | 8 | 20 | 4 | 727.7221 | 0
2034 | 8 | 20 | 5 | 727.55 | 0
2034 | 8 | 20 | 6 | 732.3811 | 0
2034 | 8 | 20 | 7 | 734.2511 | 0
2034 | 8 | 20 | 8 | 759.3966 | 0
2034 | 8 | 20 | 9 | 814.723 | 0
2034 | 8 | 20 | 10 | 870.0493 | 0
2034 | 8 | 20 | 11 | 912.0135 | 0
2034 | 8 | 20 | 12 | 946.0028 | 0
2034 | 8 | 20 | 13 | 961.2732 | 0
2034 | 8 | 20 | 14 | 972.3593 | 0
2034 | 8 | 20 | 15 | 986.4488 | 0
2034 | 8 | 20 | 16 | 1000.7446 | 0.74462
2034 | 8 | 20 | 17 | 1004.1452 | 4.1452
2034 | 8 | 20 | 18 | 980.6397 | 0
2034 | 8 | 20 | 19 | 944.9567 | 0
2034 | 8 | 20 | 20 | 940.8318 | 0
2034 | 8 | 20 | 21 | 922.9688 | 0
2034 | 8 | 20 | 22 | 882.9964 | 0
2034 | 8 | 20 | 23 | 849.9202 | 0
2034 | 8 | 21 | 0 | 802.6814 | 0
2034 | 8 | 21 | 1 | 801.7654 | 0
2034 | 8 | 21 | 2 | 781.9556 | 0
2034 | 8 | 21 | 3 | 773.2086 | 0
2034 | 8 | 21 | 4 | 766.6819 | 0
2034 | 8 | 21 | 5 | 783.3518 | 0
2034 | 8 | 21 | 6 | 823.1413 | 0
2034 | 8 | 21 | 7 | 861.2525 | 0
2034 | 8 | 21 | 8 | 893.6405 | 0
2034 | 8 | 21 | 9 | 944.7801 | 0
2034 | 8 | 21 | 10 | 988.9929 | 0
2034 | 8 | 21 | 11 | 1018.7131 | 18.7131
2034 | 8 | 21 | 12 | 1042.2627 | 42.2627
2034 | 8 | 21 | 13 | 1054.234 | 54.234
2034 | 8 | 21 | 14 | 1058.5793 | 58.5793
2034 | 8 | 21 | 15 | 1064.7858 | 64.7858
2034 | 8 | 21 | 16 | 1068.5952 | 68.5952
2034 | 8 | 21 | 17 | 1061.9328 | 61.9328
2034 | 8 | 21 | 18 | 1026.9445 | 26.9445
2034 | 8 | 21 | 19 | 980.7988 | 0
2034 | 8 | 21 | 20 | 969.4662 | 0
2034 | 8 | 21 | 21 | 934.9512 | 0
2034 | 8 | 21 | 22 | 896.4807 | 0
2034 | 8 | 21 | 23 | 859.175 | 0
2034 | 8 | 22 | 0 | 814.3481 | 0
2034 | 8 | 22 | 1 | 801.0029 | 0
2034 | 8 | 22 | 2 | 779.1574 | 0
2034 | 8 | 22 | 3 | 769.3767 | 0
2034 | 8 | 22 | 4 | 763.2347 | 0
2034 | 8 | 22 | 5 | 780.815 | 0
2034 | 8 | 22 | 6 | 818.754 | 0
2034 | 8 | 22 | 7 | 861.8516 | 0
2034 | 8 | 22 | 8 | 901.5602 | 0
2034 | 8 | 22 | 9 | 947.6216 | 0
2034 | 8 | 22 | 10 | 989.4317 | 0
2034 | 8 | 22 | 11 | 1025.4928 | 25.4928
2034 | 8 | 22 | 12 | 1053.3454 | 53.3454
2034 | 8 | 22 | 13 | 1068.7423 | 68.7423
2034 | 8 | 22 | 14 | 1078.2965 | 78.2965
2034 | 8 | 22 | 15 | 1089.8728 | 89.8728
2034 | 8 | 22 | 16 | 1092.9336 | 92.9336
2034 | 8 | 22 | 17 | 1085.6484 | 85.6484
2034 | 8 | 22 | 18 | 1057.5663 | 57.5663
2034 | 8 | 22 | 19 | 1010.8115 | 10.8115
2034 | 8 | 22 | 20 | 999.8881 | 0
2034 | 8 | 22 | 21 | 960.9177 | 0
2034 | 8 | 22 | 22 | 911.1657 | 0
2034 | 8 | 22 | 23 | 865.179 | 0
2034 | 8 | 23 | 0 | 820.9071 | 0
2034 | 8 | 23 | 1 | 789.2489 | 0
2034 | 8 | 23 | 2 | 768.5852 | 0
2034 | 8 | 23 | 3 | 758.1841 | 0
2034 | 8 | 23 | 4 | 752.7965 | 0
2034 | 8 | 23 | 5 | 769.0659 | 0
2034 | 8 | 23 | 6 | 806.653 | 0
2034 | 8 | 23 | 7 | 839.7176 | 0
2034 | 8 | 23 | 8 | 869.1368 | 0
2034 | 8 | 23 | 9 | 903.7853 | 0
2034 | 8 | 23 | 10 | 939.1347 | 0
2034 | 8 | 23 | 11 | 967.065 | 0
2034 | 8 | 23 | 12 | 997.9954 | 0
2034 | 8 | 23 | 13 | 1009.6929 | 9.6929
2034 | 8 | 23 | 14 | 1017.4134 | 17.4134
2034 | 8 | 23 | 15 | 1028.0577 | 28.0577
2034 | 8 | 23 | 16 | 1039.5065 | 39.5065
2034 | 8 | 23 | 17 | 1035.1023 | 35.1023
2034 | 8 | 23 | 18 | 1009.4905 | 9.4905
2034 | 8 | 23 | 19 | 964.7523 | 0
2034 | 8 | 23 | 20 | 963.0532 | 0
2034 | 8 | 23 | 21 | 932.6145 | 0
2034 | 8 | 23 | 22 | 895.3897 | 0
2034 | 8 | 23 | 23 | 854.6426 | 0
2034 | 8 | 24 | 0 | 810.5442 | 0
2034 | 8 | 24 | 1 | 772.0846 | 0
2034 | 8 | 24 | 2 | 749.4144 | 0
2034 | 8 | 24 | 3 | 726.7441 | 0
2034 | 8 | 24 | 4 | 726.0997 | 0
2034 | 8 | 24 | 5 | 744.8022 | 0
2034 | 8 | 24 | 6 | 786.9545 | 0
2034 | 8 | 24 | 7 | 828.4368 | 0
2034 | 8 | 24 | 8 | 857.4096 | 0
2034 | 8 | 24 | 9 | 901.15 | 0
2034 | 8 | 24 | 10 | 927.4101 | 0
2034 | 8 | 24 | 11 | 957.2321 | 0
2034 | 8 | 24 | 12 | 979.6531 | 0
2034 | 8 | 24 | 13 | 998.012 | 0
2034 | 8 | 24 | 14 | 1010.0831 | 10.0831
2034 | 8 | 24 | 15 | 1024.1924 | 24.1924
2034 | 8 | 24 | 16 | 1039.5478 | 39.5478
2034 | 8 | 24 | 17 | 1036.4597 | 36.4597
2034 | 8 | 24 | 18 | 1006.3257 | 6.3257
2034 | 8 | 24 | 19 | 960.3805 | 0
2034 | 8 | 24 | 20 | 951.2158 | 0
2034 | 8 | 24 | 21 | 920.1163 | 0
2034 | 8 | 24 | 22 | 876.9849 | 0
2034 | 8 | 24 | 23 | 837.2813 | 0
2034 | 8 | 25 | 0 | 798.4313 | 0
2034 | 8 | 25 | 1 | 776.8019 | 0
2034 | 8 | 25 | 2 | 759.1927 | 0
2034 | 8 | 25 | 3 | 751.5325 | 0
2034 | 8 | 25 | 4 | 750.2668 | 0
2034 | 8 | 25 | 5 | 770.6301 | 0
2034 | 8 | 25 | 6 | 811.3138 | 0
2034 | 8 | 25 | 7 | 853.4924 | 0
2034 | 8 | 25 | 8 | 884.5145 | 0
2034 | 8 | 25 | 9 | 931.5229 | 0
2034 | 8 | 25 | 10 | 959.5209 | 0
2034 | 8 | 25 | 11 | 996.0353 | 0
2034 | 8 | 25 | 12 | 1026.6134 | 26.6134
2034 | 8 | 25 | 13 | 1047.6578 | 47.6578
2034 | 8 | 25 | 14 | 1060.2227 | 60.2227
2034 | 8 | 25 | 15 | 1066.7871 | 66.7871
2034 | 8 | 25 | 16 | 1076.7812 | 76.7812
2034 | 8 | 25 | 17 | 1063.8952 | 63.8952
2034 | 8 | 25 | 18 | 1030.5865 | 30.5865
2034 | 8 | 25 | 19 | 985.5738 | 0
2034 | 8 | 25 | 20 | 979.3573 | 0
2034 | 8 | 25 | 21 | 945.6375 | 0
2034 | 8 | 25 | 22 | 908.8206 | 0
2034 | 8 | 25 | 23 | 870.9894 | 0
2034 | 8 | 26 | 0 | 829.2302 | 0
2034 | 8 | 26 | 1 | 786.7781 | 0
2034 | 8 | 26 | 2 | 744.3259 | 0
2034 | 8 | 26 | 3 | 730.4229 | 0
2034 | 8 | 26 | 4 | 722.673 | 0
2034 | 8 | 26 | 5 | 726.1859 | 0
2034 | 8 | 26 | 6 | 737.6724 | 0
2034 | 8 | 26 | 7 | 750.7204 | 0
2034 | 8 | 26 | 8 | 772.7922 | 0
2034 | 8 | 26 | 9 | 817.9481 | 0
2034 | 8 | 26 | 10 | 863.1039 | 0
2034 | 8 | 26 | 11 | 904.6208 | 0
2034 | 8 | 26 | 12 | 938.2207 | 0
2034 | 8 | 26 | 13 | 951.9207 | 0
2034 | 8 | 26 | 14 | 960.3561 | 0
2034 | 8 | 26 | 15 | 967.4061 | 0
2034 | 8 | 26 | 16 | 970.9897 | 0
2034 | 8 | 26 | 17 | 964.8368 | 0
2034 | 8 | 26 | 18 | 939.2572 | 0
2034 | 8 | 26 | 19 | 906.4479 | 0
2034 | 8 | 26 | 20 | 906.1345 | 0
2034 | 8 | 26 | 21 | 880.5043 | 0
2034 | 8 | 26 | 22 | 854.1173 | 0
2034 | 8 | 26 | 23 | 825.2428 | 0
2034 | 8 | 27 | 0 | 818.3728 | 0
2034 | 8 | 27 | 1 | 799.6791 | 0
2034 | 8 | 27 | 2 | 786.2486 | 0
2034 | 8 | 27 | 3 | 778.9159 | 0
2034 | 8 | 27 | 4 | 771.717 | 0
2034 | 8 | 27 | 5 | 767.5789 | 0
2034 | 8 | 27 | 6 | 778.6098 | 0
2034 | 8 | 27 | 7 | 786.5189 | 0
2034 | 8 | 27 | 8 | 809.3293 | 0
2034 | 8 | 27 | 9 | 869.3565 | 0
2034 | 8 | 27 | 10 | 914.0469 | 0
2034 | 8 | 27 | 11 | 954.3335 | 0
2034 | 8 | 27 | 12 | 987.5608 | 0
2034 | 8 | 27 | 13 | 1000.8921 | 0.89208
2034 | 8 | 27 | 14 | 1010.2296 | 10.2296
2034 | 8 | 27 | 15 | 1020.432 | 20.432
2034 | 8 | 27 | 16 | 1034.7501 | 34.7501
2034 | 8 | 27 | 17 | 1043.8331 | 43.8331
2034 | 8 | 27 | 18 | 1020.8363 | 20.8363
2034 | 8 | 27 | 19 | 979.806 | 0
2034 | 8 | 27 | 20 | 966.908 | 0
2034 | 8 | 27 | 21 | 936.719 | 0
2034 | 8 | 27 | 22 | 892.9728 | 0
2034 | 8 | 27 | 23 | 853.3558 | 0
2034 | 8 | 28 | 0 | 807.0637 | 0
2034 | 8 | 28 | 1 | 739.7693 | 0
2034 | 8 | 28 | 2 | 722.8942 | 0
2034 | 8 | 28 | 3 | 715.4392 | 0
2034 | 8 | 28 | 4 | 712.1484 | 0
2034 | 8 | 28 | 5 | 731.6373 | 0
2034 | 8 | 28 | 6 | 783.3675 | 0
2034 | 8 | 28 | 7 | 830.252 | 0
2034 | 8 | 28 | 8 | 850.6416 | 0
2034 | 8 | 28 | 9 | 889.4146 | 0
2034 | 8 | 28 | 10 | 922.5758 | 0
2034 | 8 | 28 | 11 | 950.9452 | 0
2034 | 8 | 28 | 12 | 971.4038 | 0
2034 | 8 | 28 | 13 | 983.8482 | 0
2034 | 8 | 28 | 14 | 989.7739 | 0
2034 | 8 | 28 | 15 | 998.2982 | 0
2034 | 8 | 28 | 16 | 1012.1573 | 12.1573
2034 | 8 | 28 | 17 | 1009.9844 | 9.9844
2034 | 8 | 28 | 18 | 982.6691 | 0
2034 | 8 | 28 | 19 | 956.6502 | 0
2034 | 8 | 28 | 20 | 948.0494 | 0
2034 | 8 | 28 | 21 | 907.7047 | 0
2034 | 8 | 28 | 22 | 859.5643 | 0
2034 | 8 | 28 | 23 | 816.9983 | 0
2034 | 8 | 29 | 0 | 774.8609 | 0
2034 | 8 | 29 | 1 | 778.253 | 0
2034 | 8 | 29 | 2 | 781.6451 | 0
2034 | 8 | 29 | 3 | 772.6459 | 0
2034 | 8 | 29 | 4 | 769.1947 | 0
2034 | 8 | 29 | 5 | 787.2953 | 0
2034 | 8 | 29 | 6 | 832.8245 | 0
2034 | 8 | 29 | 7 | 886.1724 | 0
2034 | 8 | 29 | 8 | 928.984 | 0
2034 | 8 | 29 | 9 | 977.7738 | 0
2034 | 8 | 29 | 10 | 1018.0059 | 18.0059
2034 | 8 | 29 | 11 | 1057.3295 | 57.3295
2034 | 8 | 29 | 12 | 1088.4914 | 88.4914
2034 | 8 | 29 | 13 | 1109.8955 | 109.8955
2034 | 8 | 29 | 14 | 1121.5526 | 121.5526
2034 | 8 | 29 | 15 | 1135.6928 | 135.6928
2034 | 8 | 29 | 16 | 1140.6694 | 140.6694
2034 | 8 | 29 | 17 | 1141.1411 | 141.1411
2034 | 8 | 29 | 18 | 1122.0586 | 122.0586
2034 | 8 | 29 | 19 | 1082.9667 | 82.9667
2034 | 8 | 29 | 20 | 1067.916 | 67.916
2034 | 8 | 29 | 21 | 1020.2331 | 20.2331
2034 | 8 | 29 | 22 | 962.8886 | 0
2034 | 8 | 29 | 23 | 910.4275 | 0
2034 | 8 | 30 | 0 | 865.2019 | 0
2034 | 8 | 30 | 1 | 844.9282 | 0
2034 | 8 | 30 | 2 | 824.6546 | 0
2034 | 8 | 30 | 3 | 814.7765 | 0
2034 | 8 | 30 | 4 | 811.707 | 0
2034 | 8 | 30 | 5 | 831.316 | 0
2034 | 8 | 30 | 6 | 877.3466 | 0
2034 | 8 | 30 | 7 | 921.8552 | 0
2034 | 8 | 30 | 8 | 950.6769 | 0
2034 | 8 | 30 | 9 | 990.7749 | 0
2034 | 8 | 30 | 10 | 1023.5635 | 23.5635
2034 | 8 | 30 | 11 | 1055.5253 | 55.5253
2034 | 8 | 30 | 12 | 1088.29 | 88.29
2034 | 8 | 30 | 13 | 1101.7667 | 101.7667
2034 | 8 | 30 | 14 | 1106.1293 | 106.1293
2034 | 8 | 30 | 15 | 1117.5911 | 117.5911
2034 | 8 | 30 | 16 | 1127.3402 | 127.3402
2034 | 8 | 30 | 17 | 1122.9778 | 122.9778
2034 | 8 | 30 | 18 | 1101.7802 | 101.7802
2034 | 8 | 30 | 19 | 1068.7761 | 68.7761
2034 | 8 | 30 | 20 | 1062.4096 | 62.4096
2034 | 8 | 30 | 21 | 1016.7344 | 16.7344
2034 | 8 | 30 | 22 | 965.5651 | 0
2034 | 8 | 30 | 23 | 920.3627 | 0
2034 | 8 | 31 | 0 | 875.3974 | 0
2034 | 8 | 31 | 1 | 825.6657 | 0
2034 | 8 | 31 | 2 | 775.934 | 0
2034 | 8 | 31 | 3 | 764.1691 | 0
2034 | 8 | 31 | 4 | 759.585 | 0
2034 | 8 | 31 | 5 | 779.9581 | 0
2034 | 8 | 31 | 6 | 831.4399 | 0
2034 | 8 | 31 | 7 | 879.3615 | 0
2034 | 8 | 31 | 8 | 898.0373 | 0
2034 | 8 | 31 | 9 | 938.666 | 0
2034 | 8 | 31 | 10 | 956.478 | 0
2034 | 8 | 31 | 11 | 980.5787 | 0
2034 | 8 | 31 | 12 | 999.3705 | 0
2034 | 8 | 31 | 13 | 1010.739 | 10.739
2034 | 8 | 31 | 14 | 1014.4744 | 14.4744
2034 | 8 | 31 | 15 | 1018.916 | 18.916
2034 | 8 | 31 | 16 | 1027.28 | 27.28
2034 | 8 | 31 | 17 | 1021.8457 | 21.8457
2034 | 8 | 31 | 18 | 988.1657 | 0
2034 | 8 | 31 | 19 | 951.5937 | 0
2034 | 8 | 31 | 20 | 941.5576 | 0
2034 | 8 | 31 | 21 | 901.5578 | 0
2034 | 8 | 31 | 22 | 846.8159 | 0
2034 | 8 | 31 | 23 | 804.1179 | 0
2034 | 9 | 1 | 0 | 761.4277 | 0
2034 | 9 | 1 | 1 | 776.278 | 0
2034 | 9 | 1 | 2 | 760.3445 | 0
2034 | 9 | 1 | 3 | 753.205 | 0
2034 | 9 | 1 | 4 | 751.8861 | 0
2034 | 9 | 1 | 5 | 774.3565 | 0
2034 | 9 | 1 | 6 | 821.9803 | 0
2034 | 9 | 1 | 7 | 864.8815 | 0
2034 | 9 | 1 | 8 | 883.55 | 0
2034 | 9 | 1 | 9 | 915.1567 | 0
2034 | 9 | 1 | 10 | 929.0584 | 0
2034 | 9 | 1 | 11 | 953.8805 | 0
2034 | 9 | 1 | 12 | 972.0544 | 0
2034 | 9 | 1 | 13 | 990.477 | 0
2034 | 9 | 1 | 14 | 994.7032 | 0
2034 | 9 | 1 | 15 | 995.9983 | 0
2034 | 9 | 1 | 16 | 992.7934 | 0
2034 | 9 | 1 | 17 | 978.562 | 0
2034 | 9 | 1 | 18 | 949.82 | 0
2034 | 9 | 1 | 19 | 926.9312 | 0
2034 | 9 | 1 | 20 | 931.6407 | 0
2034 | 9 | 1 | 21 | 888.9824 | 0
2034 | 9 | 1 | 22 | 853.5641 | 0
2034 | 9 | 1 | 23 | 819.4499 | 0
2034 | 9 | 2 | 0 | 786.1248 | 0
2034 | 9 | 2 | 1 | 760.7311 | 0
2034 | 9 | 2 | 2 | 735.3374 | 0
2034 | 9 | 2 | 3 | 726.4398 | 0
2034 | 9 | 2 | 4 | 722.3635 | 0
2034 | 9 | 2 | 5 | 731.3311 | 0
2034 | 9 | 2 | 6 | 752.1152 | 0
2034 | 9 | 2 | 7 | 766.3818 | 0
2034 | 9 | 2 | 8 | 777.9524 | 0
2034 | 9 | 2 | 9 | 811.4577 | 0
2034 | 9 | 2 | 10 | 837.8182 | 0
2034 | 9 | 2 | 11 | 868.4461 | 0
2034 | 9 | 2 | 12 | 893.4032 | 0
2034 | 9 | 2 | 13 | 908.3016 | 0
2034 | 9 | 2 | 14 | 911.6397 | 0
2034 | 9 | 2 | 15 | 916.9787 | 0
2034 | 9 | 2 | 16 | 918.3983 | 0
2034 | 9 | 2 | 17 | 912.0261 | 0
2034 | 9 | 2 | 18 | 893.0186 | 0
2034 | 9 | 2 | 19 | 875.4663 | 0
2034 | 9 | 2 | 20 | 877.581 | 0
2034 | 9 | 2 | 21 | 844.0073 | 0
2034 | 9 | 2 | 22 | 816.2944 | 0
2034 | 9 | 2 | 23 | 791.3083 | 0
2034 | 9 | 3 | 0 | 768.1312 | 0
2034 | 9 | 3 | 1 | 720.7374 | 0
2034 | 9 | 3 | 2 | 696.4632 | 0
2034 | 9 | 3 | 3 | 682.7323 | 0
2034 | 9 | 3 | 4 | 673.4555 | 0
2034 | 9 | 3 | 5 | 674.958 | 0
2034 | 9 | 3 | 6 | 688.6687 | 0
2034 | 9 | 3 | 7 | 690.3234 | 0
2034 | 9 | 3 | 8 | 702.8642 | 0
2034 | 9 | 3 | 9 | 748.7102 | 0
2034 | 9 | 3 | 10 | 778.0521 | 0
2034 | 9 | 3 | 11 | 810.2953 | 0
2034 | 9 | 3 | 12 | 834.8119 | 0
2034 | 9 | 3 | 13 | 843.2437 | 0
2034 | 9 | 3 | 14 | 847.5852 | 0
2034 | 9 | 3 | 15 | 855.7381 | 0
2034 | 9 | 3 | 16 | 866.7319 | 0
2034 | 9 | 3 | 17 | 872.5629 | 0
2034 | 9 | 3 | 18 | 853.9916 | 0
2034 | 9 | 3 | 19 | 838.8582 | 0
2034 | 9 | 3 | 20 | 839.5963 | 0
2034 | 9 | 3 | 21 | 811.6006 | 0
2034 | 9 | 3 | 22 | 770.3805 | 0
2034 | 9 | 3 | 23 | 739.4448 | 0
2034 | 9 | 4 | 0 | 703.0933 | 0
2034 | 9 | 4 | 1 | 720.4384 | 0
2034 | 9 | 4 | 2 | 737.7836 | 0
2034 | 9 | 4 | 3 | 721.922 | 0
2034 | 9 | 4 | 4 | 710.9558 | 0
2034 | 9 | 4 | 5 | 715.8493 | 0
2034 | 9 | 4 | 6 | 728.1907 | 0
2034 | 9 | 4 | 7 | 719.5592 | 0
2034 | 9 | 4 | 8 | 729.9993 | 0
2034 | 9 | 4 | 9 | 772.9471 | 0
2034 | 9 | 4 | 10 | 799.9113 | 0
2034 | 9 | 4 | 11 | 832.2825 | 0
2034 | 9 | 4 | 12 | 862.8406 | 0
2034 | 9 | 4 | 13 | 869.3625 | 0
2034 | 9 | 4 | 14 | 875.2767 | 0
2034 | 9 | 4 | 15 | 882.1499 | 0
2034 | 9 | 4 | 16 | 895.856 | 0
2034 | 9 | 4 | 17 | 897.9195 | 0
2034 | 9 | 4 | 18 | 890.0276 | 0
2034 | 9 | 4 | 19 | 874.0663 | 0
2034 | 9 | 4 | 20 | 888.8619 | 0
2034 | 9 | 4 | 21 | 855.1914 | 0
2034 | 9 | 4 | 22 | 808.8388 | 0
2034 | 9 | 4 | 23 | 776.6105 | 0
2034 | 9 | 5 | 0 | 768.2939 | 0
2034 | 9 | 5 | 1 | 733.2602 | 0
2034 | 9 | 5 | 2 | 719.5337 | 0
2034 | 9 | 5 | 3 | 715.256 | 0
2034 | 9 | 5 | 4 | 714.4108 | 0
2034 | 9 | 5 | 5 | 735.2143 | 0
2034 | 9 | 5 | 6 | 784.6289 | 0
2034 | 9 | 5 | 7 | 833.6203 | 0
2034 | 9 | 5 | 8 | 855.7706 | 0
2034 | 9 | 5 | 9 | 882.9788 | 0
2034 | 9 | 5 | 10 | 908.537 | 0
2034 | 9 | 5 | 11 | 932.2062 | 0
2034 | 9 | 5 | 12 | 953.4616 | 0
2034 | 9 | 5 | 13 | 964.8315 | 0
2034 | 9 | 5 | 14 | 965.9393 | 0
2034 | 9 | 5 | 15 | 973.0057 | 0
2034 | 9 | 5 | 16 | 972.0119 | 0
2034 | 9 | 5 | 17 | 975.3865 | 0
2034 | 9 | 5 | 18 | 966.8985 | 0
2034 | 9 | 5 | 19 | 944.2845 | 0
2034 | 9 | 5 | 20 | 939.9281 | 0
2034 | 9 | 5 | 21 | 892.752 | 0
2034 | 9 | 5 | 22 | 849.1803 | 0
2034 | 9 | 5 | 23 | 806.2442 | 0
2034 | 9 | 6 | 0 | 772.4035 | 0
2034 | 9 | 6 | 1 | 736.1074 | 0
2034 | 9 | 6 | 2 | 720.2803 | 0
2034 | 9 | 6 | 3 | 712.0427 | 0
2034 | 9 | 6 | 4 | 710.4658 | 0
2034 | 9 | 6 | 5 | 736.0897 | 0
2034 | 9 | 6 | 6 | 790.9355 | 0
2034 | 9 | 6 | 7 | 835.2524 | 0
2034 | 9 | 6 | 8 | 854.3104 | 0
2034 | 9 | 6 | 9 | 882.0356 | 0
2034 | 9 | 6 | 10 | 908.1451 | 0
2034 | 9 | 6 | 11 | 926.8391 | 0
2034 | 9 | 6 | 12 | 946.9614 | 0
2034 | 9 | 6 | 13 | 951.8622 | 0
2034 | 9 | 6 | 14 | 952.5188 | 0
2034 | 9 | 6 | 15 | 958.6545 | 0
2034 | 9 | 6 | 16 | 970.4185 | 0
2034 | 9 | 6 | 17 | 971.03 | 0
2034 | 9 | 6 | 18 | 958.3702 | 0
2034 | 9 | 6 | 19 | 940.7729 | 0
2034 | 9 | 6 | 20 | 938.6814 | 0
2034 | 9 | 6 | 21 | 893.5428 | 0
2034 | 9 | 6 | 22 | 854.3018 | 0
2034 | 9 | 6 | 23 | 808.7677 | 0
2034 | 9 | 7 | 0 | 766.4565 | 0
2034 | 9 | 7 | 1 | 741.4173 | 0
2034 | 9 | 7 | 2 | 716.3782 | 0
2034 | 9 | 7 | 3 | 709.6565 | 0
2034 | 9 | 7 | 4 | 711.2247 | 0
2034 | 9 | 7 | 5 | 735.0435 | 0
2034 | 9 | 7 | 6 | 789.4632 | 0
2034 | 9 | 7 | 7 | 837.9347 | 0
2034 | 9 | 7 | 8 | 852.6642 | 0
2034 | 9 | 7 | 9 | 883.2952 | 0
2034 | 9 | 7 | 10 | 902.5829 | 0
2034 | 9 | 7 | 11 | 924.0964 | 0
2034 | 9 | 7 | 12 | 941.6093 | 0
2034 | 9 | 7 | 13 | 949.7684 | 0
2034 | 9 | 7 | 14 | 950.1277 | 0
2034 | 9 | 7 | 15 | 954.527 | 0
2034 | 9 | 7 | 16 | 967.1492 | 0
2034 | 9 | 7 | 17 | 965.1126 | 0
2034 | 9 | 7 | 18 | 941.8317 | 0
2034 | 9 | 7 | 19 | 922.7897 | 0
2034 | 9 | 7 | 20 | 921.4762 | 0
2034 | 9 | 7 | 21 | 880.0851 | 0
2034 | 9 | 7 | 22 | 837.8157 | 0
2034 | 9 | 7 | 23 | 798.139 | 0
2034 | 9 | 8 | 0 | 757.6179 | 0
2034 | 9 | 8 | 1 | 746.1304 | 0
2034 | 9 | 8 | 2 | 737.5665 | 0
2034 | 9 | 8 | 3 | 733.4052 | 0
2034 | 9 | 8 | 4 | 735.8745 | 0
2034 | 9 | 8 | 5 | 753.1178 | 0
2034 | 9 | 8 | 6 | 792.0806 | 0
2034 | 9 | 8 | 7 | 828.7107 | 0
2034 | 9 | 8 | 8 | 840.326 | 0
2034 | 9 | 8 | 9 | 871.2558 | 0
2034 | 9 | 8 | 10 | 894.9986 | 0
2034 | 9 | 8 | 11 | 917.2756 | 0
2034 | 9 | 8 | 12 | 942.0335 | 0
2034 | 9 | 8 | 13 | 953.2667 | 0
2034 | 9 | 8 | 14 | 955.8927 | 0
2034 | 9 | 8 | 15 | 960.5736 | 0
2034 | 9 | 8 | 16 | 961.1673 | 0
2034 | 9 | 8 | 17 | 951.481 | 0
2034 | 9 | 8 | 18 | 924.1819 | 0
2034 | 9 | 8 | 19 | 901.4528 | 0
2034 | 9 | 8 | 20 | 892.4084 | 0
2034 | 9 | 8 | 21 | 867.9115 | 0
2034 | 9 | 8 | 22 | 846.0685 | 0
2034 | 9 | 8 | 23 | 821.5007 | 0
2034 | 9 | 9 | 0 | 795.6887 | 0
2034 | 9 | 9 | 1 | 732.7098 | 0
2034 | 9 | 9 | 2 | 697.2808 | 0
2034 | 9 | 9 | 3 | 661.8518 | 0
2034 | 9 | 9 | 4 | 660.904 | 0
2034 | 9 | 9 | 5 | 669.3553 | 0
2034 | 9 | 9 | 6 | 684.759 | 0
2034 | 9 | 9 | 7 | 700.1627 | 0
2034 | 9 | 9 | 8 | 705.6349 | 0
2034 | 9 | 9 | 9 | 729.8668 | 0
2034 | 9 | 9 | 10 | 750.3333 | 0
2034 | 9 | 9 | 11 | 771.5877 | 0
2034 | 9 | 9 | 12 | 790.2433 | 0
2034 | 9 | 9 | 13 | 793.1362 | 0
2034 | 9 | 9 | 14 | 788.157 | 0
2034 | 9 | 9 | 15 | 787.9723 | 0
2034 | 9 | 9 | 16 | 794.6961 | 0
2034 | 9 | 9 | 17 | 792.438 | 0
2034 | 9 | 9 | 18 | 774.2779 | 0
2034 | 9 | 9 | 19 | 761.6983 | 0
2034 | 9 | 9 | 20 | 764.5453 | 0
2034 | 9 | 9 | 21 | 735.5829 | 0
2034 | 9 | 9 | 22 | 719.8652 | 0
2034 | 9 | 9 | 23 | 701.0777 | 0
2034 | 9 | 10 | 0 | 686.7269 | 0
2034 | 9 | 10 | 1 | 666.788 | 0
2034 | 9 | 10 | 2 | 654.3032 | 0
2034 | 9 | 10 | 3 | 647.199 | 0
2034 | 9 | 10 | 4 | 644.3038 | 0
2034 | 9 | 10 | 5 | 650.2265 | 0
2034 | 9 | 10 | 6 | 669.7006 | 0
2034 | 9 | 10 | 7 | 671.6461 | 0
2034 | 9 | 10 | 8 | 673.5916 | 0
2034 | 9 | 10 | 9 | 698.0958 | 0
2034 | 9 | 10 | 10 | 721.5961 | 0
2034 | 9 | 10 | 11 | 739.1198 | 0
2034 | 9 | 10 | 12 | 753.5834 | 0
2034 | 9 | 10 | 13 | 750.2081 | 0
2034 | 9 | 10 | 14 | 742.0791 | 0
2034 | 9 | 10 | 15 | 738.7284 | 0
2034 | 9 | 10 | 16 | 743.9309 | 0
2034 | 9 | 10 | 17 | 747.0077 | 0
2034 | 9 | 10 | 18 | 740.0929 | 0
2034 | 9 | 10 | 19 | 747.122 | 0
2034 | 9 | 10 | 20 | 760.0726 | 0
2034 | 9 | 10 | 21 | 734.1603 | 0
2034 | 9 | 10 | 22 | 708.7702 | 0
2034 | 9 | 10 | 23 | 686.3614 | 0
2034 | 9 | 11 | 0 | 667.6389 | 0
2034 | 9 | 11 | 1 | 719.1085 | 0
2034 | 9 | 11 | 2 | 708.5463 | 0
2034 | 9 | 11 | 3 | 704.7316 | 0
2034 | 9 | 11 | 4 | 704.2894 | 0
2034 | 9 | 11 | 5 | 723.3305 | 0
2034 | 9 | 11 | 6 | 771.5222 | 0
2034 | 9 | 11 | 7 | 811.612 | 0
2034 | 9 | 11 | 8 | 824.9509 | 0
2034 | 9 | 11 | 9 | 850.3662 | 0
2034 | 9 | 11 | 10 | 880.5489 | 0
2034 | 9 | 11 | 11 | 901.247 | 0
2034 | 9 | 11 | 12 | 915.5832 | 0
2034 | 9 | 11 | 13 | 923.287 | 0
2034 | 9 | 11 | 14 | 923.0011 | 0
2034 | 9 | 11 | 15 | 930.6644 | 0
2034 | 9 | 11 | 16 | 949.2231 | 0
2034 | 9 | 11 | 17 | 943.9685 | 0
2034 | 9 | 11 | 18 | 921.9349 | 0
2034 | 9 | 11 | 19 | 912.0184 | 0
2034 | 9 | 11 | 20 | 905.0802 | 0
2034 | 9 | 11 | 21 | 861.8362 | 0
2034 | 9 | 11 | 22 | 829.2534 | 0
2034 | 9 | 11 | 23 | 794.9101 | 0
2034 | 9 | 12 | 0 | 764.2779 | 0
2034 | 9 | 12 | 1 | 763.3408 | 0
2034 | 9 | 12 | 2 | 749.8448 | 0
2034 | 9 | 12 | 3 | 743.0176 | 0
2034 | 9 | 12 | 4 | 742.7662 | 0
2034 | 9 | 12 | 5 | 763.2633 | 0
2034 | 9 | 12 | 6 | 816.0869 | 0
2034 | 9 | 12 | 7 | 868.7131 | 0
2034 | 9 | 12 | 8 | 905.61 | 0
2034 | 9 | 12 | 9 | 953.3216 | 0
2034 | 9 | 12 | 10 | 1001.0331 | 1.0331
2034 | 9 | 12 | 11 | 1037.9353 | 37.9353
2034 | 9 | 12 | 12 | 1064.5348 | 64.5348
2034 | 9 | 12 | 13 | 1081.0444 | 81.0444
2034 | 9 | 12 | 14 | 1089.6831 | 89.6831
2034 | 9 | 12 | 15 | 1103.6509 | 103.6509
2034 | 9 | 12 | 16 | 1114.2036 | 114.2036
2034 | 9 | 12 | 17 | 1108.9193 | 108.9193
2034 | 9 | 12 | 18 | 1086.5984 | 86.5984
2034 | 9 | 12 | 19 | 1062.6851 | 62.6851
2034 | 9 | 12 | 20 | 1047.7192 | 47.7192
2034 | 9 | 12 | 21 | 996.1679 | 0
2034 | 9 | 12 | 22 | 953.859 | 0
2034 | 9 | 12 | 23 | 904.6579 | 0
2034 | 9 | 13 | 0 | 862.7176 | 0
2034 | 9 | 13 | 1 | 861.0997 | 0
2034 | 9 | 13 | 2 | 841.774 | 0
2034 | 9 | 13 | 3 | 828.5443 | 0
2034 | 9 | 13 | 4 | 822.5733 | 0
2034 | 9 | 13 | 5 | 839.736 | 0
2034 | 9 | 13 | 6 | 886.385 | 0
2034 | 9 | 13 | 7 | 930.8818 | 0
2034 | 9 | 13 | 8 | 965.4869 | 0
2034 | 9 | 13 | 9 | 1011.3131 | 11.3131
2034 | 9 | 13 | 10 | 1060.3548 | 60.3548
2034 | 9 | 13 | 11 | 1096.0756 | 96.0756
2034 | 9 | 13 | 12 | 1134.023 | 134.023
2034 | 9 | 13 | 13 | 1149.7216 | 149.7216
2034 | 9 | 13 | 14 | 1156.9218 | 156.9218
2034 | 9 | 13 | 15 | 1169.483 | 169.483
2034 | 9 | 13 | 16 | 1181.3043 | 181.3043
2034 | 9 | 13 | 17 | 1172.0343 | 172.0343
2034 | 9 | 13 | 18 | 1149.6188 | 149.6188
2034 | 9 | 13 | 19 | 1124.1454 | 124.1454
2034 | 9 | 13 | 20 | 1101.3566 | 101.3566
2034 | 9 | 13 | 21 | 1046.3975 | 46.3975
2034 | 9 | 13 | 22 | 1006.2366 | 6.2366
2034 | 9 | 13 | 23 | 956.7379 | 0
2034 | 9 | 14 | 0 | 907.476 | 0
2034 | 9 | 14 | 1 | 869.264 | 0
2034 | 9 | 14 | 2 | 844.2332 | 0
2034 | 9 | 14 | 3 | 819.2025 | 0
2034 | 9 | 14 | 4 | 815.001 | 0
2034 | 9 | 14 | 5 | 823.9481 | 0
2034 | 9 | 14 | 6 | 855.2779 | 0
2034 | 9 | 14 | 7 | 883.3861 | 0
2034 | 9 | 14 | 8 | 884.5049 | 0
2034 | 9 | 14 | 9 | 901.352 | 0
2034 | 9 | 14 | 10 | 917.6414 | 0
2034 | 9 | 14 | 11 | 928.5984 | 0
2034 | 9 | 14 | 12 | 936.8937 | 0
2034 | 9 | 14 | 13 | 934.6916 | 0
2034 | 9 | 14 | 14 | 924.8188 | 0
2034 | 9 | 14 | 15 | 921.9988 | 0
2034 | 9 | 14 | 16 | 921.235 | 0
2034 | 9 | 14 | 17 | 912.1431 | 0
2034 | 9 | 14 | 18 | 893.3164 | 0
2034 | 9 | 14 | 19 | 885.0228 | 0
2034 | 9 | 14 | 20 | 878.7256 | 0
2034 | 9 | 14 | 21 | 844.6223 | 0
2034 | 9 | 14 | 22 | 823.8877 | 0
2034 | 9 | 14 | 23 | 803.7726 | 0
2034 | 9 | 15 | 0 | 779.5684 | 0
2034 | 9 | 15 | 1 | 728.5544 | 0
2034 | 9 | 15 | 2 | 714.0567 | 0
2034 | 9 | 15 | 3 | 706.2659 | 0
2034 | 9 | 15 | 4 | 708.6976 | 0
2034 | 9 | 15 | 5 | 731.1733 | 0
2034 | 9 | 15 | 6 | 777.8211 | 0
2034 | 9 | 15 | 7 | 824.469 | 0
2034 | 9 | 15 | 8 | 859.2237 | 0
2034 | 9 | 15 | 9 | 884.9512 | 0
2034 | 9 | 15 | 10 | 893.5016 | 0
2034 | 9 | 15 | 11 | 903.2162 | 0
2034 | 9 | 15 | 12 | 915.5088 | 0
2034 | 9 | 15 | 13 | 918.4181 | 0
2034 | 9 | 15 | 14 | 911.555 | 0
2034 | 9 | 15 | 15 | 909.6992 | 0
2034 | 9 | 15 | 16 | 914.1544 | 0
2034 | 9 | 15 | 17 | 905.8313 | 0
2034 | 9 | 15 | 18 | 881.0125 | 0
2034 | 9 | 15 | 19 | 876.0949 | 0
2034 | 9 | 15 | 20 | 878.2534 | 0
2034 | 9 | 15 | 21 | 840.4233 | 0
2034 | 9 | 15 | 22 | 805.7222 | 0
2034 | 9 | 15 | 23 | 764.8647 | 0
2034 | 9 | 16 | 0 | 726.8094 | 0
2034 | 9 | 16 | 1 | 690.2188 | 0
2034 | 9 | 16 | 2 | 685.9236 | 0
2034 | 9 | 16 | 3 | 675.0237 | 0
2034 | 9 | 16 | 4 | 672.1861 | 0
2034 | 9 | 16 | 5 | 683.9343 | 0
2034 | 9 | 16 | 6 | 712.1723 | 0
2034 | 9 | 16 | 7 | 729.5331 | 0
2034 | 9 | 16 | 8 | 737.8078 | 0
2034 | 9 | 16 | 9 | 771.1521 | 0
2034 | 9 | 16 | 10 | 802.1753 | 0
2034 | 9 | 16 | 11 | 824.3634 | 0
2034 | 9 | 16 | 12 | 839.9026 | 0
2034 | 9 | 16 | 13 | 839.3713 | 0
2034 | 9 | 16 | 14 | 831.6881 | 0
2034 | 9 | 16 | 15 | 831.8567 | 0
2034 | 9 | 16 | 16 | 835.6372 | 0
2034 | 9 | 16 | 17 | 839.8131 | 0
2034 | 9 | 16 | 18 | 824.8864 | 0
2034 | 9 | 16 | 19 | 826.1568 | 0
2034 | 9 | 16 | 20 | 825.2501 | 0
2034 | 9 | 16 | 21 | 785.1592 | 0
2034 | 9 | 16 | 22 | 761.326 | 0
2034 | 9 | 16 | 23 | 731.8242 | 0
2034 | 9 | 17 | 0 | 700.8934 | 0
2034 | 9 | 17 | 1 | 687.994 | 0
2034 | 9 | 17 | 2 | 675.0946 | 0
2034 | 9 | 17 | 3 | 665.0996 | 0
2034 | 9 | 17 | 4 | 659.9742 | 0
2034 | 9 | 17 | 5 | 662.3993 | 0
2034 | 9 | 17 | 6 | 675.6725 | 0
2034 | 9 | 17 | 7 | 679.7736 | 0
2034 | 9 | 17 | 8 | 681.6231 | 0
2034 | 9 | 17 | 9 | 709.6769 | 0
2034 | 9 | 17 | 10 | 736.1317 | 0
2034 | 9 | 17 | 11 | 763.4203 | 0
2034 | 9 | 17 | 12 | 780.3264 | 0
2034 | 9 | 17 | 13 | 780.8235 | 0
2034 | 9 | 17 | 14 | 777.8833 | 0
2034 | 9 | 17 | 15 | 777.3053 | 0
2034 | 9 | 17 | 16 | 785.62 | 0
2034 | 9 | 17 | 17 | 790.616 | 0
2034 | 9 | 17 | 18 | 787.3 | 0
2034 | 9 | 17 | 19 | 798.3681 | 0
2034 | 9 | 17 | 20 | 800.345 | 0
2034 | 9 | 17 | 21 | 770.0417 | 0
2034 | 9 | 17 | 22 | 751.9443 | 0
2034 | 9 | 17 | 23 | 733.8172 | 0
2034 | 9 | 18 | 0 | 707.7897 | 0
2034 | 9 | 18 | 1 | 708.6848 | 0
2034 | 9 | 18 | 2 | 693.6668 | 0
2034 | 9 | 18 | 3 | 686.4437 | 0
2034 | 9 | 18 | 4 | 684.7567 | 0
2034 | 9 | 18 | 5 | 702.3714 | 0
2034 | 9 | 18 | 6 | 747.3095 | 0
2034 | 9 | 18 | 7 | 791.447 | 0
2034 | 9 | 18 | 8 | 811.6462 | 0
2034 | 9 | 18 | 9 | 841.8817 | 0
2034 | 9 | 18 | 10 | 863.4725 | 0
2034 | 9 | 18 | 11 | 875.9786 | 0
2034 | 9 | 18 | 12 | 884.0644 | 0
2034 | 9 | 18 | 13 | 883.5735 | 0
2034 | 9 | 18 | 14 | 879.6312 | 0
2034 | 9 | 18 | 15 | 887.7881 | 0
2034 | 9 | 18 | 16 | 899.2782 | 0
2034 | 9 | 18 | 17 | 898.2212 | 0
2034 | 9 | 18 | 18 | 884.9701 | 0
2034 | 9 | 18 | 19 | 883.3367 | 0
2034 | 9 | 18 | 20 | 884.5706 | 0
2034 | 9 | 18 | 21 | 845.3348 | 0
2034 | 9 | 18 | 22 | 816.4309 | 0
2034 | 9 | 18 | 23 | 779.3156 | 0
2034 | 9 | 19 | 0 | 744.5099 | 0
2034 | 9 | 19 | 1 | 741.115 | 0
2034 | 9 | 19 | 2 | 724.5107 | 0
2034 | 9 | 19 | 3 | 716.3951 | 0
2034 | 9 | 19 | 4 | 714.3697 | 0
2034 | 9 | 19 | 5 | 732.8862 | 0
2034 | 9 | 19 | 6 | 776.733 | 0
2034 | 9 | 19 | 7 | 824.8539 | 0
2034 | 9 | 19 | 8 | 851.0175 | 0
2034 | 9 | 19 | 9 | 874.1324 | 0
2034 | 9 | 19 | 10 | 897.4242 | 0
2034 | 9 | 19 | 11 | 913.9565 | 0
2034 | 9 | 19 | 12 | 926.2439 | 0
2034 | 9 | 19 | 13 | 926.9985 | 0
2034 | 9 | 19 | 14 | 922.9178 | 0
2034 | 9 | 19 | 15 | 929.3844 | 0
2034 | 9 | 19 | 16 | 933.0363 | 0
2034 | 9 | 19 | 17 | 934.0024 | 0
2034 | 9 | 19 | 18 | 925.6135 | 0
2034 | 9 | 19 | 19 | 927.3665 | 0
2034 | 9 | 19 | 20 | 919.2458 | 0
2034 | 9 | 19 | 21 | 871.3798 | 0
2034 | 9 | 19 | 22 | 840.0451 | 0
2034 | 9 | 19 | 23 | 801.6059 | 0
2034 | 9 | 20 | 0 | 766.2773 | 0
2034 | 9 | 20 | 1 | 755.8689 | 0
2034 | 9 | 20 | 2 | 740.6868 | 0
2034 | 9 | 20 | 3 | 732.8542 | 0
2034 | 9 | 20 | 4 | 731.6304 | 0
2034 | 9 | 20 | 5 | 751.6323 | 0
2034 | 9 | 20 | 6 | 796.9173 | 0
2034 | 9 | 20 | 7 | 839.0855 | 0
2034 | 9 | 20 | 8 | 854.93 | 0
2034 | 9 | 20 | 9 | 876.8011 | 0
2034 | 9 | 20 | 10 | 894.2185 | 0
2034 | 9 | 20 | 11 | 899.325 | 0
2034 | 9 | 20 | 12 | 907.5549 | 0
2034 | 9 | 20 | 13 | 905.3353 | 0
2034 | 9 | 20 | 14 | 898.7043 | 0
2034 | 9 | 20 | 15 | 904.2621 | 0
2034 | 9 | 20 | 16 | 914.4067 | 0
2034 | 9 | 20 | 17 | 914.9023 | 0
2034 | 9 | 20 | 18 | 905.7661 | 0
2034 | 9 | 20 | 19 | 907.3981 | 0
2034 | 9 | 20 | 20 | 902.1107 | 0
2034 | 9 | 20 | 21 | 854.7164 | 0
2034 | 9 | 20 | 22 | 824.348 | 0
2034 | 9 | 20 | 23 | 786.4066 | 0
2034 | 9 | 21 | 0 | 753.1956 | 0
2034 | 9 | 21 | 1 | 734.2662 | 0
2034 | 9 | 21 | 2 | 718.5728 | 0
2034 | 9 | 21 | 3 | 709.7941 | 0
2034 | 9 | 21 | 4 | 710.1886 | 0
2034 | 9 | 21 | 5 | 730.9576 | 0
2034 | 9 | 21 | 6 | 780.1133 | 0
2034 | 9 | 21 | 7 | 829.269 | 0
2034 | 9 | 21 | 8 | 845.1967 | 0
2034 | 9 | 21 | 9 | 864.2163 | 0
2034 | 9 | 21 | 10 | 878.2645 | 0
2034 | 9 | 21 | 11 | 888.5302 | 0
2034 | 9 | 21 | 12 | 898.0703 | 0
2034 | 9 | 21 | 13 | 900.1062 | 0
2034 | 9 | 21 | 14 | 894.7662 | 0
2034 | 9 | 21 | 15 | 900.4856 | 0
2034 | 9 | 21 | 16 | 906.4191 | 0
2034 | 9 | 21 | 17 | 903.2848 | 0
2034 | 9 | 21 | 18 | 886.8172 | 0
2034 | 9 | 21 | 19 | 893.6854 | 0
2034 | 9 | 21 | 20 | 891.1424 | 0
2034 | 9 | 21 | 21 | 847.27 | 0
2034 | 9 | 21 | 22 | 811.2611 | 0
2034 | 9 | 21 | 23 | 774.5268 | 0
2034 | 9 | 22 | 0 | 743.1156 | 0
2034 | 9 | 22 | 1 | 756.2682 | 0
2034 | 9 | 22 | 2 | 742.55 | 0
2034 | 9 | 22 | 3 | 734.8632 | 0
2034 | 9 | 22 | 4 | 734.3556 | 0
2034 | 9 | 22 | 5 | 750.7519 | 0
2034 | 9 | 22 | 6 | 788.0056 | 0
2034 | 9 | 22 | 7 | 827.9787 | 0
2034 | 9 | 22 | 8 | 843.3869 | 0
2034 | 9 | 22 | 9 | 861.2151 | 0
2034 | 9 | 22 | 10 | 877.893 | 0
2034 | 9 | 22 | 11 | 895.4 | 0
2034 | 9 | 22 | 12 | 915.1765 | 0
2034 | 9 | 22 | 13 | 923.5103 | 0
2034 | 9 | 22 | 14 | 924.987 | 0
2034 | 9 | 22 | 15 | 932.735 | 0
2034 | 9 | 22 | 16 | 931.7564 | 0
2034 | 9 | 22 | 17 | 918.6781 | 0
2034 | 9 | 22 | 18 | 895.5222 | 0
2034 | 9 | 22 | 19 | 894.1761 | 0
2034 | 9 | 22 | 20 | 881.9812 | 0
2034 | 9 | 22 | 21 | 838.9905 | 0
2034 | 9 | 22 | 22 | 817.6732 | 0
2034 | 9 | 22 | 23 | 791.6693 | 0
2034 | 9 | 23 | 0 | 768.3153 | 0
2034 | 9 | 23 | 1 | 725.1633 | 0
2034 | 9 | 23 | 2 | 682.0114 | 0
2034 | 9 | 23 | 3 | 670.4258 | 0
2034 | 9 | 23 | 4 | 667.6759 | 0
2034 | 9 | 23 | 5 | 672.5523 | 0
2034 | 9 | 23 | 6 | 688.7891 | 0
2034 | 9 | 23 | 7 | 702.9617 | 0
2034 | 9 | 23 | 8 | 715.8203 | 0
2034 | 9 | 23 | 9 | 742.2768 | 0
2034 | 9 | 23 | 10 | 762.3068 | 0
2034 | 9 | 23 | 11 | 782.7702 | 0
2034 | 9 | 23 | 12 | 795.4197 | 0
2034 | 9 | 23 | 13 | 793.2826 | 0
2034 | 9 | 23 | 14 | 785.4544 | 0
2034 | 9 | 23 | 15 | 782.614 | 0
2034 | 9 | 23 | 16 | 783.971 | 0
2034 | 9 | 23 | 17 | 783.9915 | 0
2034 | 9 | 23 | 18 | 772.938 | 0
2034 | 9 | 23 | 19 | 782.0018 | 0
2034 | 9 | 23 | 20 | 781.1678 | 0
2034 | 9 | 23 | 21 | 757.0262 | 0
2034 | 9 | 23 | 22 | 739.3191 | 0
2034 | 9 | 23 | 23 | 718.4646 | 0
2034 | 9 | 24 | 0 | 696.2699 | 0
2034 | 9 | 24 | 1 | 695.9405 | 0
2034 | 9 | 24 | 2 | 681.0024 | 0
2034 | 9 | 24 | 3 | 670.8764 | 0
2034 | 9 | 24 | 4 | 665.1881 | 0
2034 | 9 | 24 | 5 | 666.4511 | 0
2034 | 9 | 24 | 6 | 674.8872 | 0
2034 | 9 | 24 | 7 | 678.3986 | 0
2034 | 9 | 24 | 8 | 682.2447 | 0
2034 | 9 | 24 | 9 | 703.5694 | 0
2034 | 9 | 24 | 10 | 721.6261 | 0
2034 | 9 | 24 | 11 | 741.9224 | 0
2034 | 9 | 24 | 12 | 754.4937 | 0
2034 | 9 | 24 | 13 | 753.6013 | 0
2034 | 9 | 24 | 14 | 751.1762 | 0
2034 | 9 | 24 | 15 | 759.0544 | 0
2034 | 9 | 24 | 16 | 765.5875 | 0
2034 | 9 | 24 | 17 | 771.517 | 0
2034 | 9 | 24 | 18 | 772.5884 | 0
2034 | 9 | 24 | 19 | 794.2555 | 0
2034 | 9 | 24 | 20 | 794.7575 | 0
2034 | 9 | 24 | 21 | 765.1197 | 0
2034 | 9 | 24 | 22 | 748.9526 | 0
2034 | 9 | 24 | 23 | 733.1624 | 0
2034 | 9 | 25 | 0 | 713.0993 | 0
2034 | 9 | 25 | 1 | 742.6152 | 0
2034 | 9 | 25 | 2 | 729.2666 | 0
2034 | 9 | 25 | 3 | 720.25 | 0
2034 | 9 | 25 | 4 | 715.6046 | 0
2034 | 9 | 25 | 5 | 728.6467 | 0
2034 | 9 | 25 | 6 | 766.2737 | 0
2034 | 9 | 25 | 7 | 806.6823 | 0
2034 | 9 | 25 | 8 | 824.6395 | 0
2034 | 9 | 25 | 9 | 871.5815 | 0
2034 | 9 | 25 | 10 | 897.9305 | 0
2034 | 9 | 25 | 11 | 913.7675 | 0
2034 | 9 | 25 | 12 | 926.0478 | 0
2034 | 9 | 25 | 13 | 928.8727 | 0
2034 | 9 | 25 | 14 | 926.6325 | 0
2034 | 9 | 25 | 15 | 930.0847 | 0
2034 | 9 | 25 | 16 | 937.4665 | 0
2034 | 9 | 25 | 17 | 935.5573 | 0
2034 | 9 | 25 | 18 | 924.5874 | 0
2034 | 9 | 25 | 19 | 936.885 | 0
2034 | 9 | 25 | 20 | 925.5122 | 0
2034 | 9 | 25 | 21 | 882.9877 | 0
2034 | 9 | 25 | 22 | 855.4008 | 0
2034 | 9 | 25 | 23 | 822.0124 | 0
2034 | 9 | 26 | 0 | 788.352 | 0
2034 | 9 | 26 | 1 | 745.8149 | 0
2034 | 9 | 26 | 2 | 732.1644 | 0
2034 | 9 | 26 | 3 | 724.1518 | 0
2034 | 9 | 26 | 4 | 720.4354 | 0
2034 | 9 | 26 | 5 | 738.6913 | 0
2034 | 9 | 26 | 6 | 783.7824 | 0
2034 | 9 | 26 | 7 | 835.3366 | 0
2034 | 9 | 26 | 8 | 851.414 | 0
2034 | 9 | 26 | 9 | 889.1207 | 0
2034 | 9 | 26 | 10 | 909.0059 | 0
2034 | 9 | 26 | 11 | 921.5763 | 0
2034 | 9 | 26 | 12 | 924.7512 | 0
2034 | 9 | 26 | 13 | 922.1619 | 0
2034 | 9 | 26 | 14 | 916.3269 | 0
2034 | 9 | 26 | 15 | 915.7589 | 0
2034 | 9 | 26 | 16 | 913.0812 | 0
2034 | 9 | 26 | 17 | 909.6369 | 0
2034 | 9 | 26 | 18 | 904.7329 | 0
2034 | 9 | 26 | 19 | 916.3328 | 0
2034 | 9 | 26 | 20 | 900.1828 | 0
2034 | 9 | 26 | 21 | 857.4392 | 0
2034 | 9 | 26 | 22 | 828.2335 | 0
2034 | 9 | 26 | 23 | 793.0366 | 0
2034 | 9 | 27 | 0 | 765.2121 | 0
2034 | 9 | 27 | 1 | 768.8971 | 0
2034 | 9 | 27 | 2 | 753.4989 | 0
2034 | 9 | 27 | 3 | 744.6677 | 0
2034 | 9 | 27 | 4 | 743.6306 | 0
2034 | 9 | 27 | 5 | 761.0971 | 0
2034 | 9 | 27 | 6 | 800.8694 | 0
2034 | 9 | 27 | 7 | 839.8835 | 0
2034 | 9 | 27 | 8 | 852.4328 | 0
2034 | 9 | 27 | 9 | 889.7521 | 0
2034 | 9 | 27 | 10 | 914.0578 | 0
2034 | 9 | 27 | 11 | 930.6098 | 0
2034 | 9 | 27 | 12 | 943.3873 | 0
2034 | 9 | 27 | 13 | 946.1813 | 0
2034 | 9 | 27 | 14 | 946.5964 | 0
2034 | 9 | 27 | 15 | 952.7892 | 0
2034 | 9 | 27 | 16 | 958.1027 | 0
2034 | 9 | 27 | 17 | 951.8349 | 0
2034 | 9 | 27 | 18 | 945.6235 | 0
2034 | 9 | 27 | 19 | 948.0742 | 0
2034 | 9 | 27 | 20 | 924.3453 | 0
2034 | 9 | 27 | 21 | 888.9523 | 0
2034 | 9 | 27 | 22 | 864.0666 | 0
2034 | 9 | 27 | 23 | 833.1515 | 0
2034 | 9 | 28 | 0 | 805.9327 | 0
2034 | 9 | 28 | 1 | 768.5976 | 0
2034 | 9 | 28 | 2 | 731.2626 | 0
2034 | 9 | 28 | 3 | 724.2362 | 0
2034 | 9 | 28 | 4 | 724.9534 | 0
2034 | 9 | 28 | 5 | 746.3855 | 0
2034 | 9 | 28 | 6 | 791.1196 | 0
2034 | 9 | 28 | 7 | 836.5928 | 0
2034 | 9 | 28 | 8 | 834.8086 | 0
2034 | 9 | 28 | 9 | 841.5022 | 0
2034 | 9 | 28 | 10 | 848.8263 | 0
2034 | 9 | 28 | 11 | 858.5711 | 0
2034 | 9 | 28 | 12 | 865.3778 | 0
2034 | 9 | 28 | 13 | 864.2157 | 0
2034 | 9 | 28 | 14 | 854.1063 | 0
2034 | 9 | 28 | 15 | 852.5625 | 0
2034 | 9 | 28 | 16 | 852.607 | 0
2034 | 9 | 28 | 17 | 846.9634 | 0
2034 | 9 | 28 | 18 | 842.2699 | 0
2034 | 9 | 28 | 19 | 853.7636 | 0
2034 | 9 | 28 | 20 | 843.88 | 0
2034 | 9 | 28 | 21 | 809.604 | 0
2034 | 9 | 28 | 22 | 785.8209 | 0
2034 | 9 | 28 | 23 | 761.3402 | 0
2034 | 9 | 29 | 0 | 737.596 | 0
2034 | 9 | 29 | 1 | 726.5021 | 0
2034 | 9 | 29 | 2 | 714.5042 | 0
2034 | 9 | 29 | 3 | 707.4766 | 0
2034 | 9 | 29 | 4 | 710.8702 | 0
2034 | 9 | 29 | 5 | 735.8337 | 0
2034 | 9 | 29 | 6 | 790.4181 | 0
2034 | 9 | 29 | 7 | 845.0026 | 0
2034 | 9 | 29 | 8 | 848.4301 | 0
2034 | 9 | 29 | 9 | 866.6229 | 0
2034 | 9 | 29 | 10 | 880.7347 | 0
2034 | 9 | 29 | 11 | 895.211 | 0
2034 | 9 | 29 | 12 | 905.2343 | 0
2034 | 9 | 29 | 13 | 906.0398 | 0
2034 | 9 | 29 | 14 | 902.3607 | 0
2034 | 9 | 29 | 15 | 899.6727 | 0
2034 | 9 | 29 | 16 | 899.845 | 0
2034 | 9 | 29 | 17 | 892.5412 | 0
2034 | 9 | 29 | 18 | 880.4392 | 0
2034 | 9 | 29 | 19 | 882.7897 | 0
2034 | 9 | 29 | 20 | 867.1055 | 0
2034 | 9 | 29 | 21 | 836.7342 | 0
2034 | 9 | 29 | 22 | 808.9844 | 0
2034 | 9 | 29 | 23 | 778.0443 | 0
2034 | 9 | 30 | 0 | 750.6859 | 0
2034 | 9 | 30 | 1 | 723.0868 | 0
2034 | 9 | 30 | 2 | 695.4877 | 0
2034 | 9 | 30 | 3 | 686.6927 | 0
2034 | 9 | 30 | 4 | 685.4761 | 0
2034 | 9 | 30 | 5 | 697.0164 | 0
2034 | 9 | 30 | 6 | 721.7395 | 0
2034 | 9 | 30 | 7 | 738.3415 | 0
2034 | 9 | 30 | 8 | 733.2264 | 0
2034 | 9 | 30 | 9 | 741.5813 | 0
2034 | 9 | 30 | 10 | 749.8713 | 0
2034 | 9 | 30 | 11 | 759.7194 | 0
2034 | 9 | 30 | 12 | 767.1654 | 0
2034 | 9 | 30 | 13 | 759.5842 | 0
2034 | 9 | 30 | 14 | 749.0354 | 0
2034 | 9 | 30 | 15 | 739.2223 | 0
2034 | 9 | 30 | 16 | 736.7322 | 0
2034 | 9 | 30 | 17 | 734.7913 | 0
2034 | 9 | 30 | 18 | 734.0202 | 0
2034 | 9 | 30 | 19 | 747.4606 | 0
2034 | 9 | 30 | 20 | 740.4113 | 0
2034 | 9 | 30 | 21 | 726.2574 | 0
2034 | 9 | 30 | 22 | 714.4641 | 0
2034 | 9 | 30 | 23 | 701.861 | 0
2034 | 10 | 1 | 0 | 688.0676 | 0
2034 | 10 | 1 | 1 | 678.8158 | 0
2034 | 10 | 1 | 2 | 670.8119 | 0
2034 | 10 | 1 | 3 | 662.6204 | 0
2034 | 10 | 1 | 4 | 657.3464 | 0
2034 | 10 | 1 | 5 | 662.693 | 0
2034 | 10 | 1 | 6 | 678.6361 | 0
2034 | 10 | 1 | 7 | 684.5307 | 0
2034 | 10 | 1 | 8 | 679.2824 | 0
2034 | 10 | 1 | 9 | 699.507 | 0
2034 | 10 | 1 | 10 | 722.8854 | 0
2034 | 10 | 1 | 11 | 742.1884 | 0
2034 | 10 | 1 | 12 | 754.9557 | 0
2034 | 10 | 1 | 13 | 750.6877 | 0
2034 | 10 | 1 | 14 | 743.2708 | 0
2034 | 10 | 1 | 15 | 741.5267 | 0
2034 | 10 | 1 | 16 | 747.483 | 0
2034 | 10 | 1 | 17 | 753.4394 | 0
2034 | 10 | 1 | 18 | 759.412 | 0
2034 | 10 | 1 | 19 | 775.1424 | 0
2034 | 10 | 1 | 20 | 769.1279 | 0
2034 | 10 | 1 | 21 | 746.6335 | 0
2034 | 10 | 1 | 22 | 737.9993 | 0
2034 | 10 | 1 | 23 | 723.2986 | 0
2034 | 10 | 2 | 0 | 703.46 | 0
2034 | 10 | 2 | 1 | 697.2852 | 0
2034 | 10 | 2 | 2 | 691.1104 | 0
2034 | 10 | 2 | 3 | 683.436 | 0
2034 | 10 | 2 | 4 | 683.7176 | 0
2034 | 10 | 2 | 5 | 702.8009 | 0
2034 | 10 | 2 | 6 | 753.2305 | 0
2034 | 10 | 2 | 7 | 803.66 | 0
2034 | 10 | 2 | 8 | 815.8413 | 0
2034 | 10 | 2 | 9 | 854.8508 | 0
2034 | 10 | 2 | 10 | 879.5213 | 0
2034 | 10 | 2 | 11 | 893.5489 | 0
2034 | 10 | 2 | 12 | 904.2233 | 0
2034 | 10 | 2 | 13 | 904.502 | 0
2034 | 10 | 2 | 14 | 901.5031 | 0
2034 | 10 | 2 | 15 | 906.5651 | 0
2034 | 10 | 2 | 16 | 913.5182 | 0
2034 | 10 | 2 | 17 | 909.6027 | 0
2034 | 10 | 2 | 18 | 904.654 | 0
2034 | 10 | 2 | 19 | 899.7052 | 0
2034 | 10 | 2 | 20 | 882.48 | 0
2034 | 10 | 2 | 21 | 849.5825 | 0
2034 | 10 | 2 | 22 | 822.6001 | 0
2034 | 10 | 2 | 23 | 786.4299 | 0
2034 | 10 | 3 | 0 | 754.5775 | 0
2034 | 10 | 3 | 1 | 733.4746 | 0
2034 | 10 | 3 | 2 | 716.9088 | 0
2034 | 10 | 3 | 3 | 708.0451 | 0
2034 | 10 | 3 | 4 | 707.583 | 0
2034 | 10 | 3 | 5 | 731.6421 | 0
2034 | 10 | 3 | 6 | 785.9993 | 0
2034 | 10 | 3 | 7 | 841.6496 | 0
2034 | 10 | 3 | 8 | 858.8375 | 0
2034 | 10 | 3 | 9 | 892.4552 | 0
2034 | 10 | 3 | 10 | 920.308 | 0
2034 | 10 | 3 | 11 | 942.6927 | 0
2034 | 10 | 3 | 12 | 960.2741 | 0
2034 | 10 | 3 | 13 | 968.3322 | 0
2034 | 10 | 3 | 14 | 968.4494 | 0
2034 | 10 | 3 | 15 | 973.3466 | 0
2034 | 10 | 3 | 16 | 969.1344 | 0
2034 | 10 | 3 | 17 | 966.4423 | 0
2034 | 10 | 3 | 18 | 962.4957 | 0
2034 | 10 | 3 | 19 | 958.549 | 0
2034 | 10 | 3 | 20 | 937.7342 | 0
2034 | 10 | 3 | 21 | 897.2851 | 0
2034 | 10 | 3 | 22 | 860.7023 | 0
2034 | 10 | 3 | 23 | 814.5683 | 0
2034 | 10 | 4 | 0 | 773.1776 | 0
2034 | 10 | 4 | 1 | 784.6091 | 0
2034 | 10 | 4 | 2 | 765.0245 | 0
2034 | 10 | 4 | 3 | 754.67 | 0
2034 | 10 | 4 | 4 | 753.185 | 0
2034 | 10 | 4 | 5 | 765.1899 | 0
2034 | 10 | 4 | 6 | 799.4932 | 0
2034 | 10 | 4 | 7 | 836.8115 | 0
2034 | 10 | 4 | 8 | 847.4079 | 0
2034 | 10 | 4 | 9 | 883.2323 | 0
2034 | 10 | 4 | 10 | 904.6485 | 0
2034 | 10 | 4 | 11 | 917.4876 | 0
2034 | 10 | 4 | 12 | 927.073 | 0
2034 | 10 | 4 | 13 | 928.3763 | 0
2034 | 10 | 4 | 14 | 926.8752 | 0
2034 | 10 | 4 | 15 | 930.2599 | 0
2034 | 10 | 4 | 16 | 937.0768 | 0
2034 | 10 | 4 | 17 | 934.2885 | 0
2034 | 10 | 4 | 18 | 934.4358 | 0
2034 | 10 | 4 | 19 | 934.583 | 0
2034 | 10 | 4 | 20 | 912.0023 | 0
2034 | 10 | 4 | 21 | 883.5814 | 0
2034 | 10 | 4 | 22 | 859.9301 | 0
2034 | 10 | 4 | 23 | 825.63 | 0
2034 | 10 | 5 | 0 | 798.5302 | 0
2034 | 10 | 5 | 1 | 761.0372 | 0
2034 | 10 | 5 | 2 | 723.5441 | 0
2034 | 10 | 5 | 3 | 714.4216 | 0
2034 | 10 | 5 | 4 | 717.3174 | 0
2034 | 10 | 5 | 5 | 729.7781 | 0
2034 | 10 | 5 | 6 | 771.4671 | 0
2034 | 10 | 5 | 7 | 816.8152 | 0
2034 | 10 | 5 | 8 | 831.9078 | 0
2034 | 10 | 5 | 9 | 871.7486 | 0
2034 | 10 | 5 | 10 | 886.8686 | 0
2034 | 10 | 5 | 11 | 896.3549 | 0
2034 | 10 | 5 | 12 | 903.6089 | 0
2034 | 10 | 5 | 13 | 901.6037 | 0
2034 | 10 | 5 | 14 | 897.6256 | 0
2034 | 10 | 5 | 15 | 899.9235 | 0
2034 | 10 | 5 | 16 | 906.4526 | 0
2034 | 10 | 5 | 17 | 899.8458 | 0
2034 | 10 | 5 | 18 | 900.3222 | 0
2034 | 10 | 5 | 19 | 900.7987 | 0
2034 | 10 | 5 | 20 | 886.4916 | 0
2034 | 10 | 5 | 21 | 858.6707 | 0
2034 | 10 | 5 | 22 | 834.5527 | 0
2034 | 10 | 5 | 23 | 799.6607 | 0
2034 | 10 | 6 | 0 | 772.8721 | 0
2034 | 10 | 6 | 1 | 733.433 | 0
2034 | 10 | 6 | 2 | 716.2958 | 0
2034 | 10 | 6 | 3 | 708.091 | 0
2034 | 10 | 6 | 4 | 709.4164 | 0
2034 | 10 | 6 | 5 | 731.3785 | 0
2034 | 10 | 6 | 6 | 786.1593 | 0
2034 | 10 | 6 | 7 | 840.9401 | 0
2034 | 10 | 6 | 8 | 850.9484 | 0
2034 | 10 | 6 | 9 | 878.2546 | 0
2034 | 10 | 6 | 10 | 883.3659 | 0
2034 | 10 | 6 | 11 | 891.6422 | 0
2034 | 10 | 6 | 12 | 897.7913 | 0
2034 | 10 | 6 | 13 | 895.9025 | 0
2034 | 10 | 6 | 14 | 890.7746 | 0
2034 | 10 | 6 | 15 | 889.5563 | 0
2034 | 10 | 6 | 16 | 891.2257 | 0
2034 | 10 | 6 | 17 | 885.872 | 0
2034 | 10 | 6 | 18 | 882.2166 | 0
2034 | 10 | 6 | 19 | 878.5612 | 0
2034 | 10 | 6 | 20 | 865.7804 | 0
2034 | 10 | 6 | 21 | 839.1407 | 0
2034 | 10 | 6 | 22 | 809.7876 | 0
2034 | 10 | 6 | 23 | 774.1815 | 0
2034 | 10 | 7 | 0 | 743.5278 | 0
2034 | 10 | 7 | 1 | 713.8329 | 0
2034 | 10 | 7 | 2 | 693.3028 | 0
2034 | 10 | 7 | 3 | 672.7728 | 0
2034 | 10 | 7 | 4 | 671.4801 | 0
2034 | 10 | 7 | 5 | 681.8254 | 0
2034 | 10 | 7 | 6 | 708.3036 | 0
2034 | 10 | 7 | 7 | 730.0518 | 0
2034 | 10 | 7 | 8 | 727.4717 | 0
2034 | 10 | 7 | 9 | 748.5324 | 0
2034 | 10 | 7 | 10 | 767.7972 | 0
2034 | 10 | 7 | 11 | 780.229 | 0
2034 | 10 | 7 | 12 | 792.6608 | 0
2034 | 10 | 7 | 13 | 790.0451 | 0
2034 | 10 | 7 | 14 | 782.6438 | 0
2034 | 10 | 7 | 15 | 779.9917 | 0
2034 | 10 | 7 | 16 | 782.4124 | 0
2034 | 10 | 7 | 17 | 782.2157 | 0
2034 | 10 | 7 | 18 | 782.8128 | 0
2034 | 10 | 7 | 19 | 785.8517 | 0
2034 | 10 | 7 | 20 | 776.1427 | 0
2034 | 10 | 7 | 21 | 765.1609 | 0
2034 | 10 | 7 | 22 | 745.7882 | 0
2034 | 10 | 7 | 23 | 719.8582 | 0
2034 | 10 | 8 | 0 | 698.9078 | 0
2034 | 10 | 8 | 1 | 689.7324 | 0
2034 | 10 | 8 | 2 | 673.2088 | 0
2034 | 10 | 8 | 3 | 662.607 | 0
2034 | 10 | 8 | 4 | 658.1298 | 0
2034 | 10 | 8 | 5 | 660.9952 | 0
2034 | 10 | 8 | 6 | 673.2696 | 0
2034 | 10 | 8 | 7 | 678.9058 | 0
2034 | 10 | 8 | 8 | 677.2297 | 0
2034 | 10 | 8 | 9 | 695.6448 | 0
2034 | 10 | 8 | 10 | 721.467 | 0
2034 | 10 | 8 | 11 | 738.309 | 0
2034 | 10 | 8 | 12 | 746.0821 | 0
2034 | 10 | 8 | 13 | 753.8553 | 0
2034 | 10 | 8 | 14 | 753.9867 | 0
2034 | 10 | 8 | 15 | 758.5635 | 0
2034 | 10 | 8 | 16 | 768.6456 | 0
2034 | 10 | 8 | 17 | 774.1578 | 0
2034 | 10 | 8 | 18 | 777.9965 | 0
2034 | 10 | 8 | 19 | 787.3394 | 0
2034 | 10 | 8 | 20 | 780.2124 | 0
2034 | 10 | 8 | 21 | 757.34 | 0
2034 | 10 | 8 | 22 | 743.2505 | 0
2034 | 10 | 8 | 23 | 720.9159 | 0
2034 | 10 | 9 | 0 | 698.5981 | 0
2034 | 10 | 9 | 1 | 707.5279 | 0
2034 | 10 | 9 | 2 | 690.8413 | 0
2034 | 10 | 9 | 3 | 678.727 | 0
2034 | 10 | 9 | 4 | 672.1193 | 0
2034 | 10 | 9 | 5 | 671.1295 | 0
2034 | 10 | 9 | 6 | 679.0405 | 0
2034 | 10 | 9 | 7 | 682.0315 | 0
2034 | 10 | 9 | 8 | 690.7221 | 0
2034 | 10 | 9 | 9 | 717.4335 | 0
2034 | 10 | 9 | 10 | 744.9859 | 0
2034 | 10 | 9 | 11 | 769.7552 | 0
2034 | 10 | 9 | 12 | 793.2533 | 0
2034 | 10 | 9 | 13 | 790.5458 | 0
2034 | 10 | 9 | 14 | 786.1033 | 0
2034 | 10 | 9 | 15 | 788.7968 | 0
2034 | 10 | 9 | 16 | 796.2662 | 0
2034 | 10 | 9 | 17 | 803.7356 | 0
2034 | 10 | 9 | 18 | 814.1575 | 0
2034 | 10 | 9 | 19 | 823.049 | 0
2034 | 10 | 9 | 20 | 810.0132 | 0
2034 | 10 | 9 | 21 | 781.1174 | 0
2034 | 10 | 9 | 22 | 767.0411 | 0
2034 | 10 | 9 | 23 | 745.1505 | 0
2034 | 10 | 10 | 0 | 724.2266 | 0
2034 | 10 | 10 | 1 | 723.9842 | 0
2034 | 10 | 10 | 2 | 715.9767 | 0
2034 | 10 | 10 | 3 | 705.1018 | 0
2034 | 10 | 10 | 4 | 702.0968 | 0
2034 | 10 | 10 | 5 | 715.5255 | 0
2034 | 10 | 10 | 6 | 754.182 | 0
2034 | 10 | 10 | 7 | 801.548 | 0
2034 | 10 | 10 | 8 | 818.8619 | 0
2034 | 10 | 10 | 9 | 861.9869 | 0
2034 | 10 | 10 | 10 | 877.3617 | 0
2034 | 10 | 10 | 11 | 888.9812 | 0
2034 | 10 | 10 | 12 | 896.6765 | 0
2034 | 10 | 10 | 13 | 897.8632 | 0
2034 | 10 | 10 | 14 | 895.1207 | 0
2034 | 10 | 10 | 15 | 894.7786 | 0
2034 | 10 | 10 | 16 | 895.6771 | 0
2034 | 10 | 10 | 17 | 897.9691 | 0
2034 | 10 | 10 | 18 | 899.6008 | 0
2034 | 10 | 10 | 19 | 901.2325 | 0
2034 | 10 | 10 | 20 | 881.1672 | 0
2034 | 10 | 10 | 21 | 854.9254 | 0
2034 | 10 | 10 | 22 | 826.6254 | 0
2034 | 10 | 10 | 23 | 790.7224 | 0
2034 | 10 | 11 | 0 | 763.856 | 0
2034 | 10 | 11 | 1 | 752.0158 | 0
2034 | 10 | 11 | 2 | 740.1757 | 0
2034 | 10 | 11 | 3 | 731.5214 | 0
2034 | 10 | 11 | 4 | 731.3557 | 0
2034 | 10 | 11 | 5 | 748.9658 | 0
2034 | 10 | 11 | 6 | 791.0137 | 0
2034 | 10 | 11 | 7 | 832.7474 | 0
2034 | 10 | 11 | 8 | 843.0726 | 0
2034 | 10 | 11 | 9 | 875.6124 | 0
2034 | 10 | 11 | 10 | 894.0895 | 0
2034 | 10 | 11 | 11 | 903.3856 | 0
2034 | 10 | 11 | 12 | 912.6817 | 0
2034 | 10 | 11 | 13 | 918.0651 | 0
2034 | 10 | 11 | 14 | 913.5003 | 0
2034 | 10 | 11 | 15 | 918.6218 | 0
2034 | 10 | 11 | 16 | 928.1984 | 0
2034 | 10 | 11 | 17 | 930.0407 | 0
2034 | 10 | 11 | 18 | 940.9155 | 0
2034 | 10 | 11 | 19 | 936.4272 | 0
2034 | 10 | 11 | 20 | 911.1229 | 0
2034 | 10 | 11 | 21 | 876.425 | 0
2034 | 10 | 11 | 22 | 852.2038 | 0
2034 | 10 | 11 | 23 | 818.0185 | 0
2034 | 10 | 12 | 0 | 787.2977 | 0
2034 | 10 | 12 | 1 | 756.7034 | 0
2034 | 10 | 12 | 2 | 742.2687 | 0
2034 | 10 | 12 | 3 | 734.2166 | 0
2034 | 10 | 12 | 4 | 735.3307 | 0
2034 | 10 | 12 | 5 | 754.1287 | 0
2034 | 10 | 12 | 6 | 797.2119 | 0
2034 | 10 | 12 | 7 | 846.7354 | 0
2034 | 10 | 12 | 8 | 861.9919 | 0
2034 | 10 | 12 | 9 | 882.7754 | 0
2034 | 10 | 12 | 10 | 896.4866 | 0
2034 | 10 | 12 | 11 | 904.6072 | 0
2034 | 10 | 12 | 12 | 908.4851 | 0
2034 | 10 | 12 | 13 | 906.5726 | 0
2034 | 10 | 12 | 14 | 899.9578 | 0
2034 | 10 | 12 | 15 | 902.1601 | 0
2034 | 10 | 12 | 16 | 908.3179 | 0
2034 | 10 | 12 | 17 | 910.5659 | 0
2034 | 10 | 12 | 18 | 914.8311 | 0
2034 | 10 | 12 | 19 | 919.0964 | 0
2034 | 10 | 12 | 20 | 902.9049 | 0
2034 | 10 | 12 | 21 | 869.6569 | 0
2034 | 10 | 12 | 22 | 845.2851 | 0
2034 | 10 | 12 | 23 | 815.9644 | 0
2034 | 10 | 13 | 0 | 790.7384 | 0
2034 | 10 | 13 | 1 | 769.6747 | 0
2034 | 10 | 13 | 2 | 757.012 | 0
2034 | 10 | 13 | 3 | 750.6626 | 0
2034 | 10 | 13 | 4 | 753.6491 | 0
2034 | 10 | 13 | 5 | 769.257 | 0
2034 | 10 | 13 | 6 | 806.0281 | 0
2034 | 10 | 13 | 7 | 850.9691 | 0
2034 | 10 | 13 | 8 | 863.9969 | 0
2034 | 10 | 13 | 9 | 895.175 | 0
2034 | 10 | 13 | 10 | 897.2855 | 0
2034 | 10 | 13 | 11 | 903.2555 | 0
2034 | 10 | 13 | 12 | 911.289 | 0
2034 | 10 | 13 | 13 | 907.0551 | 0
2034 | 10 | 13 | 14 | 900.0416 | 0
2034 | 10 | 13 | 15 | 898.0477 | 0
2034 | 10 | 13 | 16 | 899.4955 | 0
2034 | 10 | 13 | 17 | 900.351 | 0
2034 | 10 | 13 | 18 | 900.7439 | 0
2034 | 10 | 13 | 19 | 901.1369 | 0
2034 | 10 | 13 | 20 | 881.247 | 0
2034 | 10 | 13 | 21 | 860.3669 | 0
2034 | 10 | 13 | 22 | 839.8 | 0
2034 | 10 | 13 | 23 | 817.5001 | 0
2034 | 10 | 14 | 0 | 795.7683 | 0
2034 | 10 | 14 | 1 | 754.6895 | 0
2034 | 10 | 14 | 2 | 713.6106 | 0
2034 | 10 | 14 | 3 | 702.0498 | 0
2034 | 10 | 14 | 4 | 699.7455 | 0
2034 | 10 | 14 | 5 | 711.0665 | 0
2034 | 10 | 14 | 6 | 739.8421 | 0
2034 | 10 | 14 | 7 | 759.7318 | 0
2034 | 10 | 14 | 8 | 755.5278 | 0
2034 | 10 | 14 | 9 | 774.402 | 0
2034 | 10 | 14 | 10 | 798.065 | 0
2034 | 10 | 14 | 11 | 817.5509 | 0
2034 | 10 | 14 | 12 | 827.3878 | 0
2034 | 10 | 14 | 13 | 823.7155 | 0
2034 | 10 | 14 | 14 | 815.4418 | 0
2034 | 10 | 14 | 15 | 814.9379 | 0
2034 | 10 | 14 | 16 | 820.1437 | 0
2034 | 10 | 14 | 17 | 823.8126 | 0
2034 | 10 | 14 | 18 | 827.4876 | 0
2034 | 10 | 14 | 19 | 831.1626 | 0
2034 | 10 | 14 | 20 | 811.1379 | 0
2034 | 10 | 14 | 21 | 792.5255 | 0
2034 | 10 | 14 | 22 | 772.9031 | 0
2034 | 10 | 14 | 23 | 749.9165 | 0
2034 | 10 | 15 | 0 | 729.6626 | 0
2034 | 10 | 15 | 1 | 714.745 | 0
2034 | 10 | 15 | 2 | 701.9664 | 0
2034 | 10 | 15 | 3 | 689.1879 | 0
2034 | 10 | 15 | 4 | 685.3888 | 0
2034 | 10 | 15 | 5 | 694.2039 | 0
2034 | 10 | 15 | 6 | 713.6268 | 0
2034 | 10 | 15 | 7 | 725.844 | 0
2034 | 10 | 15 | 8 | 715.6746 | 0
2034 | 10 | 15 | 9 | 733.5872 | 0
2034 | 10 | 15 | 10 | 759.7591 | 0
2034 | 10 | 15 | 11 | 780.0373 | 0
2034 | 10 | 15 | 12 | 790.2024 | 0
2034 | 10 | 15 | 13 | 790.3008 | 0
2034 | 10 | 15 | 14 | 784.8188 | 0
2034 | 10 | 15 | 15 | 788.7392 | 0
2034 | 10 | 15 | 16 | 801.3698 | 0
2034 | 10 | 15 | 17 | 818.7604 | 0
2034 | 10 | 15 | 18 | 836.7424 | 0
2034 | 10 | 15 | 19 | 842.3558 | 0
2034 | 10 | 15 | 20 | 828.0001 | 0
2034 | 10 | 15 | 21 | 802.2052 | 0
2034 | 10 | 15 | 22 | 784.9736 | 0
2034 | 10 | 15 | 23 | 760.6608 | 0
2034 | 10 | 16 | 0 | 738.1322 | 0
2034 | 10 | 16 | 1 | 750.6569 | 0
2034 | 10 | 16 | 2 | 734.3161 | 0
2034 | 10 | 16 | 3 | 726.384 | 0
2034 | 10 | 16 | 4 | 726.2345 | 0
2034 | 10 | 16 | 5 | 745.1203 | 0
2034 | 10 | 16 | 6 | 792.1096 | 0
2034 | 10 | 16 | 7 | 843.5856 | 0
2034 | 10 | 16 | 8 | 857.2547 | 0
2034 | 10 | 16 | 9 | 888.7233 | 0
2034 | 10 | 16 | 10 | 904.1187 | 0
2034 | 10 | 16 | 11 | 909.3781 | 0
2034 | 10 | 16 | 12 | 915.2064 | 0
2034 | 10 | 16 | 13 | 912.6823 | 0
2034 | 10 | 16 | 14 | 910.7145 | 0
2034 | 10 | 16 | 15 | 913.5626 | 0
2034 | 10 | 16 | 16 | 922.8825 | 0
2034 | 10 | 16 | 17 | 928.0919 | 0
2034 | 10 | 16 | 18 | 930.8414 | 0
2034 | 10 | 16 | 19 | 933.591 | 0
2034 | 10 | 16 | 20 | 911.0685 | 0
2034 | 10 | 16 | 21 | 878.1288 | 0
2034 | 10 | 16 | 22 | 849.9084 | 0
2034 | 10 | 16 | 23 | 814.9483 | 0
2034 | 10 | 17 | 0 | 782.4534 | 0
2034 | 10 | 17 | 1 | 750.9913 | 0
2034 | 10 | 17 | 2 | 735.7352 | 0
2034 | 10 | 17 | 3 | 728.8545 | 0
2034 | 10 | 17 | 4 | 730.6283 | 0
2034 | 10 | 17 | 5 | 749.7144 | 0
2034 | 10 | 17 | 6 | 795.3525 | 0
2034 | 10 | 17 | 7 | 850.8528 | 0
2034 | 10 | 17 | 8 | 866.6501 | 0
2034 | 10 | 17 | 9 | 897.4615 | 0
2034 | 10 | 17 | 10 | 908.9193 | 0
2034 | 10 | 17 | 11 | 914.3254 | 0
2034 | 10 | 17 | 12 | 912.5816 | 0
2034 | 10 | 17 | 13 | 903.0997 | 0
2034 | 10 | 17 | 14 | 888.6427 | 0
2034 | 10 | 17 | 15 | 885.8344 | 0
2034 | 10 | 17 | 16 | 882.5889 | 0
2034 | 10 | 17 | 17 | 888.2664 | 0
2034 | 10 | 17 | 18 | 897.2936 | 0
2034 | 10 | 17 | 19 | 906.3208 | 0
2034 | 10 | 17 | 20 | 884.4728 | 0
2034 | 10 | 17 | 21 | 853.3821 | 0
2034 | 10 | 17 | 22 | 825.9112 | 0
2034 | 10 | 17 | 23 | 790.6722 | 0
2034 | 10 | 18 | 0 | 760.0515 | 0
2034 | 10 | 18 | 1 | 766.703 | 0
2034 | 10 | 18 | 2 | 748.6277 | 0
2034 | 10 | 18 | 3 | 739.7688 | 0
2034 | 10 | 18 | 4 | 739.0898 | 0
2034 | 10 | 18 | 5 | 757.9763 | 0
2034 | 10 | 18 | 6 | 806.0258 | 0
2034 | 10 | 18 | 7 | 855.91 | 0
2034 | 10 | 18 | 8 | 865.7368 | 0
2034 | 10 | 18 | 9 | 897.1869 | 0
2034 | 10 | 18 | 10 | 915.5586 | 0
2034 | 10 | 18 | 11 | 925.9552 | 0
2034 | 10 | 18 | 12 | 933.9064 | 0
2034 | 10 | 18 | 13 | 933.8192 | 0
2034 | 10 | 18 | 14 | 929.7782 | 0
2034 | 10 | 18 | 15 | 933.4604 | 0
2034 | 10 | 18 | 16 | 946.862 | 0
2034 | 10 | 18 | 17 | 947.7693 | 0
2034 | 10 | 18 | 18 | 951.5576 | 0
2034 | 10 | 18 | 19 | 955.3458 | 0
2034 | 10 | 18 | 20 | 929.6736 | 0
2034 | 10 | 18 | 21 | 889.6722 | 0
2034 | 10 | 18 | 22 | 860.0202 | 0
2034 | 10 | 18 | 23 | 819.9962 | 0
2034 | 10 | 19 | 0 | 783.9924 | 0
2034 | 10 | 19 | 1 | 756.0658 | 0
2034 | 10 | 19 | 2 | 728.1391 | 0
2034 | 10 | 19 | 3 | 718.225 | 0
2034 | 10 | 19 | 4 | 719.5982 | 0
2034 | 10 | 19 | 5 | 740.4491 | 0
2034 | 10 | 19 | 6 | 792.3714 | 0
2034 | 10 | 19 | 7 | 847.1972 | 0
2034 | 10 | 19 | 8 | 849.7945 | 0
2034 | 10 | 19 | 9 | 867.4156 | 0
2034 | 10 | 19 | 10 | 880.7887 | 0
2034 | 10 | 19 | 11 | 888.3437 | 0
2034 | 10 | 19 | 12 | 892.955 | 0
2034 | 10 | 19 | 13 | 889.9253 | 0
2034 | 10 | 19 | 14 | 878.827 | 0
2034 | 10 | 19 | 15 | 875.776 | 0
2034 | 10 | 19 | 16 | 878.2189 | 0
2034 | 10 | 19 | 17 | 879.9229 | 0
2034 | 10 | 19 | 18 | 896.4262 | 0
2034 | 10 | 19 | 19 | 892.9737 | 0
2034 | 10 | 19 | 20 | 874.2979 | 0
2034 | 10 | 19 | 21 | 834.3216 | 0
2034 | 10 | 19 | 22 | 805.2013 | 0
2034 | 10 | 19 | 23 | 771.3067 | 0
2034 | 10 | 20 | 0 | 755.2776 | 0
2034 | 10 | 20 | 1 | 739.2484 | 0
2034 | 10 | 20 | 2 | 724.8391 | 0
2034 | 10 | 20 | 3 | 717.132 | 0
2034 | 10 | 20 | 4 | 719.8614 | 0
2034 | 10 | 20 | 5 | 737.7373 | 0
2034 | 10 | 20 | 6 | 782.4501 | 0
2034 | 10 | 20 | 7 | 834.7899 | 0
2034 | 10 | 20 | 8 | 849.2838 | 0
2034 | 10 | 20 | 9 | 874.4487 | 0
2034 | 10 | 20 | 10 | 883.107 | 0
2034 | 10 | 20 | 11 | 896.9328 | 0
2034 | 10 | 20 | 12 | 909.8562 | 0
2034 | 10 | 20 | 13 | 911.9394 | 0
2034 | 10 | 20 | 14 | 906.4943 | 0
2034 | 10 | 20 | 15 | 908.0679 | 0
2034 | 10 | 20 | 16 | 911.1626 | 0
2034 | 10 | 20 | 17 | 913.4661 | 0
2034 | 10 | 20 | 18 | 912.9382 | 0
2034 | 10 | 20 | 19 | 912.4104 | 0
2034 | 10 | 20 | 20 | 888.1035 | 0
2034 | 10 | 20 | 21 | 866.4295 | 0
2034 | 10 | 20 | 22 | 840.8183 | 0
2034 | 10 | 20 | 23 | 809.1654 | 0
2034 | 10 | 21 | 0 | 782.3983 | 0
2034 | 10 | 21 | 1 | 745.4937 | 0
2034 | 10 | 21 | 2 | 708.5892 | 0
2034 | 10 | 21 | 3 | 696.887 | 0
2034 | 10 | 21 | 4 | 696.3368 | 0
2034 | 10 | 21 | 5 | 701.276 | 0
2034 | 10 | 21 | 6 | 720.7208 | 0
2034 | 10 | 21 | 7 | 740.9464 | 0
2034 | 10 | 21 | 8 | 740.4809 | 0
2034 | 10 | 21 | 9 | 763.4672 | 0
2034 | 10 | 21 | 10 | 786.5851 | 0
2034 | 10 | 21 | 11 | 805.0439 | 0
2034 | 10 | 21 | 12 | 817.4193 | 0
2034 | 10 | 21 | 13 | 815.9367 | 0
2034 | 10 | 21 | 14 | 808.4332 | 0
2034 | 10 | 21 | 15 | 805.245 | 0
2034 | 10 | 21 | 16 | 810.4124 | 0
2034 | 10 | 21 | 17 | 820.3856 | 0
2034 | 10 | 21 | 18 | 839.155 | 0
2034 | 10 | 21 | 19 | 832.5007 | 0
2034 | 10 | 21 | 20 | 810.9158 | 0
2034 | 10 | 21 | 21 | 792.4067 | 0
2034 | 10 | 21 | 22 | 776.0149 | 0
2034 | 10 | 21 | 23 | 755.5753 | 0
2034 | 10 | 22 | 0 | 736.3198 | 0
2034 | 10 | 22 | 1 | 709.7158 | 0
2034 | 10 | 22 | 2 | 692.0451 | 0
2034 | 10 | 22 | 3 | 679.3775 | 0
2034 | 10 | 22 | 4 | 674.2973 | 0
2034 | 10 | 22 | 5 | 677.552 | 0
2034 | 10 | 22 | 6 | 692.5551 | 0
2034 | 10 | 22 | 7 | 704.1343 | 0
2034 | 10 | 22 | 8 | 701.1204 | 0
2034 | 10 | 22 | 9 | 719.4707 | 0
2034 | 10 | 22 | 10 | 741.1769 | 0
2034 | 10 | 22 | 11 | 757.9784 | 0
2034 | 10 | 22 | 12 | 771.1542 | 0
2034 | 10 | 22 | 13 | 769.483 | 0
2034 | 10 | 22 | 14 | 763.7849 | 0
2034 | 10 | 22 | 15 | 769.3987 | 0
2034 | 10 | 22 | 16 | 783.2872 | 0
2034 | 10 | 22 | 17 | 801.6987 | 0
2034 | 10 | 22 | 18 | 815.1654 | 0
2034 | 10 | 22 | 19 | 812.2066 | 0
2034 | 10 | 22 | 20 | 809.2479 | 0
2034 | 10 | 22 | 21 | 782.588 | 0
2034 | 10 | 22 | 22 | 770.2581 | 0
2034 | 10 | 22 | 23 | 750.1393 | 0
2034 | 10 | 23 | 0 | 725.9066 | 0
2034 | 10 | 23 | 1 | 747.8613 | 0
2034 | 10 | 23 | 2 | 733.7519 | 0
2034 | 10 | 23 | 3 | 727.5547 | 0
2034 | 10 | 23 | 4 | 726.9366 | 0
2034 | 10 | 23 | 5 | 745.5395 | 0
2034 | 10 | 23 | 6 | 792.6846 | 0
2034 | 10 | 23 | 7 | 845.5286 | 0
2034 | 10 | 23 | 8 | 860.1027 | 0
2034 | 10 | 23 | 9 | 898.5011 | 0
2034 | 10 | 23 | 10 | 912.3549 | 0
2034 | 10 | 23 | 11 | 919.2755 | 0
2034 | 10 | 23 | 12 | 925.0848 | 0
2034 | 10 | 23 | 13 | 921.7384 | 0
2034 | 10 | 23 | 14 | 915.8769 | 0
2034 | 10 | 23 | 15 | 919.6203 | 0
2034 | 10 | 23 | 16 | 929.5723 | 0
2034 | 10 | 23 | 17 | 938.8947 | 0
2034 | 10 | 23 | 18 | 959.4061 | 0
2034 | 10 | 23 | 19 | 953.3408 | 0
2034 | 10 | 23 | 20 | 929.5972 | 0
2034 | 10 | 23 | 21 | 897.9296 | 0
2034 | 10 | 23 | 22 | 871.8256 | 0
2034 | 10 | 23 | 23 | 837.1946 | 0
2034 | 10 | 24 | 0 | 802.114 | 0
2034 | 10 | 24 | 1 | 795.6093 | 0
2034 | 10 | 24 | 2 | 780.4521 | 0
2034 | 10 | 24 | 3 | 771.2724 | 0
2034 | 10 | 24 | 4 | 770.5445 | 0
2034 | 10 | 24 | 5 | 783.6929 | 0
2034 | 10 | 24 | 6 | 818.0045 | 0
2034 | 10 | 24 | 7 | 864.1505 | 0
2034 | 10 | 24 | 8 | 881.8961 | 0
2034 | 10 | 24 | 9 | 919.0792 | 0
2034 | 10 | 24 | 10 | 937.2077 | 0
2034 | 10 | 24 | 11 | 948.1841 | 0
2034 | 10 | 24 | 12 | 952.5853 | 0
2034 | 10 | 24 | 13 | 947.4022 | 0
2034 | 10 | 24 | 14 | 939.0704 | 0
2034 | 10 | 24 | 15 | 940.3021 | 0
2034 | 10 | 24 | 16 | 942.2532 | 0
2034 | 10 | 24 | 17 | 945.8174 | 0
2034 | 10 | 24 | 18 | 950.7174 | 0
2034 | 10 | 24 | 19 | 939.967 | 0
2034 | 10 | 24 | 20 | 929.2166 | 0
2034 | 10 | 24 | 21 | 892.2516 | 0
2034 | 10 | 24 | 22 | 870.9453 | 0
2034 | 10 | 24 | 23 | 839.3901 | 0
2034 | 10 | 25 | 0 | 811.3828 | 0
2034 | 10 | 25 | 1 | 797.3773 | 0
2034 | 10 | 25 | 2 | 780.5172 | 0
2034 | 10 | 25 | 3 | 770.1261 | 0
2034 | 10 | 25 | 4 | 769.44 | 0
2034 | 10 | 25 | 5 | 783.1283 | 0
2034 | 10 | 25 | 6 | 818.688 | 0
2034 | 10 | 25 | 7 | 859.5225 | 0
2034 | 10 | 25 | 8 | 871.612 | 0
2034 | 10 | 25 | 9 | 906.7506 | 0
2034 | 10 | 25 | 10 | 923.0035 | 0
2034 | 10 | 25 | 11 | 931.1677 | 0
2034 | 10 | 25 | 12 | 936.7054 | 0
2034 | 10 | 25 | 13 | 932.742 | 0
2034 | 10 | 25 | 14 | 928.6169 | 0
2034 | 10 | 25 | 15 | 932.3937 | 0
2034 | 10 | 25 | 16 | 944.2252 | 0
2034 | 10 | 25 | 17 | 950.2371 | 0
2034 | 10 | 25 | 18 | 976.9681 | 0
2034 | 10 | 25 | 19 | 961.7636 | 0
2034 | 10 | 25 | 20 | 935.1195 | 0
2034 | 10 | 25 | 21 | 906.1629 | 0
2034 | 10 | 25 | 22 | 883.4446 | 0
2034 | 10 | 25 | 23 | 853.4754 | 0
2034 | 10 | 26 | 0 | 822.3172 | 0
2034 | 10 | 26 | 1 | 795.6455 | 0
2034 | 10 | 26 | 2 | 768.9737 | 0
2034 | 10 | 26 | 3 | 761.2165 | 0
2034 | 10 | 26 | 4 | 764.0647 | 0
2034 | 10 | 26 | 5 | 779.6666 | 0
2034 | 10 | 26 | 6 | 822.4512 | 0
2034 | 10 | 26 | 7 | 873.1206 | 0
2034 | 10 | 26 | 8 | 886.9189 | 0
2034 | 10 | 26 | 9 | 916.1774 | 0
2034 | 10 | 26 | 10 | 932.9456 | 0
2034 | 10 | 26 | 11 | 941.7089 | 0
2034 | 10 | 26 | 12 | 950.4721 | 0
2034 | 10 | 26 | 13 | 946.2174 | 0
2034 | 10 | 26 | 14 | 946.4511 | 0
2034 | 10 | 26 | 15 | 946.5727 | 0
2034 | 10 | 26 | 16 | 950.8068 | 0
2034 | 10 | 26 | 17 | 952.7177 | 0
2034 | 10 | 26 | 18 | 969.0161 | 0
2034 | 10 | 26 | 19 | 957.1022 | 0
2034 | 10 | 26 | 20 | 932.6814 | 0
2034 | 10 | 26 | 21 | 906.1273 | 0
2034 | 10 | 26 | 22 | 880.4675 | 0
2034 | 10 | 26 | 23 | 848.2305 | 0
2034 | 10 | 27 | 0 | 819.2551 | 0
2034 | 10 | 27 | 1 | 773.0465 | 0
2034 | 10 | 27 | 2 | 752.5741 | 0
2034 | 10 | 27 | 3 | 739.7586 | 0
2034 | 10 | 27 | 4 | 737.163 | 0
2034 | 10 | 27 | 5 | 745.8304 | 0
2034 | 10 | 27 | 6 | 771.9505 | 0
2034 | 10 | 27 | 7 | 812.7503 | 0
2034 | 10 | 27 | 8 | 838.9628 | 0
2034 | 10 | 27 | 9 | 869.2546 | 0
2034 | 10 | 27 | 10 | 882.9914 | 0
2034 | 10 | 27 | 11 | 895.5085 | 0
2034 | 10 | 27 | 12 | 907.4965 | 0
2034 | 10 | 27 | 13 | 915.385 | 0
2034 | 10 | 27 | 14 | 912.9999 | 0
2034 | 10 | 27 | 15 | 910.5381 | 0
2034 | 10 | 27 | 16 | 906.694 | 0
2034 | 10 | 27 | 17 | 907.7577 | 0
2034 | 10 | 27 | 18 | 932.8997 | 0
2034 | 10 | 27 | 19 | 918.5043 | 0
2034 | 10 | 27 | 20 | 894.0322 | 0
2034 | 10 | 27 | 21 | 866.5023 | 0
2034 | 10 | 27 | 22 | 848.3945 | 0
2034 | 10 | 27 | 23 | 820.6825 | 0
2034 | 10 | 28 | 0 | 791.4549 | 0
2034 | 10 | 28 | 1 | 750.8059 | 0
2034 | 10 | 28 | 2 | 723.3811 | 0
2034 | 10 | 28 | 3 | 695.9563 | 0
2034 | 10 | 28 | 4 | 691.4115 | 0
2034 | 10 | 28 | 5 | 689.2046 | 0
2034 | 10 | 28 | 6 | 691.3846 | 0
2034 | 10 | 28 | 7 | 702.1486 | 0
2034 | 10 | 28 | 8 | 727.8804 | 0
2034 | 10 | 28 | 9 | 754.8114 | 0
2034 | 10 | 28 | 10 | 775.1407 | 0
2034 | 10 | 28 | 11 | 787.2195 | 0
2034 | 10 | 28 | 12 | 799.2982 | 0
2034 | 10 | 28 | 13 | 805.2628 | 0
2034 | 10 | 28 | 14 | 804.803 | 0
2034 | 10 | 28 | 15 | 796.1779 | 0
2034 | 10 | 28 | 16 | 793.8914 | 0
2034 | 10 | 28 | 17 | 804.59 | 0
2034 | 10 | 28 | 18 | 817.6914 | 0
2034 | 10 | 28 | 19 | 830.7929 | 0
2034 | 10 | 28 | 20 | 811.5356 | 0
2034 | 10 | 28 | 21 | 799.7054 | 0
2034 | 10 | 28 | 22 | 792.1242 | 0
2034 | 10 | 28 | 23 | 776.3645 | 0
2034 | 10 | 29 | 0 | 753.5828 | 0
2034 | 10 | 29 | 1 | 724.1134 | 0
2034 | 10 | 29 | 2 | 705.371 | 0
2034 | 10 | 29 | 3 | 691.8543 | 0
2034 | 10 | 29 | 4 | 687.307 | 0
2034 | 10 | 29 | 5 | 685.2055 | 0
2034 | 10 | 29 | 6 | 688.5861 | 0
2034 | 10 | 29 | 7 | 692.875 | 0
2034 | 10 | 29 | 8 | 698.4772 | 0
2034 | 10 | 29 | 9 | 720.2464 | 0
2034 | 10 | 29 | 10 | 755.1712 | 0
2034 | 10 | 29 | 11 | 782.3819 | 0
2034 | 10 | 29 | 12 | 803.6152 | 0
2034 | 10 | 29 | 13 | 808.8507 | 0
2034 | 10 | 29 | 14 | 810.3998 | 0
2034 | 10 | 29 | 15 | 808.4471 | 0
2034 | 10 | 29 | 16 | 808.9016 | 0
2034 | 10 | 29 | 17 | 830.177 | 0
2034 | 10 | 29 | 18 | 873.8916 | 0
2034 | 10 | 29 | 19 | 872.8989 | 0
2034 | 10 | 29 | 20 | 856.3426 | 0
2034 | 10 | 29 | 21 | 834.7934 | 0
2034 | 10 | 29 | 22 | 828.8728 | 0
2034 | 10 | 29 | 23 | 812.7023 | 0
2034 | 10 | 30 | 0 | 789.1248 | 0
2034 | 10 | 30 | 1 | 809.3654 | 0
2034 | 10 | 30 | 2 | 790.9851 | 0
2034 | 10 | 30 | 3 | 779.9998 | 0
2034 | 10 | 30 | 4 | 776.8804 | 0
2034 | 10 | 30 | 5 | 782.4523 | 0
2034 | 10 | 30 | 6 | 805.9683 | 0
2034 | 10 | 30 | 7 | 846.7349 | 0
2034 | 10 | 30 | 8 | 878.5143 | 0
2034 | 10 | 30 | 9 | 921.6166 | 0
2034 | 10 | 30 | 10 | 938.333 | 0
2034 | 10 | 30 | 11 | 950.7084 | 0
2034 | 10 | 30 | 12 | 960.4354 | 0
2034 | 10 | 30 | 13 | 953.4974 | 0
2034 | 10 | 30 | 14 | 950.2969 | 0
2034 | 10 | 30 | 15 | 948.5774 | 0
2034 | 10 | 30 | 16 | 953.4824 | 0
2034 | 10 | 30 | 17 | 965.3793 | 0
2034 | 10 | 30 | 18 | 997.5728 | 0
2034 | 10 | 30 | 19 | 987.2664 | 0
2034 | 10 | 30 | 20 | 966.1474 | 0
2034 | 10 | 30 | 21 | 934.5882 | 0
2034 | 10 | 30 | 22 | 915.4962 | 0
2034 | 10 | 30 | 23 | 885.1028 | 0
2034 | 10 | 31 | 0 | 846.1289 | 0
2034 | 10 | 31 | 1 | 820.0639 | 0
2034 | 10 | 31 | 2 | 832.8077 | 0
2034 | 10 | 31 | 3 | 820.0503 | 0
2034 | 10 | 31 | 4 | 815.3832 | 0
2034 | 10 | 31 | 5 | 820.9205 | 0
2034 | 10 | 31 | 6 | 840.2092 | 0
2034 | 10 | 31 | 7 | 875.0863 | 0
2034 | 10 | 31 | 8 | 901.8071 | 0
2034 | 10 | 31 | 9 | 938.4341 | 0
2034 | 10 | 31 | 10 | 958.989 | 0
2034 | 10 | 31 | 11 | 976.1048 | 0
2034 | 10 | 31 | 12 | 984.1557 | 0
2034 | 10 | 31 | 13 | 979.2243 | 0
2034 | 10 | 31 | 14 | 968.7224 | 0
2034 | 10 | 31 | 15 | 965.3632 | 0
2034 | 10 | 31 | 16 | 960.4452 | 0
2034 | 10 | 31 | 17 | 971.7805 | 0
2034 | 10 | 31 | 18 | 1009.6819 | 9.6819
2034 | 10 | 31 | 19 | 994.3916 | 0
2034 | 10 | 31 | 20 | 970.0475 | 0
2034 | 10 | 31 | 21 | 939.464 | 0
2034 | 10 | 31 | 22 | 925.8118 | 0
2034 | 10 | 31 | 23 | 899.2734 | 0
2034 | 11 | 1 | 0 | 867.6148 | 0
2034 | 11 | 1 | 1 | 848.229 | 0
2034 | 11 | 1 | 2 | 861.0614 | 0
2034 | 11 | 1 | 3 | 849.3186 | 0
2034 | 11 | 1 | 4 | 847.0869 | 0
2034 | 11 | 1 | 5 | 859.1515 | 0
2034 | 11 | 1 | 6 | 887.9129 | 0
2034 | 11 | 1 | 7 | 931.7416 | 0
2034 | 11 | 1 | 8 | 960.0206 | 0
2034 | 11 | 1 | 9 | 991.2169 | 0
2034 | 11 | 1 | 10 | 1006.3245 | 0
2034 | 11 | 1 | 11 | 1017.8413 | 0
2034 | 11 | 1 | 12 | 1026.7563 | 0
2034 | 11 | 1 | 13 | 1022.5077 | 0
2034 | 11 | 1 | 14 | 1022.5451 | 0
2034 | 11 | 1 | 15 | 1025.4839 | 0
2034 | 11 | 1 | 16 | 1035.1801 | 0
2034 | 11 | 1 | 17 | 1050.4935 | 0.49355
2034 | 11 | 1 | 18 | 1066.7372 | 16.7372
2034 | 11 | 1 | 19 | 1082.9809 | 32.9809
2034 | 11 | 1 | 20 | 1059.2075 | 9.2075
2034 | 11 | 1 | 21 | 1027.427 | 0
2034 | 11 | 1 | 22 | 1006.7031 | 0
2034 | 11 | 1 | 23 | 972.3364 | 0
2034 | 11 | 2 | 0 | 934.611 | 0
2034 | 11 | 2 | 1 | 905.3845 | 0
2034 | 11 | 2 | 2 | 908.1326 | 0
2034 | 11 | 2 | 3 | 895.7454 | 0
2034 | 11 | 2 | 4 | 895.6913 | 0
2034 | 11 | 2 | 5 | 906.7353 | 0
2034 | 11 | 2 | 6 | 941.4991 | 0
2034 | 11 | 2 | 7 | 1000.1841 | 0
2034 | 11 | 2 | 8 | 1030.7531 | 0
2034 | 11 | 2 | 9 | 1056.0992 | 6.0992
2034 | 11 | 2 | 10 | 1067.524 | 17.524
2034 | 11 | 2 | 11 | 1074.8747 | 24.8747
2034 | 11 | 2 | 12 | 1082.1736 | 32.1736
2034 | 11 | 2 | 13 | 1072.0617 | 22.0617
2034 | 11 | 2 | 14 | 1064.1277 | 14.1277
2034 | 11 | 2 | 15 | 1060.5927 | 10.5927
2034 | 11 | 2 | 16 | 1061.4536 | 11.4536
2034 | 11 | 2 | 17 | 1070.0895 | 20.0895
2034 | 11 | 2 | 18 | 1090.2207 | 40.2207
2034 | 11 | 2 | 19 | 1110.3518 | 60.3518
2034 | 11 | 2 | 20 | 1088.6191 | 38.6191
2034 | 11 | 2 | 21 | 1053.9698 | 3.9698
2034 | 11 | 2 | 22 | 1030.4286 | 0
2034 | 11 | 2 | 23 | 996.0935 | 0
2034 | 11 | 3 | 0 | 957.5402 | 0
2034 | 11 | 3 | 1 | 954.2409 | 0
2034 | 11 | 3 | 2 | 962.3173 | 0
2034 | 11 | 3 | 3 | 948.8392 | 0
2034 | 11 | 3 | 4 | 950.3734 | 0
2034 | 11 | 3 | 5 | 963.507 | 0
2034 | 11 | 3 | 6 | 1003.6444 | 0
2034 | 11 | 3 | 7 | 1067.7715 | 17.7715
2034 | 11 | 3 | 8 | 1102.8422 | 52.8422
2034 | 11 | 3 | 9 | 1128.2551 | 78.2551
2034 | 11 | 3 | 10 | 1128.5429 | 78.5429
2034 | 11 | 3 | 11 | 1146.8037 | 96.8037
2034 | 11 | 3 | 12 | 1154.6461 | 104.6461
2034 | 11 | 3 | 13 | 1148.0837 | 98.0837
2034 | 11 | 3 | 14 | 1142.6855 | 92.6855
2034 | 11 | 3 | 15 | 1132.6749 | 82.6749
2034 | 11 | 3 | 16 | 1125.2497 | 75.2497
2034 | 11 | 3 | 17 | 1123.8801 | 73.8801
2034 | 11 | 3 | 18 | 1173.3405 | 123.3405
2034 | 11 | 3 | 19 | 1160.3353 | 110.3353
2034 | 11 | 3 | 20 | 1136.2849 | 86.2849
2034 | 11 | 3 | 21 | 1114.3001 | 64.3001
2034 | 11 | 3 | 22 | 1087.054 | 37.054
2034 | 11 | 3 | 23 | 1047.0204 | 0
2034 | 11 | 4 | 0 | 1004.6104 | 0
2034 | 11 | 4 | 1 | 949.3974 | 0
2034 | 11 | 4 | 2 | 924.5972 | 0
2034 | 11 | 4 | 3 | 902.7738 | 0
2034 | 11 | 4 | 4 | 895.0103 | 0
2034 | 11 | 4 | 5 | 894.9282 | 0
2034 | 11 | 4 | 6 | 907.3493 | 0
2034 | 11 | 4 | 7 | 926.0658 | 0
2034 | 11 | 4 | 8 | 933.2097 | 0
2034 | 11 | 4 | 9 | 950.8407 | 0
2034 | 11 | 4 | 10 | 975.266 | 0
2034 | 11 | 4 | 11 | 999.8718 | 0
2034 | 11 | 4 | 12 | 1014.5692 | 0
2034 | 11 | 4 | 13 | 1011.4202 | 0
2034 | 11 | 4 | 14 | 1004.7173 | 0
2034 | 11 | 4 | 15 | 1000.223 | 0
2034 | 11 | 4 | 16 | 998.6639 | 0
2034 | 11 | 4 | 17 | 1013.2161 | 0
2034 | 11 | 4 | 18 | 1066.4557 | 16.4557
2034 | 11 | 4 | 19 | 1060.2659 | 10.2659
2034 | 11 | 4 | 20 | 1040.0687 | 0
2034 | 11 | 4 | 21 | 1024.3304 | 0
2034 | 11 | 4 | 22 | 1010.1547 | 0
2034 | 11 | 4 | 23 | 980.4314 | 0
2034 | 11 | 5 | 0 | 952.2509 | 0
2034 | 11 | 5 | 1 | 922.4666 | 0
2034 | 11 | 5 | 2 | 895.5927 | 0
2034 | 11 | 5 | 3 | 875.5018 | 0
2034 | 11 | 5 | 4 | 865.6025 | 0
2034 | 11 | 5 | 5 | 857.8928 | 0
2034 | 11 | 5 | 6 | 856.9619 | 0
2034 | 11 | 5 | 7 | 862.3904 | 0
2034 | 11 | 5 | 8 | 871.6865 | 0
2034 | 11 | 5 | 9 | 893.7831 | 0
2034 | 11 | 5 | 10 | 919.7934 | 0
2034 | 11 | 5 | 11 | 945.944 | 0
2034 | 11 | 5 | 12 | 969.6123 | 0
2034 | 11 | 5 | 13 | 967.7364 | 0
2034 | 11 | 5 | 14 | 965.2316 | 0
2034 | 11 | 5 | 15 | 967.7628 | 0
2034 | 11 | 5 | 16 | 978.1964 | 0
2034 | 11 | 5 | 17 | 1002.4994 | 0
2034 | 11 | 5 | 18 | 1024.4167 | 0
2034 | 11 | 5 | 19 | 1025.6395 | 0
2034 | 11 | 5 | 20 | 1026.8623 | 0
2034 | 11 | 5 | 21 | 1003.9412 | 0
2034 | 11 | 5 | 22 | 995.1047 | 0
2034 | 11 | 5 | 23 | 972.2059 | 0
2034 | 11 | 6 | 0 | 941.5669 | 0
2034 | 11 | 6 | 1 | 962.5959 | 0
2034 | 11 | 6 | 2 | 983.625 | 0
2034 | 11 | 6 | 3 | 967.3355 | 0
2034 | 11 | 6 | 4 | 959.5802 | 0
2034 | 11 | 6 | 5 | 964.5498 | 0
2034 | 11 | 6 | 6 | 993.5501 | 0
2034 | 11 | 6 | 7 | 1034.7657 | 0
2034 | 11 | 6 | 8 | 1057.8295 | 7.8295
2034 | 11 | 6 | 9 | 1096.9434 | 46.9434
2034 | 11 | 6 | 10 | 1119.2322 | 69.2322
2034 | 11 | 6 | 11 | 1133.78 | 83.78
2034 | 11 | 6 | 12 | 1152.3135 | 102.3135
2034 | 11 | 6 | 13 | 1147.0472 | 97.0472
2034 | 11 | 6 | 14 | 1144.7254 | 94.7254
2034 | 11 | 6 | 15 | 1147.9965 | 97.9965
2034 | 11 | 6 | 16 | 1156.6414 | 106.6414
2034 | 11 | 6 | 17 | 1172.9362 | 122.9362
2034 | 11 | 6 | 18 | 1213.9893 | 163.9893
2034 | 11 | 6 | 19 | 1191.3626 | 141.3626
2034 | 11 | 6 | 20 | 1164.0579 | 114.0579
2034 | 11 | 6 | 21 | 1124.4909 | 74.4909
2034 | 11 | 6 | 22 | 1107.2489 | 57.2489
2034 | 11 | 6 | 23 | 1080.2634 | 30.2634
2034 | 11 | 7 | 0 | 1047.0292 | 0
2034 | 11 | 7 | 1 | 998.178 | 0
2034 | 11 | 7 | 2 | 973.0804 | 0
2034 | 11 | 7 | 3 | 954.8406 | 0
2034 | 11 | 7 | 4 | 945.1918 | 0
2034 | 11 | 7 | 5 | 940.4206 | 0
2034 | 11 | 7 | 6 | 950.3974 | 0
2034 | 11 | 7 | 7 | 983.2689 | 0
2034 | 11 | 7 | 8 | 1034.8627 | 0
2034 | 11 | 7 | 9 | 1078.1899 | 28.1899
2034 | 11 | 7 | 10 | 1105.7465 | 55.7465
2034 | 11 | 7 | 11 | 1120.1947 | 70.1947
2034 | 11 | 7 | 12 | 1134.6429 | 84.6429
2034 | 11 | 7 | 13 | 1140.0675 | 90.0675
2034 | 11 | 7 | 14 | 1144.7318 | 94.7318
2034 | 11 | 7 | 15 | 1141.6945 | 91.6945
2034 | 11 | 7 | 16 | 1137.5593 | 87.5593
2034 | 11 | 7 | 17 | 1161.5735 | 111.5735
2034 | 11 | 7 | 18 | 1202.1227 | 152.1227
2034 | 11 | 7 | 19 | 1173.8208 | 123.8208
2034 | 11 | 7 | 20 | 1143.8176 | 93.8176
2034 | 11 | 7 | 21 | 1118.4778 | 68.4778
2034 | 11 | 7 | 22 | 1105.7551 | 55.7551
2034 | 11 | 7 | 23 | 1074.3076 | 24.3076
2034 | 11 | 8 | 0 | 1037.9227 | 0
2034 | 11 | 8 | 1 | 972.0528 | 0
2034 | 11 | 8 | 2 | 948.5333 | 0
2034 | 11 | 8 | 3 | 930.6752 | 0
2034 | 11 | 8 | 4 | 926.5501 | 0
2034 | 11 | 8 | 5 | 935.4326 | 0
2034 | 11 | 8 | 6 | 966.0532 | 0
2034 | 11 | 8 | 7 | 1004.0052 | 0
2034 | 11 | 8 | 8 | 1025.6652 | 0
2034 | 11 | 8 | 9 | 1046.8757 | 0
2034 | 11 | 8 | 10 | 1066.7241 | 16.7241
2034 | 11 | 8 | 11 | 1082.161 | 32.161
2034 | 11 | 8 | 12 | 1091.0469 | 41.0469
2034 | 11 | 8 | 13 | 1099.9327 | 49.9327
2034 | 11 | 8 | 14 | 1099.7949 | 49.7949
2034 | 11 | 8 | 15 | 1098.8801 | 48.8801
2034 | 11 | 8 | 16 | 1109.5845 | 59.5845
2034 | 11 | 8 | 17 | 1130.4061 | 80.4061
2034 | 11 | 8 | 18 | 1174.0984 | 124.0984
2034 | 11 | 8 | 19 | 1148.5909 | 98.5909
2034 | 11 | 8 | 20 | 1120.2425 | 70.2425
2034 | 11 | 8 | 21 | 1089.4571 | 39.4571
2034 | 11 | 8 | 22 | 1069.995 | 19.995
2034 | 11 | 8 | 23 | 1036.9557 | 0
2034 | 11 | 9 | 0 | 1002.8976 | 0
2034 | 11 | 9 | 1 | 1002.9162 | 0
2034 | 11 | 9 | 2 | 980.4684 | 0
2034 | 11 | 9 | 3 | 966.1976 | 0
2034 | 11 | 9 | 4 | 965.7772 | 0
2034 | 11 | 9 | 5 | 976.2733 | 0
2034 | 11 | 9 | 6 | 1007.3737 | 0
2034 | 11 | 9 | 7 | 1057.2515 | 7.2515
2034 | 11 | 9 | 8 | 1088.1005 | 38.1005
2034 | 11 | 9 | 9 | 1109.1029 | 59.1029
2034 | 11 | 9 | 10 | 1123.6385 | 73.6385
2034 | 11 | 9 | 11 | 1138.2338 | 88.2338
2034 | 11 | 9 | 12 | 1152.378 | 102.378
2034 | 11 | 9 | 13 | 1148.1792 | 98.1792
2034 | 11 | 9 | 14 | 1145.7616 | 95.7616
2034 | 11 | 9 | 15 | 1145.8569 | 95.8569
2034 | 11 | 9 | 16 | 1152.7485 | 102.7485
2034 | 11 | 9 | 17 | 1170.4859 | 120.4859
2034 | 11 | 9 | 18 | 1180.0907 | 130.0907
2034 | 11 | 9 | 19 | 1189.6956 | 139.6956
2034 | 11 | 9 | 20 | 1157.5273 | 107.5273
2034 | 11 | 9 | 21 | 1121.4867 | 71.4867
2034 | 11 | 9 | 22 | 1098.1679 | 48.1679
2034 | 11 | 9 | 23 | 1069.0555 | 19.0555
2034 | 11 | 10 | 0 | 1039.8419 | 0
2034 | 11 | 10 | 1 | 966.9595 | 0
2034 | 11 | 10 | 2 | 946.0341 | 0
2034 | 11 | 10 | 3 | 932.5938 | 0
2034 | 11 | 10 | 4 | 934.1301 | 0
2034 | 11 | 10 | 5 | 946.9401 | 0
2034 | 11 | 10 | 6 | 983.6573 | 0
2034 | 11 | 10 | 7 | 1040.672 | 0
2034 | 11 | 10 | 8 | 1067.084 | 17.084
2034 | 11 | 10 | 9 | 1082.4051 | 32.4051
2034 | 11 | 10 | 10 | 1090.5843 | 40.5843
2034 | 11 | 10 | 11 | 1104.7108 | 54.7108
2034 | 11 | 10 | 12 | 1116.4733 | 66.4733
2034 | 11 | 10 | 13 | 1125.6745 | 75.6745
2034 | 11 | 10 | 14 | 1122.815 | 72.815
2034 | 11 | 10 | 15 | 1116.8282 | 66.8282
2034 | 11 | 10 | 16 | 1121.7583 | 71.7583
2034 | 11 | 10 | 17 | 1136.6017 | 86.6017
2034 | 11 | 10 | 18 | 1169.9815 | 119.9815
2034 | 11 | 10 | 19 | 1141.6734 | 91.6734
2034 | 11 | 10 | 20 | 1110.3874 | 60.3874
2034 | 11 | 10 | 21 | 1084.1105 | 34.1105
2034 | 11 | 10 | 22 | 1061.8674 | 11.8674
2034 | 11 | 10 | 23 | 1027.7343 | 0
2034 | 11 | 11 | 0 | 996.9898 | 0
2034 | 11 | 11 | 1 | 953.5521 | 0
2034 | 11 | 11 | 2 | 910.1144 | 0
2034 | 11 | 11 | 3 | 889.8385 | 0
2034 | 11 | 11 | 4 | 880.1023 | 0
2034 | 11 | 11 | 5 | 874.4481 | 0
2034 | 11 | 11 | 6 | 876.8085 | 0
2034 | 11 | 11 | 7 | 890.2291 | 0
2034 | 11 | 11 | 8 | 915.2128 | 0
2034 | 11 | 11 | 9 | 938.7459 | 0
2034 | 11 | 11 | 10 | 961.688 | 0
2034 | 11 | 11 | 11 | 978.874 | 0
2034 | 11 | 11 | 12 | 996.0599 | 0
2034 | 11 | 11 | 13 | 1005.0095 | 0
2034 | 11 | 11 | 14 | 1002.5196 | 0
2034 | 11 | 11 | 15 | 995.1329 | 0
2034 | 11 | 11 | 16 | 998.6492 | 0
2034 | 11 | 11 | 17 | 1022.6458 | 0
2034 | 11 | 11 | 18 | 1064.1883 | 14.1883
2034 | 11 | 11 | 19 | 1045.6581 | 0
2034 | 11 | 11 | 20 | 1022.4319 | 0
2034 | 11 | 11 | 21 | 998.3121 | 0
2034 | 11 | 11 | 22 | 990.3339 | 0
2034 | 11 | 11 | 23 | 970.7333 | 0
2034 | 11 | 12 | 0 | 938.7284 | 0
2034 | 11 | 12 | 1 | 905.8941 | 0
2034 | 11 | 12 | 2 | 879.0288 | 0
2034 | 11 | 12 | 3 | 857.7237 | 0
2034 | 11 | 12 | 4 | 846.6109 | 0
2034 | 11 | 12 | 5 | 838.3113 | 0
2034 | 11 | 12 | 6 | 836.8768 | 0
2034 | 11 | 12 | 7 | 842.9951 | 0
2034 | 11 | 12 | 8 | 861.9155 | 0
2034 | 11 | 12 | 9 | 886.7461 | 0
2034 | 11 | 12 | 10 | 915.9701 | 0
2034 | 11 | 12 | 11 | 936.3196 | 0
2034 | 11 | 12 | 12 | 960.0931 | 0
2034 | 11 | 12 | 13 | 957.3607 | 0
2034 | 11 | 12 | 14 | 954.2934 | 0
2034 | 11 | 12 | 15 | 957.7142 | 0
2034 | 11 | 12 | 16 | 966.3897 | 0
2034 | 11 | 12 | 17 | 999.4283 | 0
2034 | 11 | 12 | 18 | 1057.0822 | 7.0822
2034 | 11 | 12 | 19 | 1056.6269 | 6.6269
2034 | 11 | 12 | 20 | 1045.1527 | 0
2034 | 11 | 12 | 21 | 1023.7012 | 0
2034 | 11 | 12 | 22 | 1012.2683 | 0
2034 | 11 | 12 | 23 | 989.8062 | 0
2034 | 11 | 13 | 0 | 954.767 | 0
2034 | 11 | 13 | 1 | 974.0041 | 0
2034 | 11 | 13 | 2 | 993.2413 | 0
2034 | 11 | 13 | 3 | 977.9632 | 0
2034 | 11 | 13 | 4 | 970.7432 | 0
2034 | 11 | 13 | 5 | 973.7904 | 0
2034 | 11 | 13 | 6 | 997.8154 | 0
2034 | 11 | 13 | 7 | 1035.0111 | 0
2034 | 11 | 13 | 8 | 1062.2183 | 12.2183
2034 | 11 | 13 | 9 | 1095.6487 | 45.6487
2034 | 11 | 13 | 10 | 1115.2 | 65.2
2034 | 11 | 13 | 11 | 1127.9238 | 77.9238
2034 | 11 | 13 | 12 | 1145.5061 | 95.5061
2034 | 11 | 13 | 13 | 1139.0038 | 89.0038
2034 | 11 | 13 | 14 | 1134.346 | 84.346
2034 | 11 | 13 | 15 | 1139.7896 | 89.7896
2034 | 11 | 13 | 16 | 1155.9668 | 105.9668
2034 | 11 | 13 | 17 | 1182.7772 | 132.7772
2034 | 11 | 13 | 18 | 1190.75 | 140.75
2034 | 11 | 13 | 19 | 1198.7228 | 148.7228
2034 | 11 | 13 | 20 | 1172.9607 | 122.9607
2034 | 11 | 13 | 21 | 1140.3891 | 90.3891
2034 | 11 | 13 | 22 | 1127.4637 | 77.4637
2034 | 11 | 13 | 23 | 1103.1744 | 53.1744
2034 | 11 | 14 | 0 | 1071.3074 | 21.3074
2034 | 11 | 14 | 1 | 1037.8136 | 0
2034 | 11 | 14 | 2 | 1014.5488 | 0
2034 | 11 | 14 | 3 | 998.8748 | 0
2034 | 11 | 14 | 4 | 990.5598 | 0
2034 | 11 | 14 | 5 | 993.8405 | 0
2034 | 11 | 14 | 6 | 1014.6671 | 0
2034 | 11 | 14 | 7 | 1056.7697 | 6.7697
2034 | 11 | 14 | 8 | 1095.0721 | 45.0721
2034 | 11 | 14 | 9 | 1128.3351 | 78.3351
2034 | 11 | 14 | 10 | 1156.8769 | 106.8769
2034 | 11 | 14 | 11 | 1180.7473 | 130.7473
2034 | 11 | 14 | 12 | 1193.8421 | 143.8421
2034 | 11 | 14 | 13 | 1187.7102 | 137.7102
2034 | 11 | 14 | 14 | 1174.4803 | 124.4803
2034 | 11 | 14 | 15 | 1169.2657 | 119.2657
2034 | 11 | 14 | 16 | 1161.5523 | 111.5523
2034 | 11 | 14 | 17 | 1187.7146 | 137.7146
2034 | 11 | 14 | 18 | 1234.1207 | 184.1207
2034 | 11 | 14 | 19 | 1214.3417 | 164.3417
2034 | 11 | 14 | 20 | 1188.2434 | 138.2434
2034 | 11 | 14 | 21 | 1157.5624 | 107.5624
2034 | 11 | 14 | 22 | 1145.245 | 95.245
2034 | 11 | 14 | 23 | 1118.3602 | 68.3602
2034 | 11 | 15 | 0 | 1086.3914 | 36.3914
2034 | 11 | 15 | 1 | 1066.0647 | 16.0647
2034 | 11 | 15 | 2 | 1041.4705 | 0
2034 | 11 | 15 | 3 | 1025.0924 | 0
2034 | 11 | 15 | 4 | 1019.8753 | 0
2034 | 11 | 15 | 5 | 1025.2772 | 0
2034 | 11 | 15 | 6 | 1050.1077 | 0.10774
2034 | 11 | 15 | 7 | 1089.4941 | 39.4941
2034 | 11 | 15 | 8 | 1129.1162 | 79.1162
2034 | 11 | 15 | 9 | 1148.7149 | 98.7149
2034 | 11 | 15 | 10 | 1166.7796 | 116.7796
2034 | 11 | 15 | 11 | 1181.913 | 131.913
2034 | 11 | 15 | 12 | 1198.1876 | 148.1876
2034 | 11 | 15 | 13 | 1192.2299 | 142.2299
2034 | 11 | 15 | 14 | 1190.7629 | 140.7629
2034 | 11 | 15 | 15 | 1196.5104 | 146.5104
2034 | 11 | 15 | 16 | 1212.2569 | 162.2569
2034 | 11 | 15 | 17 | 1237.9731 | 187.9731
2034 | 11 | 15 | 18 | 1254.2891 | 204.2891
2034 | 11 | 15 | 19 | 1270.6051 | 220.6051
2034 | 11 | 15 | 20 | 1248.7236 | 198.7236
2034 | 11 | 15 | 21 | 1220.5715 | 170.5715
2034 | 11 | 15 | 22 | 1202.9448 | 152.9448
2034 | 11 | 15 | 23 | 1168.7682 | 118.7682
2034 | 11 | 16 | 0 | 1126.6156 | 76.6156
2034 | 11 | 16 | 1 | 1085.2312 | 35.2312
2034 | 11 | 16 | 2 | 1043.8468 | 0
2034 | 11 | 16 | 3 | 1026.3115 | 0
2034 | 11 | 16 | 4 | 1023.2661 | 0
2034 | 11 | 16 | 5 | 1032.5436 | 0
2034 | 11 | 16 | 6 | 1064.4634 | 14.4634
2034 | 11 | 16 | 7 | 1116.4054 | 66.4054
2034 | 11 | 16 | 8 | 1155.7185 | 105.7185
2034 | 11 | 16 | 9 | 1168.4056 | 118.4056
2034 | 11 | 16 | 10 | 1179.8575 | 129.8575
2034 | 11 | 16 | 11 | 1194.5578 | 144.5578
2034 | 11 | 16 | 12 | 1211.5341 | 161.5341
2034 | 11 | 16 | 13 | 1205.8961 | 155.8961
2034 | 11 | 16 | 14 | 1199.0381 | 149.0381
2034 | 11 | 16 | 15 | 1200.6012 | 150.6012
2034 | 11 | 16 | 16 | 1216.7149 | 166.7149
2034 | 11 | 16 | 17 | 1232.8286 | 182.8286
2034 | 11 | 16 | 18 | 1272.2412 | 222.2412
2034 | 11 | 16 | 19 | 1254.9266 | 204.9266
2034 | 11 | 16 | 20 | 1226.1248 | 176.1248
2034 | 11 | 16 | 21 | 1194.6441 | 144.6441
2034 | 11 | 16 | 22 | 1167.5488 | 117.5488
2034 | 11 | 16 | 23 | 1132.5389 | 82.5389
2034 | 11 | 17 | 0 | 1091.7116 | 41.7116
2034 | 11 | 17 | 1 | 1054.285 | 4.285
2034 | 11 | 17 | 2 | 1029.9618 | 0
2034 | 11 | 17 | 3 | 1011.9444 | 0
2034 | 11 | 17 | 4 | 1008.5026 | 0
2034 | 11 | 17 | 5 | 1016.1031 | 0
2034 | 11 | 17 | 6 | 1042.0925 | 0
2034 | 11 | 17 | 7 | 1082.2802 | 32.2802
2034 | 11 | 17 | 8 | 1108.9886 | 58.9886
2034 | 11 | 17 | 9 | 1127.3022 | 77.3022
2034 | 11 | 17 | 10 | 1135.9108 | 85.9108
2034 | 11 | 17 | 11 | 1148.3249 | 98.3249
2034 | 11 | 17 | 12 | 1164.8582 | 114.8582
2034 | 11 | 17 | 13 | 1163.1762 | 113.1762
2034 | 11 | 17 | 14 | 1159.7479 | 109.7479
2034 | 11 | 17 | 15 | 1162.1655 | 112.1655
2034 | 11 | 17 | 16 | 1167.4312 | 117.4312
2034 | 11 | 17 | 17 | 1184.7574 | 134.7574
2034 | 11 | 17 | 18 | 1186.2321 | 136.2321
2034 | 11 | 17 | 19 | 1187.7069 | 137.7069
2034 | 11 | 17 | 20 | 1155.772 | 105.772
2034 | 11 | 17 | 21 | 1116.6187 | 66.6187
2034 | 11 | 17 | 22 | 1102.3217 | 52.3217
2034 | 11 | 17 | 23 | 1080.4415 | 30.4415
2034 | 11 | 18 | 0 | 1053.7714 | 3.7714
2034 | 11 | 18 | 1 | 990.996 | 0
2034 | 11 | 18 | 2 | 928.2206 | 0
2034 | 11 | 18 | 3 | 908.2729 | 0
2034 | 11 | 18 | 4 | 899.556 | 0
2034 | 11 | 18 | 5 | 894.2184 | 0
2034 | 11 | 18 | 6 | 898.4778 | 0
2034 | 11 | 18 | 7 | 915.5149 | 0
2034 | 11 | 18 | 8 | 945.2837 | 0
2034 | 11 | 18 | 9 | 975.4086 | 0
2034 | 11 | 18 | 10 | 1000.633 | 0
2034 | 11 | 18 | 11 | 1020.7631 | 0
2034 | 11 | 18 | 12 | 1044.293 | 0
2034 | 11 | 18 | 13 | 1042.1418 | 0
2034 | 11 | 18 | 14 | 1037.7665 | 0
2034 | 11 | 18 | 15 | 1039.2393 | 0
2034 | 11 | 18 | 16 | 1048.188 | 0
2034 | 11 | 18 | 17 | 1074.9639 | 24.9639
2034 | 11 | 18 | 18 | 1084.5949 | 34.5949
2034 | 11 | 18 | 19 | 1094.226 | 44.226
2034 | 11 | 18 | 20 | 1065.3602 | 15.3602
2034 | 11 | 18 | 21 | 1052.2339 | 2.2339
2034 | 11 | 18 | 22 | 1043.5183 | 0
2034 | 11 | 18 | 23 | 1023.6677 | 0
2034 | 11 | 19 | 0 | 996.0065 | 0
2034 | 11 | 19 | 1 | 951.8648 | 0
2034 | 11 | 19 | 2 | 924.4418 | 0
2034 | 11 | 19 | 3 | 902.5725 | 0
2034 | 11 | 19 | 4 | 891.7217 | 0
2034 | 11 | 19 | 5 | 885.9148 | 0
2034 | 11 | 19 | 6 | 885.7192 | 0
2034 | 11 | 19 | 7 | 888.3395 | 0
2034 | 11 | 19 | 8 | 903.1322 | 0
2034 | 11 | 19 | 9 | 928.8106 | 0
2034 | 11 | 19 | 10 | 963.513 | 0
2034 | 11 | 19 | 11 | 991.9873 | 0
2034 | 11 | 19 | 12 | 1018.5106 | 0
2034 | 11 | 19 | 13 | 1020.6557 | 0
2034 | 11 | 19 | 14 | 1021.664 | 0
2034 | 11 | 19 | 15 | 1027.4889 | 0
2034 | 11 | 19 | 16 | 1042.311 | 0
2034 | 11 | 19 | 17 | 1080.8854 | 30.8854
2034 | 11 | 19 | 18 | 1108.299 | 58.299
2034 | 11 | 19 | 19 | 1112.4731 | 62.4731
2034 | 11 | 19 | 20 | 1116.6472 | 66.6472
2034 | 11 | 19 | 21 | 1089.7588 | 39.7588
2034 | 11 | 19 | 22 | 1072.4498 | 22.4498
2034 | 11 | 19 | 23 | 1046.7503 | 0
2034 | 11 | 20 | 0 | 1010.2024 | 0
2034 | 11 | 20 | 1 | 1062.3447 | 12.3447
2034 | 11 | 20 | 2 | 1038.0418 | 0
2034 | 11 | 20 | 3 | 1020.424 | 0
2034 | 11 | 20 | 4 | 1010.2877 | 0
2034 | 11 | 20 | 5 | 1013.0294 | 0
2034 | 11 | 20 | 6 | 1039.0127 | 0
2034 | 11 | 20 | 7 | 1078.8125 | 28.8125
2034 | 11 | 20 | 8 | 1115.8089 | 65.8089
2034 | 11 | 20 | 9 | 1136.5019 | 86.5019
2034 | 11 | 20 | 10 | 1163.9963 | 113.9963
2034 | 11 | 20 | 11 | 1185.0231 | 135.0231
2034 | 11 | 20 | 12 | 1208.6328 | 158.6328
2034 | 11 | 20 | 13 | 1206.1981 | 156.1981
2034 | 11 | 20 | 14 | 1207.3968 | 157.3968
2034 | 11 | 20 | 15 | 1215.6518 | 165.6518
2034 | 11 | 20 | 16 | 1231.0542 | 181.0542
2034 | 11 | 20 | 17 | 1255.3715 | 205.3715
2034 | 11 | 20 | 18 | 1290.0966 | 240.0966
2034 | 11 | 20 | 19 | 1264.1163 | 214.1163
2034 | 11 | 20 | 20 | 1237.6541 | 187.6541
2034 | 11 | 20 | 21 | 1199.4526 | 149.4526
2034 | 11 | 20 | 22 | 1180.9119 | 130.9119
2034 | 11 | 20 | 23 | 1151.9876 | 101.9876
2034 | 11 | 21 | 0 | 1109.513 | 59.513
2034 | 11 | 21 | 1 | 1060.3009 | 10.3009
2034 | 11 | 21 | 2 | 1031.7047 | 0
2034 | 11 | 21 | 3 | 1011.9742 | 0
2034 | 11 | 21 | 4 | 1002.5853 | 0
2034 | 11 | 21 | 5 | 1004.0437 | 0
2034 | 11 | 21 | 6 | 1019.5003 | 0
2034 | 11 | 21 | 7 | 1064.3343 | 14.3343
2034 | 11 | 21 | 8 | 1112.042 | 62.042
2034 | 11 | 21 | 9 | 1147.4008 | 97.4008
2034 | 11 | 21 | 10 | 1179.7312 | 129.7312
2034 | 11 | 21 | 11 | 1208.562 | 158.562
2034 | 11 | 21 | 12 | 1226.8424 | 176.8424
2034 | 11 | 21 | 13 | 1223.3171 | 173.3171
2034 | 11 | 21 | 14 | 1213.7661 | 163.7661
2034 | 11 | 21 | 15 | 1207.0478 | 157.0478
2034 | 11 | 21 | 16 | 1191.3816 | 141.3816
2034 | 11 | 21 | 17 | 1217.5961 | 167.5961
2034 | 11 | 21 | 18 | 1231.5077 | 181.5077
2034 | 11 | 21 | 19 | 1245.4192 | 195.4192
2034 | 11 | 21 | 20 | 1220.3711 | 170.3711
2034 | 11 | 21 | 21 | 1185.7171 | 135.7171
2034 | 11 | 21 | 22 | 1172.2267 | 122.2267
2034 | 11 | 21 | 23 | 1142.6314 | 92.6314
2034 | 11 | 22 | 0 | 1102.441 | 52.441
2034 | 11 | 22 | 1 | 1062.4501 | 12.4501
2034 | 11 | 22 | 2 | 1036.5321 | 0
2034 | 11 | 22 | 3 | 1017.3943 | 0
2034 | 11 | 22 | 4 | 1010.8266 | 0
2034 | 11 | 22 | 5 | 1013.8571 | 0
2034 | 11 | 22 | 6 | 1034.9929 | 0
2034 | 11 | 22 | 7 | 1075.0051 | 25.0051
2034 | 11 | 22 | 8 | 1119.4912 | 69.4912
2034 | 11 | 22 | 9 | 1138.8992 | 88.8992
2034 | 11 | 22 | 10 | 1158.9808 | 108.9808
2034 | 11 | 22 | 11 | 1173.517 | 123.517
2034 | 11 | 22 | 12 | 1191.6314 | 141.6314
2034 | 11 | 22 | 13 | 1189.6176 | 139.6176
2034 | 11 | 22 | 14 | 1190.3757 | 140.3757
2034 | 11 | 22 | 15 | 1196.9569 | 146.9569
2034 | 11 | 22 | 16 | 1211.5464 | 161.5464
2034 | 11 | 22 | 17 | 1239.5219 | 189.5219
2034 | 11 | 22 | 18 | 1253.7169 | 203.7169
2034 | 11 | 22 | 19 | 1267.912 | 217.912
2034 | 11 | 22 | 20 | 1245.0882 | 195.0882
2034 | 11 | 22 | 21 | 1215.2304 | 165.2304
2034 | 11 | 22 | 22 | 1196.1216 | 146.1216
2034 | 11 | 22 | 23 | 1161.4045 | 111.4045
2034 | 11 | 23 | 0 | 1116.6637 | 66.6637
2034 | 11 | 23 | 1 | 1058.0244 | 8.0244
2034 | 11 | 23 | 2 | 1032.4689 | 0
2034 | 11 | 23 | 3 | 1012.4605 | 0
2034 | 11 | 23 | 4 | 1008.0228 | 0
2034 | 11 | 23 | 5 | 1013.9298 | 0
2034 | 11 | 23 | 6 | 1043.4459 | 0
2034 | 11 | 23 | 7 | 1096.0979 | 46.0979
2034 | 11 | 23 | 8 | 1148.1087 | 98.1087
2034 | 11 | 23 | 9 | 1175.079 | 125.079
2034 | 11 | 23 | 10 | 1188.2302 | 138.2302
2034 | 11 | 23 | 11 | 1201.576 | 151.576
2034 | 11 | 23 | 12 | 1217.4092 | 167.4092
2034 | 11 | 23 | 13 | 1209.0746 | 159.0746
2034 | 11 | 23 | 14 | 1206.5042 | 156.5042
2034 | 11 | 23 | 15 | 1209.286 | 159.286
2034 | 11 | 23 | 16 | 1210.657 | 160.657
2034 | 11 | 23 | 17 | 1234.5332 | 184.5332
2034 | 11 | 23 | 18 | 1282.6052 | 232.6052
2034 | 11 | 23 | 19 | 1270.6061 | 220.6061
2034 | 11 | 23 | 20 | 1248.5986 | 198.5986
2034 | 11 | 23 | 21 | 1215.8846 | 165.8846
2034 | 11 | 23 | 22 | 1181.2799 | 131.2799
2034 | 11 | 23 | 23 | 1151.6719 | 101.6719
2034 | 11 | 24 | 0 | 1108.8876 | 58.8876
2034 | 11 | 24 | 1 | 1057.9121 | 7.9121
2034 | 11 | 24 | 2 | 1033.5264 | 0
2034 | 11 | 24 | 3 | 1015.7352 | 0
2034 | 11 | 24 | 4 | 1011.8052 | 0
2034 | 11 | 24 | 5 | 1018.382 | 0
2034 | 11 | 24 | 6 | 1048.984 | 0
2034 | 11 | 24 | 7 | 1099.0793 | 49.0793
2034 | 11 | 24 | 8 | 1144.8596 | 94.8596
2034 | 11 | 24 | 9 | 1161.8544 | 111.8544
2034 | 11 | 24 | 10 | 1176.6693 | 126.6693
2034 | 11 | 24 | 11 | 1201.0335 | 151.0335
2034 | 11 | 24 | 12 | 1216.4483 | 166.4483
2034 | 11 | 24 | 13 | 1217.7806 | 167.7806
2034 | 11 | 24 | 14 | 1214.6146 | 164.6146
2034 | 11 | 24 | 15 | 1208.6917 | 158.6917
2034 | 11 | 24 | 16 | 1204.8282 | 154.8282
2034 | 11 | 24 | 17 | 1223.2523 | 173.2523
2034 | 11 | 24 | 18 | 1261.9748 | 211.9748
2034 | 11 | 24 | 19 | 1235.449 | 185.449
2034 | 11 | 24 | 20 | 1206.8531 | 156.8531
2034 | 11 | 24 | 21 | 1177.7848 | 127.7848
2034 | 11 | 24 | 22 | 1157.6687 | 107.6687
2034 | 11 | 24 | 23 | 1130.0876 | 80.0876
2034 | 11 | 25 | 0 | 1092.8307 | 42.8307
2034 | 11 | 25 | 1 | 1037.1643 | 0
2034 | 11 | 25 | 2 | 981.498 | 0
2034 | 11 | 25 | 3 | 957.4697 | 0
2034 | 11 | 25 | 4 | 945.251 | 0
2034 | 11 | 25 | 5 | 939.6649 | 0
2034 | 11 | 25 | 6 | 943.111 | 0
2034 | 11 | 25 | 7 | 958.2031 | 0
2034 | 11 | 25 | 8 | 985.8819 | 0
2034 | 11 | 25 | 9 | 1011.8411 | 0
2034 | 11 | 25 | 10 | 1035.7505 | 0
2034 | 11 | 25 | 11 | 1054.3648 | 4.3648
2034 | 11 | 25 | 12 | 1073.3147 | 23.3147
2034 | 11 | 25 | 13 | 1072.8587 | 22.8587
2034 | 11 | 25 | 14 | 1067.7763 | 17.7763
2034 | 11 | 25 | 15 | 1066.4673 | 16.4673
2034 | 11 | 25 | 16 | 1070.2905 | 20.2905
2034 | 11 | 25 | 17 | 1102.5939 | 52.5939
2034 | 11 | 25 | 18 | 1125.3517 | 75.3517
2034 | 11 | 25 | 19 | 1148.1094 | 98.1094
2034 | 11 | 25 | 20 | 1125.8205 | 75.8205
2034 | 11 | 25 | 21 | 1096.5317 | 46.5317
2034 | 11 | 25 | 22 | 1079.5774 | 29.5774
2034 | 11 | 25 | 23 | 1057.2356 | 7.2356
2034 | 11 | 26 | 0 | 1021.8748 | 0
2034 | 11 | 26 | 1 | 986.029 | 0
2034 | 11 | 26 | 2 | 963.3694 | 0
2034 | 11 | 26 | 3 | 945.3182 | 0
2034 | 11 | 26 | 4 | 937.3016 | 0
2034 | 11 | 26 | 5 | 936.0444 | 0
2034 | 11 | 26 | 6 | 945.9694 | 0
2034 | 11 | 26 | 7 | 954.3202 | 0
2034 | 11 | 26 | 8 | 956.4061 | 0
2034 | 11 | 26 | 9 | 977.1662 | 0
2034 | 11 | 26 | 10 | 1007.0565 | 0
2034 | 11 | 26 | 11 | 1033.8563 | 0
2034 | 11 | 26 | 12 | 1049.3273 | 0
2034 | 11 | 26 | 13 | 1049.6747 | 0
2034 | 11 | 26 | 14 | 1044.2439 | 0
2034 | 11 | 26 | 15 | 1042.3912 | 0
2034 | 11 | 26 | 16 | 1057.8607 | 7.8607
2034 | 11 | 26 | 17 | 1096.6923 | 46.6923
2034 | 11 | 26 | 18 | 1149.7569 | 99.7569
2034 | 11 | 26 | 19 | 1139.6804 | 89.6804
2034 | 11 | 26 | 20 | 1118.8016 | 68.8016
2034 | 11 | 26 | 21 | 1092.5323 | 42.5323
2034 | 11 | 26 | 22 | 1072.2505 | 22.2505
2034 | 11 | 26 | 23 | 1054.2899 | 4.2899
2034 | 11 | 27 | 0 | 1026.5734 | 0
2034 | 11 | 27 | 1 | 1089.0348 | 39.0348
2034 | 11 | 27 | 2 | 1066.147 | 16.147
2034 | 11 | 27 | 3 | 1048.839 | 0
2034 | 11 | 27 | 4 | 1040.4896 | 0
2034 | 11 | 27 | 5 | 1043.9986 | 0
2034 | 11 | 27 | 6 | 1070.7032 | 20.7032
2034 | 11 | 27 | 7 | 1112.6642 | 62.6642
2034 | 11 | 27 | 8 | 1148.5246 | 98.5246
2034 | 11 | 27 | 9 | 1178.1974 | 128.1974
2034 | 11 | 27 | 10 | 1195.4776 | 145.4776
2034 | 11 | 27 | 11 | 1207.2083 | 157.2083
2034 | 11 | 27 | 12 | 1222.9298 | 172.9298
2034 | 11 | 27 | 13 | 1214.6028 | 164.6028
2034 | 11 | 27 | 14 | 1210.4429 | 160.4429
2034 | 11 | 27 | 15 | 1214.8126 | 164.8126
2034 | 11 | 27 | 16 | 1231.2483 | 181.2483
2034 | 11 | 27 | 17 | 1259.7932 | 209.7932
2034 | 11 | 27 | 18 | 1266.8916 | 216.8916
2034 | 11 | 27 | 19 | 1273.9899 | 223.9899
2034 | 11 | 27 | 20 | 1247.5613 | 197.5613
2034 | 11 | 27 | 21 | 1208.7373 | 158.7373
2034 | 11 | 27 | 22 | 1192.4169 | 142.4169
2034 | 11 | 27 | 23 | 1166.5829 | 116.5829
2034 | 11 | 28 | 0 | 1126.2489 | 76.2489
2034 | 11 | 28 | 1 | 1089.0048 | 39.0048
2034 | 11 | 28 | 2 | 1064.5418 | 14.5418
2034 | 11 | 28 | 3 | 1049.0302 | 0
2034 | 11 | 28 | 4 | 1042.8986 | 0
2034 | 11 | 28 | 5 | 1048.6698 | 0
2034 | 11 | 28 | 6 | 1075.0308 | 25.0308
2034 | 11 | 28 | 7 | 1122.0456 | 72.0456
2034 | 11 | 28 | 8 | 1166.7974 | 116.7974
2034 | 11 | 28 | 9 | 1200.7484 | 150.7484
2034 | 11 | 28 | 10 | 1230.6803 | 180.6803
2034 | 11 | 28 | 11 | 1247.5471 | 197.5471
2034 | 11 | 28 | 12 | 1250.3823 | 200.3823
2034 | 11 | 28 | 13 | 1253.2175 | 203.2175
2034 | 11 | 28 | 14 | 1242.9673 | 192.9673
2034 | 11 | 28 | 15 | 1236.461 | 186.461
2034 | 11 | 28 | 16 | 1229.066 | 179.066
2034 | 11 | 28 | 17 | 1254.5881 | 204.5881
2034 | 11 | 28 | 18 | 1299.132 | 249.132
2034 | 11 | 28 | 19 | 1275.8587 | 225.8587
2034 | 11 | 28 | 20 | 1251.227 | 201.227
2034 | 11 | 28 | 21 | 1216.5158 | 166.5158
2034 | 11 | 28 | 22 | 1200.1985 | 150.1985
2034 | 11 | 28 | 23 | 1163.9635 | 113.9635
2034 | 11 | 29 | 0 | 1119.1917 | 69.1917
2034 | 11 | 29 | 1 | 1120.603 | 70.603
2034 | 11 | 29 | 2 | 1096.0022 | 46.0022
2034 | 11 | 29 | 3 | 1079.7919 | 29.7919
2034 | 11 | 29 | 4 | 1074.557 | 24.557
2034 | 11 | 29 | 5 | 1079.332 | 29.332
2034 | 11 | 29 | 6 | 1101.5015 | 51.5015
2034 | 11 | 29 | 7 | 1135.1803 | 85.1803
2034 | 11 | 29 | 8 | 1168.7905 | 118.7905
2034 | 11 | 29 | 9 | 1185.0153 | 135.0153
2034 | 11 | 29 | 10 | 1201.4648 | 151.4648
2034 | 11 | 29 | 11 | 1210.2571 | 160.2571
2034 | 11 | 29 | 12 | 1219.0494 | 169.0494
2034 | 11 | 29 | 13 | 1224.8088 | 174.8088
2034 | 11 | 29 | 14 | 1218.7218 | 168.7218
2034 | 11 | 29 | 15 | 1214.7718 | 164.7718
2034 | 11 | 29 | 16 | 1223.302 | 173.302
2034 | 11 | 29 | 17 | 1252.4282 | 202.4282
2034 | 11 | 29 | 18 | 1302.993 | 252.993
2034 | 11 | 29 | 19 | 1283.0986 | 233.0986
2034 | 11 | 29 | 20 | 1261.1185 | 211.1185
2034 | 11 | 29 | 21 | 1224.9029 | 174.9029
2034 | 11 | 29 | 22 | 1209.877 | 159.877
2034 | 11 | 29 | 23 | 1181.2985 | 131.2985
2034 | 11 | 30 | 0 | 1146.6676 | 96.6676
2034 | 11 | 30 | 1 | 1129.816 | 79.816
2034 | 11 | 30 | 2 | 1103.3856 | 53.3856
2034 | 11 | 30 | 3 | 1086.5381 | 36.5381
2034 | 11 | 30 | 4 | 1082.5993 | 32.5993
2034 | 11 | 30 | 5 | 1089.9471 | 39.9471
2034 | 11 | 30 | 6 | 1120.4728 | 70.4728
2034 | 11 | 30 | 7 | 1167.8836 | 117.8836
2034 | 11 | 30 | 8 | 1197.5412 | 147.5412
2034 | 11 | 30 | 9 | 1214.6899 | 164.6899
2034 | 11 | 30 | 10 | 1224.4015 | 174.4015
2034 | 11 | 30 | 11 | 1232.6173 | 182.6173
2034 | 11 | 30 | 12 | 1240.8415 | 190.8415
2034 | 11 | 30 | 13 | 1235.0058 | 185.0058
2034 | 11 | 30 | 14 | 1231.0302 | 181.0302
2034 | 11 | 30 | 15 | 1232.7481 | 182.7481
2034 | 11 | 30 | 16 | 1240.7465 | 190.7465
2034 | 11 | 30 | 17 | 1267.0418 | 217.0418
2034 | 11 | 30 | 18 | 1305.5362 | 255.5362
2034 | 11 | 30 | 19 | 1281.866 | 231.866
2034 | 11 | 30 | 20 | 1253.3192 | 203.3192
2034 | 11 | 30 | 21 | 1215.7658 | 165.7658
2034 | 11 | 30 | 22 | 1192.9475 | 142.9475
2034 | 11 | 30 | 23 | 1169.1928 | 119.1928
2034 | 12 | 1 | 0 | 1137.9115 | 87.9115
2034 | 12 | 1 | 1 | 1076.4463 | 26.4463
2034 | 12 | 1 | 2 | 1050.2153 | 0.21529
2034 | 12 | 1 | 3 | 1033.478 | 0
2034 | 12 | 1 | 4 | 1031.3133 | 0
2034 | 12 | 1 | 5 | 1042.0147 | 0
2034 | 12 | 1 | 6 | 1074.6919 | 24.6919
2034 | 12 | 1 | 7 | 1127.531 | 77.531
2034 | 12 | 1 | 8 | 1167.6077 | 117.6077
2034 | 12 | 1 | 9 | 1193.2591 | 143.2591
2034 | 12 | 1 | 10 | 1198.6886 | 148.6886
2034 | 12 | 1 | 11 | 1211.0582 | 161.0582
2034 | 12 | 1 | 12 | 1219.8227 | 169.8227
2034 | 12 | 1 | 13 | 1226.6256 | 176.6256
2034 | 12 | 1 | 14 | 1225.4192 | 175.4192
2034 | 12 | 1 | 15 | 1224.7802 | 174.7802
2034 | 12 | 1 | 16 | 1227.4833 | 177.4833
2034 | 12 | 1 | 17 | 1249.5782 | 199.5782
2034 | 12 | 1 | 18 | 1283.3414 | 233.3414
2034 | 12 | 1 | 19 | 1252.6901 | 202.6901
2034 | 12 | 1 | 20 | 1220.477 | 170.477
2034 | 12 | 1 | 21 | 1183.7358 | 133.7358
2034 | 12 | 1 | 22 | 1163.8959 | 113.8959
2034 | 12 | 1 | 23 | 1138.4789 | 88.4789
2034 | 12 | 2 | 0 | 1104.844 | 54.844
2034 | 12 | 2 | 1 | 1056.3112 | 6.3112
2034 | 12 | 2 | 2 | 1007.7783 | 0
2034 | 12 | 2 | 3 | 988.8776 | 0
2034 | 12 | 2 | 4 | 980.9927 | 0
2034 | 12 | 2 | 5 | 981.372 | 0
2034 | 12 | 2 | 6 | 997.7806 | 0
2034 | 12 | 2 | 7 | 1016.6311 | 0
2034 | 12 | 2 | 8 | 1030.226 | 0
2034 | 12 | 2 | 9 | 1055.1485 | 5.1485
2034 | 12 | 2 | 10 | 1081.3333 | 31.3333
2034 | 12 | 2 | 11 | 1102.6363 | 52.6363
2034 | 12 | 2 | 12 | 1124.7667 | 74.7667
2034 | 12 | 2 | 13 | 1123.7669 | 73.7669
2034 | 12 | 2 | 14 | 1120.9374 | 70.9374
2034 | 12 | 2 | 15 | 1116.7627 | 66.7627
2034 | 12 | 2 | 16 | 1117.3299 | 67.3299
2034 | 12 | 2 | 17 | 1145.1358 | 95.1358
2034 | 12 | 2 | 18 | 1185.6567 | 135.6567
2034 | 12 | 2 | 19 | 1162.8894 | 112.8894
2034 | 12 | 2 | 20 | 1132.9905 | 82.9905
2034 | 12 | 2 | 21 | 1103.7406 | 53.7406
2034 | 12 | 2 | 22 | 1088.265 | 38.265
2034 | 12 | 2 | 23 | 1071.382 | 21.382
2034 | 12 | 3 | 0 | 1044.4786 | 0
2034 | 12 | 3 | 1 | 1025.1447 | 0
2034 | 12 | 3 | 2 | 996.7859 | 0
2034 | 12 | 3 | 3 | 976.5072 | 0
2034 | 12 | 3 | 4 | 965.8413 | 0
2034 | 12 | 3 | 5 | 962.3594 | 0
2034 | 12 | 3 | 6 | 966.9661 | 0
2034 | 12 | 3 | 7 | 974.5833 | 0
2034 | 12 | 3 | 8 | 980.482 | 0
2034 | 12 | 3 | 9 | 998.8516 | 0
2034 | 12 | 3 | 10 | 1029.9371 | 0
2034 | 12 | 3 | 11 | 1053.7489 | 3.7489
2034 | 12 | 3 | 12 | 1072.3661 | 22.3661
2034 | 12 | 3 | 13 | 1077.4425 | 27.4425
2034 | 12 | 3 | 14 | 1070.8214 | 20.8214
2034 | 12 | 3 | 15 | 1066.2457 | 16.2457
2034 | 12 | 3 | 16 | 1068.6803 | 18.6803
2034 | 12 | 3 | 17 | 1105.9647 | 55.9647
2034 | 12 | 3 | 18 | 1169.0555 | 119.0555
2034 | 12 | 3 | 19 | 1171.0714 | 121.0714
2034 | 12 | 3 | 20 | 1157.5651 | 107.5651
2034 | 12 | 3 | 21 | 1131.2799 | 81.2799
2034 | 12 | 3 | 22 | 1105.6299 | 55.6299
2034 | 12 | 3 | 23 | 1085.11 | 35.11
2034 | 12 | 4 | 0 | 1052.2955 | 2.2955
2034 | 12 | 4 | 1 | 1090.1339 | 40.1339
2034 | 12 | 4 | 2 | 1127.9724 | 77.9724
2034 | 12 | 4 | 3 | 1113.0406 | 63.0406
2034 | 12 | 4 | 4 | 1104.0145 | 54.0145
2034 | 12 | 4 | 5 | 1105.4799 | 55.4799
2034 | 12 | 4 | 6 | 1127.2688 | 77.2688
2034 | 12 | 4 | 7 | 1165.4378 | 115.4378
2034 | 12 | 4 | 8 | 1199.2986 | 149.2986
2034 | 12 | 4 | 9 | 1237.961 | 187.961
2034 | 12 | 4 | 10 | 1253.741 | 203.741
2034 | 12 | 4 | 11 | 1261.8234 | 211.8234
2034 | 12 | 4 | 12 | 1278.1313 | 228.1313
2034 | 12 | 4 | 13 | 1264.9973 | 214.9973
2034 | 12 | 4 | 14 | 1262.8205 | 212.8205
2034 | 12 | 4 | 15 | 1269.7441 | 219.7441
2034 | 12 | 4 | 16 | 1280.3041 | 230.3041
2034 | 12 | 4 | 17 | 1307.3872 | 257.3872
2034 | 12 | 4 | 18 | 1312.0521 | 262.0521
2034 | 12 | 4 | 19 | 1316.717 | 266.717
2034 | 12 | 4 | 20 | 1288.8882 | 238.8882
2034 | 12 | 4 | 21 | 1249.1189 | 199.1189
2034 | 12 | 4 | 22 | 1236.4767 | 186.4767
2034 | 12 | 4 | 23 | 1220.1527 | 170.1527
2034 | 12 | 5 | 0 | 1188.0142 | 138.0142
2034 | 12 | 5 | 1 | 1101.1907 | 51.1907
2034 | 12 | 5 | 2 | 1075.8149 | 25.8149
2034 | 12 | 5 | 3 | 1057.9124 | 7.9124
2034 | 12 | 5 | 4 | 1050.9921 | 0.99206
2034 | 12 | 5 | 5 | 1053.8332 | 3.8332
2034 | 12 | 5 | 6 | 1077.8686 | 27.8686
2034 | 12 | 5 | 7 | 1121.6601 | 71.6601
2034 | 12 | 5 | 8 | 1160.2514 | 110.2514
2034 | 12 | 5 | 9 | 1181.9836 | 131.9836
2034 | 12 | 5 | 10 | 1210.2078 | 160.2078
2034 | 12 | 5 | 11 | 1233.9725 | 183.9725
2034 | 12 | 5 | 12 | 1247.974 | 197.974
2034 | 12 | 5 | 13 | 1239.2641 | 189.2641
2034 | 12 | 5 | 14 | 1226.558 | 176.558
2034 | 12 | 5 | 15 | 1223.1375 | 173.1375
2034 | 12 | 5 | 16 | 1215.7045 | 165.7045
2034 | 12 | 5 | 17 | 1243.5728 | 193.5728
2034 | 12 | 5 | 18 | 1253.9985 | 203.9985
2034 | 12 | 5 | 19 | 1264.4243 | 214.4243
2034 | 12 | 5 | 20 | 1241.7042 | 191.7042
2034 | 12 | 5 | 21 | 1210.3356 | 160.3356
2034 | 12 | 5 | 22 | 1195.7717 | 145.7717
2034 | 12 | 5 | 23 | 1166.4184 | 116.4184
2034 | 12 | 6 | 0 | 1131.1208 | 81.1208
2034 | 12 | 6 | 1 | 1097.0492 | 47.0492
2034 | 12 | 6 | 2 | 1071.4375 | 21.4375
2034 | 12 | 6 | 3 | 1054.9407 | 4.9407
2034 | 12 | 6 | 4 | 1051.085 | 1.085
2034 | 12 | 6 | 5 | 1056.3658 | 6.3658
2034 | 12 | 6 | 6 | 1083.3985 | 33.3985
2034 | 12 | 6 | 7 | 1117.9542 | 67.9542
2034 | 12 | 6 | 8 | 1146.4455 | 96.4455
2034 | 12 | 6 | 9 | 1152.6665 | 102.6665
2034 | 12 | 6 | 10 | 1169.1549 | 119.1549
2034 | 12 | 6 | 11 | 1181.7674 | 131.7674
2034 | 12 | 6 | 12 | 1195.7023 | 145.7023
2034 | 12 | 6 | 13 | 1189.7951 | 139.7951
2034 | 12 | 6 | 14 | 1188.9743 | 138.9743
2034 | 12 | 6 | 15 | 1193.4064 | 143.4064
2034 | 12 | 6 | 16 | 1207.2684 | 157.2684
2034 | 12 | 6 | 17 | 1233.0121 | 183.0121
2034 | 12 | 6 | 18 | 1277.2233 | 227.2233
2034 | 12 | 6 | 19 | 1247.528 | 197.528
2034 | 12 | 6 | 20 | 1222.6638 | 172.6638
2034 | 12 | 6 | 21 | 1192.752 | 142.752
2034 | 12 | 6 | 22 | 1178.5009 | 128.5009
2034 | 12 | 6 | 23 | 1151.9142 | 101.9142
2034 | 12 | 7 | 0 | 1119.1613 | 69.1613
2034 | 12 | 7 | 1 | 1081.6128 | 31.6128
2034 | 12 | 7 | 2 | 1055.77 | 5.77
2034 | 12 | 7 | 3 | 1036.4667 | 0
2034 | 12 | 7 | 4 | 1031.4871 | 0
2034 | 12 | 7 | 5 | 1039.6677 | 0
2034 | 12 | 7 | 6 | 1066.9179 | 16.9179
2034 | 12 | 7 | 7 | 1111.9137 | 61.9137
2034 | 12 | 7 | 8 | 1144.3653 | 94.3653
2034 | 12 | 7 | 9 | 1159.7731 | 109.7731
2034 | 12 | 7 | 10 | 1175.8972 | 125.8972
2034 | 12 | 7 | 11 | 1193.4188 | 143.4188
2034 | 12 | 7 | 12 | 1206.8423 | 156.8423
2034 | 12 | 7 | 13 | 1214.4774 | 164.4774
2034 | 12 | 7 | 14 | 1221.8896 | 171.8896
2034 | 12 | 7 | 15 | 1221.235 | 171.235
2034 | 12 | 7 | 16 | 1221.2634 | 171.2634
2034 | 12 | 7 | 17 | 1241.8681 | 191.8681
2034 | 12 | 7 | 18 | 1245.0557 | 195.0557
2034 | 12 | 7 | 19 | 1248.2433 | 198.2433
2034 | 12 | 7 | 20 | 1218.672 | 168.672
2034 | 12 | 7 | 21 | 1179.6624 | 129.6624
2034 | 12 | 7 | 22 | 1143.2978 | 93.2978
2034 | 12 | 7 | 23 | 1124.4047 | 74.4047
2034 | 12 | 8 | 0 | 1096.4111 | 46.4111
2034 | 12 | 8 | 1 | 1098.913 | 48.913
2034 | 12 | 8 | 2 | 1068.1084 | 18.1084
2034 | 12 | 8 | 3 | 1047.584 | 0
2034 | 12 | 8 | 4 | 1044.456 | 0
2034 | 12 | 8 | 5 | 1050.432 | 0.43199
2034 | 12 | 8 | 6 | 1079.2079 | 29.2079
2034 | 12 | 8 | 7 | 1130.622 | 80.622
2034 | 12 | 8 | 8 | 1171.9726 | 121.9726
2034 | 12 | 8 | 9 | 1191.7868 | 141.7868
2034 | 12 | 8 | 10 | 1205.2783 | 155.2783
2034 | 12 | 8 | 11 | 1222.1787 | 172.1787
2034 | 12 | 8 | 12 | 1239.0791 | 189.0791
2034 | 12 | 8 | 13 | 1252.15 | 202.15
2034 | 12 | 8 | 14 | 1257.7708 | 207.7708
2034 | 12 | 8 | 15 | 1252.2836 | 202.2836
2034 | 12 | 8 | 16 | 1246.5113 | 196.5113
2034 | 12 | 8 | 17 | 1252.3558 | 202.3558
2034 | 12 | 8 | 18 | 1289.9568 | 239.9568
2034 | 12 | 8 | 19 | 1256.5576 | 206.5576
2034 | 12 | 8 | 20 | 1229.2172 | 179.2172
2034 | 12 | 8 | 21 | 1202.8207 | 152.8207
2034 | 12 | 8 | 22 | 1183.7619 | 133.7619
2034 | 12 | 8 | 23 | 1161.6231 | 111.6231
2034 | 12 | 9 | 0 | 1129.3569 | 79.3569
2034 | 12 | 9 | 1 | 1064.78 | 14.78
2034 | 12 | 9 | 2 | 1000.2031 | 0
2034 | 12 | 9 | 3 | 980.7466 | 0
2034 | 12 | 9 | 4 | 972.8772 | 0
2034 | 12 | 9 | 5 | 965.9947 | 0
2034 | 12 | 9 | 6 | 967.7976 | 0
2034 | 12 | 9 | 7 | 982.2398 | 0
2034 | 12 | 9 | 8 | 1011.8973 | 0
2034 | 12 | 9 | 9 | 1034.188 | 0
2034 | 12 | 9 | 10 | 1048.2229 | 0
2034 | 12 | 9 | 11 | 1062.8021 | 12.8021
2034 | 12 | 9 | 12 | 1082.1837 | 32.1837
2034 | 12 | 9 | 13 | 1077.5073 | 27.5073
2034 | 12 | 9 | 14 | 1074.5442 | 24.5442
2034 | 12 | 9 | 15 | 1075.2913 | 25.2913
2034 | 12 | 9 | 16 | 1090.9335 | 40.9335
2034 | 12 | 9 | 17 | 1104.0868 | 54.0868
2034 | 12 | 9 | 18 | 1117.2401 | 67.2401
2034 | 12 | 9 | 19 | 1105.854 | 55.854
2034 | 12 | 9 | 20 | 1094.4678 | 44.4678
2034 | 12 | 9 | 21 | 1083.637 | 33.637
2034 | 12 | 9 | 22 | 1081.835 | 31.835
2034 | 12 | 9 | 23 | 1070.6651 | 20.6651
2034 | 12 | 10 | 0 | 1047.2753 | 0
2034 | 12 | 10 | 1 | 999.312 | 0
2034 | 12 | 10 | 2 | 971.6889 | 0
2034 | 12 | 10 | 3 | 951.3988 | 0
2034 | 12 | 10 | 4 | 941.2825 | 0
2034 | 12 | 10 | 5 | 933.7969 | 0
2034 | 12 | 10 | 6 | 935.0779 | 0
2034 | 12 | 10 | 7 | 943.087 | 0
2034 | 12 | 10 | 8 | 961.8416 | 0
2034 | 12 | 10 | 9 | 984.2049 | 0
2034 | 12 | 10 | 10 | 1009.9426 | 0
2034 | 12 | 10 | 11 | 1028.5497 | 0
2034 | 12 | 10 | 12 | 1052.2956 | 2.2956
2034 | 12 | 10 | 13 | 1047.7991 | 0
2034 | 12 | 10 | 14 | 1042.7092 | 0
2034 | 12 | 10 | 15 | 1043.1634 | 0
2034 | 12 | 10 | 16 | 1057.9189 | 7.9189
2034 | 12 | 10 | 17 | 1095.6955 | 45.6955
2034 | 12 | 10 | 18 | 1151.5083 | 101.5083
2034 | 12 | 10 | 19 | 1144.019 | 94.019
2034 | 12 | 10 | 20 | 1123.719 | 73.719
2034 | 12 | 10 | 21 | 1101.7168 | 51.7168
2034 | 12 | 10 | 22 | 1097.9578 | 47.9578
2034 | 12 | 10 | 23 | 1086.1124 | 36.1124
2034 | 12 | 11 | 0 | 1059.4528 | 9.4528
2034 | 12 | 11 | 1 | 1074.5213 | 24.5213
2034 | 12 | 11 | 2 | 1089.5897 | 39.5897
2034 | 12 | 11 | 3 | 1072.6933 | 22.6933
2034 | 12 | 11 | 4 | 1065.3114 | 15.3114
2034 | 12 | 11 | 5 | 1065.8746 | 15.8746
2034 | 12 | 11 | 6 | 1086.6844 | 36.6844
2034 | 12 | 11 | 7 | 1127.1527 | 77.1527
2034 | 12 | 11 | 8 | 1166.015 | 116.015
2034 | 12 | 11 | 9 | 1190.6101 | 140.6101
2034 | 12 | 11 | 10 | 1207.1102 | 157.1102
2034 | 12 | 11 | 11 | 1216.2527 | 166.2527
2034 | 12 | 11 | 12 | 1234.9584 | 184.9584
2034 | 12 | 11 | 13 | 1222.4759 | 172.4759
2034 | 12 | 11 | 14 | 1218.0337 | 168.0337
2034 | 12 | 11 | 15 | 1223.0379 | 173.0379
2034 | 12 | 11 | 16 | 1239.2118 | 189.2118
2034 | 12 | 11 | 17 | 1266.607 | 216.607
2034 | 12 | 11 | 18 | 1279.7744 | 229.7744
2034 | 12 | 11 | 19 | 1292.9417 | 242.9417
2034 | 12 | 11 | 20 | 1267.2173 | 217.2173
2034 | 12 | 11 | 21 | 1246.5409 | 196.5409
2034 | 12 | 11 | 22 | 1234.0234 | 184.0234
2034 | 12 | 11 | 23 | 1210.9669 | 160.9669
2034 | 12 | 12 | 0 | 1175.5989 | 125.5989
2034 | 12 | 12 | 1 | 1094.1328 | 44.1328
2034 | 12 | 12 | 2 | 1067.8151 | 17.8151
2034 | 12 | 12 | 3 | 1049.7517 | 0
2034 | 12 | 12 | 4 | 1042.8202 | 0
2034 | 12 | 12 | 5 | 1044.2877 | 0
2034 | 12 | 12 | 6 | 1063.5963 | 13.5963
2034 | 12 | 12 | 7 | 1105.7957 | 55.7957
2034 | 12 | 12 | 8 | 1149.9351 | 99.9351
2034 | 12 | 12 | 9 | 1177.1396 | 127.1396
2034 | 12 | 12 | 10 | 1206.4241 | 156.4241
2034 | 12 | 12 | 11 | 1226.0109 | 176.0109
2034 | 12 | 12 | 12 | 1230.9594 | 180.9594
2034 | 12 | 12 | 13 | 1235.9078 | 185.9078
2034 | 12 | 12 | 14 | 1232.5133 | 182.5133
2034 | 12 | 12 | 15 | 1222.2903 | 172.2903
2034 | 12 | 12 | 16 | 1212.0674 | 162.0674
2034 | 12 | 12 | 17 | 1236.7441 | 186.7441
2034 | 12 | 12 | 18 | 1280.8785 | 230.8785
2034 | 12 | 12 | 19 | 1257.9204 | 207.9204
2034 | 12 | 12 | 20 | 1232.4796 | 182.4796
2034 | 12 | 12 | 21 | 1210.5471 | 160.5471
2034 | 12 | 12 | 22 | 1194.9405 | 144.9405
2034 | 12 | 12 | 23 | 1167.9378 | 117.9378
2034 | 12 | 13 | 0 | 1131.8307 | 81.8307
2034 | 12 | 13 | 1 | 1097.4381 | 47.4381
2034 | 12 | 13 | 2 | 1073.2746 | 23.2746
2034 | 12 | 13 | 3 | 1058.5572 | 8.5572
2034 | 12 | 13 | 4 | 1053.2872 | 3.2872
2034 | 12 | 13 | 5 | 1056.129 | 6.129
2034 | 12 | 13 | 6 | 1078.3009 | 28.3009
2034 | 12 | 13 | 7 | 1107.9742 | 57.9742
2034 | 12 | 13 | 8 | 1140.3082 | 90.3082
2034 | 12 | 13 | 9 | 1149.3609 | 99.3609
2034 | 12 | 13 | 10 | 1169.5541 | 119.5541
2034 | 12 | 13 | 11 | 1182.7218 | 132.7218
2034 | 12 | 13 | 12 | 1199.364 | 149.364
2034 | 12 | 13 | 13 | 1192.8574 | 142.8574
2034 | 12 | 13 | 14 | 1188.9617 | 138.9617
2034 | 12 | 13 | 15 | 1195.547 | 145.547
2034 | 12 | 13 | 16 | 1211.5986 | 161.5986
2034 | 12 | 13 | 17 | 1238.0795 | 188.0795
2034 | 12 | 13 | 18 | 1284.9444 | 234.9444
2034 | 12 | 13 | 19 | 1257.8284 | 207.8284
2034 | 12 | 13 | 20 | 1231.6207 | 181.6207
2034 | 12 | 13 | 21 | 1199.5753 | 149.5753
2034 | 12 | 13 | 22 | 1187.5237 | 137.5237
2034 | 12 | 13 | 23 | 1162.8294 | 112.8294
2034 | 12 | 14 | 0 | 1130.6136 | 80.6136
2034 | 12 | 14 | 1 | 1088.6288 | 38.6288
2034 | 12 | 14 | 2 | 1063.5765 | 13.5765
2034 | 12 | 14 | 3 | 1048.5176 | 0
2034 | 12 | 14 | 4 | 1045.5797 | 0
2034 | 12 | 14 | 5 | 1054.8605 | 4.8605
2034 | 12 | 14 | 6 | 1089.7718 | 39.7718
2034 | 12 | 14 | 7 | 1144.6299 | 94.6299
2034 | 12 | 14 | 8 | 1202.796 | 152.796
2034 | 12 | 14 | 9 | 1225.0883 | 175.0883
2034 | 12 | 14 | 10 | 1232.3655 | 182.3655
2034 | 12 | 14 | 11 | 1242.734 | 192.734
2034 | 12 | 14 | 12 | 1255.9426 | 205.9426
2034 | 12 | 14 | 13 | 1255.6164 | 205.6164
2034 | 12 | 14 | 14 | 1259.6057 | 209.6057
2034 | 12 | 14 | 15 | 1253.0769 | 203.0769
2034 | 12 | 14 | 16 | 1250.4853 | 200.4853
2034 | 12 | 14 | 17 | 1277.0656 | 227.0656
2034 | 12 | 14 | 18 | 1325.8923 | 275.8923
2034 | 12 | 14 | 19 | 1311.6548 | 261.6548
2034 | 12 | 14 | 20 | 1288.0401 | 238.0401
2034 | 12 | 14 | 21 | 1254.4187 | 204.4187
2034 | 12 | 14 | 22 | 1222.0697 | 172.0697
2034 | 12 | 14 | 23 | 1190.8472 | 140.8472
2034 | 12 | 15 | 0 | 1146.9274 | 96.9274
2034 | 12 | 15 | 1 | 1126.1691 | 76.1691
2034 | 12 | 15 | 2 | 1105.4109 | 55.4109
2034 | 12 | 15 | 3 | 1085.6687 | 35.6687
2034 | 12 | 15 | 4 | 1083.7671 | 33.7671
2034 | 12 | 15 | 5 | 1088.8728 | 38.8728
2034 | 12 | 15 | 6 | 1115.9023 | 65.9023
2034 | 12 | 15 | 7 | 1159.2981 | 109.2981
2034 | 12 | 15 | 8 | 1197.3805 | 147.3805
2034 | 12 | 15 | 9 | 1209.7421 | 159.7421
2034 | 12 | 15 | 10 | 1214.7075 | 164.7075
2034 | 12 | 15 | 11 | 1221.9666 | 171.9666
2034 | 12 | 15 | 12 | 1237.047 | 187.047
2034 | 12 | 15 | 13 | 1231.0916 | 181.0916
2034 | 12 | 15 | 14 | 1225.0193 | 175.0193
2034 | 12 | 15 | 15 | 1230.8612 | 180.8612
2034 | 12 | 15 | 16 | 1236.7032 | 186.7032
2034 | 12 | 15 | 17 | 1246.4918 | 196.4918
2034 | 12 | 15 | 18 | 1252.0823 | 202.0823
2034 | 12 | 15 | 19 | 1257.6728 | 207.6728
2034 | 12 | 15 | 20 | 1228.193 | 178.193
2034 | 12 | 15 | 21 | 1201.8604 | 151.8604
2034 | 12 | 15 | 22 | 1184.9046 | 134.9046
2034 | 12 | 15 | 23 | 1163.7415 | 113.7415
2034 | 12 | 16 | 0 | 1138.62 | 88.62
2034 | 12 | 16 | 1 | 1083.349 | 33.349
2034 | 12 | 16 | 2 | 1028.0779 | 0
2034 | 12 | 16 | 3 | 1005.5435 | 0
2034 | 12 | 16 | 4 | 997.4424 | 0
2034 | 12 | 16 | 5 | 998.1054 | 0
2034 | 12 | 16 | 6 | 1016.1776 | 0
2034 | 12 | 16 | 7 | 1037.0275 | 0
2034 | 12 | 16 | 8 | 1045.2608 | 0
2034 | 12 | 16 | 9 | 1069.6548 | 19.6548
2034 | 12 | 16 | 10 | 1093.0913 | 43.0913
2034 | 12 | 16 | 11 | 1115.0946 | 65.0946
2034 | 12 | 16 | 12 | 1136.2481 | 86.2481
2034 | 12 | 16 | 13 | 1131.6911 | 81.6911
2034 | 12 | 16 | 14 | 1121.4022 | 71.4022
2034 | 12 | 16 | 15 | 1117.9409 | 67.9409
2034 | 12 | 16 | 16 | 1131.6003 | 81.6003
2034 | 12 | 16 | 17 | 1145.2596 | 95.2596
2034 | 12 | 16 | 18 | 1200.2454 | 150.2454
2034 | 12 | 16 | 19 | 1186.4846 | 136.4846
2034 | 12 | 16 | 20 | 1160.4032 | 110.4032
2034 | 12 | 16 | 21 | 1149.9128 | 99.9128
2034 | 12 | 16 | 22 | 1135.5776 | 85.5776
2034 | 12 | 16 | 23 | 1114.0799 | 64.0799
2034 | 12 | 17 | 0 | 1084.5602 | 34.5602
2034 | 12 | 17 | 1 | 1048.9383 | 0
2034 | 12 | 17 | 2 | 1022.0462 | 0
2034 | 12 | 17 | 3 | 999.7442 | 0
2034 | 12 | 17 | 4 | 989.5789 | 0
2034 | 12 | 17 | 5 | 987.942 | 0
2034 | 12 | 17 | 6 | 1000.4252 | 0
2034 | 12 | 17 | 7 | 1009.2613 | 0
2034 | 12 | 17 | 8 | 1005.9509 | 0
2034 | 12 | 17 | 9 | 1027.9953 | 0
2034 | 12 | 17 | 10 | 1055.7449 | 5.7449
2034 | 12 | 17 | 11 | 1081.2749 | 31.2749
2034 | 12 | 17 | 12 | 1108.2176 | 58.2176
2034 | 12 | 17 | 13 | 1109.9907 | 59.9907
2034 | 12 | 17 | 14 | 1105.5024 | 55.5024
2034 | 12 | 17 | 15 | 1110.2432 | 60.2432
2034 | 12 | 17 | 16 | 1121.9814 | 71.9814
2034 | 12 | 17 | 17 | 1151.2708 | 101.2708
2034 | 12 | 17 | 18 | 1204.7518 | 154.7518
2034 | 12 | 17 | 19 | 1197.9843 | 147.9843
2034 | 12 | 17 | 20 | 1173.4029 | 123.4029
2034 | 12 | 17 | 21 | 1144.1528 | 94.1528
2034 | 12 | 17 | 22 | 1117.5561 | 67.5561
2034 | 12 | 17 | 23 | 1100.3713 | 50.3713
2034 | 12 | 18 | 0 | 1079.0248 | 29.0248
2034 | 12 | 18 | 1 | 1045.9893 | 0
2034 | 12 | 18 | 2 | 1015.2249 | 0
2034 | 12 | 18 | 3 | 991.5797 | 0
2034 | 12 | 18 | 4 | 979.6974 | 0
2034 | 12 | 18 | 5 | 974.7153 | 0
2034 | 12 | 18 | 6 | 977.7256 | 0
2034 | 12 | 18 | 7 | 977.7076 | 0
2034 | 12 | 18 | 8 | 982.2065 | 0
2034 | 12 | 18 | 9 | 1036.9131 | 0
2034 | 12 | 18 | 10 | 1080.2861 | 30.2861
2034 | 12 | 18 | 11 | 1103.0632 | 53.0632
2034 | 12 | 18 | 12 | 1129.8012 | 79.8012
2034 | 12 | 18 | 13 | 1121.1683 | 71.1683
2034 | 12 | 18 | 14 | 1103.9905 | 53.9905
2034 | 12 | 18 | 15 | 1107.5772 | 57.5772
2034 | 12 | 18 | 16 | 1111.164 | 61.164
2034 | 12 | 18 | 17 | 1123.5975 | 73.5975
2034 | 12 | 18 | 18 | 1181.077 | 131.077
2034 | 12 | 18 | 19 | 1164.7392 | 114.7392
2034 | 12 | 18 | 20 | 1142.2374 | 92.2374
2034 | 12 | 18 | 21 | 1116.3103 | 66.3103
2034 | 12 | 18 | 22 | 1116.6973 | 66.6973
2034 | 12 | 18 | 23 | 1111.0436 | 61.0436
2034 | 12 | 19 | 0 | 1129.3828 | 79.3828
2034 | 12 | 19 | 1 | 1110.6225 | 60.6225
2034 | 12 | 19 | 2 | 1091.8622 | 41.8622
2034 | 12 | 19 | 3 | 1069.6333 | 19.6333
2034 | 12 | 19 | 4 | 1055.7822 | 5.7822
2034 | 12 | 19 | 5 | 1048.74 | 0
2034 | 12 | 19 | 6 | 1041.8183 | 0
2034 | 12 | 19 | 7 | 1032.659 | 0
2034 | 12 | 19 | 8 | 1036.184 | 0
2034 | 12 | 19 | 9 | 1077.2406 | 27.2406
2034 | 12 | 19 | 10 | 1130.5418 | 80.5418
2034 | 12 | 19 | 11 | 1168.0726 | 118.0726
2034 | 12 | 19 | 12 | 1188.3098 | 138.3098
2034 | 12 | 19 | 13 | 1179.5855 | 129.5855
2034 | 12 | 19 | 14 | 1160.0891 | 110.0891
2034 | 12 | 19 | 15 | 1143.4396 | 93.4396
2034 | 12 | 19 | 16 | 1129.8971 | 79.8971
2034 | 12 | 19 | 17 | 1153.3086 | 103.3086
2034 | 12 | 19 | 18 | 1179.601 | 129.601
2034 | 12 | 19 | 19 | 1205.8934 | 155.8934
2034 | 12 | 19 | 20 | 1176.6739 | 126.6739
2034 | 12 | 19 | 21 | 1146.3752 | 96.3752
2034 | 12 | 19 | 22 | 1140.0992 | 90.0992
2034 | 12 | 19 | 23 | 1131.877 | 81.877
2034 | 12 | 20 | 0 | 1113.5787 | 63.5787
2034 | 12 | 20 | 1 | 1043.6128 | 0
2034 | 12 | 20 | 2 | 973.647 | 0
2034 | 12 | 20 | 3 | 954.9826 | 0
2034 | 12 | 20 | 4 | 948.3402 | 0
2034 | 12 | 20 | 5 | 946.0615 | 0
2034 | 12 | 20 | 6 | 951.4394 | 0
2034 | 12 | 20 | 7 | 962.9261 | 0
2034 | 12 | 20 | 8 | 974.6852 | 0
2034 | 12 | 20 | 9 | 999.2472 | 0
2034 | 12 | 20 | 10 | 1034.2623 | 0
2034 | 12 | 20 | 11 | 1062.7374 | 12.7374
2034 | 12 | 20 | 12 | 1079.414 | 29.414
2034 | 12 | 20 | 13 | 1096.0906 | 46.0906
2034 | 12 | 20 | 14 | 1092.4838 | 42.4838
2034 | 12 | 20 | 15 | 1080.7168 | 30.7168
2034 | 12 | 20 | 16 | 1069.3476 | 19.3476
2034 | 12 | 20 | 17 | 1088.2397 | 38.2397
2034 | 12 | 20 | 18 | 1142.7221 | 92.7221
2034 | 12 | 20 | 19 | 1124.5072 | 74.5072
2034 | 12 | 20 | 20 | 1099.5245 | 49.5245
2034 | 12 | 20 | 21 | 1079.3027 | 29.3027
2034 | 12 | 20 | 22 | 1071.7708 | 21.7708
2034 | 12 | 20 | 23 | 1058.8168 | 8.8168
2034 | 12 | 21 | 0 | 1055.1173 | 5.1173
2034 | 12 | 21 | 1 | 1024.5998 | 0
2034 | 12 | 21 | 2 | 997.7543 | 0
2034 | 12 | 21 | 3 | 977.9228 | 0
2034 | 12 | 21 | 4 | 970.1551 | 0
2034 | 12 | 21 | 5 | 966.7026 | 0
2034 | 12 | 21 | 6 | 971.0024 | 0
2034 | 12 | 21 | 7 | 978.6174 | 0
2034 | 12 | 21 | 8 | 986.2415 | 0
2034 | 12 | 21 | 9 | 1007.6824 | 0
2034 | 12 | 21 | 10 | 1041.0133 | 0
2034 | 12 | 21 | 11 | 1067.6174 | 17.6174
2034 | 12 | 21 | 12 | 1083.5108 | 33.5108
2034 | 12 | 21 | 13 | 1099.4043 | 49.4043
2034 | 12 | 21 | 14 | 1097.0327 | 47.0327
2034 | 12 | 21 | 15 | 1087.0821 | 37.0821
2034 | 12 | 21 | 16 | 1082.9845 | 32.9845
2034 | 12 | 21 | 17 | 1103.0333 | 53.0333
2034 | 12 | 21 | 18 | 1157.4403 | 107.4403
2034 | 12 | 21 | 19 | 1138.8936 | 88.8936
2034 | 12 | 21 | 20 | 1111.5798 | 61.5798
2034 | 12 | 21 | 21 | 1090.7033 | 40.7033
2034 | 12 | 21 | 22 | 1082.4279 | 32.4279
2034 | 12 | 21 | 23 | 1068.9546 | 18.9546
2034 | 12 | 22 | 0 | 1056.855 | 6.855
2034 | 12 | 22 | 1 | 1017.7339 | 0
2034 | 12 | 22 | 2 | 992.1031 | 0
2034 | 12 | 22 | 3 | 972.338 | 0
2034 | 12 | 22 | 4 | 964.3241 | 0
2034 | 12 | 22 | 5 | 959.9049 | 0
2034 | 12 | 22 | 6 | 963.0655 | 0
2034 | 12 | 22 | 7 | 968.5498 | 0
2034 | 12 | 22 | 8 | 974.6478 | 0
2034 | 12 | 22 | 9 | 996.2901 | 0
2034 | 12 | 22 | 10 | 1027.0253 | 0
2034 | 12 | 22 | 11 | 1054.1584 | 4.1584
2034 | 12 | 22 | 12 | 1070.8125 | 20.8125
2034 | 12 | 22 | 13 | 1087.4666 | 37.4666
2034 | 12 | 22 | 14 | 1086.3119 | 36.3119
2034 | 12 | 22 | 15 | 1078.7763 | 28.7763
2034 | 12 | 22 | 16 | 1077.517 | 27.517
2034 | 12 | 22 | 17 | 1099.024 | 49.024
2034 | 12 | 22 | 18 | 1151.4813 | 101.4813
2034 | 12 | 22 | 19 | 1130.5888 | 80.5888
2034 | 12 | 22 | 20 | 1102.94 | 52.94
2034 | 12 | 22 | 21 | 1083.1116 | 33.1116
2034 | 12 | 22 | 22 | 1074.3263 | 24.3263
2034 | 12 | 22 | 23 | 1060.1865 | 10.1865
2034 | 12 | 23 | 0 | 1048.7965 | 0
2034 | 12 | 23 | 1 | 997.2001 | 0
2034 | 12 | 23 | 2 | 972.845 | 0
2034 | 12 | 23 | 3 | 954.5376 | 0
2034 | 12 | 23 | 4 | 948.0614 | 0
2034 | 12 | 23 | 5 | 947.104 | 0
2034 | 12 | 23 | 6 | 957.9335 | 0
2034 | 12 | 23 | 7 | 973.9237 | 0
2034 | 12 | 23 | 8 | 986.3529 | 0
2034 | 12 | 23 | 9 | 1006.0284 | 0
2034 | 12 | 23 | 10 | 1034.4319 | 0
2034 | 12 | 23 | 11 | 1061.1056 | 11.1056
2034 | 12 | 23 | 12 | 1077.9179 | 27.9179
2034 | 12 | 23 | 13 | 1094.7303 | 44.7303
2034 | 12 | 23 | 14 | 1095.1981 | 45.1981
2034 | 12 | 23 | 15 | 1087.9702 | 37.9702
2034 | 12 | 23 | 16 | 1084.4586 | 34.4586
2034 | 12 | 23 | 17 | 1101.6905 | 51.6905
2034 | 12 | 23 | 18 | 1150.611 | 100.611
2034 | 12 | 23 | 19 | 1129.3479 | 79.3479
2034 | 12 | 23 | 20 | 1100.7505 | 50.7505
2034 | 12 | 23 | 21 | 1081.6811 | 31.6811
2034 | 12 | 23 | 22 | 1070.6759 | 20.6759
2034 | 12 | 23 | 23 | 1054.6371 | 4.6371
2034 | 12 | 24 | 0 | 1041.165 | 0
2034 | 12 | 24 | 1 | 1034.895 | 0
2034 | 12 | 24 | 2 | 1008.7568 | 0
2034 | 12 | 24 | 3 | 990.8216 | 0
2034 | 12 | 24 | 4 | 987.7912 | 0
2034 | 12 | 24 | 5 | 994.276 | 0
2034 | 12 | 24 | 6 | 1019.9723 | 0
2034 | 12 | 24 | 7 | 1050.7942 | 0.79422
2034 | 12 | 24 | 8 | 1065.9606 | 15.9606
2034 | 12 | 24 | 9 | 1067.295 | 17.295
2034 | 12 | 24 | 10 | 1073.8452 | 23.8452
2034 | 12 | 24 | 11 | 1090.5781 | 40.5781
2034 | 12 | 24 | 12 | 1106.3972 | 56.3972
2034 | 12 | 24 | 13 | 1101.3524 | 51.3524
2034 | 12 | 24 | 14 | 1090.2432 | 40.2432
2034 | 12 | 24 | 15 | 1093.0948 | 43.0948
2034 | 12 | 24 | 16 | 1105.2169 | 55.2169
2034 | 12 | 24 | 17 | 1125.8717 | 75.8717
2034 | 12 | 24 | 18 | 1168.0421 | 118.0421
2034 | 12 | 24 | 19 | 1134.6006 | 84.6006
2034 | 12 | 24 | 20 | 1116.0323 | 66.0323
2034 | 12 | 24 | 21 | 1098.7725 | 48.7725
2034 | 12 | 24 | 22 | 1082.7631 | 32.7631
2034 | 12 | 24 | 23 | 1062.9158 | 12.9158
2034 | 12 | 25 | 0 | 1042.6209 | 0
2034 | 12 | 25 | 1 | 1010.1926 | 0
2034 | 12 | 25 | 2 | 986.1853 | 0
2034 | 12 | 25 | 3 | 965.5626 | 0
2034 | 12 | 25 | 4 | 954.9233 | 0
2034 | 12 | 25 | 5 | 947.1135 | 0
2034 | 12 | 25 | 6 | 945.1597 | 0
2034 | 12 | 25 | 7 | 943.6683 | 0
2034 | 12 | 25 | 8 | 947.5065 | 0
2034 | 12 | 25 | 9 | 952.8342 | 0
2034 | 12 | 25 | 10 | 962.8313 | 0
2034 | 12 | 25 | 11 | 987.9982 | 0
2034 | 12 | 25 | 12 | 1007.1095 | 0
2034 | 12 | 25 | 13 | 1016.848 | 0
2034 | 12 | 25 | 14 | 1019.4231 | 0
2034 | 12 | 25 | 15 | 1015.3622 | 0
2034 | 12 | 25 | 16 | 1021.7711 | 0
2034 | 12 | 25 | 17 | 1044.8192 | 0
2034 | 12 | 25 | 18 | 1083.5857 | 33.5857
2034 | 12 | 25 | 19 | 1053.6746 | 3.6746
2034 | 12 | 25 | 20 | 1033.6793 | 0
2034 | 12 | 25 | 21 | 1010.3017 | 0
2034 | 12 | 25 | 22 | 1001.9798 | 0
2034 | 12 | 25 | 23 | 994.0762 | 0
2034 | 12 | 26 | 0 | 971.4002 | 0
2034 | 12 | 26 | 1 | 948.7243 | 0
2034 | 12 | 26 | 2 | 925.0148 | 0
2034 | 12 | 26 | 3 | 906.723 | 0
2034 | 12 | 26 | 4 | 899.9376 | 0
2034 | 12 | 26 | 5 | 896.5115 | 0
2034 | 12 | 26 | 6 | 908.1399 | 0
2034 | 12 | 26 | 7 | 922.2089 | 0
2034 | 12 | 26 | 8 | 940.9156 | 0
2034 | 12 | 26 | 9 | 947.0031 | 0
2034 | 12 | 26 | 10 | 960.8802 | 0
2034 | 12 | 26 | 11 | 982.155 | 0
2034 | 12 | 26 | 12 | 1003.4297 | 0
2034 | 12 | 26 | 13 | 1020.0186 | 0
2034 | 12 | 26 | 14 | 1021.8642 | 0
2034 | 12 | 26 | 15 | 1017.9112 | 0
2034 | 12 | 26 | 16 | 1024.1202 | 0
2034 | 12 | 26 | 17 | 1047.5267 | 0
2034 | 12 | 26 | 18 | 1087.2476 | 37.2476
2034 | 12 | 26 | 19 | 1069.6719 | 19.6719
2034 | 12 | 26 | 20 | 1054.0307 | 4.0307
2034 | 12 | 26 | 21 | 1034.6454 | 0
2034 | 12 | 26 | 22 | 1021.9699 | 0
2034 | 12 | 26 | 23 | 1009.575 | 0
2034 | 12 | 27 | 0 | 989.1435 | 0
2034 | 12 | 27 | 1 | 960.5146 | 0
2034 | 12 | 27 | 2 | 937.8234 | 0
2034 | 12 | 27 | 3 | 915.1322 | 0
2034 | 12 | 27 | 4 | 910.8202 | 0
2034 | 12 | 27 | 5 | 910.5346 | 0
2034 | 12 | 27 | 6 | 913.7559 | 0
2034 | 12 | 27 | 7 | 930.6136 | 0
2034 | 12 | 27 | 8 | 951.4984 | 0
2034 | 12 | 27 | 9 | 986.9878 | 0
2034 | 12 | 27 | 10 | 1034.5788 | 0
2034 | 12 | 27 | 11 | 1068.0684 | 18.0684
2034 | 12 | 27 | 12 | 1085.4149 | 35.4149
2034 | 12 | 27 | 13 | 1102.7613 | 52.7613
2034 | 12 | 27 | 14 | 1091.3925 | 41.3925
2034 | 12 | 27 | 15 | 1069.0386 | 19.0386
2034 | 12 | 27 | 16 | 1032.4305 | 0
2034 | 12 | 27 | 17 | 1049.2109 | 0
2034 | 12 | 27 | 18 | 1111.3558 | 61.3558
2034 | 12 | 27 | 19 | 1099.1984 | 49.1984
2034 | 12 | 27 | 20 | 1082.8275 | 32.8275
2034 | 12 | 27 | 21 | 1061.7147 | 11.7147
2034 | 12 | 27 | 22 | 1059.6533 | 9.6533
2034 | 12 | 27 | 23 | 1051.4891 | 1.4891
2034 | 12 | 28 | 0 | 1073.6524 | 23.6524
2034 | 12 | 28 | 1 | 1063.0373 | 13.0373
2034 | 12 | 28 | 2 | 1052.4221 | 2.4221
2034 | 12 | 28 | 3 | 1029.8329 | 0
2034 | 12 | 28 | 4 | 1019.8949 | 0
2034 | 12 | 28 | 5 | 1013.7399 | 0
2034 | 12 | 28 | 6 | 1011.5714 | 0
2034 | 12 | 28 | 7 | 1009.0699 | 0
2034 | 12 | 28 | 8 | 1009.2803 | 0
2034 | 12 | 28 | 9 | 1029.164 | 0
2034 | 12 | 28 | 10 | 1068.3339 | 18.3339
2034 | 12 | 28 | 11 | 1092.4681 | 42.4681
2034 | 12 | 28 | 12 | 1114.3277 | 64.3277
2034 | 12 | 28 | 13 | 1119.3297 | 69.3297
2034 | 12 | 28 | 14 | 1114.1371 | 64.1371
2034 | 12 | 28 | 15 | 1100.8649 | 50.8649
2034 | 12 | 28 | 16 | 1100.6149 | 50.6149
2034 | 12 | 28 | 17 | 1123.1791 | 73.1791
2034 | 12 | 28 | 18 | 1184.9468 | 134.9468
2034 | 12 | 28 | 19 | 1171.1306 | 121.1306
2034 | 12 | 28 | 20 | 1143.1045 | 93.1045
2034 | 12 | 28 | 21 | 1118.718 | 68.718
2034 | 12 | 28 | 22 | 1112.9385 | 62.9385
2034 | 12 | 28 | 23 | 1102.178 | 52.178
2034 | 12 | 29 | 0 | 1082.3412 | 32.3412
2034 | 12 | 29 | 1 | 1049.0351 | 0
2034 | 12 | 29 | 2 | 1024.1659 | 0
2034 | 12 | 29 | 3 | 1001.909 | 0
2034 | 12 | 29 | 4 | 990.7396 | 0
2034 | 12 | 29 | 5 | 979.7515 | 0
2034 | 12 | 29 | 6 | 971.8867 | 0
2034 | 12 | 29 | 7 | 958.7322 | 0
2034 | 12 | 29 | 8 | 951.3115 | 0
2034 | 12 | 29 | 9 | 972.2025 | 0
2034 | 12 | 29 | 10 | 998.3936 | 0
2034 | 12 | 29 | 11 | 1025.1733 | 0
2034 | 12 | 29 | 12 | 1042.4073 | 0
2034 | 12 | 29 | 13 | 1059.6413 | 9.6413
2034 | 12 | 29 | 14 | 1060.5332 | 10.5332
2034 | 12 | 29 | 15 | 1059.3362 | 9.3362
2034 | 12 | 29 | 16 | 1073.2771 | 23.2771
2034 | 12 | 29 | 17 | 1103.1326 | 53.1326
2034 | 12 | 29 | 18 | 1155.1516 | 105.1516
2034 | 12 | 29 | 19 | 1129.6064 | 79.6064
2034 | 12 | 29 | 20 | 1099.905 | 49.905
2034 | 12 | 29 | 21 | 1080.7591 | 30.7591
2034 | 12 | 29 | 22 | 1072.4306 | 22.4306
2034 | 12 | 29 | 23 | 1058.3374 | 8.3374
2034 | 12 | 30 | 0 | 1042.0489 | 0
2034 | 12 | 30 | 1 | 984.9623 | 0
2034 | 12 | 30 | 2 | 927.8758 | 0
2034 | 12 | 30 | 3 | 912.9068 | 0
2034 | 12 | 30 | 4 | 909.4261 | 0
2034 | 12 | 30 | 5 | 915.7469 | 0
2034 | 12 | 30 | 6 | 946.2268 | 0
2034 | 12 | 30 | 7 | 985.6013 | 0
2034 | 12 | 30 | 8 | 1009.8371 | 0
2034 | 12 | 30 | 9 | 1020.8938 | 0
2034 | 12 | 30 | 10 | 1035.4266 | 0
2034 | 12 | 30 | 11 | 1059.9091 | 9.9091
2034 | 12 | 30 | 12 | 1077.9343 | 27.9343
2034 | 12 | 30 | 13 | 1095.9595 | 45.9595
2034 | 12 | 30 | 14 | 1104.9638 | 54.9638
2034 | 12 | 30 | 15 | 1105.3057 | 55.3057
2034 | 12 | 30 | 16 | 1107.9852 | 57.9852
2034 | 12 | 30 | 17 | 1116.4649 | 66.4649
2034 | 12 | 30 | 18 | 1150.8005 | 100.8005
2034 | 12 | 30 | 19 | 1123.4021 | 73.4021
2034 | 12 | 30 | 20 | 1088.9577 | 38.9577
2034 | 12 | 30 | 21 | 1073.6068 | 23.6068
2034 | 12 | 30 | 22 | 1054.1785 | 4.1785
2034 | 12 | 30 | 23 | 1030.5906 | 0
2034 | 12 | 31 | 0 | 1003.8913 | 0
2034 | 12 | 31 | 1 | 946.9599 | 0
2034 | 12 | 31 | 2 | 921.349 | 0
2034 | 12 | 31 | 3 | 901.7349 | 0
2034 | 12 | 31 | 4 | 899.0187 | 0
2034 | 12 | 31 | 5 | 906.2541 | 0
2034 | 12 | 31 | 6 | 942.2141 | 0
2034 | 12 | 31 | 7 | 988.717 | 0
2034 | 12 | 31 | 8 | 1014.8958 | 0
2034 | 12 | 31 | 9 | 1023.6089 | 0
2034 | 12 | 31 | 10 | 1044.0641 | 0
2034 | 12 | 31 | 11 | 1068.015 | 18.015
2034 | 12 | 31 | 12 | 1084.4394 | 34.4394
2034 | 12 | 31 | 13 | 1100.8637 | 50.8637
2034 | 12 | 31 | 14 | 1104.7153 | 54.7153
2034 | 12 | 31 | 15 | 1100.4839 | 50.4839
2034 | 12 | 31 | 16 | 1102.5135 | 52.5135
2034 | 12 | 31 | 17 | 1106.7071 | 56.7071
2034 | 12 | 31 | 18 | 1148.9203 | 98.9203
2034 | 12 | 31 | 19 | 1123.2101 | 73.2101
2034 | 12 | 31 | 20 | 1090.1695 | 40.1695
2034 | 12 | 31 | 21 | 1054.8484 | 4.8484
2034 | 12 | 31 | 22 | 1039.0414 | 0
2034 | 12 | 31 | 23 | 1018.7748 | 0
2035 | 1 | 1 | 0 | 995.751 | 0
2035 | 1 | 1 | 1 | 1003.8043 | 0
2035 | 1 | 1 | 2 | 1028.094 | 0
2035 | 1 | 1 | 3 | 1009.6674 | 0
2035 | 1 | 1 | 4 | 1002.3906 | 0
2035 | 1 | 1 | 5 | 1000.6654 | 0
2035 | 1 | 1 | 6 | 1016.4921 | 0
2035 | 1 | 1 | 7 | 1036.7039 | 0
2035 | 1 | 1 | 8 | 1040.5786 | 0
2035 | 1 | 1 | 9 | 1036.7197 | 0
2035 | 1 | 1 | 10 | 1050.7233 | 0.72325
2035 | 1 | 1 | 11 | 1076.7222 | 26.7222
2035 | 1 | 1 | 12 | 1105.1119 | 55.1119
2035 | 1 | 1 | 13 | 1122.5202 | 72.5202
2035 | 1 | 1 | 14 | 1129.1154 | 79.1154
2035 | 1 | 1 | 15 | 1130.3586 | 80.3586
2035 | 1 | 1 | 16 | 1126.2826 | 76.2826
2035 | 1 | 1 | 17 | 1135.9812 | 85.9812
2035 | 1 | 1 | 18 | 1193.8416 | 143.8416
2035 | 1 | 1 | 19 | 1174.1686 | 124.1686
2035 | 1 | 1 | 20 | 1153.1872 | 103.1872
2035 | 1 | 1 | 21 | 1133.7745 | 83.7745
2035 | 1 | 1 | 22 | 1132.2373 | 82.2373
2035 | 1 | 1 | 23 | 1125.0728 | 75.0728
2035 | 1 | 2 | 0 | 1099.1654 | 49.1654
2035 | 1 | 2 | 1 | 1122.7048 | 72.7048
2035 | 1 | 2 | 2 | 1124.3311 | 74.3311
2035 | 1 | 2 | 3 | 1125.9574 | 75.9574
2035 | 1 | 2 | 4 | 1122.4121 | 72.4121
2035 | 1 | 2 | 5 | 1126.847 | 76.847
2035 | 1 | 2 | 6 | 1150.6326 | 100.6326
2035 | 1 | 2 | 7 | 1200.7374 | 150.7374
2035 | 1 | 2 | 8 | 1244.544 | 194.544
2035 | 1 | 2 | 9 | 1256.9688 | 206.9688
2035 | 1 | 2 | 10 | 1275.7367 | 225.7367
2035 | 1 | 2 | 11 | 1303.0352 | 253.0352
2035 | 1 | 2 | 12 | 1322.9096 | 272.9096
2035 | 1 | 2 | 13 | 1319.3535 | 269.3535
2035 | 1 | 2 | 14 | 1311.3579 | 261.3579
2035 | 1 | 2 | 15 | 1299.5988 | 249.5988
2035 | 1 | 2 | 16 | 1273.1554 | 223.1554
2035 | 1 | 2 | 17 | 1285.0868 | 235.0868
2035 | 1 | 2 | 18 | 1309.8535 | 259.8535
2035 | 1 | 2 | 19 | 1334.6203 | 284.6203
2035 | 1 | 2 | 20 | 1324.6232 | 274.6232
2035 | 1 | 2 | 21 | 1308.0787 | 258.0787
2035 | 1 | 2 | 22 | 1292.7263 | 242.7263
2035 | 1 | 2 | 23 | 1262.9849 | 212.9849
2035 | 1 | 3 | 0 | 1220.8202 | 170.8202
2035 | 1 | 3 | 1 | 1209.9207 | 159.9207
2035 | 1 | 3 | 2 | 1185.8211 | 135.8211
2035 | 1 | 3 | 3 | 1166.643 | 116.643
2035 | 1 | 3 | 4 | 1165.7202 | 115.7202
2035 | 1 | 3 | 5 | 1169.9316 | 119.9316
2035 | 1 | 3 | 6 | 1193.1072 | 143.1072
2035 | 1 | 3 | 7 | 1227.0938 | 177.0938
2035 | 1 | 3 | 8 | 1254.8861 | 204.8861
2035 | 1 | 3 | 9 | 1257.1135 | 207.1135
2035 | 1 | 3 | 10 | 1273.2388 | 223.2388
2035 | 1 | 3 | 11 | 1290.6187 | 240.6187
2035 | 1 | 3 | 12 | 1311.3517 | 261.3517
2035 | 1 | 3 | 13 | 1311.2569 | 261.2569
2035 | 1 | 3 | 14 | 1309.7717 | 259.7717
2035 | 1 | 3 | 15 | 1309.359 | 259.359
2035 | 1 | 3 | 16 | 1312.686 | 262.686
2035 | 1 | 3 | 17 | 1328.2226 | 278.2226
2035 | 1 | 3 | 18 | 1376.7692 | 326.7692
2035 | 1 | 3 | 19 | 1361.0581 | 311.0581
2035 | 1 | 3 | 20 | 1335.9935 | 285.9935
2035 | 1 | 3 | 21 | 1316.657 | 266.657
2035 | 1 | 3 | 22 | 1303.4715 | 253.4715
2035 | 1 | 3 | 23 | 1274.5272 | 224.5272
2035 | 1 | 4 | 0 | 1238.2395 | 188.2395
2035 | 1 | 4 | 1 | 1196.8595 | 146.8595
2035 | 1 | 4 | 2 | 1155.4796 | 105.4796
2035 | 1 | 4 | 3 | 1133.8444 | 83.8444
2035 | 1 | 4 | 4 | 1129.5329 | 79.5329
2035 | 1 | 4 | 5 | 1133.2133 | 83.2133
2035 | 1 | 4 | 6 | 1154.922 | 104.922
2035 | 1 | 4 | 7 | 1190.8354 | 140.8354
2035 | 1 | 4 | 8 | 1218.8642 | 168.8642
2035 | 1 | 4 | 9 | 1227.8861 | 177.8861
2035 | 1 | 4 | 10 | 1243.7704 | 193.7704
2035 | 1 | 4 | 11 | 1268.0321 | 218.0321
2035 | 1 | 4 | 12 | 1285.659 | 235.659
2035 | 1 | 4 | 13 | 1303.286 | 253.286
2035 | 1 | 4 | 14 | 1309.5073 | 259.5073
2035 | 1 | 4 | 15 | 1302.174 | 252.174
2035 | 1 | 4 | 16 | 1295.7399 | 245.7399
2035 | 1 | 4 | 17 | 1297.9545 | 247.9545
2035 | 1 | 4 | 18 | 1341.5562 | 291.5562
2035 | 1 | 4 | 19 | 1322.6495 | 272.6495
2035 | 1 | 4 | 20 | 1292.3797 | 242.3797
2035 | 1 | 4 | 21 | 1255.912 | 205.912
2035 | 1 | 4 | 22 | 1241.6592 | 191.6592
2035 | 1 | 4 | 23 | 1226.6922 | 176.6922
2035 | 1 | 5 | 0 | 1202.6932 | 152.6932
2035 | 1 | 5 | 1 | 1121.2795 | 71.2795
2035 | 1 | 5 | 2 | 1099.2614 | 49.2614
2035 | 1 | 5 | 3 | 1082.9677 | 32.9677
2035 | 1 | 5 | 4 | 1084.2706 | 34.2706
2035 | 1 | 5 | 5 | 1092.177 | 42.177
2035 | 1 | 5 | 6 | 1122.5085 | 72.5085
2035 | 1 | 5 | 7 | 1170.4541 | 120.4541
2035 | 1 | 5 | 8 | 1206.1005 | 156.1005
2035 | 1 | 5 | 9 | 1213.373 | 163.373
2035 | 1 | 5 | 10 | 1229.375 | 179.375
2035 | 1 | 5 | 11 | 1253.4366 | 203.4366
2035 | 1 | 5 | 12 | 1269.9808 | 219.9808
2035 | 1 | 5 | 13 | 1286.525 | 236.525
2035 | 1 | 5 | 14 | 1290.5874 | 240.5874
2035 | 1 | 5 | 15 | 1288.9001 | 238.9001
2035 | 1 | 5 | 16 | 1275.1077 | 225.1077
2035 | 1 | 5 | 17 | 1276.0339 | 226.0339
2035 | 1 | 5 | 18 | 1301.6831 | 251.6831
2035 | 1 | 5 | 19 | 1276.23 | 226.23
2035 | 1 | 5 | 20 | 1240.5556 | 190.5556
2035 | 1 | 5 | 21 | 1222.4492 | 172.4492
2035 | 1 | 5 | 22 | 1202.392 | 152.392
2035 | 1 | 5 | 23 | 1181.4872 | 131.4872
2035 | 1 | 6 | 0 | 1147.7792 | 97.7792
2035 | 1 | 6 | 1 | 1065.4477 | 15.4477
2035 | 1 | 6 | 2 | 1039.335 | 0
2035 | 1 | 6 | 3 | 1018.9949 | 0
2035 | 1 | 6 | 4 | 1019.0151 | 0
2035 | 1 | 6 | 5 | 1022.6288 | 0
2035 | 1 | 6 | 6 | 1039.7926 | 0
2035 | 1 | 6 | 7 | 1065.7575 | 15.7575
2035 | 1 | 6 | 8 | 1091.8822 | 41.8822
2035 | 1 | 6 | 9 | 1110.1154 | 60.1154
2035 | 1 | 6 | 10 | 1130.786 | 80.786
2035 | 1 | 6 | 11 | 1164.483 | 114.483
2035 | 1 | 6 | 12 | 1180.2348 | 130.2348
2035 | 1 | 6 | 13 | 1195.9865 | 145.9865
2035 | 1 | 6 | 14 | 1197.5021 | 147.5021
2035 | 1 | 6 | 15 | 1186.6327 | 136.6327
2035 | 1 | 6 | 16 | 1175.7203 | 125.7203
2035 | 1 | 6 | 17 | 1176.6108 | 126.6108
2035 | 1 | 6 | 18 | 1221.5429 | 171.5429
2035 | 1 | 6 | 19 | 1204.6897 | 154.6897
2035 | 1 | 6 | 20 | 1174.6073 | 124.6073
2035 | 1 | 6 | 21 | 1162.8106 | 112.8106
2035 | 1 | 6 | 22 | 1147.99 | 97.99
2035 | 1 | 6 | 23 | 1127.968 | 77.968
2035 | 1 | 7 | 0 | 1106.6553 | 56.6553
2035 | 1 | 7 | 1 | 1085.3425 | 35.3425
2035 | 1 | 7 | 2 | 1060.8335 | 10.8335
2035 | 1 | 7 | 3 | 1040.4272 | 0
2035 | 1 | 7 | 4 | 1034.4099 | 0
2035 | 1 | 7 | 5 | 1032.7191 | 0
2035 | 1 | 7 | 6 | 1040.2159 | 0
2035 | 1 | 7 | 7 | 1050.7241 | 0.72413
2035 | 1 | 7 | 8 | 1058.2094 | 8.2094
2035 | 1 | 7 | 9 | 1068.1596 | 18.1596
2035 | 1 | 7 | 10 | 1094.0467 | 44.0467
2035 | 1 | 7 | 11 | 1112.6423 | 62.6423
2035 | 1 | 7 | 12 | 1130.3894 | 80.3894
2035 | 1 | 7 | 13 | 1134.669 | 84.669
2035 | 1 | 7 | 14 | 1127.4471 | 77.4471
2035 | 1 | 7 | 15 | 1135.4624 | 85.4624
2035 | 1 | 7 | 16 | 1148.3476 | 98.3476
2035 | 1 | 7 | 17 | 1173.6129 | 123.6129
2035 | 1 | 7 | 18 | 1228.8667 | 178.8667
2035 | 1 | 7 | 19 | 1218.9743 | 168.9743
2035 | 1 | 7 | 20 | 1194.4808 | 144.4808
2035 | 1 | 7 | 21 | 1170.5711 | 120.5711
2035 | 1 | 7 | 22 | 1160.9572 | 110.9572
2035 | 1 | 7 | 23 | 1143.2 | 93.2
2035 | 1 | 8 | 0 | 1123.2119 | 73.2119
2035 | 1 | 8 | 1 | 1103.2238 | 53.2238
2035 | 1 | 8 | 2 | 1080.1924 | 30.1924
2035 | 1 | 8 | 3 | 1066.4775 | 16.4775
2035 | 1 | 8 | 4 | 1067.5365 | 17.5365
2035 | 1 | 8 | 5 | 1078.2841 | 28.2841
2035 | 1 | 8 | 6 | 1113.3671 | 63.3671
2035 | 1 | 8 | 7 | 1176.2062 | 126.2062
2035 | 1 | 8 | 8 | 1239.4788 | 189.4788
2035 | 1 | 8 | 9 | 1248.4491 | 198.4491
2035 | 1 | 8 | 10 | 1253.1169 | 203.1169
2035 | 1 | 8 | 11 | 1253.4213 | 203.4213
2035 | 1 | 8 | 12 | 1254.76 | 204.76
2035 | 1 | 8 | 13 | 1242.818 | 192.818
2035 | 1 | 8 | 14 | 1233.6093 | 183.6093
2035 | 1 | 8 | 15 | 1235.6249 | 185.6249
2035 | 1 | 8 | 16 | 1248.9821 | 198.9821
2035 | 1 | 8 | 17 | 1269.1001 | 219.1001
2035 | 1 | 8 | 18 | 1313.618 | 263.618
2035 | 1 | 8 | 19 | 1298.2652 | 248.2652
2035 | 1 | 8 | 20 | 1265.41 | 215.41
2035 | 1 | 8 | 21 | 1237.4295 | 187.4295
2035 | 1 | 8 | 22 | 1217.2709 | 167.2709
2035 | 1 | 8 | 23 | 1184.7525 | 134.7525
2035 | 1 | 9 | 0 | 1149.1222 | 99.1222
2035 | 1 | 9 | 1 | 1112.903 | 62.903
2035 | 1 | 9 | 2 | 1086.9944 | 36.9944
2035 | 1 | 9 | 3 | 1065.7535 | 15.7535
2035 | 1 | 9 | 4 | 1060.8984 | 10.8984
2035 | 1 | 9 | 5 | 1067.9462 | 17.9462
2035 | 1 | 9 | 6 | 1096.8293 | 46.8293
2035 | 1 | 9 | 7 | 1148.7408 | 98.7408
2035 | 1 | 9 | 8 | 1193.3288 | 143.3288
2035 | 1 | 9 | 9 | 1202.6283 | 152.6283
2035 | 1 | 9 | 10 | 1220.8401 | 170.8401
2035 | 1 | 9 | 11 | 1251.8581 | 201.8581
2035 | 1 | 9 | 12 | 1263.8524 | 213.8524
2035 | 1 | 9 | 13 | 1275.8467 | 225.8467
2035 | 1 | 9 | 14 | 1273.9412 | 223.9412
2035 | 1 | 9 | 15 | 1256.3118 | 206.3118
2035 | 1 | 9 | 16 | 1221.2452 | 171.2452
2035 | 1 | 9 | 17 | 1234.9834 | 184.9834
2035 | 1 | 9 | 18 | 1294.0293 | 244.0293
2035 | 1 | 9 | 19 | 1281.5919 | 231.5919
2035 | 1 | 9 | 20 | 1267.1869 | 217.1869
2035 | 1 | 9 | 21 | 1239.74 | 189.74
2035 | 1 | 9 | 22 | 1221.7194 | 171.7194
2035 | 1 | 9 | 23 | 1190.497 | 140.497
2035 | 1 | 10 | 0 | 1149.0715 | 99.0715
2035 | 1 | 10 | 1 | 1173.7539 | 123.7539
2035 | 1 | 10 | 2 | 1152.2809 | 102.2809
2035 | 1 | 10 | 3 | 1135.5111 | 85.5111
2035 | 1 | 10 | 4 | 1138.6173 | 88.6173
2035 | 1 | 10 | 5 | 1146.8003 | 96.8003
2035 | 1 | 10 | 6 | 1175.2101 | 125.2101
2035 | 1 | 10 | 7 | 1209.7467 | 159.7467
2035 | 1 | 10 | 8 | 1231.9902 | 181.9902
2035 | 1 | 10 | 9 | 1228.5297 | 178.5297
2035 | 1 | 10 | 10 | 1243.6477 | 193.6477
2035 | 1 | 10 | 11 | 1252.4416 | 202.4416
2035 | 1 | 10 | 12 | 1269.8628 | 219.8628
2035 | 1 | 10 | 13 | 1265.339 | 215.339
2035 | 1 | 10 | 14 | 1261.754 | 211.754
2035 | 1 | 10 | 15 | 1271.2377 | 221.2377
2035 | 1 | 10 | 16 | 1289.3869 | 239.3869
2035 | 1 | 10 | 17 | 1307.879 | 257.879
2035 | 1 | 10 | 18 | 1360.789 | 310.789
2035 | 1 | 10 | 19 | 1336.64 | 286.64
2035 | 1 | 10 | 20 | 1311.9794 | 261.9794
2035 | 1 | 10 | 21 | 1285.6762 | 235.6762
2035 | 1 | 10 | 22 | 1272.5945 | 222.5945
2035 | 1 | 10 | 23 | 1245.1562 | 195.1562
2035 | 1 | 11 | 0 | 1212.3818 | 162.3818
2035 | 1 | 11 | 1 | 1186.4796 | 136.4796
2035 | 1 | 11 | 2 | 1160.1926 | 110.1926
2035 | 1 | 11 | 3 | 1140.1109 | 90.1109
2035 | 1 | 11 | 4 | 1136.6906 | 86.6906
2035 | 1 | 11 | 5 | 1143.5553 | 93.5553
2035 | 1 | 11 | 6 | 1176.3165 | 126.3165
2035 | 1 | 11 | 7 | 1228.281 | 178.281
2035 | 1 | 11 | 8 | 1261.4443 | 211.4443
2035 | 1 | 11 | 9 | 1261.9909 | 211.9909
2035 | 1 | 11 | 10 | 1277.1103 | 227.1103
2035 | 1 | 11 | 11 | 1280.1745 | 230.1745
2035 | 1 | 11 | 12 | 1292.0032 | 242.0032
2035 | 1 | 11 | 13 | 1292.4359 | 242.4359
2035 | 1 | 11 | 14 | 1286.0845 | 236.0845
2035 | 1 | 11 | 15 | 1286.912 | 236.912
2035 | 1 | 11 | 16 | 1298.9554 | 248.9554
2035 | 1 | 11 | 17 | 1311.7749 | 261.7749
2035 | 1 | 11 | 18 | 1350.6818 | 300.6818
2035 | 1 | 11 | 19 | 1339.4221 | 289.4221
2035 | 1 | 11 | 20 | 1310.2991 | 260.2991
2035 | 1 | 11 | 21 | 1281.6615 | 231.6615
2035 | 1 | 11 | 22 | 1262.0105 | 212.0105
2035 | 1 | 11 | 23 | 1241.1177 | 191.1177
2035 | 1 | 12 | 0 | 1208.8434 | 158.8434
2035 | 1 | 12 | 1 | 1183.8573 | 133.8573
2035 | 1 | 12 | 2 | 1160.6074 | 110.6074
2035 | 1 | 12 | 3 | 1145.8272 | 95.8272
2035 | 1 | 12 | 4 | 1152.1769 | 102.1769
2035 | 1 | 12 | 5 | 1165.5377 | 115.5377
2035 | 1 | 12 | 6 | 1203.339 | 153.339
2035 | 1 | 12 | 7 | 1256.471 | 206.471
2035 | 1 | 12 | 8 | 1298.5736 | 248.5736
2035 | 1 | 12 | 9 | 1310.0264 | 260.0264
2035 | 1 | 12 | 10 | 1318.2158 | 268.2158
2035 | 1 | 12 | 11 | 1319.0329 | 269.0329
2035 | 1 | 12 | 12 | 1320.9609 | 270.9609
2035 | 1 | 12 | 13 | 1316.3852 | 266.3852
2035 | 1 | 12 | 14 | 1308.971 | 258.971
2035 | 1 | 12 | 15 | 1312.7343 | 262.7343
2035 | 1 | 12 | 16 | 1326.5465 | 276.5465
2035 | 1 | 12 | 17 | 1337.0835 | 287.0835
2035 | 1 | 12 | 18 | 1343.05 | 293.05
2035 | 1 | 12 | 19 | 1349.0165 | 299.0165
2035 | 1 | 12 | 20 | 1329.8472 | 279.8472
2035 | 1 | 12 | 21 | 1311.8337 | 261.8337
2035 | 1 | 12 | 22 | 1289.1389 | 239.1389
2035 | 1 | 12 | 23 | 1265.4624 | 215.4624
2035 | 1 | 13 | 0 | 1237.504 | 187.504
2035 | 1 | 13 | 1 | 1149.624 | 99.624
2035 | 1 | 13 | 2 | 1061.744 | 11.744
2035 | 1 | 13 | 3 | 1041.5861 | 0
2035 | 1 | 13 | 4 | 1037.8753 | 0
2035 | 1 | 13 | 5 | 1035.1994 | 0
2035 | 1 | 13 | 6 | 1041.8151 | 0
2035 | 1 | 13 | 7 | 1061.9178 | 11.9178
2035 | 1 | 13 | 8 | 1090.4074 | 40.4074
2035 | 1 | 13 | 9 | 1102.2188 | 52.2188
2035 | 1 | 13 | 10 | 1120.4033 | 70.4033
2035 | 1 | 13 | 11 | 1151.5879 | 101.5879
2035 | 1 | 13 | 12 | 1165.5819 | 115.5819
2035 | 1 | 13 | 13 | 1179.5759 | 129.5759
2035 | 1 | 13 | 14 | 1180.1269 | 130.1269
2035 | 1 | 13 | 15 | 1166.4707 | 116.4707
2035 | 1 | 13 | 16 | 1150.5134 | 100.5134
2035 | 1 | 13 | 17 | 1150.1697 | 100.1697
2035 | 1 | 13 | 18 | 1190.3403 | 140.3403
2035 | 1 | 13 | 19 | 1168.2218 | 118.2218
2035 | 1 | 13 | 20 | 1138.6642 | 88.6642
2035 | 1 | 13 | 21 | 1123.9546 | 73.9546
2035 | 1 | 13 | 22 | 1110.2735 | 60.2735
2035 | 1 | 13 | 23 | 1095.5802 | 45.5802
2035 | 1 | 14 | 0 | 1070.528 | 20.528
2035 | 1 | 14 | 1 | 1068.833 | 18.833
2035 | 1 | 14 | 2 | 1048.9864 | 0
2035 | 1 | 14 | 3 | 1028.9543 | 0
2035 | 1 | 14 | 4 | 1019.9408 | 0
2035 | 1 | 14 | 5 | 1015.7787 | 0
2035 | 1 | 14 | 6 | 1020.7276 | 0
2035 | 1 | 14 | 7 | 1028.0483 | 0
2035 | 1 | 14 | 8 | 1045.6363 | 0
2035 | 1 | 14 | 9 | 1063.2274 | 13.2274
2035 | 1 | 14 | 10 | 1086.2505 | 36.2505
2035 | 1 | 14 | 11 | 1116.5051 | 66.5051
2035 | 1 | 14 | 12 | 1145.3972 | 95.3972
2035 | 1 | 14 | 13 | 1155.9019 | 105.9019
2035 | 1 | 14 | 14 | 1156.8905 | 106.8905
2035 | 1 | 14 | 15 | 1151.9934 | 101.9934
2035 | 1 | 14 | 16 | 1143.7845 | 93.7845
2035 | 1 | 14 | 17 | 1162.8591 | 112.8591
2035 | 1 | 14 | 18 | 1219.5057 | 169.5057
2035 | 1 | 14 | 19 | 1212.7954 | 162.7954
2035 | 1 | 14 | 20 | 1183.7874 | 133.7874
2035 | 1 | 14 | 21 | 1152.2564 | 102.2564
2035 | 1 | 14 | 22 | 1145.9848 | 95.9848
2035 | 1 | 14 | 23 | 1138.3381 | 88.3381
2035 | 1 | 15 | 0 | 1149.6933 | 99.6933
2035 | 1 | 15 | 1 | 1161.0485 | 111.0485
2035 | 1 | 15 | 2 | 1205.5823 | 155.5823
2035 | 1 | 15 | 3 | 1188.794 | 138.794
2035 | 1 | 15 | 4 | 1186.7903 | 136.7903
2035 | 1 | 15 | 5 | 1189.2518 | 139.2518
2035 | 1 | 15 | 6 | 1216.8048 | 166.8048
2035 | 1 | 15 | 7 | 1261.486 | 211.486
2035 | 1 | 15 | 8 | 1293.8619 | 243.8619
2035 | 1 | 15 | 9 | 1304.2647 | 254.2647
2035 | 1 | 15 | 10 | 1319.3867 | 269.3867
2035 | 1 | 15 | 11 | 1329.8163 | 279.8163
2035 | 1 | 15 | 12 | 1350.9727 | 300.9727
2035 | 1 | 15 | 13 | 1338.5539 | 288.5539
2035 | 1 | 15 | 14 | 1328.3607 | 278.3607
2035 | 1 | 15 | 15 | 1330.7092 | 280.7092
2035 | 1 | 15 | 16 | 1339.745 | 289.745
2035 | 1 | 15 | 17 | 1346.4213 | 296.4213
2035 | 1 | 15 | 18 | 1391.2666 | 341.2666
2035 | 1 | 15 | 19 | 1389.1755 | 339.1755
2035 | 1 | 15 | 20 | 1375.9972 | 325.9972
2035 | 1 | 15 | 21 | 1369.225 | 319.225
2035 | 1 | 15 | 22 | 1356.8493 | 306.8493
2035 | 1 | 15 | 23 | 1337.045 | 287.045
2035 | 1 | 16 | 0 | 1302.307 | 252.307
2035 | 1 | 16 | 1 | 1227.6382 | 177.6382
2035 | 1 | 16 | 2 | 1205.4941 | 155.4941
2035 | 1 | 16 | 3 | 1186.1613 | 136.1613
2035 | 1 | 16 | 4 | 1183.9257 | 133.9257
2035 | 1 | 16 | 5 | 1185.7479 | 135.7479
2035 | 1 | 16 | 6 | 1204.4359 | 154.4359
2035 | 1 | 16 | 7 | 1252.7341 | 202.7341
2035 | 1 | 16 | 8 | 1295.7592 | 245.7592
2035 | 1 | 16 | 9 | 1311.3092 | 261.3092
2035 | 1 | 16 | 10 | 1330.6333 | 280.6333
2035 | 1 | 16 | 11 | 1354.2123 | 304.2123
2035 | 1 | 16 | 12 | 1372.6987 | 322.6987
2035 | 1 | 16 | 13 | 1362.8604 | 312.8604
2035 | 1 | 16 | 14 | 1348.7746 | 298.7746
2035 | 1 | 16 | 15 | 1342.8857 | 292.8857
2035 | 1 | 16 | 16 | 1325.0657 | 275.0657
2035 | 1 | 16 | 17 | 1335.1902 | 285.1902
2035 | 1 | 16 | 18 | 1361.4195 | 311.4195
2035 | 1 | 16 | 19 | 1387.6487 | 337.6487
2035 | 1 | 16 | 20 | 1382.0594 | 332.0594
2035 | 1 | 16 | 21 | 1376.4174 | 326.4174
2035 | 1 | 16 | 22 | 1363.7332 | 313.7332
2035 | 1 | 16 | 23 | 1335.4728 | 285.4728
2035 | 1 | 17 | 0 | 1292.5689 | 242.5689
2035 | 1 | 17 | 1 | 1246.0875 | 196.0875
2035 | 1 | 17 | 2 | 1219.3614 | 169.3614
2035 | 1 | 17 | 3 | 1197.7749 | 147.7749
2035 | 1 | 17 | 4 | 1192.8231 | 142.8231
2035 | 1 | 17 | 5 | 1193.0629 | 143.0629
2035 | 1 | 17 | 6 | 1211.0044 | 161.0044
2035 | 1 | 17 | 7 | 1244.4408 | 194.4408
2035 | 1 | 17 | 8 | 1277.782 | 227.782
2035 | 1 | 17 | 9 | 1285.6973 | 235.6973
2035 | 1 | 17 | 10 | 1302.8298 | 252.8298
2035 | 1 | 17 | 11 | 1328.7957 | 278.7957
2035 | 1 | 17 | 12 | 1352.8405 | 302.8405
2035 | 1 | 17 | 13 | 1357.1748 | 307.1748
2035 | 1 | 17 | 14 | 1357.7895 | 307.7895
2035 | 1 | 17 | 15 | 1347.4803 | 297.4803
2035 | 1 | 17 | 16 | 1335.985 | 285.985
2035 | 1 | 17 | 17 | 1348.5662 | 298.5662
2035 | 1 | 17 | 18 | 1392.7493 | 342.7493
2035 | 1 | 17 | 19 | 1385.4762 | 335.4762
2035 | 1 | 17 | 20 | 1360.0076 | 310.0076
2035 | 1 | 17 | 21 | 1347.6377 | 297.6377
2035 | 1 | 17 | 22 | 1334.3486 | 284.3486
2035 | 1 | 17 | 23 | 1303.8982 | 253.8982
2035 | 1 | 18 | 0 | 1264.0971 | 214.0971
2035 | 1 | 18 | 1 | 1210.2071 | 160.2071
2035 | 1 | 18 | 2 | 1183.1765 | 133.1765
2035 | 1 | 18 | 3 | 1162.9462 | 112.9462
2035 | 1 | 18 | 4 | 1158.1541 | 108.1541
2035 | 1 | 18 | 5 | 1164.3365 | 114.3365
2035 | 1 | 18 | 6 | 1194.2781 | 144.2781
2035 | 1 | 18 | 7 | 1240.693 | 190.693
2035 | 1 | 18 | 8 | 1285.6827 | 235.6827
2035 | 1 | 18 | 9 | 1306.0271 | 256.0271
2035 | 1 | 18 | 10 | 1315.9695 | 265.9695
2035 | 1 | 18 | 11 | 1332.4663 | 282.4663
2035 | 1 | 18 | 12 | 1355.755 | 305.755
2035 | 1 | 18 | 13 | 1362.2643 | 312.2643
2035 | 1 | 18 | 14 | 1361.9294 | 311.9294
2035 | 1 | 18 | 15 | 1350.6533 | 300.6533
2035 | 1 | 18 | 16 | 1330.6782 | 280.6782
2035 | 1 | 18 | 17 | 1340.0463 | 290.0463
2035 | 1 | 18 | 18 | 1379.9441 | 329.9441
2035 | 1 | 18 | 19 | 1383.1598 | 333.1598
2035 | 1 | 18 | 20 | 1354.8209 | 304.8209
2035 | 1 | 18 | 21 | 1326.0394 | 276.0394
2035 | 1 | 18 | 22 | 1304.2333 | 254.2333
2035 | 1 | 18 | 23 | 1277.8227 | 227.8227
2035 | 1 | 19 | 0 | 1236.8958 | 186.8958
2035 | 1 | 19 | 1 | 1225.1866 | 175.1866
2035 | 1 | 19 | 2 | 1198.8955 | 148.8955
2035 | 1 | 19 | 3 | 1179.1372 | 129.1372
2035 | 1 | 19 | 4 | 1177.0351 | 127.0351
2035 | 1 | 19 | 5 | 1186.1832 | 136.1832
2035 | 1 | 19 | 6 | 1216.1431 | 166.1431
2035 | 1 | 19 | 7 | 1271.0442 | 221.0442
2035 | 1 | 19 | 8 | 1311.8347 | 261.8347
2035 | 1 | 19 | 9 | 1319.9141 | 269.9141
2035 | 1 | 19 | 10 | 1330.6167 | 280.6167
2035 | 1 | 19 | 11 | 1350.2544 | 300.2544
2035 | 1 | 19 | 12 | 1363.5892 | 313.5892
2035 | 1 | 19 | 13 | 1376.9241 | 326.9241
2035 | 1 | 19 | 14 | 1378.1764 | 328.1764
2035 | 1 | 19 | 15 | 1370.3157 | 320.3157
2035 | 1 | 19 | 16 | 1360.9025 | 310.9025
2035 | 1 | 19 | 17 | 1357.7741 | 307.7741
2035 | 1 | 19 | 18 | 1384.0125 | 334.0125
2035 | 1 | 19 | 19 | 1371.8357 | 321.8357
2035 | 1 | 19 | 20 | 1347.6577 | 297.6577
2035 | 1 | 19 | 21 | 1324.7921 | 274.7921
2035 | 1 | 19 | 22 | 1301.4405 | 251.4405
2035 | 1 | 19 | 23 | 1271.4367 | 221.4367
2035 | 1 | 20 | 0 | 1232.2946 | 182.2946
2035 | 1 | 20 | 1 | 1154.333 | 104.333
2035 | 1 | 20 | 2 | 1076.3713 | 26.3713
2035 | 1 | 20 | 3 | 1053.2638 | 3.2638
2035 | 1 | 20 | 4 | 1049.7194 | 0
2035 | 1 | 20 | 5 | 1049.6774 | 0
2035 | 1 | 20 | 6 | 1058.1458 | 8.1458
2035 | 1 | 20 | 7 | 1076.8729 | 26.8729
2035 | 1 | 20 | 8 | 1098.3735 | 48.3735
2035 | 1 | 20 | 9 | 1117.1787 | 67.1787
2035 | 1 | 20 | 10 | 1138.4946 | 88.4946
2035 | 1 | 20 | 11 | 1168.2906 | 118.2906
2035 | 1 | 20 | 12 | 1183.5243 | 133.5243
2035 | 1 | 20 | 13 | 1198.758 | 148.758
2035 | 1 | 20 | 14 | 1200.4301 | 150.4301
2035 | 1 | 20 | 15 | 1192.7739 | 142.7739
2035 | 1 | 20 | 16 | 1178.4374 | 128.4374
2035 | 1 | 20 | 17 | 1180.9204 | 130.9204
2035 | 1 | 20 | 18 | 1195.3584 | 145.3584
2035 | 1 | 20 | 19 | 1209.7964 | 159.7964
2035 | 1 | 20 | 20 | 1180.7972 | 130.7972
2035 | 1 | 20 | 21 | 1163.2268 | 113.2268
2035 | 1 | 20 | 22 | 1147.4082 | 97.4082
2035 | 1 | 20 | 23 | 1129.6202 | 79.6202
2035 | 1 | 21 | 0 | 1103.2906 | 53.2906
2035 | 1 | 21 | 1 | 1055.4994 | 5.4994
2035 | 1 | 21 | 2 | 1030.0304 | 0
2035 | 1 | 21 | 3 | 1006.9651 | 0
2035 | 1 | 21 | 4 | 997.3894 | 0
2035 | 1 | 21 | 5 | 991.292 | 0
2035 | 1 | 21 | 6 | 997.7205 | 0
2035 | 1 | 21 | 7 | 1010.3251 | 0
2035 | 1 | 21 | 8 | 1020.6012 | 0
2035 | 1 | 21 | 9 | 1041.3801 | 0
2035 | 1 | 21 | 10 | 1068.6775 | 18.6775
2035 | 1 | 21 | 11 | 1091.1629 | 41.1629
2035 | 1 | 21 | 12 | 1117.2242 | 67.2242
2035 | 1 | 21 | 13 | 1123.1305 | 73.1305
2035 | 1 | 21 | 14 | 1120.4217 | 70.4217
2035 | 1 | 21 | 15 | 1126.6677 | 76.6677
2035 | 1 | 21 | 16 | 1137.115 | 87.115
2035 | 1 | 21 | 17 | 1156.6538 | 106.6538
2035 | 1 | 21 | 18 | 1206.0228 | 156.0228
2035 | 1 | 21 | 19 | 1208.5463 | 158.5463
2035 | 1 | 21 | 20 | 1184.496 | 134.496
2035 | 1 | 21 | 21 | 1166.5671 | 116.5671
2035 | 1 | 21 | 22 | 1152.8461 | 102.8461
2035 | 1 | 21 | 23 | 1134.5388 | 84.5388
2035 | 1 | 22 | 0 | 1145.0196 | 95.0196
2035 | 1 | 22 | 1 | 1155.5004 | 105.5004
2035 | 1 | 22 | 2 | 1172.9728 | 122.9728
2035 | 1 | 22 | 3 | 1190.4452 | 140.4452
2035 | 1 | 22 | 4 | 1183.5252 | 133.5252
2035 | 1 | 22 | 5 | 1186.9774 | 136.9774
2035 | 1 | 22 | 6 | 1209.3406 | 159.3406
2035 | 1 | 22 | 7 | 1240.9693 | 190.9693
2035 | 1 | 22 | 8 | 1271.6316 | 221.6316
2035 | 1 | 22 | 9 | 1287.1448 | 237.1448
2035 | 1 | 22 | 10 | 1306.2048 | 256.2048
2035 | 1 | 22 | 11 | 1322.553 | 272.553
2035 | 1 | 22 | 12 | 1345.7133 | 295.7133
2035 | 1 | 22 | 13 | 1334.9153 | 284.9153
2035 | 1 | 22 | 14 | 1325.9413 | 275.9413
2035 | 1 | 22 | 15 | 1327.8944 | 277.8944
2035 | 1 | 22 | 16 | 1341.0941 | 291.0941
2035 | 1 | 22 | 17 | 1352.3396 | 302.3396
2035 | 1 | 22 | 18 | 1390.4905 | 340.4905
2035 | 1 | 22 | 19 | 1391.6592 | 341.6592
2035 | 1 | 22 | 20 | 1366.6726 | 316.6726
2035 | 1 | 22 | 21 | 1351.2117 | 301.2117
2035 | 1 | 22 | 22 | 1340.6808 | 290.6808
2035 | 1 | 22 | 23 | 1322.9991 | 272.9991
2035 | 1 | 23 | 0 | 1286.3065 | 236.3065
2035 | 1 | 23 | 1 | 1208.678 | 158.678
2035 | 1 | 23 | 2 | 1180.2711 | 130.2711
2035 | 1 | 23 | 3 | 1158.7656 | 108.7656
2035 | 1 | 23 | 4 | 1150.6736 | 100.6736
2035 | 1 | 23 | 5 | 1151.4223 | 101.4223
2035 | 1 | 23 | 6 | 1170.9971 | 120.9971
2035 | 1 | 23 | 7 | 1212.2625 | 162.2625
2035 | 1 | 23 | 8 | 1253.8048 | 203.8048
2035 | 1 | 23 | 9 | 1269.5845 | 219.5845
2035 | 1 | 23 | 10 | 1291.4112 | 241.4112
2035 | 1 | 23 | 11 | 1319.183 | 269.183
2035 | 1 | 23 | 12 | 1337.5574 | 287.5574
2035 | 1 | 23 | 13 | 1326.5186 | 276.5186
2035 | 1 | 23 | 14 | 1309.238 | 259.238
2035 | 1 | 23 | 15 | 1305.8835 | 255.8835
2035 | 1 | 23 | 16 | 1294.2692 | 244.2692
2035 | 1 | 23 | 17 | 1306.0954 | 256.0954
2035 | 1 | 23 | 18 | 1325.9874 | 275.9874
2035 | 1 | 23 | 19 | 1345.8793 | 295.8793
2035 | 1 | 23 | 20 | 1326.8648 | 276.8648
2035 | 1 | 23 | 21 | 1315.269 | 265.269
2035 | 1 | 23 | 22 | 1301.2369 | 251.2369
2035 | 1 | 23 | 23 | 1270.5533 | 220.5533
2035 | 1 | 24 | 0 | 1227.562 | 177.562
2035 | 1 | 24 | 1 | 1207.7812 | 157.7812
2035 | 1 | 24 | 2 | 1184.8465 | 134.8465
2035 | 1 | 24 | 3 | 1167.3047 | 117.3047
2035 | 1 | 24 | 4 | 1166.5796 | 116.5796
2035 | 1 | 24 | 5 | 1167.0809 | 117.0809
2035 | 1 | 24 | 6 | 1182.0228 | 132.0228
2035 | 1 | 24 | 7 | 1206.0832 | 156.0832
2035 | 1 | 24 | 8 | 1245.7319 | 195.7319
2035 | 1 | 24 | 9 | 1252.7942 | 202.7942
2035 | 1 | 24 | 10 | 1269.0685 | 219.0685
2035 | 1 | 24 | 11 | 1277.2403 | 227.2403
2035 | 1 | 24 | 12 | 1292.9318 | 242.9318
2035 | 1 | 24 | 13 | 1284.5534 | 234.5534
2035 | 1 | 24 | 14 | 1280.2811 | 230.2811
2035 | 1 | 24 | 15 | 1287.2672 | 237.2672
2035 | 1 | 24 | 16 | 1305.4578 | 255.4578
2035 | 1 | 24 | 17 | 1322.2875 | 272.2875
2035 | 1 | 24 | 18 | 1347.6967 | 297.6967
2035 | 1 | 24 | 19 | 1373.1058 | 323.1058
2035 | 1 | 24 | 20 | 1350.9685 | 300.9685
2035 | 1 | 24 | 21 | 1327.1442 | 277.1442
2035 | 1 | 24 | 22 | 1320.7468 | 270.7468
2035 | 1 | 24 | 23 | 1300.9093 | 250.9093
2035 | 1 | 25 | 0 | 1274.3578 | 224.3578
2035 | 1 | 25 | 1 | 1254.4159 | 204.4159
2035 | 1 | 25 | 2 | 1228.7599 | 178.7599
2035 | 1 | 25 | 3 | 1209.8282 | 159.8282
2035 | 1 | 25 | 4 | 1206.833 | 156.833
2035 | 1 | 25 | 5 | 1206.5761 | 156.5761
2035 | 1 | 25 | 6 | 1224.6351 | 174.6351
2035 | 1 | 25 | 7 | 1265.3409 | 215.3409
2035 | 1 | 25 | 8 | 1299.5474 | 249.5474
2035 | 1 | 25 | 9 | 1310.8278 | 260.8278
2035 | 1 | 25 | 10 | 1322.4348 | 272.4348
2035 | 1 | 25 | 11 | 1329.2963 | 279.2963
2035 | 1 | 25 | 12 | 1346.6216 | 296.6216
2035 | 1 | 25 | 13 | 1332.7269 | 282.7269
2035 | 1 | 25 | 14 | 1322.5112 | 272.5112
2035 | 1 | 25 | 15 | 1322.4648 | 272.4648
2035 | 1 | 25 | 16 | 1326.096 | 276.096
2035 | 1 | 25 | 17 | 1335.6015 | 285.6015
2035 | 1 | 25 | 18 | 1359.6636 | 309.6636
2035 | 1 | 25 | 19 | 1383.7256 | 333.7256
2035 | 1 | 25 | 20 | 1370.109 | 320.109
2035 | 1 | 25 | 21 | 1355.2959 | 305.2959
2035 | 1 | 25 | 22 | 1343.0032 | 293.0032
2035 | 1 | 25 | 23 | 1319.7379 | 269.7379
2035 | 1 | 26 | 0 | 1284.8831 | 234.8831
2035 | 1 | 26 | 1 | 1225.8842 | 175.8842
2035 | 1 | 26 | 2 | 1198.2633 | 148.2633
2035 | 1 | 26 | 3 | 1180.3109 | 130.3109
2035 | 1 | 26 | 4 | 1180.2623 | 130.2623
2035 | 1 | 26 | 5 | 1188.3116 | 138.3116
2035 | 1 | 26 | 6 | 1211.7461 | 161.7461
2035 | 1 | 26 | 7 | 1254.9542 | 204.9542
2035 | 1 | 26 | 8 | 1302.2856 | 252.2856
2035 | 1 | 26 | 9 | 1315.2424 | 265.2424
2035 | 1 | 26 | 10 | 1325.6827 | 275.6827
2035 | 1 | 26 | 11 | 1348.3001 | 298.3001
2035 | 1 | 26 | 12 | 1368.6087 | 318.6087
2035 | 1 | 26 | 13 | 1374.7919 | 324.7919
2035 | 1 | 26 | 14 | 1372.5566 | 322.5566
2035 | 1 | 26 | 15 | 1360.0292 | 310.0292
2035 | 1 | 26 | 16 | 1349.0046 | 299.0046
2035 | 1 | 26 | 17 | 1339.5508 | 289.5508
2035 | 1 | 26 | 18 | 1357.3187 | 307.3187
2035 | 1 | 26 | 19 | 1366.8728 | 316.8728
2035 | 1 | 26 | 20 | 1362.9638 | 312.9638
2035 | 1 | 26 | 21 | 1351.613 | 301.613
2035 | 1 | 26 | 22 | 1333.2818 | 283.2818
2035 | 1 | 26 | 23 | 1305.189 | 255.189
2035 | 1 | 27 | 0 | 1259.5609 | 209.5609
2035 | 1 | 27 | 1 | 1145.7606 | 95.7606
2035 | 1 | 27 | 2 | 1121.3718 | 71.3718
2035 | 1 | 27 | 3 | 1097.2873 | 47.2873
2035 | 1 | 27 | 4 | 1094.3597 | 44.3597
2035 | 1 | 27 | 5 | 1101.0754 | 51.0754
2035 | 1 | 27 | 6 | 1123.0779 | 73.0779
2035 | 1 | 27 | 7 | 1147.5514 | 97.5514
2035 | 1 | 27 | 8 | 1146.5532 | 96.5532
2035 | 1 | 27 | 9 | 1154.815 | 104.815
2035 | 1 | 27 | 10 | 1176.9671 | 126.9671
2035 | 1 | 27 | 11 | 1193.7665 | 143.7665
2035 | 1 | 27 | 12 | 1210.8295 | 160.8295
2035 | 1 | 27 | 13 | 1213.81 | 163.81
2035 | 1 | 27 | 14 | 1204.0774 | 154.0774
2035 | 1 | 27 | 15 | 1201.0511 | 151.0511
2035 | 1 | 27 | 16 | 1206.059 | 156.059
2035 | 1 | 27 | 17 | 1217.649 | 167.649
2035 | 1 | 27 | 18 | 1255.5261 | 205.5261
2035 | 1 | 27 | 19 | 1255.1095 | 205.1095
2035 | 1 | 27 | 20 | 1230.2672 | 180.2672
2035 | 1 | 27 | 21 | 1211.7704 | 161.7704
2035 | 1 | 27 | 22 | 1193.1244 | 143.1244
2035 | 1 | 27 | 23 | 1170.5726 | 120.5726
2035 | 1 | 28 | 0 | 1139.3398 | 89.3398
2035 | 1 | 28 | 1 | 1083.6642 | 33.6642
2035 | 1 | 28 | 2 | 1055.4606 | 5.4606
2035 | 1 | 28 | 3 | 1029.7506 | 0
2035 | 1 | 28 | 4 | 1016.7853 | 0
2035 | 1 | 28 | 5 | 1007.7607 | 0
2035 | 1 | 28 | 6 | 1001.124 | 0
2035 | 1 | 28 | 7 | 1003.5941 | 0
2035 | 1 | 28 | 8 | 1020.2527 | 0
2035 | 1 | 28 | 9 | 1037.0666 | 0
2035 | 1 | 28 | 10 | 1060.2346 | 10.2346
2035 | 1 | 28 | 11 | 1088.6108 | 38.6108
2035 | 1 | 28 | 12 | 1108.0055 | 58.0055
2035 | 1 | 28 | 13 | 1127.4002 | 77.4002
2035 | 1 | 28 | 14 | 1132.1528 | 82.1528
2035 | 1 | 28 | 15 | 1125.4229 | 75.4229
2035 | 1 | 28 | 16 | 1123.8238 | 73.8238
2035 | 1 | 28 | 17 | 1145.4775 | 95.4775
2035 | 1 | 28 | 18 | 1163.2495 | 113.2495
2035 | 1 | 28 | 19 | 1181.0215 | 131.0215
2035 | 1 | 28 | 20 | 1151.512 | 101.512
2035 | 1 | 28 | 21 | 1113.2128 | 63.2128
2035 | 1 | 28 | 22 | 1099.7449 | 49.7449
2035 | 1 | 28 | 23 | 1083.6376 | 33.6376
2035 | 1 | 29 | 0 | 1097.0139 | 47.0139
2035 | 1 | 29 | 1 | 1110.3902 | 60.3902
2035 | 1 | 29 | 2 | 1129.3887 | 79.3887
2035 | 1 | 29 | 3 | 1148.3872 | 98.3872
2035 | 1 | 29 | 4 | 1139.7044 | 89.7044
2035 | 1 | 29 | 5 | 1139.1092 | 89.1092
2035 | 1 | 29 | 6 | 1161.4682 | 111.4682
2035 | 1 | 29 | 7 | 1205.9268 | 155.9268
2035 | 1 | 29 | 8 | 1247.3285 | 197.3285
2035 | 1 | 29 | 9 | 1264.2069 | 214.2069
2035 | 1 | 29 | 10 | 1282.3029 | 232.3029
2035 | 1 | 29 | 11 | 1296.4149 | 246.4149
2035 | 1 | 29 | 12 | 1319.9185 | 269.9185
2035 | 1 | 29 | 13 | 1313.6164 | 263.6164
2035 | 1 | 29 | 14 | 1311.0293 | 261.0293
2035 | 1 | 29 | 15 | 1314.6639 | 264.6639
2035 | 1 | 29 | 16 | 1323.3837 | 273.3837
2035 | 1 | 29 | 17 | 1339.4752 | 289.4752
2035 | 1 | 29 | 18 | 1380.8433 | 330.8433
2035 | 1 | 29 | 19 | 1376.0591 | 326.0591
2035 | 1 | 29 | 20 | 1347.0012 | 297.0012
2035 | 1 | 29 | 21 | 1316.3838 | 266.3838
2035 | 1 | 29 | 22 | 1300.1367 | 250.1367
2035 | 1 | 29 | 23 | 1280.5719 | 230.5719
2035 | 1 | 30 | 0 | 1241.4275 | 191.4275
2035 | 1 | 30 | 1 | 1169.255 | 119.255
2035 | 1 | 30 | 2 | 1149.4181 | 99.4181
2035 | 1 | 30 | 3 | 1134.4746 | 84.4746
2035 | 1 | 30 | 4 | 1130.88 | 80.88
2035 | 1 | 30 | 5 | 1133.4514 | 83.4514
2035 | 1 | 30 | 6 | 1153.9534 | 103.9534
2035 | 1 | 30 | 7 | 1195.1341 | 145.1341
2035 | 1 | 30 | 8 | 1243.9916 | 193.9916
2035 | 1 | 30 | 9 | 1261.0477 | 211.0477
2035 | 1 | 30 | 10 | 1287.8161 | 237.8161
2035 | 1 | 30 | 11 | 1321.2503 | 271.2503
2035 | 1 | 30 | 12 | 1340.1152 | 290.1152
2035 | 1 | 30 | 13 | 1349.9425 | 299.9425
2035 | 1 | 30 | 14 | 1348.0826 | 298.0826
2035 | 1 | 30 | 15 | 1335.9178 | 285.9178
2035 | 1 | 30 | 16 | 1294.6617 | 244.6617
2035 | 1 | 30 | 17 | 1298.5886 | 248.5886
2035 | 1 | 30 | 18 | 1349.709 | 299.709
2035 | 1 | 30 | 19 | 1355.0212 | 305.0212
2035 | 1 | 30 | 20 | 1338.2889 | 288.2889
2035 | 1 | 30 | 21 | 1300.0932 | 250.0932
2035 | 1 | 30 | 22 | 1286.9538 | 236.9538
2035 | 1 | 30 | 23 | 1266.9922 | 216.9922
2035 | 1 | 31 | 0 | 1233.22 | 183.22
2035 | 1 | 31 | 1 | 1232.4838 | 182.4838
2035 | 1 | 31 | 2 | 1209.1143 | 159.1143
2035 | 1 | 31 | 3 | 1191.7663 | 141.7663
2035 | 1 | 31 | 4 | 1187.621 | 137.621
2035 | 1 | 31 | 5 | 1187.4233 | 137.4233
2035 | 1 | 31 | 6 | 1200.6428 | 150.6428
2035 | 1 | 31 | 7 | 1226.3439 | 176.3439
2035 | 1 | 31 | 8 | 1260.1108 | 210.1108
2035 | 1 | 31 | 9 | 1268.4928 | 218.4928
2035 | 1 | 31 | 10 | 1285.5001 | 235.5001
2035 | 1 | 31 | 11 | 1311.501 | 261.501
2035 | 1 | 31 | 12 | 1336.7433 | 286.7433
2035 | 1 | 31 | 13 | 1353.7711 | 303.7711
2035 | 1 | 31 | 14 | 1361.1592 | 311.1592
2035 | 1 | 31 | 15 | 1357.927 | 307.927
2035 | 1 | 31 | 16 | 1344.8529 | 294.8529
2035 | 1 | 31 | 17 | 1346.6674 | 296.6674
2035 | 1 | 31 | 18 | 1362.9388 | 312.9388
2035 | 1 | 31 | 19 | 1378.7566 | 328.7566
2035 | 1 | 31 | 20 | 1373.6541 | 323.6541
2035 | 1 | 31 | 21 | 1354.8183 | 304.8183
2035 | 1 | 31 | 22 | 1334.8759 | 284.8759
2035 | 1 | 31 | 23 | 1304.9982 | 254.9982
2035 | 2 | 1 | 0 | 1267.8166 | 217.8166
2035 | 2 | 1 | 1 | 1247.3386 | 197.3386
2035 | 2 | 1 | 2 | 1226.8607 | 176.8607
2035 | 2 | 1 | 3 | 1221.2619 | 171.2619
2035 | 2 | 1 | 4 | 1222.2351 | 172.2351
2035 | 2 | 1 | 5 | 1231.6879 | 181.6879
2035 | 2 | 1 | 6 | 1260.1138 | 210.1138
2035 | 2 | 1 | 7 | 1297.8683 | 247.8683
2035 | 2 | 1 | 8 | 1325.1234 | 275.1234
2035 | 2 | 1 | 9 | 1331.3015 | 281.3015
2035 | 2 | 1 | 10 | 1344.3541 | 294.3541
2035 | 2 | 1 | 11 | 1352.7692 | 302.7692
2035 | 2 | 1 | 12 | 1364.9069 | 314.9069
2035 | 2 | 1 | 13 | 1357.4025 | 307.4025
2035 | 2 | 1 | 14 | 1354.0793 | 304.0793
2035 | 2 | 1 | 15 | 1348.3443 | 298.3443
2035 | 2 | 1 | 16 | 1353.1695 | 303.1695
2035 | 2 | 1 | 17 | 1394.1676 | 344.1676
2035 | 2 | 1 | 18 | 1402.3096 | 352.3096
2035 | 2 | 1 | 19 | 1428.2052 | 378.2052
2035 | 2 | 1 | 20 | 1408.2901 | 358.2901
2035 | 2 | 1 | 21 | 1380.9289 | 330.9289
2035 | 2 | 1 | 22 | 1348.8122 | 298.8122
2035 | 2 | 1 | 23 | 1317.6472 | 267.6472
2035 | 2 | 2 | 0 | 1288.8333 | 238.8333
2035 | 2 | 2 | 1 | 1212.6678 | 162.6678
2035 | 2 | 2 | 2 | 1193.7537 | 143.7537
2035 | 2 | 2 | 3 | 1187.7751 | 137.7751
2035 | 2 | 2 | 4 | 1191.9489 | 141.9489
2035 | 2 | 2 | 5 | 1207.755 | 157.755
2035 | 2 | 2 | 6 | 1244.1835 | 194.1835
2035 | 2 | 2 | 7 | 1298.6835 | 248.6835
2035 | 2 | 2 | 8 | 1324.9937 | 274.9937
2035 | 2 | 2 | 9 | 1334.3777 | 284.3777
2035 | 2 | 2 | 10 | 1353.531 | 303.531
2035 | 2 | 2 | 11 | 1384.9072 | 334.9072
2035 | 2 | 2 | 12 | 1398.0983 | 348.0983
2035 | 2 | 2 | 13 | 1405.2584 | 355.2584
2035 | 2 | 2 | 14 | 1409.0423 | 359.0423
2035 | 2 | 2 | 15 | 1395.2349 | 345.2349
2035 | 2 | 2 | 16 | 1380.2239 | 330.2239
2035 | 2 | 2 | 17 | 1374.7573 | 324.7573
2035 | 2 | 2 | 18 | 1368.2992 | 318.2992
2035 | 2 | 2 | 19 | 1373.6247 | 323.6247
2035 | 2 | 2 | 20 | 1358.6797 | 308.6797
2035 | 2 | 2 | 21 | 1339.1283 | 289.1283
2035 | 2 | 2 | 22 | 1317.9303 | 267.9303
2035 | 2 | 2 | 23 | 1285.3718 | 235.3718
2035 | 2 | 3 | 0 | 1250.747 | 200.747
2035 | 2 | 3 | 1 | 1179.5955 | 129.5955
2035 | 2 | 3 | 2 | 1108.4439 | 58.4439
2035 | 2 | 3 | 3 | 1095.7517 | 45.7517
2035 | 2 | 3 | 4 | 1094.4157 | 44.4157
2035 | 2 | 3 | 5 | 1100.307 | 50.307
2035 | 2 | 3 | 6 | 1117.1661 | 67.1661
2035 | 2 | 3 | 7 | 1139.3048 | 89.3048
2035 | 2 | 3 | 8 | 1152.3718 | 102.3718
2035 | 2 | 3 | 9 | 1163.344 | 113.344
2035 | 2 | 3 | 10 | 1179.3222 | 129.3222
2035 | 2 | 3 | 11 | 1184.1918 | 134.1918
2035 | 2 | 3 | 12 | 1181.0033 | 131.0033
2035 | 2 | 3 | 13 | 1179.23 | 129.23
2035 | 2 | 3 | 14 | 1176.6011 | 126.6011
2035 | 2 | 3 | 15 | 1170.5634 | 120.5634
2035 | 2 | 3 | 16 | 1178.8095 | 128.8095
2035 | 2 | 3 | 17 | 1199.651 | 149.651
2035 | 2 | 3 | 18 | 1220.4924 | 170.4924
2035 | 2 | 3 | 19 | 1215.5674 | 165.5674
2035 | 2 | 3 | 20 | 1210.6424 | 160.6424
2035 | 2 | 3 | 21 | 1196.0998 | 146.0998
2035 | 2 | 3 | 22 | 1183.8756 | 133.8756
2035 | 2 | 3 | 23 | 1166.7586 | 116.7586
2035 | 2 | 4 | 0 | 1139.8118 | 89.8118
2035 | 2 | 4 | 1 | 1112.8651 | 62.8651
2035 | 2 | 4 | 2 | 1081.643 | 31.643
2035 | 2 | 4 | 3 | 1064.3059 | 14.3059
2035 | 2 | 4 | 4 | 1055.61 | 5.61
2035 | 2 | 4 | 5 | 1052.2289 | 2.2289
2035 | 2 | 4 | 6 | 1055.4193 | 5.4193
2035 | 2 | 4 | 7 | 1069.7398 | 19.7398
2035 | 2 | 4 | 8 | 1075.6623 | 25.6623
2035 | 2 | 4 | 9 | 1083.3288 | 33.3288
2035 | 2 | 4 | 10 | 1107.4411 | 57.4411
2035 | 2 | 4 | 11 | 1126.5432 | 76.5432
2035 | 2 | 4 | 12 | 1140.5055 | 90.5055
2035 | 2 | 4 | 13 | 1147.1914 | 97.1914
2035 | 2 | 4 | 14 | 1148.8863 | 98.8863
2035 | 2 | 4 | 15 | 1141.763 | 91.763
2035 | 2 | 4 | 16 | 1152.8228 | 102.8228
2035 | 2 | 4 | 17 | 1170.5037 | 120.5037
2035 | 2 | 4 | 18 | 1210.1016 | 160.1016
2035 | 2 | 4 | 19 | 1220.8644 | 170.8644
2035 | 2 | 4 | 20 | 1195.489 | 145.489
2035 | 2 | 4 | 21 | 1188.9493 | 138.9493
2035 | 2 | 4 | 22 | 1182.8477 | 132.8477
2035 | 2 | 4 | 23 | 1171.5947 | 121.5947
2035 | 2 | 5 | 0 | 1174.6097 | 124.6097
2035 | 2 | 5 | 1 | 1177.6247 | 127.6247
2035 | 2 | 5 | 2 | 1188.0613 | 138.0613
2035 | 2 | 5 | 3 | 1198.4979 | 148.4979
2035 | 2 | 5 | 4 | 1199.6582 | 149.6582
2035 | 2 | 5 | 5 | 1204.1235 | 154.1235
2035 | 2 | 5 | 6 | 1226.38 | 176.38
2035 | 2 | 5 | 7 | 1269.0536 | 219.0536
2035 | 2 | 5 | 8 | 1306.1008 | 256.1008
2035 | 2 | 5 | 9 | 1322.3375 | 272.3375
2035 | 2 | 5 | 10 | 1340.6759 | 290.6759
2035 | 2 | 5 | 11 | 1361.8467 | 311.8467
2035 | 2 | 5 | 12 | 1371.5015 | 321.5015
2035 | 2 | 5 | 13 | 1373.1899 | 323.1899
2035 | 2 | 5 | 14 | 1375.1031 | 325.1031
2035 | 2 | 5 | 15 | 1367.855 | 317.855
2035 | 2 | 5 | 16 | 1358.7193 | 308.7193
2035 | 2 | 5 | 17 | 1355.6187 | 305.6187
2035 | 2 | 5 | 18 | 1394.502 | 344.502
2035 | 2 | 5 | 19 | 1411.4099 | 361.4099
2035 | 2 | 5 | 20 | 1397.2363 | 347.2363
2035 | 2 | 5 | 21 | 1393.7723 | 343.7723
2035 | 2 | 5 | 22 | 1384.564 | 334.564
2035 | 2 | 5 | 23 | 1361.726 | 311.726
2035 | 2 | 6 | 0 | 1328.9711 | 278.9711
2035 | 2 | 6 | 1 | 1267.8979 | 217.8979
2035 | 2 | 6 | 2 | 1246.3021 | 196.3021
2035 | 2 | 6 | 3 | 1234.5337 | 184.5337
2035 | 2 | 6 | 4 | 1230.086 | 180.086
2035 | 2 | 6 | 5 | 1233.9893 | 183.9893
2035 | 2 | 6 | 6 | 1253.1541 | 203.1541
2035 | 2 | 6 | 7 | 1293.4451 | 243.4451
2035 | 2 | 6 | 8 | 1326.2069 | 276.2069
2035 | 2 | 6 | 9 | 1336.3246 | 286.3246
2035 | 2 | 6 | 10 | 1358.1418 | 308.1418
2035 | 2 | 6 | 11 | 1389.6678 | 339.6678
2035 | 2 | 6 | 12 | 1393.936 | 343.936
2035 | 2 | 6 | 13 | 1392.315 | 342.315
2035 | 2 | 6 | 14 | 1384.6279 | 334.6279
2035 | 2 | 6 | 15 | 1372.933 | 322.933
2035 | 2 | 6 | 16 | 1341.0213 | 291.0213
2035 | 2 | 6 | 17 | 1340.0227 | 290.0227
2035 | 2 | 6 | 18 | 1383.1958 | 333.1958
2035 | 2 | 6 | 19 | 1396.0126 | 346.0126
2035 | 2 | 6 | 20 | 1378.9899 | 328.9899
2035 | 2 | 6 | 21 | 1364.187 | 314.187
2035 | 2 | 6 | 22 | 1355.3689 | 305.3689
2035 | 2 | 6 | 23 | 1332.6151 | 282.6151
2035 | 2 | 7 | 0 | 1302.5302 | 252.5302
2035 | 2 | 7 | 1 | 1280.0442 | 230.0442
2035 | 2 | 7 | 2 | 1257.5582 | 207.5582
2035 | 2 | 7 | 3 | 1241.2514 | 191.2514
2035 | 2 | 7 | 4 | 1237.5732 | 187.5732
2035 | 2 | 7 | 5 | 1240.8465 | 190.8465
2035 | 2 | 7 | 6 | 1260.9342 | 210.9342
2035 | 2 | 7 | 7 | 1288.0637 | 238.0637
2035 | 2 | 7 | 8 | 1309.5237 | 259.5237
2035 | 2 | 7 | 9 | 1319.6269 | 269.6269
2035 | 2 | 7 | 10 | 1338.2451 | 288.2451
2035 | 2 | 7 | 11 | 1372.4624 | 322.4624
2035 | 2 | 7 | 12 | 1391.4025 | 341.4025
2035 | 2 | 7 | 13 | 1403.8806 | 353.8806
2035 | 2 | 7 | 14 | 1403.5669 | 353.5669
2035 | 2 | 7 | 15 | 1399.703 | 349.703
2035 | 2 | 7 | 16 | 1393.9298 | 343.9298
2035 | 2 | 7 | 17 | 1387.5861 | 337.5861
2035 | 2 | 7 | 18 | 1406.1598 | 356.1598
2035 | 2 | 7 | 19 | 1430.3335 | 380.3335
2035 | 2 | 7 | 20 | 1425.8843 | 375.8843
2035 | 2 | 7 | 21 | 1415.7351 | 365.7351
2035 | 2 | 7 | 22 | 1404.7063 | 354.7063
2035 | 2 | 7 | 23 | 1379.9815 | 329.9815
2035 | 2 | 8 | 0 | 1348.0625 | 298.0625
2035 | 2 | 8 | 1 | 1260.0691 | 210.0691
2035 | 2 | 8 | 2 | 1237.414 | 187.414
2035 | 2 | 8 | 3 | 1220.897 | 170.897
2035 | 2 | 8 | 4 | 1216.392 | 166.392
2035 | 2 | 8 | 5 | 1219.7556 | 169.7556
2035 | 2 | 8 | 6 | 1246.2303 | 196.2303
2035 | 2 | 8 | 7 | 1290.8836 | 240.8836
2035 | 2 | 8 | 8 | 1315.778 | 265.778
2035 | 2 | 8 | 9 | 1329.1169 | 279.1169
2035 | 2 | 8 | 10 | 1341.0132 | 291.0132
2035 | 2 | 8 | 11 | 1374.3451 | 324.3451
2035 | 2 | 8 | 12 | 1384.4838 | 334.4838
2035 | 2 | 8 | 13 | 1391.6423 | 341.6423
2035 | 2 | 8 | 14 | 1386.0601 | 336.0601
2035 | 2 | 8 | 15 | 1381.6597 | 331.6597
2035 | 2 | 8 | 16 | 1380.597 | 330.597
2035 | 2 | 8 | 17 | 1381.0051 | 331.0051
2035 | 2 | 8 | 18 | 1384.5652 | 334.5652
2035 | 2 | 8 | 19 | 1389.6594 | 339.6594
2035 | 2 | 8 | 20 | 1366.2561 | 316.2561
2035 | 2 | 8 | 21 | 1344.9276 | 294.9276
2035 | 2 | 8 | 22 | 1330.2282 | 280.2282
2035 | 2 | 8 | 23 | 1309.6663 | 259.6663
2035 | 2 | 9 | 0 | 1281.5704 | 231.5704
2035 | 2 | 9 | 1 | 1240.4904 | 190.4904
2035 | 2 | 9 | 2 | 1199.4103 | 149.4103
2035 | 2 | 9 | 3 | 1183.1943 | 133.1943
2035 | 2 | 9 | 4 | 1181.366 | 131.366
2035 | 2 | 9 | 5 | 1192.2689 | 142.2689
2035 | 2 | 9 | 6 | 1225.6543 | 175.6543
2035 | 2 | 9 | 7 | 1276.5546 | 226.5546
2035 | 2 | 9 | 8 | 1310.9962 | 260.9962
2035 | 2 | 9 | 9 | 1321.7801 | 271.7801
2035 | 2 | 9 | 10 | 1338.1935 | 288.1935
2035 | 2 | 9 | 11 | 1351.1073 | 301.1073
2035 | 2 | 9 | 12 | 1355.6982 | 305.6982
2035 | 2 | 9 | 13 | 1357.9276 | 307.9276
2035 | 2 | 9 | 14 | 1353.7206 | 303.7206
2035 | 2 | 9 | 15 | 1345.6913 | 295.6913
2035 | 2 | 9 | 16 | 1348.143 | 298.143
2035 | 2 | 9 | 17 | 1350.689 | 300.689
2035 | 2 | 9 | 18 | 1363.0052 | 313.0052
2035 | 2 | 9 | 19 | 1375.3215 | 325.3215
2035 | 2 | 9 | 20 | 1357.8889 | 307.8889
2035 | 2 | 9 | 21 | 1337.2422 | 287.2422
2035 | 2 | 9 | 22 | 1319.8728 | 269.8728
2035 | 2 | 9 | 23 | 1291.4404 | 241.4404
2035 | 2 | 10 | 0 | 1256.3835 | 206.3835
2035 | 2 | 10 | 1 | 1171.1174 | 121.1174
2035 | 2 | 10 | 2 | 1085.8513 | 35.8513
2035 | 2 | 10 | 3 | 1070.8226 | 20.8226
2035 | 2 | 10 | 4 | 1069.3959 | 19.3959
2035 | 2 | 10 | 5 | 1070.6514 | 20.6514
2035 | 2 | 10 | 6 | 1082.5211 | 32.5211
2035 | 2 | 10 | 7 | 1106.4864 | 56.4864
2035 | 2 | 10 | 8 | 1129.7488 | 79.7488
2035 | 2 | 10 | 9 | 1149.8927 | 99.8927
2035 | 2 | 10 | 10 | 1166.3061 | 116.3061
2035 | 2 | 10 | 11 | 1182.0755 | 132.0755
2035 | 2 | 10 | 12 | 1187.1551 | 137.1551
2035 | 2 | 10 | 13 | 1189.8391 | 139.8391
2035 | 2 | 10 | 14 | 1189.0129 | 139.0129
2035 | 2 | 10 | 15 | 1188.7259 | 138.7259
2035 | 2 | 10 | 16 | 1194.286 | 144.286
2035 | 2 | 10 | 17 | 1200.6594 | 150.6594
2035 | 2 | 10 | 18 | 1212.894 | 162.894
2035 | 2 | 10 | 19 | 1225.1286 | 175.1286
2035 | 2 | 10 | 20 | 1208.3817 | 158.3817
2035 | 2 | 10 | 21 | 1190.0382 | 140.0382
2035 | 2 | 10 | 22 | 1182.6092 | 132.6092
2035 | 2 | 10 | 23 | 1167.6727 | 117.6727
2035 | 2 | 11 | 0 | 1137.3354 | 87.3354
2035 | 2 | 11 | 1 | 1106.998 | 56.998
2035 | 2 | 11 | 2 | 1068.8158 | 18.8158
2035 | 2 | 11 | 3 | 1052.1772 | 2.1772
2035 | 2 | 11 | 4 | 1041.8146 | 0
2035 | 2 | 11 | 5 | 1035.7005 | 0
2035 | 2 | 11 | 6 | 1038.3753 | 0
2035 | 2 | 11 | 7 | 1045.8967 | 0
2035 | 2 | 11 | 8 | 1062.3303 | 12.3303
2035 | 2 | 11 | 9 | 1079.7607 | 29.7607
2035 | 2 | 11 | 10 | 1099.9928 | 49.9928
2035 | 2 | 11 | 11 | 1112.2996 | 62.2996
2035 | 2 | 11 | 12 | 1127.8085 | 77.8085
2035 | 2 | 11 | 13 | 1128.2041 | 78.2041
2035 | 2 | 11 | 14 | 1121.265 | 71.265
2035 | 2 | 11 | 15 | 1126.7621 | 76.7621
2035 | 2 | 11 | 16 | 1136.4464 | 86.4464
2035 | 2 | 11 | 17 | 1160.2483 | 110.2483
2035 | 2 | 11 | 18 | 1184.0501 | 134.0501
2035 | 2 | 11 | 19 | 1182.7096 | 132.7096
2035 | 2 | 11 | 20 | 1181.369 | 131.369
2035 | 2 | 11 | 21 | 1176.2236 | 126.2236
2035 | 2 | 11 | 22 | 1174.6341 | 124.6341
2035 | 2 | 11 | 23 | 1161.1369 | 111.1369
2035 | 2 | 12 | 0 | 1163.8723 | 113.8723
2035 | 2 | 12 | 1 | 1166.6077 | 116.6077
2035 | 2 | 12 | 2 | 1175.7743 | 125.7743
2035 | 2 | 12 | 3 | 1184.9408 | 134.9408
2035 | 2 | 12 | 4 | 1179.6716 | 129.6716
2035 | 2 | 12 | 5 | 1185.0835 | 135.0835
2035 | 2 | 12 | 6 | 1210.6575 | 160.6575
2035 | 2 | 12 | 7 | 1256.583 | 206.583
2035 | 2 | 12 | 8 | 1294.0903 | 244.0903
2035 | 2 | 12 | 9 | 1314.1002 | 264.1002
2035 | 2 | 12 | 10 | 1333.8963 | 283.8963
2035 | 2 | 12 | 11 | 1359.9321 | 309.9321
2035 | 2 | 12 | 12 | 1375.719 | 325.719
2035 | 2 | 12 | 13 | 1378.9087 | 328.9087
2035 | 2 | 12 | 14 | 1380.5155 | 330.5155
2035 | 2 | 12 | 15 | 1377.5456 | 327.5456
2035 | 2 | 12 | 16 | 1373.8963 | 323.8963
2035 | 2 | 12 | 17 | 1371.8533 | 321.8533
2035 | 2 | 12 | 18 | 1408.5542 | 358.5542
2035 | 2 | 12 | 19 | 1423.3212 | 373.3212
2035 | 2 | 12 | 20 | 1400.6542 | 350.6542
2035 | 2 | 12 | 21 | 1386.4672 | 336.4672
2035 | 2 | 12 | 22 | 1375.2397 | 325.2397
2035 | 2 | 12 | 23 | 1352.5558 | 302.5558
2035 | 2 | 13 | 0 | 1317.0932 | 267.0932
2035 | 2 | 13 | 1 | 1231.262 | 181.262
2035 | 2 | 13 | 2 | 1145.4308 | 95.4308
2035 | 2 | 13 | 3 | 1128.0284 | 78.0284
2035 | 2 | 13 | 4 | 1121.8361 | 71.8361
2035 | 2 | 13 | 5 | 1123.6528 | 73.6528
2035 | 2 | 13 | 6 | 1143.407 | 93.407
2035 | 2 | 13 | 7 | 1182.0064 | 132.0064
2035 | 2 | 13 | 8 | 1214.6218 | 164.6218
2035 | 2 | 13 | 9 | 1236.6453 | 186.6453
2035 | 2 | 13 | 10 | 1262.4435 | 212.4435
2035 | 2 | 13 | 11 | 1290.4611 | 240.4611
2035 | 2 | 13 | 12 | 1304.7976 | 254.7976
2035 | 2 | 13 | 13 | 1314.5365 | 264.5365
2035 | 2 | 13 | 14 | 1312.3311 | 262.3311
2035 | 2 | 13 | 15 | 1309.3081 | 259.3081
2035 | 2 | 13 | 16 | 1280.7496 | 230.7496
2035 | 2 | 13 | 17 | 1282.408 | 232.408
2035 | 2 | 13 | 18 | 1299.0586 | 249.0586
2035 | 2 | 13 | 19 | 1306.1295 | 256.1295
2035 | 2 | 13 | 20 | 1289.7409 | 239.7409
2035 | 2 | 13 | 21 | 1261.7418 | 211.7418
2035 | 2 | 13 | 22 | 1249.9719 | 199.9719
2035 | 2 | 13 | 23 | 1227.2971 | 177.2971
2035 | 2 | 14 | 0 | 1193.4123 | 143.4123
2035 | 2 | 14 | 1 | 1150.9553 | 100.9553
2035 | 2 | 14 | 2 | 1108.4982 | 58.4982
2035 | 2 | 14 | 3 | 1093.3648 | 43.3648
2035 | 2 | 14 | 4 | 1088.2092 | 38.2092
2035 | 2 | 14 | 5 | 1090.851 | 40.851
2035 | 2 | 14 | 6 | 1110.3285 | 60.3285
2035 | 2 | 14 | 7 | 1140.7421 | 90.7421
2035 | 2 | 14 | 8 | 1158.3395 | 108.3395
2035 | 2 | 14 | 9 | 1175.927 | 125.927
2035 | 2 | 14 | 10 | 1190.8358 | 140.8358
2035 | 2 | 14 | 11 | 1214.8961 | 164.8961
2035 | 2 | 14 | 12 | 1238.9563 | 188.9563
2035 | 2 | 14 | 13 | 1249.1573 | 199.1573
2035 | 2 | 14 | 14 | 1250.8445 | 200.8445
2035 | 2 | 14 | 15 | 1247.9662 | 197.9662
2035 | 2 | 14 | 16 | 1247.1698 | 197.1698
2035 | 2 | 14 | 17 | 1246.2823 | 196.2823
2035 | 2 | 14 | 18 | 1262.2809 | 212.2809
2035 | 2 | 14 | 19 | 1260.1512 | 210.1512
2035 | 2 | 14 | 20 | 1236.0224 | 186.0224
2035 | 2 | 14 | 21 | 1210.484 | 160.484
2035 | 2 | 14 | 22 | 1203.2125 | 153.2125
2035 | 2 | 14 | 23 | 1186.2884 | 136.2884
2035 | 2 | 15 | 0 | 1158.7878 | 108.7878
2035 | 2 | 15 | 1 | 1109.782 | 59.782
2035 | 2 | 15 | 2 | 1060.7763 | 10.7763
2035 | 2 | 15 | 3 | 1043.9107 | 0
2035 | 2 | 15 | 4 | 1037.682 | 0
2035 | 2 | 15 | 5 | 1047.0581 | 0
2035 | 2 | 15 | 6 | 1078.0652 | 28.0652
2035 | 2 | 15 | 7 | 1122.9963 | 72.9963
2035 | 2 | 15 | 8 | 1146.2479 | 96.2479
2035 | 2 | 15 | 9 | 1154.0953 | 104.0953
2035 | 2 | 15 | 10 | 1173.5127 | 123.5127
2035 | 2 | 15 | 11 | 1186.9092 | 136.9092
2035 | 2 | 15 | 12 | 1190.0836 | 140.0836
2035 | 2 | 15 | 13 | 1192.9133 | 142.9133
2035 | 2 | 15 | 14 | 1189.8519 | 139.8519
2035 | 2 | 15 | 15 | 1186.6842 | 136.6842
2035 | 2 | 15 | 16 | 1192.6997 | 142.6997
2035 | 2 | 15 | 17 | 1201.5257 | 151.5257
2035 | 2 | 15 | 18 | 1210.3518 | 160.3518
2035 | 2 | 15 | 19 | 1210.212 | 160.212
2035 | 2 | 15 | 20 | 1210.0722 | 160.0722
2035 | 2 | 15 | 21 | 1192.1558 | 142.1558
2035 | 2 | 15 | 22 | 1178.8641 | 128.8641
2035 | 2 | 15 | 23 | 1157.9155 | 107.9155
2035 | 2 | 16 | 0 | 1126.229 | 76.229
2035 | 2 | 16 | 1 | 1094.5425 | 44.5425
2035 | 2 | 16 | 2 | 1063.2546 | 13.2546
2035 | 2 | 16 | 3 | 1052.1468 | 2.1468
2035 | 2 | 16 | 4 | 1053.8548 | 3.8548
2035 | 2 | 16 | 5 | 1064.8482 | 14.8482
2035 | 2 | 16 | 6 | 1098.0328 | 48.0328
2035 | 2 | 16 | 7 | 1154.614 | 104.614
2035 | 2 | 16 | 8 | 1199.1262 | 149.1262
2035 | 2 | 16 | 9 | 1216.8132 | 166.8132
2035 | 2 | 16 | 10 | 1238.3412 | 188.3412
2035 | 2 | 16 | 11 | 1270.6708 | 220.6708
2035 | 2 | 16 | 12 | 1284.1387 | 234.1387
2035 | 2 | 16 | 13 | 1289.49 | 239.49
2035 | 2 | 16 | 14 | 1292.6121 | 242.6121
2035 | 2 | 16 | 15 | 1291.1317 | 241.1317
2035 | 2 | 16 | 16 | 1283.1157 | 233.1157
2035 | 2 | 16 | 17 | 1272.265 | 222.265
2035 | 2 | 16 | 18 | 1278.9359 | 228.9359
2035 | 2 | 16 | 19 | 1290.2262 | 240.2262
2035 | 2 | 16 | 20 | 1279.6294 | 229.6294
2035 | 2 | 16 | 21 | 1261.3203 | 211.3203
2035 | 2 | 16 | 22 | 1247.9039 | 197.9039
2035 | 2 | 16 | 23 | 1221.5912 | 171.5912
2035 | 2 | 17 | 0 | 1188.289 | 138.289
2035 | 2 | 17 | 1 | 1120.3203 | 70.3203
2035 | 2 | 17 | 2 | 1052.3516 | 2.3516
2035 | 2 | 17 | 3 | 1036.6382 | 0
2035 | 2 | 17 | 4 | 1033.8583 | 0
2035 | 2 | 17 | 5 | 1039.4739 | 0
2035 | 2 | 17 | 6 | 1058.8481 | 8.8481
2035 | 2 | 17 | 7 | 1080.1276 | 30.1276
2035 | 2 | 17 | 8 | 1078.5114 | 28.5114
2035 | 2 | 17 | 9 | 1093.1883 | 43.1883
2035 | 2 | 17 | 10 | 1115.0019 | 65.0019
2035 | 2 | 17 | 11 | 1130.9969 | 80.9969
2035 | 2 | 17 | 12 | 1141.2792 | 91.2792
2035 | 2 | 17 | 13 | 1144.6292 | 94.6292
2035 | 2 | 17 | 14 | 1136.8769 | 86.8769
2035 | 2 | 17 | 15 | 1135.5098 | 85.5098
2035 | 2 | 17 | 16 | 1131.2009 | 81.2009
2035 | 2 | 17 | 17 | 1144.6285 | 94.6285
2035 | 2 | 17 | 18 | 1160.8239 | 110.8239
2035 | 2 | 17 | 19 | 1177.0194 | 127.0194
2035 | 2 | 17 | 20 | 1162.6158 | 112.6158
2035 | 2 | 17 | 21 | 1146.5466 | 96.5466
2035 | 2 | 17 | 22 | 1132.1886 | 82.1886
2035 | 2 | 17 | 23 | 1115.8839 | 65.8839
2035 | 2 | 18 | 0 | 1102.3154 | 52.3154
2035 | 2 | 18 | 1 | 1088.7469 | 38.7469
2035 | 2 | 18 | 2 | 1081.1131 | 31.1131
2035 | 2 | 18 | 3 | 1066.3385 | 16.3385
2035 | 2 | 18 | 4 | 1057.4436 | 7.4436
2035 | 2 | 18 | 5 | 1054.4863 | 4.4863
2035 | 2 | 18 | 6 | 1064.6982 | 14.6982
2035 | 2 | 18 | 7 | 1075.7651 | 25.7651
2035 | 2 | 18 | 8 | 1066.3737 | 16.3737
2035 | 2 | 18 | 9 | 1075.9721 | 25.9721
2035 | 2 | 18 | 10 | 1101.4994 | 51.4994
2035 | 2 | 18 | 11 | 1128.8789 | 78.8789
2035 | 2 | 18 | 12 | 1145.1991 | 95.1991
2035 | 2 | 18 | 13 | 1153.3882 | 103.3882
2035 | 2 | 18 | 14 | 1154.4391 | 104.4391
2035 | 2 | 18 | 15 | 1151.8905 | 101.8905
2035 | 2 | 18 | 16 | 1145.2222 | 95.2222
2035 | 2 | 18 | 17 | 1154.5418 | 104.5418
2035 | 2 | 18 | 18 | 1183.6597 | 133.6597
2035 | 2 | 18 | 19 | 1211.4951 | 161.4951
2035 | 2 | 18 | 20 | 1193.0813 | 143.0813
2035 | 2 | 18 | 21 | 1165.7253 | 115.7253
2035 | 2 | 18 | 22 | 1156.8043 | 106.8043
2035 | 2 | 18 | 23 | 1142.4632 | 92.4632
2035 | 2 | 19 | 0 | 1134.5591 | 84.5591
2035 | 2 | 19 | 1 | 1126.655 | 76.655
2035 | 2 | 19 | 2 | 1119.1813 | 69.1813
2035 | 2 | 19 | 3 | 1111.7076 | 61.7076
2035 | 2 | 19 | 4 | 1103.6803 | 53.6803
2035 | 2 | 19 | 5 | 1101.2825 | 51.2825
2035 | 2 | 19 | 6 | 1115.099 | 65.099
2035 | 2 | 19 | 7 | 1128.4907 | 78.4907
2035 | 2 | 19 | 8 | 1117.2156 | 67.2156
2035 | 2 | 19 | 9 | 1117.2151 | 67.2151
2035 | 2 | 19 | 10 | 1132.3711 | 82.3711
2035 | 2 | 19 | 11 | 1144.912 | 94.912
2035 | 2 | 19 | 12 | 1157.7906 | 107.7906
2035 | 2 | 19 | 13 | 1155.7933 | 105.7933
2035 | 2 | 19 | 14 | 1150.9657 | 100.9657
2035 | 2 | 19 | 15 | 1146.0476 | 96.0476
2035 | 2 | 19 | 16 | 1151.5225 | 101.5225
2035 | 2 | 19 | 17 | 1179.5621 | 129.5621
2035 | 2 | 19 | 18 | 1207.6017 | 157.6017
2035 | 2 | 19 | 19 | 1217.5325 | 167.5325
2035 | 2 | 19 | 20 | 1227.4633 | 177.4633
2035 | 2 | 19 | 21 | 1218.5112 | 168.5112
2035 | 2 | 19 | 22 | 1209.815 | 159.815
2035 | 2 | 19 | 23 | 1189.8012 | 139.8012
2035 | 2 | 20 | 0 | 1183.0046 | 133.0046
2035 | 2 | 20 | 1 | 1176.2079 | 126.2079
2035 | 2 | 20 | 2 | 1171.6213 | 121.6213
2035 | 2 | 20 | 3 | 1154.9135 | 104.9135
2035 | 2 | 20 | 4 | 1150.746 | 100.746
2035 | 2 | 20 | 5 | 1151.9173 | 101.9173
2035 | 2 | 20 | 6 | 1171.0674 | 121.0674
2035 | 2 | 20 | 7 | 1219.0443 | 169.0443
2035 | 2 | 20 | 8 | 1262.4765 | 212.4765
2035 | 2 | 20 | 9 | 1277.2538 | 227.2538
2035 | 2 | 20 | 10 | 1294.4469 | 244.4469
2035 | 2 | 20 | 11 | 1309.9264 | 259.9264
2035 | 2 | 20 | 12 | 1319.9606 | 269.9606
2035 | 2 | 20 | 13 | 1306.6446 | 256.6446
2035 | 2 | 20 | 14 | 1290.2092 | 240.2092
2035 | 2 | 20 | 15 | 1283.3304 | 233.3304
2035 | 2 | 20 | 16 | 1275.7543 | 225.7543
2035 | 2 | 20 | 17 | 1289.3725 | 239.3725
2035 | 2 | 20 | 18 | 1313.3886 | 263.3886
2035 | 2 | 20 | 19 | 1337.6071 | 287.6071
2035 | 2 | 20 | 20 | 1333.8628 | 283.8628
2035 | 2 | 20 | 21 | 1326.5128 | 276.5128
2035 | 2 | 20 | 22 | 1311.7442 | 261.7442
2035 | 2 | 20 | 23 | 1279.7346 | 229.7346
2035 | 2 | 21 | 0 | 1238.7627 | 188.7627
2035 | 2 | 21 | 1 | 1218.1446 | 168.1446
2035 | 2 | 21 | 2 | 1197.5265 | 147.5265
2035 | 2 | 21 | 3 | 1183.3071 | 133.3071
2035 | 2 | 21 | 4 | 1180.2535 | 130.2535
2035 | 2 | 21 | 5 | 1182.766 | 132.766
2035 | 2 | 21 | 6 | 1201.5811 | 151.5811
2035 | 2 | 21 | 7 | 1233.9045 | 183.9045
2035 | 2 | 21 | 8 | 1261.0503 | 211.0503
2035 | 2 | 21 | 9 | 1264.767 | 214.767
2035 | 2 | 21 | 10 | 1282.8669 | 232.8669
2035 | 2 | 21 | 11 | 1295.6553 | 245.6553
2035 | 2 | 21 | 12 | 1303.382 | 253.382
2035 | 2 | 21 | 13 | 1307.3496 | 257.3496
2035 | 2 | 21 | 14 | 1306.8933 | 256.8933
2035 | 2 | 21 | 15 | 1301.3795 | 251.3795
2035 | 2 | 21 | 16 | 1309.657 | 259.657
2035 | 2 | 21 | 17 | 1326.2011 | 276.2011
2035 | 2 | 21 | 18 | 1342.7452 | 292.7452
2035 | 2 | 21 | 19 | 1358.2232 | 308.2232
2035 | 2 | 21 | 20 | 1338.1412 | 288.1412
2035 | 2 | 21 | 21 | 1324.4112 | 274.4112
2035 | 2 | 21 | 22 | 1315.0585 | 265.0585
2035 | 2 | 21 | 23 | 1288.7251 | 238.7251
2035 | 2 | 22 | 0 | 1256.8329 | 206.8329
2035 | 2 | 22 | 1 | 1202.318 | 152.318
2035 | 2 | 22 | 2 | 1177.1895 | 127.1895
2035 | 2 | 22 | 3 | 1159.9201 | 109.9201
2035 | 2 | 22 | 4 | 1156.6081 | 106.6081
2035 | 2 | 22 | 5 | 1160.6462 | 110.6462
2035 | 2 | 22 | 6 | 1189.0305 | 139.0305
2035 | 2 | 22 | 7 | 1235.8564 | 185.8564
2035 | 2 | 22 | 8 | 1267.0295 | 217.0295
2035 | 2 | 22 | 9 | 1281.1534 | 231.1534
2035 | 2 | 22 | 10 | 1292.8469 | 242.8469
2035 | 2 | 22 | 11 | 1314.5775 | 264.5775
2035 | 2 | 22 | 12 | 1324.804 | 274.804
2035 | 2 | 22 | 13 | 1328.172 | 278.172
2035 | 2 | 22 | 14 | 1322.1494 | 272.1494
2035 | 2 | 22 | 15 | 1319.5724 | 269.5724
2035 | 2 | 22 | 16 | 1315.3282 | 265.3282
2035 | 2 | 22 | 17 | 1324.3824 | 274.3824
2035 | 2 | 22 | 18 | 1334.7392 | 284.7392
2035 | 2 | 22 | 19 | 1349.4308 | 299.4308
2035 | 2 | 22 | 20 | 1325.905 | 275.905
2035 | 2 | 22 | 21 | 1304.5502 | 254.5502
2035 | 2 | 22 | 22 | 1285.8336 | 235.8336
2035 | 2 | 22 | 23 | 1265.7448 | 215.7448
2035 | 2 | 23 | 0 | 1233.2653 | 183.2653
2035 | 2 | 23 | 1 | 1195.318 | 145.318
2035 | 2 | 23 | 2 | 1157.3707 | 107.3707
2035 | 2 | 23 | 3 | 1145.9587 | 95.9587
2035 | 2 | 23 | 4 | 1148.4574 | 98.4574
2035 | 2 | 23 | 5 | 1160.7226 | 110.7226
2035 | 2 | 23 | 6 | 1193.9549 | 143.9549
2035 | 2 | 23 | 7 | 1247.6384 | 197.6384
2035 | 2 | 23 | 8 | 1284.5282 | 234.5282
2035 | 2 | 23 | 9 | 1295.4184 | 245.4184
2035 | 2 | 23 | 10 | 1314.755 | 264.755
2035 | 2 | 23 | 11 | 1331.6063 | 281.6063
2035 | 2 | 23 | 12 | 1340.4617 | 290.4617
2035 | 2 | 23 | 13 | 1338.1785 | 288.1785
2035 | 2 | 23 | 14 | 1333.3737 | 283.3737
2035 | 2 | 23 | 15 | 1325.0659 | 275.0659
2035 | 2 | 23 | 16 | 1326.8853 | 276.8853
2035 | 2 | 23 | 17 | 1324.96 | 274.96
2035 | 2 | 23 | 18 | 1323.0346 | 273.0346
2035 | 2 | 23 | 19 | 1332.9843 | 282.9843
2035 | 2 | 23 | 20 | 1342.9339 | 292.9339
2035 | 2 | 23 | 21 | 1326.5719 | 276.5719
2035 | 2 | 23 | 22 | 1305.2722 | 255.2722
2035 | 2 | 23 | 23 | 1274.8753 | 224.8753
2035 | 2 | 24 | 0 | 1237.8429 | 187.8429
2035 | 2 | 24 | 1 | 1154.7514 | 104.7514
2035 | 2 | 24 | 2 | 1071.66 | 21.66
2035 | 2 | 24 | 3 | 1057.4376 | 7.4376
2035 | 2 | 24 | 4 | 1056.3907 | 6.3907
2035 | 2 | 24 | 5 | 1062.2111 | 12.2111
2035 | 2 | 24 | 6 | 1079.0991 | 29.0991
2035 | 2 | 24 | 7 | 1100.216 | 50.216
2035 | 2 | 24 | 8 | 1107.1866 | 57.1866
2035 | 2 | 24 | 9 | 1118.2154 | 68.2154
2035 | 2 | 24 | 10 | 1133.7968 | 83.7968
2035 | 2 | 24 | 11 | 1142.0551 | 92.0551
2035 | 2 | 24 | 12 | 1159.4392 | 109.4392
2035 | 2 | 24 | 13 | 1158.226 | 108.226
2035 | 2 | 24 | 14 | 1146.6275 | 96.6275
2035 | 2 | 24 | 15 | 1141.8699 | 91.8699
2035 | 2 | 24 | 16 | 1143.44 | 93.44
2035 | 2 | 24 | 17 | 1170.5966 | 120.5966
2035 | 2 | 24 | 18 | 1164.6685 | 114.6685
2035 | 2 | 24 | 19 | 1191.9251 | 141.9251
2035 | 2 | 24 | 20 | 1179.9293 | 129.9293
2035 | 2 | 24 | 21 | 1163.2811 | 113.2811
2035 | 2 | 24 | 22 | 1150.5859 | 100.5859
2035 | 2 | 24 | 23 | 1134.2465 | 84.2465
2035 | 2 | 25 | 0 | 1084.9949 | 34.9949
2035 | 2 | 25 | 1 | 1035.7433 | 0
2035 | 2 | 25 | 2 | 1009.988 | 0
2035 | 2 | 25 | 3 | 992.999 | 0
2035 | 2 | 25 | 4 | 982.8905 | 0
2035 | 2 | 25 | 5 | 975.7847 | 0
2035 | 2 | 25 | 6 | 975.7992 | 0
2035 | 2 | 25 | 7 | 984.8922 | 0
2035 | 2 | 25 | 8 | 996.2279 | 0
2035 | 2 | 25 | 9 | 1014.9093 | 0
2035 | 2 | 25 | 10 | 1039.1936 | 0
2035 | 2 | 25 | 11 | 1075.3307 | 25.3307
2035 | 2 | 25 | 12 | 1098.7412 | 48.7412
2035 | 2 | 25 | 13 | 1122.1517 | 72.1517
2035 | 2 | 25 | 14 | 1126.3517 | 76.3517
2035 | 2 | 25 | 15 | 1126.7944 | 76.7944
2035 | 2 | 25 | 16 | 1123.6332 | 73.6332
2035 | 2 | 25 | 17 | 1123.6433 | 73.6433
2035 | 2 | 25 | 18 | 1139.0546 | 89.0546
2035 | 2 | 25 | 19 | 1156.5655 | 106.5655
2035 | 2 | 25 | 20 | 1140.9455 | 90.9455
2035 | 2 | 25 | 21 | 1105.3177 | 55.3177
2035 | 2 | 25 | 22 | 1094.4666 | 44.4666
2035 | 2 | 25 | 23 | 1081.1452 | 31.1452
2035 | 2 | 26 | 0 | 1090.2646 | 40.2646
2035 | 2 | 26 | 1 | 1099.3841 | 49.3841
2035 | 2 | 26 | 2 | 1111.0886 | 61.0886
2035 | 2 | 26 | 3 | 1122.7932 | 72.7932
2035 | 2 | 26 | 4 | 1113.2083 | 63.2083
2035 | 2 | 26 | 5 | 1115.8233 | 65.8233
2035 | 2 | 26 | 6 | 1138.6734 | 88.6734
2035 | 2 | 26 | 7 | 1180.8438 | 130.8438
2035 | 2 | 26 | 8 | 1214.9951 | 164.9951
2035 | 2 | 26 | 9 | 1242.272 | 192.272
2035 | 2 | 26 | 10 | 1266.0376 | 216.0376
2035 | 2 | 26 | 11 | 1292.581 | 242.581
2035 | 2 | 26 | 12 | 1309.1929 | 259.1929
2035 | 2 | 26 | 13 | 1325.8048 | 275.8048
2035 | 2 | 26 | 14 | 1324.1922 | 274.1922
2035 | 2 | 26 | 15 | 1320.0791 | 270.0791
2035 | 2 | 26 | 16 | 1318.2889 | 268.2889
2035 | 2 | 26 | 17 | 1307.863 | 257.863
2035 | 2 | 26 | 18 | 1318.3772 | 268.3772
2035 | 2 | 26 | 19 | 1331.1621 | 281.1621
2035 | 2 | 26 | 20 | 1313.6143 | 263.6143
2035 | 2 | 26 | 21 | 1292.5646 | 242.5646
2035 | 2 | 26 | 22 | 1281.4799 | 231.4799
2035 | 2 | 26 | 23 | 1259.1104 | 209.1104
2035 | 2 | 27 | 0 | 1223.7584 | 173.7584
2035 | 2 | 27 | 1 | 1196.4277 | 146.4277
2035 | 2 | 27 | 2 | 1169.097 | 119.097
2035 | 2 | 27 | 3 | 1154.6603 | 104.6603
2035 | 2 | 27 | 4 | 1149.5097 | 99.5097
2035 | 2 | 27 | 5 | 1152.8696 | 102.8696
2035 | 2 | 27 | 6 | 1174.7599 | 124.7599
2035 | 2 | 27 | 7 | 1217.482 | 167.482
2035 | 2 | 27 | 8 | 1253.7445 | 203.7445
2035 | 2 | 27 | 9 | 1274.5978 | 224.5978
2035 | 2 | 27 | 10 | 1304.1312 | 254.1312
2035 | 2 | 27 | 11 | 1332.0777 | 282.0777
2035 | 2 | 27 | 12 | 1354.3006 | 304.3006
2035 | 2 | 27 | 13 | 1373.7438 | 323.7438
2035 | 2 | 27 | 14 | 1370.699 | 320.699
2035 | 2 | 27 | 15 | 1360.8843 | 310.8843
2035 | 2 | 27 | 16 | 1321.8549 | 271.8549
2035 | 2 | 27 | 17 | 1300.5346 | 250.5346
2035 | 2 | 27 | 18 | 1313.8619 | 263.8619
2035 | 2 | 27 | 19 | 1334.6924 | 284.6924
2035 | 2 | 27 | 20 | 1331.7671 | 281.7671
2035 | 2 | 27 | 21 | 1305.9787 | 255.9787
2035 | 2 | 27 | 22 | 1297.8707 | 247.8707
2035 | 2 | 27 | 23 | 1276.1965 | 226.1965
2035 | 2 | 28 | 0 | 1244.0448 | 194.0448
2035 | 2 | 28 | 1 | 1216.0592 | 166.0592
2035 | 2 | 28 | 2 | 1194.2708 | 144.2708
2035 | 2 | 28 | 3 | 1182.4343 | 132.4343
2035 | 2 | 28 | 4 | 1179.5205 | 129.5205
2035 | 2 | 28 | 5 | 1184.9411 | 134.9411
2035 | 2 | 28 | 6 | 1208.5152 | 158.5152
2035 | 2 | 28 | 7 | 1246.5607 | 196.5607
2035 | 2 | 28 | 8 | 1277.6077 | 227.6077
2035 | 2 | 28 | 9 | 1281.1715 | 231.1715
2035 | 2 | 28 | 10 | 1304.863 | 254.863
2035 | 2 | 28 | 11 | 1333.4679 | 283.4679
2035 | 2 | 28 | 12 | 1350.0414 | 300.0414
2035 | 2 | 28 | 13 | 1358.507 | 308.507
2035 | 2 | 28 | 14 | 1362.5693 | 312.5693
2035 | 2 | 28 | 15 | 1355.321 | 305.321
2035 | 2 | 28 | 16 | 1350.1767 | 300.1767
2035 | 2 | 28 | 17 | 1336.3487 | 286.3487
2035 | 2 | 28 | 18 | 1347.1412 | 297.1412
2035 | 2 | 28 | 19 | 1363.7464 | 313.7464
2035 | 2 | 28 | 20 | 1351.8162 | 301.8162
2035 | 2 | 28 | 21 | 1333.3392 | 283.3392
2035 | 2 | 28 | 22 | 1321.8995 | 271.8995
2035 | 2 | 28 | 23 | 1293.6094 | 243.6094
2035 | 3 | 1 | 0 | 1262.0166 | 212.0166
2035 | 3 | 1 | 1 | 1224.0116 | 174.0116
2035 | 3 | 1 | 2 | 1186.0066 | 136.0066
2035 | 3 | 1 | 3 | 1162.7503 | 112.7503
2035 | 3 | 1 | 4 | 1154.8582 | 104.8582
2035 | 3 | 1 | 5 | 1146.9662 | 96.9662
2035 | 3 | 1 | 6 | 1178.4661 | 128.4661
2035 | 3 | 1 | 7 | 1227.488 | 177.488
2035 | 3 | 1 | 8 | 1257.5366 | 207.5366
2035 | 3 | 1 | 9 | 1271.1306 | 221.1306
2035 | 3 | 1 | 10 | 1289.863 | 239.863
2035 | 3 | 1 | 11 | 1314.1763 | 264.1763
2035 | 3 | 1 | 12 | 1327.5953 | 277.5953
2035 | 3 | 1 | 13 | 1334.1367 | 284.1367
2035 | 3 | 1 | 14 | 1317.4196 | 267.4196
2035 | 3 | 1 | 15 | 1302.9726 | 252.9726
2035 | 3 | 1 | 16 | 1293.3191 | 243.3191
2035 | 3 | 1 | 17 | 1281.5019 | 231.5019
2035 | 3 | 1 | 18 | 1291.6481 | 241.6481
2035 | 3 | 1 | 19 | 1298.7981 | 248.7981
2035 | 3 | 1 | 20 | 1300.0121 | 250.0121
2035 | 3 | 1 | 21 | 1286.358 | 236.358
2035 | 3 | 1 | 22 | 1264.4462 | 214.4462
2035 | 3 | 1 | 23 | 1239.4382 | 189.4382
2035 | 3 | 2 | 0 | 1212.3392 | 162.3392
2035 | 3 | 2 | 1 | 1183.3776 | 133.3776
2035 | 3 | 2 | 2 | 1154.416 | 104.416
2035 | 3 | 2 | 3 | 1133.3412 | 83.3412
2035 | 3 | 2 | 4 | 1129.3198 | 79.3198
2035 | 3 | 2 | 5 | 1137.6966 | 87.6966
2035 | 3 | 2 | 6 | 1166.5811 | 116.5811
2035 | 3 | 2 | 7 | 1215.9918 | 165.9918
2035 | 3 | 2 | 8 | 1237.9302 | 187.9302
2035 | 3 | 2 | 9 | 1252.38 | 202.38
2035 | 3 | 2 | 10 | 1284.9813 | 234.9813
2035 | 3 | 2 | 11 | 1303.868 | 253.868
2035 | 3 | 2 | 12 | 1322.7547 | 272.7547
2035 | 3 | 2 | 13 | 1322.1233 | 272.1233
2035 | 3 | 2 | 14 | 1324.7883 | 274.7883
2035 | 3 | 2 | 15 | 1316.9678 | 266.9678
2035 | 3 | 2 | 16 | 1311.1893 | 261.1893
2035 | 3 | 2 | 17 | 1290.4217 | 240.4217
2035 | 3 | 2 | 18 | 1270.5629 | 220.5629
2035 | 3 | 2 | 19 | 1281.5824 | 231.5824
2035 | 3 | 2 | 20 | 1291.0602 | 241.0602
2035 | 3 | 2 | 21 | 1279.6357 | 229.6357
2035 | 3 | 2 | 22 | 1264.152 | 214.152
2035 | 3 | 2 | 23 | 1243.8002 | 193.8002
2035 | 3 | 3 | 0 | 1218.977 | 168.977
2035 | 3 | 3 | 1 | 1145.8083 | 95.8083
2035 | 3 | 3 | 2 | 1072.6395 | 22.6395
2035 | 3 | 3 | 3 | 1048.5564 | 0
2035 | 3 | 3 | 4 | 1040.5488 | 0
2035 | 3 | 3 | 5 | 1049.4313 | 0
2035 | 3 | 3 | 6 | 1076.8034 | 26.8034
2035 | 3 | 3 | 7 | 1091.6546 | 41.6546
2035 | 3 | 3 | 8 | 1076.9881 | 26.9881
2035 | 3 | 3 | 9 | 1091.291 | 41.291
2035 | 3 | 3 | 10 | 1126.1238 | 76.1238
2035 | 3 | 3 | 11 | 1160.9565 | 110.9565
2035 | 3 | 3 | 12 | 1161.8877 | 111.8877
2035 | 3 | 3 | 13 | 1165.4879 | 115.4879
2035 | 3 | 3 | 14 | 1165.1009 | 115.1009
2035 | 3 | 3 | 15 | 1160.4322 | 110.4322
2035 | 3 | 3 | 16 | 1162.2399 | 112.2399
2035 | 3 | 3 | 17 | 1146.4965 | 96.4965
2035 | 3 | 3 | 18 | 1151.6314 | 101.6314
2035 | 3 | 3 | 19 | 1173.7449 | 123.7449
2035 | 3 | 3 | 20 | 1164.2202 | 114.2202
2035 | 3 | 3 | 21 | 1146.3914 | 96.3914
2035 | 3 | 3 | 22 | 1130.8426 | 80.8426
2035 | 3 | 3 | 23 | 1118.6068 | 68.6068
2035 | 3 | 4 | 0 | 1106.4887 | 56.4887
2035 | 3 | 4 | 1 | 1104.8127 | 54.8127
2035 | 3 | 4 | 2 | 1081.4168 | 31.4168
2035 | 3 | 4 | 3 | 1060.0246 | 10.0246
2035 | 3 | 4 | 4 | 1038.6323 | 0
2035 | 3 | 4 | 5 | 1031.5138 | 0
2035 | 3 | 4 | 6 | 1034.8815 | 0
2035 | 3 | 4 | 7 | 1040.2057 | 0
2035 | 3 | 4 | 8 | 1042.8546 | 0
2035 | 3 | 4 | 9 | 1057.7616 | 7.7616
2035 | 3 | 4 | 10 | 1087.8174 | 37.8174
2035 | 3 | 4 | 11 | 1117.8731 | 67.8731
2035 | 3 | 4 | 12 | 1133.3103 | 83.3103
2035 | 3 | 4 | 13 | 1133.9068 | 83.9068
2035 | 3 | 4 | 14 | 1128.7026 | 78.7026
2035 | 3 | 4 | 15 | 1126.352 | 76.352
2035 | 3 | 4 | 16 | 1125.9728 | 75.9728
2035 | 3 | 4 | 17 | 1129.7001 | 79.7001
2035 | 3 | 4 | 18 | 1133.4273 | 83.4273
2035 | 3 | 4 | 19 | 1158.3795 | 108.3795
2035 | 3 | 4 | 20 | 1150.4593 | 100.4593
2035 | 3 | 4 | 21 | 1122.6946 | 72.6946
2035 | 3 | 4 | 22 | 1113.4978 | 63.4978
2035 | 3 | 4 | 23 | 1104.3072 | 54.3072
2035 | 3 | 5 | 0 | 1115.5322 | 65.5322
2035 | 3 | 5 | 1 | 1126.7571 | 76.7571
2035 | 3 | 5 | 2 | 1164.0907 | 114.0907
2035 | 3 | 5 | 3 | 1143.9956 | 93.9956
2035 | 3 | 5 | 4 | 1123.9006 | 73.9006
2035 | 3 | 5 | 5 | 1128.4889 | 78.4889
2035 | 3 | 5 | 6 | 1160.7138 | 110.7138
2035 | 3 | 5 | 7 | 1199.1848 | 149.1848
2035 | 3 | 5 | 8 | 1208.6567 | 158.6567
2035 | 3 | 5 | 9 | 1229.258 | 179.258
2035 | 3 | 5 | 10 | 1268.7539 | 218.7539
2035 | 3 | 5 | 11 | 1286.674 | 236.674
2035 | 3 | 5 | 12 | 1294.3435 | 244.3435
2035 | 3 | 5 | 13 | 1304.7296 | 254.7296
2035 | 3 | 5 | 14 | 1308.7584 | 258.7584
2035 | 3 | 5 | 15 | 1307.018 | 257.018
2035 | 3 | 5 | 16 | 1305.3192 | 255.3192
2035 | 3 | 5 | 17 | 1294.9154 | 244.9154
2035 | 3 | 5 | 18 | 1298.0352 | 248.0352
2035 | 3 | 5 | 19 | 1310.1806 | 260.1806
2035 | 3 | 5 | 20 | 1293.1012 | 243.1012
2035 | 3 | 5 | 21 | 1270.4299 | 220.4299
2035 | 3 | 5 | 22 | 1250.141 | 200.141
2035 | 3 | 5 | 23 | 1229.9789 | 179.9789
2035 | 3 | 6 | 0 | 1201.7982 | 151.7982
2035 | 3 | 6 | 1 | 1136.4678 | 86.4678
2035 | 3 | 6 | 2 | 1120.2836 | 70.2836
2035 | 3 | 6 | 3 | 1107.3847 | 57.3847
2035 | 3 | 6 | 4 | 1094.4858 | 44.4858
2035 | 3 | 6 | 5 | 1099.647 | 49.647
2035 | 3 | 6 | 6 | 1127.2149 | 77.2149
2035 | 3 | 6 | 7 | 1174.0572 | 124.0572
2035 | 3 | 6 | 8 | 1205.2931 | 155.2931
2035 | 3 | 6 | 9 | 1233.0443 | 183.0443
2035 | 3 | 6 | 10 | 1282.9648 | 232.9648
2035 | 3 | 6 | 11 | 1310.2654 | 260.2654
2035 | 3 | 6 | 12 | 1313.528 | 263.528
2035 | 3 | 6 | 13 | 1319.1032 | 269.1032
2035 | 3 | 6 | 14 | 1312.5478 | 262.5478
2035 | 3 | 6 | 15 | 1309.9499 | 259.9499
2035 | 3 | 6 | 16 | 1289.0041 | 239.0041
2035 | 3 | 6 | 17 | 1282.5638 | 232.5638
2035 | 3 | 6 | 18 | 1295.3337 | 245.3337
2035 | 3 | 6 | 19 | 1304.9865 | 254.9865
2035 | 3 | 6 | 20 | 1299.84 | 249.84
2035 | 3 | 6 | 21 | 1281.6566 | 231.6566
2035 | 3 | 6 | 22 | 1269.5411 | 219.5411
2035 | 3 | 6 | 23 | 1249.3105 | 199.3105
2035 | 3 | 7 | 0 | 1222.4297 | 172.4297
2035 | 3 | 7 | 1 | 1196.54 | 146.54
2035 | 3 | 7 | 2 | 1179.3709 | 129.3709
2035 | 3 | 7 | 3 | 1165.7967 | 115.7967
2035 | 3 | 7 | 4 | 1152.2224 | 102.2224
2035 | 3 | 7 | 5 | 1161.5894 | 111.5894
2035 | 3 | 7 | 6 | 1191.3775 | 141.3775
2035 | 3 | 7 | 7 | 1222.3215 | 172.3215
2035 | 3 | 7 | 8 | 1243.6924 | 193.6924
2035 | 3 | 7 | 9 | 1246.7949 | 196.7949
2035 | 3 | 7 | 10 | 1259.1948 | 209.1948
2035 | 3 | 7 | 11 | 1271.8479 | 221.8479
2035 | 3 | 7 | 12 | 1272.479 | 222.479
2035 | 3 | 7 | 13 | 1278.0884 | 228.0884
2035 | 3 | 7 | 14 | 1262.4208 | 212.4208
2035 | 3 | 7 | 15 | 1254.1841 | 204.1841
2035 | 3 | 7 | 16 | 1253.1558 | 203.1558
2035 | 3 | 7 | 17 | 1253.5019 | 203.5019
2035 | 3 | 7 | 18 | 1273.6706 | 223.6706
2035 | 3 | 7 | 19 | 1291.0058 | 241.0058
2035 | 3 | 7 | 20 | 1296.7894 | 246.7894
2035 | 3 | 7 | 21 | 1299.7393 | 249.7393
2035 | 3 | 7 | 22 | 1287.0587 | 237.0587
2035 | 3 | 7 | 23 | 1261.1267 | 211.1267
2035 | 3 | 8 | 0 | 1226.9149 | 176.9149
2035 | 3 | 8 | 1 | 1168.3814 | 118.3814
2035 | 3 | 8 | 2 | 1150.9959 | 100.9959
2035 | 3 | 8 | 3 | 1137.1586 | 87.1586
2035 | 3 | 8 | 4 | 1123.3214 | 73.3214
2035 | 3 | 8 | 5 | 1133.355 | 83.355
2035 | 3 | 8 | 6 | 1166.7901 | 116.7901
2035 | 3 | 8 | 7 | 1208.631 | 158.631
2035 | 3 | 8 | 8 | 1229.565 | 179.565
2035 | 3 | 8 | 9 | 1235.3361 | 185.3361
2035 | 3 | 8 | 10 | 1237.9962 | 187.9962
2035 | 3 | 8 | 11 | 1245.0718 | 195.0718
2035 | 3 | 8 | 12 | 1256.6659 | 206.6659
2035 | 3 | 8 | 13 | 1263.1029 | 213.1029
2035 | 3 | 8 | 14 | 1245.1965 | 195.1965
2035 | 3 | 8 | 15 | 1233.0688 | 183.0688
2035 | 3 | 8 | 16 | 1234.7541 | 184.7541
2035 | 3 | 8 | 17 | 1236.6366 | 186.6366
2035 | 3 | 8 | 18 | 1245.4302 | 195.4302
2035 | 3 | 8 | 19 | 1254.7362 | 204.7362
2035 | 3 | 8 | 20 | 1263.6953 | 213.6953
2035 | 3 | 8 | 21 | 1246.4699 | 196.4699
2035 | 3 | 8 | 22 | 1231.8934 | 181.8934
2035 | 3 | 8 | 23 | 1207.9291 | 157.9291
2035 | 3 | 9 | 0 | 1182.0204 | 132.0204
2035 | 3 | 9 | 1 | 1152.8453 | 102.8453
2035 | 3 | 9 | 2 | 1134.6122 | 84.6122
2035 | 3 | 9 | 3 | 1121.28 | 71.28
2035 | 3 | 9 | 4 | 1107.9479 | 57.9479
2035 | 3 | 9 | 5 | 1124.8655 | 74.8655
2035 | 3 | 9 | 6 | 1166.488 | 116.488
2035 | 3 | 9 | 7 | 1216.4472 | 166.4472
2035 | 3 | 9 | 8 | 1240.6353 | 190.6353
2035 | 3 | 9 | 9 | 1247.5082 | 197.5082
2035 | 3 | 9 | 10 | 1252.57 | 202.57
2035 | 3 | 9 | 11 | 1263.2646 | 213.2646
2035 | 3 | 9 | 12 | 1270.044 | 220.044
2035 | 3 | 9 | 13 | 1278.2117 | 228.2117
2035 | 3 | 9 | 14 | 1260.7527 | 210.7527
2035 | 3 | 9 | 15 | 1247.7375 | 197.7375
2035 | 3 | 9 | 16 | 1240.9856 | 190.9856
2035 | 3 | 9 | 17 | 1239.7108 | 189.7108
2035 | 3 | 9 | 18 | 1249.839 | 199.839
2035 | 3 | 9 | 19 | 1249.7387 | 199.7387
2035 | 3 | 9 | 20 | 1249.6385 | 199.6385
2035 | 3 | 9 | 21 | 1219.5919 | 169.5919
2035 | 3 | 9 | 22 | 1190.9378 | 140.9378
2035 | 3 | 9 | 23 | 1165.6266 | 115.6266
2035 | 3 | 10 | 0 | 1138.4788 | 88.4788
2035 | 3 | 10 | 1 | 1076.8988 | 26.8988
2035 | 3 | 10 | 2 | 1015.3188 | 0
2035 | 3 | 10 | 3 | 991.6018 | 0
2035 | 3 | 10 | 4 | 982.9304 | 0
2035 | 3 | 10 | 5 | 981.9264 | 0
2035 | 3 | 10 | 6 | 997.4444 | 0
2035 | 3 | 10 | 7 | 1020.146 | 0
2035 | 3 | 10 | 8 | 1052.488 | 2.488
2035 | 3 | 10 | 9 | 1077.3172 | 27.3172
2035 | 3 | 10 | 10 | 1106.7362 | 56.7362
2035 | 3 | 10 | 11 | 1124.1994 | 74.1994
2035 | 3 | 10 | 12 | 1141.6626 | 91.6626
2035 | 3 | 10 | 13 | 1145.354 | 95.354
2035 | 3 | 10 | 14 | 1138.8825 | 88.8825
2035 | 3 | 10 | 15 | 1132.411 | 82.411
2035 | 3 | 10 | 16 | 1125.7082 | 75.7082
2035 | 3 | 10 | 17 | 1122.0535 | 72.0535
2035 | 3 | 10 | 18 | 1104.0252 | 54.0252
2035 | 3 | 10 | 19 | 1118.71 | 68.71
2035 | 3 | 10 | 20 | 1113.9225 | 63.9225
2035 | 3 | 10 | 21 | 1094.1557 | 44.1557
2035 | 3 | 10 | 22 | 1076.5133 | 26.5133
2035 | 3 | 10 | 23 | 1054.6307 | 4.6307
2035 | 3 | 11 | 0 | 1028.6799 | 0
2035 | 3 | 11 | 1 | 995.5342 | 0
2035 | 3 | 11 | 2 | 976.2286 | 0
2035 | 3 | 11 | 3 | 960.8844 | 0
2035 | 3 | 11 | 4 | 945.5402 | 0
2035 | 3 | 11 | 5 | 942.9773 | 0
2035 | 3 | 11 | 6 | 951.4101 | 0
2035 | 3 | 11 | 7 | 960.1587 | 0
2035 | 3 | 11 | 8 | 977.1448 | 0
2035 | 3 | 11 | 9 | 996.0201 | 0
2035 | 3 | 11 | 10 | 1027.8136 | 0
2035 | 3 | 11 | 11 | 1059.6071 | 9.6071
2035 | 3 | 11 | 12 | 1082.8279 | 32.8279
2035 | 3 | 11 | 13 | 1081.5692 | 31.5692
2035 | 3 | 11 | 14 | 1082.2036 | 32.2036
2035 | 3 | 11 | 15 | 1075.7695 | 25.7695
2035 | 3 | 11 | 16 | 1072.8501 | 22.8501
2035 | 3 | 11 | 17 | 1064.8833 | 14.8833
2035 | 3 | 11 | 18 | 1077.1765 | 27.1765
2035 | 3 | 11 | 19 | 1089.255 | 39.255
2035 | 3 | 11 | 20 | 1088.1182 | 38.1182
2035 | 3 | 11 | 21 | 1066.2007 | 16.2007
2035 | 3 | 11 | 22 | 1059.7766 | 9.7766
2035 | 3 | 11 | 23 | 1049.8949 | 0
2035 | 3 | 12 | 0 | 1031.4046 | 0
2035 | 3 | 12 | 1 | 1078.4483 | 28.4483
2035 | 3 | 12 | 2 | 1125.492 | 75.492
2035 | 3 | 12 | 3 | 1110.4208 | 60.4208
2035 | 3 | 12 | 4 | 1095.3496 | 45.3496
2035 | 3 | 12 | 5 | 1107.8233 | 57.8233
2035 | 3 | 12 | 6 | 1147.6896 | 97.6896
2035 | 3 | 12 | 7 | 1193.0537 | 143.0537
2035 | 3 | 12 | 8 | 1205.5715 | 155.5715
2035 | 3 | 12 | 9 | 1214.9616 | 164.9616
2035 | 3 | 12 | 10 | 1230.8048 | 180.8048
2035 | 3 | 12 | 11 | 1248.7092 | 198.7092
2035 | 3 | 12 | 12 | 1263.012 | 213.012
2035 | 3 | 12 | 13 | 1276.3797 | 226.3797
2035 | 3 | 12 | 14 | 1262.1608 | 212.1608
2035 | 3 | 12 | 15 | 1252.5178 | 202.5178
2035 | 3 | 12 | 16 | 1251.5115 | 201.5115
2035 | 3 | 12 | 17 | 1257.5955 | 207.5955
2035 | 3 | 12 | 18 | 1264.8844 | 214.8844
2035 | 3 | 12 | 19 | 1269.8589 | 219.8589
2035 | 3 | 12 | 20 | 1274.2828 | 224.2828
2035 | 3 | 12 | 21 | 1261.5356 | 211.5356
2035 | 3 | 12 | 22 | 1244.6989 | 194.6989
2035 | 3 | 12 | 23 | 1220.8892 | 170.8892
2035 | 3 | 13 | 0 | 1196.3956 | 146.3956
2035 | 3 | 13 | 1 | 1122.4531 | 72.4531
2035 | 3 | 13 | 2 | 1104.1097 | 54.1097
2035 | 3 | 13 | 3 | 1091.6114 | 41.6114
2035 | 3 | 13 | 4 | 1084.2993 | 34.2993
2035 | 3 | 13 | 5 | 1093.9632 | 43.9632
2035 | 3 | 13 | 6 | 1124.9708 | 74.9708
2035 | 3 | 13 | 7 | 1166.6728 | 116.6728
2035 | 3 | 13 | 8 | 1184.612 | 134.612
2035 | 3 | 13 | 9 | 1208.5706 | 158.5706
2035 | 3 | 13 | 10 | 1237.3121 | 187.3121
2035 | 3 | 13 | 11 | 1266.0536 | 216.0536
2035 | 3 | 13 | 12 | 1272.4226 | 222.4226
2035 | 3 | 13 | 13 | 1281.4927 | 231.4927
2035 | 3 | 13 | 14 | 1279.6953 | 229.6953
2035 | 3 | 13 | 15 | 1268.8584 | 218.8584
2035 | 3 | 13 | 16 | 1233.8955 | 183.8955
2035 | 3 | 13 | 17 | 1222.2105 | 172.2105
2035 | 3 | 13 | 18 | 1235.1864 | 185.1864
2035 | 3 | 13 | 19 | 1244.5208 | 194.5208
2035 | 3 | 13 | 20 | 1246.9711 | 196.9711
2035 | 3 | 13 | 21 | 1230.7379 | 180.7379
2035 | 3 | 13 | 22 | 1217.6057 | 167.6057
2035 | 3 | 13 | 23 | 1190.7128 | 140.7128
2035 | 3 | 14 | 0 | 1166.9643 | 116.9643
2035 | 3 | 14 | 1 | 1140.7844 | 90.7844
2035 | 3 | 14 | 2 | 1126.0662 | 76.0662
2035 | 3 | 14 | 3 | 1120.0073 | 70.0073
2035 | 3 | 14 | 4 | 1115.4861 | 65.4861
2035 | 3 | 14 | 5 | 1119.0147 | 69.0147
2035 | 3 | 14 | 6 | 1154.3074 | 104.3074
2035 | 3 | 14 | 7 | 1191.7676 | 141.7676
2035 | 3 | 14 | 8 | 1202.956 | 152.956
2035 | 3 | 14 | 9 | 1200.3205 | 150.3205
2035 | 3 | 14 | 10 | 1228.1897 | 178.1897
2035 | 3 | 14 | 11 | 1243.3897 | 193.3897
2035 | 3 | 14 | 12 | 1241.8055 | 191.8055
2035 | 3 | 14 | 13 | 1243.3066 | 193.3066
2035 | 3 | 14 | 14 | 1248.6045 | 198.6045
2035 | 3 | 14 | 15 | 1250.3454 | 200.3454
2035 | 3 | 14 | 16 | 1251.8134 | 201.8134
2035 | 3 | 14 | 17 | 1248.8289 | 198.8289
2035 | 3 | 14 | 18 | 1249.9022 | 199.9022
2035 | 3 | 14 | 19 | 1250.5221 | 200.5221
2035 | 3 | 14 | 20 | 1256.7359 | 206.7359
2035 | 3 | 14 | 21 | 1237.5927 | 187.5927
2035 | 3 | 14 | 22 | 1220.2416 | 170.2416
2035 | 3 | 14 | 23 | 1191.9455 | 141.9455
2035 | 3 | 15 | 0 | 1162.4639 | 112.4639
2035 | 3 | 15 | 1 | 1135.04 | 85.04
2035 | 3 | 15 | 2 | 1122.0484 | 72.0484
2035 | 3 | 15 | 3 | 1118.7418 | 68.7418
2035 | 3 | 15 | 4 | 1115.051 | 65.051
2035 | 3 | 15 | 5 | 1121.7735 | 71.7735
2035 | 3 | 15 | 6 | 1162.0234 | 112.0234
2035 | 3 | 15 | 7 | 1205.5468 | 155.5468
2035 | 3 | 15 | 8 | 1210.5435 | 160.5435
2035 | 3 | 15 | 9 | 1213.6364 | 163.6364
2035 | 3 | 15 | 10 | 1235.4314 | 185.4314
2035 | 3 | 15 | 11 | 1254.5697 | 204.5697
2035 | 3 | 15 | 12 | 1260.5793 | 210.5793
2035 | 3 | 15 | 13 | 1256.4445 | 206.4445
2035 | 3 | 15 | 14 | 1254.2703 | 204.2703
2035 | 3 | 15 | 15 | 1248.4533 | 198.4533
2035 | 3 | 15 | 16 | 1239.301 | 189.301
2035 | 3 | 15 | 17 | 1224.2687 | 174.2687
2035 | 3 | 15 | 18 | 1212.289 | 162.289
2035 | 3 | 15 | 19 | 1215.1808 | 165.1808
2035 | 3 | 15 | 20 | 1218.0726 | 168.0726
2035 | 3 | 15 | 21 | 1195.4947 | 145.4947
2035 | 3 | 15 | 22 | 1174.2318 | 124.2318
2035 | 3 | 15 | 23 | 1149.3746 | 99.3746
2035 | 3 | 16 | 0 | 1135.5937 | 85.5937
2035 | 3 | 16 | 1 | 1077.1424 | 27.1424
2035 | 3 | 16 | 2 | 1061.8778 | 11.8778
2035 | 3 | 16 | 3 | 1054.357 | 4.357
2035 | 3 | 16 | 4 | 1051.6031 | 1.6031
2035 | 3 | 16 | 5 | 1070.6341 | 20.6341
2035 | 3 | 16 | 6 | 1125.6442 | 75.6442
2035 | 3 | 16 | 7 | 1188.2041 | 138.2041
2035 | 3 | 16 | 8 | 1199.3527 | 149.3527
2035 | 3 | 16 | 9 | 1202.8833 | 152.8833
2035 | 3 | 16 | 10 | 1230.9787 | 180.9787
2035 | 3 | 16 | 11 | 1250.3497 | 200.3497
2035 | 3 | 16 | 12 | 1261.8502 | 211.8502
2035 | 3 | 16 | 13 | 1273.1829 | 223.1829
2035 | 3 | 16 | 14 | 1274.0618 | 224.0618
2035 | 3 | 16 | 15 | 1271.847 | 221.847
2035 | 3 | 16 | 16 | 1269.8821 | 219.8821
2035 | 3 | 16 | 17 | 1269.554 | 219.554
2035 | 3 | 16 | 18 | 1237.6499 | 187.6499
2035 | 3 | 16 | 19 | 1219.5231 | 169.5231
2035 | 3 | 16 | 20 | 1207.8312 | 157.8312
2035 | 3 | 16 | 21 | 1177.3583 | 127.3583
2035 | 3 | 16 | 22 | 1148.5137 | 98.5137
2035 | 3 | 16 | 23 | 1114.2765 | 64.2765
2035 | 3 | 17 | 0 | 1090.8623 | 40.8623
2035 | 3 | 17 | 1 | 1008.8037 | 0
2035 | 3 | 17 | 2 | 963.3679 | 0
2035 | 3 | 17 | 3 | 917.9322 | 0
2035 | 3 | 17 | 4 | 911.9653 | 0
2035 | 3 | 17 | 5 | 911.2224 | 0
2035 | 3 | 17 | 6 | 932.783 | 0
2035 | 3 | 17 | 7 | 954.3436 | 0
2035 | 3 | 17 | 8 | 982.8895 | 0
2035 | 3 | 17 | 9 | 1010.6467 | 0
2035 | 3 | 17 | 10 | 1043.118 | 0
2035 | 3 | 17 | 11 | 1060.5709 | 10.5709
2035 | 3 | 17 | 12 | 1069.0028 | 19.0028
2035 | 3 | 17 | 13 | 1072.7487 | 22.7487
2035 | 3 | 17 | 14 | 1073.6888 | 23.6888
2035 | 3 | 17 | 15 | 1067.2271 | 17.2271
2035 | 3 | 17 | 16 | 1067.7106 | 17.7106
2035 | 3 | 17 | 17 | 1069.1011 | 19.1011
2035 | 3 | 17 | 18 | 1046.0054 | 0
2035 | 3 | 17 | 19 | 1045.076 | 0
2035 | 3 | 17 | 20 | 1037.8903 | 0
2035 | 3 | 17 | 21 | 1017.0229 | 0
2035 | 3 | 17 | 22 | 1004.3916 | 0
2035 | 3 | 17 | 23 | 986.0571 | 0
2035 | 3 | 18 | 0 | 970.9329 | 0
2035 | 3 | 18 | 1 | 922.1748 | 0
2035 | 3 | 18 | 2 | 910.5531 | 0
2035 | 3 | 18 | 3 | 905.004 | 0
2035 | 3 | 18 | 4 | 892.3334 | 0
2035 | 3 | 18 | 5 | 884.8232 | 0
2035 | 3 | 18 | 6 | 894.7197 | 0
2035 | 3 | 18 | 7 | 902.8381 | 0
2035 | 3 | 18 | 8 | 915.3439 | 0
2035 | 3 | 18 | 9 | 936.0058 | 0
2035 | 3 | 18 | 10 | 964.9979 | 0
2035 | 3 | 18 | 11 | 993.99 | 0
2035 | 3 | 18 | 12 | 1010.7294 | 0
2035 | 3 | 18 | 13 | 1007.2351 | 0
2035 | 3 | 18 | 14 | 1006.4862 | 0
2035 | 3 | 18 | 15 | 1004.0703 | 0
2035 | 3 | 18 | 16 | 999.6955 | 0
2035 | 3 | 18 | 17 | 1002.838 | 0
2035 | 3 | 18 | 18 | 1002.701 | 0
2035 | 3 | 18 | 19 | 1015.1342 | 0
2035 | 3 | 18 | 20 | 1025.8722 | 0
2035 | 3 | 18 | 21 | 998.2443 | 0
2035 | 3 | 18 | 22 | 990.6642 | 0
2035 | 3 | 18 | 23 | 979.1318 | 0
2035 | 3 | 19 | 0 | 963.2264 | 0
2035 | 3 | 19 | 1 | 1017.5018 | 0
2035 | 3 | 19 | 2 | 1042.4575 | 0
2035 | 3 | 19 | 3 | 1067.4133 | 17.4133
2035 | 3 | 19 | 4 | 1059.5827 | 9.5827
2035 | 3 | 19 | 5 | 1068.183 | 18.183
2035 | 3 | 19 | 6 | 1107.9055 | 57.9055
2035 | 3 | 19 | 7 | 1149.1277 | 99.1277
2035 | 3 | 19 | 8 | 1165.0183 | 115.0183
2035 | 3 | 19 | 9 | 1190.0908 | 140.0908
2035 | 3 | 19 | 10 | 1208.621 | 158.621
2035 | 3 | 19 | 11 | 1233.5063 | 183.5063
2035 | 3 | 19 | 12 | 1231.5329 | 181.5329
2035 | 3 | 19 | 13 | 1227.4399 | 177.4399
2035 | 3 | 19 | 14 | 1224.1427 | 174.1427
2035 | 3 | 19 | 15 | 1222.2827 | 172.2827
2035 | 3 | 19 | 16 | 1234.3879 | 184.3879
2035 | 3 | 19 | 17 | 1243.5234 | 193.5234
2035 | 3 | 19 | 18 | 1248.6496 | 198.6496
2035 | 3 | 19 | 19 | 1237.5167 | 187.5167
2035 | 3 | 19 | 20 | 1236.7156 | 186.7156
2035 | 3 | 19 | 21 | 1207.1563 | 157.1563
2035 | 3 | 19 | 22 | 1191.0882 | 141.0882
2035 | 3 | 19 | 23 | 1168.4195 | 118.4195
2035 | 3 | 20 | 0 | 1149.3891 | 99.3891
2035 | 3 | 20 | 1 | 1080.9743 | 30.9743
2035 | 3 | 20 | 2 | 1012.5595 | 0
2035 | 3 | 20 | 3 | 1004.6601 | 0
2035 | 3 | 20 | 4 | 999.3643 | 0
2035 | 3 | 20 | 5 | 1007.3734 | 0
2035 | 3 | 20 | 6 | 1041.1934 | 0
2035 | 3 | 20 | 7 | 1086.7323 | 36.7323
2035 | 3 | 20 | 8 | 1112.2416 | 62.2416
2035 | 3 | 20 | 9 | 1141.6768 | 91.6768
2035 | 3 | 20 | 10 | 1162.5902 | 112.5902
2035 | 3 | 20 | 11 | 1189.1358 | 139.1358
2035 | 3 | 20 | 12 | 1196.3019 | 146.3019
2035 | 3 | 20 | 13 | 1194.636 | 144.636
2035 | 3 | 20 | 14 | 1186.6384 | 136.6384
2035 | 3 | 20 | 15 | 1178.8384 | 128.8384
2035 | 3 | 20 | 16 | 1153.6405 | 103.6405
2035 | 3 | 20 | 17 | 1155.749 | 105.749
2035 | 3 | 20 | 18 | 1163.1592 | 113.1592
2035 | 3 | 20 | 19 | 1164.2611 | 114.2611
2035 | 3 | 20 | 20 | 1148.272 | 98.272
2035 | 3 | 20 | 21 | 1132.2829 | 82.2829
2035 | 3 | 20 | 22 | 1115.1042 | 65.1042
2035 | 3 | 20 | 23 | 1090.3082 | 40.3082
2035 | 3 | 21 | 0 | 1072.3017 | 22.3017
2035 | 3 | 21 | 1 | 1077.8154 | 27.8154
2035 | 3 | 21 | 2 | 1060.3923 | 10.3923
2035 | 3 | 21 | 3 | 1049.015 | 0
2035 | 3 | 21 | 4 | 1040.9219 | 0
2035 | 3 | 21 | 5 | 1049.8681 | 0
2035 | 3 | 21 | 6 | 1085.9059 | 35.9059
2035 | 3 | 21 | 7 | 1122.9222 | 72.9222
2035 | 3 | 21 | 8 | 1125.6115 | 75.6115
2035 | 3 | 21 | 9 | 1138.0382 | 88.0382
2035 | 3 | 21 | 10 | 1167.0222 | 117.0222
2035 | 3 | 21 | 11 | 1180.4436 | 130.4436
2035 | 3 | 21 | 12 | 1193.8651 | 143.8651
2035 | 3 | 21 | 13 | 1199.9153 | 149.9153
2035 | 3 | 21 | 14 | 1192.8748 | 142.8748
2035 | 3 | 21 | 15 | 1191.9574 | 141.9574
2035 | 3 | 21 | 16 | 1185.3475 | 135.3475
2035 | 3 | 21 | 17 | 1177.8629 | 127.8629
2035 | 3 | 21 | 18 | 1184.4674 | 134.4674
2035 | 3 | 21 | 19 | 1184.3643 | 134.3643
2035 | 3 | 21 | 20 | 1191.0201 | 141.0201
2035 | 3 | 21 | 21 | 1154.5176 | 104.5176
2035 | 3 | 21 | 22 | 1132.5011 | 82.5011
2035 | 3 | 21 | 23 | 1100.8735 | 50.8735
2035 | 3 | 22 | 0 | 1076.6641 | 26.6641
2035 | 3 | 22 | 1 | 1063.6484 | 13.6484
2035 | 3 | 22 | 2 | 1046.972 | 0
2035 | 3 | 22 | 3 | 1036.7283 | 0
2035 | 3 | 22 | 4 | 1031.9963 | 0
2035 | 3 | 22 | 5 | 1043.8946 | 0
2035 | 3 | 22 | 6 | 1091.0961 | 41.0961
2035 | 3 | 22 | 7 | 1144.2988 | 94.2988
2035 | 3 | 22 | 8 | 1154.2849 | 104.2849
2035 | 3 | 22 | 9 | 1173.3314 | 123.3314
2035 | 3 | 22 | 10 | 1190.1197 | 140.1197
2035 | 3 | 22 | 11 | 1218.4982 | 168.4982
2035 | 3 | 22 | 12 | 1217.5294 | 167.5294
2035 | 3 | 22 | 13 | 1223.7696 | 173.7696
2035 | 3 | 22 | 14 | 1217.4052 | 167.4052
2035 | 3 | 22 | 15 | 1207.2729 | 157.2729
2035 | 3 | 22 | 16 | 1204.3922 | 154.3922
2035 | 3 | 22 | 17 | 1201.534 | 151.534
2035 | 3 | 22 | 18 | 1170.6715 | 120.6715
2035 | 3 | 22 | 19 | 1176.4724 | 126.4724
2035 | 3 | 22 | 20 | 1174.8653 | 124.8653
2035 | 3 | 22 | 21 | 1151.2708 | 101.2708
2035 | 3 | 22 | 22 | 1121.3745 | 71.3745
2035 | 3 | 22 | 23 | 1093.7496 | 43.7496
2035 | 3 | 23 | 0 | 1075.9618 | 25.9618
2035 | 3 | 23 | 1 | 1023.784 | 0
2035 | 3 | 23 | 2 | 971.6063 | 0
2035 | 3 | 23 | 3 | 958.4592 | 0
2035 | 3 | 23 | 4 | 951.3685 | 0
2035 | 3 | 23 | 5 | 962.5406 | 0
2035 | 3 | 23 | 6 | 988.2791 | 0
2035 | 3 | 23 | 7 | 997.5573 | 0
2035 | 3 | 23 | 8 | 995.0191 | 0
2035 | 3 | 23 | 9 | 1002.3137 | 0
2035 | 3 | 23 | 10 | 1025.9895 | 0
2035 | 3 | 23 | 11 | 1042.0762 | 0
2035 | 3 | 23 | 12 | 1058.1629 | 8.1629
2035 | 3 | 23 | 13 | 1063.9806 | 13.9806
2035 | 3 | 23 | 14 | 1061.3834 | 11.3834
2035 | 3 | 23 | 15 | 1061.0668 | 11.0668
2035 | 3 | 23 | 16 | 1059.8895 | 9.8895
2035 | 3 | 23 | 17 | 1054.1573 | 4.1573
2035 | 3 | 23 | 18 | 1035.3732 | 0
2035 | 3 | 23 | 19 | 1043.6649 | 0
2035 | 3 | 23 | 20 | 1049.0883 | 0
2035 | 3 | 23 | 21 | 1033.558 | 0
2035 | 3 | 23 | 22 | 1017.7107 | 0
2035 | 3 | 23 | 23 | 999.031 | 0
2035 | 3 | 24 | 0 | 989.7921 | 0
2035 | 3 | 24 | 1 | 987.0743 | 0
2035 | 3 | 24 | 2 | 984.3566 | 0
2035 | 3 | 24 | 3 | 977.952 | 0
2035 | 3 | 24 | 4 | 976.5142 | 0
2035 | 3 | 24 | 5 | 991.2406 | 0
2035 | 3 | 24 | 6 | 1029.9333 | 0
2035 | 3 | 24 | 7 | 1035.6949 | 0
2035 | 3 | 24 | 8 | 1041.4565 | 0
2035 | 3 | 24 | 9 | 1047.9674 | 0
2035 | 3 | 24 | 10 | 1073.3986 | 23.3986
2035 | 3 | 24 | 11 | 1085.3746 | 35.3746
2035 | 3 | 24 | 12 | 1089.5396 | 39.5396
2035 | 3 | 24 | 13 | 1094.3723 | 44.3723
2035 | 3 | 24 | 14 | 1093.1116 | 43.1116
2035 | 3 | 24 | 15 | 1086.4773 | 36.4773
2035 | 3 | 24 | 16 | 1083.1431 | 33.1431
2035 | 3 | 24 | 17 | 1076.2484 | 26.2484
2035 | 3 | 24 | 18 | 1064.4424 | 14.4424
2035 | 3 | 24 | 19 | 1067.9035 | 17.9035
2035 | 3 | 24 | 20 | 1082.0169 | 32.0169
2035 | 3 | 24 | 21 | 1070.386 | 20.386
2035 | 3 | 24 | 22 | 1050.5265 | 0.5265
2035 | 3 | 24 | 23 | 1032.1755 | 0
2035 | 3 | 25 | 0 | 1042.2035 | 0
2035 | 3 | 25 | 1 | 996.7336 | 0
2035 | 3 | 25 | 2 | 983.9645 | 0
2035 | 3 | 25 | 3 | 971.7284 | 0
2035 | 3 | 25 | 4 | 967.613 | 0
2035 | 3 | 25 | 5 | 975.5458 | 0
2035 | 3 | 25 | 6 | 1001.6665 | 0
2035 | 3 | 25 | 7 | 994.1186 | 0
2035 | 3 | 25 | 8 | 986.5707 | 0
2035 | 3 | 25 | 9 | 994.8387 | 0
2035 | 3 | 25 | 10 | 1024.5084 | 0
2035 | 3 | 25 | 11 | 1041.4953 | 0
2035 | 3 | 25 | 12 | 1058.4822 | 8.4822
2035 | 3 | 25 | 13 | 1064.761 | 14.761
2035 | 3 | 25 | 14 | 1060.7894 | 10.7894
2035 | 3 | 25 | 15 | 1058.2389 | 8.2389
2035 | 3 | 25 | 16 | 1057.2462 | 7.2462
2035 | 3 | 25 | 17 | 1060.1729 | 10.1729
2035 | 3 | 25 | 18 | 1070.5843 | 20.5843
2035 | 3 | 25 | 19 | 1070.6969 | 20.6969
2035 | 3 | 25 | 20 | 1078.9579 | 28.9579
2035 | 3 | 25 | 21 | 1057.7042 | 7.7042
2035 | 3 | 25 | 22 | 1041.2816 | 0
2035 | 3 | 25 | 23 | 1024.3952 | 0
2035 | 3 | 26 | 0 | 1016.0008 | 0
2035 | 3 | 26 | 1 | 997.3953 | 0
2035 | 3 | 26 | 2 | 978.7899 | 0
2035 | 3 | 26 | 3 | 959.7507 | 0
2035 | 3 | 26 | 4 | 940.7114 | 0
2035 | 3 | 26 | 5 | 928.6284 | 0
2035 | 3 | 26 | 6 | 967.7087 | 0
2035 | 3 | 26 | 7 | 994.0516 | 0
2035 | 3 | 26 | 8 | 989.0381 | 0
2035 | 3 | 26 | 9 | 1015.0608 | 0
2035 | 3 | 26 | 10 | 1042.6131 | 0
2035 | 3 | 26 | 11 | 1057.7306 | 7.7306
2035 | 3 | 26 | 12 | 1072.3859 | 22.3859
2035 | 3 | 26 | 13 | 1066.836 | 16.836
2035 | 3 | 26 | 14 | 1056.539 | 6.539
2035 | 3 | 26 | 15 | 1057.8167 | 7.8167
2035 | 3 | 26 | 16 | 1065.7491 | 15.7491
2035 | 3 | 26 | 17 | 1060.9397 | 10.9397
2035 | 3 | 26 | 18 | 1048.2011 | 0
2035 | 3 | 26 | 19 | 1040.3013 | 0
2035 | 3 | 26 | 20 | 1054.319 | 4.319
2035 | 3 | 26 | 21 | 1038.6825 | 0
2035 | 3 | 26 | 22 | 1018.1735 | 0
2035 | 3 | 26 | 23 | 991.6436 | 0
2035 | 3 | 27 | 0 | 968.4164 | 0
2035 | 3 | 27 | 1 | 1013.1522 | 0
2035 | 3 | 27 | 2 | 1033.8383 | 0
2035 | 3 | 27 | 3 | 1054.5243 | 4.5243
2035 | 3 | 27 | 4 | 1051.7062 | 1.7062
2035 | 3 | 27 | 5 | 1063.3626 | 13.3626
2035 | 3 | 27 | 6 | 1102.0664 | 52.0664
2035 | 3 | 27 | 7 | 1142.0778 | 92.0778
2035 | 3 | 27 | 8 | 1165.9155 | 115.9155
2035 | 3 | 27 | 9 | 1200.2887 | 150.2887
2035 | 3 | 27 | 10 | 1216.5988 | 166.5988
2035 | 3 | 27 | 11 | 1228.5872 | 178.5872
2035 | 3 | 27 | 12 | 1227.4277 | 177.4277
2035 | 3 | 27 | 13 | 1211.3019 | 161.3019
2035 | 3 | 27 | 14 | 1192.4827 | 142.4827
2035 | 3 | 27 | 15 | 1187.3002 | 137.3002
2035 | 3 | 27 | 16 | 1186.0447 | 136.0447
2035 | 3 | 27 | 17 | 1189.585 | 139.585
2035 | 3 | 27 | 18 | 1196.1927 | 146.1927
2035 | 3 | 27 | 19 | 1196.2204 | 146.2204
2035 | 3 | 27 | 20 | 1196.248 | 146.248
2035 | 3 | 27 | 21 | 1173.9082 | 123.9082
2035 | 3 | 27 | 22 | 1153.0287 | 103.0287
2035 | 3 | 27 | 23 | 1118.5162 | 68.5162
2035 | 3 | 28 | 0 | 1090.7621 | 40.7621
2035 | 3 | 28 | 1 | 1065.5794 | 15.5794
2035 | 3 | 28 | 2 | 1054.5722 | 4.5722
2035 | 3 | 28 | 3 | 1050.0762 | 0.076237
2035 | 3 | 28 | 4 | 1048.6051 | 0
2035 | 3 | 28 | 5 | 1063.6253 | 13.6253
2035 | 3 | 28 | 6 | 1108.5461 | 58.5461
2035 | 3 | 28 | 7 | 1147.3111 | 97.3111
2035 | 3 | 28 | 8 | 1167.1397 | 117.1397
2035 | 3 | 28 | 9 | 1195.4253 | 145.4253
2035 | 3 | 28 | 10 | 1205.7353 | 155.7353
2035 | 3 | 28 | 11 | 1209.4029 | 159.4029
2035 | 3 | 28 | 12 | 1209.2456 | 159.2456
2035 | 3 | 28 | 13 | 1196.3826 | 146.3826
2035 | 3 | 28 | 14 | 1185.1855 | 135.1855
2035 | 3 | 28 | 15 | 1187.6432 | 137.6432
2035 | 3 | 28 | 16 | 1202.3589 | 152.3589
2035 | 3 | 28 | 17 | 1205.1713 | 155.1713
2035 | 3 | 28 | 18 | 1211.1688 | 161.1688
2035 | 3 | 28 | 19 | 1198.8331 | 148.8331
2035 | 3 | 28 | 20 | 1209.2101 | 159.2101
2035 | 3 | 28 | 21 | 1187.2794 | 137.2794
2035 | 3 | 28 | 22 | 1160.465 | 110.465
2035 | 3 | 28 | 23 | 1124.085 | 74.085
2035 | 3 | 29 | 0 | 1093.6447 | 43.6447
2035 | 3 | 29 | 1 | 1045.2637 | 0
2035 | 3 | 29 | 2 | 1034.4396 | 0
2035 | 3 | 29 | 3 | 1030.2163 | 0
2035 | 3 | 29 | 4 | 1028.525 | 0
2035 | 3 | 29 | 5 | 1046.846 | 0
2035 | 3 | 29 | 6 | 1102.4757 | 52.4757
2035 | 3 | 29 | 7 | 1157.1717 | 107.1717
2035 | 3 | 29 | 8 | 1172.2273 | 122.2273
2035 | 3 | 29 | 9 | 1202.0237 | 152.0237
2035 | 3 | 29 | 10 | 1208.7294 | 158.7294
2035 | 3 | 29 | 11 | 1212.9395 | 162.9395
2035 | 3 | 29 | 12 | 1213.4474 | 163.4474
2035 | 3 | 29 | 13 | 1200.3489 | 150.3489
2035 | 3 | 29 | 14 | 1184.7337 | 134.7337
2035 | 3 | 29 | 15 | 1182.5703 | 132.5703
2035 | 3 | 29 | 16 | 1193.6834 | 143.6834
2035 | 3 | 29 | 17 | 1197.1114 | 147.1114
2035 | 3 | 29 | 18 | 1183.0864 | 133.0864
2035 | 3 | 29 | 19 | 1169.0613 | 119.0613
2035 | 3 | 29 | 20 | 1172.5073 | 122.5073
2035 | 3 | 29 | 21 | 1145.2364 | 95.2364
2035 | 3 | 29 | 22 | 1111.2292 | 61.2292
2035 | 3 | 29 | 23 | 1070.7841 | 20.7841
2035 | 3 | 30 | 0 | 1042.4874 | 0
2035 | 3 | 30 | 1 | 1023.7088 | 0
2035 | 3 | 30 | 2 | 1017.9817 | 0
2035 | 3 | 30 | 3 | 1012.6533 | 0
2035 | 3 | 30 | 4 | 1014.2541 | 0
2035 | 3 | 30 | 5 | 1031.5777 | 0
2035 | 3 | 30 | 6 | 1074.564 | 24.564
2035 | 3 | 30 | 7 | 1116.1574 | 66.1574
2035 | 3 | 30 | 8 | 1124.1205 | 74.1205
2035 | 3 | 30 | 9 | 1148.0968 | 98.0968
2035 | 3 | 30 | 10 | 1153.36 | 103.36
2035 | 3 | 30 | 11 | 1166.4296 | 116.4296
2035 | 3 | 30 | 12 | 1167.6182 | 117.6182
2035 | 3 | 30 | 13 | 1166.4085 | 116.4085
2035 | 3 | 30 | 14 | 1159.9474 | 109.9474
2035 | 3 | 30 | 15 | 1154.0165 | 104.0165
2035 | 3 | 30 | 16 | 1151.4931 | 101.4931
2035 | 3 | 30 | 17 | 1142.2186 | 92.2186
2035 | 3 | 30 | 18 | 1122.0968 | 72.0968
2035 | 3 | 30 | 19 | 1135.0759 | 85.0759
2035 | 3 | 30 | 20 | 1140.3318 | 90.3318
2035 | 3 | 30 | 21 | 1116.2245 | 66.2245
2035 | 3 | 30 | 22 | 1099.3465 | 49.3465
2035 | 3 | 30 | 23 | 1077.4519 | 27.4519
2035 | 3 | 31 | 0 | 1066.2218 | 16.2218
2035 | 3 | 31 | 1 | 1000.6971 | 0
2035 | 3 | 31 | 2 | 935.1724 | 0
2035 | 3 | 31 | 3 | 931.048 | 0
2035 | 3 | 31 | 4 | 931.7573 | 0
2035 | 3 | 31 | 5 | 946.0252 | 0
2035 | 3 | 31 | 6 | 987.3177 | 0
2035 | 3 | 31 | 7 | 1007.7736 | 0
2035 | 3 | 31 | 8 | 1003.4393 | 0
2035 | 3 | 31 | 9 | 1012.1818 | 0
2035 | 3 | 31 | 10 | 1037.7554 | 0
2035 | 3 | 31 | 11 | 1049.7045 | 0
2035 | 3 | 31 | 12 | 1053.0724 | 3.0724
2035 | 3 | 31 | 13 | 1046.8436 | 0
2035 | 3 | 31 | 14 | 1037.7989 | 0
2035 | 3 | 31 | 15 | 1030.8119 | 0
2035 | 3 | 31 | 16 | 1028.9384 | 0
2035 | 3 | 31 | 17 | 1028.3334 | 0
2035 | 3 | 31 | 18 | 1025.3048 | 0
2035 | 3 | 31 | 19 | 1022.2762 | 0
2035 | 3 | 31 | 20 | 1016.3223 | 0
2035 | 3 | 31 | 21 | 1010.3683 | 0
2035 | 3 | 31 | 22 | 985.5865 | 0
2035 | 3 | 31 | 23 | 959.0993 | 0
2035 | 4 | 1 | 0 | 946.7819 | 0
2035 | 4 | 1 | 1 | 910.0194 | 0
2035 | 4 | 1 | 2 | 900.3826 | 0
2035 | 4 | 1 | 3 | 890.7457 | 0
2035 | 4 | 1 | 4 | 895.9504 | 0
2035 | 4 | 1 | 5 | 904.3576 | 0
2035 | 4 | 1 | 6 | 928.9999 | 0
2035 | 4 | 1 | 7 | 929.2188 | 0
2035 | 4 | 1 | 8 | 929.4376 | 0
2035 | 4 | 1 | 9 | 942.3201 | 0
2035 | 4 | 1 | 10 | 965.5466 | 0
2035 | 4 | 1 | 11 | 982.6547 | 0
2035 | 4 | 1 | 12 | 989.2957 | 0
2035 | 4 | 1 | 13 | 993.3307 | 0
2035 | 4 | 1 | 14 | 988.2436 | 0
2035 | 4 | 1 | 15 | 984.336 | 0
2035 | 4 | 1 | 16 | 988.4158 | 0
2035 | 4 | 1 | 17 | 996.4668 | 0
2035 | 4 | 1 | 18 | 992.9315 | 0
2035 | 4 | 1 | 19 | 989.3962 | 0
2035 | 4 | 1 | 20 | 1003.4089 | 0
2035 | 4 | 1 | 21 | 970.9243 | 0
2035 | 4 | 1 | 22 | 951.5069 | 0
2035 | 4 | 1 | 23 | 931.8283 | 0
2035 | 4 | 2 | 0 | 918.9743 | 0
2035 | 4 | 2 | 1 | 989.4616 | 0
2035 | 4 | 2 | 2 | 1024.6324 | 0
2035 | 4 | 2 | 3 | 1059.8032 | 9.8032
2035 | 4 | 2 | 4 | 1066.5833 | 16.5833
2035 | 4 | 2 | 5 | 1084.9595 | 34.9595
2035 | 4 | 2 | 6 | 1124.6366 | 74.6366
2035 | 4 | 2 | 7 | 1164.5731 | 114.5731
2035 | 4 | 2 | 8 | 1180.7309 | 130.7309
2035 | 4 | 2 | 9 | 1189.2844 | 139.2844
2035 | 4 | 2 | 10 | 1200.1801 | 150.1801
2035 | 4 | 2 | 11 | 1201.5554 | 151.5554
2035 | 4 | 2 | 12 | 1205.3594 | 155.3594
2035 | 4 | 2 | 13 | 1191.1316 | 141.1316
2035 | 4 | 2 | 14 | 1184.3128 | 134.3128
2035 | 4 | 2 | 15 | 1182.0245 | 132.0245
2035 | 4 | 2 | 16 | 1196.4717 | 146.4717
2035 | 4 | 2 | 17 | 1200.2577 | 150.2577
2035 | 4 | 2 | 18 | 1203.1218 | 153.1218
2035 | 4 | 2 | 19 | 1198.2056 | 148.2056
2035 | 4 | 2 | 20 | 1210.1763 | 160.1763
2035 | 4 | 2 | 21 | 1175.3063 | 125.3063
2035 | 4 | 2 | 22 | 1158.2748 | 108.2748
2035 | 4 | 2 | 23 | 1129.2283 | 79.2283
2035 | 4 | 3 | 0 | 1107.2388 | 57.2388
2035 | 4 | 3 | 1 | 1017.4775 | 0
2035 | 4 | 3 | 2 | 971.7156 | 0
2035 | 4 | 3 | 3 | 925.9538 | 0
2035 | 4 | 3 | 4 | 931.558 | 0
2035 | 4 | 3 | 5 | 952.7869 | 0
2035 | 4 | 3 | 6 | 1008.0268 | 0
2035 | 4 | 3 | 7 | 1066.9431 | 16.9431
2035 | 4 | 3 | 8 | 1085.6627 | 35.6627
2035 | 4 | 3 | 9 | 1106.4265 | 56.4265
2035 | 4 | 3 | 10 | 1136.8309 | 86.8309
2035 | 4 | 3 | 11 | 1155.1287 | 105.1287
2035 | 4 | 3 | 12 | 1158.4984 | 108.4984
2035 | 4 | 3 | 13 | 1151.0422 | 101.0422
2035 | 4 | 3 | 14 | 1143.6931 | 93.6931
2035 | 4 | 3 | 15 | 1139.3947 | 89.3947
2035 | 4 | 3 | 16 | 1132.1724 | 82.1724
2035 | 4 | 3 | 17 | 1133.0541 | 83.0541
2035 | 4 | 3 | 18 | 1125.9395 | 75.9395
2035 | 4 | 3 | 19 | 1108.4697 | 58.4697
2035 | 4 | 3 | 20 | 1116.4269 | 66.4269
2035 | 4 | 3 | 21 | 1078.4829 | 28.4829
2035 | 4 | 3 | 22 | 1047.1418 | 0
2035 | 4 | 3 | 23 | 1007.5893 | 0
2035 | 4 | 4 | 0 | 976.9551 | 0
2035 | 4 | 4 | 1 | 981.0251 | 0
2035 | 4 | 4 | 2 | 962.5261 | 0
2035 | 4 | 4 | 3 | 958.9731 | 0
2035 | 4 | 4 | 4 | 968.7568 | 0
2035 | 4 | 4 | 5 | 987.492 | 0
2035 | 4 | 4 | 6 | 1036.3785 | 0
2035 | 4 | 4 | 7 | 1074.7758 | 24.7758
2035 | 4 | 4 | 8 | 1085.3468 | 35.3468
2035 | 4 | 4 | 9 | 1100.7539 | 50.7539
2035 | 4 | 4 | 10 | 1113.6532 | 63.6532
2035 | 4 | 4 | 11 | 1116.751 | 66.751
2035 | 4 | 4 | 12 | 1119.2746 | 69.2746
2035 | 4 | 4 | 13 | 1116.4666 | 66.4666
2035 | 4 | 4 | 14 | 1115.2142 | 65.2142
2035 | 4 | 4 | 15 | 1112.9487 | 62.9487
2035 | 4 | 4 | 16 | 1131.6531 | 81.6531
2035 | 4 | 4 | 17 | 1137.087 | 87.087
2035 | 4 | 4 | 18 | 1139.6262 | 89.6262
2035 | 4 | 4 | 19 | 1111.5125 | 61.5125
2035 | 4 | 4 | 20 | 1115.9831 | 65.9831
2035 | 4 | 4 | 21 | 1083.4451 | 33.4451
2035 | 4 | 4 | 22 | 1062.3202 | 12.3202
2035 | 4 | 4 | 23 | 1027.9572 | 0
2035 | 4 | 5 | 0 | 1003.9675 | 0
2035 | 4 | 5 | 1 | 962.6215 | 0
2035 | 4 | 5 | 2 | 943.0337 | 0
2035 | 4 | 5 | 3 | 937.7087 | 0
2035 | 4 | 5 | 4 | 944.3968 | 0
2035 | 4 | 5 | 5 | 964.2767 | 0
2035 | 4 | 5 | 6 | 1021.9421 | 0
2035 | 4 | 5 | 7 | 1081.1114 | 31.1114
2035 | 4 | 5 | 8 | 1093.4277 | 43.4277
2035 | 4 | 5 | 9 | 1109.5276 | 59.5276
2035 | 4 | 5 | 10 | 1112.9436 | 62.9436
2035 | 4 | 5 | 11 | 1110.3692 | 60.3692
2035 | 4 | 5 | 12 | 1112.3564 | 62.3564
2035 | 4 | 5 | 13 | 1107.4813 | 57.4813
2035 | 4 | 5 | 14 | 1108.5731 | 58.5731
2035 | 4 | 5 | 15 | 1101.6253 | 51.6253
2035 | 4 | 5 | 16 | 1096.3182 | 46.3182
2035 | 4 | 5 | 17 | 1086.7522 | 36.7522
2035 | 4 | 5 | 18 | 1068.6774 | 18.6774
2035 | 4 | 5 | 19 | 1063.2356 | 13.2356
2035 | 4 | 5 | 20 | 1080.4939 | 30.4939
2035 | 4 | 5 | 21 | 1055.0559 | 5.0559
2035 | 4 | 5 | 22 | 1024.0651 | 0
2035 | 4 | 5 | 23 | 982.0027 | 0
2035 | 4 | 6 | 0 | 954.2678 | 0
2035 | 4 | 6 | 1 | 967.9678 | 0
2035 | 4 | 6 | 2 | 948.0528 | 0
2035 | 4 | 6 | 3 | 946.8812 | 0
2035 | 4 | 6 | 4 | 956.4203 | 0
2035 | 4 | 6 | 5 | 975.0074 | 0
2035 | 4 | 6 | 6 | 1018.8186 | 0
2035 | 4 | 6 | 7 | 1062.6535 | 12.6535
2035 | 4 | 6 | 8 | 1069.9636 | 19.9636
2035 | 4 | 6 | 9 | 1079.765 | 29.765
2035 | 4 | 6 | 10 | 1089.462 | 39.462
2035 | 4 | 6 | 11 | 1097.7838 | 47.7838
2035 | 4 | 6 | 12 | 1104.2385 | 54.2385
2035 | 4 | 6 | 13 | 1114.4486 | 64.4486
2035 | 4 | 6 | 14 | 1114.0532 | 64.0532
2035 | 4 | 6 | 15 | 1108.9761 | 58.9761
2035 | 4 | 6 | 16 | 1102.8018 | 52.8018
2035 | 4 | 6 | 17 | 1101.0607 | 51.0607
2035 | 4 | 6 | 18 | 1065.9727 | 15.9727
2035 | 4 | 6 | 19 | 1064.9272 | 14.9272
2035 | 4 | 6 | 20 | 1068.2399 | 18.2399
2035 | 4 | 6 | 21 | 1044.3534 | 0
2035 | 4 | 6 | 22 | 1022.2679 | 0
2035 | 4 | 6 | 23 | 995.4181 | 0
2035 | 4 | 7 | 0 | 977.1395 | 0
2035 | 4 | 7 | 1 | 934.1255 | 0
2035 | 4 | 7 | 2 | 891.1114 | 0
2035 | 4 | 7 | 3 | 890.219 | 0
2035 | 4 | 7 | 4 | 892.6824 | 0
2035 | 4 | 7 | 5 | 897.2829 | 0
2035 | 4 | 7 | 6 | 912.6776 | 0
2035 | 4 | 7 | 7 | 928.3387 | 0
2035 | 4 | 7 | 8 | 937.773 | 0
2035 | 4 | 7 | 9 | 947.523 | 0
2035 | 4 | 7 | 10 | 966.9088 | 0
2035 | 4 | 7 | 11 | 981.7037 | 0
2035 | 4 | 7 | 12 | 985.9954 | 0
2035 | 4 | 7 | 13 | 987.1766 | 0
2035 | 4 | 7 | 14 | 987.8376 | 0
2035 | 4 | 7 | 15 | 981.5699 | 0
2035 | 4 | 7 | 16 | 975.7406 | 0
2035 | 4 | 7 | 17 | 970.8925 | 0
2035 | 4 | 7 | 18 | 948.5528 | 0
2035 | 4 | 7 | 19 | 936.6832 | 0
2035 | 4 | 7 | 20 | 950.4374 | 0
2035 | 4 | 7 | 21 | 919.5647 | 0
2035 | 4 | 7 | 22 | 904.8817 | 0
2035 | 4 | 7 | 23 | 889.9798 | 0
2035 | 4 | 8 | 0 | 877.5895 | 0
2035 | 4 | 8 | 1 | 879.4143 | 0
2035 | 4 | 8 | 2 | 867.5052 | 0
2035 | 4 | 8 | 3 | 863.08 | 0
2035 | 4 | 8 | 4 | 862.2497 | 0
2035 | 4 | 8 | 5 | 867.0227 | 0
2035 | 4 | 8 | 6 | 879.6738 | 0
2035 | 4 | 8 | 7 | 884.7556 | 0
2035 | 4 | 8 | 8 | 885.357 | 0
2035 | 4 | 8 | 9 | 894.9415 | 0
2035 | 4 | 8 | 10 | 917.254 | 0
2035 | 4 | 8 | 11 | 933.3093 | 0
2035 | 4 | 8 | 12 | 945.7945 | 0
2035 | 4 | 8 | 13 | 951.6877 | 0
2035 | 4 | 8 | 14 | 949.7342 | 0
2035 | 4 | 8 | 15 | 946.667 | 0
2035 | 4 | 8 | 16 | 954.4735 | 0
2035 | 4 | 8 | 17 | 961.1246 | 0
2035 | 4 | 8 | 18 | 959.1074 | 0
2035 | 4 | 8 | 19 | 952.0195 | 0
2035 | 4 | 8 | 20 | 972.2151 | 0
2035 | 4 | 8 | 21 | 954.5948 | 0
2035 | 4 | 8 | 22 | 946.6527 | 0
2035 | 4 | 8 | 23 | 928.9393 | 0
2035 | 4 | 9 | 0 | 914.0153 | 0
2035 | 4 | 9 | 1 | 934.1397 | 0
2035 | 4 | 9 | 2 | 954.2641 | 0
2035 | 4 | 9 | 3 | 953.0884 | 0
2035 | 4 | 9 | 4 | 952.4739 | 0
2035 | 4 | 9 | 5 | 970.1347 | 0
2035 | 4 | 9 | 6 | 1010.9777 | 0
2035 | 4 | 9 | 7 | 1050.0503 | 0.050264
2035 | 4 | 9 | 8 | 1062.189 | 12.189
2035 | 4 | 9 | 9 | 1079.6496 | 29.6496
2035 | 4 | 9 | 10 | 1102.7241 | 52.7241
2035 | 4 | 9 | 11 | 1113.8088 | 63.8088
2035 | 4 | 9 | 12 | 1126.0337 | 76.0337
2035 | 4 | 9 | 13 | 1120.2996 | 70.2996
2035 | 4 | 9 | 14 | 1118.0748 | 68.0748
2035 | 4 | 9 | 15 | 1122.2863 | 72.2863
2035 | 4 | 9 | 16 | 1135.7615 | 85.7615
2035 | 4 | 9 | 17 | 1135.3395 | 85.3395
2035 | 4 | 9 | 18 | 1123.0638 | 73.0638
2035 | 4 | 9 | 19 | 1101.6861 | 51.6861
2035 | 4 | 9 | 20 | 1119.9766 | 69.9766
2035 | 4 | 9 | 21 | 1096.9393 | 46.9393
2035 | 4 | 9 | 22 | 1077.4483 | 27.4483
2035 | 4 | 9 | 23 | 1047.4541 | 0
2035 | 4 | 10 | 0 | 1023.3722 | 0
2035 | 4 | 10 | 1 | 979.9814 | 0
2035 | 4 | 10 | 2 | 964.3278 | 0
2035 | 4 | 10 | 3 | 960.7134 | 0
2035 | 4 | 10 | 4 | 962.8517 | 0
2035 | 4 | 10 | 5 | 979.6279 | 0
2035 | 4 | 10 | 6 | 1016.9806 | 0
2035 | 4 | 10 | 7 | 1060.0593 | 10.0593
2035 | 4 | 10 | 8 | 1076.9526 | 26.9526
2035 | 4 | 10 | 9 | 1095.0869 | 45.0869
2035 | 4 | 10 | 10 | 1119.2581 | 69.2581
2035 | 4 | 10 | 11 | 1131.8818 | 81.8818
2035 | 4 | 10 | 12 | 1135.4866 | 85.4866
2035 | 4 | 10 | 13 | 1128.2221 | 78.2221
2035 | 4 | 10 | 14 | 1122.4754 | 72.4754
2035 | 4 | 10 | 15 | 1118.3869 | 68.3869
2035 | 4 | 10 | 16 | 1119.6931 | 69.6931
2035 | 4 | 10 | 17 | 1120.3868 | 70.3868
2035 | 4 | 10 | 18 | 1118.1232 | 68.1232
2035 | 4 | 10 | 19 | 1094.5252 | 44.5252
2035 | 4 | 10 | 20 | 1107.6057 | 57.6057
2035 | 4 | 10 | 21 | 1063.7907 | 13.7907
2035 | 4 | 10 | 22 | 1037.4642 | 0
2035 | 4 | 10 | 23 | 1000.4038 | 0
2035 | 4 | 11 | 0 | 1002.5987 | 0
2035 | 4 | 11 | 1 | 1036.4221 | 0
2035 | 4 | 11 | 2 | 1023.792 | 0
2035 | 4 | 11 | 3 | 1024.0038 | 0
2035 | 4 | 11 | 4 | 1029.9098 | 0
2035 | 4 | 11 | 5 | 1047.9105 | 0
2035 | 4 | 11 | 6 | 1081.0913 | 31.0913
2035 | 4 | 11 | 7 | 1115.1425 | 65.1425
2035 | 4 | 11 | 8 | 1131.0301 | 81.0301
2035 | 4 | 11 | 9 | 1140.8238 | 90.8238
2035 | 4 | 11 | 10 | 1158.396 | 108.396
2035 | 4 | 11 | 11 | 1165.8898 | 115.8898
2035 | 4 | 11 | 12 | 1170.7814 | 120.7814
2035 | 4 | 11 | 13 | 1168.5655 | 118.5655
2035 | 4 | 11 | 14 | 1170.0212 | 120.0212
2035 | 4 | 11 | 15 | 1168.661 | 118.661
2035 | 4 | 11 | 16 | 1172.5558 | 122.5558
2035 | 4 | 11 | 17 | 1177.8331 | 127.8331
2035 | 4 | 11 | 18 | 1191.1939 | 141.1939
2035 | 4 | 11 | 19 | 1173.6661 | 123.6661
2035 | 4 | 11 | 20 | 1184.9231 | 134.9231
2035 | 4 | 11 | 21 | 1165.2669 | 115.2669
2035 | 4 | 11 | 22 | 1145.2329 | 95.2329
2035 | 4 | 11 | 23 | 1114.4472 | 64.4472
2035 | 4 | 12 | 0 | 1092.8655 | 42.8655
2035 | 4 | 12 | 1 | 1060.2505 | 10.2505
2035 | 4 | 12 | 2 | 1027.6355 | 0
2035 | 4 | 12 | 3 | 1025.7426 | 0
2035 | 4 | 12 | 4 | 1028.1026 | 0
2035 | 4 | 12 | 5 | 1041.1941 | 0
2035 | 4 | 12 | 6 | 1072.8151 | 22.8151
2035 | 4 | 12 | 7 | 1103.8178 | 53.8178
2035 | 4 | 12 | 8 | 1127.8366 | 77.8366
2035 | 4 | 12 | 9 | 1155.0684 | 105.0684
2035 | 4 | 12 | 10 | 1162.894 | 112.894
2035 | 4 | 12 | 11 | 1166.8492 | 116.8492
2035 | 4 | 12 | 12 | 1165.1861 | 115.1861
2035 | 4 | 12 | 13 | 1159.3028 | 109.3028
2035 | 4 | 12 | 14 | 1155.6128 | 105.6128
2035 | 4 | 12 | 15 | 1151.0203 | 101.0203
2035 | 4 | 12 | 16 | 1144.2251 | 94.2251
2035 | 4 | 12 | 17 | 1142.2672 | 92.2672
2035 | 4 | 12 | 18 | 1133.6315 | 83.6315
2035 | 4 | 12 | 19 | 1118.1652 | 68.1652
2035 | 4 | 12 | 20 | 1139.8582 | 89.8582
2035 | 4 | 12 | 21 | 1120.2745 | 70.2745
2035 | 4 | 12 | 22 | 1102.8869 | 52.8869
2035 | 4 | 12 | 23 | 1077.1866 | 27.1866
2035 | 4 | 13 | 0 | 1061.7693 | 11.7693
2035 | 4 | 13 | 1 | 1035.0147 | 0
2035 | 4 | 13 | 2 | 1023.4939 | 0
2035 | 4 | 13 | 3 | 1022.0017 | 0
2035 | 4 | 13 | 4 | 1027.8845 | 0
2035 | 4 | 13 | 5 | 1046.1935 | 0
2035 | 4 | 13 | 6 | 1086.9475 | 36.9475
2035 | 4 | 13 | 7 | 1123.6684 | 73.6684
2035 | 4 | 13 | 8 | 1135.8226 | 85.8226
2035 | 4 | 13 | 9 | 1140.2139 | 90.2139
2035 | 4 | 13 | 10 | 1149.0052 | 99.0052
2035 | 4 | 13 | 11 | 1157.0883 | 107.0883
2035 | 4 | 13 | 12 | 1162.1187 | 112.1187
2035 | 4 | 13 | 13 | 1165.3102 | 115.3102
2035 | 4 | 13 | 14 | 1163.3305 | 113.3305
2035 | 4 | 13 | 15 | 1156.2604 | 106.2604
2035 | 4 | 13 | 16 | 1144.3773 | 94.3773
2035 | 4 | 13 | 17 | 1132.8258 | 82.8258
2035 | 4 | 13 | 18 | 1112.607 | 62.607
2035 | 4 | 13 | 19 | 1110.371 | 60.371
2035 | 4 | 13 | 20 | 1123.4203 | 73.4203
2035 | 4 | 13 | 21 | 1102.225 | 52.225
2035 | 4 | 13 | 22 | 1079.2561 | 29.2561
2035 | 4 | 13 | 23 | 1048.9347 | 0
2035 | 4 | 14 | 0 | 1029.9934 | 0
2035 | 4 | 14 | 1 | 972.7609 | 0
2035 | 4 | 14 | 2 | 915.5283 | 0
2035 | 4 | 14 | 3 | 911.0412 | 0
2035 | 4 | 14 | 4 | 914.4642 | 0
2035 | 4 | 14 | 5 | 922.7192 | 0
2035 | 4 | 14 | 6 | 942.1146 | 0
2035 | 4 | 14 | 7 | 954.1607 | 0
2035 | 4 | 14 | 8 | 957.3771 | 0
2035 | 4 | 14 | 9 | 968.0118 | 0
2035 | 4 | 14 | 10 | 996.5774 | 0
2035 | 4 | 14 | 11 | 1014.0889 | 0
2035 | 4 | 14 | 12 | 1021.0071 | 0
2035 | 4 | 14 | 13 | 1027.3168 | 0
2035 | 4 | 14 | 14 | 1024.367 | 0
2035 | 4 | 14 | 15 | 1020.9304 | 0
2035 | 4 | 14 | 16 | 1014.0884 | 0
2035 | 4 | 14 | 17 | 1008.3173 | 0
2035 | 4 | 14 | 18 | 993.8869 | 0
2035 | 4 | 14 | 19 | 980.2325 | 0
2035 | 4 | 14 | 20 | 994.6875 | 0
2035 | 4 | 14 | 21 | 974.0944 | 0
2035 | 4 | 14 | 22 | 955.3403 | 0
2035 | 4 | 14 | 23 | 935.7176 | 0
2035 | 4 | 15 | 0 | 921.431 | 0
2035 | 4 | 15 | 1 | 895.6635 | 0
2035 | 4 | 15 | 2 | 882.6026 | 0
2035 | 4 | 15 | 3 | 872.3563 | 0
2035 | 4 | 15 | 4 | 867.9108 | 0
2035 | 4 | 15 | 5 | 868.1875 | 0
2035 | 4 | 15 | 6 | 874.6035 | 0
2035 | 4 | 15 | 7 | 876.2732 | 0
2035 | 4 | 15 | 8 | 872.1135 | 0
2035 | 4 | 15 | 9 | 884.2434 | 0
2035 | 4 | 15 | 10 | 907.3096 | 0
2035 | 4 | 15 | 11 | 927.765 | 0
2035 | 4 | 15 | 12 | 940.0145 | 0
2035 | 4 | 15 | 13 | 949.8688 | 0
2035 | 4 | 15 | 14 | 948.8472 | 0
2035 | 4 | 15 | 15 | 949.3739 | 0
2035 | 4 | 15 | 16 | 959.8864 | 0
2035 | 4 | 15 | 17 | 964.8221 | 0
2035 | 4 | 15 | 18 | 957.4126 | 0
2035 | 4 | 15 | 19 | 944.1795 | 0
2035 | 4 | 15 | 20 | 972.2187 | 0
2035 | 4 | 15 | 21 | 948.3361 | 0
2035 | 4 | 15 | 22 | 936.7775 | 0
2035 | 4 | 15 | 23 | 919.0598 | 0
2035 | 4 | 16 | 0 | 902.1319 | 0
2035 | 4 | 16 | 1 | 938.5026 | 0
2035 | 4 | 16 | 2 | 974.8732 | 0
2035 | 4 | 16 | 3 | 968.6145 | 0
2035 | 4 | 16 | 4 | 969.3609 | 0
2035 | 4 | 16 | 5 | 980.9512 | 0
2035 | 4 | 16 | 6 | 1019.3421 | 0
2035 | 4 | 16 | 7 | 1055.2192 | 5.2192
2035 | 4 | 16 | 8 | 1063.0299 | 13.0299
2035 | 4 | 16 | 9 | 1076.3729 | 26.3729
2035 | 4 | 16 | 10 | 1095.6565 | 45.6565
2035 | 4 | 16 | 11 | 1106.5698 | 56.5698
2035 | 4 | 16 | 12 | 1114.9001 | 64.9001
2035 | 4 | 16 | 13 | 1107.7501 | 57.7501
2035 | 4 | 16 | 14 | 1105.2833 | 55.2833
2035 | 4 | 16 | 15 | 1104.3048 | 54.3048
2035 | 4 | 16 | 16 | 1116.8706 | 66.8706
2035 | 4 | 16 | 17 | 1117.5807 | 67.5807
2035 | 4 | 16 | 18 | 1111.004 | 61.004
2035 | 4 | 16 | 19 | 1089.2047 | 39.2047
2035 | 4 | 16 | 20 | 1116.8447 | 66.8447
2035 | 4 | 16 | 21 | 1095.4787 | 45.4787
2035 | 4 | 16 | 22 | 1079.221 | 29.221
2035 | 4 | 16 | 23 | 1048.7487 | 0
2035 | 4 | 17 | 0 | 1024.0869 | 0
2035 | 4 | 17 | 1 | 999.2234 | 0
2035 | 4 | 17 | 2 | 986.5562 | 0
2035 | 4 | 17 | 3 | 980.9334 | 0
2035 | 4 | 17 | 4 | 981.2053 | 0
2035 | 4 | 17 | 5 | 993.008 | 0
2035 | 4 | 17 | 6 | 1022.9497 | 0
2035 | 4 | 17 | 7 | 1063.5782 | 13.5782
2035 | 4 | 17 | 8 | 1089.5845 | 39.5845
2035 | 4 | 17 | 9 | 1106.9852 | 56.9852
2035 | 4 | 17 | 10 | 1133.4154 | 83.4154
2035 | 4 | 17 | 11 | 1148.3143 | 98.3143
2035 | 4 | 17 | 12 | 1156.9408 | 106.9408
2035 | 4 | 17 | 13 | 1148.577 | 98.577
2035 | 4 | 17 | 14 | 1144.2435 | 94.2435
2035 | 4 | 17 | 15 | 1137.6306 | 87.6306
2035 | 4 | 17 | 16 | 1134.0529 | 84.0529
2035 | 4 | 17 | 17 | 1135.2966 | 85.2966
2035 | 4 | 17 | 18 | 1136.3194 | 86.3194
2035 | 4 | 17 | 19 | 1109.8701 | 59.8701
2035 | 4 | 17 | 20 | 1133.3891 | 83.3891
2035 | 4 | 17 | 21 | 1106.8453 | 56.8453
2035 | 4 | 17 | 22 | 1083.3911 | 33.3911
2035 | 4 | 17 | 23 | 1049.1058 | 0
2035 | 4 | 18 | 0 | 1023.1954 | 0
2035 | 4 | 18 | 1 | 1005.4297 | 0
2035 | 4 | 18 | 2 | 992.201 | 0
2035 | 4 | 18 | 3 | 984.1375 | 0
2035 | 4 | 18 | 4 | 985.084 | 0
2035 | 4 | 18 | 5 | 996.8231 | 0
2035 | 4 | 18 | 6 | 1027.3304 | 0
2035 | 4 | 18 | 7 | 1060.2045 | 10.2045
2035 | 4 | 18 | 8 | 1078.5866 | 28.5866
2035 | 4 | 18 | 9 | 1096.8971 | 46.8971
2035 | 4 | 18 | 10 | 1118.0593 | 68.0593
2035 | 4 | 18 | 11 | 1126.8223 | 76.8223
2035 | 4 | 18 | 12 | 1136.1244 | 86.1244
2035 | 4 | 18 | 13 | 1133.8558 | 83.8558
2035 | 4 | 18 | 14 | 1134.1056 | 84.1056
2035 | 4 | 18 | 15 | 1131.583 | 81.583
2035 | 4 | 18 | 16 | 1137.3305 | 87.3305
2035 | 4 | 18 | 17 | 1136.5936 | 86.5936
2035 | 4 | 18 | 18 | 1136.3948 | 86.3948
2035 | 4 | 18 | 19 | 1114.902 | 64.902
2035 | 4 | 18 | 20 | 1133.3844 | 83.3844
2035 | 4 | 18 | 21 | 1109.019 | 59.019
2035 | 4 | 18 | 22 | 1085.2718 | 35.2718
2035 | 4 | 18 | 23 | 1050.7119 | 0.71189
2035 | 4 | 19 | 0 | 1026.8915 | 0
2035 | 4 | 19 | 1 | 988.3671 | 0
2035 | 4 | 19 | 2 | 976.671 | 0
2035 | 4 | 19 | 3 | 968.839 | 0
2035 | 4 | 19 | 4 | 970.8443 | 0
2035 | 4 | 19 | 5 | 983.9784 | 0
2035 | 4 | 19 | 6 | 1017.5516 | 0
2035 | 4 | 19 | 7 | 1059.5478 | 9.5478
2035 | 4 | 19 | 8 | 1075.5553 | 25.5553
2035 | 4 | 19 | 9 | 1092.7797 | 42.7797
2035 | 4 | 19 | 10 | 1112.4467 | 62.4467
2035 | 4 | 19 | 11 | 1124.0263 | 74.0263
2035 | 4 | 19 | 12 | 1133.6492 | 83.6492
2035 | 4 | 19 | 13 | 1136.0338 | 86.0338
2035 | 4 | 19 | 14 | 1134.8978 | 84.8978
2035 | 4 | 19 | 15 | 1133.3748 | 83.3748
2035 | 4 | 19 | 16 | 1130.3033 | 80.3033
2035 | 4 | 19 | 17 | 1125.4241 | 75.4241
2035 | 4 | 19 | 18 | 1110.2918 | 60.2918
2035 | 4 | 19 | 19 | 1085.2294 | 35.2294
2035 | 4 | 19 | 20 | 1108.7293 | 58.7293
2035 | 4 | 19 | 21 | 1075.5489 | 25.5489
2035 | 4 | 19 | 22 | 1052.4847 | 2.4847
2035 | 4 | 19 | 23 | 1022.8993 | 0
2035 | 4 | 20 | 0 | 1002.7992 | 0
2035 | 4 | 20 | 1 | 967.3871 | 0
2035 | 4 | 20 | 2 | 956.2473 | 0
2035 | 4 | 20 | 3 | 953.3227 | 0
2035 | 4 | 20 | 4 | 959.1392 | 0
2035 | 4 | 20 | 5 | 975.3326 | 0
2035 | 4 | 20 | 6 | 1014.2328 | 0
2035 | 4 | 20 | 7 | 1056.8891 | 6.8891
2035 | 4 | 20 | 8 | 1072.0739 | 22.0739
2035 | 4 | 20 | 9 | 1086.4494 | 36.4494
2035 | 4 | 20 | 10 | 1100.3449 | 50.3449
2035 | 4 | 20 | 11 | 1107.9764 | 57.9764
2035 | 4 | 20 | 12 | 1113.3503 | 63.3503
2035 | 4 | 20 | 13 | 1111.1053 | 61.1053
2035 | 4 | 20 | 14 | 1109.9044 | 59.9044
2035 | 4 | 20 | 15 | 1107.0095 | 57.0095
2035 | 4 | 20 | 16 | 1098.9429 | 48.9429
2035 | 4 | 20 | 17 | 1090.7867 | 40.7867
2035 | 4 | 20 | 18 | 1074.2954 | 24.2954
2035 | 4 | 20 | 19 | 1062.3653 | 12.3653
2035 | 4 | 20 | 20 | 1069.6494 | 19.6494
2035 | 4 | 20 | 21 | 1053.7125 | 3.7125
2035 | 4 | 20 | 22 | 1030.8809 | 0
2035 | 4 | 20 | 23 | 1002.5083 | 0
2035 | 4 | 21 | 0 | 982.2502 | 0
2035 | 4 | 21 | 1 | 930.8018 | 0
2035 | 4 | 21 | 2 | 879.3534 | 0
2035 | 4 | 21 | 3 | 872.3213 | 0
2035 | 4 | 21 | 4 | 873.1823 | 0
2035 | 4 | 21 | 5 | 884.2495 | 0
2035 | 4 | 21 | 6 | 905.5622 | 0
2035 | 4 | 21 | 7 | 918.2976 | 0
2035 | 4 | 21 | 8 | 931.0331 | 0
2035 | 4 | 21 | 9 | 948.512 | 0
2035 | 4 | 21 | 10 | 972.3488 | 0
2035 | 4 | 21 | 11 | 985.2268 | 0
2035 | 4 | 21 | 12 | 993.9767 | 0
2035 | 4 | 21 | 13 | 989.0209 | 0
2035 | 4 | 21 | 14 | 986.8303 | 0
2035 | 4 | 21 | 15 | 982.5408 | 0
2035 | 4 | 21 | 16 | 983.6366 | 0
2035 | 4 | 21 | 17 | 992.9333 | 0
2035 | 4 | 21 | 18 | 980.8557 | 0
2035 | 4 | 21 | 19 | 961.7102 | 0
2035 | 4 | 21 | 20 | 967.5208 | 0
2035 | 4 | 21 | 21 | 950.4619 | 0
2035 | 4 | 21 | 22 | 924.9565 | 0
2035 | 4 | 21 | 23 | 899.1074 | 0
2035 | 4 | 22 | 0 | 879.044 | 0
2035 | 4 | 22 | 1 | 879.5088 | 0
2035 | 4 | 22 | 2 | 863.9573 | 0
2035 | 4 | 22 | 3 | 854.5216 | 0
2035 | 4 | 22 | 4 | 852.7227 | 0
2035 | 4 | 22 | 5 | 852.8991 | 0
2035 | 4 | 22 | 6 | 860.1921 | 0
2035 | 4 | 22 | 7 | 860.7405 | 0
2035 | 4 | 22 | 8 | 861.2889 | 0
2035 | 4 | 22 | 9 | 876.3759 | 0
2035 | 4 | 22 | 10 | 903.0262 | 0
2035 | 4 | 22 | 11 | 919.3415 | 0
2035 | 4 | 22 | 12 | 931.206 | 0
2035 | 4 | 22 | 13 | 933.9912 | 0
2035 | 4 | 22 | 14 | 930.9567 | 0
2035 | 4 | 22 | 15 | 936.5941 | 0
2035 | 4 | 22 | 16 | 945.9409 | 0
2035 | 4 | 22 | 17 | 952.7637 | 0
2035 | 4 | 22 | 18 | 952.5186 | 0
2035 | 4 | 22 | 19 | 939.7893 | 0
2035 | 4 | 22 | 20 | 961.0876 | 0
2035 | 4 | 22 | 21 | 946.5184 | 0
2035 | 4 | 22 | 22 | 929.9134 | 0
2035 | 4 | 22 | 23 | 907.5407 | 0
2035 | 4 | 23 | 0 | 889.7062 | 0
2035 | 4 | 23 | 1 | 930.0299 | 0
2035 | 4 | 23 | 2 | 916.7656 | 0
2035 | 4 | 23 | 3 | 911.231 | 0
2035 | 4 | 23 | 4 | 909.895 | 0
2035 | 4 | 23 | 5 | 923.4548 | 0
2035 | 4 | 23 | 6 | 960.7362 | 0
2035 | 4 | 23 | 7 | 1003.3039 | 0
2035 | 4 | 23 | 8 | 1021.6461 | 0
2035 | 4 | 23 | 9 | 1048.0411 | 0
2035 | 4 | 23 | 10 | 1072.0206 | 22.0206
2035 | 4 | 23 | 11 | 1086.3623 | 36.3623
2035 | 4 | 23 | 12 | 1097.9743 | 47.9743
2035 | 4 | 23 | 13 | 1093.5884 | 43.5884
2035 | 4 | 23 | 14 | 1091.3367 | 41.3367
2035 | 4 | 23 | 15 | 1095.195 | 45.195
2035 | 4 | 23 | 16 | 1108.8692 | 58.8692
2035 | 4 | 23 | 17 | 1112.0901 | 62.0901
2035 | 4 | 23 | 18 | 1106.2917 | 56.2917
2035 | 4 | 23 | 19 | 1077.5947 | 27.5947
2035 | 4 | 23 | 20 | 1082.165 | 32.165
2035 | 4 | 23 | 21 | 1059.2352 | 9.2352
2035 | 4 | 23 | 22 | 1037.5839 | 0
2035 | 4 | 23 | 23 | 1004.4078 | 0
2035 | 4 | 24 | 0 | 977.0691 | 0
2035 | 4 | 24 | 1 | 952.7976 | 0
2035 | 4 | 24 | 2 | 939.3711 | 0
2035 | 4 | 24 | 3 | 933.5545 | 0
2035 | 4 | 24 | 4 | 931.3527 | 0
2035 | 4 | 24 | 5 | 951.6071 | 0
2035 | 4 | 24 | 6 | 991.4134 | 0
2035 | 4 | 24 | 7 | 1044.1487 | 0
2035 | 4 | 24 | 8 | 1058.1629 | 8.1629
2035 | 4 | 24 | 9 | 1069.8694 | 19.8694
2035 | 4 | 24 | 10 | 1089.4319 | 39.4319
2035 | 4 | 24 | 11 | 1100.2971 | 50.2971
2035 | 4 | 24 | 12 | 1106.9705 | 56.9705
2035 | 4 | 24 | 13 | 1101.4751 | 51.4751
2035 | 4 | 24 | 14 | 1094.972 | 44.972
2035 | 4 | 24 | 15 | 1089.4827 | 39.4827
2035 | 4 | 24 | 16 | 1090.2964 | 40.2964
2035 | 4 | 24 | 17 | 1092.0011 | 42.0011
2035 | 4 | 24 | 18 | 1094.0923 | 44.0923
2035 | 4 | 24 | 19 | 1074.5862 | 24.5862
2035 | 4 | 24 | 20 | 1079.5688 | 29.5688
2035 | 4 | 24 | 21 | 1046.2508 | 0
2035 | 4 | 24 | 22 | 1017.9171 | 0
2035 | 4 | 24 | 23 | 981.3928 | 0
2035 | 4 | 25 | 0 | 954.2987 | 0
2035 | 4 | 25 | 1 | 953.5291 | 0
2035 | 4 | 25 | 2 | 941.7368 | 0
2035 | 4 | 25 | 3 | 937.6858 | 0
2035 | 4 | 25 | 4 | 941.2159 | 0
2035 | 4 | 25 | 5 | 959.7898 | 0
2035 | 4 | 25 | 6 | 990.797 | 0
2035 | 4 | 25 | 7 | 1022.9286 | 0
2035 | 4 | 25 | 8 | 1023.525 | 0
2035 | 4 | 25 | 9 | 1029.8565 | 0
2035 | 4 | 25 | 10 | 1044.2238 | 0
2035 | 4 | 25 | 11 | 1049.1279 | 0
2035 | 4 | 25 | 12 | 1049.1059 | 0
2035 | 4 | 25 | 13 | 1040.5669 | 0
2035 | 4 | 25 | 14 | 1035.2076 | 0
2035 | 4 | 25 | 15 | 1030.4065 | 0
2035 | 4 | 25 | 16 | 1042.9905 | 0
2035 | 4 | 25 | 17 | 1040.5241 | 0
2035 | 4 | 25 | 18 | 1045.8094 | 0
2035 | 4 | 25 | 19 | 1016.3048 | 0
2035 | 4 | 25 | 20 | 1030.9565 | 0
2035 | 4 | 25 | 21 | 1010.0465 | 0
2035 | 4 | 25 | 22 | 995.5415 | 0
2035 | 4 | 25 | 23 | 972.3476 | 0
2035 | 4 | 26 | 0 | 960.4227 | 0
2035 | 4 | 26 | 1 | 938.5435 | 0
2035 | 4 | 26 | 2 | 916.6642 | 0
2035 | 4 | 26 | 3 | 912.9302 | 0
2035 | 4 | 26 | 4 | 915.2138 | 0
2035 | 4 | 26 | 5 | 933.2722 | 0
2035 | 4 | 26 | 6 | 968.5955 | 0
2035 | 4 | 26 | 7 | 997.2489 | 0
2035 | 4 | 26 | 8 | 1025.9023 | 0
2035 | 4 | 26 | 9 | 1056.7003 | 6.7003
2035 | 4 | 26 | 10 | 1079.491 | 29.491
2035 | 4 | 26 | 11 | 1095.7654 | 45.7654
2035 | 4 | 26 | 12 | 1115.7149 | 65.7149
2035 | 4 | 26 | 13 | 1120.3106 | 70.3106
2035 | 4 | 26 | 14 | 1118.8563 | 68.8563
2035 | 4 | 26 | 15 | 1125.6461 | 75.6461
2035 | 4 | 26 | 16 | 1129.148 | 79.148
2035 | 4 | 26 | 17 | 1114.2981 | 64.2981
2035 | 4 | 26 | 18 | 1101.9584 | 51.9584
2035 | 4 | 26 | 19 | 1077.4406 | 27.4406
2035 | 4 | 26 | 20 | 1074.4258 | 24.4258
2035 | 4 | 26 | 21 | 1051.0006 | 1.0006
2035 | 4 | 26 | 22 | 1026.5159 | 0
2035 | 4 | 26 | 23 | 995.7496 | 0
2035 | 4 | 27 | 0 | 973.5582 | 0
2035 | 4 | 27 | 1 | 909.6458 | 0
2035 | 4 | 27 | 2 | 896.8104 | 0
2035 | 4 | 27 | 3 | 891.6578 | 0
2035 | 4 | 27 | 4 | 897.9093 | 0
2035 | 4 | 27 | 5 | 920.9827 | 0
2035 | 4 | 27 | 6 | 970.6576 | 0
2035 | 4 | 27 | 7 | 1030.0771 | 0
2035 | 4 | 27 | 8 | 1057.7345 | 7.7345
2035 | 4 | 27 | 9 | 1076.0619 | 26.0619
2035 | 4 | 27 | 10 | 1084.8186 | 34.8186
2035 | 4 | 27 | 11 | 1086.487 | 36.487
2035 | 4 | 27 | 12 | 1088.8341 | 38.8341
2035 | 4 | 27 | 13 | 1083.6035 | 33.6035
2035 | 4 | 27 | 14 | 1081.4056 | 31.4056
2035 | 4 | 27 | 15 | 1080.0328 | 30.0328
2035 | 4 | 27 | 16 | 1080.872 | 30.872
2035 | 4 | 27 | 17 | 1080.1483 | 30.1483
2035 | 4 | 27 | 18 | 1063.6919 | 13.6919
2035 | 4 | 27 | 19 | 1049.4112 | 0
2035 | 4 | 27 | 20 | 1054.2319 | 4.2319
2035 | 4 | 27 | 21 | 1042.919 | 0
2035 | 4 | 27 | 22 | 1011.5265 | 0
2035 | 4 | 27 | 23 | 972.1011 | 0
2035 | 4 | 28 | 0 | 944.9179 | 0
2035 | 4 | 28 | 1 | 901.4021 | 0
2035 | 4 | 28 | 2 | 857.8864 | 0
2035 | 4 | 28 | 3 | 856.9688 | 0
2035 | 4 | 28 | 4 | 861.5585 | 0
2035 | 4 | 28 | 5 | 872.9894 | 0
2035 | 4 | 28 | 6 | 887.8305 | 0
2035 | 4 | 28 | 7 | 895.9117 | 0
2035 | 4 | 28 | 8 | 886.7318 | 0
2035 | 4 | 28 | 9 | 888.7495 | 0
2035 | 4 | 28 | 10 | 894.0145 | 0
2035 | 4 | 28 | 11 | 904.6536 | 0
2035 | 4 | 28 | 12 | 921.3902 | 0
2035 | 4 | 28 | 13 | 915.7212 | 0
2035 | 4 | 28 | 14 | 905.8854 | 0
2035 | 4 | 28 | 15 | 897.2867 | 0
2035 | 4 | 28 | 16 | 900.8044 | 0
2035 | 4 | 28 | 17 | 894.0966 | 0
2035 | 4 | 28 | 18 | 884.2926 | 0
2035 | 4 | 28 | 19 | 870.4289 | 0
2035 | 4 | 28 | 20 | 883.719 | 0
2035 | 4 | 28 | 21 | 885.2747 | 0
2035 | 4 | 28 | 22 | 879.3384 | 0
2035 | 4 | 28 | 23 | 873.0475 | 0
2035 | 4 | 29 | 0 | 867.4408 | 0
2035 | 4 | 29 | 1 | 836.0689 | 0
2035 | 4 | 29 | 2 | 820.3804 | 0
2035 | 4 | 29 | 3 | 810.4193 | 0
2035 | 4 | 29 | 4 | 803.5362 | 0
2035 | 4 | 29 | 5 | 808.715 | 0
2035 | 4 | 29 | 6 | 812.8714 | 0
2035 | 4 | 29 | 7 | 819.4072 | 0
2035 | 4 | 29 | 8 | 825.943 | 0
2035 | 4 | 29 | 9 | 852.8591 | 0
2035 | 4 | 29 | 10 | 880.007 | 0
2035 | 4 | 29 | 11 | 895.6709 | 0
2035 | 4 | 29 | 12 | 909.1335 | 0
2035 | 4 | 29 | 13 | 910.5355 | 0
2035 | 4 | 29 | 14 | 908.1429 | 0
2035 | 4 | 29 | 15 | 916.3719 | 0
2035 | 4 | 29 | 16 | 933.0918 | 0
2035 | 4 | 29 | 17 | 936.893 | 0
2035 | 4 | 29 | 18 | 933.3183 | 0
2035 | 4 | 29 | 19 | 907.2145 | 0
2035 | 4 | 29 | 20 | 931.3306 | 0
2035 | 4 | 29 | 21 | 917.9891 | 0
2035 | 4 | 29 | 22 | 890.326 | 0
2035 | 4 | 29 | 23 | 865.1276 | 0
2035 | 4 | 30 | 0 | 839.0264 | 0
2035 | 4 | 30 | 1 | 873.5266 | 0
2035 | 4 | 30 | 2 | 880.6953 | 0
2035 | 4 | 30 | 3 | 876.3717 | 0
2035 | 4 | 30 | 4 | 875.4653 | 0
2035 | 4 | 30 | 5 | 891.2251 | 0
2035 | 4 | 30 | 6 | 927.6197 | 0
2035 | 4 | 30 | 7 | 967.9462 | 0
2035 | 4 | 30 | 8 | 985.8225 | 0
2035 | 4 | 30 | 9 | 1014.3344 | 0
2035 | 4 | 30 | 10 | 1038.002 | 0
2035 | 4 | 30 | 11 | 1050.8389 | 0.83893
2035 | 4 | 30 | 12 | 1063.4482 | 13.4482
2035 | 4 | 30 | 13 | 1057.9884 | 7.9884
2035 | 4 | 30 | 14 | 1056.8371 | 6.8371
2035 | 4 | 30 | 15 | 1062.8786 | 12.8786
2035 | 4 | 30 | 16 | 1078.9024 | 28.9024
2035 | 4 | 30 | 17 | 1087.4952 | 37.4952
2035 | 4 | 30 | 18 | 1088.0545 | 38.0545
2035 | 4 | 30 | 19 | 1056.7838 | 6.7838
2035 | 4 | 30 | 20 | 1056.3677 | 6.3677
2035 | 4 | 30 | 21 | 1036.528 | 0
2035 | 4 | 30 | 22 | 1013.8035 | 0
2035 | 4 | 30 | 23 | 978.7125 | 0
2035 | 5 | 1 | 0 | 950.2561 | 0
2035 | 5 | 1 | 1 | 911.0917 | 0
2035 | 5 | 1 | 2 | 869.4653 | 0
2035 | 5 | 1 | 3 | 866.7741 | 0
2035 | 5 | 1 | 4 | 870.5031 | 0
2035 | 5 | 1 | 5 | 891.3314 | 0
2035 | 5 | 1 | 6 | 912.1598 | 0
2035 | 5 | 1 | 7 | 960.913 | 0
2035 | 5 | 1 | 8 | 990.8926 | 0
2035 | 5 | 1 | 9 | 1008.7938 | 8.7938
2035 | 5 | 1 | 10 | 1028.32 | 28.32
2035 | 5 | 1 | 11 | 1039.0822 | 39.0822
2035 | 5 | 1 | 12 | 1045.5747 | 45.5747
2035 | 5 | 1 | 13 | 1039.495 | 39.495
2035 | 5 | 1 | 14 | 1035.467 | 35.467
2035 | 5 | 1 | 15 | 1038.3492 | 38.3492
2035 | 5 | 1 | 16 | 1045.6271 | 45.6271
2035 | 5 | 1 | 17 | 1047.8238 | 47.8238
2035 | 5 | 1 | 18 | 1052.3343 | 52.3343
2035 | 5 | 1 | 19 | 1023.4567 | 23.4567
2035 | 5 | 1 | 20 | 1022.8327 | 22.8327
2035 | 5 | 1 | 21 | 1002.4195 | 2.4195
2035 | 5 | 1 | 22 | 981.7028 | 0
2035 | 5 | 1 | 23 | 948.1046 | 0
2035 | 5 | 2 | 0 | 922.4807 | 0
2035 | 5 | 2 | 1 | 894.2486 | 0
2035 | 5 | 2 | 2 | 854.1539 | 0
2035 | 5 | 2 | 3 | 852.1842 | 0
2035 | 5 | 2 | 4 | 854.2744 | 0
2035 | 5 | 2 | 5 | 864.8657 | 0
2035 | 5 | 2 | 6 | 893.9249 | 0
2035 | 5 | 2 | 7 | 923.0076 | 0
2035 | 5 | 2 | 8 | 950.454 | 0
2035 | 5 | 2 | 9 | 974.0617 | 0
2035 | 5 | 2 | 10 | 988.3227 | 0
2035 | 5 | 2 | 11 | 995.8971 | 0
2035 | 5 | 2 | 12 | 1002.0582 | 2.0582
2035 | 5 | 2 | 13 | 996.2713 | 0
2035 | 5 | 2 | 14 | 990.2482 | 0
2035 | 5 | 2 | 15 | 995.7027 | 0
2035 | 5 | 2 | 16 | 1010.3845 | 10.3845
2035 | 5 | 2 | 17 | 1014.5833 | 14.5833
2035 | 5 | 2 | 18 | 1009.8055 | 9.8055
2035 | 5 | 2 | 19 | 991.4732 | 0
2035 | 5 | 2 | 20 | 985.5836 | 0
2035 | 5 | 2 | 21 | 962.4742 | 0
2035 | 5 | 2 | 22 | 943.0784 | 0
2035 | 5 | 2 | 23 | 913.8044 | 0
2035 | 5 | 3 | 0 | 891.0547 | 0
2035 | 5 | 3 | 1 | 870.7801 | 0
2035 | 5 | 3 | 2 | 822.3643 | 0
2035 | 5 | 3 | 3 | 817.9492 | 0
2035 | 5 | 3 | 4 | 818.7655 | 0
2035 | 5 | 3 | 5 | 826.0501 | 0
2035 | 5 | 3 | 6 | 856.0308 | 0
2035 | 5 | 3 | 7 | 884.9804 | 0
2035 | 5 | 3 | 8 | 897.8689 | 0
2035 | 5 | 3 | 9 | 909.2103 | 0
2035 | 5 | 3 | 10 | 916.9031 | 0
2035 | 5 | 3 | 11 | 923.6653 | 0
2035 | 5 | 3 | 12 | 933.7447 | 0
2035 | 5 | 3 | 13 | 933.4674 | 0
2035 | 5 | 3 | 14 | 929.9471 | 0
2035 | 5 | 3 | 15 | 936.7669 | 0
2035 | 5 | 3 | 16 | 945.0179 | 0
2035 | 5 | 3 | 17 | 941.5467 | 0
2035 | 5 | 3 | 18 | 923.7042 | 0
2035 | 5 | 3 | 19 | 897.3033 | 0
2035 | 5 | 3 | 20 | 907.7734 | 0
2035 | 5 | 3 | 21 | 893.4296 | 0
2035 | 5 | 3 | 22 | 868.295 | 0
2035 | 5 | 3 | 23 | 847.9923 | 0
2035 | 5 | 4 | 0 | 830.3549 | 0
2035 | 5 | 4 | 1 | 842.2183 | 0
2035 | 5 | 4 | 2 | 805.6986 | 0
2035 | 5 | 4 | 3 | 803.8899 | 0
2035 | 5 | 4 | 4 | 808.4051 | 0
2035 | 5 | 4 | 5 | 814.5196 | 0
2035 | 5 | 4 | 6 | 836.8373 | 0
2035 | 5 | 4 | 7 | 863.8758 | 0
2035 | 5 | 4 | 8 | 868.7543 | 0
2035 | 5 | 4 | 9 | 886.0906 | 0
2035 | 5 | 4 | 10 | 906.5965 | 0
2035 | 5 | 4 | 11 | 917.7613 | 0
2035 | 5 | 4 | 12 | 925.1896 | 0
2035 | 5 | 4 | 13 | 921.2006 | 0
2035 | 5 | 4 | 14 | 921.6887 | 0
2035 | 5 | 4 | 15 | 921.4833 | 0
2035 | 5 | 4 | 16 | 910.3075 | 0
2035 | 5 | 4 | 17 | 899.9491 | 0
2035 | 5 | 4 | 18 | 889.0768 | 0
2035 | 5 | 4 | 19 | 872.7038 | 0
2035 | 5 | 4 | 20 | 876.0867 | 0
2035 | 5 | 4 | 21 | 863.0871 | 0
2035 | 5 | 4 | 22 | 851.081 | 0
2035 | 5 | 4 | 23 | 838.0231 | 0
2035 | 5 | 5 | 0 | 825.5781 | 0
2035 | 5 | 5 | 1 | 789.441 | 0
2035 | 5 | 5 | 2 | 753.304 | 0
2035 | 5 | 5 | 3 | 753.1436 | 0
2035 | 5 | 5 | 4 | 753.1021 | 0
2035 | 5 | 5 | 5 | 748.6491 | 0
2035 | 5 | 5 | 6 | 749.0654 | 0
2035 | 5 | 5 | 7 | 757.3829 | 0
2035 | 5 | 5 | 8 | 758.4336 | 0
2035 | 5 | 5 | 9 | 760.5018 | 0
2035 | 5 | 5 | 10 | 762.5829 | 0
2035 | 5 | 5 | 11 | 772.9362 | 0
2035 | 5 | 5 | 12 | 784.9705 | 0
2035 | 5 | 5 | 13 | 784.2782 | 0
2035 | 5 | 5 | 14 | 785.0192 | 0
2035 | 5 | 5 | 15 | 784.1269 | 0
2035 | 5 | 5 | 16 | 782.1185 | 0
2035 | 5 | 5 | 17 | 777.4333 | 0
2035 | 5 | 5 | 18 | 771.9199 | 0
2035 | 5 | 5 | 19 | 763.2025 | 0
2035 | 5 | 5 | 20 | 758.1033 | 0
2035 | 5 | 5 | 21 | 750.3335 | 0
2035 | 5 | 5 | 22 | 755.3872 | 0
2035 | 5 | 5 | 23 | 756.2633 | 0
2035 | 5 | 6 | 0 | 754.2555 | 0
2035 | 5 | 6 | 1 | 721.7908 | 0
2035 | 5 | 6 | 2 | 708.7343 | 0
2035 | 5 | 6 | 3 | 702.8784 | 0
2035 | 5 | 6 | 4 | 697.0938 | 0
2035 | 5 | 6 | 5 | 691.8847 | 0
2035 | 5 | 6 | 6 | 689.1554 | 0
2035 | 5 | 6 | 7 | 689.6261 | 0
2035 | 5 | 6 | 8 | 708.5008 | 0
2035 | 5 | 6 | 9 | 734.4567 | 0
2035 | 5 | 6 | 10 | 750.0075 | 0
2035 | 5 | 6 | 11 | 765.7103 | 0
2035 | 5 | 6 | 12 | 777.0748 | 0
2035 | 5 | 6 | 13 | 781.6225 | 0
2035 | 5 | 6 | 14 | 782.8409 | 0
2035 | 5 | 6 | 15 | 789.5972 | 0
2035 | 5 | 6 | 16 | 800.0641 | 0
2035 | 5 | 6 | 17 | 806.8649 | 0
2035 | 5 | 6 | 18 | 811.0566 | 0
2035 | 5 | 6 | 19 | 799.6941 | 0
2035 | 5 | 6 | 20 | 791.5211 | 0
2035 | 5 | 6 | 21 | 778.3917 | 0
2035 | 5 | 6 | 22 | 764.4703 | 0
2035 | 5 | 6 | 23 | 753.544 | 0
2035 | 5 | 7 | 0 | 736.5645 | 0
2035 | 5 | 7 | 1 | 749.5157 | 0
2035 | 5 | 7 | 2 | 736.8542 | 0
2035 | 5 | 7 | 3 | 731.8529 | 0
2035 | 5 | 7 | 4 | 728.6081 | 0
2035 | 5 | 7 | 5 | 739.5156 | 0
2035 | 5 | 7 | 6 | 770.0377 | 0
2035 | 5 | 7 | 7 | 812.7234 | 0
2035 | 5 | 7 | 8 | 837.1761 | 0
2035 | 5 | 7 | 9 | 868.1363 | 0
2035 | 5 | 7 | 10 | 892.137 | 0
2035 | 5 | 7 | 11 | 908.1728 | 0
2035 | 5 | 7 | 12 | 919.6452 | 0
2035 | 5 | 7 | 13 | 919.3239 | 0
2035 | 5 | 7 | 14 | 916.6893 | 0
2035 | 5 | 7 | 15 | 922.0618 | 0
2035 | 5 | 7 | 16 | 932.2013 | 0
2035 | 5 | 7 | 17 | 932.2803 | 0
2035 | 5 | 7 | 18 | 922.6002 | 0
2035 | 5 | 7 | 19 | 895.3731 | 0
2035 | 5 | 7 | 20 | 883.9049 | 0
2035 | 5 | 7 | 21 | 860.9956 | 0
2035 | 5 | 7 | 22 | 839.5316 | 0
2035 | 5 | 7 | 23 | 811.6034 | 0
2035 | 5 | 8 | 0 | 787.805 | 0
2035 | 5 | 8 | 1 | 779.3554 | 0
2035 | 5 | 8 | 2 | 767.9758 | 0
2035 | 5 | 8 | 3 | 763.6178 | 0
2035 | 5 | 8 | 4 | 761.2489 | 0
2035 | 5 | 8 | 5 | 769.2758 | 0
2035 | 5 | 8 | 6 | 792.3929 | 0
2035 | 5 | 8 | 7 | 836.7852 | 0
2035 | 5 | 8 | 8 | 862.7092 | 0
2035 | 5 | 8 | 9 | 890.9591 | 0
2035 | 5 | 8 | 10 | 912.7738 | 0
2035 | 5 | 8 | 11 | 933.3888 | 0
2035 | 5 | 8 | 12 | 951.6564 | 0
2035 | 5 | 8 | 13 | 959.0807 | 0
2035 | 5 | 8 | 14 | 960.2166 | 0
2035 | 5 | 8 | 15 | 970.1533 | 0
2035 | 5 | 8 | 16 | 971.7115 | 0
2035 | 5 | 8 | 17 | 964.7146 | 0
2035 | 5 | 8 | 18 | 958.3782 | 0
2035 | 5 | 8 | 19 | 937.4669 | 0
2035 | 5 | 8 | 20 | 912.3894 | 0
2035 | 5 | 8 | 21 | 887.6412 | 0
2035 | 5 | 8 | 22 | 862.2541 | 0
2035 | 5 | 8 | 23 | 832.6282 | 0
2035 | 5 | 9 | 0 | 808.5365 | 0
2035 | 5 | 9 | 1 | 796.0382 | 0
2035 | 5 | 9 | 2 | 783.1608 | 0
2035 | 5 | 9 | 3 | 778.7255 | 0
2035 | 5 | 9 | 4 | 775.539 | 0
2035 | 5 | 9 | 5 | 781.9059 | 0
2035 | 5 | 9 | 6 | 802.3278 | 0
2035 | 5 | 9 | 7 | 833.0654 | 0
2035 | 5 | 9 | 8 | 859.241 | 0
2035 | 5 | 9 | 9 | 883.8525 | 0
2035 | 5 | 9 | 10 | 907.9698 | 0
2035 | 5 | 9 | 11 | 922.9766 | 0
2035 | 5 | 9 | 12 | 936.9852 | 0
2035 | 5 | 9 | 13 | 940.6902 | 0
2035 | 5 | 9 | 14 | 942.2183 | 0
2035 | 5 | 9 | 15 | 951.7766 | 0
2035 | 5 | 9 | 16 | 963.6696 | 0
2035 | 5 | 9 | 17 | 961.8938 | 0
2035 | 5 | 9 | 18 | 956.7873 | 0
2035 | 5 | 9 | 19 | 928.866 | 0
2035 | 5 | 9 | 20 | 912.8956 | 0
2035 | 5 | 9 | 21 | 893.555 | 0
2035 | 5 | 9 | 22 | 874.659 | 0
2035 | 5 | 9 | 23 | 848.3823 | 0
2035 | 5 | 10 | 0 | 823.0793 | 0
2035 | 5 | 10 | 1 | 765.8578 | 0
2035 | 5 | 10 | 2 | 748.9971 | 0
2035 | 5 | 10 | 3 | 743.9266 | 0
2035 | 5 | 10 | 4 | 742.7277 | 0
2035 | 5 | 10 | 5 | 761.9966 | 0
2035 | 5 | 10 | 6 | 801.5135 | 0
2035 | 5 | 10 | 7 | 847.4015 | 0
2035 | 5 | 10 | 8 | 866.7585 | 0
2035 | 5 | 10 | 9 | 886.9817 | 0
2035 | 5 | 10 | 10 | 895.7961 | 0
2035 | 5 | 10 | 11 | 906.1696 | 0
2035 | 5 | 10 | 12 | 915.4898 | 0
2035 | 5 | 10 | 13 | 915.3518 | 0
2035 | 5 | 10 | 14 | 909.8679 | 0
2035 | 5 | 10 | 15 | 910.7449 | 0
2035 | 5 | 10 | 16 | 914.2529 | 0
2035 | 5 | 10 | 17 | 913.5019 | 0
2035 | 5 | 10 | 18 | 910.4784 | 0
2035 | 5 | 10 | 19 | 896.2874 | 0
2035 | 5 | 10 | 20 | 887.6956 | 0
2035 | 5 | 10 | 21 | 866.2855 | 0
2035 | 5 | 10 | 22 | 833.6247 | 0
2035 | 5 | 10 | 23 | 799.1263 | 0
2035 | 5 | 11 | 0 | 770.4143 | 0
2035 | 5 | 11 | 1 | 786.6442 | 0
2035 | 5 | 11 | 2 | 775.7519 | 0
2035 | 5 | 11 | 3 | 772.5881 | 0
2035 | 5 | 11 | 4 | 777.319 | 0
2035 | 5 | 11 | 5 | 791.924 | 0
2035 | 5 | 11 | 6 | 825.8853 | 0
2035 | 5 | 11 | 7 | 864.8633 | 0
2035 | 5 | 11 | 8 | 875.493 | 0
2035 | 5 | 11 | 9 | 889.6032 | 0
2035 | 5 | 11 | 10 | 900.991 | 0
2035 | 5 | 11 | 11 | 911.5971 | 0
2035 | 5 | 11 | 12 | 920.3965 | 0
2035 | 5 | 11 | 13 | 922.7989 | 0
2035 | 5 | 11 | 14 | 921.2754 | 0
2035 | 5 | 11 | 15 | 923.7585 | 0
2035 | 5 | 11 | 16 | 921.3487 | 0
2035 | 5 | 11 | 17 | 922.9029 | 0
2035 | 5 | 11 | 18 | 920.5055 | 0
2035 | 5 | 11 | 19 | 898.0537 | 0
2035 | 5 | 11 | 20 | 883.7481 | 0
2035 | 5 | 11 | 21 | 857.3605 | 0
2035 | 5 | 11 | 22 | 838.9559 | 0
2035 | 5 | 11 | 23 | 817.3254 | 0
2035 | 5 | 12 | 0 | 798.2193 | 0
2035 | 5 | 12 | 1 | 751.0114 | 0
2035 | 5 | 12 | 2 | 703.8035 | 0
2035 | 5 | 12 | 3 | 699.6917 | 0
2035 | 5 | 12 | 4 | 699.5061 | 0
2035 | 5 | 12 | 5 | 703.1584 | 0
2035 | 5 | 12 | 6 | 716.9501 | 0
2035 | 5 | 12 | 7 | 730.7419 | 0
2035 | 5 | 12 | 8 | 750.9412 | 0
2035 | 5 | 12 | 9 | 770.7099 | 0
2035 | 5 | 12 | 10 | 784.7559 | 0
2035 | 5 | 12 | 11 | 794.3761 | 0
2035 | 5 | 12 | 12 | 801.0784 | 0
2035 | 5 | 12 | 13 | 793.6733 | 0
2035 | 5 | 12 | 14 | 787.692 | 0
2035 | 5 | 12 | 15 | 784.5471 | 0
2035 | 5 | 12 | 16 | 781.219 | 0
2035 | 5 | 12 | 17 | 774.8934 | 0
2035 | 5 | 12 | 18 | 776.3808 | 0
2035 | 5 | 12 | 19 | 765.3407 | 0
2035 | 5 | 12 | 20 | 771.0937 | 0
2035 | 5 | 12 | 21 | 757.9523 | 0
2035 | 5 | 12 | 22 | 748.3408 | 0
2035 | 5 | 12 | 23 | 734.9285 | 0
2035 | 5 | 13 | 0 | 721.3153 | 0
2035 | 5 | 13 | 1 | 709.3789 | 0
2035 | 5 | 13 | 2 | 696.596 | 0
2035 | 5 | 13 | 3 | 691.0037 | 0
2035 | 5 | 13 | 4 | 687.0519 | 0
2035 | 5 | 13 | 5 | 685.9439 | 0
2035 | 5 | 13 | 6 | 690.552 | 0
2035 | 5 | 13 | 7 | 697.2281 | 0
2035 | 5 | 13 | 8 | 708.55 | 0
2035 | 5 | 13 | 9 | 726.6752 | 0
2035 | 5 | 13 | 10 | 739.4416 | 0
2035 | 5 | 13 | 11 | 752.7136 | 0
2035 | 5 | 13 | 12 | 767.5999 | 0
2035 | 5 | 13 | 13 | 768.0664 | 0
2035 | 5 | 13 | 14 | 765.4949 | 0
2035 | 5 | 13 | 15 | 769.4011 | 0
2035 | 5 | 13 | 16 | 777.9553 | 0
2035 | 5 | 13 | 17 | 782.2951 | 0
2035 | 5 | 13 | 18 | 782.5711 | 0
2035 | 5 | 13 | 19 | 774.0514 | 0
2035 | 5 | 13 | 20 | 772.583 | 0
2035 | 5 | 13 | 21 | 761.4353 | 0
2035 | 5 | 13 | 22 | 747.233 | 0
2035 | 5 | 13 | 23 | 733.2599 | 0
2035 | 5 | 14 | 0 | 716.2342 | 0
2035 | 5 | 14 | 1 | 736.1313 | 0
2035 | 5 | 14 | 2 | 723.8858 | 0
2035 | 5 | 14 | 3 | 722.3933 | 0
2035 | 5 | 14 | 4 | 722.1643 | 0
2035 | 5 | 14 | 5 | 738.4948 | 0
2035 | 5 | 14 | 6 | 776.7283 | 0
2035 | 5 | 14 | 7 | 824.1084 | 0
2035 | 5 | 14 | 8 | 851.8311 | 0
2035 | 5 | 14 | 9 | 872.7017 | 0
2035 | 5 | 14 | 10 | 887.0546 | 0
2035 | 5 | 14 | 11 | 899.6535 | 0
2035 | 5 | 14 | 12 | 908.9193 | 0
2035 | 5 | 14 | 13 | 907.2097 | 0
2035 | 5 | 14 | 14 | 902.0266 | 0
2035 | 5 | 14 | 15 | 906.3167 | 0
2035 | 5 | 14 | 16 | 916.3278 | 0
2035 | 5 | 14 | 17 | 915.2874 | 0
2035 | 5 | 14 | 18 | 905.483 | 0
2035 | 5 | 14 | 19 | 886.1703 | 0
2035 | 5 | 14 | 20 | 878.3893 | 0
2035 | 5 | 14 | 21 | 857.5721 | 0
2035 | 5 | 14 | 22 | 834.7886 | 0
2035 | 5 | 14 | 23 | 802.7907 | 0
2035 | 5 | 15 | 0 | 774.0621 | 0
2035 | 5 | 15 | 1 | 778.3556 | 0
2035 | 5 | 15 | 2 | 765.8069 | 0
2035 | 5 | 15 | 3 | 763.3495 | 0
2035 | 5 | 15 | 4 | 760.2847 | 0
2035 | 5 | 15 | 5 | 774.3321 | 0
2035 | 5 | 15 | 6 | 804.3175 | 0
2035 | 5 | 15 | 7 | 853.6942 | 0
2035 | 5 | 15 | 8 | 886.1821 | 0
2035 | 5 | 15 | 9 | 908.0282 | 0
2035 | 5 | 15 | 10 | 910.8227 | 0
2035 | 5 | 15 | 11 | 920.6186 | 0
2035 | 5 | 15 | 12 | 928.5956 | 0
2035 | 5 | 15 | 13 | 925.045 | 0
2035 | 5 | 15 | 14 | 918.5643 | 0
2035 | 5 | 15 | 15 | 920.5214 | 0
2035 | 5 | 15 | 16 | 918.7856 | 0
2035 | 5 | 15 | 17 | 915.8139 | 0
2035 | 5 | 15 | 18 | 915.0822 | 0
2035 | 5 | 15 | 19 | 896.998 | 0
2035 | 5 | 15 | 20 | 880.8244 | 0
2035 | 5 | 15 | 21 | 858.1333 | 0
2035 | 5 | 15 | 22 | 833.0788 | 0
2035 | 5 | 15 | 23 | 806.4057 | 0
2035 | 5 | 16 | 0 | 781.262 | 0
2035 | 5 | 16 | 1 | 779.514 | 0
2035 | 5 | 16 | 2 | 767.3221 | 0
2035 | 5 | 16 | 3 | 763.1229 | 0
2035 | 5 | 16 | 4 | 760.7859 | 0
2035 | 5 | 16 | 5 | 774.054 | 0
2035 | 5 | 16 | 6 | 805.463 | 0
2035 | 5 | 16 | 7 | 845.4825 | 0
2035 | 5 | 16 | 8 | 871.7864 | 0
2035 | 5 | 16 | 9 | 894.3162 | 0
2035 | 5 | 16 | 10 | 904.0029 | 0
2035 | 5 | 16 | 11 | 915.0701 | 0
2035 | 5 | 16 | 12 | 926.2827 | 0
2035 | 5 | 16 | 13 | 925.5874 | 0
2035 | 5 | 16 | 14 | 922.6472 | 0
2035 | 5 | 16 | 15 | 927.5017 | 0
2035 | 5 | 16 | 16 | 938.8367 | 0
2035 | 5 | 16 | 17 | 942.0145 | 0
2035 | 5 | 16 | 18 | 942.009 | 0
2035 | 5 | 16 | 19 | 922.0781 | 0
2035 | 5 | 16 | 20 | 906.6408 | 0
2035 | 5 | 16 | 21 | 884.5573 | 0
2035 | 5 | 16 | 22 | 857.7607 | 0
2035 | 5 | 16 | 23 | 827.2419 | 0
2035 | 5 | 17 | 0 | 798.5081 | 0
2035 | 5 | 17 | 1 | 780.4391 | 0
2035 | 5 | 17 | 2 | 767.9779 | 0
2035 | 5 | 17 | 3 | 763.4393 | 0
2035 | 5 | 17 | 4 | 762.9549 | 0
2035 | 5 | 17 | 5 | 775.303 | 0
2035 | 5 | 17 | 6 | 810.5916 | 0
2035 | 5 | 17 | 7 | 855.2503 | 0
2035 | 5 | 17 | 8 | 874.6064 | 0
2035 | 5 | 17 | 9 | 900.3565 | 0
2035 | 5 | 17 | 10 | 909.8691 | 0
2035 | 5 | 17 | 11 | 927.2065 | 0
2035 | 5 | 17 | 12 | 940.8034 | 0
2035 | 5 | 17 | 13 | 946.4758 | 0
2035 | 5 | 17 | 14 | 947.1998 | 0
2035 | 5 | 17 | 15 | 954.7881 | 0
2035 | 5 | 17 | 16 | 961.6333 | 0
2035 | 5 | 17 | 17 | 955.4219 | 0
2035 | 5 | 17 | 18 | 940.7681 | 0
2035 | 5 | 17 | 19 | 921.3383 | 0
2035 | 5 | 17 | 20 | 904.0326 | 0
2035 | 5 | 17 | 21 | 889.0578 | 0
2035 | 5 | 17 | 22 | 864.0592 | 0
2035 | 5 | 17 | 23 | 836.982 | 0
2035 | 5 | 18 | 0 | 810.8807 | 0
2035 | 5 | 18 | 1 | 773.9362 | 0
2035 | 5 | 18 | 2 | 736.9917 | 0
2035 | 5 | 18 | 3 | 735.315 | 0
2035 | 5 | 18 | 4 | 742.4219 | 0
2035 | 5 | 18 | 5 | 759.0328 | 0
2035 | 5 | 18 | 6 | 798.1368 | 0
2035 | 5 | 18 | 7 | 846.6851 | 0
2035 | 5 | 18 | 8 | 864.5896 | 0
2035 | 5 | 18 | 9 | 879.5033 | 0
2035 | 5 | 18 | 10 | 887.5512 | 0
2035 | 5 | 18 | 11 | 896.4873 | 0
2035 | 5 | 18 | 12 | 902.0113 | 0
2035 | 5 | 18 | 13 | 905.1454 | 0
2035 | 5 | 18 | 14 | 903.9846 | 0
2035 | 5 | 18 | 15 | 907.2956 | 0
2035 | 5 | 18 | 16 | 911.3523 | 0
2035 | 5 | 18 | 17 | 905.2032 | 0
2035 | 5 | 18 | 18 | 886.646 | 0
2035 | 5 | 18 | 19 | 876.0059 | 0
2035 | 5 | 18 | 20 | 875.6961 | 0
2035 | 5 | 18 | 21 | 866.1429 | 0
2035 | 5 | 18 | 22 | 843.1731 | 0
2035 | 5 | 18 | 23 | 811.3909 | 0
2035 | 5 | 19 | 0 | 785.0933 | 0
2035 | 5 | 19 | 1 | 742.1409 | 0
2035 | 5 | 19 | 2 | 699.1885 | 0
2035 | 5 | 19 | 3 | 693.851 | 0
2035 | 5 | 19 | 4 | 692.4674 | 0
2035 | 5 | 19 | 5 | 695.2472 | 0
2035 | 5 | 19 | 6 | 709.135 | 0
2035 | 5 | 19 | 7 | 723.0227 | 0
2035 | 5 | 19 | 8 | 743.0983 | 0
2035 | 5 | 19 | 9 | 762.8694 | 0
2035 | 5 | 19 | 10 | 776.2526 | 0
2035 | 5 | 19 | 11 | 787.2155 | 0
2035 | 5 | 19 | 12 | 799.1234 | 0
2035 | 5 | 19 | 13 | 796.2958 | 0
2035 | 5 | 19 | 14 | 791.6934 | 0
2035 | 5 | 19 | 15 | 790.679 | 0
2035 | 5 | 19 | 16 | 793.9327 | 0
2035 | 5 | 19 | 17 | 796.8087 | 0
2035 | 5 | 19 | 18 | 794.6153 | 0
2035 | 5 | 19 | 19 | 782.1157 | 0
2035 | 5 | 19 | 20 | 775.8219 | 0
2035 | 5 | 19 | 21 | 764.4207 | 0
2035 | 5 | 19 | 22 | 754.3622 | 0
2035 | 5 | 19 | 23 | 740.8809 | 0
2035 | 5 | 20 | 0 | 727.5142 | 0
2035 | 5 | 20 | 1 | 702.8022 | 0
2035 | 5 | 20 | 2 | 688.4475 | 0
2035 | 5 | 20 | 3 | 681.8233 | 0
2035 | 5 | 20 | 4 | 675.2306 | 0
2035 | 5 | 20 | 5 | 670.7042 | 0
2035 | 5 | 20 | 6 | 666.4113 | 0
2035 | 5 | 20 | 7 | 674.2941 | 0
2035 | 5 | 20 | 8 | 691.261 | 0
2035 | 5 | 20 | 9 | 718.5177 | 0
2035 | 5 | 20 | 10 | 732.1535 | 0
2035 | 5 | 20 | 11 | 746.8041 | 0
2035 | 5 | 20 | 12 | 766.8057 | 0
2035 | 5 | 20 | 13 | 773.4445 | 0
2035 | 5 | 20 | 14 | 776.8335 | 0
2035 | 5 | 20 | 15 | 786.9311 | 0
2035 | 5 | 20 | 16 | 798.5874 | 0
2035 | 5 | 20 | 17 | 805.1075 | 0
2035 | 5 | 20 | 18 | 807.7728 | 0
2035 | 5 | 20 | 19 | 791.2207 | 0
2035 | 5 | 20 | 20 | 781.6264 | 0
2035 | 5 | 20 | 21 | 770.4243 | 0
2035 | 5 | 20 | 22 | 758.1057 | 0
2035 | 5 | 20 | 23 | 741.5341 | 0
2035 | 5 | 21 | 0 | 721.078 | 0
2035 | 5 | 21 | 1 | 706.8516 | 0
2035 | 5 | 21 | 2 | 693.4798 | 0
2035 | 5 | 21 | 3 | 687.0949 | 0
2035 | 5 | 21 | 4 | 680.6323 | 0
2035 | 5 | 21 | 5 | 674.461 | 0
2035 | 5 | 21 | 6 | 675.6887 | 0
2035 | 5 | 21 | 7 | 676.9164 | 0
2035 | 5 | 21 | 8 | 692.1564 | 0
2035 | 5 | 21 | 9 | 715.9289 | 0
2035 | 5 | 21 | 10 | 728.6002 | 0
2035 | 5 | 21 | 11 | 741.8743 | 0
2035 | 5 | 21 | 12 | 756.9468 | 0
2035 | 5 | 21 | 13 | 752.8661 | 0
2035 | 5 | 21 | 14 | 752.7904 | 0
2035 | 5 | 21 | 15 | 755.1959 | 0
2035 | 5 | 21 | 16 | 772.5754 | 0
2035 | 5 | 21 | 17 | 787.393 | 0
2035 | 5 | 21 | 18 | 790.8838 | 0
2035 | 5 | 21 | 19 | 777.4437 | 0
2035 | 5 | 21 | 20 | 768.5428 | 0
2035 | 5 | 21 | 21 | 759.7449 | 0
2035 | 5 | 21 | 22 | 749.9414 | 0
2035 | 5 | 21 | 23 | 737.5099 | 0
2035 | 5 | 22 | 0 | 741.7987 | 0
2035 | 5 | 22 | 1 | 774.7613 | 0
2035 | 5 | 22 | 2 | 770.0407 | 0
2035 | 5 | 22 | 3 | 766.2161 | 0
2035 | 5 | 22 | 4 | 764.0094 | 0
2035 | 5 | 22 | 5 | 772.7709 | 0
2035 | 5 | 22 | 6 | 795.9609 | 0
2035 | 5 | 22 | 7 | 838.9038 | 0
2035 | 5 | 22 | 8 | 856.6709 | 0
2035 | 5 | 22 | 9 | 874.7967 | 0
2035 | 5 | 22 | 10 | 880.2808 | 0
2035 | 5 | 22 | 11 | 888.2128 | 0
2035 | 5 | 22 | 12 | 895.1912 | 0
2035 | 5 | 22 | 13 | 892.1615 | 0
2035 | 5 | 22 | 14 | 885.6057 | 0
2035 | 5 | 22 | 15 | 889.193 | 0
2035 | 5 | 22 | 16 | 889.4266 | 0
2035 | 5 | 22 | 17 | 888.4676 | 0
2035 | 5 | 22 | 18 | 883.9889 | 0
2035 | 5 | 22 | 19 | 865.662 | 0
2035 | 5 | 22 | 20 | 858.013 | 0
2035 | 5 | 22 | 21 | 847.1358 | 0
2035 | 5 | 22 | 22 | 833.1472 | 0
2035 | 5 | 22 | 23 | 813.895 | 0
2035 | 5 | 23 | 0 | 797.1061 | 0
2035 | 5 | 23 | 1 | 783.5267 | 0
2035 | 5 | 23 | 2 | 770.1574 | 0
2035 | 5 | 23 | 3 | 765.8949 | 0
2035 | 5 | 23 | 4 | 764.4081 | 0
2035 | 5 | 23 | 5 | 775.373 | 0
2035 | 5 | 23 | 6 | 802.6337 | 0
2035 | 5 | 23 | 7 | 845.561 | 0
2035 | 5 | 23 | 8 | 867.0843 | 0
2035 | 5 | 23 | 9 | 889.2777 | 0
2035 | 5 | 23 | 10 | 911.8114 | 0
2035 | 5 | 23 | 11 | 927.8357 | 0
2035 | 5 | 23 | 12 | 941.5094 | 0
2035 | 5 | 23 | 13 | 945.0715 | 0
2035 | 5 | 23 | 14 | 944.9741 | 0
2035 | 5 | 23 | 15 | 953.1409 | 0
2035 | 5 | 23 | 16 | 966.6426 | 0
2035 | 5 | 23 | 17 | 966.2105 | 0
2035 | 5 | 23 | 18 | 960.0221 | 0
2035 | 5 | 23 | 19 | 938.6604 | 0
2035 | 5 | 23 | 20 | 925.9726 | 0
2035 | 5 | 23 | 21 | 901.6533 | 0
2035 | 5 | 23 | 22 | 880.9875 | 0
2035 | 5 | 23 | 23 | 851.5686 | 0
2035 | 5 | 24 | 0 | 823.2579 | 0
2035 | 5 | 24 | 1 | 785.4232 | 0
2035 | 5 | 24 | 2 | 772.0667 | 0
2035 | 5 | 24 | 3 | 766.3263 | 0
2035 | 5 | 24 | 4 | 766.0831 | 0
2035 | 5 | 24 | 5 | 776.2333 | 0
2035 | 5 | 24 | 6 | 805.6395 | 0
2035 | 5 | 24 | 7 | 849.3539 | 0
2035 | 5 | 24 | 8 | 877.2226 | 0
2035 | 5 | 24 | 9 | 909.7575 | 0
2035 | 5 | 24 | 10 | 936.4035 | 0
2035 | 5 | 24 | 11 | 959.3754 | 0
2035 | 5 | 24 | 12 | 978.4912 | 0
2035 | 5 | 24 | 13 | 988.7417 | 0
2035 | 5 | 24 | 14 | 994.9367 | 0
2035 | 5 | 24 | 15 | 1006.8476 | 6.8476
2035 | 5 | 24 | 16 | 1020.2385 | 20.2385
2035 | 5 | 24 | 17 | 1015.7629 | 15.7629
2035 | 5 | 24 | 18 | 1007.5646 | 7.5646
2035 | 5 | 24 | 19 | 979.8668 | 0
2035 | 5 | 24 | 20 | 955.0532 | 0
2035 | 5 | 24 | 21 | 921.8611 | 0
2035 | 5 | 24 | 22 | 895.4302 | 0
2035 | 5 | 24 | 23 | 864.2524 | 0
2035 | 5 | 25 | 0 | 835.3314 | 0
2035 | 5 | 25 | 1 | 817.3771 | 0
2035 | 5 | 25 | 2 | 802.7381 | 0
2035 | 5 | 25 | 3 | 795.7518 | 0
2035 | 5 | 25 | 4 | 796.7898 | 0
2035 | 5 | 25 | 5 | 805.0572 | 0
2035 | 5 | 25 | 6 | 835.886 | 0
2035 | 5 | 25 | 7 | 888.8534 | 0
2035 | 5 | 25 | 8 | 930.3148 | 0
2035 | 5 | 25 | 9 | 969.3336 | 0
2035 | 5 | 25 | 10 | 1004.5682 | 4.5682
2035 | 5 | 25 | 11 | 1036.153 | 36.153
2035 | 5 | 25 | 12 | 1060.4932 | 60.4932
2035 | 5 | 25 | 13 | 1075.9212 | 75.9212
2035 | 5 | 25 | 14 | 1085.3492 | 85.3492
2035 | 5 | 25 | 15 | 1100.4696 | 100.4696
2035 | 5 | 25 | 16 | 1113.813 | 113.813
2035 | 5 | 25 | 17 | 1108.7735 | 108.7735
2035 | 5 | 25 | 18 | 1091.1879 | 91.1879
2035 | 5 | 25 | 19 | 1058.2509 | 58.2509
2035 | 5 | 25 | 20 | 1015.1226 | 15.1226
2035 | 5 | 25 | 21 | 980.886 | 0
2035 | 5 | 25 | 22 | 953.3486 | 0
2035 | 5 | 25 | 23 | 914.0655 | 0
2035 | 5 | 26 | 0 | 879.7195 | 0
2035 | 5 | 26 | 1 | 817.9277 | 0
2035 | 5 | 26 | 2 | 756.1359 | 0
2035 | 5 | 26 | 3 | 741.8447 | 0
2035 | 5 | 26 | 4 | 735.3839 | 0
2035 | 5 | 26 | 5 | 736.1821 | 0
2035 | 5 | 26 | 6 | 751.8436 | 0
2035 | 5 | 26 | 7 | 767.5051 | 0
2035 | 5 | 26 | 8 | 797.656 | 0
2035 | 5 | 26 | 9 | 825.4181 | 0
2035 | 5 | 26 | 10 | 844.6926 | 0
2035 | 5 | 26 | 11 | 859.7415 | 0
2035 | 5 | 26 | 12 | 875.8511 | 0
2035 | 5 | 26 | 13 | 878.8914 | 0
2035 | 5 | 26 | 14 | 877.8283 | 0
2035 | 5 | 26 | 15 | 879.2631 | 0
2035 | 5 | 26 | 16 | 884.4806 | 0
2035 | 5 | 26 | 17 | 888.2445 | 0
2035 | 5 | 26 | 18 | 880.4749 | 0
2035 | 5 | 26 | 19 | 852.7058 | 0
2035 | 5 | 26 | 20 | 836.1383 | 0
2035 | 5 | 26 | 21 | 814.1599 | 0
2035 | 5 | 26 | 22 | 800.541 | 0
2035 | 5 | 26 | 23 | 775.3019 | 0
2035 | 5 | 27 | 0 | 751.7169 | 0
2035 | 5 | 27 | 1 | 745.6654 | 0
2035 | 5 | 27 | 2 | 727.5309 | 0
2035 | 5 | 27 | 3 | 715.3389 | 0
2035 | 5 | 27 | 4 | 704.9018 | 0
2035 | 5 | 27 | 5 | 703.4409 | 0
2035 | 5 | 27 | 6 | 704.8005 | 0
2035 | 5 | 27 | 7 | 724.0649 | 0
2035 | 5 | 27 | 8 | 735.2902 | 0
2035 | 5 | 27 | 9 | 758.5842 | 0
2035 | 5 | 27 | 10 | 782.4993 | 0
2035 | 5 | 27 | 11 | 802.2727 | 0
2035 | 5 | 27 | 12 | 825.0891 | 0
2035 | 5 | 27 | 13 | 834.4057 | 0
2035 | 5 | 27 | 14 | 835.9233 | 0
2035 | 5 | 27 | 15 | 845.2158 | 0
2035 | 5 | 27 | 16 | 853.996 | 0
2035 | 5 | 27 | 17 | 855.556 | 0
2035 | 5 | 27 | 18 | 846.7273 | 0
2035 | 5 | 27 | 19 | 833.5471 | 0
2035 | 5 | 27 | 20 | 838.4467 | 0
2035 | 5 | 27 | 21 | 830.873 | 0
2035 | 5 | 27 | 22 | 814.0123 | 0
2035 | 5 | 27 | 23 | 794.2034 | 0
2035 | 5 | 28 | 0 | 768.3036 | 0
2035 | 5 | 28 | 1 | 780.094 | 0
2035 | 5 | 28 | 2 | 761.7576 | 0
2035 | 5 | 28 | 3 | 753.8428 | 0
2035 | 5 | 28 | 4 | 748.2293 | 0
2035 | 5 | 28 | 5 | 763.1819 | 0
2035 | 5 | 28 | 6 | 793.308 | 0
2035 | 5 | 28 | 7 | 847.4418 | 0
2035 | 5 | 28 | 8 | 867.9666 | 0
2035 | 5 | 28 | 9 | 894.6629 | 0
2035 | 5 | 28 | 10 | 921.5082 | 0
2035 | 5 | 28 | 11 | 942.5905 | 0
2035 | 5 | 28 | 12 | 957.5932 | 0
2035 | 5 | 28 | 13 | 962.7341 | 0
2035 | 5 | 28 | 14 | 960.1282 | 0
2035 | 5 | 28 | 15 | 963.8911 | 0
2035 | 5 | 28 | 16 | 969.7088 | 0
2035 | 5 | 28 | 17 | 963.247 | 0
2035 | 5 | 28 | 18 | 946.7104 | 0
2035 | 5 | 28 | 19 | 922.4753 | 0
2035 | 5 | 28 | 20 | 910.7643 | 0
2035 | 5 | 28 | 21 | 883.7588 | 0
2035 | 5 | 28 | 22 | 853.9875 | 0
2035 | 5 | 28 | 23 | 820.4051 | 0
2035 | 5 | 29 | 0 | 788.6256 | 0
2035 | 5 | 29 | 1 | 786.9309 | 0
2035 | 5 | 29 | 2 | 770.4069 | 0
2035 | 5 | 29 | 3 | 762.25 | 0
2035 | 5 | 29 | 4 | 756.5171 | 0
2035 | 5 | 29 | 5 | 763.8927 | 0
2035 | 5 | 29 | 6 | 785.0737 | 0
2035 | 5 | 29 | 7 | 833.2774 | 0
2035 | 5 | 29 | 8 | 871.4094 | 0
2035 | 5 | 29 | 9 | 905.6104 | 0
2035 | 5 | 29 | 10 | 922.9355 | 0
2035 | 5 | 29 | 11 | 941.7012 | 0
2035 | 5 | 29 | 12 | 958.4376 | 0
2035 | 5 | 29 | 13 | 966.4915 | 0
2035 | 5 | 29 | 14 | 973.9074 | 0
2035 | 5 | 29 | 15 | 989.1317 | 0
2035 | 5 | 29 | 16 | 999.4704 | 0
2035 | 5 | 29 | 17 | 1002.3413 | 2.3413
2035 | 5 | 29 | 18 | 998.5368 | 0
2035 | 5 | 29 | 19 | 971.4144 | 0
2035 | 5 | 29 | 20 | 941.6999 | 0
2035 | 5 | 29 | 21 | 911.6819 | 0
2035 | 5 | 29 | 22 | 889.3697 | 0
2035 | 5 | 29 | 23 | 855.3302 | 0
2035 | 5 | 30 | 0 | 824.3647 | 0
2035 | 5 | 30 | 1 | 806.0148 | 0
2035 | 5 | 30 | 2 | 790.2428 | 0
2035 | 5 | 30 | 3 | 783.5875 | 0
2035 | 5 | 30 | 4 | 779.4932 | 0
2035 | 5 | 30 | 5 | 791.6663 | 0
2035 | 5 | 30 | 6 | 815.3543 | 0
2035 | 5 | 30 | 7 | 857.8736 | 0
2035 | 5 | 30 | 8 | 890.4354 | 0
2035 | 5 | 30 | 9 | 925.636 | 0
2035 | 5 | 30 | 10 | 954.0006 | 0
2035 | 5 | 30 | 11 | 979.2348 | 0
2035 | 5 | 30 | 12 | 1007.0294 | 7.0294
2035 | 5 | 30 | 13 | 1019.9073 | 19.9073
2035 | 5 | 30 | 14 | 1031.3015 | 31.3015
2035 | 5 | 30 | 15 | 1050.1431 | 50.1431
2035 | 5 | 30 | 16 | 1071.0367 | 71.0367
2035 | 5 | 30 | 17 | 1074.1389 | 74.1389
2035 | 5 | 30 | 18 | 1071.0859 | 71.0859
2035 | 5 | 30 | 19 | 1037.9041 | 37.9041
2035 | 5 | 30 | 20 | 1010.5366 | 10.5366
2035 | 5 | 30 | 21 | 973.6401 | 0
2035 | 5 | 30 | 22 | 949.4518 | 0
2035 | 5 | 30 | 23 | 910.8196 | 0
2035 | 5 | 31 | 0 | 871.5441 | 0
2035 | 5 | 31 | 1 | 809.2182 | 0
2035 | 5 | 31 | 2 | 789.4864 | 0
2035 | 5 | 31 | 3 | 779.3109 | 0
2035 | 5 | 31 | 4 | 775.0021 | 0
2035 | 5 | 31 | 5 | 787.5266 | 0
2035 | 5 | 31 | 6 | 819.5467 | 0
2035 | 5 | 31 | 7 | 872.997 | 0
2035 | 5 | 31 | 8 | 909.772 | 0
2035 | 5 | 31 | 9 | 943.2486 | 0
2035 | 5 | 31 | 10 | 971.6836 | 0
2035 | 5 | 31 | 11 | 994.8467 | 0
2035 | 5 | 31 | 12 | 1017.7378 | 17.7378
2035 | 5 | 31 | 13 | 1030.7229 | 30.7229
2035 | 5 | 31 | 14 | 1039.1201 | 39.1201
2035 | 5 | 31 | 15 | 1053.7282 | 53.7282
2035 | 5 | 31 | 16 | 1066.4443 | 66.4443
2035 | 5 | 31 | 17 | 1066.3725 | 66.3725
2035 | 5 | 31 | 18 | 1050.2568 | 50.2568
2035 | 5 | 31 | 19 | 1025.8222 | 25.8222
2035 | 5 | 31 | 20 | 997.6174 | 0
2035 | 5 | 31 | 21 | 964.7034 | 0
2035 | 5 | 31 | 22 | 936.3321 | 0
2035 | 5 | 31 | 23 | 892.0441 | 0
2035 | 6 | 1 | 0 | 854.4538 | 0
2035 | 6 | 1 | 1 | 835.0275 | 0
2035 | 6 | 1 | 2 | 816.7872 | 0
2035 | 6 | 1 | 3 | 808.5394 | 0
2035 | 6 | 1 | 4 | 808.3684 | 0
2035 | 6 | 1 | 5 | 826.3232 | 0
2035 | 6 | 1 | 6 | 859.6005 | 0
2035 | 6 | 1 | 7 | 912.7052 | 0
2035 | 6 | 1 | 8 | 949.0659 | 0
2035 | 6 | 1 | 9 | 989.0528 | 0
2035 | 6 | 1 | 10 | 1025.7985 | 25.7985
2035 | 6 | 1 | 11 | 1058.3869 | 58.3869
2035 | 6 | 1 | 12 | 1084.2378 | 84.2378
2035 | 6 | 1 | 13 | 1096.9435 | 96.9435
2035 | 6 | 1 | 14 | 1107.8541 | 107.8541
2035 | 6 | 1 | 15 | 1116.0254 | 116.0254
2035 | 6 | 1 | 16 | 1117.1793 | 117.1793
2035 | 6 | 1 | 17 | 1108.6826 | 108.6826
2035 | 6 | 1 | 18 | 1091.2626 | 91.2626
2035 | 6 | 1 | 19 | 1069.0176 | 69.0176
2035 | 6 | 1 | 20 | 1039.9424 | 39.9424
2035 | 6 | 1 | 21 | 1021.0164 | 21.0164
2035 | 6 | 1 | 22 | 989.8975 | 0
2035 | 6 | 1 | 23 | 945.9373 | 0
2035 | 6 | 2 | 0 | 909.1358 | 0
2035 | 6 | 2 | 1 | 845.7412 | 0
2035 | 6 | 2 | 2 | 806.2034 | 0
2035 | 6 | 2 | 3 | 766.6656 | 0
2035 | 6 | 2 | 4 | 756.2158 | 0
2035 | 6 | 2 | 5 | 751.3608 | 0
2035 | 6 | 2 | 6 | 746.2718 | 0
2035 | 6 | 2 | 7 | 751.1791 | 0
2035 | 6 | 2 | 8 | 769.113 | 0
2035 | 6 | 2 | 9 | 787.9273 | 0
2035 | 6 | 2 | 10 | 805.1027 | 0
2035 | 6 | 2 | 11 | 820.4233 | 0
2035 | 6 | 2 | 12 | 832.9741 | 0
2035 | 6 | 2 | 13 | 838.1862 | 0
2035 | 6 | 2 | 14 | 843.0583 | 0
2035 | 6 | 2 | 15 | 852.1265 | 0
2035 | 6 | 2 | 16 | 861.9496 | 0
2035 | 6 | 2 | 17 | 868.7796 | 0
2035 | 6 | 2 | 18 | 865.3795 | 0
2035 | 6 | 2 | 19 | 838.5355 | 0
2035 | 6 | 2 | 20 | 813.2291 | 0
2035 | 6 | 2 | 21 | 800.0416 | 0
2035 | 6 | 2 | 22 | 797.2376 | 0
2035 | 6 | 2 | 23 | 782.3694 | 0
2035 | 6 | 3 | 0 | 766.5382 | 0
2035 | 6 | 3 | 1 | 728.4101 | 0
2035 | 6 | 3 | 2 | 690.2819 | 0
2035 | 6 | 3 | 3 | 679.9828 | 0
2035 | 6 | 3 | 4 | 673.9031 | 0
2035 | 6 | 3 | 5 | 672.6251 | 0
2035 | 6 | 3 | 6 | 674.602 | 0
2035 | 6 | 3 | 7 | 687.5613 | 0
2035 | 6 | 3 | 8 | 698.2424 | 0
2035 | 6 | 3 | 9 | 720.1584 | 0
2035 | 6 | 3 | 10 | 735.8314 | 0
2035 | 6 | 3 | 11 | 749.8056 | 0
2035 | 6 | 3 | 12 | 761.0288 | 0
2035 | 6 | 3 | 13 | 768.0113 | 0
2035 | 6 | 3 | 14 | 769.5047 | 0
2035 | 6 | 3 | 15 | 781.9397 | 0
2035 | 6 | 3 | 16 | 797.4934 | 0
2035 | 6 | 3 | 17 | 803.3421 | 0
2035 | 6 | 3 | 18 | 810.5579 | 0
2035 | 6 | 3 | 19 | 798.0675 | 0
2035 | 6 | 3 | 20 | 790.0635 | 0
2035 | 6 | 3 | 21 | 773.7003 | 0
2035 | 6 | 3 | 22 | 757.6058 | 0
2035 | 6 | 3 | 23 | 740.356 | 0
2035 | 6 | 4 | 0 | 720.5144 | 0
2035 | 6 | 4 | 1 | 750.9837 | 0
2035 | 6 | 4 | 2 | 739.2223 | 0
2035 | 6 | 4 | 3 | 735.4712 | 0
2035 | 6 | 4 | 4 | 732.3395 | 0
2035 | 6 | 4 | 5 | 746.3395 | 0
2035 | 6 | 4 | 6 | 777.0921 | 0
2035 | 6 | 4 | 7 | 820.7499 | 0
2035 | 6 | 4 | 8 | 841.8443 | 0
2035 | 6 | 4 | 9 | 868.9405 | 0
2035 | 6 | 4 | 10 | 891.9916 | 0
2035 | 6 | 4 | 11 | 913.145 | 0
2035 | 6 | 4 | 12 | 929.0743 | 0
2035 | 6 | 4 | 13 | 934.2413 | 0
2035 | 6 | 4 | 14 | 934.04 | 0
2035 | 6 | 4 | 15 | 944.5435 | 0
2035 | 6 | 4 | 16 | 960.0308 | 0
2035 | 6 | 4 | 17 | 960.7199 | 0
2035 | 6 | 4 | 18 | 961.112 | 0
2035 | 6 | 4 | 19 | 943.9848 | 0
2035 | 6 | 4 | 20 | 924.9629 | 0
2035 | 6 | 4 | 21 | 899.9848 | 0
2035 | 6 | 4 | 22 | 876.4976 | 0
2035 | 6 | 4 | 23 | 845.157 | 0
2035 | 6 | 5 | 0 | 810.4239 | 0
2035 | 6 | 5 | 1 | 778.6759 | 0
2035 | 6 | 5 | 2 | 763.669 | 0
2035 | 6 | 5 | 3 | 757.7409 | 0
2035 | 6 | 5 | 4 | 754.3548 | 0
2035 | 6 | 5 | 5 | 767.1656 | 0
2035 | 6 | 5 | 6 | 793.7772 | 0
2035 | 6 | 5 | 7 | 845.4055 | 0
2035 | 6 | 5 | 8 | 879.6938 | 0
2035 | 6 | 5 | 9 | 902.5594 | 0
2035 | 6 | 5 | 10 | 917.0784 | 0
2035 | 6 | 5 | 11 | 935.4223 | 0
2035 | 6 | 5 | 12 | 948.9894 | 0
2035 | 6 | 5 | 13 | 951.2976 | 0
2035 | 6 | 5 | 14 | 946.8345 | 0
2035 | 6 | 5 | 15 | 954.6367 | 0
2035 | 6 | 5 | 16 | 958.8256 | 0
2035 | 6 | 5 | 17 | 961.3746 | 0
2035 | 6 | 5 | 18 | 961.7988 | 0
2035 | 6 | 5 | 19 | 938.076 | 0
2035 | 6 | 5 | 20 | 924.8379 | 0
2035 | 6 | 5 | 21 | 896.9976 | 0
2035 | 6 | 5 | 22 | 871.6237 | 0
2035 | 6 | 5 | 23 | 833.9233 | 0
2035 | 6 | 6 | 0 | 801.1869 | 0
2035 | 6 | 6 | 1 | 794.1988 | 0
2035 | 6 | 6 | 2 | 778.3638 | 0
2035 | 6 | 6 | 3 | 773.2425 | 0
2035 | 6 | 6 | 4 | 769.5134 | 0
2035 | 6 | 6 | 5 | 780.7746 | 0
2035 | 6 | 6 | 6 | 805.3823 | 0
2035 | 6 | 6 | 7 | 840.6228 | 0
2035 | 6 | 6 | 8 | 873.5254 | 0
2035 | 6 | 6 | 9 | 898.4926 | 0
2035 | 6 | 6 | 10 | 911.8907 | 0
2035 | 6 | 6 | 11 | 927.8244 | 0
2035 | 6 | 6 | 12 | 952.625 | 0
2035 | 6 | 6 | 13 | 958.1456 | 0
2035 | 6 | 6 | 14 | 962.192 | 0
2035 | 6 | 6 | 15 | 976.0129 | 0
2035 | 6 | 6 | 16 | 993.7097 | 0
2035 | 6 | 6 | 17 | 999.3544 | 0
2035 | 6 | 6 | 18 | 1001.0978 | 1.0978
2035 | 6 | 6 | 19 | 973.3192 | 0
2035 | 6 | 6 | 20 | 942.376 | 0
2035 | 6 | 6 | 21 | 919.6153 | 0
2035 | 6 | 6 | 22 | 902.8736 | 0
2035 | 6 | 6 | 23 | 868.0922 | 0
2035 | 6 | 7 | 0 | 831.0752 | 0
2035 | 6 | 7 | 1 | 800.4206 | 0
2035 | 6 | 7 | 2 | 769.766 | 0
2035 | 6 | 7 | 3 | 763.201 | 0
2035 | 6 | 7 | 4 | 760.9055 | 0
2035 | 6 | 7 | 5 | 775.0525 | 0
2035 | 6 | 7 | 6 | 807.6641 | 0
2035 | 6 | 7 | 7 | 849.3738 | 0
2035 | 6 | 7 | 8 | 873.691 | 0
2035 | 6 | 7 | 9 | 905.2469 | 0
2035 | 6 | 7 | 10 | 918.5859 | 0
2035 | 6 | 7 | 11 | 938.6462 | 0
2035 | 6 | 7 | 12 | 955.5727 | 0
2035 | 6 | 7 | 13 | 965.1444 | 0
2035 | 6 | 7 | 14 | 970.7472 | 0
2035 | 6 | 7 | 15 | 984.9753 | 0
2035 | 6 | 7 | 16 | 999.523 | 0
2035 | 6 | 7 | 17 | 1004.6699 | 4.6699
2035 | 6 | 7 | 18 | 996.7565 | 0
2035 | 6 | 7 | 19 | 966.9653 | 0
2035 | 6 | 7 | 20 | 939.1537 | 0
2035 | 6 | 7 | 21 | 909.0412 | 0
2035 | 6 | 7 | 22 | 882.0857 | 0
2035 | 6 | 7 | 23 | 849.0901 | 0
2035 | 6 | 8 | 0 | 810.4061 | 0
2035 | 6 | 8 | 1 | 789.5234 | 0
2035 | 6 | 8 | 2 | 774.869 | 0
2035 | 6 | 8 | 3 | 768.9935 | 0
2035 | 6 | 8 | 4 | 770.6262 | 0
2035 | 6 | 8 | 5 | 790.4112 | 0
2035 | 6 | 8 | 6 | 825.534 | 0
2035 | 6 | 8 | 7 | 877.7168 | 0
2035 | 6 | 8 | 8 | 913.4673 | 0
2035 | 6 | 8 | 9 | 943.0335 | 0
2035 | 6 | 8 | 10 | 966.51 | 0
2035 | 6 | 8 | 11 | 986.0232 | 0
2035 | 6 | 8 | 12 | 1008.4469 | 8.4469
2035 | 6 | 8 | 13 | 1020.598 | 20.598
2035 | 6 | 8 | 14 | 1025.8037 | 25.8037
2035 | 6 | 8 | 15 | 1039.3536 | 39.3536
2035 | 6 | 8 | 16 | 1049.9195 | 49.9195
2035 | 6 | 8 | 17 | 1043.843 | 43.843
2035 | 6 | 8 | 18 | 1025.928 | 25.928
2035 | 6 | 8 | 19 | 1001.017 | 1.017
2035 | 6 | 8 | 20 | 965.2411 | 0
2035 | 6 | 8 | 21 | 932.4215 | 0
2035 | 6 | 8 | 22 | 904.7411 | 0
2035 | 6 | 8 | 23 | 863.612 | 0
2035 | 6 | 9 | 0 | 828.0835 | 0
2035 | 6 | 9 | 1 | 791.3127 | 0
2035 | 6 | 9 | 2 | 772.3037 | 0
2035 | 6 | 9 | 3 | 763.3765 | 0
2035 | 6 | 9 | 4 | 757.9801 | 0
2035 | 6 | 9 | 5 | 764.5091 | 0
2035 | 6 | 9 | 6 | 774.8413 | 0
2035 | 6 | 9 | 7 | 799.4072 | 0
2035 | 6 | 9 | 8 | 833.2893 | 0
2035 | 6 | 9 | 9 | 869.5152 | 0
2035 | 6 | 9 | 10 | 899.4607 | 0
2035 | 6 | 9 | 11 | 925.6765 | 0
2035 | 6 | 9 | 12 | 951.3804 | 0
2035 | 6 | 9 | 13 | 963.791 | 0
2035 | 6 | 9 | 14 | 970.1832 | 0
2035 | 6 | 9 | 15 | 982.9787 | 0
2035 | 6 | 9 | 16 | 995.9242 | 0
2035 | 6 | 9 | 17 | 988.7875 | 0
2035 | 6 | 9 | 18 | 979.1766 | 0
2035 | 6 | 9 | 19 | 962.6649 | 0
2035 | 6 | 9 | 20 | 927.9883 | 0
2035 | 6 | 9 | 21 | 897.7949 | 0
2035 | 6 | 9 | 22 | 880.4659 | 0
2035 | 6 | 9 | 23 | 854.6836 | 0
2035 | 6 | 10 | 0 | 828.243 | 0
2035 | 6 | 10 | 1 | 836.9991 | 0
2035 | 6 | 10 | 2 | 811.9754 | 0
2035 | 6 | 10 | 3 | 793.1953 | 0
2035 | 6 | 10 | 4 | 778.7201 | 0
2035 | 6 | 10 | 5 | 773.6566 | 0
2035 | 6 | 10 | 6 | 777.2537 | 0
2035 | 6 | 10 | 7 | 810.2157 | 0
2035 | 6 | 10 | 8 | 856.0789 | 0
2035 | 6 | 10 | 9 | 920.8899 | 0
2035 | 6 | 10 | 10 | 973.2802 | 0
2035 | 6 | 10 | 11 | 1021.7365 | 21.7365
2035 | 6 | 10 | 12 | 1061.273 | 61.273
2035 | 6 | 10 | 13 | 1089.547 | 89.547
2035 | 6 | 10 | 14 | 1111.4782 | 111.4782
2035 | 6 | 10 | 15 | 1137.1755 | 137.1755
2035 | 6 | 10 | 16 | 1160.4809 | 160.4809
2035 | 6 | 10 | 17 | 1166.0981 | 166.0981
2035 | 6 | 10 | 18 | 1139.0696 | 139.0696
2035 | 6 | 10 | 19 | 1109.5222 | 109.5222
2035 | 6 | 10 | 20 | 1064.868 | 64.868
2035 | 6 | 10 | 21 | 1041.3804 | 41.3804
2035 | 6 | 10 | 22 | 1011.8371 | 11.8371
2035 | 6 | 10 | 23 | 965.7785 | 0
2035 | 6 | 11 | 0 | 917.7488 | 0
2035 | 6 | 11 | 1 | 946.7121 | 0
2035 | 6 | 11 | 2 | 914.4183 | 0
2035 | 6 | 11 | 3 | 894.0785 | 0
2035 | 6 | 11 | 4 | 881.6571 | 0
2035 | 6 | 11 | 5 | 894.3503 | 0
2035 | 6 | 11 | 6 | 930.4562 | 0
2035 | 6 | 11 | 7 | 991.89 | 0
2035 | 6 | 11 | 8 | 1045.5959 | 45.5959
2035 | 6 | 11 | 9 | 1112.6436 | 112.6436
2035 | 6 | 11 | 10 | 1161.892 | 161.892
2035 | 6 | 11 | 11 | 1204.056 | 204.056
2035 | 6 | 11 | 12 | 1243.6396 | 243.6396
2035 | 6 | 11 | 13 | 1264.4383 | 264.4383
2035 | 6 | 11 | 14 | 1277.6916 | 277.6916
2035 | 6 | 11 | 15 | 1296.4983 | 296.4983
2035 | 6 | 11 | 16 | 1317.0653 | 317.0653
2035 | 6 | 11 | 17 | 1317.0351 | 317.0351
2035 | 6 | 11 | 18 | 1290.3081 | 290.3081
2035 | 6 | 11 | 19 | 1248.9233 | 248.9233
2035 | 6 | 11 | 20 | 1211.5039 | 211.5039
2035 | 6 | 11 | 21 | 1157.1677 | 157.1677
2035 | 6 | 11 | 22 | 1108.1315 | 108.1315
2035 | 6 | 11 | 23 | 1049.7366 | 49.7366
2035 | 6 | 12 | 0 | 985.3287 | 0
2035 | 6 | 12 | 1 | 929.3728 | 0
2035 | 6 | 12 | 2 | 896.7817 | 0
2035 | 6 | 12 | 3 | 876.405 | 0
2035 | 6 | 12 | 4 | 864.1071 | 0
2035 | 6 | 12 | 5 | 873.7785 | 0
2035 | 6 | 12 | 6 | 903.818 | 0
2035 | 6 | 12 | 7 | 964.011 | 0
2035 | 6 | 12 | 8 | 1004.7706 | 4.7706
2035 | 6 | 12 | 9 | 1039.5103 | 39.5103
2035 | 6 | 12 | 10 | 1070.446 | 70.446
2035 | 6 | 12 | 11 | 1101.48 | 101.48
2035 | 6 | 12 | 12 | 1122.6856 | 122.6856
2035 | 6 | 12 | 13 | 1128.1609 | 128.1609
2035 | 6 | 12 | 14 | 1126.9342 | 126.9342
2035 | 6 | 12 | 15 | 1133.809 | 133.809
2035 | 6 | 12 | 16 | 1143.5542 | 143.5542
2035 | 6 | 12 | 17 | 1148.5674 | 148.5674
2035 | 6 | 12 | 18 | 1138.8329 | 138.8329
2035 | 6 | 12 | 19 | 1094.2194 | 94.2194
2035 | 6 | 12 | 20 | 1057.697 | 57.697
2035 | 6 | 12 | 21 | 1011.1129 | 11.1129
2035 | 6 | 12 | 22 | 973.1493 | 0
2035 | 6 | 12 | 23 | 921.6872 | 0
2035 | 6 | 13 | 0 | 874.0374 | 0
2035 | 6 | 13 | 1 | 846.6763 | 0
2035 | 6 | 13 | 2 | 823.627 | 0
2035 | 6 | 13 | 3 | 813.3673 | 0
2035 | 6 | 13 | 4 | 806.7092 | 0
2035 | 6 | 13 | 5 | 814.916 | 0
2035 | 6 | 13 | 6 | 839.7802 | 0
2035 | 6 | 13 | 7 | 879.3071 | 0
2035 | 6 | 13 | 8 | 908.0851 | 0
2035 | 6 | 13 | 9 | 934.6166 | 0
2035 | 6 | 13 | 10 | 950.5456 | 0
2035 | 6 | 13 | 11 | 964.8287 | 0
2035 | 6 | 13 | 12 | 985.4269 | 0
2035 | 6 | 13 | 13 | 987.8716 | 0
2035 | 6 | 13 | 14 | 992.1065 | 0
2035 | 6 | 13 | 15 | 1009.401 | 9.401
2035 | 6 | 13 | 16 | 1031.7899 | 31.7899
2035 | 6 | 13 | 17 | 1040.8839 | 40.8839
2035 | 6 | 13 | 18 | 1035.3469 | 35.3469
2035 | 6 | 13 | 19 | 995.0239 | 0
2035 | 6 | 13 | 20 | 951.8794 | 0
2035 | 6 | 13 | 21 | 916.9878 | 0
2035 | 6 | 13 | 22 | 895.1918 | 0
2035 | 6 | 13 | 23 | 857.8366 | 0
2035 | 6 | 14 | 0 | 819.2687 | 0
2035 | 6 | 14 | 1 | 771.305 | 0
2035 | 6 | 14 | 2 | 757.989 | 0
2035 | 6 | 14 | 3 | 752.8723 | 0
2035 | 6 | 14 | 4 | 752.4239 | 0
2035 | 6 | 14 | 5 | 771.0725 | 0
2035 | 6 | 14 | 6 | 808.6101 | 0
2035 | 6 | 14 | 7 | 858.731 | 0
2035 | 6 | 14 | 8 | 876.5164 | 0
2035 | 6 | 14 | 9 | 904.1984 | 0
2035 | 6 | 14 | 10 | 916.6922 | 0
2035 | 6 | 14 | 11 | 930.7083 | 0
2035 | 6 | 14 | 12 | 941.9564 | 0
2035 | 6 | 14 | 13 | 948.4979 | 0
2035 | 6 | 14 | 14 | 949.949 | 0
2035 | 6 | 14 | 15 | 959.8851 | 0
2035 | 6 | 14 | 16 | 970.6435 | 0
2035 | 6 | 14 | 17 | 971.9542 | 0
2035 | 6 | 14 | 18 | 959.1908 | 0
2035 | 6 | 14 | 19 | 934.3113 | 0
2035 | 6 | 14 | 20 | 918.8023 | 0
2035 | 6 | 14 | 21 | 896.3098 | 0
2035 | 6 | 14 | 22 | 869.3367 | 0
2035 | 6 | 14 | 23 | 833.7707 | 0
2035 | 6 | 15 | 0 | 797.6109 | 0
2035 | 6 | 15 | 1 | 809.6877 | 0
2035 | 6 | 15 | 2 | 794.4031 | 0
2035 | 6 | 15 | 3 | 788.7568 | 0
2035 | 6 | 15 | 4 | 790.8077 | 0
2035 | 6 | 15 | 5 | 812.764 | 0
2035 | 6 | 15 | 6 | 853.0323 | 0
2035 | 6 | 15 | 7 | 909.691 | 0
2035 | 6 | 15 | 8 | 940.1171 | 0
2035 | 6 | 15 | 9 | 987.6726 | 0
2035 | 6 | 15 | 10 | 1018.0666 | 18.0666
2035 | 6 | 15 | 11 | 1050.1295 | 50.1295
2035 | 6 | 15 | 12 | 1078.0386 | 78.0386
2035 | 6 | 15 | 13 | 1094.9437 | 94.9437
2035 | 6 | 15 | 14 | 1106.7304 | 106.7304
2035 | 6 | 15 | 15 | 1117.7346 | 117.7346
2035 | 6 | 15 | 16 | 1137.7755 | 137.7755
2035 | 6 | 15 | 17 | 1144.2296 | 144.2296
2035 | 6 | 15 | 18 | 1132.0029 | 132.0029
2035 | 6 | 15 | 19 | 1100.881 | 100.881
2035 | 6 | 15 | 20 | 1070.1532 | 70.1532
2035 | 6 | 15 | 21 | 1032.0879 | 32.0879
2035 | 6 | 15 | 22 | 998.5596 | 0
2035 | 6 | 15 | 23 | 956.2918 | 0
2035 | 6 | 16 | 0 | 908.4954 | 0
2035 | 6 | 16 | 1 | 862.9687 | 0
2035 | 6 | 16 | 2 | 817.442 | 0
2035 | 6 | 16 | 3 | 803.9123 | 0
2035 | 6 | 16 | 4 | 796.08 | 0
2035 | 6 | 16 | 5 | 798.8919 | 0
2035 | 6 | 16 | 6 | 808.6054 | 0
2035 | 6 | 16 | 7 | 837.5177 | 0
2035 | 6 | 16 | 8 | 862.74 | 0
2035 | 6 | 16 | 9 | 911.7657 | 0
2035 | 6 | 16 | 10 | 936.1197 | 0
2035 | 6 | 16 | 11 | 960.8655 | 0
2035 | 6 | 16 | 12 | 994.2 | 0
2035 | 6 | 16 | 13 | 1007.8303 | 7.8303
2035 | 6 | 16 | 14 | 1011.6202 | 11.6202
2035 | 6 | 16 | 15 | 1018.2264 | 18.2264
2035 | 6 | 16 | 16 | 1027.1733 | 27.1733
2035 | 6 | 16 | 17 | 1030.9679 | 30.9679
2035 | 6 | 16 | 18 | 1027.62 | 27.62
2035 | 6 | 16 | 19 | 990.3592 | 0
2035 | 6 | 16 | 20 | 970.8669 | 0
2035 | 6 | 16 | 21 | 941.5711 | 0
2035 | 6 | 16 | 22 | 919.9908 | 0
2035 | 6 | 16 | 23 | 890.3478 | 0
2035 | 6 | 17 | 0 | 852.7059 | 0
2035 | 6 | 17 | 1 | 836.5583 | 0
2035 | 6 | 17 | 2 | 808.499 | 0
2035 | 6 | 17 | 3 | 790.8378 | 0
2035 | 6 | 17 | 4 | 777.3754 | 0
2035 | 6 | 17 | 5 | 775.9454 | 0
2035 | 6 | 17 | 6 | 781.329 | 0
2035 | 6 | 17 | 7 | 807.3199 | 0
2035 | 6 | 17 | 8 | 842.1298 | 0
2035 | 6 | 17 | 9 | 897.7588 | 0
2035 | 6 | 17 | 10 | 945.6345 | 0
2035 | 6 | 17 | 11 | 985.6097 | 0
2035 | 6 | 17 | 12 | 1028.6387 | 28.6387
2035 | 6 | 17 | 13 | 1048.8363 | 48.8363
2035 | 6 | 17 | 14 | 1064.7189 | 64.7189
2035 | 6 | 17 | 15 | 1082.5787 | 82.5787
2035 | 6 | 17 | 16 | 1096.3424 | 96.3424
2035 | 6 | 17 | 17 | 1099.047 | 99.047
2035 | 6 | 17 | 18 | 1082.4438 | 82.4438
2035 | 6 | 17 | 19 | 1062.2959 | 62.2959
2035 | 6 | 17 | 20 | 1057.4791 | 57.4791
2035 | 6 | 17 | 21 | 993.8618 | 0
2035 | 6 | 17 | 22 | 958.4036 | 0
2035 | 6 | 17 | 23 | 916.7866 | 0
2035 | 6 | 18 | 0 | 870.7001 | 0
2035 | 6 | 18 | 1 | 892.6025 | 0
2035 | 6 | 18 | 2 | 863.5251 | 0
2035 | 6 | 18 | 3 | 846.9527 | 0
2035 | 6 | 18 | 4 | 834.7025 | 0
2035 | 6 | 18 | 5 | 847.2985 | 0
2035 | 6 | 18 | 6 | 885.0899 | 0
2035 | 6 | 18 | 7 | 946.2804 | 0
2035 | 6 | 18 | 8 | 987.253 | 0
2035 | 6 | 18 | 9 | 1034.2537 | 34.2537
2035 | 6 | 18 | 10 | 1073.5713 | 73.5713
2035 | 6 | 18 | 11 | 1103.6173 | 103.6173
2035 | 6 | 18 | 12 | 1126.4015 | 126.4015
2035 | 6 | 18 | 13 | 1135.5416 | 135.5416
2035 | 6 | 18 | 14 | 1140.3221 | 140.3221
2035 | 6 | 18 | 15 | 1153.8191 | 153.8191
2035 | 6 | 18 | 16 | 1170.4968 | 170.4968
2035 | 6 | 18 | 17 | 1169.3207 | 169.3207
2035 | 6 | 18 | 18 | 1149.2605 | 149.2605
2035 | 6 | 18 | 19 | 1115.2631 | 115.2631
2035 | 6 | 18 | 20 | 1072.9429 | 72.9429
2035 | 6 | 18 | 21 | 1027.9621 | 27.9621
2035 | 6 | 18 | 22 | 988.2471 | 0
2035 | 6 | 18 | 23 | 939.0152 | 0
2035 | 6 | 19 | 0 | 887.4342 | 0
2035 | 6 | 19 | 1 | 849.6466 | 0
2035 | 6 | 19 | 2 | 825.5595 | 0
2035 | 6 | 19 | 3 | 813.9545 | 0
2035 | 6 | 19 | 4 | 806.3127 | 0
2035 | 6 | 19 | 5 | 821.0281 | 0
2035 | 6 | 19 | 6 | 857.052 | 0
2035 | 6 | 19 | 7 | 919.7115 | 0
2035 | 6 | 19 | 8 | 959.976 | 0
2035 | 6 | 19 | 9 | 998.6562 | 0
2035 | 6 | 19 | 10 | 1026.8379 | 26.8379
2035 | 6 | 19 | 11 | 1055.6752 | 55.6752
2035 | 6 | 19 | 12 | 1078.02 | 78.02
2035 | 6 | 19 | 13 | 1086.5453 | 86.5453
2035 | 6 | 19 | 14 | 1087.9017 | 87.9017
2035 | 6 | 19 | 15 | 1098.8153 | 98.8153
2035 | 6 | 19 | 16 | 1105.1677 | 105.1677
2035 | 6 | 19 | 17 | 1108.3871 | 108.3871
2035 | 6 | 19 | 18 | 1096.6228 | 96.6228
2035 | 6 | 19 | 19 | 1047.3249 | 47.3249
2035 | 6 | 19 | 20 | 1011.4616 | 11.4616
2035 | 6 | 19 | 21 | 968.3465 | 0
2035 | 6 | 19 | 22 | 934.908 | 0
2035 | 6 | 19 | 23 | 886.422 | 0
2035 | 6 | 20 | 0 | 841.9223 | 0
2035 | 6 | 20 | 1 | 833.5988 | 0
2035 | 6 | 20 | 2 | 814.322 | 0
2035 | 6 | 20 | 3 | 806.3629 | 0
2035 | 6 | 20 | 4 | 798.5979 | 0
2035 | 6 | 20 | 5 | 811.6368 | 0
2035 | 6 | 20 | 6 | 843.5406 | 0
2035 | 6 | 20 | 7 | 890.7797 | 0
2035 | 6 | 20 | 8 | 924.3279 | 0
2035 | 6 | 20 | 9 | 955.2038 | 0
2035 | 6 | 20 | 10 | 979.0191 | 0
2035 | 6 | 20 | 11 | 1001.8069 | 1.8069
2035 | 6 | 20 | 12 | 1027.5527 | 27.5527
2035 | 6 | 20 | 13 | 1035.8256 | 35.8256
2035 | 6 | 20 | 14 | 1043.2335 | 43.2335
2035 | 6 | 20 | 15 | 1058.4851 | 58.4851
2035 | 6 | 20 | 16 | 1080.0645 | 80.0645
2035 | 6 | 20 | 17 | 1082.9913 | 82.9913
2035 | 6 | 20 | 18 | 1082.9307 | 82.9307
2035 | 6 | 20 | 19 | 1046.7385 | 46.7385
2035 | 6 | 20 | 20 | 1004.0516 | 4.0516
2035 | 6 | 20 | 21 | 959.1052 | 0
2035 | 6 | 20 | 22 | 933.9423 | 0
2035 | 6 | 20 | 23 | 893.728 | 0
2035 | 6 | 21 | 0 | 849.8139 | 0
2035 | 6 | 21 | 1 | 809.7775 | 0
2035 | 6 | 21 | 2 | 791.6167 | 0
2035 | 6 | 21 | 3 | 784.4904 | 0
2035 | 6 | 21 | 4 | 781.4614 | 0
2035 | 6 | 21 | 5 | 797.4299 | 0
2035 | 6 | 21 | 6 | 834.8435 | 0
2035 | 6 | 21 | 7 | 883.8988 | 0
2035 | 6 | 21 | 8 | 911.4289 | 0
2035 | 6 | 21 | 9 | 946.8872 | 0
2035 | 6 | 21 | 10 | 967.1214 | 0
2035 | 6 | 21 | 11 | 992.4384 | 0
2035 | 6 | 21 | 12 | 1016.5741 | 16.5741
2035 | 6 | 21 | 13 | 1032.2801 | 32.2801
2035 | 6 | 21 | 14 | 1035.2861 | 35.2861
2035 | 6 | 21 | 15 | 1047.4671 | 47.4671
2035 | 6 | 21 | 16 | 1057.0988 | 57.0988
2035 | 6 | 21 | 17 | 1050.7509 | 50.7509
2035 | 6 | 21 | 18 | 1041.7966 | 41.7966
2035 | 6 | 21 | 19 | 1011.8242 | 11.8242
2035 | 6 | 21 | 20 | 978.1444 | 0
2035 | 6 | 21 | 21 | 964.5315 | 0
2035 | 6 | 21 | 22 | 942.4634 | 0
2035 | 6 | 21 | 23 | 904.2556 | 0
2035 | 6 | 22 | 0 | 863.2547 | 0
2035 | 6 | 22 | 1 | 857.9692 | 0
2035 | 6 | 22 | 2 | 838.5402 | 0
2035 | 6 | 22 | 3 | 827.7657 | 0
2035 | 6 | 22 | 4 | 825.6527 | 0
2035 | 6 | 22 | 5 | 843.0813 | 0
2035 | 6 | 22 | 6 | 879.6943 | 0
2035 | 6 | 22 | 7 | 935.242 | 0
2035 | 6 | 22 | 8 | 961.2278 | 0
2035 | 6 | 22 | 9 | 1007.6057 | 7.6057
2035 | 6 | 22 | 10 | 1038.9711 | 38.9711
2035 | 6 | 22 | 11 | 1070.7829 | 70.7829
2035 | 6 | 22 | 12 | 1098.2126 | 98.2126
2035 | 6 | 22 | 13 | 1112.7233 | 112.7233
2035 | 6 | 22 | 14 | 1117.7895 | 117.7895
2035 | 6 | 22 | 15 | 1131.1224 | 131.1224
2035 | 6 | 22 | 16 | 1139.3073 | 139.3073
2035 | 6 | 22 | 17 | 1131.1648 | 131.1648
2035 | 6 | 22 | 18 | 1110.6398 | 110.6398
2035 | 6 | 22 | 19 | 1083.2331 | 83.2331
2035 | 6 | 22 | 20 | 1061.63 | 61.63
2035 | 6 | 22 | 21 | 1037.8274 | 37.8274
2035 | 6 | 22 | 22 | 1013.6894 | 13.6894
2035 | 6 | 22 | 23 | 975.1046 | 0
2035 | 6 | 23 | 0 | 930.0025 | 0
2035 | 6 | 23 | 1 | 862.4363 | 0
2035 | 6 | 23 | 2 | 794.8702 | 0
2035 | 6 | 23 | 3 | 778.7868 | 0
2035 | 6 | 23 | 4 | 768.7409 | 0
2035 | 6 | 23 | 5 | 769.8365 | 0
2035 | 6 | 23 | 6 | 778.5601 | 0
2035 | 6 | 23 | 7 | 798.9031 | 0
2035 | 6 | 23 | 8 | 828.9014 | 0
2035 | 6 | 23 | 9 | 858.9298 | 0
2035 | 6 | 23 | 10 | 881.0114 | 0
2035 | 6 | 23 | 11 | 896.1165 | 0
2035 | 6 | 23 | 12 | 915.4954 | 0
2035 | 6 | 23 | 13 | 917.4354 | 0
2035 | 6 | 23 | 14 | 916.3252 | 0
2035 | 6 | 23 | 15 | 923.3132 | 0
2035 | 6 | 23 | 16 | 934.4396 | 0
2035 | 6 | 23 | 17 | 939.6677 | 0
2035 | 6 | 23 | 18 | 929.5348 | 0
2035 | 6 | 23 | 19 | 897.2558 | 0
2035 | 6 | 23 | 20 | 863.3252 | 0
2035 | 6 | 23 | 21 | 828.1678 | 0
2035 | 6 | 23 | 22 | 812.7469 | 0
2035 | 6 | 23 | 23 | 789.3813 | 0
2035 | 6 | 24 | 0 | 763.6374 | 0
2035 | 6 | 24 | 1 | 755.7818 | 0
2035 | 6 | 24 | 2 | 736.1443 | 0
2035 | 6 | 24 | 3 | 724.0051 | 0
2035 | 6 | 24 | 4 | 714.3358 | 0
2035 | 6 | 24 | 5 | 711.8347 | 0
2035 | 6 | 24 | 6 | 715.6271 | 0
2035 | 6 | 24 | 7 | 727.8845 | 0
2035 | 6 | 24 | 8 | 750.4641 | 0
2035 | 6 | 24 | 9 | 781.5916 | 0
2035 | 6 | 24 | 10 | 801.1447 | 0
2035 | 6 | 24 | 11 | 816.9626 | 0
2035 | 6 | 24 | 12 | 836.148 | 0
2035 | 6 | 24 | 13 | 843.3033 | 0
2035 | 6 | 24 | 14 | 853.646 | 0
2035 | 6 | 24 | 15 | 866.4661 | 0
2035 | 6 | 24 | 16 | 883.1356 | 0
2035 | 6 | 24 | 17 | 896.0053 | 0
2035 | 6 | 24 | 18 | 899.0568 | 0
2035 | 6 | 24 | 19 | 871.8771 | 0
2035 | 6 | 24 | 20 | 855.8861 | 0
2035 | 6 | 24 | 21 | 826.1544 | 0
2035 | 6 | 24 | 22 | 816.9899 | 0
2035 | 6 | 24 | 23 | 796.0468 | 0
2035 | 6 | 25 | 0 | 770.89 | 0
2035 | 6 | 25 | 1 | 775.7437 | 0
2035 | 6 | 25 | 2 | 758.7799 | 0
2035 | 6 | 25 | 3 | 751.2027 | 0
2035 | 6 | 25 | 4 | 746.6049 | 0
2035 | 6 | 25 | 5 | 758.3947 | 0
2035 | 6 | 25 | 6 | 793.0553 | 0
2035 | 6 | 25 | 7 | 847.2278 | 0
2035 | 6 | 25 | 8 | 881.4837 | 0
2035 | 6 | 25 | 9 | 921.193 | 0
2035 | 6 | 25 | 10 | 948.5344 | 0
2035 | 6 | 25 | 11 | 974.7567 | 0
2035 | 6 | 25 | 12 | 994.3906 | 0
2035 | 6 | 25 | 13 | 1004.0507 | 4.0507
2035 | 6 | 25 | 14 | 1007.9873 | 7.9873
2035 | 6 | 25 | 15 | 1020.7309 | 20.7309
2035 | 6 | 25 | 16 | 1036.7825 | 36.7825
2035 | 6 | 25 | 17 | 1042.3028 | 42.3028
2035 | 6 | 25 | 18 | 1033.2232 | 33.2232
2035 | 6 | 25 | 19 | 1018.342 | 18.342
2035 | 6 | 25 | 20 | 979.7671 | 0
2035 | 6 | 25 | 21 | 946.5316 | 0
2035 | 6 | 25 | 22 | 919.5248 | 0
2035 | 6 | 25 | 23 | 881.0494 | 0
2035 | 6 | 26 | 0 | 839.0861 | 0
2035 | 6 | 26 | 1 | 789.7359 | 0
2035 | 6 | 26 | 2 | 772.2171 | 0
2035 | 6 | 26 | 3 | 764.6557 | 0
2035 | 6 | 26 | 4 | 759.8567 | 0
2035 | 6 | 26 | 5 | 772.0058 | 0
2035 | 6 | 26 | 6 | 805.4376 | 0
2035 | 6 | 26 | 7 | 857.0648 | 0
2035 | 6 | 26 | 8 | 889.1252 | 0
2035 | 6 | 26 | 9 | 921.7743 | 0
2035 | 6 | 26 | 10 | 944.1213 | 0
2035 | 6 | 26 | 11 | 968.4665 | 0
2035 | 6 | 26 | 12 | 990.3806 | 0
2035 | 6 | 26 | 13 | 998.3138 | 0
2035 | 6 | 26 | 14 | 1002.2536 | 2.2536
2035 | 6 | 26 | 15 | 1015.9629 | 15.9629
2035 | 6 | 26 | 16 | 1033.2575 | 33.2575
2035 | 6 | 26 | 17 | 1037.3787 | 37.3787
2035 | 6 | 26 | 18 | 1029.9689 | 29.9689
2035 | 6 | 26 | 19 | 1006.8935 | 6.8935
2035 | 6 | 26 | 20 | 972.197 | 0
2035 | 6 | 26 | 21 | 932.9756 | 0
2035 | 6 | 26 | 22 | 906.7119 | 0
2035 | 6 | 26 | 23 | 869.1217 | 0
2035 | 6 | 27 | 0 | 831.0542 | 0
2035 | 6 | 27 | 1 | 795.0282 | 0
2035 | 6 | 27 | 2 | 777.1531 | 0
2035 | 6 | 27 | 3 | 769.4166 | 0
2035 | 6 | 27 | 4 | 765.4561 | 0
2035 | 6 | 27 | 5 | 778.676 | 0
2035 | 6 | 27 | 6 | 815.2033 | 0
2035 | 6 | 27 | 7 | 862.4859 | 0
2035 | 6 | 27 | 8 | 893.482 | 0
2035 | 6 | 27 | 9 | 919.7588 | 0
2035 | 6 | 27 | 10 | 936.5759 | 0
2035 | 6 | 27 | 11 | 959.0734 | 0
2035 | 6 | 27 | 12 | 985.0263 | 0
2035 | 6 | 27 | 13 | 992.2956 | 0
2035 | 6 | 27 | 14 | 997.4575 | 0
2035 | 6 | 27 | 15 | 1011.7786 | 11.7786
2035 | 6 | 27 | 16 | 1032.0794 | 32.0794
2035 | 6 | 27 | 17 | 1034.5317 | 34.5317
2035 | 6 | 27 | 18 | 1020.2356 | 20.2356
2035 | 6 | 27 | 19 | 992.9822 | 0
2035 | 6 | 27 | 20 | 962.4158 | 0
2035 | 6 | 27 | 21 | 922.7281 | 0
2035 | 6 | 27 | 22 | 895.8578 | 0
2035 | 6 | 27 | 23 | 857.7635 | 0
2035 | 6 | 28 | 0 | 818.447 | 0
2035 | 6 | 28 | 1 | 824.7172 | 0
2035 | 6 | 28 | 2 | 807.5034 | 0
2035 | 6 | 28 | 3 | 800.5677 | 0
2035 | 6 | 28 | 4 | 797.4304 | 0
2035 | 6 | 28 | 5 | 812.6785 | 0
2035 | 6 | 28 | 6 | 850.7664 | 0
2035 | 6 | 28 | 7 | 906.7913 | 0
2035 | 6 | 28 | 8 | 928.9227 | 0
2035 | 6 | 28 | 9 | 971.5083 | 0
2035 | 6 | 28 | 10 | 989.0617 | 0
2035 | 6 | 28 | 11 | 1018.0356 | 18.0356
2035 | 6 | 28 | 12 | 1042.5589 | 42.5589
2035 | 6 | 28 | 13 | 1059.1069 | 59.1069
2035 | 6 | 28 | 14 | 1063.7742 | 63.7742
2035 | 6 | 28 | 15 | 1079.16 | 79.16
2035 | 6 | 28 | 16 | 1094.0385 | 94.0385
2035 | 6 | 28 | 17 | 1096.8084 | 96.8084
2035 | 6 | 28 | 18 | 1083.5843 | 83.5843
2035 | 6 | 28 | 19 | 1057.7549 | 57.7549
2035 | 6 | 28 | 20 | 1026.4219 | 26.4219
2035 | 6 | 28 | 21 | 991.284 | 0
2035 | 6 | 28 | 22 | 951.5219 | 0
2035 | 6 | 28 | 23 | 915.6077 | 0
2035 | 6 | 29 | 0 | 869.5338 | 0
2035 | 6 | 29 | 1 | 877.7488 | 0
2035 | 6 | 29 | 2 | 856.5092 | 0
2035 | 6 | 29 | 3 | 846.672 | 0
2035 | 6 | 29 | 4 | 842.5617 | 0
2035 | 6 | 29 | 5 | 859.2003 | 0
2035 | 6 | 29 | 6 | 898.1607 | 0
2035 | 6 | 29 | 7 | 954.9461 | 0
2035 | 6 | 29 | 8 | 986.338 | 0
2035 | 6 | 29 | 9 | 1040.3698 | 40.3698
2035 | 6 | 29 | 10 | 1078.669 | 78.669
2035 | 6 | 29 | 11 | 1120.0033 | 120.0033
2035 | 6 | 29 | 12 | 1152.8905 | 152.8905
2035 | 6 | 29 | 13 | 1172.8076 | 172.8076
2035 | 6 | 29 | 14 | 1181.8694 | 181.8694
2035 | 6 | 29 | 15 | 1198.9019 | 198.9019
2035 | 6 | 29 | 16 | 1214.8877 | 214.8877
2035 | 6 | 29 | 17 | 1211.8665 | 211.8665
2035 | 6 | 29 | 18 | 1193.4763 | 193.4763
2035 | 6 | 29 | 19 | 1158.5544 | 158.5544
2035 | 6 | 29 | 20 | 1116.194 | 116.194
2035 | 6 | 29 | 21 | 1090.1461 | 90.1461
2035 | 6 | 29 | 22 | 1061.8562 | 61.8562
2035 | 6 | 29 | 23 | 1018.144 | 18.144
2035 | 6 | 30 | 0 | 963.606 | 0
2035 | 6 | 30 | 1 | 896.1201 | 0
2035 | 6 | 30 | 2 | 828.6342 | 0
2035 | 6 | 30 | 3 | 811.6073 | 0
2035 | 6 | 30 | 4 | 803.8531 | 0
2035 | 6 | 30 | 5 | 806.8079 | 0
2035 | 6 | 30 | 6 | 817.4999 | 0
2035 | 6 | 30 | 7 | 846.4159 | 0
2035 | 6 | 30 | 8 | 873.1972 | 0
2035 | 6 | 30 | 9 | 923.6116 | 0
2035 | 6 | 30 | 10 | 953.2277 | 0
2035 | 6 | 30 | 11 | 983.3613 | 0
2035 | 6 | 30 | 12 | 1014.2705 | 14.2705
2035 | 6 | 30 | 13 | 1025.5249 | 25.5249
2035 | 6 | 30 | 14 | 1028.0827 | 28.0827
2035 | 6 | 30 | 15 | 1037.0729 | 37.0729
2035 | 6 | 30 | 16 | 1041.5247 | 41.5247
2035 | 6 | 30 | 17 | 1044.948 | 44.948
2035 | 6 | 30 | 18 | 1038.4313 | 38.4313
2035 | 6 | 30 | 19 | 1016.8563 | 16.8563
2035 | 6 | 30 | 20 | 976.1828 | 0
2035 | 6 | 30 | 21 | 941.7339 | 0
2035 | 6 | 30 | 22 | 926.1203 | 0
2035 | 6 | 30 | 23 | 898.0741 | 0
2035 | 7 | 1 | 0 | 856.8091 | 0
2035 | 7 | 1 | 1 | 801.5942 | 0
2035 | 7 | 1 | 2 | 746.3793 | 0
2035 | 7 | 1 | 3 | 737.2232 | 0
2035 | 7 | 1 | 4 | 732.1517 | 0
2035 | 7 | 1 | 5 | 738.71 | 0
2035 | 7 | 1 | 6 | 748.4037 | 0
2035 | 7 | 1 | 7 | 774.0326 | 0
2035 | 7 | 1 | 8 | 791.8936 | 0
2035 | 7 | 1 | 9 | 822.4407 | 0
2035 | 7 | 1 | 10 | 837.1576 | 0
2035 | 7 | 1 | 11 | 864.2538 | 0
2035 | 7 | 1 | 12 | 892.9107 | 0
2035 | 7 | 1 | 13 | 902.04 | 0
2035 | 7 | 1 | 14 | 905.4222 | 0
2035 | 7 | 1 | 15 | 917.1747 | 0
2035 | 7 | 1 | 16 | 918.0161 | 0
2035 | 7 | 1 | 17 | 927.5912 | 0
2035 | 7 | 1 | 18 | 930.8661 | 0
2035 | 7 | 1 | 19 | 915.877 | 0
2035 | 7 | 1 | 20 | 885.8891 | 0
2035 | 7 | 1 | 21 | 847.2198 | 0
2035 | 7 | 1 | 22 | 827.2376 | 0
2035 | 7 | 1 | 23 | 803.2424 | 0
2035 | 7 | 2 | 0 | 773.757 | 0
2035 | 7 | 2 | 1 | 761.8488 | 0
2035 | 7 | 2 | 2 | 749.9407 | 0
2035 | 7 | 2 | 3 | 744.0685 | 0
2035 | 7 | 2 | 4 | 738.5695 | 0
2035 | 7 | 2 | 5 | 756.8675 | 0
2035 | 7 | 2 | 6 | 803.1954 | 0
2035 | 7 | 2 | 7 | 861.2404 | 0
2035 | 7 | 2 | 8 | 890.8066 | 0
2035 | 7 | 2 | 9 | 936.0771 | 0
2035 | 7 | 2 | 10 | 955.9693 | 0
2035 | 7 | 2 | 11 | 980.963 | 0
2035 | 7 | 2 | 12 | 1000.3262 | 0.32625
2035 | 7 | 2 | 13 | 1010.5226 | 10.5226
2035 | 7 | 2 | 14 | 1014.216 | 14.216
2035 | 7 | 2 | 15 | 1027.4847 | 27.4847
2035 | 7 | 2 | 16 | 1044.0606 | 44.0606
2035 | 7 | 2 | 17 | 1048.6899 | 48.6899
2035 | 7 | 2 | 18 | 1038.6573 | 38.6573
2035 | 7 | 2 | 19 | 1024.3379 | 24.3379
2035 | 7 | 2 | 20 | 986.2256 | 0
2035 | 7 | 2 | 21 | 953.7826 | 0
2035 | 7 | 2 | 22 | 918.1378 | 0
2035 | 7 | 2 | 23 | 876.2919 | 0
2035 | 7 | 3 | 0 | 823.3085 | 0
2035 | 7 | 3 | 1 | 798.4358 | 0
2035 | 7 | 3 | 2 | 780.7182 | 0
2035 | 7 | 3 | 3 | 773.3477 | 0
2035 | 7 | 3 | 4 | 767.5092 | 0
2035 | 7 | 3 | 5 | 778.9467 | 0
2035 | 7 | 3 | 6 | 808.0541 | 0
2035 | 7 | 3 | 7 | 861.4806 | 0
2035 | 7 | 3 | 8 | 892.41 | 0
2035 | 7 | 3 | 9 | 924.3711 | 0
2035 | 7 | 3 | 10 | 947.2537 | 0
2035 | 7 | 3 | 11 | 971.5693 | 0
2035 | 7 | 3 | 12 | 991.725 | 0
2035 | 7 | 3 | 13 | 998.5953 | 0
2035 | 7 | 3 | 14 | 1001.3161 | 1.3161
2035 | 7 | 3 | 15 | 1015.3792 | 15.3792
2035 | 7 | 3 | 16 | 1030.9106 | 30.9106
2035 | 7 | 3 | 17 | 1035.3016 | 35.3016
2035 | 7 | 3 | 18 | 1036.448 | 36.448
2035 | 7 | 3 | 19 | 1009.3563 | 9.3563
2035 | 7 | 3 | 20 | 974.4081 | 0
2035 | 7 | 3 | 21 | 929.6672 | 0
2035 | 7 | 3 | 22 | 904.7532 | 0
2035 | 7 | 3 | 23 | 868.5521 | 0
2035 | 7 | 4 | 0 | 835.6294 | 0
2035 | 7 | 4 | 1 | 845.4719 | 0
2035 | 7 | 4 | 2 | 855.3144 | 0
2035 | 7 | 4 | 3 | 843.0672 | 0
2035 | 7 | 4 | 4 | 833.4304 | 0
2035 | 7 | 4 | 5 | 845.6183 | 0
2035 | 7 | 4 | 6 | 874.6565 | 0
2035 | 7 | 4 | 7 | 923.9527 | 0
2035 | 7 | 4 | 8 | 968.4046 | 0
2035 | 7 | 4 | 9 | 1014.6157 | 14.6157
2035 | 7 | 4 | 10 | 1051.6917 | 51.6917
2035 | 7 | 4 | 11 | 1087.7438 | 87.7438
2035 | 7 | 4 | 12 | 1125.2012 | 125.2012
2035 | 7 | 4 | 13 | 1139.3263 | 139.3263
2035 | 7 | 4 | 14 | 1151.2722 | 151.2722
2035 | 7 | 4 | 15 | 1168.7175 | 168.7175
2035 | 7 | 4 | 16 | 1185.1608 | 185.1608
2035 | 7 | 4 | 17 | 1186.2413 | 186.2413
2035 | 7 | 4 | 18 | 1184.9946 | 184.9946
2035 | 7 | 4 | 19 | 1149.2992 | 149.2992
2035 | 7 | 4 | 20 | 1103.5467 | 103.5467
2035 | 7 | 4 | 21 | 1059.2885 | 59.2885
2035 | 7 | 4 | 22 | 1031.9739 | 31.9739
2035 | 7 | 4 | 23 | 985.4013 | 0
2035 | 7 | 5 | 0 | 932.9306 | 0
2035 | 7 | 5 | 1 | 873.8879 | 0
2035 | 7 | 5 | 2 | 814.8451 | 0
2035 | 7 | 5 | 3 | 800.9671 | 0
2035 | 7 | 5 | 4 | 791.7681 | 0
2035 | 7 | 5 | 5 | 807.6125 | 0
2035 | 7 | 5 | 6 | 841.9179 | 0
2035 | 7 | 5 | 7 | 889.6626 | 0
2035 | 7 | 5 | 8 | 919.3489 | 0
2035 | 7 | 5 | 9 | 970.7978 | 0
2035 | 7 | 5 | 10 | 1001.976 | 1.976
2035 | 7 | 5 | 11 | 1038.2811 | 38.2811
2035 | 7 | 5 | 12 | 1067.828 | 67.828
2035 | 7 | 5 | 13 | 1082.9253 | 82.9253
2035 | 7 | 5 | 14 | 1090.633 | 90.633
2035 | 7 | 5 | 15 | 1104.5951 | 104.5951
2035 | 7 | 5 | 16 | 1112.2233 | 112.2233
2035 | 7 | 5 | 17 | 1116.7893 | 116.7893
2035 | 7 | 5 | 18 | 1114.6035 | 114.6035
2035 | 7 | 5 | 19 | 1082.8374 | 82.8374
2035 | 7 | 5 | 20 | 1041.8573 | 41.8573
2035 | 7 | 5 | 21 | 991.9328 | 0
2035 | 7 | 5 | 22 | 953.7958 | 0
2035 | 7 | 5 | 23 | 913.227 | 0
2035 | 7 | 6 | 0 | 860.598 | 0
2035 | 7 | 6 | 1 | 804.2137 | 0
2035 | 7 | 6 | 2 | 784.3532 | 0
2035 | 7 | 6 | 3 | 775.8126 | 0
2035 | 7 | 6 | 4 | 771.3965 | 0
2035 | 7 | 6 | 5 | 789.3146 | 0
2035 | 7 | 6 | 6 | 823.3046 | 0
2035 | 7 | 6 | 7 | 871.8286 | 0
2035 | 7 | 6 | 8 | 902.9042 | 0
2035 | 7 | 6 | 9 | 941.3122 | 0
2035 | 7 | 6 | 10 | 952.544 | 0
2035 | 7 | 6 | 11 | 965.5391 | 0
2035 | 7 | 6 | 12 | 985.3865 | 0
2035 | 7 | 6 | 13 | 992.9245 | 0
2035 | 7 | 6 | 14 | 998.3186 | 0
2035 | 7 | 6 | 15 | 1012.079 | 12.079
2035 | 7 | 6 | 16 | 1026.0434 | 26.0434
2035 | 7 | 6 | 17 | 1032.0393 | 32.0393
2035 | 7 | 6 | 18 | 1024.1411 | 24.1411
2035 | 7 | 6 | 19 | 991.1482 | 0
2035 | 7 | 6 | 20 | 946.6608 | 0
2035 | 7 | 6 | 21 | 906.4559 | 0
2035 | 7 | 6 | 22 | 878.9222 | 0
2035 | 7 | 6 | 23 | 845.2743 | 0
2035 | 7 | 7 | 0 | 804.2609 | 0
2035 | 7 | 7 | 1 | 737.4417 | 0
2035 | 7 | 7 | 2 | 721.2501 | 0
2035 | 7 | 7 | 3 | 713.0804 | 0
2035 | 7 | 7 | 4 | 707.8618 | 0
2035 | 7 | 7 | 5 | 711.9734 | 0
2035 | 7 | 7 | 6 | 716.3082 | 0
2035 | 7 | 7 | 7 | 733.0728 | 0
2035 | 7 | 7 | 8 | 765.7188 | 0
2035 | 7 | 7 | 9 | 814.0947 | 0
2035 | 7 | 7 | 10 | 833.0782 | 0
2035 | 7 | 7 | 11 | 856.4127 | 0
2035 | 7 | 7 | 12 | 879.2334 | 0
2035 | 7 | 7 | 13 | 890.5678 | 0
2035 | 7 | 7 | 14 | 901.7271 | 0
2035 | 7 | 7 | 15 | 918.653 | 0
2035 | 7 | 7 | 16 | 932.1721 | 0
2035 | 7 | 7 | 17 | 942.5531 | 0
2035 | 7 | 7 | 18 | 939.3643 | 0
2035 | 7 | 7 | 19 | 915.1044 | 0
2035 | 7 | 7 | 20 | 871.3024 | 0
2035 | 7 | 7 | 21 | 844.2237 | 0
2035 | 7 | 7 | 22 | 830.8973 | 0
2035 | 7 | 7 | 23 | 808.3446 | 0
2035 | 7 | 8 | 0 | 775.1664 | 0
2035 | 7 | 8 | 1 | 775.836 | 0
2035 | 7 | 8 | 2 | 758.4242 | 0
2035 | 7 | 8 | 3 | 747.6964 | 0
2035 | 7 | 8 | 4 | 739.6513 | 0
2035 | 7 | 8 | 5 | 741.2658 | 0
2035 | 7 | 8 | 6 | 749.3444 | 0
2035 | 7 | 8 | 7 | 772.2364 | 0
2035 | 7 | 8 | 8 | 802.3492 | 0
2035 | 7 | 8 | 9 | 865.3393 | 0
2035 | 7 | 8 | 10 | 906.152 | 0
2035 | 7 | 8 | 11 | 956.1039 | 0
2035 | 7 | 8 | 12 | 1003.4062 | 3.4062
2035 | 7 | 8 | 13 | 1030.0226 | 30.0226
2035 | 7 | 8 | 14 | 1051.7873 | 51.7873
2035 | 7 | 8 | 15 | 1076.8351 | 76.8351
2035 | 7 | 8 | 16 | 1102.1641 | 102.1641
2035 | 7 | 8 | 17 | 1115.4467 | 115.4467
2035 | 7 | 8 | 18 | 1112.1561 | 112.1561
2035 | 7 | 8 | 19 | 1086.0748 | 86.0748
2035 | 7 | 8 | 20 | 1045.186 | 45.186
2035 | 7 | 8 | 21 | 1014.1472 | 14.1472
2035 | 7 | 8 | 22 | 982.8971 | 0
2035 | 7 | 8 | 23 | 947.6887 | 0
2035 | 7 | 9 | 0 | 897.0661 | 0
2035 | 7 | 9 | 1 | 892.2274 | 0
2035 | 7 | 9 | 2 | 887.3887 | 0
2035 | 7 | 9 | 3 | 868.5006 | 0
2035 | 7 | 9 | 4 | 854.7768 | 0
2035 | 7 | 9 | 5 | 870.5444 | 0
2035 | 7 | 9 | 6 | 910.199 | 0
2035 | 7 | 9 | 7 | 976.7842 | 0
2035 | 7 | 9 | 8 | 1026.3406 | 26.3406
2035 | 7 | 9 | 9 | 1102.2511 | 102.2511
2035 | 7 | 9 | 10 | 1156.0525 | 156.0525
2035 | 7 | 9 | 11 | 1208.3523 | 208.3523
2035 | 7 | 9 | 12 | 1252.3507 | 252.3507
2035 | 7 | 9 | 13 | 1281.0626 | 281.0626
2035 | 7 | 9 | 14 | 1302.0043 | 302.0043
2035 | 7 | 9 | 15 | 1318.148 | 318.148
2035 | 7 | 9 | 16 | 1333.9069 | 333.9069
2035 | 7 | 9 | 17 | 1333.4254 | 333.4254
2035 | 7 | 9 | 18 | 1319.5767 | 319.5767
2035 | 7 | 9 | 19 | 1292.2261 | 292.2261
2035 | 7 | 9 | 20 | 1254.966 | 254.966
2035 | 7 | 9 | 21 | 1213.0765 | 213.0765
2035 | 7 | 9 | 22 | 1157.1028 | 157.1028
2035 | 7 | 9 | 23 | 1097.1538 | 97.1538
2035 | 7 | 10 | 0 | 1018.0214 | 18.0214
2035 | 7 | 10 | 1 | 954.0129 | 0
2035 | 7 | 10 | 2 | 919.9705 | 0
2035 | 7 | 10 | 3 | 899.1262 | 0
2035 | 7 | 10 | 4 | 885.1777 | 0
2035 | 7 | 10 | 5 | 897.0711 | 0
2035 | 7 | 10 | 6 | 928.5231 | 0
2035 | 7 | 10 | 7 | 993.3371 | 0
2035 | 7 | 10 | 8 | 1050.0934 | 50.0934
2035 | 7 | 10 | 9 | 1104.4086 | 104.4086
2035 | 7 | 10 | 10 | 1155.4184 | 155.4184
2035 | 7 | 10 | 11 | 1205.7616 | 205.7616
2035 | 7 | 10 | 12 | 1247.4582 | 247.4582
2035 | 7 | 10 | 13 | 1269.3435 | 269.3435
2035 | 7 | 10 | 14 | 1286.6132 | 286.6132
2035 | 7 | 10 | 15 | 1300.9056 | 300.9056
2035 | 7 | 10 | 16 | 1308.1721 | 308.1721
2035 | 7 | 10 | 17 | 1305.685 | 305.685
2035 | 7 | 10 | 18 | 1293.8751 | 293.8751
2035 | 7 | 10 | 19 | 1255.7396 | 255.7396
2035 | 7 | 10 | 20 | 1221.8167 | 221.8167
2035 | 7 | 10 | 21 | 1169.1098 | 169.1098
2035 | 7 | 10 | 22 | 1121.9343 | 121.9343
2035 | 7 | 10 | 23 | 1062.5053 | 62.5053
2035 | 7 | 11 | 0 | 1001.326 | 1.326
2035 | 7 | 11 | 1 | 969.8844 | 0
2035 | 7 | 11 | 2 | 935.767 | 0
2035 | 7 | 11 | 3 | 916.5549 | 0
2035 | 7 | 11 | 4 | 902.9589 | 0
2035 | 7 | 11 | 5 | 913.6256 | 0
2035 | 7 | 11 | 6 | 943.3374 | 0
2035 | 7 | 11 | 7 | 1000.3032 | 0.30317
2035 | 7 | 11 | 8 | 1056.1066 | 56.1066
2035 | 7 | 11 | 9 | 1115.4079 | 115.4079
2035 | 7 | 11 | 10 | 1168.5973 | 168.5973
2035 | 7 | 11 | 11 | 1219.0744 | 219.0744
2035 | 7 | 11 | 12 | 1267.6633 | 267.6633
2035 | 7 | 11 | 13 | 1289.5887 | 289.5887
2035 | 7 | 11 | 14 | 1307.4804 | 307.4804
2035 | 7 | 11 | 15 | 1328.1846 | 328.1846
2035 | 7 | 11 | 16 | 1338.5575 | 338.5575
2035 | 7 | 11 | 17 | 1335.4602 | 335.4602
2035 | 7 | 11 | 18 | 1327.6698 | 327.6698
2035 | 7 | 11 | 19 | 1295.6451 | 295.6451
2035 | 7 | 11 | 20 | 1247.8603 | 247.8603
2035 | 7 | 11 | 21 | 1206.2649 | 206.2649
2035 | 7 | 11 | 22 | 1172.0395 | 172.0395
2035 | 7 | 11 | 23 | 1111.2671 | 111.2671
2035 | 7 | 12 | 0 | 1043.8466 | 43.8466
2035 | 7 | 12 | 1 | 991.5471 | 0
2035 | 7 | 12 | 2 | 939.2476 | 0
2035 | 7 | 12 | 3 | 917.883 | 0
2035 | 7 | 12 | 4 | 904.8908 | 0
2035 | 7 | 12 | 5 | 916.26 | 0
2035 | 7 | 12 | 6 | 949.3371 | 0
2035 | 7 | 12 | 7 | 1008.5717 | 8.5717
2035 | 7 | 12 | 8 | 1052.504 | 52.504
2035 | 7 | 12 | 9 | 1117.4977 | 117.4977
2035 | 7 | 12 | 10 | 1154.8568 | 154.8568
2035 | 7 | 12 | 11 | 1196.1356 | 196.1356
2035 | 7 | 12 | 12 | 1230.4273 | 230.4273
2035 | 7 | 12 | 13 | 1248.0666 | 248.0666
2035 | 7 | 12 | 14 | 1258.0012 | 258.0012
2035 | 7 | 12 | 15 | 1271.6438 | 271.6438
2035 | 7 | 12 | 16 | 1282.9042 | 282.9042
2035 | 7 | 12 | 17 | 1284.5622 | 284.5622
2035 | 7 | 12 | 18 | 1259.0349 | 259.0349
2035 | 7 | 12 | 19 | 1212.9138 | 212.9138
2035 | 7 | 12 | 20 | 1163.8533 | 163.8533
2035 | 7 | 12 | 21 | 1124.1842 | 124.1842
2035 | 7 | 12 | 22 | 1076.5617 | 76.5617
2035 | 7 | 12 | 23 | 1026.9253 | 26.9253
2035 | 7 | 13 | 0 | 965.4912 | 0
2035 | 7 | 13 | 1 | 897.8175 | 0
2035 | 7 | 13 | 2 | 870.0775 | 0
2035 | 7 | 13 | 3 | 854.9863 | 0
2035 | 7 | 13 | 4 | 846.2557 | 0
2035 | 7 | 13 | 5 | 860.3507 | 0
2035 | 7 | 13 | 6 | 895.3491 | 0
2035 | 7 | 13 | 7 | 941.5657 | 0
2035 | 7 | 13 | 8 | 959.1898 | 0
2035 | 7 | 13 | 9 | 998.8498 | 0
2035 | 7 | 13 | 10 | 1014.8157 | 14.8157
2035 | 7 | 13 | 11 | 1036.1934 | 36.1934
2035 | 7 | 13 | 12 | 1051.9334 | 51.9334
2035 | 7 | 13 | 13 | 1054.3168 | 54.3168
2035 | 7 | 13 | 14 | 1050.0841 | 50.0841
2035 | 7 | 13 | 15 | 1058.5845 | 58.5845
2035 | 7 | 13 | 16 | 1069.7605 | 69.7605
2035 | 7 | 13 | 17 | 1070.2588 | 70.2588
2035 | 7 | 13 | 18 | 1047.3037 | 47.3037
2035 | 7 | 13 | 19 | 1021.4134 | 21.4134
2035 | 7 | 13 | 20 | 980.1301 | 0
2035 | 7 | 13 | 21 | 932.632 | 0
2035 | 7 | 13 | 22 | 893.847 | 0
2035 | 7 | 13 | 23 | 859.2783 | 0
2035 | 7 | 14 | 0 | 817.3848 | 0
2035 | 7 | 14 | 1 | 782.7815 | 0
2035 | 7 | 14 | 2 | 748.1782 | 0
2035 | 7 | 14 | 3 | 738.8661 | 0
2035 | 7 | 14 | 4 | 734.2892 | 0
2035 | 7 | 14 | 5 | 737.6802 | 0
2035 | 7 | 14 | 6 | 745.167 | 0
2035 | 7 | 14 | 7 | 765.2412 | 0
2035 | 7 | 14 | 8 | 795.3648 | 0
2035 | 7 | 14 | 9 | 842.0413 | 0
2035 | 7 | 14 | 10 | 865.9512 | 0
2035 | 7 | 14 | 11 | 888.598 | 0
2035 | 7 | 14 | 12 | 913.4945 | 0
2035 | 7 | 14 | 13 | 926.6157 | 0
2035 | 7 | 14 | 14 | 936.7161 | 0
2035 | 7 | 14 | 15 | 952.4527 | 0
2035 | 7 | 14 | 16 | 966.5339 | 0
2035 | 7 | 14 | 17 | 974.2235 | 0
2035 | 7 | 14 | 18 | 967.6271 | 0
2035 | 7 | 14 | 19 | 940.6242 | 0
2035 | 7 | 14 | 20 | 894.8298 | 0
2035 | 7 | 14 | 21 | 868.3599 | 0
2035 | 7 | 14 | 22 | 854.7734 | 0
2035 | 7 | 14 | 23 | 830.5898 | 0
2035 | 7 | 15 | 0 | 796.3628 | 0
2035 | 7 | 15 | 1 | 783.1126 | 0
2035 | 7 | 15 | 2 | 763.1542 | 0
2035 | 7 | 15 | 3 | 750.0699 | 0
2035 | 7 | 15 | 4 | 741.0166 | 0
2035 | 7 | 15 | 5 | 741.0896 | 0
2035 | 7 | 15 | 6 | 747.3274 | 0
2035 | 7 | 15 | 7 | 768.8624 | 0
2035 | 7 | 15 | 8 | 800.7743 | 0
2035 | 7 | 15 | 9 | 864.1816 | 0
2035 | 7 | 15 | 10 | 909.0438 | 0
2035 | 7 | 15 | 11 | 955.0865 | 0
2035 | 7 | 15 | 12 | 1000.9076 | 0.90757
2035 | 7 | 15 | 13 | 1027.8742 | 27.8742
2035 | 7 | 15 | 14 | 1046.3977 | 46.3977
2035 | 7 | 15 | 15 | 1071.1409 | 71.1409
2035 | 7 | 15 | 16 | 1093.659 | 93.659
2035 | 7 | 15 | 17 | 1105.9546 | 105.9546
2035 | 7 | 15 | 18 | 1095.2532 | 95.2532
2035 | 7 | 15 | 19 | 1068.5802 | 68.5802
2035 | 7 | 15 | 20 | 1029.5377 | 29.5377
2035 | 7 | 15 | 21 | 996.5263 | 0
2035 | 7 | 15 | 22 | 970.823 | 0
2035 | 7 | 15 | 23 | 934.7508 | 0
2035 | 7 | 16 | 0 | 886.7273 | 0
2035 | 7 | 16 | 1 | 863.8834 | 0
2035 | 7 | 16 | 2 | 834.981 | 0
2035 | 7 | 16 | 3 | 817.2888 | 0
2035 | 7 | 16 | 4 | 804.8081 | 0
2035 | 7 | 16 | 5 | 810.8377 | 0
2035 | 7 | 16 | 6 | 840.3476 | 0
2035 | 7 | 16 | 7 | 892.4276 | 0
2035 | 7 | 16 | 8 | 935.3616 | 0
2035 | 7 | 16 | 9 | 989.7918 | 0
2035 | 7 | 16 | 10 | 1032.7758 | 32.7758
2035 | 7 | 16 | 11 | 1070.0875 | 70.0875
2035 | 7 | 16 | 12 | 1097.5365 | 97.5365
2035 | 7 | 16 | 13 | 1111.4775 | 111.4775
2035 | 7 | 16 | 14 | 1121.8633 | 121.8633
2035 | 7 | 16 | 15 | 1142.9071 | 142.9071
2035 | 7 | 16 | 16 | 1166.3444 | 166.3444
2035 | 7 | 16 | 17 | 1171.0943 | 171.0943
2035 | 7 | 16 | 18 | 1151.2346 | 151.2346
2035 | 7 | 16 | 19 | 1113.8445 | 113.8445
2035 | 7 | 16 | 20 | 1065.683 | 65.683
2035 | 7 | 16 | 21 | 1017.0244 | 17.0244
2035 | 7 | 16 | 22 | 976.9739 | 0
2035 | 7 | 16 | 23 | 931.6497 | 0
2035 | 7 | 17 | 0 | 874.4119 | 0
2035 | 7 | 17 | 1 | 820.8449 | 0
2035 | 7 | 17 | 2 | 796.3625 | 0
2035 | 7 | 17 | 3 | 783.9856 | 0
2035 | 7 | 17 | 4 | 775.2552 | 0
2035 | 7 | 17 | 5 | 788.5924 | 0
2035 | 7 | 17 | 6 | 819.9936 | 0
2035 | 7 | 17 | 7 | 870.0643 | 0
2035 | 7 | 17 | 8 | 907.145 | 0
2035 | 7 | 17 | 9 | 944.3343 | 0
2035 | 7 | 17 | 10 | 969.1957 | 0
2035 | 7 | 17 | 11 | 996.2451 | 0
2035 | 7 | 17 | 12 | 1022.9129 | 22.9129
2035 | 7 | 17 | 13 | 1032.0384 | 32.0384
2035 | 7 | 17 | 14 | 1037.0411 | 37.0411
2035 | 7 | 17 | 15 | 1051.6419 | 51.6419
2035 | 7 | 17 | 16 | 1060.0652 | 60.0652
2035 | 7 | 17 | 17 | 1065.9801 | 65.9801
2035 | 7 | 17 | 18 | 1068.7363 | 68.7363
2035 | 7 | 17 | 19 | 1034.7526 | 34.7526
2035 | 7 | 17 | 20 | 993.1859 | 0
2035 | 7 | 17 | 21 | 947.2387 | 0
2035 | 7 | 17 | 22 | 900.4165 | 0
2035 | 7 | 17 | 23 | 856.9743 | 0
2035 | 7 | 18 | 0 | 815.4947 | 0
2035 | 7 | 18 | 1 | 837.9192 | 0
2035 | 7 | 18 | 2 | 817.203 | 0
2035 | 7 | 18 | 3 | 807.4046 | 0
2035 | 7 | 18 | 4 | 802.3309 | 0
2035 | 7 | 18 | 5 | 818.0945 | 0
2035 | 7 | 18 | 6 | 855.3644 | 0
2035 | 7 | 18 | 7 | 906.2944 | 0
2035 | 7 | 18 | 8 | 948.6358 | 0
2035 | 7 | 18 | 9 | 992.9454 | 0
2035 | 7 | 18 | 10 | 1024.9215 | 24.9215
2035 | 7 | 18 | 11 | 1062.0769 | 62.0769
2035 | 7 | 18 | 12 | 1108.3328 | 108.3328
2035 | 7 | 18 | 13 | 1127.5786 | 127.5786
2035 | 7 | 18 | 14 | 1143.821 | 143.821
2035 | 7 | 18 | 15 | 1164.8299 | 164.8299
2035 | 7 | 18 | 16 | 1181.9899 | 181.9899
2035 | 7 | 18 | 17 | 1185.3615 | 185.3615
2035 | 7 | 18 | 18 | 1182.3918 | 182.3918
2035 | 7 | 18 | 19 | 1150.2404 | 150.2404
2035 | 7 | 18 | 20 | 1113.1255 | 113.1255
2035 | 7 | 18 | 21 | 1061.3727 | 61.3727
2035 | 7 | 18 | 22 | 1013.6797 | 13.6797
2035 | 7 | 18 | 23 | 967.313 | 0
2035 | 7 | 19 | 0 | 913.5311 | 0
2035 | 7 | 19 | 1 | 878.7744 | 0
2035 | 7 | 19 | 2 | 844.0177 | 0
2035 | 7 | 19 | 3 | 830.0853 | 0
2035 | 7 | 19 | 4 | 822.3953 | 0
2035 | 7 | 19 | 5 | 836.1686 | 0
2035 | 7 | 19 | 6 | 870.4425 | 0
2035 | 7 | 19 | 7 | 918.6307 | 0
2035 | 7 | 19 | 8 | 954.7932 | 0
2035 | 7 | 19 | 9 | 1009.8652 | 9.8652
2035 | 7 | 19 | 10 | 1040.0413 | 40.0413
2035 | 7 | 19 | 11 | 1076.3149 | 76.3149
2035 | 7 | 19 | 12 | 1105.6756 | 105.6756
2035 | 7 | 19 | 13 | 1124.697 | 124.697
2035 | 7 | 19 | 14 | 1134.1133 | 134.1133
2035 | 7 | 19 | 15 | 1152.2177 | 152.2177
2035 | 7 | 19 | 16 | 1167.4592 | 167.4592
2035 | 7 | 19 | 17 | 1169.8251 | 169.8251
2035 | 7 | 19 | 18 | 1152.1762 | 152.1762
2035 | 7 | 19 | 19 | 1120.829 | 120.829
2035 | 7 | 19 | 20 | 1079.5073 | 79.5073
2035 | 7 | 19 | 21 | 1040.1204 | 40.1204
2035 | 7 | 19 | 22 | 1000.3504 | 0.35035
2035 | 7 | 19 | 23 | 955.5316 | 0
2035 | 7 | 20 | 0 | 900.8794 | 0
2035 | 7 | 20 | 1 | 858.2237 | 0
2035 | 7 | 20 | 2 | 836.3121 | 0
2035 | 7 | 20 | 3 | 825.5597 | 0
2035 | 7 | 20 | 4 | 822.3151 | 0
2035 | 7 | 20 | 5 | 837.4789 | 0
2035 | 7 | 20 | 6 | 872.708 | 0
2035 | 7 | 20 | 7 | 919.7501 | 0
2035 | 7 | 20 | 8 | 951.6695 | 0
2035 | 7 | 20 | 9 | 999.8263 | 0
2035 | 7 | 20 | 10 | 1031.4313 | 31.4313
2035 | 7 | 20 | 11 | 1066.1274 | 66.1274
2035 | 7 | 20 | 12 | 1094.1705 | 94.1705
2035 | 7 | 20 | 13 | 1110.5197 | 110.5197
2035 | 7 | 20 | 14 | 1118.8652 | 118.8652
2035 | 7 | 20 | 15 | 1127.4262 | 127.4262
2035 | 7 | 20 | 16 | 1137.6047 | 137.6047
2035 | 7 | 20 | 17 | 1136.2602 | 136.2602
2035 | 7 | 20 | 18 | 1125.7728 | 125.7728
2035 | 7 | 20 | 19 | 1092.9899 | 92.9899
2035 | 7 | 20 | 20 | 1058.544 | 58.544
2035 | 7 | 20 | 21 | 1031.8924 | 31.8924
2035 | 7 | 20 | 22 | 1002.6216 | 2.6216
2035 | 7 | 20 | 23 | 963.8042 | 0
2035 | 7 | 21 | 0 | 913.2853 | 0
2035 | 7 | 21 | 1 | 862.9362 | 0
2035 | 7 | 21 | 2 | 812.5871 | 0
2035 | 7 | 21 | 3 | 797.5814 | 0
2035 | 7 | 21 | 4 | 787.6292 | 0
2035 | 7 | 21 | 5 | 790.7016 | 0
2035 | 7 | 21 | 6 | 803.5551 | 0
2035 | 7 | 21 | 7 | 828.9768 | 0
2035 | 7 | 21 | 8 | 861.7389 | 0
2035 | 7 | 21 | 9 | 915.5448 | 0
2035 | 7 | 21 | 10 | 955.7864 | 0
2035 | 7 | 21 | 11 | 994.0667 | 0
2035 | 7 | 21 | 12 | 1031.1054 | 31.1054
2035 | 7 | 21 | 13 | 1051.0109 | 51.0109
2035 | 7 | 21 | 14 | 1064.0471 | 64.0471
2035 | 7 | 21 | 15 | 1081.0197 | 81.0197
2035 | 7 | 21 | 16 | 1095.096 | 95.096
2035 | 7 | 21 | 17 | 1097.172 | 97.172
2035 | 7 | 21 | 18 | 1074.5818 | 74.5818
2035 | 7 | 21 | 19 | 1053.1492 | 53.1492
2035 | 7 | 21 | 20 | 1012.9314 | 12.9314
2035 | 7 | 21 | 21 | 981.541 | 0
2035 | 7 | 21 | 22 | 959.2198 | 0
2035 | 7 | 21 | 23 | 924.7368 | 0
2035 | 7 | 22 | 0 | 880.6806 | 0
2035 | 7 | 22 | 1 | 846.3285 | 0
2035 | 7 | 22 | 2 | 816.3494 | 0
2035 | 7 | 22 | 3 | 796.86 | 0
2035 | 7 | 22 | 4 | 781.3276 | 0
2035 | 7 | 22 | 5 | 777.8924 | 0
2035 | 7 | 22 | 6 | 779.1243 | 0
2035 | 7 | 22 | 7 | 796.8226 | 0
2035 | 7 | 22 | 8 | 830.8983 | 0
2035 | 7 | 22 | 9 | 885.4949 | 0
2035 | 7 | 22 | 10 | 927.462 | 0
2035 | 7 | 22 | 11 | 967.7804 | 0
2035 | 7 | 22 | 12 | 1011.2699 | 11.2699
2035 | 7 | 22 | 13 | 1036.7369 | 36.7369
2035 | 7 | 22 | 14 | 1054.3963 | 54.3963
2035 | 7 | 22 | 15 | 1074.6045 | 74.6045
2035 | 7 | 22 | 16 | 1094.7274 | 94.7274
2035 | 7 | 22 | 17 | 1106.2456 | 106.2456
2035 | 7 | 22 | 18 | 1098.0096 | 98.0096
2035 | 7 | 22 | 19 | 1070.4428 | 70.4428
2035 | 7 | 22 | 20 | 1032.3054 | 32.3054
2035 | 7 | 22 | 21 | 998.6111 | 0
2035 | 7 | 22 | 22 | 962.5476 | 0
2035 | 7 | 22 | 23 | 924.2587 | 0
2035 | 7 | 23 | 0 | 882.9296 | 0
2035 | 7 | 23 | 1 | 900.2762 | 0
2035 | 7 | 23 | 2 | 872.5915 | 0
2035 | 7 | 23 | 3 | 856.8468 | 0
2035 | 7 | 23 | 4 | 845.4898 | 0
2035 | 7 | 23 | 5 | 860.9365 | 0
2035 | 7 | 23 | 6 | 898.877 | 0
2035 | 7 | 23 | 7 | 950.0721 | 0
2035 | 7 | 23 | 8 | 994.6625 | 0
2035 | 7 | 23 | 9 | 1059.8139 | 59.8139
2035 | 7 | 23 | 10 | 1101.1659 | 101.1659
2035 | 7 | 23 | 11 | 1143.1073 | 143.1073
2035 | 7 | 23 | 12 | 1177.254 | 177.254
2035 | 7 | 23 | 13 | 1197.7571 | 197.7571
2035 | 7 | 23 | 14 | 1218.183 | 218.183
2035 | 7 | 23 | 15 | 1237.5689 | 237.5689
2035 | 7 | 23 | 16 | 1258.4532 | 258.4532
2035 | 7 | 23 | 17 | 1259.003 | 259.003
2035 | 7 | 23 | 18 | 1238.9892 | 238.9892
2035 | 7 | 23 | 19 | 1202.2276 | 202.2276
2035 | 7 | 23 | 20 | 1158.6787 | 158.6787
2035 | 7 | 23 | 21 | 1114.0147 | 114.0147
2035 | 7 | 23 | 22 | 1062.6715 | 62.6715
2035 | 7 | 23 | 23 | 1015.0905 | 15.0905
2035 | 7 | 24 | 0 | 954.3684 | 0
2035 | 7 | 24 | 1 | 946.443 | 0
2035 | 7 | 24 | 2 | 917.1192 | 0
2035 | 7 | 24 | 3 | 899.7762 | 0
2035 | 7 | 24 | 4 | 888.9541 | 0
2035 | 7 | 24 | 5 | 903.8597 | 0
2035 | 7 | 24 | 6 | 940.5614 | 0
2035 | 7 | 24 | 7 | 1001.5853 | 1.5853
2035 | 7 | 24 | 8 | 1060.4096 | 60.4096
2035 | 7 | 24 | 9 | 1129.3969 | 129.3969
2035 | 7 | 24 | 10 | 1177.5984 | 177.5984
2035 | 7 | 24 | 11 | 1229.2761 | 229.2761
2035 | 7 | 24 | 12 | 1275.736 | 275.736
2035 | 7 | 24 | 13 | 1302.9688 | 302.9688
2035 | 7 | 24 | 14 | 1317.4799 | 317.4799
2035 | 7 | 24 | 15 | 1339.3629 | 339.3629
2035 | 7 | 24 | 16 | 1347.2777 | 347.2777
2035 | 7 | 24 | 17 | 1348.0657 | 348.0657
2035 | 7 | 24 | 18 | 1333.8582 | 333.8582
2035 | 7 | 24 | 19 | 1298.7044 | 298.7044
2035 | 7 | 24 | 20 | 1257.4076 | 257.4076
2035 | 7 | 24 | 21 | 1209.8921 | 209.8921
2035 | 7 | 24 | 22 | 1148.842 | 148.842
2035 | 7 | 24 | 23 | 1089.2614 | 89.2614
2035 | 7 | 25 | 0 | 1024.7386 | 24.7386
2035 | 7 | 25 | 1 | 987.1332 | 0
2035 | 7 | 25 | 2 | 953.0981 | 0
2035 | 7 | 25 | 3 | 933.2621 | 0
2035 | 7 | 25 | 4 | 919.2404 | 0
2035 | 7 | 25 | 5 | 931.5853 | 0
2035 | 7 | 25 | 6 | 966.3693 | 0
2035 | 7 | 25 | 7 | 1017.1826 | 17.1826
2035 | 7 | 25 | 8 | 1054.7304 | 54.7304
2035 | 7 | 25 | 9 | 1109.1901 | 109.1901
2035 | 7 | 25 | 10 | 1154.27 | 154.27
2035 | 7 | 25 | 11 | 1199.2196 | 199.2196
2035 | 7 | 25 | 12 | 1248.5619 | 248.5619
2035 | 7 | 25 | 13 | 1269.292 | 269.292
2035 | 7 | 25 | 14 | 1282.7272 | 282.7272
2035 | 7 | 25 | 15 | 1303.9419 | 303.9419
2035 | 7 | 25 | 16 | 1321.2093 | 321.2093
2035 | 7 | 25 | 17 | 1317.9099 | 317.9099
2035 | 7 | 25 | 18 | 1304.2149 | 304.2149
2035 | 7 | 25 | 19 | 1265.7787 | 265.7787
2035 | 7 | 25 | 20 | 1220.1736 | 220.1736
2035 | 7 | 25 | 21 | 1168.716 | 168.716
2035 | 7 | 25 | 22 | 1115.6514 | 115.6514
2035 | 7 | 25 | 23 | 1062.5073 | 62.5073
2035 | 7 | 26 | 0 | 1000.8453 | 0.84531
2035 | 7 | 26 | 1 | 955.034 | 0
2035 | 7 | 26 | 2 | 909.2226 | 0
2035 | 7 | 26 | 3 | 891.2675 | 0
2035 | 7 | 26 | 4 | 880.961 | 0
2035 | 7 | 26 | 5 | 895.066 | 0
2035 | 7 | 26 | 6 | 932.3266 | 0
2035 | 7 | 26 | 7 | 984.8366 | 0
2035 | 7 | 26 | 8 | 1024.6009 | 24.6009
2035 | 7 | 26 | 9 | 1090.6716 | 90.6716
2035 | 7 | 26 | 10 | 1123.5748 | 123.5748
2035 | 7 | 26 | 11 | 1164.6687 | 164.6687
2035 | 7 | 26 | 12 | 1198.3641 | 198.3641
2035 | 7 | 26 | 13 | 1220.4171 | 220.4171
2035 | 7 | 26 | 14 | 1234.8648 | 234.8648
2035 | 7 | 26 | 15 | 1255.3981 | 255.3981
2035 | 7 | 26 | 16 | 1272.6581 | 272.6581
2035 | 7 | 26 | 17 | 1269.2347 | 269.2347
2035 | 7 | 26 | 18 | 1248.3865 | 248.3865
2035 | 7 | 26 | 19 | 1202.8573 | 202.8573
2035 | 7 | 26 | 20 | 1149.8482 | 149.8482
2035 | 7 | 26 | 21 | 1102.6656 | 102.6656
2035 | 7 | 26 | 22 | 1056.6592 | 56.6592
2035 | 7 | 26 | 23 | 1008.1168 | 8.1168
2035 | 7 | 27 | 0 | 950.1974 | 0
2035 | 7 | 27 | 1 | 909.9919 | 0
2035 | 7 | 27 | 2 | 884.7762 | 0
2035 | 7 | 27 | 3 | 872.2152 | 0
2035 | 7 | 27 | 4 | 866.2036 | 0
2035 | 7 | 27 | 5 | 882.0203 | 0
2035 | 7 | 27 | 6 | 920.7047 | 0
2035 | 7 | 27 | 7 | 968.8109 | 0
2035 | 7 | 27 | 8 | 1009.4229 | 9.4229
2035 | 7 | 27 | 9 | 1064.541 | 64.541
2035 | 7 | 27 | 10 | 1103.2368 | 103.2368
2035 | 7 | 27 | 11 | 1142.8768 | 142.8768
2035 | 7 | 27 | 12 | 1174.2371 | 174.2371
2035 | 7 | 27 | 13 | 1190.4207 | 190.4207
2035 | 7 | 27 | 14 | 1198.2705 | 198.2705
2035 | 7 | 27 | 15 | 1209.4591 | 209.4591
2035 | 7 | 27 | 16 | 1220.5222 | 220.5222
2035 | 7 | 27 | 17 | 1216.7275 | 216.7275
2035 | 7 | 27 | 18 | 1197.9829 | 197.9829
2035 | 7 | 27 | 19 | 1159.4417 | 159.4417
2035 | 7 | 27 | 20 | 1116.9672 | 116.9672
2035 | 7 | 27 | 21 | 1076.5904 | 76.5904
2035 | 7 | 27 | 22 | 1046.4503 | 46.4503
2035 | 7 | 27 | 23 | 1003.3266 | 3.3266
2035 | 7 | 28 | 0 | 950.3265 | 0
2035 | 7 | 28 | 1 | 881.3484 | 0
2035 | 7 | 28 | 2 | 812.3702 | 0
2035 | 7 | 28 | 3 | 795.8035 | 0
2035 | 7 | 28 | 4 | 786.0777 | 0
2035 | 7 | 28 | 5 | 786.8885 | 0
2035 | 7 | 28 | 6 | 795.9434 | 0
2035 | 7 | 28 | 7 | 811.306 | 0
2035 | 7 | 28 | 8 | 840.3214 | 0
2035 | 7 | 28 | 9 | 887.7744 | 0
2035 | 7 | 28 | 10 | 915.3057 | 0
2035 | 7 | 28 | 11 | 943.5315 | 0
2035 | 7 | 28 | 12 | 968.7058 | 0
2035 | 7 | 28 | 13 | 977.7911 | 0
2035 | 7 | 28 | 14 | 982.7535 | 0
2035 | 7 | 28 | 15 | 991.5709 | 0
2035 | 7 | 28 | 16 | 1001.6934 | 1.6934
2035 | 7 | 28 | 17 | 1001.5521 | 1.5521
2035 | 7 | 28 | 18 | 988.393 | 0
2035 | 7 | 28 | 19 | 961.9772 | 0
2035 | 7 | 28 | 20 | 928.8019 | 0
2035 | 7 | 28 | 21 | 900.7445 | 0
2035 | 7 | 28 | 22 | 879.6916 | 0
2035 | 7 | 28 | 23 | 853.6425 | 0
2035 | 7 | 29 | 0 | 813.8916 | 0
2035 | 7 | 29 | 1 | 780.8872 | 0
2035 | 7 | 29 | 2 | 747.8827 | 0
2035 | 7 | 29 | 3 | 733.7335 | 0
2035 | 7 | 29 | 4 | 723.3081 | 0
2035 | 7 | 29 | 5 | 723.0702 | 0
2035 | 7 | 29 | 6 | 725.2806 | 0
2035 | 7 | 29 | 7 | 727.4909 | 0
2035 | 7 | 29 | 8 | 745.345 | 0
2035 | 7 | 29 | 9 | 792.0939 | 0
2035 | 7 | 29 | 10 | 817.4814 | 0
2035 | 7 | 29 | 11 | 846.6235 | 0
2035 | 7 | 29 | 12 | 875.863 | 0
2035 | 7 | 29 | 13 | 887.5426 | 0
2035 | 7 | 29 | 14 | 895.7986 | 0
2035 | 7 | 29 | 15 | 909.8055 | 0
2035 | 7 | 29 | 16 | 922.3865 | 0
2035 | 7 | 29 | 17 | 936.8882 | 0
2035 | 7 | 29 | 18 | 933.8486 | 0
2035 | 7 | 29 | 19 | 910.2932 | 0
2035 | 7 | 29 | 20 | 883.6806 | 0
2035 | 7 | 29 | 21 | 860.1131 | 0
2035 | 7 | 29 | 22 | 831.0999 | 0
2035 | 7 | 29 | 23 | 805.6369 | 0
2035 | 7 | 30 | 0 | 766.1469 | 0
2035 | 7 | 30 | 1 | 764.308 | 0
2035 | 7 | 30 | 2 | 762.4692 | 0
2035 | 7 | 30 | 3 | 754.0881 | 0
2035 | 7 | 30 | 4 | 747.6209 | 0
2035 | 7 | 30 | 5 | 766.9393 | 0
2035 | 7 | 30 | 6 | 809.0891 | 0
2035 | 7 | 30 | 7 | 856.0134 | 0
2035 | 7 | 30 | 8 | 883.663 | 0
2035 | 7 | 30 | 9 | 929.8786 | 0
2035 | 7 | 30 | 10 | 952.117 | 0
2035 | 7 | 30 | 11 | 979.1424 | 0
2035 | 7 | 30 | 12 | 1000.6523 | 0.65233
2035 | 7 | 30 | 13 | 1009.9643 | 9.9643
2035 | 7 | 30 | 14 | 1015.1588 | 15.1588
2035 | 7 | 30 | 15 | 1028.4283 | 28.4283
2035 | 7 | 30 | 16 | 1041.8799 | 41.8799
2035 | 7 | 30 | 17 | 1040.152 | 40.152
2035 | 7 | 30 | 18 | 1024.973 | 24.973
2035 | 7 | 30 | 19 | 1007.9544 | 7.9544
2035 | 7 | 30 | 20 | 978.3897 | 0
2035 | 7 | 30 | 21 | 941.9291 | 0
2035 | 7 | 30 | 22 | 898.8833 | 0
2035 | 7 | 30 | 23 | 861.1166 | 0
2035 | 7 | 31 | 0 | 808.499 | 0
2035 | 7 | 31 | 1 | 797.1433 | 0
2035 | 7 | 31 | 2 | 778.3614 | 0
2035 | 7 | 31 | 3 | 771.3636 | 0
2035 | 7 | 31 | 4 | 765.6765 | 0
2035 | 7 | 31 | 5 | 783.2061 | 0
2035 | 7 | 31 | 6 | 818.4226 | 0
2035 | 7 | 31 | 7 | 864.2542 | 0
2035 | 7 | 31 | 8 | 900.0812 | 0
2035 | 7 | 31 | 9 | 940.9196 | 0
2035 | 7 | 31 | 10 | 970.3313 | 0
2035 | 7 | 31 | 11 | 1005.5887 | 5.5887
2035 | 7 | 31 | 12 | 1036.1765 | 36.1765
2035 | 7 | 31 | 13 | 1050.3774 | 50.3774
2035 | 7 | 31 | 14 | 1062.6866 | 62.6866
2035 | 7 | 31 | 15 | 1079.9635 | 79.9635
2035 | 7 | 31 | 16 | 1087.6265 | 87.6265
2035 | 7 | 31 | 17 | 1082.1912 | 82.1912
2035 | 7 | 31 | 18 | 1071.7563 | 71.7563
2035 | 7 | 31 | 19 | 1049.1157 | 49.1157
2035 | 7 | 31 | 20 | 1019.7877 | 19.7877
2035 | 7 | 31 | 21 | 975.4224 | 0
2035 | 7 | 31 | 22 | 929.9806 | 0
2035 | 7 | 31 | 23 | 887.149 | 0
2035 | 8 | 1 | 0 | 845.1937 | 0
2035 | 8 | 1 | 1 | 823.8564 | 0
2035 | 8 | 1 | 2 | 804.9579 | 0
2035 | 8 | 1 | 3 | 796.5873 | 0
2035 | 8 | 1 | 4 | 791.2912 | 0
2035 | 8 | 1 | 5 | 803.5255 | 0
2035 | 8 | 1 | 6 | 835.7545 | 0
2035 | 8 | 1 | 7 | 875.8487 | 0
2035 | 8 | 1 | 8 | 910.5384 | 0
2035 | 8 | 1 | 9 | 952.768 | 0
2035 | 8 | 1 | 10 | 983.2618 | 0
2035 | 8 | 1 | 11 | 1016.8262 | 16.8262
2035 | 8 | 1 | 12 | 1058.6439 | 58.6439
2035 | 8 | 1 | 13 | 1074.5924 | 74.5924
2035 | 8 | 1 | 14 | 1087.0113 | 87.0113
2035 | 8 | 1 | 15 | 1110.3353 | 110.3353
2035 | 8 | 1 | 16 | 1129.231 | 129.231
2035 | 8 | 1 | 17 | 1133.2459 | 133.2459
2035 | 8 | 1 | 18 | 1127.2275 | 127.2275
2035 | 8 | 1 | 19 | 1089.3453 | 89.3453
2035 | 8 | 1 | 20 | 1048.8027 | 48.8027
2035 | 8 | 1 | 21 | 1011.0848 | 11.0848
2035 | 8 | 1 | 22 | 973.5463 | 0
2035 | 8 | 1 | 23 | 931.4578 | 0
2035 | 8 | 2 | 0 | 912.572 | 0
2035 | 8 | 2 | 1 | 897.3031 | 0
2035 | 8 | 2 | 2 | 882.0342 | 0
2035 | 8 | 2 | 3 | 865.7486 | 0
2035 | 8 | 2 | 4 | 857.544 | 0
2035 | 8 | 2 | 5 | 872.1545 | 0
2035 | 8 | 2 | 6 | 906.0716 | 0
2035 | 8 | 2 | 7 | 957.1866 | 0
2035 | 8 | 2 | 8 | 1002.5454 | 2.5454
2035 | 8 | 2 | 9 | 1070.6902 | 70.6902
2035 | 8 | 2 | 10 | 1118.7661 | 118.7661
2035 | 8 | 2 | 11 | 1167.7395 | 167.7395
2035 | 8 | 2 | 12 | 1209.9176 | 209.9176
2035 | 8 | 2 | 13 | 1243.6093 | 243.6093
2035 | 8 | 2 | 14 | 1267.3989 | 267.3989
2035 | 8 | 2 | 15 | 1294.9222 | 294.9222
2035 | 8 | 2 | 16 | 1315.2664 | 315.2664
2035 | 8 | 2 | 17 | 1313.2823 | 313.2823
2035 | 8 | 2 | 18 | 1288.0047 | 288.0047
2035 | 8 | 2 | 19 | 1234.4862 | 234.4862
2035 | 8 | 2 | 20 | 1180.9012 | 180.9012
2035 | 8 | 2 | 21 | 1150.2796 | 150.2796
2035 | 8 | 2 | 22 | 1100.8857 | 100.8857
2035 | 8 | 2 | 23 | 1049.4862 | 49.4862
2035 | 8 | 3 | 0 | 988.0609 | 0
2035 | 8 | 3 | 1 | 937.3387 | 0
2035 | 8 | 3 | 2 | 910.5917 | 0
2035 | 8 | 3 | 3 | 896.4117 | 0
2035 | 8 | 3 | 4 | 887.9121 | 0
2035 | 8 | 3 | 5 | 902.2308 | 0
2035 | 8 | 3 | 6 | 936.2744 | 0
2035 | 8 | 3 | 7 | 990.3229 | 0
2035 | 8 | 3 | 8 | 1041.2904 | 41.2904
2035 | 8 | 3 | 9 | 1105.6592 | 105.6592
2035 | 8 | 3 | 10 | 1165.5999 | 165.5999
2035 | 8 | 3 | 11 | 1218.7997 | 218.7997
2035 | 8 | 3 | 12 | 1257.0009 | 257.0009
2035 | 8 | 3 | 13 | 1281.0946 | 281.0946
2035 | 8 | 3 | 14 | 1298.6406 | 298.6406
2035 | 8 | 3 | 15 | 1316.1098 | 316.1098
2035 | 8 | 3 | 16 | 1330.4575 | 330.4575
2035 | 8 | 3 | 17 | 1319.7114 | 319.7114
2035 | 8 | 3 | 18 | 1292.0279 | 292.0279
2035 | 8 | 3 | 19 | 1243.7912 | 243.7912
2035 | 8 | 3 | 20 | 1209.4015 | 209.4015
2035 | 8 | 3 | 21 | 1175.0118 | 175.0118
2035 | 8 | 3 | 22 | 1140.2307 | 140.2307
2035 | 8 | 3 | 23 | 1087.3845 | 87.3845
2035 | 8 | 4 | 0 | 1033.9474 | 33.9474
2035 | 8 | 4 | 1 | 966.0737 | 0
2035 | 8 | 4 | 2 | 898.1999 | 0
2035 | 8 | 4 | 3 | 877.5977 | 0
2035 | 8 | 4 | 4 | 865.0302 | 0
2035 | 8 | 4 | 5 | 865.4483 | 0
2035 | 8 | 4 | 6 | 875.9115 | 0
2035 | 8 | 4 | 7 | 900.2842 | 0
2035 | 8 | 4 | 8 | 934.1069 | 0
2035 | 8 | 4 | 9 | 992.1131 | 0
2035 | 8 | 4 | 10 | 1042.6878 | 42.6878
2035 | 8 | 4 | 11 | 1090.3201 | 90.3201
2035 | 8 | 4 | 12 | 1133.7459 | 133.7459
2035 | 8 | 4 | 13 | 1155.6437 | 155.6437
2035 | 8 | 4 | 14 | 1167.5956 | 167.5956
2035 | 8 | 4 | 15 | 1177.1934 | 177.1934
2035 | 8 | 4 | 16 | 1183.7756 | 183.7756
2035 | 8 | 4 | 17 | 1177.925 | 177.925
2035 | 8 | 4 | 18 | 1158.372 | 158.372
2035 | 8 | 4 | 19 | 1111.6059 | 111.6059
2035 | 8 | 4 | 20 | 1064.6595 | 64.6595
2035 | 8 | 4 | 21 | 1047.2417 | 47.2417
2035 | 8 | 4 | 22 | 1014.9308 | 14.9308
2035 | 8 | 4 | 23 | 978.7791 | 0
2035 | 8 | 5 | 0 | 935.8918 | 0
2035 | 8 | 5 | 1 | 885.1073 | 0
2035 | 8 | 5 | 2 | 834.3228 | 0
2035 | 8 | 5 | 3 | 809.025 | 0
2035 | 8 | 5 | 4 | 789.8387 | 0
2035 | 8 | 5 | 5 | 784.8902 | 0
2035 | 8 | 5 | 6 | 785.0288 | 0
2035 | 8 | 5 | 7 | 798.2564 | 0
2035 | 8 | 5 | 8 | 831.6818 | 0
2035 | 8 | 5 | 9 | 896.8312 | 0
2035 | 8 | 5 | 10 | 943.1955 | 0
2035 | 8 | 5 | 11 | 985.4119 | 0
2035 | 8 | 5 | 12 | 1027.4216 | 27.4216
2035 | 8 | 5 | 13 | 1045.3975 | 45.3975
2035 | 8 | 5 | 14 | 1056.0357 | 56.0357
2035 | 8 | 5 | 15 | 1067.9913 | 67.9913
2035 | 8 | 5 | 16 | 1080.6242 | 80.6242
2035 | 8 | 5 | 17 | 1077.9667 | 77.9667
2035 | 8 | 5 | 18 | 1060.4657 | 60.4657
2035 | 8 | 5 | 19 | 1026.7413 | 26.7413
2035 | 8 | 5 | 20 | 994.6531 | 0
2035 | 8 | 5 | 21 | 986.9509 | 0
2035 | 8 | 5 | 22 | 943.1946 | 0
2035 | 8 | 5 | 23 | 903.4936 | 0
2035 | 8 | 6 | 0 | 851.3874 | 0
2035 | 8 | 6 | 1 | 847.2111 | 0
2035 | 8 | 6 | 2 | 821.5169 | 0
2035 | 8 | 6 | 3 | 808.0701 | 0
2035 | 8 | 6 | 4 | 795.3493 | 0
2035 | 8 | 6 | 5 | 799.8211 | 0
2035 | 8 | 6 | 6 | 813.9906 | 0
2035 | 8 | 6 | 7 | 831.336 | 0
2035 | 8 | 6 | 8 | 851.6908 | 0
2035 | 8 | 6 | 9 | 906.8942 | 0
2035 | 8 | 6 | 10 | 951.3998 | 0
2035 | 8 | 6 | 11 | 1001.5574 | 1.5574
2035 | 8 | 6 | 12 | 1046.7572 | 46.7572
2035 | 8 | 6 | 13 | 1063.5307 | 63.5307
2035 | 8 | 6 | 14 | 1069.1849 | 69.1849
2035 | 8 | 6 | 15 | 1076.1362 | 76.1362
2035 | 8 | 6 | 16 | 1092.5537 | 92.5537
2035 | 8 | 6 | 17 | 1103.7125 | 103.7125
2035 | 8 | 6 | 18 | 1091.6397 | 91.6397
2035 | 8 | 6 | 19 | 1063.3779 | 63.3779
2035 | 8 | 6 | 20 | 1045.4745 | 45.4745
2035 | 8 | 6 | 21 | 1038.5647 | 38.5647
2035 | 8 | 6 | 22 | 1004.3085 | 4.3085
2035 | 8 | 6 | 23 | 966.3549 | 0
2035 | 8 | 7 | 0 | 914.0718 | 0
2035 | 8 | 7 | 1 | 910.9071 | 0
2035 | 8 | 7 | 2 | 881.7378 | 0
2035 | 8 | 7 | 3 | 865.0032 | 0
2035 | 8 | 7 | 4 | 853.5548 | 0
2035 | 8 | 7 | 5 | 868.0602 | 0
2035 | 8 | 7 | 6 | 903.2006 | 0
2035 | 8 | 7 | 7 | 955.4333 | 0
2035 | 8 | 7 | 8 | 1003.3883 | 3.3883
2035 | 8 | 7 | 9 | 1058.8643 | 58.8643
2035 | 8 | 7 | 10 | 1105.2159 | 105.2159
2035 | 8 | 7 | 11 | 1150.5087 | 150.5087
2035 | 8 | 7 | 12 | 1187.9604 | 187.9604
2035 | 8 | 7 | 13 | 1210.9364 | 210.9364
2035 | 8 | 7 | 14 | 1223.3286 | 223.3286
2035 | 8 | 7 | 15 | 1236.0431 | 236.0431
2035 | 8 | 7 | 16 | 1242.1303 | 242.1303
2035 | 8 | 7 | 17 | 1238.2312 | 238.2312
2035 | 8 | 7 | 18 | 1224.3954 | 224.3954
2035 | 8 | 7 | 19 | 1186.417 | 186.417
2035 | 8 | 7 | 20 | 1146.8587 | 146.8587
2035 | 8 | 7 | 21 | 1115.1929 | 115.1929
2035 | 8 | 7 | 22 | 1057.5495 | 57.5495
2035 | 8 | 7 | 23 | 1006.3866 | 6.3866
2035 | 8 | 8 | 0 | 952.027 | 0
2035 | 8 | 8 | 1 | 901.3317 | 0
2035 | 8 | 8 | 2 | 874.3126 | 0
2035 | 8 | 8 | 3 | 859.8413 | 0
2035 | 8 | 8 | 4 | 850.2753 | 0
2035 | 8 | 8 | 5 | 864.8857 | 0
2035 | 8 | 8 | 6 | 895.4988 | 0
2035 | 8 | 8 | 7 | 931.4225 | 0
2035 | 8 | 8 | 8 | 955.5738 | 0
2035 | 8 | 8 | 9 | 997.9205 | 0
2035 | 8 | 8 | 10 | 1026.6782 | 26.6782
2035 | 8 | 8 | 11 | 1057.9632 | 57.9632
2035 | 8 | 8 | 12 | 1097.116 | 97.116
2035 | 8 | 8 | 13 | 1108.2926 | 108.2926
2035 | 8 | 8 | 14 | 1112.4863 | 112.4863
2035 | 8 | 8 | 15 | 1121.0949 | 121.0949
2035 | 8 | 8 | 16 | 1128.5324 | 128.5324
2035 | 8 | 8 | 17 | 1128.602 | 128.602
2035 | 8 | 8 | 18 | 1125.6116 | 125.6116
2035 | 8 | 8 | 19 | 1086.145 | 86.145
2035 | 8 | 8 | 20 | 1054.7682 | 54.7682
2035 | 8 | 8 | 21 | 1035.8082 | 35.8082
2035 | 8 | 8 | 22 | 991.3018 | 0
2035 | 8 | 8 | 23 | 953.4645 | 0
2035 | 8 | 9 | 0 | 905.6064 | 0
2035 | 8 | 9 | 1 | 868.4339 | 0
2035 | 8 | 9 | 2 | 831.2614 | 0
2035 | 8 | 9 | 3 | 819.4538 | 0
2035 | 8 | 9 | 4 | 813.3192 | 0
2035 | 8 | 9 | 5 | 829.1991 | 0
2035 | 8 | 9 | 6 | 867.8808 | 0
2035 | 8 | 9 | 7 | 915.0413 | 0
2035 | 8 | 9 | 8 | 947.8862 | 0
2035 | 8 | 9 | 9 | 1009.1786 | 9.1786
2035 | 8 | 9 | 10 | 1042.9042 | 42.9042
2035 | 8 | 9 | 11 | 1079.0895 | 79.0895
2035 | 8 | 9 | 12 | 1110.3711 | 110.3711
2035 | 8 | 9 | 13 | 1132.8074 | 132.8074
2035 | 8 | 9 | 14 | 1143.6929 | 143.6929
2035 | 8 | 9 | 15 | 1159.4005 | 159.4005
2035 | 8 | 9 | 16 | 1171.443 | 171.443
2035 | 8 | 9 | 17 | 1168.6085 | 168.6085
2035 | 8 | 9 | 18 | 1146.4535 | 146.4535
2035 | 8 | 9 | 19 | 1097.5872 | 97.5872
2035 | 8 | 9 | 20 | 1055.8171 | 55.8171
2035 | 8 | 9 | 21 | 1038.2444 | 38.2444
2035 | 8 | 9 | 22 | 986.7197 | 0
2035 | 8 | 9 | 23 | 943.8198 | 0
2035 | 8 | 10 | 0 | 890.9044 | 0
2035 | 8 | 10 | 1 | 870.3024 | 0
2035 | 8 | 10 | 2 | 850.0429 | 0
2035 | 8 | 10 | 3 | 840.8272 | 0
2035 | 8 | 10 | 4 | 836.307 | 0
2035 | 8 | 10 | 5 | 854.9263 | 0
2035 | 8 | 10 | 6 | 895.5751 | 0
2035 | 8 | 10 | 7 | 940.3072 | 0
2035 | 8 | 10 | 8 | 969.5311 | 0
2035 | 8 | 10 | 9 | 1016.5192 | 16.5192
2035 | 8 | 10 | 10 | 1045.3391 | 45.3391
2035 | 8 | 10 | 11 | 1081.7474 | 81.7474
2035 | 8 | 10 | 12 | 1110.7089 | 110.7089
2035 | 8 | 10 | 13 | 1127.2406 | 127.2406
2035 | 8 | 10 | 14 | 1133.5169 | 133.5169
2035 | 8 | 10 | 15 | 1138.6171 | 138.6171
2035 | 8 | 10 | 16 | 1153.105 | 153.105
2035 | 8 | 10 | 17 | 1148.3225 | 148.3225
2035 | 8 | 10 | 18 | 1121.5827 | 121.5827
2035 | 8 | 10 | 19 | 1073.9875 | 73.9875
2035 | 8 | 10 | 20 | 1034.3554 | 34.3554
2035 | 8 | 10 | 21 | 1014.0382 | 14.0382
2035 | 8 | 10 | 22 | 968.7027 | 0
2035 | 8 | 10 | 23 | 931.7368 | 0
2035 | 8 | 11 | 0 | 894.5591 | 0
2035 | 8 | 11 | 1 | 837.2085 | 0
2035 | 8 | 11 | 2 | 779.858 | 0
2035 | 8 | 11 | 3 | 767.7011 | 0
2035 | 8 | 11 | 4 | 760.1813 | 0
2035 | 8 | 11 | 5 | 761.5307 | 0
2035 | 8 | 11 | 6 | 771.0382 | 0
2035 | 8 | 11 | 7 | 785.5693 | 0
2035 | 8 | 11 | 8 | 814.3115 | 0
2035 | 8 | 11 | 9 | 857.0805 | 0
2035 | 8 | 11 | 10 | 879.7531 | 0
2035 | 8 | 11 | 11 | 911.7864 | 0
2035 | 8 | 11 | 12 | 939.6227 | 0
2035 | 8 | 11 | 13 | 953.9259 | 0
2035 | 8 | 11 | 14 | 963.8741 | 0
2035 | 8 | 11 | 15 | 977.3813 | 0
2035 | 8 | 11 | 16 | 990.0689 | 0
2035 | 8 | 11 | 17 | 989.0482 | 0
2035 | 8 | 11 | 18 | 971.9096 | 0
2035 | 8 | 11 | 19 | 920.9271 | 0
2035 | 8 | 11 | 20 | 886.0971 | 0
2035 | 8 | 11 | 21 | 877.0209 | 0
2035 | 8 | 11 | 22 | 854.9671 | 0
2035 | 8 | 11 | 23 | 831.5773 | 0
2035 | 8 | 12 | 0 | 804.3642 | 0
2035 | 8 | 12 | 1 | 761.6467 | 0
2035 | 8 | 12 | 2 | 718.9293 | 0
2035 | 8 | 12 | 3 | 707.5752 | 0
2035 | 8 | 12 | 4 | 698.8146 | 0
2035 | 8 | 12 | 5 | 699.3445 | 0
2035 | 8 | 12 | 6 | 702.3933 | 0
2035 | 8 | 12 | 7 | 707.5076 | 0
2035 | 8 | 12 | 8 | 725.5292 | 0
2035 | 8 | 12 | 9 | 770.7634 | 0
2035 | 8 | 12 | 10 | 793.1595 | 0
2035 | 8 | 12 | 11 | 824.7455 | 0
2035 | 8 | 12 | 12 | 855.6356 | 0
2035 | 8 | 12 | 13 | 867.191 | 0
2035 | 8 | 12 | 14 | 874.2262 | 0
2035 | 8 | 12 | 15 | 887.632 | 0
2035 | 8 | 12 | 16 | 904.1022 | 0
2035 | 8 | 12 | 17 | 911.8048 | 0
2035 | 8 | 12 | 18 | 896.058 | 0
2035 | 8 | 12 | 19 | 862.244 | 0
2035 | 8 | 12 | 20 | 844.1585 | 0
2035 | 8 | 12 | 21 | 838.3849 | 0
2035 | 8 | 12 | 22 | 820.326 | 0
2035 | 8 | 12 | 23 | 795.1531 | 0
2035 | 8 | 13 | 0 | 761.6001 | 0
2035 | 8 | 13 | 1 | 807.5819 | 0
2035 | 8 | 13 | 2 | 791.12 | 0
2035 | 8 | 13 | 3 | 783.1607 | 0
2035 | 8 | 13 | 4 | 777.4221 | 0
2035 | 8 | 13 | 5 | 793.097 | 0
2035 | 8 | 13 | 6 | 830.2157 | 0
2035 | 8 | 13 | 7 | 870.369 | 0
2035 | 8 | 13 | 8 | 894.0331 | 0
2035 | 8 | 13 | 9 | 942.9568 | 0
2035 | 8 | 13 | 10 | 985.7509 | 0
2035 | 8 | 13 | 11 | 1017.2143 | 17.2143
2035 | 8 | 13 | 12 | 1045.5788 | 45.5788
2035 | 8 | 13 | 13 | 1062.5796 | 62.5796
2035 | 8 | 13 | 14 | 1069.6363 | 69.6363
2035 | 8 | 13 | 15 | 1079.5774 | 79.5774
2035 | 8 | 13 | 16 | 1089.9894 | 89.9894
2035 | 8 | 13 | 17 | 1084.4904 | 84.4904
2035 | 8 | 13 | 18 | 1071.2962 | 71.2962
2035 | 8 | 13 | 19 | 1028.3748 | 28.3748
2035 | 8 | 13 | 20 | 1006.8485 | 6.8485
2035 | 8 | 13 | 21 | 986.7699 | 0
2035 | 8 | 13 | 22 | 945.4896 | 0
2035 | 8 | 13 | 23 | 908.7058 | 0
2035 | 8 | 14 | 0 | 863.2173 | 0
2035 | 8 | 14 | 1 | 858.1362 | 0
2035 | 8 | 14 | 2 | 835.2161 | 0
2035 | 8 | 14 | 3 | 824.0772 | 0
2035 | 8 | 14 | 4 | 815.79 | 0
2035 | 8 | 14 | 5 | 830.9762 | 0
2035 | 8 | 14 | 6 | 864.0554 | 0
2035 | 8 | 14 | 7 | 907.1724 | 0
2035 | 8 | 14 | 8 | 940.9285 | 0
2035 | 8 | 14 | 9 | 981.8529 | 0
2035 | 8 | 14 | 10 | 1019.8726 | 19.8726
2035 | 8 | 14 | 11 | 1059.8621 | 59.8621
2035 | 8 | 14 | 12 | 1092.9359 | 92.9359
2035 | 8 | 14 | 13 | 1108.0005 | 108.0005
2035 | 8 | 14 | 14 | 1114.315 | 114.315
2035 | 8 | 14 | 15 | 1121.7796 | 121.7796
2035 | 8 | 14 | 16 | 1121.9356 | 121.9356
2035 | 8 | 14 | 17 | 1115.7225 | 115.7225
2035 | 8 | 14 | 18 | 1100.916 | 100.916
2035 | 8 | 14 | 19 | 1063.417 | 63.417
2035 | 8 | 14 | 20 | 1053.0052 | 53.0052
2035 | 8 | 14 | 21 | 1028.8195 | 28.8195
2035 | 8 | 14 | 22 | 983.644 | 0
2035 | 8 | 14 | 23 | 938.128 | 0
2035 | 8 | 15 | 0 | 892.911 | 0
2035 | 8 | 15 | 1 | 885.9265 | 0
2035 | 8 | 15 | 2 | 860.2384 | 0
2035 | 8 | 15 | 3 | 846.9529 | 0
2035 | 8 | 15 | 4 | 837.8354 | 0
2035 | 8 | 15 | 5 | 847.7554 | 0
2035 | 8 | 15 | 6 | 876.9918 | 0
2035 | 8 | 15 | 7 | 916.367 | 0
2035 | 8 | 15 | 8 | 957.1664 | 0
2035 | 8 | 15 | 9 | 1011.447 | 11.447
2035 | 8 | 15 | 10 | 1055.2333 | 55.2333
2035 | 8 | 15 | 11 | 1093.9364 | 93.9364
2035 | 8 | 15 | 12 | 1135.1881 | 135.1881
2035 | 8 | 15 | 13 | 1153.9449 | 153.9449
2035 | 8 | 15 | 14 | 1167.3086 | 167.3086
2035 | 8 | 15 | 15 | 1185.0013 | 185.0013
2035 | 8 | 15 | 16 | 1198.8109 | 198.8109
2035 | 8 | 15 | 17 | 1194.4365 | 194.4365
2035 | 8 | 15 | 18 | 1175.7168 | 175.7168
2035 | 8 | 15 | 19 | 1119.7526 | 119.7526
2035 | 8 | 15 | 20 | 1077.9462 | 77.9462
2035 | 8 | 15 | 21 | 1053.2604 | 53.2604
2035 | 8 | 15 | 22 | 1007.5005 | 7.5005
2035 | 8 | 15 | 23 | 964.2912 | 0
2035 | 8 | 16 | 0 | 916.0183 | 0
2035 | 8 | 16 | 1 | 879.1836 | 0
2035 | 8 | 16 | 2 | 854.5124 | 0
2035 | 8 | 16 | 3 | 829.8413 | 0
2035 | 8 | 16 | 4 | 821.9794 | 0
2035 | 8 | 16 | 5 | 832.7762 | 0
2035 | 8 | 16 | 6 | 860.6318 | 0
2035 | 8 | 16 | 7 | 892.0597 | 0
2035 | 8 | 16 | 8 | 909.4586 | 0
2035 | 8 | 16 | 9 | 954.9684 | 0
2035 | 8 | 16 | 10 | 974.0479 | 0
2035 | 8 | 16 | 11 | 997.9093 | 0
2035 | 8 | 16 | 12 | 1018.3035 | 18.3035
2035 | 8 | 16 | 13 | 1031.0663 | 31.0663
2035 | 8 | 16 | 14 | 1034.8029 | 34.8029
2035 | 8 | 16 | 15 | 1042.2393 | 42.2393
2035 | 8 | 16 | 16 | 1044.6072 | 44.6072
2035 | 8 | 16 | 17 | 1036.7179 | 36.7179
2035 | 8 | 16 | 18 | 1015.3039 | 15.3039
2035 | 8 | 16 | 19 | 970.996 | 0
2035 | 8 | 16 | 20 | 948.1304 | 0
2035 | 8 | 16 | 21 | 929.7279 | 0
2035 | 8 | 16 | 22 | 889.2963 | 0
2035 | 8 | 16 | 23 | 862.2536 | 0
2035 | 8 | 17 | 0 | 823.5221 | 0
2035 | 8 | 17 | 1 | 800.637 | 0
2035 | 8 | 17 | 2 | 777.752 | 0
2035 | 8 | 17 | 3 | 771.4312 | 0
2035 | 8 | 17 | 4 | 771.6906 | 0
2035 | 8 | 17 | 5 | 788.0898 | 0
2035 | 8 | 17 | 6 | 823.3793 | 0
2035 | 8 | 17 | 7 | 861.1333 | 0
2035 | 8 | 17 | 8 | 880.8131 | 0
2035 | 8 | 17 | 9 | 920.6235 | 0
2035 | 8 | 17 | 10 | 944.4187 | 0
2035 | 8 | 17 | 11 | 970.9915 | 0
2035 | 8 | 17 | 12 | 993.405 | 0
2035 | 8 | 17 | 13 | 1005.507 | 5.507
2035 | 8 | 17 | 14 | 1008.853 | 8.853
2035 | 8 | 17 | 15 | 1019.5724 | 19.5724
2035 | 8 | 17 | 16 | 1026.7188 | 26.7188
2035 | 8 | 17 | 17 | 1021.5119 | 21.5119
2035 | 8 | 17 | 18 | 1004.2067 | 4.2067
2035 | 8 | 17 | 19 | 958.3729 | 0
2035 | 8 | 17 | 20 | 930.8276 | 0
2035 | 8 | 17 | 21 | 906.6032 | 0
2035 | 8 | 17 | 22 | 878.5577 | 0
2035 | 8 | 17 | 23 | 853.3712 | 0
2035 | 8 | 18 | 0 | 821.5285 | 0
2035 | 8 | 18 | 1 | 775.6884 | 0
2035 | 8 | 18 | 2 | 729.8483 | 0
2035 | 8 | 18 | 3 | 722.3067 | 0
2035 | 8 | 18 | 4 | 718.1854 | 0
2035 | 8 | 18 | 5 | 722.9255 | 0
2035 | 8 | 18 | 6 | 733.7269 | 0
2035 | 8 | 18 | 7 | 745.771 | 0
2035 | 8 | 18 | 8 | 773.2276 | 0
2035 | 8 | 18 | 9 | 816.5089 | 0
2035 | 8 | 18 | 10 | 841.2249 | 0
2035 | 8 | 18 | 11 | 866.9202 | 0
2035 | 8 | 18 | 12 | 893.2526 | 0
2035 | 8 | 18 | 13 | 907.1834 | 0
2035 | 8 | 18 | 14 | 916.9611 | 0
2035 | 8 | 18 | 15 | 930.8587 | 0
2035 | 8 | 18 | 16 | 943.0725 | 0
2035 | 8 | 18 | 17 | 943.9039 | 0
2035 | 8 | 18 | 18 | 927.5943 | 0
2035 | 8 | 18 | 19 | 881.5051 | 0
2035 | 8 | 18 | 20 | 855.7071 | 0
2035 | 8 | 18 | 21 | 839.7523 | 0
2035 | 8 | 18 | 22 | 815.3522 | 0
2035 | 8 | 18 | 23 | 794.2911 | 0
2035 | 8 | 19 | 0 | 770.1593 | 0
2035 | 8 | 19 | 1 | 731.9225 | 0
2035 | 8 | 19 | 2 | 714.2506 | 0
2035 | 8 | 19 | 3 | 702.7172 | 0
2035 | 8 | 19 | 4 | 694.7084 | 0
2035 | 8 | 19 | 5 | 695.3347 | 0
2035 | 8 | 19 | 6 | 699.1005 | 0
2035 | 8 | 19 | 7 | 702.2303 | 0
2035 | 8 | 19 | 8 | 725.6345 | 0
2035 | 8 | 19 | 9 | 768.5038 | 0
2035 | 8 | 19 | 10 | 798.9645 | 0
2035 | 8 | 19 | 11 | 829.281 | 0
2035 | 8 | 19 | 12 | 861.072 | 0
2035 | 8 | 19 | 13 | 874.838 | 0
2035 | 8 | 19 | 14 | 884.2946 | 0
2035 | 8 | 19 | 15 | 897.5581 | 0
2035 | 8 | 19 | 16 | 910.848 | 0
2035 | 8 | 19 | 17 | 916.2614 | 0
2035 | 8 | 19 | 18 | 905.132 | 0
2035 | 8 | 19 | 19 | 872.8515 | 0
2035 | 8 | 19 | 20 | 866.4663 | 0
2035 | 8 | 19 | 21 | 856.0294 | 0
2035 | 8 | 19 | 22 | 831.2916 | 0
2035 | 8 | 19 | 23 | 806.7727 | 0
2035 | 8 | 20 | 0 | 778.0287 | 0
2035 | 8 | 20 | 1 | 807.0203 | 0
2035 | 8 | 20 | 2 | 787.1578 | 0
2035 | 8 | 20 | 3 | 777.5945 | 0
2035 | 8 | 20 | 4 | 770.544 | 0
2035 | 8 | 20 | 5 | 784.1304 | 0
2035 | 8 | 20 | 6 | 820.6111 | 0
2035 | 8 | 20 | 7 | 863.3142 | 0
2035 | 8 | 20 | 8 | 904.8423 | 0
2035 | 8 | 20 | 9 | 965.9078 | 0
2035 | 8 | 20 | 10 | 1015.1229 | 15.1229
2035 | 8 | 20 | 11 | 1052.5367 | 52.5367
2035 | 8 | 20 | 12 | 1083.5752 | 83.5752
2035 | 8 | 20 | 13 | 1102.4342 | 102.4342
2035 | 8 | 20 | 14 | 1116.2066 | 116.2066
2035 | 8 | 20 | 15 | 1135.011 | 135.011
2035 | 8 | 20 | 16 | 1154.7219 | 154.7219
2035 | 8 | 20 | 17 | 1154.9416 | 154.9416
2035 | 8 | 20 | 18 | 1131.834 | 131.834
2035 | 8 | 20 | 19 | 1078.5548 | 78.5548
2035 | 8 | 20 | 20 | 1053.0044 | 53.0044
2035 | 8 | 20 | 21 | 1028.4624 | 28.4624
2035 | 8 | 20 | 22 | 982.6746 | 0
2035 | 8 | 20 | 23 | 939.219 | 0
2035 | 8 | 21 | 0 | 886.1089 | 0
2035 | 8 | 21 | 1 | 841.8463 | 0
2035 | 8 | 21 | 2 | 820.0215 | 0
2035 | 8 | 21 | 3 | 809.9191 | 0
2035 | 8 | 21 | 4 | 802.1438 | 0
2035 | 8 | 21 | 5 | 816.5844 | 0
2035 | 8 | 21 | 6 | 851.6035 | 0
2035 | 8 | 21 | 7 | 896.9054 | 0
2035 | 8 | 21 | 8 | 933.7934 | 0
2035 | 8 | 21 | 9 | 977.471 | 0
2035 | 8 | 21 | 10 | 1012.5985 | 12.5985
2035 | 8 | 21 | 11 | 1046.3799 | 46.3799
2035 | 8 | 21 | 12 | 1073.4232 | 73.4232
2035 | 8 | 21 | 13 | 1085.2125 | 85.2125
2035 | 8 | 21 | 14 | 1087.3026 | 87.3026
2035 | 8 | 21 | 15 | 1095.2253 | 95.2253
2035 | 8 | 21 | 16 | 1094.8142 | 94.8142
2035 | 8 | 21 | 17 | 1088.8669 | 88.8669
2035 | 8 | 21 | 18 | 1070.9324 | 70.9324
2035 | 8 | 21 | 19 | 1030.0673 | 30.0673
2035 | 8 | 21 | 20 | 1022.2798 | 22.2798
2035 | 8 | 21 | 21 | 992.4074 | 0
2035 | 8 | 21 | 22 | 948.203 | 0
2035 | 8 | 21 | 23 | 906.7511 | 0
2035 | 8 | 22 | 0 | 864.3404 | 0
2035 | 8 | 22 | 1 | 876.1142 | 0
2035 | 8 | 22 | 2 | 853.9439 | 0
2035 | 8 | 22 | 3 | 841.1028 | 0
2035 | 8 | 22 | 4 | 832.7099 | 0
2035 | 8 | 22 | 5 | 846.6884 | 0
2035 | 8 | 22 | 6 | 881.1812 | 0
2035 | 8 | 22 | 7 | 922.4725 | 0
2035 | 8 | 22 | 8 | 967.1789 | 0
2035 | 8 | 22 | 9 | 1024.9554 | 24.9554
2035 | 8 | 22 | 10 | 1073.4638 | 73.4638
2035 | 8 | 22 | 11 | 1117.7357 | 117.7357
2035 | 8 | 22 | 12 | 1162.1582 | 162.1582
2035 | 8 | 22 | 13 | 1185.8906 | 185.8906
2035 | 8 | 22 | 14 | 1207.4208 | 207.4208
2035 | 8 | 22 | 15 | 1231.0035 | 231.0035
2035 | 8 | 22 | 16 | 1254.1751 | 254.1751
2035 | 8 | 22 | 17 | 1253.8134 | 253.8134
2035 | 8 | 22 | 18 | 1235.2849 | 235.2849
2035 | 8 | 22 | 19 | 1175.259 | 175.259
2035 | 8 | 22 | 20 | 1142.6434 | 142.6434
2035 | 8 | 22 | 21 | 1105.991 | 105.991
2035 | 8 | 22 | 22 | 1060.3191 | 60.3191
2035 | 8 | 22 | 23 | 1009.9694 | 9.9694
2035 | 8 | 23 | 0 | 954.5912 | 0
2035 | 8 | 23 | 1 | 911.8471 | 0
2035 | 8 | 23 | 2 | 883.9963 | 0
2035 | 8 | 23 | 3 | 867.2262 | 0
2035 | 8 | 23 | 4 | 857.7497 | 0
2035 | 8 | 23 | 5 | 873.7818 | 0
2035 | 8 | 23 | 6 | 915.6084 | 0
2035 | 8 | 23 | 7 | 960.6923 | 0
2035 | 8 | 23 | 8 | 998.0783 | 0
2035 | 8 | 23 | 9 | 1062.578 | 62.578
2035 | 8 | 23 | 10 | 1101.5304 | 101.5304
2035 | 8 | 23 | 11 | 1141.7694 | 141.7694
2035 | 8 | 23 | 12 | 1177.6298 | 177.6298
2035 | 8 | 23 | 13 | 1200.9087 | 200.9087
2035 | 8 | 23 | 14 | 1212.5437 | 212.5437
2035 | 8 | 23 | 15 | 1221.8193 | 221.8193
2035 | 8 | 23 | 16 | 1232.8499 | 232.8499
2035 | 8 | 23 | 17 | 1233.1127 | 233.1127
2035 | 8 | 23 | 18 | 1203.2431 | 203.2431
2035 | 8 | 23 | 19 | 1151.7332 | 151.7332
2035 | 8 | 23 | 20 | 1133.0212 | 133.0212
2035 | 8 | 23 | 21 | 1099.5892 | 99.5892
2035 | 8 | 23 | 22 | 1045.1646 | 45.1646
2035 | 8 | 23 | 23 | 998.909 | 0
2035 | 8 | 24 | 0 | 941.2049 | 0
2035 | 8 | 24 | 1 | 903.0271 | 0
2035 | 8 | 24 | 2 | 878.1543 | 0
2035 | 8 | 24 | 3 | 866.0191 | 0
2035 | 8 | 24 | 4 | 860.6545 | 0
2035 | 8 | 24 | 5 | 878.8602 | 0
2035 | 8 | 24 | 6 | 918.0439 | 0
2035 | 8 | 24 | 7 | 952.9702 | 0
2035 | 8 | 24 | 8 | 976.5459 | 0
2035 | 8 | 24 | 9 | 1029.1484 | 29.1484
2035 | 8 | 24 | 10 | 1056.15 | 56.15
2035 | 8 | 24 | 11 | 1086.2113 | 86.2113
2035 | 8 | 24 | 12 | 1112.6018 | 112.6018
2035 | 8 | 24 | 13 | 1123.1512 | 123.1512
2035 | 8 | 24 | 14 | 1122.5787 | 122.5787
2035 | 8 | 24 | 15 | 1127.5878 | 127.5878
2035 | 8 | 24 | 16 | 1129.7621 | 129.7621
2035 | 8 | 24 | 17 | 1119.0811 | 119.0811
2035 | 8 | 24 | 18 | 1089.5822 | 89.5822
2035 | 8 | 24 | 19 | 1046.5842 | 46.5842
2035 | 8 | 24 | 20 | 1043.2547 | 43.2547
2035 | 8 | 24 | 21 | 1011.6907 | 11.6907
2035 | 8 | 24 | 22 | 974.4823 | 0
2035 | 8 | 24 | 23 | 943.2458 | 0
2035 | 8 | 25 | 0 | 898.6934 | 0
2035 | 8 | 25 | 1 | 847.5867 | 0
2035 | 8 | 25 | 2 | 796.48 | 0
2035 | 8 | 25 | 3 | 784.3524 | 0
2035 | 8 | 25 | 4 | 778.0642 | 0
2035 | 8 | 25 | 5 | 781.0612 | 0
2035 | 8 | 25 | 6 | 796.0731 | 0
2035 | 8 | 25 | 7 | 808.8749 | 0
2035 | 8 | 25 | 8 | 835.9697 | 0
2035 | 8 | 25 | 9 | 895.6178 | 0
2035 | 8 | 25 | 10 | 929.6817 | 0
2035 | 8 | 25 | 11 | 968.2396 | 0
2035 | 8 | 25 | 12 | 1001.33 | 1.33
2035 | 8 | 25 | 13 | 1015.9189 | 15.9189
2035 | 8 | 25 | 14 | 1022.0197 | 22.0197
2035 | 8 | 25 | 15 | 1030.9533 | 30.9533
2035 | 8 | 25 | 16 | 1036.7643 | 36.7643
2035 | 8 | 25 | 17 | 1031.6396 | 31.6396
2035 | 8 | 25 | 18 | 1004.969 | 4.969
2035 | 8 | 25 | 19 | 960.2898 | 0
2035 | 8 | 25 | 20 | 946.9483 | 0
2035 | 8 | 25 | 21 | 919.147 | 0
2035 | 8 | 25 | 22 | 890.2911 | 0
2035 | 8 | 25 | 23 | 863.0669 | 0
2035 | 8 | 26 | 0 | 823.177 | 0
2035 | 8 | 26 | 1 | 802.7104 | 0
2035 | 8 | 26 | 2 | 777.8949 | 0
2035 | 8 | 26 | 3 | 760.4402 | 0
2035 | 8 | 26 | 4 | 747.9375 | 0
2035 | 8 | 26 | 5 | 747.9197 | 0
2035 | 8 | 26 | 6 | 751.8291 | 0
2035 | 8 | 26 | 7 | 754.3302 | 0
2035 | 8 | 26 | 8 | 779.4217 | 0
2035 | 8 | 26 | 9 | 831.4249 | 0
2035 | 8 | 26 | 10 | 883.4282 | 0
2035 | 8 | 26 | 11 | 922.3723 | 0
2035 | 8 | 26 | 12 | 960.8734 | 0
2035 | 8 | 26 | 13 | 979.95 | 0
2035 | 8 | 26 | 14 | 993.2405 | 0
2035 | 8 | 26 | 15 | 1009.2103 | 9.2103
2035 | 8 | 26 | 16 | 1023.6188 | 23.6188
2035 | 8 | 26 | 17 | 1025.6403 | 25.6403
2035 | 8 | 26 | 18 | 1001.2403 | 1.2403
2035 | 8 | 26 | 19 | 961.2698 | 0
2035 | 8 | 26 | 20 | 956.3938 | 0
2035 | 8 | 26 | 21 | 933.8753 | 0
2035 | 8 | 26 | 22 | 895.9496 | 0
2035 | 8 | 26 | 23 | 863.2735 | 0
2035 | 8 | 27 | 0 | 817.6598 | 0
2035 | 8 | 27 | 1 | 827.4248 | 0
2035 | 8 | 27 | 2 | 808.2252 | 0
2035 | 8 | 27 | 3 | 799.7718 | 0
2035 | 8 | 27 | 4 | 792.7258 | 0
2035 | 8 | 27 | 5 | 808.8011 | 0
2035 | 8 | 27 | 6 | 847.9147 | 0
2035 | 8 | 27 | 7 | 884.4337 | 0
2035 | 8 | 27 | 8 | 913.856 | 0
2035 | 8 | 27 | 9 | 963.0999 | 0
2035 | 8 | 27 | 10 | 1005.8047 | 5.8047
2035 | 8 | 27 | 11 | 1035.7296 | 35.7296
2035 | 8 | 27 | 12 | 1060.5852 | 60.5852
2035 | 8 | 27 | 13 | 1072.3168 | 72.3168
2035 | 8 | 27 | 14 | 1076.8752 | 76.8752
2035 | 8 | 27 | 15 | 1084.4938 | 84.4938
2035 | 8 | 27 | 16 | 1089.8674 | 89.8674
2035 | 8 | 27 | 17 | 1083.5954 | 83.5954
2035 | 8 | 27 | 18 | 1049.934 | 49.934
2035 | 8 | 27 | 19 | 1002.6997 | 2.6997
2035 | 8 | 27 | 20 | 990.7264 | 0
2035 | 8 | 27 | 21 | 954.609 | 0
2035 | 8 | 27 | 22 | 918.2975 | 0
2035 | 8 | 27 | 23 | 882.8813 | 0
2035 | 8 | 28 | 0 | 839.4199 | 0
2035 | 8 | 28 | 1 | 825.6611 | 0
2035 | 8 | 28 | 2 | 804.319 | 0
2035 | 8 | 28 | 3 | 794.8702 | 0
2035 | 8 | 28 | 4 | 788.4445 | 0
2035 | 8 | 28 | 5 | 805.9563 | 0
2035 | 8 | 28 | 6 | 842.6492 | 0
2035 | 8 | 28 | 7 | 883.2785 | 0
2035 | 8 | 28 | 8 | 920.9453 | 0
2035 | 8 | 28 | 9 | 965.8858 | 0
2035 | 8 | 28 | 10 | 1005.2542 | 5.2542
2035 | 8 | 28 | 11 | 1041.433 | 41.433
2035 | 8 | 28 | 12 | 1070.4037 | 70.4037
2035 | 8 | 28 | 13 | 1085.4856 | 85.4856
2035 | 8 | 28 | 14 | 1095.1553 | 95.1553
2035 | 8 | 28 | 15 | 1108.0841 | 108.0841
2035 | 8 | 28 | 16 | 1112.9157 | 112.9157
2035 | 8 | 28 | 17 | 1105.7926 | 105.7926
2035 | 8 | 28 | 18 | 1078.849 | 78.849
2035 | 8 | 28 | 19 | 1030.9609 | 30.9609
2035 | 8 | 28 | 20 | 1019.3165 | 19.3165
2035 | 8 | 28 | 21 | 978.9231 | 0
2035 | 8 | 28 | 22 | 930.9598 | 0
2035 | 8 | 28 | 23 | 886.7597 | 0
2035 | 8 | 29 | 0 | 844.1274 | 0
2035 | 8 | 29 | 1 | 814.6692 | 0
2035 | 8 | 29 | 2 | 794.4577 | 0
2035 | 8 | 29 | 3 | 784.1824 | 0
2035 | 8 | 29 | 4 | 778.2382 | 0
2035 | 8 | 29 | 5 | 792.6249 | 0
2035 | 8 | 29 | 6 | 827.7195 | 0
2035 | 8 | 29 | 7 | 859.0708 | 0
2035 | 8 | 29 | 8 | 887.0547 | 0
2035 | 8 | 29 | 9 | 920.1578 | 0
2035 | 8 | 29 | 10 | 954.5616 | 0
2035 | 8 | 29 | 11 | 982.6696 | 0
2035 | 8 | 29 | 12 | 1014.5813 | 14.5813
2035 | 8 | 29 | 13 | 1025.8719 | 25.8719
2035 | 8 | 29 | 14 | 1033.6864 | 33.6864
2035 | 8 | 29 | 15 | 1045.547 | 45.547
2035 | 8 | 29 | 16 | 1058.405 | 58.405
2035 | 8 | 29 | 17 | 1054.106 | 54.106
2035 | 8 | 29 | 18 | 1029.4121 | 29.4121
2035 | 8 | 29 | 19 | 983.4146 | 0
2035 | 8 | 29 | 20 | 981.204 | 0
2035 | 8 | 29 | 21 | 949.7706 | 0
2035 | 8 | 29 | 22 | 916.749 | 0
2035 | 8 | 29 | 23 | 878.2092 | 0
2035 | 8 | 30 | 0 | 835.9911 | 0
2035 | 8 | 30 | 1 | 798.166 | 0
2035 | 8 | 30 | 2 | 760.3409 | 0
2035 | 8 | 30 | 3 | 752.9521 | 0
2035 | 8 | 30 | 4 | 750.8185 | 0
2035 | 8 | 30 | 5 | 767.4949 | 0
2035 | 8 | 30 | 6 | 807.1697 | 0
2035 | 8 | 30 | 7 | 845.338 | 0
2035 | 8 | 30 | 8 | 871.6615 | 0
2035 | 8 | 30 | 9 | 915.1821 | 0
2035 | 8 | 30 | 10 | 942.3075 | 0
2035 | 8 | 30 | 11 | 972.3768 | 0
2035 | 8 | 30 | 12 | 995.8438 | 0
2035 | 8 | 30 | 13 | 1014.0955 | 14.0955
2035 | 8 | 30 | 14 | 1026.1333 | 26.1333
2035 | 8 | 30 | 15 | 1041.2968 | 41.2968
2035 | 8 | 30 | 16 | 1058.0485 | 58.0485
2035 | 8 | 30 | 17 | 1055.231 | 55.231
2035 | 8 | 30 | 18 | 1026.2606 | 26.2606
2035 | 8 | 30 | 19 | 979.4297 | 0
2035 | 8 | 30 | 20 | 969.6617 | 0
2035 | 8 | 30 | 21 | 937.5041 | 0
2035 | 8 | 30 | 22 | 900.3288 | 0
2035 | 8 | 30 | 23 | 862.4816 | 0
2035 | 8 | 31 | 0 | 825.2963 | 0
2035 | 8 | 31 | 1 | 801.5874 | 0
2035 | 8 | 31 | 2 | 784.9353 | 0
2035 | 8 | 31 | 3 | 778.5114 | 0
2035 | 8 | 31 | 4 | 778.0643 | 0
2035 | 8 | 31 | 5 | 798.1375 | 0
2035 | 8 | 31 | 6 | 839.316 | 0
2035 | 8 | 31 | 7 | 879.2084 | 0
2035 | 8 | 31 | 8 | 905.6321 | 0
2035 | 8 | 31 | 9 | 949.7018 | 0
2035 | 8 | 31 | 10 | 980.6384 | 0
2035 | 8 | 31 | 11 | 1015.3635 | 15.3635
2035 | 8 | 31 | 12 | 1043.2793 | 43.2793
2035 | 8 | 31 | 13 | 1059.9064 | 59.9064
2035 | 8 | 31 | 14 | 1070.2577 | 70.2577
2035 | 8 | 31 | 15 | 1077.0813 | 77.0813
2035 | 8 | 31 | 16 | 1089.585 | 89.585
2035 | 8 | 31 | 17 | 1078.489 | 78.489
2035 | 8 | 31 | 18 | 1049.0729 | 49.0729
2035 | 8 | 31 | 19 | 1007.1712 | 7.1712
2035 | 8 | 31 | 20 | 1000.9581 | 0.95813
2035 | 8 | 31 | 21 | 969.9723 | 0
2035 | 8 | 31 | 22 | 932.0531 | 0
2035 | 8 | 31 | 23 | 896.563 | 0
2035 | 9 | 1 | 0 | 856.3025 | 0
2035 | 9 | 1 | 1 | 809.5205 | 0
2035 | 9 | 1 | 2 | 762.7385 | 0
2035 | 9 | 1 | 3 | 749.4963 | 0
2035 | 9 | 1 | 4 | 742.8711 | 0
2035 | 9 | 1 | 5 | 747.829 | 0
2035 | 9 | 1 | 6 | 759.1213 | 0
2035 | 9 | 1 | 7 | 771.6868 | 0
2035 | 9 | 1 | 8 | 792.6015 | 0
2035 | 9 | 1 | 9 | 836.5601 | 0
2035 | 9 | 1 | 10 | 880.5187 | 0
2035 | 9 | 1 | 11 | 919.9422 | 0
2035 | 9 | 1 | 12 | 955.0334 | 0
2035 | 9 | 1 | 13 | 968.6915 | 0
2035 | 9 | 1 | 14 | 977.4002 | 0
2035 | 9 | 1 | 15 | 985.5893 | 0
2035 | 9 | 1 | 16 | 989.8618 | 0
2035 | 9 | 1 | 17 | 983.5226 | 0
2035 | 9 | 1 | 18 | 958.8564 | 0
2035 | 9 | 1 | 19 | 925.6466 | 0
2035 | 9 | 1 | 20 | 925.1923 | 0
2035 | 9 | 1 | 21 | 897.8803 | 0
2035 | 9 | 1 | 22 | 870.3138 | 0
2035 | 9 | 1 | 23 | 841.3132 | 0
2035 | 9 | 2 | 0 | 835.4435 | 0
2035 | 9 | 2 | 1 | 817.7944 | 0
2035 | 9 | 2 | 2 | 804.7662 | 0
2035 | 9 | 2 | 3 | 796.7663 | 0
2035 | 9 | 2 | 4 | 788.9467 | 0
2035 | 9 | 2 | 5 | 783.7202 | 0
2035 | 9 | 2 | 6 | 791.7131 | 0
2035 | 9 | 2 | 7 | 800.7886 | 0
2035 | 9 | 2 | 8 | 824.3031 | 0
2035 | 9 | 2 | 9 | 882.7783 | 0
2035 | 9 | 2 | 10 | 924.4778 | 0
2035 | 9 | 2 | 11 | 963.5045 | 0
2035 | 9 | 2 | 12 | 1001.1566 | 1.1566
2035 | 9 | 2 | 13 | 1018.0334 | 18.0334
2035 | 9 | 2 | 14 | 1029.5857 | 29.5857
2035 | 9 | 2 | 15 | 1041.6343 | 41.6343
2035 | 9 | 2 | 16 | 1055.8403 | 55.8403
2035 | 9 | 2 | 17 | 1063.6026 | 63.6026
2035 | 9 | 2 | 18 | 1039.2643 | 39.2643
2035 | 9 | 2 | 19 | 993.8999 | 0
2035 | 9 | 2 | 20 | 980.1417 | 0
2035 | 9 | 2 | 21 | 945.1157 | 0
2035 | 9 | 2 | 22 | 905.6642 | 0
2035 | 9 | 2 | 23 | 866.2393 | 0
2035 | 9 | 3 | 0 | 821.098 | 0
2035 | 9 | 3 | 1 | 790.7275 | 0
2035 | 9 | 3 | 2 | 760.3571 | 0
2035 | 9 | 3 | 3 | 744.7828 | 0
2035 | 9 | 3 | 4 | 733.8499 | 0
2035 | 9 | 3 | 5 | 738.5813 | 0
2035 | 9 | 3 | 6 | 750.6089 | 0
2035 | 9 | 3 | 7 | 741.1334 | 0
2035 | 9 | 3 | 8 | 749.2979 | 0
2035 | 9 | 3 | 9 | 790.3606 | 0
2035 | 9 | 3 | 10 | 815.6218 | 0
2035 | 9 | 3 | 11 | 846.1304 | 0
2035 | 9 | 3 | 12 | 877.7299 | 0
2035 | 9 | 3 | 13 | 883.6939 | 0
2035 | 9 | 3 | 14 | 889.6518 | 0
2035 | 9 | 3 | 15 | 897.8293 | 0
2035 | 9 | 3 | 16 | 912.9999 | 0
2035 | 9 | 3 | 17 | 915.4061 | 0
2035 | 9 | 3 | 18 | 908.9214 | 0
2035 | 9 | 3 | 19 | 892.0193 | 0
2035 | 9 | 3 | 20 | 906.3147 | 0
2035 | 9 | 3 | 21 | 871.4888 | 0
2035 | 9 | 3 | 22 | 825.9658 | 0
2035 | 9 | 3 | 23 | 795.3422 | 0
2035 | 9 | 4 | 0 | 788.6374 | 0
2035 | 9 | 4 | 1 | 813.715 | 0
2035 | 9 | 4 | 2 | 803.8205 | 0
2035 | 9 | 4 | 3 | 794.7407 | 0
2035 | 9 | 4 | 4 | 790.7513 | 0
2035 | 9 | 4 | 5 | 807.8163 | 0
2035 | 9 | 4 | 6 | 851.3373 | 0
2035 | 9 | 4 | 7 | 903.6083 | 0
2035 | 9 | 4 | 8 | 944.0782 | 0
2035 | 9 | 4 | 9 | 991.4906 | 0
2035 | 9 | 4 | 10 | 1031.3443 | 31.3443
2035 | 9 | 4 | 11 | 1070.8298 | 70.8298
2035 | 9 | 4 | 12 | 1103.183 | 103.183
2035 | 9 | 4 | 13 | 1124.0486 | 124.0486
2035 | 9 | 4 | 14 | 1135.6276 | 135.6276
2035 | 9 | 4 | 15 | 1150.9389 | 150.9389
2035 | 9 | 4 | 16 | 1157.3035 | 157.3035
2035 | 9 | 4 | 17 | 1157.8766 | 157.8766
2035 | 9 | 4 | 18 | 1139.8015 | 139.8015
2035 | 9 | 4 | 19 | 1099.5652 | 99.5652
2035 | 9 | 4 | 20 | 1084.0226 | 84.0226
2035 | 9 | 4 | 21 | 1035.0414 | 35.0414
2035 | 9 | 4 | 22 | 980.017 | 0
2035 | 9 | 4 | 23 | 929.1355 | 0
2035 | 9 | 5 | 0 | 884.8534 | 0
2035 | 9 | 5 | 1 | 866.7823 | 0
2035 | 9 | 5 | 2 | 848.7112 | 0
2035 | 9 | 5 | 3 | 838.6581 | 0
2035 | 9 | 5 | 4 | 834.4553 | 0
2035 | 9 | 5 | 5 | 851.4805 | 0
2035 | 9 | 5 | 6 | 894.6661 | 0
2035 | 9 | 5 | 7 | 935.7156 | 0
2035 | 9 | 5 | 8 | 962.7555 | 0
2035 | 9 | 5 | 9 | 1002.4316 | 2.4316
2035 | 9 | 5 | 10 | 1037.3078 | 37.3078
2035 | 9 | 5 | 11 | 1069.4357 | 69.4357
2035 | 9 | 5 | 12 | 1103.3754 | 103.3754
2035 | 9 | 5 | 13 | 1116.2924 | 116.2924
2035 | 9 | 5 | 14 | 1120.5992 | 120.5992
2035 | 9 | 5 | 15 | 1133.2611 | 133.2611
2035 | 9 | 5 | 16 | 1144.1546 | 144.1546
2035 | 9 | 5 | 17 | 1139.8384 | 139.8384
2035 | 9 | 5 | 18 | 1119.5662 | 119.5662
2035 | 9 | 5 | 19 | 1085.3745 | 85.3745
2035 | 9 | 5 | 20 | 1078.5804 | 78.5804
2035 | 9 | 5 | 21 | 1031.7903 | 31.7903
2035 | 9 | 5 | 22 | 985.971 | 0
2035 | 9 | 5 | 23 | 942.0481 | 0
2035 | 9 | 6 | 0 | 898.1692 | 0
2035 | 9 | 6 | 1 | 850.2098 | 0
2035 | 9 | 6 | 2 | 802.2505 | 0
2035 | 9 | 6 | 3 | 787.1282 | 0
2035 | 9 | 6 | 4 | 780.2908 | 0
2035 | 9 | 6 | 5 | 797.9543 | 0
2035 | 9 | 6 | 6 | 845.0398 | 0
2035 | 9 | 6 | 7 | 890.6781 | 0
2035 | 9 | 6 | 8 | 907.5735 | 0
2035 | 9 | 6 | 9 | 947.7327 | 0
2035 | 9 | 6 | 10 | 971.6443 | 0
2035 | 9 | 6 | 11 | 996.3903 | 0
2035 | 9 | 6 | 12 | 1016.3506 | 16.3506
2035 | 9 | 6 | 13 | 1027.9478 | 27.9478
2035 | 9 | 6 | 14 | 1031.6927 | 31.6927
2035 | 9 | 6 | 15 | 1037.4544 | 37.4544
2035 | 9 | 6 | 16 | 1047.1557 | 47.1557
2035 | 9 | 6 | 17 | 1041.7508 | 41.7508
2035 | 9 | 6 | 18 | 1008.8385 | 8.8385
2035 | 9 | 6 | 19 | 971.4194 | 0
2035 | 9 | 6 | 20 | 960.8088 | 0
2035 | 9 | 6 | 21 | 919.1936 | 0
2035 | 9 | 6 | 22 | 873.6067 | 0
2035 | 9 | 6 | 23 | 832.9101 | 0
2035 | 9 | 7 | 0 | 788.4731 | 0
2035 | 9 | 7 | 1 | 802.7675 | 0
2035 | 9 | 7 | 2 | 787.5257 | 0
2035 | 9 | 7 | 3 | 778.4223 | 0
2035 | 9 | 7 | 4 | 777.7603 | 0
2035 | 9 | 7 | 5 | 799.7614 | 0
2035 | 9 | 7 | 6 | 846.5374 | 0
2035 | 9 | 7 | 7 | 885.1791 | 0
2035 | 9 | 7 | 8 | 899.1136 | 0
2035 | 9 | 7 | 9 | 928.3672 | 0
2035 | 9 | 7 | 10 | 948.7875 | 0
2035 | 9 | 7 | 11 | 971.8512 | 0
2035 | 9 | 7 | 12 | 987.467 | 0
2035 | 9 | 7 | 13 | 1001.5851 | 1.5851
2035 | 9 | 7 | 14 | 1003.602 | 3.602
2035 | 9 | 7 | 15 | 1005.1987 | 5.1987
2035 | 9 | 7 | 16 | 1004.3533 | 4.3533
2035 | 9 | 7 | 17 | 991.8925 | 0
2035 | 9 | 7 | 18 | 967.0084 | 0
2035 | 9 | 7 | 19 | 946.9672 | 0
2035 | 9 | 7 | 20 | 951.8408 | 0
2035 | 9 | 7 | 21 | 911.7862 | 0
2035 | 9 | 7 | 22 | 878.7839 | 0
2035 | 9 | 7 | 23 | 847.8256 | 0
2035 | 9 | 8 | 0 | 814.1036 | 0
2035 | 9 | 8 | 1 | 784.5186 | 0
2035 | 9 | 8 | 2 | 754.9337 | 0
2035 | 9 | 8 | 3 | 744.2493 | 0
2035 | 9 | 8 | 4 | 741.6987 | 0
2035 | 9 | 8 | 5 | 752.1832 | 0
2035 | 9 | 8 | 6 | 774.5519 | 0
2035 | 9 | 8 | 7 | 789.832 | 0
2035 | 9 | 8 | 8 | 798.4179 | 0
2035 | 9 | 8 | 9 | 827.3467 | 0
2035 | 9 | 8 | 10 | 855.1955 | 0
2035 | 9 | 8 | 11 | 880.648 | 0
2035 | 9 | 8 | 12 | 906.7045 | 0
2035 | 9 | 8 | 13 | 921.6878 | 0
2035 | 9 | 8 | 14 | 925.2647 | 0
2035 | 9 | 8 | 15 | 931.7004 | 0
2035 | 9 | 8 | 16 | 934.0614 | 0
2035 | 9 | 8 | 17 | 927.786 | 0
2035 | 9 | 8 | 18 | 909.9704 | 0
2035 | 9 | 8 | 19 | 891.305 | 0
2035 | 9 | 8 | 20 | 893.1416 | 0
2035 | 9 | 8 | 21 | 858.3253 | 0
2035 | 9 | 8 | 22 | 832.3796 | 0
2035 | 9 | 8 | 23 | 808.841 | 0
2035 | 9 | 9 | 0 | 784.3282 | 0
2035 | 9 | 9 | 1 | 741.78 | 0
2035 | 9 | 9 | 2 | 718.4403 | 0
2035 | 9 | 9 | 3 | 701.7832 | 0
2035 | 9 | 9 | 4 | 691.9079 | 0
2035 | 9 | 9 | 5 | 693.9712 | 0
2035 | 9 | 9 | 6 | 706.1656 | 0
2035 | 9 | 9 | 7 | 707.9135 | 0
2035 | 9 | 9 | 8 | 719.9357 | 0
2035 | 9 | 9 | 9 | 763.0927 | 0
2035 | 9 | 9 | 10 | 790.3578 | 0
2035 | 9 | 9 | 11 | 819.5809 | 0
2035 | 9 | 9 | 12 | 848.37 | 0
2035 | 9 | 9 | 13 | 860.3008 | 0
2035 | 9 | 9 | 14 | 866.7967 | 0
2035 | 9 | 9 | 15 | 876.6711 | 0
2035 | 9 | 9 | 16 | 887.6009 | 0
2035 | 9 | 9 | 17 | 892.1403 | 0
2035 | 9 | 9 | 18 | 872.5774 | 0
2035 | 9 | 9 | 19 | 853.1775 | 0
2035 | 9 | 9 | 20 | 853.1695 | 0
2035 | 9 | 9 | 21 | 820.696 | 0
2035 | 9 | 9 | 22 | 784.3412 | 0
2035 | 9 | 9 | 23 | 754.5189 | 0
2035 | 9 | 10 | 0 | 718.0382 | 0
2035 | 9 | 10 | 1 | 765.5458 | 0
2035 | 9 | 10 | 2 | 748.6739 | 0
2035 | 9 | 10 | 3 | 738.4366 | 0
2035 | 9 | 10 | 4 | 734.1047 | 0
2035 | 9 | 10 | 5 | 749.9982 | 0
2035 | 9 | 10 | 6 | 798.0531 | 0
2035 | 9 | 10 | 7 | 841.9077 | 0
2035 | 9 | 10 | 8 | 860.2083 | 0
2035 | 9 | 10 | 9 | 897.8759 | 0
2035 | 9 | 10 | 10 | 935.5393 | 0
2035 | 9 | 10 | 11 | 964.0545 | 0
2035 | 9 | 10 | 12 | 985.701 | 0
2035 | 9 | 10 | 13 | 997.6038 | 0
2035 | 9 | 10 | 14 | 1003.4853 | 3.4853
2035 | 9 | 10 | 15 | 1013.185 | 13.185
2035 | 9 | 10 | 16 | 1028.1384 | 28.1384
2035 | 9 | 10 | 17 | 1026.0941 | 26.0941
2035 | 9 | 10 | 18 | 1000.0707 | 0.070652
2035 | 9 | 10 | 19 | 973.0796 | 0
2035 | 9 | 10 | 20 | 964.1812 | 0
2035 | 9 | 10 | 21 | 922.6073 | 0
2035 | 9 | 10 | 22 | 881.0879 | 0
2035 | 9 | 10 | 23 | 840.7414 | 0
2035 | 9 | 11 | 0 | 797.967 | 0
2035 | 9 | 11 | 1 | 758.4297 | 0
2035 | 9 | 11 | 2 | 745.2776 | 0
2035 | 9 | 11 | 3 | 738.6609 | 0
2035 | 9 | 11 | 4 | 737.3675 | 0
2035 | 9 | 11 | 5 | 757.3416 | 0
2035 | 9 | 11 | 6 | 804.858 | 0
2035 | 9 | 11 | 7 | 851.1682 | 0
2035 | 9 | 11 | 8 | 871.1194 | 0
2035 | 9 | 11 | 9 | 897.2765 | 0
2035 | 9 | 11 | 10 | 923.0714 | 0
2035 | 9 | 11 | 11 | 946.9424 | 0
2035 | 9 | 11 | 12 | 969.1758 | 0
2035 | 9 | 11 | 13 | 980.0904 | 0
2035 | 9 | 11 | 14 | 981.1296 | 0
2035 | 9 | 11 | 15 | 989.5417 | 0
2035 | 9 | 11 | 16 | 990.1766 | 0
2035 | 9 | 11 | 17 | 993.7376 | 0
2035 | 9 | 11 | 18 | 986.3994 | 0
2035 | 9 | 11 | 19 | 962.7189 | 0
2035 | 9 | 11 | 20 | 957.8396 | 0
2035 | 9 | 11 | 21 | 909.3125 | 0
2035 | 9 | 11 | 22 | 871.8539 | 0
2035 | 9 | 11 | 23 | 831.1206 | 0
2035 | 9 | 12 | 0 | 796.6512 | 0
2035 | 9 | 12 | 1 | 759.4928 | 0
2035 | 9 | 12 | 2 | 744.9279 | 0
2035 | 9 | 12 | 3 | 737.8362 | 0
2035 | 9 | 12 | 4 | 736.6115 | 0
2035 | 9 | 12 | 5 | 760.0067 | 0
2035 | 9 | 12 | 6 | 812.892 | 0
2035 | 9 | 12 | 7 | 855.4955 | 0
2035 | 9 | 12 | 8 | 873.018 | 0
2035 | 9 | 12 | 9 | 899.0915 | 0
2035 | 9 | 12 | 10 | 922.6298 | 0
2035 | 9 | 12 | 11 | 941.4484 | 0
2035 | 9 | 12 | 12 | 962.5443 | 0
2035 | 9 | 12 | 13 | 966.85 | 0
2035 | 9 | 12 | 14 | 967.4758 | 0
2035 | 9 | 12 | 15 | 974.8108 | 0
2035 | 9 | 12 | 16 | 987.9584 | 0
2035 | 9 | 12 | 17 | 988.7408 | 0
2035 | 9 | 12 | 18 | 977.1468 | 0
2035 | 9 | 12 | 19 | 958.4903 | 0
2035 | 9 | 12 | 20 | 955.9126 | 0
2035 | 9 | 12 | 21 | 909.7694 | 0
2035 | 9 | 12 | 22 | 872.1919 | 0
2035 | 9 | 12 | 23 | 828.6777 | 0
2035 | 9 | 13 | 0 | 788.8455 | 0
2035 | 9 | 13 | 1 | 765.6652 | 0
2035 | 9 | 13 | 2 | 742.4848 | 0
2035 | 9 | 13 | 3 | 735.2755 | 0
2035 | 9 | 13 | 4 | 735.2844 | 0
2035 | 9 | 13 | 5 | 757.7665 | 0
2035 | 9 | 13 | 6 | 809.3595 | 0
2035 | 9 | 13 | 7 | 854.1472 | 0
2035 | 9 | 13 | 8 | 866.3619 | 0
2035 | 9 | 13 | 9 | 896.0014 | 0
2035 | 9 | 13 | 10 | 916.5506 | 0
2035 | 9 | 13 | 11 | 938.2074 | 0
2035 | 9 | 13 | 12 | 956.8214 | 0
2035 | 9 | 13 | 13 | 964.5858 | 0
2035 | 9 | 13 | 14 | 964.8522 | 0
2035 | 9 | 13 | 15 | 970.3268 | 0
2035 | 9 | 13 | 16 | 984.0774 | 0
2035 | 9 | 13 | 17 | 982.15 | 0
2035 | 9 | 13 | 18 | 960.3516 | 0
2035 | 9 | 13 | 19 | 940.3633 | 0
2035 | 9 | 13 | 20 | 938.7649 | 0
2035 | 9 | 13 | 21 | 896.2735 | 0
2035 | 9 | 13 | 22 | 860.1211 | 0
2035 | 9 | 13 | 23 | 822.1991 | 0
2035 | 9 | 14 | 0 | 783.3766 | 0
2035 | 9 | 14 | 1 | 770.9184 | 0
2035 | 9 | 14 | 2 | 763.3426 | 0
2035 | 9 | 14 | 3 | 760.1414 | 0
2035 | 9 | 14 | 4 | 763.6386 | 0
2035 | 9 | 14 | 5 | 777.1769 | 0
2035 | 9 | 14 | 6 | 814.3346 | 0
2035 | 9 | 14 | 7 | 848.5681 | 0
2035 | 9 | 14 | 8 | 858.3191 | 0
2035 | 9 | 14 | 9 | 886.5884 | 0
2035 | 9 | 14 | 10 | 914.4315 | 0
2035 | 9 | 14 | 11 | 934.9558 | 0
2035 | 9 | 14 | 12 | 957.0784 | 0
2035 | 9 | 14 | 13 | 963.8452 | 0
2035 | 9 | 14 | 14 | 964.1473 | 0
2035 | 9 | 14 | 15 | 969.1242 | 0
2035 | 9 | 14 | 16 | 971.965 | 0
2035 | 9 | 14 | 17 | 964.0116 | 0
2035 | 9 | 14 | 18 | 940.698 | 0
2035 | 9 | 14 | 19 | 920.873 | 0
2035 | 9 | 14 | 20 | 912.1038 | 0
2035 | 9 | 14 | 21 | 890.545 | 0
2035 | 9 | 14 | 22 | 870.3402 | 0
2035 | 9 | 14 | 23 | 848.0967 | 0
2035 | 9 | 15 | 0 | 824.3398 | 0
2035 | 9 | 15 | 1 | 757.2762 | 0
2035 | 9 | 15 | 2 | 720.1416 | 0
2035 | 9 | 15 | 3 | 683.007 | 0
2035 | 9 | 15 | 4 | 683.8397 | 0
2035 | 9 | 15 | 5 | 691.6506 | 0
2035 | 9 | 15 | 6 | 707.3133 | 0
2035 | 9 | 15 | 7 | 722.976 | 0
2035 | 9 | 15 | 8 | 727.7668 | 0
2035 | 9 | 15 | 9 | 750.5258 | 0
2035 | 9 | 15 | 10 | 766.0293 | 0
2035 | 9 | 15 | 11 | 786.6293 | 0
2035 | 9 | 15 | 12 | 806.5687 | 0
2035 | 9 | 15 | 13 | 809.6269 | 0
2035 | 9 | 15 | 14 | 804.6408 | 0
2035 | 9 | 15 | 15 | 805.8116 | 0
2035 | 9 | 15 | 16 | 813.3442 | 0
2035 | 9 | 15 | 17 | 811.1243 | 0
2035 | 9 | 15 | 18 | 793.8272 | 0
2035 | 9 | 15 | 19 | 780.4476 | 0
2035 | 9 | 15 | 20 | 783.2956 | 0
2035 | 9 | 15 | 21 | 755.2353 | 0
2035 | 9 | 15 | 22 | 738.8959 | 0
2035 | 9 | 15 | 23 | 720.1434 | 0
2035 | 9 | 16 | 0 | 706.2959 | 0
2035 | 9 | 16 | 1 | 685.1189 | 0
2035 | 9 | 16 | 2 | 673.4303 | 0
2035 | 9 | 16 | 3 | 665.9804 | 0
2035 | 9 | 16 | 4 | 662.8908 | 0
2035 | 9 | 16 | 5 | 668.9009 | 0
2035 | 9 | 16 | 6 | 688.066 | 0
2035 | 9 | 16 | 7 | 690.5089 | 0
2035 | 9 | 16 | 8 | 692.9518 | 0
2035 | 9 | 16 | 9 | 715.1107 | 0
2035 | 9 | 16 | 10 | 736.0153 | 0
2035 | 9 | 16 | 11 | 749.1509 | 0
2035 | 9 | 16 | 12 | 767.9014 | 0
2035 | 9 | 16 | 13 | 768.1062 | 0
2035 | 9 | 16 | 14 | 762.1209 | 0
2035 | 9 | 16 | 15 | 760.4396 | 0
2035 | 9 | 16 | 16 | 765.5486 | 0
2035 | 9 | 16 | 17 | 767.3753 | 0
2035 | 9 | 16 | 18 | 759.1749 | 0
2035 | 9 | 16 | 19 | 762.2225 | 0
2035 | 9 | 16 | 20 | 774.3705 | 0
2035 | 9 | 16 | 21 | 743.689 | 0
2035 | 9 | 16 | 22 | 722.7937 | 0
2035 | 9 | 16 | 23 | 700.4974 | 0
2035 | 9 | 17 | 0 | 682.4955 | 0
2035 | 9 | 17 | 1 | 743.8667 | 0
2035 | 9 | 17 | 2 | 733.8271 | 0
2035 | 9 | 17 | 3 | 730.1383 | 0
2035 | 9 | 17 | 4 | 729.4285 | 0
2035 | 9 | 17 | 5 | 747.8855 | 0
2035 | 9 | 17 | 6 | 793.8583 | 0
2035 | 9 | 17 | 7 | 830.4984 | 0
2035 | 9 | 17 | 8 | 841.4689 | 0
2035 | 9 | 17 | 9 | 864.6271 | 0
2035 | 9 | 17 | 10 | 895.043 | 0
2035 | 9 | 17 | 11 | 915.9073 | 0
2035 | 9 | 17 | 12 | 931.2705 | 0
2035 | 9 | 17 | 13 | 938.6305 | 0
2035 | 9 | 17 | 14 | 938.3327 | 0
2035 | 9 | 17 | 15 | 947.2249 | 0
2035 | 9 | 17 | 16 | 967.1932 | 0
2035 | 9 | 17 | 17 | 962.247 | 0
2035 | 9 | 17 | 18 | 941.3528 | 0
2035 | 9 | 17 | 19 | 930.7296 | 0
2035 | 9 | 17 | 20 | 923.3262 | 0
2035 | 9 | 17 | 21 | 878.6973 | 0
2035 | 9 | 17 | 22 | 847.7482 | 0
2035 | 9 | 17 | 23 | 815.3042 | 0
2035 | 9 | 18 | 0 | 786.626 | 0
2035 | 9 | 18 | 1 | 789.0621 | 0
2035 | 9 | 18 | 2 | 774.764 | 0
2035 | 9 | 18 | 3 | 767.791 | 0
2035 | 9 | 18 | 4 | 767.7387 | 0
2035 | 9 | 18 | 5 | 786.2368 | 0
2035 | 9 | 18 | 6 | 835.7583 | 0
2035 | 9 | 18 | 7 | 886.4649 | 0
2035 | 9 | 18 | 8 | 921.8999 | 0
2035 | 9 | 18 | 9 | 967.7273 | 0
2035 | 9 | 18 | 10 | 1016.0214 | 16.0214
2035 | 9 | 18 | 11 | 1053.1652 | 53.1652
2035 | 9 | 18 | 12 | 1080.7594 | 80.7594
2035 | 9 | 18 | 13 | 1096.798 | 96.798
2035 | 9 | 18 | 14 | 1105.3576 | 105.3576
2035 | 9 | 18 | 15 | 1120.8041 | 120.8041
2035 | 9 | 18 | 16 | 1132.901 | 132.901
2035 | 9 | 18 | 17 | 1127.7993 | 127.7993
2035 | 9 | 18 | 18 | 1106.6526 | 106.6526
2035 | 9 | 18 | 19 | 1081.8027 | 81.8027
2035 | 9 | 18 | 20 | 1066.216 | 66.216
2035 | 9 | 18 | 21 | 1013.1577 | 13.1577
2035 | 9 | 18 | 22 | 974.2119 | 0
2035 | 9 | 18 | 23 | 927.8696 | 0
2035 | 9 | 19 | 0 | 888.8245 | 0
2035 | 9 | 19 | 1 | 888.258 | 0
2035 | 9 | 19 | 2 | 867.2496 | 0
2035 | 9 | 19 | 3 | 853.3923 | 0
2035 | 9 | 19 | 4 | 846.7297 | 0
2035 | 9 | 19 | 5 | 860.5057 | 0
2035 | 9 | 19 | 6 | 904.9408 | 0
2035 | 9 | 19 | 7 | 945.779 | 0
2035 | 9 | 19 | 8 | 978.6886 | 0
2035 | 9 | 19 | 9 | 1026.6209 | 26.6209
2035 | 9 | 19 | 10 | 1076.0414 | 76.0414
2035 | 9 | 19 | 11 | 1111.9764 | 111.9764
2035 | 9 | 19 | 12 | 1150.9867 | 150.9867
2035 | 9 | 19 | 13 | 1166.1372 | 166.1372
2035 | 9 | 19 | 14 | 1173.5459 | 173.5459
2035 | 9 | 19 | 15 | 1187.4407 | 187.4407
2035 | 9 | 19 | 16 | 1200.6238 | 200.6238
2035 | 9 | 19 | 17 | 1191.381 | 191.381
2035 | 9 | 19 | 18 | 1170.0031 | 170.0031
2035 | 9 | 19 | 19 | 1143.4514 | 143.4514
2035 | 9 | 19 | 20 | 1120.2071 | 120.2071
2035 | 9 | 19 | 21 | 1069.491 | 69.491
2035 | 9 | 19 | 22 | 1031.3303 | 31.3303
2035 | 9 | 19 | 23 | 983.5556 | 0
2035 | 9 | 20 | 0 | 935.913 | 0
2035 | 9 | 20 | 1 | 895.8778 | 0
2035 | 9 | 20 | 2 | 855.8426 | 0
2035 | 9 | 20 | 3 | 842.7894 | 0
2035 | 9 | 20 | 4 | 836.8897 | 0
2035 | 9 | 20 | 5 | 843.3442 | 0
2035 | 9 | 20 | 6 | 872.1956 | 0
2035 | 9 | 20 | 7 | 898.0501 | 0
2035 | 9 | 20 | 8 | 896.1399 | 0
2035 | 9 | 20 | 9 | 914.6763 | 0
2035 | 9 | 20 | 10 | 931.5574 | 0
2035 | 9 | 20 | 11 | 942.6461 | 0
2035 | 9 | 20 | 12 | 952.0367 | 0
2035 | 9 | 20 | 13 | 949.4439 | 0
2035 | 9 | 20 | 14 | 939.4605 | 0
2035 | 9 | 20 | 15 | 937.6251 | 0
2035 | 9 | 20 | 16 | 937.9052 | 0
2035 | 9 | 20 | 17 | 928.875 | 0
2035 | 9 | 20 | 18 | 911.4856 | 0
2035 | 9 | 20 | 19 | 902.328 | 0
2035 | 9 | 20 | 20 | 895.8017 | 0
2035 | 9 | 20 | 21 | 862.7503 | 0
2035 | 9 | 20 | 22 | 848.8698 | 0
2035 | 9 | 20 | 23 | 830.7255 | 0
2035 | 9 | 21 | 0 | 808.0513 | 0
2035 | 9 | 21 | 1 | 755.6771 | 0
2035 | 9 | 21 | 2 | 740.3219 | 0
2035 | 9 | 21 | 3 | 732.9377 | 0
2035 | 9 | 21 | 4 | 736.8707 | 0
2035 | 9 | 21 | 5 | 758.5055 | 0
2035 | 9 | 21 | 6 | 810.7885 | 0
2035 | 9 | 21 | 7 | 845.2354 | 0
2035 | 9 | 21 | 8 | 876.037 | 0
2035 | 9 | 21 | 9 | 896.1111 | 0
2035 | 9 | 21 | 10 | 912.8543 | 0
2035 | 9 | 21 | 11 | 920.7547 | 0
2035 | 9 | 21 | 12 | 930.3596 | 0
2035 | 9 | 21 | 13 | 928.8125 | 0
2035 | 9 | 21 | 14 | 919.5569 | 0
2035 | 9 | 21 | 15 | 917.9446 | 0
2035 | 9 | 21 | 16 | 924.6634 | 0
2035 | 9 | 21 | 17 | 918.0875 | 0
2035 | 9 | 21 | 18 | 897.3691 | 0
2035 | 9 | 21 | 19 | 895.3717 | 0
2035 | 9 | 21 | 20 | 897.8129 | 0
2035 | 9 | 21 | 21 | 860.4674 | 0
2035 | 9 | 21 | 22 | 828.5104 | 0
2035 | 9 | 21 | 23 | 790.4805 | 0
2035 | 9 | 22 | 0 | 756.9395 | 0
2035 | 9 | 22 | 1 | 729.8264 | 0
2035 | 9 | 22 | 2 | 702.7134 | 0
2035 | 9 | 22 | 3 | 692.4192 | 0
2035 | 9 | 22 | 4 | 692.0037 | 0
2035 | 9 | 22 | 5 | 704.2975 | 0
2035 | 9 | 22 | 6 | 732.459 | 0
2035 | 9 | 22 | 7 | 751.0555 | 0
2035 | 9 | 22 | 8 | 758.5341 | 0
2035 | 9 | 22 | 9 | 787.3589 | 0
2035 | 9 | 22 | 10 | 820.255 | 0
2035 | 9 | 22 | 11 | 836.233 | 0
2035 | 9 | 22 | 12 | 852.7632 | 0
2035 | 9 | 22 | 13 | 852.2349 | 0
2035 | 9 | 22 | 14 | 844.6681 | 0
2035 | 9 | 22 | 15 | 845.8079 | 0
2035 | 9 | 22 | 16 | 850.4376 | 0
2035 | 9 | 22 | 17 | 854.6872 | 0
2035 | 9 | 22 | 18 | 840.9714 | 0
2035 | 9 | 22 | 19 | 841.3324 | 0
2035 | 9 | 22 | 20 | 840.2071 | 0
2035 | 9 | 22 | 21 | 799.9531 | 0
2035 | 9 | 22 | 22 | 776.6655 | 0
2035 | 9 | 22 | 23 | 748.5188 | 0
2035 | 9 | 23 | 0 | 720.1105 | 0
2035 | 9 | 23 | 1 | 708.5405 | 0
2035 | 9 | 23 | 2 | 693.5505 | 0
2035 | 9 | 23 | 3 | 682.8225 | 0
2035 | 9 | 23 | 4 | 677.5617 | 0
2035 | 9 | 23 | 5 | 680.0813 | 0
2035 | 9 | 23 | 6 | 692.4692 | 0
2035 | 9 | 23 | 7 | 696.5489 | 0
2035 | 9 | 23 | 8 | 698.5898 | 0
2035 | 9 | 23 | 9 | 725.0504 | 0
2035 | 9 | 23 | 10 | 745.1887 | 0
2035 | 9 | 23 | 11 | 772.4254 | 0
2035 | 9 | 23 | 12 | 793.5533 | 0
2035 | 9 | 23 | 13 | 797.4605 | 0
2035 | 9 | 23 | 14 | 796.5799 | 0
2035 | 9 | 23 | 15 | 797.6517 | 0
2035 | 9 | 23 | 16 | 805.8348 | 0
2035 | 9 | 23 | 17 | 809.4875 | 0
2035 | 9 | 23 | 18 | 805.2454 | 0
2035 | 9 | 23 | 19 | 812.2444 | 0
2035 | 9 | 23 | 20 | 813.5813 | 0
2035 | 9 | 23 | 21 | 781.2164 | 0
2035 | 9 | 23 | 22 | 769.5281 | 0
2035 | 9 | 23 | 23 | 751.3613 | 0
2035 | 9 | 24 | 0 | 724.6007 | 0
2035 | 9 | 24 | 1 | 730.8871 | 0
2035 | 9 | 24 | 2 | 716.5163 | 0
2035 | 9 | 24 | 3 | 709.3561 | 0
2035 | 9 | 24 | 4 | 707.3242 | 0
2035 | 9 | 24 | 5 | 724.3348 | 0
2035 | 9 | 24 | 6 | 768.5346 | 0
2035 | 9 | 24 | 7 | 811.7672 | 0
2035 | 9 | 24 | 8 | 830.0171 | 0
2035 | 9 | 24 | 9 | 855.1739 | 0
2035 | 9 | 24 | 10 | 876.8066 | 0
2035 | 9 | 24 | 11 | 889.3236 | 0
2035 | 9 | 24 | 12 | 898.282 | 0
2035 | 9 | 24 | 13 | 897.2393 | 0
2035 | 9 | 24 | 14 | 893.1532 | 0
2035 | 9 | 24 | 15 | 902.412 | 0
2035 | 9 | 24 | 16 | 915.2305 | 0
2035 | 9 | 24 | 17 | 914.3663 | 0
2035 | 9 | 24 | 18 | 902.5852 | 0
2035 | 9 | 24 | 19 | 900.1916 | 0
2035 | 9 | 24 | 20 | 901.1916 | 0
2035 | 9 | 24 | 21 | 862.2076 | 0
2035 | 9 | 24 | 22 | 836.8354 | 0
2035 | 9 | 24 | 23 | 800.7514 | 0
2035 | 9 | 25 | 0 | 764.5144 | 0
2035 | 9 | 25 | 1 | 764.8214 | 0
2035 | 9 | 25 | 2 | 748.8928 | 0
2035 | 9 | 25 | 3 | 739.9878 | 0
2035 | 9 | 25 | 4 | 733.4605 | 0
2035 | 9 | 25 | 5 | 753.7132 | 0
2035 | 9 | 25 | 6 | 796.9618 | 0
2035 | 9 | 25 | 7 | 843.2033 | 0
2035 | 9 | 25 | 8 | 868.3805 | 0
2035 | 9 | 25 | 9 | 889.4955 | 0
2035 | 9 | 25 | 10 | 910.8263 | 0
2035 | 9 | 25 | 11 | 927.3877 | 0
2035 | 9 | 25 | 12 | 940.5262 | 0
2035 | 9 | 25 | 13 | 940.7412 | 0
2035 | 9 | 25 | 14 | 936.5276 | 0
2035 | 9 | 25 | 15 | 944.1039 | 0
2035 | 9 | 25 | 16 | 949.3613 | 0
2035 | 9 | 25 | 17 | 950.4947 | 0
2035 | 9 | 25 | 18 | 943.2777 | 0
2035 | 9 | 25 | 19 | 944.1242 | 0
2035 | 9 | 25 | 20 | 935.5719 | 0
2035 | 9 | 25 | 21 | 888.0133 | 0
2035 | 9 | 25 | 22 | 859.5707 | 0
2035 | 9 | 25 | 23 | 822.7361 | 0
2035 | 9 | 26 | 0 | 787.5295 | 0
2035 | 9 | 26 | 1 | 782.5244 | 0
2035 | 9 | 26 | 2 | 767.7379 | 0
2035 | 9 | 26 | 3 | 758.6168 | 0
2035 | 9 | 26 | 4 | 752.1724 | 0
2035 | 9 | 26 | 5 | 771.8412 | 0
2035 | 9 | 26 | 6 | 814.7679 | 0
2035 | 9 | 26 | 7 | 855.315 | 0
2035 | 9 | 26 | 8 | 870.0615 | 0
2035 | 9 | 26 | 9 | 890.589 | 0
2035 | 9 | 26 | 10 | 908.0708 | 0
2035 | 9 | 26 | 11 | 913.2138 | 0
2035 | 9 | 26 | 12 | 922.3255 | 0
2035 | 9 | 26 | 13 | 919.6149 | 0
2035 | 9 | 26 | 14 | 912.9801 | 0
2035 | 9 | 26 | 15 | 919.6716 | 0
2035 | 9 | 26 | 16 | 931.0915 | 0
2035 | 9 | 26 | 17 | 931.6941 | 0
2035 | 9 | 26 | 18 | 923.5888 | 0
2035 | 9 | 26 | 19 | 924.1428 | 0
2035 | 9 | 26 | 20 | 918.4563 | 0
2035 | 9 | 26 | 21 | 870.3686 | 0
2035 | 9 | 26 | 22 | 845.2103 | 0
2035 | 9 | 26 | 23 | 809.8949 | 0
2035 | 9 | 27 | 0 | 778.9912 | 0
2035 | 9 | 27 | 1 | 762.5299 | 0
2035 | 9 | 27 | 2 | 745.9294 | 0
2035 | 9 | 27 | 3 | 734.0062 | 0
2035 | 9 | 27 | 4 | 729.6838 | 0
2035 | 9 | 27 | 5 | 750.3362 | 0
2035 | 9 | 27 | 6 | 797.934 | 0
2035 | 9 | 27 | 7 | 844.1046 | 0
2035 | 9 | 27 | 8 | 857.7867 | 0
2035 | 9 | 27 | 9 | 876.4303 | 0
2035 | 9 | 27 | 10 | 891.8218 | 0
2035 | 9 | 27 | 11 | 902.1734 | 0
2035 | 9 | 27 | 12 | 912.6756 | 0
2035 | 9 | 27 | 13 | 914.28 | 0
2035 | 9 | 27 | 14 | 908.7938 | 0
2035 | 9 | 27 | 15 | 915.4775 | 0
2035 | 9 | 27 | 16 | 922.456 | 0
2035 | 9 | 27 | 17 | 919.4032 | 0
2035 | 9 | 27 | 18 | 904.4343 | 0
2035 | 9 | 27 | 19 | 910.5617 | 0
2035 | 9 | 27 | 20 | 907.813 | 0
2035 | 9 | 27 | 21 | 862.8718 | 0
2035 | 9 | 27 | 22 | 835.1088 | 0
2035 | 9 | 27 | 23 | 800.3206 | 0
2035 | 9 | 28 | 0 | 770.3725 | 0
2035 | 9 | 28 | 1 | 779.2062 | 0
2035 | 9 | 28 | 2 | 765.7984 | 0
2035 | 9 | 28 | 3 | 756.4829 | 0
2035 | 9 | 28 | 4 | 753.2487 | 0
2035 | 9 | 28 | 5 | 771.9158 | 0
2035 | 9 | 28 | 6 | 811.0515 | 0
2035 | 9 | 28 | 7 | 849.7179 | 0
2035 | 9 | 28 | 8 | 859.9549 | 0
2035 | 9 | 28 | 9 | 874.646 | 0
2035 | 9 | 28 | 10 | 896.8027 | 0
2035 | 9 | 28 | 11 | 912.4602 | 0
2035 | 9 | 28 | 12 | 929.4661 | 0
2035 | 9 | 28 | 13 | 933.3278 | 0
2035 | 9 | 28 | 14 | 932.4206 | 0
2035 | 9 | 28 | 15 | 940.3794 | 0
2035 | 9 | 28 | 16 | 941.6226 | 0
2035 | 9 | 28 | 17 | 930.289 | 0
2035 | 9 | 28 | 18 | 911.2173 | 0
2035 | 9 | 28 | 19 | 912.8195 | 0
2035 | 9 | 28 | 20 | 900.9356 | 0
2035 | 9 | 28 | 21 | 864.2793 | 0
2035 | 9 | 28 | 22 | 843.7004 | 0
2035 | 9 | 28 | 23 | 818.7076 | 0
2035 | 9 | 29 | 0 | 792.8445 | 0
2035 | 9 | 29 | 1 | 719.9088 | 0
2035 | 9 | 29 | 2 | 703.4286 | 0
2035 | 9 | 29 | 3 | 690.3017 | 0
2035 | 9 | 29 | 4 | 686.7436 | 0
2035 | 9 | 29 | 5 | 696.4463 | 0
2035 | 9 | 29 | 6 | 714.7184 | 0
2035 | 9 | 29 | 7 | 727.7313 | 0
2035 | 9 | 29 | 8 | 736.097 | 0
2035 | 9 | 29 | 9 | 757.0365 | 0
2035 | 9 | 29 | 10 | 777.6701 | 0
2035 | 9 | 29 | 11 | 795.1033 | 0
2035 | 9 | 29 | 12 | 808.6809 | 0
2035 | 9 | 29 | 13 | 806.4674 | 0
2035 | 9 | 29 | 14 | 798.6997 | 0
2035 | 9 | 29 | 15 | 796.8367 | 0
2035 | 9 | 29 | 16 | 799.0385 | 0
2035 | 9 | 29 | 17 | 799.1431 | 0
2035 | 9 | 29 | 18 | 798.4073 | 0
2035 | 9 | 29 | 19 | 797.6714 | 0
2035 | 9 | 29 | 20 | 796.9326 | 0
2035 | 9 | 29 | 21 | 773.8809 | 0
2035 | 9 | 29 | 22 | 756.3868 | 0
2035 | 9 | 29 | 23 | 736.6005 | 0
2035 | 9 | 30 | 0 | 716.4674 | 0
2035 | 9 | 30 | 1 | 718.7718 | 0
2035 | 9 | 30 | 2 | 703.8941 | 0
2035 | 9 | 30 | 3 | 691.0269 | 0
2035 | 9 | 30 | 4 | 682.2458 | 0
2035 | 9 | 30 | 5 | 685.1813 | 0
2035 | 9 | 30 | 6 | 692.8074 | 0
2035 | 9 | 30 | 7 | 697.0149 | 0
2035 | 9 | 30 | 8 | 699.1594 | 0
2035 | 9 | 30 | 9 | 716.9588 | 0
2035 | 9 | 30 | 10 | 729.8012 | 0
2035 | 9 | 30 | 11 | 751.7792 | 0
2035 | 9 | 30 | 12 | 768.499 | 0
2035 | 9 | 30 | 13 | 771.0102 | 0
2035 | 9 | 30 | 14 | 770.5912 | 0
2035 | 9 | 30 | 15 | 780.1408 | 0
2035 | 9 | 30 | 16 | 786.5412 | 0
2035 | 9 | 30 | 17 | 791.2092 | 0
2035 | 9 | 30 | 18 | 791.5633 | 0
2035 | 9 | 30 | 19 | 809.3058 | 0
2035 | 9 | 30 | 20 | 809.3888 | 0
2035 | 9 | 30 | 21 | 777.398 | 0
2035 | 9 | 30 | 22 | 767.6343 | 0
2035 | 9 | 30 | 23 | 752.8062 | 0
2035 | 10 | 1 | 0 | 733.6309 | 0
2035 | 10 | 1 | 1 | 766.5573 | 0
2035 | 10 | 1 | 2 | 751.5514 | 0
2035 | 10 | 1 | 3 | 739.4492 | 0
2035 | 10 | 1 | 4 | 733.6106 | 0
2035 | 10 | 1 | 5 | 744.8922 | 0
2035 | 10 | 1 | 6 | 780.3567 | 0
2035 | 10 | 1 | 7 | 817.6823 | 0
2035 | 10 | 1 | 8 | 833.7157 | 0
2035 | 10 | 1 | 9 | 886.0575 | 0
2035 | 10 | 1 | 10 | 911.9913 | 0
2035 | 10 | 1 | 11 | 927.5985 | 0
2035 | 10 | 1 | 12 | 940.5739 | 0
2035 | 10 | 1 | 13 | 942.6674 | 0
2035 | 10 | 1 | 14 | 940.2031 | 0
2035 | 10 | 1 | 15 | 944.7139 | 0
2035 | 10 | 1 | 16 | 953.395 | 0
2035 | 10 | 1 | 17 | 951.7056 | 0
2035 | 10 | 1 | 18 | 942.2435 | 0
2035 | 10 | 1 | 19 | 953.8498 | 0
2035 | 10 | 1 | 20 | 942.4585 | 0
2035 | 10 | 1 | 21 | 909.8383 | 0
2035 | 10 | 1 | 22 | 882.2139 | 0
2035 | 10 | 1 | 23 | 848.7498 | 0
2035 | 10 | 2 | 0 | 812.7742 | 0
2035 | 10 | 2 | 1 | 766.0672 | 0
2035 | 10 | 2 | 2 | 748.8423 | 0
2035 | 10 | 2 | 3 | 738.912 | 0
2035 | 10 | 2 | 4 | 737.3111 | 0
2035 | 10 | 2 | 5 | 754.3798 | 0
2035 | 10 | 2 | 6 | 798.4679 | 0
2035 | 10 | 2 | 7 | 849.5258 | 0
2035 | 10 | 2 | 8 | 863.4638 | 0
2035 | 10 | 2 | 9 | 903.2698 | 0
2035 | 10 | 2 | 10 | 922.9627 | 0
2035 | 10 | 2 | 11 | 935.5157 | 0
2035 | 10 | 2 | 12 | 939.3684 | 0
2035 | 10 | 2 | 13 | 936.0672 | 0
2035 | 10 | 2 | 14 | 929.9688 | 0
2035 | 10 | 2 | 15 | 930.4306 | 0
2035 | 10 | 2 | 16 | 929.3015 | 0
2035 | 10 | 2 | 17 | 926.0063 | 0
2035 | 10 | 2 | 18 | 929.4407 | 0
2035 | 10 | 2 | 19 | 932.875 | 0
2035 | 10 | 2 | 20 | 916.5374 | 0
2035 | 10 | 2 | 21 | 887.8672 | 0
2035 | 10 | 2 | 22 | 856.8745 | 0
2035 | 10 | 2 | 23 | 817.7521 | 0
2035 | 10 | 3 | 0 | 786.4334 | 0
2035 | 10 | 3 | 1 | 794.4588 | 0
2035 | 10 | 3 | 2 | 775.81 | 0
2035 | 10 | 3 | 3 | 765.4104 | 0
2035 | 10 | 3 | 4 | 764.9534 | 0
2035 | 10 | 3 | 5 | 779.6824 | 0
2035 | 10 | 3 | 6 | 815.1009 | 0
2035 | 10 | 3 | 7 | 848.5194 | 0
2035 | 10 | 3 | 8 | 858.8584 | 0
2035 | 10 | 3 | 9 | 904.3548 | 0
2035 | 10 | 3 | 10 | 928.3512 | 0
2035 | 10 | 3 | 11 | 943.3556 | 0
2035 | 10 | 3 | 12 | 958.36 | 0
2035 | 10 | 3 | 13 | 960.4967 | 0
2035 | 10 | 3 | 14 | 960.7565 | 0
2035 | 10 | 3 | 15 | 968.024 | 0
2035 | 10 | 3 | 16 | 974.6728 | 0
2035 | 10 | 3 | 17 | 968.4602 | 0
2035 | 10 | 3 | 18 | 966.5198 | 0
2035 | 10 | 3 | 19 | 964.5793 | 0
2035 | 10 | 3 | 20 | 940.6607 | 0
2035 | 10 | 3 | 21 | 917.6703 | 0
2035 | 10 | 3 | 22 | 893.1609 | 0
2035 | 10 | 3 | 23 | 859.5295 | 0
2035 | 10 | 4 | 0 | 831.6089 | 0
2035 | 10 | 4 | 1 | 794.9866 | 0
2035 | 10 | 4 | 2 | 758.3643 | 0
2035 | 10 | 4 | 3 | 748.8059 | 0
2035 | 10 | 4 | 4 | 749.3194 | 0
2035 | 10 | 4 | 5 | 764.2099 | 0
2035 | 10 | 4 | 6 | 801.494 | 0
2035 | 10 | 4 | 7 | 842.7516 | 0
2035 | 10 | 4 | 8 | 840.4476 | 0
2035 | 10 | 4 | 9 | 849.994 | 0
2035 | 10 | 4 | 10 | 862.4532 | 0
2035 | 10 | 4 | 11 | 871.229 | 0
2035 | 10 | 4 | 12 | 880.0047 | 0
2035 | 10 | 4 | 13 | 878.305 | 0
2035 | 10 | 4 | 14 | 867.9943 | 0
2035 | 10 | 4 | 15 | 867.4452 | 0
2035 | 10 | 4 | 16 | 868.5544 | 0
2035 | 10 | 4 | 17 | 862.9289 | 0
2035 | 10 | 4 | 18 | 859.6206 | 0
2035 | 10 | 4 | 19 | 870.3172 | 0
2035 | 10 | 4 | 20 | 860.4974 | 0
2035 | 10 | 4 | 21 | 831.326 | 0
2035 | 10 | 4 | 22 | 813.226 | 0
2035 | 10 | 4 | 23 | 785.9976 | 0
2035 | 10 | 5 | 0 | 767.6618 | 0
2035 | 10 | 5 | 1 | 753.2713 | 0
2035 | 10 | 5 | 2 | 737.6338 | 0
2035 | 10 | 5 | 3 | 729.3123 | 0
2035 | 10 | 5 | 4 | 734.4781 | 0
2035 | 10 | 5 | 5 | 757.0551 | 0
2035 | 10 | 5 | 6 | 808.7351 | 0
2035 | 10 | 5 | 7 | 859.1633 | 0
2035 | 10 | 5 | 8 | 860.9746 | 0
2035 | 10 | 5 | 9 | 878.1371 | 0
2035 | 10 | 5 | 10 | 899.0562 | 0
2035 | 10 | 5 | 11 | 912.4206 | 0
2035 | 10 | 5 | 12 | 919.593 | 0
2035 | 10 | 5 | 13 | 915.7876 | 0
2035 | 10 | 5 | 14 | 909.6904 | 0
2035 | 10 | 5 | 15 | 907.2035 | 0
2035 | 10 | 5 | 16 | 909.5793 | 0
2035 | 10 | 5 | 17 | 903.9238 | 0
2035 | 10 | 5 | 18 | 902.526 | 0
2035 | 10 | 5 | 19 | 901.1282 | 0
2035 | 10 | 5 | 20 | 885.9889 | 0
2035 | 10 | 5 | 21 | 865.9261 | 0
2035 | 10 | 5 | 22 | 838.4695 | 0
2035 | 10 | 5 | 23 | 804.981 | 0
2035 | 10 | 6 | 0 | 779.5195 | 0
2035 | 10 | 6 | 1 | 745.5013 | 0
2035 | 10 | 6 | 2 | 711.4831 | 0
2035 | 10 | 6 | 3 | 701.949 | 0
2035 | 10 | 6 | 4 | 704.9106 | 0
2035 | 10 | 6 | 5 | 715.272 | 0
2035 | 10 | 6 | 6 | 739.9673 | 0
2035 | 10 | 6 | 7 | 756.7972 | 0
2035 | 10 | 6 | 8 | 750.5047 | 0
2035 | 10 | 6 | 9 | 752.2985 | 0
2035 | 10 | 6 | 10 | 761.7243 | 0
2035 | 10 | 6 | 11 | 770.8184 | 0
2035 | 10 | 6 | 12 | 779.9125 | 0
2035 | 10 | 6 | 13 | 772.1142 | 0
2035 | 10 | 6 | 14 | 764.6651 | 0
2035 | 10 | 6 | 15 | 752.6678 | 0
2035 | 10 | 6 | 16 | 751.0302 | 0
2035 | 10 | 6 | 17 | 749.1585 | 0
2035 | 10 | 6 | 18 | 755.7197 | 0
2035 | 10 | 6 | 19 | 762.2809 | 0
2035 | 10 | 6 | 20 | 756.104 | 0
2035 | 10 | 6 | 21 | 746.3899 | 0
2035 | 10 | 6 | 22 | 733.6291 | 0
2035 | 10 | 6 | 23 | 718.2777 | 0
2035 | 10 | 7 | 0 | 707.3847 | 0
2035 | 10 | 7 | 1 | 697.7552 | 0
2035 | 10 | 7 | 2 | 688.5526 | 0
2035 | 10 | 7 | 3 | 680.6744 | 0
2035 | 10 | 7 | 4 | 679.4456 | 0
2035 | 10 | 7 | 5 | 685.2277 | 0
2035 | 10 | 7 | 6 | 699.7059 | 0
2035 | 10 | 7 | 7 | 703.6263 | 0
2035 | 10 | 7 | 8 | 697.8899 | 0
2035 | 10 | 7 | 9 | 713.4598 | 0
2035 | 10 | 7 | 10 | 732.1389 | 0
2035 | 10 | 7 | 11 | 751.6843 | 0
2035 | 10 | 7 | 12 | 768.3839 | 0
2035 | 10 | 7 | 13 | 767.302 | 0
2035 | 10 | 7 | 14 | 761.7634 | 0
2035 | 10 | 7 | 15 | 761.5363 | 0
2035 | 10 | 7 | 16 | 767.3569 | 0
2035 | 10 | 7 | 17 | 774.6244 | 0
2035 | 10 | 7 | 18 | 781.886 | 0
2035 | 10 | 7 | 19 | 789.1476 | 0
2035 | 10 | 7 | 20 | 782.7786 | 0
2035 | 10 | 7 | 21 | 760.1522 | 0
2035 | 10 | 7 | 22 | 752.0573 | 0
2035 | 10 | 7 | 23 | 735.7071 | 0
2035 | 10 | 8 | 0 | 720.25 | 0
2035 | 10 | 8 | 1 | 731.6197 | 0
2035 | 10 | 8 | 2 | 715.5054 | 0
2035 | 10 | 8 | 3 | 703.137 | 0
2035 | 10 | 8 | 4 | 697.1894 | 0
2035 | 10 | 8 | 5 | 694.8378 | 0
2035 | 10 | 8 | 6 | 701.5872 | 0
2035 | 10 | 8 | 7 | 703.0461 | 0
2035 | 10 | 8 | 8 | 710.3021 | 0
2035 | 10 | 8 | 9 | 732.2304 | 0
2035 | 10 | 8 | 10 | 759.5585 | 0
2035 | 10 | 8 | 11 | 784.0319 | 0
2035 | 10 | 8 | 12 | 808.1137 | 0
2035 | 10 | 8 | 13 | 804.6609 | 0
2035 | 10 | 8 | 14 | 799.9662 | 0
2035 | 10 | 8 | 15 | 803.6403 | 0
2035 | 10 | 8 | 16 | 812.4088 | 0
2035 | 10 | 8 | 17 | 820.1838 | 0
2035 | 10 | 8 | 18 | 832.2049 | 0
2035 | 10 | 8 | 19 | 840.4434 | 0
2035 | 10 | 8 | 20 | 827.3134 | 0
2035 | 10 | 8 | 21 | 797.199 | 0
2035 | 10 | 8 | 22 | 784.4004 | 0
2035 | 10 | 8 | 23 | 766.4014 | 0
2035 | 10 | 9 | 0 | 745.8302 | 0
2035 | 10 | 9 | 1 | 757.7326 | 0
2035 | 10 | 9 | 2 | 741.258 | 0
2035 | 10 | 9 | 3 | 732.1661 | 0
2035 | 10 | 9 | 4 | 731.2782 | 0
2035 | 10 | 9 | 5 | 754.959 | 0
2035 | 10 | 9 | 6 | 806.9722 | 0
2035 | 10 | 9 | 7 | 859.8858 | 0
2035 | 10 | 9 | 8 | 875.5377 | 0
2035 | 10 | 9 | 9 | 906.8084 | 0
2035 | 10 | 9 | 10 | 934.4746 | 0
2035 | 10 | 9 | 11 | 956.7755 | 0
2035 | 10 | 9 | 12 | 975.0215 | 0
2035 | 10 | 9 | 13 | 982.3949 | 0
2035 | 10 | 9 | 14 | 982.2685 | 0
2035 | 10 | 9 | 15 | 988.2457 | 0
2035 | 10 | 9 | 16 | 985.6368 | 0
2035 | 10 | 9 | 17 | 983.1212 | 0
2035 | 10 | 9 | 18 | 977.0316 | 0
2035 | 10 | 9 | 19 | 975.5345 | 0
2035 | 10 | 9 | 20 | 954.5265 | 0
2035 | 10 | 9 | 21 | 915.583 | 0
2035 | 10 | 9 | 22 | 880.652 | 0
2035 | 10 | 9 | 23 | 833.7679 | 0
2035 | 10 | 10 | 0 | 795.6294 | 0
2035 | 10 | 10 | 1 | 808.3748 | 0
2035 | 10 | 10 | 2 | 788.9908 | 0
2035 | 10 | 10 | 3 | 778.6421 | 0
2035 | 10 | 10 | 4 | 776.4231 | 0
2035 | 10 | 10 | 5 | 787.1241 | 0
2035 | 10 | 10 | 6 | 820.5438 | 0
2035 | 10 | 10 | 7 | 856.9055 | 0
2035 | 10 | 10 | 8 | 865.0633 | 0
2035 | 10 | 10 | 9 | 898.1637 | 0
2035 | 10 | 10 | 10 | 919.3666 | 0
2035 | 10 | 10 | 11 | 932.0461 | 0
2035 | 10 | 10 | 12 | 942.3695 | 0
2035 | 10 | 10 | 13 | 942.9609 | 0
2035 | 10 | 10 | 14 | 941.236 | 0
2035 | 10 | 10 | 15 | 945.6689 | 0
2035 | 10 | 10 | 16 | 953.8113 | 0
2035 | 10 | 10 | 17 | 951.1126 | 0
2035 | 10 | 10 | 18 | 951.3967 | 0
2035 | 10 | 10 | 19 | 951.6808 | 0
2035 | 10 | 10 | 20 | 929.0185 | 0
2035 | 10 | 10 | 21 | 904.0427 | 0
2035 | 10 | 10 | 22 | 881.7981 | 0
2035 | 10 | 10 | 23 | 851.1838 | 0
2035 | 10 | 11 | 0 | 822.5376 | 0
2035 | 10 | 11 | 1 | 785.5077 | 0
2035 | 10 | 11 | 2 | 748.4778 | 0
2035 | 10 | 11 | 3 | 738.1141 | 0
2035 | 10 | 11 | 4 | 739.8616 | 0
2035 | 10 | 11 | 5 | 749.7014 | 0
2035 | 10 | 11 | 6 | 787.6773 | 0
2035 | 10 | 11 | 7 | 827.1872 | 0
2035 | 10 | 11 | 8 | 840.4348 | 0
2035 | 10 | 11 | 9 | 885.6635 | 0
2035 | 10 | 11 | 10 | 900.6454 | 0
2035 | 10 | 11 | 11 | 909.4478 | 0
2035 | 10 | 11 | 12 | 918.2502 | 0
2035 | 10 | 11 | 13 | 922.066 | 0
2035 | 10 | 11 | 14 | 922.8359 | 0
2035 | 10 | 11 | 15 | 920.5497 | 0
2035 | 10 | 11 | 16 | 922.119 | 0
2035 | 10 | 11 | 17 | 915.5708 | 0
2035 | 10 | 11 | 18 | 913.2451 | 0
2035 | 10 | 11 | 19 | 917.3183 | 0
2035 | 10 | 11 | 20 | 903.0253 | 0
2035 | 10 | 11 | 21 | 875.5945 | 0
2035 | 10 | 11 | 22 | 854.5549 | 0
2035 | 10 | 11 | 23 | 821.4549 | 0
2035 | 10 | 12 | 0 | 797.752 | 0
2035 | 10 | 12 | 1 | 757.4005 | 0
2035 | 10 | 12 | 2 | 740.2564 | 0
2035 | 10 | 12 | 3 | 732.5662 | 0
2035 | 10 | 12 | 4 | 733.8001 | 0
2035 | 10 | 12 | 5 | 754.8408 | 0
2035 | 10 | 12 | 6 | 808.1279 | 0
2035 | 10 | 12 | 7 | 861.4151 | 0
2035 | 10 | 12 | 8 | 870.5564 | 0
2035 | 10 | 12 | 9 | 889.6663 | 0
2035 | 10 | 12 | 10 | 902.651 | 0
2035 | 10 | 12 | 11 | 909.0607 | 0
2035 | 10 | 12 | 12 | 912.4139 | 0
2035 | 10 | 12 | 13 | 906.0248 | 0
2035 | 10 | 12 | 14 | 898.4728 | 0
2035 | 10 | 12 | 15 | 897.4377 | 0
2035 | 10 | 12 | 16 | 901.3201 | 0
2035 | 10 | 12 | 17 | 897.7019 | 0
2035 | 10 | 12 | 18 | 897.5199 | 0
2035 | 10 | 12 | 19 | 897.3379 | 0
2035 | 10 | 12 | 20 | 885.0238 | 0
2035 | 10 | 12 | 21 | 861.6128 | 0
2035 | 10 | 12 | 22 | 833.5108 | 0
2035 | 10 | 12 | 23 | 799.358 | 0
2035 | 10 | 13 | 0 | 769.2622 | 0
2035 | 10 | 13 | 1 | 734.3422 | 0
2035 | 10 | 13 | 2 | 699.4221 | 0
2035 | 10 | 13 | 3 | 689.2937 | 0
2035 | 10 | 13 | 4 | 689.4548 | 0
2035 | 10 | 13 | 5 | 702.3331 | 0
2035 | 10 | 13 | 6 | 730.3077 | 0
2035 | 10 | 13 | 7 | 752.7597 | 0
2035 | 10 | 13 | 8 | 749.9894 | 0
2035 | 10 | 13 | 9 | 771.0252 | 0
2035 | 10 | 13 | 10 | 782.6615 | 0
2035 | 10 | 13 | 11 | 795.3552 | 0
2035 | 10 | 13 | 12 | 806.2259 | 0
2035 | 10 | 13 | 13 | 803.5514 | 0
2035 | 10 | 13 | 14 | 796.169 | 0
2035 | 10 | 13 | 15 | 794.3321 | 0
2035 | 10 | 13 | 16 | 797.3579 | 0
2035 | 10 | 13 | 17 | 797.1032 | 0
2035 | 10 | 13 | 18 | 799.0188 | 0
2035 | 10 | 13 | 19 | 801.2223 | 0
2035 | 10 | 13 | 20 | 795.2707 | 0
2035 | 10 | 13 | 21 | 782.7673 | 0
2035 | 10 | 13 | 22 | 761.866 | 0
2035 | 10 | 13 | 23 | 735.044 | 0
2035 | 10 | 14 | 0 | 713.8688 | 0
2035 | 10 | 14 | 1 | 706.4783 | 0
2035 | 10 | 14 | 2 | 690.3747 | 0
2035 | 10 | 14 | 3 | 679.9004 | 0
2035 | 10 | 14 | 4 | 675.5127 | 0
2035 | 10 | 14 | 5 | 678.6998 | 0
2035 | 10 | 14 | 6 | 691.803 | 0
2035 | 10 | 14 | 7 | 699.2409 | 0
2035 | 10 | 14 | 8 | 696.8215 | 0
2035 | 10 | 14 | 9 | 713.26 | 0
2035 | 10 | 14 | 10 | 733.4722 | 0
2035 | 10 | 14 | 11 | 750.9273 | 0
2035 | 10 | 14 | 12 | 768.3825 | 0
2035 | 10 | 14 | 13 | 770.3724 | 0
2035 | 10 | 14 | 14 | 772.4508 | 0
2035 | 10 | 14 | 15 | 778.6075 | 0
2035 | 10 | 14 | 16 | 788.5802 | 0
2035 | 10 | 14 | 17 | 792.7886 | 0
2035 | 10 | 14 | 18 | 796.9871 | 0
2035 | 10 | 14 | 19 | 801.1856 | 0
2035 | 10 | 14 | 20 | 793.6476 | 0
2035 | 10 | 14 | 21 | 772.501 | 0
2035 | 10 | 14 | 22 | 758.3929 | 0
2035 | 10 | 14 | 23 | 735.8505 | 0
2035 | 10 | 15 | 0 | 713.1413 | 0
2035 | 10 | 15 | 1 | 731.1469 | 0
2035 | 10 | 15 | 2 | 716.0432 | 0
2035 | 10 | 15 | 3 | 708.2895 | 0
2035 | 10 | 15 | 4 | 708.1037 | 0
2035 | 10 | 15 | 5 | 725.9602 | 0
2035 | 10 | 15 | 6 | 773.6328 | 0
2035 | 10 | 15 | 7 | 822.4226 | 0
2035 | 10 | 15 | 8 | 832.4193 | 0
2035 | 10 | 15 | 9 | 868.6222 | 0
2035 | 10 | 15 | 10 | 893.1563 | 0
2035 | 10 | 15 | 11 | 907.0922 | 0
2035 | 10 | 15 | 12 | 918.524 | 0
2035 | 10 | 15 | 13 | 918.1206 | 0
2035 | 10 | 15 | 14 | 914.8988 | 0
2035 | 10 | 15 | 15 | 921.0218 | 0
2035 | 10 | 15 | 16 | 923.288 | 0
2035 | 10 | 15 | 17 | 925.5541 | 0
2035 | 10 | 15 | 18 | 916.7618 | 0
2035 | 10 | 15 | 19 | 916.3895 | 0
2035 | 10 | 15 | 20 | 899.1028 | 0
2035 | 10 | 15 | 21 | 863.3096 | 0
2035 | 10 | 15 | 22 | 839.1644 | 0
2035 | 10 | 15 | 23 | 806.0536 | 0
2035 | 10 | 16 | 0 | 776.5066 | 0
2035 | 10 | 16 | 1 | 744.7503 | 0
2035 | 10 | 16 | 2 | 736.3542 | 0
2035 | 10 | 16 | 3 | 725.971 | 0
2035 | 10 | 16 | 4 | 722.3677 | 0
2035 | 10 | 16 | 5 | 735.0167 | 0
2035 | 10 | 16 | 6 | 771.6588 | 0
2035 | 10 | 16 | 7 | 819.9334 | 0
2035 | 10 | 16 | 8 | 837.9374 | 0
2035 | 10 | 16 | 9 | 875.8611 | 0
2035 | 10 | 16 | 10 | 891.0626 | 0
2035 | 10 | 16 | 11 | 902.64 | 0
2035 | 10 | 16 | 12 | 911.07 | 0
2035 | 10 | 16 | 13 | 911.6067 | 0
2035 | 10 | 16 | 14 | 908.6615 | 0
2035 | 10 | 16 | 15 | 909.3686 | 0
2035 | 10 | 16 | 16 | 911.8868 | 0
2035 | 10 | 16 | 17 | 914.3752 | 0
2035 | 10 | 16 | 18 | 916.1836 | 0
2035 | 10 | 16 | 19 | 917.992 | 0
2035 | 10 | 16 | 20 | 897.6892 | 0
2035 | 10 | 16 | 21 | 875.5722 | 0
2035 | 10 | 16 | 22 | 847.4012 | 0
2035 | 10 | 16 | 23 | 812.1235 | 0
2035 | 10 | 17 | 0 | 785.2996 | 0
2035 | 10 | 17 | 1 | 773.0156 | 0
2035 | 10 | 17 | 2 | 760.7317 | 0
2035 | 10 | 17 | 3 | 752.4854 | 0
2035 | 10 | 17 | 4 | 750.9108 | 0
2035 | 10 | 17 | 5 | 768.6326 | 0
2035 | 10 | 17 | 6 | 810.3042 | 0
2035 | 10 | 17 | 7 | 850.9824 | 0
2035 | 10 | 17 | 8 | 860.4 | 0
2035 | 10 | 17 | 9 | 890.1444 | 0
2035 | 10 | 17 | 10 | 908.3902 | 0
2035 | 10 | 17 | 11 | 921.4565 | 0
2035 | 10 | 17 | 12 | 931.8548 | 0
2035 | 10 | 17 | 13 | 932.254 | 0
2035 | 10 | 17 | 14 | 927.4807 | 0
2035 | 10 | 17 | 15 | 933.6434 | 0
2035 | 10 | 17 | 16 | 944.5402 | 0
2035 | 10 | 17 | 17 | 946.495 | 0
2035 | 10 | 17 | 18 | 958.4998 | 0
2035 | 10 | 17 | 19 | 953.1402 | 0
2035 | 10 | 17 | 20 | 927.66 | 0
2035 | 10 | 17 | 21 | 899.4144 | 0
2035 | 10 | 17 | 22 | 875.2259 | 0
2035 | 10 | 17 | 23 | 841.117 | 0
2035 | 10 | 18 | 0 | 809.4319 | 0
2035 | 10 | 18 | 1 | 780.2027 | 0
2035 | 10 | 18 | 2 | 765.2224 | 0
2035 | 10 | 18 | 3 | 756.8972 | 0
2035 | 10 | 18 | 4 | 756.0098 | 0
2035 | 10 | 18 | 5 | 772.9972 | 0
2035 | 10 | 18 | 6 | 815.0449 | 0
2035 | 10 | 18 | 7 | 863.7199 | 0
2035 | 10 | 18 | 8 | 876.4356 | 0
2035 | 10 | 18 | 9 | 897.5285 | 0
2035 | 10 | 18 | 10 | 910.897 | 0
2035 | 10 | 18 | 11 | 918.829 | 0
2035 | 10 | 18 | 12 | 923.4166 | 0
2035 | 10 | 18 | 13 | 920.8741 | 0
2035 | 10 | 18 | 14 | 913.9509 | 0
2035 | 10 | 18 | 15 | 917.0102 | 0
2035 | 10 | 18 | 16 | 924.2068 | 0
2035 | 10 | 18 | 17 | 926.5881 | 0
2035 | 10 | 18 | 18 | 931.3395 | 0
2035 | 10 | 18 | 19 | 936.091 | 0
2035 | 10 | 18 | 20 | 919.9807 | 0
2035 | 10 | 18 | 21 | 891.5611 | 0
2035 | 10 | 18 | 22 | 868.4996 | 0
2035 | 10 | 18 | 23 | 840.3748 | 0
2035 | 10 | 19 | 0 | 815.0619 | 0
2035 | 10 | 19 | 1 | 797.7913 | 0
2035 | 10 | 19 | 2 | 786.4949 | 0
2035 | 10 | 19 | 3 | 780.4293 | 0
2035 | 10 | 19 | 4 | 784.6451 | 0
2035 | 10 | 19 | 5 | 799.8529 | 0
2035 | 10 | 19 | 6 | 833.2534 | 0
2035 | 10 | 19 | 7 | 872.0224 | 0
2035 | 10 | 19 | 8 | 882.1208 | 0
2035 | 10 | 19 | 9 | 907.4738 | 0
2035 | 10 | 19 | 10 | 917.2554 | 0
2035 | 10 | 19 | 11 | 921.1894 | 0
2035 | 10 | 19 | 12 | 926.3348 | 0
2035 | 10 | 19 | 13 | 917.4741 | 0
2035 | 10 | 19 | 14 | 907.9964 | 0
2035 | 10 | 19 | 15 | 906.1695 | 0
2035 | 10 | 19 | 16 | 909.8139 | 0
2035 | 10 | 19 | 17 | 912.4166 | 0
2035 | 10 | 19 | 18 | 916.4029 | 0
2035 | 10 | 19 | 19 | 920.3893 | 0
2035 | 10 | 19 | 20 | 901.0569 | 0
2035 | 10 | 19 | 21 | 880.0002 | 0
2035 | 10 | 19 | 22 | 862.3656 | 0
2035 | 10 | 19 | 23 | 842.915 | 0
2035 | 10 | 20 | 0 | 825.4735 | 0
2035 | 10 | 20 | 1 | 778.0799 | 0
2035 | 10 | 20 | 2 | 730.6864 | 0
2035 | 10 | 20 | 3 | 720.3303 | 0
2035 | 10 | 20 | 4 | 720.225 | 0
2035 | 10 | 20 | 5 | 732.1866 | 0
2035 | 10 | 20 | 6 | 761.1571 | 0
2035 | 10 | 20 | 7 | 782.9223 | 0
2035 | 10 | 20 | 8 | 779.7861 | 0
2035 | 10 | 20 | 9 | 794.6072 | 0
2035 | 10 | 20 | 10 | 810.4728 | 0
2035 | 10 | 20 | 11 | 829.9816 | 0
2035 | 10 | 20 | 12 | 840.6833 | 0
2035 | 10 | 20 | 13 | 836.9 | 0
2035 | 10 | 20 | 14 | 828.6534 | 0
2035 | 10 | 20 | 15 | 829.09 | 0
2035 | 10 | 20 | 16 | 835.1438 | 0
2035 | 10 | 20 | 17 | 838.9336 | 0
2035 | 10 | 20 | 18 | 842.9005 | 0
2035 | 10 | 20 | 19 | 846.8673 | 0
2035 | 10 | 20 | 20 | 826.8951 | 0
2035 | 10 | 20 | 21 | 809.1127 | 0
2035 | 10 | 20 | 22 | 788.6876 | 0
2035 | 10 | 20 | 23 | 766.0757 | 0
2035 | 10 | 21 | 0 | 746.4307 | 0
2035 | 10 | 21 | 1 | 734.2681 | 0
2035 | 10 | 21 | 2 | 722.4508 | 0
2035 | 10 | 21 | 3 | 710.6335 | 0
2035 | 10 | 21 | 4 | 707.6394 | 0
2035 | 10 | 21 | 5 | 715.7954 | 0
2035 | 10 | 21 | 6 | 733.9983 | 0
2035 | 10 | 21 | 7 | 744.1743 | 0
2035 | 10 | 21 | 8 | 733.28 | 0
2035 | 10 | 21 | 9 | 747.2161 | 0
2035 | 10 | 21 | 10 | 768.1326 | 0
2035 | 10 | 21 | 11 | 786.0486 | 0
2035 | 10 | 21 | 12 | 796.6567 | 0
2035 | 10 | 21 | 13 | 807.2647 | 0
2035 | 10 | 21 | 14 | 803.7015 | 0
2035 | 10 | 21 | 15 | 809.1947 | 0
2035 | 10 | 21 | 16 | 821.8053 | 0
2035 | 10 | 21 | 17 | 838.1399 | 0
2035 | 10 | 21 | 18 | 855.5425 | 0
2035 | 10 | 21 | 19 | 857.3986 | 0
2035 | 10 | 21 | 20 | 842.5702 | 0
2035 | 10 | 21 | 21 | 813.9222 | 0
2035 | 10 | 21 | 22 | 798.1018 | 0
2035 | 10 | 21 | 23 | 775.1302 | 0
2035 | 10 | 22 | 0 | 755.0922 | 0
2035 | 10 | 22 | 1 | 775.5442 | 0
2035 | 10 | 22 | 2 | 759.8393 | 0
2035 | 10 | 22 | 3 | 751.3316 | 0
2035 | 10 | 22 | 4 | 751.0107 | 0
2035 | 10 | 22 | 5 | 768.8919 | 0
2035 | 10 | 22 | 6 | 814.4769 | 0
2035 | 10 | 22 | 7 | 864.1273 | 0
2035 | 10 | 22 | 8 | 875.2032 | 0
2035 | 10 | 22 | 9 | 903.8908 | 0
2035 | 10 | 22 | 10 | 918.9681 | 0
2035 | 10 | 22 | 11 | 923.8913 | 0
2035 | 10 | 22 | 12 | 930.3235 | 0
2035 | 10 | 22 | 13 | 927.0252 | 0
2035 | 10 | 22 | 14 | 924.7834 | 0
2035 | 10 | 22 | 15 | 928.6334 | 0
2035 | 10 | 22 | 16 | 939.3116 | 0
2035 | 10 | 22 | 17 | 944.8446 | 0
2035 | 10 | 22 | 18 | 948.1074 | 0
2035 | 10 | 22 | 19 | 951.3703 | 0
2035 | 10 | 22 | 20 | 928.7215 | 0
2035 | 10 | 22 | 21 | 896.0334 | 0
2035 | 10 | 22 | 22 | 869.8492 | 0
2035 | 10 | 22 | 23 | 836.4774 | 0
2035 | 10 | 23 | 0 | 804.9734 | 0
2035 | 10 | 23 | 1 | 775.1656 | 0
2035 | 10 | 23 | 2 | 760.2071 | 0
2035 | 10 | 23 | 3 | 753.4158 | 0
2035 | 10 | 23 | 4 | 755.3823 | 0
2035 | 10 | 23 | 5 | 774.5226 | 0
2035 | 10 | 23 | 6 | 817.947 | 0
2035 | 10 | 23 | 7 | 869.8208 | 0
2035 | 10 | 23 | 8 | 884.7628 | 0
2035 | 10 | 23 | 9 | 912.8621 | 0
2035 | 10 | 23 | 10 | 924.2486 | 0
2035 | 10 | 23 | 11 | 929.6742 | 0
2035 | 10 | 23 | 12 | 928.4853 | 0
2035 | 10 | 23 | 13 | 918.2782 | 0
2035 | 10 | 23 | 14 | 903.4706 | 0
2035 | 10 | 23 | 15 | 901.6145 | 0
2035 | 10 | 23 | 16 | 899.8165 | 0
2035 | 10 | 23 | 17 | 905.636 | 0
2035 | 10 | 23 | 18 | 914.8403 | 0
2035 | 10 | 23 | 19 | 924.0447 | 0
2035 | 10 | 23 | 20 | 901.9722 | 0
2035 | 10 | 23 | 21 | 872.3212 | 0
2035 | 10 | 23 | 22 | 846.4328 | 0
2035 | 10 | 23 | 23 | 812.2382 | 0
2035 | 10 | 24 | 0 | 783.6611 | 0
2035 | 10 | 24 | 1 | 794.7803 | 0
2035 | 10 | 24 | 2 | 777.2766 | 0
2035 | 10 | 24 | 3 | 767.6544 | 0
2035 | 10 | 24 | 4 | 766.9713 | 0
2035 | 10 | 24 | 5 | 781.9809 | 0
2035 | 10 | 24 | 6 | 825.0226 | 0
2035 | 10 | 24 | 7 | 870.9682 | 0
2035 | 10 | 24 | 8 | 880.0347 | 0
2035 | 10 | 24 | 9 | 912.6823 | 0
2035 | 10 | 24 | 10 | 930.8224 | 0
2035 | 10 | 24 | 11 | 940.1959 | 0
2035 | 10 | 24 | 12 | 949.5695 | 0
2035 | 10 | 24 | 13 | 948.7373 | 0
2035 | 10 | 24 | 14 | 944.4531 | 0
2035 | 10 | 24 | 15 | 949.1463 | 0
2035 | 10 | 24 | 16 | 963.8668 | 0
2035 | 10 | 24 | 17 | 964.8762 | 0
2035 | 10 | 24 | 18 | 983.2411 | 0
2035 | 10 | 24 | 19 | 972.8031 | 0
2035 | 10 | 24 | 20 | 947.0021 | 0
2035 | 10 | 24 | 21 | 906.1216 | 0
2035 | 10 | 24 | 22 | 879.7309 | 0
2035 | 10 | 24 | 23 | 842.9952 | 0
2035 | 10 | 25 | 0 | 810.1369 | 0
2035 | 10 | 25 | 1 | 782.5 | 0
2035 | 10 | 25 | 2 | 754.8631 | 0
2035 | 10 | 25 | 3 | 744.1398 | 0
2035 | 10 | 25 | 4 | 743.5466 | 0
2035 | 10 | 25 | 5 | 762.1357 | 0
2035 | 10 | 25 | 6 | 811.0904 | 0
2035 | 10 | 25 | 7 | 861.7875 | 0
2035 | 10 | 25 | 8 | 862.1735 | 0
2035 | 10 | 25 | 9 | 882.2443 | 0
2035 | 10 | 25 | 10 | 895.407 | 0
2035 | 10 | 25 | 11 | 902.8429 | 0
2035 | 10 | 25 | 12 | 908.1972 | 0
2035 | 10 | 25 | 13 | 904.5362 | 0
2035 | 10 | 25 | 14 | 893.094 | 0
2035 | 10 | 25 | 15 | 890.919 | 0
2035 | 10 | 25 | 16 | 894.4117 | 0
2035 | 10 | 25 | 17 | 896.1724 | 0
2035 | 10 | 25 | 18 | 914.3008 | 0
2035 | 10 | 25 | 19 | 910.2238 | 0
2035 | 10 | 25 | 20 | 891.6528 | 0
2035 | 10 | 25 | 21 | 855.9024 | 0
2035 | 10 | 25 | 22 | 829.4704 | 0
2035 | 10 | 25 | 23 | 797.05 | 0
2035 | 10 | 26 | 0 | 781.153 | 0
2035 | 10 | 26 | 1 | 765.2559 | 0
2035 | 10 | 26 | 2 | 752.9954 | 0
2035 | 10 | 26 | 3 | 745.5374 | 0
2035 | 10 | 26 | 4 | 749.4966 | 0
2035 | 10 | 26 | 5 | 765.9207 | 0
2035 | 10 | 26 | 6 | 808.7355 | 0
2035 | 10 | 26 | 7 | 858.0685 | 0
2035 | 10 | 26 | 8 | 868.8615 | 0
2035 | 10 | 26 | 9 | 886.5023 | 0
2035 | 10 | 26 | 10 | 902.9007 | 0
2035 | 10 | 26 | 11 | 913.8551 | 0
2035 | 10 | 26 | 12 | 924.8095 | 0
2035 | 10 | 26 | 13 | 923.0683 | 0
2035 | 10 | 26 | 14 | 920.2398 | 0
2035 | 10 | 26 | 15 | 918.8881 | 0
2035 | 10 | 26 | 16 | 921.4461 | 0
2035 | 10 | 26 | 17 | 925.4981 | 0
2035 | 10 | 26 | 18 | 928.5645 | 0
2035 | 10 | 26 | 19 | 931.6308 | 0
2035 | 10 | 26 | 20 | 907.7567 | 0
2035 | 10 | 26 | 21 | 885.8161 | 0
2035 | 10 | 26 | 22 | 862.8442 | 0
2035 | 10 | 26 | 23 | 833.9149 | 0
2035 | 10 | 27 | 0 | 810.4188 | 0
2035 | 10 | 27 | 1 | 768.4557 | 0
2035 | 10 | 27 | 2 | 726.4927 | 0
2035 | 10 | 27 | 3 | 715.7078 | 0
2035 | 10 | 27 | 4 | 717.7748 | 0
2035 | 10 | 27 | 5 | 725.3275 | 0
2035 | 10 | 27 | 6 | 745.7435 | 0
2035 | 10 | 27 | 7 | 764.6531 | 0
2035 | 10 | 27 | 8 | 763.8995 | 0
2035 | 10 | 27 | 9 | 778.1219 | 0
2035 | 10 | 27 | 10 | 799.5202 | 0
2035 | 10 | 27 | 11 | 818.2662 | 0
2035 | 10 | 27 | 12 | 831.3091 | 0
2035 | 10 | 27 | 13 | 832.7195 | 0
2035 | 10 | 27 | 14 | 828.8182 | 0
2035 | 10 | 27 | 15 | 823.6407 | 0
2035 | 10 | 27 | 16 | 826.0598 | 0
2035 | 10 | 27 | 17 | 836.1905 | 0
2035 | 10 | 27 | 18 | 856.4447 | 0
2035 | 10 | 27 | 19 | 848.9461 | 0
2035 | 10 | 27 | 20 | 827.3462 | 0
2035 | 10 | 27 | 21 | 807.5519 | 0
2035 | 10 | 27 | 22 | 790.8605 | 0
2035 | 10 | 27 | 23 | 770.4331 | 0
2035 | 10 | 28 | 0 | 753.0029 | 0
2035 | 10 | 28 | 1 | 729.0624 | 0
2035 | 10 | 28 | 2 | 712.3625 | 0
2035 | 10 | 28 | 3 | 698.8613 | 0
2035 | 10 | 28 | 4 | 694.4543 | 0
2035 | 10 | 28 | 5 | 695.7848 | 0
2035 | 10 | 28 | 6 | 708.4808 | 0
2035 | 10 | 28 | 7 | 720.2978 | 0
2035 | 10 | 28 | 8 | 718.7181 | 0
2035 | 10 | 28 | 9 | 733.1352 | 0
2035 | 10 | 28 | 10 | 750.1978 | 0
2035 | 10 | 28 | 11 | 772.7221 | 0
2035 | 10 | 28 | 12 | 787.46 | 0
2035 | 10 | 28 | 13 | 792.1905 | 0
2035 | 10 | 28 | 14 | 788.9108 | 0
2035 | 10 | 28 | 15 | 789.9103 | 0
2035 | 10 | 28 | 16 | 803.7667 | 0
2035 | 10 | 28 | 17 | 821.135 | 0
2035 | 10 | 28 | 18 | 832.481 | 0
2035 | 10 | 28 | 19 | 843.8271 | 0
2035 | 10 | 28 | 20 | 823.948 | 0
2035 | 10 | 28 | 21 | 794.2701 | 0
2035 | 10 | 28 | 22 | 783.1621 | 0
2035 | 10 | 28 | 23 | 764.7359 | 0
2035 | 10 | 29 | 0 | 742.297 | 0
2035 | 10 | 29 | 1 | 776.1872 | 0
2035 | 10 | 29 | 2 | 762.5555 | 0
2035 | 10 | 29 | 3 | 755.2458 | 0
2035 | 10 | 29 | 4 | 754.949 | 0
2035 | 10 | 29 | 5 | 771.2075 | 0
2035 | 10 | 29 | 6 | 814.7029 | 0
2035 | 10 | 29 | 7 | 861.1979 | 0
2035 | 10 | 29 | 8 | 872.9644 | 0
2035 | 10 | 29 | 9 | 913.8668 | 0
2035 | 10 | 29 | 10 | 927.3288 | 0
2035 | 10 | 29 | 11 | 933.8695 | 0
2035 | 10 | 29 | 12 | 940.2505 | 0
2035 | 10 | 29 | 13 | 936.1081 | 0
2035 | 10 | 29 | 14 | 932.2031 | 0
2035 | 10 | 29 | 15 | 934.6928 | 0
2035 | 10 | 29 | 16 | 945.993 | 0
2035 | 10 | 29 | 17 | 955.6462 | 0
2035 | 10 | 29 | 18 | 977.859 | 0
2035 | 10 | 29 | 19 | 971.1669 | 0
2035 | 10 | 29 | 20 | 947.2808 | 0
2035 | 10 | 29 | 21 | 912.2527 | 0
2035 | 10 | 29 | 22 | 889.374 | 0
2035 | 10 | 29 | 23 | 857.4589 | 0
2035 | 10 | 30 | 0 | 825.6842 | 0
2035 | 10 | 30 | 1 | 818.1697 | 0
2035 | 10 | 30 | 2 | 803.3688 | 0
2035 | 10 | 30 | 3 | 794.3753 | 0
2035 | 10 | 30 | 4 | 793.1868 | 0
2035 | 10 | 30 | 5 | 806.3518 | 0
2035 | 10 | 30 | 6 | 840.1972 | 0
2035 | 10 | 30 | 7 | 886.4714 | 0
2035 | 10 | 30 | 8 | 902.4326 | 0
2035 | 10 | 30 | 9 | 934.5602 | 0
2035 | 10 | 30 | 10 | 952.7521 | 0
2035 | 10 | 30 | 11 | 963.8455 | 0
2035 | 10 | 30 | 12 | 968.7708 | 0
2035 | 10 | 30 | 13 | 962.7508 | 0
2035 | 10 | 30 | 14 | 953.928 | 0
2035 | 10 | 30 | 15 | 955.9941 | 0
2035 | 10 | 30 | 16 | 959.2939 | 0
2035 | 10 | 30 | 17 | 962.9952 | 0
2035 | 10 | 30 | 18 | 987.3475 | 0
2035 | 10 | 30 | 19 | 973.2957 | 0
2035 | 10 | 30 | 20 | 946.4523 | 0
2035 | 10 | 30 | 21 | 911.9338 | 0
2035 | 10 | 30 | 22 | 891.4376 | 0
2035 | 10 | 30 | 23 | 860.479 | 0
2035 | 10 | 31 | 0 | 832.9021 | 0
2035 | 10 | 31 | 1 | 822.423 | 0
2035 | 10 | 31 | 2 | 833.6458 | 0
2035 | 10 | 31 | 3 | 822.8481 | 0
2035 | 10 | 31 | 4 | 821.3389 | 0
2035 | 10 | 31 | 5 | 835.4336 | 0
2035 | 10 | 31 | 6 | 870.5917 | 0
2035 | 10 | 31 | 7 | 909.1833 | 0
2035 | 10 | 31 | 8 | 920.5083 | 0
2035 | 10 | 31 | 9 | 954.7104 | 0
2035 | 10 | 31 | 10 | 971.2999 | 0
2035 | 10 | 31 | 11 | 979.5425 | 0
2035 | 10 | 31 | 12 | 985.9995 | 0
2035 | 10 | 31 | 13 | 981.201 | 0
2035 | 10 | 31 | 14 | 976.7244 | 0
2035 | 10 | 31 | 15 | 981.7522 | 0
2035 | 10 | 31 | 16 | 995.3744 | 0
2035 | 10 | 31 | 17 | 1001.7029 | 1.7029
2035 | 10 | 31 | 18 | 1007.8716 | 7.8716
2035 | 10 | 31 | 19 | 1014.0404 | 14.0404
2035 | 10 | 31 | 20 | 985.9848 | 0
2035 | 10 | 31 | 21 | 960.2538 | 0
2035 | 10 | 31 | 22 | 938.0606 | 0
2035 | 10 | 31 | 23 | 908.0745 | 0
2035 | 11 | 1 | 0 | 876.9452 | 0
2035 | 11 | 1 | 1 | 846.2406 | 0
2035 | 11 | 1 | 2 | 843.4435 | 0
2035 | 11 | 1 | 3 | 834.0401 | 0
2035 | 11 | 1 | 4 | 831.764 | 0
2035 | 11 | 1 | 5 | 845.0502 | 0
2035 | 11 | 1 | 6 | 887.2328 | 0
2035 | 11 | 1 | 7 | 942.271 | 0
2035 | 11 | 1 | 8 | 957.1203 | 0
2035 | 11 | 1 | 9 | 996.1612 | 0
2035 | 11 | 1 | 10 | 1013.2286 | 0
2035 | 11 | 1 | 11 | 1023.269 | 0
2035 | 11 | 1 | 12 | 1032.7959 | 0
2035 | 11 | 1 | 13 | 1027.207 | 0
2035 | 11 | 1 | 14 | 1020.5464 | 0
2035 | 11 | 1 | 15 | 1024.4634 | 0
2035 | 11 | 1 | 16 | 1034.0096 | 0
2035 | 11 | 1 | 17 | 1035.9527 | 0
2035 | 11 | 1 | 18 | 1038.5963 | 0
2035 | 11 | 1 | 19 | 1041.2398 | 0
2035 | 11 | 1 | 20 | 1014.7227 | 0
2035 | 11 | 1 | 21 | 995.1428 | 0
2035 | 11 | 1 | 22 | 968.6635 | 0
2035 | 11 | 1 | 23 | 934.6099 | 0
2035 | 11 | 2 | 0 | 901.0631 | 0
2035 | 11 | 2 | 1 | 877.2886 | 0
2035 | 11 | 2 | 2 | 881.7548 | 0
2035 | 11 | 2 | 3 | 868.2093 | 0
2035 | 11 | 2 | 4 | 863.1429 | 0
2035 | 11 | 2 | 5 | 871.2993 | 0
2035 | 11 | 2 | 6 | 897.5665 | 0
2035 | 11 | 2 | 7 | 937.8487 | 0
2035 | 11 | 2 | 8 | 963.4757 | 0
2035 | 11 | 2 | 9 | 987.7234 | 0
2035 | 11 | 2 | 10 | 1011.0944 | 0
2035 | 11 | 2 | 11 | 1028.2204 | 0
2035 | 11 | 2 | 12 | 1043.7888 | 0
2035 | 11 | 2 | 13 | 1036.6668 | 0
2035 | 11 | 2 | 14 | 1030.98 | 0
2035 | 11 | 2 | 15 | 1029.9718 | 0
2035 | 11 | 2 | 16 | 1029.5535 | 0
2035 | 11 | 2 | 17 | 1032.2054 | 0
2035 | 11 | 2 | 18 | 1066.1892 | 16.1892
2035 | 11 | 2 | 19 | 1051.9765 | 1.9765
2035 | 11 | 2 | 20 | 1025.0091 | 0
2035 | 11 | 2 | 21 | 1006.316 | 0
2035 | 11 | 2 | 22 | 988.3612 | 0
2035 | 11 | 2 | 23 | 959.8953 | 0
2035 | 11 | 3 | 0 | 928.3149 | 0
2035 | 11 | 3 | 1 | 874.1083 | 0
2035 | 11 | 3 | 2 | 846.1615 | 0
2035 | 11 | 3 | 3 | 830.556 | 0
2035 | 11 | 3 | 4 | 826.8696 | 0
2035 | 11 | 3 | 5 | 824.6012 | 0
2035 | 11 | 3 | 6 | 828.3659 | 0
2035 | 11 | 3 | 7 | 841.5296 | 0
2035 | 11 | 3 | 8 | 868.6008 | 0
2035 | 11 | 3 | 9 | 888.2693 | 0
2035 | 11 | 3 | 10 | 910.0604 | 0
2035 | 11 | 3 | 11 | 926.1912 | 0
2035 | 11 | 3 | 12 | 942.3219 | 0
2035 | 11 | 3 | 13 | 949.7562 | 0
2035 | 11 | 3 | 14 | 951.3139 | 0
2035 | 11 | 3 | 15 | 944.4544 | 0
2035 | 11 | 3 | 16 | 937.1702 | 0
2035 | 11 | 3 | 17 | 946.4176 | 0
2035 | 11 | 3 | 18 | 988.0769 | 0
2035 | 11 | 3 | 19 | 976.6101 | 0
2035 | 11 | 3 | 20 | 954.2309 | 0
2035 | 11 | 3 | 21 | 943.8318 | 0
2035 | 11 | 3 | 22 | 935.6345 | 0
2035 | 11 | 3 | 23 | 918.475 | 0
2035 | 11 | 4 | 0 | 894.4818 | 0
2035 | 11 | 4 | 1 | 855.76 | 0
2035 | 11 | 4 | 2 | 860.0722 | 0
2035 | 11 | 4 | 3 | 843.2076 | 0
2035 | 11 | 4 | 4 | 836.8681 | 0
2035 | 11 | 4 | 5 | 834.0171 | 0
2035 | 11 | 4 | 6 | 835.9944 | 0
2035 | 11 | 4 | 7 | 838.2333 | 0
2035 | 11 | 4 | 8 | 843.8424 | 0
2035 | 11 | 4 | 9 | 867.6311 | 0
2035 | 11 | 4 | 10 | 905.4891 | 0
2035 | 11 | 4 | 11 | 938.8951 | 0
2035 | 11 | 4 | 12 | 959.5284 | 0
2035 | 11 | 4 | 13 | 966.5334 | 0
2035 | 11 | 4 | 14 | 961.555 | 0
2035 | 11 | 4 | 15 | 964.6094 | 0
2035 | 11 | 4 | 16 | 977.2242 | 0
2035 | 11 | 4 | 17 | 1000.804 | 0
2035 | 11 | 4 | 18 | 1023.2524 | 0
2035 | 11 | 4 | 19 | 1045.7009 | 0
2035 | 11 | 4 | 20 | 1025.3556 | 0
2035 | 11 | 4 | 21 | 1007.2808 | 0
2035 | 11 | 4 | 22 | 1001.7911 | 0
2035 | 11 | 4 | 23 | 979.9405 | 0
2035 | 11 | 5 | 0 | 956.4722 | 0
2035 | 11 | 5 | 1 | 989.3704 | 0
2035 | 11 | 5 | 2 | 1022.2686 | 0
2035 | 11 | 5 | 3 | 1008.0683 | 0
2035 | 11 | 5 | 4 | 1000.7707 | 0
2035 | 11 | 5 | 5 | 1001.1182 | 0
2035 | 11 | 5 | 6 | 1019.0733 | 0
2035 | 11 | 5 | 7 | 1057.8272 | 7.8272
2035 | 11 | 5 | 8 | 1089.9876 | 39.9876
2035 | 11 | 5 | 9 | 1135.2955 | 85.2955
2035 | 11 | 5 | 10 | 1153.6786 | 103.6786
2035 | 11 | 5 | 11 | 1166.9106 | 116.9106
2035 | 11 | 5 | 12 | 1182.4879 | 132.4879
2035 | 11 | 5 | 13 | 1170.6366 | 120.6366
2035 | 11 | 5 | 14 | 1165.5027 | 115.5027
2035 | 11 | 5 | 15 | 1168.2775 | 118.2775
2035 | 11 | 5 | 16 | 1179.0347 | 129.0347
2035 | 11 | 5 | 17 | 1192.3367 | 142.3367
2035 | 11 | 5 | 18 | 1235.9455 | 185.9455
2035 | 11 | 5 | 19 | 1219.0558 | 169.0558
2035 | 11 | 5 | 20 | 1193.5847 | 143.5847
2035 | 11 | 5 | 21 | 1164.5785 | 114.5785
2035 | 11 | 5 | 22 | 1151.3635 | 101.3635
2035 | 11 | 5 | 23 | 1122.5504 | 72.5504
2035 | 11 | 6 | 0 | 1080.6915 | 30.6915
2035 | 11 | 6 | 1 | 1027.8842 | 0
2035 | 11 | 6 | 2 | 1006.066 | 0
2035 | 11 | 6 | 3 | 990.1159 | 0
2035 | 11 | 6 | 4 | 983.9901 | 0
2035 | 11 | 6 | 5 | 985.2871 | 0
2035 | 11 | 6 | 6 | 1000.0944 | 0
2035 | 11 | 6 | 7 | 1029.842 | 0
2035 | 11 | 6 | 8 | 1056.3028 | 6.3028
2035 | 11 | 6 | 9 | 1096.8783 | 46.8783
2035 | 11 | 6 | 10 | 1119.7235 | 69.7235
2035 | 11 | 6 | 11 | 1139.0081 | 89.0081
2035 | 11 | 6 | 12 | 1150.5681 | 100.5681
2035 | 11 | 6 | 13 | 1143.0182 | 93.0182
2035 | 11 | 6 | 14 | 1137.4265 | 87.4265
2035 | 11 | 6 | 15 | 1128.4161 | 78.4161
2035 | 11 | 6 | 16 | 1126.0506 | 76.0506
2035 | 11 | 6 | 17 | 1138.5067 | 88.5067
2035 | 11 | 6 | 18 | 1184.7544 | 134.7544
2035 | 11 | 6 | 19 | 1164.3802 | 114.3802
2035 | 11 | 6 | 20 | 1136.1769 | 86.1769
2035 | 11 | 6 | 21 | 1105.9391 | 55.9391
2035 | 11 | 6 | 22 | 1096.025 | 46.025
2035 | 11 | 6 | 23 | 1071.0419 | 21.0419
2035 | 11 | 7 | 0 | 1041.0938 | 0
2035 | 11 | 7 | 1 | 1014.588 | 0
2035 | 11 | 7 | 2 | 995.7816 | 0
2035 | 11 | 7 | 3 | 981.6521 | 0
2035 | 11 | 7 | 4 | 979.868 | 0
2035 | 11 | 7 | 5 | 989.6281 | 0
2035 | 11 | 7 | 6 | 1017.2466 | 0
2035 | 11 | 7 | 7 | 1059.2534 | 9.2534
2035 | 11 | 7 | 8 | 1083.5938 | 33.5938
2035 | 11 | 7 | 9 | 1112.0656 | 62.0656
2035 | 11 | 7 | 10 | 1128.0925 | 78.0925
2035 | 11 | 7 | 11 | 1141.5462 | 91.5462
2035 | 11 | 7 | 12 | 1155.8793 | 105.8793
2035 | 11 | 7 | 13 | 1154.7538 | 104.7538
2035 | 11 | 7 | 14 | 1154.012 | 104.012
2035 | 11 | 7 | 15 | 1149.8868 | 99.8868
2035 | 11 | 7 | 16 | 1163.2438 | 113.2438
2035 | 11 | 7 | 17 | 1180.0899 | 130.0899
2035 | 11 | 7 | 18 | 1233.7141 | 183.7141
2035 | 11 | 7 | 19 | 1216.6449 | 166.6449
2035 | 11 | 7 | 20 | 1190.3552 | 140.3552
2035 | 11 | 7 | 21 | 1156.1425 | 106.1425
2035 | 11 | 7 | 22 | 1138.0637 | 88.0637
2035 | 11 | 7 | 23 | 1104.7183 | 54.7183
2035 | 11 | 8 | 0 | 1070.0243 | 20.0243
2035 | 11 | 8 | 1 | 1028.2668 | 0
2035 | 11 | 8 | 2 | 986.5092 | 0
2035 | 11 | 8 | 3 | 971.3421 | 0
2035 | 11 | 8 | 4 | 969.1434 | 0
2035 | 11 | 8 | 5 | 978.5617 | 0
2035 | 11 | 8 | 6 | 1012.0359 | 0
2035 | 11 | 8 | 7 | 1068.0042 | 18.0042
2035 | 11 | 8 | 8 | 1097.7398 | 47.7398
2035 | 11 | 8 | 9 | 1134.17 | 84.17
2035 | 11 | 8 | 10 | 1145.5721 | 95.5721
2035 | 11 | 8 | 11 | 1153.2065 | 103.2065
2035 | 11 | 8 | 12 | 1165.8033 | 115.8033
2035 | 11 | 8 | 13 | 1164.3247 | 114.3247
2035 | 11 | 8 | 14 | 1159.1891 | 109.1891
2035 | 11 | 8 | 15 | 1146.6647 | 96.6647
2035 | 11 | 8 | 16 | 1140.2029 | 90.2029
2035 | 11 | 8 | 17 | 1149.4847 | 99.4847
2035 | 11 | 8 | 18 | 1200.3791 | 150.3791
2035 | 11 | 8 | 19 | 1193.2867 | 143.2867
2035 | 11 | 8 | 20 | 1169.9268 | 119.9268
2035 | 11 | 8 | 21 | 1132.5827 | 82.5827
2035 | 11 | 8 | 22 | 1110.9427 | 60.9427
2035 | 11 | 8 | 23 | 1076.4304 | 26.4304
2035 | 11 | 9 | 0 | 1037.8402 | 0
2035 | 11 | 9 | 1 | 1045.19 | 0
2035 | 11 | 9 | 2 | 1018.7474 | 0
2035 | 11 | 9 | 3 | 1006.4551 | 0
2035 | 11 | 9 | 4 | 1008.0859 | 0
2035 | 11 | 9 | 5 | 1020.4286 | 0
2035 | 11 | 9 | 6 | 1058.581 | 8.581
2035 | 11 | 9 | 7 | 1123.6778 | 73.6778
2035 | 11 | 9 | 8 | 1158.7464 | 108.7464
2035 | 11 | 9 | 9 | 1173.998 | 123.998
2035 | 11 | 9 | 10 | 1185.1047 | 135.1047
2035 | 11 | 9 | 11 | 1195.673 | 145.673
2035 | 11 | 9 | 12 | 1195.8829 | 145.8829
2035 | 11 | 9 | 13 | 1179.3759 | 129.3759
2035 | 11 | 9 | 14 | 1166.6479 | 116.6479
2035 | 11 | 9 | 15 | 1164.7734 | 114.7734
2035 | 11 | 9 | 16 | 1167.4157 | 117.4157
2035 | 11 | 9 | 17 | 1172.3274 | 122.3274
2035 | 11 | 9 | 18 | 1191.7744 | 141.7744
2035 | 11 | 9 | 19 | 1211.2213 | 161.2213
2035 | 11 | 9 | 20 | 1188.2948 | 138.2948
2035 | 11 | 9 | 21 | 1170.5017 | 120.5017
2035 | 11 | 9 | 22 | 1143.0258 | 93.0258
2035 | 11 | 9 | 23 | 1101.1792 | 51.1792
2035 | 11 | 10 | 0 | 1062.3522 | 12.3522
2035 | 11 | 10 | 1 | 994.0011 | 0
2035 | 11 | 10 | 2 | 925.65 | 0
2035 | 11 | 10 | 3 | 905.4686 | 0
2035 | 11 | 10 | 4 | 901.0989 | 0
2035 | 11 | 10 | 5 | 903.8804 | 0
2035 | 11 | 10 | 6 | 918.9648 | 0
2035 | 11 | 10 | 7 | 937.4452 | 0
2035 | 11 | 10 | 8 | 944.1692 | 0
2035 | 11 | 10 | 9 | 960.125 | 0
2035 | 11 | 10 | 10 | 981.9297 | 0
2035 | 11 | 10 | 11 | 998.1495 | 0
2035 | 11 | 10 | 12 | 1014.3693 | 0
2035 | 11 | 10 | 13 | 1021.1527 | 0
2035 | 11 | 10 | 14 | 1021.9142 | 0
2035 | 11 | 10 | 15 | 1012.5594 | 0
2035 | 11 | 10 | 16 | 1011.2113 | 0
2035 | 11 | 10 | 17 | 1016.1115 | 0
2035 | 11 | 10 | 18 | 1070.659 | 20.659
2035 | 11 | 10 | 19 | 1063.4242 | 13.4242
2035 | 11 | 10 | 20 | 1043.2322 | 0
2035 | 11 | 10 | 21 | 1023.2601 | 0
2035 | 11 | 10 | 22 | 1007.5533 | 0
2035 | 11 | 10 | 23 | 980.6904 | 0
2035 | 11 | 11 | 0 | 951.877 | 0
2035 | 11 | 11 | 1 | 924.521 | 0
2035 | 11 | 11 | 2 | 900.1682 | 0
2035 | 11 | 11 | 3 | 878.9569 | 0
2035 | 11 | 11 | 4 | 870.3139 | 0
2035 | 11 | 11 | 5 | 862.6879 | 0
2035 | 11 | 11 | 6 | 863.4684 | 0
2035 | 11 | 11 | 7 | 870.4497 | 0
2035 | 11 | 11 | 8 | 877.8126 | 0
2035 | 11 | 11 | 9 | 894.7413 | 0
2035 | 11 | 11 | 10 | 924.1839 | 0
2035 | 11 | 11 | 11 | 960.1262 | 0
2035 | 11 | 11 | 12 | 984.3939 | 0
2035 | 11 | 11 | 13 | 987.2481 | 0
2035 | 11 | 11 | 14 | 987.9721 | 0
2035 | 11 | 11 | 15 | 978.2648 | 0
2035 | 11 | 11 | 16 | 987.3973 | 0
2035 | 11 | 11 | 17 | 1009.8024 | 0
2035 | 11 | 11 | 18 | 1028.5528 | 0
2035 | 11 | 11 | 19 | 1047.3033 | 0
2035 | 11 | 11 | 20 | 1027.2806 | 0
2035 | 11 | 11 | 21 | 1000.8618 | 0
2035 | 11 | 11 | 22 | 992.6051 | 0
2035 | 11 | 11 | 23 | 970.0758 | 0
2035 | 11 | 12 | 0 | 940.1662 | 0
2035 | 11 | 12 | 1 | 978.1368 | 0
2035 | 11 | 12 | 2 | 1016.1075 | 0
2035 | 11 | 12 | 3 | 1000.3795 | 0
2035 | 11 | 12 | 4 | 991.1881 | 0
2035 | 11 | 12 | 5 | 997.5405 | 0
2035 | 11 | 12 | 6 | 1024.5477 | 0
2035 | 11 | 12 | 7 | 1061.1292 | 11.1292
2035 | 11 | 12 | 8 | 1080.8933 | 30.8933
2035 | 11 | 12 | 9 | 1111.3246 | 61.3246
2035 | 11 | 12 | 10 | 1132.6014 | 82.6014
2035 | 11 | 12 | 11 | 1146.2881 | 96.2881
2035 | 11 | 12 | 12 | 1166.7169 | 116.7169
2035 | 11 | 12 | 13 | 1159.5471 | 109.5471
2035 | 11 | 12 | 14 | 1156.4197 | 106.4197
2035 | 11 | 12 | 15 | 1162.2027 | 112.2027
2035 | 11 | 12 | 16 | 1175.8064 | 125.8064
2035 | 11 | 12 | 17 | 1189.4102 | 139.4102
2035 | 11 | 12 | 18 | 1199.1737 | 149.1737
2035 | 11 | 12 | 19 | 1208.9373 | 158.9373
2035 | 11 | 12 | 20 | 1181.6465 | 131.6465
2035 | 11 | 12 | 21 | 1149.9048 | 99.9048
2035 | 11 | 12 | 22 | 1134.0567 | 84.0567
2035 | 11 | 12 | 23 | 1108.7004 | 58.7004
2035 | 11 | 13 | 0 | 1077.365 | 27.365
2035 | 11 | 13 | 1 | 1027.3836 | 0
2035 | 11 | 13 | 2 | 1001.8833 | 0
2035 | 11 | 13 | 3 | 984.9798 | 0
2035 | 11 | 13 | 4 | 974.346 | 0
2035 | 11 | 13 | 5 | 968.546 | 0
2035 | 11 | 13 | 6 | 975.4159 | 0
2035 | 11 | 13 | 7 | 1007.6505 | 0
2035 | 11 | 13 | 8 | 1057.8367 | 7.8367
2035 | 11 | 13 | 9 | 1089.9637 | 39.9637
2035 | 11 | 13 | 10 | 1116.9904 | 66.9904
2035 | 11 | 13 | 11 | 1139.8933 | 89.8933
2035 | 11 | 13 | 12 | 1154.1354 | 104.1354
2035 | 11 | 13 | 13 | 1149.3114 | 99.3114
2035 | 11 | 13 | 14 | 1147.1364 | 97.1364
2035 | 11 | 13 | 15 | 1151.8289 | 101.8289
2035 | 11 | 13 | 16 | 1151.4833 | 101.4833
2035 | 11 | 13 | 17 | 1175.131 | 125.131
2035 | 11 | 13 | 18 | 1181.5258 | 131.5258
2035 | 11 | 13 | 19 | 1187.9205 | 137.9205
2035 | 11 | 13 | 20 | 1157.8526 | 107.8526
2035 | 11 | 13 | 21 | 1142.4682 | 92.4682
2035 | 11 | 13 | 22 | 1130.5228 | 80.5228
2035 | 11 | 13 | 23 | 1101.55 | 51.55
2035 | 11 | 14 | 0 | 1066.4298 | 16.4298
2035 | 11 | 14 | 1 | 998.021 | 0
2035 | 11 | 14 | 2 | 974.42 | 0
2035 | 11 | 14 | 3 | 956.2816 | 0
2035 | 11 | 14 | 4 | 951.168 | 0
2035 | 11 | 14 | 5 | 958.2823 | 0
2035 | 11 | 14 | 6 | 985.8852 | 0
2035 | 11 | 14 | 7 | 1018.0845 | 0
2035 | 11 | 14 | 8 | 1036.2395 | 0
2035 | 11 | 14 | 9 | 1055.3617 | 5.3617
2035 | 11 | 14 | 10 | 1074.626 | 24.626
2035 | 11 | 14 | 11 | 1090.3944 | 40.3944
2035 | 11 | 14 | 12 | 1100.5051 | 50.5051
2035 | 11 | 14 | 13 | 1110.6158 | 60.6158
2035 | 11 | 14 | 14 | 1110.391 | 60.391
2035 | 11 | 14 | 15 | 1107.4357 | 57.4357
2035 | 11 | 14 | 16 | 1120.3287 | 70.3287
2035 | 11 | 14 | 17 | 1140.8539 | 90.8539
2035 | 11 | 14 | 18 | 1186.4362 | 136.4362
2035 | 11 | 14 | 19 | 1159.3134 | 109.3134
2035 | 11 | 14 | 20 | 1130.9431 | 80.9431
2035 | 11 | 14 | 21 | 1105.6107 | 55.6107
2035 | 11 | 14 | 22 | 1088.6108 | 38.6108
2035 | 11 | 14 | 23 | 1058.2834 | 8.2834
2035 | 11 | 15 | 0 | 1026.9695 | 0
2035 | 11 | 15 | 1 | 1019.9014 | 0
2035 | 11 | 15 | 2 | 996.9262 | 0
2035 | 11 | 15 | 3 | 982.2153 | 0
2035 | 11 | 15 | 4 | 978.7389 | 0
2035 | 11 | 15 | 5 | 986.2454 | 0
2035 | 11 | 15 | 6 | 1015.0271 | 0
2035 | 11 | 15 | 7 | 1063.1623 | 13.1623
2035 | 11 | 15 | 8 | 1090.5688 | 40.5688
2035 | 11 | 15 | 9 | 1113.7104 | 63.7104
2035 | 11 | 15 | 10 | 1127.3115 | 77.3115
2035 | 11 | 15 | 11 | 1139.1455 | 89.1455
2035 | 11 | 15 | 12 | 1155.7997 | 105.7997
2035 | 11 | 15 | 13 | 1150.5905 | 100.5905
2035 | 11 | 15 | 14 | 1146.1326 | 96.1326
2035 | 11 | 15 | 15 | 1148.2629 | 98.2629
2035 | 11 | 15 | 16 | 1156.6184 | 106.6184
2035 | 11 | 15 | 17 | 1174.372 | 124.372
2035 | 11 | 15 | 18 | 1184.595 | 134.595
2035 | 11 | 15 | 19 | 1194.8181 | 144.8181
2035 | 11 | 15 | 20 | 1162.4845 | 112.4845
2035 | 11 | 15 | 21 | 1133.897 | 83.897
2035 | 11 | 15 | 22 | 1112.9336 | 62.9336
2035 | 11 | 15 | 23 | 1088.7475 | 38.7475
2035 | 11 | 16 | 0 | 1056.8914 | 6.8914
2035 | 11 | 16 | 1 | 986.7821 | 0
2035 | 11 | 16 | 2 | 965.5092 | 0
2035 | 11 | 16 | 3 | 954.1459 | 0
2035 | 11 | 16 | 4 | 955.9507 | 0
2035 | 11 | 16 | 5 | 970.7591 | 0
2035 | 11 | 16 | 6 | 1006.5507 | 0
2035 | 11 | 16 | 7 | 1060.1414 | 10.1414
2035 | 11 | 16 | 8 | 1084.1993 | 34.1993
2035 | 11 | 16 | 9 | 1092.9729 | 42.9729
2035 | 11 | 16 | 10 | 1099.9192 | 49.9192
2035 | 11 | 16 | 11 | 1107.9552 | 57.9552
2035 | 11 | 16 | 12 | 1122.8503 | 72.8503
2035 | 11 | 16 | 13 | 1114.8485 | 64.8485
2035 | 11 | 16 | 14 | 1108.0929 | 58.0929
2035 | 11 | 16 | 15 | 1107.4787 | 57.4787
2035 | 11 | 16 | 16 | 1122.3434 | 72.3434
2035 | 11 | 16 | 17 | 1135.3785 | 85.3785
2035 | 11 | 16 | 18 | 1142.3513 | 92.3513
2035 | 11 | 16 | 19 | 1149.3241 | 99.3241
2035 | 11 | 16 | 20 | 1119.6836 | 69.6836
2035 | 11 | 16 | 21 | 1100.0447 | 50.0447
2035 | 11 | 16 | 22 | 1078.1397 | 28.1397
2035 | 11 | 16 | 23 | 1044.7861 | 0
2035 | 11 | 17 | 0 | 1016.5978 | 0
2035 | 11 | 17 | 1 | 968.0166 | 0
2035 | 11 | 17 | 2 | 919.4353 | 0
2035 | 11 | 17 | 3 | 902.061 | 0
2035 | 11 | 17 | 4 | 895.0432 | 0
2035 | 11 | 17 | 5 | 891.2715 | 0
2035 | 11 | 17 | 6 | 894.1926 | 0
2035 | 11 | 17 | 7 | 911.0011 | 0
2035 | 11 | 17 | 8 | 937.024 | 0
2035 | 11 | 17 | 9 | 958.225 | 0
2035 | 11 | 17 | 10 | 973.9625 | 0
2035 | 11 | 17 | 11 | 984.6044 | 0
2035 | 11 | 17 | 12 | 1004.822 | 0
2035 | 11 | 17 | 13 | 1001.8114 | 0
2035 | 11 | 17 | 14 | 998.2893 | 0
2035 | 11 | 17 | 15 | 998.3273 | 0
2035 | 11 | 17 | 16 | 1004.2528 | 0
2035 | 11 | 17 | 17 | 1026.8273 | 0
2035 | 11 | 17 | 18 | 1069.7872 | 19.7872
2035 | 11 | 17 | 19 | 1050.3778 | 0.37775
2035 | 11 | 17 | 20 | 1027.2209 | 0
2035 | 11 | 17 | 21 | 1006.7497 | 0
2035 | 11 | 17 | 22 | 996.7758 | 0
2035 | 11 | 17 | 23 | 977.4575 | 0
2035 | 11 | 18 | 0 | 947.1364 | 0
2035 | 11 | 18 | 1 | 917.1241 | 0
2035 | 11 | 18 | 2 | 890.9744 | 0
2035 | 11 | 18 | 3 | 869.6942 | 0
2035 | 11 | 18 | 4 | 859.2093 | 0
2035 | 11 | 18 | 5 | 851.6193 | 0
2035 | 11 | 18 | 6 | 850.3421 | 0
2035 | 11 | 18 | 7 | 855.5456 | 0
2035 | 11 | 18 | 8 | 873.2772 | 0
2035 | 11 | 18 | 9 | 897.6492 | 0
2035 | 11 | 18 | 10 | 924.6386 | 0
2035 | 11 | 18 | 11 | 944.3132 | 0
2035 | 11 | 18 | 12 | 964.8343 | 0
2035 | 11 | 18 | 13 | 966.0841 | 0
2035 | 11 | 18 | 14 | 965.3995 | 0
2035 | 11 | 18 | 15 | 970.9788 | 0
2035 | 11 | 18 | 16 | 979.4774 | 0
2035 | 11 | 18 | 17 | 1010.3882 | 0
2035 | 11 | 18 | 18 | 1066.6615 | 16.6615
2035 | 11 | 18 | 19 | 1060.8576 | 10.8576
2035 | 11 | 18 | 20 | 1048.7437 | 0
2035 | 11 | 18 | 21 | 1027.1464 | 0
2035 | 11 | 18 | 22 | 1017.9653 | 0
2035 | 11 | 18 | 23 | 996.0154 | 0
2035 | 11 | 19 | 0 | 962.4745 | 0
2035 | 11 | 19 | 1 | 992.4361 | 0
2035 | 11 | 19 | 2 | 1022.3977 | 0
2035 | 11 | 19 | 3 | 1006.9287 | 0
2035 | 11 | 19 | 4 | 999.8709 | 0
2035 | 11 | 19 | 5 | 1001.8348 | 0
2035 | 11 | 19 | 6 | 1024.7289 | 0
2035 | 11 | 19 | 7 | 1059.0727 | 9.0727
2035 | 11 | 19 | 8 | 1080.5805 | 30.5805
2035 | 11 | 19 | 9 | 1107.5669 | 57.5669
2035 | 11 | 19 | 10 | 1126.1467 | 76.1467
2035 | 11 | 19 | 11 | 1138.7089 | 88.7089
2035 | 11 | 19 | 12 | 1156.9148 | 106.9148
2035 | 11 | 19 | 13 | 1153.5943 | 103.5943
2035 | 11 | 19 | 14 | 1153.8354 | 103.8354
2035 | 11 | 19 | 15 | 1150.6816 | 100.6816
2035 | 11 | 19 | 16 | 1169.2976 | 119.2976
2035 | 11 | 19 | 17 | 1195.8666 | 145.8666
2035 | 11 | 19 | 18 | 1237.3652 | 187.3652
2035 | 11 | 19 | 19 | 1213.0425 | 163.0425
2035 | 11 | 19 | 20 | 1187.2616 | 137.2616
2035 | 11 | 19 | 21 | 1155.6906 | 105.6906
2035 | 11 | 19 | 22 | 1144.9752 | 94.9752
2035 | 11 | 19 | 23 | 1123.6293 | 73.6293
2035 | 11 | 20 | 0 | 1095.4008 | 45.4008
2035 | 11 | 20 | 1 | 1062.6091 | 12.6091
2035 | 11 | 20 | 2 | 1041.3735 | 0
2035 | 11 | 20 | 3 | 1025.5724 | 0
2035 | 11 | 20 | 4 | 1017.9629 | 0
2035 | 11 | 20 | 5 | 1020.9479 | 0
2035 | 11 | 20 | 6 | 1039.0029 | 0
2035 | 11 | 20 | 7 | 1073.4057 | 23.4057
2035 | 11 | 20 | 8 | 1107.7576 | 57.7576
2035 | 11 | 20 | 9 | 1137.7019 | 87.7019
2035 | 11 | 20 | 10 | 1166.0242 | 116.0242
2035 | 11 | 20 | 11 | 1189.7495 | 139.7495
2035 | 11 | 20 | 12 | 1203.8555 | 153.8555
2035 | 11 | 20 | 13 | 1196.2483 | 146.2483
2035 | 11 | 20 | 14 | 1182.0175 | 132.0175
2035 | 11 | 20 | 15 | 1178.8271 | 128.8271
2035 | 11 | 20 | 16 | 1172.2636 | 122.2636
2035 | 11 | 20 | 17 | 1198.0217 | 148.0217
2035 | 11 | 20 | 18 | 1246.1525 | 196.1525
2035 | 11 | 20 | 19 | 1225.005 | 175.005
2035 | 11 | 20 | 20 | 1198.8801 | 148.8801
2035 | 11 | 20 | 21 | 1165.3973 | 115.3973
2035 | 11 | 20 | 22 | 1156.2357 | 106.2357
2035 | 11 | 20 | 23 | 1132.208 | 82.208
2035 | 11 | 21 | 0 | 1106.4664 | 56.4664
2035 | 11 | 21 | 1 | 1087.5269 | 37.5269
2035 | 11 | 21 | 2 | 1064.3333 | 14.3333
2035 | 11 | 21 | 3 | 1046.6574 | 0
2035 | 11 | 21 | 4 | 1041.0931 | 0
2035 | 11 | 21 | 5 | 1042.9751 | 0
2035 | 11 | 21 | 6 | 1063.7393 | 13.7393
2035 | 11 | 21 | 7 | 1099.3197 | 49.3197
2035 | 11 | 21 | 8 | 1136.2867 | 86.2867
2035 | 11 | 21 | 9 | 1157.8084 | 107.8084
2035 | 11 | 21 | 10 | 1175.1151 | 125.1151
2035 | 11 | 21 | 11 | 1198.7569 | 148.7569
2035 | 11 | 21 | 12 | 1215.4898 | 165.4898
2035 | 11 | 21 | 13 | 1216.0946 | 166.0946
2035 | 11 | 21 | 14 | 1213.3673 | 163.3673
2035 | 11 | 21 | 15 | 1205.0355 | 155.0355
2035 | 11 | 21 | 16 | 1222.9066 | 172.9066
2035 | 11 | 21 | 17 | 1248.326 | 198.326
2035 | 11 | 21 | 18 | 1300.7171 | 250.7171
2035 | 11 | 21 | 19 | 1281.1899 | 231.1899
2035 | 11 | 21 | 20 | 1259.3437 | 209.3437
2035 | 11 | 21 | 21 | 1230.1869 | 180.1869
2035 | 11 | 21 | 22 | 1215.5559 | 165.5559
2035 | 11 | 21 | 23 | 1184.8334 | 134.8334
2035 | 11 | 22 | 0 | 1145.5412 | 95.5412
2035 | 11 | 22 | 1 | 1103.6726 | 53.6726
2035 | 11 | 22 | 2 | 1061.8039 | 11.8039
2035 | 11 | 22 | 3 | 1043.4251 | 0
2035 | 11 | 22 | 4 | 1037.7274 | 0
2035 | 11 | 22 | 5 | 1043.7827 | 0
2035 | 11 | 22 | 6 | 1071.6024 | 21.6024
2035 | 11 | 22 | 7 | 1118.1064 | 68.1064
2035 | 11 | 22 | 8 | 1154.2906 | 104.2906
2035 | 11 | 22 | 9 | 1171.4801 | 121.4801
2035 | 11 | 22 | 10 | 1182.9705 | 132.9705
2035 | 11 | 22 | 11 | 1197.0461 | 147.0461
2035 | 11 | 22 | 12 | 1214.4008 | 164.4008
2035 | 11 | 22 | 13 | 1207.7272 | 157.7272
2035 | 11 | 22 | 14 | 1200.0791 | 150.0791
2035 | 11 | 22 | 15 | 1202.8349 | 152.8349
2035 | 11 | 22 | 16 | 1219.4825 | 169.4825
2035 | 11 | 22 | 17 | 1236.13 | 186.13
2035 | 11 | 22 | 18 | 1277.1382 | 227.1382
2035 | 11 | 22 | 19 | 1259.3253 | 209.3253
2035 | 11 | 22 | 20 | 1230.4005 | 180.4005
2035 | 11 | 22 | 21 | 1205.3399 | 155.3399
2035 | 11 | 22 | 22 | 1181.0143 | 131.0143
2035 | 11 | 22 | 23 | 1148.4408 | 98.4408
2035 | 11 | 23 | 0 | 1109.3649 | 59.3649
2035 | 11 | 23 | 1 | 1069.9948 | 19.9948
2035 | 11 | 23 | 2 | 1047.0784 | 0
2035 | 11 | 23 | 3 | 1030.2395 | 0
2035 | 11 | 23 | 4 | 1027.8487 | 0
2035 | 11 | 23 | 5 | 1035.4425 | 0
2035 | 11 | 23 | 6 | 1062.2676 | 12.2676
2035 | 11 | 23 | 7 | 1100.9168 | 50.9168
2035 | 11 | 23 | 8 | 1122.9999 | 72.9999
2035 | 11 | 23 | 9 | 1136.9349 | 86.9349
2035 | 11 | 23 | 10 | 1146.3488 | 96.3488
2035 | 11 | 23 | 11 | 1158.3308 | 108.3308
2035 | 11 | 23 | 12 | 1169.6539 | 119.6539
2035 | 11 | 23 | 13 | 1164.3635 | 114.3635
2035 | 11 | 23 | 14 | 1162.1169 | 112.1169
2035 | 11 | 23 | 15 | 1165.9666 | 115.9666
2035 | 11 | 23 | 16 | 1175.8653 | 125.8653
2035 | 11 | 23 | 17 | 1184.254 | 134.254
2035 | 11 | 23 | 18 | 1223.1299 | 173.1299
2035 | 11 | 23 | 19 | 1197.7822 | 147.7822
2035 | 11 | 23 | 20 | 1166.7229 | 116.7229
2035 | 11 | 23 | 21 | 1127.6846 | 77.6846
2035 | 11 | 23 | 22 | 1114.3904 | 64.3904
2035 | 11 | 23 | 23 | 1094.3695 | 44.3695
2035 | 11 | 24 | 0 | 1069.6613 | 19.6613
2035 | 11 | 24 | 1 | 998.0905 | 0
2035 | 11 | 24 | 2 | 926.5197 | 0
2035 | 11 | 24 | 3 | 907.0971 | 0
2035 | 11 | 24 | 4 | 902.3001 | 0
2035 | 11 | 24 | 5 | 901.204 | 0
2035 | 11 | 24 | 6 | 909.4704 | 0
2035 | 11 | 24 | 7 | 926.0161 | 0
2035 | 11 | 24 | 8 | 955.3348 | 0
2035 | 11 | 24 | 9 | 982.0369 | 0
2035 | 11 | 24 | 10 | 1012.0279 | 0
2035 | 11 | 24 | 11 | 1035.2188 | 0
2035 | 11 | 24 | 12 | 1058.4098 | 8.4098
2035 | 11 | 24 | 13 | 1070.9585 | 20.9585
2035 | 11 | 24 | 14 | 1067.5467 | 17.5467
2035 | 11 | 24 | 15 | 1062.2562 | 12.2562
2035 | 11 | 24 | 16 | 1063.1347 | 13.1347
2035 | 11 | 24 | 17 | 1080.3729 | 30.3729
2035 | 11 | 24 | 18 | 1121.3782 | 71.3782
2035 | 11 | 24 | 19 | 1100.0491 | 50.0491
2035 | 11 | 24 | 20 | 1071.1065 | 21.1065
2035 | 11 | 24 | 21 | 1048.5357 | 0
2035 | 11 | 24 | 22 | 1038.0776 | 0
2035 | 11 | 24 | 23 | 1016.9267 | 0
2035 | 11 | 25 | 0 | 990.9677 | 0
2035 | 11 | 25 | 1 | 960.7589 | 0
2035 | 11 | 25 | 2 | 933.8995 | 0
2035 | 11 | 25 | 3 | 912.474 | 0
2035 | 11 | 25 | 4 | 902.2127 | 0
2035 | 11 | 25 | 5 | 896.013 | 0
2035 | 11 | 25 | 6 | 894.9107 | 0
2035 | 11 | 25 | 7 | 900.173 | 0
2035 | 11 | 25 | 8 | 916.2505 | 0
2035 | 11 | 25 | 9 | 940.8683 | 0
2035 | 11 | 25 | 10 | 968.4255 | 0
2035 | 11 | 25 | 11 | 990.6433 | 0
2035 | 11 | 25 | 12 | 1023.0819 | 0
2035 | 11 | 25 | 13 | 1029.1016 | 0
2035 | 11 | 25 | 14 | 1032.4107 | 0
2035 | 11 | 25 | 15 | 1040.1459 | 0
2035 | 11 | 25 | 16 | 1054.6307 | 4.6307
2035 | 11 | 25 | 17 | 1090.9413 | 40.9413
2035 | 11 | 25 | 18 | 1114.6582 | 64.6582
2035 | 11 | 25 | 19 | 1116.6774 | 66.6774
2035 | 11 | 25 | 20 | 1118.6965 | 68.6965
2035 | 11 | 25 | 21 | 1089.7697 | 39.7697
2035 | 11 | 25 | 22 | 1077.5323 | 27.5323
2035 | 11 | 25 | 23 | 1052.2751 | 2.2751
2035 | 11 | 26 | 0 | 1016.7571 | 0
2035 | 11 | 26 | 1 | 1083.0834 | 33.0834
2035 | 11 | 26 | 2 | 1059.5904 | 9.5904
2035 | 11 | 26 | 3 | 1041.6987 | 0
2035 | 11 | 26 | 4 | 1031.5079 | 0
2035 | 11 | 26 | 5 | 1033.819 | 0
2035 | 11 | 26 | 6 | 1058.3965 | 8.3965
2035 | 11 | 26 | 7 | 1093.6012 | 43.6012
2035 | 11 | 26 | 8 | 1126.5789 | 76.5789
2035 | 11 | 26 | 9 | 1146.368 | 96.368
2035 | 11 | 26 | 10 | 1173.54 | 123.54
2035 | 11 | 26 | 11 | 1197.1493 | 147.1493
2035 | 11 | 26 | 12 | 1211.0572 | 161.0572
2035 | 11 | 26 | 13 | 1224.965 | 174.965
2035 | 11 | 26 | 14 | 1224.4372 | 174.4372
2035 | 11 | 26 | 15 | 1224.3084 | 174.3084
2035 | 11 | 26 | 16 | 1241.8924 | 191.8924
2035 | 11 | 26 | 17 | 1265.9452 | 215.9452
2035 | 11 | 26 | 18 | 1302.9624 | 252.9624
2035 | 11 | 26 | 19 | 1275.5821 | 225.5821
2035 | 11 | 26 | 20 | 1249.2683 | 199.2683
2035 | 11 | 26 | 21 | 1209.4737 | 159.4737
2035 | 11 | 26 | 22 | 1193.3142 | 143.3142
2035 | 11 | 26 | 23 | 1166.5015 | 116.5015
2035 | 11 | 27 | 0 | 1126.4941 | 76.4941
2035 | 11 | 27 | 1 | 1081.6424 | 31.6424
2035 | 11 | 27 | 2 | 1054.4406 | 4.4406
2035 | 11 | 27 | 3 | 1035.1362 | 0
2035 | 11 | 27 | 4 | 1025.7855 | 0
2035 | 11 | 27 | 5 | 1026.8375 | 0
2035 | 11 | 27 | 6 | 1041.9918 | 0
2035 | 11 | 27 | 7 | 1085.4856 | 35.4856
2035 | 11 | 27 | 8 | 1128.4177 | 78.4177
2035 | 11 | 27 | 9 | 1157.307 | 107.307
2035 | 11 | 27 | 10 | 1189.2973 | 139.2973
2035 | 11 | 27 | 11 | 1217.9948 | 167.9948
2035 | 11 | 27 | 12 | 1237.3619 | 187.3619
2035 | 11 | 27 | 13 | 1232.3782 | 182.3782
2035 | 11 | 27 | 14 | 1226.3123 | 176.3123
2035 | 11 | 27 | 15 | 1216.1815 | 166.1815
2035 | 11 | 27 | 16 | 1202.2523 | 152.2523
2035 | 11 | 27 | 17 | 1227.8887 | 177.8887
2035 | 11 | 27 | 18 | 1241.9192 | 191.9192
2035 | 11 | 27 | 19 | 1255.9497 | 205.9497
2035 | 11 | 27 | 20 | 1230.8893 | 180.8893
2035 | 11 | 27 | 21 | 1198.5478 | 148.5478
2035 | 11 | 27 | 22 | 1186.4701 | 136.4701
2035 | 11 | 27 | 23 | 1159.1744 | 109.1744
2035 | 11 | 28 | 0 | 1121.0961 | 71.0961
2035 | 11 | 28 | 1 | 1075.2781 | 25.2781
2035 | 11 | 28 | 2 | 1050.6332 | 0.63321
2035 | 11 | 28 | 3 | 1030.3801 | 0
2035 | 11 | 28 | 4 | 1023.4803 | 0
2035 | 11 | 28 | 5 | 1026.2218 | 0
2035 | 11 | 28 | 6 | 1045.9771 | 0
2035 | 11 | 28 | 7 | 1080.5641 | 30.5641
2035 | 11 | 28 | 8 | 1122.1858 | 72.1858
2035 | 11 | 28 | 9 | 1145.6772 | 95.6772
2035 | 11 | 28 | 10 | 1164.9952 | 114.9952
2035 | 11 | 28 | 11 | 1189.7682 | 139.7682
2035 | 11 | 28 | 12 | 1209.3926 | 159.3926
2035 | 11 | 28 | 13 | 1218.2561 | 168.2561
2035 | 11 | 28 | 14 | 1218.6262 | 168.6262
2035 | 11 | 28 | 15 | 1214.3064 | 164.3064
2035 | 11 | 28 | 16 | 1219.3861 | 169.3861
2035 | 11 | 28 | 17 | 1247.105 | 197.105
2035 | 11 | 28 | 18 | 1298.4669 | 248.4669
2035 | 11 | 28 | 19 | 1275.7646 | 225.7646
2035 | 11 | 28 | 20 | 1253.0525 | 203.0525
2035 | 11 | 28 | 21 | 1220.6783 | 170.6783
2035 | 11 | 28 | 22 | 1203.7154 | 153.7154
2035 | 11 | 28 | 23 | 1170.4857 | 120.4857
2035 | 11 | 29 | 0 | 1128.4015 | 78.4015
2035 | 11 | 29 | 1 | 1072.5045 | 22.5045
2035 | 11 | 29 | 2 | 1047.6299 | 0
2035 | 11 | 29 | 3 | 1025.7513 | 0
2035 | 11 | 29 | 4 | 1019.1761 | 0
2035 | 11 | 29 | 5 | 1020.1371 | 0
2035 | 11 | 29 | 6 | 1044.3197 | 0
2035 | 11 | 29 | 7 | 1093.7988 | 43.7988
2035 | 11 | 29 | 8 | 1144.0294 | 94.0294
2035 | 11 | 29 | 9 | 1179.6211 | 129.6211
2035 | 11 | 29 | 10 | 1192.2768 | 142.2768
2035 | 11 | 29 | 11 | 1216.3289 | 166.3289
2035 | 11 | 29 | 12 | 1234.3028 | 184.3028
2035 | 11 | 29 | 13 | 1233.2517 | 183.2517
2035 | 11 | 29 | 14 | 1230.9484 | 180.9484
2035 | 11 | 29 | 15 | 1224.8149 | 174.8149
2035 | 11 | 29 | 16 | 1216.6117 | 166.6117
2035 | 11 | 29 | 17 | 1238.8142 | 188.8142
2035 | 11 | 29 | 18 | 1288.4735 | 238.4735
2035 | 11 | 29 | 19 | 1275.5471 | 225.5471
2035 | 11 | 29 | 20 | 1253.2827 | 203.2827
2035 | 11 | 29 | 21 | 1219.1419 | 169.1419
2035 | 11 | 29 | 22 | 1189.4701 | 139.4701
2035 | 11 | 29 | 23 | 1162.8625 | 112.8625
2035 | 11 | 30 | 0 | 1122.2059 | 72.2059
2035 | 11 | 30 | 1 | 1090.9834 | 40.9834
2035 | 11 | 30 | 2 | 1059.7609 | 9.7609
2035 | 11 | 30 | 3 | 1044.1702 | 0
2035 | 11 | 30 | 4 | 1040.4985 | 0
2035 | 11 | 30 | 5 | 1047.6569 | 0
2035 | 11 | 30 | 6 | 1077.2112 | 27.2112
2035 | 11 | 30 | 7 | 1123.4142 | 73.4142
2035 | 11 | 30 | 8 | 1164.9145 | 114.9145
2035 | 11 | 30 | 9 | 1182.1693 | 132.1693
2035 | 11 | 30 | 10 | 1191.7827 | 141.7827
2035 | 11 | 30 | 11 | 1200.29 | 150.29
2035 | 11 | 30 | 12 | 1213.6384 | 163.6384
2035 | 11 | 30 | 13 | 1203.6334 | 153.6334
2035 | 11 | 30 | 14 | 1200.3778 | 150.3778
2035 | 11 | 30 | 15 | 1203.7829 | 153.7829
2035 | 11 | 30 | 16 | 1210.6396 | 160.6396
2035 | 11 | 30 | 17 | 1225.5945 | 175.5945
2035 | 11 | 30 | 18 | 1270.4488 | 220.4488
2035 | 11 | 30 | 19 | 1248.2687 | 198.2687
2035 | 11 | 30 | 20 | 1220.728 | 170.728
2035 | 11 | 30 | 21 | 1199.4458 | 149.4458
2035 | 11 | 30 | 22 | 1179.8915 | 129.8915
2035 | 11 | 30 | 23 | 1154.2989 | 104.2989
2035 | 12 | 1 | 0 | 1119.3803 | 69.3803
2035 | 12 | 1 | 1 | 1042.1885 | 0
2035 | 12 | 1 | 2 | 992.1858 | 0
2035 | 12 | 1 | 3 | 942.1831 | 0
2035 | 12 | 1 | 4 | 934.2007 | 0
2035 | 12 | 1 | 5 | 933.3472 | 0
2035 | 12 | 1 | 6 | 944.7429 | 0
2035 | 12 | 1 | 7 | 966.2096 | 0
2035 | 12 | 1 | 8 | 994.8403 | 0
2035 | 12 | 1 | 9 | 1018.7043 | 0
2035 | 12 | 1 | 10 | 1044.2035 | 0
2035 | 12 | 1 | 11 | 1072.5232 | 22.5232
2035 | 12 | 1 | 12 | 1084.3116 | 34.3116
2035 | 12 | 1 | 13 | 1096.1001 | 46.1001
2035 | 12 | 1 | 14 | 1093.6213 | 43.6213
2035 | 12 | 1 | 15 | 1083.9605 | 33.9605
2035 | 12 | 1 | 16 | 1081.5249 | 31.5249
2035 | 12 | 1 | 17 | 1104.9875 | 54.9875
2035 | 12 | 1 | 18 | 1162.2114 | 112.2114
2035 | 12 | 1 | 19 | 1150.0163 | 100.0163
2035 | 12 | 1 | 20 | 1127.5053 | 77.5053
2035 | 12 | 1 | 21 | 1093.9672 | 43.9672
2035 | 12 | 1 | 22 | 1064.2096 | 14.2096
2035 | 12 | 1 | 23 | 1041.5197 | 0
2035 | 12 | 2 | 0 | 1005.0938 | 0
2035 | 12 | 2 | 1 | 982.7227 | 0
2035 | 12 | 2 | 2 | 960.131 | 0
2035 | 12 | 2 | 3 | 942.8497 | 0
2035 | 12 | 2 | 4 | 936.2457 | 0
2035 | 12 | 2 | 5 | 939.3553 | 0
2035 | 12 | 2 | 6 | 952.8316 | 0
2035 | 12 | 2 | 7 | 963.9302 | 0
2035 | 12 | 2 | 8 | 967.7483 | 0
2035 | 12 | 2 | 9 | 989.3886 | 0
2035 | 12 | 2 | 10 | 1014.5716 | 0
2035 | 12 | 2 | 11 | 1037.3616 | 0
2035 | 12 | 2 | 12 | 1053.2324 | 3.2324
2035 | 12 | 2 | 13 | 1057.0678 | 7.0678
2035 | 12 | 2 | 14 | 1053.3498 | 3.3498
2035 | 12 | 2 | 15 | 1054.115 | 4.115
2035 | 12 | 2 | 16 | 1069.5805 | 19.5805
2035 | 12 | 2 | 17 | 1105.8644 | 55.8644
2035 | 12 | 2 | 18 | 1157.2023 | 107.2023
2035 | 12 | 2 | 19 | 1141.4991 | 91.4991
2035 | 12 | 2 | 20 | 1119.8037 | 69.8037
2035 | 12 | 2 | 21 | 1087.0853 | 37.0853
2035 | 12 | 2 | 22 | 1069.235 | 19.235
2035 | 12 | 2 | 23 | 1051.2261 | 1.2261
2035 | 12 | 3 | 0 | 1023.8108 | 0
2035 | 12 | 3 | 1 | 1053.0032 | 3.0032
2035 | 12 | 3 | 2 | 1082.1956 | 32.1956
2035 | 12 | 3 | 3 | 1065.826 | 15.826
2035 | 12 | 3 | 4 | 1058.0656 | 8.0656
2035 | 12 | 3 | 5 | 1061.6613 | 11.6613
2035 | 12 | 3 | 6 | 1087.7566 | 37.7566
2035 | 12 | 3 | 7 | 1130.8516 | 80.8516
2035 | 12 | 3 | 8 | 1165.2561 | 115.2561
2035 | 12 | 3 | 9 | 1190.1965 | 140.1965
2035 | 12 | 3 | 10 | 1205.3746 | 155.3746
2035 | 12 | 3 | 11 | 1216.2743 | 166.2743
2035 | 12 | 3 | 12 | 1233.9929 | 183.9929
2035 | 12 | 3 | 13 | 1223.5456 | 173.5456
2035 | 12 | 3 | 14 | 1221.7158 | 171.7158
2035 | 12 | 3 | 15 | 1225.8331 | 175.8331
2035 | 12 | 3 | 16 | 1244.9075 | 194.9075
2035 | 12 | 3 | 17 | 1272.529 | 222.529
2035 | 12 | 3 | 18 | 1314.0719 | 264.0719
2035 | 12 | 3 | 19 | 1286.1551 | 236.1551
2035 | 12 | 3 | 20 | 1259.297 | 209.297
2035 | 12 | 3 | 21 | 1219.4116 | 169.4116
2035 | 12 | 3 | 22 | 1202.289 | 152.289
2035 | 12 | 3 | 23 | 1180.0814 | 130.0814
2035 | 12 | 4 | 0 | 1142.5617 | 92.5617
2035 | 12 | 4 | 1 | 1104.0798 | 54.0798
2035 | 12 | 4 | 2 | 1079.0605 | 29.0605
2035 | 12 | 4 | 3 | 1065.5531 | 15.5531
2035 | 12 | 4 | 4 | 1059.2501 | 9.2501
2035 | 12 | 4 | 5 | 1067.1515 | 17.1515
2035 | 12 | 4 | 6 | 1095.8627 | 45.8627
2035 | 12 | 4 | 7 | 1143.0342 | 93.0342
2035 | 12 | 4 | 8 | 1185.7828 | 135.7828
2035 | 12 | 4 | 9 | 1215.551 | 165.551
2035 | 12 | 4 | 10 | 1242.0761 | 192.0761
2035 | 12 | 4 | 11 | 1262.6012 | 212.6012
2035 | 12 | 4 | 12 | 1277.4431 | 227.4431
2035 | 12 | 4 | 13 | 1264.0094 | 214.0094
2035 | 12 | 4 | 14 | 1250.478 | 200.478
2035 | 12 | 4 | 15 | 1248.3397 | 198.3397
2035 | 12 | 4 | 16 | 1243.4884 | 193.4884
2035 | 12 | 4 | 17 | 1268.021 | 218.021
2035 | 12 | 4 | 18 | 1314.1641 | 264.1641
2035 | 12 | 4 | 19 | 1288.2244 | 238.2244
2035 | 12 | 4 | 20 | 1263.1932 | 213.1932
2035 | 12 | 4 | 21 | 1233.5752 | 183.5752
2035 | 12 | 4 | 22 | 1215.335 | 165.335
2035 | 12 | 4 | 23 | 1179.5619 | 129.5619
2035 | 12 | 5 | 0 | 1133.3939 | 83.3939
2035 | 12 | 5 | 1 | 1136.5945 | 86.5945
2035 | 12 | 5 | 2 | 1112.1123 | 62.1123
2035 | 12 | 5 | 3 | 1098.0133 | 48.0133
2035 | 12 | 5 | 4 | 1092.4413 | 42.4413
2035 | 12 | 5 | 5 | 1097.9799 | 47.9799
2035 | 12 | 5 | 6 | 1123.0497 | 73.0497
2035 | 12 | 5 | 7 | 1158.8706 | 108.8706
2035 | 12 | 5 | 8 | 1189.2829 | 139.2829
2035 | 12 | 5 | 9 | 1196.6691 | 146.6691
2035 | 12 | 5 | 10 | 1209.3736 | 159.3736
2035 | 12 | 5 | 11 | 1217.5163 | 167.5163
2035 | 12 | 5 | 12 | 1231.9187 | 181.9187
2035 | 12 | 5 | 13 | 1221.0912 | 171.0912
2035 | 12 | 5 | 14 | 1212.289 | 162.289
2035 | 12 | 5 | 15 | 1217.6258 | 167.6258
2035 | 12 | 5 | 16 | 1234.3488 | 184.3488
2035 | 12 | 5 | 17 | 1262.6286 | 212.6286
2035 | 12 | 5 | 18 | 1314.5389 | 264.5389
2035 | 12 | 5 | 19 | 1292.214 | 242.214
2035 | 12 | 5 | 20 | 1269.9693 | 219.9693
2035 | 12 | 5 | 21 | 1239.8556 | 189.8556
2035 | 12 | 5 | 22 | 1225.7566 | 175.7566
2035 | 12 | 5 | 23 | 1197.9636 | 147.9636
2035 | 12 | 6 | 0 | 1162.6928 | 112.6928
2035 | 12 | 6 | 1 | 1141.2477 | 91.2477
2035 | 12 | 6 | 2 | 1114.652 | 64.652
2035 | 12 | 6 | 3 | 1098.2035 | 48.2035
2035 | 12 | 6 | 4 | 1093.2707 | 43.2707
2035 | 12 | 6 | 5 | 1100.292 | 50.292
2035 | 12 | 6 | 6 | 1130.7346 | 80.7346
2035 | 12 | 6 | 7 | 1175.3033 | 125.3033
2035 | 12 | 6 | 8 | 1203.0092 | 153.0092
2035 | 12 | 6 | 9 | 1220.9003 | 170.9003
2035 | 12 | 6 | 10 | 1227.6371 | 177.6371
2035 | 12 | 6 | 11 | 1233.9204 | 183.9204
2035 | 12 | 6 | 12 | 1246.3841 | 196.3841
2035 | 12 | 6 | 13 | 1239.0587 | 189.0587
2035 | 12 | 6 | 14 | 1233.2634 | 183.2634
2035 | 12 | 6 | 15 | 1235.6508 | 185.6508
2035 | 12 | 6 | 16 | 1247.6115 | 197.6115
2035 | 12 | 6 | 17 | 1272.9807 | 222.9807
2035 | 12 | 6 | 18 | 1312.6612 | 262.6612
2035 | 12 | 6 | 19 | 1287.201 | 237.201
2035 | 12 | 6 | 20 | 1258.2125 | 208.2125
2035 | 12 | 6 | 21 | 1221.8778 | 171.8778
2035 | 12 | 6 | 22 | 1202.0108 | 152.0108
2035 | 12 | 6 | 23 | 1178.9713 | 128.9713
2035 | 12 | 7 | 0 | 1149.2532 | 99.2532
2035 | 12 | 7 | 1 | 1095.6205 | 45.6205
2035 | 12 | 7 | 2 | 1070.8106 | 20.8106
2035 | 12 | 7 | 3 | 1054.8804 | 4.8804
2035 | 12 | 7 | 4 | 1053.5312 | 3.5312
2035 | 12 | 7 | 5 | 1062.4458 | 12.4458
2035 | 12 | 7 | 6 | 1092.8928 | 42.8928
2035 | 12 | 7 | 7 | 1144.1642 | 94.1642
2035 | 12 | 7 | 8 | 1181.9969 | 131.9969
2035 | 12 | 7 | 9 | 1203.0544 | 153.0544
2035 | 12 | 7 | 10 | 1211.6523 | 161.6523
2035 | 12 | 7 | 11 | 1222.571 | 172.571
2035 | 12 | 7 | 12 | 1228.3132 | 178.3132
2035 | 12 | 7 | 13 | 1220.1171 | 170.1171
2035 | 12 | 7 | 14 | 1217.2789 | 167.2789
2035 | 12 | 7 | 15 | 1219.1558 | 169.1558
2035 | 12 | 7 | 16 | 1226.5899 | 176.5899
2035 | 12 | 7 | 17 | 1250.7279 | 200.7279
2035 | 12 | 7 | 18 | 1289.8612 | 239.8612
2035 | 12 | 7 | 19 | 1263.1911 | 213.1911
2035 | 12 | 7 | 20 | 1231.4595 | 181.4595
2035 | 12 | 7 | 21 | 1198.9722 | 148.9722
2035 | 12 | 7 | 22 | 1180.0799 | 130.0799
2035 | 12 | 7 | 23 | 1156.3908 | 106.3908
2035 | 12 | 8 | 0 | 1125.5564 | 75.5564
2035 | 12 | 8 | 1 | 1067.5297 | 17.5297
2035 | 12 | 8 | 2 | 1009.503 | 0
2035 | 12 | 8 | 3 | 992.1727 | 0
2035 | 12 | 8 | 4 | 987.3947 | 0
2035 | 12 | 8 | 5 | 990.4598 | 0
2035 | 12 | 8 | 6 | 1009.5333 | 0
2035 | 12 | 8 | 7 | 1028.4305 | 0
2035 | 12 | 8 | 8 | 1041.1923 | 0
2035 | 12 | 8 | 9 | 1064.5767 | 14.5767
2035 | 12 | 8 | 10 | 1089.6204 | 39.6204
2035 | 12 | 8 | 11 | 1109.9191 | 59.9191
2035 | 12 | 8 | 12 | 1120.0511 | 70.0511
2035 | 12 | 8 | 13 | 1130.1832 | 80.1832
2035 | 12 | 8 | 14 | 1127.7587 | 77.7587
2035 | 12 | 8 | 15 | 1123.7069 | 73.7069
2035 | 12 | 8 | 16 | 1122.3628 | 72.3628
2035 | 12 | 8 | 17 | 1147.1949 | 97.1949
2035 | 12 | 8 | 18 | 1188.806 | 138.806
2035 | 12 | 8 | 19 | 1165.4956 | 115.4956
2035 | 12 | 8 | 20 | 1135.3728 | 85.3728
2035 | 12 | 8 | 21 | 1103.0908 | 53.0908
2035 | 12 | 8 | 22 | 1085.926 | 35.926
2035 | 12 | 8 | 23 | 1068.8276 | 18.8276
2035 | 12 | 9 | 0 | 1043.3675 | 0
2035 | 12 | 9 | 1 | 1038.1829 | 0
2035 | 12 | 9 | 2 | 1011.6804 | 0
2035 | 12 | 9 | 3 | 992.9103 | 0
2035 | 12 | 9 | 4 | 982.9116 | 0
2035 | 12 | 9 | 5 | 979.6244 | 0
2035 | 12 | 9 | 6 | 985.3369 | 0
2035 | 12 | 9 | 7 | 995.1573 | 0
2035 | 12 | 9 | 8 | 999.9162 | 0
2035 | 12 | 9 | 9 | 1015.6162 | 0
2035 | 12 | 9 | 10 | 1039.2724 | 0
2035 | 12 | 9 | 11 | 1051.7358 | 1.7358
2035 | 12 | 9 | 12 | 1076.2555 | 26.2555
2035 | 12 | 9 | 13 | 1075.83 | 25.83
2035 | 12 | 9 | 14 | 1067.0809 | 17.0809
2035 | 12 | 9 | 15 | 1071.8708 | 21.8708
2035 | 12 | 9 | 16 | 1082.5995 | 32.5995
2035 | 12 | 9 | 17 | 1117.6658 | 67.6658
2035 | 12 | 9 | 18 | 1146.5849 | 96.5849
2035 | 12 | 9 | 19 | 1175.5041 | 125.5041
2035 | 12 | 9 | 20 | 1160.963 | 110.963
2035 | 12 | 9 | 21 | 1128.4078 | 78.4078
2035 | 12 | 9 | 22 | 1114.9501 | 64.9501
2035 | 12 | 9 | 23 | 1093.1809 | 43.1809
2035 | 12 | 10 | 0 | 1060.1825 | 10.1825
2035 | 12 | 10 | 1 | 1107.0875 | 57.0875
2035 | 12 | 10 | 2 | 1153.9926 | 103.9926
2035 | 12 | 10 | 3 | 1139.3957 | 89.3957
2035 | 12 | 10 | 4 | 1130.2499 | 80.2499
2035 | 12 | 10 | 5 | 1132.5841 | 82.5841
2035 | 12 | 10 | 6 | 1153.1017 | 103.1017
2035 | 12 | 10 | 7 | 1186.377 | 136.377
2035 | 12 | 10 | 8 | 1216.5785 | 166.5785
2035 | 12 | 10 | 9 | 1250.8519 | 200.8519
2035 | 12 | 10 | 10 | 1265.2055 | 215.2055
2035 | 12 | 10 | 11 | 1272.1976 | 222.1976
2035 | 12 | 10 | 12 | 1289.7834 | 239.7834
2035 | 12 | 10 | 13 | 1275.3408 | 225.3408
2035 | 12 | 10 | 14 | 1277.5552 | 227.5552
2035 | 12 | 10 | 15 | 1284.9233 | 234.9233
2035 | 12 | 10 | 16 | 1294.0249 | 244.0249
2035 | 12 | 10 | 17 | 1320.6561 | 270.6561
2035 | 12 | 10 | 18 | 1325.621 | 275.621
2035 | 12 | 10 | 19 | 1330.5859 | 280.5859
2035 | 12 | 10 | 20 | 1302.4057 | 252.4057
2035 | 12 | 10 | 21 | 1265.15 | 215.15
2035 | 12 | 10 | 22 | 1253.8351 | 203.8351
2035 | 12 | 10 | 23 | 1239.4041 | 189.4041
2035 | 12 | 11 | 0 | 1210.5771 | 160.5771
2035 | 12 | 11 | 1 | 1128.0652 | 78.0652
2035 | 12 | 11 | 2 | 1103.6471 | 53.6471
2035 | 12 | 11 | 3 | 1086.1408 | 36.1408
2035 | 12 | 11 | 4 | 1079.1957 | 29.1957
2035 | 12 | 11 | 5 | 1080.1817 | 30.1817
2035 | 12 | 11 | 6 | 1101.0469 | 51.0469
2035 | 12 | 11 | 7 | 1143.0625 | 93.0625
2035 | 12 | 11 | 8 | 1179.5342 | 129.5342
2035 | 12 | 11 | 9 | 1198.6351 | 148.6351
2035 | 12 | 11 | 10 | 1222.8781 | 172.8781
2035 | 12 | 11 | 11 | 1246.4663 | 196.4663
2035 | 12 | 11 | 12 | 1262.0218 | 212.0218
2035 | 12 | 11 | 13 | 1251.3731 | 201.3731
2035 | 12 | 11 | 14 | 1241.5909 | 191.5909
2035 | 12 | 11 | 15 | 1238.5752 | 188.5752
2035 | 12 | 11 | 16 | 1231.327 | 181.327
2035 | 12 | 11 | 17 | 1258.6615 | 208.6615
2035 | 12 | 11 | 18 | 1269.2008 | 219.2008
2035 | 12 | 11 | 19 | 1279.7402 | 229.7402
2035 | 12 | 11 | 20 | 1256.9361 | 206.9361
2035 | 12 | 11 | 21 | 1228.5225 | 178.5225
2035 | 12 | 11 | 22 | 1215.5223 | 165.5223
2035 | 12 | 11 | 23 | 1189.2031 | 139.2031
2035 | 12 | 12 | 0 | 1157.0344 | 107.0344
2035 | 12 | 12 | 1 | 1118.7886 | 68.7886
2035 | 12 | 12 | 2 | 1092.6058 | 42.6058
2035 | 12 | 12 | 3 | 1074.5498 | 24.5498
2035 | 12 | 12 | 4 | 1069.5283 | 19.5283
2035 | 12 | 12 | 5 | 1074.6512 | 24.6512
2035 | 12 | 12 | 6 | 1101.0846 | 51.0846
2035 | 12 | 12 | 7 | 1128.4156 | 78.4156
2035 | 12 | 12 | 8 | 1153.8553 | 103.8553
2035 | 12 | 12 | 9 | 1164.202 | 114.202
2035 | 12 | 12 | 10 | 1180.3513 | 130.3513
2035 | 12 | 12 | 11 | 1197.0854 | 147.0854
2035 | 12 | 12 | 12 | 1213.8194 | 163.8194
2035 | 12 | 12 | 13 | 1223.9339 | 173.9339
2035 | 12 | 12 | 14 | 1226.677 | 176.677
2035 | 12 | 12 | 15 | 1215.9797 | 165.9797
2035 | 12 | 12 | 16 | 1221.4658 | 171.4658
2035 | 12 | 12 | 17 | 1246.6443 | 196.6443
2035 | 12 | 12 | 18 | 1292.8319 | 242.8319
2035 | 12 | 12 | 19 | 1261.2251 | 211.2251
2035 | 12 | 12 | 20 | 1236.2463 | 186.2463
2035 | 12 | 12 | 21 | 1206.4486 | 156.4486
2035 | 12 | 12 | 22 | 1193.3965 | 143.3965
2035 | 12 | 12 | 23 | 1170.7362 | 120.7362
2035 | 12 | 13 | 0 | 1140.3085 | 90.3085
2035 | 12 | 13 | 1 | 1111.7353 | 61.7353
2035 | 12 | 13 | 2 | 1086.1375 | 36.1375
2035 | 12 | 13 | 3 | 1067.8494 | 17.8494
2035 | 12 | 13 | 4 | 1060.5373 | 10.5373
2035 | 12 | 13 | 5 | 1065.7422 | 15.7422
2035 | 12 | 13 | 6 | 1090.3881 | 40.3881
2035 | 12 | 13 | 7 | 1132.5577 | 82.5577
2035 | 12 | 13 | 8 | 1158.7413 | 108.7413
2035 | 12 | 13 | 9 | 1169.8503 | 119.8503
2035 | 12 | 13 | 10 | 1184.7402 | 134.7402
2035 | 12 | 13 | 11 | 1195.9596 | 145.9596
2035 | 12 | 13 | 12 | 1216.3787 | 166.3787
2035 | 12 | 13 | 13 | 1212.5697 | 162.5697
2035 | 12 | 13 | 14 | 1219.3438 | 169.3438
2035 | 12 | 13 | 15 | 1224.3646 | 174.3646
2035 | 12 | 13 | 16 | 1229.9776 | 179.9776
2035 | 12 | 13 | 17 | 1252.5206 | 202.5206
2035 | 12 | 13 | 18 | 1289.0258 | 239.0258
2035 | 12 | 13 | 19 | 1259.616 | 209.616
2035 | 12 | 13 | 20 | 1229.7988 | 179.7988
2035 | 12 | 13 | 21 | 1188.7412 | 138.7412
2035 | 12 | 13 | 22 | 1165.5033 | 115.5033
2035 | 12 | 13 | 23 | 1148.9834 | 98.9834
2035 | 12 | 14 | 0 | 1122.4043 | 72.4043
2035 | 12 | 14 | 1 | 1126.1073 | 76.1073
2035 | 12 | 14 | 2 | 1095.7284 | 45.7284
2035 | 12 | 14 | 3 | 1075.8796 | 25.8796
2035 | 12 | 14 | 4 | 1072.8512 | 22.8512
2035 | 12 | 14 | 5 | 1080.6723 | 30.6723
2035 | 12 | 14 | 6 | 1109.3497 | 59.3497
2035 | 12 | 14 | 7 | 1156.646 | 106.646
2035 | 12 | 14 | 8 | 1194.2835 | 144.2835
2035 | 12 | 14 | 9 | 1208.2713 | 158.2713
2035 | 12 | 14 | 10 | 1227.065 | 177.065
2035 | 12 | 14 | 11 | 1243.6746 | 193.6746
2035 | 12 | 14 | 12 | 1260.2842 | 210.2842
2035 | 12 | 14 | 13 | 1273.2073 | 223.2073
2035 | 12 | 14 | 14 | 1278.9273 | 228.9273
2035 | 12 | 14 | 15 | 1273.5232 | 223.5232
2035 | 12 | 14 | 16 | 1268.5034 | 218.5034
2035 | 12 | 14 | 17 | 1269.6062 | 219.6062
2035 | 12 | 14 | 18 | 1306.5876 | 256.5876
2035 | 12 | 14 | 19 | 1277.364 | 227.364
2035 | 12 | 14 | 20 | 1250.7881 | 200.7881
2035 | 12 | 14 | 21 | 1225.6501 | 175.6501
2035 | 12 | 14 | 22 | 1207.1471 | 157.1471
2035 | 12 | 14 | 23 | 1186.2487 | 136.2487
2035 | 12 | 15 | 0 | 1156.2341 | 106.2341
2035 | 12 | 15 | 1 | 1084.6508 | 34.6508
2035 | 12 | 15 | 2 | 1013.0676 | 0
2035 | 12 | 15 | 3 | 989.2258 | 0
2035 | 12 | 15 | 4 | 983.863 | 0
2035 | 12 | 15 | 5 | 978.2287 | 0
2035 | 12 | 15 | 6 | 980.9358 | 0
2035 | 12 | 15 | 7 | 998.3628 | 0
2035 | 12 | 15 | 8 | 1030.5932 | 0
2035 | 12 | 15 | 9 | 1050.3296 | 0.32957
2035 | 12 | 15 | 10 | 1063.5609 | 13.5609
2035 | 12 | 15 | 11 | 1076.368 | 26.368
2035 | 12 | 15 | 12 | 1091.9461 | 41.9461
2035 | 12 | 15 | 13 | 1092.4247 | 42.4247
2035 | 12 | 15 | 14 | 1087.8191 | 37.8191
2035 | 12 | 15 | 15 | 1101.1408 | 51.1408
2035 | 12 | 15 | 16 | 1118.5595 | 68.5595
2035 | 12 | 15 | 17 | 1125.0717 | 75.0717
2035 | 12 | 15 | 18 | 1135.6808 | 85.6808
2035 | 12 | 15 | 19 | 1140.0319 | 90.0319
2035 | 12 | 15 | 20 | 1112.4198 | 62.4198
2035 | 12 | 15 | 21 | 1103.1324 | 53.1324
2035 | 12 | 15 | 22 | 1099.9538 | 49.9538
2035 | 12 | 15 | 23 | 1080.1408 | 30.1408
2035 | 12 | 16 | 0 | 1060.3277 | 10.3277
2035 | 12 | 16 | 1 | 1018.3093 | 0
2035 | 12 | 16 | 2 | 991.7713 | 0
2035 | 12 | 16 | 3 | 966.1942 | 0
2035 | 12 | 16 | 4 | 956.7642 | 0
2035 | 12 | 16 | 5 | 949.513 | 0
2035 | 12 | 16 | 6 | 950.7971 | 0
2035 | 12 | 16 | 7 | 957.4624 | 0
2035 | 12 | 16 | 8 | 976.7336 | 0
2035 | 12 | 16 | 9 | 996.8604 | 0
2035 | 12 | 16 | 10 | 1020.7654 | 0
2035 | 12 | 16 | 11 | 1037.7793 | 0
2035 | 12 | 16 | 12 | 1062.0168 | 12.0168
2035 | 12 | 16 | 13 | 1061.8853 | 11.8853
2035 | 12 | 16 | 14 | 1056.0722 | 6.0722
2035 | 12 | 16 | 15 | 1062.485 | 12.485
2035 | 12 | 16 | 16 | 1076.9432 | 26.9432
2035 | 12 | 16 | 17 | 1111.8618 | 61.8618
2035 | 12 | 16 | 18 | 1166.029 | 116.029
2035 | 12 | 16 | 19 | 1151.9587 | 101.9587
2035 | 12 | 16 | 20 | 1130.7157 | 80.7157
2035 | 12 | 16 | 21 | 1120.7695 | 70.7695
2035 | 12 | 16 | 22 | 1117.5657 | 67.5657
2035 | 12 | 16 | 23 | 1101.1751 | 51.1751
2035 | 12 | 17 | 0 | 1076.364 | 26.364
2035 | 12 | 17 | 1 | 1100.0632 | 50.0632
2035 | 12 | 17 | 2 | 1123.7624 | 73.7624
2035 | 12 | 17 | 3 | 1101.3977 | 51.3977
2035 | 12 | 17 | 4 | 1093.9951 | 43.9951
2035 | 12 | 17 | 5 | 1093.6359 | 43.6359
2035 | 12 | 17 | 6 | 1114.1442 | 64.1442
2035 | 12 | 17 | 7 | 1152.8029 | 102.8029
2035 | 12 | 17 | 8 | 1187.1276 | 137.1276
2035 | 12 | 17 | 9 | 1206.0045 | 156.0045
2035 | 12 | 17 | 10 | 1221.0685 | 171.0685
2035 | 12 | 17 | 11 | 1229.0491 | 179.0491
2035 | 12 | 17 | 12 | 1249.33 | 199.33
2035 | 12 | 17 | 13 | 1236.1898 | 186.1898
2035 | 12 | 17 | 14 | 1232.4267 | 182.4267
2035 | 12 | 17 | 15 | 1242.5468 | 192.5468
2035 | 12 | 17 | 16 | 1255.98 | 205.98
2035 | 12 | 17 | 17 | 1282.8403 | 232.8403
2035 | 12 | 17 | 18 | 1332.4156 | 282.4156
2035 | 12 | 17 | 19 | 1309.8946 | 259.8946
2035 | 12 | 17 | 20 | 1283.8663 | 233.8663
2035 | 12 | 17 | 21 | 1276.5251 | 226.5251
2035 | 12 | 17 | 22 | 1265.7442 | 215.7442
2035 | 12 | 17 | 23 | 1239.3205 | 189.3205
2035 | 12 | 18 | 0 | 1206.553 | 156.553
2035 | 12 | 18 | 1 | 1124.1943 | 74.1943
2035 | 12 | 18 | 2 | 1099.1978 | 49.1978
2035 | 12 | 18 | 3 | 1077.369 | 27.369
2035 | 12 | 18 | 4 | 1069.8738 | 19.8738
2035 | 12 | 18 | 5 | 1071.486 | 21.486
2035 | 12 | 18 | 6 | 1088.4506 | 38.4506
2035 | 12 | 18 | 7 | 1128.7913 | 78.7913
2035 | 12 | 18 | 8 | 1170.4273 | 120.4273
2035 | 12 | 18 | 9 | 1193.7163 | 143.7163
2035 | 12 | 18 | 10 | 1220.6256 | 170.6256
2035 | 12 | 18 | 11 | 1244.9582 | 194.9582
2035 | 12 | 18 | 12 | 1261.0817 | 211.0817
2035 | 12 | 18 | 13 | 1248.8164 | 198.8164
2035 | 12 | 18 | 14 | 1234.1949 | 184.1949
2035 | 12 | 18 | 15 | 1234.3368 | 184.3368
2035 | 12 | 18 | 16 | 1228.9512 | 178.9512
2035 | 12 | 18 | 17 | 1252.9722 | 202.9722
2035 | 12 | 18 | 18 | 1263.6431 | 213.6431
2035 | 12 | 18 | 19 | 1274.314 | 224.314
2035 | 12 | 18 | 20 | 1250.1338 | 200.1338
2035 | 12 | 18 | 21 | 1242.5328 | 192.5328
2035 | 12 | 18 | 22 | 1228.7527 | 178.7527
2035 | 12 | 18 | 23 | 1196.1188 | 146.1188
2035 | 12 | 19 | 0 | 1161.1321 | 111.1321
2035 | 12 | 19 | 1 | 1118.3045 | 68.3045
2035 | 12 | 19 | 2 | 1093.5619 | 43.5619
2035 | 12 | 19 | 3 | 1076.5641 | 26.5641
2035 | 12 | 19 | 4 | 1070.7932 | 20.7932
2035 | 12 | 19 | 5 | 1071.0824 | 21.0824
2035 | 12 | 19 | 6 | 1090.434 | 40.434
2035 | 12 | 19 | 7 | 1114.722 | 64.722
2035 | 12 | 19 | 8 | 1145.1558 | 95.1558
2035 | 12 | 19 | 9 | 1159.7422 | 109.7422
2035 | 12 | 19 | 10 | 1179.7853 | 129.7853
2035 | 12 | 19 | 11 | 1196.143 | 146.143
2035 | 12 | 19 | 12 | 1212.5007 | 162.5007
2035 | 12 | 19 | 13 | 1225.0376 | 175.0376
2035 | 12 | 19 | 14 | 1221.7952 | 171.7952
2035 | 12 | 19 | 15 | 1223.1098 | 173.1098
2035 | 12 | 19 | 16 | 1224.4244 | 174.4244
2035 | 12 | 19 | 17 | 1250.5199 | 200.5199
2035 | 12 | 19 | 18 | 1299.2654 | 249.2654
2035 | 12 | 19 | 19 | 1270.3158 | 220.3158
2035 | 12 | 19 | 20 | 1244.0257 | 194.0257
2035 | 12 | 19 | 21 | 1221.2803 | 171.2803
2035 | 12 | 19 | 22 | 1210.6614 | 160.6614
2035 | 12 | 19 | 23 | 1186.2757 | 136.2757
2035 | 12 | 20 | 0 | 1153.8768 | 103.8768
2035 | 12 | 20 | 1 | 1111.7386 | 61.7386
2035 | 12 | 20 | 2 | 1084.9545 | 34.9545
2035 | 12 | 20 | 3 | 1068.5497 | 18.5497
2035 | 12 | 20 | 4 | 1064.1419 | 14.1419
2035 | 12 | 20 | 5 | 1070.8505 | 20.8505
2035 | 12 | 20 | 6 | 1103.1146 | 53.1146
2035 | 12 | 20 | 7 | 1149.2362 | 99.2362
2035 | 12 | 20 | 8 | 1202.392 | 152.392
2035 | 12 | 20 | 9 | 1227.0755 | 177.0755
2035 | 12 | 20 | 10 | 1236.4627 | 186.4627
2035 | 12 | 20 | 11 | 1246.5941 | 196.5941
2035 | 12 | 20 | 12 | 1256.7254 | 206.7254
2035 | 12 | 20 | 13 | 1266.4125 | 216.4125
2035 | 12 | 20 | 14 | 1267.8155 | 217.8155
2035 | 12 | 20 | 15 | 1252.7899 | 202.7899
2035 | 12 | 20 | 16 | 1256.8494 | 206.8494
2035 | 12 | 20 | 17 | 1283.0569 | 233.0569
2035 | 12 | 20 | 18 | 1333.4267 | 283.4267
2035 | 12 | 20 | 19 | 1317.8693 | 267.8693
2035 | 12 | 20 | 20 | 1293.9317 | 243.9317
2035 | 12 | 20 | 21 | 1263.7534 | 213.7534
2035 | 12 | 20 | 22 | 1244.6446 | 194.6446
2035 | 12 | 20 | 23 | 1212.2062 | 162.2062
2035 | 12 | 21 | 0 | 1168.4499 | 118.4499
2035 | 12 | 21 | 1 | 1149.2552 | 99.2552
2035 | 12 | 21 | 2 | 1125.2821 | 75.2821
2035 | 12 | 21 | 3 | 1106.3784 | 56.3784
2035 | 12 | 21 | 4 | 1104.8548 | 54.8548
2035 | 12 | 21 | 5 | 1110.29 | 60.29
2035 | 12 | 21 | 6 | 1138.5817 | 88.5817
2035 | 12 | 21 | 7 | 1181.6157 | 131.6157
2035 | 12 | 21 | 8 | 1214.5509 | 164.5509
2035 | 12 | 21 | 9 | 1222.8651 | 172.8651
2035 | 12 | 21 | 10 | 1229.0876 | 179.0876
2035 | 12 | 21 | 11 | 1235.749 | 185.749
2035 | 12 | 21 | 12 | 1245.9578 | 195.9578
2035 | 12 | 21 | 13 | 1239.1921 | 189.1921
2035 | 12 | 21 | 14 | 1236.7118 | 186.7118
2035 | 12 | 21 | 15 | 1241.7834 | 191.7834
2035 | 12 | 21 | 16 | 1246.855 | 196.855
2035 | 12 | 21 | 17 | 1253.2602 | 203.2602
2035 | 12 | 21 | 18 | 1295.2201 | 245.2201
2035 | 12 | 21 | 19 | 1271.8364 | 221.8364
2035 | 12 | 21 | 20 | 1243.0207 | 193.0207
2035 | 12 | 21 | 21 | 1217.089 | 167.089
2035 | 12 | 21 | 22 | 1200.6484 | 150.6484
2035 | 12 | 21 | 23 | 1181.0685 | 131.0685
2035 | 12 | 22 | 0 | 1157.2994 | 107.2994
2035 | 12 | 22 | 1 | 1096.5024 | 46.5024
2035 | 12 | 22 | 2 | 1035.7053 | 0
2035 | 12 | 22 | 3 | 1014.9233 | 0
2035 | 12 | 22 | 4 | 1010.1742 | 0
2035 | 12 | 22 | 5 | 1015.8013 | 0
2035 | 12 | 22 | 6 | 1038.4732 | 0
2035 | 12 | 22 | 7 | 1056.3116 | 6.3116
2035 | 12 | 22 | 8 | 1062.8037 | 12.8037
2035 | 12 | 22 | 9 | 1082.8002 | 32.8002
2035 | 12 | 22 | 10 | 1104.7079 | 54.7079
2035 | 12 | 22 | 11 | 1118.9922 | 68.9922
2035 | 12 | 22 | 12 | 1140.7354 | 90.7354
2035 | 12 | 22 | 13 | 1135.5599 | 85.5599
2035 | 12 | 22 | 14 | 1129.7327 | 79.7327
2035 | 12 | 22 | 15 | 1128.9275 | 78.9275
2035 | 12 | 22 | 16 | 1135.8739 | 85.8739
2035 | 12 | 22 | 17 | 1150.881 | 100.881
2035 | 12 | 22 | 18 | 1207.1409 | 157.1409
2035 | 12 | 22 | 19 | 1192.0922 | 142.0922
2035 | 12 | 22 | 20 | 1165.9926 | 115.9926
2035 | 12 | 22 | 21 | 1153.4891 | 103.4891
2035 | 12 | 22 | 22 | 1136.5124 | 86.5124
2035 | 12 | 22 | 23 | 1115.5749 | 65.5749
2035 | 12 | 23 | 0 | 1088.4114 | 38.4114
2035 | 12 | 23 | 1 | 1055.9407 | 5.9407
2035 | 12 | 23 | 2 | 1030.1039 | 0
2035 | 12 | 23 | 3 | 1008.1694 | 0
2035 | 12 | 23 | 4 | 998.7822 | 0
2035 | 12 | 23 | 5 | 996.4965 | 0
2035 | 12 | 23 | 6 | 1007.6551 | 0
2035 | 12 | 23 | 7 | 1018.5637 | 0
2035 | 12 | 23 | 8 | 1016.5395 | 0
2035 | 12 | 23 | 9 | 1036.2277 | 0
2035 | 12 | 23 | 10 | 1061.3677 | 11.3677
2035 | 12 | 23 | 11 | 1080.5162 | 30.5162
2035 | 12 | 23 | 12 | 1111.5299 | 61.5299
2035 | 12 | 23 | 13 | 1116.9378 | 66.9378
2035 | 12 | 23 | 14 | 1114.6626 | 64.6626
2035 | 12 | 23 | 15 | 1121.123 | 71.123
2035 | 12 | 23 | 16 | 1132.4619 | 82.4619
2035 | 12 | 23 | 17 | 1159.7707 | 109.7707
2035 | 12 | 23 | 18 | 1211.5619 | 161.5619
2035 | 12 | 23 | 19 | 1199.9436 | 149.9436
2035 | 12 | 23 | 20 | 1174.5396 | 124.5396
2035 | 12 | 23 | 21 | 1139.8629 | 89.8629
2035 | 12 | 23 | 22 | 1119.2164 | 69.2164
2035 | 12 | 23 | 23 | 1103.0562 | 53.0562
2035 | 12 | 24 | 0 | 1083.5233 | 33.5233
2035 | 12 | 24 | 1 | 1077.8691 | 27.8691
2035 | 12 | 24 | 2 | 1052.6633 | 2.6633
2035 | 12 | 24 | 3 | 1035.3867 | 0
2035 | 12 | 24 | 4 | 1032.4024 | 0
2035 | 12 | 24 | 5 | 1040.6491 | 0
2035 | 12 | 24 | 6 | 1068.1308 | 18.1308
2035 | 12 | 24 | 7 | 1096.4368 | 46.4368
2035 | 12 | 24 | 8 | 1107.8537 | 57.8537
2035 | 12 | 24 | 9 | 1107.8261 | 57.8261
2035 | 12 | 24 | 10 | 1113.1105 | 63.1105
2035 | 12 | 24 | 11 | 1123.0531 | 73.0531
2035 | 12 | 24 | 12 | 1138.4929 | 88.4929
2035 | 12 | 24 | 13 | 1130.6617 | 80.6617
2035 | 12 | 24 | 14 | 1120.5869 | 70.5869
2035 | 12 | 24 | 15 | 1128.0206 | 78.0206
2035 | 12 | 24 | 16 | 1145.2133 | 95.2133
2035 | 12 | 24 | 17 | 1164.5821 | 114.5821
2035 | 12 | 24 | 18 | 1208.9656 | 158.9656
2035 | 12 | 24 | 19 | 1174.8521 | 124.8521
2035 | 12 | 24 | 20 | 1157.0334 | 107.0334
2035 | 12 | 24 | 21 | 1140.4884 | 90.4884
2035 | 12 | 24 | 22 | 1124.9871 | 74.9871
2035 | 12 | 24 | 23 | 1105.4769 | 55.4769
2035 | 12 | 25 | 0 | 1085.5243 | 35.5243
2035 | 12 | 25 | 1 | 987.075 | 0
2035 | 12 | 25 | 2 | 963.9938 | 0
2035 | 12 | 25 | 3 | 944.107 | 0
2035 | 12 | 25 | 4 | 934.5511 | 0
2035 | 12 | 25 | 5 | 927 | 0
2035 | 12 | 25 | 6 | 925.4493 | 0
2035 | 12 | 25 | 7 | 926.3021 | 0
2035 | 12 | 25 | 8 | 931.2165 | 0
2035 | 12 | 25 | 9 | 932.8063 | 0
2035 | 12 | 25 | 10 | 942.9004 | 0
2035 | 12 | 25 | 11 | 967.7877 | 0
2035 | 12 | 25 | 12 | 990.2894 | 0
2035 | 12 | 25 | 13 | 995.6819 | 0
2035 | 12 | 25 | 14 | 998.2037 | 0
2035 | 12 | 25 | 15 | 993.7554 | 0
2035 | 12 | 25 | 16 | 1003.4898 | 0
2035 | 12 | 25 | 17 | 1026.9257 | 0
2035 | 12 | 25 | 18 | 1064.3875 | 14.3875
2035 | 12 | 25 | 19 | 1036.2577 | 0
2035 | 12 | 25 | 20 | 1016.3623 | 0
2035 | 12 | 25 | 21 | 994.2551 | 0
2035 | 12 | 25 | 22 | 981.7464 | 0
2035 | 12 | 25 | 23 | 972.8863 | 0
2035 | 12 | 26 | 0 | 962.3864 | 0
2035 | 12 | 26 | 1 | 951.8866 | 0
2035 | 12 | 26 | 2 | 941.2521 | 0
2035 | 12 | 26 | 3 | 923.5204 | 0
2035 | 12 | 26 | 4 | 917.836 | 0
2035 | 12 | 26 | 5 | 914.0134 | 0
2035 | 12 | 26 | 6 | 923.8021 | 0
2035 | 12 | 26 | 7 | 935.4019 | 0
2035 | 12 | 26 | 8 | 954.2716 | 0
2035 | 12 | 26 | 9 | 957.1292 | 0
2035 | 12 | 26 | 10 | 970.0995 | 0
2035 | 12 | 26 | 11 | 991.0414 | 0
2035 | 12 | 26 | 12 | 1011.9832 | 0
2035 | 12 | 26 | 13 | 1028.3715 | 0
2035 | 12 | 26 | 14 | 1030.4464 | 0
2035 | 12 | 26 | 15 | 1025.8936 | 0
2035 | 12 | 26 | 16 | 1032.1068 | 0
2035 | 12 | 26 | 17 | 1052.732 | 2.732
2035 | 12 | 26 | 18 | 1093.972 | 43.972
2035 | 12 | 26 | 19 | 1075.8747 | 25.8747
2035 | 12 | 26 | 20 | 1060.1516 | 10.1516
2035 | 12 | 26 | 21 | 1040.109 | 0
2035 | 12 | 26 | 22 | 1031.1907 | 0
2035 | 12 | 26 | 23 | 1019.6735 | 0
2035 | 12 | 27 | 0 | 1002.8835 | 0
2035 | 12 | 27 | 1 | 976.3582 | 0
2035 | 12 | 27 | 2 | 954.9482 | 0
2035 | 12 | 27 | 3 | 933.5382 | 0
2035 | 12 | 27 | 4 | 929.7425 | 0
2035 | 12 | 27 | 5 | 927.7954 | 0
2035 | 12 | 27 | 6 | 930.0747 | 0
2035 | 12 | 27 | 7 | 947.7193 | 0
2035 | 12 | 27 | 8 | 967.1716 | 0
2035 | 12 | 27 | 9 | 999.7644 | 0
2035 | 12 | 27 | 10 | 1043.0444 | 0
2035 | 12 | 27 | 11 | 1078.7457 | 28.7457
2035 | 12 | 27 | 12 | 1096.6718 | 46.6718
2035 | 12 | 27 | 13 | 1114.5979 | 64.5979
2035 | 12 | 27 | 14 | 1103.4442 | 53.4442
2035 | 12 | 27 | 15 | 1080.8591 | 30.8591
2035 | 12 | 27 | 16 | 1043.1698 | 0
2035 | 12 | 27 | 17 | 1058.6909 | 8.6909
2035 | 12 | 27 | 18 | 1121.9222 | 71.9222
2035 | 12 | 27 | 19 | 1108.3913 | 58.3913
2035 | 12 | 27 | 20 | 1091.8872 | 41.8872
2035 | 12 | 27 | 21 | 1073.2888 | 23.2888
2035 | 12 | 27 | 22 | 1071.8534 | 21.8534
2035 | 12 | 27 | 23 | 1065.3418 | 15.3418
2035 | 12 | 28 | 0 | 1088.7781 | 38.7781
2035 | 12 | 28 | 1 | 1092.5231 | 42.5231
2035 | 12 | 28 | 2 | 1096.2681 | 46.2681
2035 | 12 | 28 | 3 | 1074.1448 | 24.1448
2035 | 12 | 28 | 4 | 1064.9816 | 14.9816
2035 | 12 | 28 | 5 | 1059.8237 | 9.8237
2035 | 12 | 28 | 6 | 1058.3888 | 8.3888
2035 | 12 | 28 | 7 | 1052.5643 | 2.5643
2035 | 12 | 28 | 8 | 1048.3674 | 0
2035 | 12 | 28 | 9 | 1062.0088 | 12.0088
2035 | 12 | 28 | 10 | 1092.6652 | 42.6652
2035 | 12 | 28 | 11 | 1124.1381 | 74.1381
2035 | 12 | 28 | 12 | 1147.1383 | 97.1383
2035 | 12 | 28 | 13 | 1153.7508 | 103.7508
2035 | 12 | 28 | 14 | 1148.8824 | 98.8824
2035 | 12 | 28 | 15 | 1135.139 | 85.139
2035 | 12 | 28 | 16 | 1131.2752 | 81.2752
2035 | 12 | 28 | 17 | 1148.3284 | 98.3284
2035 | 12 | 28 | 18 | 1213.2354 | 163.2354
2035 | 12 | 28 | 19 | 1196.9019 | 146.9019
2035 | 12 | 28 | 20 | 1169.0283 | 119.0283
2035 | 12 | 28 | 21 | 1153.6263 | 103.6263
2035 | 12 | 28 | 22 | 1149.15 | 99.15
2035 | 12 | 28 | 23 | 1139.5707 | 89.5707
2035 | 12 | 29 | 0 | 1123.0938 | 73.0938
2035 | 12 | 29 | 1 | 1060.5454 | 10.5454
2035 | 12 | 29 | 2 | 1036.8307 | 0
2035 | 12 | 29 | 3 | 1014.725 | 0
2035 | 12 | 29 | 4 | 1003.6605 | 0
2035 | 12 | 29 | 5 | 992.6462 | 0
2035 | 12 | 29 | 6 | 984.378 | 0
2035 | 12 | 29 | 7 | 971.3857 | 0
2035 | 12 | 29 | 8 | 961.8278 | 0
2035 | 12 | 29 | 9 | 980.9537 | 0
2035 | 12 | 29 | 10 | 1004.0723 | 0
2035 | 12 | 29 | 11 | 1031.645 | 0
2035 | 12 | 29 | 12 | 1048.828 | 0
2035 | 12 | 29 | 13 | 1066.011 | 16.011
2035 | 12 | 29 | 14 | 1067.0448 | 17.0448
2035 | 12 | 29 | 15 | 1065.8512 | 15.8512
2035 | 12 | 29 | 16 | 1077.1837 | 27.1837
2035 | 12 | 29 | 17 | 1105.4124 | 55.4124
2035 | 12 | 29 | 18 | 1159.9833 | 109.9833
2035 | 12 | 29 | 19 | 1133.2558 | 83.2558
2035 | 12 | 29 | 20 | 1104.2596 | 54.2596
2035 | 12 | 29 | 21 | 1087.5513 | 37.5513
2035 | 12 | 29 | 22 | 1079.7942 | 29.7942
2035 | 12 | 29 | 23 | 1066.6017 | 16.6017
2035 | 12 | 30 | 0 | 1052.2974 | 2.2974
2035 | 12 | 30 | 1 | 967.356 | 0
2035 | 12 | 30 | 2 | 949.1358 | 0
2035 | 12 | 30 | 3 | 934.6668 | 0
2035 | 12 | 30 | 4 | 931.9796 | 0
2035 | 12 | 30 | 5 | 938.0293 | 0
2035 | 12 | 30 | 6 | 966.485 | 0
2035 | 12 | 30 | 7 | 1002.9615 | 0
2035 | 12 | 30 | 8 | 1027.0103 | 0
2035 | 12 | 30 | 9 | 1035.4438 | 0
2035 | 12 | 30 | 10 | 1049.509 | 0
2035 | 12 | 30 | 11 | 1073.6685 | 23.6685
2035 | 12 | 30 | 12 | 1091.4466 | 41.4466
2035 | 12 | 30 | 13 | 1109.2246 | 59.2246
2035 | 12 | 30 | 14 | 1118.3603 | 68.3603
2035 | 12 | 30 | 15 | 1118.2348 | 68.2348
2035 | 12 | 30 | 16 | 1121.0305 | 71.0305
2035 | 12 | 30 | 17 | 1128.1073 | 78.1073
2035 | 12 | 30 | 18 | 1164.3168 | 114.3168
2035 | 12 | 30 | 19 | 1134.8856 | 84.8856
2035 | 12 | 30 | 20 | 1100.3045 | 50.3045
2035 | 12 | 30 | 21 | 1088.861 | 38.861
2035 | 12 | 30 | 22 | 1070.0973 | 20.0973
2035 | 12 | 30 | 23 | 1047.4007 | 0
2035 | 12 | 31 | 0 | 1023.7949 | 0
2035 | 12 | 31 | 1 | 981.169 | 0
2035 | 12 | 31 | 2 | 956.3313 | 0
2035 | 12 | 31 | 3 | 937.3977 | 0
2035 | 12 | 31 | 4 | 935.3826 | 0
2035 | 12 | 31 | 5 | 941.0168 | 0
2035 | 12 | 31 | 6 | 976.6006 | 0
2035 | 12 | 31 | 7 | 1023.9784 | 0
2035 | 12 | 31 | 8 | 1048.7013 | 0
2035 | 12 | 31 | 9 | 1053.4865 | 3.4865
2035 | 12 | 31 | 10 | 1072.988 | 22.988
2035 | 12 | 31 | 11 | 1096.4212 | 46.4212
2035 | 12 | 31 | 12 | 1112.5337 | 62.5337
2035 | 12 | 31 | 13 | 1128.6463 | 78.6463
2035 | 12 | 31 | 14 | 1132.7982 | 82.7982
2035 | 12 | 31 | 15 | 1128.1806 | 78.1806
2035 | 12 | 31 | 16 | 1130.7124 | 80.7124
2035 | 12 | 31 | 17 | 1134.9974 | 84.9974
2035 | 12 | 31 | 18 | 1178.8657 | 128.8657
2035 | 12 | 31 | 19 | 1149.2702 | 99.2702
2035 | 12 | 31 | 20 | 1115.3816 | 65.3816
2035 | 12 | 31 | 21 | 1084.6241 | 34.6241
2035 | 12 | 31 | 22 | 1069.571 | 19.571
2035 | 12 | 31 | 23 | 1050.4667 | 0.4667
2036 | 1 | 1 | 0 | 1028.1346 | 0
2036 | 1 | 1 | 1 | 1023.9433 | 0
2036 | 1 | 1 | 2 | 1016.567 | 0
2036 | 1 | 1 | 3 | 998.6387 | 0
2036 | 1 | 1 | 4 | 993.1105 | 0
2036 | 1 | 1 | 5 | 991.1496 | 0
2036 | 1 | 1 | 6 | 1007.2822 | 0
2036 | 1 | 1 | 7 | 1028.6446 | 0
2036 | 1 | 1 | 8 | 1033.554 | 0
2036 | 1 | 1 | 9 | 1024.9774 | 0
2036 | 1 | 1 | 10 | 1039.2481 | 0
2036 | 1 | 1 | 11 | 1065.5103 | 15.5103
2036 | 1 | 1 | 12 | 1092.8765 | 42.8765
2036 | 1 | 1 | 13 | 1110.7715 | 60.7715
2036 | 1 | 1 | 14 | 1117.5019 | 67.5019
2036 | 1 | 1 | 15 | 1117.8735 | 67.8735
2036 | 1 | 1 | 16 | 1113.3943 | 63.3943
2036 | 1 | 1 | 17 | 1127.5711 | 77.5711
2036 | 1 | 1 | 18 | 1183.9544 | 133.9544
2036 | 1 | 1 | 19 | 1165.9803 | 115.9803
2036 | 1 | 1 | 20 | 1144.6894 | 94.6894
2036 | 1 | 1 | 21 | 1120.6874 | 70.6874
2036 | 1 | 1 | 22 | 1118.9132 | 68.9132
2036 | 1 | 1 | 23 | 1111.0639 | 61.0639
2036 | 1 | 2 | 0 | 1135.3858 | 85.3858
2036 | 1 | 2 | 1 | 1159.7078 | 109.7078
2036 | 1 | 2 | 2 | 1186.5394 | 136.5394
2036 | 1 | 2 | 3 | 1213.3711 | 163.3711
2036 | 1 | 2 | 4 | 1213.0746 | 163.0746
2036 | 1 | 2 | 5 | 1217.5559 | 167.5559
2036 | 1 | 2 | 6 | 1240.8743 | 190.8743
2036 | 1 | 2 | 7 | 1273.9469 | 223.9469
2036 | 1 | 2 | 8 | 1298.1454 | 248.1454
2036 | 1 | 2 | 9 | 1296.6963 | 246.6963
2036 | 1 | 2 | 10 | 1313.9663 | 263.9663
2036 | 1 | 2 | 11 | 1333.7962 | 283.7962
2036 | 1 | 2 | 12 | 1351.7619 | 301.7619
2036 | 1 | 2 | 13 | 1354.1863 | 304.1863
2036 | 1 | 2 | 14 | 1351.1165 | 301.1165
2036 | 1 | 2 | 15 | 1349.7034 | 299.7034
2036 | 1 | 2 | 16 | 1351.5081 | 301.5081
2036 | 1 | 2 | 17 | 1366.8252 | 316.8252
2036 | 1 | 2 | 18 | 1417.1186 | 367.1186
2036 | 1 | 2 | 19 | 1399.2333 | 349.2333
2036 | 1 | 2 | 20 | 1375.3458 | 325.3458
2036 | 1 | 2 | 21 | 1359.7972 | 309.7972
2036 | 1 | 2 | 22 | 1347.1264 | 297.1264
2036 | 1 | 2 | 23 | 1318.942 | 268.942
2036 | 1 | 3 | 0 | 1283.8655 | 233.8655
2036 | 1 | 3 | 1 | 1243.2486 | 193.2486
2036 | 1 | 3 | 2 | 1202.6317 | 152.6317
2036 | 1 | 3 | 3 | 1180.5642 | 130.5642
2036 | 1 | 3 | 4 | 1175.125 | 125.125
2036 | 1 | 3 | 5 | 1177.5262 | 127.5262
2036 | 1 | 3 | 6 | 1197.9365 | 147.9365
2036 | 1 | 3 | 7 | 1232.1273 | 182.1273
2036 | 1 | 3 | 8 | 1258.104 | 208.104
2036 | 1 | 3 | 9 | 1265.6433 | 215.6433
2036 | 1 | 3 | 10 | 1281.8 | 231.8
2036 | 1 | 3 | 11 | 1306.2432 | 256.2432
2036 | 1 | 3 | 12 | 1324.1156 | 274.1156
2036 | 1 | 3 | 13 | 1341.9881 | 291.9881
2036 | 1 | 3 | 14 | 1348.4919 | 298.4919
2036 | 1 | 3 | 15 | 1340.6473 | 290.6473
2036 | 1 | 3 | 16 | 1333.9232 | 283.9232
2036 | 1 | 3 | 17 | 1336.2868 | 286.2868
2036 | 1 | 3 | 18 | 1380.9106 | 330.9106
2036 | 1 | 3 | 19 | 1359.9217 | 309.9217
2036 | 1 | 3 | 20 | 1328.713 | 278.713
2036 | 1 | 3 | 21 | 1297.9829 | 247.9829
2036 | 1 | 3 | 22 | 1285.1512 | 235.1512
2036 | 1 | 3 | 23 | 1271.6097 | 221.6097
2036 | 1 | 4 | 0 | 1249.2438 | 199.2438
2036 | 1 | 4 | 1 | 1173.0975 | 123.0975
2036 | 1 | 4 | 2 | 1150.095 | 100.095
2036 | 1 | 4 | 3 | 1132.566 | 82.566
2036 | 1 | 4 | 4 | 1130.9067 | 80.9067
2036 | 1 | 4 | 5 | 1134.9518 | 84.9518
2036 | 1 | 4 | 6 | 1161.3858 | 111.3858
2036 | 1 | 4 | 7 | 1205.9353 | 155.9353
2036 | 1 | 4 | 8 | 1238.9571 | 188.9571
2036 | 1 | 4 | 9 | 1243.4748 | 193.4748
2036 | 1 | 4 | 10 | 1260.2777 | 210.2777
2036 | 1 | 4 | 11 | 1285.004 | 235.004
2036 | 1 | 4 | 12 | 1301.828 | 251.828
2036 | 1 | 4 | 13 | 1318.6519 | 268.6519
2036 | 1 | 4 | 14 | 1322.5583 | 272.5583
2036 | 1 | 4 | 15 | 1320.2968 | 270.2968
2036 | 1 | 4 | 16 | 1305.4601 | 255.4601
2036 | 1 | 4 | 17 | 1306.6959 | 256.6959
2036 | 1 | 4 | 18 | 1338.1603 | 288.1603
2036 | 1 | 4 | 19 | 1310.753 | 260.753
2036 | 1 | 4 | 20 | 1279.5463 | 229.5463
2036 | 1 | 4 | 21 | 1266.5976 | 216.5976
2036 | 1 | 4 | 22 | 1249.804 | 199.804
2036 | 1 | 4 | 23 | 1231.3242 | 181.3242
2036 | 1 | 5 | 0 | 1199.7698 | 149.7698
2036 | 1 | 5 | 1 | 1103.0759 | 53.0759
2036 | 1 | 5 | 2 | 1077.1234 | 27.1234
2036 | 1 | 5 | 3 | 1056.9837 | 6.9837
2036 | 1 | 5 | 4 | 1057.5123 | 7.5123
2036 | 1 | 5 | 5 | 1061.3716 | 11.3716
2036 | 1 | 5 | 6 | 1079.0542 | 29.0542
2036 | 1 | 5 | 7 | 1104.8989 | 54.8989
2036 | 1 | 5 | 8 | 1130.0718 | 80.0718
2036 | 1 | 5 | 9 | 1146.9127 | 96.9127
2036 | 1 | 5 | 10 | 1168.0269 | 118.0269
2036 | 1 | 5 | 11 | 1201.9037 | 151.9037
2036 | 1 | 5 | 12 | 1217.5538 | 167.5538
2036 | 1 | 5 | 13 | 1233.2039 | 183.2039
2036 | 1 | 5 | 14 | 1234.7176 | 184.7176
2036 | 1 | 5 | 15 | 1223.4988 | 173.4988
2036 | 1 | 5 | 16 | 1212.4653 | 162.4653
2036 | 1 | 5 | 17 | 1213.2187 | 163.2187
2036 | 1 | 5 | 18 | 1251.4827 | 201.4827
2036 | 1 | 5 | 19 | 1239.8801 | 189.8801
2036 | 1 | 5 | 20 | 1210.4335 | 160.4335
2036 | 1 | 5 | 21 | 1199.0491 | 149.0491
2036 | 1 | 5 | 22 | 1184.4687 | 134.4687
2036 | 1 | 5 | 23 | 1165.0017 | 115.0017
2036 | 1 | 6 | 0 | 1138.917 | 88.917
2036 | 1 | 6 | 1 | 1112.8323 | 62.8323
2036 | 1 | 6 | 2 | 1089.4739 | 39.4739
2036 | 1 | 6 | 3 | 1070.2706 | 20.2706
2036 | 1 | 6 | 4 | 1067.5745 | 17.5745
2036 | 1 | 6 | 5 | 1068.6439 | 18.6439
2036 | 1 | 6 | 6 | 1079.4071 | 29.4071
2036 | 1 | 6 | 7 | 1092.4013 | 42.4013
2036 | 1 | 6 | 8 | 1100.4761 | 50.4761
2036 | 1 | 6 | 9 | 1107.0908 | 57.0908
2036 | 1 | 6 | 10 | 1132.4411 | 82.4411
2036 | 1 | 6 | 11 | 1149.9961 | 99.9961
2036 | 1 | 6 | 12 | 1166.5732 | 116.5732
2036 | 1 | 6 | 13 | 1170.6943 | 120.6943
2036 | 1 | 6 | 14 | 1163.1873 | 113.1873
2036 | 1 | 6 | 15 | 1168.1014 | 118.1014
2036 | 1 | 6 | 16 | 1177.1903 | 127.1903
2036 | 1 | 6 | 17 | 1201.7699 | 151.7699
2036 | 1 | 6 | 18 | 1259.237 | 209.237
2036 | 1 | 6 | 19 | 1247.3924 | 197.3924
2036 | 1 | 6 | 20 | 1222.2724 | 172.2724
2036 | 1 | 6 | 21 | 1197.5656 | 147.5656
2036 | 1 | 6 | 22 | 1186.2995 | 136.2995
2036 | 1 | 6 | 23 | 1167.9347 | 117.9347
2036 | 1 | 7 | 0 | 1153.1253 | 103.1253
2036 | 1 | 7 | 1 | 1138.3159 | 88.3159
2036 | 1 | 7 | 2 | 1115.4192 | 65.4192
2036 | 1 | 7 | 3 | 1101.8099 | 51.8099
2036 | 1 | 7 | 4 | 1103.5756 | 53.5756
2036 | 1 | 7 | 5 | 1115.2232 | 65.2232
2036 | 1 | 7 | 6 | 1151.161 | 101.161
2036 | 1 | 7 | 7 | 1215.3984 | 165.3984
2036 | 1 | 7 | 8 | 1279.1845 | 229.1845
2036 | 1 | 7 | 9 | 1287.3403 | 237.3403
2036 | 1 | 7 | 10 | 1290.7909 | 240.7909
2036 | 1 | 7 | 11 | 1290.4338 | 240.4338
2036 | 1 | 7 | 12 | 1288.1471 | 238.1471
2036 | 1 | 7 | 13 | 1279.4295 | 229.4295
2036 | 1 | 7 | 14 | 1272.9206 | 222.9206
2036 | 1 | 7 | 15 | 1277.7378 | 227.7378
2036 | 1 | 7 | 16 | 1291.1528 | 241.1528
2036 | 1 | 7 | 17 | 1308.7491 | 258.7491
2036 | 1 | 7 | 18 | 1352.1119 | 302.1119
2036 | 1 | 7 | 19 | 1328.8511 | 278.8511
2036 | 1 | 7 | 20 | 1294.1193 | 244.1193
2036 | 1 | 7 | 21 | 1271.1344 | 221.1344
2036 | 1 | 7 | 22 | 1250.3639 | 200.3639
2036 | 1 | 7 | 23 | 1217.6904 | 167.6904
2036 | 1 | 8 | 0 | 1182.5205 | 132.5205
2036 | 1 | 8 | 1 | 1139.8975 | 89.8975
2036 | 1 | 8 | 2 | 1114.5202 | 64.5202
2036 | 1 | 8 | 3 | 1093.5678 | 43.5678
2036 | 1 | 8 | 4 | 1090.7061 | 40.7061
2036 | 1 | 8 | 5 | 1098.1854 | 48.1854
2036 | 1 | 8 | 6 | 1127.5457 | 77.5457
2036 | 1 | 8 | 7 | 1180.1524 | 130.1524
2036 | 1 | 8 | 8 | 1224.6152 | 174.6152
2036 | 1 | 8 | 9 | 1229.4486 | 179.4486
2036 | 1 | 8 | 10 | 1247.8888 | 197.8888
2036 | 1 | 8 | 11 | 1279.7625 | 229.7625
2036 | 1 | 8 | 12 | 1291.7731 | 241.7731
2036 | 1 | 8 | 13 | 1303.7837 | 253.7837
2036 | 1 | 8 | 14 | 1301.8135 | 251.8135
2036 | 1 | 8 | 15 | 1283.1755 | 233.1755
2036 | 1 | 8 | 16 | 1243.5774 | 193.5774
2036 | 1 | 8 | 17 | 1257.3854 | 207.3854
2036 | 1 | 8 | 18 | 1317.9932 | 267.9932
2036 | 1 | 8 | 19 | 1304.5723 | 254.5723
2036 | 1 | 8 | 20 | 1290.0257 | 240.0257
2036 | 1 | 8 | 21 | 1263.9661 | 213.9661
2036 | 1 | 8 | 22 | 1245.7951 | 195.7951
2036 | 1 | 8 | 23 | 1214.7628 | 164.7628
2036 | 1 | 9 | 0 | 1175.5306 | 125.5306
2036 | 1 | 9 | 1 | 1186.4714 | 136.4714
2036 | 1 | 9 | 2 | 1197.4122 | 147.4122
2036 | 1 | 9 | 3 | 1180.805 | 130.805
2036 | 1 | 9 | 4 | 1184.7851 | 134.7851
2036 | 1 | 9 | 5 | 1193.3072 | 143.3072
2036 | 1 | 9 | 6 | 1221.9301 | 171.9301
2036 | 1 | 9 | 7 | 1255.5717 | 205.5717
2036 | 1 | 9 | 8 | 1275.6455 | 225.6455
2036 | 1 | 9 | 9 | 1269.9437 | 219.9437
2036 | 1 | 9 | 10 | 1285.0884 | 235.0884
2036 | 1 | 9 | 11 | 1293.4201 | 243.4201
2036 | 1 | 9 | 12 | 1304.9581 | 254.9581
2036 | 1 | 9 | 13 | 1305.2279 | 255.2279
2036 | 1 | 9 | 14 | 1298.377 | 248.377
2036 | 1 | 9 | 15 | 1306.1668 | 256.1668
2036 | 1 | 9 | 16 | 1326.7519 | 276.7519
2036 | 1 | 9 | 17 | 1345.1138 | 295.1138
2036 | 1 | 9 | 18 | 1401.0361 | 351.0361
2036 | 1 | 9 | 19 | 1374.4441 | 324.4441
2036 | 1 | 9 | 20 | 1349.4991 | 299.4991
2036 | 1 | 9 | 21 | 1327.0094 | 277.0094
2036 | 1 | 9 | 22 | 1314.4335 | 264.4335
2036 | 1 | 9 | 23 | 1287.687 | 237.687
2036 | 1 | 10 | 0 | 1256.2583 | 206.2583
2036 | 1 | 10 | 1 | 1235.499 | 185.499
2036 | 1 | 10 | 2 | 1206.8948 | 156.8948
2036 | 1 | 10 | 3 | 1186.7578 | 136.7578
2036 | 1 | 10 | 4 | 1182.6495 | 132.6495
2036 | 1 | 10 | 5 | 1188.4613 | 138.4613
2036 | 1 | 10 | 6 | 1219.2865 | 169.2865
2036 | 1 | 10 | 7 | 1267.1629 | 217.1629
2036 | 1 | 10 | 8 | 1299.1174 | 249.1174
2036 | 1 | 10 | 9 | 1294.9866 | 244.9866
2036 | 1 | 10 | 10 | 1308.9635 | 258.9635
2036 | 1 | 10 | 11 | 1310.9048 | 260.9048
2036 | 1 | 10 | 12 | 1327.7238 | 277.7238
2036 | 1 | 10 | 13 | 1325.4014 | 275.4014
2036 | 1 | 10 | 14 | 1319.6609 | 269.6609
2036 | 1 | 10 | 15 | 1321.1493 | 271.1493
2036 | 1 | 10 | 16 | 1335.0857 | 285.0857
2036 | 1 | 10 | 17 | 1358.0361 | 308.0361
2036 | 1 | 10 | 18 | 1390.8434 | 340.8434
2036 | 1 | 10 | 19 | 1377.5619 | 327.5619
2036 | 1 | 10 | 20 | 1359.8162 | 309.8162
2036 | 1 | 10 | 21 | 1342.7382 | 292.7382
2036 | 1 | 10 | 22 | 1315.7262 | 265.7262
2036 | 1 | 10 | 23 | 1289.5339 | 239.5339
2036 | 1 | 11 | 0 | 1257.9022 | 207.9022
2036 | 1 | 11 | 1 | 1238.8032 | 188.8032
2036 | 1 | 11 | 2 | 1214.4816 | 164.4816
2036 | 1 | 11 | 3 | 1198.4847 | 148.4847
2036 | 1 | 11 | 4 | 1201.9205 | 151.9205
2036 | 1 | 11 | 5 | 1211.386 | 161.386
2036 | 1 | 11 | 6 | 1245.2915 | 195.2915
2036 | 1 | 11 | 7 | 1294.9558 | 244.9558
2036 | 1 | 11 | 8 | 1334.4281 | 284.4281
2036 | 1 | 11 | 9 | 1343.254 | 293.254
2036 | 1 | 11 | 10 | 1352.0899 | 302.0899
2036 | 1 | 11 | 11 | 1353.118 | 303.118
2036 | 1 | 11 | 12 | 1354.666 | 304.666
2036 | 1 | 11 | 13 | 1350.2209 | 300.2209
2036 | 1 | 11 | 14 | 1342.4154 | 292.4154
2036 | 1 | 11 | 15 | 1345.602 | 295.602
2036 | 1 | 11 | 16 | 1358.8082 | 308.8082
2036 | 1 | 11 | 17 | 1369.9563 | 319.9563
2036 | 1 | 11 | 18 | 1391.4784 | 341.4784
2036 | 1 | 11 | 19 | 1386.718 | 336.718
2036 | 1 | 11 | 20 | 1371.8357 | 321.8357
2036 | 1 | 11 | 21 | 1359.1019 | 309.1019
2036 | 1 | 11 | 22 | 1339.4439 | 289.4439
2036 | 1 | 11 | 23 | 1318.1689 | 268.1689
2036 | 1 | 12 | 0 | 1292.5093 | 242.5093
2036 | 1 | 12 | 1 | 1197.0584 | 147.0584
2036 | 1 | 12 | 2 | 1101.6074 | 51.6074
2036 | 1 | 12 | 3 | 1081.6464 | 31.6464
2036 | 1 | 12 | 4 | 1078.5892 | 28.5892
2036 | 1 | 12 | 5 | 1076.0331 | 26.0331
2036 | 1 | 12 | 6 | 1083.006 | 33.006
2036 | 1 | 12 | 7 | 1103.1371 | 53.1371
2036 | 1 | 12 | 8 | 1130.9429 | 80.9429
2036 | 1 | 12 | 9 | 1140.613 | 90.613
2036 | 1 | 12 | 10 | 1159.1543 | 109.1543
2036 | 1 | 12 | 11 | 1190.5931 | 140.5931
2036 | 1 | 12 | 12 | 1204.6044 | 154.6044
2036 | 1 | 12 | 13 | 1218.6156 | 168.6156
2036 | 1 | 12 | 14 | 1219.188 | 169.188
2036 | 1 | 12 | 15 | 1205.0795 | 155.0795
2036 | 1 | 12 | 16 | 1188.8539 | 138.8539
2036 | 1 | 12 | 17 | 1188.4807 | 138.4807
2036 | 1 | 12 | 18 | 1221.3767 | 171.3767
2036 | 1 | 12 | 19 | 1204.5881 | 154.5881
2036 | 1 | 12 | 20 | 1176.1262 | 126.1262
2036 | 1 | 12 | 21 | 1161.777 | 111.777
2036 | 1 | 12 | 22 | 1148.2351 | 98.2351
2036 | 1 | 12 | 23 | 1134.0894 | 84.0894
2036 | 1 | 13 | 0 | 1110.0927 | 60.0927
2036 | 1 | 13 | 1 | 1104.9654 | 54.9654
2036 | 1 | 13 | 2 | 1086.2009 | 36.2009
2036 | 1 | 13 | 3 | 1067.0994 | 17.0994
2036 | 1 | 13 | 4 | 1060.7882 | 10.7882
2036 | 1 | 13 | 5 | 1059.4979 | 9.4979
2036 | 1 | 13 | 6 | 1067.698 | 17.698
2036 | 1 | 13 | 7 | 1077.4383 | 27.4383
2036 | 1 | 13 | 8 | 1095.6733 | 45.6733
2036 | 1 | 13 | 9 | 1111.5575 | 61.5575
2036 | 1 | 13 | 10 | 1133.8177 | 83.8177
2036 | 1 | 13 | 11 | 1163.7237 | 113.7237
2036 | 1 | 13 | 12 | 1192.4222 | 142.4222
2036 | 1 | 13 | 13 | 1203.2752 | 153.2752
2036 | 1 | 13 | 14 | 1204.7032 | 154.7032
2036 | 1 | 13 | 15 | 1199.6308 | 149.6308
2036 | 1 | 13 | 16 | 1191.5274 | 141.5274
2036 | 1 | 13 | 17 | 1200.2958 | 150.2958
2036 | 1 | 13 | 18 | 1259.8258 | 209.8258
2036 | 1 | 13 | 19 | 1250.2775 | 200.2775
2036 | 1 | 13 | 20 | 1220.405 | 170.405
2036 | 1 | 13 | 21 | 1188.8575 | 138.8575
2036 | 1 | 13 | 22 | 1180.903 | 130.903
2036 | 1 | 13 | 23 | 1172.8871 | 122.8871
2036 | 1 | 14 | 0 | 1187.569 | 137.569
2036 | 1 | 14 | 1 | 1202.2509 | 152.2509
2036 | 1 | 14 | 2 | 1252.8812 | 202.8812
2036 | 1 | 14 | 3 | 1235.9282 | 185.9282
2036 | 1 | 14 | 4 | 1234.3077 | 184.3077
2036 | 1 | 14 | 5 | 1237.4814 | 187.4814
2036 | 1 | 14 | 6 | 1265.5341 | 215.5341
2036 | 1 | 14 | 7 | 1306.7802 | 256.7802
2036 | 1 | 14 | 8 | 1339.5121 | 289.5121
2036 | 1 | 14 | 9 | 1349.3466 | 299.3466
2036 | 1 | 14 | 10 | 1363.1838 | 313.1838
2036 | 1 | 14 | 11 | 1373.4017 | 323.4017
2036 | 1 | 14 | 12 | 1390.2654 | 340.2654
2036 | 1 | 14 | 13 | 1382.913 | 332.913
2036 | 1 | 14 | 14 | 1373.8667 | 323.8667
2036 | 1 | 14 | 15 | 1381.1738 | 331.1738
2036 | 1 | 14 | 16 | 1390.8505 | 340.8505
2036 | 1 | 14 | 17 | 1394.2959 | 344.2959
2036 | 1 | 14 | 18 | 1437.1948 | 387.1948
2036 | 1 | 14 | 19 | 1426.4655 | 376.4655
2036 | 1 | 14 | 20 | 1418.9493 | 368.9493
2036 | 1 | 14 | 21 | 1410.719 | 360.719
2036 | 1 | 14 | 22 | 1397.5236 | 347.5236
2036 | 1 | 14 | 23 | 1377.6362 | 327.6362
2036 | 1 | 15 | 0 | 1343.2229 | 293.2229
2036 | 1 | 15 | 1 | 1268.3843 | 218.3843
2036 | 1 | 15 | 2 | 1246.8 | 196.8
2036 | 1 | 15 | 3 | 1227.6857 | 177.6857
2036 | 1 | 15 | 4 | 1227.21 | 177.21
2036 | 1 | 15 | 5 | 1229.241 | 179.241
2036 | 1 | 15 | 6 | 1248.1516 | 198.1516
2036 | 1 | 15 | 7 | 1296.1648 | 246.1648
2036 | 1 | 15 | 8 | 1337.4055 | 287.4055
2036 | 1 | 15 | 9 | 1349.9479 | 299.9479
2036 | 1 | 15 | 10 | 1369.4044 | 319.4044
2036 | 1 | 15 | 11 | 1387.6519 | 337.6519
2036 | 1 | 15 | 12 | 1406.982 | 356.982
2036 | 1 | 15 | 13 | 1399.5976 | 349.5976
2036 | 1 | 15 | 14 | 1387.2042 | 337.2042
2036 | 1 | 15 | 15 | 1380.929 | 330.929
2036 | 1 | 15 | 16 | 1358.6312 | 308.6312
2036 | 1 | 15 | 17 | 1368.7311 | 318.7311
2036 | 1 | 15 | 18 | 1396.1358 | 346.1358
2036 | 1 | 15 | 19 | 1423.5406 | 373.5406
2036 | 1 | 15 | 20 | 1419.0369 | 369.0369
2036 | 1 | 15 | 21 | 1413.6815 | 363.6815
2036 | 1 | 15 | 22 | 1400.9358 | 350.9358
2036 | 1 | 15 | 23 | 1373.0211 | 323.0211
2036 | 1 | 16 | 0 | 1333.015 | 283.015
2036 | 1 | 16 | 1 | 1294.1134 | 244.1134
2036 | 1 | 16 | 2 | 1267.5169 | 217.5169
2036 | 1 | 16 | 3 | 1245.9372 | 195.9372
2036 | 1 | 16 | 4 | 1241.3641 | 191.3641
2036 | 1 | 16 | 5 | 1241.8046 | 191.8046
2036 | 1 | 16 | 6 | 1259.8185 | 209.8185
2036 | 1 | 16 | 7 | 1292.3222 | 242.3222
2036 | 1 | 16 | 8 | 1320.6453 | 270.6453
2036 | 1 | 16 | 9 | 1323.4489 | 273.4489
2036 | 1 | 16 | 10 | 1342.8442 | 292.8442
2036 | 1 | 16 | 11 | 1374.1724 | 324.1724
2036 | 1 | 16 | 12 | 1398.5658 | 348.5658
2036 | 1 | 16 | 13 | 1403.1448 | 353.1448
2036 | 1 | 16 | 14 | 1403.856 | 353.856
2036 | 1 | 16 | 15 | 1393.24 | 343.24
2036 | 1 | 16 | 16 | 1376.2642 | 326.2642
2036 | 1 | 16 | 17 | 1388.5366 | 338.5366
2036 | 1 | 16 | 18 | 1433.201 | 383.201
2036 | 1 | 16 | 19 | 1424.0225 | 374.0225
2036 | 1 | 16 | 20 | 1401.1924 | 351.1924
2036 | 1 | 16 | 21 | 1392.5851 | 342.5851
2036 | 1 | 16 | 22 | 1379.8193 | 329.8193
2036 | 1 | 16 | 23 | 1350.197 | 300.197
2036 | 1 | 17 | 0 | 1311.4726 | 261.4726
2036 | 1 | 17 | 1 | 1262.6086 | 212.6086
2036 | 1 | 17 | 2 | 1235.3026 | 185.3026
2036 | 1 | 17 | 3 | 1214.6631 | 164.6631
2036 | 1 | 17 | 4 | 1208.9222 | 158.9222
2036 | 1 | 17 | 5 | 1213.8002 | 163.8002
2036 | 1 | 17 | 6 | 1242.4265 | 192.4265
2036 | 1 | 17 | 7 | 1286.7368 | 236.7368
2036 | 1 | 17 | 8 | 1329.2395 | 279.2395
2036 | 1 | 17 | 9 | 1343.6559 | 293.6559
2036 | 1 | 17 | 10 | 1353.0577 | 303.0577
2036 | 1 | 17 | 11 | 1374.581 | 324.581
2036 | 1 | 17 | 12 | 1398.3217 | 348.3217
2036 | 1 | 17 | 13 | 1405.3083 | 355.3083
2036 | 1 | 17 | 14 | 1405.1954 | 355.1954
2036 | 1 | 17 | 15 | 1393.2325 | 343.2325
2036 | 1 | 17 | 16 | 1372.3323 | 322.3323
2036 | 1 | 17 | 17 | 1379.4546 | 329.4546
2036 | 1 | 17 | 18 | 1425.1971 | 375.1971
2036 | 1 | 17 | 19 | 1423.8266 | 373.8266
2036 | 1 | 17 | 20 | 1394.4674 | 344.4674
2036 | 1 | 17 | 21 | 1372.1992 | 322.1992
2036 | 1 | 17 | 22 | 1352.0004 | 302.0004
2036 | 1 | 17 | 23 | 1327.2466 | 277.2466
2036 | 1 | 18 | 0 | 1288.351 | 238.351
2036 | 1 | 18 | 1 | 1287.05 | 237.05
2036 | 1 | 18 | 2 | 1259.501 | 209.501
2036 | 1 | 18 | 3 | 1238.3625 | 188.3625
2036 | 1 | 18 | 4 | 1232.5461 | 182.5461
2036 | 1 | 18 | 5 | 1237.9634 | 187.9634
2036 | 1 | 18 | 6 | 1263.946 | 213.946
2036 | 1 | 18 | 7 | 1315.0133 | 265.0133
2036 | 1 | 18 | 8 | 1352.6104 | 302.6104
2036 | 1 | 18 | 9 | 1360.0918 | 310.0918
2036 | 1 | 18 | 10 | 1371.3645 | 321.3645
2036 | 1 | 18 | 11 | 1391.4183 | 341.4183
2036 | 1 | 18 | 12 | 1404.9969 | 354.9969
2036 | 1 | 18 | 13 | 1418.5754 | 368.5754
2036 | 1 | 18 | 14 | 1419.5353 | 369.5353
2036 | 1 | 18 | 15 | 1411.4073 | 361.4073
2036 | 1 | 18 | 16 | 1401.3373 | 351.3373
2036 | 1 | 18 | 17 | 1398.3751 | 348.3751
2036 | 1 | 18 | 18 | 1429.67 | 379.67
2036 | 1 | 18 | 19 | 1415.0366 | 365.0366
2036 | 1 | 18 | 20 | 1396.8011 | 346.8011
2036 | 1 | 18 | 21 | 1378.719 | 328.719
2036 | 1 | 18 | 22 | 1358.6826 | 308.6826
2036 | 1 | 18 | 23 | 1331.3767 | 281.3767
2036 | 1 | 19 | 0 | 1293.5332 | 243.5332
2036 | 1 | 19 | 1 | 1204.7394 | 154.7394
2036 | 1 | 19 | 2 | 1115.9456 | 65.9456
2036 | 1 | 19 | 3 | 1092.8964 | 42.8964
2036 | 1 | 19 | 4 | 1089.5988 | 39.5988
2036 | 1 | 19 | 5 | 1089.7841 | 39.7841
2036 | 1 | 19 | 6 | 1098.5785 | 48.5785
2036 | 1 | 19 | 7 | 1116.9703 | 66.9703
2036 | 1 | 19 | 8 | 1137.5124 | 87.5124
2036 | 1 | 19 | 9 | 1155.9063 | 105.9063
2036 | 1 | 19 | 10 | 1177.7223 | 127.7223
2036 | 1 | 19 | 11 | 1207.5994 | 157.5994
2036 | 1 | 19 | 12 | 1222.7352 | 172.7352
2036 | 1 | 19 | 13 | 1237.871 | 187.871
2036 | 1 | 19 | 14 | 1239.558 | 189.558
2036 | 1 | 19 | 15 | 1231.8051 | 181.8051
2036 | 1 | 19 | 16 | 1217.392 | 167.392
2036 | 1 | 19 | 17 | 1219.8406 | 169.8406
2036 | 1 | 19 | 18 | 1233.4035 | 183.4035
2036 | 1 | 19 | 19 | 1246.9664 | 196.9664
2036 | 1 | 19 | 20 | 1219.2702 | 169.2702
2036 | 1 | 19 | 21 | 1201.9276 | 151.9276
2036 | 1 | 19 | 22 | 1186.3347 | 136.3347
2036 | 1 | 19 | 23 | 1169.1242 | 119.1242
2036 | 1 | 20 | 0 | 1143.1752 | 93.1752
2036 | 1 | 20 | 1 | 1084.8967 | 34.8967
2036 | 1 | 20 | 2 | 1060.7847 | 10.7847
2036 | 1 | 20 | 3 | 1038.7158 | 0
2036 | 1 | 20 | 4 | 1032.2944 | 0
2036 | 1 | 20 | 5 | 1028.8161 | 0
2036 | 1 | 20 | 6 | 1038.6086 | 0
2036 | 1 | 20 | 7 | 1053.6857 | 3.6857
2036 | 1 | 20 | 8 | 1063.7276 | 13.7276
2036 | 1 | 20 | 9 | 1080.8784 | 30.8784
2036 | 1 | 20 | 10 | 1107.2645 | 57.2645
2036 | 1 | 20 | 11 | 1128.5614 | 78.5614
2036 | 1 | 20 | 12 | 1147.8952 | 97.8952
2036 | 1 | 20 | 13 | 1152.2007 | 102.2007
2036 | 1 | 20 | 14 | 1148.8378 | 98.8378
2036 | 1 | 20 | 15 | 1155.4022 | 105.4022
2036 | 1 | 20 | 16 | 1166.8905 | 116.8905
2036 | 1 | 20 | 17 | 1186.0736 | 136.0736
2036 | 1 | 20 | 18 | 1237.7425 | 187.7425
2036 | 1 | 20 | 19 | 1238.3158 | 188.3158
2036 | 1 | 20 | 20 | 1213.4664 | 163.4664
2036 | 1 | 20 | 21 | 1194.7577 | 144.7577
2036 | 1 | 20 | 22 | 1179.7061 | 129.7061
2036 | 1 | 20 | 23 | 1161.2774 | 111.2774
2036 | 1 | 21 | 0 | 1175.8415 | 125.8415
2036 | 1 | 21 | 1 | 1190.4055 | 140.4055
2036 | 1 | 21 | 2 | 1211.125 | 161.125
2036 | 1 | 21 | 3 | 1231.8445 | 181.8445
2036 | 1 | 21 | 4 | 1225.4852 | 175.4852
2036 | 1 | 21 | 5 | 1229.462 | 179.462
2036 | 1 | 21 | 6 | 1251.7063 | 201.7063
2036 | 1 | 21 | 7 | 1282.0898 | 232.0898
2036 | 1 | 21 | 8 | 1313.2465 | 263.2465
2036 | 1 | 21 | 9 | 1327.5789 | 277.5789
2036 | 1 | 21 | 10 | 1344.4808 | 294.4808
2036 | 1 | 21 | 11 | 1358.7101 | 308.7101
2036 | 1 | 21 | 12 | 1381.247 | 331.247
2036 | 1 | 21 | 13 | 1375.8192 | 325.8192
2036 | 1 | 21 | 14 | 1368.1747 | 318.1747
2036 | 1 | 21 | 15 | 1374.4456 | 324.4456
2036 | 1 | 21 | 16 | 1387.2495 | 337.2495
2036 | 1 | 21 | 17 | 1395.628 | 345.628
2036 | 1 | 21 | 18 | 1431.937 | 381.937
2036 | 1 | 21 | 19 | 1425.4974 | 375.4974
2036 | 1 | 21 | 20 | 1398.9002 | 348.9002
2036 | 1 | 21 | 21 | 1387.9213 | 337.9213
2036 | 1 | 21 | 22 | 1376.6553 | 326.6553
2036 | 1 | 21 | 23 | 1358.8247 | 308.8247
2036 | 1 | 22 | 0 | 1322.9155 | 272.9155
2036 | 1 | 22 | 1 | 1245.1776 | 195.1776
2036 | 1 | 22 | 2 | 1217.4528 | 167.4528
2036 | 1 | 22 | 3 | 1196.2549 | 146.2549
2036 | 1 | 22 | 4 | 1190.2483 | 140.2483
2036 | 1 | 22 | 5 | 1190.9926 | 140.9926
2036 | 1 | 22 | 6 | 1210.4929 | 160.4929
2036 | 1 | 22 | 7 | 1251.8114 | 201.8114
2036 | 1 | 22 | 8 | 1292.3515 | 242.3515
2036 | 1 | 22 | 9 | 1302.6314 | 252.6314
2036 | 1 | 22 | 10 | 1324.7376 | 274.7376
2036 | 1 | 22 | 11 | 1346.6446 | 296.6446
2036 | 1 | 22 | 12 | 1365.7941 | 315.7941
2036 | 1 | 22 | 13 | 1353.3877 | 303.3877
2036 | 1 | 22 | 14 | 1334.7791 | 284.7791
2036 | 1 | 22 | 15 | 1332.1367 | 282.1367
2036 | 1 | 22 | 16 | 1321.5348 | 271.5348
2036 | 1 | 22 | 17 | 1333.2811 | 283.2811
2036 | 1 | 22 | 18 | 1353.4974 | 303.4974
2036 | 1 | 22 | 19 | 1373.7138 | 323.7138
2036 | 1 | 22 | 20 | 1357.2014 | 307.2014
2036 | 1 | 22 | 21 | 1346.288 | 296.288
2036 | 1 | 22 | 22 | 1332.5977 | 282.5977
2036 | 1 | 22 | 23 | 1302.5494 | 252.5494
2036 | 1 | 23 | 0 | 1262.6321 | 212.6321
2036 | 1 | 23 | 1 | 1246.9722 | 196.9722
2036 | 1 | 23 | 2 | 1224.1487 | 174.1487
2036 | 1 | 23 | 3 | 1206.6313 | 156.6313
2036 | 1 | 23 | 4 | 1206.3543 | 156.3543
2036 | 1 | 23 | 5 | 1207.1064 | 157.1064
2036 | 1 | 23 | 6 | 1222.1192 | 172.1192
2036 | 1 | 23 | 7 | 1245.0993 | 195.0993
2036 | 1 | 23 | 8 | 1283.1035 | 233.1035
2036 | 1 | 23 | 9 | 1288.9075 | 238.9075
2036 | 1 | 23 | 10 | 1305.381 | 255.381
2036 | 1 | 23 | 11 | 1313.2287 | 263.2287
2036 | 1 | 23 | 12 | 1323.8376 | 273.8376
2036 | 1 | 23 | 13 | 1320.3525 | 270.3525
2036 | 1 | 23 | 14 | 1311.9946 | 261.9946
2036 | 1 | 23 | 15 | 1319.8156 | 269.8156
2036 | 1 | 23 | 16 | 1338.2571 | 288.2571
2036 | 1 | 23 | 17 | 1356.4317 | 306.4317
2036 | 1 | 23 | 18 | 1381.5312 | 331.5312
2036 | 1 | 23 | 19 | 1406.6307 | 356.6307
2036 | 1 | 23 | 20 | 1383.9356 | 333.9356
2036 | 1 | 23 | 21 | 1363.2778 | 313.2778
2036 | 1 | 23 | 22 | 1357.3432 | 307.3432
2036 | 1 | 23 | 23 | 1338.458 | 288.458
2036 | 1 | 24 | 0 | 1313.1892 | 263.1892
2036 | 1 | 24 | 1 | 1303.8501 | 253.8501
2036 | 1 | 24 | 2 | 1278.0902 | 228.0902
2036 | 1 | 24 | 3 | 1258.8713 | 208.8713
2036 | 1 | 24 | 4 | 1255.4808 | 205.4808
2036 | 1 | 24 | 5 | 1253.557 | 203.557
2036 | 1 | 24 | 6 | 1269.9555 | 219.9555
2036 | 1 | 24 | 7 | 1309.1195 | 259.1195
2036 | 1 | 24 | 8 | 1342.8619 | 292.8619
2036 | 1 | 24 | 9 | 1351.2709 | 301.2709
2036 | 1 | 24 | 10 | 1362.8667 | 312.8667
2036 | 1 | 24 | 11 | 1366.2908 | 316.2908
2036 | 1 | 24 | 12 | 1382.7726 | 332.7726
2036 | 1 | 24 | 13 | 1364.478 | 314.478
2036 | 1 | 24 | 14 | 1353.4151 | 303.4151
2036 | 1 | 24 | 15 | 1355.1433 | 305.1433
2036 | 1 | 24 | 16 | 1360.6717 | 310.6717
2036 | 1 | 24 | 17 | 1372.4411 | 322.4411
2036 | 1 | 24 | 18 | 1397.8205 | 347.8205
2036 | 1 | 24 | 19 | 1423.1999 | 373.1999
2036 | 1 | 24 | 20 | 1410.2785 | 360.2785
2036 | 1 | 24 | 21 | 1399.295 | 349.295
2036 | 1 | 24 | 22 | 1386.6923 | 336.6923
2036 | 1 | 24 | 23 | 1364.9884 | 314.9884
2036 | 1 | 25 | 0 | 1333.115 | 283.115
2036 | 1 | 25 | 1 | 1286.1043 | 236.1043
2036 | 1 | 25 | 2 | 1257.701 | 207.701
2036 | 1 | 25 | 3 | 1238.3607 | 188.3607
2036 | 1 | 25 | 4 | 1234.6174 | 184.6174
2036 | 1 | 25 | 5 | 1238.0675 | 188.0675
2036 | 1 | 25 | 6 | 1256.806 | 206.806
2036 | 1 | 25 | 7 | 1296.9976 | 246.9976
2036 | 1 | 25 | 8 | 1341.9947 | 291.9947
2036 | 1 | 25 | 9 | 1354.6407 | 304.6407
2036 | 1 | 25 | 10 | 1365.621 | 315.621
2036 | 1 | 25 | 11 | 1388.6613 | 338.6613
2036 | 1 | 25 | 12 | 1409.3897 | 359.3897
2036 | 1 | 25 | 13 | 1415.6654 | 365.6654
2036 | 1 | 25 | 14 | 1413.1712 | 363.1712
2036 | 1 | 25 | 15 | 1400.3414 | 350.3414
2036 | 1 | 25 | 16 | 1388.832 | 338.832
2036 | 1 | 25 | 17 | 1379.5121 | 329.5121
2036 | 1 | 25 | 18 | 1400.9047 | 350.9047
2036 | 1 | 25 | 19 | 1408.636 | 358.636
2036 | 1 | 25 | 20 | 1409.7334 | 359.7334
2036 | 1 | 25 | 21 | 1401.8968 | 351.8968
2036 | 1 | 25 | 22 | 1386.0737 | 336.0737
2036 | 1 | 25 | 23 | 1359.9658 | 309.9658
2036 | 1 | 26 | 0 | 1315.1764 | 265.1764
2036 | 1 | 26 | 1 | 1235.3709 | 185.3709
2036 | 1 | 26 | 2 | 1155.5655 | 105.5655
2036 | 1 | 26 | 3 | 1131.5361 | 81.5361
2036 | 1 | 26 | 4 | 1129.084 | 79.084
2036 | 1 | 26 | 5 | 1136.091 | 86.091
2036 | 1 | 26 | 6 | 1158.6287 | 108.6287
2036 | 1 | 26 | 7 | 1183.2075 | 133.2075
2036 | 1 | 26 | 8 | 1181.268 | 131.268
2036 | 1 | 26 | 9 | 1188.0112 | 138.0112
2036 | 1 | 26 | 10 | 1210.416 | 160.416
2036 | 1 | 26 | 11 | 1227.0841 | 177.0841
2036 | 1 | 26 | 12 | 1242.1667 | 192.1667
2036 | 1 | 26 | 13 | 1246.7782 | 196.7782
2036 | 1 | 26 | 14 | 1236.8338 | 186.8338
2036 | 1 | 26 | 15 | 1233.7254 | 183.7254
2036 | 1 | 26 | 16 | 1239.1389 | 189.1389
2036 | 1 | 26 | 17 | 1250.9168 | 200.9168
2036 | 1 | 26 | 18 | 1283.2004 | 233.2004
2036 | 1 | 26 | 19 | 1287.1657 | 237.1657
2036 | 1 | 26 | 20 | 1262.9872 | 212.9872
2036 | 1 | 26 | 21 | 1244.7786 | 194.7786
2036 | 1 | 26 | 22 | 1226.3351 | 176.3351
2036 | 1 | 26 | 23 | 1204.1825 | 154.1825
2036 | 1 | 27 | 0 | 1173.586 | 123.586
2036 | 1 | 27 | 1 | 1114.5309 | 64.5309
2036 | 1 | 27 | 2 | 1087.3481 | 37.3481
2036 | 1 | 27 | 3 | 1062.4374 | 12.4374
2036 | 1 | 27 | 4 | 1052.2108 | 2.2108
2036 | 1 | 27 | 5 | 1045.9834 | 0
2036 | 1 | 27 | 6 | 1042.4492 | 0
2036 | 1 | 27 | 7 | 1047.1971 | 0
2036 | 1 | 27 | 8 | 1063.9591 | 13.9591
2036 | 1 | 27 | 9 | 1078.4771 | 28.4771
2036 | 1 | 27 | 10 | 1100.8038 | 50.8038
2036 | 1 | 27 | 11 | 1128.885 | 78.885
2036 | 1 | 27 | 12 | 1148.2967 | 98.2967
2036 | 1 | 27 | 13 | 1167.7084 | 117.7084
2036 | 1 | 27 | 14 | 1173.0094 | 123.0094
2036 | 1 | 27 | 15 | 1165.894 | 115.894
2036 | 1 | 27 | 16 | 1155.9994 | 105.9994
2036 | 1 | 27 | 17 | 1177.2268 | 127.2268
2036 | 1 | 27 | 18 | 1195.1246 | 145.1246
2036 | 1 | 27 | 19 | 1213.0225 | 163.0225
2036 | 1 | 27 | 20 | 1182.6657 | 132.6657
2036 | 1 | 27 | 21 | 1141.2655 | 91.2655
2036 | 1 | 27 | 22 | 1127.7375 | 77.7375
2036 | 1 | 27 | 23 | 1111.1927 | 61.1927
2036 | 1 | 28 | 0 | 1128.0708 | 78.0708
2036 | 1 | 28 | 1 | 1144.949 | 94.949
2036 | 1 | 28 | 2 | 1167.0606 | 117.0606
2036 | 1 | 28 | 3 | 1189.1722 | 139.1722
2036 | 1 | 28 | 4 | 1181.0764 | 131.0764
2036 | 1 | 28 | 5 | 1180.9344 | 130.9344
2036 | 1 | 28 | 6 | 1203.4868 | 153.4868
2036 | 1 | 28 | 7 | 1249.1399 | 199.1399
2036 | 1 | 28 | 8 | 1290.6767 | 240.6767
2036 | 1 | 28 | 9 | 1305.7989 | 255.7989
2036 | 1 | 28 | 10 | 1322.1012 | 272.1012
2036 | 1 | 28 | 11 | 1336.1751 | 286.1751
2036 | 1 | 28 | 12 | 1355.1348 | 305.1348
2036 | 1 | 28 | 13 | 1354.3671 | 304.3671
2036 | 1 | 28 | 14 | 1352.1451 | 302.1451
2036 | 1 | 28 | 15 | 1357.4875 | 307.4875
2036 | 1 | 28 | 16 | 1372.403 | 322.403
2036 | 1 | 28 | 17 | 1385.0029 | 335.0029
2036 | 1 | 28 | 18 | 1424.1154 | 374.1154
2036 | 1 | 28 | 19 | 1409.4581 | 359.4581
2036 | 1 | 28 | 20 | 1378.3065 | 328.3065
2036 | 1 | 28 | 21 | 1353.2931 | 303.2931
2036 | 1 | 28 | 22 | 1336.324 | 286.324
2036 | 1 | 28 | 23 | 1316.845 | 266.845
2036 | 1 | 29 | 0 | 1278.7967 | 228.7967
2036 | 1 | 29 | 1 | 1201.927 | 151.927
2036 | 1 | 29 | 2 | 1182.6886 | 132.6886
2036 | 1 | 29 | 3 | 1168.1362 | 118.1362
2036 | 1 | 29 | 4 | 1166.3254 | 116.3254
2036 | 1 | 29 | 5 | 1169.2495 | 119.2495
2036 | 1 | 29 | 6 | 1190.2553 | 140.2553
2036 | 1 | 29 | 7 | 1231.9583 | 181.9583
2036 | 1 | 29 | 8 | 1280.5198 | 230.5198
2036 | 1 | 29 | 9 | 1293.5302 | 243.5302
2036 | 1 | 29 | 10 | 1320.8966 | 270.8966
2036 | 1 | 29 | 11 | 1355.0698 | 305.0698
2036 | 1 | 29 | 12 | 1373.3886 | 323.3886
2036 | 1 | 29 | 13 | 1383.9825 | 333.9825
2036 | 1 | 29 | 14 | 1381.9914 | 331.9914
2036 | 1 | 29 | 15 | 1369.0276 | 319.0276
2036 | 1 | 29 | 16 | 1326.023 | 276.023
2036 | 1 | 29 | 17 | 1325.8469 | 275.8469
2036 | 1 | 29 | 18 | 1378.7815 | 328.7815
2036 | 1 | 29 | 19 | 1383.2024 | 333.2024
2036 | 1 | 29 | 20 | 1366.0283 | 316.0283
2036 | 1 | 29 | 21 | 1328.3277 | 278.3277
2036 | 1 | 29 | 22 | 1316.5163 | 266.5163
2036 | 1 | 29 | 23 | 1296.9173 | 246.9173
2036 | 1 | 30 | 0 | 1265.2986 | 215.2986
2036 | 1 | 30 | 1 | 1271.4757 | 221.4757
2036 | 1 | 30 | 2 | 1248.3236 | 198.3236
2036 | 1 | 30 | 3 | 1231.2009 | 181.2009
2036 | 1 | 30 | 4 | 1227.7376 | 177.7376
2036 | 1 | 30 | 5 | 1227.8463 | 177.8463
2036 | 1 | 30 | 6 | 1241.3295 | 191.3295
2036 | 1 | 30 | 7 | 1263.7581 | 213.7581
2036 | 1 | 30 | 8 | 1291.4581 | 241.4581
2036 | 1 | 30 | 9 | 1293.9495 | 243.9495
2036 | 1 | 30 | 10 | 1310.7035 | 260.7035
2036 | 1 | 30 | 11 | 1344.0315 | 294.0315
2036 | 1 | 30 | 12 | 1372.7467 | 322.7467
2036 | 1 | 30 | 13 | 1390.0629 | 340.0629
2036 | 1 | 30 | 14 | 1396.2634 | 346.2634
2036 | 1 | 30 | 15 | 1392.2927 | 342.2927
2036 | 1 | 30 | 16 | 1377.0168 | 327.0168
2036 | 1 | 30 | 17 | 1377.674 | 327.674
2036 | 1 | 30 | 18 | 1391.214 | 341.214
2036 | 1 | 30 | 19 | 1409.5407 | 359.5407
2036 | 1 | 30 | 20 | 1404.0168 | 354.0168
2036 | 1 | 30 | 21 | 1384.6829 | 334.6829
2036 | 1 | 30 | 22 | 1364.57 | 314.57
2036 | 1 | 30 | 23 | 1338.5007 | 288.5007
2036 | 1 | 31 | 0 | 1305.5561 | 255.5561
2036 | 1 | 31 | 1 | 1277.7125 | 227.7125
2036 | 1 | 31 | 2 | 1252.7031 | 202.7031
2036 | 1 | 31 | 3 | 1247.1906 | 197.1906
2036 | 1 | 31 | 4 | 1247.6069 | 197.6069
2036 | 1 | 31 | 5 | 1256.7454 | 206.7454
2036 | 1 | 31 | 6 | 1285.1111 | 235.1111
2036 | 1 | 31 | 7 | 1322.2305 | 272.2305
2036 | 1 | 31 | 8 | 1348.5926 | 298.5926
2036 | 1 | 31 | 9 | 1357.7854 | 307.7854
2036 | 1 | 31 | 10 | 1368.2121 | 318.2121
2036 | 1 | 31 | 11 | 1376.2119 | 326.2119
2036 | 1 | 31 | 12 | 1392.6302 | 342.6302
2036 | 1 | 31 | 13 | 1380.2177 | 330.2177
2036 | 1 | 31 | 14 | 1376.8862 | 326.8862
2036 | 1 | 31 | 15 | 1370.6973 | 320.6973
2036 | 1 | 31 | 16 | 1375.5855 | 325.5855
2036 | 1 | 31 | 17 | 1417.5317 | 367.5317
2036 | 1 | 31 | 18 | 1425.5591 | 375.5591
2036 | 1 | 31 | 19 | 1452.7206 | 402.7206
2036 | 1 | 31 | 20 | 1433.355 | 383.355
2036 | 1 | 31 | 21 | 1405.9552 | 355.9552
2036 | 1 | 31 | 22 | 1373.917 | 323.917
2036 | 1 | 31 | 23 | 1343.1266 | 293.1266
2036 | 2 | 1 | 0 | 1314.7152 | 264.7152
2036 | 2 | 1 | 1 | 1269.8307 | 219.8307
2036 | 2 | 1 | 2 | 1250.0105 | 200.0105
2036 | 2 | 1 | 3 | 1242.949 | 192.949
2036 | 2 | 1 | 4 | 1243.9736 | 193.9736
2036 | 2 | 1 | 5 | 1255.8575 | 205.8575
2036 | 2 | 1 | 6 | 1287.9631 | 237.9631
2036 | 2 | 1 | 7 | 1338.4246 | 288.4246
2036 | 2 | 1 | 8 | 1361.6507 | 311.6507
2036 | 2 | 1 | 9 | 1368.4093 | 318.4093
2036 | 2 | 1 | 10 | 1388.4887 | 338.4887
2036 | 2 | 1 | 11 | 1420.8831 | 370.8831
2036 | 2 | 1 | 12 | 1434.2204 | 384.2204
2036 | 2 | 1 | 13 | 1441.4518 | 391.4518
2036 | 2 | 1 | 14 | 1445.0145 | 395.0145
2036 | 2 | 1 | 15 | 1430.4246 | 380.4246
2036 | 2 | 1 | 16 | 1414.2815 | 364.2815
2036 | 2 | 1 | 17 | 1409.1039 | 359.1039
2036 | 2 | 1 | 18 | 1407.0682 | 357.0682
2036 | 2 | 1 | 19 | 1412.8377 | 362.8377
2036 | 2 | 1 | 20 | 1402.5086 | 352.5086
2036 | 2 | 1 | 21 | 1388.5156 | 338.5156
2036 | 2 | 1 | 22 | 1370.8739 | 320.8739
2036 | 2 | 1 | 23 | 1340.6376 | 290.6376
2036 | 2 | 2 | 0 | 1308.3463 | 258.3463
2036 | 2 | 2 | 1 | 1228.9325 | 178.9325
2036 | 2 | 2 | 2 | 1149.5186 | 99.5186
2036 | 2 | 2 | 3 | 1137.0016 | 87.0016
2036 | 2 | 2 | 4 | 1136.0463 | 86.0463
2036 | 2 | 2 | 5 | 1142.2219 | 92.2219
2036 | 2 | 2 | 6 | 1159.325 | 109.325
2036 | 2 | 2 | 7 | 1181.7826 | 131.7826
2036 | 2 | 2 | 8 | 1194.3314 | 144.3314
2036 | 2 | 2 | 9 | 1203.5019 | 153.5019
2036 | 2 | 2 | 10 | 1218.8412 | 168.8412
2036 | 2 | 2 | 11 | 1223.545 | 173.545
2036 | 2 | 2 | 12 | 1220.1073 | 170.1073
2036 | 2 | 2 | 13 | 1217.4493 | 167.4493
2036 | 2 | 2 | 14 | 1216.2876 | 166.2876
2036 | 2 | 2 | 15 | 1210.1621 | 160.1621
2036 | 2 | 2 | 16 | 1218.7543 | 168.7543
2036 | 2 | 2 | 17 | 1235.2282 | 185.2282
2036 | 2 | 2 | 18 | 1251.7021 | 201.7021
2036 | 2 | 2 | 19 | 1250.7424 | 200.7424
2036 | 2 | 2 | 20 | 1249.7828 | 199.7828
2036 | 2 | 2 | 21 | 1235.1703 | 185.1703
2036 | 2 | 2 | 22 | 1222.9683 | 172.9683
2036 | 2 | 2 | 23 | 1206.1527 | 156.1527
2036 | 2 | 3 | 0 | 1171.3979 | 121.3979
2036 | 2 | 3 | 1 | 1136.6431 | 86.6431
2036 | 2 | 3 | 2 | 1115.9462 | 65.9462
2036 | 2 | 3 | 3 | 1099.8751 | 49.8751
2036 | 2 | 3 | 4 | 1094.6235 | 44.6235
2036 | 2 | 3 | 5 | 1094.3299 | 44.3299
2036 | 2 | 3 | 6 | 1101.1216 | 51.1216
2036 | 2 | 3 | 7 | 1118.4709 | 68.4709
2036 | 2 | 3 | 8 | 1125.4382 | 75.4382
2036 | 2 | 3 | 9 | 1129.5251 | 79.5251
2036 | 2 | 3 | 10 | 1152.939 | 102.939
2036 | 2 | 3 | 11 | 1171.485 | 121.485
2036 | 2 | 3 | 12 | 1184.3435 | 134.3435
2036 | 2 | 3 | 13 | 1191.0519 | 141.0519
2036 | 2 | 3 | 14 | 1193.1885 | 143.1885
2036 | 2 | 3 | 15 | 1185.5907 | 135.5907
2036 | 2 | 3 | 16 | 1187.5531 | 137.5531
2036 | 2 | 3 | 17 | 1208.8351 | 158.8351
2036 | 2 | 3 | 18 | 1246.2817 | 196.2817
2036 | 2 | 3 | 19 | 1255.0837 | 205.0837
2036 | 2 | 3 | 20 | 1232.993 | 182.993
2036 | 2 | 3 | 21 | 1223.6468 | 173.6468
2036 | 2 | 3 | 22 | 1215.2219 | 165.2219
2036 | 2 | 3 | 23 | 1203.3513 | 153.3513
2036 | 2 | 4 | 0 | 1209.2742 | 159.2742
2036 | 2 | 4 | 1 | 1215.1972 | 165.1972
2036 | 2 | 4 | 2 | 1228.0734 | 178.0734
2036 | 2 | 4 | 3 | 1240.9496 | 190.9496
2036 | 2 | 4 | 4 | 1242.8798 | 192.8798
2036 | 2 | 4 | 5 | 1248.034 | 198.034
2036 | 2 | 4 | 6 | 1270.6513 | 220.6513
2036 | 2 | 4 | 7 | 1314.5657 | 264.5657
2036 | 2 | 4 | 8 | 1351.8597 | 301.8597
2036 | 2 | 4 | 9 | 1365.9811 | 315.9811
2036 | 2 | 4 | 10 | 1383.3745 | 333.3745
2036 | 2 | 4 | 11 | 1404.7075 | 354.7075
2036 | 2 | 4 | 12 | 1414.5256 | 364.5256
2036 | 2 | 4 | 13 | 1417.0174 | 367.0174
2036 | 2 | 4 | 14 | 1419.4582 | 369.4582
2036 | 2 | 4 | 15 | 1412.034 | 362.034
2036 | 2 | 4 | 16 | 1402.8414 | 352.8414
2036 | 2 | 4 | 17 | 1403.9689 | 353.9689
2036 | 2 | 4 | 18 | 1437.0299 | 387.0299
2036 | 2 | 4 | 19 | 1445.5896 | 395.5896
2036 | 2 | 4 | 20 | 1438.639 | 388.639
2036 | 2 | 4 | 21 | 1433.6772 | 383.6772
2036 | 2 | 4 | 22 | 1423.6092 | 373.6092
2036 | 2 | 4 | 23 | 1400.5596 | 350.5596
2036 | 2 | 5 | 0 | 1368.6664 | 318.6664
2036 | 2 | 5 | 1 | 1304.6374 | 254.6374
2036 | 2 | 5 | 2 | 1283.5165 | 233.5165
2036 | 2 | 5 | 3 | 1272.3977 | 222.3977
2036 | 2 | 5 | 4 | 1269.6561 | 219.6561
2036 | 2 | 5 | 5 | 1273.9782 | 223.9782
2036 | 2 | 5 | 6 | 1293.3012 | 243.3012
2036 | 2 | 5 | 7 | 1334.5589 | 284.5589
2036 | 2 | 5 | 8 | 1367.0284 | 317.0284
2036 | 2 | 5 | 9 | 1373.557 | 323.557
2036 | 2 | 5 | 10 | 1396.0118 | 346.0118
2036 | 2 | 5 | 11 | 1427.789 | 377.789
2036 | 2 | 5 | 12 | 1431.2331 | 381.2331
2036 | 2 | 5 | 13 | 1429.9354 | 379.9354
2036 | 2 | 5 | 14 | 1422.0657 | 372.0657
2036 | 2 | 5 | 15 | 1409.3338 | 359.3338
2036 | 2 | 5 | 16 | 1375.7121 | 325.7121
2036 | 2 | 5 | 17 | 1374.9815 | 324.9815
2036 | 2 | 5 | 18 | 1415.0725 | 365.0725
2036 | 2 | 5 | 19 | 1427.0236 | 377.0236
2036 | 2 | 5 | 20 | 1409.5352 | 359.5352
2036 | 2 | 5 | 21 | 1398.5362 | 348.5362
2036 | 2 | 5 | 22 | 1389.8616 | 339.8616
2036 | 2 | 5 | 23 | 1367.0223 | 317.0223
2036 | 2 | 6 | 0 | 1338.8355 | 288.8355
2036 | 2 | 6 | 1 | 1321.0071 | 271.0071
2036 | 2 | 6 | 2 | 1303.1786 | 253.1786
2036 | 2 | 6 | 3 | 1287.0141 | 237.0141
2036 | 2 | 6 | 4 | 1283.3664 | 233.3664
2036 | 2 | 6 | 5 | 1287.1043 | 237.1043
2036 | 2 | 6 | 6 | 1303.9189 | 253.9189
2036 | 2 | 6 | 7 | 1323.4108 | 273.4108
2036 | 2 | 6 | 8 | 1341.9887 | 291.9887
2036 | 2 | 6 | 9 | 1346.3347 | 296.3347
2036 | 2 | 6 | 10 | 1368.4307 | 318.4307
2036 | 2 | 6 | 11 | 1409.0514 | 359.0514
2036 | 2 | 6 | 12 | 1430.2093 | 380.2093
2036 | 2 | 6 | 13 | 1442.8911 | 392.8911
2036 | 2 | 6 | 14 | 1443.9893 | 393.9893
2036 | 2 | 6 | 15 | 1439.4724 | 389.4724
2036 | 2 | 6 | 16 | 1432.1996 | 382.1996
2036 | 2 | 6 | 17 | 1421.2792 | 371.2792
2036 | 2 | 6 | 18 | 1436.8763 | 386.8763
2036 | 2 | 6 | 19 | 1464.1274 | 414.1274
2036 | 2 | 6 | 20 | 1459.0925 | 409.0925
2036 | 2 | 6 | 21 | 1448.6532 | 398.6532
2036 | 2 | 6 | 22 | 1437.6614 | 387.6614
2036 | 2 | 6 | 23 | 1413.2835 | 363.2835
2036 | 2 | 7 | 0 | 1383.5826 | 333.5826
2036 | 2 | 7 | 1 | 1315.442 | 265.442
2036 | 2 | 7 | 2 | 1292.3652 | 242.3652
2036 | 2 | 7 | 3 | 1275.328 | 225.328
2036 | 2 | 7 | 4 | 1269.4117 | 219.4117
2036 | 2 | 7 | 5 | 1271.4014 | 221.4014
2036 | 2 | 7 | 6 | 1296.8438 | 246.8438
2036 | 2 | 7 | 7 | 1339.3497 | 289.3497
2036 | 2 | 7 | 8 | 1361.9178 | 311.9178
2036 | 2 | 7 | 9 | 1368.895 | 318.895
2036 | 2 | 7 | 10 | 1385.8364 | 335.8364
2036 | 2 | 7 | 11 | 1420.4865 | 370.4865
2036 | 2 | 7 | 12 | 1430.6765 | 380.6765
2036 | 2 | 7 | 13 | 1438.008 | 388.008
2036 | 2 | 7 | 14 | 1432.1536 | 382.1536
2036 | 2 | 7 | 15 | 1427.5533 | 377.5533
2036 | 2 | 7 | 16 | 1426.6379 | 376.6379
2036 | 2 | 7 | 17 | 1427.4581 | 377.4581
2036 | 2 | 7 | 18 | 1429.5459 | 379.5459
2036 | 2 | 7 | 19 | 1432.214 | 382.214
2036 | 2 | 7 | 20 | 1414.7265 | 364.7265
2036 | 2 | 7 | 21 | 1394.8073 | 344.8073
2036 | 2 | 7 | 22 | 1381.2772 | 331.2772
2036 | 2 | 7 | 23 | 1362.5285 | 312.5285
2036 | 2 | 8 | 0 | 1335.7866 | 285.7866
2036 | 2 | 8 | 1 | 1294.8061 | 244.8061
2036 | 2 | 8 | 2 | 1253.8255 | 203.8255
2036 | 2 | 8 | 3 | 1236.3086 | 186.3086
2036 | 2 | 8 | 4 | 1231.3131 | 181.3131
2036 | 2 | 8 | 5 | 1238.1119 | 188.1119
2036 | 2 | 8 | 6 | 1267.2381 | 217.2381
2036 | 2 | 8 | 7 | 1314.2804 | 264.2804
2036 | 2 | 8 | 8 | 1345.8354 | 295.8354
2036 | 2 | 8 | 9 | 1353.7967 | 303.7967
2036 | 2 | 8 | 10 | 1371.1919 | 321.1919
2036 | 2 | 8 | 11 | 1384.8451 | 334.8451
2036 | 2 | 8 | 12 | 1389.4739 | 339.4739
2036 | 2 | 8 | 13 | 1391.913 | 341.913
2036 | 2 | 8 | 14 | 1387.4228 | 337.4228
2036 | 2 | 8 | 15 | 1378.7802 | 328.7802
2036 | 2 | 8 | 16 | 1380.4768 | 330.4768
2036 | 2 | 8 | 17 | 1385.2421 | 335.2421
2036 | 2 | 8 | 18 | 1399.2104 | 349.2104
2036 | 2 | 8 | 19 | 1413.1787 | 363.1787
2036 | 2 | 8 | 20 | 1399.9178 | 349.9178
2036 | 2 | 8 | 21 | 1384.639 | 334.639
2036 | 2 | 8 | 22 | 1370.8386 | 320.8386
2036 | 2 | 8 | 23 | 1344.8993 | 294.8993
2036 | 2 | 9 | 0 | 1312.1843 | 262.1843
2036 | 2 | 9 | 1 | 1219.3613 | 169.3613
2036 | 2 | 9 | 2 | 1126.5382 | 76.5382
2036 | 2 | 9 | 3 | 1111.8036 | 61.8036
2036 | 2 | 9 | 4 | 1110.9453 | 60.9453
2036 | 2 | 9 | 5 | 1112.3864 | 62.3864
2036 | 2 | 9 | 6 | 1124.6264 | 74.6264
2036 | 2 | 9 | 7 | 1148.7134 | 98.7134
2036 | 2 | 9 | 8 | 1171.5068 | 121.5068
2036 | 2 | 9 | 9 | 1189.9992 | 139.9992
2036 | 2 | 9 | 10 | 1206.5456 | 156.5456
2036 | 2 | 9 | 11 | 1222.195 | 172.195
2036 | 2 | 9 | 12 | 1226.8286 | 176.8286
2036 | 2 | 9 | 13 | 1229.4927 | 179.4927
2036 | 2 | 9 | 14 | 1228.6593 | 178.6593
2036 | 2 | 9 | 15 | 1228.1834 | 178.1834
2036 | 2 | 9 | 16 | 1234.0656 | 184.0656
2036 | 2 | 9 | 17 | 1238.3827 | 188.3827
2036 | 2 | 9 | 18 | 1251.7322 | 201.7322
2036 | 2 | 9 | 19 | 1265.0818 | 215.0818
2036 | 2 | 9 | 20 | 1247.8022 | 197.8022
2036 | 2 | 9 | 21 | 1229.6274 | 179.6274
2036 | 2 | 9 | 22 | 1222.3084 | 172.3084
2036 | 2 | 9 | 23 | 1207.6784 | 157.6784
2036 | 2 | 10 | 0 | 1175.7799 | 125.7799
2036 | 2 | 10 | 1 | 1143.8814 | 93.8814
2036 | 2 | 10 | 2 | 1101.7473 | 51.7473
2036 | 2 | 10 | 3 | 1086.4138 | 36.4138
2036 | 2 | 10 | 4 | 1079.2155 | 29.2155
2036 | 2 | 10 | 5 | 1076.2424 | 26.2424
2036 | 2 | 10 | 6 | 1082.6236 | 32.6236
2036 | 2 | 10 | 7 | 1093.0211 | 43.0211
2036 | 2 | 10 | 8 | 1110.3613 | 60.3613
2036 | 2 | 10 | 9 | 1125.3853 | 75.3853
2036 | 2 | 10 | 10 | 1144.7568 | 94.7568
2036 | 2 | 10 | 11 | 1155.9542 | 105.9542
2036 | 2 | 10 | 12 | 1164.0971 | 114.0971
2036 | 2 | 10 | 13 | 1166.5606 | 116.5606
2036 | 2 | 10 | 14 | 1162.6487 | 112.6487
2036 | 2 | 10 | 15 | 1162.1566 | 112.1566
2036 | 2 | 10 | 16 | 1171.0469 | 121.0469
2036 | 2 | 10 | 17 | 1195.2388 | 145.2388
2036 | 2 | 10 | 18 | 1219.4307 | 169.4307
2036 | 2 | 10 | 19 | 1218.7558 | 168.7558
2036 | 2 | 10 | 20 | 1218.081 | 168.081
2036 | 2 | 10 | 21 | 1209.7329 | 159.7329
2036 | 2 | 10 | 22 | 1206.2411 | 156.2411
2036 | 2 | 10 | 23 | 1191.9126 | 141.9126
2036 | 2 | 11 | 0 | 1198.0229 | 148.0229
2036 | 2 | 11 | 1 | 1204.1333 | 154.1333
2036 | 2 | 11 | 2 | 1216.342 | 166.342
2036 | 2 | 11 | 3 | 1228.5507 | 178.5507
2036 | 2 | 11 | 4 | 1224.0813 | 174.0813
2036 | 2 | 11 | 5 | 1230.0963 | 180.0963
2036 | 2 | 11 | 6 | 1255.8391 | 205.8391
2036 | 2 | 11 | 7 | 1303.2088 | 253.2088
2036 | 2 | 11 | 8 | 1341.1973 | 291.1973
2036 | 2 | 11 | 9 | 1357.7526 | 307.7526
2036 | 2 | 11 | 10 | 1374.9206 | 324.9206
2036 | 2 | 11 | 11 | 1403.3152 | 353.3152
2036 | 2 | 11 | 12 | 1419.5299 | 369.5299
2036 | 2 | 11 | 13 | 1423.9206 | 373.9206
2036 | 2 | 11 | 14 | 1426.2397 | 376.2397
2036 | 2 | 11 | 15 | 1423.177 | 373.177
2036 | 2 | 11 | 16 | 1419.366 | 369.366
2036 | 2 | 11 | 17 | 1420.2404 | 370.2404
2036 | 2 | 11 | 18 | 1454.8021 | 404.8021
2036 | 2 | 11 | 19 | 1458.5566 | 408.5566
2036 | 2 | 11 | 20 | 1437.5253 | 387.5253
2036 | 2 | 11 | 21 | 1426.7167 | 376.7167
2036 | 2 | 11 | 22 | 1414.6716 | 364.6716
2036 | 2 | 11 | 23 | 1391.8088 | 341.8088
2036 | 2 | 12 | 0 | 1357.8044 | 307.8044
2036 | 2 | 12 | 1 | 1264.9119 | 214.9119
2036 | 2 | 12 | 2 | 1172.0195 | 122.0195
2036 | 2 | 12 | 3 | 1155.0816 | 105.0816
2036 | 2 | 12 | 4 | 1150.5916 | 100.5916
2036 | 2 | 12 | 5 | 1152.7199 | 102.7199
2036 | 2 | 12 | 6 | 1172.4679 | 122.4679
2036 | 2 | 12 | 7 | 1211.8843 | 161.8843
2036 | 2 | 12 | 8 | 1244.4677 | 194.4677
2036 | 2 | 12 | 9 | 1259.4374 | 209.4374
2036 | 2 | 12 | 10 | 1284.1971 | 234.1971
2036 | 2 | 12 | 11 | 1318.0153 | 268.0153
2036 | 2 | 12 | 12 | 1331.8752 | 281.8752
2036 | 2 | 12 | 13 | 1342.1775 | 292.1775
2036 | 2 | 12 | 14 | 1340.0461 | 290.0461
2036 | 2 | 12 | 15 | 1336.3848 | 286.3848
2036 | 2 | 12 | 16 | 1306.2504 | 256.2504
2036 | 2 | 12 | 17 | 1308.0446 | 258.0446
2036 | 2 | 12 | 18 | 1322.0223 | 272.0223
2036 | 2 | 12 | 19 | 1328.5269 | 278.5269
2036 | 2 | 12 | 20 | 1311.9612 | 261.9612
2036 | 2 | 12 | 21 | 1285.4873 | 235.4873
2036 | 2 | 12 | 22 | 1273.8368 | 223.8368
2036 | 2 | 12 | 23 | 1251.1686 | 201.1686
2036 | 2 | 13 | 0 | 1219.1773 | 169.1773
2036 | 2 | 13 | 1 | 1182.5239 | 132.5239
2036 | 2 | 13 | 2 | 1145.8705 | 95.8705
2036 | 2 | 13 | 3 | 1130.9064 | 80.9064
2036 | 2 | 13 | 4 | 1125.9835 | 75.9835
2036 | 2 | 13 | 5 | 1129.0302 | 79.0302
2036 | 2 | 13 | 6 | 1148.661 | 98.661
2036 | 2 | 13 | 7 | 1178.2574 | 128.2574
2036 | 2 | 13 | 8 | 1194.3112 | 144.3112
2036 | 2 | 13 | 9 | 1205.6289 | 155.6289
2036 | 2 | 13 | 10 | 1222.6464 | 172.6464
2036 | 2 | 13 | 11 | 1248.8314 | 198.8314
2036 | 2 | 13 | 12 | 1275.0165 | 225.0165
2036 | 2 | 13 | 13 | 1285.3854 | 235.3854
2036 | 2 | 13 | 14 | 1287.138 | 237.138
2036 | 2 | 13 | 15 | 1284.2579 | 234.2579
2036 | 2 | 13 | 16 | 1283.7826 | 233.7826
2036 | 2 | 13 | 17 | 1282.9193 | 232.9193
2036 | 2 | 13 | 18 | 1296.0102 | 246.0102
2036 | 2 | 13 | 19 | 1292.0558 | 242.0558
2036 | 2 | 13 | 20 | 1267.4318 | 217.4318
2036 | 2 | 13 | 21 | 1245.2708 | 195.2708
2036 | 2 | 13 | 22 | 1238.4487 | 188.4487
2036 | 2 | 13 | 23 | 1222.4005 | 172.4005
2036 | 2 | 14 | 0 | 1195.6686 | 145.6686
2036 | 2 | 14 | 1 | 1146.7043 | 96.7043
2036 | 2 | 14 | 2 | 1097.7401 | 47.7401
2036 | 2 | 14 | 3 | 1080.4185 | 30.4185
2036 | 2 | 14 | 4 | 1073.2087 | 23.2087
2036 | 2 | 14 | 5 | 1081.3903 | 31.3903
2036 | 2 | 14 | 6 | 1111.6012 | 61.6012
2036 | 2 | 14 | 7 | 1154.744 | 104.744
2036 | 2 | 14 | 8 | 1176.1377 | 126.1377
2036 | 2 | 14 | 9 | 1181.7631 | 131.7631
2036 | 2 | 14 | 10 | 1201.6077 | 151.6077
2036 | 2 | 14 | 11 | 1215.3751 | 165.3751
2036 | 2 | 14 | 12 | 1218.0646 | 168.0646
2036 | 2 | 14 | 13 | 1221.2137 | 171.2137
2036 | 2 | 14 | 14 | 1218.0007 | 168.0007
2036 | 2 | 14 | 15 | 1214.53 | 164.53
2036 | 2 | 14 | 16 | 1220.6417 | 170.6417
2036 | 2 | 14 | 17 | 1229.9266 | 179.9266
2036 | 2 | 14 | 18 | 1239.2115 | 189.2115
2036 | 2 | 14 | 19 | 1239.6763 | 189.6763
2036 | 2 | 14 | 20 | 1240.1411 | 190.1411
2036 | 2 | 14 | 21 | 1225.0984 | 175.0984
2036 | 2 | 14 | 22 | 1212.9614 | 162.9614
2036 | 2 | 14 | 23 | 1193.4488 | 143.4488
2036 | 2 | 15 | 0 | 1164.8761 | 114.8761
2036 | 2 | 15 | 1 | 1136.3033 | 86.3033
2036 | 2 | 15 | 2 | 1109.8735 | 59.8735
2036 | 2 | 15 | 3 | 1097.4263 | 47.4263
2036 | 2 | 15 | 4 | 1095.8676 | 45.8676
2036 | 2 | 15 | 5 | 1102.8256 | 52.8256
2036 | 2 | 15 | 6 | 1131.726 | 81.726
2036 | 2 | 15 | 7 | 1184.561 | 134.561
2036 | 2 | 15 | 8 | 1226.2726 | 176.2726
2036 | 2 | 15 | 9 | 1241.7208 | 191.7208
2036 | 2 | 15 | 10 | 1264.2085 | 214.2085
2036 | 2 | 15 | 11 | 1297.4744 | 247.4744
2036 | 2 | 15 | 12 | 1310.9347 | 260.9347
2036 | 2 | 15 | 13 | 1316.4192 | 266.4192
2036 | 2 | 15 | 14 | 1319.2701 | 269.2701
2036 | 2 | 15 | 15 | 1317.2992 | 267.2992
2036 | 2 | 15 | 16 | 1308.3749 | 258.3749
2036 | 2 | 15 | 17 | 1297.7288 | 247.7288
2036 | 2 | 15 | 18 | 1310.4718 | 260.4718
2036 | 2 | 15 | 19 | 1320.6635 | 270.6635
2036 | 2 | 15 | 20 | 1314.7058 | 264.7058
2036 | 2 | 15 | 21 | 1301.7046 | 251.7046
2036 | 2 | 15 | 22 | 1291.8318 | 241.8318
2036 | 2 | 15 | 23 | 1267.8325 | 217.8325
2036 | 2 | 16 | 0 | 1236.5602 | 186.5602
2036 | 2 | 16 | 1 | 1161.0015 | 111.0015
2036 | 2 | 16 | 2 | 1085.4428 | 35.4428
2036 | 2 | 16 | 3 | 1069.8927 | 19.8927
2036 | 2 | 16 | 4 | 1067.5861 | 17.5861
2036 | 2 | 16 | 5 | 1073.4717 | 23.4717
2036 | 2 | 16 | 6 | 1093.2168 | 43.2168
2036 | 2 | 16 | 7 | 1114.4823 | 64.4823
2036 | 2 | 16 | 8 | 1111.8975 | 61.8975
2036 | 2 | 16 | 9 | 1124.7915 | 74.7915
2036 | 2 | 16 | 10 | 1146.3356 | 96.3356
2036 | 2 | 16 | 11 | 1162.2015 | 112.2015
2036 | 2 | 16 | 12 | 1166.3088 | 116.3088
2036 | 2 | 16 | 13 | 1169.0304 | 119.0304
2036 | 2 | 16 | 14 | 1167.0735 | 117.0735
2036 | 2 | 16 | 15 | 1165.1978 | 115.1978
2036 | 2 | 16 | 16 | 1162.4056 | 112.4056
2036 | 2 | 16 | 17 | 1172.7559 | 122.7559
2036 | 2 | 16 | 18 | 1190.0178 | 140.0178
2036 | 2 | 16 | 19 | 1207.2797 | 157.2797
2036 | 2 | 16 | 20 | 1193.4809 | 143.4809
2036 | 2 | 16 | 21 | 1177.5025 | 127.5025
2036 | 2 | 16 | 22 | 1163.3414 | 113.3414
2036 | 2 | 16 | 23 | 1147.5233 | 97.5233
2036 | 2 | 17 | 0 | 1134.1014 | 84.1014
2036 | 2 | 17 | 1 | 1120.6794 | 70.6794
2036 | 2 | 17 | 2 | 1112.2025 | 62.2025
2036 | 2 | 17 | 3 | 1098.5159 | 48.5159
2036 | 2 | 17 | 4 | 1092.3005 | 42.3005
2036 | 2 | 17 | 5 | 1092.3285 | 42.3285
2036 | 2 | 17 | 6 | 1105.9665 | 55.9665
2036 | 2 | 17 | 7 | 1119.7154 | 69.7154
2036 | 2 | 17 | 8 | 1110.873 | 60.873
2036 | 2 | 17 | 9 | 1118.9519 | 68.9519
2036 | 2 | 17 | 10 | 1143.5573 | 93.5573
2036 | 2 | 17 | 11 | 1170.4627 | 120.4627
2036 | 2 | 17 | 12 | 1186.1748 | 136.1748
2036 | 2 | 17 | 13 | 1194.5352 | 144.5352
2036 | 2 | 17 | 14 | 1196.0751 | 146.0751
2036 | 2 | 17 | 15 | 1193.5278 | 143.5278
2036 | 2 | 17 | 16 | 1187.1536 | 137.1536
2036 | 2 | 17 | 17 | 1186.1469 | 136.1469
2036 | 2 | 17 | 18 | 1217.5888 | 167.5888
2036 | 2 | 17 | 19 | 1243.5624 | 193.5624
2036 | 2 | 17 | 20 | 1224.4518 | 174.4518
2036 | 2 | 17 | 21 | 1196.2559 | 146.2559
2036 | 2 | 17 | 22 | 1185.4496 | 135.4496
2036 | 2 | 17 | 23 | 1170.4182 | 120.4182
2036 | 2 | 18 | 0 | 1165.0827 | 115.0827
2036 | 2 | 18 | 1 | 1159.7471 | 109.7471
2036 | 2 | 18 | 2 | 1154.8105 | 104.8105
2036 | 2 | 18 | 3 | 1149.8739 | 99.8739
2036 | 2 | 18 | 4 | 1142.7234 | 92.7234
2036 | 2 | 18 | 5 | 1140.9788 | 90.9788
2036 | 2 | 18 | 6 | 1155.5815 | 105.5815
2036 | 2 | 18 | 7 | 1169.8719 | 119.8719
2036 | 2 | 18 | 8 | 1158.8662 | 108.8662
2036 | 2 | 18 | 9 | 1157.3194 | 107.3194
2036 | 2 | 18 | 10 | 1171.7157 | 121.7157
2036 | 2 | 18 | 11 | 1183.6338 | 133.6338
2036 | 2 | 18 | 12 | 1190.9028 | 140.9028
2036 | 2 | 18 | 13 | 1193.7253 | 143.7253
2036 | 2 | 18 | 14 | 1189.0885 | 139.0885
2036 | 2 | 18 | 15 | 1184.1227 | 134.1227
2036 | 2 | 18 | 16 | 1193.0053 | 143.0053
2036 | 2 | 18 | 17 | 1219.9936 | 169.9936
2036 | 2 | 18 | 18 | 1246.9819 | 196.9819
2036 | 2 | 18 | 19 | 1251.9039 | 201.9039
2036 | 2 | 18 | 20 | 1256.8259 | 206.8259
2036 | 2 | 18 | 21 | 1254.5093 | 204.5093
2036 | 2 | 18 | 22 | 1245.3206 | 195.3206
2036 | 2 | 18 | 23 | 1225.3808 | 175.3808
2036 | 2 | 19 | 0 | 1217.7432 | 167.7432
2036 | 2 | 19 | 1 | 1210.1056 | 160.1056
2036 | 2 | 19 | 2 | 1202.9456 | 152.9456
2036 | 2 | 19 | 3 | 1186.6214 | 136.6214
2036 | 2 | 19 | 4 | 1183.9049 | 133.9049
2036 | 2 | 19 | 5 | 1185.3997 | 135.3997
2036 | 2 | 19 | 6 | 1204.4891 | 154.4891
2036 | 2 | 19 | 7 | 1253.1735 | 203.1735
2036 | 2 | 19 | 8 | 1296.3773 | 246.3773
2036 | 2 | 19 | 9 | 1308.4564 | 258.4564
2036 | 2 | 19 | 10 | 1326.2163 | 276.2163
2036 | 2 | 19 | 11 | 1335.304 | 285.304
2036 | 2 | 19 | 12 | 1346.0991 | 296.0991
2036 | 2 | 19 | 13 | 1331.5446 | 281.5446
2036 | 2 | 19 | 14 | 1320.3128 | 270.3128
2036 | 2 | 19 | 15 | 1310.2655 | 260.2655
2036 | 2 | 19 | 16 | 1301.5652 | 251.5652
2036 | 2 | 19 | 17 | 1319.3648 | 269.3648
2036 | 2 | 19 | 18 | 1340.8306 | 290.8306
2036 | 2 | 19 | 19 | 1364.253 | 314.253
2036 | 2 | 19 | 20 | 1362.7283 | 312.7283
2036 | 2 | 19 | 21 | 1355.5195 | 305.5195
2036 | 2 | 19 | 22 | 1340.9756 | 290.9756
2036 | 2 | 19 | 23 | 1309.0903 | 259.0903
2036 | 2 | 20 | 0 | 1269.7869 | 219.7869
2036 | 2 | 20 | 1 | 1254.0052 | 204.0052
2036 | 2 | 20 | 2 | 1238.2234 | 188.2234
2036 | 2 | 20 | 3 | 1224.3165 | 174.3165
2036 | 2 | 20 | 4 | 1221.7856 | 171.7856
2036 | 2 | 20 | 5 | 1224.7748 | 174.7748
2036 | 2 | 20 | 6 | 1244.0883 | 194.0883
2036 | 2 | 20 | 7 | 1276.0348 | 226.0348
2036 | 2 | 20 | 8 | 1302.3752 | 252.3752
2036 | 2 | 20 | 9 | 1304.7807 | 254.7807
2036 | 2 | 20 | 10 | 1323.0635 | 273.0635
2036 | 2 | 20 | 11 | 1335.7107 | 285.7107
2036 | 2 | 20 | 12 | 1343.1282 | 293.1282
2036 | 2 | 20 | 13 | 1347.1714 | 297.1714
2036 | 2 | 20 | 14 | 1346.7423 | 296.7423
2036 | 2 | 20 | 15 | 1341.0748 | 291.0748
2036 | 2 | 20 | 16 | 1345.947 | 295.947
2036 | 2 | 20 | 17 | 1364.6057 | 314.6057
2036 | 2 | 20 | 18 | 1383.2643 | 333.2643
2036 | 2 | 20 | 19 | 1398.3598 | 348.3598
2036 | 2 | 20 | 20 | 1378.0988 | 328.0988
2036 | 2 | 20 | 21 | 1364.2081 | 314.2081
2036 | 2 | 20 | 22 | 1355.0462 | 305.0462
2036 | 2 | 20 | 23 | 1329.0975 | 279.0975
2036 | 2 | 21 | 0 | 1297.8822 | 247.8822
2036 | 2 | 21 | 1 | 1260.6239 | 210.6239
2036 | 2 | 21 | 2 | 1223.3656 | 173.3656
2036 | 2 | 21 | 3 | 1205.8226 | 155.8226
2036 | 2 | 21 | 4 | 1202.3893 | 152.3893
2036 | 2 | 21 | 5 | 1204.8825 | 154.8825
2036 | 2 | 21 | 6 | 1232.3429 | 182.3429
2036 | 2 | 21 | 7 | 1277.543 | 227.543
2036 | 2 | 21 | 8 | 1307.0606 | 257.0606
2036 | 2 | 21 | 9 | 1316.4819 | 266.4819
2036 | 2 | 21 | 10 | 1328.3018 | 278.3018
2036 | 2 | 21 | 11 | 1350.869 | 300.869
2036 | 2 | 21 | 12 | 1360.5313 | 310.5313
2036 | 2 | 21 | 13 | 1364.1945 | 314.1945
2036 | 2 | 21 | 14 | 1358.0346 | 308.0346
2036 | 2 | 21 | 15 | 1354.7062 | 304.7062
2036 | 2 | 21 | 16 | 1349.9391 | 299.9391
2036 | 2 | 21 | 17 | 1359.8006 | 309.8006
2036 | 2 | 21 | 18 | 1369.4034 | 319.4034
2036 | 2 | 21 | 19 | 1383.0219 | 333.0219
2036 | 2 | 21 | 20 | 1358.7993 | 308.7993
2036 | 2 | 21 | 21 | 1344.6704 | 294.6704
2036 | 2 | 21 | 22 | 1326.748 | 276.748
2036 | 2 | 21 | 23 | 1308.0309 | 258.0309
2036 | 2 | 22 | 0 | 1278.4181 | 228.4181
2036 | 2 | 22 | 1 | 1246.9119 | 196.9119
2036 | 2 | 22 | 2 | 1215.4058 | 165.4058
2036 | 2 | 22 | 3 | 1202.7707 | 152.7707
2036 | 2 | 22 | 4 | 1201.9182 | 151.9182
2036 | 2 | 22 | 5 | 1210.2202 | 160.2202
2036 | 2 | 22 | 6 | 1239.2471 | 189.2471
2036 | 2 | 22 | 7 | 1288.9379 | 238.9379
2036 | 2 | 22 | 8 | 1322.8191 | 272.8191
2036 | 2 | 22 | 9 | 1331.4766 | 281.4766
2036 | 2 | 22 | 10 | 1351.845 | 301.845
2036 | 2 | 22 | 11 | 1369.3411 | 319.3411
2036 | 2 | 22 | 12 | 1378.2913 | 328.2913
2036 | 2 | 22 | 13 | 1375.8104 | 325.8104
2036 | 2 | 22 | 14 | 1370.5665 | 320.5665
2036 | 2 | 22 | 15 | 1361.6201 | 311.6201
2036 | 2 | 22 | 16 | 1362.7195 | 312.7195
2036 | 2 | 22 | 17 | 1361.6852 | 311.6852
2036 | 2 | 22 | 18 | 1360.6509 | 310.6509
2036 | 2 | 22 | 19 | 1396.516 | 346.516
2036 | 2 | 22 | 20 | 1389.1013 | 339.1013
2036 | 2 | 22 | 21 | 1378.0526 | 328.0526
2036 | 2 | 22 | 22 | 1360.0593 | 310.0593
2036 | 2 | 22 | 23 | 1332.2408 | 282.2408
2036 | 2 | 23 | 0 | 1297.2128 | 247.2128
2036 | 2 | 23 | 1 | 1203.8226 | 153.8226
2036 | 2 | 23 | 2 | 1110.4324 | 60.4324
2036 | 2 | 23 | 3 | 1096.7431 | 46.7431
2036 | 2 | 23 | 4 | 1096.7108 | 46.7108
2036 | 2 | 23 | 5 | 1102.8841 | 52.8841
2036 | 2 | 23 | 6 | 1120.3569 | 70.3569
2036 | 2 | 23 | 7 | 1141.3496 | 91.3496
2036 | 2 | 23 | 8 | 1146.8819 | 96.8819
2036 | 2 | 23 | 9 | 1154.2616 | 104.2616
2036 | 2 | 23 | 10 | 1169.7653 | 119.7653
2036 | 2 | 23 | 11 | 1177.4939 | 127.4939
2036 | 2 | 23 | 12 | 1187.5245 | 137.5245
2036 | 2 | 23 | 13 | 1180.0597 | 130.0597
2036 | 2 | 23 | 14 | 1173.4713 | 123.4713
2036 | 2 | 23 | 15 | 1166.5384 | 116.5384
2036 | 2 | 23 | 16 | 1177.6459 | 127.6459
2036 | 2 | 23 | 17 | 1206.4612 | 156.4612
2036 | 2 | 23 | 18 | 1194.2239 | 144.2239
2036 | 2 | 23 | 19 | 1227.1539 | 177.1539
2036 | 2 | 23 | 20 | 1214.9665 | 164.9665
2036 | 2 | 23 | 21 | 1198.8438 | 148.8438
2036 | 2 | 23 | 22 | 1186.5691 | 136.5691
2036 | 2 | 23 | 23 | 1170.9608 | 120.9608
2036 | 2 | 24 | 0 | 1115.9067 | 65.9067
2036 | 2 | 24 | 1 | 1060.8526 | 10.8526
2036 | 2 | 24 | 2 | 1036.1096 | 0
2036 | 2 | 24 | 3 | 1020.3505 | 0
2036 | 2 | 24 | 4 | 1013.1321 | 0
2036 | 2 | 24 | 5 | 1008.9924 | 0
2036 | 2 | 24 | 6 | 1012.358 | 0
2036 | 2 | 24 | 7 | 1024.0546 | 0
2036 | 2 | 24 | 8 | 1035.9961 | 0
2036 | 2 | 24 | 9 | 1052.8618 | 2.8618
2036 | 2 | 24 | 10 | 1076.3178 | 26.3178
2036 | 2 | 24 | 11 | 1112.4326 | 62.4326
2036 | 2 | 24 | 12 | 1135.9323 | 85.9323
2036 | 2 | 24 | 13 | 1159.432 | 109.432
2036 | 2 | 24 | 14 | 1164.0369 | 114.0369
2036 | 2 | 24 | 15 | 1164.4762 | 114.4762
2036 | 2 | 24 | 16 | 1161.6446 | 111.6446
2036 | 2 | 24 | 17 | 1151.3995 | 101.3995
2036 | 2 | 24 | 18 | 1168.853 | 118.853
2036 | 2 | 24 | 19 | 1184.878 | 134.878
2036 | 2 | 24 | 20 | 1168.7138 | 118.7138
2036 | 2 | 24 | 21 | 1130.4191 | 80.4191
2036 | 2 | 24 | 22 | 1118.2149 | 68.2149
2036 | 2 | 24 | 23 | 1104.2191 | 54.2191
2036 | 2 | 25 | 0 | 1116.4612 | 66.4612
2036 | 2 | 25 | 1 | 1128.7034 | 78.7034
2036 | 2 | 25 | 2 | 1143.3079 | 93.3079
2036 | 2 | 25 | 3 | 1157.9123 | 107.9123
2036 | 2 | 25 | 4 | 1149.4015 | 99.4015
2036 | 2 | 25 | 5 | 1152.4903 | 102.4903
2036 | 2 | 25 | 6 | 1175.5166 | 125.5166
2036 | 2 | 25 | 7 | 1218.8187 | 168.8187
2036 | 2 | 25 | 8 | 1253.287 | 203.287
2036 | 2 | 25 | 9 | 1277.5781 | 227.5781
2036 | 2 | 25 | 10 | 1294.9321 | 244.9321
2036 | 2 | 25 | 11 | 1324.3085 | 274.3085
2036 | 2 | 25 | 12 | 1342.9274 | 292.9274
2036 | 2 | 25 | 13 | 1361.5463 | 311.5463
2036 | 2 | 25 | 14 | 1360.4341 | 310.4341
2036 | 2 | 25 | 15 | 1356.0295 | 306.0295
2036 | 2 | 25 | 16 | 1354.0581 | 304.0581
2036 | 2 | 25 | 17 | 1343.439 | 293.439
2036 | 2 | 25 | 18 | 1354.5723 | 304.5723
2036 | 2 | 25 | 19 | 1357.5184 | 307.5184
2036 | 2 | 25 | 20 | 1337.982 | 287.982
2036 | 2 | 25 | 21 | 1323.2581 | 273.2581
2036 | 2 | 25 | 22 | 1311.5452 | 261.5452
2036 | 2 | 25 | 23 | 1288.9556 | 238.9556
2036 | 2 | 26 | 0 | 1255.441 | 205.441
2036 | 2 | 26 | 1 | 1220.2792 | 170.2792
2036 | 2 | 26 | 2 | 1197.8389 | 147.8389
2036 | 2 | 26 | 3 | 1183.9182 | 133.9182
2036 | 2 | 26 | 4 | 1180.5265 | 130.5265
2036 | 2 | 26 | 5 | 1184.2601 | 134.2601
2036 | 2 | 26 | 6 | 1206.2832 | 156.2832
2036 | 2 | 26 | 7 | 1249.8548 | 199.8548
2036 | 2 | 26 | 8 | 1286.0041 | 236.0041
2036 | 2 | 26 | 9 | 1299.9752 | 249.9752
2036 | 2 | 26 | 10 | 1329.9974 | 279.9974
2036 | 2 | 26 | 11 | 1360.193 | 310.193
2036 | 2 | 26 | 12 | 1383.4741 | 333.4741
2036 | 2 | 26 | 13 | 1404.2203 | 354.2203
2036 | 2 | 26 | 14 | 1401.1289 | 351.1289
2036 | 2 | 26 | 15 | 1390.5166 | 340.5166
2036 | 2 | 26 | 16 | 1349.5842 | 299.5842
2036 | 2 | 26 | 17 | 1327.8769 | 277.8769
2036 | 2 | 26 | 18 | 1338.2026 | 288.2026
2036 | 2 | 26 | 19 | 1358.2048 | 308.2048
2036 | 2 | 26 | 20 | 1355.2093 | 305.2093
2036 | 2 | 26 | 21 | 1331.7156 | 281.7156
2036 | 2 | 26 | 22 | 1323.7786 | 273.7786
2036 | 2 | 26 | 23 | 1302.0576 | 252.0576
2036 | 2 | 27 | 0 | 1276.867 | 226.867
2036 | 2 | 27 | 1 | 1251.6763 | 201.6763
2036 | 2 | 27 | 2 | 1231.4143 | 181.4143
2036 | 2 | 27 | 3 | 1219.8939 | 169.8939
2036 | 2 | 27 | 4 | 1217.5823 | 167.5823
2036 | 2 | 27 | 5 | 1223.4544 | 173.4544
2036 | 2 | 27 | 6 | 1247.5088 | 197.5088
2036 | 2 | 27 | 7 | 1285.203 | 235.203
2036 | 2 | 27 | 8 | 1315.3944 | 265.3944
2036 | 2 | 27 | 9 | 1317.1499 | 267.1499
2036 | 2 | 27 | 10 | 1341.156 | 291.156
2036 | 2 | 27 | 11 | 1369.9789 | 319.9789
2036 | 2 | 27 | 12 | 1386.4749 | 336.4749
2036 | 2 | 27 | 13 | 1395.2959 | 345.2959
2036 | 2 | 27 | 14 | 1399.4923 | 349.4923
2036 | 2 | 27 | 15 | 1392.0069 | 342.0069
2036 | 2 | 27 | 16 | 1387.0369 | 337.0369
2036 | 2 | 27 | 17 | 1373.2791 | 323.2791
2036 | 2 | 27 | 18 | 1380.533 | 330.533
2036 | 2 | 27 | 19 | 1395.5399 | 345.5399
2036 | 2 | 27 | 20 | 1387.6714 | 337.6714
2036 | 2 | 27 | 21 | 1369.0041 | 319.0041
2036 | 2 | 27 | 22 | 1357.6567 | 307.6567
2036 | 2 | 27 | 23 | 1329.6583 | 279.6583
2036 | 2 | 28 | 0 | 1298.974 | 248.974
2036 | 2 | 28 | 1 | 1263.2475 | 213.2475
2036 | 2 | 28 | 2 | 1227.521 | 177.521
2036 | 2 | 28 | 3 | 1203.4398 | 153.4398
2036 | 2 | 28 | 4 | 1194.3725 | 144.3725
2036 | 2 | 28 | 5 | 1185.3052 | 135.3052
2036 | 2 | 28 | 6 | 1215.6646 | 165.6646
2036 | 2 | 28 | 7 | 1262.9305 | 212.9305
2036 | 2 | 28 | 8 | 1291.3082 | 241.3082
2036 | 2 | 28 | 9 | 1300.7732 | 250.7732
2036 | 2 | 28 | 10 | 1320.6205 | 270.6205
2036 | 2 | 28 | 11 | 1345.7688 | 295.7688
2036 | 2 | 28 | 12 | 1358.9212 | 308.9212
2036 | 2 | 28 | 13 | 1365.752 | 315.752
2036 | 2 | 28 | 14 | 1348.7011 | 298.7011
2036 | 2 | 28 | 15 | 1333.4483 | 283.4483
2036 | 2 | 28 | 16 | 1323.4077 | 273.4077
2036 | 2 | 28 | 17 | 1310.5775 | 260.5775
2036 | 2 | 28 | 18 | 1322.7367 | 272.7367
2036 | 2 | 28 | 19 | 1330.1341 | 280.1341
2036 | 2 | 28 | 20 | 1333.1282 | 283.1282
2036 | 2 | 28 | 21 | 1322.5539 | 272.5539
2036 | 2 | 28 | 22 | 1301.6722 | 251.6722
2036 | 2 | 28 | 23 | 1277.9795 | 227.9795
2036 | 2 | 29 | 0 | 1253.0411 | 203.0411
2036 | 2 | 29 | 1 | 1228.6071 | 178.6071
2036 | 2 | 29 | 2 | 1204.1731 | 154.1731
2036 | 2 | 29 | 3 | 1181.8137 | 131.8137
2036 | 2 | 29 | 4 | 1175.2245 | 125.2245
2036 | 2 | 29 | 5 | 1179.361 | 129.361
2036 | 2 | 29 | 6 | 1203.8386 | 153.8386
2036 | 2 | 29 | 7 | 1249.5907 | 199.5907
2036 | 2 | 29 | 8 | 1268.6761 | 218.6761
2036 | 2 | 29 | 9 | 1278.4548 | 228.4548
2036 | 2 | 29 | 10 | 1312.2519 | 262.2519
2036 | 2 | 29 | 11 | 1331.6176 | 281.6176
2036 | 2 | 29 | 12 | 1350.9832 | 300.9832
2036 | 2 | 29 | 13 | 1350.7804 | 300.7804
2036 | 2 | 29 | 14 | 1353.3552 | 303.3552
2036 | 2 | 29 | 15 | 1344.6231 | 294.6231
2036 | 2 | 29 | 16 | 1337.6956 | 287.6956
2036 | 2 | 29 | 17 | 1317.0194 | 267.0194
2036 | 2 | 29 | 18 | 1300.4794 | 250.4794
2036 | 2 | 29 | 19 | 1311.058 | 261.058
2036 | 2 | 29 | 20 | 1326.4144 | 276.4144
2036 | 2 | 29 | 21 | 1320.6143 | 270.6143
2036 | 2 | 29 | 22 | 1308.5693 | 258.5693
2036 | 2 | 29 | 23 | 1290.59 | 240.59
2036 | 3 | 1 | 0 | 1269.1201 | 219.1201
2036 | 3 | 1 | 1 | 1186.7795 | 136.7795
2036 | 3 | 1 | 2 | 1104.4388 | 54.4388
2036 | 3 | 1 | 3 | 1080.4227 | 30.4227
2036 | 3 | 1 | 4 | 1072.7448 | 22.7448
2036 | 3 | 1 | 5 | 1081.8255 | 31.8255
2036 | 3 | 1 | 6 | 1109.8257 | 59.8257
2036 | 3 | 1 | 7 | 1124.2506 | 74.2506
2036 | 3 | 1 | 8 | 1108.662 | 58.662
2036 | 3 | 1 | 9 | 1121.3672 | 71.3672
2036 | 3 | 1 | 10 | 1156.6567 | 106.6567
2036 | 3 | 1 | 11 | 1191.9463 | 141.9463
2036 | 3 | 1 | 12 | 1192.3309 | 142.3309
2036 | 3 | 1 | 13 | 1195.9459 | 145.9459
2036 | 3 | 1 | 14 | 1195.5835 | 145.5835
2036 | 3 | 1 | 15 | 1190.8 | 140.8
2036 | 3 | 1 | 16 | 1192.924 | 142.924
2036 | 3 | 1 | 17 | 1177.2215 | 127.2215
2036 | 3 | 1 | 18 | 1175.141 | 125.141
2036 | 3 | 1 | 19 | 1203.5068 | 153.5068
2036 | 3 | 1 | 20 | 1194.4416 | 144.4416
2036 | 3 | 1 | 21 | 1176.8226 | 126.8226
2036 | 3 | 1 | 22 | 1161.2797 | 111.2797
2036 | 3 | 1 | 23 | 1149.5222 | 99.5222
2036 | 3 | 2 | 0 | 1138.3442 | 88.3442
2036 | 3 | 2 | 1 | 1133.8692 | 83.8692
2036 | 3 | 2 | 2 | 1111.2717 | 61.2717
2036 | 3 | 2 | 3 | 1091.6489 | 41.6489
2036 | 3 | 2 | 4 | 1072.0261 | 22.0261
2036 | 3 | 2 | 5 | 1067.7985 | 17.7985
2036 | 3 | 2 | 6 | 1074.3043 | 24.3043
2036 | 3 | 2 | 7 | 1082.51 | 32.51
2036 | 3 | 2 | 8 | 1086.4083 | 36.4083
2036 | 3 | 2 | 9 | 1100.4009 | 50.4009
2036 | 3 | 2 | 10 | 1130.0057 | 80.0057
2036 | 3 | 2 | 11 | 1159.6104 | 109.6104
2036 | 3 | 2 | 12 | 1174.1652 | 124.1652
2036 | 3 | 2 | 13 | 1174.8118 | 124.8118
2036 | 3 | 2 | 14 | 1169.8016 | 119.8016
2036 | 3 | 2 | 15 | 1167.4787 | 117.4787
2036 | 3 | 2 | 16 | 1167.6238 | 117.6238
2036 | 3 | 2 | 17 | 1166.99 | 116.99
2036 | 3 | 2 | 18 | 1166.3562 | 116.3562
2036 | 3 | 2 | 19 | 1189.4448 | 139.4448
2036 | 3 | 2 | 20 | 1181.2094 | 131.2094
2036 | 3 | 2 | 21 | 1152.7749 | 102.7749
2036 | 3 | 2 | 22 | 1141.6859 | 91.6859
2036 | 3 | 2 | 23 | 1131.5722 | 81.5722
2036 | 3 | 3 | 0 | 1145.8089 | 95.8089
2036 | 3 | 3 | 1 | 1160.0456 | 110.0456
2036 | 3 | 3 | 2 | 1203.3245 | 153.3245
2036 | 3 | 3 | 3 | 1178.356 | 128.356
2036 | 3 | 3 | 4 | 1163.585 | 113.585
2036 | 3 | 3 | 5 | 1168.6892 | 118.6892
2036 | 3 | 3 | 6 | 1201.1419 | 151.1419
2036 | 3 | 3 | 7 | 1240.7674 | 190.7674
2036 | 3 | 3 | 8 | 1250.5936 | 200.5936
2036 | 3 | 3 | 9 | 1269.4383 | 219.4383
2036 | 3 | 3 | 10 | 1307.1782 | 257.1782
2036 | 3 | 3 | 11 | 1325.2666 | 275.2666
2036 | 3 | 3 | 12 | 1333.0218 | 283.0218
2036 | 3 | 3 | 13 | 1344.59 | 294.59
2036 | 3 | 3 | 14 | 1349.4138 | 299.4138
2036 | 3 | 3 | 15 | 1347.6007 | 297.6007
2036 | 3 | 3 | 16 | 1346.0037 | 296.0037
2036 | 3 | 3 | 17 | 1335.6232 | 285.6232
2036 | 3 | 3 | 18 | 1339.7776 | 289.7776
2036 | 3 | 3 | 19 | 1340.2038 | 290.2038
2036 | 3 | 3 | 20 | 1324.1811 | 274.1811
2036 | 3 | 3 | 21 | 1305.8805 | 255.8805
2036 | 3 | 3 | 22 | 1284.571 | 234.571
2036 | 3 | 3 | 23 | 1264.2428 | 214.2428
2036 | 3 | 4 | 0 | 1237.3906 | 187.3906
2036 | 3 | 4 | 1 | 1159.2462 | 109.2462
2036 | 3 | 4 | 2 | 1143.5468 | 93.5468
2036 | 3 | 4 | 3 | 1131.6505 | 81.6505
2036 | 3 | 4 | 4 | 1119.7543 | 69.7543
2036 | 3 | 4 | 5 | 1125.2822 | 75.2822
2036 | 3 | 4 | 6 | 1153.4425 | 103.4425
2036 | 3 | 4 | 7 | 1201.2188 | 151.2188
2036 | 3 | 4 | 8 | 1232.6535 | 182.6535
2036 | 3 | 4 | 9 | 1256.1108 | 206.1108
2036 | 3 | 4 | 10 | 1307.8058 | 257.8058
2036 | 3 | 4 | 11 | 1335.573 | 285.573
2036 | 3 | 4 | 12 | 1337.8622 | 287.8622
2036 | 3 | 4 | 13 | 1343.9194 | 293.9194
2036 | 3 | 4 | 14 | 1337.3461 | 287.3461
2036 | 3 | 4 | 15 | 1333.9446 | 283.9446
2036 | 3 | 4 | 16 | 1311.8196 | 261.8196
2036 | 3 | 4 | 17 | 1305.751 | 255.751
2036 | 3 | 4 | 18 | 1315.9162 | 265.9162
2036 | 3 | 4 | 19 | 1324.9459 | 274.9459
2036 | 3 | 4 | 20 | 1319.6063 | 269.6063
2036 | 3 | 4 | 21 | 1302.829 | 252.829
2036 | 3 | 4 | 22 | 1290.4262 | 240.4262
2036 | 3 | 4 | 23 | 1270.1757 | 220.1757
2036 | 3 | 5 | 0 | 1245.2296 | 195.2296
2036 | 3 | 5 | 1 | 1232.3096 | 182.3096
2036 | 3 | 5 | 2 | 1215.3835 | 165.3835
2036 | 3 | 5 | 3 | 1202.1545 | 152.1545
2036 | 3 | 5 | 4 | 1188.9255 | 138.9255
2036 | 3 | 5 | 5 | 1198.743 | 148.743
2036 | 3 | 5 | 6 | 1229.0275 | 179.0275
2036 | 3 | 5 | 7 | 1259.5528 | 209.5528
2036 | 3 | 5 | 8 | 1280.1635 | 230.1635
2036 | 3 | 5 | 9 | 1281.6476 | 231.6476
2036 | 3 | 5 | 10 | 1294.2378 | 244.2378
2036 | 3 | 5 | 11 | 1306.8955 | 256.8955
2036 | 3 | 5 | 12 | 1307.1319 | 257.1319
2036 | 3 | 5 | 13 | 1312.9982 | 262.9982
2036 | 3 | 5 | 14 | 1297.1332 | 247.1332
2036 | 3 | 5 | 15 | 1288.6281 | 238.6281
2036 | 3 | 5 | 16 | 1287.9209 | 237.9209
2036 | 3 | 5 | 17 | 1284.219 | 234.219
2036 | 3 | 5 | 18 | 1305.7309 | 255.7309
2036 | 3 | 5 | 19 | 1324.7498 | 274.7498
2036 | 3 | 5 | 20 | 1330.796 | 280.796
2036 | 3 | 5 | 21 | 1334.3491 | 284.3491
2036 | 3 | 5 | 22 | 1321.6416 | 271.6416
2036 | 3 | 5 | 23 | 1296.0782 | 246.0782
2036 | 3 | 6 | 0 | 1262.5075 | 212.5075
2036 | 3 | 6 | 1 | 1209.2471 | 159.2471
2036 | 3 | 6 | 2 | 1191.6699 | 141.6699
2036 | 3 | 6 | 3 | 1177.2374 | 127.2374
2036 | 3 | 6 | 4 | 1162.8049 | 112.8049
2036 | 3 | 6 | 5 | 1171.405 | 121.405
2036 | 3 | 6 | 6 | 1203.3948 | 153.3948
2036 | 3 | 6 | 7 | 1243.9402 | 193.9402
2036 | 3 | 6 | 8 | 1263.6523 | 213.6523
2036 | 3 | 6 | 9 | 1267.1161 | 217.1161
2036 | 3 | 6 | 10 | 1267.5356 | 217.5356
2036 | 3 | 6 | 11 | 1277.0238 | 227.0238
2036 | 3 | 6 | 12 | 1286.318 | 236.318
2036 | 3 | 6 | 13 | 1295.1778 | 245.1778
2036 | 3 | 6 | 14 | 1276.9057 | 226.9057
2036 | 3 | 6 | 15 | 1264.1881 | 214.1881
2036 | 3 | 6 | 16 | 1263.6995 | 213.6995
2036 | 3 | 6 | 17 | 1265.495 | 215.495
2036 | 3 | 6 | 18 | 1276.3392 | 226.3392
2036 | 3 | 6 | 19 | 1286.837 | 236.837
2036 | 3 | 6 | 20 | 1298.3271 | 248.3271
2036 | 3 | 6 | 21 | 1282.8571 | 232.8571
2036 | 3 | 6 | 22 | 1269.2811 | 219.2811
2036 | 3 | 6 | 23 | 1246.3362 | 196.3362
2036 | 3 | 7 | 0 | 1221.8385 | 171.8385
2036 | 3 | 7 | 1 | 1207.6067 | 157.6067
2036 | 3 | 7 | 2 | 1188.656 | 138.656
2036 | 3 | 7 | 3 | 1173.0285 | 123.0285
2036 | 3 | 7 | 4 | 1157.4011 | 107.4011
2036 | 3 | 7 | 5 | 1170.0718 | 120.0718
2036 | 3 | 7 | 6 | 1207.0467 | 157.0467
2036 | 3 | 7 | 7 | 1252.6797 | 202.6797
2036 | 3 | 7 | 8 | 1273.6477 | 223.6477
2036 | 3 | 7 | 9 | 1276.5639 | 226.5639
2036 | 3 | 7 | 10 | 1282.2995 | 232.2995
2036 | 3 | 7 | 11 | 1293.7755 | 243.7755
2036 | 3 | 7 | 12 | 1300.6058 | 250.6058
2036 | 3 | 7 | 13 | 1309.4619 | 259.4619
2036 | 3 | 7 | 14 | 1291.4757 | 241.4757
2036 | 3 | 7 | 15 | 1277.6114 | 227.6114
2036 | 3 | 7 | 16 | 1269.863 | 219.863
2036 | 3 | 7 | 17 | 1269.0524 | 219.0524
2036 | 3 | 7 | 18 | 1281.769 | 231.769
2036 | 3 | 7 | 19 | 1285.1356 | 235.1356
2036 | 3 | 7 | 20 | 1288.5023 | 238.5023
2036 | 3 | 7 | 21 | 1263.7956 | 213.7956
2036 | 3 | 7 | 22 | 1238.7199 | 188.7199
2036 | 3 | 7 | 23 | 1216.0997 | 166.0997
2036 | 3 | 8 | 0 | 1192.0953 | 142.0953
2036 | 3 | 8 | 1 | 1120.2689 | 70.2689
2036 | 3 | 8 | 2 | 1048.4425 | 0
2036 | 3 | 8 | 3 | 1024.7495 | 0
2036 | 3 | 8 | 4 | 1016.2589 | 0
2036 | 3 | 8 | 5 | 1015.2721 | 0
2036 | 3 | 8 | 6 | 1031.0581 | 0
2036 | 3 | 8 | 7 | 1053.7243 | 3.7243
2036 | 3 | 8 | 8 | 1085.826 | 35.826
2036 | 3 | 8 | 9 | 1109.6996 | 59.6996
2036 | 3 | 8 | 10 | 1139.3502 | 89.3502
2036 | 3 | 8 | 11 | 1156.7963 | 106.7963
2036 | 3 | 8 | 12 | 1174.2425 | 124.2425
2036 | 3 | 8 | 13 | 1178.0585 | 128.0585
2036 | 3 | 8 | 14 | 1171.5104 | 121.5104
2036 | 3 | 8 | 15 | 1164.9623 | 114.9623
2036 | 3 | 8 | 16 | 1158.4248 | 108.4248
2036 | 3 | 8 | 17 | 1154.8454 | 104.8454
2036 | 3 | 8 | 18 | 1131.4807 | 81.4807
2036 | 3 | 8 | 19 | 1149.9462 | 99.9462
2036 | 3 | 8 | 20 | 1145.6145 | 95.6145
2036 | 3 | 8 | 21 | 1125.8495 | 75.8495
2036 | 3 | 8 | 22 | 1108.1831 | 58.1831
2036 | 3 | 8 | 23 | 1086.6968 | 36.6968
2036 | 3 | 9 | 0 | 1061.2126 | 11.2126
2036 | 3 | 9 | 1 | 1018.3153 | 0
2036 | 3 | 9 | 2 | 999.984 | 0
2036 | 3 | 9 | 3 | 986.5572 | 0
2036 | 3 | 9 | 4 | 973.1304 | 0
2036 | 3 | 9 | 5 | 973.5117 | 0
2036 | 3 | 9 | 6 | 985.2998 | 0
2036 | 3 | 9 | 7 | 996.9606 | 0
2036 | 3 | 9 | 8 | 1015.6919 | 0
2036 | 3 | 9 | 9 | 1033.1878 | 0
2036 | 3 | 9 | 10 | 1064.7342 | 14.7342
2036 | 3 | 9 | 11 | 1096.2806 | 46.2806
2036 | 3 | 9 | 12 | 1119.0243 | 69.0243
2036 | 3 | 9 | 13 | 1117.7111 | 67.7111
2036 | 3 | 9 | 14 | 1118.7994 | 68.7994
2036 | 3 | 9 | 15 | 1112.1385 | 62.1385
2036 | 3 | 9 | 16 | 1109.8021 | 59.8021
2036 | 3 | 9 | 17 | 1101.6131 | 51.6131
2036 | 3 | 9 | 18 | 1105.641 | 55.641
2036 | 3 | 9 | 19 | 1116.081 | 66.081
2036 | 3 | 9 | 20 | 1114.8126 | 64.8126
2036 | 3 | 9 | 21 | 1091.6675 | 41.6675
2036 | 3 | 9 | 22 | 1082.9413 | 32.9413
2036 | 3 | 9 | 23 | 1072.121 | 22.121
2036 | 3 | 10 | 0 | 1053.8161 | 3.8161
2036 | 3 | 10 | 1 | 1103.8129 | 53.8129
2036 | 3 | 10 | 2 | 1121.5997 | 71.5997
2036 | 3 | 10 | 3 | 1139.3865 | 89.3865
2036 | 3 | 10 | 4 | 1124.9633 | 74.9633
2036 | 3 | 10 | 5 | 1138.2293 | 88.2293
2036 | 3 | 10 | 6 | 1179.0133 | 129.0133
2036 | 3 | 10 | 7 | 1226.0204 | 176.0204
2036 | 3 | 10 | 8 | 1239.3805 | 189.3805
2036 | 3 | 10 | 9 | 1246.7459 | 196.7459
2036 | 3 | 10 | 10 | 1261.6053 | 211.6053
2036 | 3 | 10 | 11 | 1279.3974 | 229.3974
2036 | 3 | 10 | 12 | 1293.3505 | 243.3505
2036 | 3 | 10 | 13 | 1307.3518 | 257.3518
2036 | 3 | 10 | 14 | 1293.3485 | 243.3485
2036 | 3 | 10 | 15 | 1283.3309 | 233.3309
2036 | 3 | 10 | 16 | 1293.3819 | 243.3819
2036 | 3 | 10 | 17 | 1295.437 | 245.437
2036 | 3 | 10 | 18 | 1299.5479 | 249.5479
2036 | 3 | 10 | 19 | 1301.0635 | 251.0635
2036 | 3 | 10 | 20 | 1303.6979 | 253.6979
2036 | 3 | 10 | 21 | 1289.605 | 239.605
2036 | 3 | 10 | 22 | 1271.5241 | 221.5241
2036 | 3 | 10 | 23 | 1247.1442 | 197.1442
2036 | 3 | 11 | 0 | 1223.3366 | 173.3366
2036 | 3 | 11 | 1 | 1153.6059 | 103.6059
2036 | 3 | 11 | 2 | 1135.7546 | 85.7546
2036 | 3 | 11 | 3 | 1123.6935 | 73.6935
2036 | 3 | 11 | 4 | 1117.7449 | 67.7449
2036 | 3 | 11 | 5 | 1127.8206 | 77.8206
2036 | 3 | 11 | 6 | 1159.2646 | 109.2646
2036 | 3 | 11 | 7 | 1201.4674 | 151.4674
2036 | 3 | 11 | 8 | 1219.2678 | 169.2678
2036 | 3 | 11 | 9 | 1234.1902 | 184.1902
2036 | 3 | 11 | 10 | 1266.613 | 216.613
2036 | 3 | 11 | 11 | 1299.0357 | 249.0357
2036 | 3 | 11 | 12 | 1304.6827 | 254.6827
2036 | 3 | 11 | 13 | 1314.2495 | 264.2495
2036 | 3 | 11 | 14 | 1312.5701 | 262.5701
2036 | 3 | 11 | 15 | 1300.8792 | 250.8792
2036 | 3 | 11 | 16 | 1264.5017 | 214.5017
2036 | 3 | 11 | 17 | 1253.0719 | 203.0719
2036 | 3 | 11 | 18 | 1262.6413 | 212.6413
2036 | 3 | 11 | 19 | 1273.018 | 223.018
2036 | 3 | 11 | 20 | 1273.3557 | 223.3557
2036 | 3 | 11 | 21 | 1260.024 | 210.024
2036 | 3 | 11 | 22 | 1246.8148 | 196.8148
2036 | 3 | 11 | 23 | 1220.0296 | 170.0296
2036 | 3 | 12 | 0 | 1197.948 | 147.948
2036 | 3 | 12 | 1 | 1177.3773 | 127.3773
2036 | 3 | 12 | 2 | 1162.9472 | 112.9472
2036 | 3 | 12 | 3 | 1157.3133 | 107.3133
2036 | 3 | 12 | 4 | 1153.3272 | 103.3272
2036 | 3 | 12 | 5 | 1156.9089 | 106.9089
2036 | 3 | 12 | 6 | 1192.4619 | 142.4619
2036 | 3 | 12 | 7 | 1229.4367 | 179.4367
2036 | 3 | 12 | 8 | 1239.7267 | 189.7267
2036 | 3 | 12 | 9 | 1234.9665 | 184.9665
2036 | 3 | 12 | 10 | 1263.3005 | 213.3005
2036 | 3 | 12 | 11 | 1278.5962 | 228.5962
2036 | 3 | 12 | 12 | 1276.598 | 226.598
2036 | 3 | 12 | 13 | 1278.3646 | 228.3646
2036 | 3 | 12 | 14 | 1283.9822 | 233.9822
2036 | 3 | 12 | 15 | 1285.66 | 235.66
2036 | 3 | 12 | 16 | 1287.4069 | 237.4069
2036 | 3 | 12 | 17 | 1284.646 | 234.646
2036 | 3 | 12 | 18 | 1282.2209 | 232.2209
2036 | 3 | 12 | 19 | 1281.2551 | 231.2551
2036 | 3 | 12 | 20 | 1287.3974 | 237.3974
2036 | 3 | 12 | 21 | 1272.0627 | 222.0627
2036 | 3 | 12 | 22 | 1254.8196 | 204.8196
2036 | 3 | 12 | 23 | 1227.0423 | 177.0423
2036 | 3 | 13 | 0 | 1198.5749 | 148.5749
2036 | 3 | 13 | 1 | 1177.1592 | 127.1592
2036 | 3 | 13 | 2 | 1164.1171 | 114.1171
2036 | 3 | 13 | 3 | 1160.8008 | 110.8008
2036 | 3 | 13 | 4 | 1156.2132 | 106.2132
2036 | 3 | 13 | 5 | 1161.3153 | 111.3153
2036 | 3 | 13 | 6 | 1199.9634 | 149.9634
2036 | 3 | 13 | 7 | 1241.8446 | 191.8446
2036 | 3 | 13 | 8 | 1245.0484 | 195.0484
2036 | 3 | 13 | 9 | 1243.4861 | 193.4861
2036 | 3 | 13 | 10 | 1267.7293 | 217.7293
2036 | 3 | 13 | 11 | 1287.2537 | 237.2537
2036 | 3 | 13 | 12 | 1293.0897 | 243.0897
2036 | 3 | 13 | 13 | 1289.0477 | 239.0477
2036 | 3 | 13 | 14 | 1286.739 | 236.739
2036 | 3 | 13 | 15 | 1280.4901 | 230.4901
2036 | 3 | 13 | 16 | 1270.8878 | 220.8878
2036 | 3 | 13 | 17 | 1256.004 | 206.004
2036 | 3 | 13 | 18 | 1243.8284 | 193.8284
2036 | 3 | 13 | 19 | 1245.8987 | 195.8987
2036 | 3 | 13 | 20 | 1247.9691 | 197.9691
2036 | 3 | 13 | 21 | 1232.0811 | 182.0811
2036 | 3 | 13 | 22 | 1211.9743 | 161.9743
2036 | 3 | 13 | 23 | 1188.2807 | 138.2807
2036 | 3 | 14 | 0 | 1176.3512 | 126.3512
2036 | 3 | 14 | 1 | 1126.287 | 76.287
2036 | 3 | 14 | 2 | 1110.7584 | 60.7584
2036 | 3 | 14 | 3 | 1102.3786 | 52.3786
2036 | 3 | 14 | 4 | 1097.113 | 47.113
2036 | 3 | 14 | 5 | 1111.5342 | 61.5342
2036 | 3 | 14 | 6 | 1161.6999 | 111.6999
2036 | 3 | 14 | 7 | 1220.0951 | 170.0951
2036 | 3 | 14 | 8 | 1227.9992 | 177.9992
2036 | 3 | 14 | 9 | 1225.6569 | 175.6569
2036 | 3 | 14 | 10 | 1254.8951 | 204.8951
2036 | 3 | 14 | 11 | 1275.3066 | 225.3066
2036 | 3 | 14 | 12 | 1286.8211 | 236.8211
2036 | 3 | 14 | 13 | 1299.0988 | 249.0988
2036 | 3 | 14 | 14 | 1300.1006 | 250.1006
2036 | 3 | 14 | 15 | 1297.0842 | 247.0842
2036 | 3 | 14 | 16 | 1293.7766 | 243.7766
2036 | 3 | 14 | 17 | 1293.8426 | 243.8426
2036 | 3 | 14 | 18 | 1261.8591 | 211.8591
2036 | 3 | 14 | 19 | 1247.5259 | 197.5259
2036 | 3 | 14 | 20 | 1240.0428 | 190.0428
2036 | 3 | 14 | 21 | 1215.3701 | 165.3701
2036 | 3 | 14 | 22 | 1190.4514 | 140.4514
2036 | 3 | 14 | 23 | 1158.9861 | 108.9861
2036 | 3 | 15 | 0 | 1139.9374 | 89.9374
2036 | 3 | 15 | 1 | 1048.2994 | 0
2036 | 3 | 15 | 2 | 998.2157 | 0
2036 | 3 | 15 | 3 | 948.1319 | 0
2036 | 3 | 15 | 4 | 942.4582 | 0
2036 | 3 | 15 | 5 | 941.6028 | 0
2036 | 3 | 15 | 6 | 964.3589 | 0
2036 | 3 | 15 | 7 | 984.9671 | 0
2036 | 3 | 15 | 8 | 1013.3376 | 0
2036 | 3 | 15 | 9 | 1039.6105 | 0
2036 | 3 | 15 | 10 | 1072.2315 | 22.2315
2036 | 3 | 15 | 11 | 1089.7334 | 39.7334
2036 | 3 | 15 | 12 | 1098.0028 | 48.0028
2036 | 3 | 15 | 13 | 1102.0374 | 52.0374
2036 | 3 | 15 | 14 | 1103.1687 | 53.1687
2036 | 3 | 15 | 15 | 1096.5114 | 46.5114
2036 | 3 | 15 | 16 | 1097.1679 | 47.1679
2036 | 3 | 15 | 17 | 1098.7051 | 48.7051
2036 | 3 | 15 | 18 | 1074.781 | 24.781
2036 | 3 | 15 | 19 | 1073.796 | 23.796
2036 | 3 | 15 | 20 | 1066.5621 | 16.5621
2036 | 3 | 15 | 21 | 1045.4965 | 0
2036 | 3 | 15 | 22 | 1032.8907 | 0
2036 | 3 | 15 | 23 | 1014.9546 | 0
2036 | 3 | 16 | 0 | 1000.6996 | 0
2036 | 3 | 16 | 1 | 941.0138 | 0
2036 | 3 | 16 | 2 | 930.5766 | 0
2036 | 3 | 16 | 3 | 926.4418 | 0
2036 | 3 | 16 | 4 | 916.5624 | 0
2036 | 3 | 16 | 5 | 911.6922 | 0
2036 | 3 | 16 | 6 | 924.871 | 0
2036 | 3 | 16 | 7 | 935.8059 | 0
2036 | 3 | 16 | 8 | 949.6688 | 0
2036 | 3 | 16 | 9 | 968.7083 | 0
2036 | 3 | 16 | 10 | 997.4477 | 0
2036 | 3 | 16 | 11 | 1026.1872 | 0
2036 | 3 | 16 | 12 | 1042.3532 | 0
2036 | 3 | 16 | 13 | 1038.8443 | 0
2036 | 3 | 16 | 14 | 1038.4753 | 0
2036 | 3 | 16 | 15 | 1035.9965 | 0
2036 | 3 | 16 | 16 | 1032.2605 | 0
2036 | 3 | 16 | 17 | 1035.6569 | 0
2036 | 3 | 16 | 18 | 1027.4274 | 0
2036 | 3 | 16 | 19 | 1038.4876 | 0
2036 | 3 | 16 | 20 | 1049.1732 | 0
2036 | 3 | 16 | 21 | 1019.6689 | 0
2036 | 3 | 16 | 22 | 1009.8958 | 0
2036 | 3 | 16 | 23 | 997.4879 | 0
2036 | 3 | 17 | 0 | 981.8294 | 0
2036 | 3 | 17 | 1 | 1045.687 | 0
2036 | 3 | 17 | 2 | 1075.4566 | 25.4566
2036 | 3 | 17 | 3 | 1105.2263 | 55.2263
2036 | 3 | 17 | 4 | 1097.7635 | 47.7635
2036 | 3 | 17 | 5 | 1106.6529 | 56.6529
2036 | 3 | 17 | 6 | 1146.3534 | 96.3534
2036 | 3 | 17 | 7 | 1188.544 | 138.544
2036 | 3 | 17 | 8 | 1204.8451 | 154.8451
2036 | 3 | 17 | 9 | 1227.6235 | 177.6235
2036 | 3 | 17 | 10 | 1245.4873 | 195.4873
2036 | 3 | 17 | 11 | 1270.8736 | 220.8736
2036 | 3 | 17 | 12 | 1269.0205 | 219.0205
2036 | 3 | 17 | 13 | 1265.7364 | 215.7364
2036 | 3 | 17 | 14 | 1263.0361 | 213.0361
2036 | 3 | 17 | 15 | 1261.1375 | 211.1375
2036 | 3 | 17 | 16 | 1281.1727 | 231.1727
2036 | 3 | 17 | 17 | 1286.6419 | 236.6419
2036 | 3 | 17 | 18 | 1288.7801 | 238.7801
2036 | 3 | 17 | 19 | 1267.589 | 217.589
2036 | 3 | 17 | 20 | 1265.1686 | 215.1686
2036 | 3 | 17 | 21 | 1241.5333 | 191.5333
2036 | 3 | 17 | 22 | 1224.7045 | 174.7045
2036 | 3 | 17 | 23 | 1202.0793 | 152.0793
2036 | 3 | 18 | 0 | 1184.3002 | 134.3002
2036 | 3 | 18 | 1 | 1109.9761 | 59.9761
2036 | 3 | 18 | 2 | 1035.6521 | 0
2036 | 3 | 18 | 3 | 1028.1448 | 0
2036 | 3 | 18 | 4 | 1024.0126 | 0
2036 | 3 | 18 | 5 | 1032.0606 | 0
2036 | 3 | 18 | 6 | 1065.8219 | 15.8219
2036 | 3 | 18 | 7 | 1111.5901 | 61.5901
2036 | 3 | 18 | 8 | 1137.0873 | 87.0873
2036 | 3 | 18 | 9 | 1159.2248 | 109.2248
2036 | 3 | 18 | 10 | 1185.0995 | 135.0995
2036 | 3 | 18 | 11 | 1212.0649 | 162.0649
2036 | 3 | 18 | 12 | 1218.8123 | 168.8123
2036 | 3 | 18 | 13 | 1217.5035 | 167.5035
2036 | 3 | 18 | 14 | 1209.7306 | 159.7306
2036 | 3 | 18 | 15 | 1201.4283 | 151.4283
2036 | 3 | 18 | 16 | 1172.2018 | 122.2018
2036 | 3 | 18 | 17 | 1174.4892 | 124.4892
2036 | 3 | 18 | 18 | 1183.1 | 133.1
2036 | 3 | 18 | 19 | 1183.4364 | 133.4364
2036 | 3 | 18 | 20 | 1167.7856 | 117.7856
2036 | 3 | 18 | 21 | 1152.1347 | 102.1347
2036 | 3 | 18 | 22 | 1135.0158 | 85.0158
2036 | 3 | 18 | 23 | 1110.671 | 60.671
2036 | 3 | 19 | 0 | 1094.6834 | 44.6834
2036 | 3 | 19 | 1 | 1106.6517 | 56.6517
2036 | 3 | 19 | 2 | 1089.5522 | 39.5522
2036 | 3 | 19 | 3 | 1078.479 | 28.479
2036 | 3 | 19 | 4 | 1071.1772 | 21.1772
2036 | 3 | 19 | 5 | 1080.1204 | 30.1204
2036 | 3 | 19 | 6 | 1116.0748 | 66.0748
2036 | 3 | 19 | 7 | 1152.7198 | 102.7198
2036 | 3 | 19 | 8 | 1154.735 | 104.735
2036 | 3 | 19 | 9 | 1159.949 | 109.949
2036 | 3 | 19 | 10 | 1194.171 | 144.171
2036 | 3 | 19 | 11 | 1207.4688 | 157.4688
2036 | 3 | 19 | 12 | 1220.7667 | 170.7667
2036 | 3 | 19 | 13 | 1227.262 | 177.262
2036 | 3 | 19 | 14 | 1220.3713 | 170.3713
2036 | 3 | 19 | 15 | 1219.1291 | 169.1291
2036 | 3 | 19 | 16 | 1212.4577 | 162.4577
2036 | 3 | 19 | 17 | 1205.1813 | 155.1813
2036 | 3 | 19 | 18 | 1209.1219 | 159.1219
2036 | 3 | 19 | 19 | 1207.9135 | 157.9135
2036 | 3 | 19 | 20 | 1214.5382 | 164.5382
2036 | 3 | 19 | 21 | 1180.4673 | 130.4673
2036 | 3 | 19 | 22 | 1158.6159 | 108.6159
2036 | 3 | 19 | 23 | 1127.3675 | 77.3675
2036 | 3 | 20 | 0 | 1104.7194 | 54.7194
2036 | 3 | 20 | 1 | 1099.507 | 49.507
2036 | 3 | 20 | 2 | 1082.7492 | 32.7492
2036 | 3 | 20 | 3 | 1072.3388 | 22.3388
2036 | 3 | 20 | 4 | 1067.1481 | 17.1481
2036 | 3 | 20 | 5 | 1077.2708 | 27.2708
2036 | 3 | 20 | 6 | 1122.7785 | 72.7785
2036 | 3 | 20 | 7 | 1174.7756 | 124.7756
2036 | 3 | 20 | 8 | 1183.5622 | 133.5622
2036 | 3 | 20 | 9 | 1197.1578 | 147.1578
2036 | 3 | 20 | 10 | 1216.0672 | 166.0672
2036 | 3 | 20 | 11 | 1245.0509 | 195.0509
2036 | 3 | 20 | 12 | 1243.5843 | 193.5843
2036 | 3 | 20 | 13 | 1250.2407 | 200.2407
2036 | 3 | 20 | 14 | 1243.7732 | 193.7732
2036 | 3 | 20 | 15 | 1232.8112 | 182.8112
2036 | 3 | 20 | 16 | 1229.2874 | 179.2874
2036 | 3 | 20 | 17 | 1226.8798 | 176.8798
2036 | 3 | 20 | 18 | 1195.5494 | 145.5494
2036 | 3 | 20 | 19 | 1203.2448 | 153.2448
2036 | 3 | 20 | 20 | 1198.8733 | 148.8733
2036 | 3 | 20 | 21 | 1181.673 | 131.673
2036 | 3 | 20 | 22 | 1152.6852 | 102.6852
2036 | 3 | 20 | 23 | 1126.1096 | 76.1096
2036 | 3 | 21 | 0 | 1110.7357 | 60.7357
2036 | 3 | 21 | 1 | 1130.7702 | 80.7702
2036 | 3 | 21 | 2 | 1124.1193 | 74.1193
2036 | 3 | 21 | 3 | 1117.3966 | 67.3966
2036 | 3 | 21 | 4 | 1115.7584 | 65.7584
2036 | 3 | 21 | 5 | 1128.4337 | 78.4337
2036 | 3 | 21 | 6 | 1166.7545 | 116.7545
2036 | 3 | 21 | 7 | 1203.5905 | 153.5905
2036 | 3 | 21 | 8 | 1207.8916 | 157.8916
2036 | 3 | 21 | 9 | 1210.8278 | 160.8278
2036 | 3 | 21 | 10 | 1234.0177 | 184.0177
2036 | 3 | 21 | 11 | 1248.146 | 198.146
2036 | 3 | 21 | 12 | 1249.3104 | 199.3104
2036 | 3 | 21 | 13 | 1248.6948 | 198.6948
2036 | 3 | 21 | 14 | 1242.1683 | 192.1683
2036 | 3 | 21 | 15 | 1235.2124 | 185.2124
2036 | 3 | 21 | 16 | 1231.4238 | 181.4238
2036 | 3 | 21 | 17 | 1222.7048 | 172.7048
2036 | 3 | 21 | 18 | 1203.4926 | 153.4926
2036 | 3 | 21 | 19 | 1220.9705 | 170.9705
2036 | 3 | 21 | 20 | 1228.8418 | 178.8418
2036 | 3 | 21 | 21 | 1212.9648 | 162.9648
2036 | 3 | 21 | 22 | 1200.2343 | 150.2343
2036 | 3 | 21 | 23 | 1181.1925 | 131.1925
2036 | 3 | 22 | 0 | 1173.6394 | 123.6394
2036 | 3 | 22 | 1 | 1093.3184 | 43.3184
2036 | 3 | 22 | 2 | 1012.9974 | 0
2036 | 3 | 22 | 3 | 1006.8214 | 0
2036 | 3 | 22 | 4 | 1005.6193 | 0
2036 | 3 | 22 | 5 | 1020.3884 | 0
2036 | 3 | 22 | 6 | 1059.2378 | 9.2378
2036 | 3 | 22 | 7 | 1064.7677 | 14.7677
2036 | 3 | 22 | 8 | 1070.2977 | 20.2977
2036 | 3 | 22 | 9 | 1075.4838 | 25.4838
2036 | 3 | 22 | 10 | 1101.1181 | 51.1181
2036 | 3 | 22 | 11 | 1113.0647 | 63.0647
2036 | 3 | 22 | 12 | 1117.0718 | 67.0718
2036 | 3 | 22 | 13 | 1122.0687 | 72.0687
2036 | 3 | 22 | 14 | 1120.9718 | 70.9718
2036 | 3 | 22 | 15 | 1114.1865 | 64.1865
2036 | 3 | 22 | 16 | 1111.0238 | 61.0238
2036 | 3 | 22 | 17 | 1104.1762 | 54.1762
2036 | 3 | 22 | 18 | 1088.8756 | 38.8756
2036 | 3 | 22 | 19 | 1095.1997 | 45.1997
2036 | 3 | 22 | 20 | 1109.2536 | 59.2536
2036 | 3 | 22 | 21 | 1097.8454 | 47.8454
2036 | 3 | 22 | 22 | 1078.0802 | 28.0802
2036 | 3 | 22 | 23 | 1060.2897 | 10.2897
2036 | 3 | 23 | 0 | 1071.103 | 21.103
2036 | 3 | 23 | 1 | 1017.3325 | 0
2036 | 3 | 23 | 2 | 1005.5633 | 0
2036 | 3 | 23 | 3 | 994.5425 | 0
2036 | 3 | 23 | 4 | 993.1251 | 0
2036 | 3 | 23 | 5 | 1003.8195 | 0
2036 | 3 | 23 | 6 | 1032.8764 | 0
2036 | 3 | 23 | 7 | 1027.1374 | 0
2036 | 3 | 23 | 8 | 1021.3983 | 0
2036 | 3 | 23 | 9 | 1028.6285 | 0
2036 | 3 | 23 | 10 | 1058.146 | 8.146
2036 | 3 | 23 | 11 | 1074.6282 | 24.6282
2036 | 3 | 23 | 12 | 1091.1103 | 41.1103
2036 | 3 | 23 | 13 | 1097.5127 | 47.5127
2036 | 3 | 23 | 14 | 1093.8444 | 43.8444
2036 | 3 | 23 | 15 | 1091.3014 | 41.3014
2036 | 3 | 23 | 16 | 1090.8484 | 40.8484
2036 | 3 | 23 | 17 | 1083.9102 | 33.9102
2036 | 3 | 23 | 18 | 1096.0008 | 46.0008
2036 | 3 | 23 | 19 | 1094.5225 | 44.5225
2036 | 3 | 23 | 20 | 1102.7993 | 52.7993
2036 | 3 | 23 | 21 | 1080.0104 | 30.0104
2036 | 3 | 23 | 22 | 1061.6275 | 11.6275
2036 | 3 | 23 | 23 | 1044.309 | 0
2036 | 3 | 24 | 0 | 1036.2178 | 0
2036 | 3 | 24 | 1 | 1100.834 | 50.834
2036 | 3 | 24 | 2 | 1085.327 | 35.327
2036 | 3 | 24 | 3 | 1085.0556 | 35.0556
2036 | 3 | 24 | 4 | 1092.0027 | 42.0027
2036 | 3 | 24 | 5 | 1110.9564 | 60.9564
2036 | 3 | 24 | 6 | 1150.3346 | 100.3346
2036 | 3 | 24 | 7 | 1191.2054 | 141.2054
2036 | 3 | 24 | 8 | 1207.8247 | 157.8247
2036 | 3 | 24 | 9 | 1217.4072 | 167.4072
2036 | 3 | 24 | 10 | 1218.4507 | 168.4507
2036 | 3 | 24 | 11 | 1219.7338 | 169.7338
2036 | 3 | 24 | 12 | 1228.4396 | 178.4396
2036 | 3 | 24 | 13 | 1220.0747 | 170.0747
2036 | 3 | 24 | 14 | 1210.9836 | 160.9836
2036 | 3 | 24 | 15 | 1217.1356 | 167.1356
2036 | 3 | 24 | 16 | 1231.0594 | 181.0594
2036 | 3 | 24 | 17 | 1231.825 | 181.825
2036 | 3 | 24 | 18 | 1232.1628 | 182.1628
2036 | 3 | 24 | 19 | 1219.2964 | 169.2964
2036 | 3 | 24 | 20 | 1230.3 | 180.3
2036 | 3 | 24 | 21 | 1197.7098 | 147.7098
2036 | 3 | 24 | 22 | 1180.0966 | 130.0966
2036 | 3 | 24 | 23 | 1151.129 | 101.129
2036 | 3 | 25 | 0 | 1129.5663 | 79.5663
2036 | 3 | 25 | 1 | 1108.9797 | 58.9797
2036 | 3 | 25 | 2 | 1088.3932 | 38.3932
2036 | 3 | 25 | 3 | 1085.4233 | 35.4233
2036 | 3 | 25 | 4 | 1083.4975 | 33.4975
2036 | 3 | 25 | 5 | 1094.3772 | 44.3772
2036 | 3 | 25 | 6 | 1131.6359 | 81.6359
2036 | 3 | 25 | 7 | 1170.2602 | 120.2602
2036 | 3 | 25 | 8 | 1193.3195 | 143.3195
2036 | 3 | 25 | 9 | 1220.7602 | 170.7602
2036 | 3 | 25 | 10 | 1237.336 | 187.336
2036 | 3 | 25 | 11 | 1249.4478 | 199.4478
2036 | 3 | 25 | 12 | 1248.7564 | 198.7564
2036 | 3 | 25 | 13 | 1231.4519 | 181.4519
2036 | 3 | 25 | 14 | 1211.7372 | 161.7372
2036 | 3 | 25 | 15 | 1207.1782 | 157.1782
2036 | 3 | 25 | 16 | 1207.2042 | 157.2042
2036 | 3 | 25 | 17 | 1210.7518 | 160.7518
2036 | 3 | 25 | 18 | 1218.7499 | 168.7499
2036 | 3 | 25 | 19 | 1218.2216 | 168.2216
2036 | 3 | 25 | 20 | 1217.6932 | 167.6932
2036 | 3 | 25 | 21 | 1197.1819 | 147.1819
2036 | 3 | 25 | 22 | 1177.5538 | 127.5538
2036 | 3 | 25 | 23 | 1144.5178 | 94.5178
2036 | 3 | 26 | 0 | 1119.6224 | 69.6224
2036 | 3 | 26 | 1 | 1101.7384 | 51.7384
2036 | 3 | 26 | 2 | 1091.5542 | 41.5542
2036 | 3 | 26 | 3 | 1087.2765 | 37.2765
2036 | 3 | 26 | 4 | 1086.0981 | 36.0981
2036 | 3 | 26 | 5 | 1100.0629 | 50.0629
2036 | 3 | 26 | 6 | 1142.8524 | 92.8524
2036 | 3 | 26 | 7 | 1179.241 | 129.241
2036 | 3 | 26 | 8 | 1197.7061 | 147.7061
2036 | 3 | 26 | 9 | 1219.4916 | 169.4916
2036 | 3 | 26 | 10 | 1229.8128 | 179.8128
2036 | 3 | 26 | 11 | 1233.1067 | 183.1067
2036 | 3 | 26 | 12 | 1233.9368 | 183.9368
2036 | 3 | 26 | 13 | 1219.8766 | 169.8766
2036 | 3 | 26 | 14 | 1208.1503 | 158.1503
2036 | 3 | 26 | 15 | 1211.9259 | 161.9259
2036 | 3 | 26 | 16 | 1228.2494 | 178.2494
2036 | 3 | 26 | 17 | 1230.9934 | 180.9934
2036 | 3 | 26 | 18 | 1238.7565 | 188.7565
2036 | 3 | 26 | 19 | 1225.033 | 175.033
2036 | 3 | 26 | 20 | 1235.3552 | 185.3552
2036 | 3 | 26 | 21 | 1216.6647 | 166.6647
2036 | 3 | 26 | 22 | 1191.3652 | 141.3652
2036 | 3 | 26 | 23 | 1157.0627 | 107.0627
2036 | 3 | 27 | 0 | 1129.2379 | 79.2379
2036 | 3 | 27 | 1 | 1085.2385 | 35.2385
2036 | 3 | 27 | 2 | 1074.7272 | 24.7272
2036 | 3 | 27 | 3 | 1070.412 | 20.412
2036 | 3 | 27 | 4 | 1067.679 | 17.679
2036 | 3 | 27 | 5 | 1083.7263 | 33.7263
2036 | 3 | 27 | 6 | 1136.4523 | 86.4523
2036 | 3 | 27 | 7 | 1188.3102 | 138.3102
2036 | 3 | 27 | 8 | 1201.0638 | 151.0638
2036 | 3 | 27 | 9 | 1227.3134 | 177.3134
2036 | 3 | 27 | 10 | 1233.5891 | 183.5891
2036 | 3 | 27 | 11 | 1237.2029 | 187.2029
2036 | 3 | 27 | 12 | 1238.4766 | 188.4766
2036 | 3 | 27 | 13 | 1223.944 | 173.944
2036 | 3 | 27 | 14 | 1207.4688 | 157.4688
2036 | 3 | 27 | 15 | 1206.3193 | 156.3193
2036 | 3 | 27 | 16 | 1218.8081 | 168.8081
2036 | 3 | 27 | 17 | 1222.3025 | 172.3025
2036 | 3 | 27 | 18 | 1215.5631 | 165.5631
2036 | 3 | 27 | 19 | 1197.4223 | 147.4223
2036 | 3 | 27 | 20 | 1198.5447 | 148.5447
2036 | 3 | 27 | 21 | 1176.8573 | 126.8573
2036 | 3 | 27 | 22 | 1145.0338 | 95.0338
2036 | 3 | 27 | 23 | 1106.8096 | 56.8096
2036 | 3 | 28 | 0 | 1081.2125 | 31.2125
2036 | 3 | 28 | 1 | 1049.7585 | 0
2036 | 3 | 28 | 2 | 1018.3045 | 0
2036 | 3 | 28 | 3 | 1009.9859 | 0
2036 | 3 | 28 | 4 | 1007.6765 | 0
2036 | 3 | 28 | 5 | 1020.5137 | 0
2036 | 3 | 28 | 6 | 1065.4517 | 15.4517
2036 | 3 | 28 | 7 | 1111.2911 | 61.2911
2036 | 3 | 28 | 8 | 1111.9051 | 61.9051
2036 | 3 | 28 | 9 | 1113.9852 | 63.9852
2036 | 3 | 28 | 10 | 1127.5799 | 77.5799
2036 | 3 | 28 | 11 | 1141.1746 | 91.1746
2036 | 3 | 28 | 12 | 1140.6019 | 90.6019
2036 | 3 | 28 | 13 | 1142.4946 | 92.4946
2036 | 3 | 28 | 14 | 1139.2123 | 89.2123
2036 | 3 | 28 | 15 | 1131.909 | 81.909
2036 | 3 | 28 | 16 | 1125.1993 | 75.1993
2036 | 3 | 28 | 17 | 1121.9337 | 71.9337
2036 | 3 | 28 | 18 | 1107.7178 | 57.7178
2036 | 3 | 28 | 19 | 1098.5511 | 48.5511
2036 | 3 | 28 | 20 | 1116.2936 | 66.2936
2036 | 3 | 28 | 21 | 1093.1258 | 43.1258
2036 | 3 | 28 | 22 | 1074.6498 | 24.6498
2036 | 3 | 28 | 23 | 1048.7991 | 0
2036 | 3 | 29 | 0 | 1031.1681 | 0
2036 | 3 | 29 | 1 | 994.8386 | 0
2036 | 3 | 29 | 2 | 958.5091 | 0
2036 | 3 | 29 | 3 | 954.5739 | 0
2036 | 3 | 29 | 4 | 955.468 | 0
2036 | 3 | 29 | 5 | 970.0943 | 0
2036 | 3 | 29 | 6 | 1011.9288 | 0
2036 | 3 | 29 | 7 | 1032.4694 | 0
2036 | 3 | 29 | 8 | 1027.7499 | 0
2036 | 3 | 29 | 9 | 1036.5714 | 0
2036 | 3 | 29 | 10 | 1062.5838 | 12.5838
2036 | 3 | 29 | 11 | 1074.4635 | 24.4635
2036 | 3 | 29 | 12 | 1073.6777 | 23.6777
2036 | 3 | 29 | 13 | 1070.6947 | 20.6947
2036 | 3 | 29 | 14 | 1061.7884 | 11.7884
2036 | 3 | 29 | 15 | 1054.6345 | 4.6345
2036 | 3 | 29 | 16 | 1053.0708 | 3.0708
2036 | 3 | 29 | 17 | 1047.2428 | 0
2036 | 3 | 29 | 18 | 1046.1984 | 0
2036 | 3 | 29 | 19 | 1045.1539 | 0
2036 | 3 | 29 | 20 | 1039.7686 | 0
2036 | 3 | 29 | 21 | 1034.3832 | 0
2036 | 3 | 29 | 22 | 1009.2823 | 0
2036 | 3 | 29 | 23 | 982.6155 | 0
2036 | 3 | 30 | 0 | 970.0523 | 0
2036 | 3 | 30 | 1 | 923.7064 | 0
2036 | 3 | 30 | 2 | 915.1989 | 0
2036 | 3 | 30 | 3 | 906.6915 | 0
2036 | 3 | 30 | 4 | 914.8721 | 0
2036 | 3 | 30 | 5 | 925.9443 | 0
2036 | 3 | 30 | 6 | 953.4359 | 0
2036 | 3 | 30 | 7 | 955.439 | 0
2036 | 3 | 30 | 8 | 957.4422 | 0
2036 | 3 | 30 | 9 | 968.6887 | 0
2036 | 3 | 30 | 10 | 991.3865 | 0
2036 | 3 | 30 | 11 | 1007.7295 | 0
2036 | 3 | 30 | 12 | 1013.6533 | 0
2036 | 3 | 30 | 13 | 1017.7811 | 0
2036 | 3 | 30 | 14 | 1012.9769 | 0
2036 | 3 | 30 | 15 | 1008.9812 | 0
2036 | 3 | 30 | 16 | 1006.8177 | 0
2036 | 3 | 30 | 17 | 1014.6747 | 0
2036 | 3 | 30 | 18 | 1011.2476 | 0
2036 | 3 | 30 | 19 | 1007.8205 | 0
2036 | 3 | 30 | 20 | 1021.7513 | 0
2036 | 3 | 30 | 21 | 987.6717 | 0
2036 | 3 | 30 | 22 | 964.4809 | 0
2036 | 3 | 30 | 23 | 944.2918 | 0
2036 | 3 | 31 | 0 | 931.7319 | 0
2036 | 3 | 31 | 1 | 970.4778 | 0
2036 | 3 | 31 | 2 | 1009.2237 | 0
2036 | 3 | 31 | 3 | 999.5251 | 0
2036 | 3 | 31 | 4 | 1004.0946 | 0
2036 | 3 | 31 | 5 | 1024.525 | 0
2036 | 3 | 31 | 6 | 1068.2955 | 18.2955
2036 | 3 | 31 | 7 | 1110.5974 | 60.5974
2036 | 3 | 31 | 8 | 1126.8431 | 76.8431
2036 | 3 | 31 | 9 | 1145.8469 | 95.8469
2036 | 3 | 31 | 10 | 1153.6069 | 103.6069
2036 | 3 | 31 | 11 | 1163.9523 | 113.9523
2036 | 3 | 31 | 12 | 1179.8446 | 129.8446
2036 | 3 | 31 | 13 | 1177.6723 | 127.6723
2036 | 3 | 31 | 14 | 1172.7019 | 122.7019
2036 | 3 | 31 | 15 | 1180.5387 | 130.5387
2036 | 3 | 31 | 16 | 1195.296 | 145.296
2036 | 3 | 31 | 17 | 1193.4035 | 143.4035
2036 | 3 | 31 | 18 | 1180.0968 | 130.0968
2036 | 3 | 31 | 19 | 1152.931 | 102.931
2036 | 3 | 31 | 20 | 1166.9389 | 116.9389
2036 | 3 | 31 | 21 | 1142.772 | 92.772
2036 | 3 | 31 | 22 | 1118.6016 | 68.6016
2036 | 3 | 31 | 23 | 1083.9935 | 33.9935
2036 | 4 | 1 | 0 | 1057.1543 | 7.1543
2036 | 4 | 1 | 1 | 973.2085 | 0
2036 | 4 | 1 | 2 | 952.6942 | 0
2036 | 4 | 1 | 3 | 951.4873 | 0
2036 | 4 | 1 | 4 | 958.6412 | 0
2036 | 4 | 1 | 5 | 979.8092 | 0
2036 | 4 | 1 | 6 | 1034.3955 | 0
2036 | 4 | 1 | 7 | 1093.1865 | 43.1865
2036 | 4 | 1 | 8 | 1111.5282 | 61.5282
2036 | 4 | 1 | 9 | 1128.0868 | 78.0868
2036 | 4 | 1 | 10 | 1155.4355 | 105.4355
2036 | 4 | 1 | 11 | 1173.936 | 123.936
2036 | 4 | 1 | 12 | 1177.6548 | 127.6548
2036 | 4 | 1 | 13 | 1170.4127 | 120.4127
2036 | 4 | 1 | 14 | 1166.6894 | 116.6894
2036 | 4 | 1 | 15 | 1161.8356 | 111.8356
2036 | 4 | 1 | 16 | 1150.8572 | 100.8572
2036 | 4 | 1 | 17 | 1151.7498 | 101.7498
2036 | 4 | 1 | 18 | 1145.7173 | 95.7173
2036 | 4 | 1 | 19 | 1127.4417 | 77.4417
2036 | 4 | 1 | 20 | 1135.1523 | 85.1523
2036 | 4 | 1 | 21 | 1098.355 | 48.355
2036 | 4 | 1 | 22 | 1067.4031 | 17.4031
2036 | 4 | 1 | 23 | 1028.5945 | 0
2036 | 4 | 2 | 0 | 1000.0727 | 0
2036 | 4 | 2 | 1 | 1010.0522 | 0
2036 | 4 | 2 | 2 | 991.5646 | 0
2036 | 4 | 2 | 3 | 988.4316 | 0
2036 | 4 | 2 | 4 | 998.8542 | 0
2036 | 4 | 2 | 5 | 1017.6302 | 0
2036 | 4 | 2 | 6 | 1066.2384 | 16.2384
2036 | 4 | 2 | 7 | 1103.4934 | 53.4934
2036 | 4 | 2 | 8 | 1112.8549 | 62.8549
2036 | 4 | 2 | 9 | 1127.0889 | 77.0889
2036 | 4 | 2 | 10 | 1139.4268 | 89.4268
2036 | 4 | 2 | 11 | 1142.9627 | 92.9627
2036 | 4 | 2 | 12 | 1141.5945 | 91.5945
2036 | 4 | 2 | 13 | 1142.5924 | 92.5924
2036 | 4 | 2 | 14 | 1141.5703 | 91.5703
2036 | 4 | 2 | 15 | 1139.1689 | 89.1689
2036 | 4 | 2 | 16 | 1155.1291 | 105.1291
2036 | 4 | 2 | 17 | 1160.5558 | 110.5558
2036 | 4 | 2 | 18 | 1164.7641 | 114.7641
2036 | 4 | 2 | 19 | 1135.316 | 85.316
2036 | 4 | 2 | 20 | 1139.5366 | 89.5366
2036 | 4 | 2 | 21 | 1109.5064 | 59.5064
2036 | 4 | 2 | 22 | 1088.9036 | 38.9036
2036 | 4 | 2 | 23 | 1055.3538 | 5.3538
2036 | 4 | 3 | 0 | 1032.315 | 0
2036 | 4 | 3 | 1 | 998.601 | 0
2036 | 4 | 3 | 2 | 978.9341 | 0
2036 | 4 | 3 | 3 | 973.2425 | 0
2036 | 4 | 3 | 4 | 979.513 | 0
2036 | 4 | 3 | 5 | 997.4161 | 0
2036 | 4 | 3 | 6 | 1052.5398 | 2.5398
2036 | 4 | 3 | 7 | 1109.5215 | 59.5215
2036 | 4 | 3 | 8 | 1120.1699 | 70.1699
2036 | 4 | 3 | 9 | 1131.5718 | 81.5718
2036 | 4 | 3 | 10 | 1134.5425 | 84.5425
2036 | 4 | 3 | 11 | 1131.2565 | 81.2565
2036 | 4 | 3 | 12 | 1133.9742 | 83.9742
2036 | 4 | 3 | 13 | 1131.3627 | 81.3627
2036 | 4 | 3 | 14 | 1132.5707 | 82.5707
2036 | 4 | 3 | 15 | 1125.2156 | 75.2156
2036 | 4 | 3 | 16 | 1118.3878 | 68.3878
2036 | 4 | 3 | 17 | 1110.0989 | 60.0989
2036 | 4 | 3 | 18 | 1092.5723 | 42.5723
2036 | 4 | 3 | 19 | 1087.3341 | 37.3341
2036 | 4 | 3 | 20 | 1103.0121 | 53.0121
2036 | 4 | 3 | 21 | 1083.3341 | 33.3341
2036 | 4 | 3 | 22 | 1054.28 | 4.28
2036 | 4 | 3 | 23 | 1013.92 | 0
2036 | 4 | 4 | 0 | 988.6635 | 0
2036 | 4 | 4 | 1 | 1010.3345 | 0
2036 | 4 | 4 | 2 | 989.7222 | 0
2036 | 4 | 4 | 3 | 987.6012 | 0
2036 | 4 | 4 | 4 | 994.9602 | 0
2036 | 4 | 4 | 5 | 1009.0907 | 0
2036 | 4 | 4 | 6 | 1048.0275 | 0
2036 | 4 | 4 | 7 | 1088.0487 | 38.0487
2036 | 4 | 4 | 8 | 1092.8774 | 42.8774
2036 | 4 | 4 | 9 | 1097.3883 | 47.3883
2036 | 4 | 4 | 10 | 1107.7782 | 57.7782
2036 | 4 | 4 | 11 | 1116.9121 | 66.9121
2036 | 4 | 4 | 12 | 1123.2592 | 73.2592
2036 | 4 | 4 | 13 | 1134.1699 | 84.1699
2036 | 4 | 4 | 14 | 1133.7318 | 83.7318
2036 | 4 | 4 | 15 | 1127.7304 | 77.7304
2036 | 4 | 4 | 16 | 1120.1902 | 70.1902
2036 | 4 | 4 | 17 | 1118.9834 | 68.9834
2036 | 4 | 4 | 18 | 1084.198 | 34.198
2036 | 4 | 4 | 19 | 1087.4005 | 37.4005
2036 | 4 | 4 | 20 | 1089.4464 | 39.4464
2036 | 4 | 4 | 21 | 1076.722 | 26.722
2036 | 4 | 4 | 22 | 1058.2675 | 8.2675
2036 | 4 | 4 | 23 | 1033.6635 | 0
2036 | 4 | 5 | 0 | 1018.9743 | 0
2036 | 4 | 5 | 1 | 966.2494 | 0
2036 | 4 | 5 | 2 | 913.5244 | 0
2036 | 4 | 5 | 3 | 913.0397 | 0
2036 | 4 | 5 | 4 | 915.9615 | 0
2036 | 4 | 5 | 5 | 920.5852 | 0
2036 | 4 | 5 | 6 | 935.9616 | 0
2036 | 4 | 5 | 7 | 951.4132 | 0
2036 | 4 | 5 | 8 | 960.2266 | 0
2036 | 4 | 5 | 9 | 968.3927 | 0
2036 | 4 | 5 | 10 | 988.2145 | 0
2036 | 4 | 5 | 11 | 1002.9744 | 0
2036 | 4 | 5 | 12 | 1006.9594 | 0
2036 | 4 | 5 | 13 | 1008.1043 | 0
2036 | 4 | 5 | 14 | 1008.8658 | 0
2036 | 4 | 5 | 15 | 1002.4298 | 0
2036 | 4 | 5 | 16 | 996.7571 | 0
2036 | 4 | 5 | 17 | 992.1344 | 0
2036 | 4 | 5 | 18 | 964.2211 | 0
2036 | 4 | 5 | 19 | 957.3371 | 0
2036 | 4 | 5 | 20 | 971.8092 | 0
2036 | 4 | 5 | 21 | 946.26 | 0
2036 | 4 | 5 | 22 | 925.5827 | 0
2036 | 4 | 5 | 23 | 911.0603 | 0
2036 | 4 | 6 | 0 | 899.3348 | 0
2036 | 4 | 6 | 1 | 896.7774 | 0
2036 | 4 | 6 | 2 | 886.0166 | 0
2036 | 4 | 6 | 3 | 882.9912 | 0
2036 | 4 | 6 | 4 | 885.1706 | 0
2036 | 4 | 6 | 5 | 892.6441 | 0
2036 | 4 | 6 | 6 | 907.9203 | 0
2036 | 4 | 6 | 7 | 915.4576 | 0
2036 | 4 | 6 | 8 | 917.0671 | 0
2036 | 4 | 6 | 9 | 924.437 | 0
2036 | 4 | 6 | 10 | 946.268 | 0
2036 | 4 | 6 | 11 | 961.4946 | 0
2036 | 4 | 6 | 12 | 973.3407 | 0
2036 | 4 | 6 | 13 | 979.4421 | 0
2036 | 4 | 6 | 14 | 977.9112 | 0
2036 | 4 | 6 | 15 | 974.6661 | 0
2036 | 4 | 6 | 16 | 974.7306 | 0
2036 | 4 | 6 | 17 | 981.1277 | 0
2036 | 4 | 6 | 18 | 980.6244 | 0
2036 | 4 | 6 | 19 | 972.0041 | 0
2036 | 4 | 6 | 20 | 992.1178 | 0
2036 | 4 | 6 | 21 | 972.7911 | 0
2036 | 4 | 6 | 22 | 963.3775 | 0
2036 | 4 | 6 | 23 | 945.3173 | 0
2036 | 4 | 7 | 0 | 931.0222 | 0
2036 | 4 | 7 | 1 | 952.1479 | 0
2036 | 4 | 7 | 2 | 973.2737 | 0
2036 | 4 | 7 | 3 | 972.4338 | 0
2036 | 4 | 7 | 4 | 973.3733 | 0
2036 | 4 | 7 | 5 | 991.3084 | 0
2036 | 4 | 7 | 6 | 1031.9211 | 0
2036 | 4 | 7 | 7 | 1072.0357 | 22.0357
2036 | 4 | 7 | 8 | 1084.7386 | 34.7386
2036 | 4 | 7 | 9 | 1098.6843 | 48.6843
2036 | 4 | 7 | 10 | 1109.9528 | 59.9528
2036 | 4 | 7 | 11 | 1126.034 | 76.034
2036 | 4 | 7 | 12 | 1140.5773 | 90.5773
2036 | 4 | 7 | 13 | 1141.5262 | 91.5262
2036 | 4 | 7 | 14 | 1137.1591 | 87.1591
2036 | 4 | 7 | 15 | 1147.8174 | 97.8174
2036 | 4 | 7 | 16 | 1161.5134 | 111.5134
2036 | 4 | 7 | 17 | 1158.4072 | 108.4072
2036 | 4 | 7 | 18 | 1142.7759 | 92.7759
2036 | 4 | 7 | 19 | 1114.109 | 64.109
2036 | 4 | 7 | 20 | 1131.2842 | 81.2842
2036 | 4 | 7 | 21 | 1111.9658 | 61.9658
2036 | 4 | 7 | 22 | 1092.0103 | 42.0103
2036 | 4 | 7 | 23 | 1061.7621 | 11.7621
2036 | 4 | 8 | 0 | 1039.8528 | 0
2036 | 4 | 8 | 1 | 999.9143 | 0
2036 | 4 | 8 | 2 | 984.6552 | 0
2036 | 4 | 8 | 3 | 981.7619 | 0
2036 | 4 | 8 | 4 | 985.2318 | 0
2036 | 4 | 8 | 5 | 1002.0161 | 0
2036 | 4 | 8 | 6 | 1038.7687 | 0
2036 | 4 | 8 | 7 | 1081.7545 | 31.7545
2036 | 4 | 8 | 8 | 1098.3633 | 48.3633
2036 | 4 | 8 | 9 | 1112.4659 | 62.4659
2036 | 4 | 8 | 10 | 1134.4952 | 84.4952
2036 | 4 | 8 | 11 | 1146.7996 | 96.7996
2036 | 4 | 8 | 12 | 1150.5155 | 100.5155
2036 | 4 | 8 | 13 | 1146.4477 | 96.4477
2036 | 4 | 8 | 14 | 1140.9588 | 90.9588
2036 | 4 | 8 | 15 | 1136.3199 | 86.3199
2036 | 4 | 8 | 16 | 1135.05 | 85.05
2036 | 4 | 8 | 17 | 1135.8708 | 85.8708
2036 | 4 | 8 | 18 | 1134.4428 | 84.4428
2036 | 4 | 8 | 19 | 1109.994 | 59.994
2036 | 4 | 8 | 20 | 1122.7075 | 72.7075
2036 | 4 | 8 | 21 | 1078.099 | 28.099
2036 | 4 | 8 | 22 | 1053.031 | 3.031
2036 | 4 | 8 | 23 | 1016.4427 | 0
2036 | 4 | 9 | 0 | 1020.7676 | 0
2036 | 4 | 9 | 1 | 1063.5616 | 13.5616
2036 | 4 | 9 | 2 | 1051.2382 | 1.2382
2036 | 4 | 9 | 3 | 1051.9033 | 1.9033
2036 | 4 | 9 | 4 | 1058.6146 | 8.6146
2036 | 4 | 9 | 5 | 1076.6702 | 26.6702
2036 | 4 | 9 | 6 | 1109.3482 | 59.3482
2036 | 4 | 9 | 7 | 1142.6053 | 92.6053
2036 | 4 | 9 | 8 | 1157.4806 | 107.4806
2036 | 4 | 9 | 9 | 1160.9796 | 110.9796
2036 | 4 | 9 | 10 | 1178.4106 | 128.4106
2036 | 4 | 9 | 11 | 1185.5293 | 135.5293
2036 | 4 | 9 | 12 | 1191.1126 | 141.1126
2036 | 4 | 9 | 13 | 1192.7844 | 142.7844
2036 | 4 | 9 | 14 | 1194.5219 | 144.5219
2036 | 4 | 9 | 15 | 1192.9272 | 142.9272
2036 | 4 | 9 | 16 | 1193.7344 | 143.7344
2036 | 4 | 9 | 17 | 1200.5718 | 150.5718
2036 | 4 | 9 | 18 | 1213.8575 | 163.8575
2036 | 4 | 9 | 19 | 1198.4087 | 148.4087
2036 | 4 | 9 | 20 | 1206.2478 | 156.2478
2036 | 4 | 9 | 21 | 1189.2086 | 139.2086
2036 | 4 | 9 | 22 | 1169.5907 | 119.5907
2036 | 4 | 9 | 23 | 1139.5109 | 89.5109
2036 | 4 | 10 | 0 | 1119.4095 | 69.4095
2036 | 4 | 10 | 1 | 1088.8082 | 38.8082
2036 | 4 | 10 | 2 | 1058.207 | 8.207
2036 | 4 | 10 | 3 | 1055.9231 | 5.9231
2036 | 4 | 10 | 4 | 1057.4922 | 7.4922
2036 | 4 | 10 | 5 | 1069.0004 | 19.0004
2036 | 4 | 10 | 6 | 1098.6741 | 48.6741
2036 | 4 | 10 | 7 | 1127.8735 | 77.8735
2036 | 4 | 10 | 8 | 1150.5267 | 100.5267
2036 | 4 | 10 | 9 | 1174.959 | 124.959
2036 | 4 | 10 | 10 | 1182.4464 | 132.4464
2036 | 4 | 10 | 11 | 1187.9757 | 137.9757
2036 | 4 | 10 | 12 | 1184.789 | 134.789
2036 | 4 | 10 | 13 | 1180.2774 | 130.2774
2036 | 4 | 10 | 14 | 1176.4246 | 126.4246
2036 | 4 | 10 | 15 | 1171.572 | 121.572
2036 | 4 | 10 | 16 | 1164.0968 | 114.0968
2036 | 4 | 10 | 17 | 1162.118 | 112.118
2036 | 4 | 10 | 18 | 1155.1285 | 105.1285
2036 | 4 | 10 | 19 | 1140.1068 | 90.1068
2036 | 4 | 10 | 20 | 1160.1028 | 110.1028
2036 | 4 | 10 | 21 | 1145.4526 | 95.4526
2036 | 4 | 10 | 22 | 1129.5134 | 79.5134
2036 | 4 | 10 | 23 | 1105.1695 | 55.1695
2036 | 4 | 11 | 0 | 1091.5699 | 41.5699
2036 | 4 | 11 | 1 | 1036.4012 | 0
2036 | 4 | 11 | 2 | 981.2324 | 0
2036 | 4 | 11 | 3 | 966.6094 | 0
2036 | 4 | 11 | 4 | 955.1377 | 0
2036 | 4 | 11 | 5 | 962.7037 | 0
2036 | 4 | 11 | 6 | 984.134 | 0
2036 | 4 | 11 | 7 | 989.3974 | 0
2036 | 4 | 11 | 8 | 983.9032 | 0
2036 | 4 | 11 | 9 | 992.9878 | 0
2036 | 4 | 11 | 10 | 1017.1793 | 0
2036 | 4 | 11 | 11 | 1033.8452 | 0
2036 | 4 | 11 | 12 | 1050.5111 | 0.51109
2036 | 4 | 11 | 13 | 1056.0524 | 6.0524
2036 | 4 | 11 | 14 | 1053.0399 | 3.0399
2036 | 4 | 11 | 15 | 1053.0828 | 3.0828
2036 | 4 | 11 | 16 | 1051.61 | 1.61
2036 | 4 | 11 | 17 | 1045.645 | 0
2036 | 4 | 11 | 18 | 1028.4133 | 0
2036 | 4 | 11 | 19 | 1039.7526 | 0
2036 | 4 | 11 | 20 | 1049.3262 | 0
2036 | 4 | 11 | 21 | 1038.2453 | 0
2036 | 4 | 11 | 22 | 1025.8189 | 0
2036 | 4 | 11 | 23 | 1009.7484 | 0
2036 | 4 | 12 | 0 | 1000.7374 | 0
2036 | 4 | 12 | 1 | 968.8296 | 0
2036 | 4 | 12 | 2 | 936.9218 | 0
2036 | 4 | 12 | 3 | 932.7242 | 0
2036 | 4 | 12 | 4 | 936.5235 | 0
2036 | 4 | 12 | 5 | 944.937 | 0
2036 | 4 | 12 | 6 | 964.543 | 0
2036 | 4 | 12 | 7 | 976.3585 | 0
2036 | 4 | 12 | 8 | 978.8341 | 0
2036 | 4 | 12 | 9 | 988.2778 | 0
2036 | 4 | 12 | 10 | 1017.2907 | 0
2036 | 4 | 12 | 11 | 1034.8467 | 0
2036 | 4 | 12 | 12 | 1041.5979 | 0
2036 | 4 | 12 | 13 | 1047.9496 | 0
2036 | 4 | 12 | 14 | 1044.9509 | 0
2036 | 4 | 12 | 15 | 1041.4643 | 0
2036 | 4 | 12 | 16 | 1034.8155 | 0
2036 | 4 | 12 | 17 | 1029.2037 | 0
2036 | 4 | 12 | 18 | 1009.4133 | 0
2036 | 4 | 12 | 19 | 1000.7314 | 0
2036 | 4 | 12 | 20 | 1015.7199 | 0
2036 | 4 | 12 | 21 | 994.3941 | 0
2036 | 4 | 12 | 22 | 975.6748 | 0
2036 | 4 | 12 | 23 | 956.309 | 0
2036 | 4 | 13 | 0 | 942.4549 | 0
2036 | 4 | 13 | 1 | 912.5693 | 0
2036 | 4 | 13 | 2 | 900.8591 | 0
2036 | 4 | 13 | 3 | 891.7467 | 0
2036 | 4 | 13 | 4 | 890.0629 | 0
2036 | 4 | 13 | 5 | 892.6301 | 0
2036 | 4 | 13 | 6 | 901.5285 | 0
2036 | 4 | 13 | 7 | 905.5505 | 0
2036 | 4 | 13 | 8 | 901.8926 | 0
2036 | 4 | 13 | 9 | 911.7602 | 0
2036 | 4 | 13 | 10 | 934.1737 | 0
2036 | 4 | 13 | 11 | 954.0136 | 0
2036 | 4 | 13 | 12 | 965.578 | 0
2036 | 4 | 13 | 13 | 975.5679 | 0
2036 | 4 | 13 | 14 | 974.8809 | 0
2036 | 4 | 13 | 15 | 967.7357 | 0
2036 | 4 | 13 | 16 | 979.0572 | 0
2036 | 4 | 13 | 17 | 983.7805 | 0
2036 | 4 | 13 | 18 | 977.8329 | 0
2036 | 4 | 13 | 19 | 963.115 | 0
2036 | 4 | 13 | 20 | 991.0855 | 0
2036 | 4 | 13 | 21 | 965.7817 | 0
2036 | 4 | 13 | 22 | 951.8365 | 0
2036 | 4 | 13 | 23 | 934.0955 | 0
2036 | 4 | 14 | 0 | 918.0249 | 0
2036 | 4 | 14 | 1 | 960.5096 | 0
2036 | 4 | 14 | 2 | 969.318 | 0
2036 | 4 | 14 | 3 | 983.885 | 0
2036 | 4 | 14 | 4 | 964.7756 | 0
2036 | 4 | 14 | 5 | 952.9126 | 0
2036 | 4 | 14 | 6 | 991.9054 | 0
2036 | 4 | 14 | 7 | 1019.2481 | 0
2036 | 4 | 14 | 8 | 1014.2411 | 0
2036 | 4 | 14 | 9 | 1037.186 | 0
2036 | 4 | 14 | 10 | 1055.8309 | 5.8309
2036 | 4 | 14 | 11 | 1074.4757 | 24.4757
2036 | 4 | 14 | 12 | 1090.8329 | 40.8329
2036 | 4 | 14 | 13 | 1091.8823 | 41.8823
2036 | 4 | 14 | 14 | 1082.5237 | 32.5237
2036 | 4 | 14 | 15 | 1088.7015 | 38.7015
2036 | 4 | 14 | 16 | 1095.6955 | 45.6955
2036 | 4 | 14 | 17 | 1088.2323 | 38.2323
2036 | 4 | 14 | 18 | 1072.875 | 22.875
2036 | 4 | 14 | 19 | 1057.5758 | 7.5758
2036 | 4 | 14 | 20 | 1072.8206 | 22.8206
2036 | 4 | 14 | 21 | 1058.726 | 8.726
2036 | 4 | 14 | 22 | 1037.7184 | 0
2036 | 4 | 14 | 23 | 1011.2083 | 0
2036 | 4 | 15 | 0 | 989.0911 | 0
2036 | 4 | 15 | 1 | 997.6492 | 0
2036 | 4 | 15 | 2 | 1006.2073 | 0
2036 | 4 | 15 | 3 | 1001.2172 | 0
2036 | 4 | 15 | 4 | 1002.7064 | 0
2036 | 4 | 15 | 5 | 1014.5272 | 0
2036 | 4 | 15 | 6 | 1044.1414 | 0
2036 | 4 | 15 | 7 | 1084.897 | 34.897
2036 | 4 | 15 | 8 | 1110.7779 | 60.7779
2036 | 4 | 15 | 9 | 1125.2505 | 75.2505
2036 | 4 | 15 | 10 | 1150.2056 | 100.2056
2036 | 4 | 15 | 11 | 1164.2291 | 114.2291
2036 | 4 | 15 | 12 | 1172.2941 | 122.2941
2036 | 4 | 15 | 13 | 1167.2052 | 117.2052
2036 | 4 | 15 | 14 | 1163.1358 | 113.1358
2036 | 4 | 15 | 15 | 1155.9587 | 105.9587
2036 | 4 | 15 | 16 | 1149.7786 | 99.7786
2036 | 4 | 15 | 17 | 1151.1535 | 101.1535
2036 | 4 | 15 | 18 | 1153.0991 | 103.0991
2036 | 4 | 15 | 19 | 1125.8431 | 75.8431
2036 | 4 | 15 | 20 | 1149.0991 | 99.0991
2036 | 4 | 15 | 21 | 1123.0316 | 73.0316
2036 | 4 | 15 | 22 | 1099.6815 | 49.6815
2036 | 4 | 15 | 23 | 1065.7322 | 15.7322
2036 | 4 | 16 | 0 | 1041.5437 | 0
2036 | 4 | 16 | 1 | 1031.0545 | 0
2036 | 4 | 16 | 2 | 1018.2591 | 0
2036 | 4 | 16 | 3 | 1010.4276 | 0
2036 | 4 | 16 | 4 | 1012.0369 | 0
2036 | 4 | 16 | 5 | 1023.5148 | 0
2036 | 4 | 16 | 6 | 1053.349 | 3.349
2036 | 4 | 16 | 7 | 1085.3267 | 35.3267
2036 | 4 | 16 | 8 | 1102.7896 | 52.7896
2036 | 4 | 16 | 9 | 1115.0313 | 65.0313
2036 | 4 | 16 | 10 | 1136.2901 | 86.2901
2036 | 4 | 16 | 11 | 1148.1269 | 98.1269
2036 | 4 | 16 | 12 | 1155.0195 | 105.0195
2036 | 4 | 16 | 13 | 1156.5825 | 106.5825
2036 | 4 | 16 | 14 | 1157.123 | 107.123
2036 | 4 | 16 | 15 | 1154.4675 | 104.4675
2036 | 4 | 16 | 16 | 1157.4986 | 107.4986
2036 | 4 | 16 | 17 | 1156.7395 | 106.7395
2036 | 4 | 16 | 18 | 1157.8039 | 107.8039
2036 | 4 | 16 | 19 | 1138.1617 | 88.1617
2036 | 4 | 16 | 20 | 1153.1462 | 103.1462
2036 | 4 | 16 | 21 | 1131.0267 | 81.0267
2036 | 4 | 16 | 22 | 1107.6923 | 57.6923
2036 | 4 | 16 | 23 | 1073.9184 | 23.9184
2036 | 4 | 17 | 0 | 1051.7396 | 1.7396
2036 | 4 | 17 | 1 | 1016.939 | 0
2036 | 4 | 17 | 2 | 1005.3026 | 0
2036 | 4 | 17 | 3 | 996.9852 | 0
2036 | 4 | 17 | 4 | 998.1157 | 0
2036 | 4 | 17 | 5 | 1009.7316 | 0
2036 | 4 | 17 | 6 | 1041.495 | 0
2036 | 4 | 17 | 7 | 1081.7574 | 31.7574
2036 | 4 | 17 | 8 | 1096.2154 | 46.2154
2036 | 4 | 17 | 9 | 1110.66 | 60.66
2036 | 4 | 17 | 10 | 1131.5618 | 81.5618
2036 | 4 | 17 | 11 | 1143.5584 | 93.5584
2036 | 4 | 17 | 12 | 1152.1673 | 102.1673
2036 | 4 | 17 | 13 | 1155.9476 | 105.9476
2036 | 4 | 17 | 14 | 1154.6674 | 104.6674
2036 | 4 | 17 | 15 | 1153.0908 | 103.0908
2036 | 4 | 17 | 16 | 1149.8109 | 99.8109
2036 | 4 | 17 | 17 | 1144.9709 | 94.9709
2036 | 4 | 17 | 18 | 1131.4925 | 81.4925
2036 | 4 | 17 | 19 | 1106.2545 | 56.2545
2036 | 4 | 17 | 20 | 1128.7968 | 78.7968
2036 | 4 | 17 | 21 | 1098.0841 | 48.0841
2036 | 4 | 17 | 22 | 1078.1363 | 28.1363
2036 | 4 | 17 | 23 | 1049.8074 | 0
2036 | 4 | 18 | 0 | 1031.1056 | 0
2036 | 4 | 18 | 1 | 1054.1679 | 4.1679
2036 | 4 | 18 | 2 | 1041.8358 | 0
2036 | 4 | 18 | 3 | 1039.2636 | 0
2036 | 4 | 18 | 4 | 1042.4285 | 0
2036 | 4 | 18 | 5 | 1056.9098 | 6.9098
2036 | 4 | 18 | 6 | 1093.5952 | 43.5952
2036 | 4 | 18 | 7 | 1127.0379 | 77.0379
2036 | 4 | 18 | 8 | 1137.0195 | 87.0195
2036 | 4 | 18 | 9 | 1142.5337 | 92.5337
2036 | 4 | 18 | 10 | 1155.3308 | 105.3308
2036 | 4 | 18 | 11 | 1159.0375 | 109.0375
2036 | 4 | 18 | 12 | 1166.6366 | 116.6366
2036 | 4 | 18 | 13 | 1164.6884 | 114.6884
2036 | 4 | 18 | 14 | 1162.4417 | 112.4417
2036 | 4 | 18 | 15 | 1154.7108 | 104.7108
2036 | 4 | 18 | 16 | 1141.8431 | 91.8431
2036 | 4 | 18 | 17 | 1130.648 | 80.648
2036 | 4 | 18 | 18 | 1119.1362 | 69.1362
2036 | 4 | 18 | 19 | 1112.8718 | 62.8718
2036 | 4 | 18 | 20 | 1130.1192 | 80.1192
2036 | 4 | 18 | 21 | 1114.4173 | 64.4173
2036 | 4 | 18 | 22 | 1094.521 | 44.521
2036 | 4 | 18 | 23 | 1065.8782 | 15.8782
2036 | 4 | 19 | 0 | 1048.9139 | 0
2036 | 4 | 19 | 1 | 975.0763 | 0
2036 | 4 | 19 | 2 | 901.2386 | 0
2036 | 4 | 19 | 3 | 894.5701 | 0
2036 | 4 | 19 | 4 | 895.853 | 0
2036 | 4 | 19 | 5 | 906.9191 | 0
2036 | 4 | 19 | 6 | 928.364 | 0
2036 | 4 | 19 | 7 | 940.4189 | 0
2036 | 4 | 19 | 8 | 952.4738 | 0
2036 | 4 | 19 | 9 | 968.1148 | 0
2036 | 4 | 19 | 10 | 992.4476 | 0
2036 | 4 | 19 | 11 | 1005.2423 | 0
2036 | 4 | 19 | 12 | 1009.7441 | 0
2036 | 4 | 19 | 13 | 1008.7912 | 0
2036 | 4 | 19 | 14 | 1006.7053 | 0
2036 | 4 | 19 | 15 | 1002.3542 | 0
2036 | 4 | 19 | 16 | 1001.1191 | 0
2036 | 4 | 19 | 17 | 1013.3813 | 0
2036 | 4 | 19 | 18 | 996.2973 | 0
2036 | 4 | 19 | 19 | 981.9088 | 0
2036 | 4 | 19 | 20 | 988.1401 | 0
2036 | 4 | 19 | 21 | 970.544 | 0
2036 | 4 | 19 | 22 | 945.2345 | 0
2036 | 4 | 19 | 23 | 919.9535 | 0
2036 | 4 | 20 | 0 | 900.7078 | 0
2036 | 4 | 20 | 1 | 896.7919 | 0
2036 | 4 | 20 | 2 | 882.4913 | 0
2036 | 4 | 20 | 3 | 874.233 | 0
2036 | 4 | 20 | 4 | 875.3017 | 0
2036 | 4 | 20 | 5 | 877.6039 | 0
2036 | 4 | 20 | 6 | 887.5475 | 0
2036 | 4 | 20 | 7 | 889.3959 | 0
2036 | 4 | 20 | 8 | 891.2444 | 0
2036 | 4 | 20 | 9 | 903.9303 | 0
2036 | 4 | 20 | 10 | 929.8885 | 0
2036 | 4 | 20 | 11 | 945.2437 | 0
2036 | 4 | 20 | 12 | 952.998 | 0
2036 | 4 | 20 | 13 | 953.8071 | 0
2036 | 4 | 20 | 14 | 953.9207 | 0
2036 | 4 | 20 | 15 | 954.7325 | 0
2036 | 4 | 20 | 16 | 964.8558 | 0
2036 | 4 | 20 | 17 | 971.4462 | 0
2036 | 4 | 20 | 18 | 972.6338 | 0
2036 | 4 | 20 | 19 | 958.4108 | 0
2036 | 4 | 20 | 20 | 979.5582 | 0
2036 | 4 | 20 | 21 | 963.5461 | 0
2036 | 4 | 20 | 22 | 944.2841 | 0
2036 | 4 | 20 | 23 | 921.9045 | 0
2036 | 4 | 21 | 0 | 905.0972 | 0
2036 | 4 | 21 | 1 | 948.3936 | 0
2036 | 4 | 21 | 2 | 991.69 | 0
2036 | 4 | 21 | 3 | 985.6005 | 0
2036 | 4 | 21 | 4 | 987.5863 | 0
2036 | 4 | 21 | 5 | 999.7289 | 0
2036 | 4 | 21 | 6 | 1038.4642 | 0
2036 | 4 | 21 | 7 | 1075.6356 | 25.6356
2036 | 4 | 21 | 8 | 1083.939 | 33.939
2036 | 4 | 21 | 9 | 1094.4141 | 44.4141
2036 | 4 | 21 | 10 | 1112.3381 | 62.3381
2036 | 4 | 21 | 11 | 1123.4733 | 73.4733
2036 | 4 | 21 | 12 | 1129.3995 | 79.3995
2036 | 4 | 21 | 13 | 1127.174 | 77.174
2036 | 4 | 21 | 14 | 1123.7442 | 73.7442
2036 | 4 | 21 | 15 | 1130.9233 | 80.9233
2036 | 4 | 21 | 16 | 1142.2855 | 92.2855
2036 | 4 | 21 | 17 | 1140.3514 | 90.3514
2036 | 4 | 21 | 18 | 1130.6075 | 80.6075
2036 | 4 | 21 | 19 | 1101.7509 | 51.7509
2036 | 4 | 21 | 20 | 1128.3202 | 78.3202
2036 | 4 | 21 | 21 | 1109.9144 | 59.9144
2036 | 4 | 21 | 22 | 1092.8172 | 42.8172
2036 | 4 | 21 | 23 | 1061.7496 | 11.7496
2036 | 4 | 22 | 0 | 1038.2715 | 0
2036 | 4 | 22 | 1 | 999.2521 | 0
2036 | 4 | 22 | 2 | 960.2328 | 0
2036 | 4 | 22 | 3 | 955.0723 | 0
2036 | 4 | 22 | 4 | 954.0088 | 0
2036 | 4 | 22 | 5 | 974.2138 | 0
2036 | 4 | 22 | 6 | 1013.5327 | 0
2036 | 4 | 22 | 7 | 1066.2544 | 16.2544
2036 | 4 | 22 | 8 | 1079.8729 | 29.8729
2036 | 4 | 22 | 9 | 1085.1773 | 35.1773
2036 | 4 | 22 | 10 | 1103.8341 | 53.8341
2036 | 4 | 22 | 11 | 1114.6157 | 64.6157
2036 | 4 | 22 | 12 | 1121.7121 | 71.7121
2036 | 4 | 22 | 13 | 1119.9065 | 69.9065
2036 | 4 | 22 | 14 | 1113.7296 | 63.7296
2036 | 4 | 22 | 15 | 1107.6517 | 57.6517
2036 | 4 | 22 | 16 | 1105.9941 | 55.9941
2036 | 4 | 22 | 17 | 1107.8276 | 57.8276
2036 | 4 | 22 | 18 | 1110.8747 | 60.8747
2036 | 4 | 22 | 19 | 1090.4971 | 40.4971
2036 | 4 | 22 | 20 | 1095.0436 | 45.0436
2036 | 4 | 22 | 21 | 1062.2511 | 12.2511
2036 | 4 | 22 | 22 | 1034.3529 | 0
2036 | 4 | 22 | 23 | 998.5073 | 0
2036 | 4 | 23 | 0 | 973.6046 | 0
2036 | 4 | 23 | 1 | 982.4211 | 0
2036 | 4 | 23 | 2 | 971.1377 | 0
2036 | 4 | 23 | 3 | 967.4447 | 0
2036 | 4 | 23 | 4 | 971.6732 | 0
2036 | 4 | 23 | 5 | 990.0471 | 0
2036 | 4 | 23 | 6 | 1020.1739 | 0
2036 | 4 | 23 | 7 | 1050.9421 | 0.94212
2036 | 4 | 23 | 8 | 1050.0487 | 0.048713
2036 | 4 | 23 | 9 | 1049.625 | 0
2036 | 4 | 23 | 10 | 1063.9778 | 13.9778
2036 | 4 | 23 | 11 | 1068.571 | 18.571
2036 | 4 | 23 | 12 | 1069.4068 | 19.4068
2036 | 4 | 23 | 13 | 1063.3329 | 13.3329
2036 | 4 | 23 | 14 | 1059.6396 | 9.6396
2036 | 4 | 23 | 15 | 1052.4896 | 2.4896
2036 | 4 | 23 | 16 | 1064.3998 | 14.3998
2036 | 4 | 23 | 17 | 1061.9029 | 11.9029
2036 | 4 | 23 | 18 | 1068.7336 | 18.7336
2036 | 4 | 23 | 19 | 1041.395 | 0
2036 | 4 | 23 | 20 | 1052.3439 | 2.3439
2036 | 4 | 23 | 21 | 1034.0294 | 0
2036 | 4 | 23 | 22 | 1020.4332 | 0
2036 | 4 | 23 | 23 | 998.5667 | 0
2036 | 4 | 24 | 0 | 988.74 | 0
2036 | 4 | 24 | 1 | 968.8605 | 0
2036 | 4 | 24 | 2 | 948.9811 | 0
2036 | 4 | 24 | 3 | 944.8459 | 0
2036 | 4 | 24 | 4 | 946.2418 | 0
2036 | 4 | 24 | 5 | 962.6807 | 0
2036 | 4 | 24 | 6 | 995.8009 | 0
2036 | 4 | 24 | 7 | 1022.4593 | 0
2036 | 4 | 24 | 8 | 1049.1178 | 0
2036 | 4 | 24 | 9 | 1077.092 | 27.092
2036 | 4 | 24 | 10 | 1099.5509 | 49.5509
2036 | 4 | 24 | 11 | 1115.35 | 65.35
2036 | 4 | 24 | 12 | 1136.1653 | 86.1653
2036 | 4 | 24 | 13 | 1139.835 | 89.835
2036 | 4 | 24 | 14 | 1138.8744 | 88.8744
2036 | 4 | 24 | 15 | 1145.672 | 95.672
2036 | 4 | 24 | 16 | 1150.3757 | 100.3757
2036 | 4 | 24 | 17 | 1135.4967 | 85.4967
2036 | 4 | 24 | 18 | 1125.0059 | 75.0059
2036 | 4 | 24 | 19 | 1099.3412 | 49.3412
2036 | 4 | 24 | 20 | 1095.9082 | 45.9082
2036 | 4 | 24 | 21 | 1076.9233 | 26.9233
2036 | 4 | 24 | 22 | 1054.2626 | 4.2626
2036 | 4 | 24 | 23 | 1025.2277 | 0
2036 | 4 | 25 | 0 | 1004.8632 | 0
2036 | 4 | 25 | 1 | 946.1089 | 0
2036 | 4 | 25 | 2 | 932.3223 | 0
2036 | 4 | 25 | 3 | 925.9005 | 0
2036 | 4 | 25 | 4 | 928.8324 | 0
2036 | 4 | 25 | 5 | 947.9666 | 0
2036 | 4 | 25 | 6 | 993.4385 | 0
2036 | 4 | 25 | 7 | 1049.0166 | 0
2036 | 4 | 25 | 8 | 1074.0496 | 24.0496
2036 | 4 | 25 | 9 | 1090.5137 | 40.5137
2036 | 4 | 25 | 10 | 1099.8658 | 49.8658
2036 | 4 | 25 | 11 | 1102.0854 | 52.0854
2036 | 4 | 25 | 12 | 1107.4872 | 57.4872
2036 | 4 | 25 | 13 | 1099.6067 | 49.6067
2036 | 4 | 25 | 14 | 1097.1712 | 47.1712
2036 | 4 | 25 | 15 | 1095.4262 | 45.4262
2036 | 4 | 25 | 16 | 1100.6029 | 50.6029
2036 | 4 | 25 | 17 | 1095.9982 | 45.9982
2036 | 4 | 25 | 18 | 1085.2036 | 35.2036
2036 | 4 | 25 | 19 | 1069.2263 | 19.2263
2036 | 4 | 25 | 20 | 1075.4491 | 25.4491
2036 | 4 | 25 | 21 | 1072.2001 | 22.2001
2036 | 4 | 25 | 22 | 1044.1791 | 0
2036 | 4 | 25 | 23 | 1006.8312 | 0
2036 | 4 | 26 | 0 | 981.2977 | 0
2036 | 4 | 26 | 1 | 933.4468 | 0
2036 | 4 | 26 | 2 | 885.5958 | 0
2036 | 4 | 26 | 3 | 885.7337 | 0
2036 | 4 | 26 | 4 | 891.5172 | 0
2036 | 4 | 26 | 5 | 903.1039 | 0
2036 | 4 | 26 | 6 | 918.182 | 0
2036 | 4 | 26 | 7 | 924.8501 | 0
2036 | 4 | 26 | 8 | 912.5026 | 0
2036 | 4 | 26 | 9 | 909.8572 | 0
2036 | 4 | 26 | 10 | 915.3005 | 0
2036 | 4 | 26 | 11 | 925.6966 | 0
2036 | 4 | 26 | 12 | 937.905 | 0
2036 | 4 | 26 | 13 | 925.8811 | 0
2036 | 4 | 26 | 14 | 916.0946 | 0
2036 | 4 | 26 | 15 | 903.7227 | 0
2036 | 4 | 26 | 16 | 909.8199 | 0
2036 | 4 | 26 | 17 | 905.278 | 0
2036 | 4 | 26 | 18 | 900.6663 | 0
2036 | 4 | 26 | 19 | 891.3651 | 0
2036 | 4 | 26 | 20 | 904.8086 | 0
2036 | 4 | 26 | 21 | 907.2978 | 0
2036 | 4 | 26 | 22 | 903.0269 | 0
2036 | 4 | 26 | 23 | 898.8445 | 0
2036 | 4 | 27 | 0 | 895.8601 | 0
2036 | 4 | 27 | 1 | 854.2271 | 0
2036 | 4 | 27 | 2 | 839.9867 | 0
2036 | 4 | 27 | 3 | 831.3894 | 0
2036 | 4 | 27 | 4 | 827.1681 | 0
2036 | 4 | 27 | 5 | 834.6853 | 0
2036 | 4 | 27 | 6 | 841.4446 | 0
2036 | 4 | 27 | 7 | 848.7734 | 0
2036 | 4 | 27 | 8 | 856.1021 | 0
2036 | 4 | 27 | 9 | 880.1584 | 0
2036 | 4 | 27 | 10 | 906.2655 | 0
2036 | 4 | 27 | 11 | 920.85 | 0
2036 | 4 | 27 | 12 | 928.7763 | 0
2036 | 4 | 27 | 13 | 928.5357 | 0
2036 | 4 | 27 | 14 | 926.6692 | 0
2036 | 4 | 27 | 15 | 934.1058 | 0
2036 | 4 | 27 | 16 | 951.6201 | 0
2036 | 4 | 27 | 17 | 955.2275 | 0
2036 | 4 | 27 | 18 | 953.1097 | 0
2036 | 4 | 27 | 19 | 925.5279 | 0
2036 | 4 | 27 | 20 | 949.4329 | 0
2036 | 4 | 27 | 21 | 934.5127 | 0
2036 | 4 | 27 | 22 | 904.4727 | 0
2036 | 4 | 27 | 23 | 879.9073 | 0
2036 | 4 | 28 | 0 | 855.0347 | 0
2036 | 4 | 28 | 1 | 891.9406 | 0
2036 | 4 | 28 | 2 | 928.8464 | 0
2036 | 4 | 28 | 3 | 924.3234 | 0
2036 | 4 | 28 | 4 | 923.9791 | 0
2036 | 4 | 28 | 5 | 940.4257 | 0
2036 | 4 | 28 | 6 | 977.5195 | 0
2036 | 4 | 28 | 7 | 1019.667 | 0
2036 | 4 | 28 | 8 | 1038.4422 | 0
2036 | 4 | 28 | 9 | 1066.5894 | 16.5894
2036 | 4 | 28 | 10 | 1078.8804 | 28.8804
2036 | 4 | 28 | 11 | 1094.2583 | 44.2583
2036 | 4 | 28 | 12 | 1113.2048 | 63.2048
2036 | 4 | 28 | 13 | 1113.9688 | 63.9688
2036 | 4 | 28 | 14 | 1112.7209 | 62.7209
2036 | 4 | 28 | 15 | 1124.9056 | 74.9056
2036 | 4 | 28 | 16 | 1140.5291 | 90.5291
2036 | 4 | 28 | 17 | 1146.7042 | 96.7042
2036 | 4 | 28 | 18 | 1144.4207 | 94.4207
2036 | 4 | 28 | 19 | 1104.7325 | 54.7325
2036 | 4 | 28 | 20 | 1102.9203 | 52.9203
2036 | 4 | 28 | 21 | 1084.8036 | 34.8036
2036 | 4 | 28 | 22 | 1060.989 | 10.989
2036 | 4 | 28 | 23 | 1024.7707 | 0
2036 | 4 | 29 | 0 | 996.6808 | 0
2036 | 4 | 29 | 1 | 951.9994 | 0
2036 | 4 | 29 | 2 | 907.9666 | 0
2036 | 4 | 29 | 3 | 904.8167 | 0
2036 | 4 | 29 | 4 | 907.3571 | 0
2036 | 4 | 29 | 5 | 927.7737 | 0
2036 | 4 | 29 | 6 | 948.1903 | 0
2036 | 4 | 29 | 7 | 997.9366 | 0
2036 | 4 | 29 | 8 | 1028.703 | 0
2036 | 4 | 29 | 9 | 1051.7148 | 1.7148
2036 | 4 | 29 | 10 | 1070.9854 | 20.9854
2036 | 4 | 29 | 11 | 1082.0183 | 32.0183
2036 | 4 | 29 | 12 | 1089.267 | 39.267
2036 | 4 | 29 | 13 | 1082.3297 | 32.3297
2036 | 4 | 29 | 14 | 1076.4804 | 26.4804
2036 | 4 | 29 | 15 | 1081.7998 | 31.7998
2036 | 4 | 29 | 16 | 1090.4166 | 40.4166
2036 | 4 | 29 | 17 | 1092.3971 | 42.3971
2036 | 4 | 29 | 18 | 1097.1455 | 47.1455
2036 | 4 | 29 | 19 | 1066.1518 | 16.1518
2036 | 4 | 29 | 20 | 1064.7828 | 14.7828
2036 | 4 | 29 | 21 | 1044.9833 | 0
2036 | 4 | 29 | 22 | 1024.6325 | 0
2036 | 4 | 29 | 23 | 990.2425 | 0
2036 | 4 | 30 | 0 | 963.6801 | 0
2036 | 4 | 30 | 1 | 964.0397 | 0
2036 | 4 | 30 | 2 | 922.4582 | 0
2036 | 4 | 30 | 3 | 921.3116 | 0
2036 | 4 | 30 | 4 | 925.1031 | 0
2036 | 4 | 30 | 5 | 934.654 | 0
2036 | 4 | 30 | 6 | 962.6627 | 0
2036 | 4 | 30 | 7 | 990.0244 | 0
2036 | 4 | 30 | 8 | 1016.9343 | 0
2036 | 4 | 30 | 9 | 1033.6562 | 0
2036 | 4 | 30 | 10 | 1042.5152 | 0
2036 | 4 | 30 | 11 | 1049.8963 | 0
2036 | 4 | 30 | 12 | 1057.4188 | 7.4188
2036 | 4 | 30 | 13 | 1050.261 | 0.26102
2036 | 4 | 30 | 14 | 1047.8573 | 0
2036 | 4 | 30 | 15 | 1050.6295 | 0.62946
2036 | 4 | 30 | 16 | 1067.5742 | 17.5742
2036 | 4 | 30 | 17 | 1071.8567 | 21.8567
2036 | 4 | 30 | 18 | 1068.9718 | 18.9718
2036 | 4 | 30 | 19 | 1053.7987 | 3.7987
2036 | 4 | 30 | 20 | 1041.795 | 0
2036 | 4 | 30 | 21 | 1022.6799 | 0
2036 | 4 | 30 | 22 | 1004.8052 | 0
2036 | 4 | 30 | 23 | 977.0982 | 0
2036 | 5 | 1 | 0 | 958.2801 | 0
2036 | 5 | 1 | 1 | 932.7424 | 0
2036 | 5 | 1 | 2 | 877.1705 | 0
2036 | 5 | 1 | 3 | 872.3526 | 0
2036 | 5 | 1 | 4 | 872.5274 | 0
2036 | 5 | 1 | 5 | 878.2764 | 0
2036 | 5 | 1 | 6 | 907.2178 | 0
2036 | 5 | 1 | 7 | 934.4844 | 0
2036 | 5 | 1 | 8 | 945.978 | 0
2036 | 5 | 1 | 9 | 955.8099 | 0
2036 | 5 | 1 | 10 | 961.9113 | 0
2036 | 5 | 1 | 11 | 968.6369 | 0
2036 | 5 | 1 | 12 | 979.807 | 0
2036 | 5 | 1 | 13 | 978.8917 | 0
2036 | 5 | 1 | 14 | 977.3526 | 0
2036 | 5 | 1 | 15 | 982.9355 | 0
2036 | 5 | 1 | 16 | 992.5504 | 0
2036 | 5 | 1 | 17 | 988.9895 | 0
2036 | 5 | 1 | 18 | 972.188 | 0
2036 | 5 | 1 | 19 | 943.9279 | 0
2036 | 5 | 1 | 20 | 954.3579 | 0
2036 | 5 | 1 | 21 | 938.6772 | 0
2036 | 5 | 1 | 22 | 919.0918 | 0
2036 | 5 | 1 | 23 | 900.2248 | 0
2036 | 5 | 2 | 0 | 883.8394 | 0
2036 | 5 | 2 | 1 | 901.3928 | 0
2036 | 5 | 2 | 2 | 861.7148 | 0
2036 | 5 | 2 | 3 | 858.8964 | 0
2036 | 5 | 2 | 4 | 860.8678 | 0
2036 | 5 | 2 | 5 | 863.9819 | 0
2036 | 5 | 2 | 6 | 883.3812 | 0
2036 | 5 | 2 | 7 | 907.8559 | 0
2036 | 5 | 2 | 8 | 911.0207 | 0
2036 | 5 | 2 | 9 | 930.2959 | 0
2036 | 5 | 2 | 10 | 951.6225 | 0
2036 | 5 | 2 | 11 | 962.8992 | 0
2036 | 5 | 2 | 12 | 971.1915 | 0
2036 | 5 | 2 | 13 | 966.393 | 0
2036 | 5 | 2 | 14 | 966.014 | 0
2036 | 5 | 2 | 15 | 965.6106 | 0
2036 | 5 | 2 | 16 | 955.2884 | 0
2036 | 5 | 2 | 17 | 946.0005 | 0
2036 | 5 | 2 | 18 | 936.5082 | 0
2036 | 5 | 2 | 19 | 918.3828 | 0
2036 | 5 | 2 | 20 | 921.9721 | 0
2036 | 5 | 2 | 21 | 915.8644 | 0
2036 | 5 | 2 | 22 | 906.482 | 0
2036 | 5 | 2 | 23 | 895.0853 | 0
2036 | 5 | 3 | 0 | 883.4857 | 0
2036 | 5 | 3 | 1 | 840.3224 | 0
2036 | 5 | 3 | 2 | 768.8968 | 0
2036 | 5 | 3 | 3 | 769.2013 | 0
2036 | 5 | 3 | 4 | 769.4261 | 0
2036 | 5 | 3 | 5 | 764.7734 | 0
2036 | 5 | 3 | 6 | 765.2472 | 0
2036 | 5 | 3 | 7 | 772.8776 | 0
2036 | 5 | 3 | 8 | 772.7575 | 0
2036 | 5 | 3 | 9 | 773.5788 | 0
2036 | 5 | 3 | 10 | 776.3168 | 0
2036 | 5 | 3 | 11 | 786.5561 | 0
2036 | 5 | 3 | 12 | 794.3862 | 0
2036 | 5 | 3 | 13 | 793.9918 | 0
2036 | 5 | 3 | 14 | 798.0007 | 0
2036 | 5 | 3 | 15 | 797.0805 | 0
2036 | 5 | 3 | 16 | 791.5707 | 0
2036 | 5 | 3 | 17 | 787.6964 | 0
2036 | 5 | 3 | 18 | 781.3777 | 0
2036 | 5 | 3 | 19 | 777.0763 | 0
2036 | 5 | 3 | 20 | 771.814 | 0
2036 | 5 | 3 | 21 | 768.2762 | 0
2036 | 5 | 3 | 22 | 769.8769 | 0
2036 | 5 | 3 | 23 | 771.7269 | 0
2036 | 5 | 4 | 0 | 770.3074 | 0
2036 | 5 | 4 | 1 | 732.7598 | 0
2036 | 5 | 4 | 2 | 720.6998 | 0
2036 | 5 | 4 | 3 | 715.9931 | 0
2036 | 5 | 4 | 4 | 712.2215 | 0
2036 | 5 | 4 | 5 | 708.5135 | 0
2036 | 5 | 4 | 6 | 707.7 | 0
2036 | 5 | 4 | 7 | 709.4741 | 0
2036 | 5 | 4 | 8 | 728.6121 | 0
2036 | 5 | 4 | 9 | 752.8671 | 0
2036 | 5 | 4 | 10 | 767.4241 | 0
2036 | 5 | 4 | 11 | 782.2375 | 0
2036 | 5 | 4 | 12 | 790.1668 | 0
2036 | 5 | 4 | 13 | 794.8004 | 0
2036 | 5 | 4 | 14 | 796.5206 | 0
2036 | 5 | 4 | 15 | 800.1362 | 0
2036 | 5 | 4 | 16 | 811.1745 | 0
2036 | 5 | 4 | 17 | 817.7422 | 0
2036 | 5 | 4 | 18 | 823.0815 | 0
2036 | 5 | 4 | 19 | 810.5436 | 0
2036 | 5 | 4 | 20 | 802.027 | 0
2036 | 5 | 4 | 21 | 787.818 | 0
2036 | 5 | 4 | 22 | 772.4155 | 0
2036 | 5 | 4 | 23 | 762.165 | 0
2036 | 5 | 5 | 0 | 746.1677 | 0
2036 | 5 | 5 | 1 | 767.5114 | 0
2036 | 5 | 5 | 2 | 755.3012 | 0
2036 | 5 | 5 | 3 | 750.1105 | 0
2036 | 5 | 5 | 4 | 746.7947 | 0
2036 | 5 | 5 | 5 | 757.2277 | 0
2036 | 5 | 5 | 6 | 786.4132 | 0
2036 | 5 | 5 | 7 | 828.7518 | 0
2036 | 5 | 5 | 8 | 853.049 | 0
2036 | 5 | 5 | 9 | 881.9573 | 0
2036 | 5 | 5 | 10 | 895.7508 | 0
2036 | 5 | 5 | 11 | 913.9268 | 0
2036 | 5 | 5 | 12 | 930.7097 | 0
2036 | 5 | 5 | 13 | 934.783 | 0
2036 | 5 | 5 | 14 | 934.6966 | 0
2036 | 5 | 5 | 15 | 941.9204 | 0
2036 | 5 | 5 | 16 | 951.6961 | 0
2036 | 5 | 5 | 17 | 949.8505 | 0
2036 | 5 | 5 | 18 | 938.6192 | 0
2036 | 5 | 5 | 19 | 905.924 | 0
2036 | 5 | 5 | 20 | 893.3671 | 0
2036 | 5 | 5 | 21 | 872.0818 | 0
2036 | 5 | 5 | 22 | 851.4123 | 0
2036 | 5 | 5 | 23 | 824.5138 | 0
2036 | 5 | 6 | 0 | 802.3373 | 0
2036 | 5 | 6 | 1 | 799.1367 | 0
2036 | 5 | 6 | 2 | 788.3708 | 0
2036 | 5 | 6 | 3 | 784.421 | 0
2036 | 5 | 6 | 4 | 782.4398 | 0
2036 | 5 | 6 | 5 | 789.7647 | 0
2036 | 5 | 6 | 6 | 811.5327 | 0
2036 | 5 | 6 | 7 | 854.5166 | 0
2036 | 5 | 6 | 8 | 879.9455 | 0
2036 | 5 | 6 | 9 | 906.6971 | 0
2036 | 5 | 6 | 10 | 925.9921 | 0
2036 | 5 | 6 | 11 | 944.0321 | 0
2036 | 5 | 6 | 12 | 962.999 | 0
2036 | 5 | 6 | 13 | 969.7349 | 0
2036 | 5 | 6 | 14 | 971.4846 | 0
2036 | 5 | 6 | 15 | 981.4567 | 0
2036 | 5 | 6 | 16 | 984.4883 | 0
2036 | 5 | 6 | 17 | 977.4709 | 0
2036 | 5 | 6 | 18 | 972.412 | 0
2036 | 5 | 6 | 19 | 950.4494 | 0
2036 | 5 | 6 | 20 | 924.8518 | 0
2036 | 5 | 6 | 21 | 899.2357 | 0
2036 | 5 | 6 | 22 | 876.9641 | 0
2036 | 5 | 6 | 23 | 849.2766 | 0
2036 | 5 | 7 | 0 | 827.4279 | 0
2036 | 5 | 7 | 1 | 816.7197 | 0
2036 | 5 | 7 | 2 | 804.4432 | 0
2036 | 5 | 7 | 3 | 800.4285 | 0
2036 | 5 | 7 | 4 | 797.5884 | 0
2036 | 5 | 7 | 5 | 803.2035 | 0
2036 | 5 | 7 | 6 | 822.1848 | 0
2036 | 5 | 7 | 7 | 850.9679 | 0
2036 | 5 | 7 | 8 | 876.0021 | 0
2036 | 5 | 7 | 9 | 898.6215 | 0
2036 | 5 | 7 | 10 | 919.0005 | 0
2036 | 5 | 7 | 11 | 933.7633 | 0
2036 | 5 | 7 | 12 | 948.4736 | 0
2036 | 5 | 7 | 13 | 951.5452 | 0
2036 | 5 | 7 | 14 | 952.8107 | 0
2036 | 5 | 7 | 15 | 963.3126 | 0
2036 | 5 | 7 | 16 | 976.3325 | 0
2036 | 5 | 7 | 17 | 974.5713 | 0
2036 | 5 | 7 | 18 | 970.642 | 0
2036 | 5 | 7 | 19 | 941.6616 | 0
2036 | 5 | 7 | 20 | 925.1596 | 0
2036 | 5 | 7 | 21 | 907.7189 | 0
2036 | 5 | 7 | 22 | 890.3036 | 0
2036 | 5 | 7 | 23 | 866.0462 | 0
2036 | 5 | 8 | 0 | 843.0791 | 0
2036 | 5 | 8 | 1 | 788.1425 | 0
2036 | 5 | 8 | 2 | 771.352 | 0
2036 | 5 | 8 | 3 | 766.1261 | 0
2036 | 5 | 8 | 4 | 764.1358 | 0
2036 | 5 | 8 | 5 | 782.0065 | 0
2036 | 5 | 8 | 6 | 819.6263 | 0
2036 | 5 | 8 | 7 | 862.9619 | 0
2036 | 5 | 8 | 8 | 880.6739 | 0
2036 | 5 | 8 | 9 | 899.4369 | 0
2036 | 5 | 8 | 10 | 907.9802 | 0
2036 | 5 | 8 | 11 | 916.4003 | 0
2036 | 5 | 8 | 12 | 926.4365 | 0
2036 | 5 | 8 | 13 | 925.7601 | 0
2036 | 5 | 8 | 14 | 920.0626 | 0
2036 | 5 | 8 | 15 | 921.8636 | 0
2036 | 5 | 8 | 16 | 926.4332 | 0
2036 | 5 | 8 | 17 | 925.7164 | 0
2036 | 5 | 8 | 18 | 924.2285 | 0
2036 | 5 | 8 | 19 | 909.1328 | 0
2036 | 5 | 8 | 20 | 900.1115 | 0
2036 | 5 | 8 | 21 | 877.8293 | 0
2036 | 5 | 8 | 22 | 851.087 | 0
2036 | 5 | 8 | 23 | 818.3837 | 0
2036 | 5 | 9 | 0 | 791.471 | 0
2036 | 5 | 9 | 1 | 814.6907 | 0
2036 | 5 | 9 | 2 | 803.2018 | 0
2036 | 5 | 9 | 3 | 799.11 | 0
2036 | 5 | 9 | 4 | 801.37 | 0
2036 | 5 | 9 | 5 | 812.6031 | 0
2036 | 5 | 9 | 6 | 842.7617 | 0
2036 | 5 | 9 | 7 | 877.8889 | 0
2036 | 5 | 9 | 8 | 886.116 | 0
2036 | 5 | 9 | 9 | 898.3009 | 0
2036 | 5 | 9 | 10 | 910.1407 | 0
2036 | 5 | 9 | 11 | 921.1802 | 0
2036 | 5 | 9 | 12 | 931.6012 | 0
2036 | 5 | 9 | 13 | 933.1431 | 0
2036 | 5 | 9 | 14 | 931.1751 | 0
2036 | 5 | 9 | 15 | 933.5162 | 0
2036 | 5 | 9 | 16 | 932.8895 | 0
2036 | 5 | 9 | 17 | 933.8503 | 0
2036 | 5 | 9 | 18 | 934.648 | 0
2036 | 5 | 9 | 19 | 911.1604 | 0
2036 | 5 | 9 | 20 | 896.6394 | 0
2036 | 5 | 9 | 21 | 876.3005 | 0
2036 | 5 | 9 | 22 | 862.3682 | 0
2036 | 5 | 9 | 23 | 843.2072 | 0
2036 | 5 | 10 | 0 | 826.0769 | 0
2036 | 5 | 10 | 1 | 772.6613 | 0
2036 | 5 | 10 | 2 | 719.2457 | 0
2036 | 5 | 10 | 3 | 715.5809 | 0
2036 | 5 | 10 | 4 | 715.6887 | 0
2036 | 5 | 10 | 5 | 719.2075 | 0
2036 | 5 | 10 | 6 | 732.722 | 0
2036 | 5 | 10 | 7 | 746.2366 | 0
2036 | 5 | 10 | 8 | 765.177 | 0
2036 | 5 | 10 | 9 | 783.4769 | 0
2036 | 5 | 10 | 10 | 798.2244 | 0
2036 | 5 | 10 | 11 | 807.6222 | 0
2036 | 5 | 10 | 12 | 810.4343 | 0
2036 | 5 | 10 | 13 | 806.482 | 0
2036 | 5 | 10 | 14 | 800.757 | 0
2036 | 5 | 10 | 15 | 797.7607 | 0
2036 | 5 | 10 | 16 | 794.6961 | 0
2036 | 5 | 10 | 17 | 786.0384 | 0
2036 | 5 | 10 | 18 | 785.7922 | 0
2036 | 5 | 10 | 19 | 778.9978 | 0
2036 | 5 | 10 | 20 | 784.2021 | 0
2036 | 5 | 10 | 21 | 771.2424 | 0
2036 | 5 | 10 | 22 | 762.6506 | 0
2036 | 5 | 10 | 23 | 750.3208 | 0
2036 | 5 | 11 | 0 | 737.6701 | 0
2036 | 5 | 11 | 1 | 721.9154 | 0
2036 | 5 | 11 | 2 | 710.2955 | 0
2036 | 5 | 11 | 3 | 705.8021 | 0
2036 | 5 | 11 | 4 | 703.8171 | 0
2036 | 5 | 11 | 5 | 704.173 | 0
2036 | 5 | 11 | 6 | 710.7121 | 0
2036 | 5 | 11 | 7 | 718.4878 | 0
2036 | 5 | 11 | 8 | 729.3194 | 0
2036 | 5 | 11 | 9 | 744.9341 | 0
2036 | 5 | 11 | 10 | 756.3471 | 0
2036 | 5 | 11 | 11 | 768.5819 | 0
2036 | 5 | 11 | 12 | 777.5157 | 0
2036 | 5 | 11 | 13 | 777.8999 | 0
2036 | 5 | 11 | 14 | 775.3175 | 0
2036 | 5 | 11 | 15 | 780.0681 | 0
2036 | 5 | 11 | 16 | 789.2153 | 0
2036 | 5 | 11 | 17 | 793.3267 | 0
2036 | 5 | 11 | 18 | 794.7699 | 0
2036 | 5 | 11 | 19 | 785.0461 | 0
2036 | 5 | 11 | 20 | 783.1915 | 0
2036 | 5 | 11 | 21 | 770.9061 | 0
2036 | 5 | 11 | 22 | 755.6263 | 0
2036 | 5 | 11 | 23 | 742.7198 | 0
2036 | 5 | 12 | 0 | 727.1481 | 0
2036 | 5 | 12 | 1 | 754.6419 | 0
2036 | 5 | 12 | 2 | 742.9221 | 0
2036 | 5 | 12 | 3 | 741.0934 | 0
2036 | 5 | 12 | 4 | 740.6661 | 0
2036 | 5 | 12 | 5 | 756.6049 | 0
2036 | 5 | 12 | 6 | 793.1634 | 0
2036 | 5 | 12 | 7 | 840.296 | 0
2036 | 5 | 12 | 8 | 868.1711 | 0
2036 | 5 | 12 | 9 | 887.9046 | 0
2036 | 5 | 12 | 10 | 892.7163 | 0
2036 | 5 | 12 | 11 | 905.5595 | 0
2036 | 5 | 12 | 12 | 920.0932 | 0
2036 | 5 | 12 | 13 | 922.6975 | 0
2036 | 5 | 12 | 14 | 920.014 | 0
2036 | 5 | 12 | 15 | 926.11 | 0
2036 | 5 | 12 | 16 | 935.7229 | 0
2036 | 5 | 12 | 17 | 932.739 | 0
2036 | 5 | 12 | 18 | 921.4147 | 0
2036 | 5 | 12 | 19 | 896.6491 | 0
2036 | 5 | 12 | 20 | 887.7944 | 0
2036 | 5 | 12 | 21 | 865.4963 | 0
2036 | 5 | 12 | 22 | 845.6958 | 0
2036 | 5 | 12 | 23 | 814.7909 | 0
2036 | 5 | 13 | 0 | 787.8867 | 0
2036 | 5 | 13 | 1 | 798.4403 | 0
2036 | 5 | 13 | 2 | 786.5104 | 0
2036 | 5 | 13 | 3 | 784.508 | 0
2036 | 5 | 13 | 4 | 781.6435 | 0
2036 | 5 | 13 | 5 | 795.2074 | 0
2036 | 5 | 13 | 6 | 823.9234 | 0
2036 | 5 | 13 | 7 | 871.6359 | 0
2036 | 5 | 13 | 8 | 902.992 | 0
2036 | 5 | 13 | 9 | 923.4219 | 0
2036 | 5 | 13 | 10 | 925.236 | 0
2036 | 5 | 13 | 11 | 931.0164 | 0
2036 | 5 | 13 | 12 | 939.6949 | 0
2036 | 5 | 13 | 13 | 935.482 | 0
2036 | 5 | 13 | 14 | 928.7294 | 0
2036 | 5 | 13 | 15 | 931.6662 | 0
2036 | 5 | 13 | 16 | 931.3826 | 0
2036 | 5 | 13 | 17 | 928.4308 | 0
2036 | 5 | 13 | 18 | 928.9686 | 0
2036 | 5 | 13 | 19 | 909.815 | 0
2036 | 5 | 13 | 20 | 893.0702 | 0
2036 | 5 | 13 | 21 | 869.494 | 0
2036 | 5 | 13 | 22 | 847.0651 | 0
2036 | 5 | 13 | 23 | 822.5406 | 0
2036 | 5 | 14 | 0 | 799.4448 | 0
2036 | 5 | 14 | 1 | 800.358 | 0
2036 | 5 | 14 | 2 | 788.9193 | 0
2036 | 5 | 14 | 3 | 785.1267 | 0
2036 | 5 | 14 | 4 | 782.989 | 0
2036 | 5 | 14 | 5 | 795.5765 | 0
2036 | 5 | 14 | 6 | 825.5547 | 0
2036 | 5 | 14 | 7 | 863.25 | 0
2036 | 5 | 14 | 8 | 887.9266 | 0
2036 | 5 | 14 | 9 | 908.8594 | 0
2036 | 5 | 14 | 10 | 914.7365 | 0
2036 | 5 | 14 | 11 | 925.5789 | 0
2036 | 5 | 14 | 12 | 937.489 | 0
2036 | 5 | 14 | 13 | 936.1785 | 0
2036 | 5 | 14 | 14 | 932.9753 | 0
2036 | 5 | 14 | 15 | 938.749 | 0
2036 | 5 | 14 | 16 | 951.1585 | 0
2036 | 5 | 14 | 17 | 954.3024 | 0
2036 | 5 | 14 | 18 | 955.4531 | 0
2036 | 5 | 14 | 19 | 934.4775 | 0
2036 | 5 | 14 | 20 | 918.5042 | 0
2036 | 5 | 14 | 21 | 895.7167 | 0
2036 | 5 | 14 | 22 | 872.2928 | 0
2036 | 5 | 14 | 23 | 844.0772 | 0
2036 | 5 | 15 | 0 | 817.7553 | 0
2036 | 5 | 15 | 1 | 801.9964 | 0
2036 | 5 | 15 | 2 | 789.8822 | 0
2036 | 5 | 15 | 3 | 785.2693 | 0
2036 | 5 | 15 | 4 | 784.0969 | 0
2036 | 5 | 15 | 5 | 795.0697 | 0
2036 | 5 | 15 | 6 | 828.4471 | 0
2036 | 5 | 15 | 7 | 870.4256 | 0
2036 | 5 | 15 | 8 | 887.8909 | 0
2036 | 5 | 15 | 9 | 912.5517 | 0
2036 | 5 | 15 | 10 | 919.9732 | 0
2036 | 5 | 15 | 11 | 937.1305 | 0
2036 | 5 | 15 | 12 | 951.4287 | 0
2036 | 5 | 15 | 13 | 956.5407 | 0
2036 | 5 | 15 | 14 | 957.0348 | 0
2036 | 5 | 15 | 15 | 965.5091 | 0
2036 | 5 | 15 | 16 | 973.365 | 0
2036 | 5 | 15 | 17 | 967.2097 | 0
2036 | 5 | 15 | 18 | 954.1029 | 0
2036 | 5 | 15 | 19 | 933.8093 | 0
2036 | 5 | 15 | 20 | 916.105 | 0
2036 | 5 | 15 | 21 | 900.311 | 0
2036 | 5 | 15 | 22 | 880.6377 | 0
2036 | 5 | 15 | 23 | 855.7487 | 0
2036 | 5 | 16 | 0 | 831.3536 | 0
2036 | 5 | 16 | 1 | 771.4323 | 0
2036 | 5 | 16 | 2 | 762.7026 | 0
2036 | 5 | 16 | 3 | 760.0604 | 0
2036 | 5 | 16 | 4 | 764.5486 | 0
2036 | 5 | 16 | 5 | 778.0811 | 0
2036 | 5 | 16 | 6 | 813.8168 | 0
2036 | 5 | 16 | 7 | 858.8769 | 0
2036 | 5 | 16 | 8 | 874.6011 | 0
2036 | 5 | 16 | 9 | 888.4176 | 0
2036 | 5 | 16 | 10 | 896.931 | 0
2036 | 5 | 16 | 11 | 906.3639 | 0
2036 | 5 | 16 | 12 | 913.5233 | 0
2036 | 5 | 16 | 13 | 915.4346 | 0
2036 | 5 | 16 | 14 | 914.112 | 0
2036 | 5 | 16 | 15 | 917.2954 | 0
2036 | 5 | 16 | 16 | 920.9532 | 0
2036 | 5 | 16 | 17 | 915.0885 | 0
2036 | 5 | 16 | 18 | 899.8451 | 0
2036 | 5 | 16 | 19 | 889.51 | 0
2036 | 5 | 16 | 20 | 892.2044 | 0
2036 | 5 | 16 | 21 | 886.5201 | 0
2036 | 5 | 16 | 22 | 866.6351 | 0
2036 | 5 | 16 | 23 | 836.874 | 0
2036 | 5 | 17 | 0 | 811.8482 | 0
2036 | 5 | 17 | 1 | 763.7842 | 0
2036 | 5 | 17 | 2 | 715.7202 | 0
2036 | 5 | 17 | 3 | 711.0489 | 0
2036 | 5 | 17 | 4 | 710.0649 | 0
2036 | 5 | 17 | 5 | 712.6906 | 0
2036 | 5 | 17 | 6 | 721.351 | 0
2036 | 5 | 17 | 7 | 739.7044 | 0
2036 | 5 | 17 | 8 | 758.0544 | 0
2036 | 5 | 17 | 9 | 775.8482 | 0
2036 | 5 | 17 | 10 | 790.0058 | 0
2036 | 5 | 17 | 11 | 800.5292 | 0
2036 | 5 | 17 | 12 | 808.5129 | 0
2036 | 5 | 17 | 13 | 806.8802 | 0
2036 | 5 | 17 | 14 | 804.3842 | 0
2036 | 5 | 17 | 15 | 803.4285 | 0
2036 | 5 | 17 | 16 | 802.8338 | 0
2036 | 5 | 17 | 17 | 801.823 | 0
2036 | 5 | 17 | 18 | 804.1529 | 0
2036 | 5 | 17 | 19 | 795.4298 | 0
2036 | 5 | 17 | 20 | 789.4683 | 0
2036 | 5 | 17 | 21 | 778.0064 | 0
2036 | 5 | 17 | 22 | 769.1555 | 0
2036 | 5 | 17 | 23 | 757.1164 | 0
2036 | 5 | 18 | 0 | 744.9322 | 0
2036 | 5 | 18 | 1 | 714.9834 | 0
2036 | 5 | 18 | 2 | 701.8163 | 0
2036 | 5 | 18 | 3 | 696.3795 | 0
2036 | 5 | 18 | 4 | 691.798 | 0
2036 | 5 | 18 | 5 | 688.8496 | 0
2036 | 5 | 18 | 6 | 686.264 | 0
2036 | 5 | 18 | 7 | 695.2919 | 0
2036 | 5 | 18 | 8 | 711.8019 | 0
2036 | 5 | 18 | 9 | 736.6168 | 0
2036 | 5 | 18 | 10 | 749.0094 | 0
2036 | 5 | 18 | 11 | 762.6589 | 0
2036 | 5 | 18 | 12 | 776.708 | 0
2036 | 5 | 18 | 13 | 783.3098 | 0
2036 | 5 | 18 | 14 | 786.7288 | 0
2036 | 5 | 18 | 15 | 797.6358 | 0
2036 | 5 | 18 | 16 | 809.8681 | 0
2036 | 5 | 18 | 17 | 816.1858 | 0
2036 | 5 | 18 | 18 | 820.0061 | 0
2036 | 5 | 18 | 19 | 802.25 | 0
2036 | 5 | 18 | 20 | 792.2581 | 0
2036 | 5 | 18 | 21 | 779.8778 | 0
2036 | 5 | 18 | 22 | 766.2749 | 0
2036 | 5 | 18 | 23 | 750.5867 | 0
2036 | 5 | 19 | 0 | 731.6531 | 0
2036 | 5 | 19 | 1 | 722.4353 | 0
2036 | 5 | 19 | 2 | 709.4707 | 0
2036 | 5 | 19 | 3 | 703.1051 | 0
2036 | 5 | 19 | 4 | 696.9112 | 0
2036 | 5 | 19 | 5 | 690.9727 | 0
2036 | 5 | 19 | 6 | 692.6101 | 0
2036 | 5 | 19 | 7 | 694.2475 | 0
2036 | 5 | 19 | 8 | 709.7755 | 0
2036 | 5 | 19 | 9 | 732.365 | 0
2036 | 5 | 19 | 10 | 743.303 | 0
2036 | 5 | 19 | 11 | 756.5259 | 0
2036 | 5 | 19 | 12 | 768.81 | 0
2036 | 5 | 19 | 13 | 768.8869 | 0
2036 | 5 | 19 | 14 | 768.8791 | 0
2036 | 5 | 19 | 15 | 775.8668 | 0
2036 | 5 | 19 | 16 | 792.8111 | 0
2036 | 5 | 19 | 17 | 805.5198 | 0
2036 | 5 | 19 | 18 | 807.3687 | 0
2036 | 5 | 19 | 19 | 788.3225 | 0
2036 | 5 | 19 | 20 | 778.3791 | 0
2036 | 5 | 19 | 21 | 763.8219 | 0
2036 | 5 | 19 | 22 | 761.9475 | 0
2036 | 5 | 19 | 23 | 749.9044 | 0
2036 | 5 | 20 | 0 | 755.1767 | 0
2036 | 5 | 20 | 1 | 794.0407 | 0
2036 | 5 | 20 | 2 | 789.9921 | 0
2036 | 5 | 20 | 3 | 786.5425 | 0
2036 | 5 | 20 | 4 | 784.8239 | 0
2036 | 5 | 20 | 5 | 793.1533 | 0
2036 | 5 | 20 | 6 | 815.14 | 0
2036 | 5 | 20 | 7 | 856.7212 | 0
2036 | 5 | 20 | 8 | 873.6999 | 0
2036 | 5 | 20 | 9 | 890.4086 | 0
2036 | 5 | 20 | 10 | 895.3447 | 0
2036 | 5 | 20 | 11 | 898.7342 | 0
2036 | 5 | 20 | 12 | 906.4692 | 0
2036 | 5 | 20 | 13 | 902.7888 | 0
2036 | 5 | 20 | 14 | 895.9585 | 0
2036 | 5 | 20 | 15 | 900.56 | 0
2036 | 5 | 20 | 16 | 902.2849 | 0
2036 | 5 | 20 | 17 | 901.3646 | 0
2036 | 5 | 20 | 18 | 898.1855 | 0
2036 | 5 | 20 | 19 | 878.7724 | 0
2036 | 5 | 20 | 20 | 870.5088 | 0
2036 | 5 | 20 | 21 | 858.9062 | 0
2036 | 5 | 20 | 22 | 847.5869 | 0
2036 | 5 | 20 | 23 | 830.2579 | 0
2036 | 5 | 21 | 0 | 815.5946 | 0
2036 | 5 | 21 | 1 | 804.2799 | 0
2036 | 5 | 21 | 2 | 791.3843 | 0
2036 | 5 | 21 | 3 | 787.4466 | 0
2036 | 5 | 21 | 4 | 786.2575 | 0
2036 | 5 | 21 | 5 | 796.5208 | 0
2036 | 5 | 21 | 6 | 822.1599 | 0
2036 | 5 | 21 | 7 | 863.0197 | 0
2036 | 5 | 21 | 8 | 883.1134 | 0
2036 | 5 | 21 | 9 | 903.3692 | 0
2036 | 5 | 21 | 10 | 922.3788 | 0
2036 | 5 | 21 | 11 | 938.2229 | 0
2036 | 5 | 21 | 12 | 952.5971 | 0
2036 | 5 | 21 | 13 | 955.5293 | 0
2036 | 5 | 21 | 14 | 955.165 | 0
2036 | 5 | 21 | 15 | 964.2489 | 0
2036 | 5 | 21 | 16 | 978.8337 | 0
2036 | 5 | 21 | 17 | 978.3728 | 0
2036 | 5 | 21 | 18 | 973.3844 | 0
2036 | 5 | 21 | 19 | 950.9764 | 0
2036 | 5 | 21 | 20 | 937.7279 | 0
2036 | 5 | 21 | 21 | 912.6509 | 0
2036 | 5 | 21 | 22 | 895.7587 | 0
2036 | 5 | 21 | 23 | 868.4628 | 0
2036 | 5 | 22 | 0 | 842.3341 | 0
2036 | 5 | 22 | 1 | 807.916 | 0
2036 | 5 | 22 | 2 | 794.9035 | 0
2036 | 5 | 22 | 3 | 789.1207 | 0
2036 | 5 | 22 | 4 | 788.2653 | 0
2036 | 5 | 22 | 5 | 796.9206 | 0
2036 | 5 | 22 | 6 | 824.2136 | 0
2036 | 5 | 22 | 7 | 865.0141 | 0
2036 | 5 | 22 | 8 | 891.0923 | 0
2036 | 5 | 22 | 9 | 922.3435 | 0
2036 | 5 | 22 | 10 | 946.9932 | 0
2036 | 5 | 22 | 11 | 969.8227 | 0
2036 | 5 | 22 | 12 | 989.7065 | 0
2036 | 5 | 22 | 13 | 999.3946 | 0
2036 | 5 | 22 | 14 | 1005.3955 | 5.3955
2036 | 5 | 22 | 15 | 1018.2323 | 18.2323
2036 | 5 | 22 | 16 | 1032.6918 | 32.6918
2036 | 5 | 22 | 17 | 1028.2326 | 28.2326
2036 | 5 | 22 | 18 | 1021.6419 | 21.6419
2036 | 5 | 22 | 19 | 993.0231 | 0
2036 | 5 | 22 | 20 | 967.778 | 0
2036 | 5 | 22 | 21 | 933.7043 | 0
2036 | 5 | 22 | 22 | 913.0732 | 0
2036 | 5 | 22 | 23 | 884.1432 | 0
2036 | 5 | 23 | 0 | 857.1578 | 0
2036 | 5 | 23 | 1 | 844.4067 | 0
2036 | 5 | 23 | 2 | 829.2492 | 0
2036 | 5 | 23 | 3 | 821.4036 | 0
2036 | 5 | 23 | 4 | 820.0113 | 0
2036 | 5 | 23 | 5 | 825.0258 | 0
2036 | 5 | 23 | 6 | 852.1661 | 0
2036 | 5 | 23 | 7 | 901.3447 | 0
2036 | 5 | 23 | 8 | 940.3744 | 0
2036 | 5 | 23 | 9 | 977.6804 | 0
2036 | 5 | 23 | 10 | 1014.824 | 14.824
2036 | 5 | 23 | 11 | 1046.1952 | 46.1952
2036 | 5 | 23 | 12 | 1071.2428 | 71.2428
2036 | 5 | 23 | 13 | 1086.0945 | 86.0945
2036 | 5 | 23 | 14 | 1095.2707 | 95.2707
2036 | 5 | 23 | 15 | 1111.2716 | 111.2716
2036 | 5 | 23 | 16 | 1125.664 | 125.664
2036 | 5 | 23 | 17 | 1120.7243 | 120.7243
2036 | 5 | 23 | 18 | 1104.8033 | 104.8033
2036 | 5 | 23 | 19 | 1070.9042 | 70.9042
2036 | 5 | 23 | 20 | 1027.5606 | 27.5606
2036 | 5 | 23 | 21 | 999.9864 | 0
2036 | 5 | 23 | 22 | 975.9532 | 0
2036 | 5 | 23 | 23 | 939.0701 | 0
2036 | 5 | 24 | 0 | 906.5066 | 0
2036 | 5 | 24 | 1 | 839.932 | 0
2036 | 5 | 24 | 2 | 773.3574 | 0
2036 | 5 | 24 | 3 | 759.6862 | 0
2036 | 5 | 24 | 4 | 753.8752 | 0
2036 | 5 | 24 | 5 | 754.5873 | 0
2036 | 5 | 24 | 6 | 769.8666 | 0
2036 | 5 | 24 | 7 | 785.1459 | 0
2036 | 5 | 24 | 8 | 813.6057 | 0
2036 | 5 | 24 | 9 | 838.8852 | 0
2036 | 5 | 24 | 10 | 858.6686 | 0
2036 | 5 | 24 | 11 | 873.0856 | 0
2036 | 5 | 24 | 12 | 885.1725 | 0
2036 | 5 | 24 | 13 | 889.118 | 0
2036 | 5 | 24 | 14 | 887.8586 | 0
2036 | 5 | 24 | 15 | 888.1375 | 0
2036 | 5 | 24 | 16 | 889.3702 | 0
2036 | 5 | 24 | 17 | 892.926 | 0
2036 | 5 | 24 | 18 | 889.6906 | 0
2036 | 5 | 24 | 19 | 866.3747 | 0
2036 | 5 | 24 | 20 | 849.2333 | 0
2036 | 5 | 24 | 21 | 827.4318 | 0
2036 | 5 | 24 | 22 | 815.0307 | 0
2036 | 5 | 24 | 23 | 791.0712 | 0
2036 | 5 | 25 | 0 | 768.9975 | 0
2036 | 5 | 25 | 1 | 756.376 | 0
2036 | 5 | 25 | 2 | 739.4352 | 0
2036 | 5 | 25 | 3 | 728.3481 | 0
2036 | 5 | 25 | 4 | 720.0293 | 0
2036 | 5 | 25 | 5 | 720.4536 | 0
2036 | 5 | 25 | 6 | 723.9408 | 0
2036 | 5 | 25 | 7 | 744.5229 | 0
2036 | 5 | 25 | 8 | 755.9125 | 0
2036 | 5 | 25 | 9 | 777.0283 | 0
2036 | 5 | 25 | 10 | 799.952 | 0
2036 | 5 | 25 | 11 | 818.6317 | 0
2036 | 5 | 25 | 12 | 836.4647 | 0
2036 | 5 | 25 | 13 | 847.0794 | 0
2036 | 5 | 25 | 14 | 846.1558 | 0
2036 | 5 | 25 | 15 | 855.7889 | 0
2036 | 5 | 25 | 16 | 865.1512 | 0
2036 | 5 | 25 | 17 | 866.4768 | 0
2036 | 5 | 25 | 18 | 858.8416 | 0
2036 | 5 | 25 | 19 | 844.4851 | 0
2036 | 5 | 25 | 20 | 848.9376 | 0
2036 | 5 | 25 | 21 | 840.1429 | 0
2036 | 5 | 25 | 22 | 821.593 | 0
2036 | 5 | 25 | 23 | 802.3736 | 0
2036 | 5 | 26 | 0 | 777.674 | 0
2036 | 5 | 26 | 1 | 799.4603 | 0
2036 | 5 | 26 | 2 | 781.5834 | 0
2036 | 5 | 26 | 3 | 773.2073 | 0
2036 | 5 | 26 | 4 | 767.2073 | 0
2036 | 5 | 26 | 5 | 781.508 | 0
2036 | 5 | 26 | 6 | 809.3772 | 0
2036 | 5 | 26 | 7 | 863.0575 | 0
2036 | 5 | 26 | 8 | 883.9173 | 0
2036 | 5 | 26 | 9 | 909.5345 | 0
2036 | 5 | 26 | 10 | 925.1746 | 0
2036 | 5 | 26 | 11 | 948.4887 | 0
2036 | 5 | 26 | 12 | 968.7432 | 0
2036 | 5 | 26 | 13 | 978.2282 | 0
2036 | 5 | 26 | 14 | 978.1646 | 0
2036 | 5 | 26 | 15 | 983.7603 | 0
2036 | 5 | 26 | 16 | 989.1951 | 0
2036 | 5 | 26 | 17 | 980.7158 | 0
2036 | 5 | 26 | 18 | 962.609 | 0
2036 | 5 | 26 | 19 | 932.8773 | 0
2036 | 5 | 26 | 20 | 920.1201 | 0
2036 | 5 | 26 | 21 | 887.4467 | 0
2036 | 5 | 26 | 22 | 864.5845 | 0
2036 | 5 | 26 | 23 | 832.2807 | 0
2036 | 5 | 27 | 0 | 802.5807 | 0
2036 | 5 | 27 | 1 | 806.5111 | 0
2036 | 5 | 27 | 2 | 790.5623 | 0
2036 | 5 | 27 | 3 | 782.7551 | 0
2036 | 5 | 27 | 4 | 777.411 | 0
2036 | 5 | 27 | 5 | 784.2641 | 0
2036 | 5 | 27 | 6 | 804.2142 | 0
2036 | 5 | 27 | 7 | 850.9889 | 0
2036 | 5 | 27 | 8 | 888.4395 | 0
2036 | 5 | 27 | 9 | 921.3179 | 0
2036 | 5 | 27 | 10 | 937.9184 | 0
2036 | 5 | 27 | 11 | 952.22 | 0
2036 | 5 | 27 | 12 | 969.7295 | 0
2036 | 5 | 27 | 13 | 977.1389 | 0
2036 | 5 | 27 | 14 | 984.308 | 0
2036 | 5 | 27 | 15 | 1000.5829 | 0.58291
2036 | 5 | 27 | 16 | 1012.4313 | 12.4313
2036 | 5 | 27 | 17 | 1015.336 | 15.336
2036 | 5 | 27 | 18 | 1012.8034 | 12.8034
2036 | 5 | 27 | 19 | 984.577 | 0
2036 | 5 | 27 | 20 | 954.187 | 0
2036 | 5 | 27 | 21 | 923.146 | 0
2036 | 5 | 27 | 22 | 903.6928 | 0
2036 | 5 | 27 | 23 | 871.4614 | 0
2036 | 5 | 28 | 0 | 842.558 | 0
2036 | 5 | 28 | 1 | 826.051 | 0
2036 | 5 | 28 | 2 | 810.8313 | 0
2036 | 5 | 28 | 3 | 804.5343 | 0
2036 | 5 | 28 | 4 | 800.8027 | 0
2036 | 5 | 28 | 5 | 812.5824 | 0
2036 | 5 | 28 | 6 | 834.8283 | 0
2036 | 5 | 28 | 7 | 875.2809 | 0
2036 | 5 | 28 | 8 | 906.4753 | 0
2036 | 5 | 28 | 9 | 939.7758 | 0
2036 | 5 | 28 | 10 | 964.416 | 0
2036 | 5 | 28 | 11 | 989.5222 | 0
2036 | 5 | 28 | 12 | 1018.0645 | 18.0645
2036 | 5 | 28 | 13 | 1030.3714 | 30.3714
2036 | 5 | 28 | 14 | 1041.6017 | 41.6017
2036 | 5 | 28 | 15 | 1061.3868 | 61.3868
2036 | 5 | 28 | 16 | 1083.3912 | 83.3912
2036 | 5 | 28 | 17 | 1086.4617 | 86.4617
2036 | 5 | 28 | 18 | 1084.5481 | 84.5481
2036 | 5 | 28 | 19 | 1050.3249 | 50.3249
2036 | 5 | 28 | 20 | 1022.3349 | 22.3349
2036 | 5 | 28 | 21 | 984.6637 | 0
2036 | 5 | 28 | 22 | 963.8245 | 0
2036 | 5 | 28 | 23 | 926.9553 | 0
2036 | 5 | 29 | 0 | 889.8915 | 0
2036 | 5 | 29 | 1 | 830.4655 | 0
2036 | 5 | 29 | 2 | 810.892 | 0
2036 | 5 | 29 | 3 | 800.5343 | 0
2036 | 5 | 29 | 4 | 795.4632 | 0
2036 | 5 | 29 | 5 | 806.6603 | 0
2036 | 5 | 29 | 6 | 836.8874 | 0
2036 | 5 | 29 | 7 | 887.9579 | 0
2036 | 5 | 29 | 8 | 923.4064 | 0
2036 | 5 | 29 | 9 | 955.6991 | 0
2036 | 5 | 29 | 10 | 984.0232 | 0
2036 | 5 | 29 | 11 | 1005.2333 | 5.2333
2036 | 5 | 29 | 12 | 1028.9905 | 28.9905
2036 | 5 | 29 | 13 | 1041.4335 | 41.4335
2036 | 5 | 29 | 14 | 1049.6121 | 49.6121
2036 | 5 | 29 | 15 | 1065.1704 | 65.1704
2036 | 5 | 29 | 16 | 1078.9137 | 78.9137
2036 | 5 | 29 | 17 | 1078.9131 | 78.9131
2036 | 5 | 29 | 18 | 1064.4202 | 64.4202
2036 | 5 | 29 | 19 | 1038.9805 | 38.9805
2036 | 5 | 29 | 20 | 1010.2745 | 10.2745
2036 | 5 | 29 | 21 | 979.7587 | 0
2036 | 5 | 29 | 22 | 953.7907 | 0
2036 | 5 | 29 | 23 | 911.1444 | 0
2036 | 5 | 30 | 0 | 875.0023 | 0
2036 | 5 | 30 | 1 | 862.0753 | 0
2036 | 5 | 30 | 2 | 843.0932 | 0
2036 | 5 | 30 | 3 | 833.8733 | 0
2036 | 5 | 30 | 4 | 830.8945 | 0
2036 | 5 | 30 | 5 | 845.5188 | 0
2036 | 5 | 30 | 6 | 875.1213 | 0
2036 | 5 | 30 | 7 | 924.4826 | 0
2036 | 5 | 30 | 8 | 958.5308 | 0
2036 | 5 | 30 | 9 | 997.4252 | 0
2036 | 5 | 30 | 10 | 1035.2213 | 35.2213
2036 | 5 | 30 | 11 | 1068.9334 | 68.9334
2036 | 5 | 30 | 12 | 1095.6069 | 95.6069
2036 | 5 | 30 | 13 | 1107.7333 | 107.7333
2036 | 5 | 30 | 14 | 1117.6362 | 117.6362
2036 | 5 | 30 | 15 | 1125.7322 | 125.7322
2036 | 5 | 30 | 16 | 1128.614 | 128.614
2036 | 5 | 30 | 17 | 1121.0049 | 121.0049
2036 | 5 | 30 | 18 | 1105.9026 | 105.9026
2036 | 5 | 30 | 19 | 1082.7356 | 82.7356
2036 | 5 | 30 | 20 | 1053.184 | 53.184
2036 | 5 | 30 | 21 | 1041.4169 | 41.4169
2036 | 5 | 30 | 22 | 1013.4555 | 13.4555
2036 | 5 | 30 | 23 | 971.6239 | 0
2036 | 5 | 31 | 0 | 936.1525 | 0
2036 | 5 | 31 | 1 | 867.5249 | 0
2036 | 5 | 31 | 2 | 825.687 | 0
2036 | 5 | 31 | 3 | 783.849 | 0
2036 | 5 | 31 | 4 | 773.9718 | 0
2036 | 5 | 31 | 5 | 769.2657 | 0
2036 | 5 | 31 | 6 | 764.2593 | 0
2036 | 5 | 31 | 7 | 768.3123 | 0
2036 | 5 | 31 | 8 | 784.5429 | 0
2036 | 5 | 31 | 9 | 801.0648 | 0
2036 | 5 | 31 | 10 | 818.9435 | 0
2036 | 5 | 31 | 11 | 833.9298 | 0
2036 | 5 | 31 | 12 | 842.4053 | 0
2036 | 5 | 31 | 13 | 848.3795 | 0
2036 | 5 | 31 | 14 | 855.9667 | 0
2036 | 5 | 31 | 15 | 863.565 | 0
2036 | 5 | 31 | 16 | 867.5532 | 0
2036 | 5 | 31 | 17 | 874.2686 | 0
2036 | 5 | 31 | 18 | 875.0182 | 0
2036 | 5 | 31 | 19 | 851.9871 | 0
2036 | 5 | 31 | 20 | 826.9652 | 0
2036 | 5 | 31 | 21 | 813.5016 | 0
2036 | 5 | 31 | 22 | 811.8813 | 0
2036 | 5 | 31 | 23 | 798.3471 | 0
2036 | 6 | 1 | 0 | 783.7376 | 0
2036 | 6 | 1 | 1 | 743.1575 | 0
2036 | 6 | 1 | 2 | 702.5775 | 0
2036 | 6 | 1 | 3 | 693.2644 | 0
2036 | 6 | 1 | 4 | 689.2935 | 0
2036 | 6 | 1 | 5 | 689.9763 | 0
2036 | 6 | 1 | 6 | 693.8763 | 0
2036 | 6 | 1 | 7 | 707.9383 | 0
2036 | 6 | 1 | 8 | 718.5508 | 0
2036 | 6 | 1 | 9 | 738.4317 | 0
2036 | 6 | 1 | 10 | 753.1554 | 0
2036 | 6 | 1 | 11 | 766.2988 | 0
2036 | 6 | 1 | 12 | 773.4587 | 0
2036 | 6 | 1 | 13 | 780.6046 | 0
2036 | 6 | 1 | 14 | 780.2813 | 0
2036 | 6 | 1 | 15 | 792.7607 | 0
2036 | 6 | 1 | 16 | 808.9164 | 0
2036 | 6 | 1 | 17 | 814.5994 | 0
2036 | 6 | 1 | 18 | 823.0133 | 0
2036 | 6 | 1 | 19 | 809.3506 | 0
2036 | 6 | 1 | 20 | 800.9071 | 0
2036 | 6 | 1 | 21 | 783.3451 | 0
2036 | 6 | 1 | 22 | 765.3056 | 0
2036 | 6 | 1 | 23 | 748.8067 | 0
2036 | 6 | 2 | 0 | 730.2028 | 0
2036 | 6 | 2 | 1 | 770.6106 | 0
2036 | 6 | 2 | 2 | 759.5276 | 0
2036 | 6 | 2 | 3 | 755.2548 | 0
2036 | 6 | 2 | 4 | 751.8514 | 0
2036 | 6 | 2 | 5 | 765.5591 | 0
2036 | 6 | 2 | 6 | 794.5745 | 0
2036 | 6 | 2 | 7 | 837.7231 | 0
2036 | 6 | 2 | 8 | 858.6831 | 0
2036 | 6 | 2 | 9 | 883.9345 | 0
2036 | 6 | 2 | 10 | 895.7413 | 0
2036 | 6 | 2 | 11 | 919.0941 | 0
2036 | 6 | 2 | 12 | 940.3863 | 0
2036 | 6 | 2 | 13 | 949.9527 | 0
2036 | 6 | 2 | 14 | 952.3129 | 0
2036 | 6 | 2 | 15 | 964.7041 | 0
2036 | 6 | 2 | 16 | 979.8779 | 0
2036 | 6 | 2 | 17 | 978.6893 | 0
2036 | 6 | 2 | 18 | 977.586 | 0
2036 | 6 | 2 | 19 | 954.9785 | 0
2036 | 6 | 2 | 20 | 934.7706 | 0
2036 | 6 | 2 | 21 | 904.0975 | 0
2036 | 6 | 2 | 22 | 886.971 | 0
2036 | 6 | 2 | 23 | 856.8536 | 0
2036 | 6 | 3 | 0 | 824.4653 | 0
2036 | 6 | 3 | 1 | 797.7431 | 0
2036 | 6 | 3 | 2 | 783.3235 | 0
2036 | 6 | 3 | 3 | 777.8865 | 0
2036 | 6 | 3 | 4 | 774.8523 | 0
2036 | 6 | 3 | 5 | 787.4318 | 0
2036 | 6 | 3 | 6 | 812.8781 | 0
2036 | 6 | 3 | 7 | 862.9845 | 0
2036 | 6 | 3 | 8 | 896.703 | 0
2036 | 6 | 3 | 9 | 918.1985 | 0
2036 | 6 | 3 | 10 | 931.7543 | 0
2036 | 6 | 3 | 11 | 945.758 | 0
2036 | 6 | 3 | 12 | 960.0963 | 0
2036 | 6 | 3 | 13 | 961.8458 | 0
2036 | 6 | 3 | 14 | 957.1931 | 0
2036 | 6 | 3 | 15 | 966.0172 | 0
2036 | 6 | 3 | 16 | 971.6848 | 0
2036 | 6 | 3 | 17 | 974.3116 | 0
2036 | 6 | 3 | 18 | 976.0117 | 0
2036 | 6 | 3 | 19 | 951.2546 | 0
2036 | 6 | 3 | 20 | 937.3061 | 0
2036 | 6 | 3 | 21 | 908.4914 | 0
2036 | 6 | 3 | 22 | 885.6334 | 0
2036 | 6 | 3 | 23 | 849.6461 | 0
2036 | 6 | 4 | 0 | 818.6959 | 0
2036 | 6 | 4 | 1 | 813.954 | 0
2036 | 6 | 4 | 2 | 798.5632 | 0
2036 | 6 | 4 | 3 | 793.8443 | 0
2036 | 6 | 4 | 4 | 790.3924 | 0
2036 | 6 | 4 | 5 | 801.4014 | 0
2036 | 6 | 4 | 6 | 824.8938 | 0
2036 | 6 | 4 | 7 | 858.4384 | 0
2036 | 6 | 4 | 8 | 890.3602 | 0
2036 | 6 | 4 | 9 | 913.7086 | 0
2036 | 6 | 4 | 10 | 926.6413 | 0
2036 | 6 | 4 | 11 | 938.7843 | 0
2036 | 6 | 4 | 12 | 964.3994 | 0
2036 | 6 | 4 | 13 | 969.3662 | 0
2036 | 6 | 4 | 14 | 973.2369 | 0
2036 | 6 | 4 | 15 | 988.0523 | 0
2036 | 6 | 4 | 16 | 1006.8856 | 6.8856
2036 | 6 | 4 | 17 | 1012.5254 | 12.5254
2036 | 6 | 4 | 18 | 1015.4846 | 15.4846
2036 | 6 | 4 | 19 | 986.6088 | 0
2036 | 6 | 4 | 20 | 955.0556 | 0
2036 | 6 | 4 | 21 | 933.7183 | 0
2036 | 6 | 4 | 22 | 918.0694 | 0
2036 | 6 | 4 | 23 | 884.8087 | 0
2036 | 6 | 5 | 0 | 849.6843 | 0
2036 | 6 | 5 | 1 | 807.2131 | 0
2036 | 6 | 5 | 2 | 791.7939 | 0
2036 | 6 | 5 | 3 | 785.0849 | 0
2036 | 6 | 5 | 4 | 782.1314 | 0
2036 | 6 | 5 | 5 | 795.1211 | 0
2036 | 6 | 5 | 6 | 825.9209 | 0
2036 | 6 | 5 | 7 | 865.1693 | 0
2036 | 6 | 5 | 8 | 887.6981 | 0
2036 | 6 | 5 | 9 | 917.3201 | 0
2036 | 6 | 5 | 10 | 930.535 | 0
2036 | 6 | 5 | 11 | 949.0473 | 0
2036 | 6 | 5 | 12 | 966.8095 | 0
2036 | 6 | 5 | 13 | 975.9041 | 0
2036 | 6 | 5 | 14 | 981.3044 | 0
2036 | 6 | 5 | 15 | 996.5218 | 0
2036 | 6 | 5 | 16 | 1012.1261 | 12.1261
2036 | 6 | 5 | 17 | 1017.3893 | 17.3893
2036 | 6 | 5 | 18 | 1011.0757 | 11.0757
2036 | 6 | 5 | 19 | 980.3233 | 0
2036 | 6 | 5 | 20 | 951.9574 | 0
2036 | 6 | 5 | 21 | 920.8308 | 0
2036 | 6 | 5 | 22 | 898.8712 | 0
2036 | 6 | 5 | 23 | 867.8243 | 0
2036 | 6 | 6 | 0 | 831.1243 | 0
2036 | 6 | 6 | 1 | 814.9854 | 0
2036 | 6 | 6 | 2 | 799.6641 | 0
2036 | 6 | 6 | 3 | 792.9901 | 0
2036 | 6 | 6 | 4 | 792.1515 | 0
2036 | 6 | 6 | 5 | 809.1049 | 0
2036 | 6 | 6 | 6 | 841.0207 | 0
2036 | 6 | 6 | 7 | 889.8411 | 0
2036 | 6 | 6 | 8 | 923.3566 | 0
2036 | 6 | 6 | 9 | 952.2272 | 0
2036 | 6 | 6 | 10 | 975.945 | 0
2036 | 6 | 6 | 11 | 996.5351 | 0
2036 | 6 | 6 | 12 | 1019.7766 | 19.7766
2036 | 6 | 6 | 13 | 1031.4916 | 31.4916
2036 | 6 | 6 | 14 | 1036.5354 | 36.5354
2036 | 6 | 6 | 15 | 1051.1153 | 51.1153
2036 | 6 | 6 | 16 | 1062.8535 | 62.8535
2036 | 6 | 6 | 17 | 1056.9608 | 56.9608
2036 | 6 | 6 | 18 | 1040.6926 | 40.6926
2036 | 6 | 6 | 19 | 1014.8711 | 14.8711
2036 | 6 | 6 | 20 | 978.559 | 0
2036 | 6 | 6 | 21 | 951.2557 | 0
2036 | 6 | 6 | 22 | 926.934 | 0
2036 | 6 | 6 | 23 | 887.794 | 0
2036 | 6 | 7 | 0 | 853.3112 | 0
2036 | 6 | 7 | 1 | 809.1729 | 0
2036 | 6 | 7 | 2 | 790.9733 | 0
2036 | 6 | 7 | 3 | 783.0949 | 0
2036 | 6 | 7 | 4 | 778.5054 | 0
2036 | 6 | 7 | 5 | 785.3122 | 0
2036 | 6 | 7 | 6 | 795.6125 | 0
2036 | 6 | 7 | 7 | 818.5255 | 0
2036 | 6 | 7 | 8 | 850.0329 | 0
2036 | 6 | 7 | 9 | 883.2926 | 0
2036 | 6 | 7 | 10 | 913.8807 | 0
2036 | 6 | 7 | 11 | 939.1696 | 0
2036 | 6 | 7 | 12 | 960.8503 | 0
2036 | 6 | 7 | 13 | 970.4193 | 0
2036 | 6 | 7 | 14 | 975.1189 | 0
2036 | 6 | 7 | 15 | 984.1586 | 0
2036 | 6 | 7 | 16 | 999.4227 | 0
2036 | 6 | 7 | 17 | 994.3216 | 0
2036 | 6 | 7 | 18 | 989.2406 | 0
2036 | 6 | 7 | 19 | 976.4112 | 0
2036 | 6 | 7 | 20 | 941.9385 | 0
2036 | 6 | 7 | 21 | 915.7533 | 0
2036 | 6 | 7 | 22 | 895.3905 | 0
2036 | 6 | 7 | 23 | 871.5954 | 0
2036 | 6 | 8 | 0 | 847.0783 | 0
2036 | 6 | 8 | 1 | 849.0169 | 0
2036 | 6 | 8 | 2 | 825.2352 | 0
2036 | 6 | 8 | 3 | 807.4306 | 0
2036 | 6 | 8 | 4 | 794.9075 | 0
2036 | 6 | 8 | 5 | 791.7278 | 0
2036 | 6 | 8 | 6 | 796.8572 | 0
2036 | 6 | 8 | 7 | 830.8844 | 0
2036 | 6 | 8 | 8 | 876.3296 | 0
2036 | 6 | 8 | 9 | 938.7163 | 0
2036 | 6 | 8 | 10 | 990.0511 | 0
2036 | 6 | 8 | 11 | 1037.5654 | 37.5654
2036 | 6 | 8 | 12 | 1071.0899 | 71.0899
2036 | 6 | 8 | 13 | 1099.4189 | 99.4189
2036 | 6 | 8 | 14 | 1121.4623 | 121.4623
2036 | 6 | 8 | 15 | 1148.1377 | 148.1377
2036 | 6 | 8 | 16 | 1172.1096 | 172.1096
2036 | 6 | 8 | 17 | 1177.5812 | 177.5812
2036 | 6 | 8 | 18 | 1151.7562 | 151.7562
2036 | 6 | 8 | 19 | 1120.9307 | 120.9307
2036 | 6 | 8 | 20 | 1075.7043 | 75.7043
2036 | 6 | 8 | 21 | 1050.8627 | 50.8627
2036 | 6 | 8 | 22 | 1019.9557 | 19.9557
2036 | 6 | 8 | 23 | 974.7589 | 0
2036 | 6 | 9 | 0 | 928.0897 | 0
2036 | 6 | 9 | 1 | 965.1963 | 0
2036 | 6 | 9 | 2 | 933.4795 | 0
2036 | 6 | 9 | 3 | 912.6487 | 0
2036 | 6 | 9 | 4 | 899.9762 | 0
2036 | 6 | 9 | 5 | 912.5071 | 0
2036 | 6 | 9 | 6 | 946.84 | 0
2036 | 6 | 9 | 7 | 1008.1872 | 8.1872
2036 | 6 | 9 | 8 | 1061.9122 | 61.9122
2036 | 6 | 9 | 9 | 1127.5042 | 127.5042
2036 | 6 | 9 | 10 | 1166.294 | 166.294
2036 | 6 | 9 | 11 | 1209.7635 | 209.7635
2036 | 6 | 9 | 12 | 1254.7439 | 254.7439
2036 | 6 | 9 | 13 | 1280.0101 | 280.0101
2036 | 6 | 9 | 14 | 1295.9099 | 295.9099
2036 | 6 | 9 | 15 | 1316.6958 | 316.6958
2036 | 6 | 9 | 16 | 1336.9213 | 336.9213
2036 | 6 | 9 | 17 | 1334.9283 | 334.9283
2036 | 6 | 9 | 18 | 1306.6503 | 306.6503
2036 | 6 | 9 | 19 | 1259.7748 | 259.7748
2036 | 6 | 9 | 20 | 1221.1914 | 221.1914
2036 | 6 | 9 | 21 | 1162.9001 | 162.9001
2036 | 6 | 9 | 22 | 1118.4828 | 118.4828
2036 | 6 | 9 | 23 | 1061.0075 | 61.0075
2036 | 6 | 10 | 0 | 998.5618 | 0
2036 | 6 | 10 | 1 | 948.3266 | 0
2036 | 6 | 10 | 2 | 916.3306 | 0
2036 | 6 | 10 | 3 | 896.3691 | 0
2036 | 6 | 10 | 4 | 884.3948 | 0
2036 | 6 | 10 | 5 | 893.9017 | 0
2036 | 6 | 10 | 6 | 922.8358 | 0
2036 | 6 | 10 | 7 | 981.657 | 0
2036 | 6 | 10 | 8 | 1021.3242 | 21.3242
2036 | 6 | 10 | 9 | 1054.6973 | 54.6973
2036 | 6 | 10 | 10 | 1084.9086 | 84.9086
2036 | 6 | 10 | 11 | 1111.8637 | 111.8637
2036 | 6 | 10 | 12 | 1133.8995 | 133.8995
2036 | 6 | 10 | 13 | 1138.8043 | 138.8043
2036 | 6 | 10 | 14 | 1137.4142 | 137.4142
2036 | 6 | 10 | 15 | 1145.3635 | 145.3635
2036 | 6 | 10 | 16 | 1156.6134 | 156.6134
2036 | 6 | 10 | 17 | 1161.6662 | 161.6662
2036 | 6 | 10 | 18 | 1153.2185 | 153.2185
2036 | 6 | 10 | 19 | 1107.6022 | 107.6022
2036 | 6 | 10 | 20 | 1070.392 | 70.392
2036 | 6 | 10 | 21 | 1022.8054 | 22.8054
2036 | 6 | 10 | 22 | 987.2795 | 0
2036 | 6 | 10 | 23 | 937.6014 | 0
2036 | 6 | 11 | 0 | 891.6747 | 0
2036 | 6 | 11 | 1 | 867.0586 | 0
2036 | 6 | 11 | 2 | 844.5094 | 0
2036 | 6 | 11 | 3 | 834.707 | 0
2036 | 6 | 11 | 4 | 828.2793 | 0
2036 | 6 | 11 | 5 | 836.1703 | 0
2036 | 6 | 11 | 6 | 859.6718 | 0
2036 | 6 | 11 | 7 | 897.2012 | 0
2036 | 6 | 11 | 8 | 924.3754 | 0
2036 | 6 | 11 | 9 | 949.2366 | 0
2036 | 6 | 11 | 10 | 962.1616 | 0
2036 | 6 | 11 | 11 | 975.6996 | 0
2036 | 6 | 11 | 12 | 997.1416 | 0
2036 | 6 | 11 | 13 | 999.0714 | 0
2036 | 6 | 11 | 14 | 1003.1982 | 3.1982
2036 | 6 | 11 | 15 | 1021.5703 | 21.5703
2036 | 6 | 11 | 16 | 1045.193 | 45.193
2036 | 6 | 11 | 17 | 1054.3475 | 54.3475
2036 | 6 | 11 | 18 | 1050.0428 | 50.0428
2036 | 6 | 11 | 19 | 1008.6389 | 8.6389
2036 | 6 | 11 | 20 | 964.7741 | 0
2036 | 6 | 11 | 21 | 929.3049 | 0
2036 | 6 | 11 | 22 | 910.3729 | 0
2036 | 6 | 11 | 23 | 874.9092 | 0
2036 | 6 | 12 | 0 | 838.3075 | 0
2036 | 6 | 12 | 1 | 793.1553 | 0
2036 | 6 | 12 | 2 | 779.958 | 0
2036 | 6 | 12 | 3 | 774.7347 | 0
2036 | 6 | 12 | 4 | 773.5815 | 0
2036 | 6 | 12 | 5 | 791.123 | 0
2036 | 6 | 12 | 6 | 826.7965 | 0
2036 | 6 | 12 | 7 | 874.5111 | 0
2036 | 6 | 12 | 8 | 890.3939 | 0
2036 | 6 | 12 | 9 | 916.6253 | 0
2036 | 6 | 12 | 10 | 928.8428 | 0
2036 | 6 | 12 | 11 | 941.2322 | 0
2036 | 6 | 12 | 12 | 953.3573 | 0
2036 | 6 | 12 | 13 | 959.4624 | 0
2036 | 6 | 12 | 14 | 960.7781 | 0
2036 | 6 | 12 | 15 | 971.7933 | 0
2036 | 6 | 12 | 16 | 983.7117 | 0
2036 | 6 | 12 | 17 | 985.1973 | 0
2036 | 6 | 12 | 18 | 974.0345 | 0
2036 | 6 | 12 | 19 | 948.1831 | 0
2036 | 6 | 12 | 20 | 932.0034 | 0
2036 | 6 | 12 | 21 | 908.3816 | 0
2036 | 6 | 12 | 22 | 886.4332 | 0
2036 | 6 | 12 | 23 | 852.7246 | 0
2036 | 6 | 13 | 0 | 818.4114 | 0
2036 | 6 | 13 | 1 | 835.5634 | 0
2036 | 6 | 13 | 2 | 819.8285 | 0
2036 | 6 | 13 | 3 | 813.5257 | 0
2036 | 6 | 13 | 4 | 813.3906 | 0
2036 | 6 | 13 | 5 | 832.8089 | 0
2036 | 6 | 13 | 6 | 869.8595 | 0
2036 | 6 | 13 | 7 | 922.9706 | 0
2036 | 6 | 13 | 8 | 950.7926 | 0
2036 | 6 | 13 | 9 | 997.2731 | 0
2036 | 6 | 13 | 10 | 1027.6048 | 27.6048
2036 | 6 | 13 | 11 | 1060.6968 | 60.6968
2036 | 6 | 13 | 12 | 1089.4392 | 89.4392
2036 | 6 | 13 | 13 | 1105.8842 | 105.8842
2036 | 6 | 13 | 14 | 1117.4988 | 117.4988
2036 | 6 | 13 | 15 | 1129.547 | 129.547
2036 | 6 | 13 | 16 | 1150.8061 | 150.8061
2036 | 6 | 13 | 17 | 1157.4771 | 157.4771
2036 | 6 | 13 | 18 | 1146.8656 | 146.8656
2036 | 6 | 13 | 19 | 1114.7816 | 114.7816
2036 | 6 | 13 | 20 | 1083.3877 | 83.3877
2036 | 6 | 13 | 21 | 1044.3169 | 44.3169
2036 | 6 | 13 | 22 | 1019.712 | 19.712
2036 | 6 | 13 | 23 | 979.7276 | 0
2036 | 6 | 14 | 0 | 933.5128 | 0
2036 | 6 | 14 | 1 | 884.98 | 0
2036 | 6 | 14 | 2 | 836.4471 | 0
2036 | 6 | 14 | 3 | 824.2338 | 0
2036 | 6 | 14 | 4 | 817.4213 | 0
2036 | 6 | 14 | 5 | 820.6065 | 0
2036 | 6 | 14 | 6 | 830.8282 | 0
2036 | 6 | 14 | 7 | 857.5302 | 0
2036 | 6 | 14 | 8 | 879.3706 | 0
2036 | 6 | 14 | 9 | 925.2307 | 0
2036 | 6 | 14 | 10 | 950.9668 | 0
2036 | 6 | 14 | 11 | 974.5911 | 0
2036 | 6 | 14 | 12 | 1003.9728 | 3.9728
2036 | 6 | 14 | 13 | 1012.3119 | 12.3119
2036 | 6 | 14 | 14 | 1013.2467 | 13.2467
2036 | 6 | 14 | 15 | 1019.8601 | 19.8601
2036 | 6 | 14 | 16 | 1031.1855 | 31.1855
2036 | 6 | 14 | 17 | 1037.0601 | 37.0601
2036 | 6 | 14 | 18 | 1038.1277 | 38.1277
2036 | 6 | 14 | 19 | 1004.4428 | 4.4428
2036 | 6 | 14 | 20 | 984.9506 | 0
2036 | 6 | 14 | 21 | 959.5376 | 0
2036 | 6 | 14 | 22 | 935.3944 | 0
2036 | 6 | 14 | 23 | 907.9444 | 0
2036 | 6 | 15 | 0 | 872.4467 | 0
2036 | 6 | 15 | 1 | 849.696 | 0
2036 | 6 | 15 | 2 | 822.84 | 0
2036 | 6 | 15 | 3 | 806.2049 | 0
2036 | 6 | 15 | 4 | 794.4171 | 0
2036 | 6 | 15 | 5 | 794.7891 | 0
2036 | 6 | 15 | 6 | 801.3873 | 0
2036 | 6 | 15 | 7 | 827.5597 | 0
2036 | 6 | 15 | 8 | 861.2286 | 0
2036 | 6 | 15 | 9 | 914.7293 | 0
2036 | 6 | 15 | 10 | 961.0293 | 0
2036 | 6 | 15 | 11 | 998.6397 | 0
2036 | 6 | 15 | 12 | 1038.3699 | 38.3699
2036 | 6 | 15 | 13 | 1058.6005 | 58.6005
2036 | 6 | 15 | 14 | 1074.6237 | 74.6237
2036 | 6 | 15 | 15 | 1093.4549 | 93.4549
2036 | 6 | 15 | 16 | 1107.9364 | 107.9364
2036 | 6 | 15 | 17 | 1110.5208 | 110.5208
2036 | 6 | 15 | 18 | 1095.1108 | 95.1108
2036 | 6 | 15 | 19 | 1073.7135 | 73.7135
2036 | 6 | 15 | 20 | 1068.2768 | 68.2768
2036 | 6 | 15 | 21 | 1003.4051 | 3.4051
2036 | 6 | 15 | 22 | 966.3226 | 0
2036 | 6 | 15 | 23 | 925.9657 | 0
2036 | 6 | 16 | 0 | 881.3298 | 0
2036 | 6 | 16 | 1 | 911.5208 | 0
2036 | 6 | 16 | 2 | 883.2815 | 0
2036 | 6 | 16 | 3 | 866.1761 | 0
2036 | 6 | 16 | 4 | 853.4465 | 0
2036 | 6 | 16 | 5 | 865.7131 | 0
2036 | 6 | 16 | 6 | 901.1306 | 0
2036 | 6 | 16 | 7 | 962.2941 | 0
2036 | 6 | 16 | 8 | 1003.2077 | 3.2077
2036 | 6 | 16 | 9 | 1048.5781 | 48.5781
2036 | 6 | 16 | 10 | 1076.4911 | 76.4911
2036 | 6 | 16 | 11 | 1108.8121 | 108.8121
2036 | 6 | 16 | 12 | 1137.0465 | 137.0465
2036 | 6 | 16 | 13 | 1150.7774 | 150.7774
2036 | 6 | 16 | 14 | 1158.2491 | 158.2491
2036 | 6 | 16 | 15 | 1173.7273 | 173.7273
2036 | 6 | 16 | 16 | 1190.1484 | 190.1484
2036 | 6 | 16 | 17 | 1187.1239 | 187.1239
2036 | 6 | 16 | 18 | 1165.5313 | 165.5313
2036 | 6 | 16 | 19 | 1126.0244 | 126.0244
2036 | 6 | 16 | 20 | 1082.4259 | 82.4259
2036 | 6 | 16 | 21 | 1031.5964 | 31.5964
2036 | 6 | 16 | 22 | 997.2966 | 0
2036 | 6 | 16 | 23 | 949.3564 | 0
2036 | 6 | 17 | 0 | 899.9848 | 0
2036 | 6 | 17 | 1 | 868.6253 | 0
2036 | 6 | 17 | 2 | 845.3771 | 0
2036 | 6 | 17 | 3 | 834.3677 | 0
2036 | 6 | 17 | 4 | 827.1672 | 0
2036 | 6 | 17 | 5 | 841.7469 | 0
2036 | 6 | 17 | 6 | 876.528 | 0
2036 | 6 | 17 | 7 | 937.2949 | 0
2036 | 6 | 17 | 8 | 976.0437 | 0
2036 | 6 | 17 | 9 | 1013.1788 | 13.1788
2036 | 6 | 17 | 10 | 1037.2268 | 37.2268
2036 | 6 | 17 | 11 | 1065.9772 | 65.9772
2036 | 6 | 17 | 12 | 1089.1305 | 89.1305
2036 | 6 | 17 | 13 | 1097.1257 | 97.1257
2036 | 6 | 17 | 14 | 1098.3325 | 98.3325
2036 | 6 | 17 | 15 | 1110.3301 | 110.3301
2036 | 6 | 17 | 16 | 1118.1683 | 118.1683
2036 | 6 | 17 | 17 | 1121.5204 | 121.5204
2036 | 6 | 17 | 18 | 1111.0331 | 111.0331
2036 | 6 | 17 | 19 | 1060.6615 | 60.6615
2036 | 6 | 17 | 20 | 1023.9929 | 23.9929
2036 | 6 | 17 | 21 | 979.8292 | 0
2036 | 6 | 17 | 22 | 948.921 | 0
2036 | 6 | 17 | 23 | 902.6138 | 0
2036 | 6 | 18 | 0 | 860.2965 | 0
2036 | 6 | 18 | 1 | 853.9261 | 0
2036 | 6 | 18 | 2 | 835.384 | 0
2036 | 6 | 18 | 3 | 827.9595 | 0
2036 | 6 | 18 | 4 | 820.2843 | 0
2036 | 6 | 18 | 5 | 833.0694 | 0
2036 | 6 | 18 | 6 | 863.6447 | 0
2036 | 6 | 18 | 7 | 908.7456 | 0
2036 | 6 | 18 | 8 | 940.4292 | 0
2036 | 6 | 18 | 9 | 969.7091 | 0
2036 | 6 | 18 | 10 | 989.9679 | 0
2036 | 6 | 18 | 11 | 1012.6873 | 12.6873
2036 | 6 | 18 | 12 | 1039.2953 | 39.2953
2036 | 6 | 18 | 13 | 1047.0796 | 47.0796
2036 | 6 | 18 | 14 | 1054.3698 | 54.3698
2036 | 6 | 18 | 15 | 1070.6958 | 70.6958
2036 | 6 | 18 | 16 | 1093.4825 | 93.4825
2036 | 6 | 18 | 17 | 1096.4507 | 96.4507
2036 | 6 | 18 | 18 | 1097.5882 | 97.5882
2036 | 6 | 18 | 19 | 1060.2854 | 60.2854
2036 | 6 | 18 | 20 | 1016.8939 | 16.8939
2036 | 6 | 18 | 21 | 971.0635 | 0
2036 | 6 | 18 | 22 | 948.9061 | 0
2036 | 6 | 18 | 23 | 910.8445 | 0
2036 | 6 | 19 | 0 | 868.9986 | 0
2036 | 6 | 19 | 1 | 831.2245 | 0
2036 | 6 | 19 | 2 | 813.2093 | 0
2036 | 6 | 19 | 3 | 806.0806 | 0
2036 | 6 | 19 | 4 | 802.3303 | 0
2036 | 6 | 19 | 5 | 817.2766 | 0
2036 | 6 | 19 | 6 | 852.8886 | 0
2036 | 6 | 19 | 7 | 899.4829 | 0
2036 | 6 | 19 | 8 | 925.0775 | 0
2036 | 6 | 19 | 9 | 959.1021 | 0
2036 | 6 | 19 | 10 | 977.9219 | 0
2036 | 6 | 19 | 11 | 1003.2076 | 3.2076
2036 | 6 | 19 | 12 | 1028.2415 | 28.2415
2036 | 6 | 19 | 13 | 1043.5377 | 43.5377
2036 | 6 | 19 | 14 | 1046.3801 | 46.3801
2036 | 6 | 19 | 15 | 1059.6164 | 59.6164
2036 | 6 | 19 | 16 | 1070.3397 | 70.3397
2036 | 6 | 19 | 17 | 1064.2037 | 64.2037
2036 | 6 | 19 | 18 | 1056.8905 | 56.8905
2036 | 6 | 19 | 19 | 1025.9035 | 25.9035
2036 | 6 | 19 | 20 | 991.5578 | 0
2036 | 6 | 19 | 21 | 980.451 | 0
2036 | 6 | 19 | 22 | 960.135 | 0
2036 | 6 | 19 | 23 | 923.7445 | 0
2036 | 6 | 20 | 0 | 884.4302 | 0
2036 | 6 | 20 | 1 | 883.371 | 0
2036 | 6 | 20 | 2 | 863.3081 | 0
2036 | 6 | 20 | 3 | 851.7272 | 0
2036 | 6 | 20 | 4 | 847.1874 | 0
2036 | 6 | 20 | 5 | 861.9537 | 0
2036 | 6 | 20 | 6 | 895.488 | 0
2036 | 6 | 20 | 7 | 947.6814 | 0
2036 | 6 | 20 | 8 | 971.3039 | 0
2036 | 6 | 20 | 9 | 1016.9535 | 16.9535
2036 | 6 | 20 | 10 | 1048.5205 | 48.5205
2036 | 6 | 20 | 11 | 1081.5296 | 81.5296
2036 | 6 | 20 | 12 | 1109.819 | 109.819
2036 | 6 | 20 | 13 | 1123.8839 | 123.8839
2036 | 6 | 20 | 14 | 1128.8281 | 128.8281
2036 | 6 | 20 | 15 | 1143.2066 | 143.2066
2036 | 6 | 20 | 16 | 1152.5773 | 152.5773
2036 | 6 | 20 | 17 | 1144.6343 | 144.6343
2036 | 6 | 20 | 18 | 1125.7589 | 125.7589
2036 | 6 | 20 | 19 | 1097.4095 | 97.4095
2036 | 6 | 20 | 20 | 1075.1346 | 75.1346
2036 | 6 | 20 | 21 | 1056.8972 | 56.8972
2036 | 6 | 20 | 22 | 1035.5711 | 35.5711
2036 | 6 | 20 | 23 | 998.9901 | 0
2036 | 6 | 21 | 0 | 955.0838 | 0
2036 | 6 | 21 | 1 | 884.6873 | 0
2036 | 6 | 21 | 2 | 814.2908 | 0
2036 | 6 | 21 | 3 | 799.372 | 0
2036 | 6 | 21 | 4 | 790.2629 | 0
2036 | 6 | 21 | 5 | 791.8068 | 0
2036 | 6 | 21 | 6 | 800.8232 | 0
2036 | 6 | 21 | 7 | 819.0287 | 0
2036 | 6 | 21 | 8 | 845.8174 | 0
2036 | 6 | 21 | 9 | 872.5977 | 0
2036 | 6 | 21 | 10 | 895.6776 | 0
2036 | 6 | 21 | 11 | 909.887 | 0
2036 | 6 | 21 | 12 | 925.2948 | 0
2036 | 6 | 21 | 13 | 921.9283 | 0
2036 | 6 | 21 | 14 | 917.9364 | 0
2036 | 6 | 21 | 15 | 924.9189 | 0
2036 | 6 | 21 | 16 | 938.3765 | 0
2036 | 6 | 21 | 17 | 945.6664 | 0
2036 | 6 | 21 | 18 | 940.094 | 0
2036 | 6 | 21 | 19 | 911.5199 | 0
2036 | 6 | 21 | 20 | 877.7242 | 0
2036 | 6 | 21 | 21 | 846.5205 | 0
2036 | 6 | 21 | 22 | 828.0781 | 0
2036 | 6 | 21 | 23 | 806.9592 | 0
2036 | 6 | 22 | 0 | 783.333 | 0
2036 | 6 | 22 | 1 | 767.8547 | 0
2036 | 6 | 22 | 2 | 749.5607 | 0
2036 | 6 | 22 | 3 | 738.5148 | 0
2036 | 6 | 22 | 4 | 730.8117 | 0
2036 | 6 | 22 | 5 | 730.3352 | 0
2036 | 6 | 22 | 6 | 735.9953 | 0
2036 | 6 | 22 | 7 | 749.0645 | 0
2036 | 6 | 22 | 8 | 771.0736 | 0
2036 | 6 | 22 | 9 | 799.7591 | 0
2036 | 6 | 22 | 10 | 818.2485 | 0
2036 | 6 | 22 | 11 | 833.111 | 0
2036 | 6 | 22 | 12 | 846.7384 | 0
2036 | 6 | 22 | 13 | 854.0326 | 0
2036 | 6 | 22 | 14 | 864.5417 | 0
2036 | 6 | 22 | 15 | 878.3589 | 0
2036 | 6 | 22 | 16 | 895.7273 | 0
2036 | 6 | 22 | 17 | 908.4571 | 0
2036 | 6 | 22 | 18 | 912.6599 | 0
2036 | 6 | 22 | 19 | 884.2249 | 0
2036 | 6 | 22 | 20 | 867.5573 | 0
2036 | 6 | 22 | 21 | 836.4252 | 0
2036 | 6 | 22 | 22 | 825.7344 | 0
2036 | 6 | 22 | 23 | 805.6293 | 0
2036 | 6 | 23 | 0 | 781.8603 | 0
2036 | 6 | 23 | 1 | 794.3486 | 0
2036 | 6 | 23 | 2 | 777.9334 | 0
2036 | 6 | 23 | 3 | 769.9245 | 0
2036 | 6 | 23 | 4 | 765.1258 | 0
2036 | 6 | 23 | 5 | 776.7861 | 0
2036 | 6 | 23 | 6 | 809.7865 | 0
2036 | 6 | 23 | 7 | 863.9926 | 0
2036 | 6 | 23 | 8 | 898.4808 | 0
2036 | 6 | 23 | 9 | 936.9388 | 0
2036 | 6 | 23 | 10 | 957.8126 | 0
2036 | 6 | 23 | 11 | 981.3933 | 0
2036 | 6 | 23 | 12 | 1006.566 | 6.566
2036 | 6 | 23 | 13 | 1020.7838 | 20.7838
2036 | 6 | 23 | 14 | 1027.4422 | 27.4422
2036 | 6 | 23 | 15 | 1042.29 | 42.29
2036 | 6 | 23 | 16 | 1058.1887 | 58.1887
2036 | 6 | 23 | 17 | 1061.9605 | 61.9605
2036 | 6 | 23 | 18 | 1051.3751 | 51.3751
2036 | 6 | 23 | 19 | 1030.8462 | 30.8462
2036 | 6 | 23 | 20 | 990.827 | 0
2036 | 6 | 23 | 21 | 951.5609 | 0
2036 | 6 | 23 | 22 | 930.7906 | 0
2036 | 6 | 23 | 23 | 893.0979 | 0
2036 | 6 | 24 | 0 | 852.9944 | 0
2036 | 6 | 24 | 1 | 816.3662 | 0
2036 | 6 | 24 | 2 | 799.0008 | 0
2036 | 6 | 24 | 3 | 792.9618 | 0
2036 | 6 | 24 | 4 | 787.3885 | 0
2036 | 6 | 24 | 5 | 798.6822 | 0
2036 | 6 | 24 | 6 | 827.4 | 0
2036 | 6 | 24 | 7 | 880.4707 | 0
2036 | 6 | 24 | 8 | 911.3344 | 0
2036 | 6 | 24 | 9 | 942.7114 | 0
2036 | 6 | 24 | 10 | 961.2079 | 0
2036 | 6 | 24 | 11 | 982.5207 | 0
2036 | 6 | 24 | 12 | 1003.6014 | 3.6014
2036 | 6 | 24 | 13 | 1010.0233 | 10.0233
2036 | 6 | 24 | 14 | 1012.6354 | 12.6354
2036 | 6 | 24 | 15 | 1027.8644 | 27.8644
2036 | 6 | 24 | 16 | 1045.0292 | 45.0292
2036 | 6 | 24 | 17 | 1049.5607 | 49.5607
2036 | 6 | 24 | 18 | 1051.9041 | 51.9041
2036 | 6 | 24 | 19 | 1023.6331 | 23.6331
2036 | 6 | 24 | 20 | 987.7363 | 0
2036 | 6 | 24 | 21 | 941.8303 | 0
2036 | 6 | 24 | 22 | 920.1664 | 0
2036 | 6 | 24 | 23 | 886.1443 | 0
2036 | 6 | 25 | 0 | 852.5262 | 0
2036 | 6 | 25 | 1 | 815.4279 | 0
2036 | 6 | 25 | 2 | 798.2465 | 0
2036 | 6 | 25 | 3 | 790.9382 | 0
2036 | 6 | 25 | 4 | 787.2078 | 0
2036 | 6 | 25 | 5 | 800.1674 | 0
2036 | 6 | 25 | 6 | 835.5263 | 0
2036 | 6 | 25 | 7 | 880.9547 | 0
2036 | 6 | 25 | 8 | 910.3513 | 0
2036 | 6 | 25 | 9 | 934.9399 | 0
2036 | 6 | 25 | 10 | 949.6124 | 0
2036 | 6 | 25 | 11 | 970.5902 | 0
2036 | 6 | 25 | 12 | 997.4651 | 0
2036 | 6 | 25 | 13 | 1004.3029 | 4.3029
2036 | 6 | 25 | 14 | 1009.4023 | 9.4023
2036 | 6 | 25 | 15 | 1024.8416 | 24.8416
2036 | 6 | 25 | 16 | 1046.3353 | 46.3353
2036 | 6 | 25 | 17 | 1048.8429 | 48.8429
2036 | 6 | 25 | 18 | 1035.597 | 35.597
2036 | 6 | 25 | 19 | 1007.044 | 7.044
2036 | 6 | 25 | 20 | 975.6203 | 0
2036 | 6 | 25 | 21 | 934.8887 | 0
2036 | 6 | 25 | 22 | 910.9088 | 0
2036 | 6 | 25 | 23 | 874.5643 | 0
2036 | 6 | 26 | 0 | 837.3481 | 0
2036 | 6 | 26 | 1 | 846.6508 | 0
2036 | 6 | 26 | 2 | 829.7494 | 0
2036 | 6 | 26 | 3 | 822.9055 | 0
2036 | 6 | 26 | 4 | 819.1501 | 0
2036 | 6 | 26 | 5 | 833.4443 | 0
2036 | 6 | 26 | 6 | 869.6455 | 0
2036 | 6 | 26 | 7 | 923.0993 | 0
2036 | 6 | 26 | 8 | 942.8499 | 0
2036 | 6 | 26 | 9 | 983.9145 | 0
2036 | 6 | 26 | 10 | 999.5416 | 0
2036 | 6 | 26 | 11 | 1028.502 | 28.502
2036 | 6 | 26 | 12 | 1053.8976 | 53.8976
2036 | 6 | 26 | 13 | 1070.1059 | 70.1059
2036 | 6 | 26 | 14 | 1074.679 | 74.679
2036 | 6 | 26 | 15 | 1091.1492 | 91.1492
2036 | 6 | 26 | 16 | 1107.1659 | 107.1659
2036 | 6 | 26 | 17 | 1110.1782 | 110.1782
2036 | 6 | 26 | 18 | 1098.4785 | 98.4785
2036 | 6 | 26 | 19 | 1071.6248 | 71.6248
2036 | 6 | 26 | 20 | 1039.5669 | 39.5669
2036 | 6 | 26 | 21 | 1003.3367 | 3.3367
2036 | 6 | 26 | 22 | 967.0066 | 0
2036 | 6 | 26 | 23 | 933.2544 | 0
2036 | 6 | 27 | 0 | 889.0216 | 0
2036 | 6 | 27 | 1 | 902.7193 | 0
2036 | 6 | 27 | 2 | 881.1896 | 0
2036 | 6 | 27 | 3 | 870.8801 | 0
2036 | 6 | 27 | 4 | 864.6808 | 0
2036 | 6 | 27 | 5 | 879.1325 | 0
2036 | 6 | 27 | 6 | 915.1888 | 0
2036 | 6 | 27 | 7 | 968.4697 | 0
2036 | 6 | 27 | 8 | 997.2214 | 0
2036 | 6 | 27 | 9 | 1050.4724 | 50.4724
2036 | 6 | 27 | 10 | 1089.8928 | 89.8928
2036 | 6 | 27 | 11 | 1131.167 | 131.167
2036 | 6 | 27 | 12 | 1164.9427 | 164.9427
2036 | 6 | 27 | 13 | 1184.4673 | 184.4673
2036 | 6 | 27 | 14 | 1193.4232 | 193.4232
2036 | 6 | 27 | 15 | 1211.5604 | 211.5604
2036 | 6 | 27 | 16 | 1228.8155 | 228.8155
2036 | 6 | 27 | 17 | 1226.0028 | 226.0028
2036 | 6 | 27 | 18 | 1209.2786 | 209.2786