## Menu
Toronto Integrated Regional Resource Plan Data Tables May 2024
Table 13: IRRP CDM (Codes and Standards) Forecast Winter
Table 14: IRRP CDM (Codes and Standards) Forecast Summer
Table 15: IRRP CDM (Energy Efficiency Programs) Forecast Winter
Table 16: IRRP CDM (Energy Efficiency Programs) Forecast Summer
Table 17: Medium Electrification Normal Summer Gross Forecast
Table 18: Medium Electrification Normal Winter Gross Forecast
Table 19: Low Electrification Normal Summer Gross Forecast
Table 20: Low Electrification Normal Winter Gross Forecast
Table 21: High Electrification Normal Summer Gross Forecast
Table 22: High Electrification Normal Winter Gross Forecast
Table 23: BAU Normal Summer Gross Forecast
Table 24: BAU Normal Winter Gross Forecast
Table 25: Existing and Upcoming DER Connections Capacity
This document and the information contained herein is provided for informational purposes only. The IESO has prepared this document based on information currently available to the IESO and reasonable assumptions associated therewith, including relating to electricity supply and demand. The information, statements and conclusions contained in this document are subject to risks, uncertainties and other factors that could cause actual results or circumstances to differ materially from the information, statements and assumptions contained herein. The IESO provides no guarantee, representation, or warranty, express or implied, with respect to any statement or information contained herein and disclaims any liability in connection therewith. Readers are cautioned not to place undue reliance on forward-looking information contained in this document, as actual results could differ materially from the plans, expectations, estimates, intentions and statements expressed herein. The IESO undertakes no obligation to revise or update any information contained in this document as a result of new information, future events or otherwise. In the event there is any conflict or inconsistency between this document and the IESO market rules, any IESO contract, any legislation or regulation, or any request for proposals or other procurement document, the terms in the market rules, or the subject contract, legislation, regulation, or procurement document, as applicable, govern.

## Table 13
Back to main menu
| Transformer Station | Table 13 Winter Weather Station CDM (Codes & Standards) Forecast (MW)
|  | 2024 | 2025 | 2026 | 2027 | 2028 | 2029 | 2030 | 2031 | 2032 | 2033 | 2034 | 2035 | 2036 | 2037 | 2038 | 2039 | 2040 | 2041 | 2042 | 2043 | 2044 | 2045 | 2046 | 2047
| Agincourt TS | 0.43788 | 0.92933 | 1.2473 | 1.6666 | 2.0235 | 2.7221 | 3.2762 | 3.7398 | 4.2316 | 4.6855 | 4.985 | 5.2523 | 5.4226 | 5.579 | 5.7333 | 5.8633 | 6.0272 | 6.1679 | 6.3156 | 6.471 | 6.6262 | 6.7755 | 6.9302 | 7.0808
| Bathurst TS | 1.2091 | 2.5919 | 3.0945 | 3.9423 | 4.482 | 5.5968 | 6.2653 | 6.902 | 7.6199 | 8.3156 | 8.8207 | 9.2437 | 9.5146 | 9.7511 | 10.0114 | 10.2249 | 10.4467 | 10.6227 | 10.793 | 11.0265 | 11.2569 | 11.5131 | 11.7752 | 12.0196
| Cavanagh MTS | 0.67279 | 1.4127 | 1.7451 | 2.239 | 2.6548 | 3.5393 | 4.2532 | 4.9779 | 5.6938 | 6.3334 | 6.7482 | 7.0861 | 7.3525 | 7.6061 | 7.8608 | 8.0841 | 8.3132 | 8.5066 | 8.6788 | 8.8878 | 9.1063 | 9.3184 | 9.5415 | 9.7507
| Fairchild TS | 1.2996 | 2.7968 | 3.3926 | 4.3048 | 5.0156 | 6.5066 | 7.5489 | 8.6115 | 9.747 | 10.7669 | 11.4657 | 12.0192 | 12.3627 | 12.6918 | 13.0676 | 13.3988 | 13.7654 | 14.1016 | 14.4438 | 14.8496 | 15.251 | 15.6321 | 16.01 | 16.3801
| Finch TS | 1.4545 | 3.2028 | 3.8029 | 4.7021 | 5.3398 | 6.7701 | 7.6938 | 8.6667 | 9.7964 | 10.7468 | 11.4563 | 12.0171 | 12.3774 | 12.7327 | 13.1085 | 13.446 | 13.823 | 14.1064 | 14.3864 | 14.7397 | 15.0988 | 15.4362 | 15.7918 | 16.1336
| Leslie TS | 1.4832 | 3.1758 | 3.819 | 4.8765 | 5.5985 | 7.1701 | 8.2327 | 9.248 | 10.2653 | 11.6406 | 12.6331 | 13.512 | 14.1491 | 14.8167 | 15.2279 | 15.5873 | 15.9532 | 16.2843 | 16.6531 | 17.0743 | 17.4888 | 17.8706 | 18.263 | 18.6384
| Malvern TS | 0.54084 | 1.1727 | 1.327 | 1.6016 | 1.776 | 2.1995 | 2.4378 | 2.6974 | 3.0163 | 3.2549 | 3.4426 | 3.5771 | 3.6514 | 3.7177 | 3.7968 | 3.8584 | 3.9326 | 3.9889 | 4.0722 | 4.1718 | 4.2688 | 4.3577 | 4.4438 | 4.5245
| Bermondsey TS | 0.7074 | 1.6383 | 2.0098 | 3.1779 | 3.7082 | 4.7968 | 5.4647 | 6.1571 | 6.931 | 7.6304 | 8.1359 | 8.5347 | 8.7488 | 8.9543 | 9.205 | 9.4237 | 9.657 | 9.8511 | 10.0465 | 10.3238 | 10.5898 | 10.8463 | 11.1001 | 11.345
| Ellesmere TS | 0.75176 | 1.5995 | 2.0202 | 2.5176 | 3.0198 | 3.8534 | 4.4121 | 4.9866 | 5.6227 | 6.1732 | 6.5568 | 6.8581 | 7.0392 | 7.205 | 7.3958 | 7.565 | 7.7464 | 7.9093 | 8.0685 | 8.2664 | 8.4648 | 8.6533 | 8.8428 | 9.0277
| Leaside TS | 0.9113 | 1.9315 | 2.3448 | 2.8755 | 3.2876 | 4.1941 | 4.802 | 5.4459 | 6.1095 | 6.8244 | 7.2835 | 7.6514 | 7.9341 | 8.1875 | 8.4642 | 8.6885 | 8.93 | 9.1489 | 9.3759 | 9.6412 | 9.9066 | 10.1663 | 10.427 | 10.6895
| Scarboro TS | 1.0428 | 2.3615 | 2.837 | 3.6049 | 4.404 | 5.5818 | 6.2486 | 6.9276 | 7.6856 | 8.4375 | 8.99 | 9.4185 | 9.6974 | 9.9574 | 10.2415 | 10.4939 | 10.7789 | 11.0097 | 11.2374 | 11.5209 | 11.8056 | 12.0804 | 12.3655 | 12.6455
| Sheppard TS | 0.86165 | 1.7966 | 2.1642 | 2.8454 | 3.4925 | 4.7384 | 5.7521 | 6.7881 | 7.8143 | 8.8265 | 9.4812 | 10.0357 | 10.4015 | 10.7142 | 11.0482 | 11.3571 | 11.6891 | 11.9999 | 12.331 | 12.6919 | 13.0508 | 13.3971 | 13.7434 | 14.0772
| Warden TS | 0.87077 | 1.8313 | 2.3105 | 3.0156 | 3.6296 | 4.8415 | 5.6477 | 6.4652 | 7.3271 | 8.1218 | 8.6541 | 9.0824 | 9.3853 | 9.6688 | 9.9739 | 10.2178 | 10.4888 | 10.7309 | 10.9798 | 11.2957 | 11.6069 | 11.9125 | 12.2003 | 12.4899
| Horner TS | 1.1096 | 2.6012 | 3.6268 | 4.5886 | 5.2892 | 6.7599 | 7.7289 | 8.7606 | 9.8766 | 10.8543 | 11.5153 | 12.0255 | 12.3223 | 12.6198 | 12.9468 | 13.2285 | 13.5285 | 13.7865 | 14.0503 | 14.3555 | 14.6773 | 14.9968 | 15.3346 | 15.6467
| Manby TS | 0.94088 | 2.0652 | 2.0414 | 2.5702 | 2.9635 | 3.8137 | 4.3956 | 5.0197 | 5.7415 | 6.3328 | 6.8013 | 7.1842 | 7.4628 | 7.7439 | 8.102 | 8.4334 | 8.7807 | 9.0527 | 9.3071 | 9.6233 | 9.9267 | 10.2062 | 10.4922 | 10.7735
| Rexdale TS | 0.53399 | 1.267 | 1.4687 | 1.8263 | 2.0531 | 2.5685 | 2.885 | 3.2105 | 3.6064 | 4.0037 | 4.3315 | 4.6046 | 4.8142 | 5.0371 | 5.2629 | 5.4675 | 5.7024 | 5.8505 | 5.9902 | 6.1712 | 6.3652 | 6.532 | 6.7275 | 6.907
| Richview TS | 1.7965 | 3.7689 | 4.4405 | 5.0706 | 5.7249 | 7.2158 | 8.1517 | 8.9368 | 10.0854 | 11.067 | 11.7222 | 12.2016 | 12.4616 | 12.6776 | 12.9306 | 13.1216 | 13.3237 | 13.5002 | 13.6649 | 13.9055 | 14.1423 | 14.3796 | 14.6138 | 14.849
| Basin TS | 0.29831 | 0.71144 | 0.82992 | 0.89932 | 1.0101 | 1.2576 | 1.4007 | 1.5582 | 1.753 | 1.9013 | 2.0241 | 2.1196 | 2.183 | 2.2399 | 2.3095 | 2.3675 | 2.4359 | 2.4945 | 2.545 | 2.6104 | 2.6802 | 2.7531 | 2.827 | 2.8964
| Bridgman TS | 0.78246 | 1.688 | 1.9419 | 2.3889 | 2.6606 | 3.3078 | 3.6874 | 4.0487 | 4.4774 | 4.8972 | 5.2284 | 5.4907 | 5.6718 | 5.8481 | 6.0508 | 6.2326 | 6.4382 | 6.6257 | 6.8229 | 7.0521 | 7.2758 | 7.4876 | 7.7094 | 7.9186
| Carlaw TS | 0.28147 | 0.72743 | 0.86146 | 0.90562 | 1.0248 | 1.2974 | 1.4676 | 1.6481 | 1.8411 | 2.0604 | 2.2334 | 2.3847 | 2.5044 | 2.6266 | 2.7601 | 2.9065 | 3.0611 | 3.2063 | 3.3296 | 3.4719 | 3.6199 | 3.7638 | 3.9045 | 4.0413
| Cecil TS | 0.67647 | 1.5404 | 1.7894 | 2.01 | 2.3027 | 2.9391 | 3.2888 | 3.6684 | 4.1078 | 4.4689 | 4.7519 | 4.9583 | 5.0641 | 5.1708 | 5.3072 | 5.4277 | 5.5326 | 5.6095 | 5.6985 | 5.8123 | 5.9338 | 6.0367 | 6.1615 | 6.2772
| Charles TS | 0.89368 | 1.9465 | 2.248 | 2.7747 | 3.0916 | 3.871 | 4.3041 | 4.7613 | 5.2455 | 5.7055 | 6.051 | 6.3098 | 6.4984 | 6.6612 | 6.8405 | 6.9844 | 7.1334 | 7.281 | 7.4383 | 7.6337 | 7.8229 | 7.9994 | 8.1773 | 8.3338
| Dufferin TS | 0.91119 | 2.0031 | 2.4133 | 3.0206 | 3.448 | 4.3861 | 4.9683 | 5.566 | 6.2259 | 6.8992 | 7.3972 | 7.794 | 8.1263 | 8.438 | 8.7795 | 9.0831 | 9.3932 | 9.6689 | 9.9426 | 10.2603 | 10.5755 | 10.8902 | 11.2253 | 11.5387
| Duplex TS | 0.59092 | 1.0673 | 1.3003 | 1.6666 | 1.9676 | 2.5648 | 3.0014 | 3.4422 | 3.941 | 4.3854 | 4.7216 | 5.0015 | 5.2063 | 5.415 | 5.6328 | 5.8449 | 6.0679 | 6.2504 | 6.4417 | 6.6644 | 6.8883 | 7.0989 | 7.3154 | 7.5283
| Esplanade TS | 0.65723 | 1.4385 | 1.6227 | 1.7055 | 1.9144 | 2.3719 | 2.6283 | 2.9126 | 3.3084 | 3.6104 | 3.8691 | 4.0642 | 4.19 | 4.3065 | 4.4045 | 4.4897 | 4.5851 | 4.6708 | 4.7465 | 4.8541 | 4.97 | 5.078 | 5.1908 | 5.298
| Gerrard TS | 0.42338 | 0.9053 | 1.0965 | 1.3781 | 1.5983 | 2.0569 | 2.3779 | 2.7017 | 3.0454 | 3.3625 | 3.5791 | 3.7784 | 3.9138 | 4.0302 | 4.1329 | 4.2258 | 4.3457 | 4.4543 | 4.5612 | 4.6712 | 4.7812 | 4.8904 | 5.0384 | 5.1778
| Glengrove TS | 0.34215 | 0.73592 | 0.87553 | 1.1366 | 1.3309 | 1.7261 | 2.0118 | 2.2988 | 2.6114 | 2.9503 | 3.2176 | 3.4615 | 3.6549 | 3.8544 | 4.0778 | 4.2981 | 4.5421 | 4.7903 | 5.0343 | 5.2876 | 5.5325 | 5.7584 | 5.9909 | 6.2156
| Main TS | 0.39781 | 0.86481 | 1.0636 | 1.3695 | 1.5948 | 2.0714 | 2.4002 | 2.7336 | 3.0884 | 3.4679 | 3.7556 | 4.0025 | 4.1963 | 4.3897 | 4.6033 | 4.8022 | 5.0252 | 5.2317 | 5.4388 | 5.6666 | 5.9004 | 6.1298 | 6.3558 | 6.5787
| Terauley TS | 0.76936 | 1.7336 | 1.9645 | 2.1841 | 2.4753 | 3.0446 | 3.3598 | 3.7029 | 4.1524 | 4.4545 | 4.7094 | 4.911 | 5.0237 | 5.1293 | 5.2273 | 5.3086 | 5.4074 | 5.4709 | 5.5313 | 5.6235 | 5.7232 | 5.8244 | 5.9299 | 6.0291
| Fairbank TS | 0.72864 | 1.7699 | 2.1333 | 2.6462 | 3.0921 | 4.0316 | 4.7109 | 5.4202 | 6.2009 | 6.9068 | 7.4798 | 7.9679 | 8.3338 | 8.7105 | 9.0956 | 9.46 | 9.8304 | 10.1533 | 10.455 | 10.7949 | 11.1826 | 11.5427 | 11.8818 | 12.2178
| Runnymede TS | 0.88895 | 1.786 | 2.2059 | 2.8306 | 3.3427 | 4.3962 | 5.1824 | 5.9417 | 6.7907 | 7.5843 | 8.1502 | 8.5858 | 8.8836 | 9.1777 | 9.4974 | 9.7948 | 10.1203 | 10.4169 | 10.719 | 11.0557 | 11.3978 | 11.7298 | 12.0634 | 12.3994
| Wiltshire TS | 0.41625 | 1.0015 | 1.2162 | 1.5573 | 1.8283 | 2.3639 | 2.7285 | 3.1046 | 3.5488 | 3.9482 | 4.2322 | 4.4605 | 4.6111 | 4.7452 | 4.8773 | 5.0101 | 5.1479 | 5.2771 | 5.3919 | 5.5282 | 5.6737 | 5.8096 | 5.9507 | 6.0875
| Copeland MTS | 0.32469 | 0.75004 | 0.91256 | 1.8565 | 2.6206 | 3.2842 | 3.6723 | 4.0668 | 4.5366 | 4.9303 | 5.1963 | 5.3653 | 5.4313 | 5.4751 | 5.5393 | 5.5829 | 5.6295 | 5.7005 | 5.7631 | 5.8527 | 5.9277 | 5.9948 | 6.0678 | 6.1392
| John TS | 0.76523 | 1.6776 | 1.9425 | 2.4002 | 2.7025 | 3.364 | 3.7562 | 4.1573 | 4.6506 | 5.0195 | 5.3608 | 5.6077 | 5.7311 | 5.8154 | 5.9201 | 6.0273 | 6.1309 | 6.2265 | 6.3091 | 6.4223 | 6.5269 | 6.6071 | 6.6813 | 6.7714
| Strachan TS | 0.82544 | 1.742 | 2.1383 | 2.5143 | 3.0047 | 3.8777 | 4.5365 | 5.2165 | 5.9605 | 6.6314 | 7.1118 | 7.5118 | 7.8075 | 8.0879 | 8.4185 | 8.7392 | 9.1094 | 9.4256 | 9.726 | 10.0468 | 10.3778 | 10.6858 | 10.9909 | 11.279
Back to main menu
Peak demand savings from codes and standards, as well as the delivery of conservation programs, were estimated for each sector and totalled for each station in the region. The analyses were conducted under normal weather conditions and can be adjusted to reflect extreme weather conditions. The resulting forecast savings were applied to gross demand to help determine the net peak demand for the IRRP planning forecast. Additional details on the overall IRRP forecast methodology will be provided in the final report.

## Table 14
Back to main menu
| Transformer Station | Table 14 Summer Weather Station CDM (Codes & Standards) Forecast (MW)
|  | 2024 | 2025 | 2026 | 2027 | 2028 | 2029 | 2030 | 2031 | 2032 | 2033 | 2034 | 2035 | 2036 | 2037 | 2038 | 2039 | 2040 | 2041 | 2042 | 2043 | 2044 | 2045 | 2046 | 2047
| Agincourt TS | 0.60818 | 1.3005 | 1.8518 | 2.4676 | 3.0363 | 3.8774 | 4.569 | 5.1306 | 5.7155 | 6.1549 | 6.5511 | 6.9552 | 7.1725 | 7.3674 | 7.5449 | 7.6989 | 7.925 | 8.0585 | 8.2131 | 8.3973 | 8.555 | 8.7164 | 8.8891 | 9.0542
| Bathurst TS | 1.6187 | 3.5111 | 4.4456 | 5.6747 | 6.5188 | 7.8007 | 8.5783 | 9.3018 | 10.055 | 10.7645 | 11.3846 | 12.0228 | 12.3454 | 12.6219 | 12.9213 | 13.1509 | 13.4435 | 13.5659 | 13.7387 | 14.0048 | 14.2309 | 14.4977 | 14.7894 | 15.0441
| Cavanagh MTS | 0.68892 | 1.4669 | 1.9349 | 2.4775 | 2.9815 | 3.7724 | 4.4398 | 5.1237 | 5.7883 | 6.2652 | 6.692 | 7.1008 | 7.39 | 7.652 | 7.9168 | 8.1488 | 8.4212 | 8.5729 | 8.7242 | 8.9285 | 9.1172 | 9.3164 | 9.5339 | 9.726
| Fairchild TS | 1.6371 | 3.5691 | 4.6129 | 5.8533 | 6.9323 | 8.5848 | 9.7834 | 11.0101 | 12.3036 | 13.268 | 14.1441 | 14.9814 | 15.4239 | 15.8349 | 16.3016 | 16.7084 | 17.2307 | 17.5479 | 17.9323 | 18.433 | 18.8609 | 19.2904 | 19.7369 | 20.151
| Finch TS | 2.0269 | 4.5102 | 5.6831 | 7.0623 | 8.1719 | 10.0037 | 11.2604 | 12.5864 | 14.0414 | 15.1259 | 16.0956 | 17.0382 | 17.5423 | 17.9881 | 18.4975 | 18.95 | 19.5203 | 19.775 | 20.1282 | 20.6119 | 21.026 | 21.4584 | 21.9152 | 22.3331
| Leslie TS | 1.5051 | 3.2852 | 4.2014 | 5.3666 | 6.2224 | 7.5231 | 8.4039 | 9.2422 | 10.0679 | 11.1972 | 12.2963 | 13.4098 | 14.2025 | 15.0266 | 15.482 | 15.8779 | 16.3569 | 16.6429 | 17.0083 | 17.4786 | 17.8672 | 18.2525 | 18.6609 | 19.044
| Malvern TS | 0.75754 | 1.6669 | 2.0128 | 2.4598 | 2.7993 | 3.3927 | 3.7676 | 4.1748 | 4.6335 | 4.9532 | 5.2375 | 5.5049 | 5.6332 | 5.7463 | 5.8746 | 5.9813 | 6.1226 | 6.1879 | 6.32 | 6.4915 | 6.6274 | 6.761 | 6.9044 | 7.024
| Bermondsey TS | 0.98317 | 2.2645 | 2.9194 | 4.46 | 5.2772 | 6.5339 | 7.335 | 8.1689 | 9.0622 | 9.7575 | 10.385 | 10.9657 | 11.2282 | 11.4667 | 11.7551 | 11.9982 | 12.3041 | 12.469 | 12.6678 | 12.9822 | 13.2566 | 13.5167 | 13.7974 | 14.0468
| Ellesmere TS | 0.95305 | 2.0545 | 2.7689 | 3.4615 | 4.2324 | 5.1868 | 5.8569 | 6.5545 | 7.2983 | 7.8497 | 8.3422 | 8.8031 | 9.0438 | 9.2569 | 9.5045 | 9.7122 | 9.9798 | 10.1327 | 10.3225 | 10.5761 | 10.7893 | 11.0049 | 11.2416 | 11.4532
| Leaside TS | 1.0451 | 2.2373 | 2.8847 | 3.5145 | 4.0381 | 4.8609 | 5.4 | 5.9625 | 6.5416 | 7.1118 | 7.5707 | 8.0152 | 8.283 | 8.5206 | 8.7684 | 8.963 | 9.2089 | 9.3443 | 9.5234 | 9.7628 | 9.9699 | 10.1865 | 10.4146 | 10.6233
| Scarboro TS | 1.2793 | 2.9254 | 3.7337 | 4.7556 | 5.8943 | 7.1428 | 7.8463 | 8.5516 | 9.2968 | 9.9896 | 10.6127 | 11.211 | 11.5165 | 11.7878 | 12.0958 | 12.3671 | 12.7024 | 12.8735 | 13.0936 | 13.3915 | 13.6541 | 13.9284 | 14.2127 | 14.4811
| Sheppard TS | 1.0337 | 2.1698 | 2.8122 | 3.6564 | 4.528 | 5.7595 | 6.7831 | 7.8302 | 8.8649 | 9.6741 | 10.4084 | 11.1181 | 11.5079 | 11.8296 | 12.171 | 12.4782 | 12.8741 | 13.116 | 13.4183 | 13.7805 | 14.0986 | 14.4281 | 14.7704 | 15.0877
| Warden TS | 0.9574 | 2.0336 | 2.7343 | 3.5668 | 4.3654 | 5.5387 | 6.316 | 7.1078 | 7.9345 | 8.5552 | 9.1119 | 9.6343 | 9.9461 | 10.2241 | 10.5208 | 10.747 | 11.0429 | 11.2161 | 11.4251 | 11.7326 | 11.9919 | 12.2656 | 12.5277 | 12.7764
| Horner TS | 1.3326 | 3.1616 | 4.7012 | 5.968 | 6.9893 | 8.5474 | 9.6126 | 10.7556 | 11.9286 | 12.8089 | 13.5531 | 14.2453 | 14.567 | 14.8802 | 15.2164 | 15.5004 | 15.8472 | 16.036 | 16.256 | 16.5667 | 16.8512 | 17.1456 | 17.4645 | 17.7512
| Manby TS | 1.2124 | 2.6809 | 2.8487 | 3.5841 | 4.2099 | 5.2404 | 5.9802 | 6.7727 | 7.6522 | 8.2882 | 8.879 | 9.4689 | 9.8173 | 10.152 | 10.6086 | 11.0137 | 11.4902 | 11.7457 | 12.0525 | 12.4486 | 12.7629 | 13.0891 | 13.4209 | 13.7427
| Rexdale TS | 0.65655 | 1.5691 | 1.9394 | 2.4349 | 2.7824 | 3.3584 | 3.7256 | 4.0998 | 4.5345 | 4.9685 | 5.3797 | 5.8019 | 6.0902 | 6.3606 | 6.6453 | 6.9399 | 7.2829 | 7.4193 | 7.6089 | 7.8487 | 8.0529 | 8.3048 | 8.5276 | 8.7625
| Richview TS | 1.8844 | 4.0208 | 5.0654 | 5.783 | 6.6758 | 8.1536 | 9.1493 | 9.9642 | 11.1565 | 12.0674 | 12.8076 | 13.494 | 13.8218 | 14.0992 | 14.4086 | 14.6402 | 14.9464 | 15.0904 | 15.2879 | 15.5984 | 15.8492 | 16.1092 | 16.4034 | 16.6498
| Basin TS | 0.33046 | 0.81486 | 1.0223 | 1.0978 | 1.2636 | 1.5437 | 1.7228 | 1.9225 | 2.1489 | 2.31 | 2.4603 | 2.6019 | 2.681 | 2.7577 | 2.847 | 2.9192 | 3.0152 | 3.0676 | 3.131 | 3.2212 | 3.3014 | 3.3855 | 3.4792 | 3.5568
| Bridgman TS | 0.95182 | 2.0753 | 2.5381 | 3.1392 | 3.5483 | 4.2421 | 4.6587 | 5.0518 | 5.4703 | 5.8813 | 6.2606 | 6.6299 | 6.8313 | 7.0251 | 7.2527 | 7.4433 | 7.7022 | 7.8718 | 8.0802 | 8.3379 | 8.5592 | 8.7783 | 9.0029 | 9.224
| Carlaw TS | 0.26894 | 0.73631 | 0.92082 | 0.91632 | 1.0417 | 1.2516 | 1.3835 | 1.5117 | 1.6508 | 1.8071 | 1.9652 | 2.1265 | 2.2306 | 2.346 | 2.4672 | 2.606 | 2.7671 | 2.8875 | 2.9903 | 3.1175 | 3.2445 | 3.3659 | 3.4935 | 3.6094
| Cecil TS | 0.93515 | 2.1571 | 2.4035 | 3.0573 | 3.5834 | 4.4594 | 4.9818 | 5.5481 | 6.1536 | 6.609 | 7.0143 | 7.4019 | 7.5608 | 7.7212 | 7.9329 | 8.0918 | 8.274 | 8.3446 | 8.4663 | 8.6598 | 8.8052 | 8.9425 | 9.121 | 9.2759
| Charles TS | 1.0155 | 2.2468 | 2.7642 | 3.4406 | 3.8896 | 4.6953 | 5.1561 | 5.6287 | 6.0773 | 6.5057 | 6.8869 | 7.242 | 7.4401 | 7.6191 | 7.8167 | 7.951 | 8.1337 | 8.2489 | 8.4072 | 8.6213 | 8.7984 | 8.9626 | 9.1415 | 9.2908
| Dufferin TS | 1.0353 | 2.2932 | 2.9297 | 3.6562 | 4.196 | 5.0595 | 5.5803 | 6.1005 | 6.6463 | 7.161 | 7.6375 | 8.0788 | 8.3516 | 8.615 | 8.9052 | 9.1405 | 9.4093 | 9.5701 | 9.7638 | 10.0183 | 10.2372 | 10.4589 | 10.7083 | 10.9379
| Duplex TS | 0.66096 | 1.194 | 1.5437 | 1.9761 | 2.373 | 2.9622 | 3.4092 | 3.8685 | 4.3647 | 4.7497 | 5.0999 | 5.4514 | 5.6761 | 5.8832 | 6.1104 | 6.3217 | 6.5885 | 6.7259 | 6.9193 | 7.1499 | 7.3466 | 7.5585 | 7.7654 | 7.9706
| Esplanade TS | 0.92194 | 2.0393 | 2.1656 | 2.6161 | 3.0048 | 3.6552 | 4.0642 | 4.5095 | 5.0701 | 5.4801 | 5.8507 | 6.2049 | 6.3934 | 6.5607 | 6.7087 | 6.8274 | 6.9905 | 7.0744 | 7.1838 | 7.3537 | 7.4934 | 7.6399 | 7.8054 | 7.9421
| Gerrard TS | 0.46007 | 0.99824 | 1.2871 | 1.6196 | 1.9019 | 2.32 | 2.6146 | 2.9209 | 3.2306 | 3.4726 | 3.6801 | 3.9193 | 4.0416 | 4.1544 | 4.2426 | 4.3178 | 4.4344 | 4.5113 | 4.5924 | 4.6834 | 4.7556 | 4.8377 | 4.9712 | 5.0925
| Glengrove TS | 0.35562 | 0.77241 | 0.97061 | 1.2533 | 1.4761 | 1.8002 | 2.0367 | 2.2738 | 2.5138 | 2.7653 | 3.0245 | 3.274 | 3.4465 | 3.6406 | 3.8613 | 4.0608 | 4.3096 | 4.5319 | 4.7481 | 4.9808 | 5.1901 | 5.3821 | 5.5866 | 5.7914
| Main TS | 0.40713 | 0.88798 | 1.1534 | 1.4748 | 1.7201 | 2.1025 | 2.3546 | 2.6045 | 2.8646 | 3.1225 | 3.3681 | 3.6099 | 3.7596 | 3.9125 | 4.0918 | 4.2369 | 4.437 | 4.5803 | 4.7285 | 4.9103 | 5.0797 | 5.2488 | 5.4244 | 5.5878
| Terauley TS | 1.0349 | 2.3675 | 2.6035 | 3.2693 | 3.8103 | 4.6281 | 5.151 | 5.7192 | 6.373 | 6.806 | 7.198 | 7.6022 | 7.8056 | 7.9793 | 8.1694 | 8.3208 | 8.5255 | 8.6111 | 8.7302 | 8.9216 | 9.0757 | 9.2526 | 9.4338 | 9.5997
| Fairbank TS | 0.94405 | 2.2833 | 2.9012 | 3.5737 | 4.217 | 5.2392 | 5.988 | 6.7735 | 7.6151 | 8.2467 | 8.8913 | 9.5127 | 9.8889 | 10.2594 | 10.6496 | 11.0108 | 11.422 | 11.6639 | 11.9291 | 12.2664 | 12.6064 | 12.9385 | 13.2481 | 13.549
| Runnymede TS | 1.0175 | 2.0416 | 2.7033 | 3.4807 | 4.1822 | 5.2354 | 6.0525 | 6.8246 | 7.6782 | 8.3513 | 8.9804 | 9.5459 | 9.8692 | 10.1922 | 10.5419 | 10.8533 | 11.2545 | 11.519 | 11.8093 | 12.1625 | 12.4779 | 12.8088 | 13.1458 | 13.4871
| Wiltshire TS | 0.45732 | 1.1272 | 1.4536 | 1.8548 | 2.213 | 2.7336 | 3.0935 | 3.4685 | 3.9 | 4.2262 | 4.5277 | 4.8069 | 4.9527 | 5.0918 | 5.2024 | 5.3246 | 5.4621 | 5.5552 | 5.646 | 5.7705 | 5.8877 | 5.9978 | 6.1075 | 6.2322
| Copeland MTS | 0.47137 | 1.0921 | 2.1516 | 2.7257 | 3.8574 | 4.6605 | 5.1585 | 5.6809 | 6.2582 | 6.6753 | 7.0418 | 7.3437 | 7.4573 | 7.5429 | 7.6363 | 7.7107 | 7.8088 | 7.891 | 7.9714 | 8.1027 | 8.2088 | 8.304 | 8.4018 | 8.4954
| John TS | 1.0208 | 2.2695 | 2.8058 | 3.5083 | 4.0539 | 4.9493 | 5.5512 | 6.154 | 6.8353 | 7.3101 | 7.7943 | 8.2501 | 8.4465 | 8.6075 | 8.7904 | 8.9686 | 9.175 | 9.2947 | 9.4391 | 9.6413 | 9.7806 | 9.9069 | 10.0408 | 10.1724
| Strachan TS | 0.9678 | 2.0508 | 2.4463 | 3.1047 | 3.7478 | 4.601 | 5.2601 | 5.9477 | 6.6764 | 7.2266 | 7.7226 | 8.2047 | 8.4707 | 8.7273 | 9.0227 | 9.3193 | 9.7054 | 9.9337 | 10.1916 | 10.4828 | 10.7548 | 11.0137 | 11.2614 | 11.4954
Back to main menu
Peak demand savings from codes and standards, as well as the delivery of conservation programs, were estimated for each sector and totalled for each station in the region. The analyses were conducted under normal weather conditions and can be adjusted to reflect extreme weather conditions. The resulting forecast savings were applied to gross demand to help determine the net peak demand for the IRRP planning forecast. Additional details on the overall IRRP forecast methodology will be provided in the final report.

## Table 15
Back to main menu
| Transformer Station | Table 15 Winter Weather Station CDM (Energy Efficiency Programs) Forecast (MW)
|  | 2024 | 2025 | 2026 | 2027 | 2028 | 2029 | 2030 | 2031 | 2032 | 2033 | 2034 | 2035 | 2036 | 2037 | 2038 | 2039 | 2040 | 2041 | 2042 | 2043 | 2044 | 2045 | 2046 | 2047
| Agincourt TS | 0.693 | 0.99503 | 1.5882 | 2.4593 | 3.3573 | 4.2514 | 5.2706 | 5.4523 | 5.6458 | 5.7862 | 6.1728 | 6.8314 | 7.4087 | 7.7395 | 7.8518 | 7.974 | 8.1414 | 8.2915 | 8.4517 | 8.59 | 8.7215 | 8.8506 | 8.9916 | 9.1266
| Bathurst TS | 2.3004 | 3.2861 | 4.8749 | 7.3201 | 9.6254 | 11.6275 | 13.8001 | 13.9799 | 14.1877 | 14.5041 | 15.4318 | 16.9738 | 18.3029 | 19.015 | 19.2415 | 19.4891 | 19.7433 | 19.9604 | 20.1972 | 20.4528 | 20.6929 | 20.9889 | 21.2991 | 21.5809
| Cavanagh MTS | 0.9692 | 1.3977 | 2.0165 | 2.9626 | 3.8928 | 4.8285 | 5.9088 | 6.2381 | 6.5238 | 6.6903 | 7.1411 | 7.8703 | 8.5817 | 9.0175 | 9.2065 | 9.4076 | 9.6153 | 9.7956 | 9.9468 | 10.1065 | 10.2681 | 10.4296 | 10.6114 | 10.7761
| Fairchild TS | 2.1268 | 3.0975 | 4.5039 | 6.6278 | 8.7154 | 10.6887 | 12.8335 | 13.2993 | 13.7905 | 14.1306 | 15.0879 | 16.6028 | 17.926 | 18.6797 | 18.9829 | 19.326 | 19.716 | 20.0984 | 20.4946 | 20.8987 | 21.2814 | 21.6464 | 22.0169 | 22.3755
| Finch TS | 2.7843 | 4.1006 | 6.0631 | 8.817 | 11.5768 | 14.2089 | 17.1374 | 17.7662 | 18.4719 | 18.9975 | 20.3083 | 22.3446 | 24.0988 | 25.1259 | 25.4955 | 25.9358 | 26.437 | 26.8237 | 27.2439 | 27.6674 | 28.0869 | 28.4772 | 28.9053 | 29.3128
| Leslie TS | 2.1927 | 3.239 | 4.5783 | 6.678 | 8.5084 | 10.1665 | 11.9268 | 12.1085 | 12.3042 | 12.8883 | 14.0088 | 15.7089 | 17.2705 | 18.3638 | 18.644 | 18.9615 | 19.2867 | 19.5994 | 19.9499 | 20.2936 | 20.6123 | 20.9065 | 21.2282 | 21.5276
| Malvern TS | 1.1211 | 1.5872 | 2.2807 | 3.3057 | 4.326 | 5.2733 | 6.3096 | 6.48 | 6.67 | 6.7889 | 7.2054 | 7.8712 | 8.4125 | 8.676 | 8.7211 | 8.779 | 8.8596 | 8.9275 | 9.0787 | 9.213 | 9.3371 | 9.4465 | 9.5498 | 9.6453
| Bermondsey TS | 1.2896 | 2.0005 | 3.0171 | 5.5926 | 7.4903 | 9.3064 | 11.1559 | 11.5132 | 11.9019 | 12.2368 | 13.0861 | 14.4072 | 15.4805 | 16.0679 | 16.2877 | 16.5433 | 16.8176 | 17.0619 | 17.327 | 17.6527 | 17.9485 | 18.2353 | 18.5222 | 18.7956
| Ellesmere TS | 1.3384 | 1.9096 | 2.9476 | 4.2987 | 5.8974 | 7.2018 | 8.6426 | 8.9287 | 9.2391 | 9.457 | 10.0747 | 11.0615 | 11.9061 | 12.3617 | 12.5149 | 12.7027 | 12.9066 | 13.1075 | 13.3143 | 13.5255 | 13.7295 | 13.9238 | 14.1241 | 14.3179
| Leaside TS | 1.4437 | 2.074 | 2.9958 | 4.2527 | 5.4646 | 6.5628 | 7.7414 | 7.958 | 8.172 | 8.4512 | 9.0433 | 9.9756 | 10.8642 | 11.3827 | 11.6169 | 11.8423 | 12.089 | 12.3262 | 12.575 | 12.8267 | 13.0684 | 13.3094 | 13.5586 | 13.8086
| Scarboro TS | 1.9289 | 2.9099 | 4.3108 | 6.4494 | 9.0777 | 11.0804 | 13.0855 | 13.303 | 13.5522 | 13.9048 | 14.8626 | 16.3514 | 17.6497 | 18.3781 | 18.6348 | 18.9402 | 19.2952 | 19.5982 | 19.9199 | 20.2457 | 20.5621 | 20.8697 | 21.1993 | 21.5224
| Sheppard TS | 1.0497 | 1.5435 | 2.1124 | 3.1207 | 4.1483 | 5.1449 | 6.2543 | 6.6209 | 6.9613 | 7.2104 | 7.7415 | 8.5888 | 9.3584 | 9.7952 | 9.9881 | 10.209 | 10.4529 | 10.6887 | 10.9283 | 11.162 | 11.3793 | 11.5958 | 11.8256 | 12.0414
| Warden TS | 1.3898 | 2.0007 | 3.0139 | 4.5248 | 6.1084 | 7.6739 | 9.2344 | 9.5944 | 9.9671 | 10.2431 | 10.9366 | 12.0331 | 13.0452 | 13.64 | 13.8924 | 14.1348 | 14.4126 | 14.6755 | 14.9481 | 15.2545 | 15.5428 | 15.8317 | 16.1049 | 16.3791
| Horner TS | 2.0218 | 3.197 | 5.485 | 8.0971 | 10.6884 | 13.1126 | 15.7729 | 16.382 | 16.9732 | 17.4291 | 18.5382 | 20.2972 | 21.7874 | 22.6243 | 22.8904 | 23.2066 | 23.5461 | 23.8654 | 24.2194 | 24.5344 | 24.865 | 25.203 | 25.5785 | 25.9136
| Manby TS | 1.8068 | 2.6417 | 3.2526 | 4.8305 | 6.4514 | 8.044 | 9.8468 | 10.3503 | 10.8859 | 11.2566 | 12.1255 | 13.4421 | 14.6253 | 15.3825 | 15.8604 | 16.3713 | 16.8993 | 17.3216 | 17.7355 | 18.1761 | 18.5801 | 18.9444 | 19.3219 | 19.6927
| Rexdale TS | 1.035 | 1.6372 | 2.3704 | 3.4763 | 4.5316 | 5.5011 | 6.5735 | 6.7402 | 6.9653 | 7.2554 | 7.8723 | 8.7804 | 9.6124 | 10.1926 | 10.4943 | 10.8105 | 11.1773 | 11.4005 | 11.6251 | 11.8701 | 12.1324 | 12.3462 | 12.6149 | 12.8547
| Richview TS | 3.4222 | 4.7984 | 7.0298 | 9.4432 | 12.3215 | 15.0229 | 17.9963 | 18.1475 | 18.8329 | 19.3654 | 20.5707 | 22.4635 | 24.0274 | 24.7766 | 24.9083 | 25.0681 | 25.2394 | 25.4271 | 25.6316 | 25.8539 | 26.0587 | 26.2771 | 26.4971 | 26.7251
| Basin TS | 0.62763 | 0.98207 | 1.462 | 1.8979 | 2.5177 | 3.0924 | 3.7294 | 3.8586 | 4.0005 | 4.1 | 4.3783 | 4.8156 | 5.1886 | 5.3907 | 5.4701 | 5.5542 | 5.6578 | 5.7554 | 5.8494 | 5.9428 | 6.0428 | 6.1514 | 6.2613 | 6.3633
| Bridgman TS | 1.5347 | 2.1872 | 3.1492 | 4.6006 | 5.9701 | 7.2228 | 8.5881 | 8.6964 | 8.843 | 9.0796 | 9.7258 | 10.7287 | 11.61 | 12.1325 | 12.3663 | 12.6274 | 12.9274 | 13.2235 | 13.5623 | 13.8917 | 14.2011 | 14.4905 | 14.7991 | 15.0854
| Carlaw TS | 0.4939 | 0.85198 | 1.2276 | 1.5141 | 1.9588 | 2.3691 | 2.8022 | 2.872 | 2.9411 | 3.0643 | 3.3324 | 3.7386 | 4.1205 | 4.385 | 4.5447 | 4.7491 | 4.9632 | 5.171 | 5.3467 | 5.5284 | 5.7139 | 5.894 | 6.0697 | 6.2385
| Cecil TS | 1.4 | 2.1178 | 3.1287 | 4.1702 | 5.6028 | 7.0225 | 8.4714 | 8.7717 | 9.0566 | 9.2998 | 9.9144 | 10.8484 | 11.5852 | 11.9778 | 12.105 | 12.2673 | 12.3854 | 12.4779 | 12.6264 | 12.7587 | 12.9026 | 13.0112 | 13.1675 | 13.3092
| Charles TS | 1.7502 | 2.5232 | 3.6466 | 5.3374 | 6.9229 | 8.4317 | 9.996 | 10.1971 | 10.3311 | 10.5486 | 11.2235 | 12.2901 | 13.2583 | 13.7734 | 13.9348 | 14.1051 | 14.278 | 14.486 | 14.7392 | 14.9906 | 15.2216 | 15.4333 | 15.6494 | 15.8283
| Dufferin TS | 1.6254 | 2.3776 | 3.4981 | 5.1515 | 6.7439 | 8.2169 | 9.7587 | 9.9902 | 10.2467 | 10.5809 | 11.3835 | 12.605 | 13.7911 | 14.5285 | 14.9066 | 15.3016 | 15.6993 | 16.0725 | 16.4572 | 16.8387 | 17.2041 | 17.5746 | 17.981 | 18.3522
| Duplex TS | 1.0249 | 1.2455 | 1.8431 | 2.7556 | 3.7045 | 4.6029 | 5.6222 | 5.8818 | 6.1768 | 6.3975 | 6.9079 | 7.6808 | 8.3867 | 8.85 | 9.082 | 9.3533 | 9.6374 | 9.8758 | 10.134 | 10.3969 | 10.6536 | 10.8932 | 11.1446 | 11.3897
| Esplanade TS | 1.3962 | 1.9942 | 2.8775 | 3.6388 | 4.8413 | 5.9328 | 7.1369 | 7.3646 | 7.7086 | 7.9558 | 8.5538 | 9.443 | 10.1862 | 10.6004 | 10.6674 | 10.7679 | 10.8844 | 11.0129 | 11.1488 | 11.2919 | 11.4488 | 11.591 | 11.7432 | 11.8876
| Gerrard TS | 0.69454 | 1.0037 | 1.4577 | 2.1269 | 2.7859 | 3.3908 | 4.0581 | 4.1887 | 4.3253 | 4.4301 | 4.7283 | 5.2407 | 5.6989 | 5.9566 | 6.0287 | 6.1204 | 6.2498 | 6.3744 | 6.4984 | 6.6009 | 6.6988 | 6.7995 | 6.9568 | 7.1013
| Glengrove TS | 0.53586 | 0.78338 | 1.1066 | 1.6593 | 2.179 | 2.6563 | 3.185 | 3.2969 | 3.4282 | 3.5843 | 3.9186 | 4.4256 | 4.9076 | 5.2547 | 5.4888 | 5.7458 | 6.0317 | 6.3311 | 6.6235 | 6.9009 | 7.1596 | 7.3959 | 7.643 | 7.8778
| Main TS | 0.63341 | 0.92929 | 1.3604 | 2.0338 | 2.6667 | 3.2632 | 3.898 | 4.0239 | 4.16 | 4.3243 | 4.6963 | 5.2586 | 5.7921 | 6.1522 | 6.3685 | 6.5972 | 6.8563 | 7.1036 | 7.3516 | 7.5975 | 7.844 | 8.0871 | 8.3284 | 8.5636
| Terauley TS | 1.6979 | 2.5105 | 3.6838 | 4.9215 | 6.6426 | 8.1392 | 9.8354 | 10.1506 | 10.514 | 10.7159 | 11.358 | 12.4304 | 13.2834 | 13.7212 | 13.7528 | 13.8255 | 13.9322 | 13.9965 | 14.0986 | 14.1919 | 14.2987 | 14.4149 | 14.5411 | 14.6594
| Fairbank TS | 1.2386 | 2.0155 | 2.9339 | 4.2548 | 5.6547 | 7.0099 | 8.5229 | 8.9278 | 9.3573 | 9.6837 | 10.5206 | 11.7753 | 12.9299 | 13.716 | 14.1304 | 14.5873 | 15.0464 | 15.4606 | 15.8507 | 16.2302 | 16.6686 | 17.0713 | 17.4477 | 17.818
| Runnymede TS | 1.4215 | 1.9343 | 2.8485 | 4.2342 | 5.627 | 6.9751 | 8.482 | 8.8199 | 9.2289 | 9.5478 | 10.2873 | 11.3791 | 12.3642 | 12.968 | 13.2474 | 13.567 | 13.922 | 14.261 | 14.6087 | 14.9457 | 15.2779 | 15.6035 | 15.9384 | 16.2742
| Wiltshire TS | 0.71166 | 1.1537 | 1.696 | 2.5297 | 3.3743 | 4.1498 | 4.9887 | 5.1724 | 5.4212 | 5.609 | 6.0296 | 6.6706 | 7.2348 | 7.5547 | 7.6612 | 7.8117 | 7.9675 | 8.1257 | 8.2663 | 8.405 | 8.5522 | 8.6888 | 8.8364 | 8.9777
| Copeland MTS | 0.65957 | 1.0811 | 1.6745 | 3.8648 | 6.2373 | 7.5955 | 9.0895 | 9.3411 | 9.6625 | 9.9275 | 10.4572 | 11.2214 | 11.8198 | 12.0501 | 12.0242 | 12.0236 | 12.0253 | 12.1103 | 12.1932 | 12.2746 | 12.3214 | 12.3588 | 12.4119 | 12.4655
| John TS | 1.6423 | 2.3996 | 3.5727 | 5.2385 | 6.9511 | 8.5525 | 10.3744 | 10.7102 | 11.0682 | 11.3199 | 12.115 | 13.2758 | 14.1683 | 14.5475 | 14.5769 | 14.7004 | 14.8044 | 14.9362 | 15.0764 | 15.2006 | 15.2991 | 15.3474 | 15.3837 | 15.4649
| Strachan TS | 1.3805 | 1.9719 | 2.9167 | 3.9798 | 5.3817 | 6.5847 | 7.997 | 8.3675 | 8.7651 | 9.0588 | 9.7406 | 10.7962 | 11.7733 | 12.3766 | 12.7135 | 13.1028 | 13.5603 | 13.9608 | 14.3424 | 14.6938 | 15.0486 | 15.3758 | 15.7044 | 16.0072
Back to main menu
Peak demand savings from codes and standards, as well as the delivery of conservation programs, were estimated for each sector and totalled for each station in the region. The analyses were conducted under normal weather conditions and can be adjusted to reflect extreme weather conditions. The resulting forecast savings were applied to gross demand to help determine the net peak demand for the IRRP planning forecast. Additional details on the overall IRRP forecast methodology will be provided in the final report.

## Table 16
Back to main menu
| Transformer Station | Table 16 Summer Weather Station CDM (Energy Efficiency Programs) Forecast (MW)
|  | 2024 | 2025 | 2026 | 2027 | 2028 | 2029 | 2030 | 2031 | 2032 | 2033 | 2034 | 2035 | 2036 | 2037 | 2038 | 2039 | 2040 | 2041 | 2042 | 2043 | 2044 | 2045 | 2046 | 2047
| Agincourt TS | 0.8386 | 1.1698 | 1.8416 | 2.8422 | 3.9035 | 5.0031 | 6.2427 | 6.7728 | 6.9299 | 7.0449 | 7.5563 | 8.3843 | 9.0785 | 9.4658 | 9.7378 | 9.8734 | 10.0829 | 10.2258 | 10.3982 | 10.5467 | 10.6616 | 10.7865 | 10.9296 | 11.0656
| Bathurst TS | 2.628 | 3.6827 | 5.3979 | 8.0614 | 10.5745 | 12.8635 | 15.2528 | 16.1364 | 16.0919 | 16.3445 | 17.4525 | 19.2837 | 20.7756 | 21.5661 | 22.1697 | 22.4261 | 22.7505 | 22.9059 | 23.1626 | 23.4256 | 23.6248 | 23.9027 | 24.2267 | 24.5006
| Cavanagh MTS | 0.87087 | 1.2261 | 1.7525 | 2.5734 | 3.4124 | 4.3083 | 5.3286 | 5.9168 | 6.1342 | 6.2607 | 6.7288 | 7.4536 | 8.1409 | 8.5528 | 8.8877 | 9.0885 | 9.3165 | 9.4576 | 9.5989 | 9.7445 | 9.8717 | 10.0153 | 10.1829 | 10.3244
| Fairchild TS | 2.3289 | 3.3176 | 4.782 | 7.0241 | 9.3124 | 11.5999 | 14.0433 | 15.2947 | 15.7171 | 16.0208 | 17.2117 | 19.0509 | 20.5837 | 21.4486 | 22.1783 | 22.5882 | 23.1112 | 23.4763 | 23.9387 | 24.412 | 24.7866 | 25.1742 | 25.5915 | 25.9721
| Finch TS | 3.3113 | 4.7801 | 6.9887 | 10.1346 | 13.3836 | 16.662 | 20.2395 | 22.0796 | 22.7399 | 23.2576 | 24.9798 | 27.6579 | 29.8628 | 31.0851 | 32.0953 | 32.68 | 33.4073 | 33.7672 | 34.3189 | 34.8674 | 35.3005 | 35.7796 | 36.3063 | 36.7834
| Leslie TS | 1.9526 | 2.8353 | 3.9578 | 5.7762 | 7.3858 | 8.9248 | 10.5049 | 11.1293 | 11.1422 | 11.7033 | 12.9279 | 14.7113 | 16.3368 | 17.5325 | 18.1405 | 18.4839 | 18.8885 | 19.1654 | 19.5357 | 19.9148 | 20.1975 | 20.4863 | 20.8098 | 21.1074
| Malvern TS | 1.3176 | 1.8388 | 2.6241 | 3.8078 | 5.0289 | 6.239 | 7.5411 | 8.1977 | 8.3996 | 8.5278 | 9.1233 | 10.0513 | 10.8042 | 11.1981 | 11.4956 | 11.6345 | 11.8205 | 11.922 | 12.164 | 12.3959 | 12.5607 | 12.7265 | 12.9123 | 13.0608
| Bermondsey TS | 1.539 | 2.2992 | 3.3947 | 6.0453 | 8.1181 | 10.1859 | 12.2749 | 13.3048 | 13.6045 | 13.8832 | 14.9094 | 16.4645 | 17.6878 | 18.3378 | 18.8789 | 19.1505 | 19.4879 | 19.7027 | 19.9828 | 20.3174 | 20.59 | 20.8496 | 21.1458 | 21.4018
| Ellesmere TS | 1.4611 | 2.0438 | 3.1352 | 4.5651 | 6.3174 | 7.8323 | 9.471 | 10.3019 | 10.566 | 10.7625 | 11.5388 | 12.7332 | 13.7272 | 14.2639 | 14.7087 | 14.9371 | 15.2302 | 15.4265 | 15.6872 | 15.9458 | 16.144 | 16.3529 | 16.5974 | 16.8102
| Leaside TS | 1.443 | 2.0193 | 2.8804 | 4.0592 | 5.2031 | 6.2867 | 7.3968 | 7.8914 | 7.9546 | 8.1663 | 8.7591 | 9.6901 | 10.512 | 10.9756 | 11.3455 | 11.5234 | 11.7459 | 11.8874 | 12.0876 | 12.2927 | 12.4564 | 12.6377 | 12.8377 | 13.0161
| Scarboro TS | 2.0262 | 2.9889 | 4.3819 | 6.5315 | 9.2179 | 11.332 | 13.3806 | 14.205 | 14.2313 | 14.491 | 15.5418 | 17.1783 | 18.5224 | 19.2507 | 19.8388 | 20.1593 | 20.5472 | 20.776 | 21.0968 | 21.4069 | 21.6621 | 21.9453 | 22.2494 | 22.5371
| Sheppard TS | 1.1087 | 1.5775 | 2.1443 | 3.1445 | 4.2011 | 5.2821 | 6.4611 | 7.1312 | 7.4009 | 7.6038 | 8.21 | 9.1386 | 9.9178 | 10.3359 | 10.6762 | 10.871 | 11.1219 | 11.2946 | 11.5171 | 11.7298 | 11.9001 | 12.0871 | 12.2927 | 12.477
| Warden TS | 1.3337 | 1.873 | 2.7972 | 4.1898 | 5.7068 | 7.2714 | 8.7937 | 9.5665 | 9.8277 | 10.0233 | 10.7476 | 11.864 | 12.8408 | 13.3911 | 13.8381 | 14.0458 | 14.3184 | 14.5048 | 14.7413 | 15.0176 | 15.231 | 15.4695 | 15.6987 | 15.914
| Horner TS | 2.0884 | 3.2383 | 5.5208 | 8.1288 | 10.7797 | 13.358 | 16.1305 | 17.5653 | 17.9725 | 18.3077 | 19.5348 | 21.4603 | 23.0063 | 23.8499 | 24.489 | 24.7921 | 25.1518 | 25.3917 | 25.6954 | 25.9802 | 26.2268 | 26.5013 | 26.8209 | 27.1013
| Manby TS | 1.9843 | 2.8344 | 3.4952 | 5.1464 | 6.9105 | 8.7507 | 10.7784 | 11.9161 | 12.4243 | 12.7714 | 13.8145 | 15.4148 | 16.7671 | 17.6043 | 18.4721 | 19.0606 | 19.7342 | 20.128 | 20.6234 | 21.1337 | 21.5044 | 21.9031 | 22.3137 | 22.716
| Rexdale TS | 1.0835 | 1.6748 | 2.4089 | 3.5374 | 4.6243 | 5.6821 | 6.8109 | 7.3204 | 7.4751 | 7.7771 | 8.5022 | 9.5935 | 10.5625 | 11.1998 | 11.7488 | 12.195 | 12.7008 | 12.91 | 13.2209 | 13.5305 | 13.7782 | 14.112 | 14.3972 | 14.708
| Richview TS | 3.0649 | 4.2385 | 6.1866 | 8.2459 | 10.8606 | 13.4854 | 16.3204 | 17.3421 | 17.921 | 18.3987 | 19.7104 | 21.7224 | 23.3368 | 24.1664 | 24.7981 | 25.043 | 25.372 | 25.5586 | 25.8539 | 26.1717 | 26.3924 | 26.6416 | 26.9536 | 27.1994
| Basin TS | 0.58269 | 0.91661 | 1.366 | 1.7357 | 2.3188 | 2.9029 | 3.5332 | 3.8715 | 4 | 4.0888 | 4.4045 | 4.8807 | 5.2787 | 5.5157 | 5.7168 | 5.8267 | 5.9737 | 6.0652 | 6.1844 | 6.3124 | 6.4213 | 6.5399 | 6.6774 | 6.7874
| Bridgman TS | 1.5836 | 2.2124 | 3.1543 | 4.593 | 5.9645 | 7.2663 | 8.6314 | 9.1488 | 9.1395 | 9.3238 | 10.0293 | 11.121 | 12.0295 | 12.5645 | 13.0261 | 13.2874 | 13.6457 | 13.9158 | 14.265 | 14.6042 | 14.8793 | 15.1559 | 15.4435 | 15.7312
| Carlaw TS | 0.40655 | 0.71814 | 1.0174 | 1.1833 | 1.5226 | 1.8489 | 2.1848 | 2.3184 | 2.3294 | 2.4119 | 2.647 | 2.9966 | 3.3009 | 3.5253 | 3.7241 | 3.9092 | 4.1186 | 4.2874 | 4.4319 | 4.5839 | 4.7345 | 4.8777 | 5.0301 | 5.1663
| Cecil TS | 1.6312 | 2.4304 | 3.2078 | 4.786 | 6.4717 | 8.2402 | 10.0219 | 10.9463 | 11.2318 | 11.4805 | 12.3099 | 13.596 | 14.5605 | 15.0966 | 15.5695 | 15.7863 | 16.0209 | 16.1239 | 16.3408 | 16.5829 | 16.7352 | 16.8803 | 17.106 | 17.2968
| Charles TS | 1.6881 | 2.3981 | 3.4391 | 5.0324 | 6.5309 | 8.0325 | 9.5399 | 10.1787 | 10.1408 | 10.3026 | 11.0189 | 12.1305 | 13.0805 | 13.6036 | 14.0147 | 14.1691 | 14.385 | 14.5569 | 14.8161 | 15.074 | 15.2682 | 15.4467 | 15.6536 | 15.8171
| Dufferin TS | 1.5873 | 2.2621 | 3.2863 | 4.804 | 6.2568 | 7.6338 | 9.0148 | 9.5798 | 9.604 | 9.7901 | 10.5408 | 11.6677 | 12.6682 | 13.271 | 13.7795 | 14.0561 | 14.3579 | 14.5686 | 14.8371 | 15.1037 | 15.3169 | 15.5407 | 15.8091 | 16.0529
| Duplex TS | 0.99043 | 1.1641 | 1.7021 | 2.5321 | 3.4289 | 4.3224 | 5.3136 | 5.8524 | 6.0792 | 6.2617 | 6.7802 | 7.5769 | 8.2786 | 8.7101 | 9.0858 | 9.3415 | 9.6601 | 9.8374 | 10.1009 | 10.3551 | 10.5591 | 10.7884 | 11.0125 | 11.2367
| Esplanade TS | 1.6367 | 2.2974 | 2.9035 | 4.1666 | 5.5707 | 6.9504 | 8.4372 | 9.1995 | 9.5577 | 9.8214 | 10.6107 | 11.7964 | 12.7642 | 13.3083 | 13.663 | 13.822 | 14.0474 | 14.1875 | 14.3939 | 14.6184 | 14.7846 | 14.9708 | 15.196 | 15.3741
| Gerrard TS | 0.6558 | 0.92842 | 1.3355 | 1.9472 | 2.5614 | 3.1434 | 3.7638 | 4.0696 | 4.1388 | 4.2047 | 4.4911 | 4.9989 | 5.4106 | 5.6451 | 5.7906 | 5.8561 | 5.9669 | 6.0549 | 6.1506 | 6.2227 | 6.27 | 6.3338 | 6.4668 | 6.585
| Glengrove TS | 0.48601 | 0.69195 | 0.95971 | 1.4306 | 1.8761 | 2.2949 | 2.7473 | 2.9621 | 3.0088 | 3.1255 | 3.4434 | 3.894 | 4.3024 | 4.6123 | 4.9137 | 5.1346 | 5.406 | 5.6697 | 5.9263 | 6.1672 | 6.3766 | 6.5659 | 6.7717 | 6.9775
| Main TS | 0.56429 | 0.80085 | 1.1513 | 1.708 | 2.2264 | 2.7323 | 3.2415 | 3.4652 | 3.5 | 3.6011 | 3.9152 | 4.3865 | 4.7977 | 5.0687 | 5.3252 | 5.479 | 5.6924 | 5.861 | 6.037 | 6.2192 | 6.384 | 6.5502 | 6.7259 | 6.8868
| Terauley TS | 1.8991 | 2.7775 | 3.6785 | 5.4674 | 7.4378 | 9.294 | 11.3496 | 12.4151 | 12.8126 | 13.04 | 13.9525 | 15.4414 | 16.631 | 17.2684 | 17.7444 | 17.9667 | 18.2732 | 18.4209 | 18.6619 | 18.9209 | 19.1037 | 19.3435 | 19.5938 | 19.8257
| Fairbank TS | 1.3878 | 2.1716 | 3.1015 | 4.4544 | 5.9243 | 7.4224 | 9.0409 | 9.9156 | 10.2499 | 10.492 | 11.4113 | 12.769 | 13.94 | 14.6843 | 15.3117 | 15.732 | 16.1923 | 16.4944 | 16.836 | 17.175 | 17.5163 | 17.853 | 18.1629 | 18.4652
| Runnymede TS | 1.4169 | 1.8576 | 2.7273 | 4.0636 | 5.4529 | 6.8558 | 8.4014 | 9.1574 | 9.4678 | 9.7266 | 10.5394 | 11.707 | 12.7051 | 13.3177 | 13.8363 | 14.1545 | 14.5618 | 14.8653 | 15.2057 | 15.5358 | 15.8157 | 16.1213 | 16.4392 | 16.7647
| Wiltshire TS | 0.67662 | 1.086 | 1.5784 | 2.3385 | 3.1407 | 3.9138 | 4.7244 | 5.1376 | 5.3168 | 5.4514 | 5.8889 | 6.5355 | 7.0662 | 7.3742 | 7.5673 | 7.6966 | 7.8339 | 7.9477 | 8.0616 | 8.1743 | 8.2766 | 8.3729 | 8.4713 | 8.5931
| Copeland MTS | 0.82281 | 1.32 | 3.0906 | 4.3896 | 6.9983 | 8.6282 | 10.3897 | 11.2005 | 11.4978 | 11.7547 | 12.4604 | 13.5259 | 14.302 | 14.645 | 14.8654 | 14.9189 | 14.994 | 15.118 | 15.2492 | 15.3791 | 15.4641 | 15.5368 | 15.619 | 15.7013
| John TS | 1.8375 | 2.6516 | 3.9252 | 5.7455 | 7.6833 | 9.6245 | 11.8052 | 12.8654 | 13.2439 | 13.5061 | 14.5481 | 16.1135 | 17.282 | 17.8766 | 18.3212 | 18.5812 | 18.8678 | 19.0754 | 19.3531 | 19.6123 | 19.747 | 19.8657 | 20.0037 | 20.1506
| Strachan TS | 1.4047 | 1.9467 | 2.6044 | 3.8254 | 5.1796 | 6.4052 | 7.7959 | 8.5401 | 8.8221 | 9.0335 | 9.7293 | 10.8014 | 11.6994 | 12.2336 | 12.7026 | 13.0378 | 13.4716 | 13.7538 | 14.0815 | 14.3691 | 14.6291 | 14.8771 | 15.114 | 15.3362
Back to main menu
Peak demand savings from codes and standards, as well as the delivery of conservation programs, were estimated for each sector and totalled for each station in the region. The analyses were conducted under normal weather conditions and can be adjusted to reflect extreme weather conditions. The resulting forecast savings were applied to gross demand to help determine the net peak demand for the IRRP planning forecast. Additional details on the overall IRRP forecast methodology will be provided in the final report.

## Table 17
Back to main menu
| Transformer Station | Table 17 Medium Electrification Gross Normal Summer Weather Station Peak Demand Forecast, Coincident to Toronto Region (MW)
|  | 2023 | 2024 | 2025 | 2026 | 2027 | 2028 | 2029 | 2030 | 2031 | 2032 | 2033 | 2034 | 2035 | 2036 | 2037 | 2038 | 2039 | 2040 | 2041 | 2042 | 2043 | 2044 | 2045 | 2046 | 2047
NORTH 230kV
Agincourt TS
| T5/T6 | 78.3 | 79.8 | 81 | 90.8 | 96.8 | 103.3 | 109.4 | 115.5 | 117.9 | 120.2 | 121.9 | 123.7 | 126.4 | 129.2 | 131.9 | 134.4 | 136.9 | 139.4 | 141.7 | 144 | 146.2 | 148.4 | 150.6 | 152.7 | 154.8
Bathurst TS
| T1/T2 | 119.6 | 130.7 | 131.7 | 139.8 | 148.1 | 153 | 154.1 | 155.2 | 154.2 | 153.2 | 154.6 | 156 | 158.7 | 161.3 | 163.6 | 165.7 | 167.4 | 169.1 | 170.8 | 172.5 | 174.2 | 175.8 | 177.5 | 179.1 | 180.8
| T3/T4 | 87.8 | 89.5 | 91.1 | 92 | 92.9 | 92.4 | 91.9 | 91.4 | 90.8 | 90.3 | 91.6 | 92.9 | 94.2 | 95.7 | 97.1 | 98.7 | 100.3 | 101.9 | 103.5 | 105 | 106.6 | 108.1 | 109.7 | 111.2 | 112.7
Cavanagh MTS
| T1/T2 | 87.9 | 91.8 | 93.3 | 94.9 | 96.5 | 99.7 | 103.9 | 108.9 | 113.9 | 117.7 | 119.8 | 122.1 | 124.8 | 128.8 | 132.7 | 136.5 | 139.9 | 143.3 | 146.2 | 149.1 | 152 | 154.8 | 157.6 | 160.3 | 163.1
Fairchild TS
| T1/T2 | 104.8 | 108.7 | 113.6 | 117.4 | 119.8 | 123.7 | 127.6 | 130.7 | 133.8 | 136.9 | 139.1 | 143.1 | 147.1 | 151.3 | 155.8 | 160 | 163.4 | 166.8 | 169.9 | 173.1 | 176.1 | 179.1 | 182.1 | 185 | 187.9
| T3/T4 | 107.6 | 110.3 | 112.4 | 114.3 | 116.4 | 119.7 | 122.7 | 125.7 | 128.7 | 131.7 | 133.8 | 136.2 | 138.9 | 141.9 | 145.1 | 148.5 | 151.7 | 155 | 158 | 161 | 163.9 | 166.7 | 169.5 | 172.3 | 175
Finch TS
| T1/T2 | 111.1 | 112.1 | 113.3 | 114.4 | 115.2 | 118.5 | 121.9 | 125.2 | 128.4 | 131.9 | 134.2 | 136.8 | 139.7 | 142.9 | 146.3 | 150.1 | 154 | 158.1 | 161.2 | 164.4 | 167.5 | 170.6 | 173.7 | 176.8 | 179.9
| T3/T4 | 159.6 | 169.5 | 179 | 188.3 | 190.6 | 195 | 199.3 | 203.6 | 208 | 212.4 | 215.4 | 218.6 | 222.1 | 226 | 230.1 | 234.7 | 239.4 | 244.3 | 248.2 | 252.1 | 256 | 259.8 | 263.7 | 267.5 | 271.4
Leslie TS
| T1/T2 13.8 | 1 | 0 | 0 | 0 | 0 | 0 | 0 | 0 | 0 | 0 | 0 | 0 | 0 | 0 | 0 | 0 | 0 | 0 | 0 | 0 | 0 | 0 | 0 | 0 | 0
| T1/T2 27.6 | 92.9 | 95 | 99.6 | 101.6 | 104.3 | 104.2 | 104 | 103.5 | 102.9 | 102.4 | 106.7 | 111.3 | 116.2 | 122 | 127.9 | 130.5 | 132.8 | 135.2 | 137.4 | 139.5 | 141.7 | 143.8 | 145.9 | 147.9 | 150
| T3/T4 27.6 | 107.7 | 111.4 | 115.3 | 111.3 | 112.3 | 112 | 111.8 | 111.4 | 111.1 | 110.8 | 116.4 | 122.4 | 128.9 | 135.9 | 143.3 | 147 | 150.6 | 154.1 | 157.5 | 160.7 | 163.9 | 167.1 | 170.2 | 173.3 | 176.3
Malvern TS
| T3/T4 | 97.1 | 98.9 | 100.6 | 102.3 | 102.6 | 104.9 | 107.2 | 109.5 | 111.9 | 114.2 | 115.5 | 116.9 | 118.3 | 119.8 | 121.4 | 123.1 | 124.9 | 126.7 | 128.3 | 129.9 | 131.5 | 133.1 | 134.7 | 136.3 | 137.9
EAST 230kV
Bermondsey TS
| T1/T2 | 38.5 | 39.4 | 47.5 | 52.4 | 86.2 | 90.8 | 95.2 | 96.5 | 97.8 | 99.1 | 100 | 101.1 | 102.4 | 103.8 | 105.3 | 107.1 | 108.6 | 110.2 | 111.6 | 113 | 114.3 | 115.6 | 117 | 118.2 | 119.5
| T3/T4 | 90.7 | 94.2 | 96.7 | 99.1 | 101.1 | 104.3 | 106.7 | 109.2 | 111.7 | 114.1 | 116.7 | 119.4 | 122.1 | 124.3 | 126.5 | 129 | 131.4 | 133.7 | 136 | 138.2 | 140.3 | 142.5 | 144.6 | 146.7 | 148.8
Ellesmere TS
| T3/T4 | 124.2 | 128.4 | 129.9 | 141.6 | 143.2 | 153.9 | 157.4 | 160.9 | 164.3 | 167.8 | 170.2 | 172.8 | 175.6 | 178.8 | 182.1 | 185.6 | 189.1 | 192.6 | 195.9 | 199 | 202.1 | 205.2 | 208.3 | 211.3 | 214.3
Leaside TS
| T19/T20/T21 13.8 | 30.2 | 31.6 | 32.7 | 33.8 | 29.5 | 29.4 | 29.4 | 29.3 | 29.2 | 29.1 | 30.6 | 32 | 33.4 | 34.1 | 34.8 | 35.5 | 36.2 | 37 | 37.6 | 38.2 | 38.8 | 39.4 | 40 | 40.6 | 41.2
| T19/T20/T21 13.8 | 37 | 37.3 | 37.7 | 38.1 | 38.4 | 38.3 | 38.2 | 38.1 | 39.2 | 40.3 | 42.2 | 43 | 43.8 | 44.8 | 45.9 | 47 | 48.1 | 49.2 | 50.2 | 51.2 | 52.2 | 53.1 | 54.1 | 55.1 | 56
| T19/T20/T21 27.6 | 68.7 | 69.2 | 69.8 | 70.3 | 70.9 | 70.6 | 70.3 | 70.1 | 69.8 | 69.5 | 70.6 | 71.8 | 73.1 | 74.5 | 75.9 | 77.5 | 79.1 | 80.6 | 82.1 | 83.5 | 85 | 86.4 | 87.9 | 89.3 | 90.8
Scarboro TS
| T21/T22 | 92.6 | 92 | 102.5 | 109.1 | 114.5 | 118.9 | 122.1 | 121.6 | 121.2 | 120.8 | 122.3 | 124 | 125.8 | 127.8 | 129.8 | 132.1 | 134.4 | 136.8 | 138.8 | 140.8 | 142.8 | 144.7 | 146.7 | 148.7 | 150.6
| T23/T24 | 85.3 | 79 | 80.3 | 81.4 | 82.5 | 96.5 | 96.3 | 96 | 95.8 | 96.6 | 99 | 101.4 | 103.2 | 105.2 | 107.2 | 109.5 | 111.8 | 114.1 | 116.1 | 118.1 | 120 | 122 | 123.9 | 125.8 | 127.7
Sheppard TS
| T1/T2 | 48.7 | 50 | 51.2 | 44.7 | 46.4 | 50.2 | 53.4 | 56.3 | 58.6 | 60.3 | 61.6 | 63.1 | 64.8 | 66.6 | 68.6 | 70.7 | 72.8 | 74.9 | 76.8 | 78.6 | 80.4 | 82.1 | 83.9 | 85.6 | 87.4
| T5/T6 (was T3/T4) | 89.6 | 90.8 | 91.9 | 93 | 94.1 | 96.8 | 99.5 | 102.2 | 105 | 107.7 | 109.6 | 111.7 | 114 | 116.5 | 119.2 | 122.1 | 124.9 | 127.8 | 130.4 | 133 | 135.5 | 138 | 140.4 | 142.9 | 145.3
Warden TS
| T3/T4 | 116.8 | 132.4 | 133.3 | 141.1 | 147.4 | 156.3 | 164.4 | 168.1 | 171.8 | 175.5 | 178.2 | 181 | 184.2 | 187.7 | 191.4 | 195.3 | 199.1 | 203 | 206.6 | 210.1 | 213.6 | 217.1 | 220.5 | 223.9 | 227.2
WEST 230kV
Horner TS
| T1/T2**Based on 2031 NA Estimated Split | 39.7 | 49 | 58.3 | 72.8 | 72.9 | 73.1 | 73.3 | 73.5 | 73.6 | 73.8 | 74.1 | 74.5 | 74.9 | 75.5 | 76.2 | 76.8 | 77.5 | 78.1 | 78.6 | 79.1 | 79.6 | 80.1 | 80.5 | 80.9 | 81.4
| T1/T2**Based on 2031 NA Estimated Split | 6.8 | 6.9 | 7 | 58.8 | 58.9 | 59.1 | 59.3 | 59.4 | 59.6 | 59.8 | 60 | 60.4 | 60.9 | 61.5 | 62.1 | 62.8 | 63.4 | 64.1 | 64.6 | 65.1 | 65.5 | 66 | 66.4 | 66.8 | 67.3
| T3/T4**Based on 2031 NA Estimated Split | 120.2 | 130.8 | 142.2 | 118.9 | 125.8 | 133.2 | 138.7 | 143.5 | 148.4 | 152.2 | 154.6 | 157.1 | 159.7 | 162.6 | 165.5 | 168.6 | 171.8 | 174.9 | 178 | 181 | 184 | 186.9 | 189.9 | 192.9 | 195.8
Manby TS
| T13/T14 | 51 | 52.7 | 56.4 | 45.9 | 48.1 | 50.6 | 53.1 | 54.6 | 56.1 | 57.7 | 58.9 | 60.3 | 62 | 63.8 | 65.8 | 68.6 | 70.7 | 72.9 | 74.7 | 76.4 | 78.2 | 79.9 | 81.5 | 83.2 | 84.8
| T3/T4 | 54.7 | 55.5 | 56.4 | 49.5 | 50.2 | 52.4 | 54.6 | 56.8 | 59 | 61.2 | 62.8 | 64.7 | 66.8 | 69.3 | 71.8 | 74.6 | 77.4 | 80.2 | 82.6 | 84.9 | 87.2 | 89.4 | 91.7 | 93.9 | 96.1
| T5/T6 | 57.1 | 57.9 | 58.6 | 54.9 | 55.7 | 57.5 | 59.3 | 61.1 | 62.9 | 64.8 | 66.2 | 67.8 | 69.6 | 71.7 | 73.9 | 76.3 | 78.7 | 81.1 | 83.1 | 85.1 | 87 | 89 | 90.8 | 92.7 | 94.6
Rexdale TS
| T1/T2 | 70.8 | 71.5 | 55.3 | 56.1 | 56.9 | 57.2 | 57.5 | 57.7 | 57.8 | 58.1 | 59.6 | 61.5 | 63.8 | 66.3 | 69.1 | 72.3 | 75.7 | 79.2 | 81.5 | 83.8 | 86.1 | 88.4 | 90.7 | 93 | 95.3
| T1/T2 | 17.8 | 19.4 | 45.8 | 47 | 48.2 | 49 | 49.5 | 50.9 | 52.3 | 53.9 | 55.3 | 57.1 | 59.3 | 61.8 | 64.6 | 67.8 | 71.1 | 74.6 | 76.8 | 79.1 | 81.3 | 83.6 | 85.8 | 88.1 | 90.3
Richview TS
| T1/T2 | 106 | 106.6 | 107.3 | 107.9 | 108.5 | 111.3 | 114.1 | 116.9 | 119.7 | 122.5 | 124.1 | 125.8 | 127.5 | 129.3 | 131.1 | 133.2 | 135.2 | 137.2 | 139.2 | 141.2 | 143.1 | 145.1 | 147.1 | 149.1 | 151
| T5/T6 | 82.8 | 102.9 | 103.1 | 111.6 | 91.9 | 93.8 | 95.7 | 97.7 | 91.3 | 93.2 | 94.3 | 95.3 | 96.4 | 97.5 | 98.7 | 100 | 101.2 | 102.5 | 103.8 | 105 | 106.3 | 107.5 | 108.7 | 110 | 111.2
| T7/T8 | 50.4 | 50.5 | 48.4 | 48.4 | 48.5 | 49.6 | 50.7 | 51.8 | 52.9 | 54 | 54.6 | 55.2 | 55.8 | 56.5 | 57.1 | 57.9 | 58.6 | 59.4 | 60.1 | 60.8 | 61.5 | 62.2 | 62.9 | 63.6 | 64.3
LEASIDE 115kV
Basin TS
| T3/T5 | 27.3 | 19.7 | 25.2 | 28.2 | 21.9 | 23 | 23.8 | 24.7 | 25.5 | 26.4 | 27 | 27.6 | 28.3 | 29.1 | 29.9 | 30.8 | 31.6 | 32.5 | 33.3 | 34.1 | 34.9 | 35.6 | 36.4 | 37.1 | 37.9
| T3/T5 | 24.5 | 25.1 | 25.7 | 25.8 | 25.9 | 26.5 | 27.1 | 27.7 | 28.3 | 28.9 | 29.3 | 29.8 | 30.3 | 30.8 | 31.4 | 32 | 32.7 | 33.3 | 33.9 | 34.4 | 34.9 | 35.5 | 36 | 36.5 | 37
Bridgman TS
| T11/T12/T13/T14/T15 | 26.9 | 27.6 | 28.1 | 28.7 | 29.3 | 29.3 | 29.2 | 29.2 | 29.1 | 29.1 | 29.7 | 30.4 | 31.2 | 32.2 | 33.2 | 34.2 | 35.2 | 36.2 | 37.1 | 38 | 38.9 | 39.7 | 40.6 | 41.4 | 42.2
| T11/T12/T13/T14/T15 | 36.3 | 36.5 | 36.7 | 36.9 | 37.2 | 38.3 | 39.4 | 40.4 | 40.2 | 40 | 40.6 | 41.4 | 42.2 | 43.2 | 44.2 | 45.2 | 46.2 | 47.2 | 48.2 | 49.1 | 50 | 50.9 | 51.8 | 52.6 | 53.5
| T11/T12/T13/T14/T15 | 20.4 | 20.5 | 20.6 | 20.7 | 20.8 | 20.7 | 20.6 | 20.5 | 20.4 | 20.3 | 20.7 | 21.3 | 21.9 | 22.6 | 23.3 | 24.1 | 24.8 | 25.5 | 26.2 | 26.9 | 27.5 | 28.1 | 28.7 | 29.3 | 29.9
| T11/T12/T13/T14/T15 | 41.4 | 42.6 | 43.8 | 45 | 45.4 | 45.4 | 45.3 | 45.2 | 45.1 | 45.1 | 45.9 | 46.8 | 47.8 | 49 | 50.2 | 51.5 | 52.7 | 53.9 | 55.1 | 56.2 | 57.4 | 58.5 | 59.6 | 60.7 | 61.7
Carlaw TS
| T1/T2 | 15.6 | 15.7 | 25.4 | 25.6 | 16.3 | 16.2 | 16.1 | 16 | 15.9 | 15.8 | 16.4 | 17.1 | 17.9 | 18.8 | 19.8 | 20.8 | 21.8 | 22.7 | 23.6 | 24.5 | 25.3 | 26.1 | 26.9 | 27.7 | 28.5
| T1/T2 | 19.3 | 19.7 | 20.1 | 20.5 | 20.9 | 21 | 21.1 | 21.2 | 21.3 | 21.4 | 22.2 | 23.1 | 24.1 | 25.3 | 26.5 | 27.8 | 29 | 30.2 | 31.4 | 32.5 | 33.6 | 34.7 | 35.8 | 36.8 | 37.8
Cecil TS
| T1/T2 | 19.4 | 19.5 | 26.3 | 34.5 | 37.4 | 40.8 | 44.2 | 44.6 | 45 | 45.5 | 46.7 | 47.7 | 48.7 | 49 | 49.7 | 50.3 | 50.6 | 50.9 | 51.3 | 51.6 | 51.9 | 52.2 | 52.5 | 52.8 | 53.1
| T1/T2 | 29.9 | 32.3 | 32.7 | 21 | 22.9 | 24.4 | 25.9 | 27.1 | 28.5 | 29.2 | 29.6 | 30.1 | 30.5 | 31 | 31.5 | 32.1 | 32.6 | 33.1 | 33.6 | 34.2 | 34.7 | 35.2 | 35.7 | 36.2 | 36.7
| T3/T4 | 44.2 | 31.8 | 37.2 | 30.8 | 31 | 32.1 | 36.2 | 37.4 | 38.5 | 39.7 | 40.3 | 41 | 41.7 | 42.4 | 43.2 | 44 | 44.8 | 45.6 | 46.4 | 47.2 | 47.9 | 48.7 | 49.5 | 50.3 | 51.1
| T3/T4 | 41.9 | 48.9 | 45.3 | 46 | 46.7 | 47.7 | 45.8 | 46.8 | 47.8 | 48.8 | 49.4 | 50 | 50.6 | 51.3 | 52 | 52.9 | 53.6 | 54.3 | 55.1 | 55.8 | 56.5 | 57.2 | 57.9 | 58.6 | 59.3
Charles TS
| T1/T2 | 29.9 | 30 | 30.2 | 30.4 | 30.6 | 30.5 | 32 | 33.4 | 34.7 | 34.6 | 35.1 | 35.5 | 36 | 37.1 | 38.1 | 38.9 | 39.6 | 40.1 | 40.7 | 41.3 | 41.9 | 42.4 | 43 | 43.5 | 44
| T1/T2 | 26.8 | 27 | 29.9 | 31.6 | 33 | 34.1 | 35.1 | 35.1 | 35 | 35 | 35.5 | 36.1 | 36.7 | 37.4 | 38.1 | 38.9 | 39.6 | 40.4 | 41.1 | 41.8 | 42.5 | 43.2 | 43.9 | 44.5 | 45.2
| T3/T4 | 32.1 | 33.5 | 34.3 | 35 | 35.7 | 36 | 35.7 | 35.4 | 35.2 | 34.9 | 35.3 | 35.8 | 36.3 | 36.9 | 37.4 | 38.1 | 38.7 | 39.3 | 39.9 | 40.4 | 41 | 41.6 | 42.1 | 42.7 | 43.2
| T3/T4 | 45.8 | 45.9 | 46.1 | 46.3 | 46.5 | 46.2 | 46 | 45.7 | 45.5 | 45.2 | 45.7 | 46.3 | 46.9 | 47.6 | 48.3 | 49.1 | 49.8 | 50.6 | 51.3 | 52 | 52.7 | 53.4 | 54 | 54.7 | 55.4
Dufferin TS
| T1/T3 | 29.7 | 31.8 | 34.3 | 36.3 | 35.8 | 36.6 | 37 | 36.8 | 36.7 | 36.5 | 37 | 37.5 | 38 | 38.6 | 39.3 | 40 | 40.6 | 41.3 | 41.9 | 42.5 | 43.1 | 43.7 | 44.3 | 44.9 | 45.4
| T1/T3 | 25.5 | 26.5 | 28.2 | 30.1 | 30.9 | 31.6 | 32.2 | 32.1 | 32.1 | 32 | 32.3 | 32.8 | 33.2 | 33.8 | 34.3 | 34.9 | 35.5 | 36 | 36.6 | 37.1 | 37.6 | 38.1 | 38.5 | 39 | 39.5
| T2/T4 | 45 | 45.5 | 46 | 37.3 | 37.8 | 37.8 | 37.8 | 37.7 | 37.6 | 37.6 | 38.5 | 39.5 | 40.6 | 41.8 | 43 | 44.5 | 45.8 | 47 | 48.3 | 49.5 | 50.7 | 51.9 | 53.1 | 54.3 | 55.5
| T2/T4 | 30.6 | 31.1 | 31.6 | 41.6 | 42.1 | 42.2 | 42.4 | 42.5 | 42.7 | 42.8 | 43.6 | 44.5 | 45.4 | 46.5 | 47.6 | 48.7 | 49.8 | 51 | 52 | 53.1 | 54.2 | 55.2 | 56.3 | 57.3 | 58.3
Duplex TS
| T1/T2 | 28.1 | 30.2 | 31.7 | 32.8 | 34 | 35.4 | 36.4 | 37.3 | 38.3 | 39.3 | 40 | 40.9 | 42 | 43.2 | 44.4 | 45.8 | 47.2 | 48.6 | 49.8 | 50.9 | 52 | 53.1 | 54.1 | 55.2 | 56.3
| T1/T2 | 26.8 | 27.1 | 27.4 | 27.8 | 28.2 | 29.1 | 30 | 30.8 | 31.7 | 32.6 | 33.3 | 34.1 | 35.1 | 36.8 | 38.4 | 39.9 | 41.3 | 42.6 | 43.7 | 44.7 | 45.7 | 46.8 | 47.8 | 48.8 | 49.7
| T3/T4 | 31.6 | 32 | 16.7 | 18.3 | 19.3 | 21.2 | 22.4 | 23.9 | 25 | 26 | 26.8 | 27.7 | 28.8 | 30 | 31.3 | 32.7 | 34.1 | 35.6 | 36.7 | 37.8 | 39 | 40.1 | 41.2 | 42.3 | 43.3
Esplanade TS
| T11/T12/T13 | 38.7 | 39 | 39.3 | 24.9 | 22.9 | 24.1 | 25.2 | 26.3 | 27.4 | 28.6 | 29.4 | 30.4 | 31.5 | 32.7 | 34.1 | 35.4 | 36.8 | 38.1 | 39.3 | 40.5 | 41.7 | 42.9 | 44 | 45.2 | 46.3
| T11/T12/T13 | 43.6 | 45.2 | 46.5 | 47.7 | 48.1 | 49.4 | 50.4 | 51.4 | 52.4 | 53.5 | 54 | 54.6 | 55.2 | 55.8 | 56.4 | 57.1 | 57.8 | 58.6 | 59.2 | 59.9 | 60.6 | 61.3 | 61.9 | 62.6 | 63.3
| T11/T12/T13 | 38.2 | 38 | 39.1 | 39.9 | 40.8 | 42.4 | 43.3 | 44.2 | 45.1 | 46 | 46.5 | 47 | 47.5 | 48.1 | 48.6 | 49.2 | 49.9 | 50.5 | 51.1 | 51.7 | 52.3 | 52.9 | 53.5 | 54.1 | 54.7
Gerrard TS
| T1/T2 | 22.4 | 26 | 27.4 | 28.7 | 29.2 | 30.3 | 31.1 | 31.9 | 32.7 | 33.5 | 34 | 34.5 | 35.1 | 35.7 | 36.4 | 37.1 | 37.7 | 38.4 | 39.1 | 39.7 | 40.4 | 41 | 41.6 | 42.3 | 42.9
| T1/T2 | 25.2 | 35.3 | 35.5 | 35.7 | 35.9 | 36.1 | 36.3 | 36.5 | 36.7 | 36.9 | 37.2 | 37.6 | 38.1 | 38.7 | 39.3 | 39.9 | 40.5 | 41 | 41.6 | 42.1 | 42.6 | 43 | 43.5 | 44 | 44.4
Glengrove TS
| T1/T3 | 18.4 | 20 | 21.1 | 20.2 | 21.3 | 22 | 22.2 | 22.5 | 22.8 | 23 | 23.9 | 25.1 | 26.5 | 28.2 | 30 | 31.9 | 33.6 | 35.3 | 36.8 | 38.3 | 39.8 | 41.2 | 42.5 | 43.8 | 45
| T2/T4 | 27.4 | 27.9 | 28.5 | 29.1 | 29.8 | 30.1 | 30.5 | 30.9 | 31.2 | 31.6 | 32.8 | 34.3 | 36.7 | 39.3 | 41.9 | 44.1 | 46.2 | 48.3 | 50.3 | 52.1 | 54 | 55.7 | 57.5 | 59.2 | 60.8
Main TS
| T3/T4 | 21.2 | 21.4 | 22.9 | 23.9 | 24.7 | 25.3 | 26 | 26.1 | 26.2 | 26.3 | 27 | 27.8 | 28.8 | 30 | 31.2 | 32.5 | 33.7 | 34.8 | 35.9 | 37 | 38 | 39.1 | 40 | 41 | 41.9
| T3/T4 | 31.3 | 31.8 | 32.3 | 32.9 | 33.4 | 33.6 | 33.8 | 34 | 34.2 | 34.4 | 35.4 | 36.5 | 37.8 | 39.3 | 41.3 | 43.1 | 44.7 | 46.2 | 47.7 | 49.1 | 50.5 | 51.8 | 53.2 | 54.5 | 55.8
Terauley TS
| T1/T4 | 27.6 | 32.1 | 33.5 | 34.6 | 35.7 | 37.3 | 38 | 38.7 | 39.4 | 40.2 | 40.6 | 41.1 | 41.7 | 42.3 | 43 | 43.7 | 44.5 | 45.3 | 45.9 | 46.5 | 47.1 | 47.7 | 48.3 | 48.9 | 49.5
| T1/T4 | 26.7 | 35.9 | 36.9 | 23 | 23.8 | 25.2 | 25.9 | 26.6 | 27.3 | 28 | 28.4 | 28.9 | 29.5 | 30.1 | 30.8 | 31.5 | 32.2 | 33 | 33.6 | 34.2 | 34.8 | 35.4 | 36 | 36.6 | 37.2
| T2/T3 | 40.2 | 32.4 | 34.7 | 36.1 | 37.1 | 39.2 | 41.2 | 42.3 | 43.5 | 44.6 | 45.2 | 46 | 46.7 | 47.6 | 48.5 | 49.5 | 50.5 | 51.5 | 52.4 | 53.2 | 54.1 | 54.9 | 55.8 | 56.6 | 57.5
| T2/T3 | 36 | 44.4 | 47.3 | 49.5 | 51.8 | 54.8 | 55.7 | 57.9 | 60 | 62.1 | 62.7 | 63.3 | 64.7 | 66 | 67.2 | 68.1 | 69 | 70 | 70.8 | 71.6 | 72.3 | 73.1 | 73.9 | 74.6 | 75.4
MANBY E 115kV
Fairbank TS
| T1/T3 | 56.6 | 57.2 | 57.9 | 58.7 | 59.4 | 61.5 | 63.6 | 65.7 | 67.8 | 69.9 | 71.5 | 73.2 | 75.1 | 77.4 | 79.7 | 82.1 | 84.6 | 87.1 | 89.3 | 91.4 | 93.5 | 95.6 | 97.7 | 99.8 | 101.8
| T2/T4 (to be T5/T6) | 76.7 | 66.2 | 82.7 | 84.5 | 82.8 | 85.4 | 87.9 | 90.5 | 93 | 97.1 | 100.3 | 103.5 | 106.7 | 110.1 | 113.2 | 116 | 118.8 | 121.6 | 124.1 | 126.5 | 129 | 131.4 | 133.8 | 136.1 | 138.5
Runnymede TS
| T1/T2 | 52.9 | 75.6 | 68.4 | 73.6 | 77 | 80.7 | 84.1 | 87.5 | 90.3 | 93.1 | 97.1 | 100.3 | 103.6 | 107.1 | 110.5 | 113.6 | 116.3 | 119 | 121.4 | 123.7 | 126 | 128.2 | 130.4 | 132.5 | 134.6
| T5/T6 (was T3/T4) | 58.8 | 59.5 | 60.3 | 61.1 | 62 | 64.1 | 66.3 | 68.4 | 71.7 | 75 | 77.7 | 79.8 | 82.2 | 85 | 87.9 | 91 | 94 | 96.9 | 99.6 | 102.3 | 104.8 | 107.3 | 109.8 | 112.2 | 114.6
Wiltshire TS
| T1/T6 | 22.3 | 22.6 | 29.3 | 29.7 | 30 | 30.8 | 31.6 | 32.4 | 33.2 | 35 | 36.5 | 38 | 38.7 | 39.4 | 40.2 | 41.1 | 41.9 | 42.7 | 43.5 | 44.3 | 45.1 | 45.8 | 46.6 | 47.3 | 48.1
| T7X/T2X | 9.5 | 17.5 | 19.7 | 21.2 | 22.5 | 23.9 | 24.8 | 25.2 | 25.6 | 26 | 26.2 | 26.5 | 26.9 | 27.3 | 27.7 | 28.1 | 28.5 | 28.9 | 29.3 | 29.7 | 30 | 30.4 | 30.8 | 31.1 | 31.4
| T7X/T2X | 19.9 | 21.3 | 22.4 | 22.9 | 23.5 | 24.4 | 25 | 25.6 | 26.2 | 26.8 | 27.3 | 27.7 | 28.3 | 29.4 | 30.4 | 31.3 | 31.9 | 32.5 | 33.1 | 33.7 | 34.3 | 34.9 | 35.4 | 36 | 36.5
MANBY W 115kV
Copeland MTS
| T1/T3 | 48.6 | 51.3 | 53.4 | 51.9 | 53.4 | 54.7 | 55.8 | 56.8 | 57.8 | 59.8 | 61.3 | 62.6 | 63.1 | 63.6 | 64.2 | 64.8 | 65.4 | 66 | 66.6 | 67.3 | 67.9 | 68.5 | 69.1 | 69.7 | 70.3
| T1/T3 | 31.8 | 35.8 | 40.7 | 40.7 | 43.8 | 46.8 | 48.6 | 49.3 | 50 | 50.7 | 51 | 51.4 | 51.7 | 52.1 | 52.5 | 52.9 | 53.3 | 53.7 | 54.1 | 54.6 | 55 | 55.4 | 55.8 | 56.2 | 56.6
| T2/T4 | 0 | 0 | 0 | 59.8 | 59.8 | 59.8 | 59.8 | 59.8 | 59.8 | 59.8 | 59.8 | 59.8 | 60.5 | 61 | 61.3 | 61.3 | 61.4 | 61.4 | 61.4 | 61.4 | 61.4 | 61.4 | 61.4 | 61.4 | 61.4
| T2/T4 | 0 | 0 | 0 | 0 | 0 | 35.2 | 35.2 | 35.2 | 35.2 | 35.2 | 35.2 | 35.2 | 35.2 | 35.2 | 35.2 | 35.2 | 35.2 | 35.2 | 35.3 | 35.3 | 35.3 | 35.3 | 35.3 | 35.3 | 35.3
John TS
| T1/T2/T3/T4 | 31.7 | 33.2 | 34.4 | 39.1 | 41.7 | 44.3 | 46.7 | 50.3 | 52.3 | 54.2 | 54.7 | 55.2 | 55.7 | 56.2 | 56.8 | 57.4 | 58 | 58.6 | 59.2 | 59.8 | 60.4 | 61 | 61.6 | 62.1 | 62.7
| T1/T2/T3/T4 | 27.3 | 0 | 0 | 0 | 0 | 0 | 0 | 0 | 0 | 0 | 0 | 0 | 0 | 0 | 0 | 0 | 0 | 0 | 0 | 0 | 0 | 0 | 0 | 0 | 0
| T1/T2/T3/T4 | 23.7 | 23.7 | 23.8 | 23.8 | 23.9 | 24.4 | 25 | 25.6 | 27.3 | 28.9 | 30.2 | 30.5 | 30.9 | 31.2 | 32 | 32.6 | 33 | 33.4 | 33.8 | 34.2 | 34.6 | 34.9 | 35.3 | 35.7 | 36.1
| T1/T2/T3/T4 | 0.4 | 26.6 | 28.6 | 30.2 | 31.7 | 33.4 | 33.9 | 34.5 | 35 | 35.6 | 35.9 | 37.9 | 39.6 | 41.2 | 42.3 | 43.2 | 43.6 | 44.1 | 44.5 | 44.9 | 45.4 | 45.8 | 46.2 | 46.6 | 47
| T5/T6 | 31.4 | 31.4 | 31.5 | 31.5 | 31.5 | 32.2 | 32.9 | 33.6 | 34.2 | 34.9 | 35.3 | 35.7 | 36 | 36.4 | 36.9 | 37.3 | 37.8 | 38.2 | 38.7 | 39.1 | 39.5 | 40 | 40.4 | 40.8 | 41.2
| T5/T6 | 34.7 | 35.6 | 36.5 | 37 | 37.4 | 38.6 | 39.7 | 40.6 | 41.4 | 42.2 | 42.7 | 43.1 | 43.6 | 44.1 | 44.6 | 45.1 | 45.7 | 46.2 | 46.7 | 47.3 | 47.8 | 48.3 | 48.9 | 49.4 | 49.9
Strachan TS
| T12/T14 | 26.3 | 28.1 | 29.9 | 31.8 | 33 | 34.8 | 35.9 | 36.7 | 37.5 | 38.4 | 38.9 | 39.6 | 40.3 | 41.1 | 42 | 42.9 | 43.8 | 44.7 | 45.5 | 46.3 | 47.1 | 47.9 | 48.7 | 49.4 | 50.2
| T12/T14 | 26.8 | 27.4 | 24.2 | 23.3 | 22 | 22.7 | 21.6 | 22.4 | 23.1 | 23.8 | 24.4 | 25 | 25.7 | 26.5 | 27.3 | 28.2 | 29 | 29.9 | 30.6 | 31.4 | 32.2 | 32.9 | 33.6 | 34.3 | 35.1
| T13/T15 | 44.9 | 38.6 | 39.1 | 34.3 | 34.8 | 36.3 | 37.8 | 39.3 | 42 | 44.6 | 46.7 | 48.8 | 50.8 | 52.9 | 54.2 | 55.7 | 57.2 | 58.7 | 60.1 | 61.4 | 62.8 | 64.1 | 65.5 | 66.8 | 68.2
| T13/T15 | 32.3 | 36.9 | 37.8 | 35.3 | 37.5 | 40.3 | 41.3 | 42.4 | 43.4 | 44.4 | 45.1 | 45.8 | 46.7 | 47.6 | 48.5 | 49.8 | 50.8 | 51.8 | 52.7 | 53.7 | 54.6 | 55.5 | 56.4 | 57.3 | 58.1
Back to main menu

## Table 18
Back to main menu
| Transformer Station | Table 18 Medium Electrification Gross Normal Winter Weather Station Peak Demand Forecast, Coincident to Toronto Region (MW)
|  | 2023 | 2024 | 2025 | 2026 | 2027 | 2028 | 2029 | 2030 | 2031 | 2032 | 2033 | 2034 | 2035 | 2036 | 2037 | 2038 | 2039 | 2040 | 2041 | 2042 | 2043 | 2044 | 2045 | 2046 | 2047
NORTH 230kV
Agincourt TS
| T5/T6 | 65.5 | 67.8 | 69.7 | 79.3 | 85.5 | 91.2 | 96.6 | 101.9 | 104.1 | 106.1 | 107.8 | 109.5 | 112 | 115.1 | 118.2 | 121 | 123.8 | 126.6 | 129.3 | 132 | 134.6 | 137.2 | 139.8 | 142.4 | 145
Bathurst TS
| T1/T2 | 106.1 | 118.2 | 120.1 | 129.3 | 138.6 | 144 | 145.7 | 147.4 | 147 | 146.7 | 147.9 | 149.2 | 151.8 | 154.7 | 157.4 | 159.8 | 161.7 | 163.7 | 165.8 | 167.8 | 169.8 | 171.8 | 173.8 | 175.8 | 177.8
| T3/T4 | 82.7 | 85.4 | 87.9 | 89.8 | 91.7 | 91.8 | 91.9 | 92.1 | 92.3 | 92.4 | 93.9 | 95.4 | 96.9 | 99.1 | 101.3 | 103.6 | 105.9 | 108.2 | 110.5 | 112.8 | 115.1 | 117.5 | 119.8 | 122.1 | 124.5
Cavanagh MTS
| T1/T2 | 97.9 | 102.9 | 105.7 | 108.5 | 111.3 | 114.6 | 119 | 124.2 | 129.3 | 133.3 | 135.5 | 138.1 | 140.9 | 145.8 | 150.5 | 155 | 159.2 | 163.5 | 167.2 | 170.9 | 174.6 | 178.3 | 181.9 | 185.6 | 189.2
Fairchild TS
| T1/T2 | 107.5 | 112.3 | 117.9 | 122.5 | 125.9 | 129.5 | 133.1 | 136 | 138.9 | 141.7 | 143.8 | 147.6 | 151.4 | 155.9 | 160.7 | 165.1 | 168.9 | 172.7 | 176.4 | 179.9 | 183.5 | 187 | 190.4 | 193.9 | 197.3
| T3/T4 | 90.7 | 94.2 | 97.1 | 100 | 102.8 | 105.5 | 107.9 | 110.2 | 112.5 | 114.9 | 116.6 | 118.7 | 121.1 | 124.2 | 127.5 | 130.9 | 134.2 | 137.5 | 140.6 | 143.7 | 146.7 | 149.6 | 152.5 | 155.4 | 158.3
Finch TS
| T1/T2 | 103.1 | 104.9 | 106.8 | 108.7 | 110.3 | 112.9 | 115.6 | 118.1 | 120.7 | 123.4 | 125.2 | 127.3 | 129.8 | 132.9 | 136.2 | 139.9 | 143.6 | 147.5 | 150.6 | 153.7 | 156.8 | 159.8 | 162.9 | 165.9 | 169
| T3/T4 | 134.5 | 145.4 | 156 | 166.4 | 170 | 173.6 | 177.3 | 180.8 | 184.4 | 188.1 | 190.7 | 193.7 | 197 | 201.3 | 205.8 | 210.7 | 215.7 | 220.9 | 225.2 | 229.5 | 233.8 | 238.1 | 242.5 | 246.8 | 251.1
Leslie TS
| T1/T2 13.8 | 1.5 | 0 | 0 | 0 | 0 | 0 | 0 | 0 | 0 | 0 | 0 | 0 | 0 | 0 | 0 | 0 | 0 | 0 | 0 | 0 | 0 | 0 | 0 | 0 | 0
| T1/T2 27.6 | 59.7 | 62.7 | 68.1 | 71 | 74.5 | 75.2 | 75.9 | 76.3 | 76.7 | 77.1 | 79.9 | 83 | 86.2 | 90.6 | 94.9 | 97.7 | 100.2 | 102.7 | 105.2 | 107.5 | 109.9 | 112.2 | 114.6 | 116.9 | 119.2
| T3/T4 27.6 | 167.2 | 172.2 | 177.3 | 175.3 | 177.5 | 176.9 | 176.3 | 175.7 | 175.1 | 174.6 | 181 | 187.8 | 195 | 203.3 | 211.9 | 216.2 | 220.5 | 224.8 | 228.9 | 233 | 237 | 240.9 | 244.8 | 248.7 | 252.6
Malvern TS
| T3/T4 | 87.7 | 89.8 | 92 | 94.2 | 94.9 | 96.4 | 97.8 | 99.3 | 100.8 | 102.2 | 102.9 | 103.7 | 104.5 | 105.6 | 106.8 | 108.2 | 109.5 | 110.9 | 112.2 | 113.4 | 114.6 | 115.9 | 117.1 | 118.3 | 119.5
EAST 230kV
Bermondsey TS
| T1/T2 | 26.6 | 28.2 | 37.7 | 43.7 | 81.9 | 87 | 91.8 | 93.1 | 94.5 | 95.8 | 96.9 | 98.2 | 99.7 | 101.6 | 103.7 | 105.9 | 108 | 110 | 112 | 113.9 | 115.7 | 117.6 | 119.4 | 121.2 | 123
| T3/T4 | 84.8 | 89.4 | 92.9 | 96.2 | 99.2 | 102.2 | 104.3 | 106.4 | 108.6 | 110.8 | 113.3 | 115.9 | 118.6 | 121.1 | 123.8 | 126.6 | 129.3 | 132 | 134.7 | 137.2 | 139.8 | 142.3 | 144.8 | 147.3 | 149.8
Ellesmere TS
| T3/T4 | 117.9 | 123 | 125.6 | 137.8 | 140.5 | 150.2 | 153.2 | 156.1 | 159 | 161.9 | 164 | 166.3 | 168.8 | 172.2 | 175.8 | 179.5 | 183.2 | 186.9 | 190.4 | 193.8 | 197.2 | 200.6 | 204 | 207.3 | 210.6
Leaside TS
| T19/T20/T21 13.8 | 30.6 | 32.2 | 33.5 | 34.9 | 30.7 | 30.7 | 30.7 | 30.7 | 30.7 | 30.7 | 32.2 | 33.6 | 35 | 35.7 | 36.5 | 37.3 | 38.1 | 38.9 | 39.7 | 40.4 | 41.1 | 41.8 | 42.4 | 43.1 | 43.8
| T19/T20/T21 13.8 | 36 | 37 | 37.9 | 38.9 | 39.9 | 40.2 | 40.5 | 40.8 | 42.4 | 44 | 46 | 47.1 | 48.2 | 49.7 | 51.3 | 52.9 | 54.6 | 56.2 | 57.8 | 59.3 | 60.9 | 62.4 | 64 | 65.5 | 67.1
| T19/T20/T21 27.6 | 71.1 | 72.7 | 74.4 | 76.1 | 77.8 | 78.2 | 78.6 | 79 | 79.5 | 79.9 | 81.5 | 83.2 | 84.9 | 87.3 | 89.8 | 92.3 | 94.9 | 97.4 | 100 | 102.5 | 105 | 107.5 | 110 | 112.5 | 115.1
Scarboro TS
| T21/T22 | 97 | 97.4 | 109.2 | 116.9 | 123.4 | 128.4 | 132.1 | 132.1 | 132.2 | 132.3 | 134 | 135.8 | 137.7 | 140.4 | 143.1 | 146 | 148.9 | 151.9 | 154.6 | 157.3 | 160 | 162.6 | 165.3 | 168 | 170.7
| T23/T24 | 79.1 | 73.9 | 76.1 | 78.2 | 80.2 | 94.8 | 95.2 | 95.6 | 96.1 | 97.6 | 100.2 | 102.8 | 104.8 | 107.5 | 110.3 | 113.2 | 116.2 | 119.2 | 121.9 | 124.6 | 127.3 | 130 | 132.7 | 135.4 | 138.1
Sheppard TS
| T1/T2 | 54.1 | 56.4 | 58.7 | 52.8 | 55.6 | 59.9 | 63.6 | 67 | 69.8 | 71.9 | 73.7 | 75.6 | 77.7 | 80.6 | 83.5 | 86.6 | 89.7 | 92.8 | 95.7 | 98.5 | 101.3 | 104.1 | 106.9 | 109.7 | 112.5
| T5/T6 (was T3/T4) | 71.3 | 73.3 | 75.2 | 77.1 | 79 | 81.3 | 83.6 | 85.8 | 88.1 | 90.4 | 92.1 | 94 | 96 | 98.8 | 101.7 | 104.7 | 107.7 | 110.7 | 113.6 | 116.4 | 119.1 | 121.9 | 124.7 | 127.4 | 130.2
Warden TS
| T3/T4 | 124.1 | 141.8 | 144.6 | 154.4 | 162.7 | 172 | 180.6 | 184.7 | 188.9 | 193.1 | 196.3 | 199.8 | 203.5 | 208.6 | 213.8 | 219.3 | 224.7 | 230.1 | 235.3 | 240.5 | 245.6 | 250.7 | 255.8 | 260.9 | 266
WEST 230kV
Horner TS
| T1/T2**Based on 2031 NA Estimated Split | 40.4 | 49.8 | 59.2 | 73.9 | 74.1 | 74.3 | 74.5 | 74.7 | 74.9 | 75.1 | 75.3 | 75.7 | 76.2 | 76.8 | 77.5 | 78.2 | 78.9 | 79.6 | 80.1 | 80.6 | 81.1 | 81.6 | 82 | 82.5 | 82.9
| T1/T2**Based on 2031 NA Estimated Split | 6.9 | 7 | 7.1 | 59.7 | 59.8 | 60 | 60.2 | 60.4 | 60.5 | 60.7 | 61 | 61.4 | 61.8 | 62.4 | 63.1 | 63.7 | 64.4 | 65.1 | 65.6 | 66.1 | 66.5 | 67 | 67.5 | 67.9 | 68.3
| T3/T4**Based on 2031 NA Estimated Split | 120 | 132.9 | 146.6 | 125.2 | 134.3 | 142.1 | 148.2 | 153.4 | 158.8 | 163 | 166 | 169.2 | 172.4 | 177.1 | 181.7 | 186.6 | 191.5 | 196.4 | 201.2 | 206 | 210.9 | 215.7 | 220.5 | 225.4 | 230.3
Manby TS
| T13/T14 | 60.2 | 62.6 | 67.1 | 55.6 | 58.5 | 61 | 63.5 | 64.9 | 66.3 | 67.8 | 68.8 | 70.2 | 71.8 | 73.9 | 76.1 | 79.1 | 81.5 | 83.9 | 85.9 | 87.8 | 89.7 | 91.6 | 93.5 | 95.3 | 97.1
| T3/T4 | 38.9 | 40.4 | 42 | 36.2 | 37.5 | 39.4 | 41.2 | 43 | 44.8 | 46.7 | 48.2 | 50 | 52 | 54.7 | 57.5 | 60.4 | 63.3 | 66.3 | 68.9 | 71.5 | 74 | 76.5 | 79 | 81.4 | 83.9
| T5/T6 | 55.7 | 57.1 | 58.4 | 54.9 | 56.3 | 58 | 59.6 | 61.3 | 62.9 | 64.6 | 65.9 | 67.5 | 69.3 | 71.7 | 74.3 | 76.9 | 79.7 | 82.4 | 84.7 | 87 | 89.2 | 91.4 | 93.6 | 95.8 | 98
Rexdale TS
| T1/T2 | 74.3 | 75.3 | 61 | 62.1 | 63.1 | 63.3 | 63.5 | 63.6 | 63.7 | 63.9 | 65.2 | 66.7 | 68.7 | 71.1 | 73.7 | 76.6 | 79.8 | 83 | 85.2 | 87.4 | 89.6 | 91.7 | 93.9 | 96.1 | 98.3
| T1/T2 | 14.6 | 16.5 | 42.8 | 44.3 | 45.9 | 46.9 | 47.5 | 49.2 | 50.8 | 52.6 | 53.9 | 55.7 | 57.8 | 60.5 | 63.4 | 66.6 | 70.1 | 73.6 | 76 | 78.4 | 80.8 | 83.2 | 85.6 | 87.9 | 90.3
Richview TS
| T1/T2 | 125.5 | 127.4 | 129.4 | 131.4 | 133.3 | 136.2 | 139.2 | 142.1 | 145 | 147.9 | 149.7 | 151.5 | 153.3 | 155.9 | 158.5 | 161.3 | 164.2 | 167 | 169.8 | 172.7 | 175.5 | 178.4 | 181.2 | 184.1 | 187
| T5/T6 | 88.2 | 110.1 | 110.7 | 120.2 | 99.5 | 100.9 | 102.2 | 103.5 | 96 | 97.3 | 97.8 | 98.4 | 99 | 99.8 | 100.7 | 101.6 | 102.6 | 103.6 | 104.6 | 105.5 | 106.5 | 107.4 | 108.4 | 109.3 | 110.3
| T7/T8 | 68.8 | 69 | 66.6 | 66.9 | 67.1 | 67.9 | 68.7 | 69.4 | 70.2 | 71 | 71.2 | 71.4 | 71.6 | 72 | 72.3 | 72.8 | 73.2 | 73.7 | 74.1 | 74.5 | 74.9 | 75.3 | 75.7 | 76.2 | 76.6
LEASIDE 115kV
Basin TS
| T3/T5 | 28.9 | 22 | 27.8 | 31 | 25.3 | 26.4 | 27.3 | 28.2 | 29.1 | 30 | 30.6 | 31.4 | 32.1 | 33.2 | 34.3 | 35.4 | 36.5 | 37.6 | 38.7 | 39.8 | 40.8 | 41.9 | 42.9 | 44 | 45
| T3/T5 | 28.9 | 29.5 | 30.2 | 30.3 | 30.5 | 30.9 | 31.3 | 31.7 | 32 | 32.4 | 32.6 | 32.9 | 33.1 | 33.5 | 33.9 | 34.3 | 34.8 | 35.2 | 35.6 | 35.9 | 36.3 | 36.6 | 37 | 37.3 | 37.6
Bridgman TS
| T11/T12/T13/T14/T15 | 29.2 | 30.1 | 31 | 31.9 | 32.8 | 32.8 | 32.9 | 33 | 33.1 | 33.2 | 33.8 | 34.6 | 35.5 | 36.6 | 37.8 | 39.1 | 40.3 | 41.4 | 42.6 | 43.7 | 44.8 | 45.8 | 46.9 | 47.9 | 48.9
| T11/T12/T13/T14/T15 | 35.3 | 35.8 | 36.3 | 36.8 | 37.4 | 38.6 | 39.8 | 41 | 40.9 | 40.9 | 41.5 | 42.2 | 43 | 44.1 | 45.2 | 46.3 | 47.4 | 48.5 | 49.6 | 50.6 | 51.7 | 52.7 | 53.7 | 54.6 | 55.6
| T11/T12/T13/T14/T15 | 21.2 | 21.3 | 21.5 | 21.6 | 21.8 | 21.6 | 21.4 | 21.3 | 21.1 | 20.9 | 21.2 | 21.6 | 22 | 22.6 | 23.3 | 23.9 | 24.5 | 25.1 | 25.7 | 26.2 | 26.7 | 27.2 | 27.7 | 28.1 | 28.6
| T11/T12/T13/T14/T15 | 41.5 | 43.5 | 45.4 | 47.3 | 48.4 | 48.8 | 49.2 | 49.6 | 50 | 50.5 | 51.6 | 52.8 | 54.1 | 56 | 57.8 | 59.7 | 61.6 | 63.4 | 65.3 | 67.1 | 68.9 | 70.7 | 72.5 | 74.3 | 76
Carlaw TS
| T1/T2 | 18.2 | 18.4 | 28.1 | 28.5 | 19.4 | 19.3 | 19.1 | 19 | 18.8 | 18.7 | 19.2 | 19.7 | 20.4 | 21.3 | 22.2 | 23.1 | 24.1 | 25 | 25.8 | 26.6 | 27.4 | 28.2 | 28.9 | 29.7 | 30.4
| T1/T2 | 25.2 | 26.4 | 27.5 | 28.8 | 29.9 | 30.5 | 31.1 | 31.7 | 32.4 | 33 | 34.2 | 35.6 | 37.1 | 39.1 | 41.2 | 43.3 | 45.4 | 47.5 | 49.6 | 51.6 | 53.6 | 55.6 | 57.6 | 59.5 | 61.5
Cecil TS
| T1/T2 | 14.5 | 14.6 | 21 | 28.6 | 31.4 | 34.3 | 37.2 | 37.3 | 37.5 | 37.6 | 38.5 | 39.4 | 40.1 | 40.2 | 40.7 | 41 | 41.1 | 41.2 | 41.3 | 41.4 | 41.5 | 41.6 | 41.7 | 41.8 | 41.9
| T1/T2 | 28.9 | 31.6 | 32.3 | 28.1 | 22.6 | 23.9 | 25.2 | 26.3 | 27.5 | 28 | 28.3 | 28.6 | 28.9 | 29.4 | 29.9 | 30.4 | 30.9 | 31.4 | 31.9 | 32.3 | 32.8 | 33.3 | 33.8 | 34.3 | 34.8
| T3/T4 | 41.2 | 29 | 34.8 | 28.7 | 29.2 | 30.1 | 34 | 34.8 | 35.7 | 36.6 | 37.1 | 37.6 | 38.1 | 38.8 | 39.6 | 40.4 | 41.2 | 42 | 42.8 | 43.6 | 44.4 | 45.2 | 46 | 46.8 | 47.6
| T3/T4 | 38.7 | 46.2 | 42.9 | 51.4 | 45 | 45.8 | 43.6 | 44.4 | 45.2 | 46 | 46.5 | 46.9 | 47.4 | 48.2 | 48.9 | 49.9 | 50.6 | 51.4 | 52.2 | 53 | 53.7 | 54.5 | 55.3 | 56 | 56.8
Charles TS
| T1/T2 | 44.9 | 45.4 | 45.9 | 46.5 | 47 | 46.8 | 48.4 | 50 | 51.5 | 51.3 | 51.9 | 52.4 | 53.1 | 54.5 | 55.8 | 57 | 57.9 | 58.8 | 59.7 | 60.5 | 61.4 | 62.3 | 63.1 | 64 | 64.9
| T1/T2 | 26.7 | 27.5 | 30.9 | 33.2 | 35.1 | 36.6 | 38 | 38.4 | 38.7 | 39 | 39.8 | 40.7 | 41.5 | 42.8 | 44 | 45.3 | 46.5 | 47.8 | 49 | 50.3 | 51.5 | 52.7 | 54 | 55.2 | 56.4
| T3/T4 | 33 | 34.5 | 35.5 | 36.3 | 37.1 | 37.4 | 37.1 | 36.9 | 36.6 | 36.4 | 36.6 | 37 | 37.3 | 37.8 | 38.3 | 38.8 | 39.3 | 39.9 | 40.4 | 40.8 | 41.3 | 41.8 | 42.3 | 42.7 | 43.2
| T3/T4 | 44.8 | 45.3 | 45.8 | 46.3 | 46.8 | 46.7 | 46.6 | 46.4 | 46.3 | 46.2 | 46.7 | 47.3 | 47.8 | 48.7 | 49.5 | 50.3 | 51.2 | 52 | 52.9 | 53.7 | 54.5 | 55.3 | 56.2 | 57 | 57.8
Dufferin TS
| T1/T3 | 33.9 | 36.3 | 39.2 | 41.4 | 41.2 | 42 | 42.4 | 42.3 | 42.2 | 42.1 | 42.6 | 43.1 | 43.6 | 44.3 | 45.1 | 45.9 | 46.7 | 47.5 | 48.2 | 49 | 49.7 | 50.4 | 51.1 | 51.9 | 52.6
| T1/T3 | 26.8 | 27.9 | 29.8 | 31.9 | 32.9 | 33.6 | 34.3 | 34.3 | 34.3 | 34.3 | 34.6 | 35 | 35.5 | 36.1 | 36.8 | 37.5 | 38.1 | 38.8 | 39.4 | 40 | 40.6 | 41.2 | 41.8 | 42.4 | 42.9
| T2/T4 | 45.8 | 47.5 | 49.2 | 41.1 | 42.8 | 43.6 | 44.4 | 45.2 | 46.1 | 46.9 | 48.6 | 50.3 | 52 | 54.5 | 57 | 59.7 | 62.2 | 64.7 | 67.3 | 69.8 | 72.3 | 74.9 | 77.4 | 79.9 | 82.5
| T2/T4 | 31.2 | 32.8 | 34.4 | 45.5 | 47 | 48.1 | 49.1 | 50.1 | 51.2 | 52.2 | 53.8 | 55.4 | 57.1 | 59.5 | 61.8 | 64.2 | 66.6 | 69 | 71.4 | 73.8 | 76.2 | 78.6 | 81 | 83.4 | 85.8
Duplex TS
| T1/T2 | 31.1 | 33.7 | 35.8 | 37.5 | 39.1 | 40.7 | 41.8 | 43 | 44.1 | 45.2 | 46.1 | 47.2 | 48.4 | 50 | 51.7 | 53.5 | 55.4 | 57.2 | 58.8 | 60.4 | 61.9 | 63.4 | 65 | 66.5 | 68
| T1/T2 | 28.4 | 29.1 | 29.9 | 30.6 | 31.3 | 32.3 | 33.3 | 34.2 | 35.2 | 36.1 | 36.9 | 37.9 | 38.9 | 41 | 42.9 | 44.7 | 46.4 | 48 | 49.4 | 50.7 | 52.1 | 53.4 | 54.7 | 56.1 | 57.4
| T3/T4 | 32.4 | 33.2 | 18 | 20 | 21.4 | 23.3 | 24.5 | 26 | 27.1 | 28.1 | 28.9 | 29.9 | 31 | 32.4 | 33.9 | 35.6 | 37.3 | 38.9 | 40.3 | 41.7 | 43.1 | 44.4 | 45.8 | 47.2 | 48.5
Esplanade TS
| T11/T12/T13 | 34.4 | 35.1 | 35.8 | 36.6 | 21 | 22 | 23 | 24 | 25 | 26.1 | 26.9 | 27.9 | 29 | 30.4 | 31.9 | 33.5 | 35 | 36.5 | 37.9 | 39.3 | 40.7 | 42.1 | 43.4 | 44.8 | 46.1
| T11/T12/T13 | 36.8 | 38.7 | 40.2 | 41.7 | 42.3 | 43.2 | 43.9 | 44.5 | 45.1 | 45.8 | 46.1 | 46.4 | 46.7 | 47.2 | 47.7 | 48.3 | 48.8 | 49.4 | 49.9 | 50.5 | 51 | 51.5 | 52 | 52.6 | 53.1
| T11/T12/T13 | 37.8 | 37.8 | 39.1 | 40.1 | 41.2 | 42.5 | 43.1 | 43.7 | 44.2 | 44.8 | 45.1 | 45.3 | 45.6 | 46 | 46.4 | 46.8 | 47.3 | 47.7 | 48.2 | 48.6 | 49 | 49.5 | 49.9 | 50.3 | 50.7
Gerrard TS
| T1/T2 | 20.9 | 25 | 26.8 | 28.6 | 29.6 | 30.8 | 31.7 | 32.6 | 33.5 | 34.4 | 35 | 35.7 | 36.4 | 37.4 | 38.5 | 39.5 | 40.5 | 41.6 | 42.6 | 43.7 | 44.7 | 45.8 | 46.8 | 47.9 | 48.9
| T1/T2 | 28.1 | 39.4 | 39.8 | 40.3 | 40.7 | 41.2 | 41.6 | 42.1 | 42.5 | 43 | 43.6 | 44.2 | 45 | 46 | 47 | 48 | 49 | 50 | 50.9 | 51.8 | 52.7 | 53.6 | 54.5 | 55.4 | 56.2
Glengrove TS
| T1/T3 | 23.2 | 25 | 26.3 | 25.6 | 26.9 | 27.5 | 27.8 | 28.1 | 28.4 | 28.7 | 29.6 | 30.8 | 32.3 | 34.1 | 36.1 | 38.1 | 40 | 41.8 | 43.5 | 45.2 | 46.7 | 48.3 | 49.8 | 51.2 | 52.6
| T2/T4 | 27.8 | 29.1 | 30.4 | 31.8 | 33.2 | 34.2 | 35.2 | 36.2 | 37.2 | 38.2 | 39.9 | 41.9 | 44.8 | 48.4 | 51.9 | 55 | 58 | 61 | 63.9 | 66.7 | 69.5 | 72.2 | 74.9 | 77.5 | 80.1
Main TS
| T3/T4 | 23.5 | 24.2 | 26.2 | 27.6 | 28.9 | 29.8 | 30.7 | 31 | 31.4 | 31.8 | 32.7 | 33.7 | 35 | 36.5 | 38.2 | 39.9 | 41.5 | 43.1 | 44.7 | 46.2 | 47.6 | 49.1 | 50.5 | 51.9 | 53.3
| T3/T4 | 35.7 | 37.2 | 38.7 | 40.2 | 41.7 | 42.6 | 43.5 | 44.4 | 45.4 | 46.3 | 48 | 49.7 | 51.7 | 54.3 | 57.5 | 60.4 | 63.1 | 65.8 | 68.4 | 71 | 73.6 | 76.1 | 78.7 | 81.2 | 83.7
Terauley TS
| T1/T4 | 27.2 | 31.7 | 33 | 34.1 | 35.2 | 36.5 | 36.9 | 37.2 | 37.6 | 37.9 | 38.1 | 38.3 | 38.6 | 38.9 | 39.3 | 39.7 | 40.2 | 40.7 | 41 | 41.3 | 41.6 | 42 | 42.3 | 42.6 | 42.9
| T1/T4 | 28 | 37.6 | 38.7 | 39.6 | 25.1 | 26.2 | 26.6 | 27 | 27.4 | 27.8 | 28 | 28.3 | 28.6 | 29 | 29.4 | 29.9 | 30.5 | 31 | 31.4 | 31.7 | 32.1 | 32.5 | 32.9 | 33.2 | 33.6
| T2/T3 | 36.4 | 28.7 | 31.1 | 32.6 | 33.8 | 35.3 | 36.9 | 37.5 | 38 | 38.7 | 38.9 | 39.2 | 39.6 | 40.1 | 40.7 | 41.3 | 41.9 | 42.6 | 43.1 | 43.6 | 44.1 | 44.6 | 45.1 | 45.6 | 46.1
| T2/T3 | 32.6 | 41.4 | 44.5 | 47 | 49.5 | 52.3 | 52.9 | 54.8 | 56.7 | 58.4 | 58.8 | 59.2 | 60.4 | 61.6 | 62.7 | 63.5 | 64.3 | 65.1 | 65.8 | 66.5 | 67.1 | 67.8 | 68.4 | 69.1 | 69.7
MANBY E 115kV
Fairbank TS
| T1/T3 | 56.4 | 58.2 | 60 | 61.8 | 63.6 | 66 | 68.4 | 70.7 | 73.1 | 75.5 | 77.4 | 79.6 | 81.9 | 85.1 | 88.3 | 91.7 | 95.1 | 98.6 | 101.7 | 104.9 | 108 | 111 | 114.1 | 117.2 | 120.3
| T2/T4 (to be T5/T6) | 65.5 | 56.3 | 74.1 | 77.2 | 76.8 | 79.5 | 82.2 | 84.9 | 87.7 | 91.8 | 95.4 | 99 | 102.6 | 107 | 111.2 | 115 | 118.7 | 122.5 | 126.1 | 129.6 | 133.1 | 136.6 | 140.1 | 143.6 | 147.1
Runnymede TS
| T1/T2 | 64 | 82.8 | 77.6 | 82.3 | 85.6 | 88.9 | 92 | 95 | 97.7 | 100.2 | 103.7 | 106.4 | 109.3 | 112.5 | 115.7 | 118.7 | 121.4 | 124.1 | 126.6 | 129 | 131.3 | 133.6 | 135.9 | 138.2 | 140.4
| T5/T6 (was T3/T4) | 54.7 | 56.5 | 58.4 | 60.3 | 62.3 | 64.7 | 67.1 | 69.5 | 73.1 | 76.7 | 79.9 | 82.4 | 85.2 | 89 | 92.9 | 96.9 | 100.9 | 104.8 | 108.5 | 112.2 | 115.7 | 119.3 | 122.8 | 126.3 | 129.7
Wiltshire TS
| T1/T6 | 25 | 25.9 | 32.9 | 33.9 | 34.9 | 36 | 37.2 | 38.3 | 39.5 | 41.6 | 43.4 | 45.1 | 46.2 | 47.6 | 49.1 | 50.6 | 52.1 | 53.6 | 55.1 | 56.5 | 58 | 59.5 | 61 | 62.4 | 63.9
| T7X/T2X | 11.4 | 20 | 22.4 | 24.1 | 25.5 | 26.8 | 27.6 | 27.8 | 28 | 28.2 | 28.3 | 28.5 | 28.8 | 29.1 | 29.5 | 29.8 | 30.1 | 30.5 | 30.8 | 31.1 | 31.4 | 31.6 | 31.9 | 32.2 | 32.4
| T7X/T2X | 19.4 | 21.2 | 22.6 | 23.6 | 24.5 | 25.6 | 26.3 | 26.9 | 27.7 | 28.3 | 28.9 | 29.5 | 30.2 | 31.7 | 33 | 34.2 | 35.1 | 36 | 37 | 37.9 | 38.8 | 39.7 | 40.6 | 41.5 | 42.4
MANBY W 115kV
Copeland MTS
| T1/T3 | 36.9 | 40 | 42.3 | 44.5 | 42.7 | 43.6 | 44.2 | 44.7 | 45.3 | 46.9 | 48 | 49.1 | 49.3 | 49.7 | 50.1 | 50.5 | 50.9 | 51.3 | 51.8 | 52.2 | 52.6 | 53.1 | 53.5 | 53.9 | 54.4
| T1/T3 | 29.9 | 34.2 | 39.4 | 43.1 | 42.9 | 45.7 | 47.3 | 47.7 | 48.1 | 48.6 | 48.7 | 48.9 | 49.1 | 49.3 | 49.6 | 49.9 | 50.2 | 50.5 | 50.8 | 51.1 | 51.4 | 51.7 | 52 | 52.4 | 52.7
| T2/T4 | 0 | 0 | 0 | 0 | 61.4 | 61.4 | 61.4 | 61.4 | 61.4 | 61.4 | 61.4 | 61.4 | 62.1 | 62.6 | 63 | 63 | 63 | 63 | 63 | 63 | 63 | 63 | 63 | 63 | 63
| T2/T4 | 0 | 0 | 0 | 0 | 0 | 36.1 | 36.1 | 36.1 | 36.1 | 36.1 | 36.1 | 36.1 | 36.1 | 36.1 | 36.2 | 36.2 | 36.2 | 36.2 | 36.2 | 36.2 | 36.2 | 36.2 | 36.2 | 36.2 | 36.2
John TS
| T1/T2/T3/T4 | 29.4 | 31.2 | 32.8 | 37.7 | 40.5 | 43.1 | 45.3 | 48.7 | 50.6 | 52.4 | 52.9 | 53.3 | 53.8 | 54.5 | 55.3 | 56 | 56.7 | 57.5 | 58.3 | 59 | 59.7 | 60.5 | 61.2 | 62 | 62.7
| T1/T2/T3/T4 | 27.3 | 0 | 0 | 0 | 0 | 0 | 0 | 0 | 0 | 0 | 0 | 0 | 0 | 0 | 0 | 0 | 0 | 0 | 0 | 0 | 0 | 0 | 0 | 0 | 0
| T1/T2/T3/T4 | 17.6 | 17.7 | 17.8 | 17.9 | 18 | 18.3 | 18.5 | 18.8 | 20 | 21.1 | 22 | 22.1 | 22.2 | 22.4 | 22.9 | 23.3 | 23.5 | 23.7 | 23.9 | 24.1 | 24.3 | 24.5 | 24.7 | 24.9 | 25.1
| T1/T2/T3/T4 | 0.1 | 31.1 | 33.4 | 35.3 | 37.3 | 38.9 | 39.3 | 39.7 | 40.1 | 40.5 | 40.6 | 42.7 | 44.6 | 46.2 | 47.4 | 48.2 | 48.6 | 48.9 | 49.3 | 49.6 | 49.9 | 50.3 | 50.6 | 50.9 | 51.2
| T5/T6 | 35.6 | 35.6 | 35.6 | 35.7 | 35.7 | 36 | 36.4 | 36.7 | 37 | 37.4 | 37.4 | 37.4 | 37.4 | 37.5 | 37.6 | 37.7 | 37.8 | 37.9 | 38 | 38.1 | 38.2 | 38.3 | 38.4 | 38.5 | 38.5
| T5/T6 | 27.8 | 28.7 | 29.6 | 30.2 | 30.7 | 31.4 | 32.2 | 32.5 | 32.9 | 33.3 | 33.4 | 33.6 | 33.7 | 34 | 34.2 | 34.5 | 34.7 | 35 | 35.3 | 35.5 | 35.8 | 36 | 36.3 | 36.5 | 36.8
Strachan TS
| T12/T14 | 26.9 | 29 | 31.1 | 33.4 | 34.9 | 36.7 | 37.8 | 38.6 | 39.4 | 40.3 | 40.9 | 41.6 | 42.4 | 43.4 | 44.5 | 45.6 | 46.7 | 47.8 | 48.9 | 49.9 | 51 | 52 | 53 | 54 | 55
| T12/T14 | 26.4 | 27.3 | 24.5 | 24 | 23.1 | 23.9 | 22.9 | 23.7 | 24.4 | 25.2 | 25.8 | 26.5 | 27.3 | 28.4 | 29.4 | 30.5 | 31.7 | 32.8 | 33.8 | 34.8 | 35.9 | 36.9 | 37.9 | 38.9 | 39.9
| T13/T15 | 47.8 | 42.2 | 44 | 45.8 | 41.7 | 43.9 | 46 | 48.1 | 51.6 | 54.9 | 57.8 | 60.6 | 63.4 | 66.8 | 69.4 | 72.2 | 75 | 77.8 | 80.5 | 83.2 | 85.9 | 88.7 | 91.4 | 94.1 | 96.8
| T13/T15 | 29.5 | 34.9 | 36.3 | 39.8 | 36.8 | 39.8 | 40.8 | 41.8 | 42.8 | 43.8 | 44.5 | 45.4 | 46.3 | 47.5 | 48.8 | 50.3 | 51.7 | 53 | 54.2 | 55.5 | 56.7 | 57.9 | 59.1 | 60.4 | 61.6
Back to main menu

## Table 19
Back to main menu
| Transformer Station | Table 19 Low Electrification Gross Normal Summer Weather Station Peak Demand Forecast, Coincident to Toronto Region (MW)
|  | 2023 | 2024 | 2025 | 2026 | 2027 | 2028 | 2029 | 2030 | 2031 | 2032 | 2033 | 2034 | 2035 | 2036 | 2037 | 2038 | 2039 | 2040 | 2041 | 2042 | 2043 | 2044 | 2045 | 2046 | 2047
NORTH 230kV
Agincourt TS
| T5/T6 | 78.2 | 79.6 | 80.6 | 90.2 | 96.1 | 102.4 | 108.4 | 114.3 | 116.6 | 118.9 | 120.3 | 121.7 | 123.5 | 125.2 | 126.7 | 128.2 | 129.7 | 131.2 | 132.8 | 134.5 | 136.3 | 138.1 | 140 | 142 | 144
Bathurst TS
| T1/T2 | 119.5 | 130.5 | 131.4 | 139.5 | 147.6 | 152.4 | 153.4 | 154.4 | 153.4 | 152.3 | 153.6 | 154.8 | 156.8 | 158.5 | 160.2 | 161.8 | 163.4 | 164.7 | 166.2 | 167.7 | 169.2 | 170.7 | 172.3 | 173.8 | 175.3
| T3/T4 | 87.7 | 89.3 | 90.8 | 91.6 | 92.3 | 91.7 | 91.1 | 90.4 | 89.8 | 89.1 | 90.3 | 91.4 | 92.5 | 93.6 | 94.7 | 96 | 97.2 | 98.4 | 99.7 | 101.1 | 102.4 | 103.8 | 105.2 | 106.6 | 108
Cavanagh MTS
| T1/T2 | 87.7 | 91.4 | 92.8 | 94.2 | 95.6 | 98.5 | 102.6 | 107 | 111.3 | 114.6 | 116.4 | 118.1 | 119.9 | 122.2 | 124.2 | 126.3 | 128.3 | 130 | 132.1 | 134.2 | 136.4 | 138.7 | 141 | 143.5 | 146.1
Fairchild TS
| T1/T2 | 104.7 | 108.4 | 113.1 | 116.7 | 118.9 | 122.6 | 126.3 | 129.2 | 132.2 | 135.2 | 137.1 | 139.8 | 142.3 | 144.7 | 147.1 | 149.5 | 151.7 | 153.7 | 155.9 | 158.2 | 160.5 | 163 | 165.6 | 168.2 | 170.9
| T3/T4 | 107.4 | 110.1 | 112 | 113.8 | 115.6 | 118.8 | 121.7 | 124.5 | 127.5 | 130.4 | 132.3 | 134.1 | 135.9 | 137.7 | 139.4 | 141.3 | 143.1 | 145 | 147.1 | 149.3 | 151.5 | 153.9 | 156.4 | 158.9 | 161.5
Finch TS
| T1/T2 | 110.9 | 111.7 | 112.6 | 113.6 | 114.3 | 117.4 | 120.5 | 123.5 | 126.7 | 129.9 | 131.9 | 133.9 | 135.9 | 137.9 | 139.8 | 141.9 | 144 | 146.1 | 148.4 | 150.8 | 153.3 | 155.8 | 158.4 | 161.2 | 164.1
| T3/T4 | 159.3 | 168.9 | 178.2 | 187.2 | 189.4 | 193.5 | 197.5 | 201.5 | 205.6 | 209.8 | 212.4 | 214.9 | 217.5 | 220 | 222.5 | 225.2 | 227.9 | 230.6 | 233.6 | 236.7 | 239.8 | 243 | 246.3 | 249.7 | 253.4
Leslie TS
| T1/T2 13.8 | 1 | 0 | 0 | 0 | 0 | 0 | 0 | 0 | 0 | 0 | 0 | 0 | 0 | 0 | 0 | 0 | 0 | 0 | 0 | 0 | 0 | 0 | 0 | 0 | 0
| T1/T2 27.6 | 92.8 | 94.8 | 99.3 | 101.2 | 103.8 | 103.5 | 103.2 | 102.5 | 101.9 | 101.3 | 105.4 | 109.7 | 114.1 | 118.9 | 123.7 | 125.4 | 126.9 | 128.3 | 130 | 131.7 | 133.4 | 135.2 | 137.1 | 139 | 140.9
| T3/T4 27.6 | 107.5 | 111.1 | 114.8 | 110.6 | 111.3 | 110.8 | 110.4 | 109.9 | 109.5 | 109 | 114.2 | 119.6 | 125.2 | 130.9 | 136.7 | 138.8 | 140.8 | 142.9 | 145.2 | 147.6 | 150.1 | 152.7 | 155.4 | 158.2 | 161
Malvern TS
| T3/T4 | 97.1 | 98.7 | 100.4 | 102.1 | 102.3 | 104.5 | 106.8 | 109 | 111.3 | 113.5 | 114.8 | 116 | 117.1 | 118.3 | 119.5 | 120.8 | 122.2 | 123.5 | 124.9 | 126.3 | 127.7 | 129.2 | 130.7 | 132.2 | 133.7
EAST 230kV
Bermondsey TS
| T1/T2 | 38.4 | 39.3 | 47.3 | 52.1 | 85.8 | 90.3 | 94.7 | 95.9 | 97.1 | 98.3 | 99.1 | 100 | 100.8 | 101.6 | 102.3 | 103.3 | 104.2 | 105 | 105.9 | 106.9 | 107.9 | 109 | 110.1 | 111.3 | 112.5
| T3/T4 | 90.6 | 94 | 96.4 | 98.6 | 100.5 | 103.6 | 105.9 | 108.3 | 110.6 | 113 | 115 | 116.9 | 118.7 | 120.1 | 121.5 | 123 | 124.5 | 126 | 127.6 | 129.3 | 131.1 | 132.9 | 134.8 | 136.7 | 138.6
Ellesmere TS
| T3/T4 | 124.1 | 128.1 | 129.4 | 140.9 | 142.3 | 152.8 | 156.1 | 159.4 | 162.8 | 166.2 | 168.2 | 170.2 | 172.3 | 174.3 | 176.2 | 178.4 | 180.5 | 182.6 | 185 | 187.5 | 190 | 192.6 | 195.2 | 198 | 200.8
Leaside TS
| T19/T20/T21 13.8 | 30.1 | 31.5 | 32.6 | 33.7 | 29.3 | 29.2 | 29.1 | 29 | 28.9 | 28.8 | 29.7 | 30.6 | 31.4 | 31.8 | 32.1 | 32.5 | 33.1 | 33.4 | 33.9 | 34.3 | 34.8 | 35.3 | 35.8 | 36.3 | 36.9
| T19/T20/T21 13.8 | 36.9 | 37.2 | 37.5 | 37.7 | 38 | 37.9 | 37.7 | 37.5 | 38.1 | 38.6 | 39.8 | 40.5 | 41.1 | 41.8 | 42.4 | 43 | 43.7 | 44.4 | 45.1 | 45.9 | 46.7 | 47.5 | 48.3 | 49.2 | 50.1
| T19/T20/T21 27.6 | 68.6 | 69 | 69.4 | 69.8 | 70.3 | 69.9 | 69.5 | 69.1 | 68.7 | 68.3 | 69.3 | 70.3 | 71.3 | 72.3 | 73.3 | 74.4 | 75.4 | 76.5 | 77.7 | 78.9 | 80.1 | 81.4 | 82.7 | 83.9 | 85.3
Scarboro TS
| T21/T22 | 92.4 | 91.7 | 102.1 | 108.5 | 113.8 | 118.1 | 121.1 | 120.5 | 120 | 119.4 | 120.8 | 122.1 | 123.4 | 124.7 | 126 | 127.4 | 128.8 | 130.1 | 131.7 | 133.3 | 134.9 | 136.5 | 138.2 | 140 | 141.8
| T23/T24 | 85.1 | 78.7 | 79.8 | 80.8 | 81.8 | 95.7 | 95.3 | 94.9 | 94.5 | 94.7 | 96.5 | 98.2 | 99.4 | 100.7 | 101.9 | 103.2 | 104.5 | 105.9 | 107.3 | 108.9 | 110.4 | 112 | 113.6 | 115.3 | 117.1
Sheppard TS
| T1/T2 | 48.6 | 49.7 | 50.8 | 44.1 | 45.7 | 49.4 | 52.4 | 55.1 | 57.4 | 59 | 60.1 | 61.1 | 62.2 | 63.3 | 64.4 | 65.5 | 66.6 | 67.7 | 69 | 70.3 | 71.7 | 73.1 | 74.5 | 76.1 | 77.7
| T5/T6 (was T3/T4) | 89.5 | 90.4 | 91.4 | 92.3 | 93.2 | 95.8 | 98.3 | 100.8 | 103.4 | 106 | 107.6 | 109.3 | 110.9 | 112.5 | 114.1 | 115.8 | 117.5 | 119.2 | 121.1 | 123.1 | 125.1 | 127.2 | 129.3 | 131.5 | 133.8
Warden TS
| T3/T4 | 116.6 | 132 | 132.6 | 140.2 | 146.2 | 154.8 | 162.6 | 166 | 169.6 | 173.1 | 175.3 | 177.6 | 179.8 | 182 | 184.2 | 186.5 | 188.9 | 191.2 | 193.8 | 196.5 | 199.3 | 202.2 | 205.1 | 208.1 | 211.2
WEST 230kV
Horner TS
| T1/T2**Based on 2031 NA Estimated Split | 39.7 | 48.9 | 58.2 | 72.6 | 72.8 | 72.9 | 73.1 | 73.2 | 73.4 | 73.6 | 73.8 | 74 | 74.2 | 74.4 | 74.6 | 74.7 | 74.9 | 75.1 | 75.3 | 75.5 | 75.8 | 76.1 | 76.5 | 76.9 | 77.3
| T1/T2**Based on 2031 NA Estimated Split | 6.8 | 6.9 | 7 | 58.6 | 58.8 | 58.9 | 59.1 | 59.2 | 59.4 | 59.6 | 59.8 | 60 | 60.2 | 60.4 | 60.5 | 60.7 | 60.9 | 61 | 61.2 | 61.5 | 61.8 | 62.1 | 62.4 | 62.8 | 63.2
| T3/T4**Based on 2031 NA Estimated Split | 120 | 130.3 | 141.5 | 118 | 124.7 | 131.8 | 137.1 | 141.7 | 146.4 | 150 | 152.1 | 154.2 | 156.3 | 158.4 | 160.5 | 162.8 | 165 | 167.3 | 169.8 | 172.3 | 174.9 | 177.5 | 180.1 | 182.8 | 185.5
Manby TS
| T13/T14 | 50.9 | 52.5 | 56.1 | 45.5 | 47.7 | 50 | 52.4 | 53.9 | 55.3 | 56.9 | 57.9 | 58.9 | 59.9 | 60.9 | 61.8 | 63.2 | 64.5 | 65.4 | 66.6 | 67.8 | 69.1 | 70.4 | 71.9 | 73.4 | 75
| T3/T4 | 54.5 | 55.2 | 56 | 49 | 49.5 | 51.6 | 53.6 | 55.6 | 57.7 | 59.9 | 61.3 | 62.6 | 64 | 65.4 | 66.7 | 68.1 | 69.5 | 70.9 | 72.5 | 74.2 | 76 | 77.8 | 79.7 | 81.7 | 83.8
| T5/T6 | 57 | 57.6 | 58.3 | 54.4 | 55.1 | 56.8 | 58.5 | 60.2 | 62 | 63.8 | 64.9 | 66.1 | 67.3 | 68.4 | 69.5 | 70.7 | 71.9 | 73 | 74.4 | 75.8 | 77.3 | 78.8 | 80.4 | 82.1 | 83.9
Rexdale TS
| T1/T2 | 70.5 | 71 | 54.7 | 55.3 | 56.1 | 56.2 | 56.3 | 56.3 | 56.3 | 56.5 | 57.8 | 59.1 | 60.4 | 61.7 | 62.9 | 64.2 | 65.4 | 66.6 | 68.1 | 69.7 | 71.4 | 73.1 | 75 | 77 | 79.4
| T1/T2 | 17.6 | 19 | 45.2 | 46.2 | 47.3 | 48 | 48.3 | 49.2 | 50 | 50.9 | 52.2 | 53.4 | 54.6 | 55.9 | 57 | 58.2 | 59.3 | 60.5 | 61.8 | 63.4 | 65 | 66.6 | 68.4 | 70.4 | 72.7
Richview TS
| T1/T2 | 105.9 | 106.4 | 106.9 | 107.3 | 107.8 | 110.5 | 113.1 | 115.8 | 118.5 | 121.2 | 122.7 | 124.1 | 125.6 | 127.1 | 128.6 | 130.2 | 131.8 | 133.4 | 135.2 | 137 | 138.7 | 140.5 | 142.3 | 144.1 | 145.9
| T5/T6 | 82.7 | 102.8 | 103 | 111.4 | 91.7 | 93.5 | 95.4 | 97.3 | 90.9 | 92.8 | 93.8 | 94.8 | 95.7 | 96.7 | 97.6 | 98.7 | 99.8 | 100.9 | 102 | 103.1 | 104.3 | 105.4 | 106.6 | 107.8 | 109
| T7/T8 | 50.4 | 50.4 | 48.3 | 48.4 | 48.4 | 49.5 | 50.6 | 51.7 | 52.8 | 53.8 | 54.4 | 54.9 | 55.5 | 56 | 56.6 | 57.2 | 57.8 | 58.4 | 59 | 59.7 | 60.3 | 61 | 61.6 | 62.3 | 63
LEASIDE 115kV
Basin TS
| T3/T5 | 27.2 | 19.6 | 25.1 | 28 | 21.6 | 22.6 | 23.4 | 24.2 | 25 | 25.8 | 26.3 | 26.9 | 27.4 | 27.9 | 28.3 | 28.9 | 29.4 | 29.9 | 30.5 | 31.1 | 31.8 | 32.4 | 33.1 | 33.7 | 34.4
| T3/T5 | 24.5 | 25 | 25.6 | 25.7 | 25.8 | 26.4 | 26.9 | 27.5 | 28.1 | 28.8 | 29.1 | 29.5 | 29.8 | 30.2 | 30.5 | 30.9 | 31.2 | 31.6 | 32 | 32.4 | 32.9 | 33.3 | 33.8 | 34.3 | 34.8
Bridgman TS
| T11/T12/T13/T14/T15 | 26.9 | 27.5 | 28 | 28.5 | 29.1 | 29 | 28.9 | 28.8 | 28.7 | 28.7 | 29.2 | 29.7 | 30.2 | 30.6 | 31.1 | 31.6 | 32.1 | 32.6 | 33.2 | 33.8 | 34.4 | 35.1 | 35.8 | 36.5 | 37.3
| T11/T12/T13/T14/T15 | 36.2 | 36.4 | 36.6 | 36.7 | 36.9 | 37.6 | 38.3 | 38.8 | 38.6 | 38.4 | 39 | 39.5 | 40.1 | 40.6 | 41.1 | 41.7 | 42.3 | 42.8 | 43.5 | 44.2 | 44.9 | 45.6 | 46.4 | 47.1 | 47.9
| T11/T12/T13/T14/T15 | 20.4 | 20.4 | 20.5 | 20.6 | 20.7 | 20.6 | 20.5 | 20.4 | 20.3 | 20.2 | 20.5 | 20.9 | 21.2 | 21.5 | 21.9 | 22.2 | 22.6 | 22.9 | 23.3 | 23.7 | 24.2 | 24.6 | 25.2 | 25.7 | 26.2
| T11/T12/T13/T14/T15 | 41.3 | 42.4 | 43.6 | 44.7 | 45 | 44.9 | 44.7 | 44.6 | 44.4 | 44.3 | 45 | 45.7 | 46.4 | 47.1 | 47.8 | 48.5 | 49.2 | 49.9 | 50.7 | 51.6 | 52.5 | 53.4 | 54.3 | 55.3 | 56.3
Carlaw TS
| T1/T2 | 15.6 | 15.7 | 25.3 | 25.5 | 16.1 | 16 | 15.8 | 15.7 | 15.6 | 15.5 | 16 | 16.5 | 16.9 | 17.4 | 17.8 | 18.3 | 18.9 | 19.3 | 19.9 | 20.4 | 21 | 21.7 | 22.4 | 23.1 | 23.8
| T1/T2 | 19.2 | 19.5 | 19.8 | 20.2 | 20.5 | 20.5 | 20.5 | 20.5 | 20.6 | 20.6 | 21.2 | 21.9 | 22.5 | 23.2 | 23.8 | 24.5 | 25.1 | 25.8 | 26.5 | 27.3 | 28.1 | 29 | 29.9 | 30.8 | 31.8
Cecil TS
| T1/T2 | 19.4 | 19.5 | 26.3 | 34.5 | 37.4 | 40.8 | 44.1 | 44.6 | 45 | 45.5 | 46.2 | 46.9 | 47.4 | 47.7 | 48.1 | 48.5 | 48.8 | 49.1 | 49.3 | 49.6 | 49.9 | 50.1 | 50.4 | 50.7 | 51
| T1/T2 | 29.8 | 32.3 | 32.7 | 21 | 22.8 | 24.3 | 25.7 | 27 | 28.3 | 29 | 29.4 | 29.8 | 30.2 | 30.5 | 30.9 | 31.3 | 31.7 | 32.1 | 32.6 | 33 | 33.5 | 33.9 | 34.4 | 34.9 | 35.3
| T3/T4 | 44.2 | 31.8 | 37.1 | 30.7 | 30.8 | 31.9 | 36 | 37.1 | 38.2 | 39.3 | 39.9 | 40.5 | 41.1 | 41.7 | 42.3 | 42.9 | 43.6 | 44.2 | 44.9 | 45.6 | 46.3 | 47.1 | 47.8 | 48.5 | 49.2
| T3/T4 | 41.9 | 48.8 | 45.2 | 45.8 | 46.5 | 47.5 | 45.6 | 46.5 | 47.5 | 48.5 | 49 | 49.6 | 50.1 | 50.6 | 51.1 | 51.8 | 52.5 | 53.1 | 53.7 | 54.3 | 54.9 | 55.6 | 56.2 | 56.9 | 57.5
Charles TS
| T1/T2 | 29.8 | 30 | 30.1 | 30.2 | 30.4 | 30.2 | 31.2 | 32 | 32.8 | 32.7 | 33 | 33.4 | 33.7 | 34.4 | 35 | 35.5 | 35.9 | 36.2 | 36.7 | 37.1 | 37.5 | 38 | 38.5 | 39 | 39.5
| T1/T2 | 26.7 | 26.9 | 29.7 | 31.4 | 32.7 | 33.7 | 34.7 | 34.6 | 34.5 | 34.4 | 34.9 | 35.3 | 35.8 | 36.2 | 36.7 | 37.2 | 37.6 | 38.1 | 38.6 | 39.2 | 39.7 | 40.3 | 40.9 | 41.5 | 42.1
| T3/T4 | 32.1 | 33.5 | 34.3 | 34.9 | 35.6 | 35.8 | 35.5 | 35.3 | 35 | 34.7 | 35.1 | 35.5 | 35.8 | 36.2 | 36.6 | 37 | 37.4 | 37.8 | 38.3 | 38.7 | 39.2 | 39.7 | 40.2 | 40.7 | 41.2
| T3/T4 | 45.7 | 45.9 | 46 | 46.1 | 46.3 | 46 | 45.7 | 45.4 | 45.1 | 44.8 | 45.3 | 45.8 | 46.3 | 46.7 | 47.2 | 47.7 | 48.2 | 48.7 | 49.3 | 49.8 | 50.4 | 51 | 51.6 | 52.2 | 52.8
Dufferin TS
| T1/T3 | 29.7 | 31.7 | 34.2 | 36.1 | 35.7 | 36.4 | 36.7 | 36.5 | 36.4 | 36.2 | 36.6 | 37 | 37.4 | 37.7 | 38.1 | 38.5 | 38.9 | 39.3 | 39.7 | 40.2 | 40.7 | 41.2 | 41.7 | 42.2 | 42.7
| T1/T3 | 25.5 | 26.5 | 28.1 | 30 | 30.8 | 31.4 | 32 | 31.9 | 31.8 | 31.7 | 32 | 32.3 | 32.6 | 32.9 | 33.2 | 33.5 | 33.8 | 34.1 | 34.5 | 34.8 | 35.2 | 35.6 | 36 | 36.5 | 36.9
| T2/T4 | 44.9 | 45.3 | 45.7 | 36.9 | 37.3 | 37.1 | 37 | 36.8 | 36.6 | 36.5 | 37.3 | 38.1 | 38.9 | 39.7 | 40.5 | 41.5 | 42.4 | 43.3 | 44.2 | 45.2 | 46.2 | 47.2 | 48.2 | 49.3 | 50.3
| T2/T4 | 30.5 | 30.9 | 31.3 | 41.1 | 41.5 | 41.5 | 41.6 | 41.6 | 41.7 | 41.7 | 42.4 | 43.1 | 43.8 | 44.4 | 45.1 | 45.8 | 46.5 | 47.2 | 48 | 48.8 | 49.6 | 50.5 | 51.4 | 52.2 | 53.2
Duplex TS
| T1/T2 | 28 | 30 | 31.4 | 32.5 | 33.6 | 34.9 | 35.8 | 36.7 | 37.6 | 38.6 | 39.2 | 39.9 | 40.5 | 41.2 | 41.8 | 42.4 | 43 | 43.6 | 44.4 | 45.2 | 46 | 46.8 | 47.8 | 48.7 | 49.8
| T1/T2 | 26.7 | 26.9 | 27.2 | 27.5 | 27.8 | 28.6 | 29.4 | 30.2 | 31.1 | 31.9 | 32.5 | 33.1 | 33.7 | 34.6 | 35.4 | 36.1 | 36.7 | 37.2 | 37.9 | 38.6 | 39.4 | 40.2 | 41 | 42 | 42.9
| T3/T4 | 31.5 | 31.8 | 16.5 | 17.9 | 18.9 | 20.7 | 21.9 | 23.4 | 24.3 | 25.4 | 26 | 26.7 | 27.4 | 28.1 | 28.7 | 29.4 | 30 | 30.7 | 31.4 | 32.3 | 33.1 | 34 | 34.9 | 35.9 | 37
Esplanade TS
| T11/T12/T13 | 38.6 | 38.9 | 39.1 | 24.6 | 22.6 | 23.6 | 24.7 | 25.8 | 26.9 | 28 | 28.7 | 29.4 | 30.1 | 30.8 | 31.5 | 32.2 | 32.9 | 33.7 | 34.5 | 35.3 | 36.2 | 37.2 | 38.2 | 39.2 | 40.2
| T11/T12/T13 | 43.5 | 45.1 | 46.4 | 47.6 | 48 | 49.2 | 50.2 | 51.2 | 52.2 | 53.2 | 53.7 | 54.2 | 54.8 | 55.3 | 55.8 | 56.3 | 56.9 | 57.5 | 58.1 | 58.7 | 59.3 | 59.9 | 60.5 | 61.2 | 61.8
| T11/T12/T13 | 38.1 | 38 | 39 | 39.8 | 40.7 | 42.3 | 43.1 | 44 | 44.9 | 45.8 | 46.2 | 46.7 | 47.2 | 47.6 | 48 | 48.6 | 49.1 | 49.6 | 50.1 | 50.6 | 51.2 | 51.7 | 52.3 | 52.8 | 53.4
Gerrard TS
| T1/T2 | 22.4 | 25.9 | 27.2 | 28.5 | 29 | 30 | 30.7 | 31.5 | 32.3 | 33 | 33.5 | 33.9 | 34.4 | 34.8 | 35.3 | 35.7 | 36.2 | 36.7 | 37.2 | 37.8 | 38.3 | 38.9 | 39.4 | 40 | 40.6
| T1/T2 | 25.2 | 35.2 | 35.4 | 35.5 | 35.7 | 35.8 | 36 | 36.2 | 36.4 | 36.6 | 36.8 | 37 | 37.3 | 37.5 | 37.7 | 37.9 | 38.1 | 38.3 | 38.5 | 38.8 | 39.1 | 39.5 | 39.8 | 40.2 | 40.6
Glengrove TS
| T1/T3 | 18.4 | 19.9 | 21 | 20 | 21 | 21.5 | 21.7 | 22 | 22.2 | 22.5 | 23.2 | 23.9 | 24.5 | 25.2 | 25.8 | 26.4 | 27 | 27.6 | 28.3 | 29.1 | 30 | 31.1 | 32.2 | 33.3 | 34.5
| T2/T4 | 27.3 | 27.8 | 28.2 | 28.7 | 29.2 | 29.4 | 29.6 | 29.9 | 30.2 | 30.6 | 31.5 | 32.4 | 33.7 | 34.9 | 36 | 36.9 | 37.7 | 38.6 | 39.7 | 40.8 | 42.1 | 43.4 | 44.8 | 46.3 | 47.9
Main TS
| T3/T4 | 21.1 | 21.3 | 22.7 | 23.6 | 24.4 | 24.9 | 25.5 | 25.6 | 25.6 | 25.7 | 26.3 | 26.8 | 27.4 | 27.9 | 28.4 | 29 | 29.5 | 30 | 30.7 | 31.3 | 32.1 | 32.8 | 33.7 | 34.5 | 35.4
| T3/T4 | 31.2 | 31.6 | 32 | 32.4 | 32.8 | 32.9 | 33 | 33.1 | 33.3 | 33.4 | 34.2 | 35 | 35.8 | 36.5 | 37.5 | 38.5 | 39.3 | 40.1 | 41 | 42 | 43 | 44.1 | 45.2 | 46.4 | 47.5
Terauley TS
| T1/T4 | 27.6 | 32.1 | 33.4 | 34.5 | 35.6 | 37.2 | 37.9 | 38.6 | 39.3 | 40 | 40.4 | 40.8 | 41.2 | 41.6 | 41.9 | 42.4 | 42.8 | 43.2 | 43.7 | 44.1 | 44.6 | 45.1 | 45.7 | 46.2 | 46.8
| T1/T4 | 26.7 | 35.8 | 36.8 | 22.9 | 23.7 | 25.1 | 25.8 | 26.4 | 27.1 | 27.8 | 28.2 | 28.6 | 29 | 29.4 | 29.7 | 30.1 | 30.6 | 31 | 31.4 | 31.9 | 32.4 | 32.9 | 33.4 | 33.9 | 34.5
| T2/T3 | 40.1 | 32.3 | 34.6 | 35.9 | 37 | 39 | 41 | 42.1 | 43.2 | 44.3 | 44.9 | 45.5 | 46.1 | 46.7 | 47.3 | 47.9 | 48.6 | 49.2 | 49.9 | 50.6 | 51.4 | 52.1 | 52.9 | 53.7 | 54.5
| T2/T3 | 35.9 | 44.3 | 47.2 | 49.4 | 51.6 | 54.6 | 55.5 | 57.2 | 58.8 | 60.4 | 60.9 | 61.4 | 62.3 | 63.1 | 63.8 | 64.4 | 64.9 | 65.5 | 66.1 | 66.7 | 67.4 | 68 | 68.7 | 69.4 | 70.2
MANBY E 115kV
Fairbank TS
| T1/T3 | 56.4 | 56.9 | 57.5 | 58 | 58.6 | 60.6 | 62.5 | 64.4 | 66.4 | 68.5 | 69.8 | 71.1 | 72.4 | 73.7 | 75 | 76.3 | 77.7 | 79 | 80.6 | 82.2 | 83.8 | 85.5 | 87.3 | 89.1 | 91
| T2/T4 (to be T5/T6) | 76.6 | 65.9 | 82.2 | 83.8 | 81.9 | 84.3 | 86.7 | 89.1 | 91.5 | 94.8 | 97.1 | 99.3 | 101.4 | 103.4 | 105.2 | 106.8 | 108.4 | 110 | 111.8 | 113.7 | 115.7 | 117.7 | 119.7 | 121.8 | 124
Runnymede TS
| T1/T2 | 52.7 | 75.4 | 68 | 73 | 76.3 | 79.8 | 83.1 | 86.3 | 88.6 | 90.8 | 93.4 | 95.3 | 97.1 | 98.8 | 100.2 | 101.7 | 102.8 | 103.9 | 105.3 | 106.8 | 108.3 | 110 | 111.8 | 113.7 | 115.6
| T5/T6 (was T3/T4) | 58.7 | 59.2 | 59.9 | 60.5 | 61.1 | 63.1 | 65 | 67 | 69.8 | 72.5 | 74.5 | 76 | 77.4 | 78.9 | 80.2 | 81.7 | 83.2 | 84.7 | 86.4 | 88.2 | 90 | 92 | 94.1 | 96.2 | 98.5
Wiltshire TS
| T1/T6 | 22.3 | 22.5 | 29.1 | 29.4 | 29.7 | 30.4 | 31.1 | 31.8 | 32.6 | 33.9 | 34.9 | 35.8 | 36.3 | 36.8 | 37.3 | 37.8 | 38.4 | 38.9 | 39.5 | 40.1 | 40.7 | 41.4 | 42 | 42.7 | 43.4
| T7X/T2X | 9.5 | 17.5 | 19.7 | 21.2 | 22.5 | 23.9 | 24.7 | 25.1 | 25.5 | 25.9 | 26.1 | 26.3 | 26.6 | 26.8 | 27 | 27.2 | 27.5 | 27.7 | 28 | 28.2 | 28.5 | 28.8 | 29.1 | 29.5 | 29.8
| T7X/T2X | 19.8 | 21.2 | 22.2 | 22.7 | 23.3 | 24.2 | 24.7 | 25.3 | 25.9 | 26.5 | 26.8 | 27.2 | 27.6 | 28.2 | 28.8 | 29.3 | 29.7 | 30.1 | 30.5 | 31 | 31.4 | 31.9 | 32.4 | 32.9 | 33.4
MANBY W 115kV
Copeland MTS
| T1/T3 | 48.5 | 51.3 | 53.3 | 51.8 | 53.3 | 54.6 | 55.6 | 56.6 | 57.7 | 59.2 | 60.2 | 61.2 | 61.7 | 62.2 | 62.6 | 63.2 | 63.8 | 64.4 | 64.9 | 65.5 | 66.1 | 66.7 | 67.3 | 67.9 | 68.5
| T1/T3 | 31.8 | 35.8 | 40.7 | 40.6 | 43.7 | 46.8 | 48.5 | 49.2 | 49.8 | 50.5 | 50.9 | 51.2 | 51.5 | 51.9 | 52.2 | 52.6 | 53 | 53.4 | 53.8 | 54.2 | 54.6 | 55 | 55.3 | 55.7 | 56.1
| T2/T4 | 0 | 0 | 0 | 59.8 | 59.8 | 59.8 | 59.8 | 59.8 | 59.8 | 59.8 | 59.8 | 59.8 | 60.1 | 60.4 | 60.6 | 60.6 | 60.6 | 60.6 | 60.6 | 60.6 | 60.6 | 60.6 | 60.6 | 60.6 | 60.6
| T2/T4 | 0 | 0 | 0 | 0 | 0 | 35.2 | 35.2 | 35.2 | 35.2 | 35.2 | 35.2 | 35.2 | 35.2 | 35.2 | 35.2 | 35.2 | 35.2 | 35.2 | 35.2 | 35.2 | 35.2 | 35.2 | 35.2 | 35.2 | 35.2
John TS
| T1/T2/T3/T4 | 31.6 | 33.2 | 34.3 | 39 | 41.5 | 44.1 | 46.4 | 49.5 | 51 | 52.5 | 52.9 | 53.3 | 53.8 | 54.2 | 54.6 | 55.1 | 55.6 | 56 | 56.5 | 57.1 | 57.6 | 58.1 | 58.6 | 59.2 | 59.7
| T1/T2/T3/T4 | 27.3 | 0 | 0 | 0 | 0 | 0 | 0 | 0 | 0 | 0 | 0 | 0 | 0 | 0 | 0 | 0 | 0 | 0 | 0 | 0 | 0 | 0 | 0 | 0 | 0
| T1/T2/T3/T4 | 23.7 | 23.7 | 23.8 | 23.8 | 23.8 | 24.4 | 24.9 | 25.5 | 26.7 | 27.9 | 28.7 | 29 | 29.3 | 29.6 | 30.1 | 30.5 | 30.9 | 31.2 | 31.6 | 31.9 | 32.2 | 32.6 | 32.9 | 33.3 | 33.7
| T1/T2/T3/T4 | 0.4 | 26.6 | 28.5 | 30.1 | 31.7 | 33.3 | 33.8 | 34.4 | 34.9 | 35.5 | 35.8 | 36.9 | 37.9 | 38.8 | 39.5 | 40.1 | 40.5 | 40.8 | 41.2 | 41.5 | 41.9 | 42.2 | 42.6 | 43 | 43.4
| T5/T6 | 31.4 | 31.4 | 31.4 | 31.5 | 31.5 | 32.2 | 32.8 | 33.5 | 34.2 | 34.9 | 35.2 | 35.6 | 35.9 | 36.2 | 36.6 | 37 | 37.3 | 37.7 | 38.1 | 38.5 | 38.9 | 39.3 | 39.7 | 40.1 | 40.5
| T5/T6 | 34.7 | 35.6 | 36.4 | 36.9 | 37.3 | 38.3 | 39.4 | 40.2 | 41 | 41.8 | 42.2 | 42.6 | 43.1 | 43.5 | 43.9 | 44.3 | 44.8 | 45.2 | 45.7 | 46.2 | 46.7 | 47.2 | 47.7 | 48.2 | 48.7
Strachan TS
| T12/T14 | 26.3 | 28 | 29.7 | 31.6 | 32.8 | 34.5 | 35.5 | 36.3 | 37.1 | 37.9 | 38.4 | 38.9 | 39.4 | 39.9 | 40.4 | 40.9 | 41.4 | 41.9 | 42.5 | 43.1 | 43.7 | 44.4 | 45 | 45.7 | 46.4
| T12/T14 | 26.8 | 27.3 | 24.1 | 23.1 | 21.7 | 22.4 | 21.3 | 21.9 | 22.6 | 23.4 | 23.8 | 24.3 | 24.7 | 25.2 | 25.6 | 26.1 | 26.6 | 27 | 27.6 | 28.1 | 28.7 | 29.3 | 29.9 | 30.6 | 31.3
| T13/T15 | 44.8 | 38.3 | 38.8 | 33.8 | 34.2 | 35.6 | 36.9 | 38.3 | 40.5 | 42.5 | 44 | 45.4 | 46.7 | 48 | 48.8 | 49.8 | 50.7 | 51.7 | 52.7 | 53.8 | 54.9 | 56.1 | 57.2 | 58.4 | 59.6
| T13/T15 | 32.2 | 36.8 | 37.7 | 35.1 | 37.2 | 40 | 40.9 | 41.9 | 42.9 | 43.9 | 44.5 | 45.1 | 45.7 | 46.3 | 46.8 | 47.6 | 48.3 | 49 | 49.7 | 50.4 | 51.1 | 51.9 | 52.7 | 53.5 | 54.3
Back to main menu

## Table 20
Back to main menu
| Transformer Station | Table 20 Low Electrification Gross Normal Winter Weather Station Peak Demand Forecast, Coincident to Toronto Region (MW)
|  | 2023 | 2024 | 2025 | 2026 | 2027 | 2028 | 2029 | 2030 | 2031 | 2032 | 2033 | 2034 | 2035 | 2036 | 2037 | 2038 | 2039 | 2040 | 2041 | 2042 | 2043 | 2044 | 2045 | 2046 | 2047
NORTH 230kV
Agincourt TS
| T5/T6 | 65.2 | 67.1 | 68.7 | 77.9 | 83.8 | 89.2 | 94.3 | 99.3 | 101.1 | 102.9 | 104.1 | 105.3 | 106.8 | 108.3 | 109.6 | 110.9 | 112.1 | 113.4 | 115.2 | 117 | 118.9 | 120.8 | 122.9 | 124.9 | 127.1
Bathurst TS
| T1/T2 | 105.8 | 117.7 | 119.3 | 128.2 | 137.1 | 142.3 | 143.7 | 145 | 144.4 | 143.8 | 144.7 | 145.6 | 147.2 | 148.7 | 150 | 151.3 | 152.4 | 153.5 | 155 | 156.5 | 158 | 159.5 | 161.1 | 162.6 | 164.2
| T3/T4 | 82.4 | 84.7 | 86.9 | 88.5 | 90 | 89.8 | 89.6 | 89.4 | 89.2 | 89.1 | 90.2 | 91.3 | 92.4 | 93.5 | 94.6 | 95.8 | 96.9 | 98.1 | 99.9 | 101.6 | 103.3 | 105.1 | 106.9 | 108.7 | 110.6
Cavanagh MTS
| T1/T2 | 97.4 | 102.1 | 104.4 | 106.7 | 109.1 | 111.9 | 115.9 | 120.2 | 124.5 | 127.6 | 129.3 | 131 | 132.6 | 134.9 | 137 | 139 | 140.8 | 142.5 | 145 | 147.5 | 150.2 | 152.9 | 155.7 | 158.6 | 161.6
Fairchild TS
| T1/T2 | 107.1 | 111.5 | 116.7 | 120.9 | 123.8 | 127 | 130.2 | 132.6 | 135.2 | 137.7 | 139.2 | 141.5 | 143.7 | 145.8 | 147.9 | 149.9 | 151.8 | 153.4 | 155.7 | 158.1 | 160.6 | 163.3 | 165.9 | 168.7 | 171.6
| T3/T4 | 90.4 | 93.7 | 96.2 | 98.7 | 101.2 | 103.6 | 105.6 | 107.6 | 109.7 | 111.8 | 113.1 | 114.4 | 115.7 | 117 | 118.2 | 119.6 | 120.9 | 122.2 | 124.1 | 126.1 | 128.1 | 130.3 | 132.6 | 134.9 | 137.4
Finch TS
| T1/T2 | 102.7 | 104.1 | 105.6 | 107.2 | 108.6 | 110.8 | 113 | 115.2 | 117.4 | 119.7 | 121.1 | 122.4 | 123.8 | 125.2 | 126.5 | 128 | 129.4 | 130.8 | 132.8 | 135 | 137.1 | 139.3 | 141.6 | 144 | 146.7
| T3/T4 | 133.9 | 144.3 | 154.3 | 164.2 | 167.3 | 170.4 | 173.4 | 176.4 | 179.4 | 182.5 | 184.5 | 186.5 | 188.5 | 190.5 | 192.5 | 194.6 | 196.6 | 198.7 | 201.7 | 204.7 | 207.8 | 211 | 214.2 | 217.6 | 221.3
Leslie TS
| T1/T2 13.8 | 1.4 | 0 | 0 | 0 | 0 | 0 | 0 | 0 | 0 | 0 | 0 | 0 | 0 | 0 | 0 | 0 | 0 | 0 | 0 | 0 | 0 | 0 | 0 | 0 | 0
| T1/T2 27.6 | 59.5 | 62.2 | 67.3 | 69.9 | 73.1 | 73.5 | 73.9 | 74 | 74.2 | 74.4 | 76.8 | 79.3 | 81.8 | 84.6 | 87.4 | 88.6 | 89.7 | 90.8 | 92.4 | 94 | 95.7 | 97.4 | 99.2 | 101.1 | 103
| T3/T4 27.6 | 166.4 | 171.3 | 176 | 173.4 | 175.2 | 174 | 172.9 | 171.8 | 170.9 | 170 | 175.8 | 181.6 | 187.6 | 193.7 | 199.8 | 201.6 | 203.5 | 205.3 | 207.9 | 210.7 | 213.5 | 216.5 | 219.5 | 222.6 | 225.9
Malvern TS
| T3/T4 | 87.5 | 89.5 | 91.5 | 93.5 | 94.1 | 95.4 | 96.7 | 98 | 99.3 | 100.6 | 101.1 | 101.6 | 102.1 | 102.6 | 103.1 | 103.7 | 104.3 | 104.9 | 105.7 | 106.6 | 107.5 | 108.4 | 109.4 | 110.4 | 111.4
EAST 230kV
Bermondsey TS
| T1/T2 | 26.4 | 27.8 | 37.2 | 42.9 | 80.9 | 85.8 | 90.4 | 91.5 | 92.6 | 93.8 | 94.6 | 95.5 | 96.3 | 97.2 | 98 | 99 | 99.9 | 100.7 | 101.9 | 103.2 | 104.5 | 105.8 | 107.3 | 108.7 | 110.2
| T3/T4 | 84.5 | 88.8 | 92 | 95 | 97.7 | 100.3 | 102.1 | 104 | 105.9 | 107.8 | 109.4 | 111.1 | 112.6 | 113.7 | 114.8 | 116 | 117.2 | 118.4 | 120.1 | 121.9 | 123.7 | 125.6 | 127.5 | 129.5 | 131.6
Ellesmere TS
| T3/T4 | 117.5 | 122.2 | 124.4 | 136.2 | 138.4 | 147.7 | 150.3 | 152.8 | 155.3 | 157.9 | 159.4 | 160.9 | 162.4 | 164 | 165.4 | 167 | 168.6 | 170.2 | 172.5 | 174.8 | 177.3 | 179.8 | 182.4 | 185 | 187.8
Leaside TS
| T19/T20/T21 13.8 | 30.5 | 32.1 | 33.3 | 34.6 | 30.3 | 30.2 | 30.2 | 30.1 | 30 | 30 | 30.9 | 31.7 | 32.4 | 32.7 | 33 | 33.3 | 33.8 | 34.1 | 34.6 | 35 | 35.5 | 36 | 36.6 | 37.1 | 37.7
| T19/T20/T21 13.8 | 35.8 | 36.6 | 37.3 | 38.1 | 38.9 | 39 | 39.1 | 39.2 | 40.1 | 40.9 | 42.2 | 43 | 43.7 | 44.5 | 45.2 | 45.9 | 46.7 | 47.4 | 48.5 | 49.7 | 50.8 | 52 | 53.2 | 54.4 | 55.7
| T19/T20/T21 27.6 | 70.7 | 72 | 73.3 | 74.7 | 76 | 76 | 76.1 | 76.1 | 76.3 | 76.4 | 77.6 | 78.8 | 80 | 81.2 | 82.4 | 83.7 | 84.9 | 86.2 | 88 | 89.9 | 91.8 | 93.7 | 95.6 | 97.6 | 99.6
Scarboro TS
| T21/T22 | 96.7 | 96.7 | 108.1 | 115.5 | 121.7 | 126.3 | 129.6 | 129.3 | 129.1 | 128.8 | 130.1 | 131.3 | 132.5 | 133.8 | 135 | 136.3 | 137.6 | 138.9 | 140.8 | 142.7 | 144.6 | 146.6 | 148.6 | 150.7 | 153
| T23/T24 | 78.7 | 73.2 | 75 | 76.8 | 78.5 | 92.7 | 92.7 | 92.8 | 92.9 | 93.6 | 95.4 | 97.1 | 98.4 | 99.7 | 100.9 | 102.2 | 103.5 | 104.8 | 106.7 | 108.6 | 110.5 | 112.5 | 114.6 | 116.7 | 118.9
Sheppard TS
| T1/T2 | 53.7 | 55.7 | 57.6 | 51.4 | 53.8 | 57.8 | 61.1 | 64.1 | 66.6 | 68.4 | 69.7 | 71 | 72.3 | 73.7 | 75 | 76.3 | 77.7 | 79 | 80.9 | 82.9 | 84.9 | 87 | 89.1 | 91.3 | 93.7
| T5/T6 (was T3/T4) | 71 | 72.6 | 74.1 | 75.7 | 77.2 | 79.1 | 81 | 82.9 | 84.9 | 86.8 | 88.1 | 89.4 | 90.6 | 92 | 93.2 | 94.6 | 95.9 | 97.3 | 99.2 | 101.2 | 103.2 | 105.3 | 107.4 | 109.6 | 111.8
Warden TS
| T3/T4 | 123.5 | 140.5 | 142.7 | 151.8 | 159.4 | 168 | 175.9 | 179.4 | 183 | 186.5 | 188.9 | 191.3 | 193.6 | 196.1 | 198.4 | 200.9 | 203.4 | 205.9 | 209.5 | 213.1 | 216.8 | 220.7 | 224.6 | 228.6 | 232.7
WEST 230kV
Horner TS
| T1/T2**Based on 2031 NA Estimated Split | 40.3 | 49.7 | 59.1 | 73.8 | 74 | 74.1 | 74.3 | 74.4 | 74.6 | 74.8 | 75 | 75.2 | 75.5 | 75.7 | 75.8 | 76 | 76.2 | 76.4 | 76.6 | 76.9 | 77.2 | 77.5 | 77.9 | 78.3 | 78.7
| T1/T2**Based on 2031 NA Estimated Split | 6.9 | 7 | 7.1 | 59.6 | 59.7 | 59.8 | 60 | 60.1 | 60.3 | 60.5 | 60.7 | 60.9 | 61.1 | 61.3 | 61.5 | 61.6 | 61.8 | 62 | 62.2 | 62.4 | 62.7 | 63 | 63.4 | 63.8 | 64.2
| T3/T4**Based on 2031 NA Estimated Split | 119.3 | 131.5 | 144.5 | 122.4 | 130.8 | 138 | 143.3 | 147.9 | 152.6 | 156.1 | 158.4 | 160.7 | 162.9 | 165.3 | 167.6 | 170 | 172.4 | 174.9 | 178.5 | 182 | 185.7 | 189.3 | 193.1 | 196.9 | 200.7
Manby TS
| T13/T14 | 60 | 62.2 | 66.6 | 54.9 | 57.6 | 59.9 | 62.2 | 63.4 | 64.7 | 66 | 66.8 | 67.6 | 68.4 | 69.3 | 70 | 71.3 | 72.3 | 73.1 | 74.2 | 75.4 | 76.7 | 78 | 79.5 | 81 | 82.7
| T3/T4 | 38.6 | 39.8 | 41.1 | 35 | 36.1 | 37.6 | 39.2 | 40.7 | 42.3 | 43.9 | 45.1 | 46.2 | 47.4 | 48.5 | 49.6 | 50.8 | 51.9 | 53 | 54.6 | 56.4 | 58.1 | 59.9 | 61.9 | 63.9 | 66
| T5/T6 | 55.4 | 56.6 | 57.7 | 54 | 55.1 | 56.5 | 57.9 | 59.4 | 60.8 | 62.3 | 63.3 | 64.3 | 65.3 | 66.3 | 67.2 | 68.2 | 69.2 | 70.2 | 71.5 | 73 | 74.6 | 76.2 | 77.9 | 79.7 | 81.6
Rexdale TS
| T1/T2 | 74 | 74.7 | 60.2 | 61.1 | 62 | 61.9 | 61.9 | 61.7 | 61.6 | 61.7 | 62.7 | 63.6 | 64.6 | 65.6 | 66.5 | 67.4 | 68.4 | 69.3 | 70.6 | 72 | 73.5 | 75 | 76.7 | 78.5 | 80.6
| T1/T2 | 14.2 | 15.9 | 41.9 | 43.3 | 44.6 | 45.4 | 45.8 | 46.8 | 47.8 | 48.9 | 50 | 51.1 | 52.2 | 53.3 | 54.3 | 55.3 | 56.3 | 57.3 | 58.7 | 60.3 | 61.9 | 63.5 | 65.4 | 67.4 | 69.7
Richview TS
| T1/T2 | 125 | 126.6 | 128.1 | 129.7 | 131.2 | 133.7 | 136.2 | 138.7 | 141.2 | 143.7 | 145 | 146.3 | 147.6 | 149 | 150.3 | 151.7 | 153.2 | 154.6 | 156.8 | 158.9 | 161.1 | 163.3 | 165.5 | 167.7 | 170
| T5/T6 | 88.1 | 109.8 | 110.3 | 119.7 | 98.9 | 100.1 | 101.3 | 102.5 | 94.8 | 96 | 96.4 | 96.7 | 97.1 | 97.5 | 97.8 | 98.3 | 98.8 | 99.3 | 99.9 | 100.6 | 101.4 | 102.1 | 102.8 | 103.6 | 104.3
| T7/T8 | 68.7 | 68.9 | 66.5 | 66.7 | 66.8 | 67.6 | 68.3 | 69 | 69.8 | 70.5 | 70.6 | 70.7 | 70.8 | 71 | 71.1 | 71.3 | 71.4 | 71.6 | 71.9 | 72.2 | 72.5 | 72.8 | 73.1 | 73.4 | 73.8
LEASIDE 115kV
Basin TS
| T3/T5 | 28.8 | 21.7 | 27.4 | 30.5 | 24.6 | 25.6 | 26.4 | 27.1 | 27.9 | 28.6 | 29.1 | 29.6 | 30.1 | 30.6 | 31.1 | 31.6 | 32.1 | 32.6 | 33.3 | 34.1 | 34.9 | 35.7 | 36.5 | 37.3 | 38.2
| T3/T5 | 28.8 | 29.5 | 30.1 | 30.2 | 30.3 | 30.7 | 31 | 31.4 | 31.8 | 32.2 | 32.3 | 32.4 | 32.5 | 32.6 | 32.8 | 32.9 | 33 | 33.2 | 33.4 | 33.6 | 33.8 | 34.1 | 34.3 | 34.6 | 34.9
Bridgman TS
| T11/T12/T13/T14/T15 | 29.1 | 30 | 30.7 | 31.5 | 32.2 | 32.2 | 32.1 | 32.1 | 32.1 | 32.1 | 32.6 | 33.1 | 33.6 | 34 | 34.5 | 35 | 35.4 | 35.9 | 36.6 | 37.3 | 38 | 38.8 | 39.6 | 40.5 | 41.4
| T11/T12/T13/T14/T15 | 35.2 | 35.6 | 36 | 36.4 | 36.8 | 37.6 | 38.3 | 38.9 | 38.8 | 38.6 | 39.1 | 39.5 | 40 | 40.4 | 40.8 | 41.3 | 41.7 | 42.2 | 42.8 | 43.5 | 44.2 | 45 | 45.8 | 46.6 | 47.4
| T11/T12/T13/T14/T15 | 21.2 | 21.3 | 21.4 | 21.5 | 21.6 | 21.4 | 21.2 | 21 | 20.8 | 20.7 | 20.9 | 21.1 | 21.2 | 21.4 | 21.6 | 21.8 | 22 | 22.1 | 22.4 | 22.7 | 23 | 23.3 | 23.7 | 24.1 | 24.5
| T11/T12/T13/T14/T15 | 41.3 | 43 | 44.7 | 46.4 | 47.3 | 47.4 | 47.6 | 47.8 | 48 | 48.2 | 49 | 49.9 | 50.7 | 51.6 | 52.4 | 53.3 | 54.2 | 55 | 56.3 | 57.5 | 58.8 | 60.2 | 61.6 | 63 | 64.5
Carlaw TS
| T1/T2 | 18.1 | 18.3 | 28 | 28.2 | 19.1 | 18.9 | 18.6 | 18.4 | 18.3 | 18.1 | 18.4 | 18.8 | 19.1 | 19.4 | 19.7 | 20 | 20.4 | 20.7 | 21.2 | 21.6 | 22.2 | 22.7 | 23.3 | 23.9 | 24.6
| T1/T2 | 25 | 25.9 | 26.8 | 27.8 | 28.7 | 29 | 29.3 | 29.7 | 30.1 | 30.5 | 31.4 | 32.4 | 33.3 | 34.3 | 35.2 | 36.2 | 37.1 | 38.1 | 39.5 | 40.9 | 42.3 | 43.8 | 45.4 | 46.9 | 48.5
Cecil TS
| T1/T2 | 14.5 | 14.6 | 21 | 28.6 | 31.4 | 34.2 | 37.1 | 37.3 | 37.4 | 37.6 | 38.1 | 38.5 | 38.9 | 38.9 | 39.1 | 39.3 | 39.4 | 39.4 | 39.5 | 39.5 | 39.6 | 39.7 | 39.7 | 39.8 | 39.9
| T1/T2 | 28.9 | 31.5 | 32.1 | 27.8 | 22.3 | 23.5 | 24.7 | 25.8 | 26.9 | 27.4 | 27.6 | 27.8 | 28 | 28.2 | 28.4 | 28.6 | 28.9 | 29.1 | 29.5 | 29.8 | 30.2 | 30.5 | 30.9 | 31.3 | 31.7
| T3/T4 | 41.1 | 28.8 | 34.5 | 28.3 | 28.7 | 29.4 | 33.2 | 33.9 | 34.7 | 35.5 | 35.8 | 36.2 | 36.5 | 36.9 | 37.2 | 37.6 | 38 | 38.4 | 39 | 39.6 | 40.2 | 40.8 | 41.4 | 42 | 42.7
| T3/T4 | 38.6 | 46 | 42.5 | 51 | 44.5 | 45.2 | 42.8 | 43.5 | 44.2 | 44.9 | 45.3 | 45.6 | 45.9 | 46.3 | 46.6 | 47.1 | 47.6 | 48 | 48.5 | 49.1 | 49.7 | 50.3 | 50.9 | 51.5 | 52.1
Charles TS
| T1/T2 | 44.8 | 45.2 | 45.6 | 46 | 46.4 | 46.2 | 47.1 | 47.9 | 48.7 | 48.5 | 48.9 | 49.2 | 49.6 | 50.3 | 50.9 | 51.5 | 51.9 | 52.3 | 53 | 53.6 | 54.2 | 54.9 | 55.5 | 56.2 | 56.9
| T1/T2 | 26.6 | 27.2 | 30.4 | 32.6 | 34.3 | 35.6 | 36.8 | 37 | 37.2 | 37.4 | 38 | 38.6 | 39.2 | 39.8 | 40.3 | 41 | 41.6 | 42.2 | 43.1 | 44 | 44.9 | 45.8 | 46.8 | 47.7 | 48.7
| T3/T4 | 32.9 | 34.4 | 35.4 | 36.1 | 36.9 | 37.1 | 36.8 | 36.5 | 36.2 | 35.9 | 36.1 | 36.3 | 36.5 | 36.6 | 36.8 | 37 | 37.3 | 37.5 | 37.8 | 38.1 | 38.4 | 38.8 | 39.2 | 39.5 | 39.9
| T3/T4 | 44.7 | 45.1 | 45.5 | 45.9 | 46.3 | 46 | 45.8 | 45.6 | 45.4 | 45.2 | 45.6 | 45.9 | 46.3 | 46.7 | 47 | 47.4 | 47.8 | 48.2 | 48.8 | 49.3 | 49.9 | 50.6 | 51.2 | 51.8 | 52.5
Dufferin TS
| T1/T3 | 33.8 | 36.1 | 38.9 | 41.1 | 40.8 | 41.5 | 41.8 | 41.6 | 41.5 | 41.3 | 41.6 | 41.9 | 42.3 | 42.6 | 42.9 | 43.2 | 43.6 | 43.9 | 44.4 | 44.9 | 45.4 | 45.9 | 46.5 | 47.1 | 47.7
| T1/T3 | 26.7 | 27.8 | 29.6 | 31.6 | 32.6 | 33.2 | 33.8 | 33.7 | 33.7 | 33.6 | 33.9 | 34.2 | 34.4 | 34.7 | 35 | 35.2 | 35.5 | 35.7 | 36.1 | 36.5 | 36.9 | 37.4 | 37.8 | 38.3 | 38.8
| T2/T4 | 45.5 | 46.8 | 48.1 | 39.7 | 41 | 41.4 | 41.9 | 42.4 | 42.9 | 43.4 | 44.6 | 45.8 | 47.1 | 48.3 | 49.6 | 51 | 52.3 | 53.6 | 55.4 | 57.3 | 59.2 | 61.1 | 63.1 | 65.1 | 67.1
| T2/T4 | 30.9 | 32.1 | 33.4 | 44.1 | 45.3 | 46 | 46.7 | 47.4 | 48.2 | 48.9 | 50 | 51.2 | 52.4 | 53.6 | 54.8 | 56 | 57.2 | 58.4 | 60.2 | 62 | 63.7 | 65.6 | 67.4 | 69.3 | 71.2
Duplex TS
| T1/T2 | 30.9 | 33.3 | 35.2 | 36.7 | 38.2 | 39.6 | 40.5 | 41.5 | 42.4 | 43.4 | 44.1 | 44.9 | 45.6 | 46.3 | 47 | 47.7 | 48.4 | 49.1 | 50.1 | 51.1 | 52.2 | 53.3 | 54.5 | 55.8 | 57.1
| T1/T2 | 28.3 | 28.8 | 29.4 | 30 | 30.6 | 31.4 | 32.2 | 33 | 33.8 | 34.7 | 35.3 | 35.9 | 36.5 | 37.4 | 38.2 | 39 | 39.6 | 40.2 | 41 | 41.9 | 42.9 | 43.8 | 44.9 | 46 | 47.1
| T3/T4 | 32.3 | 32.8 | 17.5 | 19.3 | 20.6 | 22.3 | 23.4 | 24.8 | 25.7 | 26.6 | 27.2 | 27.8 | 28.5 | 29.1 | 29.7 | 30.3 | 30.9 | 31.5 | 32.4 | 33.3 | 34.3 | 35.2 | 36.3 | 37.4 | 38.7
Esplanade TS
| T11/T12/T13 | 34.3 | 34.8 | 35.4 | 36 | 20.2 | 21 | 21.9 | 22.8 | 23.7 | 24.6 | 25.2 | 25.8 | 26.5 | 27.1 | 27.7 | 28.3 | 28.9 | 29.5 | 30.4 | 31.3 | 32.3 | 33.3 | 34.4 | 35.5 | 36.6
| T11/T12/T13 | 36.8 | 38.5 | 40 | 41.4 | 41.9 | 42.8 | 43.4 | 43.9 | 44.5 | 45 | 45.3 | 45.5 | 45.7 | 45.9 | 46.1 | 46.4 | 46.7 | 46.9 | 47.3 | 47.7 | 48.1 | 48.5 | 48.9 | 49.3 | 49.7
| T11/T12/T13 | 37.8 | 37.7 | 38.9 | 39.9 | 40.9 | 42.2 | 42.7 | 43.2 | 43.7 | 44.2 | 44.4 | 44.6 | 44.7 | 44.9 | 45.1 | 45.3 | 45.5 | 45.7 | 46 | 46.3 | 46.6 | 47 | 47.3 | 47.6 | 48
Gerrard TS
| T1/T2 | 20.8 | 24.7 | 26.4 | 28 | 28.8 | 29.9 | 30.6 | 31.4 | 32.2 | 32.9 | 33.4 | 33.9 | 34.4 | 34.9 | 35.4 | 35.9 | 36.4 | 37 | 37.7 | 38.5 | 39.3 | 40.1 | 40.9 | 41.7 | 42.5
| T1/T2 | 28 | 39.2 | 39.5 | 39.9 | 40.2 | 40.6 | 41 | 41.3 | 41.7 | 42.1 | 42.5 | 43 | 43.4 | 43.8 | 44.2 | 44.6 | 45 | 45.4 | 46 | 46.6 | 47.2 | 47.8 | 48.5 | 49.2 | 50
Glengrove TS
| T1/T3 | 23.1 | 24.8 | 26.1 | 25.2 | 26.3 | 26.9 | 27 | 27.3 | 27.5 | 27.8 | 28.5 | 29.1 | 29.8 | 30.4 | 31 | 31.6 | 32.2 | 32.8 | 33.6 | 34.5 | 35.5 | 36.6 | 37.7 | 39 | 40.3
| T2/T4 | 27.5 | 28.6 | 29.6 | 30.7 | 31.8 | 32.4 | 33.1 | 33.9 | 34.7 | 35.5 | 36.7 | 38 | 39.6 | 41.2 | 42.6 | 43.8 | 45 | 46.2 | 47.9 | 49.7 | 51.6 | 53.7 | 55.7 | 57.9 | 60.1
Main TS
| T3/T4 | 23.4 | 24 | 25.8 | 27 | 28.1 | 28.8 | 29.6 | 29.8 | 30.1 | 30.4 | 31 | 31.7 | 32.4 | 33 | 33.6 | 34.3 | 34.9 | 35.6 | 36.5 | 37.4 | 38.4 | 39.5 | 40.6 | 41.8 | 43
| T3/T4 | 35.5 | 36.6 | 37.8 | 39 | 40.1 | 40.7 | 41.3 | 41.9 | 42.6 | 43.2 | 44.4 | 45.7 | 46.9 | 48.1 | 49.6 | 50.9 | 52.2 | 53.4 | 55.2 | 57 | 58.8 | 60.7 | 62.7 | 64.7 | 66.8
Terauley TS
| T1/T4 | 27.2 | 31.6 | 33 | 34 | 35 | 36.3 | 36.7 | 37 | 37.3 | 37.7 | 37.8 | 37.9 | 38 | 38.1 | 38.2 | 38.3 | 38.5 | 38.6 | 38.7 | 38.9 | 39.1 | 39.3 | 39.6 | 39.8 | 40.1
| T1/T4 | 27.9 | 37.5 | 38.6 | 39.4 | 24.9 | 26 | 26.4 | 26.8 | 27.2 | 27.5 | 27.7 | 27.8 | 27.9 | 28.1 | 28.2 | 28.3 | 28.5 | 28.6 | 28.8 | 29.1 | 29.3 | 29.5 | 29.8 | 30.1 | 30.5
| T2/T3 | 36.4 | 28.5 | 30.9 | 32.4 | 33.5 | 35 | 36.5 | 37 | 37.6 | 38.2 | 38.3 | 38.5 | 38.7 | 38.9 | 39 | 39.3 | 39.5 | 39.7 | 40 | 40.3 | 40.7 | 41 | 41.4 | 41.8 | 42.2
| T2/T3 | 32.5 | 41.2 | 44.3 | 46.7 | 49.1 | 51.8 | 52.4 | 53.8 | 55.1 | 56.3 | 56.6 | 56.8 | 57.5 | 58 | 58.5 | 58.8 | 59.1 | 59.4 | 59.8 | 60.3 | 60.7 | 61.2 | 61.7 | 62.2 | 62.8
MANBY E 115kV
Fairbank TS
| T1/T3 | 56 | 57.4 | 58.8 | 60.3 | 61.7 | 63.7 | 65.6 | 67.6 | 69.6 | 71.7 | 73.1 | 74.6 | 76 | 77.5 | 78.9 | 80.4 | 81.8 | 83.3 | 85.4 | 87.6 | 89.9 | 92.2 | 94.5 | 97 | 99.5
| T2/T4 (to be T5/T6) | 65.1 | 55.4 | 72.7 | 75.4 | 74.6 | 76.8 | 79 | 81.3 | 83.6 | 86.7 | 89.1 | 91.4 | 93.6 | 95.7 | 97.7 | 99.3 | 101 | 102.7 | 105.1 | 107.6 | 110.2 | 112.8 | 115.5 | 118.3 | 121.1
Runnymede TS
| T1/T2 | 63.8 | 82.3 | 76.9 | 81.4 | 84.4 | 87.5 | 90.3 | 93.1 | 95.2 | 97.2 | 99.3 | 101 | 102.5 | 103.9 | 105.1 | 106.4 | 107.4 | 108.4 | 109.8 | 111.4 | 113 | 114.7 | 116.4 | 118.3 | 120.2
| T5/T6 (was T3/T4) | 54.3 | 55.8 | 57.2 | 58.7 | 60.2 | 62.2 | 64.2 | 66.3 | 69.1 | 71.8 | 74 | 75.7 | 77.3 | 79 | 80.6 | 82.2 | 83.9 | 85.5 | 87.8 | 90.2 | 92.7 | 95.4 | 98.1 | 100.9 | 103.8
Wiltshire TS
| T1/T6 | 24.8 | 25.5 | 32.3 | 33.1 | 33.8 | 34.8 | 35.7 | 36.7 | 37.6 | 39.1 | 40.3 | 41.4 | 42.2 | 42.9 | 43.6 | 44.3 | 45.1 | 45.9 | 47 | 48 | 49.1 | 50.3 | 51.4 | 52.6 | 53.7
| T7X/T2X | 11.4 | 20 | 22.3 | 24 | 25.4 | 26.7 | 27.4 | 27.6 | 27.8 | 28 | 28.1 | 28.2 | 28.3 | 28.4 | 28.5 | 28.6 | 28.8 | 28.9 | 29 | 29.2 | 29.4 | 29.6 | 29.8 | 30 | 30.3
| T7X/T2X | 19.3 | 21 | 22.3 | 23.1 | 23.9 | 24.9 | 25.4 | 26 | 26.6 | 27.2 | 27.6 | 28.1 | 28.5 | 29.2 | 29.9 | 30.4 | 30.9 | 31.3 | 31.9 | 32.6 | 33.2 | 33.9 | 34.6 | 35.3 | 36
MANBY W 115kV
Copeland MTS
| T1/T3 | 36.9 | 39.8 | 42.1 | 44.3 | 42.4 | 43.2 | 43.7 | 44.2 | 44.7 | 45.8 | 46.5 | 47.1 | 47.3 | 47.4 | 47.6 | 47.8 | 48.1 | 48.3 | 48.6 | 49 | 49.3 | 49.6 | 49.9 | 50.3 | 50.6
| T1/T3 | 29.9 | 34.1 | 39.3 | 43 | 42.6 | 45.5 | 46.9 | 47.3 | 47.7 | 48.1 | 48.2 | 48.4 | 48.5 | 48.6 | 48.7 | 48.9 | 49 | 49.2 | 49.4 | 49.7 | 49.9 | 50.1 | 50.4 | 50.6 | 50.9
| T2/T4 | 0 | 0 | 0 | 0 | 61.4 | 61.4 | 61.4 | 61.4 | 61.4 | 61.4 | 61.4 | 61.4 | 61.7 | 62 | 62.2 | 62.2 | 62.2 | 62.2 | 62.2 | 62.2 | 62.2 | 62.2 | 62.2 | 62.2 | 62.2
| T2/T4 | 0 | 0 | 0 | 0 | 0 | 36.1 | 36.1 | 36.1 | 36.1 | 36.1 | 36.1 | 36.1 | 36.1 | 36.1 | 36.1 | 36.1 | 36.1 | 36.1 | 36.1 | 36.1 | 36.2 | 36.2 | 36.2 | 36.2 | 36.2
John TS
| T1/T2/T3/T4 | 29.3 | 31 | 32.4 | 37.3 | 40 | 42.4 | 44.5 | 47.4 | 48.8 | 50 | 50.3 | 50.7 | 51 | 51.4 | 51.7 | 52.1 | 52.5 | 52.8 | 53.4 | 53.9 | 54.5 | 55.1 | 55.7 | 56.2 | 56.8
| T1/T2/T3/T4 | 27.2 | 0 | 0 | 0 | 0 | 0 | 0 | 0 | 0 | 0 | 0 | 0 | 0 | 0 | 0 | 0 | 0 | 0 | 0 | 0 | 0 | 0 | 0 | 0 | 0
| T1/T2/T3/T4 | 17.5 | 17.6 | 17.7 | 17.8 | 17.9 | 18.1 | 18.4 | 18.6 | 19.4 | 20.1 | 20.6 | 20.7 | 20.8 | 20.8 | 21.1 | 21.3 | 21.5 | 21.5 | 21.7 | 21.8 | 22 | 22.1 | 22.3 | 22.4 | 22.6
| T1/T2/T3/T4 | 0 | 31 | 33.3 | 35.2 | 37.1 | 38.7 | 39.1 | 39.4 | 39.8 | 40.2 | 40.3 | 41.4 | 42.3 | 43.1 | 43.7 | 44.2 | 44.5 | 44.6 | 44.8 | 45 | 45.2 | 45.5 | 45.7 | 46 | 46.2
| T5/T6 | 35.6 | 35.6 | 35.6 | 35.6 | 35.7 | 36 | 36.3 | 36.7 | 37 | 37.3 | 37.3 | 37.3 | 37.3 | 37.3 | 37.3 | 37.3 | 37.3 | 37.4 | 37.4 | 37.5 | 37.5 | 37.6 | 37.7 | 37.7 | 37.8
| T5/T6 | 27.8 | 28.7 | 29.6 | 30.1 | 30.5 | 31.1 | 31.7 | 32 | 32.4 | 32.7 | 32.8 | 32.9 | 33 | 33.1 | 33.2 | 33.3 | 33.4 | 33.5 | 33.7 | 33.9 | 34.1 | 34.2 | 34.4 | 34.6 | 34.8
Strachan TS
| T12/T14 | 26.7 | 28.8 | 30.7 | 32.9 | 34.3 | 35.9 | 36.9 | 37.6 | 38.3 | 39 | 39.5 | 40 | 40.4 | 40.9 | 41.4 | 41.8 | 42.3 | 42.8 | 43.5 | 44.2 | 45 | 45.7 | 46.5 | 47.3 | 48.2
| T12/T14 | 26.2 | 27 | 24.2 | 23.5 | 22.5 | 23.1 | 22 | 22.7 | 23.3 | 24 | 24.5 | 24.9 | 25.4 | 25.9 | 26.3 | 26.8 | 27.3 | 27.8 | 28.5 | 29.2 | 29.9 | 30.7 | 31.4 | 32.3 | 33.1
| T13/T15 | 47.4 | 41.5 | 42.8 | 44.3 | 39.8 | 41.6 | 43.3 | 45.1 | 47.7 | 50.1 | 52 | 53.9 | 55.7 | 57.4 | 58.7 | 60.1 | 61.4 | 62.8 | 64.8 | 66.8 | 68.8 | 70.9 | 73 | 75.1 | 77.3
| T13/T15 | 29.4 | 34.6 | 35.9 | 39.2 | 36 | 38.9 | 39.7 | 40.6 | 41.4 | 42.3 | 42.8 | 43.4 | 44 | 44.5 | 45.1 | 45.8 | 46.5 | 47.1 | 48 | 48.8 | 49.7 | 50.6 | 51.6 | 52.5 | 53.6
Back to main menu

## Table 21
Back to main menu
| Transformer Station | Table 21 High Electrification Gross Normal Summer Weather Station Peak Demand Forecast, Coincident to Toronto Region (MW)
|  | 2023 | 2024 | 2025 | 2026 | 2027 | 2028 | 2029 | 2030 | 2031 | 2032 | 2033 | 2034 | 2035 | 2036 | 2037 | 2038 | 2039 | 2040 | 2041 | 2042 | 2043 | 2044 | 2045 | 2046 | 2047
NORTH 230kV
Agincourt TS
| T5/T6 | 78.6 | 80.5 | 82.1 | 92.4 | 99.1 | 106.1 | 112.8 | 119.7 | 122.8 | 126.1 | 128.6 | 131.1 | 135 | 138.6 | 141.8 | 144.9 | 148 | 150.4 | 151.5 | 152.6 | 153.7 | 154.8 | 155.9 | 157 | 158.1
Bathurst TS
| T1/T2 | 119.8 | 131.2 | 132.4 | 140.8 | 149.3 | 154.5 | 155.8 | 157.2 | 156.5 | 155.9 | 157.6 | 159.4 | 163.2 | 166.3 | 168.6 | 170.6 | 172.6 | 174.4 | 175.6 | 176.7 | 177.9 | 179 | 180.2 | 181.4 | 182.5
| T3/T4 | 88.1 | 90.1 | 92 | 93.2 | 94.4 | 94.2 | 94 | 93.8 | 93.7 | 93.6 | 95.3 | 97 | 98.8 | 100.6 | 102.4 | 104.3 | 106.3 | 108 | 109 | 109.9 | 110.8 | 111.8 | 112.7 | 113.6 | 114.5
Cavanagh MTS
| T1/T2 | 88.3 | 92.6 | 94.7 | 97 | 99.4 | 103.4 | 108.6 | 116.2 | 123.7 | 130.2 | 133.5 | 136.9 | 140.8 | 146 | 150.4 | 154.4 | 158.5 | 161.8 | 163.1 | 164.4 | 165.7 | 166.9 | 168.2 | 169.5 | 170.8
Fairchild TS
| T1/T2 | 105.2 | 109.7 | 115.3 | 119.8 | 123 | 127.7 | 132.5 | 136.6 | 140.7 | 145 | 148.3 | 154.4 | 160.5 | 165.9 | 170.8 | 175.2 | 179.6 | 182.8 | 184.3 | 185.7 | 187.2 | 188.6 | 190.1 | 191.5 | 193
| T3/T4 | 107.9 | 111.1 | 113.7 | 116.4 | 119.1 | 123.2 | 126.9 | 130.8 | 134.8 | 138.9 | 142 | 145.1 | 149 | 153 | 156.9 | 161 | 165.2 | 168.2 | 169.6 | 171.1 | 172.6 | 174.1 | 175.5 | 177 | 178.5
Finch TS
| T1/T2 | 111.4 | 112.7 | 114.3 | 116 | 117.8 | 122 | 126.5 | 131.2 | 135.9 | 141 | 144.9 | 148.8 | 152.9 | 157.1 | 161.2 | 165.4 | 169.7 | 173.7 | 175.2 | 176.7 | 178.3 | 179.8 | 181.4 | 182.9 | 184.5
| T3/T4 | 160 | 170.3 | 180.4 | 190.5 | 193.9 | 199.3 | 205 | 210.9 | 216.9 | 223.2 | 228 | 232.7 | 237.7 | 242.7 | 247.6 | 252.8 | 258 | 262.9 | 264.9 | 266.9 | 268.9 | 270.9 | 272.9 | 274.9 | 276.9
Leslie TS
| T1/T2 13.8 | 1 | 0 | 0 | 0 | 0 | 0 | 0 | 0 | 0 | 0 | 0 | 0 | 0 | 0 | 0 | 0 | 0 | 0 | 0 | 0 | 0 | 0 | 0 | 0 | 0
| T1/T2 27.6 | 93.1 | 95.5 | 100.5 | 103 | 106.2 | 106.5 | 106.8 | 106.9 | 107 | 107.2 | 112.1 | 117.2 | 122.9 | 129.4 | 135.7 | 138.6 | 141.5 | 143.8 | 145 | 146.2 | 147.3 | 148.5 | 149.7 | 150.9 | 152.1
| T3/T4 27.6 | 108 | 112.2 | 116.6 | 113.8 | 115.6 | 116.2 | 116.8 | 117.5 | 118.3 | 119.3 | 125.9 | 132.9 | 140.8 | 148.9 | 157.1 | 161.7 | 166.3 | 169.7 | 171.2 | 172.8 | 174.3 | 175.8 | 177.4 | 178.9 | 180.5
Malvern TS
| T3/T4 | 97.3 | 99.1 | 101 | 102.9 | 103.5 | 106 | 108.7 | 111.3 | 114 | 116.8 | 118.5 | 120.2 | 122 | 123.8 | 125.5 | 127.5 | 129.4 | 131.2 | 132.4 | 133.5 | 134.7 | 135.8 | 137 | 138.1 | 139.3
EAST 230kV
Bermondsey TS
| T1/T2 | 38.7 | 39.9 | 48.2 | 53.4 | 87.6 | 92.7 | 97.5 | 99.2 | 101 | 102.9 | 104.4 | 105.9 | 107.8 | 109.7 | 111.6 | 113.6 | 115.5 | 117 | 117.6 | 118.2 | 118.8 | 119.4 | 120 | 120.6 | 121.2
| T3/T4 | 90.9 | 94.8 | 97.7 | 100.5 | 103.1 | 106.8 | 109.7 | 112.8 | 115.9 | 119.2 | 123.4 | 127.3 | 131.2 | 134 | 136.8 | 139.8 | 142.7 | 145 | 146.2 | 147.4 | 148.6 | 149.8 | 151 | 152.2 | 153.4
Ellesmere TS
| T3/T4 | 124.6 | 129.2 | 131.4 | 143.7 | 146.1 | 157.5 | 161.8 | 166.3 | 170.8 | 175.5 | 178.9 | 182.3 | 186.4 | 190.5 | 194.5 | 198.8 | 203 | 206.5 | 208.1 | 209.8 | 211.5 | 213.1 | 214.8 | 216.4 | 218.1
Leaside TS
| T19/T20/T21 13.8 | 30.2 | 31.7 | 33 | 34.2 | 30.1 | 30.2 | 30.3 | 30.5 | 30.6 | 30.8 | 33.7 | 36.1 | 38.2 | 39.1 | 39.9 | 40.8 | 41.7 | 42.4 | 42.7 | 42.9 | 43.2 | 43.5 | 43.8 | 44.1 | 44.3
| T19/T20/T21 13.8 | 37.2 | 37.7 | 38.2 | 38.8 | 39.4 | 39.6 | 39.8 | 40 | 43.1 | 46 | 49.3 | 50.5 | 51.8 | 53.1 | 54.4 | 55.7 | 57 | 58.2 | 58.7 | 59.1 | 59.6 | 60.1 | 60.6 | 61 | 61.5
| T19/T20/T21 27.6 | 68.9 | 69.7 | 70.6 | 71.5 | 72.4 | 72.5 | 72.6 | 72.7 | 72.9 | 73.1 | 74.8 | 76.4 | 78.2 | 80 | 81.8 | 83.7 | 85.6 | 87.3 | 88.1 | 88.9 | 89.6 | 90.4 | 91.2 | 92 | 92.7
Scarboro TS
| T21/T22 | 92.8 | 92.5 | 103.4 | 110.4 | 116.3 | 121.2 | 125 | 125.3 | 125.7 | 126.1 | 128.5 | 130.9 | 133.4 | 136 | 138.5 | 141.1 | 143.8 | 146.2 | 147.2 | 148.3 | 149.3 | 150.3 | 151.3 | 152.3 | 153.4
| T23/T24 | 85.5 | 79.6 | 81.2 | 82.8 | 84.4 | 99 | 99.4 | 100 | 100.5 | 103.4 | 107.6 | 111.5 | 114.1 | 116.7 | 119.2 | 121.9 | 124.6 | 126.9 | 127.9 | 128.8 | 129.7 | 130.6 | 131.6 | 132.5 | 133.4
Sheppard TS
| T1/T2 | 49 | 50.6 | 52.2 | 46.1 | 48.4 | 52.8 | 56.6 | 60.3 | 63.4 | 66 | 68.2 | 70.4 | 72.8 | 75.3 | 77.8 | 80.4 | 82.9 | 85.1 | 85.8 | 86.6 | 87.3 | 88 | 88.8 | 89.5 | 90.2
| T5/T6 (was T3/T4) | 90 | 91.5 | 93.1 | 94.8 | 96.6 | 100 | 103.5 | 107.1 | 110.8 | 114.6 | 117.5 | 120.5 | 123.8 | 127.1 | 130.4 | 133.8 | 137.2 | 140.2 | 141.4 | 142.7 | 143.9 | 145.1 | 146.4 | 147.6 | 148.9
Warden TS
| T3/T4 | 117.4 | 133.6 | 135.3 | 143.9 | 151.2 | 160.9 | 170.1 | 174.9 | 179.9 | 185.1 | 189 | 193 | 197.6 | 202.2 | 206.8 | 211.6 | 216.4 | 220.4 | 222.1 | 223.7 | 225.4 | 227.1 | 228.7 | 230.4 | 232.1
WEST 230kV
Horner TS
| T1/T2**Based on 2031 NA Estimated Split | 39.8 | 49.1 | 58.5 | 73.2 | 73.5 | 73.9 | 74.3 | 74.8 | 75.3 | 75.8 | 76.4 | 77 | 77.8 | 78.7 | 79.5 | 80.3 | 81.2 | 81.7 | 81.8 | 81.9 | 82 | 82 | 82.1 | 82.2 | 82.3
| T1/T2**Based on 2031 NA Estimated Split | 6.8 | 7 | 7.3 | 59.1 | 59.5 | 59.9 | 60.3 | 60.8 | 61.2 | 61.8 | 62.3 | 62.9 | 63.8 | 64.6 | 65.4 | 66.2 | 67.1 | 67.6 | 67.7 | 67.8 | 67.8 | 67.9 | 68 | 68.1 | 68.2
| T3/T4**Based on 2031 NA Estimated Split | 120.7 | 131.8 | 143.8 | 121.2 | 128.7 | 136.7 | 142.9 | 148.5 | 154.3 | 159.1 | 162.4 | 165.8 | 169.4 | 173 | 176.6 | 180.3 | 184.1 | 187.6 | 189.4 | 191 | 192.7 | 194.4 | 196.1 | 197.8 | 199.5
Manby TS
| T13/T14 | 51.1 | 53.1 | 57.1 | 47 | 49.7 | 52.7 | 55.8 | 58.2 | 60.5 | 62.9 | 65 | 67 | 69.5 | 72 | 74.4 | 77 | 79.6 | 81.5 | 82.3 | 83 | 83.8 | 84.5 | 85.3 | 86 | 86.8
| T3/T4 | 54.9 | 56.1 | 57.4 | 51.1 | 52.4 | 55.3 | 58.3 | 61.5 | 64.6 | 68 | 70.6 | 73.4 | 76.6 | 79.8 | 83 | 86.3 | 89.6 | 92.3 | 93.3 | 94.3 | 95.3 | 96.3 | 97.4 | 98.4 | 99.4
| T5/T6 | 57.3 | 58.3 | 59.4 | 56.1 | 57.5 | 59.9 | 62.4 | 65.1 | 67.7 | 70.6 | 72.8 | 75.2 | 77.9 | 80.6 | 83.4 | 86.2 | 89.1 | 91.3 | 92.2 | 93 | 93.9 | 94.8 | 95.6 | 96.5 | 97.4
Rexdale TS
| T1/T2 | 70.9 | 71.8 | 55.9 | 57.2 | 58.8 | 60 | 61.5 | 63.3 | 64.9 | 67 | 70.3 | 73.6 | 77 | 80.5 | 83.9 | 87.4 | 90.9 | 94.1 | 94.9 | 95.7 | 96.5 | 97.3 | 98.1 | 98.9 | 99.7
| T1/T2 | 18 | 19.7 | 46.4 | 48.1 | 50.1 | 51.9 | 53.6 | 58.1 | 62.4 | 66.9 | 70.2 | 73.5 | 76.9 | 80.3 | 83.7 | 87.2 | 90.6 | 93.8 | 94.5 | 95.2 | 95.9 | 96.6 | 97.3 | 98 | 98.8
Richview TS
| T1/T2 | 106.3 | 107.2 | 108.2 | 109.1 | 110.1 | 113.2 | 116.4 | 119.5 | 122.8 | 126.1 | 128.3 | 130.4 | 132.6 | 134.8 | 136.9 | 139.3 | 141.7 | 143.9 | 145.2 | 146.5 | 147.8 | 149.1 | 150.4 | 151.7 | 153
| T5/T6 | 82.9 | 103.1 | 103.4 | 112.1 | 92.5 | 94.5 | 96.6 | 98.7 | 92.5 | 94.7 | 95.9 | 97.1 | 98.4 | 99.7 | 101 | 102.4 | 103.8 | 105.1 | 106.1 | 107.1 | 108.1 | 109 | 110 | 111 | 111.9
| T7/T8 | 50.4 | 50.5 | 48.5 | 48.6 | 48.8 | 50 | 51.1 | 52.3 | 53.5 | 54.7 | 55.4 | 56.1 | 56.8 | 57.6 | 58.3 | 59.1 | 59.9 | 60.7 | 61.3 | 61.8 | 62.4 | 62.9 | 63.5 | 64.1 | 64.6
LEASIDE 115kV
Basin TS
| T3/T5 | 27.4 | 20 | 25.7 | 28.8 | 22.6 | 24 | 25 | 26.1 | 27.3 | 28.4 | 29.3 | 30.2 | 31.2 | 32.2 | 33.2 | 34.3 | 35.4 | 36.2 | 36.6 | 37 | 37.4 | 37.8 | 38.2 | 38.6 | 38.9
| T3/T5 | 24.5 | 25.2 | 25.8 | 26 | 26.2 | 27 | 27.7 | 28.5 | 29.3 | 30.1 | 30.7 | 31.2 | 31.9 | 32.6 | 33.3 | 34.1 | 34.8 | 35.4 | 35.7 | 36 | 36.3 | 36.6 | 36.9 | 37.3 | 37.6
Bridgman TS
| T11/T12/T13/T14/T15 | 27 | 27.9 | 28.7 | 29.5 | 30.3 | 30.5 | 30.7 | 31 | 31.3 | 31.6 | 32.5 | 33.5 | 34.7 | 36 | 37.3 | 38.7 | 40 | 40.9 | 41.2 | 41.6 | 42 | 42.3 | 42.7 | 43 | 43.4
| T11/T12/T13/T14/T15 | 36.4 | 36.7 | 37.2 | 37.6 | 38.1 | 41 | 43.8 | 46.6 | 46.7 | 46.9 | 47.8 | 48.8 | 50 | 51.3 | 52.5 | 53.8 | 55.2 | 56.1 | 56.5 | 57 | 57.4 | 57.8 | 58.3 | 58.7 | 59.2
| T11/T12/T13/T14/T15 | 20.4 | 20.6 | 20.9 | 21.2 | 21.5 | 21.5 | 21.6 | 21.8 | 21.9 | 22 | 22.6 | 23.3 | 24.2 | 25.2 | 26.1 | 27.1 | 28.1 | 28.7 | 29 | 29.2 | 29.5 | 29.8 | 30.1 | 30.4 | 30.6
| T11/T12/T13/T14/T15 | 41.6 | 43 | 44.5 | 46 | 46.8 | 47 | 47.2 | 47.5 | 47.8 | 48.2 | 49.4 | 50.7 | 52.2 | 53.8 | 55.3 | 56.9 | 58.6 | 59.8 | 60.3 | 60.8 | 61.3 | 61.8 | 62.3 | 62.8 | 63.3
Carlaw TS
| T1/T2 | 15.7 | 16 | 25.9 | 26.3 | 17.2 | 17.3 | 17.5 | 17.7 | 17.9 | 18.1 | 19 | 19.9 | 21.1 | 22.4 | 23.6 | 24.9 | 26.2 | 27 | 27.4 | 27.7 | 28.1 | 28.5 | 28.8 | 29.2 | 29.6
| T1/T2 | 19.5 | 20.1 | 20.9 | 21.6 | 22.4 | 22.8 | 23.3 | 23.8 | 24.3 | 24.9 | 26.1 | 27.4 | 29 | 30.6 | 32.2 | 33.8 | 35.5 | 36.7 | 37.1 | 37.5 | 37.9 | 38.3 | 38.8 | 39.2 | 39.6
Cecil TS
| T1/T2 | 19.4 | 19.5 | 26.4 | 34.6 | 37.6 | 41 | 44.4 | 44.9 | 45.4 | 45.9 | 48 | 49.8 | 51.3 | 51.6 | 52.2 | 52.6 | 53 | 53.3 | 53.5 | 53.7 | 54 | 54.2 | 54.4 | 54.7 | 54.9
| T1/T2 | 29.9 | 32.4 | 32.9 | 21.3 | 23.3 | 24.8 | 26.4 | 27.7 | 29.2 | 30 | 30.6 | 31.1 | 31.7 | 32.2 | 32.8 | 33.4 | 34.1 | 34.6 | 35 | 35.3 | 35.7 | 36 | 36.4 | 36.8 | 37.1
| T3/T4 | 44.3 | 32 | 37.5 | 31.2 | 31.5 | 32.8 | 37 | 38.3 | 39.6 | 40.9 | 41.7 | 42.5 | 43.3 | 44.2 | 45 | 46 | 46.9 | 47.8 | 48.3 | 48.9 | 49.4 | 50 | 50.6 | 51.1 | 51.7
| T3/T4 | 42 | 49.1 | 45.6 | 46.3 | 47.2 | 48.3 | 46.5 | 47.6 | 48.8 | 50 | 50.7 | 51.4 | 52.2 | 53 | 53.7 | 54.6 | 55.4 | 56.2 | 56.7 | 57.2 | 57.7 | 58.2 | 58.7 | 59.2 | 59.7
Charles TS
| T1/T2 | 30 | 30.2 | 30.5 | 30.8 | 31.2 | 31.2 | 34.8 | 38.3 | 41.6 | 41.7 | 42.3 | 42.9 | 43.7 | 45.1 | 46.1 | 46.8 | 47.6 | 48.2 | 48.5 | 48.8 | 49.1 | 49.3 | 49.6 | 49.9 | 50.2
| T1/T2 | 26.9 | 27.3 | 30.3 | 32.3 | 33.8 | 35.1 | 36.3 | 36.5 | 36.7 | 36.9 | 37.7 | 38.5 | 39.4 | 40.3 | 41.2 | 42.2 | 43.2 | 43.9 | 44.3 | 44.6 | 44.9 | 45.2 | 45.6 | 45.9 | 46.2
| T3/T4 | 32.1 | 33.6 | 34.6 | 35.3 | 36.1 | 36.5 | 36.4 | 36.2 | 36.1 | 35.9 | 36.5 | 37.1 | 37.8 | 38.5 | 39.2 | 39.9 | 40.7 | 41.3 | 41.6 | 42 | 42.3 | 42.7 | 43 | 43.4 | 43.7
| T3/T4 | 45.8 | 46.1 | 46.4 | 46.8 | 47.1 | 47 | 46.9 | 46.8 | 46.7 | 46.7 | 47.4 | 48.1 | 49 | 49.9 | 50.7 | 51.6 | 52.6 | 53.3 | 53.7 | 54.1 | 54.5 | 54.9 | 55.3 | 55.7 | 56.1
Dufferin TS
| T1/T3 | 29.8 | 31.9 | 34.6 | 36.7 | 36.4 | 37.3 | 37.8 | 37.9 | 37.9 | 38 | 38.6 | 39.3 | 40.1 | 40.9 | 41.7 | 42.5 | 43.4 | 44 | 44.3 | 44.6 | 44.9 | 45.2 | 45.5 | 45.9 | 46.2
| T1/T3 | 25.6 | 26.7 | 28.4 | 30.5 | 31.5 | 32.2 | 33 | 33.1 | 33.2 | 33.3 | 33.9 | 34.4 | 35.1 | 35.8 | 36.5 | 37.3 | 38 | 38.5 | 38.8 | 39 | 39.2 | 39.5 | 39.7 | 39.9 | 40.2
| T2/T4 | 45.2 | 46 | 46.8 | 38.5 | 39.3 | 39.6 | 39.9 | 40.2 | 40.6 | 41 | 42.3 | 43.8 | 45.3 | 46.9 | 48.4 | 50.1 | 51.7 | 53.1 | 53.7 | 54.3 | 54.8 | 55.4 | 55.9 | 56.5 | 57.1
| T2/T4 | 30.8 | 31.6 | 32.4 | 42.7 | 43.5 | 44 | 44.5 | 45 | 45.6 | 46.2 | 47.5 | 48.8 | 50.2 | 51.6 | 53.1 | 54.5 | 56 | 57.3 | 57.7 | 58.1 | 58.5 | 58.9 | 59.3 | 59.7 | 60.1
Duplex TS
| T1/T2 | 28.2 | 30.4 | 32.2 | 33.6 | 35 | 36.8 | 38.3 | 39.8 | 41.3 | 42.9 | 44.3 | 45.7 | 47.3 | 48.9 | 50.5 | 52.1 | 53.7 | 55.1 | 55.5 | 55.9 | 56.4 | 56.8 | 57.2 | 57.6 | 58.1
| T1/T2 | 26.9 | 27.3 | 27.9 | 28.5 | 29.1 | 30.4 | 31.7 | 33.1 | 34.5 | 36 | 37.3 | 38.7 | 40.2 | 42.4 | 44.1 | 45.7 | 47.2 | 48.5 | 48.9 | 49.3 | 49.6 | 50 | 50.4 | 50.8 | 51.2
| T3/T4 | 31.7 | 32.2 | 17.2 | 18.9 | 20.3 | 22.5 | 24.2 | 26.3 | 27.9 | 29.5 | 30.9 | 32.3 | 33.9 | 35.5 | 37.1 | 38.7 | 40.4 | 41.8 | 42.2 | 42.7 | 43.2 | 43.7 | 44.1 | 44.6 | 45.1
Esplanade TS
| T11/T12/T13 | 38.8 | 39.3 | 39.9 | 25.9 | 24.2 | 25.6 | 27.1 | 28.6 | 30.2 | 31.8 | 33 | 34.3 | 36 | 37.7 | 39.3 | 41.1 | 42.8 | 44 | 44.6 | 45.1 | 45.7 | 46.2 | 46.7 | 47.3 | 47.8
| T11/T12/T13 | 43.6 | 45.3 | 46.6 | 47.9 | 48.4 | 49.8 | 50.9 | 52.1 | 53.2 | 54.4 | 55.1 | 55.7 | 56.5 | 57.2 | 57.9 | 58.7 | 59.5 | 60.2 | 60.7 | 61.2 | 61.7 | 62.2 | 62.7 | 63.2 | 63.7
| T11/T12/T13 | 38.2 | 38.1 | 39.2 | 40.1 | 41 | 42.7 | 43.7 | 44.7 | 45.7 | 46.8 | 47.4 | 48 | 48.6 | 49.2 | 49.9 | 50.5 | 51.2 | 51.9 | 52.3 | 52.8 | 53.2 | 53.7 | 54.2 | 54.6 | 55.1
Gerrard TS
| T1/T2 | 22.5 | 26.2 | 27.8 | 29.2 | 29.9 | 31.1 | 32 | 33 | 34 | 35 | 35.7 | 36.4 | 37.2 | 38 | 38.8 | 39.6 | 40.5 | 41.2 | 41.6 | 41.9 | 42.3 | 42.6 | 43 | 43.3 | 43.7
| T1/T2 | 25.3 | 35.5 | 35.9 | 36.3 | 36.6 | 37 | 37.5 | 37.9 | 38.4 | 38.9 | 39.4 | 40 | 40.8 | 41.7 | 42.5 | 43.3 | 44.2 | 44.7 | 44.8 | 44.9 | 45 | 45.1 | 45.1 | 45.2 | 45.3
Glengrove TS
| T1/T3 | 18.6 | 20.5 | 22 | 21.7 | 23.3 | 24.4 | 25.2 | 26.1 | 27 | 28 | 29.5 | 31.1 | 33.5 | 35.9 | 38.3 | 40.8 | 43.3 | 44.6 | 45 | 45.3 | 45.7 | 46.1 | 46.5 | 46.9 | 47.3
| T2/T4 | 27.7 | 28.7 | 29.8 | 31 | 32.3 | 33.3 | 34.3 | 35.5 | 36.6 | 37.9 | 39.9 | 42 | 45.9 | 49.4 | 52.6 | 55.6 | 58.6 | 60.4 | 60.9 | 61.5 | 62 | 62.5 | 63.1 | 63.6 | 64.2
Main TS
| T3/T4 | 21.3 | 21.8 | 23.6 | 24.9 | 26.1 | 27 | 28 | 28.5 | 29.1 | 29.7 | 30.8 | 32 | 33.6 | 35.2 | 36.8 | 38.4 | 40.1 | 41.1 | 41.5 | 41.8 | 42.2 | 42.5 | 42.9 | 43.2 | 43.6
| T3/T4 | 31.5 | 32.4 | 33.3 | 34.3 | 35.3 | 36 | 36.6 | 37.4 | 38.2 | 39 | 40.6 | 42.2 | 44.2 | 46.3 | 48.6 | 50.7 | 52.8 | 54.3 | 54.8 | 55.3 | 55.8 | 56.3 | 56.7 | 57.2 | 57.7
Terauley TS
| T1/T4 | 27.7 | 32.2 | 33.6 | 34.8 | 36 | 37.8 | 38.7 | 39.7 | 40.6 | 41.5 | 42.2 | 42.9 | 43.7 | 44.5 | 45.3 | 46.1 | 46.9 | 47.6 | 48 | 48.3 | 48.7 | 49.1 | 49.4 | 49.8 | 50.1
| T1/T4 | 26.7 | 36 | 37 | 23.3 | 24.2 | 25.7 | 26.6 | 27.5 | 28.4 | 29.4 | 30.1 | 30.8 | 31.5 | 32.3 | 33.1 | 33.9 | 34.7 | 35.4 | 35.8 | 36.1 | 36.5 | 36.8 | 37.2 | 37.5 | 37.9
| T2/T3 | 40.2 | 32.5 | 34.9 | 36.4 | 37.6 | 39.8 | 42 | 43.4 | 44.8 | 46.2 | 47.1 | 48.1 | 49.1 | 50.1 | 51.1 | 52.2 | 53.3 | 54.3 | 54.8 | 55.4 | 56 | 56.5 | 57.1 | 57.7 | 58.2
| T2/T3 | 36 | 44.5 | 47.5 | 49.9 | 52.3 | 55.5 | 56.6 | 60.6 | 64.5 | 68.1 | 69 | 69.9 | 71.9 | 73.5 | 74.7 | 75.7 | 76.7 | 77.6 | 78.1 | 78.5 | 79 | 79.5 | 79.9 | 80.4 | 80.9
MANBY E 115kV
Fairbank TS
| T1/T3 | 56.9 | 57.9 | 59 | 60.3 | 61.6 | 64.3 | 67.1 | 70.1 | 73 | 76.2 | 78.6 | 81.2 | 84.1 | 87 | 89.9 | 92.9 | 95.9 | 98.3 | 99.3 | 100.2 | 101.2 | 102.1 | 103.1 | 104 | 105
| T2/T4 (to be T5/T6) | 77.1 | 67 | 84 | 86.4 | 85.3 | 88.5 | 91.9 | 95.3 | 98.8 | 105.6 | 111.2 | 116.3 | 121.1 | 125.3 | 128.9 | 132.3 | 135.7 | 138.5 | 139.7 | 140.8 | 142 | 143.1 | 144.3 | 145.4 | 146.6
Runnymede TS
| T1/T2 | 53.2 | 76.4 | 69.8 | 75.6 | 79.9 | 84.3 | 88.6 | 93 | 98.3 | 103.6 | 111.4 | 116.6 | 121.8 | 126.4 | 130.3 | 133.9 | 137.5 | 139.9 | 140.7 | 141.4 | 142.1 | 142.9 | 143.6 | 144.4 | 145.1
| T5/T6 (was T3/T4) | 59.2 | 60.4 | 61.8 | 63.4 | 65 | 68 | 71 | 74.2 | 80 | 85.7 | 90.6 | 93.6 | 97.3 | 101.1 | 104.8 | 108.7 | 112.6 | 115.3 | 116.3 | 117.3 | 118.3 | 119.3 | 120.3 | 121.3 | 122.2
Wiltshire TS
| T1/T6 | 22.5 | 23 | 29.9 | 30.5 | 31 | 32 | 33.1 | 34.1 | 35.2 | 38.5 | 41.2 | 43.6 | 44.6 | 45.7 | 46.7 | 47.8 | 48.8 | 49.7 | 50.1 | 50.4 | 50.7 | 51.1 | 51.4 | 51.7 | 52.1
| T7X/T2X | 9.5 | 17.6 | 19.8 | 21.4 | 22.8 | 24.3 | 25.3 | 25.8 | 26.3 | 26.8 | 27.1 | 27.5 | 28 | 28.5 | 29 | 29.5 | 30 | 30.4 | 30.6 | 30.8 | 31 | 31.2 | 31.4 | 31.6 | 31.8
| T7X/T2X | 20 | 21.5 | 22.7 | 23.4 | 24.1 | 25.2 | 26 | 26.7 | 27.5 | 28.4 | 29 | 29.6 | 30.4 | 31.8 | 32.9 | 33.7 | 34.5 | 35.1 | 35.4 | 35.7 | 35.9 | 36.2 | 36.5 | 36.8 | 37.1
MANBY W 115kV
Copeland MTS
| T1/T3 | 48.6 | 51.4 | 53.5 | 52 | 53.6 | 55 | 56.1 | 57.2 | 58.3 | 61.5 | 63.9 | 65.9 | 66.5 | 67.1 | 67.7 | 68.3 | 69 | 69.7 | 70.2 | 70.7 | 71.2 | 71.7 | 72.3 | 72.8 | 73.3
| T1/T3 | 31.8 | 35.9 | 40.8 | 40.8 | 43.9 | 47 | 48.8 | 49.5 | 50.3 | 51 | 51.4 | 51.8 | 52.2 | 52.6 | 53 | 53.5 | 53.9 | 54.4 | 54.7 | 55.1 | 55.4 | 55.8 | 56.1 | 56.5 | 56.8
| T2/T4 | 0 | 0 | 0 | 59.8 | 59.8 | 59.8 | 59.8 | 59.8 | 59.8 | 59.8 | 59.8 | 59.8 | 60.8 | 61.5 | 61.7 | 61.7 | 61.7 | 61.7 | 61.7 | 61.7 | 61.7 | 61.7 | 61.7 | 61.7 | 61.7
| T2/T4 | 0 | 0 | 0 | 0 | 0 | 35.2 | 35.2 | 35.2 | 35.2 | 35.2 | 35.2 | 35.2 | 35.2 | 35.3 | 35.3 | 35.3 | 35.3 | 35.3 | 35.3 | 35.3 | 35.3 | 35.3 | 35.3 | 35.3 | 35.3
John TS
| T1/T2/T3/T4 | 31.7 | 33.4 | 34.7 | 39.5 | 42.1 | 44.9 | 47.4 | 52.6 | 56.2 | 59.6 | 60.2 | 60.8 | 61.5 | 62.2 | 62.8 | 63.5 | 64.3 | 64.9 | 65.3 | 65.7 | 66.1 | 66.4 | 66.8 | 67.2 | 67.6
| T1/T2/T3/T4 | 27.3 | 0 | 0 | 0 | 0 | 0 | 0 | 0 | 0 | 0 | 0 | 0 | 0 | 0 | 0 | 0 | 0 | 0 | 0 | 0 | 0 | 0 | 0 | 0 | 0
| T1/T2/T3/T4 | 23.7 | 23.8 | 23.9 | 24 | 24.1 | 24.7 | 25.3 | 25.9 | 29.1 | 32 | 34.4 | 34.8 | 35.2 | 35.6 | 36.3 | 36.8 | 37.2 | 37.6 | 37.9 | 38.2 | 38.5 | 38.7 | 39 | 39.3 | 39.6
| T1/T2/T3/T4 | 0.4 | 26.7 | 28.7 | 30.4 | 32 | 33.7 | 34.3 | 35 | 35.6 | 36.3 | 36.7 | 40.1 | 42.7 | 44.5 | 45.5 | 46.1 | 46.6 | 47 | 47.3 | 47.6 | 47.9 | 48.1 | 48.4 | 48.7 | 49
| T5/T6 | 31.4 | 31.5 | 31.5 | 31.6 | 31.6 | 32.3 | 33.1 | 33.8 | 34.5 | 35.3 | 35.7 | 36.1 | 36.5 | 37 | 37.4 | 37.9 | 38.4 | 38.8 | 39.2 | 39.5 | 39.9 | 40.3 | 40.6 | 41 | 41.4
| T5/T6 | 34.7 | 35.6 | 36.6 | 37.2 | 38 | 39.6 | 41.3 | 42.2 | 43.1 | 44 | 44.5 | 45 | 45.5 | 46.1 | 46.6 | 47.2 | 47.9 | 48.4 | 48.8 | 49.3 | 49.7 | 50.1 | 50.5 | 51 | 51.4
Strachan TS
| T12/T14 | 26.4 | 28.4 | 30.3 | 32.4 | 33.8 | 35.8 | 37.1 | 38.2 | 39.3 | 40.5 | 41.4 | 42.3 | 43.3 | 44.4 | 45.5 | 46.6 | 47.7 | 48.6 | 49 | 49.3 | 49.7 | 50.1 | 50.5 | 50.9 | 51.3
| T12/T14 | 26.9 | 27.7 | 24.6 | 23.9 | 22.8 | 23.7 | 22.9 | 23.9 | 24.9 | 26 | 26.8 | 27.7 | 28.7 | 29.8 | 30.8 | 31.9 | 33 | 33.8 | 34.1 | 34.5 | 34.8 | 35.1 | 35.5 | 35.8 | 36.1
| T13/T15 | 45.2 | 39.1 | 40 | 35.5 | 36.4 | 38.3 | 40.2 | 42.1 | 46.8 | 51.3 | 55 | 58.3 | 61.3 | 63.9 | 65.7 | 67.5 | 69.4 | 71 | 71.6 | 72.2 | 72.9 | 73.5 | 74.1 | 74.8 | 75.4
| T13/T15 | 32.4 | 37.1 | 38.3 | 36 | 38.3 | 41.4 | 42.7 | 44 | 45.3 | 46.7 | 47.7 | 48.7 | 49.9 | 51.1 | 52.2 | 53.5 | 54.7 | 55.7 | 56.2 | 56.7 | 57.2 | 57.6 | 58.1 | 58.6 | 59.1
Back to main menu

## Table 22
Back to main menu
| Transformer Station | Table 22 High Electrification Gross Normal Winter Weather Station Peak Demand Forecast, Coincident to Toronto Region (MW)
|  | 2023 | 2024 | 2025 | 2026 | 2027 | 2028 | 2029 | 2030 | 2031 | 2032 | 2033 | 2034 | 2035 | 2036 | 2037 | 2038 | 2039 | 2040 | 2041 | 2042 | 2043 | 2044 | 2045 | 2046 | 2047
NORTH 230kV
Agincourt TS
| T5/T6 | 66.2 | 69.3 | 72.1 | 82.5 | 89.7 | 96.4 | 102.8 | 109.3 | 113.1 | 117 | 120.3 | 123.8 | 128.5 | 132.9 | 137 | 140.9 | 144.9 | 148.4 | 148.8 | 149.3 | 149.7 | 150.2 | 150.6 | 151.1 | 151.6
Bathurst TS
| T1/T2 | 106.7 | 119.5 | 122.1 | 132 | 142 | 148.1 | 150.5 | 152.9 | 153.9 | 154.9 | 157.5 | 160.1 | 164.9 | 168.9 | 172.2 | 175.1 | 178 | 180.8 | 181.1 | 181.5 | 181.8 | 182.1 | 182.5 | 182.8 | 183.2
| T3/T4 | 83.5 | 86.9 | 90.2 | 93 | 95.6 | 96.6 | 97.5 | 98.5 | 100.2 | 102 | 105 | 108.1 | 111.3 | 114.5 | 117.7 | 121 | 124.4 | 127.6 | 128 | 128.4 | 128.8 | 129.2 | 129.6 | 130 | 130.4
Cavanagh MTS
| T1/T2 | 98.8 | 104.9 | 108.7 | 112.8 | 117 | 121.7 | 127.7 | 136.1 | 145.1 | 152.9 | 157.8 | 162.7 | 168.2 | 174.9 | 180.9 | 186.6 | 192.2 | 197.2 | 197.8 | 198.4 | 199.1 | 199.7 | 200.3 | 201 | 201.6
Fairchild TS
| T1/T2 | 108.4 | 114.2 | 121 | 126.9 | 131.5 | 136.5 | 141.5 | 145.8 | 150.9 | 156.1 | 160.5 | 167.5 | 174.5 | 180.9 | 186.8 | 192.3 | 197.7 | 202.2 | 202.8 | 203.5 | 204.1 | 204.7 | 205.3 | 205.9 | 206.5
| T3/T4 | 91.4 | 95.8 | 99.7 | 103.6 | 107.5 | 111.4 | 114.9 | 118.5 | 122.7 | 127.1 | 130.7 | 134.5 | 139 | 143.6 | 148.2 | 152.9 | 157.7 | 161.3 | 161.9 | 162.4 | 162.9 | 163.4 | 164 | 164.5 | 165
Finch TS
| T1/T2 | 103.7 | 106.2 | 108.9 | 111.8 | 114.7 | 118.6 | 122.8 | 127.1 | 131.9 | 137 | 141.3 | 145.6 | 150.1 | 154.7 | 159.2 | 163.9 | 168.5 | 172.9 | 173.5 | 174 | 174.5 | 175 | 175.5 | 176.1 | 176.6
| T3/T4 | 135.5 | 147.6 | 159.4 | 171.2 | 176.5 | 181.9 | 187.5 | 193.3 | 200 | 207 | 212.9 | 219 | 225.2 | 231.5 | 237.8 | 244.2 | 250.6 | 256.8 | 257.6 | 258.3 | 259 | 259.7 | 260.5 | 261.2 | 261.9
Leslie TS
| T1/T2 13.8 | 1.5 | 0 | 0 | 0 | 0 | 0 | 0 | 0 | 0 | 0 | 0 | 0 | 0 | 0 | 0 | 0 | 0 | 0 | 0 | 0 | 0 | 0 | 0 | 0 | 0
| T1/T2 27.6 | 60.4 | 64 | 70.1 | 74 | 78.3 | 79.9 | 81.5 | 82.8 | 84.8 | 86.8 | 91.1 | 95.6 | 100.5 | 106.1 | 111.3 | 114.9 | 118.6 | 121.6 | 122 | 122.4 | 122.8 | 123.2 | 123.6 | 124.1 | 124.5
| T3/T4 27.6 | 168.2 | 174.2 | 180.5 | 180.2 | 183.9 | 184.8 | 185.7 | 186.8 | 188.8 | 190.9 | 199.9 | 209.1 | 219.1 | 229.4 | 239.7 | 245.8 | 252 | 257.1 | 257.8 | 258.5 | 259.2 | 259.9 | 260.6 | 261.3 | 262
Malvern TS
| T3/T4 | 88 | 90.5 | 93 | 95.6 | 96.8 | 98.8 | 100.8 | 102.8 | 105.1 | 107.4 | 109 | 110.7 | 112.3 | 114.1 | 115.8 | 117.6 | 119.4 | 121.1 | 121.4 | 121.6 | 121.8 | 122 | 122.2 | 122.4 | 122.6
EAST 230kV
Bermondsey TS
| T1/T2 | 26.9 | 29.1 | 39.3 | 45.9 | 84.8 | 90.6 | 96.1 | 98.3 | 100.7 | 103.3 | 105.6 | 108 | 110.9 | 113.7 | 116.6 | 119.5 | 122.4 | 124.7 | 125 | 125.4 | 125.7 | 126 | 126.3 | 126.7 | 127
| T3/T4 | 85.5 | 90.8 | 95.2 | 99.4 | 103.3 | 107.2 | 110.3 | 113.6 | 117.4 | 121.2 | 126.4 | 131.3 | 136.3 | 140 | 143.8 | 147.7 | 151.6 | 154.9 | 155.4 | 155.8 | 156.2 | 156.7 | 157.1 | 157.6 | 158
Ellesmere TS
| T3/T4 | 118.8 | 124.9 | 128.6 | 142 | 145.9 | 156.9 | 161.2 | 165.6 | 170.8 | 176 | 180.4 | 184.8 | 189.7 | 194.8 | 199.8 | 205 | 210.2 | 214.6 | 215.2 | 215.8 | 216.4 | 217 | 217.6 | 218.2 | 218.8
Leaside TS
| T19/T20/T21 13.8 | 30.7 | 32.6 | 34.1 | 35.7 | 31.8 | 32 | 32.3 | 32.7 | 33.1 | 33.7 | 36.7 | 39.4 | 41.7 | 42.8 | 43.8 | 44.9 | 46 | 46.9 | 47.1 | 47.2 | 47.3 | 47.4 | 47.5 | 47.7 | 47.8
| T19/T20/T21 13.8 | 36.5 | 37.9 | 39.4 | 40.9 | 42.4 | 43.3 | 44.2 | 45.1 | 49.4 | 53.4 | 57.7 | 59.8 | 62 | 64.2 | 66.5 | 68.8 | 71.1 | 73.2 | 73.5 | 73.7 | 74 | 74.2 | 74.5 | 74.8 | 75
| T19/T20/T21 27.6 | 71.9 | 74.3 | 76.8 | 79.4 | 81.9 | 83.2 | 84.6 | 86 | 88.2 | 90.4 | 93.7 | 97.1 | 100.6 | 104.1 | 107.7 | 111.3 | 114.9 | 118.4 | 118.9 | 119.3 | 119.7 | 120.2 | 120.6 | 121 | 121.4
Scarboro TS
| T21/T22 | 97.8 | 98.9 | 111.5 | 120.2 | 127.7 | 133.6 | 138.4 | 139.7 | 141.6 | 143.7 | 147.3 | 150.9 | 154.7 | 158.6 | 162.5 | 166.4 | 170.4 | 174.1 | 174.6 | 175.1 | 175.5 | 176 | 176.4 | 176.9 | 177.3
| T23/T24 | 79.8 | 75.3 | 78.4 | 81.4 | 84.4 | 100 | 101.6 | 103.2 | 105.6 | 110.2 | 115.7 | 120.9 | 124.7 | 128.7 | 132.6 | 136.6 | 140.6 | 144.3 | 144.8 | 145.2 | 145.7 | 146.2 | 146.6 | 147.1 | 147.5
Sheppard TS
| T1/T2 | 54.8 | 57.9 | 61.1 | 56.2 | 60 | 65.4 | 70.2 | 74.9 | 79.6 | 83.8 | 87.5 | 91.3 | 95.4 | 99.6 | 103.7 | 107.9 | 112.1 | 116 | 116.5 | 116.9 | 117.4 | 117.9 | 118.4 | 118.9 | 119.3
| T5/T6 (was T3/T4) | 72.1 | 74.8 | 77.6 | 80.5 | 83.4 | 86.8 | 90.2 | 93.6 | 97.8 | 102.1 | 105.7 | 109.5 | 113.5 | 117.6 | 121.6 | 125.7 | 129.9 | 133.7 | 134.2 | 134.7 | 135.1 | 135.6 | 136.1 | 136.6 | 137
Warden TS
| T3/T4 | 125.6 | 144.8 | 149.3 | 160.9 | 171.1 | 182.3 | 192.8 | 199.1 | 206.7 | 214.3 | 221 | 227.8 | 235.2 | 242.7 | 250.1 | 257.8 | 265.4 | 272.3 | 273.2 | 274.1 | 275 | 275.9 | 276.7 | 277.6 | 278.5
WEST 230kV
Horner TS
| T1/T2**Based on 2031 NA Estimated Split | 40.4 | 49.9 | 59.5 | 74.4 | 74.7 | 75.1 | 75.6 | 76.1 | 76.6 | 77.2 | 77.8 | 78.4 | 79.3 | 80.1 | 81 | 81.9 | 82.8 | 83.3 | 83.4 | 83.5 | 83.6 | 83.7 | 83.7 | 83.8 | 83.9
| T1/T2**Based on 2031 NA Estimated Split | 7 | 7.1 | 7.4 | 60.1 | 60.4 | 60.8 | 61.2 | 61.7 | 62.2 | 62.7 | 63.3 | 63.9 | 64.8 | 65.6 | 66.4 | 67.3 | 68.1 | 68.6 | 68.7 | 68.8 | 68.9 | 69 | 69.1 | 69.2 | 69.3
| T3/T4**Based on 2031 NA Estimated Split | 121.5 | 135.9 | 151.3 | 131.5 | 142.3 | 151.9 | 159.7 | 166.8 | 175.4 | 182.9 | 189.4 | 195.8 | 202.5 | 209.3 | 216.1 | 223 | 230 | 236.8 | 237.6 | 238.4 | 239.2 | 240 | 240.9 | 241.7 | 242.5
Manby TS
| T13/T14 | 60.6 | 63.3 | 68.4 | 57.6 | 61.2 | 64.5 | 67.9 | 70.3 | 73 | 75.9 | 78.4 | 80.9 | 83.8 | 86.8 | 89.8 | 92.9 | 96 | 98.4 | 98.8 | 99.1 | 99.4 | 99.7 | 100.1 | 100.4 | 100.8
| T3/T4 | 39.4 | 41.6 | 43.9 | 39 | 41.3 | 44.1 | 47.1 | 50.2 | 53.7 | 57.4 | 60.7 | 64.1 | 67.9 | 71.8 | 75.6 | 79.5 | 83.5 | 86.8 | 87.3 | 87.7 | 88.1 | 88.5 | 89 | 89.4 | 89.9
| T5/T6 | 56.1 | 58.1 | 60.1 | 57.3 | 59.6 | 62.2 | 64.8 | 67.7 | 70.8 | 74.1 | 77.1 | 80 | 83.5 | 87 | 90.4 | 94 | 97.6 | 100.5 | 100.9 | 101.3 | 101.6 | 102 | 102.4 | 102.8 | 103.2
Rexdale TS
| T1/T2 | 74.6 | 75.9 | 62 | 63.7 | 65.7 | 66.9 | 68.4 | 70.1 | 71.9 | 74.1 | 77.4 | 80.7 | 84.1 | 87.5 | 90.9 | 94.4 | 97.9 | 101.1 | 101.5 | 101.8 | 102.2 | 102.6 | 102.9 | 103.3 | 103.6
| T1/T2 | 14.9 | 17.2 | 43.9 | 46.1 | 48.6 | 50.8 | 52.9 | 57.7 | 62.6 | 67.7 | 71.3 | 74.9 | 78.7 | 82.5 | 86.2 | 90 | 93.8 | 97.4 | 97.8 | 98.1 | 98.5 | 98.9 | 99.3 | 99.7 | 100.1
Richview TS
| T1/T2 | 126.4 | 129.3 | 132.2 | 135.2 | 138.1 | 142.1 | 146 | 150 | 154.8 | 159.7 | 163.4 | 167.2 | 171 | 174.9 | 178.8 | 182.8 | 186.9 | 190.9 | 191.4 | 191.9 | 192.4 | 192.8 | 193.3 | 193.8 | 194.3
| T5/T6 | 88.5 | 110.7 | 111.6 | 121.4 | 101.1 | 102.8 | 104.5 | 106.2 | 99.3 | 101.3 | 102.4 | 103.6 | 104.9 | 106.2 | 107.4 | 108.8 | 110.2 | 111.5 | 111.7 | 111.8 | 112 | 112.2 | 112.3 | 112.5 | 112.6
| T7/T8 | 68.9 | 69.2 | 67 | 67.3 | 67.7 | 68.7 | 69.6 | 70.6 | 71.6 | 72.7 | 73.2 | 73.6 | 74.2 | 74.7 | 75.2 | 75.9 | 76.5 | 77 | 77.1 | 77.2 | 77.3 | 77.3 | 77.4 | 77.5 | 77.5
LEASIDE 115kV
Basin TS
| T3/T5 | 29.2 | 22.6 | 28.7 | 32.4 | 27 | 28.5 | 29.8 | 31.2 | 32.8 | 34.4 | 35.8 | 37.2 | 38.7 | 40.2 | 41.8 | 43.3 | 44.9 | 46.4 | 46.5 | 46.7 | 46.9 | 47.1 | 47.3 | 47.5 | 47.6
| T3/T5 | 28.9 | 29.6 | 30.4 | 30.7 | 31 | 31.5 | 32.1 | 32.7 | 33.3 | 33.9 | 34.3 | 34.8 | 35.3 | 35.8 | 36.4 | 37 | 37.5 | 38 | 38 | 38.1 | 38.1 | 38.2 | 38.3 | 38.3 | 38.4
Bridgman TS
| T11/T12/T13/T14/T15 | 29.4 | 30.7 | 32 | 33.2 | 34.5 | 35 | 35.5 | 36 | 36.7 | 37.5 | 38.8 | 40.1 | 41.8 | 43.5 | 45.2 | 46.9 | 48.7 | 50 | 50.2 | 50.4 | 50.6 | 50.7 | 50.9 | 51.1 | 51.3
| T11/T12/T13/T14/T15 | 35.5 | 36.3 | 37.2 | 38.1 | 39 | 42.2 | 45.3 | 48.5 | 49 | 49.6 | 50.9 | 52.1 | 53.7 | 55.2 | 56.8 | 58.4 | 60.1 | 61.3 | 61.5 | 61.6 | 61.8 | 62 | 62.2 | 62.4 | 62.6
| T11/T12/T13/T14/T15 | 21.3 | 21.5 | 21.8 | 22.2 | 22.6 | 22.6 | 22.6 | 22.7 | 22.7 | 22.9 | 23.4 | 24 | 24.8 | 25.7 | 26.6 | 27.5 | 28.4 | 28.8 | 28.9 | 29 | 29.1 | 29.2 | 29.3 | 29.4 | 29.5
| T11/T12/T13/T14/T15 | 42.1 | 44.6 | 47.1 | 49.7 | 51.4 | 52.4 | 53.5 | 54.6 | 56.2 | 57.8 | 60.1 | 62.4 | 65.1 | 67.7 | 70.4 | 73.1 | 75.8 | 78.2 | 78.5 | 78.8 | 79.1 | 79.4 | 79.7 | 80.1 | 80.4
Carlaw TS
| T1/T2 | 18.3 | 18.8 | 28.8 | 29.4 | 20.7 | 20.8 | 21 | 21.2 | 21.5 | 21.9 | 22.7 | 23.7 | 24.9 | 26.2 | 27.5 | 28.8 | 30.2 | 31 | 31.2 | 31.3 | 31.5 | 31.6 | 31.7 | 31.9 | 32
| T1/T2 | 25.8 | 27.6 | 29.4 | 31.4 | 33.3 | 34.6 | 35.9 | 37.3 | 39.2 | 41.1 | 43.7 | 46.3 | 49.2 | 52.2 | 55.2 | 58.2 | 61.3 | 63.8 | 64.2 | 64.6 | 64.9 | 65.2 | 65.6 | 66 | 66.3
Cecil TS
| T1/T2 | 14.5 | 14.6 | 21 | 28.7 | 31.5 | 34.5 | 37.4 | 37.6 | 37.8 | 38 | 39.9 | 41.4 | 42.5 | 42.7 | 43.1 | 43.2 | 43.4 | 43.5 | 43.5 | 43.6 | 43.6 | 43.6 | 43.6 | 43.6 | 43.6
| T1/T2 | 29.1 | 31.9 | 32.7 | 28.7 | 23.4 | 24.9 | 26.3 | 27.6 | 29.1 | 30 | 30.6 | 31.2 | 31.9 | 32.6 | 33.3 | 34 | 34.7 | 35.4 | 35.4 | 35.5 | 35.6 | 35.7 | 35.8 | 35.9 | 35.9
| T3/T4 | 41.5 | 29.5 | 35.6 | 29.8 | 30.6 | 31.7 | 35.9 | 37.1 | 38.5 | 39.9 | 40.9 | 41.9 | 43 | 44.1 | 45.2 | 46.4 | 47.6 | 48.7 | 48.8 | 48.9 | 49.1 | 49.2 | 49.3 | 49.5 | 49.6
| T3/T4 | 39 | 46.7 | 43.6 | 52.4 | 46.3 | 47.4 | 45.4 | 46.5 | 47.8 | 49.1 | 50.1 | 51.1 | 52.2 | 53.2 | 54.3 | 55.4 | 56.6 | 57.6 | 57.7 | 57.9 | 58 | 58.1 | 58.3 | 58.4 | 58.5
Charles TS
| T1/T2 | 45.1 | 45.9 | 46.7 | 47.6 | 48.4 | 48.6 | 52.7 | 56.7 | 60.7 | 61.1 | 62.2 | 63.3 | 64.6 | 66.5 | 68.1 | 69.4 | 70.7 | 71.8 | 72 | 72.1 | 72.3 | 72.4 | 72.6 | 72.7 | 72.9
| T1/T2 | 27.1 | 28.3 | 32.1 | 34.9 | 37.2 | 39.1 | 41 | 41.8 | 42.9 | 44.1 | 45.7 | 47.3 | 49.1 | 50.9 | 52.7 | 54.5 | 56.3 | 58 | 58.2 | 58.4 | 58.6 | 58.9 | 59.1 | 59.3 | 59.5
| T3/T4 | 33.1 | 34.8 | 35.9 | 36.9 | 37.9 | 38.4 | 38.3 | 38.2 | 38.3 | 38.3 | 38.9 | 39.5 | 40.2 | 40.9 | 41.6 | 42.3 | 43.1 | 43.7 | 43.8 | 43.8 | 43.9 | 44 | 44.1 | 44.2 | 44.3
| T3/T4 | 45.1 | 45.8 | 46.6 | 47.4 | 48.2 | 48.3 | 48.5 | 48.7 | 49.1 | 49.6 | 50.6 | 51.6 | 52.8 | 54 | 55.2 | 56.4 | 57.7 | 58.7 | 58.9 | 59 | 59.2 | 59.3 | 59.5 | 59.6 | 59.7
Dufferin TS
| T1/T3 | 34.1 | 36.7 | 39.8 | 42.3 | 42.4 | 43.5 | 44.1 | 44.3 | 44.7 | 45.1 | 46 | 46.9 | 48 | 49.1 | 50.2 | 51.3 | 52.4 | 53.4 | 53.5 | 53.6 | 53.8 | 53.9 | 54 | 54.1 | 54.3
| T1/T3 | 26.9 | 28.2 | 30.3 | 32.6 | 33.8 | 34.8 | 35.7 | 35.9 | 36.3 | 36.7 | 37.4 | 38.2 | 39.1 | 40 | 40.9 | 41.9 | 42.8 | 43.5 | 43.6 | 43.8 | 43.9 | 44 | 44.1 | 44.2 | 44.3
| T2/T4 | 46.6 | 49.1 | 51.7 | 44.5 | 47 | 48.7 | 50.4 | 52.2 | 54.8 | 57.3 | 60.7 | 64 | 67.6 | 71.2 | 74.8 | 78.4 | 82.1 | 85.6 | 86 | 86.5 | 86.9 | 87.3 | 87.7 | 88.2 | 88.6
| T2/T4 | 31.9 | 34.3 | 36.7 | 48.6 | 51 | 52.9 | 54.8 | 56.7 | 59.4 | 62.1 | 65.3 | 68.5 | 71.9 | 75.3 | 78.7 | 82.2 | 85.7 | 88.9 | 89.4 | 89.8 | 90.2 | 90.6 | 91 | 91.4 | 91.8
Duplex TS
| T1/T2 | 31.4 | 34.4 | 36.9 | 39.1 | 41.3 | 43.5 | 45.4 | 47.3 | 49.5 | 51.8 | 53.9 | 56 | 58.4 | 60.7 | 63 | 65.4 | 67.8 | 69.9 | 70.2 | 70.4 | 70.7 | 71 | 71.2 | 71.5 | 71.7
| T1/T2 | 28.7 | 29.7 | 30.8 | 32 | 33.2 | 34.7 | 36.3 | 38 | 39.9 | 41.9 | 43.7 | 45.6 | 47.6 | 50.4 | 52.7 | 54.8 | 56.9 | 58.7 | 58.9 | 59.2 | 59.4 | 59.6 | 59.8 | 60.1 | 60.3
| T3/T4 | 32.7 | 33.8 | 19 | 21.4 | 23.3 | 25.8 | 27.6 | 29.9 | 31.9 | 34 | 35.9 | 37.7 | 39.8 | 41.9 | 44 | 46.2 | 48.3 | 50.2 | 50.4 | 50.6 | 50.9 | 51.1 | 51.3 | 51.6 | 51.8
Esplanade TS
| T11/T12/T13 | 34.8 | 35.9 | 37.1 | 38.3 | 23.2 | 24.7 | 26.3 | 27.9 | 29.7 | 31.7 | 33.4 | 35.1 | 37.2 | 39.3 | 41.5 | 43.6 | 45.8 | 47.5 | 47.8 | 48 | 48.3 | 48.5 | 48.8 | 49 | 49.3
| T11/T12/T13 | 37 | 39 | 40.7 | 42.3 | 43.2 | 44.3 | 45.1 | 46 | 47 | 48 | 48.7 | 49.3 | 50.1 | 50.8 | 51.5 | 52.3 | 53.1 | 53.8 | 53.9 | 54 | 54.1 | 54.2 | 54.3 | 54.4 | 54.4
| T11/T12/T13 | 37.9 | 38.1 | 39.5 | 40.7 | 41.9 | 43.4 | 44.1 | 44.9 | 45.7 | 46.6 | 47.2 | 47.7 | 48.3 | 48.9 | 49.4 | 50.1 | 50.7 | 51.3 | 51.4 | 51.4 | 51.5 | 51.6 | 51.7 | 51.7 | 51.8
Gerrard TS
| T1/T2 | 21.3 | 25.6 | 27.8 | 30 | 31.3 | 32.9 | 34.2 | 35.5 | 37.1 | 38.7 | 40 | 41.4 | 42.8 | 44.3 | 45.8 | 47.3 | 48.8 | 50.3 | 50.4 | 50.6 | 50.8 | 51 | 51.2 | 51.3 | 51.5
| T1/T2 | 28.3 | 39.8 | 40.6 | 41.4 | 42.2 | 42.9 | 43.7 | 44.6 | 45.6 | 46.6 | 47.7 | 48.9 | 50.3 | 51.7 | 53.2 | 54.6 | 56 | 57.1 | 57.3 | 57.4 | 57.6 | 57.8 | 57.9 | 58.1 | 58.2
Glengrove TS
| T1/T3 | 23.4 | 25.6 | 27.5 | 27.4 | 29.3 | 30.5 | 31.4 | 32.5 | 33.6 | 34.9 | 36.6 | 38.4 | 41.1 | 43.8 | 46.5 | 49.2 | 52 | 53.5 | 53.8 | 54.1 | 54.4 | 54.7 | 55 | 55.3 | 55.6
| T2/T4 | 28.4 | 30.6 | 32.8 | 35.2 | 37.7 | 39.6 | 41.7 | 43.8 | 46.5 | 49.2 | 52.6 | 56 | 61.4 | 66.4 | 71 | 75.4 | 79.9 | 83.1 | 83.6 | 84.1 | 84.6 | 85.1 | 85.6 | 86.1 | 86.6
Main TS
| T3/T4 | 23.9 | 25 | 27.4 | 29.4 | 31.2 | 32.6 | 34.1 | 35.1 | 36.4 | 37.7 | 39.5 | 41.3 | 43.6 | 45.9 | 48.3 | 50.6 | 53 | 54.7 | 55 | 55.2 | 55.5 | 55.8 | 56 | 56.3 | 56.6
| T3/T4 | 36.5 | 38.7 | 41.1 | 43.5 | 45.9 | 47.7 | 49.6 | 51.5 | 54.1 | 56.8 | 60 | 63.4 | 67.1 | 71 | 75.1 | 79 | 82.9 | 86.2 | 86.7 | 87.1 | 87.6 | 88 | 88.5 | 88.9 | 89.4
Terauley TS
| T1/T4 | 27.3 | 31.7 | 33.2 | 34.3 | 35.5 | 37 | 37.6 | 38.1 | 38.7 | 39.4 | 39.8 | 40.2 | 40.7 | 41.2 | 41.7 | 42.2 | 42.8 | 43.2 | 43.2 | 43.3 | 43.3 | 43.4 | 43.5 | 43.5 | 43.6
| T1/T4 | 28 | 37.7 | 38.9 | 39.9 | 25.6 | 26.9 | 27.5 | 28.1 | 28.8 | 29.5 | 30 | 30.5 | 31.1 | 31.6 | 32.2 | 32.8 | 33.5 | 34 | 34 | 34.1 | 34.1 | 34.2 | 34.3 | 34.3 | 34.4
| T2/T3 | 36.5 | 28.8 | 31.4 | 33 | 34.4 | 36.2 | 38 | 38.9 | 39.9 | 40.9 | 41.5 | 42.2 | 42.9 | 43.6 | 44.4 | 45.2 | 46 | 46.7 | 46.7 | 46.8 | 46.9 | 47 | 47.1 | 47.2 | 47.3
| T2/T3 | 32.7 | 41.7 | 45 | 47.7 | 50.4 | 53.5 | 54.4 | 58.3 | 62.1 | 65.7 | 66.5 | 67.4 | 69.4 | 71.1 | 72.3 | 73.3 | 74.3 | 75.2 | 75.4 | 75.5 | 75.6 | 75.7 | 75.8 | 75.9 | 76
MANBY E 115kV
Fairbank TS
| T1/T3 | 57.2 | 59.9 | 62.7 | 65.6 | 68.5 | 72.1 | 75.7 | 79.5 | 83.9 | 88.5 | 92.6 | 96.7 | 101.3 | 105.9 | 110.5 | 115.2 | 119.9 | 124.1 | 124.6 | 125.1 | 125.7 | 126.2 | 126.7 | 127.3 | 127.8
| T2/T4 (to be T5/T6) | 66.5 | 58.3 | 77.2 | 81.6 | 82.4 | 86.4 | 90.5 | 94.7 | 99.8 | 108.2 | 115.6 | 122.5 | 129.2 | 135.3 | 140.8 | 146.1 | 151.3 | 156.1 | 156.7 | 157.3 | 157.9 | 158.5 | 159.1 | 159.7 | 160.3
Runnymede TS
| T1/T2 | 64.5 | 83.9 | 79.5 | 85 | 89.3 | 93.5 | 97.5 | 101.7 | 106.9 | 112.1 | 119.2 | 124.2 | 129.2 | 133.8 | 137.8 | 141.5 | 145.3 | 148.2 | 148.6 | 149 | 149.4 | 149.8 | 150.3 | 150.7 | 151.1
| T5/T6 (was T3/T4) | 55.6 | 58.4 | 61.5 | 64.7 | 67.9 | 71.7 | 75.5 | 79.6 | 86.8 | 94.1 | 100.6 | 105.2 | 110.7 | 116.1 | 121.6 | 127.2 | 132.8 | 137.3 | 137.9 | 138.6 | 139.2 | 139.8 | 140.4 | 141.1 | 141.7
Wiltshire TS
| T1/T6 | 25.4 | 26.9 | 34.4 | 35.9 | 37.4 | 39 | 40.7 | 42.4 | 44.5 | 48.7 | 52.4 | 55.8 | 57.9 | 60 | 62.1 | 64.3 | 66.4 | 68.4 | 68.7 | 69 | 69.2 | 69.5 | 69.7 | 70 | 70.2
| T7X/T2X | 11.4 | 20.2 | 22.6 | 24.4 | 26 | 27.4 | 28.2 | 28.6 | 28.9 | 29.3 | 29.6 | 30 | 30.4 | 30.9 | 31.4 | 31.9 | 32.4 | 32.7 | 32.7 | 32.8 | 32.8 | 32.9 | 32.9 | 33 | 33
| T7X/T2X | 19.6 | 21.7 | 23.5 | 24.7 | 26 | 27.4 | 28.4 | 29.4 | 30.7 | 32 | 33.2 | 34.3 | 35.6 | 37.7 | 39.3 | 40.6 | 42 | 43.2 | 43.3 | 43.5 | 43.6 | 43.8 | 43.9 | 44.1 | 44.3
MANBY W 115kV
Copeland MTS
| T1/T3 | 37.1 | 40.3 | 42.7 | 45.1 | 43.4 | 44.5 | 45.2 | 45.9 | 46.8 | 49.8 | 52.2 | 54.2 | 54.8 | 55.4 | 55.9 | 56.5 | 57.1 | 57.7 | 57.8 | 57.9 | 58 | 58 | 58.1 | 58.2 | 58.3
| T1/T3 | 30 | 34.4 | 39.8 | 43.6 | 43.4 | 46.4 | 48 | 48.5 | 49.2 | 49.8 | 50.2 | 50.6 | 51 | 51.4 | 51.8 | 52.2 | 52.7 | 53.1 | 53.1 | 53.2 | 53.2 | 53.3 | 53.4 | 53.4 | 53.5
| T2/T4 | 0 | 0 | 0 | 0 | 61.4 | 61.4 | 61.4 | 61.4 | 61.4 | 61.4 | 61.4 | 61.4 | 62.5 | 63.1 | 63.3 | 63.4 | 63.4 | 63.4 | 63.4 | 63.4 | 63.4 | 63.4 | 63.4 | 63.4 | 63.4
| T2/T4 | 0 | 0 | 0 | 0 | 0 | 36.1 | 36.1 | 36.1 | 36.1 | 36.2 | 36.2 | 36.2 | 36.2 | 36.2 | 36.2 | 36.2 | 36.2 | 36.2 | 36.2 | 36.2 | 36.2 | 36.2 | 36.2 | 36.2 | 36.2
John TS
| T1/T2/T3/T4 | 29.6 | 31.7 | 33.5 | 38.7 | 41.8 | 44.6 | 47.1 | 52.3 | 56.1 | 59.7 | 60.6 | 61.6 | 62.6 | 63.7 | 64.7 | 65.8 | 66.9 | 67.9 | 68.1 | 68.2 | 68.3 | 68.4 | 68.6 | 68.7 | 68.8
| T1/T2/T3/T4 | 27.3 | 0 | 0 | 0 | 0 | 0 | 0 | 0 | 0 | 0 | 0 | 0 | 0 | 0 | 0 | 0 | 0 | 0 | 0 | 0 | 0 | 0 | 0 | 0 | 0
| T1/T2/T3/T4 | 17.6 | 17.8 | 18 | 18.1 | 18.3 | 18.7 | 19 | 19.3 | 21.7 | 24 | 25.8 | 26 | 26.3 | 26.6 | 27.1 | 27.4 | 27.7 | 27.9 | 27.9 | 28 | 28 | 28 | 28.1 | 28.1 | 28.1
| T1/T2/T3/T4 | 0 | 31.2 | 33.7 | 35.7 | 37.8 | 39.6 | 40.1 | 40.6 | 41.2 | 41.8 | 42.2 | 46 | 49 | 51 | 52 | 52.5 | 53.1 | 53.5 | 53.5 | 53.6 | 53.6 | 53.7 | 53.7 | 53.8 | 53.9
| T5/T6 | 35.6 | 35.6 | 35.7 | 35.8 | 35.8 | 36.2 | 36.6 | 37 | 37.3 | 37.7 | 37.8 | 37.9 | 38 | 38.1 | 38.2 | 38.4 | 38.5 | 38.6 | 38.6 | 38.6 | 38.7 | 38.7 | 38.7 | 38.7 | 38.7
| T5/T6 | 27.9 | 28.9 | 29.9 | 30.6 | 31.5 | 32.7 | 33.9 | 34.4 | 35 | 35.5 | 35.8 | 36.1 | 36.4 | 36.8 | 37.1 | 37.5 | 37.9 | 38.2 | 38.3 | 38.3 | 38.4 | 38.4 | 38.5 | 38.5 | 38.5
Strachan TS
| T12/T14 | 27.1 | 29.6 | 32 | 34.7 | 36.5 | 38.7 | 40.2 | 41.5 | 43 | 44.5 | 45.8 | 47.2 | 48.7 | 50.2 | 51.7 | 53.3 | 54.9 | 56.2 | 56.4 | 56.6 | 56.8 | 56.9 | 57.1 | 57.3 | 57.5
| T12/T14 | 26.6 | 27.9 | 25.4 | 25.2 | 24.7 | 25.9 | 25.3 | 26.5 | 28 | 29.4 | 30.8 | 32.1 | 33.6 | 35.1 | 36.6 | 38.2 | 39.7 | 41.1 | 41.3 | 41.4 | 41.6 | 41.8 | 42 | 42.1 | 42.3
| T13/T15 | 48.7 | 43.9 | 46.6 | 49.4 | 46.2 | 49.4 | 52.5 | 55.7 | 62.5 | 69.1 | 75 | 80.5 | 85.7 | 90.4 | 94.3 | 98.2 | 102.2 | 106 | 106.5 | 106.9 | 107.4 | 107.8 | 108.3 | 108.8 | 109.2
| T13/T15 | 29.9 | 35.6 | 37.4 | 41.4 | 38.8 | 42.2 | 43.7 | 45.2 | 47 | 48.9 | 50.5 | 52.1 | 53.9 | 55.7 | 57.5 | 59.3 | 61.2 | 62.8 | 63.1 | 63.3 | 63.5 | 63.7 | 63.9 | 64.1 | 64.3
Back to main menu

## Table 23
Back to main menu
| Transformer Station | Table 23 BAU Gross Normal Summer Weather Station Peak Demand Forecast, Coincident to Toronto Region (MW)
|  | 2023 | 2024 | 2025 | 2026 | 2027 | 2028 | 2029 | 2030 | 2031 | 2032 | 2033 | 2034 | 2035 | 2036 | 2037 | 2038 | 2039 | 2040 | 2041 | 2042 | 2043 | 2044 | 2045 | 2046 | 2047
NORTH 230kV
Agincourt TS
| T5/T6 | 78 | 79.2 | 80 | 89.4 | 95 | 101.1 | 106.8 | 112.5 | 114.5 | 116.5 | 117.7 | 118.8 | 120.2 | 121.6 | 122.9 | 124.2 | 125.5 | 126.7 | 128 | 129.3 | 130.6 | 131.9 | 133.3 | 134.6 | 135.9
Bathurst TS
| T1/T2 | 119.4 | 130.3 | 131 | 138.9 | 146.9 | 151.6 | 152.5 | 153.3 | 152.1 | 150.9 | 152 | 153.1 | 154.8 | 156.4 | 157.8 | 159.3 | 160.7 | 162 | 163.2 | 164.5 | 165.8 | 167 | 168.3 | 169.6 | 170.8
| T3/T4 | 87.6 | 89 | 90.3 | 90.9 | 91.4 | 90.6 | 89.8 | 89 | 88.2 | 87.3 | 88.3 | 89.2 | 90.2 | 91.1 | 92 | 93.1 | 94.1 | 95.2 | 96.2 | 97.3 | 98.4 | 99.4 | 100.5 | 101.5 | 102.6
Cavanagh MTS
| T1/T2 | 87.5 | 90.9 | 91.9 | 93 | 94 | 96.6 | 100.2 | 104.1 | 108 | 110.7 | 111.9 | 113.2 | 114.4 | 116.2 | 117.8 | 119.4 | 120.9 | 122.3 | 123.8 | 125.2 | 126.6 | 128.1 | 129.5 | 131 | 132.4
Fairchild TS
| T1/T2 | 104.4 | 108 | 112.5 | 115.8 | 117.7 | 121.1 | 124.6 | 127.2 | 129.8 | 132.5 | 134 | 136.2 | 138.4 | 140.4 | 142.5 | 144.6 | 146.6 | 148.3 | 150.1 | 151.9 | 153.6 | 155.4 | 157.2 | 159 | 160.9
| T3/T4 | 107.3 | 109.8 | 111.5 | 113.1 | 114.8 | 117.8 | 120.4 | 123 | 125.7 | 128.4 | 129.9 | 131.5 | 133 | 134.5 | 136.1 | 137.8 | 139.5 | 141.3 | 143 | 144.8 | 146.6 | 148.4 | 150.2 | 152 | 153.8
Finch TS
| T1/T2 | 110.7 | 111.2 | 111.7 | 112.2 | 112.4 | 114.9 | 117.4 | 119.9 | 122.5 | 125 | 126.3 | 127.6 | 128.9 | 130.2 | 131.5 | 133 | 134.5 | 135.9 | 137.4 | 138.9 | 140.4 | 141.9 | 143.4 | 144.9 | 146.4
| T3/T4 | 159 | 168.2 | 176.9 | 185.4 | 187 | 190.3 | 193.7 | 197.1 | 200.5 | 203.9 | 205.7 | 207.4 | 209.2 | 210.9 | 212.6 | 214.6 | 216.6 | 218.5 | 220.5 | 222.5 | 224.5 | 226.5 | 228.5 | 230.5 | 232.5
Leslie TS
| T1/T2 13.8 | 0.9 | 0 | 0 | 0 | 0 | 0 | 0 | 0 | 0 | 0 | 0 | 0 | 0 | 0 | 0 | 0 | 0 | 0 | 0 | 0 | 0 | 0 | 0 | 0 | 0
| T1/T2 27.6 | 92.7 | 94.6 | 98.9 | 100.6 | 103 | 102.5 | 102.1 | 101.3 | 100.5 | 99.7 | 103.6 | 107.6 | 111.8 | 116.4 | 121 | 122.5 | 123.9 | 125.2 | 126.6 | 128 | 129.4 | 130.8 | 132.2 | 133.6 | 135
| T3/T4 27.6 | 107.3 | 110.7 | 114.2 | 109.6 | 110 | 109.3 | 108.5 | 107.7 | 107 | 106.2 | 111 | 116 | 121.2 | 126.6 | 132.1 | 134 | 135.8 | 137.6 | 139.5 | 141.4 | 143.3 | 145.2 | 147.1 | 149 | 150.9
Malvern TS
| T3/T4 | 97 | 98.5 | 100.1 | 101.6 | 101.7 | 103.8 | 105.9 | 108 | 110.1 | 112.2 | 113.2 | 114.3 | 115.3 | 116.3 | 117.3 | 118.5 | 119.7 | 120.8 | 122 | 123.2 | 124.4 | 125.6 | 126.7 | 127.9 | 129.1
EAST 230kV
Bermondsey TS
| T1/T2 | 38.3 | 39.1 | 47 | 51.7 | 85.2 | 89.7 | 93.9 | 95 | 96.1 | 97.1 | 97.8 | 98.4 | 99.1 | 99.7 | 100.4 | 101.2 | 102 | 102.7 | 103.5 | 104.2 | 105 | 105.7 | 106.5 | 107.2 | 108
| T3/T4 | 90.4 | 93.7 | 96 | 98 | 99.7 | 102.6 | 104.8 | 106.9 | 109.1 | 111.3 | 112.9 | 114.5 | 116 | 117.3 | 118.4 | 119.8 | 121.1 | 122.5 | 123.9 | 125.2 | 126.6 | 128 | 129.4 | 130.8 | 132.2
Ellesmere TS
| T3/T4 | 123.9 | 127.6 | 128.7 | 139.9 | 141 | 151.2 | 154.2 | 157.2 | 160.2 | 163.2 | 164.9 | 166.5 | 168.2 | 169.8 | 171.5 | 173.3 | 175.2 | 177.1 | 179 | 180.9 | 182.8 | 184.7 | 186.6 | 188.5 | 190.4
Leaside TS
| T19/T20/T21 13.8 | 30.1 | 31.4 | 32.4 | 33.4 | 29 | 28.8 | 28.6 | 28.4 | 28.3 | 28.1 | 28.9 | 29.6 | 30.2 | 30.5 | 30.8 | 31.1 | 31.6 | 31.9 | 32.2 | 32.5 | 32.8 | 33.2 | 33.5 | 33.8 | 34.1
| T19/T20/T21 13.8 | 36.8 | 37 | 37.1 | 37.3 | 37.4 | 37.1 | 36.8 | 36.4 | 36.8 | 37 | 38 | 38.5 | 39 | 39.5 | 40 | 40.5 | 41.1 | 41.6 | 42.2 | 42.7 | 43.3 | 43.8 | 44.4 | 44.9 | 45.5
| T19/T20/T21 27.6 | 68.4 | 68.6 | 68.8 | 69.1 | 69.3 | 68.7 | 68.1 | 67.5 | 66.9 | 66.3 | 67.1 | 67.8 | 68.6 | 69.4 | 70.2 | 71.1 | 71.9 | 72.8 | 73.7 | 74.6 | 75.5 | 76.4 | 77.2 | 78.1 | 79
Scarboro TS
| T21/T22 | 92.3 | 91.3 | 101.4 | 107.6 | 112.6 | 116.6 | 119.3 | 118.4 | 117.6 | 116.7 | 117.7 | 118.6 | 119.6 | 120.6 | 121.5 | 122.6 | 123.7 | 124.7 | 125.8 | 126.9 | 128 | 129.1 | 130.2 | 131.3 | 132.4
| T23/T24 | 84.9 | 78.3 | 79.2 | 79.9 | 80.6 | 94.1 | 93.4 | 92.7 | 92 | 91.8 | 93.1 | 94.4 | 95.2 | 96.1 | 97 | 98 | 99 | 100 | 101 | 102 | 103 | 104 | 105 | 106 | 107
Sheppard TS
| T1/T2 | 48.4 | 49.4 | 50.2 | 43.3 | 44.6 | 48 | 50.7 | 53.2 | 55.1 | 56.4 | 57.1 | 57.9 | 58.6 | 59.4 | 60.1 | 60.9 | 61.8 | 62.6 | 63.4 | 64.3 | 65.1 | 66 | 66.8 | 67.7 | 68.5
| T5/T6 (was T3/T4) | 89.3 | 90 | 90.6 | 91.2 | 91.8 | 94 | 96.2 | 98.4 | 100.6 | 102.8 | 104 | 105.2 | 106.4 | 107.6 | 108.8 | 110.2 | 111.5 | 112.9 | 114.3 | 115.6 | 117 | 118.4 | 119.8 | 121.2 | 122.6
Warden TS
| T3/T4 | 116.3 | 131.3 | 131.6 | 138.7 | 144.4 | 152.5 | 159.9 | 163 | 166 | 169 | 170.8 | 172.5 | 174.2 | 176 | 177.7 | 179.6 | 181.5 | 183.5 | 185.4 | 187.4 | 189.4 | 191.3 | 193.3 | 195.3 | 197.3
WEST 230kV
Horner TS
| T1/T2**Based on 2031 NA Estimated Split | 39.7 | 48.9 | 58.1 | 72.5 | 72.6 | 72.6 | 72.7 | 72.8 | 72.9 | 73 | 73.1 | 73.2 | 73.3 | 73.4 | 73.6 | 73.7 | 73.8 | 73.9 | 74.1 | 74.2 | 74.3 | 74.5 | 74.6 | 74.8 | 74.9
| T1/T2**Based on 2031 NA Estimated Split | 6.8 | 6.8 | 6.9 | 58.5 | 58.6 | 58.6 | 58.7 | 58.8 | 58.9 | 59 | 59.1 | 59.2 | 59.3 | 59.4 | 59.6 | 59.7 | 59.8 | 59.9 | 60 | 60.2 | 60.3 | 60.4 | 60.6 | 60.7 | 60.9
| T3/T4**Based on 2031 NA Estimated Split | 119.7 | 129.7 | 140.5 | 116.6 | 122.9 | 129.6 | 134.5 | 138.7 | 143 | 146.2 | 147.9 | 149.6 | 151.3 | 153 | 154.7 | 156.6 | 158.5 | 160.4 | 162.3 | 164.2 | 166.1 | 168.1 | 170 | 171.9 | 173.9
Manby TS
| T13/T14 | 50.8 | 52.3 | 55.7 | 45 | 46.9 | 49 | 51.1 | 52.4 | 53.6 | 54.9 | 55.6 | 56.3 | 57 | 57.8 | 58.5 | 59.7 | 60.6 | 61.5 | 62.3 | 63.1 | 64 | 64.8 | 65.7 | 66.5 | 67.4
| T3/T4 | 54.4 | 54.9 | 55.4 | 48.1 | 48.3 | 50 | 51.8 | 53.5 | 55.3 | 57 | 58 | 59 | 60 | 61.1 | 62.1 | 63.2 | 64.3 | 65.5 | 66.6 | 67.8 | 68.9 | 70.1 | 71.3 | 72.4 | 73.6
| T5/T6 | 56.9 | 57.4 | 57.8 | 53.7 | 54.2 | 55.6 | 57 | 58.5 | 60 | 61.5 | 62.3 | 63.2 | 64 | 64.8 | 65.7 | 66.6 | 67.6 | 68.6 | 69.5 | 70.5 | 71.5 | 72.5 | 73.5 | 74.4 | 75.4
Rexdale TS
| T1/T2 | 70.4 | 70.5 | 53.7 | 53.8 | 53.9 | 53.4 | 52.9 | 52.4 | 51.8 | 51.3 | 51.9 | 52.4 | 53 | 53.6 | 54.2 | 54.8 | 55.5 | 56.1 | 56.8 | 57.4 | 58.1 | 58.8 | 59.4 | 60.1 | 60.8
| T1/T2 | 17.4 | 18.5 | 44.2 | 44.7 | 45.2 | 45.2 | 44.8 | 45 | 45.2 | 45.3 | 45.8 | 46.3 | 46.8 | 47.3 | 47.8 | 48.3 | 48.9 | 49.5 | 50 | 50.6 | 51.2 | 51.7 | 52.3 | 52.9 | 53.4
Richview TS
| T1/T2 | 105.7 | 106 | 106.2 | 106.5 | 106.8 | 109.2 | 111.6 | 114.1 | 116.6 | 119 | 120.3 | 121.5 | 122.8 | 124 | 125.3 | 126.7 | 128.1 | 129.5 | 130.9 | 132.4 | 133.8 | 135.2 | 136.6 | 138 | 139.5
| T5/T6 | 82.7 | 102.7 | 102.8 | 111.2 | 91.3 | 93.1 | 94.9 | 96.8 | 90.3 | 92.1 | 93 | 93.9 | 94.8 | 95.6 | 96.5 | 97.5 | 98.5 | 99.5 | 100.6 | 101.6 | 102.6 | 103.6 | 104.6 | 105.6 | 106.7
| T7/T8 | 50.3 | 50.4 | 48.2 | 48.3 | 48.3 | 49.4 | 50.4 | 51.4 | 52.5 | 53.6 | 54.1 | 54.6 | 55.1 | 55.6 | 56.1 | 56.7 | 57.2 | 57.8 | 58.4 | 59 | 59.6 | 60.2 | 60.8 | 61.4 | 61.9
LEASIDE 115kV
Basin TS
| T3/T5 | 27.2 | 19.5 | 24.9 | 27.7 | 21.2 | 22.1 | 22.8 | 23.5 | 24.2 | 24.9 | 25.3 | 25.7 | 26.1 | 26.5 | 26.9 | 27.4 | 27.8 | 28.2 | 28.7 | 29.1 | 29.6 | 30 | 30.5 | 30.9 | 31.4
| T3/T5 | 24.4 | 25 | 25.6 | 25.6 | 25.6 | 26.2 | 26.7 | 27.3 | 27.9 | 28.4 | 28.7 | 29 | 29.3 | 29.6 | 29.9 | 30.2 | 30.6 | 30.9 | 31.3 | 31.6 | 32 | 32.3 | 32.7 | 33 | 33.4
Bridgman TS
| T11/T12/T13/T14/T15 | 26.8 | 27.4 | 27.9 | 28.3 | 28.8 | 28.7 | 28.5 | 28.4 | 28.3 | 28.1 | 28.5 | 29 | 29.4 | 29.8 | 30.2 | 30.7 | 31.2 | 31.7 | 32.2 | 32.6 | 33.1 | 33.6 | 34.1 | 34.6 | 35.1
| T11/T12/T13/T14/T15 | 36.2 | 36.3 | 36.4 | 36.6 | 36.7 | 37.2 | 37.7 | 38.1 | 37.8 | 37.5 | 38 | 38.5 | 39 | 39.4 | 39.9 | 40.5 | 41 | 41.6 | 42.1 | 42.7 | 43.2 | 43.8 | 44.4 | 44.9 | 45.5
| T11/T12/T13/T14/T15 | 20.4 | 20.4 | 20.5 | 20.6 | 20.7 | 20.5 | 20.4 | 20.3 | 20.1 | 20 | 20.3 | 20.6 | 21 | 21.3 | 21.6 | 21.9 | 22.3 | 22.7 | 23 | 23.4 | 23.8 | 24.1 | 24.5 | 24.9 | 25.3
| T11/T12/T13/T14/T15 | 41.2 | 42.2 | 43.3 | 44.3 | 44.5 | 44.2 | 44 | 43.7 | 43.4 | 43.2 | 43.7 | 44.3 | 44.9 | 45.5 | 46 | 46.7 | 47.3 | 47.9 | 48.6 | 49.2 | 49.9 | 50.5 | 51.2 | 51.9 | 52.5
Carlaw TS
| T1/T2 | 15.5 | 15.7 | 25.3 | 25.4 | 16 | 15.8 | 15.6 | 15.5 | 15.3 | 15.1 | 15.5 | 15.9 | 16.4 | 16.8 | 17.2 | 17.7 | 18.2 | 18.7 | 19.1 | 19.6 | 20.1 | 20.6 | 21.1 | 21.6 | 22.1
| T1/T2 | 19.1 | 19.3 | 19.5 | 19.7 | 19.9 | 19.8 | 19.7 | 19.6 | 19.5 | 19.4 | 19.9 | 20.4 | 20.9 | 21.4 | 21.9 | 22.5 | 23 | 23.6 | 24.1 | 24.7 | 25.3 | 25.9 | 26.4 | 27 | 27.6
Cecil TS
| T1/T2 | 19.4 | 19.4 | 26.3 | 34.5 | 37.4 | 40.8 | 44.1 | 44.5 | 45 | 45.4 | 46.1 | 46.7 | 47.2 | 47.4 | 47.8 | 48.2 | 48.5 | 48.7 | 49 | 49.3 | 49.5 | 49.8 | 50 | 50.3 | 50.5
| T1/T2 | 29.8 | 32.2 | 32.6 | 20.8 | 22.7 | 24.1 | 25.5 | 26.7 | 28 | 28.7 | 29 | 29.4 | 29.7 | 30.1 | 30.4 | 30.8 | 31.2 | 31.6 | 31.9 | 32.3 | 32.7 | 33.1 | 33.5 | 33.9 | 34.3
| T3/T4 | 44.2 | 31.7 | 36.9 | 30.5 | 30.5 | 31.6 | 35.6 | 36.7 | 37.7 | 38.8 | 39.3 | 39.8 | 40.4 | 40.9 | 41.4 | 42 | 42.6 | 43.2 | 43.8 | 44.4 | 45.1 | 45.7 | 46.3 | 46.9 | 47.5
| T3/T4 | 41.8 | 48.7 | 45 | 45.6 | 46.3 | 47.2 | 45.2 | 46.1 | 47.1 | 48 | 48.5 | 48.9 | 49.4 | 49.9 | 50.3 | 51 | 51.6 | 52.1 | 52.6 | 53.2 | 53.7 | 54.2 | 54.8 | 55.3 | 55.8
Charles TS
| T1/T2 | 29.8 | 29.9 | 30 | 30 | 30.1 | 29.9 | 30.7 | 31.4 | 31.9 | 31.7 | 32 | 32.3 | 32.6 | 33.2 | 33.7 | 34.1 | 34.5 | 34.8 | 35.2 | 35.5 | 35.9 | 36.2 | 36.6 | 36.9 | 37.3
| T1/T2 | 26.6 | 26.8 | 29.5 | 31.1 | 32.3 | 33.3 | 34.2 | 34 | 33.8 | 33.6 | 34 | 34.3 | 34.7 | 35 | 35.4 | 35.8 | 36.2 | 36.6 | 37 | 37.4 | 37.8 | 38.2 | 38.6 | 39.1 | 39.5
| T3/T4 | 32 | 33.4 | 34.2 | 34.8 | 35.4 | 35.7 | 35.4 | 35.1 | 34.7 | 34.4 | 34.8 | 35.1 | 35.4 | 35.8 | 36.1 | 36.5 | 36.9 | 37.3 | 37.7 | 38.1 | 38.5 | 38.9 | 39.3 | 39.7 | 40.1
| T3/T4 | 45.7 | 45.8 | 45.8 | 45.9 | 46 | 45.7 | 45.4 | 45 | 44.7 | 44.3 | 44.7 | 45.1 | 45.5 | 46 | 46.4 | 46.8 | 47.3 | 47.7 | 48.2 | 48.7 | 49.2 | 49.6 | 50.1 | 50.6 | 51.1
Dufferin TS
| T1/T3 | 29.6 | 31.6 | 34.1 | 36 | 35.4 | 36.1 | 36.4 | 36.2 | 36 | 35.8 | 36.1 | 36.4 | 36.7 | 37 | 37.4 | 37.7 | 38.1 | 38.4 | 38.8 | 39.2 | 39.6 | 39.9 | 40.3 | 40.7 | 41.1
| T1/T3 | 25.5 | 26.4 | 28 | 29.8 | 30.6 | 31.2 | 31.7 | 31.6 | 31.5 | 31.4 | 31.6 | 31.9 | 32.1 | 32.4 | 32.6 | 32.9 | 33.2 | 33.5 | 33.7 | 34 | 34.3 | 34.6 | 34.9 | 35.2 | 35.5
| T2/T4 | 44.7 | 45 | 45.2 | 36.2 | 36.5 | 36.1 | 35.8 | 35.4 | 35.1 | 34.8 | 35.4 | 36 | 36.6 | 37.3 | 37.9 | 38.7 | 39.4 | 40.1 | 40.8 | 41.5 | 42.2 | 42.9 | 43.6 | 44.3 | 45
| T2/T4 | 30.3 | 30.5 | 30.8 | 40.4 | 40.7 | 40.5 | 40.4 | 40.3 | 40.2 | 40 | 40.5 | 41 | 41.5 | 42 | 42.5 | 43 | 43.5 | 44 | 44.6 | 45.1 | 45.7 | 46.2 | 46.8 | 47.3 | 47.8
Duplex TS
| T1/T2 | 27.9 | 29.7 | 31 | 31.9 | 32.8 | 33.9 | 34.6 | 35.3 | 36 | 36.7 | 37.1 | 37.6 | 38 | 38.4 | 38.8 | 39.3 | 39.8 | 40.2 | 40.7 | 41.2 | 41.7 | 42.1 | 42.6 | 43.1 | 43.6
| T1/T2 | 26.6 | 26.7 | 26.8 | 26.9 | 27 | 27.7 | 28.3 | 28.9 | 29.6 | 30.2 | 30.6 | 30.9 | 31.3 | 32 | 32.5 | 33.1 | 33.5 | 33.9 | 34.4 | 34.8 | 35.2 | 35.7 | 36.1 | 36.6 | 37
| T3/T4 | 31.5 | 31.6 | 16.1 | 17.4 | 18.2 | 19.8 | 20.7 | 22 | 22.8 | 23.6 | 24.1 | 24.5 | 25 | 25.4 | 25.9 | 26.4 | 26.9 | 27.4 | 27.9 | 28.5 | 29 | 29.5 | 30 | 30.6 | 31.1
Esplanade TS
| T11/T12/T13 | 38.5 | 38.7 | 38.9 | 24.3 | 22.2 | 23.2 | 24.1 | 25.1 | 26.1 | 27.1 | 27.7 | 28.3 | 28.9 | 29.5 | 30.1 | 30.8 | 31.5 | 32.1 | 32.8 | 33.5 | 34.2 | 34.9 | 35.6 | 36.3 | 37
| T11/T12/T13 | 43.5 | 45 | 46.3 | 47.4 | 47.7 | 49 | 49.9 | 50.8 | 51.8 | 52.7 | 53.2 | 53.7 | 54.1 | 54.6 | 55 | 55.5 | 56.1 | 56.6 | 57.1 | 57.6 | 58.2 | 58.7 | 59.2 | 59.7 | 60.3
| T11/T12/T13 | 38.1 | 37.9 | 38.9 | 39.7 | 40.5 | 42 | 42.9 | 43.7 | 44.6 | 45.4 | 45.8 | 46.2 | 46.6 | 47 | 47.4 | 47.9 | 48.4 | 48.8 | 49.3 | 49.8 | 50.2 | 50.7 | 51.2 | 51.6 | 52.1
Gerrard TS
| T1/T2 | 22.3 | 25.7 | 27 | 28.2 | 28.6 | 29.6 | 30.2 | 30.9 | 31.6 | 32.3 | 32.7 | 33 | 33.4 | 33.8 | 34.1 | 34.6 | 35 | 35.4 | 35.8 | 36.2 | 36.7 | 37.1 | 37.5 | 37.9 | 38.4
| T1/T2 | 25.1 | 35.2 | 35.3 | 35.4 | 35.5 | 35.6 | 35.7 | 35.8 | 36 | 36.1 | 36.3 | 36.4 | 36.6 | 36.8 | 36.9 | 37.1 | 37.3 | 37.5 | 37.7 | 37.8 | 38 | 38.2 | 38.4 | 38.6 | 38.8
Glengrove TS
| T1/T3 | 18.3 | 19.8 | 20.9 | 19.9 | 20.8 | 21.3 | 21.5 | 21.6 | 21.8 | 22 | 22.6 | 23.1 | 23.7 | 24.3 | 24.9 | 25.5 | 26.1 | 26.7 | 27.4 | 28.1 | 28.7 | 29.4 | 30.1 | 30.8 | 31.5
| T2/T4 | 27.2 | 27.5 | 27.9 | 28.2 | 28.6 | 28.6 | 28.8 | 28.9 | 29 | 29.2 | 29.9 | 30.6 | 31.7 | 32.7 | 33.6 | 34.5 | 35.3 | 36.1 | 37 | 37.8 | 38.7 | 39.6 | 40.4 | 41.3 | 42.2
Main TS
| T3/T4 | 21 | 21.2 | 22.6 | 23.4 | 24.1 | 24.5 | 25 | 25 | 25 | 25 | 25.4 | 25.8 | 26.3 | 26.7 | 27.2 | 27.7 | 28.2 | 28.6 | 29.2 | 29.7 | 30.2 | 30.7 | 31.2 | 31.7 | 32.3
| T3/T4 | 31.1 | 31.3 | 31.6 | 31.9 | 32.1 | 32.1 | 32 | 31.9 | 31.9 | 31.8 | 32.4 | 33 | 33.6 | 34.2 | 35.1 | 35.9 | 36.6 | 37.3 | 37.9 | 38.6 | 39.3 | 40 | 40.7 | 41.4 | 42.1
Terauley TS
| T1/T4 | 27.6 | 32 | 33.3 | 34.3 | 35.3 | 36.9 | 37.5 | 38.1 | 38.7 | 39.4 | 39.7 | 40 | 40.3 | 40.6 | 40.9 | 41.3 | 41.6 | 42 | 42.3 | 42.7 | 43.1 | 43.4 | 43.8 | 44.1 | 44.5
| T1/T4 | 26.7 | 35.8 | 36.7 | 22.8 | 23.5 | 24.8 | 25.4 | 26 | 26.6 | 27.2 | 27.5 | 27.8 | 28.1 | 28.4 | 28.7 | 29 | 29.4 | 29.7 | 30.1 | 30.4 | 30.8 | 31.1 | 31.5 | 31.8 | 32.2
| T2/T3 | 40.1 | 32.3 | 34.5 | 35.7 | 36.7 | 38.6 | 40.5 | 41.6 | 42.6 | 43.6 | 44.1 | 44.6 | 45.1 | 45.6 | 46.1 | 46.6 | 47.2 | 47.8 | 48.3 | 48.9 | 49.5 | 50.1 | 50.6 | 51.2 | 51.8
| T2/T3 | 35.9 | 44.2 | 47 | 49.1 | 51.2 | 54.1 | 54.9 | 56.4 | 57.9 | 59.3 | 59.7 | 60.1 | 60.8 | 61.4 | 62 | 62.5 | 63 | 63.4 | 63.9 | 64.4 | 64.9 | 65.4 | 65.8 | 66.3 | 66.8
MANBY E 115kV
Fairbank TS
| T1/T3 | 56.2 | 56.5 | 56.8 | 57.1 | 57.4 | 59 | 60.7 | 62.3 | 64 | 65.7 | 66.7 | 67.6 | 68.6 | 69.6 | 70.5 | 71.6 | 72.7 | 73.8 | 74.9 | 76 | 77.1 | 78.2 | 79.3 | 80.4 | 81.5
| T2/T4 (to be T5/T6) | 76.3 | 65.4 | 81.4 | 82.7 | 80.5 | 82.6 | 84.6 | 86.7 | 88.8 | 91.6 | 93.4 | 95.1 | 96.7 | 98.3 | 99.7 | 101 | 102.3 | 103.6 | 105 | 106.3 | 107.6 | 109 | 110.3 | 111.7 | 113
Runnymede TS
| T1/T2 | 52.6 | 75.1 | 67.5 | 72.3 | 75.4 | 78.7 | 81.7 | 84.7 | 86.6 | 88.4 | 90.5 | 92 | 93.3 | 94.7 | 95.9 | 97 | 98 | 99 | 100 | 101 | 102 | 103 | 104.1 | 105.1 | 106.2
| T5/T6 (was T3/T4) | 58.5 | 58.9 | 59.2 | 59.6 | 60 | 61.7 | 63.3 | 65 | 67.4 | 69.6 | 71.2 | 72.3 | 73.4 | 74.5 | 75.7 | 76.9 | 78.2 | 79.4 | 80.7 | 81.9 | 83.2 | 84.5 | 85.8 | 87.1 | 88.4
Wiltshire TS
| T1/T6 | 22.1 | 22.3 | 28.8 | 29 | 29.1 | 29.7 | 30.4 | 31 | 31.6 | 32.8 | 33.6 | 34.3 | 34.7 | 35.1 | 35.5 | 35.9 | 36.4 | 36.8 | 37.2 | 37.7 | 38.1 | 38.5 | 38.9 | 39.4 | 39.8
| T7X/T2X | 9.5 | 17.5 | 19.6 | 21.1 | 22.4 | 23.8 | 24.7 | 25 | 25.4 | 25.8 | 26 | 26.2 | 26.4 | 26.6 | 26.8 | 27.1 | 27.3 | 27.5 | 27.8 | 28 | 28.3 | 28.5 | 28.7 | 29 | 29.2
| T7X/T2X | 19.8 | 21.1 | 22.1 | 22.5 | 23 | 23.9 | 24.4 | 24.9 | 25.4 | 25.9 | 26.2 | 26.5 | 26.8 | 27.4 | 27.9 | 28.3 | 28.7 | 29 | 29.4 | 29.7 | 30.1 | 30.4 | 30.7 | 31.1 | 31.5
MANBY W 115kV
Copeland MTS
| T1/T3 | 48.5 | 51.2 | 53.3 | 51.7 | 53.1 | 54.4 | 55.4 | 56.4 | 57.4 | 58.8 | 59.7 | 60.6 | 61 | 61.5 | 62 | 62.5 | 63 | 63.6 | 64.1 | 64.7 | 65.2 | 65.7 | 66.3 | 66.8 | 67.4
| T1/T3 | 31.7 | 35.7 | 40.6 | 40.5 | 43.6 | 46.6 | 48.3 | 49 | 49.6 | 50.3 | 50.6 | 50.9 | 51.3 | 51.6 | 51.9 | 52.2 | 52.6 | 53 | 53.3 | 53.7 | 54 | 54.4 | 54.8 | 55.1 | 55.5
| T2/T4 | 0 | 0 | 0 | 59.8 | 59.8 | 59.8 | 59.8 | 59.8 | 59.8 | 59.8 | 59.8 | 59.8 | 60.1 | 60.3 | 60.5 | 60.5 | 60.5 | 60.5 | 60.5 | 60.5 | 60.5 | 60.5 | 60.5 | 60.5 | 60.5
| T2/T4 | 0 | 0 | 0 | 0 | 0 | 35.2 | 35.2 | 35.2 | 35.2 | 35.2 | 35.2 | 35.2 | 35.2 | 35.2 | 35.2 | 35.2 | 35.2 | 35.2 | 35.2 | 35.2 | 35.2 | 35.2 | 35.2 | 35.2 | 35.2
John TS
| T1/T2/T3/T4 | 31.6 | 33.1 | 34.2 | 38.8 | 41.2 | 43.8 | 46 | 49 | 50.3 | 51.6 | 52 | 52.4 | 52.7 | 53.1 | 53.5 | 53.9 | 54.3 | 54.7 | 55.2 | 55.6 | 56 | 56.4 | 56.8 | 57.3 | 57.7
| T1/T2/T3/T4 | 27.3 | 0 | 0 | 0 | 0 | 0 | 0 | 0 | 0 | 0 | 0 | 0 | 0 | 0 | 0 | 0 | 0 | 0 | 0 | 0 | 0 | 0 | 0 | 0 | 0
| T1/T2/T3/T4 | 23.7 | 23.7 | 23.7 | 23.7 | 23.8 | 24.3 | 24.8 | 25.3 | 26.5 | 27.5 | 28.3 | 28.5 | 28.8 | 29.1 | 29.5 | 30 | 30.3 | 30.6 | 30.9 | 31.2 | 31.5 | 31.8 | 32.1 | 32.4 | 32.7
| T1/T2/T3/T4 | 0.4 | 26.6 | 28.5 | 30 | 31.6 | 33.2 | 33.7 | 34.2 | 34.8 | 35.3 | 35.5 | 36.6 | 37.4 | 38.2 | 38.8 | 39.4 | 39.8 | 40.1 | 40.4 | 40.7 | 41 | 41.3 | 41.6 | 41.9 | 42.3
| T5/T6 | 31.4 | 31.4 | 31.4 | 31.4 | 31.5 | 32.1 | 32.8 | 33.5 | 34.2 | 34.8 | 35.2 | 35.5 | 35.8 | 36.2 | 36.5 | 36.9 | 37.2 | 37.6 | 38 | 38.4 | 38.7 | 39.1 | 39.5 | 39.9 | 40.3
| T5/T6 | 34.7 | 35.5 | 36.4 | 36.9 | 37.1 | 38.2 | 39.1 | 39.9 | 40.7 | 41.5 | 41.9 | 42.3 | 42.7 | 43.1 | 43.5 | 43.9 | 44.4 | 44.8 | 45.3 | 45.7 | 46.2 | 46.6 | 47.1 | 47.5 | 48
Strachan TS
| T12/T14 | 26.2 | 27.9 | 29.5 | 31.3 | 32.4 | 34 | 34.9 | 35.6 | 36.3 | 37 | 37.4 | 37.8 | 38.2 | 38.6 | 39 | 39.4 | 39.9 | 40.3 | 40.8 | 41.2 | 41.7 | 42.1 | 42.6 | 43.1 | 43.5
| T12/T14 | 26.7 | 27.2 | 23.8 | 22.8 | 21.3 | 21.9 | 20.7 | 21.3 | 21.9 | 22.5 | 22.8 | 23.2 | 23.5 | 23.9 | 24.3 | 24.7 | 25.1 | 25.5 | 25.9 | 26.3 | 26.7 | 27.1 | 27.5 | 27.9 | 28.3
| T13/T15 | 44.7 | 38 | 38.2 | 33 | 33.3 | 34.4 | 35.6 | 36.8 | 38.6 | 40.4 | 41.5 | 42.6 | 43.7 | 44.7 | 45.4 | 46.1 | 46.9 | 47.6 | 48.4 | 49.2 | 49.9 | 50.7 | 51.5 | 52.2 | 53
| T13/T15 | 32.2 | 36.6 | 37.4 | 34.8 | 36.7 | 39.5 | 40.3 | 41.2 | 42.1 | 42.9 | 43.4 | 43.9 | 44.4 | 44.9 | 45.3 | 46 | 46.7 | 47.2 | 47.8 | 48.3 | 48.9 | 49.4 | 50 | 50.5 | 51.1
Back to main menu

## Table 24
Back to main menu
| Transformer Station | Table 24 BAU Gross Normal Winter Weather Station Peak Demand Forecast, Coincident to Toronto Region (MW)
|  | 2023 | 2024 | 2025 | 2026 | 2027 | 2028 | 2029 | 2030 | 2031 | 2032 | 2033 | 2034 | 2035 | 2036 | 2037 | 2038 | 2039 | 2040 | 2041 | 2042 | 2043 | 2044 | 2045 | 2046 | 2047
NORTH 230kV
Agincourt TS
| T5/T6 | 64.8 | 66.4 | 67.6 | 76.4 | 81.9 | 86.9 | 91.5 | 96.1 | 97.5 | 98.8 | 99.6 | 100.3 | 101.3 | 102.3 | 103.1 | 104 | 104.8 | 105.6 | 106.5 | 107.4 | 108.2 | 109.1 | 110 | 110.8 | 111.7
Bathurst TS
| T1/T2 | 105.5 | 117 | 118.3 | 126.8 | 135.5 | 140.3 | 141.3 | 142.4 | 141.4 | 140.4 | 141 | 141.5 | 142.7 | 143.7 | 144.6 | 145.5 | 146.3 | 146.9 | 147.6 | 148.3 | 149 | 149.6 | 150.3 | 151 | 151.7
| T3/T4 | 82 | 84 | 85.8 | 87 | 88.1 | 87.5 | 86.8 | 86.2 | 85.7 | 85.1 | 85.8 | 86.5 | 87.1 | 87.8 | 88.5 | 89.2 | 90 | 90.7 | 91.6 | 92.3 | 93.1 | 93.9 | 94.6 | 95.4 | 96.2
Cavanagh MTS
| T1/T2 | 97 | 101.1 | 102.8 | 104.6 | 106.3 | 108.5 | 111.7 | 115.3 | 118.8 | 121.1 | 122 | 122.9 | 123.8 | 125.2 | 126.5 | 127.8 | 128.9 | 130 | 131.1 | 132.1 | 133.2 | 134.3 | 135.4 | 136.5 | 137.6
Fairchild TS
| T1/T2 | 106.7 | 110.6 | 115.4 | 119.1 | 121.5 | 124.2 | 126.9 | 128.8 | 130.8 | 132.7 | 133.7 | 135.3 | 136.8 | 138.3 | 139.8 | 141.2 | 142.6 | 143.8 | 145 | 146.2 | 147.4 | 148.6 | 149.8 | 151 | 152.2
| T3/T4 | 90.1 | 93 | 95.3 | 97.4 | 99.5 | 101.5 | 103.1 | 104.7 | 106.3 | 108 | 108.8 | 109.6 | 110.4 | 111.3 | 112.1 | 113.1 | 114.1 | 115.1 | 116.1 | 117.1 | 118.2 | 119.2 | 120.2 | 121.3 | 122.4
Finch TS
| T1/T2 | 102.3 | 103.3 | 104.2 | 105.2 | 105.8 | 107.3 | 108.8 | 110.3 | 111.8 | 113.3 | 113.8 | 114.3 | 114.8 | 115.4 | 115.9 | 116.5 | 117.2 | 117.8 | 118.5 | 119.2 | 119.8 | 120.5 | 121.2 | 121.8 | 122.5
| T3/T4 | 133.3 | 143 | 152.3 | 161.3 | 163.5 | 165.6 | 167.7 | 169.7 | 171.8 | 173.8 | 174.7 | 175.6 | 176.5 | 177.4 | 178.3 | 179.3 | 180.3 | 181.4 | 182.5 | 183.5 | 184.6 | 185.6 | 186.7 | 187.8 | 188.8
Leslie TS
| T1/T2 13.8 | 1.4 | 0 | 0 | 0 | 0 | 0 | 0 | 0 | 0 | 0 | 0 | 0 | 0 | 0 | 0 | 0 | 0 | 0 | 0 | 0 | 0 | 0 | 0 | 0 | 0
| T1/T2 27.6 | 59.2 | 61.6 | 66.4 | 68.7 | 71.5 | 71.6 | 71.6 | 71.4 | 71.2 | 71 | 73 | 75.1 | 77.2 | 79.6 | 82 | 82.8 | 83.6 | 84.4 | 85.2 | 86 | 86.8 | 87.6 | 88.4 | 89.2 | 90
| T3/T4 27.6 | 166.3 | 170.4 | 174.6 | 171.3 | 172.5 | 170.8 | 169.1 | 167.5 | 165.9 | 164.3 | 169.4 | 174.6 | 179.9 | 185.3 | 190.8 | 192.1 | 193.4 | 194.7 | 196.1 | 197.4 | 198.8 | 200.1 | 201.5 | 202.9 | 204.3
Malvern TS
| T3/T4 | 87.4 | 89.1 | 90.9 | 92.7 | 93 | 94.1 | 95.2 | 96.2 | 97.3 | 98.3 | 98.5 | 98.7 | 99 | 99.2 | 99.4 | 99.8 | 100.1 | 100.5 | 100.8 | 101.2 | 101.5 | 101.9 | 102.2 | 102.6 | 102.9
EAST 230kV
Bermondsey TS
| T1/T2 | 26.2 | 27.5 | 36.6 | 42.1 | 79.8 | 84.4 | 88.8 | 89.6 | 90.4 | 91.3 | 91.8 | 92.3 | 92.9 | 93.4 | 94 | 94.7 | 95.3 | 95.9 | 96.6 | 97.2 | 97.8 | 98.4 | 99.1 | 99.7 | 100.4
| T3/T4 | 84.2 | 88.2 | 91 | 93.7 | 96 | 98.2 | 99.7 | 101.1 | 102.6 | 104.1 | 105.2 | 106.3 | 107.4 | 108.1 | 108.8 | 109.6 | 110.4 | 111.2 | 112.1 | 112.9 | 113.8 | 114.7 | 115.5 | 116.4 | 117.3
Ellesmere TS
| T3/T4 | 117.1 | 121.3 | 123 | 134.3 | 136 | 144.8 | 146.7 | 148.7 | 150.7 | 152.6 | 153.5 | 154.4 | 155.3 | 156.2 | 157.1 | 158.1 | 159.2 | 160.2 | 161.4 | 162.5 | 163.5 | 164.6 | 165.8 | 166.9 | 168
Leaside TS
| T19/T20/T21 13.8 | 30.4 | 31.9 | 33 | 34.2 | 29.8 | 29.6 | 29.4 | 29.2 | 29 | 28.8 | 29.5 | 30.1 | 30.6 | 30.8 | 31 | 31.2 | 31.6 | 31.8 | 32 | 32.2 | 32.4 | 32.6 | 32.8 | 33 | 33.3
| T19/T20/T21 13.8 | 35.6 | 36.1 | 36.6 | 37.1 | 37.6 | 37.4 | 37.2 | 37 | 37.6 | 38 | 39 | 39.4 | 39.8 | 40.3 | 40.7 | 41.2 | 41.7 | 42.1 | 42.7 | 43.1 | 43.6 | 44.1 | 44.6 | 45.1 | 45.6
| T19/T20/T21 27.6 | 70.3 | 71.2 | 72.1 | 73 | 73.8 | 73.4 | 73 | 72.6 | 72.3 | 71.9 | 72.6 | 73.4 | 74.1 | 74.8 | 75.5 | 76.3 | 77.1 | 77.9 | 78.7 | 79.5 | 80.3 | 81.1 | 82 | 82.8 | 83.6
Scarboro TS
| T21/T22 | 96.3 | 95.9 | 106.9 | 113.8 | 119.5 | 123.5 | 126.3 | 125.5 | 124.7 | 123.9 | 124.5 | 125.2 | 125.8 | 126.5 | 127.1 | 127.9 | 128.6 | 129.3 | 130.1 | 130.9 | 131.6 | 132.4 | 133.2 | 134 | 134.7
| T23/T24 | 78.3 | 72.4 | 73.8 | 75 | 76.3 | 89.9 | 89.4 | 89 | 88.6 | 88.6 | 89.7 | 90.8 | 91.4 | 92.1 | 92.8 | 93.5 | 94.2 | 95 | 95.8 | 96.5 | 97.3 | 98.1 | 98.8 | 99.6 | 100.4
Sheppard TS
| T1/T2 | 53.3 | 54.9 | 56.4 | 49.7 | 51.6 | 55.1 | 57.9 | 60.4 | 62.4 | 63.6 | 64.3 | 65 | 65.7 | 66.5 | 67.2 | 68 | 68.9 | 69.7 | 70.5 | 71.3 | 72.2 | 73 | 73.8 | 74.7 | 75.5
| T5/T6 (was T3/T4) | 70.6 | 71.8 | 72.9 | 74 | 75 | 76.4 | 77.8 | 79.2 | 80.6 | 82 | 82.7 | 83.4 | 84.1 | 84.9 | 85.6 | 86.4 | 87.2 | 88 | 88.8 | 89.7 | 90.5 | 91.3 | 92.2 | 93 | 93.9
Warden TS
| T3/T4 | 122.8 | 139 | 140.5 | 148.8 | 155.5 | 163.3 | 170.4 | 173 | 175.7 | 178.2 | 179.6 | 181.1 | 182.5 | 184 | 185.4 | 187 | 188.6 | 190.2 | 191.9 | 193.5 | 195.1 | 196.8 | 198.5 | 200.1 | 201.8
WEST 230kV
Horner TS
| T1/T2**Based on 2031 NA Estimated Split | 40.3 | 49.7 | 59 | 73.7 | 73.7 | 73.8 | 73.9 | 74 | 74.1 | 74.2 | 74.3 | 74.4 | 74.6 | 74.7 | 74.8 | 74.9 | 75.1 | 75.2 | 75.3 | 75.5 | 75.6 | 75.8 | 75.9 | 76 | 76.2
| T1/T2**Based on 2031 NA Estimated Split | 6.9 | 6.9 | 7 | 59.4 | 59.5 | 59.6 | 59.6 | 59.7 | 59.8 | 59.9 | 60 | 60.1 | 60.2 | 60.4 | 60.5 | 60.6 | 60.7 | 60.9 | 61 | 61.1 | 61.3 | 61.4 | 61.5 | 61.7 | 61.8
| T3/T4**Based on 2031 NA Estimated Split | 118.5 | 129.9 | 142.2 | 119.2 | 126.8 | 133 | 137.5 | 141.2 | 145 | 147.6 | 149 | 150.3 | 151.7 | 153.1 | 154.5 | 156 | 157.5 | 159 | 160.7 | 162.2 | 163.8 | 165.3 | 166.9 | 168.5 | 170.1
Manby TS
| T13/T14 | 59.9 | 61.8 | 65.9 | 53.9 | 56.3 | 58.2 | 60.2 | 61.1 | 62 | 63 | 63.3 | 63.7 | 64.1 | 64.6 | 65 | 65.9 | 66.6 | 67.1 | 67.6 | 68.1 | 68.6 | 69.2 | 69.7 | 70.2 | 70.8
| T3/T4 | 38.3 | 39.2 | 40.1 | 33.6 | 34.2 | 35.3 | 36.4 | 37.5 | 38.6 | 39.7 | 40.3 | 40.9 | 41.6 | 42.2 | 42.8 | 43.5 | 44.3 | 45 | 45.7 | 46.4 | 47.2 | 47.9 | 48.7 | 49.4 | 50.2
| T5/T6 | 55.2 | 56.1 | 56.8 | 52.7 | 53.5 | 54.5 | 55.5 | 56.5 | 57.6 | 58.6 | 59.1 | 59.6 | 60.1 | 60.7 | 61.2 | 61.8 | 62.4 | 63 | 63.7 | 64.3 | 65 | 65.6 | 66.3 | 66.9 | 67.6
Rexdale TS
| T1/T2 | 73.8 | 74.1 | 59.1 | 59.4 | 59.7 | 59 | 58.2 | 57.5 | 56.8 | 56.2 | 56.4 | 56.6 | 56.9 | 57.1 | 57.4 | 57.7 | 58 | 58.3 | 58.6 | 58.9 | 59.3 | 59.6 | 59.9 | 60.2 | 60.6
| T1/T2 | 14 | 15.3 | 40.7 | 41.4 | 42.1 | 42.2 | 41.8 | 42.1 | 42.4 | 42.6 | 42.8 | 43.1 | 43.4 | 43.7 | 44 | 44.3 | 44.7 | 45 | 45.4 | 45.7 | 46 | 46.4 | 46.7 | 47.1 | 47.5
Richview TS
| T1/T2 | 124.6 | 125.6 | 126.7 | 127.7 | 128.7 | 130.7 | 132.7 | 134.7 | 136.7 | 138.6 | 139.4 | 140.2 | 140.9 | 141.7 | 142.5 | 143.4 | 144.3 | 145.2 | 146.1 | 147.1 | 148 | 148.9 | 149.8 | 150.8 | 151.7
| T5/T6 | 87.9 | 109.5 | 109.9 | 119.1 | 98.1 | 99.1 | 100.2 | 101.2 | 93.4 | 94.4 | 94.6 | 94.8 | 94.9 | 95.1 | 95.3 | 95.6 | 95.9 | 96.2 | 96.5 | 96.8 | 97.1 | 97.4 | 97.7 | 98.1 | 98.4
| T7/T8 | 68.7 | 68.8 | 66.3 | 66.4 | 66.5 | 67.2 | 67.9 | 68.5 | 69.2 | 69.9 | 69.9 | 69.9 | 70 | 70 | 70 | 70.1 | 70.3 | 70.4 | 70.5 | 70.7 | 70.8 | 70.9 | 71.1 | 71.2 | 71.3
LEASIDE 115kV
Basin TS
| T3/T5 | 28.7 | 21.4 | 26.9 | 29.9 | 23.8 | 24.6 | 25.2 | 25.8 | 26.3 | 26.9 | 27.2 | 27.5 | 27.8 | 28.1 | 28.3 | 28.7 | 29 | 29.3 | 29.7 | 30 | 30.3 | 30.7 | 31 | 31.4 | 31.7
| T3/T5 | 28.8 | 29.4 | 30 | 30 | 30.1 | 30.4 | 30.8 | 31.1 | 31.4 | 31.7 | 31.8 | 31.8 | 31.9 | 31.9 | 32 | 32.1 | 32.2 | 32.3 | 32.4 | 32.5 | 32.6 | 32.7 | 32.8 | 32.9 | 33.1
Bridgman TS
| T11/T12/T13/T14/T15 | 29 | 29.7 | 30.4 | 31 | 31.7 | 31.5 | 31.3 | 31.2 | 31.1 | 31 | 31.3 | 31.6 | 31.9 | 32.3 | 32.6 | 33 | 33.4 | 33.8 | 34.2 | 34.6 | 35 | 35.4 | 35.8 | 36.2 | 36.6
| T11/T12/T13/T14/T15 | 35.1 | 35.4 | 35.7 | 36 | 36.3 | 36.8 | 37.2 | 37.6 | 37.4 | 37.1 | 37.4 | 37.7 | 38 | 38.3 | 38.6 | 39 | 39.3 | 39.7 | 40.1 | 40.4 | 40.8 | 41.2 | 41.5 | 41.9 | 42.3
| T11/T12/T13/T14/T15 | 21.2 | 21.3 | 21.4 | 21.4 | 21.6 | 21.3 | 21.1 | 20.9 | 20.6 | 20.4 | 20.6 | 20.7 | 20.9 | 21 | 21.2 | 21.4 | 21.6 | 21.8 | 22 | 22.2 | 22.4 | 22.6 | 22.8 | 23 | 23.2
| T11/T12/T13/T14/T15 | 41.1 | 42.5 | 44 | 45.4 | 46 | 45.9 | 45.8 | 45.7 | 45.7 | 45.6 | 46.1 | 46.7 | 47.2 | 47.8 | 48.4 | 49 | 49.6 | 50.2 | 50.8 | 51.4 | 52.1 | 52.7 | 53.3 | 54 | 54.6
Carlaw TS
| T1/T2 | 18 | 18.2 | 27.8 | 28 | 18.8 | 18.5 | 18.2 | 17.9 | 17.7 | 17.4 | 17.7 | 17.9 | 18.1 | 18.3 | 18.6 | 18.9 | 19.2 | 19.5 | 19.8 | 20.1 | 20.4 | 20.7 | 21 | 21.3 | 21.6
| T1/T2 | 24.7 | 25.4 | 26 | 26.7 | 27.3 | 27.3 | 27.4 | 27.4 | 27.5 | 27.6 | 28.2 | 28.8 | 29.4 | 30.1 | 30.7 | 31.4 | 32 | 32.7 | 33.4 | 34.1 | 34.8 | 35.5 | 36.2 | 36.9 | 37.6
Cecil TS
| T1/T2 | 14.5 | 14.5 | 20.9 | 28.6 | 31.3 | 34.2 | 37.1 | 37.2 | 37.4 | 37.5 | 38 | 38.3 | 38.6 | 38.6 | 38.8 | 39 | 39.1 | 39.1 | 39.1 | 39.2 | 39.2 | 39.3 | 39.3 | 39.3 | 39.4
| T1/T2 | 28.8 | 31.4 | 31.9 | 27.6 | 21.9 | 23.1 | 24.2 | 25.2 | 26.2 | 26.6 | 26.8 | 26.9 | 27 | 27.1 | 27.2 | 27.4 | 27.6 | 27.7 | 27.9 | 28.1 | 28.2 | 28.4 | 28.6 | 28.7 | 28.9
| T3/T4 | 41 | 28.5 | 34.1 | 27.8 | 28 | 28.7 | 32.3 | 32.9 | 33.5 | 34.1 | 34.3 | 34.6 | 34.8 | 35 | 35.2 | 35.4 | 35.7 | 36 | 36.2 | 36.5 | 36.8 | 37 | 37.3 | 37.6 | 37.9
| T3/T4 | 38.5 | 45.8 | 42.2 | 50.5 | 43.9 | 44.4 | 42 | 42.5 | 43.1 | 43.7 | 43.9 | 44.1 | 44.3 | 44.5 | 44.7 | 45.1 | 45.4 | 45.6 | 45.9 | 46.1 | 46.4 | 46.7 | 46.9 | 47.2 | 47.4
Charles TS
| T1/T2 | 44.7 | 44.9 | 45.2 | 45.5 | 45.8 | 45.4 | 46.1 | 46.6 | 47.1 | 46.7 | 47 | 47.2 | 47.5 | 48 | 48.4 | 48.9 | 49.2 | 49.4 | 49.8 | 50.1 | 50.4 | 50.7 | 51 | 51.3 | 51.6
| T1/T2 | 26.4 | 26.8 | 29.9 | 31.8 | 33.4 | 34.4 | 35.5 | 35.5 | 35.5 | 35.4 | 35.8 | 36.2 | 36.5 | 36.9 | 37.3 | 37.7 | 38.1 | 38.5 | 39 | 39.4 | 39.8 | 40.2 | 40.7 | 41.1 | 41.5
| T3/T4 | 32.9 | 34.3 | 35.2 | 35.9 | 36.6 | 36.8 | 36.4 | 36 | 35.6 | 35.3 | 35.4 | 35.5 | 35.7 | 35.8 | 35.9 | 36.1 | 36.2 | 36.4 | 36.6 | 36.7 | 36.9 | 37.1 | 37.3 | 37.4 | 37.6
| T3/T4 | 44.6 | 44.9 | 45.2 | 45.4 | 45.7 | 45.3 | 45 | 44.7 | 44.3 | 44 | 44.2 | 44.5 | 44.7 | 44.9 | 45.2 | 45.4 | 45.7 | 46 | 46.3 | 46.5 | 46.8 | 47.1 | 47.4 | 47.7 | 48
Dufferin TS
| T1/T3 | 33.7 | 35.9 | 38.6 | 40.7 | 40.3 | 40.9 | 41.1 | 40.8 | 40.6 | 40.3 | 40.5 | 40.7 | 40.9 | 41.1 | 41.3 | 41.6 | 41.8 | 42 | 42.3 | 42.6 | 42.8 | 43.1 | 43.3 | 43.6 | 43.8
| T1/T3 | 26.6 | 27.7 | 29.4 | 31.3 | 32.2 | 32.8 | 33.3 | 33.2 | 33 | 32.9 | 33.1 | 33.2 | 33.4 | 33.6 | 33.8 | 34 | 34.2 | 34.3 | 34.6 | 34.8 | 35 | 35.2 | 35.4 | 35.6 | 35.8
| T2/T4 | 45.1 | 46 | 46.9 | 38.1 | 38.9 | 38.9 | 39 | 39 | 39.1 | 39.1 | 39.9 | 40.7 | 41.4 | 42.3 | 43 | 44 | 44.8 | 45.6 | 46.5 | 47.4 | 48.2 | 49 | 49.9 | 50.7 | 51.6
| T2/T4 | 30.5 | 31.4 | 32.2 | 42.6 | 43.4 | 43.7 | 43.9 | 44.2 | 44.6 | 44.8 | 45.6 | 46.3 | 47.1 | 47.9 | 48.6 | 49.4 | 50.2 | 50.9 | 51.8 | 52.6 | 53.4 | 54.2 | 55 | 55.8 | 56.6
Duplex TS
| T1/T2 | 30.7 | 32.9 | 34.5 | 35.7 | 36.8 | 37.9 | 38.6 | 39.2 | 39.9 | 40.5 | 40.9 | 41.2 | 41.6 | 42 | 42.4 | 42.8 | 43.2 | 43.6 | 44 | 44.4 | 44.9 | 45.3 | 45.7 | 46.2 | 46.6
| T1/T2 | 28.1 | 28.4 | 28.8 | 29.1 | 29.4 | 29.9 | 30.5 | 31 | 31.6 | 32.1 | 32.4 | 32.7 | 33 | 33.6 | 34.1 | 34.6 | 35 | 35.3 | 35.7 | 36 | 36.4 | 36.7 | 37.1 | 37.5 | 37.8
| T3/T4 | 32.1 | 32.5 | 16.9 | 18.4 | 19.4 | 20.9 | 21.6 | 22.8 | 23.4 | 24 | 24.3 | 24.6 | 24.9 | 25.2 | 25.5 | 25.9 | 26.2 | 26.6 | 27 | 27.4 | 27.7 | 28.1 | 28.5 | 28.8 | 29.2
Esplanade TS
| T11/T12/T13 | 34.1 | 34.5 | 34.9 | 35.3 | 19.4 | 20.1 | 20.8 | 21.5 | 22.2 | 22.9 | 23.3 | 23.7 | 24.1 | 24.5 | 25 | 25.4 | 25.9 | 26.4 | 26.9 | 27.4 | 27.8 | 28.3 | 28.8 | 29.4 | 29.9
| T11/T12/T13 | 36.7 | 38.4 | 39.7 | 41 | 41.5 | 42.3 | 42.7 | 43.2 | 43.6 | 44.1 | 44.2 | 44.3 | 44.4 | 44.5 | 44.6 | 44.8 | 45 | 45.1 | 45.3 | 45.4 | 45.6 | 45.8 | 45.9 | 46.1 | 46.3
| T11/T12/T13 | 37.7 | 37.6 | 38.7 | 39.6 | 40.5 | 41.7 | 42.2 | 42.6 | 43.1 | 43.5 | 43.6 | 43.6 | 43.7 | 43.8 | 43.9 | 44 | 44.1 | 44.2 | 44.4 | 44.5 | 44.6 | 44.8 | 44.9 | 45 | 45.2
Gerrard TS
| T1/T2 | 20.6 | 24.3 | 25.9 | 27.4 | 28 | 28.9 | 29.5 | 30 | 30.6 | 31.2 | 31.5 | 31.8 | 32.1 | 32.5 | 32.8 | 33.1 | 33.4 | 33.8 | 34.1 | 34.5 | 34.8 | 35.2 | 35.5 | 35.9 | 36.3
| T1/T2 | 27.9 | 39 | 39.3 | 39.5 | 39.8 | 40 | 40.3 | 40.5 | 40.8 | 41.1 | 41.4 | 41.7 | 42 | 42.3 | 42.6 | 42.9 | 43.2 | 43.5 | 43.8 | 44.1 | 44.5 | 44.8 | 45.1 | 45.5 | 45.8
Glengrove TS
| T1/T3 | 23 | 24.7 | 25.9 | 24.9 | 26 | 26.4 | 26.5 | 26.6 | 26.8 | 26.9 | 27.4 | 27.9 | 28.4 | 29 | 29.5 | 30.1 | 30.7 | 31.2 | 31.9 | 32.5 | 33.1 | 33.7 | 34.4 | 35 | 35.7
| T2/T4 | 27.2 | 28 | 28.8 | 29.6 | 30.4 | 30.7 | 31.1 | 31.5 | 32 | 32.4 | 33.3 | 34.2 | 35.4 | 36.6 | 37.7 | 38.6 | 39.6 | 40.6 | 41.6 | 42.6 | 43.6 | 44.6 | 45.7 | 46.7 | 47.7
Main TS
| T3/T4 | 23.3 | 23.7 | 25.3 | 26.4 | 27.4 | 27.9 | 28.5 | 28.5 | 28.6 | 28.7 | 29.1 | 29.6 | 30.1 | 30.5 | 31 | 31.5 | 32 | 32.5 | 33 | 33.6 | 34.1 | 34.6 | 35.2 | 35.7 | 36.3
| T3/T4 | 35.1 | 36 | 36.8 | 37.6 | 38.4 | 38.6 | 38.8 | 39.1 | 39.3 | 39.6 | 40.4 | 41.2 | 42 | 42.8 | 43.8 | 44.8 | 45.8 | 46.6 | 47.5 | 48.4 | 49.3 | 50.2 | 51.1 | 52 | 52.9
Terauley TS
| T1/T4 | 27.2 | 31.5 | 32.8 | 33.8 | 34.8 | 36 | 36.3 | 36.6 | 36.8 | 37.1 | 37.1 | 37.1 | 37.1 | 37.1 | 37.2 | 37.2 | 37.3 | 37.3 | 37.4 | 37.4 | 37.5 | 37.6 | 37.6 | 37.7 | 37.7
| T1/T4 | 27.9 | 37.5 | 38.5 | 39.2 | 24.7 | 25.7 | 26 | 26.2 | 26.5 | 26.8 | 26.8 | 26.9 | 26.9 | 26.9 | 27 | 27 | 27.1 | 27.2 | 27.2 | 27.3 | 27.4 | 27.5 | 27.6 | 27.6 | 27.7
| T2/T3 | 36.3 | 28.4 | 30.7 | 32.1 | 33.1 | 34.5 | 35.9 | 36.3 | 36.8 | 37.2 | 37.3 | 37.3 | 37.4 | 37.4 | 37.5 | 37.6 | 37.7 | 37.8 | 37.9 | 38 | 38.2 | 38.3 | 38.4 | 38.5 | 38.6
| T2/T3 | 32.4 | 41 | 44 | 46.3 | 48.6 | 51.1 | 51.6 | 52.7 | 53.8 | 54.7 | 54.9 | 55 | 55.4 | 55.8 | 56.1 | 56.2 | 56.4 | 56.6 | 56.7 | 56.9 | 57.1 | 57.2 | 57.4 | 57.6 | 57.8
MANBY E 115kV
Fairbank TS
| T1/T3 | 55.6 | 56.5 | 57.5 | 58.4 | 59.3 | 60.7 | 62.2 | 63.6 | 65.1 | 66.5 | 67.3 | 68.1 | 69 | 69.9 | 70.7 | 71.6 | 72.5 | 73.5 | 74.5 | 75.4 | 76.4 | 77.3 | 78.3 | 79.3 | 80.2
| T2/T4 (to be T5/T6) | 64.6 | 54.4 | 71.2 | 73.3 | 71.8 | 73.4 | 75.1 | 76.7 | 78.3 | 80.7 | 82.3 | 83.8 | 85.2 | 86.6 | 87.8 | 88.9 | 90 | 91 | 92.1 | 93.2 | 94.3 | 95.4 | 96.5 | 97.6 | 98.7
Runnymede TS
| T1/T2 | 63.6 | 81.9 | 76.2 | 80.3 | 83.1 | 85.8 | 88.3 | 90.8 | 92.5 | 94 | 95.6 | 96.7 | 97.8 | 98.8 | 99.7 | 100.6 | 101.4 | 102.1 | 102.9 | 103.6 | 104.4 | 105.2 | 106 | 106.8 | 107.6
| T5/T6 (was T3/T4) | 53.9 | 54.9 | 55.9 | 57 | 58 | 59.4 | 60.9 | 62.4 | 64.6 | 66.6 | 68.1 | 69.1 | 70.2 | 71.3 | 72.3 | 73.4 | 74.6 | 75.8 | 77 | 78.1 | 79.3 | 80.5 | 81.7 | 82.9 | 84.1
Wiltshire TS
| T1/T6 | 24.6 | 25.1 | 31.6 | 32.2 | 32.7 | 33.4 | 34.1 | 34.8 | 35.5 | 36.6 | 37.5 | 38.3 | 38.8 | 39.3 | 39.7 | 40.2 | 40.7 | 41.2 | 41.7 | 42.2 | 42.7 | 43.2 | 43.7 | 44.2 | 44.8
| T7X/T2X | 11.3 | 20 | 22.3 | 23.9 | 25.3 | 26.6 | 27.3 | 27.4 | 27.6 | 27.7 | 27.8 | 27.9 | 28 | 28.1 | 28.2 | 28.3 | 28.4 | 28.5 | 28.6 | 28.7 | 28.8 | 28.9 | 29 | 29.2 | 29.3
| T7X/T2X | 19.1 | 20.7 | 21.9 | 22.6 | 23.3 | 24.1 | 24.5 | 25 | 25.4 | 25.9 | 26.2 | 26.4 | 26.7 | 27.3 | 27.7 | 28.2 | 28.5 | 28.8 | 29.1 | 29.4 | 29.7 | 30 | 30.3 | 30.7 | 31
MANBY W 115kV
Copeland MTS
| T1/T3 | 36.8 | 39.7 | 41.9 | 44 | 42 | 42.8 | 43.2 | 43.6 | 44 | 44.9 | 45.5 | 45.9 | 46 | 46.1 | 46.2 | 46.4 | 46.5 | 46.6 | 46.8 | 46.9 | 47.1 | 47.2 | 47.4 | 47.5 | 47.6
| T1/T3 | 29.8 | 34 | 39.1 | 42.7 | 42.4 | 45.1 | 46.6 | 46.9 | 47.2 | 47.6 | 47.6 | 47.7 | 47.7 | 47.8 | 47.9 | 48 | 48.1 | 48.2 | 48.3 | 48.4 | 48.5 | 48.6 | 48.7 | 48.8 | 48.9
| T2/T4 | 0 | 0 | 0 | 0 | 61.4 | 61.4 | 61.4 | 61.4 | 61.4 | 61.4 | 61.4 | 61.4 | 61.7 | 61.9 | 62.1 | 62.1 | 62.1 | 62.1 | 62.1 | 62.1 | 62.1 | 62.1 | 62.1 | 62.1 | 62.1
| T2/T4 | 0 | 0 | 0 | 0 | 0 | 36.1 | 36.1 | 36.1 | 36.1 | 36.1 | 36.1 | 36.1 | 36.1 | 36.1 | 36.1 | 36.1 | 36.1 | 36.1 | 36.1 | 36.1 | 36.1 | 36.1 | 36.1 | 36.1 | 36.1
John TS
| T1/T2/T3/T4 | 29.1 | 30.8 | 32.1 | 36.8 | 39.4 | 41.7 | 43.7 | 46.3 | 47.4 | 48.5 | 48.7 | 48.9 | 49.1 | 49.3 | 49.5 | 49.7 | 50 | 50.2 | 50.5 | 50.7 | 51 | 51.2 | 51.5 | 51.7 | 52
| T1/T2/T3/T4 | 27.2 | 0 | 0 | 0 | 0 | 0 | 0 | 0 | 0 | 0 | 0 | 0 | 0 | 0 | 0 | 0 | 0 | 0 | 0 | 0 | 0 | 0 | 0 | 0 | 0
| T1/T2/T3/T4 | 17.5 | 17.6 | 17.6 | 17.7 | 17.8 | 18 | 18.2 | 18.4 | 19.1 | 19.7 | 20.1 | 20.2 | 20.2 | 20.2 | 20.4 | 20.6 | 20.7 | 20.8 | 20.8 | 20.9 | 21 | 21 | 21.1 | 21.2 | 21.2
| T1/T2/T3/T4 | 0 | 30.9 | 33.2 | 35.1 | 36.9 | 38.5 | 38.8 | 39.1 | 39.5 | 39.8 | 39.8 | 40.8 | 41.6 | 42.2 | 42.7 | 43.1 | 43.3 | 43.4 | 43.5 | 43.6 | 43.7 | 43.9 | 44 | 44.1 | 44.2
| T5/T6 | 35.6 | 35.6 | 35.6 | 35.6 | 35.6 | 36 | 36.3 | 36.6 | 36.9 | 37.2 | 37.2 | 37.2 | 37.2 | 37.2 | 37.1 | 37.2 | 37.2 | 37.2 | 37.3 | 37.3 | 37.3 | 37.4 | 37.4 | 37.4 | 37.5
| T5/T6 | 27.8 | 28.6 | 29.5 | 30 | 30.3 | 30.8 | 31.3 | 31.6 | 32 | 32.3 | 32.3 | 32.4 | 32.4 | 32.5 | 32.5 | 32.6 | 32.7 | 32.7 | 32.8 | 32.9 | 33 | 33.1 | 33.2 | 33.3 | 33.4
Strachan TS
| T12/T14 | 26.6 | 28.5 | 30.3 | 32.3 | 33.5 | 35 | 35.8 | 36.3 | 36.9 | 37.4 | 37.7 | 38 | 38.3 | 38.5 | 38.8 | 39.1 | 39.5 | 39.8 | 40.1 | 40.5 | 40.8 | 41.1 | 41.5 | 41.8 | 42.2
| T12/T14 | 26.1 | 26.8 | 23.7 | 22.9 | 21.7 | 22.2 | 20.9 | 21.4 | 21.9 | 22.4 | 22.7 | 23 | 23.3 | 23.6 | 23.8 | 24.2 | 24.5 | 24.8 | 25.1 | 25.5 | 25.8 | 26.1 | 26.5 | 26.8 | 27.1
| T13/T15 | 47 | 40.6 | 41.5 | 42.5 | 37.6 | 38.9 | 40.1 | 41.4 | 43.4 | 45.2 | 46.6 | 47.9 | 49.1 | 50.2 | 51 | 51.9 | 52.8 | 53.6 | 54.5 | 55.4 | 56.3 | 57.2 | 58.1 | 59 | 59.9
| T13/T15 | 29.2 | 34.2 | 35.3 | 38.5 | 35.1 | 37.7 | 38.4 | 39 | 39.7 | 40.3 | 40.7 | 41 | 41.3 | 41.7 | 42 | 42.5 | 43 | 43.4 | 43.8 | 44.2 | 44.6 | 45 | 45.4 | 45.9 | 46.3
Back to main menu

## Table 25
Table 25 Existing and Upcoming DER Connections Capacity [MVA - Cumulative]
Station | Bus | DER Technology | 2022 | 2023 | 2024 | 2025 | 2026 | 2027 | 2028 | 2029
Agincourt | 63-B | Renewable | 1.288 | 1.4141 | 1.4994 | 1.6257 | 1.7741 | 1.9403 | 2.1274 | 2.3358
|  | Non-Renewable | 0.28 | 0.36 | 0.39 | 0.4 | 0.41 | 0.42 | 0.43 | 0.43
|  | Energy Storage | 0 | 0 | 0 | 0 | 0 | 0 | 0 | 0
Agincourt | 63-Y | Renewable | 4.6942 | 5.0717 | 5.3293 | 5.7058 | 6.148 | 6.6467 | 7.2085 | 7.8341
|  | Non-Renewable | 0 | 0.19 | 0.29 | 0.31 | 0.33 | 0.35 | 0.37 | 0.39
|  | Energy Storage | 0 | 0 | 0 | 0 | 0 | 0 | 0 | 0
Basin | BN-A5A6 | Renewable | 0.7613 | 0.83665 | 0.888 | 0.96233 | 1.0495 | 1.1485 | 1.26 | 1.3841
|  | Non-Renewable | 0 | 0.04 | 0.06 | 0.07 | 0.07 | 0.08 | 0.08 | 0.09
|  | Energy Storage | 0.5 | 2.4536 | 2.6791 | 3.1462 | 3.5929 | 4.0858 | 4.5816 | 5.0798
Basin | BN-A7A8 | Renewable | 10.6286 | 10.6308 | 10.6325 | 10.6342 | 10.6362 | 10.639 | 10.6421 | 10.6456
|  | Non-Renewable | 0 | 0.13 | 0.19 | 0.21 | 0.22 | 0.23 | 0.24 | 0.25
|  | Energy Storage | 0.1 | 0.037953 | 0.14155 | 0.14302 | 0.17274 | 0.18631 | 0.1989 | 0.21063
Bathurst | 85-B | Renewable | 8.9545 | 2.136 | 2.2354 | 2.3766 | 2.5419 | 2.7317 | 2.9456 | 3.1838
|  | Non-Renewable | 3.75 | 3.96 | 4.06 | 4.09 | 4.11 | 4.13 | 4.15 | 4.16
|  | Energy Storage | 0 | 10 | 10 | 10 | 10 | 10 | 10 | 10
Bathurst | 85-J | Renewable | 2.5704 | 2.8483 | 3.0371 | 3.3129 | 3.6368 | 4.0022 | 4.4139 | 4.8724
|  | Non-Renewable | 4.75 | 4.93 | 5.02 | 5.05 | 5.07 | 5.08 | 5.1 | 5.12
|  | Energy Storage | 0.0038 | 0.037953 | 0.14155 | 0.14302 | 0.17274 | 0.18631 | 0.1989 | 0.21063
Bathurst | 85-Q | Renewable | 0.76874 | 1.3635 | 1.4256 | 1.5114 | 1.6115 | 1.7284 | 1.8605 | 2.0073
|  | Non-Renewable | 0 | 0.24 | 0.35 | 0.38 | 0.41 | 0.43 | 0.45 | 0.47
|  | Energy Storage | 0 | 0 | 0 | 0 | 0 | 0 | 0 | 0
Bathurst | 85-Y | Renewable | 2.5613 | 2.7042 | 2.8011 | 2.9436 | 3.1111 | 3.2993 | 3.5112 | 3.7473
|  | Non-Renewable | 12 | 12.15 | 12.22 | 12.24 | 12.26 | 12.27 | 12.28 | 12.3
|  | Energy Storage | 0 | 0 | 0 | 0 | 0 | 0 | 0 | 0
Bermondsey | 53-B | Renewable | 2.4577 | 2.8397 | 2.9788 | 3.182 | 3.4207 | 3.69 | 3.9933 | 4.3311
|  | Non-Renewable | 0 | 0.17 | 0.26 | 0.28 | 0.3 | 0.31 | 0.33 | 0.35
|  | Energy Storage | 0 | 1.2078 | 1.2688 | 1.5016 | 1.7101 | 1.9498 | 2.1913 | 2.4346
Bermondsey | 53-J | Renewable | 0.2723 | 0.085362 | 0.098616 | 0.11665 | 0.13765 | 0.16243 | 0.19042 | 0.22154
|  | Non-Renewable | 0 | 0.15 | 0.23 | 0.25 | 0.27 | 0.29 | 0.31 | 0.32
|  | Energy Storage | 0 | 0 | 0 | 0 | 0 | 0 | 0 | 0
Bermondsey | 53-Q | Renewable | 1.0598 | 1.2602 | 1.348 | 1.4729 | 1.6192 | 1.7869 | 1.9761 | 2.1866
|  | Non-Renewable | 0.04 | 0.2 | 0.28 | 0.3 | 0.32 | 0.34 | 0.36 | 0.38
|  | Energy Storage | 0 | 0 | 0 | 0 | 0 | 0 | 0 | 0
Bermondsey | 53-Y | Renewable | 1.9726 | 1.9185 | 2.1024 | 2.3689 | 2.6817 | 3.0362 | 3.4357 | 3.8805
|  | Non-Renewable | 0 | 0.2 | 0.29 | 0.32 | 0.34 | 0.36 | 0.38 | 0.39
|  | Energy Storage | 2.1 | 1.2078 | 1.2688 | 1.5016 | 1.7101 | 1.9498 | 2.1913 | 2.4346
Bridgman | B-A1A2 | Renewable | 0.20295 | 0.24091 | 0.26162 | 0.29153 | 0.32661 | 0.36646 | 0.41138 | 0.46138
|  | Non-Renewable | 0.36 | 0.45 | 0.49 | 0.5 | 0.51 | 0.52 | 0.53 | 0.54
|  | Energy Storage | 0.00594 | 0.037953 | 0.14155 | 0.14302 | 0.17274 | 0.18631 | 0.1989 | 0.21063
Bridgman (High Level) | H-A1A2 | Renewable | 0.01586 | 0.018078 | 0.019736 | 0.021494 | 0.023474 | 0.026246 | 0.029404 | 0.032903
|  | Non-Renewable | 0 | 0.13 | 0.19 | 0.21 | 0.22 | 0.23 | 0.24 | 0.25
|  | Energy Storage | 0 | 0 | 0 | 0 | 0 | 0 | 0 | 0
Bridgman (High Level) | H-A5A6 | Renewable | 0.10731 | 0.12838 | 0.14413 | 0.16083 | 0.17964 | 0.20598 | 0.23598 | 0.26922
|  | Non-Renewable | 0 | 0.07 | 0.1 | 0.11 | 0.12 | 0.12 | 0.13 | 0.13
|  | Energy Storage | 0.0076 | 0.0066667 | 0.013333 | 0.02 | 0.03 | 0.043333 | 0.056667 | 0.076667
Bridgman (High Level) | H-A7A8 | Renewable | 0.50084 | 0.55712 | 0.59522 | 0.65152 | 0.71772 | 0.79189 | 0.87541 | 0.96842
|  | Non-Renewable | 0 | 0.15 | 0.22 | 0.24 | 0.25 | 0.26 | 0.28 | 0.29
|  | Energy Storage | 0.0367 | 0.037953 | 0.14155 | 0.14302 | 0.17274 | 0.18631 | 0.1989 | 0.21063
Carlaw | E-A4A5 | Renewable | 0.0191 | 0.031985 | 0.03613 | 0.040524 | 0.045474 | 0.052405 | 0.0603 | 0.069047
|  | Non-Renewable | 0 | 0 | 0 | 0 | 0 | 0 | 0 | 0
|  | Energy Storage | 0 | 0 | 0 | 0 | 0 | 0 | 0 | 0
Carlaw | E-A6A7 | Renewable | 0.41884 | 0 | 0 | 0 | 0 | 0 | 0 | 0
|  | Non-Renewable | 0 | 0.07 | 0.1 | 0.11 | 0.12 | 0.12 | 0.13 | 0.14
|  | Energy Storage | 0 | 0 | 0 | 0 | 0 | 0 | 0 | 0
Carlaw | E-A8A9 | Renewable | 0.87432 | 1.1441 | 1.2469 | 1.3915 | 1.5608 | 1.7561 | 1.9764 | 2.2215
|  | Non-Renewable | 0 | 0.06 | 0.08 | 0.09 | 0.1 | 0.11 | 0.12 | 0.12
|  | Energy Storage | 0 | 0 | 0 | 0 | 0 | 0 | 0 | 0
Carlaw | E-A14-15 | Renewable | 0 | 0 | 0 | 0 | 0 | 0 | 0 | 0
|  | Non-Renewable | 0 | 0.09 | 0.16 | 0.18 | 0.19 | 0.21 | 0.22 | 0.22
|  | Energy Storage | 0 | 0 | 0 | 0 | 0 | 0 | 0 | 0
Cavanagh | 502-J | Renewable | 0.91574 | 1.0499 | 1.141 | 1.2734 | 1.4288 | 1.6047 | 1.8028 | 2.0235
|  | Non-Renewable | 0.25 | 0.36 | 0.41 | 0.43 | 0.44 | 0.45 | 0.46 | 0.47
|  | Energy Storage | 0 | 0 | 0 | 0 | 0 | 0 | 0 | 0
Cavanagh | 502-Q | Renewable | 1.9342 | 2.1613 | 2.3162 | 2.5401 | 2.8027 | 3.1009 | 3.437 | 3.8111
|  | Non-Renewable | 0.12 | 0.36 | 0.48 | 0.51 | 0.53 | 0.56 | 0.58 | 0.61
|  | Energy Storage | 0 | 0 | 0 | 0 | 0 | 0 | 0 | 0
Cecil | CE-A1A2 | Renewable | 0.106 | 0.13414 | 0.15319 | 0.18134 | 0.21444 | 0.25153 | 0.29328 | 0.33979
|  | Non-Renewable | 6.5 | 6.57 | 6.6 | 6.61 | 6.61 | 6.62 | 6.62 | 6.63
|  | Energy Storage | 0.21 | 0.037953 | 0.14155 | 0.14302 | 0.17274 | 0.18631 | 0.1989 | 0.21063
Cecil | CE-A3A4 | Renewable | 0.20975 | 0.21619 | 0.24353 | 0.28046 | 0.32347 | 0.37441 | 0.43196 | 0.49596
|  | Non-Renewable | 0 | 0.11 | 0.16 | 0.18 | 0.19 | 0.19 | 0.2 | 0.21
|  | Energy Storage | 0 | 0 | 0 | 0 | 0 | 0 | 0 | 0
Cecil | CE-A5A6 | Renewable | 0.52754 | 0.61952 | 0.68331 | 0.77082 | 0.87288 | 0.99262 | 1.1278 | 1.2782
|  | Non-Renewable | 0 | 0.13 | 0.19 | 0.21 | 0.22 | 0.23 | 0.25 | 0.26
|  | Energy Storage | 0.9774 | 1.2458 | 1.4103 | 1.6446 | 1.8828 | 2.1361 | 2.3902 | 2.6452
Cecil | CE-A7A8 | Renewable | 0.49376 | 0.56906 | 0.60304 | 0.647 | 0.69792 | 0.75996 | 0.83014 | 0.90813
|  | Non-Renewable | 1.28 | 1.41 | 1.48 | 1.49 | 1.5 | 1.51 | 1.52 | 1.53
|  | Energy Storage | 2 | 1.2078 | 1.2688 | 1.5016 | 1.7101 | 1.9498 | 2.1913 | 2.4346
Charles | CS-A1A2 | Renewable | 0.34587 | 0.43961 | 0.4744 | 0.52321 | 0.58029 | 0.64631 | 0.72079 | 0.80367
|  | Non-Renewable | 0 | 0.12 | 0.17 | 0.18 | 0.19 | 0.2 | 0.21 | 0.22
|  | Energy Storage | 0 | 0 | 0 | 0 | 0 | 0 | 0 | 0
Charles | CS-A3A4 | Renewable | 0 | 0 | 0 | 0 | 0 | 0 | 0 | 0
|  | Non-Renewable | 0 | 0.07 | 0.11 | 0.12 | 0.13 | 0.14 | 0.15 | 0.16
|  | Energy Storage | 0 | 0 | 0 | 0 | 0 | 0 | 0 | 0
Charles | CS-A5A6 | Renewable | 0 | 0 | 0 | 0 | 0 | 0 | 0 | 0
|  | Non-Renewable | 0 | 0.12 | 0.17 | 0.19 | 0.2 | 0.21 | 0.22 | 0.23
|  | Energy Storage | 0 | 0 | 0 | 0 | 0 | 0 | 0 | 0
Charles | CS-A7A8 | Renewable | 0.01561 | 0.018937 | 0.021424 | 0.02406 | 0.02703 | 0.031189 | 0.035926 | 0.041174
|  | Non-Renewable | 0 | 0.15 | 0.23 | 0.25 | 0.27 | 0.29 | 0.3 | 0.32
|  | Energy Storage | 0 | 0 | 0 | 0 | 0 | 0 | 0 | 0
Copeland | CX-A1A2 | Renewable | 0 | 0 | 0 | 0 | 0 | 0 | 0 | 0
|  | Non-Renewable | 0 | 0.19 | 0.29 | 0.31 | 0.33 | 0.35 | 0.37 | 0.37
|  | Energy Storage | 0 | 10 | 10 | 20 | 20 | 20 | 20 | 20
Copeland | CX-A3A4 | Renewable | 0 | 0 | 0 | 0 | 0 | 0 | 0 | 0
|  | Non-Renewable | 0 | 0.15 | 0.22 | 0.24 | 0.26 | 0.27 | 0.28 | 0.28
|  | Energy Storage | 0 | 10 | 10 | 10 | 10 | 10 | 10 | 10
Copeland | CX-A5A6 | Renewable | 0 | 0 | 0 | 0 | 0 | 0 | 0 | 0
|  | Non-Renewable | 0 | 0 | 0 | 0 | 0.02 | 0.04 | 0.05 | 0.05
|  | Energy Storage | 0 | 0 | 0 | 0 | 0 | 0 | 0 | 0
Copeland | CX-A7A8 | Renewable | 0 | 0 | 0 | 0 | 0 | 0 | 0 | 0
|  | Non-Renewable | 0 | 0 | 0 | 0 | 0 | 0.01 | 0.02 | 0.02
|  | Energy Storage | 0 | 0 | 0 | 0 | 0 | 0 | 0 | 0
Dufferin | DN-A5A6 | Renewable | 6.0764 | 1.0714 | 1.1816 | 1.3183 | 1.4758 | 1.6732 | 1.8968 | 2.1451
|  | Non-Renewable | 0 | 0.11 | 0.17 | 0.18 | 0.19 | 0.2 | 0.21 | 0.22
|  | Energy Storage | 0.003 | 0.0066667 | 0.013333 | 0.02 | 0.03 | 0.043333 | 0.056667 | 0.076667
Dufferin | DN-A7A8 | Renewable | 0.67486 | 0.74261 | 0.8263 | 0.93094 | 1.0516 | 1.202 | 1.3724 | 1.5616
|  | Non-Renewable | 0 | 0.09 | 0.14 | 0.15 | 0.16 | 0.17 | 0.17 | 0.18
|  | Energy Storage | 0 | 0 | 0 | 0 | 0 | 0 | 0 | 0
Dufferin | DN-A1A2 | Renewable | 0.21686 | 0.25963 | 0.28861 | 0.33128 | 0.38143 | 0.43775 | 0.50117 | 0.57181
|  | Non-Renewable | 0 | 0.09 | 0.13 | 0.14 | 0.15 | 0.16 | 0.17 | 0.18
|  | Energy Storage | 0 | 1.2078 | 1.2688 | 1.5016 | 1.7101 | 1.9498 | 2.1913 | 2.4346
Dufferin | DN-A3A4 | Renewable | 0.52673 | 0.68904 | 0.73707 | 0.80789 | 0.89114 | 0.98454 | 1.0897 | 1.2069
|  | Non-Renewable | 0 | 0.1 | 0.14 | 0.15 | 0.16 | 0.17 | 0.18 | 0.19
|  | Energy Storage | 0 | 0 | 0 | 0 | 0 | 0 | 0 | 0
Duplex | DX-A1A2 | Renewable | 0.0877 | 0.12062 | 0.13884 | 0.16215 | 0.18909 | 0.22219 | 0.25965 | 0.30127
|  | Non-Renewable | 0 | 0.11 | 0.16 | 0.17 | 0.17 | 0.17 | 0.17 | 0.17
|  | Energy Storage | 0 | 0 | 0 | 0 | 0 | 0 | 0 | 0
Duplex | DX-A3A4 | Renewable | 0.062435 | 0.075744 | 0.085692 | 0.096237 | 0.10812 | 0.12475 | 0.1437 | 0.16469
|  | Non-Renewable | 0.38 | 0.47 | 0.52 | 0.53 | 0.54 | 0.55 | 0.56 | 0.57
|  | Energy Storage | 0 | 0 | 0 | 0 | 0 | 0 | 0 | 0
Duplex | DX-A5A6 | Renewable | 0.41795 | 0.46848 | 0.50327 | 0.55209 | 0.60916 | 0.67519 | 0.74967 | 0.83255
|  | Non-Renewable | 0 | 0.1 | 0.14 | 0.16 | 0.17 | 0.18 | 0.18 | 0.19
|  | Energy Storage | 0.058 | 0.037953 | 0.14155 | 0.14302 | 0.17274 | 0.18631 | 0.1989 | 0.21063
Duplex | DX-A1112 | Renewable | 0 | 0 | 0 | 0 | 0 | 0 | 0 | 0
|  | Non-Renewable | 0 | 0 | 0 | 0 | 0.01 | 0.02 | 0.03 | 0.03
|  | Energy Storage | 0 | 0 | 0 | 0 | 0 | 0 | 0 | 0
Ellesmere | H9-J | Renewable | 1.9669 | 2.1636 | 2.2986 | 2.4934 | 2.7219 | 2.9817 | 3.2744 | 3.6004
|  | Non-Renewable | 0.51 | 0.73 | 0.84 | 0.86 | 0.89 | 0.91 | 0.93 | 0.96
|  | Energy Storage | 0 | 1.2078 | 1.2688 | 1.5016 | 1.7101 | 1.9498 | 2.1913 | 2.4346
Ellesmere | H9-Q | Renewable | 3.3394 | 3.714 | 3.9691 | 4.339 | 4.773 | 5.265 | 5.8193 | 6.4365
|  | Non-Renewable | 0.25 | 0.46 | 0.57 | 0.6 | 0.62 | 0.64 | 0.66 | 0.69
|  | Energy Storage | 0 | 0 | 0 | 0 | 0 | 0 | 0 | 0
Esplanade | X-A1A2 | Renewable | 0.60289 | 0.68509 | 0.74058 | 0.82328 | 0.9206 | 1.0291 | 1.1512 | 1.2872
|  | Non-Renewable | 7 | 7.15 | 7.22 | 7.24 | 7.25 | 7.26 | 7.27 | 7.28
|  | Energy Storage | 0 | 0 | 0 | 0 | 0 | 0 | 0 | 0
Esplanade (George & Duke) | X-J1J2 | Renewable | 0.10315 | 0.19826 | 0.23139 | 0.27845 | 0.33355 | 0.3968 | 0.46812 | 0.5475
|  | Non-Renewable | 0 | 0.16 | 0.24 | 0.26 | 0.27 | 0.29 | 0.3 | 0.31
|  | Energy Storage | 0.3 | 0.037953 | 0.14155 | 0.14302 | 0.17274 | 0.18631 | 0.1989 | 0.21063
Esplanade (George & Duke) | X-Q1Q2 | Renewable | 0 | 0 | 0 | 0 | 0 | 0 | 0 | 0
|  | Non-Renewable | 0 | 0.14 | 0.21 | 0.23 | 0.24 | 0.26 | 0.27 | 0.28
|  | Energy Storage | 1.05 | 1.2458 | 1.4103 | 1.6446 | 1.8828 | 2.1361 | 2.3902 | 2.6452
Fairbank | 35-BQ | Renewable | 0 | 0 | 0 | 0 | 0 | 0 | 0 | 0
|  | Non-Renewable | 0.21 | 0.47 | 0.59 | 0.62 | 0.65 | 0.68 | 0.7 | 0.72
|  | Energy Storage | 0 | 0 | 0 | 0 | 0 | 0 | 0 | 0
Fairbank | 35-YZ | Renewable | 0 | 0 | 0 | 0 | 0 | 0 | 0 | 0
|  | Non-Renewable | 0.34 | 0.58 | 0.69 | 0.71 | 0.74 | 0.76 | 0.78 | 0.8
|  | Energy Storage | 0 | 0 | 0 | 0 | 0 | 0 | 0 | 0
Fairchild | 80-B | Renewable | 0.48352 | 0.56995 | 0.62959 | 0.71271 | 0.80982 | 0.92263 | 1.0499 | 1.1916
|  | Non-Renewable | 0.15 | 0.3 | 0.38 | 0.4 | 0.42 | 0.43 | 0.45 | 0.46
|  | Energy Storage | 0 | 0 | 0 | 0 | 0 | 0 | 0 | 0
Fairchild | 80-J | Renewable | 0.44052 | 0.5203 | 0.57497 | 0.65282 | 0.74398 | 0.84848 | 0.96629 | 1.0974
|  | Non-Renewable | 1.4 | 1.6 | 1.7 | 1.72 | 1.74 | 1.76 | 1.78 | 1.8
|  | Energy Storage | 0 | 0 | 0 | 0 | 0 | 0 | 0 | 0
Fairchild | 80-Q | Renewable | 0.15211 | 0.24592 | 0.27905 | 0.32611 | 0.38121 | 0.44446 | 0.51578 | 0.59516
|  | Non-Renewable | 0 | 0.13 | 0.2 | 0.21 | 0.23 | 0.24 | 0.25 | 0.26
|  | Energy Storage | 1 | 0.075906 | 0.2831 | 0.28604 | 0.34548 | 0.37262 | 0.39781 | 0.42126
Fairchild | 80-Y | Renewable | 2.2499 | 2.4959 | 2.6649 | 2.9037 | 3.1831 | 3.5049 | 3.8679 | 4.2718
|  | Non-Renewable | 0.25 | 0.44 | 0.53 | 0.55 | 0.57 | 0.59 | 0.6 | 0.62
|  | Energy Storage | 0 | 0 | 0 | 0 | 0 | 0 | 0 | 0
Finch | 55-B | Renewable | 3.5846 | 3.7659 | 3.8885 | 4.0701 | 4.2838 | 4.5228 | 4.7918 | 5.0915
|  | Non-Renewable | 0.53 | 0.73 | 0.83 | 0.86 | 0.88 | 0.9 | 0.92 | 0.94
|  | Energy Storage | 0 | 0 | 0 | 0 | 0 | 0 | 0 | 0
Finch | 55-J | Renewable | 4.3988 | 4.7658 | 5.0151 | 5.3789 | 5.806 | 6.2883 | 6.8316 | 7.4365
|  | Non-Renewable | 0.13 | 0.36 | 0.47 | 0.5 | 0.53 | 0.55 | 0.57 | 0.59
|  | Energy Storage | 1.498 | 10.0759 | 10.2831 | 10.286 | 10.3455 | 10.3726 | 10.3978 | 10.4213
Finch | 55-Q | Renewable | 2.706 | 2.9797 | 3.1627 | 3.4324 | 3.7493 | 4.1051 | 4.5057 | 4.9519
|  | Non-Renewable | 1.64 | 1.92 | 2.06 | 2.1 | 2.13 | 2.16 | 2.18 | 2.21
|  | Energy Storage | 0 | 0 | 0 | 0 | 0 | 0 | 0 | 0
Finch | 55-Y | Renewable | 1.6204 | 1.8178 | 1.9536 | 2.1494 | 2.3789 | 2.64 | 2.9343 | 3.262
|  | Non-Renewable | 6.06 | 6.32 | 6.45 | 6.49 | 6.52 | 6.54 | 6.57 | 6.59
|  | Energy Storage | 0 | 0 | 0 | 0 | 0 | 0 | 0 | 0
Gerrard | K-A1A2 | Renewable | 0.049614 | 0.074734 | 0.089647 | 0.10943 | 0.13242 | 0.15997 | 0.19111 | 0.22574
|  | Non-Renewable | 4.23 | 4.31 | 4.35 | 4.36 | 4.37 | 4.38 | 4.39 | 4.4
|  | Energy Storage | 0 | 0 | 0 | 0 | 0 | 0 | 0 | 0
Glengrove | GL-A3A4 | Renewable | 0.14939 | 0.19216 | 0.22114 | 0.26381 | 0.31396 | 0.37028 | 0.4337 | 0.50434
|  | Non-Renewable | 0 | 0.1 | 0.15 | 0.16 | 0.17 | 0.18 | 0.19 | 0.2
|  | Energy Storage | 0 | 0 | 0 | 0 | 0 | 0 | 0 | 0
Glengrove | GL-A7A8 | Renewable | 0.61535 | 0.57426 | 0.62563 | 0.69202 | 0.7689 | 0.86264 | 0.9687 | 1.0866
|  | Non-Renewable | 0 | 0.09 | 0.13 | 0.14 | 0.15 | 0.16 | 0.17 | 0.17
|  | Energy Storage | 0 | 0 | 0 | 0 | 0 | 0 | 0 | 0
Horner | R30-B | Renewable | 2.1849 | 2.3802 | 2.5152 | 2.7021 | 2.9203 | 3.1749 | 3.4622 | 3.7818
|  | Non-Renewable | 0 | 0.24 | 0.35 | 0.38 | 0.4 | 0.42 | 0.44 | 0.46
|  | Energy Storage | 0 | 0 | 0 | 0 | 0 | 0 | 0 | 0
Horner | R30-Y | Renewable | 6.3658 | 6.4422 | 6.5524 | 6.7089 | 6.8923 | 7.1026 | 7.3398 | 7.6039
|  | Non-Renewable | 4.4 | 4.58 | 4.66 | 4.68 | 4.7 | 4.71 | 4.73 | 4.74
|  | Energy Storage | 0.28 | 0.037953 | 0.14155 | 0.14302 | 0.17274 | 0.18631 | 0.1989 | 0.21063
Horner | R30-EJ | Renewable | 0 | 0 | 0 | 0 | 0 | 0 | 0 | 0
|  | Non-Renewable | 0 | 0.07 | 0.12 | 0.13 | 0.14 | 0.15 | 0.16 | 0.16
|  | Energy Storage | 0 | 0 | 0 | 0 | 0 | 0 | 0 | 0
Horner | R30-QZ | Renewable | 0 | 0 | 0 | 0 | 0 | 0 | 0 | 0
|  | Non-Renewable | 0 | 0.02 | 0.03 | 0.03 | 0.05 | 0.07 | 0.08 | 0.08
|  | Energy Storage | 0 | 0 | 0 | 0 | 0 | 0 | 0 | 0
John | WR-A3A4 | Renewable | 0.04 | 0.053516 | 0.062626 | 0.076262 | 0.092318 | 0.11017 | 0.13026 | 0.15263
|  | Non-Renewable | 0 | 0.11 | 0.17 | 0.18 | 0.18 | 0.18 | 0.18 | 0.18
|  | Energy Storage | 0 | 0 | 0 | 0 | 0 | 0 | 0 | 0
John | WR-A5A6 | Renewable | 0 | 0 | 0 | 0 | 0 | 0 | 0 | 0
|  | Non-Renewable | 0 | 0.09 | 0.09 | 0.09 | 0.09 | 0.09 | 0.09 | 0.09
|  | Energy Storage | 0.0367 | 0.037953 | 0.14155 | 0.14302 | 0.17274 | 0.18631 | 0.1989 | 0.21063
John | WR-A11A12 | Renewable | 0 | 0 | 0 | 0 | 0 | 0 | 0 | 0
|  | Non-Renewable | 0 | 0.14 | 0.21 | 0.23 | 0.24 | 0.25 | 0.25 | 0.25
|  | Energy Storage | 0 | 0 | 0 | 0 | 0 | 0 | 0 | 0
John | WR-A13A14 | Renewable | 0 | 0 | 0 | 0 | 0 | 0 | 0 | 0
|  | Non-Renewable | 0 | 0.09 | 0.14 | 0.15 | 0.16 | 0.16 | 0.17 | 0.18
|  | Energy Storage | 0 | 0 | 0 | 0 | 0 | 0 | 0 | 0
John | WR-A15A16 | Renewable | 0 | 0 | 0 | 0 | 0 | 0 | 0 | 0
|  | Non-Renewable | 4 | 4.13 | 4.21 | 4.22 | 4.24 | 4.26 | 4.27 | 4.29
|  | Energy Storage | 0.79 | 0.075906 | 0.2831 | 0.28604 | 0.34548 | 0.37262 | 0.39781 | 0.42126
John | WR-A17A18 | Renewable | 0 | 0 | 0 | 0 | 0 | 0 | 0 | 0
|  | Non-Renewable | 0 | 0.02 | 0.06 | 0.07 | 0.08 | 0.09 | 0.1 | 0.1
|  | Energy Storage | 0 | 0 | 0 | 0 | 0 | 0 | 0 | 0
John | WR-A1920 | Renewable | 0 | 0 | 0 | 0 | 0 | 0 | 0 | 0
|  | Non-Renewable | 0 | 0 | 0 | 0 | 0 | 0 | 0.01 | 0.01
|  | Energy Storage | 0 | 0 | 0 | 0 | 0 | 0 | 0 | 0
John | WR-A2122 | Renewable | 0 | 0 | 0 | 0 | 0 | 0 | 0 | 0
|  | Non-Renewable | 0 | 0 | 0 | 0 | 0.01 | 0.02 | 0.03 | 0.03
|  | Energy Storage | 0 | 0 | 0 | 0 | 0 | 0 | 0 | 0
Leaside | 34-BY | Renewable | 0 | 0 | 0 | 0 | 0 | 0 | 0 | 0
|  | Non-Renewable | 8.04 | 8.28 | 8.39 | 8.42 | 8.44 | 8.46 | 8.48 | 8.5
|  | Energy Storage | 0 | 0 | 0 | 0 | 0 | 0 | 0 | 0
Leaside | L-A1A2 | Renewable | 0.563 | 0.61447 | 0.64345 | 0.68612 | 0.73627 | 0.79259 | 0.85601 | 0.92665
|  | Non-Renewable | 0 | 0.07 | 0.11 | 0.12 | 0.12 | 0.13 | 0.14 | 0.16
|  | Energy Storage | 0 | 0 | 0 | 0 | 0 | 0 | 0 | 0
Leaside | L-Q1Q2 | Renewable | 0.09661 | 0.12481 | 0.14305 | 0.16238 | 0.18416 | 0.21466 | 0.2494 | 0.28788
|  | Non-Renewable | 0 | 0.14 | 0.2 | 0.22 | 0.23 | 0.24 | 0.25 | 0.25
|  | Energy Storage | 0 | 0 | 0 | 0 | 0 | 0 | 0 | 0
Leslie | 51-BY | Renewable | 0 | 1.6224 | 1.7615 | 1.9647 | 2.2034 | 2.4727 | 2.776 | 3.1138
|  | Non-Renewable | 1 | 1.26 | 1.4 | 1.44 | 1.47 | 1.5 | 1.52 | 1.55
|  | Energy Storage | 0 | 0 | 0 | 0 | 0.029719 | 0.043293 | 0.055886 | 0.06761
Leslie | 51-J | Renewable | 1.6364 | 1.7952 | 1.9144 | 2.0886 | 2.2931 | 2.524 | 2.784 | 3.0735
|  | Non-Renewable | 0.13 | 0.3 | 0.38 | 0.4 | 0.42 | 0.44 | 0.45 | 0.47
|  | Energy Storage | 0 | 0 | 0 | 0 | 0 | 0 | 0 | 0
Leslie | 51-Q | Renewable | 1.8275 | 2.036 | 2.1777 | 2.3835 | 2.6251 | 2.8986 | 3.2067 | 3.5497
|  | Non-Renewable | 0.25 | 0.48 | 0.59 | 0.62 | 0.64 | 0.67 | 0.69 | 0.71
|  | Energy Storage | 0 | 0 | 0 | 0 | 0 | 0 | 0 | 0
Leslie | 51-H1 | Renewable | 0.36694 | 0.41858 | 0.4542 | 0.5039 | 0.56196 | 0.62937 | 0.70543 | 0.79006
|  | Non-Renewable | 0 | 0.02 | 0.03 | 0.03 | 0.03 | 0.03 | 0.03 | 0.03
|  | Energy Storage | 0 | 0 | 0 | 0 | 0 | 0 | 0 | 0
Leslie | 51-H2 | Renewable | 0.66429 | 0.71394 | 0.75122 | 0.80267 | 0.86272 | 0.9329 | 1.0121 | 1.1002
|  | Non-Renewable | 0 | 0.02 | 0.03 | 0.03 | 0.03 | 0.03 | 0.03 | 0.03
|  | Energy Storage | 0 | 0 | 0 | 0 | 0 | 0 | 0 | 0
Main | MN-A1A2 | Renewable | 0.24636 | 0.31706 | 0.36594 | 0.43366 | 0.51273 | 0.60492 | 0.70896 | 0.82472
|  | Non-Renewable | 0 | 0.08 | 0.12 | 0.13 | 0.14 | 0.15 | 0.16 | 0.16
|  | Energy Storage | 0 | 0 | 0 | 0 | 0 | 0 | 0 | 0
Main | MN-A3A4 | Renewable | 1.3436 | 1.5297 | 1.6557 | 1.8329 | 2.0402 | 2.2795 | 2.5494 | 2.8498
|  | Non-Renewable | 0 | 0.1 | 0.15 | 0.16 | 0.18 | 0.18 | 0.19 | 0.2
|  | Energy Storage | 0 | 0 | 0 | 0 | 0 | 0 | 0 | 0
Malvern | R26-J | Renewable | 1.6546 | 2.8368 | 2.8923 | 2.975 | 3.0723 | 3.1808 | 3.3029 | 3.4389
|  | Non-Renewable | 0 | 0.14 | 0.2 | 0.22 | 0.23 | 0.25 | 0.26 | 0.27
|  | Energy Storage | 5.2 | 1.2078 | 1.2688 | 1.5016 | 1.7101 | 1.9498 | 2.1913 | 2.4346
Malvern | R26-Q | Renewable | 2.1604 | 2.6124 | 2.7217 | 2.8774 | 3.0597 | 3.2687 | 3.5043 | 3.7666
|  | Non-Renewable | 0 | 0.16 | 0.24 | 0.26 | 0.28 | 0.3 | 0.31 | 0.33
|  | Energy Storage | 0 | 0 | 0 | 0 | 0 | 0 | 0 | 0
Manby | 38-BY | Renewable | 0 | 0 | 0 | 0 | 0 | 0 | 0 | 0
|  | Non-Renewable | 0.53 | 0.7 | 0.78 | 0.8 | 0.82 | 0.84 | 0.85 | 0.86
|  | Energy Storage | 0 | 0 | 0 | 0 | 0 | 0 | 0 | 0
Manby | 38-QZ | Renewable | 0 | 0 | 0 | 0 | 0 | 0 | 0 | 0
|  | Non-Renewable | 0 | 0.2 | 0.29 | 0.31 | 0.33 | 0.35 | 0.36 | 0.38
|  | Energy Storage | 0 | 0 | 0 | 0 | 0 | 0 | 0 | 0
Manby | 38-FV | Renewable | 0 | 2.2071 | 2.3222 | 2.4841 | 2.6733 | 2.892 | 3.1387 | 3.4132
|  | Non-Renewable | 0 | 0.24 | 0.37 | 0.4 | 0.42 | 0.44 | 0.46 | 0.48
|  | Energy Storage | 0 | 0 | 0 | 0 | 0.20847 | 0.44815 | 0.68973 | 0.93299
Rexdale | R29-BY | Renewable | 0 | 0 | 0 | 0 | 0 | 0 | 0 | 0
|  | Non-Renewable | 0 | 0.25 | 0.36 | 0.37 | 0.38 | 0.4 | 0.43 | 0.45
|  | Energy Storage | 0 | 0 | 0 | 0 | 0 | 0 | 0 | 0
Rexdale | R29-JQ | Renewable | 0 | 0 | 0 | 0 | 0 | 0 | 0 | 0
|  | Non-Renewable | 0 | 0.07 | 0.11 | 0.13 | 0.15 | 0.17 | 0.19 | 0.21
|  | Energy Storage | 0 | 0 | 0 | 0 | 0 | 0 | 0 | 0
Richview | 88-BY | Renewable | 0 | 0 | 0 | 0 | 0 | 0 | 0 | 0
|  | Non-Renewable | 0 | 0.17 | 0.25 | 0.27 | 0.28 | 0.3 | 0.31 | 0.33
|  | Energy Storage | 0 | 0 | 0 | 0 | 0 | 0 | 0 | 0
Richview | 88-E | Renewable | 2.3505 | 2.6047 | 2.7745 | 3.0182 | 3.3038 | 3.6295 | 3.9968 | 4.4055
|  | Non-Renewable | 0 | 0.17 | 0.25 | 0.27 | 0.29 | 0.3 | 0.31 | 0.33
|  | Energy Storage | 0 | 0 | 0 | 0 | 0 | 0 | 0 | 0
Richview | 88-J | Renewable | 1.2201 | 1.5799 | 1.6859 | 1.8381 | 2.0164 | 2.2199 | 2.4492 | 2.7045
|  | Non-Renewable | 0.14 | 0.29 | 0.37 | 0.39 | 0.4 | 0.42 | 0.43 | 0.44
|  | Energy Storage | 0 | 0 | 0 | 0 | 0 | 0 | 0 | 0
Richview | 88-Q | Renewable | 1.8181 | 1.9442 | 2.0295 | 2.1557 | 2.3042 | 2.4704 | 2.6575 | 2.8659
|  | Non-Renewable | 0.54 | 0.79 | 0.91 | 0.94 | 0.97 | 1 | 1.02 | 1.05
|  | Energy Storage | 1 | 0.075906 | 0.2831 | 0.28604 | 0.34548 | 0.37262 | 0.39781 | 0.42126
Richview | 88-Z | Renewable | 0.78694 | 0.8871 | 0.95501 | 1.0549 | 1.1722 | 1.3041 | 1.4526 | 1.618
|  | Non-Renewable | 0 | 0.17 | 0.25 | 0.27 | 0.29 | 0.31 | 0.33 | 0.35
|  | Energy Storage | 0.5033 | 1.2524 | 1.4236 | 1.6646 | 1.9128 | 2.1794 | 2.4469 | 2.7219
Runnymede | 11-BY | Renewable | 0 | 0 | 0 | 0 | 0 | 0 | 0 | 0
|  | Non-Renewable | 18.69 | 18.82 | 18.89 | 18.91 | 18.92 | 18.94 | 18.95 | 18.97
|  | Energy Storage | 0 | 0 | 0 | 0 | 0 | 0 | 0 | 0
Runnymede | 11-JQ | Renewable | 0 | 3.2779 | 3.5189 | 3.862 | 4.2637 | 4.7243 | 5.2436 | 5.8217
|  | Non-Renewable | 0 | 0.28 | 0.44 | 0.47 | 0.51 | 0.54 | 0.57 | 0.6
|  | Energy Storage | 0 | 0 | 0 | 0 | 0.029719 | 0.043293 | 0.055886 | 0.06761
Scarborough | E5-B | Renewable | 2.2887 | 2.4359 | 2.537 | 2.6799 | 2.8472 | 3.0397 | 3.2568 | 3.4984
|  | Non-Renewable | 0.14 | 0.27 | 0.34 | 0.35 | 0.37 | 0.38 | 0.39 | 0.4
|  | Energy Storage | 0 | 0 | 0 | 0 | 0 | 0 | 0 | 0
Scarborough | E5-J | Renewable | 1.8884 | 2.0311 | 2.1288 | 2.2683 | 2.4316 | 2.6185 | 2.8294 | 3.064
|  | Non-Renewable | 0.16 | 0.31 | 0.39 | 0.41 | 0.42 | 0.44 | 0.45 | 0.47
|  | Energy Storage | 0 | 0 | 0 | 0 | 0 | 0 | 0 | 0
Scarborough | E5-Q | Renewable | 1.9994 | 2.1429 | 2.2365 | 2.3675 | 2.5207 | 2.6982 | 2.8984 | 3.1211
|  | Non-Renewable | 3.1 | 3.35 | 3.48 | 3.51 | 3.54 | 3.56 | 3.59 | 3.61
|  | Energy Storage | 0 | 0 | 0 | 0 | 0 | 0 | 0 | 0
Scarborough | E5-Y | Renewable | 1.9212 | 2.2999 | 2.4772 | 2.7327 | 3.0324 | 3.3732 | 3.7574 | 4.185
|  | Non-Renewable | 0.13 | 0.32 | 0.42 | 0.44 | 0.46 | 0.48 | 0.5 | 0.52
|  | Energy Storage | 0.999 | 0.037953 | 0.14155 | 0.14302 | 0.17274 | 0.18631 | 0.1989 | 0.21063
Sheppard | 47-BY | Renewable | 0 | 0 | 0 | 0 | 0 | 0 | 0 | 0
|  | Non-Renewable | 0.38 | 0.67 | 0.81 | 0.85 | 0.88 | 0.91 | 0.93 | 0.96
|  | Energy Storage | 0 | 0 | 0 | 0 | 0 | 0 | 0 | 0
Sheppard | 47-JQ | Renewable | 0 | 3.9233 | 4.1544 | 4.479 | 4.8585 | 5.2973 | 5.7922 | 6.343
|  | Non-Renewable | 0 | 0.21 | 0.31 | 0.33 | 0.35 | 0.37 | 0.39 | 0.41
|  | Energy Storage | 0 | 0 | 0 | 0 | 0.059437 | 0.086587 | 0.11177 | 0.13522
Strachan | T-A9A10 | Renewable | 0.7444 | 0.358 | 0.39776 | 0.45582 | 0.524 | 0.60094 | 0.68761 | 0.78412
|  | Non-Renewable | 1.6 | 1.69 | 1.74 | 1.76 | 1.77 | 1.78 | 1.78 | 1.79
|  | Energy Storage | 0 | 0 | 0 | 0 | 0 | 0 | 0 | 0
Strachan | T-A1A2 | Renewable | 0.52382 | 0.66439 | 0.70994 | 0.77415 | 0.84927 | 0.93591 | 1.0336 | 1.1424
|  | Non-Renewable | 0 | 0.15 | 0.22 | 0.24 | 0.25 | 0.26 | 0.28 | 0.29
|  | Energy Storage | 0 | 1.2078 | 1.2688 | 1.5016 | 1.7101 | 1.9498 | 2.1913 | 2.4346
Strachan | T-A5A6 | Renewable | 0.096 | 0.10952 | 0.11863 | 0.13226 | 0.14832 | 0.16617 | 0.18626 | 0.20863
|  | Non-Renewable | 0 | 0.07 | 0.11 | 0.12 | 0.13 | 0.13 | 0.14 | 0.15
|  | Energy Storage | 0 | 0 | 0 | 0 | 0 | 0 | 0 | 0
Strachan | T-A7A8 | Renewable | 1.2634 | 0 | 0 | 0 | 0 | 0 | 0 | 0
|  | Non-Renewable | 0 | 0.1 | 0.14 | 0.15 | 0.16 | 0.17 | 0.18 | 0.18
|  | Energy Storage | 0 | 0 | 0 | 0 | 0 | 0 | 0 | 0
Terauley | A-A9A10 | Renewable | 0.066 | 0.079516 | 0.088626 | 0.10226 | 0.11832 | 0.13617 | 0.15626 | 0.17863
|  | Non-Renewable | 0 | 0.17 | 0.26 | 0.28 | 0.29 | 0.31 | 0.32 | 0.33
|  | Energy Storage | 0.0925 | 0.075906 | 0.2831 | 0.28604 | 0.34548 | 0.37262 | 0.39781 | 0.42126
Terauley | A-A1A2 | Renewable | 0.288 | 0.30152 | 0.31063 | 0.32426 | 0.34032 | 0.35817 | 0.37826 | 0.40063
|  | Non-Renewable | 0 | 0.1 | 0.15 | 0.16 | 0.17 | 0.18 | 0.19 | 0.2
|  | Energy Storage | 0 | 1.2078 | 1.2688 | 1.5016 | 1.7101 | 1.9498 | 2.1913 | 2.4346
Terauley | A-A3A4 | Renewable | 0.0659 | 0.079625 | 0.089564 | 0.10408 | 0.12112 | 0.14036 | 0.16203 | 0.18616
|  | Non-Renewable | 0 | 0.12 | 0.17 | 0.19 | 0.2 | 0.21 | 0.22 | 0.24
|  | Energy Storage | 0 | 0 | 0 | 0 | 0 | 0 | 0 | 0
Terauley | A-A5A6 | Renewable | 0.01989 | 0.022108 | 0.023766 | 0.025524 | 0.027504 | 0.030276 | 0.033434 | 0.036933
|  | Non-Renewable | 0 | 0.13 | 0.19 | 0.21 | 0.22 | 0.23 | 0.25 | 0.26
|  | Energy Storage | 0 | 0 | 0 | 0 | 0 | 0 | 0 | 0
Warden | R43-J | Renewable | 3.8196 | 3.698 | 3.9474 | 4.2953 | 4.7017 | 5.1736 | 5.706 | 6.2984
|  | Non-Renewable | 0.78 | 1.01 | 1.12 | 1.15 | 1.17 | 1.19 | 1.21 | 1.23
|  | Energy Storage | 0 | 1.2078 | 1.2688 | 1.5016 | 1.7101 | 1.9498 | 2.1913 | 2.4346
Warden | R43-Q | Renewable | 1.4331 | 1.7046 | 1.8686 | 2.0981 | 2.3665 | 2.6774 | 3.0281 | 3.4183
|  | Non-Renewable | 0.07 | 0.3 | 0.41 | 0.44 | 0.46 | 0.49 | 0.51 | 0.53
|  | Energy Storage | 0 | 0.037953 | 0.14155 | 0.14302 | 0.17274 | 0.18631 | 0.1989 | 0.21063
Wiltshire | W-A11A12 | Renewable | 0.2256 | 0.25263 | 0.27085 | 0.29812 | 0.33024 | 0.36593 | 0.40611 | 0.45087
|  | Non-Renewable | 0 | 0.08 | 0.11 | 0.12 | 0.13 | 0.14 | 0.14 | 0.15
|  | Energy Storage | 0 | 0 | 0 | 0 | 0 | 0 | 0 | 0
Wiltshire | W-A3A4 | Renewable | 0 | 0 | 0 | 0 | 0 | 0 | 0 | 0
|  | Non-Renewable | 0 | 0.1 | 0.16 | 0.17 | 0.19 | 0.2 | 0.21 | 0.22
|  | Energy Storage | 0 | 0 | 0 | 0 | 0 | 0 | 0 | 0
Wiltshire | W-A5A6 | Renewable | 0.22436 | 0.27716 | 0.31942 | 0.37218 | 0.433 | 0.5089 | 0.59487 | 0.69036
|  | Non-Renewable | 0 | 0.1 | 0.15 | 0.16 | 0.17 | 0.18 | 0.19 | 0.2
|  | Energy Storage | 0 | 0 | 0 | 0 | 0 | 0 | 0 | 0
Woodbridge | D6-BY | Renewable | 0.16181 | 0.18308 | 0.198 | 0.21779 | 0.24077 | 0.26832 | 0.29947 | 0.33409
|  | Non-Renewable | 0 | 0.09 | 0.13 | 0.14 | 0.15 | 0.15 | 0.16 | 0.17
|  | Energy Storage | 0 | 0 | 0 | 0 | 0 | 0 | 0 | 0
|  | TOTAL GENERATION (MW) | 232.8004 | 295.6387 | 313.9977 | 339.3014 | 356.7047 | 375.7452 | 396.3529 | 418.6378