## Menu
Toronto Integrated Regional Resource Plan Data Tables June 2024
Table 26: Detailed Breakdown of EV, Electrified Heating, Data Centre, and Connection Requests - Reference Forecast - Summer
Table 27: Detailed Breakdown of EV, Electrified Heating, Data Centre, and Connection Requests - Reference Forecast - Winter
Table 28: Detailed Breakdown of EV, Electrified Heating, Data Centre, and Connection Requests - High Electrification Forecast - Summer
Table 29: Detailed Breakdown of EV, Electrified Heating, Data Centre, and Connection Requests - High Electrification Forecast - Winter
Table 30: 2023 Toronto Station Customer Segmentation
This document and the information contained herein is provided for informational purposes only. The IESO has prepared this document based on information currently available to the IESO and reasonable assumptions associated therewith, including relating to electricity supply and demand. The information, statements and conclusions contained in this document are subject to risks, uncertainties and other factors that could cause actual results or circumstances to differ materially from the information, statements and assumptions contained herein. The IESO provides no guarantee, representation, or warranty, express or implied, with respect to any statement or information contained herein and disclaims any liability in connection therewith. Readers are cautioned not to place undue reliance on forward-looking information contained in this document, as actual results could differ materially from the plans, expectations, estimates, intentions and statements expressed herein. The IESO undertakes no obligation to revise or update any information contained in this document as a result of new information, future events or otherwise. In the event there is any conflict or inconsistency between this document and the IESO market rules, any IESO contract, any legislation or regulation, or any request for proposals or other procurement document, the terms in the market rules, or the subject contract, legislation, regulation, or procurement document, as applicable, govern.

## Table 26
Back to main menu
Year (give approximate growth due to this factor/project per year) - REFERENCE FORECAST - SUMMER
| Station | Transformers | Bus | Factors/Projects Leading to Growth | 2023 | 2024 | 2025 | 2026 | 2027 | 2028 | 2029 | 2030 | 2031 | 2032 | 2033 | 2034 | 2035 | 2036 | 2037 | 2038 | 2039 | 2040 | 2041 | 2042 | 2043 | 2044 | 2045 | 2046 | 2047
NORTH 230kV
| Agincourt TS | T5/T6 | BY | Electric Vehicles | 0.066974 | 0.13528 | 0.23304 | 0.35165 | 0.59676 | 0.90218 | 1.2244 | 1.5669 | 1.9053 | 2.3249 | 2.7726 | 3.3695 | 3.9878 | 4.6202 | 5.3964 | 6.2776 | 7.1159 | 8.1409 | 8.92 | 9.7096 | 10.438 | 11.1367 | 11.8295 | 12.4761 | 13.2079
|  |  |  | Electrified Heating | 0.46455 | 0.92227 | 1.3737 | 1.834 | 2.2737 | 2.7101 | 3.144 | 3.5755 | 4.0217 | 4.4519 | 4.8846 | 5.3106 | 5.7374 | 6.2532 | 6.7507 | 7.2412 | 7.738 | 8.2341 | 8.7268 | 9.1994 | 9.6662 | 10.13 | 10.5971 | 11.0459 | 11.4906
|  |  |  | Data Centres | 0 | 0 | 0 | 8.7416 | 13.7368 | 17.4832 | 21.2296 | 24.976 | 24.976 | 24.976 | 24.976 | 24.976 | 25.6145 | 26.1378 | 26.5424 | 26.3734 | 26.206 | 26.4395 | 26.603 | 26.712 | 26.5096 | 26.3383 | 26.1982 | 26.0659 | 25.9647
|  |  |  | Connection Requests | 0 | 0.84294 | 1.3246 | 1.6859 | 2.0471 | 2.4084 | 2.4084 | 2.4084 | 2.4084 | 2.4084 | 2.4084 | 2.4084 | 2.4084 | 2.4084 | 2.4084 | 2.4084 | 2.4084 | 2.4084 | 2.4084 | 2.4084 | 2.4084 | 2.4084 | 2.4084 | 2.4084 | 2.4084
| Bathurst TS | T1/T2 | BY | Electric Vehicles | 0.0091542 | 0.013051 | 0.02044 | 0.029888 | 0.066812 | 0.11328 | 0.16171 | 0.21431 | 0.26935 | 0.33479 | 0.40448 | 0.51336 | 0.61804 | 0.72662 | 0.87165 | 1.0443 | 1.1964 | 1.3908 | 1.5696 | 1.7392 | 1.8947 | 2.0471 | 2.1835 | 2.3213 | 2.4703
|  |  |  | Electrified Heating | 0.38819 | 0.77068 | 1.1479 | 1.5326 | 1.9 | 2.2646 | 2.6272 | 2.9878 | 3.3606 | 3.7201 | 4.0817 | 4.4377 | 4.7944 | 5.2253 | 5.6411 | 6.051 | 6.4661 | 6.8807 | 7.2924 | 7.6873 | 8.0774 | 8.465 | 8.8553 | 9.2303 | 9.6019
|  |  |  | Data Centres | 0 | 0 | 0 | 0 | 0 | 0 | 0 | 0 | 0 | 0 | 0 | 0 | 1.2799 | 2.3392 | 3.161 | 3.7566 | 4.1145 | 4.2555 | 3.707 | 3.2524 | 2.8762 | 2.5549 | 2.2884 | 2.0533 | 1.8496
|  |  |  | Connection Requests | 5.2668 | 15.9222 | 16.4915 | 24.189 | 32.0211 | 37.8462 | 39.8667 | 41.8872 | 41.8872 | 41.8872 | 41.8872 | 41.8872 | 41.8872 | 41.8872 | 41.8872 | 41.8872 | 41.8872 | 41.8872 | 41.8872 | 41.8872 | 41.8872 | 41.8872 | 41.8872 | 41.8872 | 41.8872
| Bathurst TS | T3/T4 | JQ | Electric Vehicles | 0.0091848 | 0.013095 | 0.020508 | 0.029988 | 0.067035 | 0.11366 | 0.16225 | 0.21503 | 0.27025 | 0.33591 | 0.40583 | 0.51507 | 0.62011 | 0.72905 | 0.87456 | 1.0478 | 1.2004 | 1.3955 | 1.5748 | 1.7451 | 1.901 | 2.0539 | 2.1908 | 2.3291 | 2.4785
|  |  |  | Electrified Heating | 0.49951 | 0.99168 | 1.477 | 1.9721 | 2.4448 | 2.914 | 3.3806 | 3.8447 | 4.3243 | 4.7869 | 5.2522 | 5.7102 | 6.1693 | 6.7238 | 7.2587 | 7.7862 | 8.3204 | 8.8538 | 9.3836 | 9.8917 | 10.3937 | 10.8924 | 11.3947 | 11.8773 | 12.3554
|  |  |  | Data Centres | 0 | 0 | 0 | 0 | 0 | 0 | 0 | 0 | 0 | 0 | 0 | 0 | 0 | 0 | 0 | 0 | 0 | 0 | 0 | 0 | 0 | 0 | 0.78633 | 1.6041 | 2.2489
|  |  |  | Connection Requests | 1.5003 | 2.6628 | 3.7127 | 4.0505 | 4.3884 | 4.3884 | 4.3884 | 4.3884 | 4.3884 | 4.3884 | 4.3884 | 4.3884 | 4.3884 | 4.3884 | 4.3884 | 4.3884 | 4.3884 | 4.3884 | 4.3884 | 4.3884 | 4.3884 | 4.3884 | 4.3884 | 4.3884 | 4.3884
| Cavanagh MTS | T1/T2 | JQ | Electric Vehicles | 0.13439 | 0.30511 | 0.55036 | 0.8442 | 1.3203 | 1.9113 | 2.5476 | 3.221 | 3.8747 | 4.6807 | 5.566 | 6.5929 | 7.7402 | 8.8825 | 10.1754 | 11.6101 | 13.06 | 14.7386 | 15.7986 | 16.9617 | 18.0186 | 19.0222 | 20.0974 | 21.0758 | 22.1769
|  |  |  | Electrified Heating | 0.49405 | 0.98085 | 1.4609 | 1.9505 | 2.4181 | 2.8822 | 3.3437 | 3.8026 | 4.2771 | 4.7346 | 5.1948 | 5.6478 | 6.1018 | 6.6503 | 7.1794 | 7.7011 | 8.2294 | 8.7571 | 9.281 | 9.7836 | 10.2801 | 10.7734 | 11.2702 | 11.7475 | 12.2204
|  |  |  | Data Centres | 0 | 0 | 0 | 0 | 0 | 0 | 0 | 1.0216 | 1.8977 | 2.6379 | 2.464 | 2.3031 | 2.1258 | 3.1428 | 3.9064 | 4.4455 | 4.7383 | 4.8054 | 4.8203 | 4.2309 | 3.7384 | 3.5444 | 3.3653 | 3.3802 | 3.2086
|  |  |  | Connection Requests | 1.6459 | 4.7102 | 5.4156 | 6.1209 | 6.8263 | 7.2252 | 8.6667 | 9.7479 | 10.829 | 10.829 | 10.829 | 10.829 | 10.829 | 10.829 | 10.829 | 10.829 | 10.829 | 10.829 | 10.829 | 10.829 | 10.829 | 10.829 | 10.829 | 10.829 | 10.829
| Fairchild TS | T1/T2 | BY | Electric Vehicles | 0.091675 | 0.16394 | 0.27843 | 0.41897 | 0.76961 | 1.2085 | 1.6722 | 2.1708 | 2.6778 | 3.2884 | 3.9473 | 4.8701 | 5.8055 | 6.7609 | 7.9675 | 9.3739 | 10.668 | 12.2691 | 13.5992 | 14.9079 | 16.1036 | 17.2668 | 18.3596 | 19.4329 | 20.6045
|  |  |  | Electrified Heating | 0.54948 | 1.0909 | 1.6248 | 2.1693 | 2.6894 | 3.2055 | 3.7188 | 4.2293 | 4.7569 | 5.2658 | 5.7776 | 6.2815 | 6.7864 | 7.3964 | 7.9849 | 8.5651 | 9.1527 | 9.7395 | 10.3223 | 10.8813 | 11.4334 | 11.9821 | 12.5346 | 13.0654 | 13.5914
|  |  |  | Data Centres | 0 | 0 | 0 | 0 | 0 | 0 | 0 | 0 | 0 | 0 | 0 | 0 | 0 | 0 | 0 | 0 | 0 | 0 | 0 | 0 | 0 | 0 | 0 | 0 | 0
|  |  |  | Connection Requests | 3.3054 | 5.5941 | 9.6453 | 12.5545 | 14.035 | 14.881 | 15.727 | 15.727 | 15.727 | 15.727 | 15.727 | 15.727 | 15.727 | 15.727 | 15.727 | 15.727 | 15.727 | 15.727 | 15.727 | 15.727 | 15.727 | 15.727 | 15.727 | 15.727 | 15.727
| Fairchild TS | T3/T4 | JQ | Electric Vehicles | 0.092455 | 0.16534 | 0.28079 | 0.42254 | 0.77616 | 1.2188 | 1.6865 | 2.1893 | 2.7006 | 3.3163 | 3.9809 | 4.9116 | 5.8549 | 6.8185 | 8.0353 | 9.4537 | 10.7588 | 12.3735 | 13.7149 | 15.0348 | 16.2407 | 17.4138 | 18.5159 | 19.5983 | 20.7799
|  |  |  | Electrified Heating | 0.36085 | 0.7164 | 1.067 | 1.4246 | 1.7662 | 2.1051 | 2.4422 | 2.7774 | 3.124 | 3.4581 | 3.7942 | 4.1251 | 4.4567 | 4.8574 | 5.2438 | 5.6248 | 6.0107 | 6.3961 | 6.7788 | 7.1459 | 7.5085 | 7.8688 | 8.2317 | 8.5803 | 8.9257
|  |  |  | Data Centres | 0 | 0 | 0 | 0 | 0 | 0 | 0 | 0 | 0 | 0 | 0 | 0 | 0 | 0 | 0 | 0 | 0 | 0 | 0 | 0 | 0.25648 | 0.45504 | 0.61224 | 0.55432 | 0.49641
|  |  |  | Connection Requests | 2.1069 | 4.2067 | 5.6216 | 6.9085 | 8.1955 | 8.5794 | 8.5794 | 8.5794 | 8.5794 | 8.5794 | 8.5794 | 8.5794 | 8.5794 | 8.5794 | 8.5794 | 8.5794 | 8.5794 | 8.5794 | 8.5794 | 8.5794 | 8.5794 | 8.5794 | 8.5794 | 8.5794 | 8.5794
| Finch TS | T1/T2 | BY | Electric Vehicles | 0.19641 | 0.49504 | 0.91815 | 1.421 | 2.0907 | 2.9183 | 3.8235 | 4.7747 | 5.6761 | 6.7934 | 8.0454 | 9.2976 | 10.8197 | 12.2982 | 13.8149 | 15.4305 | 17.2101 | 19.1353 | 19.9817 | 21.0891 | 22.0766 | 22.9879 | 24.132 | 25.1035 | 26.2135
|  |  |  | Electrified Heating | 0.37169 | 0.73791 | 1.0991 | 1.4674 | 1.8192 | 2.1683 | 2.5155 | 2.8608 | 3.2177 | 3.562 | 3.9081 | 4.249 | 4.5905 | 5.0032 | 5.4012 | 5.7937 | 6.1912 | 6.5881 | 6.9823 | 7.3604 | 7.7339 | 8.105 | 8.4788 | 8.8379 | 9.1937
|  |  |  | Data Centres | 0 | 0 | 0 | 0 | 0 | 0 | 0 | 0 | 0 | 0 | 0 | 0 | 0 | 0 | 0 | 0 | 0 | 0 | 0 | 0 | 0 | 0 | 0 | 0 | 0
|  |  |  | Connection Requests | 0.3757 | 0.65747 | 0.93925 | 1.221 | 1.221 | 1.221 | 1.221 | 1.221 | 1.221 | 1.221 | 1.221 | 1.221 | 1.221 | 1.221 | 1.221 | 1.221 | 1.221 | 1.221 | 1.221 | 1.221 | 1.221 | 1.221 | 1.221 | 1.221 | 1.221
| Finch TS | T3/T4 | JQ | Electric Vehicles | 0.20307 | 0.51184 | 0.94931 | 1.4693 | 2.1616 | 3.0173 | 3.9532 | 4.9367 | 5.8688 | 7.0239 | 8.3184 | 9.6131 | 11.1869 | 12.7155 | 14.2837 | 15.9542 | 17.7942 | 19.7847 | 20.6598 | 21.8048 | 22.8258 | 23.7681 | 24.951 | 25.9554 | 27.1031
|  |  |  | Electrified Heating | 0.63118 | 1.2531 | 1.8664 | 2.4919 | 3.0893 | 3.6821 | 4.2717 | 4.858 | 5.4642 | 6.0487 | 6.6366 | 7.2154 | 7.7954 | 8.4961 | 9.172 | 9.8385 | 10.5135 | 11.1876 | 11.857 | 12.4991 | 13.1333 | 13.7635 | 14.3982 | 15.0079 | 15.6121
|  |  |  | Data Centres | 8.7744 | 15.3552 | 21.936 | 28.5168 | 28.5168 | 28.5168 | 28.5168 | 28.5168 | 28.5168 | 28.5168 | 28.5168 | 28.5168 | 28.5168 | 28.5168 | 28.5168 | 28.5168 | 28.5168 | 28.5168 | 28.5168 | 28.5168 | 28.5168 | 28.5168 | 28.5168 | 28.5168 | 28.5168
|  |  |  | Connection Requests | 3.5966 | 5.8542 | 7.705 | 9.2817 | 10.5019 | 10.5019 | 10.5019 | 10.5019 | 10.5019 | 10.5019 | 10.5019 | 10.5019 | 10.5019 | 10.5019 | 10.5019 | 10.5019 | 10.5019 | 10.5019 | 10.5019 | 10.5019 | 10.5019 | 10.5019 | 10.5019 | 10.5019 | 10.5019
| Leslie TS | T1/T2 13.8 | H1H2 | Electric Vehicles | 0.04178 | 0.076257 | 0.12948 | 0.19471 | 0.35326 | 0.55157 | 0.76075 | 0.9852 | 1.2122 | 1.4875 | 1.7833 | 2.1962 | 2.6152 | 3.0438 | 3.5839 | 4.2106 | 4.7897 | 5.5063 | 6.0949 | 6.676 | 7.2082 | 7.7246 | 8.2138 | 8.6897 | 9.2132
|  |  |  | Electrified Heating | 0.0087287 | 0.017329 | 0.025811 | 0.034461 | 0.042722 | 0.050921 | 0.059075 | 0.067183 | 0.075566 | 0.083649 | 0.091779 | 0.099784 | 0.1078 | 0.1175 | 0.12684 | 0.13606 | 0.14539 | 0.15472 | 0.16397 | 0.17285 | 0.18162 | 0.19034 | 0.19912 | 0.20755 | 0.21591
Back to main menu |  |  |  | Data Centres | 0 | 0 | 0 | 0 | 0 | 0 | 0 | 0 | 0 | 0 | 0 | 0 | 0 | 0 | 0 | 0 | 0 | 0 | 0 | 0.25669 | 0.45933 | 0.60794 | 0.54715 | 0.48635 | 0.43907
|  |  |  | Connection Requests | 0 | 0 | 0 | 0 | 0 | 0 | 0 | 0 | 0 | 0 | 0 | 0 | 0 | 0 | 0 | 0 | 0 | 0 | 0 | 0 | 0 | 0 | 0 | 0 | 0
| Leslie TS | T1/T2 27.6 | BY | Electric Vehicles | 0.046206 | 0.084336 | 0.1432 | 0.21534 | 0.39068 | 0.61 | 0.84135 | 1.0896 | 1.3407 | 1.645 | 1.9722 | 2.4289 | 2.8922 | 3.3662 | 3.9636 | 4.6567 | 5.2972 | 6.0896 | 6.7407 | 7.3832 | 7.9718 | 8.543 | 9.084 | 9.6103 | 10.1893
|  |  |  | Electrified Heating | 0.34231 | 0.6796 | 1.0122 | 1.3514 | 1.6754 | 1.997 | 2.3167 | 2.6347 | 2.9635 | 3.2805 | 3.5993 | 3.9132 | 4.2278 | 4.6078 | 4.9744 | 5.3359 | 5.7019 | 6.0675 | 6.4305 | 6.7788 | 7.1228 | 7.4645 | 7.8088 | 8.1395 | 8.4671
|  |  |  | Data Centres | 0 | 0 | 0 | 0 | 0 | 0 | 0 | 0 | 0 | 0 | 0 | 0 | 0 | 0 | 0 | 0 | 0 | 0 | 0 | 0 | 0 | 0 | 0 | 0 | 0
|  |  |  | Connection Requests | 4.2495 | 6.6778 | 9.2481 | 11.4973 | 13.6395 | 13.9605 | 14.2815 | 14.2815 | 14.2815 | 14.2815 | 14.2815 | 14.2815 | 14.2815 | 14.2815 | 14.2815 | 14.2815 | 14.2815 | 14.2815 | 14.2815 | 14.2815 | 14.2815 | 14.2815 | 14.2815 | 14.2815 | 14.2815
| Leslie TS | T3/T4 27.6 | JQ | Electric Vehicles | 0.051982 | 0.094878 | 0.1611 | 0.24226 | 0.43952 | 0.68626 | 0.94652 | 1.2258 | 1.5083 | 1.8507 | 2.2187 | 2.7325 | 3.2537 | 3.787 | 4.459 | 5.2388 | 5.9593 | 6.8508 | 7.5832 | 8.3061 | 8.9683 | 9.6109 | 10.2195 | 10.8116 | 11.4629
|  |  |  | Electrified Heating | 0.57185 | 1.1353 | 1.691 | 2.2576 | 2.7989 | 3.336 | 3.8702 | 4.4014 | 4.9506 | 5.4802 | 6.0128 | 6.5372 | 7.0627 | 7.6976 | 8.31 | 8.9138 | 9.5253 | 10.1361 | 10.7426 | 11.3243 | 11.8989 | 12.4699 | 13.0449 | 13.5974 | 14.1448
|  |  |  | Data Centres | 0 | 0 | 0 | 0 | 0 | 0 | 0 | 0 | 0 | 0 | 0 | 0 | 0 | 0 | 0.65041 | 1.1661 | 1.5296 | 1.3195 | 1.1514 | 1.0085 | 0.89086 | 0.79001 | 0.70597 | 0.63873 | 0.5715
|  |  |  | Connection Requests | 0.2889 | 0.5778 | 0.8667 | 0.8667 | 0.8667 | 0.8667 | 0.8667 | 0.8667 | 0.8667 | 0.8667 | 0.8667 | 0.8667 | 0.8667 | 0.8667 | 0.8667 | 0.8667 | 0.8667 | 0.8667 | 0.8667 | 0.8667 | 0.8667 | 0.8667 | 0.8667 | 0.8667 | 0.8667
| Malvern TS | T3/T4 | JQ | Electric Vehicles | 0.03972 | 0.097605 | 0.17719 | 0.27205 | 0.40762 | 0.5752 | 0.75578 | 0.94502 | 1.1237 | 1.3496 | 1.5963 | 1.8626 | 2.1714 | 2.4779 | 2.8089 | 3.1626 | 3.5398 | 3.9654 | 4.1849 | 4.4478 | 4.689 | 4.912 | 5.1777 | 5.4006 | 5.6648
|  |  |  | Electrified Heating | 0.19689 | 0.39088 | 0.58218 | 0.77729 | 0.96365 | 1.1486 | 1.3325 | 1.5154 | 1.7045 | 1.8868 | 2.0702 | 2.2507 | 2.4316 | 2.6502 | 2.8611 | 3.069 | 3.2795 | 3.4898 | 3.6986 | 3.8989 | 4.0967 | 4.2933 | 4.4913 | 4.6815 | 4.8699
|  |  |  | Data Centres | 0 | 0 | 0 | 0 | 0 | 0 | 0 | 0 | 0 | 0 | 0 | 0 | 0 | 0 | 0 | 0 | 0 | 0 | 0 | 0.87216 | 1.5396 | 2.0553 | 2.4421 | 2.7454 | 2.9653
|  |  |  | Connection Requests | 1.9101 | 3.3426 | 4.7752 | 6.2077 | 6.2077 | 6.2077 | 6.2077 | 6.2077 | 6.2077 | 6.2077 | 6.2077 | 6.2077 | 6.2077 | 6.2077 | 6.2077 | 6.2077 | 6.2077 | 6.2077 | 6.2077 | 6.2077 | 6.2077 | 6.2077 | 6.2077 | 6.2077 | 6.2077
EAST 230kV
| Bermondsey TS | T1/T2 | JQ | Electric Vehicles | 0.047968 | 0.088043 | 0.15214 | 0.23047 | 0.41328 | 0.64202 | 0.88521 | 1.1468 | 1.4125 | 1.7306 | 2.0774 | 2.5486 | 3.0341 | 3.5262 | 4.138 | 4.8507 | 5.5122 | 6.3214 | 6.9794 | 7.6329 | 8.227 | 8.8054 | 9.3518 | 9.8909 | 10.4745
|  |  |  | Electrified Heating | 0.21625 | 0.42933 | 0.63945 | 0.85375 | 1.0584 | 1.2616 | 1.4636 | 1.6644 | 1.8721 | 2.0724 | 2.2738 | 2.4721 | 2.6708 | 2.9109 | 3.1425 | 3.3709 | 3.6021 | 3.8331 | 4.0624 | 4.2824 | 4.4997 | 4.7156 | 4.9331 | 5.142 | 5.349
|  |  |  | Data Centres | 0 | 0 | 7.3402 | 11.5346 | 14.6804 | 17.8262 | 20.972 | 20.972 | 20.972 | 20.972 | 20.972 | 20.972 | 20.972 | 20.972 | 20.972 | 21.3589 | 21.6518 | 21.8545 | 21.7368 | 21.6453 | 22.2793 | 22.7696 | 23.1422 | 23.4298 | 23.6455
|  |  |  | Connection Requests | 0 | 0.61658 | 0.96891 | 1.2332 | 16.4774 | 16.7416 | 16.7416 | 16.7416 | 16.7416 | 16.7416 | 16.7416 | 16.7416 | 16.7416 | 16.7416 | 16.7416 | 16.7416 | 16.7416 | 16.7416 | 16.7416 | 16.7416 | 16.7416 | 16.7416 | 16.7416 | 16.7416 | 16.7416
| Bermondsey TS | T3/T4 | BY | Electric Vehicles | 0.05623 | 0.10321 | 0.17834 | 0.27016 | 0.48446 | 0.75259 | 1.0377 | 1.3443 | 1.6558 | 2.0286 | 2.4352 | 2.9876 | 3.5566 | 4.1336 | 4.8507 | 5.6861 | 6.4616 | 7.4102 | 8.1814 | 8.9475 | 9.6439 | 10.3219 | 10.9625 | 11.5944 | 12.2785
|  |  |  | Electrified Heating | 0.35456 | 0.7039 | 1.0484 | 1.3998 | 1.7354 | 2.0684 | 2.3996 | 2.7289 | 3.0694 | 3.3978 | 3.728 | 4.0531 | 4.379 | 4.7726 | 5.1523 | 5.5267 | 5.9058 | 6.2845 | 6.6605 | 7.0212 | 7.3775 | 7.7315 | 8.088 | 8.4305 | 8.7699
|  |  |  | Data Centres | 0 | 0 | 0 | 0 | 0 | 0 | 0 | 0 | 0 | 0 | 0.83537 | 1.5638 | 2.1661 | 1.9822 | 1.779 | 1.5911 | 1.3946 | 1.203 | 1.0421 | 0.91951 | 0.81223 | 0.72028 | 0.64366 | 0.57469 | 0.52105
|  |  |  | Connection Requests | 2.0529 | 5.0613 | 7.0729 | 8.8318 | 27.8673 | 28.625 | 28.625 | 28.625 | 28.625 | 28.625 | 28.625 | 28.625 | 28.625 | 28.625 | 28.625 | 28.625 | 28.625 | 28.625 | 28.625 | 28.625 | 28.625 | 28.625 | 28.625 | 28.625 | 28.625
| Ellesmere TS | T3/T4 | JQ | Electric Vehicles | 0.097244 | 0.19874 | 0.34895 | 0.53064 | 0.88763 | 1.3325 | 1.8064 | 2.3116 | 2.8129 | 3.4253 | 4.0903 | 4.9443 | 5.8483 | 6.7618 | 7.861 | 9.1132 | 10.3143 | 11.7595 | 12.8334 | 13.9349 | 14.9408 | 15.9091 | 16.8705 | 17.7818 | 18.7931
|  |  |  | Electrified Heating | 0.52207 | 1.0365 | 1.5437 | 2.0611 | 2.5552 | 3.0456 | 3.5333 | 4.0182 | 4.5196 | 5.0031 | 5.4893 | 5.9681 | 6.4478 | 7.0274 | 7.5865 | 8.1378 | 8.696 | 9.2536 | 9.8073 | 10.3384 | 10.863 | 11.3842 | 11.9092 | 12.4135 | 12.9133
|  |  |  | Data Centres | 0 | 0 | 0 | 0 | 0 | 0 | 0 | 0 | 0 | 0 | 0 | 0 | 0 | 0 | 0 | 0 | 0 | 0 | 0 | 0 | 0 | 0 | 0 | 0 | 0
|  |  |  | Connection Requests | 1.7207 | 5.0986 | 5.8361 | 6.5735 | 7.311 | 14.5564 | 14.5564 | 14.5564 | 14.5564 | 14.5564 | 14.5564 | 14.5564 | 14.5564 | 14.5564 | 14.5564 | 14.5564 | 14.5564 | 14.5564 | 14.5564 | 14.5564 | 14.5564 | 14.5564 | 14.5564 | 14.5564 | 14.5564
| Leaside TS | T19/T20/T21 13.8 | A1A2 | Electric Vehicles | 0.030786 | 0.071258 | 0.12393 | 0.18715 | 0.29312 | 0.42429 | 0.56194 | 0.70576 | 0.84129 | 1.0181 | 1.2025 | 1.4318 | 1.6766 | 1.9285 | 2.2247 | 2.5448 | 2.8674 | 3.2558 | 3.5038 | 3.7711 | 4.0236 | 4.2585 | 4.5178 | 4.7352 | 5.0018
|  |  |  | Electrified Heating | 0.085096 | 0.16894 | 0.25163 | 0.33596 | 0.4165 | 0.49643 | 0.57592 | 0.65497 | 0.73669 | 0.8155 | 0.89476 | 0.97279 | 1.051 | 1.1455 | 1.2366 | 1.3264 | 1.4174 | 1.5083 | 1.5986 | 1.6851 | 1.7707 | 1.8556 | 1.9412 | 2.0234 | 2.1049
|  |  |  | Data Centres | 0 | 0 | 0 | 0 | 0 | 0 | 0 | 0 | 1.1123 | 2.0636 | 2.8921 | 2.704 | 2.4963 | 2.2835 | 2.0509 | 1.8311 | 1.6066 | 1.3856 | 1.2071 | 1.054 | 0.93504 | 0.83304 | 0.73953 | 0.66303 | 0.60353
|  |  |  | Connection Requests | 7.6712 | 8.9374 | 9.8871 | 10.8367 | 6.331 | 6.331 | 6.331 | 6.331 | 6.331 | 6.331 | 6.331 | 6.331 | 6.331 | 6.331 | 6.331 | 6.331 | 6.331 | 6.331 | 6.331 | 6.331 | 6.331 | 6.331 | 6.331 | 6.331 | 6.331
| Leaside TS | T19/T20/T21 13.8 | Q1Q2 | Electric Vehicles | 0.030786 | 0.071258 | 0.12393 | 0.18715 | 0.29312 | 0.42429 | 0.56194 | 0.70576 | 0.84129 | 1.0181 | 1.2025 | 1.4318 | 1.6766 | 1.9285 | 2.2247 | 2.5448 | 2.8674 | 3.2558 | 3.5038 | 3.7711 | 4.0236 | 4.2585 | 4.5178 | 4.7352 | 5.0018
|  |  |  | Electrified Heating | 0.26486 | 0.52583 | 0.78319 | 1.0457 | 1.2964 | 1.5451 | 1.7926 | 2.0386 | 2.293 | 2.5382 | 2.7849 | 3.0278 | 3.2712 | 3.5653 | 3.8489 | 4.1286 | 4.4118 | 4.6947 | 4.9756 | 5.245 | 5.5112 | 5.7756 | 6.042 | 6.2978 | 6.5514
|  |  |  | Data Centres | 0 | 0 | 0 | 0 | 0 | 0 | 0 | 0 | 0 | 0 | 0 | 0 | 0 | 0 | 0 | 0 | 0 | 0 | 0 | 0 | 0 | 0 | 0 | 0 | 0
|  |  |  | Connection Requests | 0 | 0 | 0 | 0 | 0 | 0 | 0 | 0 | 0 | 0 | 0 | 0 | 0 | 0 | 0 | 0 | 0 | 0 | 0 | 0 | 0 | 0 | 0 | 0 | 0
| Leaside TS | T19/T20/T21 13.8 | BY | Electric Vehicles | 0.026962 | 0.062406 | 0.10853 | 0.1639 | 0.2567 | 0.37158 | 0.49213 | 0.61808 | 0.73678 | 0.89165 | 1.0531 | 1.2539 | 1.4683 | 1.6889 | 1.9483 | 2.2286 | 2.5112 | 2.8514 | 3.0686 | 3.3026 | 3.5238 | 3.7295 | 3.9565 | 4.147 | 4.3804
|  |  |  | Electrified Heating | 0.47118 | 0.93543 | 1.3933 | 1.8602 | 2.3062 | 2.7487 | 3.1889 | 3.6266 | 4.079 | 4.5154 | 4.9543 | 5.3863 | 5.8193 | 6.3424 | 6.847 | 7.3445 | 7.8484 | 8.3516 | 8.8513 | 9.3306 | 9.8041 | 10.2746 | 10.7484 | 11.2035 | 11.6546
|  |  |  | Data Centres | 0 | 0 | 0 | 0 | 0 | 0 | 0 | 0 | 0 | 0 | 0 | 0 | 0 | 0.59871 | 1.0777 | 1.4374 | 1.2581 | 1.0869 | 0.94544 | 0.83377 | 0.73699 | 0.65511 | 0.58066 | 0.52111 | 0.469
|  |  |  | Connection Requests | 0 | 0 | 0 | 0 | 0 | 0 | 0 | 0 | 0 | 0 | 0 | 0 | 0 | 0 | 0 | 0 | 0 | 0 | 0 | 0 | 0 | 0 | 0 | 0 | 0
| Scarboro TS | T21/T22 | JQ | Electric Vehicles | 0.078828 | 0.18904 | 0.34655 | 0.5344 | 0.80846 | 1.1479 | 1.5166 | 1.9055 | 2.2787 | 2.7395 | 3.2514 | 3.8026 | 4.4448 | 5.076 | 5.7571 | 6.4995 | 7.2803 | 8.1552 | 8.631 | 9.1904 | 9.6942 | 10.1674 | 10.7087 | 11.188 | 11.7295
|  |  |  | Electrified Heating | 0.41046 | 0.81488 | 1.2137 | 1.6205 | 2.009 | 2.3945 | 2.7779 | 3.1592 | 3.5534 | 3.9335 | 4.3158 | 4.6922 | 5.0694 | 5.525 | 5.9646 | 6.398 | 6.8369 | 7.2753 | 7.7106 | 8.1282 | 8.5406 | 8.9504 | 9.3632 | 9.7597 | 10.1526
|  |  |  | Data Centres | 0 | 0 | 8.2908 | 13.0284 | 16.5816 | 20.1348 | 23.688 | 23.688 | 23.688 | 23.688 | 23.688 | 23.688 | 23.688 | 23.688 | 23.688 | 23.688 | 23.688 | 23.688 | 23.688 | 23.688 | 23.688 | 23.688 | 23.688 | 23.8652 | 24.0055
|  |  |  | Connection Requests | 0 | 2.8695 | 4.5092 | 5.739 | 6.9688 | 8.1986 | 8.1986 | 8.1986 | 8.1986 | 8.1986 | 8.1986 | 8.1986 | 8.1986 | 8.1986 | 8.1986 | 8.1986 | 8.1986 | 8.1986 | 8.1986 | 8.1986 | 8.1986 | 8.1986 | 8.1986 | 8.1986 | 8.1986
| Scarboro TS | T23/T24 | BY | Electric Vehicles | 0.085444 | 0.20491 | 0.37563 | 0.57925 | 0.87631 | 1.2443 | 1.6439 | 2.0654 | 2.47 | 2.9694 | 3.5243 | 4.1218 | 4.8179 | 5.502 | 6.2402 | 7.045 | 7.8913 | 8.8396 | 9.3554 | 9.9617 | 10.5078 | 11.0207 | 11.6074 | 12.127 | 12.7138
|  |  |  | Electrified Heating | 0.4197 | 0.83323 | 1.241 | 1.657 | 2.0542 | 2.4484 | 2.8405 | 3.2304 | 3.6334 | 4.0221 | 4.413 | 4.7979 | 5.1835 | 5.6495 | 6.0989 | 6.5421 | 6.9909 | 7.4392 | 7.8843 | 8.3112 | 8.733 | 9.152 | 9.5741 | 9.9795 | 10.3813
|  |  |  | Data Centres | 0 | 0 | 0 | 0 | 0 | 0 | 0 | 0 | 0 | 0 | 0 | 0 | 0 | 0 | 0 | 0 | 0 | 0 | 0 | 0 | 0 | 0 | 0 | 0 | 0
|  |  |  | Connection Requests | 0 | 1.0739 | 1.6876 | 2.1478 | 2.608 | 16.8233 | 16.8233 | 16.8233 | 16.8233 | 16.8233 | 16.8233 | 16.8233 | 16.8233 | 16.8233 | 16.8233 | 16.8233 | 16.8233 | 16.8233 | 16.8233 | 16.8233 | 16.8233 | 16.8233 | 16.8233 | 16.8233 | 16.8233
| Sheppard TS | T1/T2 | JQ | Electric Vehicles | 0.081108 | 0.18263 | 0.33264 | 0.51232 | 0.80222 | 1.1624 | 1.5528 | 1.9674 | 2.373 | 2.8659 | 3.4144 | 4.0411 | 4.7485 | 5.4471 | 6.231 | 7.108 | 7.9935 | 9.0088 | 9.6516 | 10.3587 | 10.9942 | 11.6015 | 12.245 | 12.8449 | 13.5037
|  |  |  | Electrified Heating | 0.39641 | 0.78699 | 1.1722 | 1.565 | 1.9402 | 2.3125 | 2.6828 | 3.0511 | 3.4318 | 3.7989 | 4.1681 | 4.5316 | 4.8959 | 5.336 | 5.7605 | 6.1791 | 6.603 | 7.0263 | 7.4468 | 7.85 | 8.2484 | 8.6442 | 9.0428 | 9.4257 | 9.8052
|  |  |  | Data Centres | 0 | 0 | 0 | 0 | 0 | 0 | 0 | 0 | 0.99584 | 1.8475 | 2.5892 | 3.2549 | 3.7787 | 4.1581 | 3.7416 | 3.3377 | 2.9223 | 2.519 | 2.5038 | 2.4657 | 2.42 | 2.1537 | 1.9254 | 1.7275 | 1.5525
|  |  |  | Connection Requests | 1.1432 | 1.8643 | 2.4765 | 4.462 | 5.5738 | 7.6884 | 9.149 | 10.3916 | 11.0456 | 11.0456 | 11.0456 | 11.0456 | 11.0456 | 11.0456 | 11.0456 | 11.0456 | 11.0456 | 11.0456 | 11.0456 | 11.0456 | 11.0456 | 11.0456 | 11.0456 | 11.0456 | 11.0456
| Sheppard TS | T5/T6 (was T3/T4) | EZ (was BY) | Electric Vehicles | 0.092084 | 0.20734 | 0.37765 | 0.58164 | 0.91078 | 1.3197 | 1.7629 | 2.2336 | 2.6941 | 3.2537 | 3.8765 | 4.5879 | 5.3911 | 6.1842 | 7.0742 | 8.0699 | 9.0751 | 10.2279 | 10.9576 | 11.7605 | 12.482 | 13.1715 | 13.902 | 14.5831 | 15.331
|  |  |  | Electrified Heating | 0.53259 | 1.0573 | 1.5748 | 2.1026 | 2.6067 | 3.107 | 3.6045 | 4.0992 | 4.6107 | 5.1039 | 5.6 | 6.0884 | 6.5778 | 7.169 | 7.7394 | 8.3018 | 8.8713 | 9.4401 | 10.0049 | 10.5467 | 11.0819 | 11.6137 | 12.1492 | 12.6637 | 13.1736
|  |  |  | Data Centres | 0 | 0 | 0 | 0 | 0 | 0 | 0 | 0 | 0 | 0 | 0 | 0 | 0 | 0 | 0 | 0 | 0 | 0 | 0 | 0 | 0 | 0.2592 | 0.45792 | 0.62208 | 0.5616
|  |  |  | Connection Requests | 0.72003 | 1.1315 | 1.4401 | 1.7486 | 2.0572 | 2.0572 | 2.0572 | 2.0572 | 2.0572 | 2.0572 | 2.0572 | 2.0572 | 2.0572 | 2.0572 | 2.0572 | 2.0572 | 2.0572 | 2.0572 | 2.0572 | 2.0572 | 2.0572 | 2.0572 | 2.0572 | 2.0572 | 2.0572
| Warden TS | T3/T4 | JQ | Electric Vehicles | 0.098456 | 0.19525 | 0.34961 | 0.53635 | 0.90548 | 1.3665 | 1.8635 | 2.3972 | 2.9354 | 3.5745 | 4.2859 | 5.179 | 6.1391 | 7.0959 | 8.2341 | 9.5513 | 10.8087 | 12.3006 | 13.4261 | 14.5803 | 15.617 | 16.6257 | 17.6038 | 18.5705 | 19.6012
|  |  |  | Electrified Heating | 0.83052 | 1.6488 | 2.4558 | 3.2788 | 4.0649 | 4.845 | 5.6208 | 6.3923 | 7.1899 | 7.9591 | 8.7326 | 9.4942 | 10.2574 | 11.1794 | 12.0688 | 12.9458 | 13.8339 | 14.7209 | 15.6017 | 16.4466 | 17.2812 | 18.1104 | 18.9455 | 19.7478 | 20.5429
|  |  |  | Data Centres | 11.496 | 11.496 | 9.3884 | 14.7532 | 18.7768 | 22.8004 | 26.824 | 26.824 | 26.824 | 26.824 | 26.824 | 26.824 | 26.824 | 27.4964 | 28.0343 | 28.4384 | 28.237 | 28.0447 | 27.8858 | 27.7604 | 28.1701 | 28.4878 | 28.9309 | 28.9058 | 29.0396
|  |  |  | Connection Requests | 0 | 1.6765 | 3.5908 | 4.8557 | 5.9841 | 7.1124 | 7.5222 | 7.5222 | 7.5222 | 7.5222 | 7.5222 | 7.5222 | 7.5222 | 7.5222 | 7.5222 | 7.5222 | 7.5222 | 7.5222 | 7.5222 | 7.5222 | 7.5222 | 7.5222 | 7.5222 | 7.5222 | 7.5222
WEST 230kV
| Horner TS | T1/T2**Based on 2031 NA Estimated Split | EJ | Electric Vehicles | 0.044272 | 0.097466 | 0.17049 | 0.25839 | 0.41517 | 0.60982 | 0.8157 | 1.0328 | 1.2425 | 1.5074 | 1.7894 | 2.1437 | 2.5215 | 2.9064 | 3.3628 | 3.8686 | 4.3672 | 4.966 | 5.3762 | 5.8083 | 6.2093 | 6.5887 | 6.987 | 7.3419 | 7.7555
|  |  |  | Electrified Heating | 0.0041703 | 0.0082793 | 0.012331 | 0.016464 | 0.020411 | 0.024328 | 0.028224 | 0.032098 | 0.036103 | 0.039965 | 0.043849 | 0.047673 | 0.051506 | 0.056135 | 0.060601 | 0.065005 | 0.069464 | 0.073919 | 0.078341 | 0.082584 | 0.086774 | 0.090938 | 0.095132 | 0.09916 | 0.10315
|  |  |  | Data Centres | 18.28 | 27.42 | 36.56 | 45.7 | 45.7 | 45.7 | 45.7 | 45.7 | 45.7 | 45.7 | 45.7 | 45.7 | 45.7 | 45.7 | 45.7 | 45.7 | 45.7 | 45.7 | 45.7 | 45.7 | 45.7 | 45.7 | 45.7 | 45.7 | 45.7
|  |  |  | Connection Requests | 0 | 0 | 0 | 0 | 0 | 0 | 0 | 0 | 0 | 0 | 0 | 0 | 0 | 0 | 0 | 0 | 0 | 0 | 0 | 0 | 0 | 0 | 0 | 0 | 0
| Horner TS | T1/T2**Based on 2031 NA Estimated Split | QZ | Electric Vehicles | 0.044272 | 0.097466 | 0.17049 | 0.25839 | 0.41517 | 0.60982 | 0.8157 | 1.0328 | 1.2425 | 1.5074 | 1.7894 | 2.1437 | 2.5215 | 2.9064 | 3.3628 | 3.8686 | 4.3672 | 4.966 | 5.3762 | 5.8083 | 6.2093 | 6.5887 | 6.987 | 7.3419 | 7.7555
|  |  |  | Electrified Heating | 0 | 0 | 0 | 0 | 0 | 0 | 0 | 0 | 0 | 0 | 0 | 0 | 0 | 0 | 0 | 0 | 0 | 0 | 0 | 0 | 0 | 0 | 0 | 0 | 0
|  |  |  | Data Centres | 0 | 0 | 0 | 0 | 0 | 0 | 0 | 0 | 0 | 0 | 0 | 0 | 0 | 0 | 0 | 0 | 0 | 0 | 0 | 0 | 0 | 0 | 0.19942 | 0.35895 | 0.48658
|  |  |  | Connection Requests | 0 | 0 | 0 | 0 | 0 | 0 | 0 | 0 | 0 | 0 | 0 | 0 | 0 | 0 | 0 | 0 | 0 | 0 | 0 | 0 | 0 | 0 | 0 | 0 | 0
| Horner TS | T3/T4**Based on 2031 NA Estimated Split | BY | Electric Vehicles | 0.044272 | 0.097466 | 0.17049 | 0.25839 | 0.41517 | 0.60982 | 0.8157 | 1.0328 | 1.2425 | 1.5074 | 1.7894 | 2.1437 | 2.5215 | 2.9064 | 3.3628 | 3.8686 | 4.3672 | 4.966 | 5.3762 | 5.8083 | 6.2093 | 6.5887 | 6.987 | 7.3419 | 7.7555
|  |  |  | Electrified Heating | 0.91159 | 1.8098 | 2.6955 | 3.5989 | 4.4617 | 5.318 | 6.1695 | 7.0163 | 7.8917 | 8.736 | 9.585 | 10.421 | 11.2586 | 12.2707 | 13.2469 | 14.2095 | 15.1843 | 16.1579 | 17.1247 | 18.052 | 18.9681 | 19.8782 | 20.7949 | 21.6755 | 22.5482
|  |  |  | Data Centres | 0 | 0 | 0 | 0 | 0 | 0 | 0 | 0 | 1.0438 | 1.9365 | 2.7139 | 2.5374 | 2.3425 | 2.1428 | 2.5419 | 2.8251 | 2.9594 | 2.9673 | 2.9434 | 2.8956 | 2.5605 | 2.5127 | 2.4568 | 2.7839 | 2.8557
|  |  |  | Connection Requests | 2.9751 | 12.5081 | 22.8681 | 26.5338 | 32.3827 | 35.9145 | 37.7007 | 38.7426 | 39.7846 | 39.7846 | 39.7846 | 39.7846 | 39.7846 | 39.7846 | 39.7846 | 39.7846 | 39.7846 | 39.7846 | 39.7846 | 39.7846 | 39.7846 | 39.7846 | 39.7846 | 39.7846 | 39.7846
| Manby TS | T13/T4 | VF | Electric Vehicles | 0.10577 | 0.24296 | 0.43177 | 0.6581 | 1.0278 | 1.486 | 1.9743 | 2.4882 | 2.9806 | 3.6023 | 4.2709 | 5.0662 | 5.9398 | 6.8211 | 7.8329 | 8.9415 | 10.063 | 11.3815 | 12.2122 | 13.1194 | 13.9579 | 14.7463 | 15.605 | 16.3577 | 17.2377
|  |  |  | Electrified Heating | 0.13954 | 0.27703 | 0.41262 | 0.5509 | 0.68298 | 0.81405 | 0.9444 | 1.074 | 1.208 | 1.3373 | 1.4672 | 1.5952 | 1.7234 | 1.8783 | 2.0278 | 2.1751 | 2.3243 | 2.4734 | 2.6214 | 2.7633 | 2.9035 | 3.0429 | 3.1832 | 3.318 | 3.4516
|  |  |  | Data Centres | 0 | 0 | 0 | 0 | 0 | 0 | 0 | 0.9212 | 1.7113 | 2.3787 | 2.222 | 2.0768 | 1.9169 | 1.7518 | 1.5745 | 1.4037 | 1.2314 | 1.0631 | 0.92184 | 0.81418 | 0.71998 | 0.63923 | 0.57194 | 0.51138 | 0.45755
|  |  |  | Connection Requests | 2.1781 | 3.5466 | 6.8041 | 8.8472 | 10.582 | 11.5072 | 12.4324 | 12.4324 | 12.4324 | 12.4324 | 12.4324 | 12.4324 | 12.4324 | 12.4324 | 12.4324 | 12.4324 | 12.4324 | 12.4324 | 12.4324 | 12.4324 | 12.4324 | 12.4324 | 12.4324 | 12.4324 | 12.4324
| Manby TS | T3/T4 | BY | Electric Vehicles | 0.11922 | 0.27384 | 0.48665 | 0.74175 | 1.1584 | 1.6749 | 2.2253 | 2.8045 | 3.3594 | 4.0602 | 4.8138 | 5.7101 | 6.6948 | 7.6881 | 8.8285 | 10.078 | 11.3421 | 12.8281 | 13.7645 | 14.787 | 15.732 | 16.6207 | 17.5885 | 18.4369 | 19.4288
|  |  |  | Electrified Heating | 0.32397 | 0.64317 | 0.95796 | 1.279 | 1.5856 | 1.8899 | 2.1926 | 2.4935 | 2.8046 | 3.1046 | 3.4064 | 3.7035 | 4.0012 | 4.3608 | 4.7078 | 5.0499 | 5.3963 | 5.7423 | 6.0859 | 6.4154 | 6.741 | 7.0644 | 7.3902 | 7.7032 | 8.0133
|  |  |  | Data Centres | 0 | 0 | 0 | 0 | 0 | 0 | 0 | 0 | 0 | 0 | 0 | 0 | 0 | 0 | 0 | 1.5821 | 2.7682 | 3.5797 | 3.8603 | 4.0423 | 4.1485 | 3.6858 | 3.299 | 2.9578 | 2.662
|  |  |  | Connection Requests | 0.3476 | 0.6083 | 0.869 | 1.1297 | 1.1297 | 1.1297 | 1.1297 | 1.1297 | 1.1297 | 1.1297 | 1.1297 | 1.1297 | 1.1297 | 1.1297 | 1.1297 | 1.1297 | 1.1297 | 1.1297 | 1.1297 | 1.1297 | 1.1297 | 1.1297 | 1.1297 | 1.1297 | 1.1297
| Manby TS | T5/T6 | QZ | Electric Vehicles | 0.10865 | 0.24958 | 0.44353 | 0.67603 | 1.0558 | 1.5265 | 2.0281 | 2.556 | 3.0618 | 3.7004 | 4.3873 | 5.2042 | 6.1016 | 7.0069 | 8.0462 | 9.185 | 10.3371 | 11.6915 | 12.5449 | 13.4768 | 14.338 | 15.1479 | 16.03 | 16.8032 | 17.7072
|  |  |  | Electrified Heating | 0.21761 | 0.43202 | 0.64346 | 0.8591 | 1.0651 | 1.2695 | 1.4727 | 1.6749 | 1.8839 | 2.0854 | 2.2881 | 2.4876 | 2.6876 | 2.9291 | 3.1622 | 3.392 | 3.6247 | 3.8571 | 4.0879 | 4.3092 | 4.5279 | 4.7452 | 4.964 | 5.1742 | 5.3825
|  |  |  | Data Centres | 0 | 0 | 0 | 0 | 0 | 0 | 0 | 0 | 0 | 0 | 0 | 0 | 0 | 0 | 0 | 0 | 0 | 0 | 0 | 0 | 0.21427 | 0.38016 | 0.51149 | 0.4631 | 0.41472
|  |  |  | Connection Requests | 0.5544 | 0.8712 | 1.1088 | 1.3464 | 1.584 | 1.584 | 1.584 | 1.584 | 1.584 | 1.584 | 1.584 | 1.584 | 1.584 | 1.584 | 1.584 | 1.584 | 1.584 | 1.584 | 1.584 | 1.584 | 1.584 | 1.584 | 1.584 | 1.584 | 1.584
| Rexdale TS | T1/T2 | BY | Electric Vehicles | 0.25163 | 0.67111 | 1.2145 | 1.8594 | 2.6767 | 3.6811 | 4.7563 | 5.8654 | 6.867 | 8.1984 | 9.6174 | 11.0435 | 12.7558 | 14.4666 | 16.223 | 17.9742 | 19.9994 | 22.2344 | 23.0112 | 24.1392 | 25.2167 | 26.1495 | 27.5149 | 28.4696 | 29.7679
|  |  |  | Electrified Heating | 0.16868 | 0.33487 | 0.49877 | 0.66592 | 0.82558 | 0.98401 | 1.1416 | 1.2983 | 1.4602 | 1.6165 | 1.7736 | 1.9282 | 2.0832 | 2.2705 | 2.4511 | 2.6293 | 2.8096 | 2.9898 | 3.1687 | 3.3403 | 3.5098 | 3.6782 | 3.8478 | 4.0107 | 4.1722
|  |  |  | Data Centres | 0 | 0 | 0 | 0 | 0 | 0 | 0 | 0 | 0 | 0 | 0 | 0 | 0 | 0 | 0 | 0 | 0 | 0 | 0 | 0 | 0 | 0 | 0 | 0 | 0
|  |  |  | Connection Requests | 0 | 0 | 0 | 0 | 0 | 0 | 0 | 0 | 0 | 0 | 0 | 0 | 0 | 0 | 0 | 0 | 0 | 0 | 0 | 0 | 0 | 0 | 0 | 0 | 0
| Rexdale TS | T1/T2 | JQ | Electric Vehicles | 0.25789 | 0.68779 | 1.2447 | 1.9056 | 2.7432 | 3.7726 | 4.8745 | 6.0112 | 7.0376 | 8.4021 | 9.8564 | 11.318 | 13.0728 | 14.8261 | 16.6262 | 18.4209 | 20.4964 | 22.787 | 23.583 | 24.7391 | 25.8434 | 26.7993 | 28.1987 | 29.1772 | 30.5077
|  |  |  | Electrified Heating | 0.1677 | 0.33293 | 0.49587 | 0.66206 | 0.82078 | 0.97829 | 1.1349 | 1.2907 | 1.4518 | 1.6071 | 1.7633 | 1.917 | 2.0711 | 2.2573 | 2.4369 | 2.614 | 2.7933 | 2.9724 | 3.1503 | 3.3209 | 3.4894 | 3.6568 | 3.8254 | 3.9874 | 4.148
|  |  |  | Data Centres | 0 | 0 | 0 | 0 | 0 | 0 | 0 | 0 | 0 | 0 | 0 | 0 | 0 | 0 | 0 | 0 | 0 | 0 | 0 | 0 | 0 | 0 | 0 | 0 | 0
|  |  |  | Connection Requests | 0 | 0.9093 | 1.4289 | 1.8186 | 2.2083 | 2.598 | 2.598 | 2.598 | 2.598 | 2.598 | 2.598 | 2.598 | 2.598 | 2.598 | 2.598 | 2.598 | 2.598 | 2.598 | 2.598 | 2.598 | 2.598 | 2.598 | 2.598 | 2.598 | 2.598
| Richview TS | T1/T2 | EJ | Electric Vehicles | 0.012733 | 0.027252 | 0.047934 | 0.072865 | 0.11868 | 0.17567 | 0.23626 | 0.3005 | 0.36334 | 0.44132 | 0.52538 | 0.6311 | 0.74404 | 0.85838 | 0.99417 | 1.1466 | 1.2954 | 1.4736 | 1.5994 | 1.7308 | 1.8515 | 1.9667 | 2.0848 | 2.1933 | 2.3165
|  |  |  | Electrified Heating | 0.56625 | 1.1242 | 1.6744 | 2.2355 | 2.7715 | 3.3033 | 3.8323 | 4.3583 | 4.9021 | 5.4265 | 5.9539 | 6.4731 | 6.9935 | 7.6221 | 8.2285 | 8.8265 | 9.432 | 10.0367 | 10.6373 | 11.2133 | 11.7823 | 12.3477 | 12.9171 | 13.4641 | 14.0062
|  |  |  | Data Centres | 0 | 0 | 0 | 0 | 0 | 0 | 0 | 0 | 1.0232 | 1.8983 | 2.6605 | 2.4874 | 2.2964 | 2.1006 | 1.8867 | 1.6844 | 1.9158 | 2.0253 | 2.0957 | 1.8376 | 1.6265 | 1.4466 | 1.2902 | 1.1573 | 1.04
|  |  |  | Connection Requests | 0 | 0 | 0 | 0 | 0 | 0 | 0 | 0 | 0 | 0 | 0 | 0 | 0 | 0 | 0 | 0 | 0 | 0 | 0 | 0 | 0 | 0 | 0 | 0 | 0
| Richview TS | T5/T6 | QZ | Electric Vehicles | 0.011809 | 0.025275 | 0.044457 | 0.067579 | 0.11007 | 0.16293 | 0.21912 | 0.2787 | 0.33698 | 0.4093 | 0.48727 | 0.58532 | 0.69006 | 0.79611 | 0.92205 | 1.0635 | 1.2014 | 1.3667 | 1.4834 | 1.6052 | 1.7172 | 1.8241 | 1.9335 | 2.0342 | 2.1484
|  |  |  | Electrified Heating | 0.16225 | 0.32212 | 0.47977 | 0.64056 | 0.79414 | 0.94653 | 1.0981 | 1.2488 | 1.4046 | 1.5549 | 1.706 | 1.8548 | 2.0039 | 2.184 | 2.3578 | 2.5291 | 2.7026 | 2.8759 | 3.048 | 3.213 | 3.3761 | 3.5381 | 3.7012 | 3.858 | 4.0133
|  |  |  | Data Centres | 0 | 0 | 0 | 0 | 0 | 0 | 0 | 0 | 0.94901 | 1.7606 | 3.6553 | 4.5272 | 5.2104 | 5.7004 | 5.9626 | 6.073 | 5.3232 | 4.5908 | 3.9961 | 3.5102 | 3.0968 | 2.7559 | 2.4658 | 2.212 | 1.9872
|  |  |  | Connection Requests | 0 | 19.944 | 19.944 | 28.254 | 8.31 | 8.31 | 8.31 | 8.31 | 0 | 0 | 0 | 0 | 0 | 0 | 0 | 0 | 0 | 0 | 0 | 0 | 0 | 0 | 0 | 0 | 0
| Richview TS | T7/T8 | BY | Electric Vehicles | 0.010232 | 0.021899 | 0.038518 | 0.058552 | 0.095372 | 0.14116 | 0.18985 | 0.24147 | 0.29197 | 0.35463 | 0.42218 | 0.50714 | 0.59789 | 0.68977 | 0.79889 | 0.9214 | 1.041 | 1.1841 | 1.2852 | 1.3908 | 1.4878 | 1.5804 | 1.6753 | 1.7625 | 1.8614
|  |  |  | Electrified Heating | 0.047759 | 0.094817 | 0.14122 | 0.18855 | 0.23376 | 0.27861 | 0.32323 | 0.36759 | 0.41346 | 0.45769 | 0.50217 | 0.54597 | 0.58985 | 0.64287 | 0.69402 | 0.74445 | 0.79552 | 0.84653 | 0.89718 | 0.94577 | 0.99376 | 1.0414 | 1.0895 | 1.1356 | 1.1813
|  |  |  | Data Centres | 0 | 0 | 0 | 0 | 0 | 0 | 0 | 0 | 0 | 0 | 0 | 0 | 0 | 0 | 0 | 0 | 0 | 0 | 0 | 0 | 0 | 0 | 0 | 0 | 0
|  |  |  | Connection Requests | 0 | 0 | 0 | 0 | 0 | 0 | 0 | 0 | 0 | 0 | 0 | 0 | 0 | 0 | 0 | 0 | 0 | 0 | 0 | 0 | 0 | 0 | 0 | 0 | 0
LEASIDE 115kV
| Basin TS | T3/T5 | A5-6BN | Electric Vehicles | 0.022489 | 0.046566 | 0.082615 | 0.12613 | 0.2086 | 0.31135 | 0.42136 | 0.53871 | 0.65519 | 0.79667 | 0.95162 | 1.146 | 1.3544 | 1.5638 | 1.8124 | 2.0956 | 2.3692 | 2.6951 | 2.9324 | 3.1781 | 3.4014 | 3.6165 | 3.8312 | 4.0357 | 4.2607
|  |  |  | Electrified Heating | 0.1779 | 0.35318 | 0.52604 | 0.70233 | 0.87072 | 1.0378 | 1.204 | 1.3693 | 1.5401 | 1.7048 | 1.8705 | 2.0337 | 2.1971 | 2.3946 | 2.5852 | 2.773 | 2.9632 | 3.1532 | 3.3419 | 3.5229 | 3.7017 | 3.8793 | 4.0582 | 4.23 | 4.4003
|  |  |  | Data Centres | 0 | 0 | 0 | 0 | 0 | 0 | 0 | 0 | 0 | 0 | 0 | 0 | 0 | 0 | 0 | 0 | 0 | 0 | 0 | 0 | 0 | 0 | 0.20356 | 0.36642 | 0.4967
|  |  |  | Connection Requests | 10.6884 | 16.4479 | 21.7436 | 24.4614 | 17.8492 | 18.1189 | 18.1189 | 18.1189 | 18.1189 | 18.1189 | 18.1189 | 18.1189 | 18.1189 | 18.1189 | 18.1189 | 18.1189 | 18.1189 | 18.1189 | 18.1189 | 18.1189 | 18.1189 | 18.1189 | 18.1189 | 18.1189 | 18.1189
| Basin TS | T3/T5 | A7-8BN | Electric Vehicles | 0.021115 | 0.043721 | 0.077568 | 0.11843 | 0.19585 | 0.29233 | 0.39562 | 0.5058 | 0.61517 | 0.74799 | 0.89348 | 1.076 | 1.2717 | 1.4683 | 1.7017 | 1.9676 | 2.2244 | 2.5304 | 2.7532 | 2.984 | 3.1936 | 3.3956 | 3.5971 | 3.7891 | 4.0004
|  |  |  | Electrified Heating | 0.024142 | 0.047929 | 0.071387 | 0.095311 | 0.11816 | 0.14084 | 0.16339 | 0.18581 | 0.209 | 0.23136 | 0.25384 | 0.27598 | 0.29817 | 0.32497 | 0.35082 | 0.37631 | 0.40213 | 0.42791 | 0.45352 | 0.47808 | 0.50234 | 0.52644 | 0.55072 | 0.57404 | 0.59715
|  |  |  | Data Centres | 0 | 0 | 0 | 0 | 0 | 0 | 0 | 0 | 0 | 0 | 0 | 0 | 0 | 0 | 0 | 0 | 0 | 0 | 0 | 0 | 0 | 0 | 0 | 0 | 0
|  |  |  | Connection Requests | 0.51706 | 1.0341 | 1.5512 | 1.5512 | 1.5512 | 1.5512 | 1.5512 | 1.5512 | 1.5512 | 1.5512 | 1.5512 | 1.5512 | 1.5512 | 1.5512 | 1.5512 | 1.5512 | 1.5512 | 1.5512 | 1.5512 | 1.5512 | 1.5512 | 1.5512 | 1.5512 | 1.5512 | 1.5512
| Bridgman TS | T11/T12/T3/T4/T15 | A1-2B | Electric Vehicles | 0.02844 | 0.041811 | 0.06615 | 0.097071 | 0.21099 | 0.35426 | 0.50368 | 0.66575 | 0.8347 | 1.0361 | 1.2506 | 1.5825 | 1.9031 | 2.2352 | 2.6768 | 3.201 | 3.6649 | 4.2563 | 4.7949 | 5.3076 | 5.7775 | 6.2378 | 6.652 | 7.0685 | 7.52
|  |  |  | Electrified Heating | 0.12242 | 0.24304 | 0.362 | 0.48331 | 0.59919 | 0.71417 | 0.82853 | 0.94225 | 1.0598 | 1.1732 | 1.2872 | 1.3995 | 1.512 | 1.6479 | 1.779 | 1.9083 | 2.0392 | 2.1699 | 2.2997 | 2.4243 | 2.5473 | 2.6695 | 2.7926 | 2.9109 | 3.0281
|  |  |  | Data Centres | 0 | 0 | 0 | 0 | 0 | 0 | 0 | 0 | 0 | 0 | 0 | 0 | 0 | 0 | 0 | 0 | 0 | 0 | 0 | 0.31373 | 0.56141 | 0.74304 | 0.87514 | 0.96595 | 1.0403
|  |  |  | Connection Requests | 0 | 0 | 0 | 0 | 0 | 0 | 0 | 0 | 0 | 0 | 0 | 0 | 0 | 0 | 0 | 0 | 0 | 0 | 0 | 0 | 0 | 0 | 0 | 0 | 0
| Bridgman TS | T11/T12/T3/T4/T15 | A1-2H | Electric Vehicles | 0.024603 | 0.036564 | 0.058141 | 0.085484 | 0.18382 | 0.30748 | 0.43655 | 0.57649 | 0.72222 | 0.89598 | 1.0812 | 1.3664 | 1.6424 | 1.9283 | 2.3072 | 2.7568 | 3.1555 | 3.6628 | 4.1231 | 4.5619 | 4.9639 | 5.3576 | 5.7125 | 6.0692 | 6.4557
|  |  |  | Electrified Heating | 0.12709 | 0.25231 | 0.37579 | 0.50173 | 0.62202 | 0.74139 | 0.86011 | 0.97816 | 1.1002 | 1.2179 | 1.3363 | 1.4528 | 1.5696 | 1.7107 | 1.8468 | 1.981 | 2.1169 | 2.2526 | 2.3874 | 2.5167 | 2.6444 | 2.7713 | 2.8991 | 3.0218 | 3.1435
|  |  |  | Data Centres | 0 | 0 | 0 | 0 | 0 | 1.2392 | 2.3173 | 3.2169 | 2.9876 | 2.7681 | 2.5879 | 2.4197 | 2.233 | 2.0437 | 1.8362 | 1.6385 | 1.4325 | 1.2405 | 1.0804 | 0.94435 | 0.8323 | 0.74427 | 0.66424 | 0.59222 | 0.5362
|  |  |  | Connection Requests | 0.74846 | 1.1761 | 1.4969 | 1.8177 | 2.1384 | 2.1384 | 2.1384 | 2.1384 | 2.1384 | 2.1384 | 2.1384 | 2.1384 | 2.1384 | 2.1384 | 2.1384 | 2.1384 | 2.1384 | 2.1384 | 2.1384 | 2.1384 | 2.1384 | 2.1384 | 2.1384 | 2.1384 | 2.1384
| Bridgman TS | T11/T12/T3/T4/T15 | A5-6H | Electric Vehicles | 0.024925 | 0.037043 | 0.058902 | 0.086602 | 0.18623 | 0.3115 | 0.44226 | 0.58403 | 0.73167 | 0.90771 | 1.0954 | 1.3843 | 1.6639 | 1.9535 | 2.3374 | 2.7929 | 3.1967 | 3.7107 | 4.177 | 4.6215 | 5.0289 | 5.4277 | 5.7873 | 6.1486 | 6.5402
|  |  |  | Electrified Heating | 0.014286 | 0.028362 | 0.042243 | 0.056399 | 0.069921 | 0.083339 | 0.096684 | 0.10995 | 0.12367 | 0.1369 | 0.15021 | 0.16331 | 0.17644 | 0.1923 | 0.2076 | 0.22268 | 0.23796 | 0.25321 | 0.26837 | 0.2829 | 0.29725 | 0.31152 | 0.32588 | 0.33968 | 0.35336
|  |  |  | Data Centres | 0 | 0 | 0 | 0 | 0 | 0 | 0 | 0 | 0 | 0 | 0 | 0 | 0 | 0 | 0 | 0 | 0 | 0 | 0 | 0 | 0 | 0 | 0 | 0 | 0
|  |  |  | Connection Requests | 0 | 0 | 0 | 0 | 0 | 0 | 0 | 0 | 0 | 0 | 0 | 0 | 0 | 0 | 0 | 0 | 0 | 0 | 0 | 0 | 0 | 0 | 0 | 0 | 0
| Bridgman TS | T11/T12/T3/T4/T15 | A7-8H | Electric Vehicles | 0.024308 | 0.036126 | 0.057444 | 0.084458 | 0.18162 | 0.30379 | 0.43131 | 0.56958 | 0.71356 | 0.88524 | 1.0683 | 1.35 | 1.6227 | 1.9051 | 2.2795 | 2.7238 | 3.1176 | 3.6189 | 4.0736 | 4.5071 | 4.9044 | 5.2933 | 5.644 | 5.9964 | 6.3783
|  |  |  | Electrified Heating | 0.29149 | 0.57869 | 0.86192 | 1.1508 | 1.4267 | 1.7005 | 1.9727 | 2.2435 | 2.5234 | 2.7934 | 3.0649 | 3.3322 | 3.6 | 3.9236 | 4.2358 | 4.5436 | 4.8553 | 5.1666 | 5.4757 | 5.7723 | 6.0652 | 6.3562 | 6.6493 | 6.9309 | 7.2099
|  |  |  | Data Centres | 0 | 0 | 0 | 0 | 0 | 0 | 0 | 0 | 0 | 0 | 0 | 0 | 0 | 0 | 0 | 0 | 0 | 0 | 0 | 0 | 0 | 0 | 0 | 0 | 0
|  |  |  | Connection Requests | 1.114 | 1.9495 | 2.785 | 3.6206 | 3.6206 | 3.6206 | 3.6206 | 3.6206 | 3.6206 | 3.6206 | 3.6206 | 3.6206 | 3.6206 | 3.6206 | 3.6206 | 3.6206 | 3.6206 | 3.6206 | 3.6206 | 3.6206 | 3.6206 | 3.6206 | 3.6206 | 3.6206 | 3.6206
| Carlaw TS | T1/T2 | A8-9E | Electric Vehicles | 0.031324 | 0.048281 | 0.078632 | 0.11672 | 0.24127 | 0.3978 | 0.5621 | 0.74019 | 0.92528 | 1.1451 | 1.3814 | 1.7356 | 2.0832 | 2.4409 | 2.909 | 3.464 | 3.9596 | 4.5848 | 5.1433 | 5.6791 | 6.1684 | 6.6478 | 7.0819 | 7.5191 | 7.9905
|  |  |  | Electrified Heating | 0.061811 | 0.12271 | 0.18277 | 0.24402 | 0.30253 | 0.36059 | 0.41832 | 0.47574 | 0.5351 | 0.59234 | 0.64991 | 0.70659 | 0.7634 | 0.83201 | 0.89821 | 0.96348 | 1.0296 | 1.0956 | 1.1611 | 1.224 | 1.2861 | 1.3478 | 1.41 | 1.4697 | 1.5289
|  |  |  | Data Centres | 0 | 0 | 0 | 0 | 0 | 0 | 0 | 0 | 0 | 0 | 0 | 0 | 0 | 0 | 0 | 0 | 0.46478 | 0.80507 | 1.0458 | 0.92126 | 0.81337 | 0.72207 | 0.64737 | 0.58098 | 0.52288
|  |  |  | Connection Requests | 0 | 0 | 9.51 | 9.51 | 0 | 0 | 0 | 0 | 0 | 0 | 0 | 0 | 0 | 0 | 0 | 0 | 0 | 0 | 0 | 0 | 0 | 0 | 0 | 0 | 0
| Carlaw TS | T1/T2 | A10-11E | Electric Vehicles | 0.028886 | 0.044525 | 0.072513 | 0.10764 | 0.2225 | 0.36685 | 0.51836 | 0.68259 | 0.85328 | 1.056 | 1.2739 | 1.6005 | 1.9211 | 2.2509 | 2.6827 | 3.1945 | 3.6515 | 4.2281 | 4.7431 | 5.2372 | 5.6885 | 6.1305 | 6.5308 | 6.934 | 7.3687
|  |  |  | Electrified Heating | 0.30683 | 0.60916 | 0.90729 | 1.2114 | 1.5018 | 1.79 | 2.0766 | 2.3616 | 2.6563 | 2.9404 | 3.2262 | 3.5076 | 3.7896 | 4.1302 | 4.4588 | 4.7828 | 5.1109 | 5.4386 | 5.764 | 6.0761 | 6.3845 | 6.6908 | 6.9994 | 7.2958 | 7.5895
|  |  |  | Data Centres | 0 | 0 | 0 | 0 | 0 | 0 | 0 | 0 | 0 | 0 | 0 | 0 | 0 | 0 | 0 | 0 | 0 | 0 | 0 | 0 | 0 | 0.22961 | 0.40565 | 0.55108 | 0.4975
|  |  |  | Connection Requests | 0 | 0 | 0 | 0 | 0 | 0 | 0 | 0 | 0 | 0 | 0 | 0 | 0 | 0 | 0 | 0 | 0 | 0 | 0 | 0 | 0 | 0 | 0 | 0 | 0
| Cecil TS | T1/T2 | A1-2CE | Electric Vehicles | 0.027964 | 0.043103 | 0.070198 | 0.1042 | 0.2154 | 0.35513 | 0.50181 | 0.6608 | 0.82604 | 1.0222 | 1.2332 | 1.5494 | 1.8597 | 2.1791 | 2.597 | 3.0925 | 3.5349 | 4.0931 | 4.5917 | 5.07 | 5.5068 | 5.9348 | 6.3223 | 6.7126 | 7.1335
|  |  |  | Electrified Heating | 0.12253 | 0.24326 | 0.36232 | 0.48375 | 0.59972 | 0.71481 | 0.82927 | 0.9431 | 1.0608 | 1.1742 | 1.2884 | 1.4007 | 1.5133 | 1.6494 | 1.7806 | 1.91 | 2.041 | 2.1719 | 2.3018 | 2.4265 | 2.5496 | 2.6719 | 2.7951 | 2.9135 | 3.0308
|  |  |  | Data Centres | 0 | 0 | 0 | 0 | 0 | 0 | 0 | 0 | 0 | 0 | 0 | 0 | 0 | 0 | 0 | 0 | 0 | 0 | 0 | 0 | 0 | 0 | 0 | 0 | 0
|  |  |  | Connection Requests | 0 | 0 | 0 | 0 | 0 | 0 | 0 | 0 | 0 | 0 | 0 | 0 | 0 | 0 | 0 | 0 | 0 | 0 | 0 | 0 | 0 | 0 | 0 | 0 | 0
| Cecil TS | T1/T2 | A3-4CE | Electric Vehicles | 0.0059751 | 0.0094806 | 0.015764 | 0.023594 | 0.04727 | 0.077012 | 0.10841 | 0.14245 | 0.17779 | 0.21954 | 0.26484 | 0.33101 | 0.39681 | 0.46411 | 0.55109 | 0.65418 | 0.74685 | 0.86273 | 0.96475 | 1.0632 | 1.1528 | 1.2407 | 1.3205 | 1.4012 | 1.4877
|  |  |  | Electrified Heating | 0.0040586 | 0.0080575 | 0.012001 | 0.016023 | 0.019865 | 0.023677 | 0.027468 | 0.031238 | 0.035136 | 0.038894 | 0.042675 | 0.046396 | 0.050126 | 0.054632 | 0.058978 | 0.063264 | 0.067604 | 0.071938 | 0.076243 | 0.080372 | 0.08445 | 0.088502 | 0.092583 | 0.096504 | 0.10039
|  |  |  | Data Centres | 0 | 0 | 0 | 0 | 0 | 0 | 0 | 0 | 0 | 0 | 0.88675 | 1.66 | 2.2993 | 2.1041 | 2.5253 | 2.8097 | 2.9607 | 2.554 | 2.2205 | 1.9521 | 1.7244 | 1.5292 | 1.3665 | 1.2282 | 1.1062
|  |  |  | Connection Requests | 0 | 0 | 7.5026 | 11.7898 | 15.0052 | 18.2206 | 21.436 | 21.436 | 21.436 | 21.436 | 21.436 | 21.436 | 21.436 | 21.436 | 21.436 | 21.436 | 21.436 | 21.436 | 21.436 | 21.436 | 21.436 | 21.436 | 21.436 | 21.436 | 21.436
| Cecil TS | T3/T4 | A5-6CE | Electric Vehicles | 0.0059431 | 0.0094297 | 0.01568 | 0.023467 | 0.047016 | 0.076599 | 0.10783 | 0.14168 | 0.17683 | 0.21836 | 0.26342 | 0.32923 | 0.39468 | 0.46162 | 0.54813 | 0.65067 | 0.74284 | 0.8581 | 0.95957 | 1.0575 | 1.1467 | 1.234 | 1.3134 | 1.3937 | 1.4797
|  |  |  | Electrified Heating | 0.080329 | 0.15948 | 0.23753 | 0.31713 | 0.39317 | 0.46862 | 0.54365 | 0.61828 | 0.69542 | 0.76981 | 0.84463 | 0.91829 | 0.99211 | 1.0813 | 1.1673 | 1.2521 | 1.338 | 1.4238 | 1.509 | 1.5907 | 1.6715 | 1.7517 | 1.8324 | 1.91 | 1.9869
|  |  |  | Data Centres | 0 | 0 | 0 | 0 | 0 | 0 | 0 | 0 | 0 | 0 | 0 | 0 | 0 | 0 | 0 | 0 | 0 | 0 | 0 | 0 | 0 | 0 | 0 | 0 | 0
|  |  |  | Connection Requests | 0.71379 | 1.1217 | 1.4276 | 1.7335 | 3.4994 | 4.3337 | 4.9595 | 5.5852 | 6.2109 | 6.2109 | 6.2109 | 6.2109 | 6.2109 | 6.2109 | 6.2109 | 6.2109 | 6.2109 | 6.2109 | 6.2109 | 6.2109 | 6.2109 | 6.2109 | 6.2109 | 6.2109 | 6.2109
| Cecil TS | T3/T4 | A7-8CE | Electric Vehicles | 0.0058597 | 0.0092975 | 0.01546 | 0.023138 | 0.046357 | 0.075525 | 0.10632 | 0.1397 | 0.17435 | 0.2153 | 0.25972 | 0.32461 | 0.38915 | 0.45515 | 0.54045 | 0.64155 | 0.73242 | 0.84606 | 0.94612 | 1.0427 | 1.1306 | 1.2167 | 1.295 | 1.3742 | 1.4589
|  |  |  | Electrified Heating | 0.14663 | 0.29111 | 0.43358 | 0.57889 | 0.71768 | 0.8554 | 0.99238 | 1.1286 | 1.2694 | 1.4052 | 1.5418 | 1.6762 | 1.811 | 1.9738 | 2.1308 | 2.2856 | 2.4424 | 2.599 | 2.7545 | 2.9037 | 3.051 | 3.1975 | 3.3449 | 3.4865 | 3.6269
|  |  |  | Data Centres | 0 | 0 | 0 | 0 | 0 | 0 | 0 | 0 | 0 | 0 | 0 | 0 | 0 | 0 | 0 | 0 | 0 | 0 | 0 | 0.30312 | 0.54242 | 0.71791 | 0.64612 | 0.57433 | 0.51849
|  |  |  | Connection Requests | 1.0054 | 1.7594 | 2.5135 | 3.2676 | 3.2676 | 3.2676 | 3.2676 | 3.2676 | 3.2676 | 3.2676 | 3.2676 | 3.2676 | 3.2676 | 3.2676 | 3.2676 | 3.2676 | 3.2676 | 3.2676 | 3.2676 | 3.2676 | 3.2676 | 3.2676 | 3.2676 | 3.2676 | 3.2676
| Charles TS | T1/T2 | A5-6CS | Electric Vehicles | 0.0056866 | 0.0090228 | 0.015003 | 0.022455 | 0.044988 | 0.073294 | 0.10318 | 0.13557 | 0.1692 | 0.20894 | 0.25205 | 0.31502 | 0.37765 | 0.4417 | 0.52448 | 0.6226 | 0.71079 | 0.82107 | 0.91817 | 1.0119 | 1.0972 | 1.1808 | 1.2567 | 1.3336 | 1.4158
|  |  |  | Electrified Heating | 0.13529 | 0.26859 | 0.40005 | 0.53411 | 0.66217 | 0.78924 | 0.91562 | 1.0413 | 1.1712 | 1.2965 | 1.4225 | 1.5466 | 1.6709 | 1.8211 | 1.966 | 2.1088 | 2.2535 | 2.398 | 2.5415 | 2.6791 | 2.8151 | 2.9501 | 3.0862 | 3.2169 | 3.3464
|  |  |  | Data Centres | 0 | 0 | 0 | 0 | 0 | 0 | 0 | 0 | 0 | 0 | 0 | 0 | 0 | 0 | 0 | 0.45819 | 0.80508 | 1.045 | 0.90571 | 0.79733 | 0.70444 | 0.62703 | 0.55736 | 0.87475 | 1.1302
|  |  |  | Connection Requests | 1.3691 | 2.1514 | 2.7382 | 3.3249 | 3.9117 | 3.9117 | 3.9117 | 3.9117 | 3.9117 | 3.9117 | 3.9117 | 3.9117 | 3.9117 | 3.9117 | 3.9117 | 3.9117 | 3.9117 | 3.9117 | 3.9117 | 3.9117 | 3.9117 | 3.9117 | 3.9117 | 3.9117 | 3.9117
| Charles TS | T1/T2 | A7-8CS | Electric Vehicles | 0.011616 | 0.017945 | 0.029088 | 0.043084 | 0.089178 | 0.1471 | 0.20778 | 0.2735 | 0.3417 | 0.42297 | 0.51005 | 0.64122 | 0.76957 | 0.90192 | 1.0756 | 1.2811 | 1.4646 | 1.6966 | 1.904 | 2.1027 | 2.2845 | 2.4625 | 2.6239 | 2.7858 | 2.9611
|  |  |  | Electrified Heating | 0.062498 | 0.12408 | 0.18481 | 0.24674 | 0.3059 | 0.3646 | 0.42298 | 0.48104 | 0.54106 | 0.59894 | 0.65715 | 0.71446 | 0.77189 | 0.84127 | 0.9082 | 0.9742 | 1.041 | 1.1078 | 1.1741 | 1.2376 | 1.3004 | 1.3628 | 1.4257 | 1.4861 | 1.5459
|  |  |  | Data Centres | 0 | 0 | 0 | 0 | 0 | 0 | 0 | 0 | 0 | 0 | 0 | 0 | 0 | 0 | 0 | 0 | 0 | 0 | 0 | 0 | 0 | 0 | 0 | 0 | 0
|  |  |  | Connection Requests | 0 | 1.3132 | 2.0636 | 2.6264 | 3.1892 | 3.752 | 3.752 | 3.752 | 3.752 | 3.752 | 3.752 | 3.752 | 3.752 | 3.752 | 3.752 | 3.752 | 3.752 | 3.752 | 3.752 | 3.752 | 3.752 | 3.752 | 3.752 | 3.752 | 3.752
| Charles TS | T3/T4 | A1-2CS | Electric Vehicles | 0.011529 | 0.017811 | 0.028871 | 0.042763 | 0.088513 | 0.146 | 0.20623 | 0.27146 | 0.33915 | 0.41981 | 0.50624 | 0.63643 | 0.76383 | 0.89519 | 1.0675 | 1.2716 | 1.4537 | 1.684 | 1.8898 | 2.087 | 2.2675 | 2.4441 | 2.6043 | 2.765 | 2.939
|  |  |  | Electrified Heating | 0.13201 | 0.26209 | 0.39036 | 0.52119 | 0.64614 | 0.77014 | 0.89346 | 1.0161 | 1.1429 | 1.2651 | 1.3881 | 1.5091 | 1.6305 | 1.777 | 1.9184 | 2.0578 | 2.199 | 2.34 | 2.48 | 2.6143 | 2.7469 | 2.8787 | 3.0115 | 3.139 | 3.2654
|  |  |  | Data Centres | 0 | 0 | 0 | 0 | 0 | 0 | 0 | 0 | 0 | 0 | 0 | 0 | 0 | 0 | 0 | 0 | 0 | 0 | 0 | 0 | 0 | 0 | 0 | 0 | 0
|  |  |  | Connection Requests | 0 | 0 | 0 | 0 | 0 | 0 | 0 | 0 | 0 | 0 | 0 | 0 | 0 | 0 | 0 | 0 | 0 | 0 | 0 | 0 | 0 | 0 | 0 | 0 | 0
| Charles TS | T3/T4 | A3-4CS | Electric Vehicles | 0.011765 | 0.018174 | 0.02946 | 0.043635 | 0.090319 | 0.14898 | 0.21043 | 0.277 | 0.34607 | 0.42838 | 0.51657 | 0.64942 | 0.77941 | 0.91346 | 1.0893 | 1.2975 | 1.4834 | 1.7184 | 1.9283 | 2.1296 | 2.3138 | 2.494 | 2.6574 | 2.8215 | 2.999
|  |  |  | Electrified Heating | 0.14089 | 0.27971 | 0.41661 | 0.55623 | 0.68958 | 0.82191 | 0.95352 | 1.0844 | 1.2197 | 1.3502 | 1.4814 | 1.6106 | 1.7401 | 1.8965 | 2.0474 | 2.1961 | 2.3468 | 2.4973 | 2.6467 | 2.79 | 2.9316 | 3.0723 | 3.2139 | 3.35 | 3.4849
|  |  |  | Data Centres | 0 | 0 | 0 | 0 | 0 | 0 | 1.582 | 2.9278 | 4.0794 | 3.7793 | 3.5325 | 3.3006 | 3.0481 | 3.4508 | 3.7064 | 3.8373 | 3.3661 | 2.9018 | 2.8604 | 2.8023 | 2.7443 | 2.6863 | 2.6199 | 2.5453 | 2.2966
|  |  |  | Connection Requests | 0 | 0 | 0 | 0 | 0 | 0 | 0 | 0 | 0 | 0 | 0 | 0 | 0 | 0 | 0 | 0 | 0 | 0 | 0 | 0 | 0 | 0 | 0 | 0 | 0
| Dufferin TS | T1/T3 | A1-2DN | Electric Vehicles | 0.011529 | 0.017811 | 0.028871 | 0.042763 | 0.088513 | 0.146 | 0.20623 | 0.27146 | 0.33915 | 0.41981 | 0.50624 | 0.63643 | 0.76383 | 0.89519 | 1.0675 | 1.2716 | 1.4537 | 1.684 | 1.8898 | 2.087 | 2.2675 | 2.4441 | 2.6043 | 2.765 | 2.939
|  |  |  | Electrified Heating | 0.2181 | 0.43299 | 0.6449 | 0.86103 | 1.0675 | 1.2723 | 1.476 | 1.6786 | 1.8881 | 2.0901 | 2.2932 | 2.4932 | 2.6936 | 2.9357 | 3.1693 | 3.3996 | 3.6328 | 3.8657 | 4.097 | 4.3189 | 4.5381 | 4.7558 | 4.9751 | 5.1858 | 5.3946
|  |  |  | Data Centres | 0 | 0 | 0 | 0 | 0 | 0 | 0 | 0 | 0 | 0 | 0 | 0 | 0 | 0 | 0 | 0 | 0 | 0 | 0 | 0.30875 | 0.55251 | 0.73126 | 0.65813 | 0.58501 | 0.52813
|  |  |  | Connection Requests | 0 | 0 | 2.5742 | 4.0452 | 5.1484 | 6.2517 | 7.3549 | 7.3549 | 7.3549 | 7.3549 | 7.3549 | 7.3549 | 7.3549 | 7.3549 | 7.3549 | 7.3549 | 7.3549 | 7.3549 | 7.3549 | 7.3549 | 7.3549 | 7.3549 | 7.3549 | 7.3549 | 7.3549
| Dufferin TS | T1/T3 | A3-4DN | Electric Vehicles | 0.016441 | 0.028182 | 0.047046 | 0.070356 | 0.13386 | 0.21343 | 0.29712 | 0.38724 | 0.47935 | 0.59027 | 0.70928 | 0.88095 | 1.0524 | 1.2284 | 1.4542 | 1.7184 | 1.9588 | 2.2593 | 2.5156 | 2.7651 | 2.9937 | 3.2163 | 3.4232 | 3.6271 | 3.8499
|  |  |  | Electrified Heating | 0.10186 | 0.20222 | 0.3012 | 0.40214 | 0.49855 | 0.59422 | 0.68937 | 0.78399 | 0.88181 | 0.97615 | 1.071 | 1.1644 | 1.258 | 1.3711 | 1.4802 | 1.5878 | 1.6967 | 1.8055 | 1.9135 | 2.0171 | 2.1195 | 2.2212 | 2.3236 | 2.422 | 2.5195
|  |  |  | Data Centres | 0 | 0 | 0 | 0 | 0 | 0 | 0 | 0 | 0 | 0 | 0 | 0 | 0 | 0 | 0 | 0.49021 | 0.86135 | 1.1181 | 0.96902 | 0.85307 | 0.75368 | 0.67086 | 0.59632 | 0.73712 | 0.84478
|  |  |  | Connection Requests | 3.9603 | 5.9182 | 8.3713 | 10.1838 | 9.5526 | 10.4779 | 10.9761 | 10.9761 | 10.9761 | 10.9761 | 10.9761 | 10.9761 | 10.9761 | 10.9761 | 10.9761 | 10.9761 | 10.9761 | 10.9761 | 10.9761 | 10.9761 | 10.9761 | 10.9761 | 10.9761 | 10.9761 | 10.9761
| Dufferin TS | T2/T4 | A5-6DN | Electric Vehicles | 0.015955 | 0.02735 | 0.045657 | 0.06828 | 0.12991 | 0.20714 | 0.28835 | 0.37581 | 0.46521 | 0.57286 | 0.68835 | 0.85496 | 1.0213 | 1.1922 | 1.4112 | 1.6677 | 1.901 | 2.1926 | 2.4413 | 2.6836 | 2.9054 | 3.1214 | 3.3222 | 3.5201 | 3.7363
|  |  |  | Electrified Heating | 0.072065 | 0.14307 | 0.21309 | 0.28451 | 0.35272 | 0.42041 | 0.48773 | 0.55467 | 0.62388 | 0.69062 | 0.75774 | 0.82382 | 0.89004 | 0.97005 | 1.0472 | 1.1233 | 1.2004 | 1.2773 | 1.3538 | 1.4271 | 1.4995 | 1.5715 | 1.6439 | 1.7135 | 1.7825
|  |  |  | Data Centres | 0 | 0 | 0 | 0 | 0 | 0 | 0 | 0 | 0 | 0 | 0 | 0 | 0 | 0 | 0 | 0 | 0 | 0 | 0 | 0 | 0 | 0 | 0 | 0 | 0
|  |  |  | Connection Requests | 1.0971 | 1.9199 | 4.3223 | 6.0477 | 6.7246 | 7.4015 | 8.0785 | 8.0785 | 8.0785 | 8.0785 | 8.0785 | 8.0785 | 8.0785 | 8.0785 | 8.0785 | 8.0785 | 8.0785 | 8.0785 | 8.0785 | 8.0785 | 8.0785 | 8.0785 | 8.0785 | 8.0785 | 8.0785
| Dufferin TS | T2/T4 | A7-8DN | Electric Vehicles | 0.016354 | 0.028033 | 0.046798 | 0.069986 | 0.13315 | 0.21231 | 0.29555 | 0.3852 | 0.47682 | 0.58716 | 0.70554 | 0.87631 | 1.0468 | 1.2219 | 1.4465 | 1.7093 | 1.9485 | 2.2474 | 2.5023 | 2.7506 | 2.9779 | 3.1994 | 3.4052 | 3.608 | 3.8297
|  |  |  | Electrified Heating | 0.46773 | 0.92859 | 1.3831 | 1.8466 | 2.2893 | 2.7286 | 3.1656 | 3.6001 | 4.0492 | 4.4824 | 4.918 | 5.347 | 5.7768 | 6.296 | 6.7969 | 7.2909 | 7.791 | 8.2906 | 8.7866 | 9.2624 | 9.7325 | 10.1995 | 10.6698 | 11.1216 | 11.5694
|  |  |  | Data Centres | 0 | 0 | 0 | 0 | 0 | 0 | 0 | 0 | 0 | 0 | 0 | 0 | 0 | 0 | 0 | 0 | 0 | 0 | 0 | 0 | 0 | 0 | 0 | 0 | 0
|  |  |  | Connection Requests | 0 | 0 | 0 | 0 | 0 | 0 | 0 | 0 | 0 | 0 | 0 | 0 | 0 | 0 | 0 | 0 | 0 | 0 | 0 | 0 | 0 | 0 | 0 | 0 | 0
| Duplex TS | T1/T2 | A1-2DX | Electric Vehicles | 0.016198 | 0.027766 | 0.046351 | 0.069318 | 0.13188 | 0.21029 | 0.29273 | 0.38153 | 0.47228 | 0.58156 | 0.69882 | 0.86796 | 1.0368 | 1.2103 | 1.4327 | 1.693 | 1.9299 | 2.226 | 2.4784 | 2.7244 | 2.9495 | 3.1689 | 3.3727 | 3.5736 | 3.7931
|  |  |  | Electrified Heating | 0.45044 | 0.89426 | 1.3319 | 1.7783 | 2.2047 | 2.6277 | 3.0485 | 3.467 | 3.8995 | 4.3167 | 4.7362 | 5.1493 | 5.5632 | 6.0633 | 6.5456 | 7.0213 | 7.503 | 7.984 | 8.4617 | 8.92 | 9.3726 | 9.8224 | 10.2753 | 10.7104 | 11.1416
|  |  |  | Data Centres | 0 | 0 | 0 | 0 | 0 | 0 | 0 | 0 | 0 | 0 | 0 | 0 | 0 | 0.65626 | 1.1813 | 1.5756 | 1.379 | 1.1914 | 1.0363 | 0.91392 | 0.80784 | 0.71808 | 0.63648 | 0.5712 | 0.51408
|  |  |  | Connection Requests | 0 | 0 | 0 | 0 | 0 | 0 | 0 | 0 | 0 | 0 | 0 | 0 | 0 | 0 | 0 | 0 | 0 | 0 | 0 | 0 | 0 | 0 | 0 | 0 | 0
| Duplex TS | T1/T2 | A3-4DX | Electric Vehicles | 0.07462 | 0.18851 | 0.33059 | 0.50008 | 0.74569 | 1.0481 | 1.3649 | 1.6915 | 1.9874 | 2.3892 | 2.802 | 3.2789 | 3.8062 | 4.3499 | 4.9607 | 5.5875 | 6.2605 | 7.0544 | 7.4593 | 7.9375 | 8.4016 | 8.817 | 9.3376 | 9.7247 | 10.2441
|  |  |  | Electrified Heating | 0.19205 | 0.38128 | 0.56788 | 0.7582 | 0.93998 | 1.1204 | 1.2998 | 1.4782 | 1.6626 | 1.8405 | 2.0193 | 2.1954 | 2.3719 | 2.5851 | 2.7908 | 2.9936 | 3.1989 | 3.4041 | 3.6077 | 3.8031 | 3.9961 | 4.1878 | 4.381 | 4.5665 | 4.7503
|  |  |  | Data Centres | 0 | 0 | 0 | 0 | 0 | 0 | 0 | 0 | 0 | 0 | 0 | 0 | 0 | 0 | 0 | 0 | 0 | 0 | 0 | 0 | 0 | 0 | 0.20575 | 0.37034 | 0.50202
|  |  |  | Connection Requests | 1.0432 | 2.757 | 3.9398 | 4.6838 | 5.4278 | 5.8522 | 5.8522 | 5.8522 | 5.8522 | 5.8522 | 5.8522 | 5.8522 | 5.8522 | 5.8522 | 5.8522 | 5.8522 | 5.8522 | 5.8522 | 5.8522 | 5.8522 | 5.8522 | 5.8522 | 5.8522 | 5.8522 | 5.8522
| Duplex TS | T3/T4 | A5-6DX | Electric Vehicles | 0.074699 | 0.18871 | 0.33094 | 0.50061 | 0.74648 | 1.0492 | 1.3664 | 1.6933 | 1.9896 | 2.3917 | 2.8049 | 3.2823 | 3.8102 | 4.3545 | 4.9659 | 5.5934 | 6.2671 | 7.0619 | 7.4672 | 7.9459 | 8.4105 | 8.8263 | 9.3475 | 9.735 | 10.255
|  |  |  | Electrified Heating | 0.15444 | 0.30662 | 0.45669 | 0.60974 | 0.75592 | 0.90099 | 1.0453 | 1.1887 | 1.337 | 1.4801 | 1.6239 | 1.7656 | 1.9075 | 2.0789 | 2.2443 | 2.4074 | 2.5726 | 2.7375 | 2.9013 | 3.0584 | 3.2136 | 3.3678 | 3.5231 | 3.6723 | 3.8202
|  |  |  | Data Centres | 0 | 0 | 0 | 0 | 0 | 0 | 0 | 0 | 0 | 0 | 0 | 0 | 0 | 0 | 0 | 0 | 0 | 0 | 0 | 0.31307 | 0.56022 | 0.74147 | 0.66732 | 0.59318 | 0.53551
|  |  |  | Connection Requests | 0 | 0 | 0 | 0 | 0 | 0 | 0 | 0 | 0 | 0 | 0 | 0 | 0 | 0 | 0 | 0 | 0 | 0 | 0 | 0 | 0 | 0 | 0 | 0 | 0
| Esplanade TS | T11/T2/T13 | A1-2X | Electric Vehicles | 0.0728 | 0.18392 | 0.32252 | 0.48789 | 0.72751 | 1.0226 | 1.3316 | 1.6502 | 1.939 | 2.3309 | 2.7336 | 3.1989 | 3.7133 | 4.2438 | 4.8397 | 5.4512 | 6.1078 | 6.8824 | 7.2773 | 7.7439 | 8.1966 | 8.6019 | 9.1099 | 9.4875 | 9.9943
|  |  |  | Electrified Heating | 0.15754 | 0.31277 | 0.46585 | 0.62197 | 0.77109 | 0.91906 | 1.0662 | 1.2126 | 1.3639 | 1.5098 | 1.6565 | 1.801 | 1.9457 | 2.1206 | 2.2894 | 2.4557 | 2.6242 | 2.7924 | 2.9595 | 3.1198 | 3.2781 | 3.4354 | 3.5938 | 3.746 | 3.8968
|  |  |  | Data Centres | 0 | 0 | 0 | 0 | 0 | 0 | 0 | 0 | 0 | 0 | 0 | 0 | 0 | 0 | 0 | 0 | 0 | 0 | 0 | 0 | 0 | 0 | 0 | 0 | 0
|  |  |  | Connection Requests | 0 | 0 | 0 | 1.127 | 1.771 | 2.576 | 2.737 | 3.22 | 3.22 | 3.22 | 3.22 | 3.22 | 3.22 | 3.22 | 3.22 | 3.22 | 3.22 | 3.22 | 3.22 | 3.22 | 3.22 | 3.22 | 3.22 | 3.22 | 3.22
| Esplanade TS | T11/T2/T13 | A1-2GD | Electric Vehicles | 0.036253 | 0.058185 | 0.094846 | 0.14065 | 0.28291 | 0.46146 | 0.64836 | 0.85025 | 1.0584 | 1.3082 | 1.5749 | 1.9734 | 2.3645 | 2.7683 | 3.2956 | 3.9167 | 4.4744 | 5.1785 | 5.7989 | 6.3961 | 6.9436 | 7.4782 | 7.9675 | 8.4537 | 8.9838
|  |  |  | Electrified Heating | 0.18985 | 0.3769 | 0.56137 | 0.7495 | 0.9292 | 1.1075 | 1.2849 | 1.4612 | 1.6435 | 1.8193 | 1.9962 | 2.1703 | 2.3447 | 2.5555 | 2.7588 | 2.9592 | 3.1623 | 3.365 | 3.5664 | 3.7595 | 3.9503 | 4.1398 | 4.3307 | 4.5141 | 4.6958
|  |  |  | Data Centres | 0 | 0 | 0 | 0 | 0 | 0 | 0 | 0 | 0 | 1.3265 | 2.483 | 3.4775 | 4.2875 | 4.8946 | 5.2859 | 4.7089 | 4.1283 | 3.5583 | 3.1023 | 2.7196 | 2.4021 | 2.1415 | 1.9135 | 1.7181 | 1.5471
|  |  |  | Connection Requests | 2.3325 | 2.3325 | 2.3325 | 2.3325 | 0 | 0 | 0 | 0 | 0 | 0 | 0 | 0 | 0 | 0 | 0 | 0 | 0 | 0 | 0 | 0 | 0 | 0 | 0 | 0 | 0
| Esplanade TS | T11/T2/T13 | A3-4GD | Electric Vehicles | 0.009455 | 0.021912 | 0.039817 | 0.061229 | 0.094514 | 0.1358 | 0.18043 | 0.22762 | 0.27327 | 0.32949 | 0.3916 | 0.46157 | 0.54104 | 0.61972 | 0.70717 | 0.80368 | 0.90259 | 1.0157 | 1.0836 | 1.1598 | 1.2288 | 1.2941 | 1.3656 | 1.4302 | 1.5028
|  |  |  | Electrified Heating | 0.087349 | 0.17341 | 0.25829 | 0.34485 | 0.42752 | 0.50957 | 0.59116 | 0.6723 | 0.75619 | 0.83708 | 0.91844 | 0.99853 | 1.0788 | 1.1758 | 1.2693 | 1.3616 | 1.455 | 1.5482 | 1.6409 | 1.7297 | 1.8175 | 1.9047 | 1.9926 | 2.0769 | 2.1606
|  |  |  | Data Centres | 0 | 0 | 0 | 0 | 0 | 0 | 0 | 0 | 0 | 0 | 0 | 0 | 0 | 0 | 0 | 0 | 0 | 0 | 0 | 0 | 0 | 0 | 0 | 0 | 0
|  |  |  | Connection Requests | 0.9801 | 2.3994 | 3.5254 | 4.5537 | 4.847 | 5.1402 | 5.1402 | 5.1402 | 5.1402 | 5.1402 | 5.1402 | 5.1402 | 5.1402 | 5.1402 | 5.1402 | 5.1402 | 5.1402 | 5.1402 | 5.1402 | 5.1402 | 5.1402 | 5.1402 | 5.1402 | 5.1402 | 5.1402
| Gerrard TS | T1/T2 | A1-2K | Electric Vehicles | 0.0099113 | 0.022969 | 0.041738 | 0.064184 | 0.099076 | 0.14236 | 0.18914 | 0.23861 | 0.28646 | 0.34539 | 0.4105 | 0.48385 | 0.56715 | 0.64963 | 0.7413 | 0.84246 | 0.94615 | 1.0647 | 1.1359 | 1.2158 | 1.2881 | 1.3566 | 1.4315 | 1.4992 | 1.5753
|  |  |  | Electrified Heating | 0.073166 | 0.14526 | 0.21635 | 0.28885 | 0.35811 | 0.42683 | 0.49517 | 0.56314 | 0.6334 | 0.70116 | 0.76931 | 0.8364 | 0.90364 | 0.98486 | 1.0632 | 1.1405 | 1.2187 | 1.2969 | 1.3744 | 1.4489 | 1.5224 | 1.5955 | 1.669 | 1.7397 | 1.8097
|  |  |  | Data Centres | 0 | 0 | 0 | 0 | 0 | 0 | 0 | 0 | 0 | 0 | 0 | 0 | 0 | 0 | 0 | 0 | 0 | 0 | 0 | 0 | 0 | 0 | 0 | 0 | 0
|  |  |  | Connection Requests | 0 | 1.7979 | 2.8254 | 3.5959 | 4.3665 | 5.137 | 5.137 | 5.137 | 5.137 | 5.137 | 5.137 | 5.137 | 5.137 | 5.137 | 5.137 | 5.137 | 5.137 | 5.137 | 5.137 | 5.137 | 5.137 | 5.137 | 5.137 | 5.137 | 5.137
| Gerrard TS | T1/T2 | A14-15E | Electric Vehicles | 0.004885 | 0.0072073 | 0.011519 | 0.016981 | 0.036577 | 0.061227 | 0.087015 | 0.11501 | 0.14423 | 0.17891 | 0.21605 | 0.27292 | 0.32814 | 0.38518 | 0.46063 | 0.55034 | 0.62985 | 0.73081 | 0.82251 | 0.90994 | 0.9899 | 1.0683 | 1.1388 | 1.21 | 1.2867
|  |  |  | Electrified Heating | 0.14526 | 0.28838 | 0.42952 | 0.57346 | 0.71095 | 0.84738 | 0.98307 | 1.118 | 1.2575 | 1.392 | 1.5273 | 1.6605 | 1.794 | 1.9553 | 2.1108 | 2.2642 | 2.4195 | 2.5747 | 2.7287 | 2.8765 | 3.0224 | 3.1675 | 3.3135 | 3.4539 | 3.5929
|  |  |  | Data Centres | 0 | 0 | 0 | 0 | 0 | 0 | 0 | 0 | 0 | 0 | 0 | 0 | 0.48963 | 0.89089 | 1.2011 | 1.0716 | 0.94318 | 1.1223 | 1.2476 | 1.3312 | 1.176 | 1.0447 | 0.93721 | 1.4148 | 1.9162
|  |  |  | Connection Requests | 1.8681 | 2.7983 | 3.3809 | 2.5035 | 2.994 | 3.2702 | 3.2702 | 3.2702 | 3.2702 | 3.9286 | 3.9286 | 3.9286 | 3.9286 | 3.9286 | 3.9286 | 3.9286 | 3.9286 | 3.9286 | 3.9286 | 3.9286 | 3.9286 | 3.9286 | 3.9286 | 3.9286 | 3.9286
| Glengrove TS | T1/T3 | A3-4GL | Electric Vehicles | 0 | 0 | 0 | 0 | 0 | 0 | 0 | 0 | 0 | 0 | 0 | 0 | 0 | 0 | 0 | 0 | 0 | 0 | 0 | 0 | 0 | 0 | 0 | 0 | 0
|  |  |  | Electrified Heating | 0 | 0 | 0 | 0 | 0 | 0 | 0 | 0 | 0 | 0 | 0 | 0 | 0 | 0 | 0 | 0 | 0 | 0 | 0 | 0 | 0 | 0 | 0 | 0 | 0
|  |  |  | Data Centres | 0 | 0 | 0 | 0 | 0 | 0 | 0 | 0 | 0 | 0 | 0 | 0 | 0 | 0 | 0 | 0 | 0 | 0 | 0 | 0 | 0 | 0 | 0 | 0 | 0
|  |  |  | Connection Requests | 0 | 0 | 0 | 0 | 0 | 0 | 0 | 0 | 0 | 0 | 0 | 0 | 0 | 0 | 0 | 0 | 0 | 0 | 0 | 0 | 0 | 0 | 0 | 0 | 0
| Glengrove TS | T2/T4 | A7-8GL | Electric Vehicles | 0.070128 | 0.10238 | 0.1629 | 0.23974 | 0.52167 | 0.87636 | 1.2472 | 1.6499 | 2.0707 | 2.57 | 3.1042 | 3.926 | 4.7224 | 5.5455 | 6.6368 | 7.9351 | 9.084 | 10.5449 | 11.8766 | 13.1447 | 14.3046 | 15.442 | 16.463 | 17.4951 | 18.608
|  |  |  | Electrified Heating | 0.070144 | 0.13926 | 0.20741 | 0.27693 | 0.34332 | 0.4092 | 0.47473 | 0.53989 | 0.60725 | 0.67221 | 0.73754 | 0.80187 | 0.86632 | 0.94419 | 1.0193 | 1.0934 | 1.1684 | 1.2433 | 1.3177 | 1.3891 | 1.4595 | 1.5296 | 1.6001 | 1.6679 | 1.735
|  |  |  | Data Centres | 0 | 0 | 0 | 0 | 0 | 0 | 0 | 0 | 0 | 0 | 0 | 0 | 0 | 0 | 0 | 0 | 0 | 0 | 0 | 0 | 0 | 0 | 0 | 0 | 0
|  |  |  | Connection Requests | 2.5673 | 3.8457 | 4.6463 | 3.4404 | 4.1146 | 4.4941 | 4.4941 | 4.4941 | 4.4941 | 4.4941 | 4.4941 | 4.4941 | 4.4941 | 4.4941 | 4.4941 | 4.4941 | 4.4941 | 4.4941 | 4.4941 | 4.4941 | 4.4941 | 4.4941 | 4.4941 | 4.4941 | 4.4941
| Main TS | T3/T4 | A1-2MN | Electric Vehicles | 0.068486 | 0.099986 | 0.15909 | 0.23413 | 0.50946 | 0.85585 | 1.218 | 1.6113 | 2.0223 | 2.5098 | 3.0316 | 3.8342 | 4.6119 | 5.4157 | 6.4815 | 7.7494 | 8.8714 | 10.2981 | 11.5986 | 12.8371 | 13.9698 | 15.0806 | 16.0777 | 17.0856 | 18.1725
|  |  |  | Electrified Heating | 0.30825 | 0.61197 | 0.91148 | 1.217 | 1.5087 | 1.7982 | 2.0862 | 2.3725 | 2.6685 | 2.954 | 3.2411 | 3.5238 | 3.8071 | 4.1493 | 4.4794 | 4.8049 | 5.1345 | 5.4637 | 5.7906 | 6.1042 | 6.4139 | 6.7217 | 7.0317 | 7.3295 | 7.6245
|  |  |  | Data Centres | 0 | 0 | 0 | 0 | 0 | 0 | 0 | 0 | 0 | 0 | 0 | 0 | 0 | 0 | 0 | 0 | 0 | 0 | 0.32848 | 0.56883 | 0.7531 | 0.67298 | 0.60087 | 0.53678 | 0.48871
|  |  |  | Connection Requests | 0.2754 | 0.5508 | 0.8262 | 0.8262 | 0.8262 | 0.8262 | 0.8262 | 0.8262 | 0.8262 | 0.8262 | 0.8262 | 0.8262 | 0.8262 | 0.8262 | 0.8262 | 0.8262 | 0.8262 | 0.8262 | 0.8262 | 0.8262 | 0.8262 | 0.8262 | 0.8262 | 0.8262 | 0.8262
| Main TS | T3/T4 | A3-4MN | Electric Vehicles | 0.040396 | 0.063356 | 0.10393 | 0.15469 | 0.31474 | 0.5158 | 0.72714 | 0.95609 | 1.1936 | 1.4757 | 1.7796 | 2.2308 | 2.6756 | 3.1327 | 3.7282 | 4.4333 | 5.0649 | 5.8595 | 6.5642 | 7.242 | 7.8607 | 8.4666 | 9.0169 | 9.5706 | 10.1675
|  |  |  | Electrified Heating | 0.15933 | 0.31631 | 0.47113 | 0.62902 | 0.77983 | 0.92948 | 1.0783 | 1.2263 | 1.3793 | 1.5269 | 1.6753 | 1.8214 | 1.9678 | 2.1447 | 2.3153 | 2.4835 | 2.6539 | 2.8241 | 2.9931 | 3.1551 | 3.3152 | 3.4743 | 3.6345 | 3.7885 | 3.941
|  |  |  | Data Centres | 0 | 0 | 0 | 0 | 0 | 0 | 0 | 0 | 0 | 0 | 0 | 0 | 0 | 0 | 0 | 0 | 0 | 0 | 0 | 0 | 0 | 0.24035 | 0.42462 | 0.57684 | 0.68099
|  |  |  | Connection Requests | 0 | 0 | 1.1663 | 1.8328 | 2.3326 | 2.8325 | 3.3323 | 3.3323 | 3.3323 | 3.3323 | 3.3323 | 3.3323 | 3.3323 | 3.3323 | 3.3323 | 3.3323 | 3.3323 | 3.3323 | 3.3323 | 3.3323 | 3.3323 | 3.3323 | 3.3323 | 3.3323 | 3.3323
| Terauley TS | T1/T4 | A1-2A | Electric Vehicles | 0.041276 | 0.064736 | 0.1062 | 0.15806 | 0.32159 | 0.52703 | 0.74298 | 0.97692 | 1.2196 | 1.5078 | 1.8183 | 2.2794 | 2.7339 | 3.201 | 3.8094 | 4.5299 | 5.1752 | 5.9871 | 6.7072 | 7.3998 | 8.032 | 8.6511 | 9.2134 | 9.7791 | 10.389
|  |  |  | Electrified Heating | 0.38787 | 0.77004 | 1.1469 | 1.5313 | 1.8984 | 2.2627 | 2.625 | 2.9854 | 3.3578 | 3.7171 | 4.0783 | 4.434 | 4.7904 | 5.221 | 5.6364 | 6.046 | 6.4607 | 6.875 | 7.2863 | 7.6809 | 8.0707 | 8.4579 | 8.848 | 9.2227 | 9.594
|  |  |  | Data Centres | 0 | 0 | 0 | 0 | 0 | 0 | 0 | 0 | 0 | 0 | 0 | 0 | 0 | 0 | 0 | 0 | 0 | 0 | 0 | 0 | 0 | 0 | 0 | 0 | 0
|  |  |  | Connection Requests | 0 | 0 | 0 | 0 | 0 | 0 | 0 | 0 | 0 | 0 | 0 | 0 | 0 | 0 | 0 | 0 | 0 | 0 | 0 | 0 | 0 | 0 | 0 | 0 | 0
| Terauley TS | T1/T4 | A9-10A | Electric Vehicles | 0.035162 | 0.086496 | 0.15563 | 0.23809 | 0.35741 | 0.50483 | 0.66264 | 0.82752 | 0.98214 | 1.1804 | 1.394 | 1.6296 | 1.899 | 2.1687 | 2.4639 | 2.7774 | 3.1106 | 3.4915 | 3.6911 | 3.9275 | 4.1469 | 4.3488 | 4.5899 | 4.788 | 5.0286
|  |  |  | Electrified Heating | 0.0059822 | 0.011876 | 0.017689 | 0.023617 | 0.02928 | 0.034898 | 0.040486 | 0.046044 | 0.051788 | 0.057329 | 0.0629 | 0.068386 | 0.073883 | 0.080524 | 0.086931 | 0.093248 | 0.099645 | 0.10603 | 0.11238 | 0.11846 | 0.12448 | 0.13045 | 0.13646 | 0.14224 | 0.14797
|  |  |  | Data Centres | 0 | 0 | 0 | 0 | 0 | 0 | 0 | 1.0956 | 2.0353 | 2.8292 | 2.6427 | 2.4701 | 2.9363 | 3.2845 | 3.4902 | 3.1139 | 2.729 | 2.3529 | 2.0487 | 1.7927 | 1.5846 | 1.4085 | 1.4645 | 1.4885 | 1.5045
|  |  |  | Connection Requests | 0 | 2.2085 | 3.4704 | 4.4169 | 5.3634 | 6.3099 | 6.3099 | 6.3099 | 6.3099 | 6.3099 | 6.3099 | 6.3099 | 6.3099 | 6.3099 | 6.3099 | 6.3099 | 6.3099 | 6.3099 | 6.3099 | 6.3099 | 6.3099 | 6.3099 | 6.3099 | 6.3099 | 6.3099
| Terauley TS | T2/T3 | A3-4A | Electric Vehicles | 0.036504 | 0.089797 | 0.16157 | 0.24718 | 0.37105 | 0.5241 | 0.68793 | 0.85911 | 1.0196 | 1.2255 | 1.4472 | 1.6918 | 1.9715 | 2.2515 | 2.5579 | 2.8834 | 3.2294 | 3.6247 | 3.832 | 4.0774 | 4.3052 | 4.5148 | 4.7651 | 4.9708 | 5.2205
|  |  |  | Electrified Heating | 0.014922 | 0.029625 | 0.044125 | 0.058912 | 0.073037 | 0.087053 | 0.10099 | 0.11485 | 0.12918 | 0.143 | 0.1569 | 0.17059 | 0.1843 | 0.20087 | 0.21685 | 0.2326 | 0.24856 | 0.2645 | 0.28032 | 0.2955 | 0.3105 | 0.3254 | 0.3404 | 0.35482 | 0.3691
|  |  |  | Data Centres | 0 | 0 | 0 | 0 | 0 | 0 | 0 | 0 | 0 | 0 | 0 | 0 | 0 | 0 | 0 | 0 | 0 | 0 | 0 | 0 | 0 | 0 | 0 | 0 | 0
|  |  |  | Connection Requests | 0 | 1.666 | 2.618 | 3.332 | 4.046 | 4.76 | 4.76 | 4.76 | 4.76 | 4.76 | 4.76 | 4.76 | 4.76 | 4.76 | 4.76 | 4.76 | 4.76 | 4.76 | 4.76 | 4.76 | 4.76 | 4.76 | 4.76 | 4.76 | 4.76
| Terauley TS | T2/T3 | A5-6A | Electric Vehicles | 0.035392 | 0.087062 | 0.15665 | 0.23965 | 0.35975 | 0.50813 | 0.66697 | 0.83294 | 0.98856 | 1.1881 | 1.4031 | 1.6402 | 1.9114 | 2.1829 | 2.48 | 2.7955 | 3.131 | 3.5143 | 3.7153 | 3.9532 | 4.1741 | 4.3773 | 4.6199 | 4.8194 | 5.0615
|  |  |  | Electrified Heating | 0.040493 | 0.08039 | 0.11974 | 0.15986 | 0.19819 | 0.23622 | 0.27405 | 0.31166 | 0.35055 | 0.38805 | 0.42576 | 0.4629 | 0.50011 | 0.54506 | 0.58842 | 0.63118 | 0.67448 | 0.71773 | 0.76067 | 0.80187 | 0.84256 | 0.88299 | 0.9237 | 0.96282 | 1.0016
|  |  |  | Data Centres | 0 | 0 | 0 | 0 | 0 | 0 | 0 | 0 | 0 | 0 | 0 | 0 | 0 | 0 | 0 | 0 | 0 | 0 | 0 | 0 | 0 | 0 | 0 | 0 | 0
|  |  |  | Connection Requests | 0 | 0 | 2.0998 | 3.2997 | 4.1997 | 5.0996 | 5.9995 | 5.9995 | 5.9995 | 5.9995 | 5.9995 | 5.9995 | 5.9995 | 5.9995 | 5.9995 | 5.9995 | 5.9995 | 5.9995 | 5.9995 | 5.9995 | 5.9995 | 5.9995 | 5.9995 | 5.9995 | 5.9995
MANBY E 115kV
| Fairbank TS | T1/T3 | EJ ( was YZ) | Electric Vehicles | 0.072476 | 0.14389 | 0.21431 | 0.28613 | 0.35473 | 0.4228 | 0.4905 | 0.55783 | 0.62743 | 0.69455 | 0.76206 | 0.82852 | 0.89512 | 0.97558 | 1.0532 | 1.1297 | 1.2072 | 1.2846 | 1.3615 | 1.4352 | 1.5081 | 1.5804 | 1.6533 | 1.7233 | 1.7927
|  |  |  | Electrified Heating | 0 | 0 | 0 | 0 | 0 | 0 | 0 | 0 | 0 | 0 | 0 | 0 | 0 | 0 | 0 | 0 | 0 | 0 | 0 | 0 | 0 | 0 | 0 | 0 | 0
|  |  |  | Data Centres | 0 | 4.6779 | 7.3509 | 9.3557 | 11.3605 | 13.3653 | 13.3653 | 13.3653 | 13.3653 | 13.3653 | 13.3653 | 13.3653 | 13.3653 | 13.3653 | 13.3653 | 13.3653 | 13.3653 | 13.3653 | 13.3653 | 13.3653 | 13.3653 | 13.3653 | 13.3653 | 13.3653 | 13.3653
|  |  |  | Connection Requests | 0 | 0 | 0 | 0 | 0 | 0 | 0 | 0 | 0 | 0 | 0 | 0 | 0 | 0 | 0 | 0 | 0 | 0 | 0 | 0 | 0 | 0 | 0 | 0 | 0
| Fairbank TS | T2/T4 (to be T5/T6) | BQ | Electric Vehicles | 0.085775 | 0.19116 | 0.33898 | 0.51655 | 0.82053 | 1.1979 | 1.6002 | 2.0253 | 2.4368 | 2.951 | 3.5061 | 4.1802 | 4.9133 | 5.6529 | 6.5131 | 7.4673 | 8.4173 | 9.541 | 10.2873 | 11.0858 | 11.8204 | 12.5167 | 13.2527 | 13.915 | 14.6754
|  |  |  | Electrified Heating | 0.45344 | 0.90021 | 1.3408 | 1.7902 | 2.2193 | 2.6452 | 3.0688 | 3.49 | 3.9255 | 4.3454 | 4.7677 | 5.1835 | 5.6002 | 6.1036 | 6.5892 | 7.068 | 7.5529 | 8.0372 | 8.5181 | 8.9794 | 9.435 | 9.8877 | 10.3437 | 10.7817 | 11.2158
|  |  |  | Data Centres | 0 | 0 | 0 | 0 | 0 | 0 | 0 | 0 | 0 | 0 | 0 | 0 | 0 | 0 | 0 | 0 | 0 | 0 | 0 | 0 | 0 | 0 | 0 | 0 | 0.1633
|  |  |  | Connection Requests | 0 | 0 | 0 | 0 | 0 | 0 | 0 | 0 | 0 | 0 | 0 | 0 | 0 | 0 | 0 | 0 | 0 | 0 | 0 | 0 | 0 | 0 | 0 | 0 | 0
| Runnymede TS | T1/T2 | JQ | Electric Vehicles | 0.089433 | 0.19931 | 0.35343 | 0.53858 | 0.85552 | 1.249 | 1.6685 | 2.1116 | 2.5407 | 3.0768 | 3.6556 | 4.3585 | 5.1229 | 5.894 | 6.7908 | 7.7858 | 8.7763 | 9.9479 | 10.7261 | 11.5586 | 12.3245 | 13.0505 | 13.8179 | 14.5085 | 15.3013
|  |  |  | Electrified Heating | 0.58426 | 1.1599 | 1.7276 | 2.3066 | 2.8596 | 3.4084 | 3.9542 | 4.4969 | 5.058 | 5.5991 | 6.1433 | 6.6791 | 7.216 | 7.8646 | 8.4903 | 9.1072 | 9.732 | 10.356 | 10.9756 | 11.57 | 12.1571 | 12.7405 | 13.328 | 13.8924 | 14.4517
|  |  |  | Data Centres | 0 | 0 | 0 | 0 | 0 | 0 | 0 | 0 | 0 | 0 | 0 | 1.3329 | 2.4641 | 3.3812 | 4.68 | 5.6406 | 6.6807 | 7.2077 | 7.532 | 7.4185 | 7.2726 | 7.9374 | 8.4157 | 8.2293 | 8.0185
|  |  |  | Connection Requests | 5.2396 | 6.4751 | 7.5063 | 8.5375 | 5.8992 | 5.8992 | 5.8992 | 5.8992 | 5.8992 | 5.8992 | 5.8992 | 5.8992 | 5.8992 | 5.8992 | 5.8992 | 5.8992 | 5.8992 | 5.8992 | 5.8992 | 5.8992 | 5.8992 | 5.8992 | 5.8992 | 5.8992 | 5.8992
| Runnymede TS | T5/T6 (was T3/T4) | EZ (was BY) | Electric Vehicles | 0.10573 | 0.20154 | 0.35061 | 0.53206 | 0.93011 | 1.4275 | 1.9569 | 2.5248 | 3.0974 | 3.7868 | 4.5382 | 5.5395 | 6.5807 | 7.6346 | 8.9304 | 10.4299 | 11.8363 | 13.5468 | 14.8996 | 16.2566 | 17.4913 | 18.6895 | 19.8385 | 20.9594 | 22.1807
|  |  |  | Electrified Heating | 0.29138 | 0.57847 | 0.86159 | 1.1503 | 1.4261 | 1.6998 | 1.972 | 2.2427 | 2.5225 | 2.7923 | 3.0637 | 3.3309 | 3.5987 | 3.9222 | 4.2342 | 4.5419 | 4.8535 | 5.1647 | 5.4737 | 5.7701 | 6.0629 | 6.3538 | 6.6468 | 6.9283 | 7.2072
|  |  |  | Data Centres | 0 | 0 | 0 | 0 | 0 | 0 | 0 | 0 | 0 | 0 | 0 | 0 | 0 | 0 | 0 | 0 | 0 | 0 | 0 | 0 | 0 | 0 | 0.18873 | 0.33971 | 0.61148
|  |  |  | Connection Requests | 0 | 8.5419 | 1.1894 | 5.3587 | 7.8801 | 9.8523 | 11.5002 | 13.148 | 13.148 | 13.148 | 13.148 | 13.148 | 13.148 | 13.148 | 13.148 | 13.148 | 13.148 | 13.148 | 13.148 | 13.148 | 13.148 | 13.148 | 13.148 | 13.148 | 13.148
| Wiltshire TS | T1/T6 | A5-6WA | Electric Vehicles | 0.1094 | 0.20853 | 0.36277 | 0.55052 | 0.96237 | 1.477 | 2.0248 | 2.6123 | 3.2048 | 3.9182 | 4.6956 | 5.7316 | 6.8089 | 7.8994 | 9.2402 | 10.7916 | 12.2468 | 14.0166 | 15.4163 | 16.8204 | 18.0979 | 19.3377 | 20.5266 | 21.6863 | 22.95
|  |  |  | Electrified Heating | 0.47271 | 0.93846 | 1.3978 | 1.8662 | 2.3136 | 2.7576 | 3.1992 | 3.6383 | 4.0923 | 4.5301 | 4.9703 | 5.4038 | 5.8382 | 6.363 | 6.8692 | 7.3684 | 7.8738 | 8.3787 | 8.88 | 9.3609 | 9.8359 | 10.3079 | 10.7832 | 11.2399 | 11.6924
|  |  |  | Data Centres | 0 | 0 | 0 | 0 | 0 | 0 | 0 | 0 | 0 | 0.84939 | 1.5879 | 2.2239 | 2.0536 | 1.8781 | 1.6926 | 1.5082 | 1.32 | 1.1404 | 0.99199 | 0.86701 | 0.76547 | 0.68736 | 0.60925 | 0.54676 | 0.49209
|  |  |  | Connection Requests | 0 | 0 | 0 | 0 | 0 | 0 | 0 | 0 | 0 | 0 | 0 | 0 | 0 | 0 | 0 | 0 | 0 | 0 | 0 | 0 | 0 | 0 | 0 | 0 | 0
| Wiltshire TS | T7X/T2X | A11-12WA | Electric Vehicles | 0.010778 | 0.016068 | 0.025736 | 0.037962 | 0.08108 | 0.1353 | 0.19203 | 0.25356 | 0.3177 | 0.39393 | 0.47553 | 0.60015 | 0.72131 | 0.84645 | 1.0118 | 1.2081 | 1.3824 | 1.6036 | 1.8038 | 1.9949 | 2.1697 | 2.341 | 2.4954 | 2.6509 | 2.819
|  |  |  | Electrified Heating | 0.27597 | 0.54789 | 0.81605 | 1.0895 | 1.3507 | 1.61 | 1.8677 | 2.1241 | 2.3891 | 2.6447 | 2.9018 | 3.1548 | 3.4084 | 3.7148 | 4.0103 | 4.3018 | 4.5969 | 4.8916 | 5.1843 | 5.4651 | 5.7424 | 6.0179 | 6.2954 | 6.562 | 6.8262
|  |  |  | Data Centres | 0 | 0 | 0 | 0 | 0 | 0 | 0 | 0 | 0 | 0 | 0 | 0 | 0.60775 | 1.1058 | 1.4909 | 1.33 | 1.1707 | 1.0077 | 0.87432 | 0.77058 | 0.68167 | 0.60758 | 0.54089 | 0.48162 | 0.43716
|  |  |  | Connection Requests | 0 | 0 | 0 | 0 | 0 | 0 | 0 | 0 | 0 | 0 | 0 | 0 | 0 | 0 | 0 | 0 | 0 | 0 | 0 | 0 | 0 | 0 | 0 | 0 | 0
| Wiltshire TS | T7X/T2X | A13-14WA | Electric Vehicles | 0.011577 | 0.01726 | 0.027646 | 0.040779 | 0.087097 | 0.14534 | 0.20627 | 0.27238 | 0.34128 | 0.42316 | 0.51081 | 0.64469 | 0.77483 | 0.90926 | 1.0869 | 1.2978 | 1.485 | 1.7225 | 1.9376 | 2.1429 | 2.3307 | 2.5147 | 2.6805 | 2.8477 | 3.0282
|  |  |  | Electrified Heating | 0.020311 | 0.040323 | 0.060058 | 0.080186 | 0.09941 | 0.11849 | 0.13746 | 0.15633 | 0.17583 | 0.19464 | 0.21356 | 0.23219 | 0.25085 | 0.2734 | 0.29515 | 0.3166 | 0.33832 | 0.36001 | 0.38155 | 0.40221 | 0.42262 | 0.4429 | 0.46332 | 0.48294 | 0.50239
|  |  |  | Data Centres | 0 | 0 | 0 | 0 | 0 | 0 | 0 | 0 | 0 | 0.86552 | 1.6181 | 2.2661 | 2.0926 | 1.9138 | 1.7247 | 1.5369 | 1.7908 | 1.9261 | 2.0137 | 1.767 | 1.56 | 1.3929 | 1.2416 | 1.1143 | 1.17
|  |  |  | Connection Requests | 0.6384 | 2.28 | 4.56 | 6.1104 | 7.4784 | 8.5728 | 9.12 | 9.12 | 9.12 | 9.12 | 9.12 | 9.12 | 9.12 | 9.12 | 9.12 | 9.12 | 9.12 | 9.12 | 9.12 | 9.12 | 9.12 | 9.12 | 9.12 | 9.12 | 9.12
MANBY W 115kV
| Copeland MTS | T1/T3 | A1-2CX | Electric Vehicles | 0.1382 | 0.27436 | 0.40864 | 0.54559 | 0.67639 | 0.80619 | 0.93529 | 1.0637 | 1.1964 | 1.3244 | 1.4531 | 1.5798 | 1.7068 | 1.8602 | 2.0082 | 2.1541 | 2.3019 | 2.4495 | 2.5961 | 2.7367 | 2.8755 | 3.0135 | 3.1525 | 3.286 | 3.4183
|  |  |  | Electrified Heating | 0 | 0 | 0 | 0 | 0 | 0 | 0 | 0 | 0 | 0 | 0 | 0 | 0 | 0 | 0 | 0 | 0 | 0 | 0 | 0 | 0 | 0 | 0 | 0 | 0
|  |  |  | Data Centres | 0.39555 | 1.591 | 2.4436 | 2.7864 | 3.1292 | 3.4721 | 3.4721 | 3.4721 | 3.4721 | 3.4721 | 3.4721 | 3.4721 | 3.4721 | 3.4721 | 3.4721 | 3.4721 | 3.4721 | 3.4721 | 3.4721 | 3.4721 | 3.4721 | 3.4721 | 3.4721 | 3.4721 | 3.4721
|  |  |  | Connection Requests | 0 | 0 | 0 | 0 | 0 | 0 | 0 | 0 | 0 | 0 | 0 | 0 | 0 | 0 | 0 | 0 | 0 | 0 | 0 | 0 | 0 | 0 | 0 | 0 | 0
| Copeland MTS | T1/T3 | A3-4CX | Electric Vehicles | 0.0005629 | 0.001119 | 0.0020194 | 0.0031075 | 0.0052229 | 0.0078652 | 0.010725 | 0.0138 | 0.016909 | 0.020576 | 0.024687 | 0.029777 | 0.035295 | 0.040767 | 0.047226 | 0.054717 | 0.061887 | 0.070338 | 0.076667 | 0.083187 | 0.089013 | 0.094695 | 0.1002 | 0.10568 | 0.11147
|  |  |  | Electrified Heating | 0.087791 | 0.17429 | 0.2596 | 0.3466 | 0.42969 | 0.51215 | 0.59416 | 0.67571 | 0.76002 | 0.84132 | 0.92309 | 1.0036 | 1.0843 | 1.1817 | 1.2757 | 1.3685 | 1.4623 | 1.5561 | 1.6492 | 1.7385 | 1.8267 | 1.9144 | 2.0027 | 2.0875 | 2.1715
|  |  |  | Data Centres | 0 | 0 | 0 | 0 | 0 | 0 | 0 | 0 | 0 | 0.8342 | 1.5595 | 2.1841 | 2.0169 | 1.8445 | 1.6623 | 1.4813 | 1.2964 | 1.12 | 1.2811 | 1.4038 | 1.4806 | 1.3118 | 1.1737 | 1.051 | 0.95124
|  |  |  | Connection Requests | 3.1769 | 5.853 | 7.8365 | 9.712 | 11.1431 | 11.4667 | 11.4667 | 11.4667 | 11.4667 | 11.4667 | 11.4667 | 11.4667 | 11.4667 | 11.4667 | 11.4667 | 11.4667 | 11.4667 | 11.4667 | 11.4667 | 11.4667 | 11.4667 | 11.4667 | 11.4667 | 11.4667 | 11.4667
| Copeland MTS | T2/T4 | A5-6CX | Electric Vehicles | 0.0005629 | 0.001119 | 0.0020194 | 0.0031075 | 0.0052229 | 0.0078652 | 0.010725 | 0.0138 | 0.016909 | 0.020576 | 0.024687 | 0.029777 | 0.035295 | 0.040767 | 0.047226 | 0.054717 | 0.061887 | 0.070338 | 0.076667 | 0.083187 | 0.089013 | 0.094695 | 0.1002 | 0.10568 | 0.11147
|  |  |  | Electrified Heating | 0.062145 | 0.12338 | 0.18376 | 0.24535 | 0.30417 | 0.36254 | 0.42059 | 0.47832 | 0.538 | 0.59555 | 0.65343 | 0.71042 | 0.76753 | 0.83652 | 0.90307 | 0.9687 | 1.0351 | 1.1015 | 1.1674 | 1.2306 | 1.2931 | 1.3551 | 1.4176 | 1.4777 | 1.5372
|  |  |  | Data Centres | 0 | 0 | 0 | 0 | 0 | 0 | 0 | 0 | 0 | 0 | 0 | 0 | 0 | 0 | 0 | 0 | 0 | 0 | 0 | 0 | 0 | 0 | 0 | 0 | 0
|  |  |  | Connection Requests | 1.5383 | 5.4938 | 10.3722 | 13.7564 | 16.7889 | 19.1622 | 20.217 | 20.217 | 20.217 | 20.217 | 20.217 | 20.217 | 20.217 | 20.217 | 20.217 | 20.217 | 20.217 | 20.217 | 20.217 | 20.217 | 20.217 | 20.217 | 20.217 | 20.217 | 20.217
| Copeland MTS | T2/T4 | A7-8CX | Electric Vehicles | 0.0005629 | 0.001119 | 0.0020194 | 0.0031075 | 0.0052229 | 0.0078652 | 0.010725 | 0.0138 | 0.016909 | 0.020576 | 0.024687 | 0.029777 | 0.035295 | 0.040767 | 0.047226 | 0.054717 | 0.061887 | 0.070338 | 0.076667 | 0.083187 | 0.089013 | 0.094695 | 0.1002 | 0.10568 | 0.11147
|  |  |  | Electrified Heating | 0 | 0 | 0 | 0 | 0 | 0 | 0 | 0 | 0 | 0 | 0 | 0 | 0 | 0 | 0 | 0 | 0 | 0 | 0 | 0 | 0 | 0 | 0 | 0 | 0
|  |  |  | Data Centres | 0 | 0 | 0 | 0 | 0 | 0 | 0 | 0 | 0 | 0 | 0 | 0 | 0 | 0 | 0 | 0 | 0 | 0 | 0.9359 | 1.6417 | 2.171 | 2.5776 | 2.8767 | 3.0992 | 2.7923
|  |  |  | Connection Requests | 0 | 0 | 0 | 0 | 0 | 0 | 0 | 0 | 0 | 0 | 0 | 0 | 0 | 0 | 0 | 0 | 0 | 0 | 0 | 0 | 0 | 0 | 0 | 0 | 0
| John TS | T1/T2/T3/T4 | A3-4WR(A19-20) | Electric Vehicles | 0.000593 | 0.0011788 | 0.0021274 | 0.0032737 | 0.0055021 | 0.0082858 | 0.011299 | 0.014538 | 0.017813 | 0.021676 | 0.026007 | 0.031369 | 0.037182 | 0.042946 | 0.049751 | 0.057642 | 0.065196 | 0.074099 | 0.080767 | 0.087635 | 0.093773 | 0.099759 | 0.10555 | 0.11133 | 0.11743
|  |  |  | Electrified Heating | 0 | 0 | 0 | 0 | 0 | 0 | 0 | 0 | 0 | 0 | 0 | 0 | 0 | 0 | 0 | 0 | 0 | 0 | 0 | 0 | 0 | 0 | 0 | 0 | 0
|  |  |  | Data Centres | 0 | 0 | 0 | 0 | 0 | 0 | 0 | 0 | 0 | 0 | 0 | 0 | 0 | 0 | 0 | 0 | 0 | 0 | 0 | 0 | 0 | 0 | 0 | 0 | 0.75966
|  |  |  | Connection Requests | 0 | 0 | 0 | 0 | 0 | 37.04 | 37.04 | 37.04 | 37.04 | 37.04 | 37.04 | 37.04 | 37.04 | 37.04 | 37.04 | 37.04 | 37.04 | 37.04 | 37.04 | 37.04 | 37.04 | 37.04 | 37.04 | 37.04 | 37.04
| John TS | T1/T2/T3/T4 | A5-6WR | Electric Vehicles | 0.0052817 | 0.0092543 | 0.015702 | 0.023633 | 0.043982 | 0.069473 | 0.096428 | 0.12547 | 0.15513 | 0.19066 | 0.22912 | 0.28324 | 0.338 | 0.39387 | 0.46463 | 0.54743 | 0.62331 | 0.71725 | 0.79613 | 0.87349 | 0.94404 | 1.0128 | 1.077 | 1.1405 | 1.2093
|  |  |  | Electrified Heating | 0.14586 | 0.28958 | 0.4313 | 0.57585 | 0.71391 | 0.85091 | 0.98716 | 1.1227 | 1.2627 | 1.3978 | 1.5337 | 1.6674 | 1.8015 | 1.9634 | 2.1196 | 2.2736 | 2.4296 | 2.5854 | 2.74 | 2.8884 | 3.035 | 3.1806 | 3.3273 | 3.4682 | 3.6078
|  |  |  | Data Centres | 0 | 0 | 0 | 0 | 0 | 0 | 0 | 0 | 0 | 0 | 0.88104 | 1.6493 | 2.2845 | 2.0905 | 1.8763 | 1.6781 | 2.6022 | 3.2164 | 3.6528 | 3.9518 | 4.1539 | 4.2832 | 3.8225 | 3.4346 | 3.2568
|  |  |  | Connection Requests | 0.78988 | 2.1925 | 3.2479 | 7.7527 | 10.1372 | 12.0123 | 13.5402 | 15.0681 | 15.0681 | 15.0681 | 15.0681 | 15.0681 | 15.0681 | 15.0681 | 15.0681 | 15.0681 | 15.0681 | 15.0681 | 15.0681 | 15.0681 | 15.0681 | 15.0681 | 15.0681 | 15.0681 | 15.0681
| John TS | T1/T2/T3/T4 | A13-14WR | Electric Vehicles | 0.0049851 | 0.0087346 | 0.01482 | 0.022306 | 0.041512 | 0.065571 | 0.091013 | 0.11842 | 0.14642 | 0.17996 | 0.21626 | 0.26733 | 0.31902 | 0.37175 | 0.43854 | 0.51669 | 0.58831 | 0.67697 | 0.75142 | 0.82444 | 0.89103 | 0.95594 | 1.0165 | 1.0764 | 1.1414
|  |  |  | Electrified Heating | 0.035616 | 0.070709 | 0.10532 | 0.14061 | 0.17432 | 0.20778 | 0.24105 | 0.27413 | 0.30833 | 0.34132 | 0.37449 | 0.40715 | 0.43988 | 0.47942 | 0.51756 | 0.55517 | 0.59326 | 0.6313 | 0.66907 | 0.7053 | 0.74109 | 0.77665 | 0.81247 | 0.84687 | 0.88097
|  |  |  | Data Centres | 0 | 0 | 0 | 0 | 0 | 0 | 0 | 0 | 0 | 0 | 0 | 0 | 0 | 0 | 0 | 0 | 0 | 0 | 0 | 0 | 0.23646 | 0.41952 | 0.56445 | 0.51105 | 0.45766
|  |  |  | Connection Requests | 1.0706 | 1.6825 | 2.1413 | 2.6002 | 3.059 | 3.059 | 3.059 | 3.059 | 3.059 | 3.059 | 3.059 | 3.059 | 3.059 | 3.059 | 3.059 | 3.059 | 3.059 | 3.059 | 3.059 | 3.059 | 3.059 | 3.059 | 3.059 | 3.059 | 3.059
| John TS | T1/T2/T3/T4 | A17-18WR | Electric Vehicles | 0.0044489 | 0.0077952 | 0.013226 | 0.019907 | 0.037047 | 0.058519 | 0.081224 | 0.10568 | 0.13067 | 0.1606 | 0.193 | 0.23858 | 0.28471 | 0.33177 | 0.39137 | 0.46112 | 0.52503 | 0.60416 | 0.6706 | 0.73577 | 0.7952 | 0.85313 | 0.90716 | 0.96064 | 1.0187
|  |  |  | Electrified Heating | 0.033454 | 0.066417 | 0.098923 | 0.13208 | 0.16374 | 0.19516 | 0.22641 | 0.25749 | 0.28962 | 0.3206 | 0.35176 | 0.38244 | 0.41318 | 0.45032 | 0.48615 | 0.52147 | 0.55725 | 0.59298 | 0.62846 | 0.66249 | 0.69611 | 0.72951 | 0.76315 | 0.79547 | 0.82749
|  |  |  | Data Centres | 0 | 0 | 0 | 0 | 0 | 0 | 0 | 0 | 0 | 0 | 0 | 0 | 0 | 0 | 1.0536 | 1.8825 | 2.4779 | 2.8454 | 3.3764 | 3.7508 | 3.5262 | 3.1382 | 2.8046 | 2.5187 | 2.2668
|  |  |  | Connection Requests | 0 | 0 | 0 | 0 | 0 | 0 | 0 | 0 | 0 | 0 | 0 | 0 | 0 | 0 | 0 | 0 | 0 | 0 | 0 | 0 | 0 | 0 | 0 | 0 | 0
| John TS | T5/T6 | A11-12WR | Electric Vehicles | 0.0053387 | 0.0093542 | 0.015871 | 0.023888 | 0.044457 | 0.070223 | 0.097469 | 0.12682 | 0.15681 | 0.19272 | 0.2316 | 0.2863 | 0.34165 | 0.39812 | 0.46965 | 0.55335 | 0.63004 | 0.72499 | 0.80473 | 0.88292 | 0.95424 | 1.0238 | 1.0886 | 1.1528 | 1.2224
|  |  |  | Electrified Heating | 0 | 0 | 0 | 0 | 0 | 0 | 0 | 0 | 0 | 0 | 0 | 0 | 0 | 0 | 0 | 0 | 0 | 0 | 0 | 0 | 0 | 0 | 0 | 0 | 0
|  |  |  | Data Centres | 0 | 0 | 0 | 0 | 0 | 0 | 0 | 0 | 0 | 0 | 0 | 1.7906 | 3.3142 | 4.5446 | 4.0831 | 3.6381 | 3.194 | 2.7529 | 2.7284 | 2.6875 | 2.8836 | 2.7937 | 2.8999 | 2.7855 | 2.8427
|  |  |  | Connection Requests | 0 | 3.1122 | 4.8906 | 6.2244 | 7.5582 | 8.892 | 8.892 | 8.892 | 8.892 | 8.892 | 8.892 | 8.892 | 8.892 | 8.892 | 8.892 | 8.892 | 8.892 | 8.892 | 8.892 | 8.892 | 8.892 | 8.892 | 8.892 | 8.892 | 8.892
| John TS | T5/T6 | A15-16WR | Electric Vehicles | 0.0051961 | 0.0091044 | 0.015447 | 0.02325 | 0.043269 | 0.068347 | 0.094866 | 0.12343 | 0.15262 | 0.18757 | 0.22541 | 0.27865 | 0.33252 | 0.38749 | 0.45711 | 0.53857 | 0.61321 | 0.70563 | 0.78323 | 0.85934 | 0.92875 | 0.99641 | 1.0595 | 1.122 | 1.1898
|  |  |  | Electrified Heating | 0.0041025 | 0.0081447 | 0.012131 | 0.016196 | 0.020079 | 0.023933 | 0.027765 | 0.031576 | 0.035516 | 0.039315 | 0.043136 | 0.046898 | 0.050668 | 0.055222 | 0.059616 | 0.063948 | 0.068335 | 0.072716 | 0.077067 | 0.081241 | 0.085363 | 0.089459 | 0.093584 | 0.097548 | 0.10147
|  |  |  | Data Centres | 0 | 0 | 0 | 0 | 0.34682 | 0.66755 | 0.93636 | 0.86629 | 0.80545 | 0.74653 | 0.69509 | 0.65105 | 0.59973 | 0.54713 | 0.49224 | 0.43973 | 0.38958 | 0.33392 | 0.28622 | 0.25442 | 0.22262 | 0.19876 | 0.17491 | 0.15901 | 0.31007
|  |  |  | Connection Requests | 0 | 0 | 0 | 0 | 0 | 0 | 0 | 0 | 0 | 0 | 0 | 0 | 0 | 0 | 0 | 0 | 0 | 0 | 0 | 0 | 0 | 0 | 0 | 0 | 0
| Strachan TS | T12/T14 | A11-12T | Electric Vehicles | 0.0051163 | 0.0089644 | 0.01521 | 0.022893 | 0.042604 | 0.067297 | 0.093408 | 0.12154 | 0.15028 | 0.18469 | 0.22195 | 0.27437 | 0.32741 | 0.38153 | 0.45008 | 0.53029 | 0.60379 | 0.69478 | 0.7712 | 0.84614 | 0.91448 | 0.9811 | 1.0432 | 1.1047 | 1.1715
|  |  |  | Electrified Heating | 0.040898 | 0.081194 | 0.12093 | 0.16146 | 0.20017 | 0.23859 | 0.27679 | 0.31478 | 0.35406 | 0.39193 | 0.43002 | 0.46753 | 0.50511 | 0.55051 | 0.59431 | 0.6375 | 0.68123 | 0.72491 | 0.76828 | 0.80989 | 0.85099 | 0.89182 | 0.93294 | 0.97245 | 1.0116
|  |  |  | Data Centres | 0 | 0 | 0 | 0 | 0 | 0 | 0 | 1.0718 | 1.9909 | 2.7675 | 2.5851 | 2.4163 | 2.2302 | 2.0381 | 1.8318 | 1.6331 | 1.4326 | 1.2369 | 1.0725 | 0.94723 | 0.83764 | 0.7437 | 0.66541 | 0.59496 | 0.53233
|  |  |  | Connection Requests | 0.96428 | 1.7716 | 2.5789 | 3.0498 | 3.0498 | 3.0498 | 3.0498 | 3.0498 | 3.0498 | 3.0498 | 3.0498 | 3.0498 | 3.0498 | 3.0498 | 3.0498 | 3.0498 | 3.0498 | 3.0498 | 3.0498 | 3.0498 | 3.0498 | 3.0498 | 3.0498 | 3.0498 | 3.0498
| Strachan TS | T12/T14 | A15-16T(A5-6) | Electric Vehicles | 0.027557 | 0.057937 | 0.099772 | 0.15038 | 0.2494 | 0.37256 | 0.50204 | 0.63898 | 0.7724 | 0.94065 | 1.1184 | 1.3528 | 1.5965 | 1.8466 | 2.1515 | 2.493 | 2.8222 | 3.2244 | 3.5188 | 3.8208 | 4.1015 | 4.3686 | 4.6403 | 4.8867 | 5.172
|  |  |  | Electrified Heating | 0.15833 | 0.31433 | 0.46818 | 0.62508 | 0.77494 | 0.92365 | 1.0716 | 1.2186 | 1.3707 | 1.5173 | 1.6648 | 1.81 | 1.9555 | 2.1312 | 2.3008 | 2.468 | 2.6373 | 2.8064 | 2.9743 | 3.1354 | 3.2945 | 3.4526 | 3.6118 | 3.7647 | 3.9163
|  |  |  | Data Centres | 0 | 0 | 0 | 0 | 0 | 0 | 0 | 0 | 0 | 0 | 0 | 0 | 0 | 0 | 0 | 0 | 0 | 0.41343 | 0.7235 | 1.2482 | 1.3754 | 1.4629 | 1.3039 | 1.1687 | 1.0574
|  |  |  | Connection Requests | 0 | 1.5943 | 2.5053 | 3.1885 | 3.8718 | 4.555 | 4.555 | 4.555 | 4.555 | 6.377 | 6.377 | 6.377 | 6.377 | 6.377 | 6.377 | 6.377 | 6.377 | 6.377 | 6.377 | 6.377 | 6.377 | 6.377 | 6.377 | 6.377 | 6.377
| Strachan TS | T13/T15 | A1-2T | Electric Vehicles | 0.027557 | 0.057937 | 0.099772 | 0.15038 | 0.2494 | 0.37256 | 0.50204 | 0.63898 | 0.7724 | 0.94065 | 1.1184 | 1.3528 | 1.5965 | 1.8466 | 2.1515 | 2.493 | 2.8222 | 3.2244 | 3.5188 | 3.8208 | 4.1015 | 4.3686 | 4.6403 | 4.8867 | 5.172
|  |  |  | Electrified Heating | 0.15749 | 0.31267 | 0.46569 | 0.62177 | 0.77083 | 0.91876 | 1.0659 | 1.2122 | 1.3634 | 1.5093 | 1.656 | 1.8004 | 1.9451 | 2.1199 | 2.2886 | 2.4549 | 2.6233 | 2.7915 | 2.9585 | 3.1188 | 3.277 | 3.4343 | 3.5926 | 3.7448 | 3.8955
|  |  |  | Data Centres | 0 | 0 | 0 | 0 | 0 | 0 | 0 | 0 | 0 | 0 | 0 | 0 | 0 | 0 | 0 | 0.47058 | 1.28 | 1.8445 | 1.9399 | 1.7014 | 1.5027 | 1.3357 | 1.1926 | 1.0733 | 0.96202
|  |  |  | Connection Requests | 4.2817 | 4.6461 | 4.9194 | 5.1927 | 3.644 | 3.644 | 1.822 | 1.822 | 1.822 | 1.822 | 1.822 | 1.822 | 1.822 | 1.822 | 1.822 | 1.822 | 1.822 | 1.822 | 1.822 | 1.822 | 1.822 | 1.822 | 1.822 | 1.822 | 1.822
| Strachan TS | T13/T15 | A9-10T | Electric Vehicles | 0.027194 | 0.057174 | 0.098458 | 0.1484 | 0.24612 | 0.36765 | 0.49543 | 0.63056 | 0.76223 | 0.92826 | 1.1037 | 1.3349 | 1.5754 | 1.8223 | 2.1231 | 2.4602 | 2.7851 | 3.1819 | 3.4725 | 3.7705 | 4.0474 | 4.311 | 4.5792 | 4.8224 | 5.1039
|  |  |  | Electrified Heating | 0.46929 | 0.93168 | 1.3877 | 1.8527 | 2.2969 | 2.7377 | 3.1761 | 3.612 | 4.0627 | 4.4973 | 4.9344 | 5.3647 | 5.796 | 6.317 | 6.8195 | 7.3151 | 7.8169 | 8.3181 | 8.8158 | 9.2932 | 9.7648 | 10.2334 | 10.7053 | 11.1586 | 11.6079
|  |  |  | Data Centres | 0 | 0 | 0 | 0 | 0 | 0 | 0 | 0 | 0 | 0 | 0 | 0 | 0 | 0 | 0 | 0 | 0 | 0 | 0 | 0 | 0.24322 | 0.43152 | 0.58059 | 0.52567 | 0.47075
|  |  |  | Connection Requests | 0 | 0 | 0.6293 | 0.9889 | 1.2586 | 1.5283 | 1.798 | 1.798 | 1.798 | 1.798 | 1.798 | 1.798 | 1.798 | 1.798 | 1.798 | 1.798 | 1.798 | 1.798 | 1.798 | 1.798 | 1.798 | 1.798 | 1.798 | 1.798 | 1.798

## Table 27
Back to main menu
Year (give approximate growth due to this factor/project per year) - REFERENCE FORECAST - WINTER
| Station | Transformers | Bus | Factors/Projects Leading to Growth | 2023 | 2024 | 2025 | 2026 | 2027 | 2028 | 2029 | 2030 | 2031 | 2032 | 2033 | 2034 | 2035 | 2036 | 2037 | 2038 | 2039 | 2040 | 2041 | 2042 | 2043 | 2044 | 2045 | 2046 | 2047
NORTH 230kV
| Agincourt TS | T5/T6 | BY | Electric Vehicles | 0.05841 | 0.11894 | 0.20359 | 0.30743 | 0.52279 | 0.79469 | 1.0745 | 1.3794 | 1.6838 | 2.0728 | 2.4581 | 2.9801 | 3.5161 | 4.0918 | 4.7925 | 5.5279 | 6.2669 | 7.1286 | 7.8722 | 8.5723 | 9.2362 | 9.9459 | 10.5341 | 11.1748 | 11.792
|  |  |  | Electrified Heating | 1.3563 | 2.6955 | 4.0189 | 5.3705 | 6.6652 | 7.9527 | 9.2358 | 10.5144 | 11.8435 | 13.131 | 14.4167 | 15.6975 | 16.9711 | 18.7518 | 20.5086 | 22.2219 | 23.9871 | 25.7623 | 27.527 | 29.1929 | 30.8961 | 32.5512 | 34.2165 | 35.8615 | 37.417
|  |  |  | Data Centres | 0 | 0 | 0 | 7.6538 | 12.0274 | 15.3076 | 18.5878 | 21.868 | 21.868 | 21.868 | 21.868 | 21.868 | 22.4271 | 22.8852 | 23.2395 | 23.0915 | 22.9449 | 23.1494 | 23.2925 | 23.388 | 23.2108 | 23.0608 | 22.9381 | 22.8222 | 22.7336
|  |  |  | Connection Requests | 0 | 0.73804 | 1.1598 | 1.4761 | 1.7924 | 2.1087 | 2.1087 | 2.1087 | 2.1087 | 2.1087 | 2.1087 | 2.1087 | 2.1087 | 2.1087 | 2.1087 | 2.1087 | 2.1087 | 2.1087 | 2.1087 | 2.1087 | 2.1087 | 2.1087 | 2.1087 | 2.1087 | 2.1087
| Bathurst TS | T1/T2 | BY | Electric Vehicles | 0.0092584 | 0.013212 | 0.020672 | 0.03027 | 0.068109 | 0.11569 | 0.16504 | 0.21912 | 0.2758 | 0.34718 | 0.41957 | 0.5263 | 0.6362 | 0.75337 | 0.89658 | 1.0585 | 1.2205 | 1.4119 | 1.6027 | 1.7814 | 1.9476 | 2.1204 | 2.2685 | 2.4225 | 2.5719
|  |  |  | Electrified Heating | 1.3103 | 2.6041 | 3.8826 | 5.1884 | 6.4392 | 7.683 | 8.9226 | 10.1579 | 11.4419 | 12.6857 | 13.9278 | 15.1651 | 16.3956 | 18.1159 | 19.8131 | 21.4683 | 23.1736 | 24.8886 | 26.5935 | 28.2029 | 29.8483 | 31.4473 | 33.0561 | 34.6454 | 36.1481
|  |  |  | Data Centres | 0 | 0 | 0 | 0 | 0 | 0 | 0 | 0 | 0 | 0 | 0 | 0 | 1.2956 | 2.3679 | 3.1997 | 3.8026 | 4.1649 | 4.3077 | 3.7524 | 3.2922 | 2.9115 | 2.5862 | 2.3165 | 2.0785 | 1.8722
|  |  |  | Connection Requests | 5.3313 | 16.1173 | 16.6936 | 24.4853 | 32.4133 | 38.3098 | 40.3551 | 42.4003 | 42.4003 | 42.4003 | 42.4003 | 42.4003 | 42.4003 | 42.4003 | 42.4003 | 42.4003 | 42.4003 | 42.4003 | 42.4003 | 42.4003 | 42.4003 | 42.4003 | 42.4003 | 42.4003 | 42.4003
| Bathurst TS | T3/T4 | JQ | Electric Vehicles | 0.0084844 | 0.012107 | 0.018944 | 0.027739 | 0.062414 | 0.10602 | 0.15124 | 0.2008 | 0.25274 | 0.31815 | 0.38449 | 0.4823 | 0.58301 | 0.69039 | 0.82162 | 0.97002 | 1.1185 | 1.2938 | 1.4687 | 1.6324 | 1.7847 | 1.9432 | 2.0788 | 2.22 | 2.3568
|  |  |  | Electrified Heating | 1.54 | 3.0605 | 4.5631 | 6.0977 | 7.5677 | 9.0295 | 10.4863 | 11.9381 | 13.4471 | 14.909 | 16.3687 | 17.8229 | 19.269 | 21.2908 | 23.2855 | 25.2308 | 27.2349 | 29.2505 | 31.2541 | 33.1456 | 35.0794 | 36.9587 | 38.8494 | 40.7172 | 42.4833
|  |  |  | Data Centres | 0 | 0 | 0 | 0 | 0 | 0 | 0 | 0 | 0 | 0 | 0 | 0 | 0 | 0 | 0 | 0 | 0 | 0 | 0 | 0 | 0 | 0 | 0.72698 | 1.483 | 2.0792
|  |  |  | Connection Requests | 1.3871 | 2.4618 | 3.4325 | 3.7448 | 4.0572 | 4.0572 | 4.0572 | 4.0572 | 4.0572 | 4.0572 | 4.0572 | 4.0572 | 4.0572 | 4.0572 | 4.0572 | 4.0572 | 4.0572 | 4.0572 | 4.0572 | 4.0572 | 4.0572 | 4.0572 | 4.0572 | 4.0572 | 4.0572
| Cavanagh MTS | T1/T2 | JQ | Electric Vehicles | 0.13557 | 0.31089 | 0.55693 | 0.8567 | 1.3361 | 1.9513 | 2.5828 | 3.277 | 3.9657 | 4.8252 | 5.6815 | 6.7649 | 7.8767 | 9.0409 | 10.4835 | 11.8713 | 13.2797 | 14.9492 | 16.1557 | 17.3038 | 18.4132 | 19.6221 | 20.6125 | 21.7073 | 22.7741
|  |  |  | Electrified Heating | 1.6725 | 3.3239 | 4.9559 | 6.6225 | 8.2191 | 9.8068 | 11.3889 | 12.9657 | 14.6046 | 16.1923 | 17.7777 | 19.3571 | 20.9277 | 23.1234 | 25.2899 | 27.4026 | 29.5792 | 31.7683 | 33.9444 | 35.9987 | 38.0989 | 40.14 | 42.1935 | 44.222 | 46.1401
|  |  |  | Data Centres | 0 | 0 | 0 | 0 | 0 | 0 | 0 | 1.0371 | 1.9266 | 2.678 | 2.5015 | 2.3381 | 2.1581 | 3.1906 | 3.9658 | 4.5131 | 4.8103 | 4.8785 | 4.8936 | 4.2952 | 3.7952 | 3.5983 | 3.4165 | 3.4316 | 3.2574
|  |  |  | Connection Requests | 1.6709 | 4.7818 | 5.4979 | 6.214 | 6.9301 | 7.335 | 8.7985 | 9.8961 | 10.9937 | 10.9937 | 10.9937 | 10.9937 | 10.9937 | 10.9937 | 10.9937 | 10.9937 | 10.9937 | 10.9937 | 10.9937 | 10.9937 | 10.9937 | 10.9937 | 10.9937 | 10.9937 | 10.9937
| Fairchild TS | T1/T2 | BY | Electric Vehicles | 0.083209 | 0.14958 | 0.25297 | 0.38157 | 0.7021 | 1.1087 | 1.5287 | 1.9897 | 2.4632 | 3.0564 | 3.6545 | 4.4885 | 5.3462 | 6.254 | 7.3697 | 8.5656 | 9.7675 | 11.1901 | 12.4859 | 13.7041 | 14.8483 | 16.0526 | 17.0727 | 18.15 | 19.1966
|  |  |  | Electrified Heating | 1.6686 | 3.3161 | 4.9441 | 6.6069 | 8.1997 | 9.7836 | 11.362 | 12.935 | 14.5701 | 16.154 | 17.7357 | 19.3113 | 20.8782 | 23.0687 | 25.2301 | 27.3377 | 29.5093 | 31.6932 | 33.8641 | 35.9136 | 38.0088 | 40.0451 | 42.0937 | 44.1174 | 46.031
|  |  |  | Data Centres | 0 | 0 | 0 | 0 | 0 | 0 | 0 | 0 | 0 | 0 | 0 | 0 | 0 | 0 | 0 | 0 | 0 | 0 | 0 | 0 | 0 | 0 | 0 | 0 | 0
|  |  |  | Connection Requests | 3.01 | 5.0942 | 8.7834 | 11.4326 | 12.7808 | 13.5512 | 14.3216 | 14.3216 | 14.3216 | 14.3216 | 14.3216 | 14.3216 | 14.3216 | 14.3216 | 14.3216 | 14.3216 | 14.3216 | 14.3216 | 14.3216 | 14.3216 | 14.3216 | 14.3216 | 14.3216 | 14.3216 | 14.3216
| Fairchild TS | T3/T4 | JQ | Electric Vehicles | 0.09186 | 0.16514 | 0.27927 | 0.42124 | 0.77509 | 1.224 | 1.6877 | 2.1966 | 2.7193 | 3.3742 | 4.0345 | 4.9552 | 5.9021 | 6.9043 | 8.1359 | 9.4562 | 10.7831 | 12.3535 | 13.784 | 15.1289 | 16.3921 | 17.7216 | 18.8478 | 20.0371 | 21.1926
|  |  |  | Electrified Heating | 1.1995 | 2.3838 | 3.5542 | 4.7495 | 5.8946 | 7.0332 | 8.1679 | 9.2987 | 10.4741 | 11.6128 | 12.7498 | 13.8825 | 15.0088 | 16.5836 | 18.1373 | 19.6525 | 21.2136 | 22.7835 | 24.3442 | 25.8175 | 27.3237 | 28.7875 | 30.2602 | 31.715 | 33.0906
|  |  |  | Data Centres | 0 | 0 | 0 | 0 | 0 | 0 | 0 | 0 | 0 | 0 | 0 | 0 | 0 | 0 | 0 | 0 | 0 | 0 | 0 | 0 | 0.25567 | 0.4536 | 0.6103 | 0.55257 | 0.49484
|  |  |  | Connection Requests | 2.1003 | 4.1934 | 5.6038 | 6.8867 | 8.1695 | 8.5523 | 8.5523 | 8.5523 | 8.5523 | 8.5523 | 8.5523 | 8.5523 | 8.5523 | 8.5523 | 8.5523 | 8.5523 | 8.5523 | 8.5523 | 8.5523 | 8.5523 | 8.5523 | 8.5523 | 8.5523 | 8.5523 | 8.5523
| Finch TS | T1/T2 | BY | Electric Vehicles | 0.18573 | 0.47391 | 0.87229 | 1.355 | 1.9822 | 2.7969 | 3.6303 | 4.5507 | 5.4511 | 6.5599 | 7.6633 | 8.9604 | 10.2893 | 11.654 | 13.3693 | 14.8526 | 16.3756 | 18.2036 | 19.1788 | 20.127 | 21.0827 | 22.1709 | 23.0313 | 24.0282 | 25.012
|  |  |  | Electrified Heating | 1.182 | 2.349 | 3.5022 | 4.68 | 5.8083 | 6.9303 | 8.0484 | 9.1626 | 10.3208 | 11.4428 | 12.5632 | 13.6793 | 14.7892 | 16.3409 | 17.8719 | 19.3649 | 20.9032 | 22.4502 | 23.988 | 25.4397 | 26.9239 | 28.3663 | 29.8174 | 31.251 | 32.6064
|  |  |  | Data Centres | 0 | 0 | 0 | 0 | 0 | 0 | 0 | 0 | 0 | 0 | 0 | 0 | 0 | 0 | 0 | 0 | 0 | 0 | 0 | 0 | 0 | 0 | 0 | 0 | 0
|  |  |  | Connection Requests | 0.35828 | 0.62698 | 0.89569 | 1.1644 | 1.1644 | 1.1644 | 1.1644 | 1.1644 | 1.1644 | 1.1644 | 1.1644 | 1.1644 | 1.1644 | 1.1644 | 1.1644 | 1.1644 | 1.1644 | 1.1644 | 1.1644 | 1.1644 | 1.1644 | 1.1644 | 1.1644 | 1.1644 | 1.1644
| Finch TS | T3/T4 | JQ | Electric Vehicles | 0.19388 | 0.49471 | 0.91057 | 1.4144 | 2.0692 | 2.9196 | 3.7896 | 4.7505 | 5.6904 | 6.8479 | 7.9997 | 9.3537 | 10.7409 | 12.1655 | 13.956 | 15.5044 | 17.0943 | 19.0026 | 20.0206 | 21.0103 | 22.008 | 23.144 | 24.0421 | 25.0828 | 26.1098
|  |  |  | Electrified Heating | 2.0265 | 4.0273 | 6.0045 | 8.0239 | 9.9583 | 11.8819 | 13.7989 | 15.7092 | 17.6949 | 19.6186 | 21.5395 | 23.4531 | 25.356 | 28.0164 | 30.6412 | 33.2009 | 35.8382 | 38.4905 | 41.1271 | 43.6161 | 46.1607 | 48.6336 | 51.1216 | 53.5794 | 55.9034
|  |  |  | Data Centres | 8.448 | 14.784 | 21.12 | 27.456 | 27.456 | 27.456 | 27.456 | 27.456 | 27.456 | 27.456 | 27.456 | 27.456 | 27.456 | 27.456 | 27.456 | 27.456 | 27.456 | 27.456 | 27.456 | 27.456 | 27.456 | 27.456 | 27.456 | 27.456 | 27.456
|  |  |  | Connection Requests | 3.4628 | 5.6364 | 7.4184 | 8.9364 | 10.1112 | 10.1112 | 10.1112 | 10.1112 | 10.1112 | 10.1112 | 10.1112 | 10.1112 | 10.1112 | 10.1112 | 10.1112 | 10.1112 | 10.1112 | 10.1112 | 10.1112 | 10.1112 | 10.1112 | 10.1112 | 10.1112 | 10.1112 | 10.1112
| Leslie TS | T1/T2 13.8 | H1H2 | Electric Vehicles | 0.04202 | 0.077139 | 0.13037 | 0.1964 | 0.35709 | 0.56052 | 0.77053 | 1.0006 | 1.2355 | 1.5314 | 1.8286 | 2.2418 | 2.6668 | 3.1185 | 3.672 | 4.2651 | 4.8608 | 5.5633 | 6.2005 | 6.7996 | 7.363 | 7.9574 | 8.4589 | 8.9916 | 9.508
|  |  |  | Electrified Heating | 0.029371 | 0.058369 | 0.087027 | 0.11629 | 0.14433 | 0.17221 | 0.19999 | 0.22768 | 0.25646 | 0.28434 | 0.31218 | 0.33992 | 0.3675 | 0.40606 | 0.4441 | 0.4812 | 0.51942 | 0.55786 | 0.59608 | 0.63215 | 0.66903 | 0.70487 | 0.74093 | 0.77655 | 0.81024
Back to main menu |  |  |  | Data Centres | 0 | 0 | 0 | 0 | 0 | 0 | 0 | 0 | 0 | 0 | 0 | 0 | 0 | 0 | 0 | 0 | 0 | 0 | 0 | 0.25901 | 0.46349 | 0.61344 | 0.5521 | 0.49075 | 0.44304
|  |  |  | Connection Requests | 0 | 0 | 0 | 0 | 0 | 0 | 0 | 0 | 0 | 0 | 0 | 0 | 0 | 0 | 0 | 0 | 0 | 0 | 0 | 0 | 0 | 0 | 0 | 0 | 0
| Leslie TS | T1/T2 27.6 | BY | Electric Vehicles | 0.046162 | 0.084744 | 0.14322 | 0.21576 | 0.39229 | 0.61579 | 0.8465 | 1.0992 | 1.3573 | 1.6824 | 2.0088 | 2.4629 | 2.9297 | 3.4259 | 4.034 | 4.6856 | 5.3401 | 6.1118 | 6.8118 | 7.47 | 8.0889 | 8.7419 | 9.2929 | 9.8781 | 10.4454
|  |  |  | Electrified Heating | 1.1442 | 2.2738 | 3.3902 | 4.5304 | 5.6226 | 6.7087 | 7.791 | 8.8696 | 9.9908 | 11.077 | 12.1615 | 13.2419 | 14.3163 | 15.8184 | 17.3005 | 18.7457 | 20.2348 | 21.7323 | 23.2209 | 24.6263 | 26.063 | 27.4592 | 28.864 | 30.2517 | 31.5638
|  |  |  | Data Centres | 0 | 0 | 0 | 0 | 0 | 0 | 0 | 0 | 0 | 0 | 0 | 0 | 0 | 0 | 0 | 0 | 0 | 0 | 0 | 0 | 0 | 0 | 0 | 0 | 0
|  |  |  | Connection Requests | 4.2595 | 6.6934 | 9.2697 | 11.5241 | 13.6714 | 13.9931 | 14.3149 | 14.3149 | 14.3149 | 14.3149 | 14.3149 | 14.3149 | 14.3149 | 14.3149 | 14.3149 | 14.3149 | 14.3149 | 14.3149 | 14.3149 | 14.3149 | 14.3149 | 14.3149 | 14.3149 | 14.3149 | 14.3149
| Leslie TS | T3/T4 27.6 | JQ | Electric Vehicles | 0.050897 | 0.093436 | 0.15791 | 0.23789 | 0.43253 | 0.67894 | 0.93332 | 1.212 | 1.4965 | 1.8549 | 2.2149 | 2.7155 | 3.2302 | 3.7773 | 4.4478 | 5.1661 | 5.8878 | 6.7386 | 7.5105 | 8.2361 | 8.9185 | 9.6385 | 10.246 | 10.8913 | 11.5167
|  |  |  | Electrified Heating | 1.8733 | 3.7228 | 5.5506 | 7.4173 | 9.2055 | 10.9837 | 12.7557 | 14.5217 | 16.3573 | 18.1356 | 19.9112 | 21.6801 | 23.4392 | 25.8985 | 28.3249 | 30.6911 | 33.1291 | 35.5809 | 38.0181 | 40.319 | 42.6712 | 44.9572 | 47.2571 | 49.5291 | 51.6774
|  |  |  | Data Centres | 0 | 0 | 0 | 0 | 0 | 0 | 0 | 0 | 0 | 0 | 0 | 0 | 0 | 0 | 0.63893 | 1.1456 | 1.5026 | 1.2962 | 1.1311 | 0.99072 | 0.87514 | 0.77607 | 0.69351 | 0.62746 | 0.56141
|  |  |  | Connection Requests | 0.2838 | 0.5676 | 0.8514 | 0.8514 | 0.8514 | 0.8514 | 0.8514 | 0.8514 | 0.8514 | 0.8514 | 0.8514 | 0.8514 | 0.8514 | 0.8514 | 0.8514 | 0.8514 | 0.8514 | 0.8514 | 0.8514 | 0.8514 | 0.8514 | 0.8514 | 0.8514 | 0.8514 | 0.8514
| Malvern TS | T3/T4 | JQ | Electric Vehicles | 0.038852 | 0.096614 | 0.17399 | 0.26766 | 0.39991 | 0.56926 | 0.74247 | 0.93194 | 1.1152 | 1.3471 | 1.5748 | 1.8516 | 2.1352 | 2.4353 | 2.8046 | 3.1451 | 3.4915 | 3.8964 | 4.1507 | 4.3945 | 4.6358 | 4.9073 | 5.1212 | 5.3708 | 5.6118
|  |  |  | Electrified Heating | 0.64672 | 1.2853 | 1.9163 | 2.5607 | 3.1781 | 3.792 | 4.4037 | 5.0134 | 5.6471 | 6.2611 | 6.8741 | 7.4848 | 8.0921 | 8.9411 | 9.7788 | 10.5957 | 11.4374 | 12.2838 | 13.1252 | 13.9196 | 14.7317 | 15.5209 | 16.3149 | 17.0993 | 17.8409
|  |  |  | Data Centres | 0 | 0 | 0 | 0 | 0 | 0 | 0 | 0 | 0 | 0 | 0 | 0 | 0 | 0 | 0 | 0 | 0 | 0 | 0 | 0.85911 | 1.5165 | 2.0245 | 2.4055 | 2.7043 | 2.921
|  |  |  | Connection Requests | 1.8815 | 3.2926 | 4.7037 | 6.1148 | 6.1148 | 6.1148 | 6.1148 | 6.1148 | 6.1148 | 6.1148 | 6.1148 | 6.1148 | 6.1148 | 6.1148 | 6.1148 | 6.1148 | 6.1148 | 6.1148 | 6.1148 | 6.1148 | 6.1148 | 6.1148 | 6.1148 | 6.1148 | 6.1148
EAST 230kV
| Bermondsey TS | T1/T2 | JQ | Electric Vehicles | 0.053262 | 0.098299 | 0.16915 | 0.25711 | 0.46099 | 0.72106 | 0.98968 | 1.2856 | 1.5901 | 1.9681 | 2.3508 | 2.8769 | 3.418 | 3.9855 | 4.6874 | 5.4265 | 6.1709 | 7.0579 | 7.8438 | 8.5838 | 9.2801 | 10.0136 | 10.6362 | 11.2915 | 11.9308
|  |  |  | Electrified Heating | 0.80392 | 1.5977 | 2.3821 | 3.1832 | 3.9506 | 4.7137 | 5.4742 | 6.2321 | 7.0198 | 7.783 | 8.545 | 9.3041 | 10.0591 | 11.1145 | 12.1558 | 13.1713 | 14.2175 | 15.2697 | 16.3157 | 17.3031 | 18.3126 | 19.2936 | 20.2807 | 21.2557 | 22.1776
|  |  |  | Data Centres | 0 | 0 | 8.183 | 12.859 | 16.366 | 19.873 | 23.38 | 23.38 | 23.38 | 23.38 | 23.38 | 23.38 | 23.38 | 23.38 | 23.38 | 23.8113 | 24.1379 | 24.3638 | 24.2326 | 24.1306 | 24.8375 | 25.384 | 25.7994 | 26.12 | 26.3605
|  |  |  | Connection Requests | 0 | 0.68737 | 1.0802 | 1.3747 | 18.3693 | 18.6639 | 18.6639 | 18.6639 | 18.6639 | 18.6639 | 18.6639 | 18.6639 | 18.6639 | 18.6639 | 18.6639 | 18.6639 | 18.6639 | 18.6639 | 18.6639 | 18.6639 | 18.6639 | 18.6639 | 18.6639 | 18.6639 | 18.6639
| Bermondsey TS | T3/T4 | BY | Electric Vehicles | 0.058684 | 0.10831 | 0.18637 | 0.28328 | 0.50791 | 0.79446 | 1.0904 | 1.4164 | 1.752 | 2.1685 | 2.5901 | 3.1698 | 3.7659 | 4.3913 | 5.1646 | 5.9789 | 6.7991 | 7.7764 | 8.6422 | 9.4576 | 10.2248 | 11.033 | 11.7189 | 12.4409 | 13.1453
|  |  |  | Electrified Heating | 1.2389 | 2.4621 | 3.6709 | 4.9054 | 6.088 | 7.264 | 8.4359 | 9.6038 | 10.8178 | 11.9939 | 13.1682 | 14.338 | 15.5014 | 17.1278 | 18.7325 | 20.2974 | 21.9097 | 23.5312 | 25.1431 | 26.6647 | 28.2204 | 29.7322 | 31.2533 | 32.7558 | 34.1766
|  |  |  | Data Centres | 0 | 0 | 0 | 0 | 0 | 0 | 0 | 0 | 0 | 0 | 0.87533 | 1.6387 | 2.2697 | 2.077 | 1.8641 | 1.6672 | 1.4613 | 1.2606 | 1.092 | 0.96349 | 0.85109 | 0.75474 | 0.67444 | 0.60218 | 0.54598
|  |  |  | Connection Requests | 2.1511 | 5.3034 | 7.4112 | 9.2543 | 29.2003 | 29.9943 | 29.9943 | 29.9943 | 29.9943 | 29.9943 | 29.9943 | 29.9943 | 29.9943 | 29.9943 | 29.9943 | 29.9943 | 29.9943 | 29.9943 | 29.9943 | 29.9943 | 29.9943 | 29.9943 | 29.9943 | 29.9943 | 29.9943
| Ellesmere TS | T3/T4 | JQ | Electric Vehicles | 0.091356 | 0.1882 | 0.32849 | 0.50073 | 0.83718 | 1.2659 | 1.7073 | 2.1916 | 2.6795 | 3.2914 | 3.9037 | 4.7196 | 5.5579 | 6.4431 | 7.5331 | 8.6488 | 9.7743 | 11.1043 | 12.2091 | 13.2522 | 14.243 | 15.3011 | 16.184 | 17.136 | 18.0606
|  |  |  | Electrified Heating | 1.6434 | 3.266 | 4.8695 | 6.5071 | 8.0758 | 9.6358 | 11.1904 | 12.7397 | 14.35 | 15.9101 | 17.4678 | 19.0197 | 20.5628 | 22.7204 | 24.849 | 26.9249 | 29.0636 | 31.2146 | 33.3527 | 35.3712 | 37.4348 | 39.4403 | 41.458 | 43.4511 | 45.3358
|  |  |  | Data Centres | 0 | 0 | 0 | 0 | 0 | 0 | 0 | 0 | 0 | 0 | 0 | 0 | 0 | 0 | 0 | 0 | 0 | 0 | 0 | 0 | 0 | 0 | 0 | 0 | 0
|  |  |  | Connection Requests | 1.6243 | 4.813 | 5.5091 | 6.2053 | 6.9014 | 13.741 | 13.741 | 13.741 | 13.741 | 13.741 | 13.741 | 13.741 | 13.741 | 13.741 | 13.741 | 13.741 | 13.741 | 13.741 | 13.741 | 13.741 | 13.741 | 13.741 | 13.741 | 13.741 | 13.741
| Leaside TS | T19/T20/T21 13.8 | A1A2 | Electric Vehicles | 0.030805 | 0.072096 | 0.12431 | 0.18749 | 0.29448 | 0.42829 | 0.56517 | 0.7125 | 0.85278 | 1.0387 | 1.2173 | 1.4491 | 1.6864 | 1.9492 | 2.2627 | 2.5821 | 2.9029 | 3.265 | 3.5484 | 3.816 | 4.0748 | 4.3606 | 4.5865 | 4.8497 | 5.0982
|  |  |  | Electrified Heating | 0.28522 | 0.56684 | 0.84514 | 1.1294 | 1.4016 | 1.6724 | 1.9422 | 2.2111 | 2.4906 | 2.7613 | 3.0317 | 3.301 | 3.5688 | 3.9433 | 4.3127 | 4.673 | 5.0442 | 5.4175 | 5.7886 | 6.1389 | 6.4971 | 6.8452 | 7.1953 | 7.5413 | 7.8684
|  |  |  | Data Centres | 0 | 0 | 0 | 0 | 0 | 0 | 0 | 0 | 1.118 | 2.0742 | 2.9069 | 2.7179 | 2.5091 | 2.2952 | 2.0615 | 1.8405 | 1.6148 | 1.3927 | 1.2133 | 1.0595 | 0.93984 | 0.83731 | 0.74333 | 0.66643 | 0.60663
|  |  |  | Connection Requests | 7.7106 | 8.9833 | 9.9378 | 10.8924 | 6.3635 | 6.3635 | 6.3635 | 6.3635 | 6.3635 | 6.3635 | 6.3635 | 6.3635 | 6.3635 | 6.3635 | 6.3635 | 6.3635 | 6.3635 | 6.3635 | 6.3635 | 6.3635 | 6.3635 | 6.3635 | 6.3635 | 6.3635 | 6.3635
| Leaside TS | T19/T20/T21 13.8 | Q1Q2 | Electric Vehicles | 0.030805 | 0.072096 | 0.12431 | 0.18749 | 0.29448 | 0.42829 | 0.56517 | 0.7125 | 0.85278 | 1.0387 | 1.2173 | 1.4491 | 1.6864 | 1.9492 | 2.2627 | 2.5821 | 2.9029 | 3.265 | 3.5484 | 3.816 | 4.0748 | 4.3606 | 4.5865 | 4.8497 | 5.0982
|  |  |  | Electrified Heating | 0.88776 | 1.7643 | 2.6305 | 3.5151 | 4.3626 | 5.2053 | 6.0451 | 6.882 | 7.7519 | 8.5946 | 9.4361 | 10.2744 | 11.1081 | 12.2736 | 13.4235 | 14.5449 | 15.7002 | 16.8621 | 18.0172 | 19.1076 | 20.2223 | 21.3057 | 22.3956 | 23.4724 | 24.4905
|  |  |  | Data Centres | 0 | 0 | 0 | 0 | 0 | 0 | 0 | 0 | 0 | 0 | 0 | 0 | 0 | 0 | 0 | 0 | 0 | 0 | 0 | 0 | 0 | 0 | 0 | 0 | 0
|  |  |  | Connection Requests | 0 | 0 | 0 | 0 | 0 | 0 | 0 | 0 | 0 | 0 | 0 | 0 | 0 | 0 | 0 | 0 | 0 | 0 | 0 | 0 | 0 | 0 | 0 | 0 | 0
| Leaside TS | T19/T20/T21 13.8 | BY | Electric Vehicles | 0.02725 | 0.063774 | 0.10996 | 0.16585 | 0.26049 | 0.37885 | 0.49994 | 0.63026 | 0.75435 | 0.91879 | 1.0768 | 1.2818 | 1.4918 | 1.7242 | 2.0015 | 2.2841 | 2.5678 | 2.8881 | 3.1389 | 3.3755 | 3.6045 | 3.8573 | 4.0571 | 4.2899 | 4.5097
|  |  |  | Electrified Heating | 1.5952 | 3.1701 | 4.7266 | 6.3161 | 7.8388 | 9.353 | 10.862 | 12.3658 | 13.9289 | 15.4431 | 16.9552 | 18.4615 | 19.9594 | 22.0536 | 24.1198 | 26.1347 | 28.2107 | 30.2985 | 32.3739 | 34.3332 | 36.3362 | 38.2828 | 40.2413 | 42.176 | 44.0053
|  |  |  | Data Centres | 0 | 0 | 0 | 0 | 0 | 0 | 0 | 0 | 0 | 0 | 0 | 0 | 0 | 0.60783 | 1.0941 | 1.4594 | 1.2773 | 1.1034 | 0.95984 | 0.84648 | 0.74823 | 0.66509 | 0.58951 | 0.52905 | 0.47614
|  |  |  | Connection Requests | 0 | 0 | 0 | 0 | 0 | 0 | 0 | 0 | 0 | 0 | 0 | 0 | 0 | 0 | 0 | 0 | 0 | 0 | 0 | 0 | 0 | 0 | 0 | 0 | 0
| Scarboro TS | T21/T22 | JQ | Electric Vehicles | 0.080274 | 0.19468 | 0.3543 | 0.54821 | 0.82563 | 1.1841 | 1.5514 | 1.9564 | 2.3557 | 2.8501 | 3.3427 | 3.9435 | 4.5597 | 5.1978 | 5.9949 | 6.7232 | 7.4665 | 8.3539 | 8.9166 | 9.4567 | 9.9874 | 10.5758 | 11.0515 | 11.5866 | 12.1114
|  |  |  | Electrified Heating | 1.4043 | 2.7909 | 4.1611 | 5.5605 | 6.901 | 8.234 | 9.5625 | 10.8864 | 12.2624 | 13.5955 | 14.9267 | 16.2528 | 17.5714 | 19.4151 | 21.2341 | 23.008 | 24.8356 | 26.6736 | 28.5007 | 30.2256 | 31.989 | 33.7027 | 35.4268 | 37.1301 | 38.7405
|  |  |  | Data Centres | 0 | 0 | 8.5064 | 13.3672 | 17.0128 | 20.6584 | 24.304 | 24.304 | 24.304 | 24.304 | 24.304 | 24.304 | 24.304 | 24.304 | 24.304 | 24.304 | 24.304 | 24.304 | 24.304 | 24.304 | 24.304 | 24.304 | 24.304 | 24.4858 | 24.6297
|  |  |  | Connection Requests | 0 | 2.9441 | 4.6265 | 5.8883 | 7.15 | 8.4118 | 8.4118 | 8.4118 | 8.4118 | 8.4118 | 8.4118 | 8.4118 | 8.4118 | 8.4118 | 8.4118 | 8.4118 | 8.4118 | 8.4118 | 8.4118 | 8.4118 | 8.4118 | 8.4118 | 8.4118 | 8.4118 | 8.4118
| Scarboro TS | T23/T24 | BY | Electric Vehicles | 0.084251 | 0.20432 | 0.37185 | 0.57537 | 0.86653 | 1.2427 | 1.6283 | 2.0533 | 2.4724 | 2.9912 | 3.5083 | 4.1389 | 4.7855 | 5.4553 | 6.2918 | 7.0562 | 7.8363 | 8.7678 | 9.3583 | 9.9251 | 10.4821 | 11.0997 | 11.599 | 12.1606 | 12.7114
|  |  |  | Electrified Heating | 1.3904 | 2.7632 | 4.1198 | 5.5053 | 6.8326 | 8.1524 | 9.4677 | 10.7784 | 12.1409 | 13.4608 | 14.7787 | 16.0916 | 17.3973 | 19.2226 | 21.0236 | 22.7799 | 24.5894 | 26.4092 | 28.2182 | 29.9259 | 31.6719 | 33.3686 | 35.0757 | 36.762 | 38.3565
|  |  |  | Data Centres | 0 | 0 | 0 | 0 | 0 | 0 | 0 | 0 | 0 | 0 | 0 | 0 | 0 | 0 | 0 | 0 | 0 | 0 | 0 | 0 | 0 | 0 | 0 | 0 | 0
|  |  |  | Connection Requests | 0 | 1.0669 | 1.6765 | 2.1337 | 2.591 | 16.7132 | 16.7132 | 16.7132 | 16.7132 | 16.7132 | 16.7132 | 16.7132 | 16.7132 | 16.7132 | 16.7132 | 16.7132 | 16.7132 | 16.7132 | 16.7132 | 16.7132 | 16.7132 | 16.7132 | 16.7132 | 16.7132 | 16.7132
| Sheppard TS | T1/T2 | JQ | Electric Vehicles | 0.084984 | 0.19323 | 0.34971 | 0.54073 | 0.84309 | 1.2338 | 1.6352 | 2.0789 | 2.5239 | 3.0709 | 3.621 | 4.3136 | 5.0246 | 5.7584 | 6.6768 | 7.5482 | 8.4349 | 9.5001 | 10.2565 | 10.9777 | 11.674 | 12.4293 | 13.0549 | 13.7353 | 14.4045
|  |  |  | Electrified Heating | 1.3947 | 2.7717 | 4.1325 | 5.5222 | 6.8535 | 8.1774 | 9.4967 | 10.8114 | 12.178 | 13.502 | 14.8239 | 16.1409 | 17.4505 | 19.2815 | 21.088 | 22.8496 | 24.6647 | 26.49 | 28.3046 | 30.0176 | 31.7688 | 33.4707 | 35.183 | 36.8745 | 38.4739
|  |  |  | Data Centres | 0 | 0 | 0 | 0 | 0 | 0 | 0 | 0 | 1.0507 | 1.9492 | 2.7317 | 3.4341 | 3.9867 | 4.387 | 3.9475 | 3.5214 | 3.0832 | 2.6576 | 2.6416 | 2.6014 | 2.5533 | 2.2722 | 2.0314 | 1.8226 | 1.6379
|  |  |  | Connection Requests | 1.2061 | 1.967 | 2.6128 | 4.7076 | 5.8806 | 8.1116 | 9.6526 | 10.9636 | 11.6536 | 11.6536 | 11.6536 | 11.6536 | 11.6536 | 11.6536 | 11.6536 | 11.6536 | 11.6536 | 11.6536 | 11.6536 | 11.6536 | 11.6536 | 11.6536 | 11.6536 | 11.6536 | 11.6536
| Sheppard TS | T5/T6 (was T3/T4) | EZ (was BY) | Electric Vehicles | 0.074546 | 0.16949 | 0.30675 | 0.47432 | 0.73954 | 1.0823 | 1.4344 | 1.8236 | 2.2139 | 2.6937 | 3.1762 | 3.7838 | 4.4075 | 5.0511 | 5.8567 | 6.6211 | 7.3989 | 8.3333 | 8.9967 | 9.6294 | 10.2401 | 10.9026 | 11.4514 | 12.0483 | 12.6352
|  |  |  | Electrified Heating | 1.4477 | 2.8771 | 4.2897 | 5.7323 | 7.1142 | 8.4884 | 9.8579 | 11.2227 | 12.6413 | 14.0156 | 15.3878 | 16.7549 | 18.1144 | 20.015 | 21.8902 | 23.7188 | 25.6029 | 27.4977 | 29.3813 | 31.1594 | 32.9773 | 34.744 | 36.5214 | 38.2773 | 39.9375
|  |  |  | Data Centres | 0 | 0 | 0 | 0 | 0 | 0 | 0 | 0 | 0 | 0 | 0 | 0 | 0 | 0 | 0 | 0 | 0 | 0 | 0 | 0 | 0 | 0.21129 | 0.37327 | 0.50709 | 0.45779
|  |  |  | Connection Requests | 0.58693 | 0.92232 | 1.1739 | 1.4254 | 1.6769 | 1.6769 | 1.6769 | 1.6769 | 1.6769 | 1.6769 | 1.6769 | 1.6769 | 1.6769 | 1.6769 | 1.6769 | 1.6769 | 1.6769 | 1.6769 | 1.6769 | 1.6769 | 1.6769 | 1.6769 | 1.6769 | 1.6769 | 1.6769
| Warden TS | T3/T4 | JQ | Electric Vehicles | 0.098307 | 0.19627 | 0.34985 | 0.53939 | 0.9073 | 1.3821 | 1.872 | 2.4153 | 2.9744 | 3.6558 | 4.3501 | 5.2693 | 6.2145 | 7.1872 | 8.4064 | 9.6296 | 10.8688 | 12.3663 | 13.5865 | 14.7415 | 15.8357 | 16.9943 | 17.9788 | 19.0122 | 20.0302
|  |  |  | Electrified Heating | 2.7811 | 5.5269 | 8.2405 | 11.0117 | 13.6665 | 16.3064 | 18.9372 | 21.5589 | 24.2841 | 26.9241 | 29.5602 | 32.1863 | 34.7978 | 38.4489 | 42.0512 | 45.5641 | 49.1834 | 52.8234 | 56.4417 | 59.8576 | 63.3497 | 66.7435 | 70.1579 | 73.5309 | 76.7203
|  |  |  | Data Centres | 11.544 | 11.544 | 9.4276 | 14.8148 | 18.8552 | 22.8956 | 26.936 | 26.936 | 26.936 | 26.936 | 26.936 | 26.936 | 26.936 | 27.6112 | 28.1514 | 28.5571 | 28.3549 | 28.1618 | 28.0022 | 27.8763 | 28.2877 | 28.6067 | 29.0517 | 29.0265 | 29.1608
|  |  |  | Connection Requests | 0 | 1.6835 | 3.6058 | 4.876 | 6.009 | 7.1421 | 7.5536 | 7.5536 | 7.5536 | 7.5536 | 7.5536 | 7.5536 | 7.5536 | 7.5536 | 7.5536 | 7.5536 | 7.5536 | 7.5536 | 7.5536 | 7.5536 | 7.5536 | 7.5536 | 7.5536 | 7.5536 | 7.5536
WEST 230kV
| Horner TS | T1/T2**Based on 2031 NA Estimated Split | EJ | Electric Vehicles | 0.044786 | 0.099572 | 0.17288 | 0.26211 | 0.42164 | 0.62305 | 0.82969 | 1.0542 | 1.2739 | 1.557 | 1.8346 | 2.1984 | 2.5717 | 2.975 | 3.464 | 3.9618 | 4.4629 | 5.042 | 5.5062 | 5.9446 | 6.365 | 6.8218 | 7.1927 | 7.6084 | 8.0068
|  |  |  | Electrified Heating | 0.014135 | 0.028091 | 0.041882 | 0.055967 | 0.06946 | 0.082877 | 0.096248 | 0.10957 | 0.12342 | 0.13684 | 0.15024 | 0.16359 | 0.17686 | 0.19542 | 0.21373 | 0.23158 | 0.24998 | 0.26848 | 0.28687 | 0.30423 | 0.32198 | 0.33922 | 0.35658 | 0.37372 | 0.38993
|  |  |  | Data Centres | 18.58 | 27.87 | 37.16 | 46.45 | 46.45 | 46.45 | 46.45 | 46.45 | 46.45 | 46.45 | 46.45 | 46.45 | 46.45 | 46.45 | 46.45 | 46.45 | 46.45 | 46.45 | 46.45 | 46.45 | 46.45 | 46.45 | 46.45 | 46.45 | 46.45
|  |  |  | Connection Requests | 0 | 0 | 0 | 0 | 0 | 0 | 0 | 0 | 0 | 0 | 0 | 0 | 0 | 0 | 0 | 0 | 0 | 0 | 0 | 0 | 0 | 0 | 0 | 0 | 0
| Horner TS | T1/T2**Based on 2031 NA Estimated Split | QZ | Electric Vehicles | 0.044786 | 0.099572 | 0.17288 | 0.26211 | 0.42164 | 0.62305 | 0.82969 | 1.0542 | 1.2739 | 1.557 | 1.8346 | 2.1984 | 2.5717 | 2.975 | 3.464 | 3.9618 | 4.4629 | 5.042 | 5.5062 | 5.9446 | 6.365 | 6.8218 | 7.1927 | 7.6084 | 8.0068
|  |  |  | Electrified Heating | 0 | 0 | 0 | 0 | 0 | 0 | 0 | 0 | 0 | 0 | 0 | 0 | 0 | 0 | 0 | 0 | 0 | 0 | 0 | 0 | 0 | 0 | 0 | 0 | 0
|  |  |  | Data Centres | 0 | 0 | 0 | 0 | 0 | 0 | 0 | 0 | 0 | 0 | 0 | 0 | 0 | 0 | 0 | 0 | 0 | 0 | 0 | 0 | 0 | 0 | 0.20269 | 0.36484 | 0.49457
|  |  |  | Connection Requests | 0 | 0 | 0 | 0 | 0 | 0 | 0 | 0 | 0 | 0 | 0 | 0 | 0 | 0 | 0 | 0 | 0 | 0 | 0 | 0 | 0 | 0 | 0 | 0 | 0
| Horner TS | T3/T4**Based on 2031 NA Estimated Split | BY | Electric Vehicles | 0.044786 | 0.099572 | 0.17288 | 0.26211 | 0.42164 | 0.62305 | 0.82969 | 1.0542 | 1.2739 | 1.557 | 1.8346 | 2.1984 | 2.5717 | 2.975 | 3.464 | 3.9618 | 4.4629 | 5.042 | 5.5062 | 5.9446 | 6.365 | 6.8218 | 7.1927 | 7.6084 | 8.0068
|  |  |  | Electrified Heating | 3.0897 | 6.1403 | 9.1551 | 12.2339 | 15.1833 | 18.1162 | 21.039 | 23.9517 | 26.9793 | 29.9123 | 32.841 | 35.7586 | 38.66 | 42.7163 | 46.7184 | 50.6212 | 54.6422 | 58.6862 | 62.7061 | 66.501 | 70.3808 | 74.1512 | 77.9447 | 81.692 | 85.2353
|  |  |  | Data Centres | 0 | 0 | 0 | 0 | 0 | 0 | 0 | 0 | 1.0609 | 1.9683 | 2.7584 | 2.5791 | 2.381 | 2.178 | 2.5836 | 2.8714 | 3.0079 | 3.016 | 2.9917 | 2.9431 | 2.6026 | 2.5539 | 2.4972 | 2.8296 | 2.9025
|  |  |  | Connection Requests | 3.0239 | 12.7134 | 23.2434 | 26.9692 | 32.9141 | 36.5039 | 38.3194 | 39.3785 | 40.4375 | 40.4375 | 40.4375 | 40.4375 | 40.4375 | 40.4375 | 40.4375 | 40.4375 | 40.4375 | 40.4375 | 40.4375 | 40.4375 | 40.4375 | 40.4375 | 40.4375 | 40.4375 | 40.4375
| Manby TS | T13/T4 | VF | Electric Vehicles | 0.1195 | 0.27742 | 0.48924 | 0.74652 | 1.1653 | 1.6969 | 2.2418 | 2.8356 | 3.4145 | 4.1549 | 4.8815 | 5.8086 | 6.7592 | 7.778 | 9.0205 | 10.2428 | 11.4777 | 12.9115 | 13.9778 | 14.9892 | 15.9678 | 17.0413 | 17.9063 | 18.886 | 19.8276
|  |  |  | Electrified Heating | 0.52869 | 1.0507 | 1.5666 | 2.0934 | 2.5981 | 3.0999 | 3.6001 | 4.0985 | 4.6165 | 5.1184 | 5.6195 | 6.1188 | 6.6153 | 7.3093 | 7.9942 | 8.662 | 9.35 | 10.042 | 10.7299 | 11.3792 | 12.0431 | 12.6883 | 13.3374 | 13.9786 | 14.5849
|  |  |  | Data Centres | 0 | 0 | 0 | 0 | 0 | 0 | 0 | 1.0467 | 1.9443 | 2.7027 | 2.5246 | 2.3597 | 2.178 | 1.9903 | 1.7889 | 1.5949 | 1.3991 | 1.2079 | 1.0474 | 0.92506 | 0.81803 | 0.72629 | 0.64983 | 0.58103 | 0.51987
|  |  |  | Connection Requests | 2.4747 | 4.0296 | 7.7307 | 10.0521 | 12.0231 | 13.0743 | 14.1255 | 14.1255 | 14.1255 | 14.1255 | 14.1255 | 14.1255 | 14.1255 | 14.1255 | 14.1255 | 14.1255 | 14.1255 | 14.1255 | 14.1255 | 14.1255 | 14.1255 | 14.1255 | 14.1255 | 14.1255 | 14.1255
| Manby TS | T3/T4 | BY | Electric Vehicles | 0.112 | 0.26 | 0.45852 | 0.69965 | 1.0921 | 1.5904 | 2.1011 | 2.6575 | 3.2001 | 3.8941 | 4.575 | 5.4439 | 6.3348 | 7.2896 | 8.4541 | 9.5997 | 10.7571 | 12.1008 | 13.1002 | 14.0481 | 14.9652 | 15.9714 | 16.782 | 17.7002 | 18.5828
|  |  |  | Electrified Heating | 1.0206 | 2.0284 | 3.0242 | 4.0413 | 5.0156 | 5.9844 | 6.9499 | 7.9121 | 8.9122 | 9.8811 | 10.8485 | 11.8123 | 12.7707 | 14.1107 | 15.4327 | 16.7219 | 18.0502 | 19.3861 | 20.714 | 21.9676 | 23.2492 | 24.4947 | 25.7478 | 26.9857 | 28.1562
|  |  |  | Data Centres | 0 | 0 | 0 | 0 | 0 | 0 | 0 | 0 | 0 | 0 | 0 | 0 | 0 | 0 | 0 | 1.4948 | 2.6153 | 3.3819 | 3.647 | 3.819 | 3.9193 | 3.4822 | 3.1168 | 2.7944 | 2.515
|  |  |  | Connection Requests | 0.3284 | 0.5747 | 0.821 | 1.0673 | 1.0673 | 1.0673 | 1.0673 | 1.0673 | 1.0673 | 1.0673 | 1.0673 | 1.0673 | 1.0673 | 1.0673 | 1.0673 | 1.0673 | 1.0673 | 1.0673 | 1.0673 | 1.0673 | 1.0673 | 1.0673 | 1.0673 | 1.0673 | 1.0673
| Manby TS | T5/T6 | QZ | Electric Vehicles | 0.11718 | 0.27203 | 0.47974 | 0.73204 | 1.1426 | 1.664 | 2.1983 | 2.7805 | 3.3482 | 4.0743 | 4.7868 | 5.6959 | 6.628 | 7.627 | 8.8454 | 10.044 | 11.255 | 12.6609 | 13.7065 | 14.6983 | 15.6579 | 16.7106 | 17.5588 | 18.5195 | 19.4429
|  |  |  | Electrified Heating | 0.78703 | 1.5641 | 2.332 | 3.1163 | 3.8676 | 4.6147 | 5.3592 | 6.1011 | 6.8723 | 7.6194 | 8.3654 | 9.1086 | 9.8477 | 10.8809 | 11.9004 | 12.8945 | 13.9188 | 14.9489 | 15.9728 | 16.9395 | 17.9278 | 18.8882 | 19.8545 | 20.809 | 21.7116
|  |  |  | Data Centres | 0 | 0 | 0 | 0 | 0 | 0 | 0 | 0 | 0 | 0 | 0 | 0 | 0 | 0 | 0 | 0 | 0 | 0 | 0 | 0 | 0.2324 | 0.41232 | 0.55476 | 0.50228 | 0.4498
|  |  |  | Connection Requests | 0.6013 | 0.9449 | 1.2026 | 1.4603 | 1.718 | 1.718 | 1.718 | 1.718 | 1.718 | 1.718 | 1.718 | 1.718 | 1.718 | 1.718 | 1.718 | 1.718 | 1.718 | 1.718 | 1.718 | 1.718 | 1.718 | 1.718 | 1.718 | 1.718 | 1.718
| Rexdale TS | T1/T2 | BY | Electric Vehicles | 0.22737 | 0.61482 | 1.1021 | 1.6877 | 2.4259 | 3.3613 | 4.3131 | 5.3414 | 6.2923 | 7.5411 | 8.7302 | 10.112 | 11.5232 | 13.069 | 14.9287 | 16.5771 | 18.2529 | 20.1317 | 21.0761 | 21.9915 | 22.9459 | 24.0957 | 24.918 | 26.0133 | 27.0384
|  |  |  | Electrified Heating | 0.51189 | 1.0173 | 1.5168 | 2.0268 | 2.5155 | 3.0014 | 3.4856 | 3.9682 | 4.4698 | 4.9557 | 5.4409 | 5.9243 | 6.405 | 7.077 | 7.74 | 8.3866 | 9.0528 | 9.7228 | 10.3888 | 11.0175 | 11.6603 | 12.2849 | 12.9134 | 13.5342 | 14.1213
|  |  |  | Data Centres | 0 | 0 | 0 | 0 | 0 | 0 | 0 | 0 | 0 | 0 | 0 | 0 | 0 | 0 | 0 | 0 | 0 | 0 | 0 | 0 | 0 | 0 | 0 | 0 | 0
|  |  |  | Connection Requests | 0 | 0 | 0 | 0 | 0 | 0 | 0 | 0 | 0 | 0 | 0 | 0 | 0 | 0 | 0 | 0 | 0 | 0 | 0 | 0 | 0 | 0 | 0 | 0 | 0
| Rexdale TS | T1/T2 | JQ | Electric Vehicles | 0.25103 | 0.67878 | 1.2168 | 1.8633 | 2.6783 | 3.711 | 4.7618 | 5.8971 | 6.9469 | 8.3256 | 9.6384 | 11.164 | 12.722 | 14.4286 | 16.4817 | 18.3016 | 20.1517 | 22.226 | 23.2686 | 24.2794 | 25.333 | 26.6024 | 27.5102 | 28.7195 | 29.8512
|  |  |  | Electrified Heating | 0.54823 | 1.0895 | 1.6244 | 2.1707 | 2.6941 | 3.2145 | 3.7331 | 4.2499 | 4.7871 | 5.3076 | 5.8272 | 6.3449 | 6.8597 | 7.5795 | 8.2896 | 8.9821 | 9.6956 | 10.4131 | 11.1264 | 11.7998 | 12.4882 | 13.1572 | 13.8303 | 14.4952 | 15.1239
|  |  |  | Data Centres | 0 | 0 | 0 | 0 | 0 | 0 | 0 | 0 | 0 | 0 | 0 | 0 | 0 | 0 | 0 | 0 | 0 | 0 | 0 | 0 | 0 | 0 | 0 | 0 | 0
|  |  |  | Connection Requests | 0 | 0.89145 | 1.4009 | 1.7829 | 2.1649 | 2.547 | 2.547 | 2.547 | 2.547 | 2.547 | 2.547 | 2.547 | 2.547 | 2.547 | 2.547 | 2.547 | 2.547 | 2.547 | 2.547 | 2.547 | 2.547 | 2.547 | 2.547 | 2.547 | 2.547
| Richview TS | T1/T2 | EJ | Electric Vehicles | 0.012882 | 0.027822 | 0.048607 | 0.074002 | 0.12054 | 0.17964 | 0.24038 | 0.30676 | 0.37268 | 0.45629 | 0.53917 | 0.6482 | 0.76013 | 0.87938 | 1.0254 | 1.1734 | 1.3227 | 1.4976 | 1.6387 | 1.772 | 1.8993 | 2.0366 | 2.1496 | 2.2738 | 2.3938
|  |  |  | Electrified Heating | 1.9199 | 3.8154 | 5.6887 | 7.6017 | 9.4344 | 11.2568 | 13.073 | 14.8828 | 16.7641 | 18.5866 | 20.4064 | 22.2193 | 24.0221 | 26.5425 | 29.0293 | 31.4544 | 33.9529 | 36.4657 | 38.9635 | 41.3216 | 43.7324 | 46.0752 | 48.4323 | 50.7608 | 52.9625
|  |  |  | Data Centres | 0 | 0 | 0 | 0 | 0 | 0 | 0 | 0 | 1.0404 | 1.9301 | 2.705 | 2.5291 | 2.3349 | 2.1358 | 1.9183 | 1.7126 | 1.9479 | 2.0592 | 2.1308 | 1.8684 | 1.6537 | 1.4709 | 1.3118 | 1.1767 | 1.0574
|  |  |  | Connection Requests | 0 | 0 | 0 | 0 | 0 | 0 | 0 | 0 | 0 | 0 | 0 | 0 | 0 | 0 | 0 | 0 | 0 | 0 | 0 | 0 | 0 | 0 | 0 | 0 | 0
| Richview TS | T5/T6 | QZ | Electric Vehicles | 0.012529 | 0.027059 | 0.047274 | 0.071971 | 0.11723 | 0.17471 | 0.23378 | 0.29834 | 0.36246 | 0.44377 | 0.52437 | 0.63042 | 0.73927 | 0.85525 | 0.99722 | 1.1412 | 1.2864 | 1.4565 | 1.5937 | 1.7234 | 1.8472 | 1.9807 | 2.0906 | 2.2114 | 2.3281
|  |  |  | Electrified Heating | 0.57686 | 1.1464 | 1.7093 | 2.2841 | 2.8348 | 3.3824 | 3.9281 | 4.4719 | 5.0372 | 5.5848 | 6.1316 | 6.6763 | 7.218 | 7.9753 | 8.7225 | 9.4512 | 10.2019 | 10.957 | 11.7075 | 12.416 | 13.1404 | 13.8444 | 14.5526 | 15.2522 | 15.9138
|  |  |  | Data Centres | 0 | 0 | 0 | 0 | 0 | 0 | 0 | 0 | 1.0118 | 1.8772 | 3.8973 | 4.8268 | 5.5552 | 6.0776 | 6.3572 | 6.4749 | 5.6756 | 4.8946 | 4.2605 | 3.7425 | 3.3017 | 2.9383 | 2.629 | 2.3584 | 2.1187
|  |  |  | Connection Requests | 0 | 21.264 | 21.264 | 30.124 | 8.86 | 8.86 | 8.86 | 8.86 | 0 | 0 | 0 | 0 | 0 | 0 | 0 | 0 | 0 | 0 | 0 | 0 | 0 | 0 | 0 | 0 | 0
| Richview TS | T7/T8 | BY | Electric Vehicles | 0.012444 | 0.026876 | 0.046953 | 0.071484 | 0.11643 | 0.17353 | 0.2322 | 0.29632 | 0.36 | 0.44077 | 0.52082 | 0.62615 | 0.73426 | 0.84946 | 0.99047 | 1.1335 | 1.2777 | 1.4466 | 1.5829 | 1.7117 | 1.8347 | 1.9673 | 2.0765 | 2.1964 | 2.3123
|  |  |  | Electrified Heating | 0.19465 | 0.38684 | 0.57677 | 0.77073 | 0.95654 | 1.1413 | 1.3255 | 1.509 | 1.6997 | 1.8845 | 2.069 | 2.2528 | 2.4356 | 2.6911 | 2.9432 | 3.1891 | 3.4424 | 3.6972 | 3.9505 | 4.1895 | 4.434 | 4.6715 | 4.9105 | 5.1466 | 5.3698
|  |  |  | Data Centres | 0 | 0 | 0 | 0 | 0 | 0 | 0 | 0 | 0 | 0 | 0 | 0 | 0 | 0 | 0 | 0 | 0 | 0 | 0 | 0 | 0 | 0 | 0 | 0 | 0
|  |  |  | Connection Requests | 0 | 0 | 0 | 0 | 0 | 0 | 0 | 0 | 0 | 0 | 0 | 0 | 0 | 0 | 0 | 0 | 0 | 0 | 0 | 0 | 0 | 0 | 0 | 0 | 0
LEASIDE 115kV
| Basin TS | T3/T5 | A5-6BN | Electric Vehicles | 0.02165 | 0.045193 | 0.079716 | 0.12209 | 0.20156 | 0.30329 | 0.40802 | 0.5233 | 0.63978 | 0.78464 | 0.93016 | 1.122 | 1.3192 | 1.5256 | 1.7813 | 2.039 | 2.2995 | 2.6093 | 2.86 | 3.0971 | 3.3227 | 3.5637 | 3.7654 | 3.982 | 4.1933
|  |  |  | Electrified Heating | 0.57415 | 1.141 | 1.7013 | 2.2734 | 2.8215 | 3.3665 | 3.9096 | 4.4509 | 5.0135 | 5.5585 | 6.1028 | 6.6449 | 7.1841 | 7.9379 | 8.6816 | 9.4068 | 10.154 | 10.9055 | 11.6525 | 12.3577 | 13.0787 | 13.7793 | 14.4843 | 15.1806 | 15.8391
|  |  |  | Data Centres | 0 | 0 | 0 | 0 | 0 | 0 | 0 | 0 | 0 | 0 | 0 | 0 | 0 | 0 | 0 | 0 | 0 | 0 | 0 | 0 | 0 | 0 | 0.19702 | 0.35463 | 0.48073
|  |  |  | Connection Requests | 10.3448 | 15.919 | 21.0444 | 23.6749 | 17.2753 | 17.5363 | 17.5363 | 17.5363 | 17.5363 | 17.5363 | 17.5363 | 17.5363 | 17.5363 | 17.5363 | 17.5363 | 17.5363 | 17.5363 | 17.5363 | 17.5363 | 17.5363 | 17.5363 | 17.5363 | 17.5363 | 17.5363 | 17.5363
| Basin TS | T3/T5 | A7-8BN | Electric Vehicles | 0.020715 | 0.043241 | 0.076273 | 0.11681 | 0.19285 | 0.29019 | 0.3904 | 0.5007 | 0.61215 | 0.75075 | 0.88999 | 1.0736 | 1.2622 | 1.4597 | 1.7044 | 1.9509 | 2.2002 | 2.4966 | 2.7364 | 2.9633 | 3.1792 | 3.4098 | 3.6027 | 3.81 | 4.0122
|  |  |  | Electrified Heating | 0.079402 | 0.1578 | 0.23527 | 0.3144 | 0.39019 | 0.46556 | 0.54067 | 0.61553 | 0.69333 | 0.76871 | 0.84397 | 0.91895 | 0.99351 | 1.0978 | 1.2006 | 1.3009 | 1.4042 | 1.5082 | 1.6115 | 1.709 | 1.8087 | 1.9056 | 2.0031 | 2.0994 | 2.1904
|  |  |  | Data Centres | 0 | 0 | 0 | 0 | 0 | 0 | 0 | 0 | 0 | 0 | 0 | 0 | 0 | 0 | 0 | 0 | 0 | 0 | 0 | 0 | 0 | 0 | 0 | 0 | 0
|  |  |  | Connection Requests | 0.50998 | 1.02 | 1.5299 | 1.5299 | 1.5299 | 1.5299 | 1.5299 | 1.5299 | 1.5299 | 1.5299 | 1.5299 | 1.5299 | 1.5299 | 1.5299 | 1.5299 | 1.5299 | 1.5299 | 1.5299 | 1.5299 | 1.5299 | 1.5299 | 1.5299 | 1.5299 | 1.5299 | 1.5299
| Bridgman TS | T11/T12/T3/T4/T15 | A1-2B | Electric Vehicles | 0.02913 | 0.042892 | 0.06776 | 0.099562 | 0.21774 | 0.36639 | 0.52049 | 0.68926 | 0.86563 | 1.0879 | 1.313 | 1.6432 | 1.9831 | 2.3457 | 2.7887 | 3.2876 | 3.7868 | 4.3759 | 4.9592 | 5.5055 | 6.0141 | 6.5439 | 6.9968 | 7.4691 | 7.9269
|  |  |  | Electrified Heating | 0.41859 | 0.83188 | 1.2403 | 1.6574 | 2.057 | 2.4543 | 2.8503 | 3.2449 | 3.6551 | 4.0525 | 4.4492 | 4.8445 | 5.2376 | 5.7871 | 6.3293 | 6.858 | 7.4028 | 7.9507 | 8.4953 | 9.0094 | 9.535 | 10.0458 | 10.5598 | 11.0675 | 11.5475
|  |  |  | Data Centres | 0 | 0 | 0 | 0 | 0 | 0 | 0 | 0 | 0 | 0 | 0 | 0 | 0 | 0 | 0 | 0 | 0 | 0 | 0 | 0.32169 | 0.57565 | 0.76189 | 0.89734 | 0.99046 | 1.0666
|  |  |  | Connection Requests | 0 | 0 | 0 | 0 | 0 | 0 | 0 | 0 | 0 | 0 | 0 | 0 | 0 | 0 | 0 | 0 | 0 | 0 | 0 | 0 | 0 | 0 | 0 | 0 | 0
| Bridgman TS | T11/T12/T3/T4/T15 | A1-2H | Electric Vehicles | 0.024841 | 0.036982 | 0.058711 | 0.086443 | 0.18698 | 0.3135 | 0.44465 | 0.58833 | 0.73837 | 0.92735 | 1.1187 | 1.3987 | 1.687 | 1.9942 | 2.3698 | 2.7917 | 3.2139 | 3.7125 | 4.2042 | 4.6647 | 5.0936 | 5.5406 | 5.9227 | 6.3212 | 6.7075
|  |  |  | Electrified Heating | 0.42841 | 0.8514 | 1.2694 | 1.6963 | 2.1053 | 2.5119 | 2.9172 | 3.3211 | 3.7409 | 4.1476 | 4.5536 | 4.9582 | 5.3605 | 5.9229 | 6.4778 | 7.019 | 7.5765 | 8.1373 | 8.6947 | 9.2209 | 9.7588 | 10.2816 | 10.8076 | 11.3272 | 11.8185
|  |  |  | Data Centres | 0 | 0 | 0 | 0 | 0 | 1.2527 | 2.3426 | 3.252 | 3.0201 | 2.7983 | 2.6162 | 2.4461 | 2.2574 | 2.066 | 1.8562 | 1.6563 | 1.4481 | 1.254 | 1.0922 | 0.95464 | 0.84138 | 0.75239 | 0.67149 | 0.59867 | 0.54204
|  |  |  | Connection Requests | 0.75662 | 1.189 | 1.5132 | 1.8375 | 2.1618 | 2.1618 | 2.1618 | 2.1618 | 2.1618 | 2.1618 | 2.1618 | 2.1618 | 2.1618 | 2.1618 | 2.1618 | 2.1618 | 2.1618 | 2.1618 | 2.1618 | 2.1618 | 2.1618 | 2.1618 | 2.1618 | 2.1618 | 2.1618
| Bridgman TS | T11/T12/T3/T4/T15 | A5-6H | Electric Vehicles | 0.025913 | 0.038578 | 0.061244 | 0.090173 | 0.19505 | 0.32703 | 0.46384 | 0.61371 | 0.77023 | 0.96736 | 1.167 | 1.4591 | 1.7597 | 2.0802 | 2.472 | 2.9121 | 3.3526 | 3.8727 | 4.3856 | 4.866 | 5.3134 | 5.7797 | 6.1782 | 6.5939 | 6.997
|  |  |  | Electrified Heating | 0.049587 | 0.098546 | 0.14693 | 0.19634 | 0.24368 | 0.29074 | 0.33765 | 0.3844 | 0.43299 | 0.48006 | 0.52706 | 0.57389 | 0.62045 | 0.68555 | 0.74978 | 0.81241 | 0.87695 | 0.94185 | 1.0064 | 1.0673 | 1.1295 | 1.19 | 1.2509 | 1.3111 | 1.3679
|  |  |  | Data Centres | 0 | 0 | 0 | 0 | 0 | 0 | 0 | 0 | 0 | 0 | 0 | 0 | 0 | 0 | 0 | 0 | 0 | 0 | 0 | 0 | 0 | 0 | 0 | 0 | 0
|  |  |  | Connection Requests | 0 | 0 | 0 | 0 | 0 | 0 | 0 | 0 | 0 | 0 | 0 | 0 | 0 | 0 | 0 | 0 | 0 | 0 | 0 | 0 | 0 | 0 | 0 | 0 | 0
| Bridgman TS | T11/T12/T3/T4/T15 | A7-8H | Electric Vehicles | 0.024627 | 0.036663 | 0.058204 | 0.085697 | 0.18536 | 0.3108 | 0.44082 | 0.58325 | 0.732 | 0.91934 | 1.1091 | 1.3866 | 1.6724 | 1.977 | 2.3493 | 2.7676 | 3.1862 | 3.6805 | 4.1679 | 4.6244 | 5.0497 | 5.4928 | 5.8716 | 6.2666 | 6.6497
|  |  |  | Electrified Heating | 0.98596 | 1.9594 | 2.9215 | 3.9039 | 4.8451 | 5.781 | 6.7137 | 7.6432 | 8.6093 | 9.5453 | 10.4798 | 11.4109 | 12.3367 | 13.6311 | 14.9082 | 16.1536 | 17.4368 | 18.7272 | 20.01 | 21.221 | 22.4591 | 23.6623 | 24.8728 | 26.0686 | 27.1993
|  |  |  | Data Centres | 0 | 0 | 0 | 0 | 0 | 0 | 0 | 0 | 0 | 0 | 0 | 0 | 0 | 0 | 0 | 0 | 0 | 0 | 0 | 0 | 0 | 0 | 0 | 0 | 0
|  |  |  | Connection Requests | 1.13 | 1.9775 | 2.825 | 3.6725 | 3.6725 | 3.6725 | 3.6725 | 3.6725 | 3.6725 | 3.6725 | 3.6725 | 3.6725 | 3.6725 | 3.6725 | 3.6725 | 3.6725 | 3.6725 | 3.6725 | 3.6725 | 3.6725 | 3.6725 | 3.6725 | 3.6725 | 3.6725 | 3.6725
| Carlaw TS | T1/T2 | A8-9E | Electric Vehicles | 0.030869 | 0.047683 | 0.07751 | 0.11536 | 0.23935 | 0.39613 | 0.5586 | 0.7371 | 0.92367 | 1.1569 | 1.3937 | 1.7359 | 2.0881 | 2.4611 | 2.9191 | 3.4265 | 3.9352 | 4.5386 | 5.1218 | 5.6688 | 6.1789 | 6.7107 | 7.1659 | 7.6397 | 8.1003
|  |  |  | Electrified Heating | 0.20352 | 0.40446 | 0.60303 | 0.80583 | 1.0001 | 1.1933 | 1.3858 | 1.5777 | 1.7771 | 1.9703 | 2.1632 | 2.3554 | 2.5465 | 2.8137 | 3.0773 | 3.3343 | 3.5992 | 3.8656 | 4.1304 | 4.3803 | 4.6359 | 4.8842 | 5.1341 | 5.3809 | 5.6143
|  |  |  | Data Centres | 0 | 0 | 0 | 0 | 0 | 0 | 0 | 0 | 0 | 0 | 0 | 0 | 0 | 0 | 0 | 0 | 0.45892 | 0.79491 | 1.0326 | 0.90964 | 0.8031 | 0.71296 | 0.6392 | 0.57364 | 0.51628
|  |  |  | Connection Requests | 0 | 0 | 9.39 | 9.39 | 0 | 0 | 0 | 0 | 0 | 0 | 0 | 0 | 0 | 0 | 0 | 0 | 0 | 0 | 0 | 0 | 0 | 0 | 0 | 0 | 0
| Carlaw TS | T1/T2 | A10-11E | Electric Vehicles | 0.030245 | 0.046718 | 0.075941 | 0.11302 | 0.2345 | 0.38812 | 0.5473 | 0.72219 | 0.90498 | 1.1334 | 1.3655 | 1.7008 | 2.0459 | 2.4113 | 2.8601 | 3.3572 | 3.8555 | 4.4467 | 5.0182 | 5.5541 | 6.0538 | 6.5749 | 7.0209 | 7.4851 | 7.9364
|  |  |  | Electrified Heating | 1.0733 | 2.1331 | 3.1804 | 4.25 | 5.2746 | 6.2934 | 7.3088 | 8.3207 | 9.3724 | 10.3913 | 11.4087 | 12.4223 | 13.4302 | 14.8393 | 16.2296 | 17.5854 | 18.9823 | 20.3872 | 21.7837 | 23.102 | 24.4498 | 25.7596 | 27.0774 | 28.3792 | 29.6102
|  |  |  | Data Centres | 0 | 0 | 0 | 0 | 0 | 0 | 0 | 0 | 0 | 0 | 0 | 0 | 0 | 0 | 0 | 0 | 0 | 0 | 0 | 0 | 0 | 0.24087 | 0.42554 | 0.5781 | 0.52189
|  |  |  | Connection Requests | 0 | 0 | 0 | 0 | 0 | 0 | 0 | 0 | 0 | 0 | 0 | 0 | 0 | 0 | 0 | 0 | 0 | 0 | 0 | 0 | 0 | 0 | 0 | 0 | 0
| Cecil TS | T1/T2 | A1-2CE | Electric Vehicles | 0.02607 | 0.040269 | 0.065458 | 0.097421 | 0.20213 | 0.33454 | 0.47175 | 0.62249 | 0.78005 | 0.97698 | 1.177 | 1.466 | 1.7635 | 2.0784 | 2.4653 | 2.8937 | 3.3233 | 3.8329 | 4.3255 | 4.7874 | 5.2182 | 5.6673 | 6.0517 | 6.4518 | 6.8409
|  |  |  | Electrified Heating | 0.38165 | 0.75846 | 1.1308 | 1.5112 | 1.8755 | 2.2377 | 2.5988 | 2.9586 | 3.3325 | 3.6948 | 4.0566 | 4.417 | 4.7754 | 5.2764 | 5.7707 | 6.2528 | 6.7495 | 7.249 | 7.7456 | 8.2143 | 8.6936 | 9.1593 | 9.6279 | 10.0907 | 10.5284
|  |  |  | Data Centres | 0 | 0 | 0 | 0 | 0 | 0 | 0 | 0 | 0 | 0 | 0 | 0 | 0 | 0 | 0 | 0 | 0 | 0 | 0 | 0 | 0 | 0 | 0 | 0 | 0
|  |  |  | Connection Requests | 0 | 0 | 0 | 0 | 0 | 0 | 0 | 0 | 0 | 0 | 0 | 0 | 0 | 0 | 0 | 0 | 0 | 0 | 0 | 0 | 0 | 0 | 0 | 0 | 0
| Cecil TS | T1/T2 | A3-4CE | Electric Vehicles | 0.0061261 | 0.0097433 | 0.016168 | 0.02429 | 0.048751 | 0.079837 | 0.11204 | 0.14754 | 0.18471 | 0.23078 | 0.27774 | 0.34479 | 0.41381 | 0.48633 | 0.57588 | 0.67368 | 0.7719 | 0.88905 | 1 | 1.1042 | 1.2015 | 1.303 | 1.39 | 1.4803 | 1.5684
|  |  |  | Electrified Heating | 0.013912 | 0.027647 | 0.041221 | 0.055083 | 0.068363 | 0.081569 | 0.094729 | 0.10784 | 0.12148 | 0.13468 | 0.14787 | 0.161 | 0.17407 | 0.19233 | 0.21035 | 0.22792 | 0.24603 | 0.26424 | 0.28234 | 0.29942 | 0.31689 | 0.33387 | 0.35095 | 0.36782 | 0.38377
|  |  |  | Data Centres | 0 | 0 | 0 | 0 | 0 | 0 | 0 | 0 | 0 | 0 | 0.91149 | 1.7063 | 2.3635 | 2.1628 | 2.5958 | 2.888 | 3.0433 | 2.6253 | 2.2825 | 2.0066 | 1.7725 | 1.5718 | 1.4046 | 1.2625 | 1.1371
|  |  |  | Connection Requests | 0 | 0 | 7.7119 | 12.1187 | 15.4238 | 18.7289 | 22.034 | 22.034 | 22.034 | 22.034 | 22.034 | 22.034 | 22.034 | 22.034 | 22.034 | 22.034 | 22.034 | 22.034 | 22.034 | 22.034 | 22.034 | 22.034 | 22.034 | 22.034 | 22.034
| Cecil TS | T3/T4 | A5-6CE | Electric Vehicles | 0.0059982 | 0.0095399 | 0.015831 | 0.023783 | 0.047733 | 0.07817 | 0.1097 | 0.14446 | 0.18085 | 0.22596 | 0.27194 | 0.33759 | 0.40517 | 0.47618 | 0.56386 | 0.65961 | 0.75578 | 0.87049 | 0.97916 | 1.0812 | 1.1765 | 1.2758 | 1.361 | 1.4494 | 1.5356
|  |  |  | Electrified Heating | 0.27105 | 0.53866 | 0.80313 | 1.0732 | 1.332 | 1.5893 | 1.8457 | 2.1012 | 2.3668 | 2.6241 | 2.881 | 3.1369 | 3.3915 | 3.7473 | 4.0984 | 4.4408 | 4.7935 | 5.1483 | 5.5009 | 5.8338 | 6.1742 | 6.505 | 6.8377 | 7.1665 | 7.4773
|  |  |  | Data Centres | 0 | 0 | 0 | 0 | 0 | 0 | 0 | 0 | 0 | 0 | 0 | 0 | 0 | 0 | 0 | 0 | 0 | 0 | 0 | 0 | 0 | 0 | 0 | 0 | 0
|  |  |  | Connection Requests | 0.72226 | 1.135 | 1.4445 | 1.7541 | 3.541 | 4.3852 | 5.0183 | 5.6514 | 6.2846 | 6.2846 | 6.2846 | 6.2846 | 6.2846 | 6.2846 | 6.2846 | 6.2846 | 6.2846 | 6.2846 | 6.2846 | 6.2846 | 6.2846 | 6.2846 | 6.2846 | 6.2846 | 6.2846
| Cecil TS | T3/T4 | A7-8CE | Electric Vehicles | 0.0060174 | 0.0095704 | 0.015882 | 0.023859 | 0.047886 | 0.07842 | 0.11006 | 0.14492 | 0.18143 | 0.22668 | 0.27281 | 0.33867 | 0.40646 | 0.4777 | 0.56566 | 0.66172 | 0.7582 | 0.87327 | 0.98229 | 1.0847 | 1.1802 | 1.2799 | 1.3653 | 1.454 | 1.5406
|  |  |  | Electrified Heating | 0.50341 | 1.0004 | 1.4916 | 1.9933 | 2.4738 | 2.9517 | 3.4279 | 3.9024 | 4.3957 | 4.8736 | 5.3508 | 5.8261 | 6.2989 | 6.9598 | 7.6118 | 8.2477 | 8.9028 | 9.5617 | 10.2167 | 10.835 | 11.4671 | 12.0814 | 12.6995 | 13.3101 | 13.8874
|  |  |  | Data Centres | 0 | 0 | 0 | 0 | 0 | 0 | 0 | 0 | 0 | 0 | 0 | 0 | 0 | 0 | 0 | 0 | 0 | 0 | 0 | 0.31207 | 0.55844 | 0.73911 | 0.6652 | 0.59129 | 0.5338
|  |  |  | Connection Requests | 1.0351 | 1.8114 | 2.5877 | 3.3641 | 3.3641 | 3.3641 | 3.3641 | 3.3641 | 3.3641 | 3.3641 | 3.3641 | 3.3641 | 3.3641 | 3.3641 | 3.3641 | 3.3641 | 3.3641 | 3.3641 | 3.3641 | 3.3641 | 3.3641 | 3.3641 | 3.3641 | 3.3641 | 3.3641
| Charles TS | T1/T2 | A5-6CS | Electric Vehicles | 0.0062028 | 0.0098654 | 0.016371 | 0.024594 | 0.049362 | 0.080837 | 0.11345 | 0.14939 | 0.18702 | 0.23367 | 0.28122 | 0.34911 | 0.41899 | 0.49242 | 0.58309 | 0.68212 | 0.78157 | 0.90018 | 1.0126 | 1.1181 | 1.2166 | 1.3193 | 1.4074 | 1.4989 | 1.588
|  |  |  | Electrified Heating | 0.49336 | 0.98047 | 1.4619 | 1.9535 | 2.4244 | 2.8927 | 3.3594 | 3.8245 | 4.308 | 4.7763 | 5.244 | 5.7098 | 6.1731 | 6.8208 | 7.4599 | 8.083 | 8.7251 | 9.3708 | 10.0127 | 10.6187 | 11.2382 | 11.8403 | 12.446 | 13.0443 | 13.6101
|  |  |  | Data Centres | 0 | 0 | 0 | 0 | 0 | 0 | 0 | 0 | 0 | 0 | 0 | 0 | 0 | 0 | 0 | 0.50106 | 0.88041 | 1.1428 | 0.99046 | 0.87194 | 0.77036 | 0.6857 | 0.60951 | 0.9566 | 1.236
|  |  |  | Connection Requests | 1.4972 | 2.3527 | 2.9944 | 3.636 | 4.2777 | 4.2777 | 4.2777 | 4.2777 | 4.2777 | 4.2777 | 4.2777 | 4.2777 | 4.2777 | 4.2777 | 4.2777 | 4.2777 | 4.2777 | 4.2777 | 4.2777 | 4.2777 | 4.2777 | 4.2777 | 4.2777 | 4.2777 | 4.2777
| Charles TS | T1/T2 | A7-8CS | Electric Vehicles | 0.011744 | 0.018185 | 0.029416 | 0.043659 | 0.09077 | 0.15023 | 0.21184 | 0.27942 | 0.3499 | 0.43832 | 0.52793 | 0.65767 | 0.79122 | 0.93305 | 1.1069 | 1.3 | 1.4936 | 1.7226 | 1.9448 | 2.1532 | 2.3474 | 2.5501 | 2.7233 | 2.9041 | 3.0795
|  |  |  | Electrified Heating | 0.21108 | 0.41948 | 0.62543 | 0.83577 | 1.0373 | 1.2376 | 1.4373 | 1.6363 | 1.8431 | 2.0435 | 2.2436 | 2.4429 | 2.6411 | 2.9182 | 3.1916 | 3.4582 | 3.7329 | 4.0092 | 4.2838 | 4.5431 | 4.8081 | 5.0657 | 5.3248 | 5.5809 | 5.8229
|  |  |  | Data Centres | 0 | 0 | 0 | 0 | 0 | 0 | 0 | 0 | 0 | 0 | 0 | 0 | 0 | 0 | 0 | 0 | 0 | 0 | 0 | 0 | 0 | 0 | 0 | 0 | 0
|  |  |  | Connection Requests | 0 | 1.33 | 2.09 | 2.66 | 3.23 | 3.8 | 3.8 | 3.8 | 3.8 | 3.8 | 3.8 | 3.8 | 3.8 | 3.8 | 3.8 | 3.8 | 3.8 | 3.8 | 3.8 | 3.8 | 3.8 | 3.8 | 3.8 | 3.8 | 3.8
| Charles TS | T3/T4 | A1-2CS | Electric Vehicles | 0.011497 | 0.017802 | 0.028796 | 0.04274 | 0.088859 | 0.14707 | 0.20738 | 0.27354 | 0.34253 | 0.42909 | 0.51682 | 0.64383 | 0.77456 | 0.91341 | 1.0836 | 1.2727 | 1.4622 | 1.6864 | 1.9039 | 2.1078 | 2.298 | 2.4965 | 2.666 | 2.8429 | 3.0147
|  |  |  | Electrified Heating | 0.43975 | 0.87393 | 1.303 | 1.7412 | 2.161 | 2.5784 | 2.9944 | 3.409 | 3.8399 | 4.2573 | 4.6742 | 5.0894 | 5.5023 | 6.0797 | 6.6493 | 7.2047 | 7.777 | 8.3526 | 8.9248 | 9.4649 | 10.0171 | 10.5537 | 11.0936 | 11.627 | 12.1313
|  |  |  | Data Centres | 0 | 0 | 0 | 0 | 0 | 0 | 0 | 0 | 0 | 0 | 0 | 0 | 0 | 0 | 0 | 0 | 0 | 0 | 0 | 0 | 0 | 0 | 0 | 0 | 0
|  |  |  | Connection Requests | 0 | 0 | 0 | 0 | 0 | 0 | 0 | 0 | 0 | 0 | 0 | 0 | 0 | 0 | 0 | 0 | 0 | 0 | 0 | 0 | 0 | 0 | 0 | 0 | 0
| Charles TS | T3/T4 | A3-4CS | Electric Vehicles | 0.011695 | 0.018108 | 0.029292 | 0.043475 | 0.090388 | 0.1496 | 0.21095 | 0.27825 | 0.34843 | 0.43648 | 0.52571 | 0.6549 | 0.78789 | 0.92912 | 1.1022 | 1.2946 | 1.4873 | 1.7154 | 1.9367 | 2.1441 | 2.3376 | 2.5394 | 2.7119 | 2.8918 | 3.0666
|  |  |  | Electrified Heating | 0.46784 | 0.92976 | 1.3862 | 1.8524 | 2.299 | 2.7431 | 3.1857 | 3.6267 | 4.0852 | 4.5293 | 4.9727 | 5.4145 | 5.8538 | 6.468 | 7.074 | 7.665 | 8.2739 | 8.8862 | 9.4949 | 10.0695 | 10.657 | 11.2279 | 11.8023 | 12.3697 | 12.9062
|  |  |  | Data Centres | 0 | 0 | 0 | 0 | 0 | 0 | 1.5753 | 2.9155 | 4.0622 | 3.7634 | 3.5177 | 3.2867 | 3.0352 | 3.4363 | 3.6908 | 3.8212 | 3.3519 | 2.8896 | 2.8483 | 2.7905 | 2.7327 | 2.6749 | 2.6089 | 2.5346 | 2.2869
|  |  |  | Connection Requests | 0 | 0 | 0 | 0 | 0 | 0 | 0 | 0 | 0 | 0 | 0 | 0 | 0 | 0 | 0 | 0 | 0 | 0 | 0 | 0 | 0 | 0 | 0 | 0 | 0
| Dufferin TS | T1/T3 | A1-2DN | Electric Vehicles | 0.01188 | 0.018396 | 0.029756 | 0.044164 | 0.091821 | 0.15197 | 0.21429 | 0.28266 | 0.35395 | 0.4434 | 0.53405 | 0.66529 | 0.80038 | 0.94385 | 1.1197 | 1.3151 | 1.5109 | 1.7426 | 1.9674 | 2.1781 | 2.3746 | 2.5797 | 2.7549 | 2.9377 | 3.1152
|  |  |  | Electrified Heating | 0.75071 | 1.4919 | 2.2244 | 2.9725 | 3.6891 | 4.4017 | 5.1118 | 5.8195 | 6.5552 | 7.2678 | 7.9794 | 8.6883 | 9.3932 | 10.3788 | 11.3512 | 12.2994 | 13.2764 | 14.259 | 15.2357 | 16.1578 | 17.1004 | 18.0165 | 18.9382 | 19.8487 | 20.7096
|  |  |  | Data Centres | 0 | 0 | 0 | 0 | 0 | 0 | 0 | 0 | 0 | 0 | 0 | 0 | 0 | 0 | 0 | 0 | 0 | 0 | 0 | 0.3187 | 0.57031 | 0.75482 | 0.67934 | 0.60386 | 0.54515
|  |  |  | Connection Requests | 0 | 0 | 2.6572 | 4.1755 | 5.3143 | 6.4531 | 7.5919 | 7.5919 | 7.5919 | 7.5919 | 7.5919 | 7.5919 | 7.5919 | 7.5919 | 7.5919 | 7.5919 | 7.5919 | 7.5919 | 7.5919 | 7.5919 | 7.5919 | 7.5919 | 7.5919 | 7.5919 | 7.5919
| Dufferin TS | T1/T3 | A3-4DN | Electric Vehicles | 0.01657 | 0.028532 | 0.04745 | 0.07109 | 0.13568 | 0.21732 | 0.30173 | 0.39423 | 0.48946 | 0.6093 | 0.73007 | 0.90094 | 1.0767 | 1.2636 | 1.4925 | 1.7418 | 1.9919 | 2.2872 | 2.5633 | 2.8226 | 3.0655 | 3.3205 | 3.5368 | 3.7648 | 3.986
|  |  |  | Electrified Heating | 0.34325 | 0.68215 | 1.0171 | 1.3591 | 1.6868 | 2.0126 | 2.3373 | 2.6609 | 2.9972 | 3.323 | 3.6484 | 3.9725 | 4.2948 | 4.7455 | 5.1901 | 5.6237 | 6.0704 | 6.5196 | 6.9662 | 7.3878 | 7.8188 | 8.2377 | 8.6591 | 9.0754 | 9.469
|  |  |  | Data Centres | 0 | 0 | 0 | 0 | 0 | 0 | 0 | 0 | 0 | 0 | 0 | 0 | 0 | 0 | 0 | 0.49538 | 0.87042 | 1.1299 | 0.97923 | 0.86206 | 0.76162 | 0.67793 | 0.6026 | 0.74488 | 0.85369
|  |  |  | Connection Requests | 4.002 | 5.9806 | 8.4595 | 10.2911 | 9.6533 | 10.5883 | 11.0918 | 11.0918 | 11.0918 | 11.0918 | 11.0918 | 11.0918 | 11.0918 | 11.0918 | 11.0918 | 11.0918 | 11.0918 | 11.0918 | 11.0918 | 11.0918 | 11.0918 | 11.0918 | 11.0918 | 11.0918 | 11.0918
| Dufferin TS | T2/T4 | A5-6DN | Electric Vehicles | 0.016864 | 0.029038 | 0.048291 | 0.07235 | 0.13808 | 0.22118 | 0.30708 | 0.40121 | 0.49813 | 0.62011 | 0.74301 | 0.91691 | 1.0958 | 1.286 | 1.519 | 1.7727 | 2.0272 | 2.3277 | 2.6088 | 2.8726 | 3.1198 | 3.3793 | 3.5995 | 3.8316 | 4.0567
|  |  |  | Electrified Heating | 0.25466 | 0.5061 | 0.75458 | 1.0083 | 1.2514 | 1.4932 | 1.7341 | 1.9742 | 2.2237 | 2.4655 | 2.7068 | 2.9473 | 3.1865 | 3.5208 | 3.8506 | 4.1723 | 4.5037 | 4.8371 | 5.1684 | 5.4812 | 5.801 | 6.1117 | 6.4244 | 6.7333 | 7.0253
|  |  |  | Data Centres | 0 | 0 | 0 | 0 | 0 | 0 | 0 | 0 | 0 | 0 | 0 | 0 | 0 | 0 | 0 | 0 | 0 | 0 | 0 | 0 | 0 | 0 | 0 | 0 | 0
|  |  |  | Connection Requests | 1.1626 | 2.0346 | 4.5804 | 6.4088 | 7.1262 | 7.8435 | 8.5609 | 8.5609 | 8.5609 | 8.5609 | 8.5609 | 8.5609 | 8.5609 | 8.5609 | 8.5609 | 8.5609 | 8.5609 | 8.5609 | 8.5609 | 8.5609 | 8.5609 | 8.5609 | 8.5609 | 8.5609 | 8.5609
| Dufferin TS | T2/T4 | A7-8DN | Electric Vehicles | 0.016397 | 0.028234 | 0.046955 | 0.070349 | 0.13426 | 0.21506 | 0.29858 | 0.39012 | 0.48435 | 0.60295 | 0.72245 | 0.89155 | 1.0655 | 1.2504 | 1.4769 | 1.7236 | 1.9712 | 2.2633 | 2.5366 | 2.7931 | 3.0335 | 3.2859 | 3.4999 | 3.7256 | 3.9444
|  |  |  | Electrified Heating | 1.568 | 3.1161 | 4.6461 | 6.2085 | 7.7053 | 9.1937 | 10.677 | 12.1552 | 13.6916 | 15.1801 | 16.6664 | 18.147 | 19.6194 | 21.6779 | 23.7089 | 25.6896 | 27.7302 | 29.7824 | 31.8225 | 33.7484 | 35.7173 | 37.6307 | 39.5559 | 41.4576 | 43.2558
|  |  |  | Data Centres | 0 | 0 | 0 | 0 | 0 | 0 | 0 | 0 | 0 | 0 | 0 | 0 | 0 | 0 | 0 | 0 | 0 | 0 | 0 | 0 | 0 | 0 | 0 | 0 | 0
|  |  |  | Connection Requests | 0 | 0 | 0 | 0 | 0 | 0 | 0 | 0 | 0 | 0 | 0 | 0 | 0 | 0 | 0 | 0 | 0 | 0 | 0 | 0 | 0 | 0 | 0 | 0 | 0
| Duplex TS | T1/T2 | A1-2DX | Electric Vehicles | 0.016933 | 0.029157 | 0.048489 | 0.072647 | 0.13865 | 0.22208 | 0.30834 | 0.40286 | 0.50018 | 0.62265 | 0.74605 | 0.92067 | 1.1003 | 1.2913 | 1.5252 | 1.7799 | 2.0356 | 2.3373 | 2.6195 | 2.8844 | 3.1326 | 3.3932 | 3.6143 | 3.8473 | 4.0733
|  |  |  | Electrified Heating | 1.5744 | 3.1288 | 4.6649 | 6.2337 | 7.7366 | 9.231 | 10.7203 | 12.2045 | 13.7472 | 15.2417 | 16.734 | 18.2207 | 19.699 | 21.7659 | 23.8051 | 25.7938 | 27.8427 | 29.9033 | 31.9516 | 33.8853 | 35.8622 | 37.7834 | 39.7163 | 41.6258 | 43.4313
|  |  |  | Data Centres | 0 | 0 | 0 | 0 | 0 | 0 | 0 | 0 | 0 | 0 | 0 | 0 | 0 | 0.68785 | 1.2381 | 1.6515 | 1.4454 | 1.2487 | 1.0862 | 0.95791 | 0.84672 | 0.75264 | 0.66711 | 0.59869 | 0.53882
|  |  |  | Connection Requests | 0 | 0 | 0 | 0 | 0 | 0 | 0 | 0 | 0 | 0 | 0 | 0 | 0 | 0 | 0 | 0 | 0 | 0 | 0 | 0 | 0 | 0 | 0 | 0 | 0
| Duplex TS | T1/T2 | A3-4DX | Electric Vehicles | 0.075974 | 0.19441 | 0.33762 | 0.50966 | 0.76203 | 1.0759 | 1.3956 | 1.7368 | 2.0495 | 2.4753 | 2.8748 | 3.3708 | 3.8775 | 4.4521 | 5.1271 | 5.7906 | 6.4569 | 7.1868 | 7.6877 | 8.1627 | 8.6349 | 9.1778 | 9.5824 | 10.0934 | 10.5662
|  |  |  | Electrified Heating | 0.65536 | 1.3024 | 1.9419 | 2.5949 | 3.2205 | 3.8426 | 4.4626 | 5.0804 | 5.7226 | 6.3447 | 6.9659 | 7.5847 | 8.2001 | 9.0605 | 9.9094 | 10.7372 | 11.5901 | 12.4479 | 13.3005 | 14.1055 | 14.9284 | 15.7281 | 16.5328 | 17.3276 | 18.0792
|  |  |  | Data Centres | 0 | 0 | 0 | 0 | 0 | 0 | 0 | 0 | 0 | 0 | 0 | 0 | 0 | 0 | 0 | 0 | 0 | 0 | 0 | 0 | 0 | 0 | 0.21055 | 0.37898 | 0.51373
|  |  |  | Connection Requests | 1.0676 | 2.8213 | 4.0317 | 4.7931 | 5.5544 | 5.9887 | 5.9887 | 5.9887 | 5.9887 | 5.9887 | 5.9887 | 5.9887 | 5.9887 | 5.9887 | 5.9887 | 5.9887 | 5.9887 | 5.9887 | 5.9887 | 5.9887 | 5.9887 | 5.9887 | 5.9887 | 5.9887 | 5.9887
| Duplex TS | T3/T4 | A5-6DX | Electric Vehicles | 0.075896 | 0.19421 | 0.33727 | 0.50913 | 0.76124 | 1.0748 | 1.3942 | 1.735 | 2.0474 | 2.4727 | 2.8718 | 3.3673 | 3.8735 | 4.4475 | 5.1218 | 5.7846 | 6.4502 | 7.1793 | 7.6798 | 8.1542 | 8.6259 | 9.1683 | 9.5725 | 10.083 | 10.5553
|  |  |  | Electrified Heating | 0.52593 | 1.0452 | 1.5584 | 2.0824 | 2.5845 | 3.0837 | 3.5812 | 4.077 | 4.5924 | 5.0917 | 5.5902 | 6.0868 | 6.5807 | 7.2712 | 7.9524 | 8.6167 | 9.3012 | 9.9895 | 10.6738 | 11.3198 | 11.9802 | 12.622 | 13.2677 | 13.9056 | 14.5087
|  |  |  | Data Centres | 0 | 0 | 0 | 0 | 0 | 0 | 0 | 0 | 0 | 0 | 0 | 0 | 0 | 0 | 0 | 0 | 0 | 0 | 0 | 0.3197 | 0.57209 | 0.75718 | 0.68146 | 0.60574 | 0.54685
|  |  |  | Connection Requests | 0 | 0 | 0 | 0 | 0 | 0 | 0 | 0 | 0 | 0 | 0 | 0 | 0 | 0 | 0 | 0 | 0 | 0 | 0 | 0 | 0 | 0 | 0 | 0 | 0
| Esplanade TS | T11/T2/T13 | A1-2X | Electric Vehicles | 0.069676 | 0.1783 | 0.30963 | 0.46741 | 0.69885 | 0.98675 | 1.2799 | 1.5928 | 1.8796 | 2.2701 | 2.6365 | 3.0913 | 3.5561 | 4.0831 | 4.702 | 5.3105 | 5.9216 | 6.591 | 7.0504 | 7.486 | 7.919 | 8.4169 | 8.788 | 9.2567 | 9.6903
|  |  |  | Electrified Heating | 0.50537 | 1.0043 | 1.4974 | 2.001 | 2.4834 | 2.9631 | 3.4412 | 3.9176 | 4.4128 | 4.8926 | 5.3716 | 5.8488 | 6.3234 | 6.9868 | 7.6414 | 8.2798 | 8.9375 | 9.5989 | 10.2564 | 10.8771 | 11.5117 | 12.1284 | 12.7489 | 13.3618 | 13.9414
|  |  |  | Data Centres | 0 | 0 | 0 | 0 | 0 | 0 | 0 | 0 | 0 | 0 | 0 | 0 | 0 | 0 | 0 | 0 | 0 | 0 | 0 | 0 | 0 | 0 | 0 | 0 | 0
|  |  |  | Connection Requests | 0 | 0 | 0 | 1.0841 | 1.7036 | 2.478 | 2.6329 | 3.0975 | 3.0975 | 3.0975 | 3.0975 | 3.0975 | 3.0975 | 3.0975 | 3.0975 | 3.0975 | 3.0975 | 3.0975 | 3.0975 | 3.0975 | 3.0975 | 3.0975 | 3.0975 | 3.0975 | 3.0975
| Esplanade TS | T11/T2/T13 | A1-2GD | Electric Vehicles | 0.036767 | 0.059204 | 0.096228 | 0.1429 | 0.28879 | 0.47264 | 0.66294 | 0.8713 | 1.0871 | 1.3593 | 1.6339 | 2.0296 | 2.4367 | 2.8708 | 3.4014 | 3.9894 | 4.5786 | 5.2732 | 5.9423 | 6.5697 | 7.1556 | 7.7686 | 8.2903 | 8.8377 | 9.3683
|  |  |  | Electrified Heating | 0.64325 | 1.2784 | 1.906 | 2.547 | 3.161 | 3.7716 | 4.3801 | 4.9865 | 5.6168 | 6.2274 | 6.8372 | 7.4446 | 8.0486 | 8.8931 | 9.7263 | 10.5388 | 11.376 | 12.2179 | 13.0548 | 13.8448 | 14.6526 | 15.4375 | 16.2273 | 17.0075 | 17.7451
|  |  |  | Data Centres | 0 | 0 | 0 | 0 | 0 | 0 | 0 | 0 | 0 | 1.3479 | 2.5229 | 3.5334 | 4.3565 | 4.9732 | 5.3709 | 4.7846 | 4.1946 | 3.6155 | 3.1522 | 2.7633 | 2.4407 | 2.1759 | 1.9443 | 1.7457 | 1.572
|  |  |  | Connection Requests | 2.37 | 2.37 | 2.37 | 2.37 | 0 | 0 | 0 | 0 | 0 | 0 | 0 | 0 | 0 | 0 | 0 | 0 | 0 | 0 | 0 | 0 | 0 | 0 | 0 | 0 | 0
| Esplanade TS | T11/T2/T13 | A3-4GD | Electric Vehicles | 0.0096853 | 0.022682 | 0.040929 | 0.063139 | 0.09711 | 0.14085 | 0.18572 | 0.23513 | 0.28409 | 0.34491 | 0.40557 | 0.48124 | 0.55887 | 0.63972 | 0.7403 | 0.83514 | 0.93161 | 1.0464 | 1.1256 | 1.2012 | 1.2746 | 1.3551 | 1.4207 | 1.4937 | 1.5649
|  |  |  | Electrified Heating | 0.30043 | 0.59706 | 0.8902 | 1.1896 | 1.4764 | 1.7615 | 2.0457 | 2.329 | 2.6233 | 2.9085 | 3.1933 | 3.477 | 3.7591 | 4.1535 | 4.5427 | 4.9222 | 5.3132 | 5.7064 | 6.0972 | 6.4663 | 6.8435 | 7.2101 | 7.579 | 7.9434 | 8.2879
|  |  |  | Data Centres | 0 | 0 | 0 | 0 | 0 | 0 | 0 | 0 | 0 | 0 | 0 | 0 | 0 | 0 | 0 | 0 | 0 | 0 | 0 | 0 | 0 | 0 | 0 | 0 | 0
|  |  |  | Connection Requests | 1.0109 | 2.4748 | 3.6362 | 4.6968 | 4.9993 | 5.3017 | 5.3017 | 5.3017 | 5.3017 | 5.3017 | 5.3017 | 5.3017 | 5.3017 | 5.3017 | 5.3017 | 5.3017 | 5.3017 | 5.3017 | 5.3017 | 5.3017 | 5.3017 | 5.3017 | 5.3017 | 5.3017 | 5.3017
| Gerrard TS | T1/T2 | A1-2K | Electric Vehicles | 0.0098224 | 0.023003 | 0.041508 | 0.064032 | 0.098484 | 0.14284 | 0.18835 | 0.23846 | 0.28811 | 0.34979 | 0.41131 | 0.48805 | 0.56678 | 0.64877 | 0.75077 | 0.84696 | 0.94479 | 1.0612 | 1.1415 | 1.2182 | 1.2926 | 1.3742 | 1.4408 | 1.5148 | 1.5871
|  |  |  | Electrified Heating | 0.24346 | 0.48384 | 0.72139 | 0.96399 | 1.1964 | 1.4275 | 1.6578 | 1.8873 | 2.1259 | 2.357 | 2.5878 | 2.8177 | 3.0463 | 3.3659 | 3.6812 | 3.9888 | 4.3056 | 4.6243 | 4.941 | 5.24 | 5.5458 | 5.8429 | 6.1418 | 6.437 | 6.7162
|  |  |  | Data Centres | 0 | 0 | 0 | 0 | 0 | 0 | 0 | 0 | 0 | 0 | 0 | 0 | 0 | 0 | 0 | 0 | 0 | 0 | 0 | 0 | 0 | 0 | 0 | 0 | 0
|  |  |  | Connection Requests | 0 | 1.7941 | 2.8193 | 3.5882 | 4.3571 | 5.126 | 5.126 | 5.126 | 5.126 | 5.126 | 5.126 | 5.126 | 5.126 | 5.126 | 5.126 | 5.126 | 5.126 | 5.126 | 5.126 | 5.126 | 5.126 | 5.126 | 5.126 | 5.126 | 5.126
| Gerrard TS | T1/T2 | A14-15E | Electric Vehicles | 0.0052919 | 0.0078182 | 0.012479 | 0.018437 | 0.039911 | 0.067001 | 0.095091 | 0.12592 | 0.15823 | 0.19872 | 0.23985 | 0.2999 | 0.36173 | 0.42737 | 0.50784 | 0.59791 | 0.68812 | 0.79496 | 0.89996 | 0.99835 | 1.09 | 1.1853 | 1.267 | 1.352 | 1.4345
|  |  |  | Electrified Heating | 0.52545 | 1.0443 | 1.557 | 2.0806 | 2.5821 | 3.0809 | 3.578 | 4.0733 | 4.5882 | 5.087 | 5.5851 | 6.0813 | 6.5747 | 7.2645 | 7.9451 | 8.6089 | 9.2927 | 9.9804 | 10.6641 | 11.3095 | 11.9693 | 12.6105 | 13.2556 | 13.8929 | 14.4955
|  |  |  | Data Centres | 0 | 0 | 0 | 0 | 0 | 0 | 0 | 0 | 0 | 0 | 0 | 0 | 0.53115 | 0.96643 | 1.303 | 1.1624 | 1.0232 | 1.2174 | 1.3534 | 1.4441 | 1.2757 | 1.1332 | 1.0167 | 1.5347 | 2.0787
|  |  |  | Connection Requests | 2.0265 | 3.0356 | 3.6676 | 2.7158 | 3.2479 | 3.5475 | 3.5475 | 3.5475 | 3.5475 | 4.2617 | 4.2617 | 4.2617 | 4.2617 | 4.2617 | 4.2617 | 4.2617 | 4.2617 | 4.2617 | 4.2617 | 4.2617 | 4.2617 | 4.2617 | 4.2617 | 4.2617 | 4.2617
| Glengrove TS | T1/T3 | A3-4GL | Electric Vehicles | 0 | 0 | 0 | 0 | 0 | 0 | 0 | 0 | 0 | 0 | 0 | 0 | 0 | 0 | 0 | 0 | 0 | 0 | 0 | 0 | 0 | 0 | 0 | 0 | 0
|  |  |  | Electrified Heating | 0 | 0 | 0 | 0 | 0 | 0 | 0 | 0 | 0 | 0 | 0 | 0 | 0 | 0 | 0 | 0 | 0 | 0 | 0 | 0 | 0 | 0 | 0 | 0 | 0
|  |  |  | Data Centres | 0 | 0 | 0 | 0 | 0 | 0 | 0 | 0 | 0 | 0 | 0 | 0 | 0 | 0 | 0 | 0 | 0 | 0 | 0 | 0 | 0 | 0 | 0 | 0 | 0
|  |  |  | Connection Requests | 0 | 0 | 0 | 0 | 0 | 0 | 0 | 0 | 0 | 0 | 0 | 0 | 0 | 0 | 0 | 0 | 0 | 0 | 0 | 0 | 0 | 0 | 0 | 0 | 0
| Glengrove TS | T2/T4 | A7-8GL | Electric Vehicles | 0.072125 | 0.10542 | 0.16755 | 0.24711 | 0.5405 | 0.91043 | 1.2941 | 1.7151 | 2.1567 | 2.7102 | 3.2725 | 4.0955 | 4.9429 | 5.843 | 6.9459 | 8.1833 | 9.4222 | 10.8894 | 12.3363 | 13.6918 | 14.9536 | 16.2668 | 17.3919 | 18.5612 | 19.6968
|  |  |  | Electrified Heating | 0.24087 | 0.4787 | 0.71373 | 0.95375 | 1.1837 | 1.4123 | 1.6402 | 1.8673 | 2.1033 | 2.332 | 2.5603 | 2.7877 | 3.0139 | 3.3302 | 3.6422 | 3.9464 | 4.2599 | 4.5752 | 4.8886 | 5.1844 | 5.4869 | 5.7808 | 6.0766 | 6.3687 | 6.6449
|  |  |  | Data Centres | 0 | 0 | 0 | 0 | 0 | 0 | 0 | 0 | 0 | 0 | 0 | 0 | 0 | 0 | 0 | 0 | 0 | 0 | 0 | 0 | 0 | 0 | 0 | 0 | 0
|  |  |  | Connection Requests | 2.6438 | 3.9602 | 4.7847 | 3.5429 | 4.2371 | 4.628 | 4.628 | 4.628 | 4.628 | 4.628 | 4.628 | 4.628 | 4.628 | 4.628 | 4.628 | 4.628 | 4.628 | 4.628 | 4.628 | 4.628 | 4.628 | 4.628 | 4.628 | 4.628 | 4.628
| Main TS | T3/T4 | A1-2MN | Electric Vehicles | 0.072051 | 0.10531 | 0.16737 | 0.24685 | 0.53994 | 0.90949 | 1.2928 | 1.7133 | 2.1544 | 2.7074 | 3.2691 | 4.0913 | 4.9378 | 5.8369 | 6.9387 | 8.1748 | 9.4125 | 10.8782 | 12.3236 | 13.6777 | 14.9382 | 16.25 | 17.3739 | 18.542 | 19.6765
|  |  |  | Electrified Heating | 1.0828 | 2.1518 | 3.2083 | 4.2873 | 5.3209 | 6.3487 | 7.373 | 8.3937 | 9.4547 | 10.4826 | 11.5089 | 12.5313 | 13.5481 | 14.9696 | 16.3721 | 17.7398 | 19.1489 | 20.5661 | 21.9749 | 23.3048 | 24.6644 | 25.9857 | 27.3151 | 28.6283 | 29.8701
|  |  |  | Data Centres | 0 | 0 | 0 | 0 | 0 | 0 | 0 | 0 | 0 | 0 | 0 | 0 | 0 | 0 | 0 | 0 | 0 | 0 | 0.34601 | 0.59919 | 0.79329 | 0.7089 | 0.63295 | 0.56543 | 0.5148
|  |  |  | Connection Requests | 0.2901 | 0.5802 | 0.8703 | 0.8703 | 0.8703 | 0.8703 | 0.8703 | 0.8703 | 0.8703 | 0.8703 | 0.8703 | 0.8703 | 0.8703 | 0.8703 | 0.8703 | 0.8703 | 0.8703 | 0.8703 | 0.8703 | 0.8703 | 0.8703 | 0.8703 | 0.8703 | 0.8703 | 0.8703
| Main TS | T3/T4 | A3-4MN | Electric Vehicles | 0.042462 | 0.066759 | 0.10928 | 0.1631 | 0.33293 | 0.54792 | 0.77063 | 1.0154 | 1.271 | 1.5901 | 1.9142 | 2.3803 | 2.8602 | 3.3675 | 3.9913 | 4.679 | 5.3688 | 6.1876 | 6.9734 | 7.7105 | 8.3984 | 9.1162 | 9.7301 | 10.3696 | 10.9916
|  |  |  | Electrified Heating | 0.55966 | 1.1122 | 1.6583 | 2.216 | 2.7503 | 3.2815 | 3.8109 | 4.3385 | 4.887 | 5.4182 | 5.9487 | 6.4772 | 7.0028 | 7.7375 | 8.4624 | 9.1694 | 9.8977 | 10.6302 | 11.3584 | 12.0458 | 12.7486 | 13.4315 | 14.1187 | 14.7975 | 15.4393
|  |  |  | Data Centres | 0 | 0 | 0 | 0 | 0 | 0 | 0 | 0 | 0 | 0 | 0 | 0 | 0 | 0 | 0 | 0 | 0 | 0 | 0 | 0 | 0 | 0.25318 | 0.44728 | 0.60763 | 0.71734
|  |  |  | Connection Requests | 0 | 0 | 1.2286 | 1.9306 | 2.4571 | 2.9837 | 3.5102 | 3.5102 | 3.5102 | 3.5102 | 3.5102 | 3.5102 | 3.5102 | 3.5102 | 3.5102 | 3.5102 | 3.5102 | 3.5102 | 3.5102 | 3.5102 | 3.5102 | 3.5102 | 3.5102 | 3.5102 | 3.5102
| Terauley TS | T1/T4 | A1-2A | Electric Vehicles | 0.040355 | 0.063445 | 0.10386 | 0.155 | 0.31641 | 0.52072 | 0.73238 | 0.96502 | 1.2079 | 1.5112 | 1.8192 | 2.2622 | 2.7182 | 3.2004 | 3.7932 | 4.4467 | 5.1023 | 5.8805 | 6.6272 | 7.3278 | 7.9815 | 8.6637 | 9.2471 | 9.8549 | 10.446
|  |  |  | Electrified Heating | 1.2672 | 2.5184 | 3.7548 | 5.0176 | 6.2273 | 7.4301 | 8.6289 | 9.8235 | 11.0652 | 12.2682 | 13.4694 | 14.666 | 15.8559 | 17.5196 | 19.161 | 20.7617 | 22.4109 | 24.0694 | 25.7182 | 27.2746 | 28.8659 | 30.4123 | 31.9681 | 33.505 | 34.9583
|  |  |  | Data Centres | 0 | 0 | 0 | 0 | 0 | 0 | 0 | 0 | 0 | 0 | 0 | 0 | 0 | 0 | 0 | 0 | 0 | 0 | 0 | 0 | 0 | 0 | 0 | 0 | 0
|  |  |  | Connection Requests | 0 | 0 | 0 | 0 | 0 | 0 | 0 | 0 | 0 | 0 | 0 | 0 | 0 | 0 | 0 | 0 | 0 | 0 | 0 | 0 | 0 | 0 | 0 | 0 | 0
| Terauley TS | T1/T4 | A9-10A | Electric Vehicles | 0.036534 | 0.090957 | 0.16229 | 0.24854 | 0.37253 | 0.53027 | 0.69149 | 0.86692 | 1.0349 | 1.2508 | 1.4609 | 1.7183 | 1.9819 | 2.265 | 2.61 | 2.9339 | 3.2624 | 3.6411 | 3.8871 | 4.1222 | 4.3545 | 4.6165 | 4.821 | 5.0628 | 5.2943
|  |  |  | Electrified Heating | 0.020862 | 0.04146 | 0.061816 | 0.082605 | 0.10252 | 0.12232 | 0.14206 | 0.16172 | 0.18217 | 0.20197 | 0.22175 | 0.24145 | 0.26104 | 0.28843 | 0.31545 | 0.3418 | 0.36895 | 0.39626 | 0.4234 | 0.44902 | 0.47522 | 0.50068 | 0.52629 | 0.55159 | 0.57552
|  |  |  | Data Centres | 0 | 0 | 0 | 0 | 0 | 0 | 0 | 1.1458 | 2.1286 | 2.9587 | 2.7638 | 2.5833 | 3.0708 | 3.4349 | 3.6501 | 3.2565 | 2.854 | 2.4606 | 2.1426 | 1.8748 | 1.6572 | 1.473 | 1.5316 | 1.5567 | 1.5735
|  |  |  | Connection Requests | 0 | 2.3096 | 3.6294 | 4.6192 | 5.609 | 6.5989 | 6.5989 | 6.5989 | 6.5989 | 6.5989 | 6.5989 | 6.5989 | 6.5989 | 6.5989 | 6.5989 | 6.5989 | 6.5989 | 6.5989 | 6.5989 | 6.5989 | 6.5989 | 6.5989 | 6.5989 | 6.5989 | 6.5989
| Terauley TS | T2/T3 | A3-4A | Electric Vehicles | 0.036649 | 0.091241 | 0.1628 | 0.24932 | 0.3737 | 0.53193 | 0.69366 | 0.86963 | 1.0382 | 1.2547 | 1.4654 | 1.7237 | 1.9881 | 2.2721 | 2.6181 | 2.9431 | 3.2726 | 3.6525 | 3.8993 | 4.1351 | 4.3682 | 4.6309 | 4.8361 | 5.0787 | 5.3108
|  |  |  | Electrified Heating | 0.050283 | 0.09993 | 0.14899 | 0.1991 | 0.2471 | 0.29483 | 0.3424 | 0.3898 | 0.43907 | 0.48681 | 0.53447 | 0.58195 | 0.62917 | 0.69518 | 0.76031 | 0.82383 | 0.88927 | 0.95508 | 1.0205 | 1.0823 | 1.1454 | 1.2068 | 1.2685 | 1.3295 | 1.3872
|  |  |  | Data Centres | 0 | 0 | 0 | 0 | 0 | 0 | 0 | 0 | 0 | 0 | 0 | 0 | 0 | 0 | 0 | 0 | 0 | 0 | 0 | 0 | 0 | 0 | 0 | 0 | 0
|  |  |  | Connection Requests | 0 | 1.6835 | 2.6455 | 3.367 | 4.0885 | 4.81 | 4.81 | 4.81 | 4.81 | 4.81 | 4.81 | 4.81 | 4.81 | 4.81 | 4.81 | 4.81 | 4.81 | 4.81 | 4.81 | 4.81 | 4.81 | 4.81 | 4.81 | 4.81 | 4.81
| Terauley TS | T2/T3 | A5-6A | Electric Vehicles | 0.036039 | 0.089724 | 0.16009 | 0.24517 | 0.36748 | 0.52309 | 0.68212 | 0.85517 | 1.0209 | 1.2339 | 1.4411 | 1.695 | 1.955 | 2.2343 | 2.5746 | 2.8941 | 3.2182 | 3.5917 | 3.8344 | 4.0663 | 4.2955 | 4.5539 | 4.7556 | 4.9942 | 5.2225
|  |  |  | Electrified Heating | 0.13839 | 0.27503 | 0.41007 | 0.54797 | 0.68008 | 0.81145 | 0.94237 | 1.0728 | 1.2084 | 1.3398 | 1.471 | 1.6017 | 1.7316 | 1.9133 | 2.0926 | 2.2674 | 2.4475 | 2.6286 | 2.8087 | 2.9787 | 3.1525 | 3.3213 | 3.4913 | 3.6591 | 3.8178
|  |  |  | Data Centres | 0 | 0 | 0 | 0 | 0 | 0 | 0 | 0 | 0 | 0 | 0 | 0 | 0 | 0 | 0 | 0 | 0 | 0 | 0 | 0 | 0 | 0 | 0 | 0 | 0
|  |  |  | Connection Requests | 0 | 0 | 2.1521 | 3.3819 | 4.3043 | 5.2266 | 6.149 | 6.149 | 6.149 | 6.149 | 6.149 | 6.149 | 6.149 | 6.149 | 6.149 | 6.149 | 6.149 | 6.149 | 6.149 | 6.149 | 6.149 | 6.149 | 6.149 | 6.149 | 6.149
MANBY E 115kV
| Fairbank TS | T1/T3 | EJ ( was YZ) | Electric Vehicles | 0.24871 | 0.49427 | 0.73695 | 0.98478 | 1.2222 | 1.4583 | 1.6936 | 1.928 | 2.1717 | 2.4078 | 2.6436 | 2.8784 | 3.112 | 3.4385 | 3.7606 | 4.0748 | 4.3985 | 4.724 | 5.0476 | 5.3531 | 5.6654 | 5.9689 | 6.2742 | 6.5759 | 6.8611
|  |  |  | Electrified Heating | 0 | 0 | 0 | 0 | 0 | 0 | 0 | 0 | 0 | 0 | 0 | 0 | 0 | 0 | 0 | 0 | 0 | 0 | 0 | 0 | 0 | 0 | 0 | 0 | 0
|  |  |  | Data Centres | 0 | 4.8139 | 7.5647 | 9.6278 | 11.6909 | 13.754 | 13.754 | 13.754 | 13.754 | 13.754 | 13.754 | 13.754 | 13.754 | 13.754 | 13.754 | 13.754 | 13.754 | 13.754 | 13.754 | 13.754 | 13.754 | 13.754 | 13.754 | 13.754 | 13.754
|  |  |  | Connection Requests | 0 | 0 | 0 | 0 | 0 | 0 | 0 | 0 | 0 | 0 | 0 | 0 | 0 | 0 | 0 | 0 | 0 | 0 | 0 | 0 | 0 | 0 | 0 | 0 | 0
| Fairbank TS | T2/T4 (to be T5/T6) | BQ | Electric Vehicles | 0.085213 | 0.19179 | 0.33766 | 0.51532 | 0.81808 | 1.2031 | 1.5982 | 2.0297 | 2.4547 | 2.9946 | 3.5277 | 4.2163 | 4.9227 | 5.6757 | 6.5974 | 7.5138 | 8.4395 | 9.521 | 10.3528 | 11.1408 | 11.8986 | 12.7225 | 13.3943 | 14.1426 | 14.8647
|  |  |  | Electrified Heating | 1.5104 | 3.0016 | 4.4753 | 5.9804 | 7.4221 | 8.8558 | 10.2846 | 11.7084 | 13.1884 | 14.6222 | 16.0539 | 17.4801 | 18.8984 | 20.8812 | 22.8376 | 24.7454 | 26.711 | 28.6879 | 30.6529 | 32.5081 | 34.4046 | 36.2477 | 38.1021 | 39.9339 | 41.666
|  |  |  | Data Centres | 0 | 0 | 0 | 0 | 0 | 0 | 0 | 0 | 0 | 0 | 0 | 0 | 0 | 0 | 0 | 0 | 0 | 0 | 0 | 0 | 0 | 0 | 0 | 0 | 0.16311
|  |  |  | Connection Requests | 0 | 0 | 0 | 0 | 0 | 0 | 0 | 0 | 0 | 0 | 0 | 0 | 0 | 0 | 0 | 0 | 0 | 0 | 0 | 0 | 0 | 0 | 0 | 0 | 0
| Runnymede TS | T1/T2 | JQ | Electric Vehicles | 0.070851 | 0.15947 | 0.28075 | 0.42847 | 0.6802 | 1.0003 | 1.3288 | 1.6876 | 2.041 | 2.4899 | 2.9332 | 3.5057 | 4.093 | 4.7192 | 5.4855 | 6.2474 | 7.0171 | 7.9163 | 8.608 | 9.2631 | 9.8932 | 10.5782 | 11.1369 | 11.759 | 12.3594
|  |  |  | Electrified Heating | 1.5519 | 3.0842 | 4.5985 | 6.145 | 7.6264 | 9.0996 | 10.5677 | 12.0307 | 13.5514 | 15.0247 | 16.4957 | 17.9612 | 19.4185 | 21.456 | 23.4662 | 25.4265 | 27.4462 | 29.4775 | 31.4966 | 33.4028 | 35.3515 | 37.2454 | 39.1508 | 41.0331 | 42.8128
|  |  |  | Data Centres | 0 | 0 | 0 | 0 | 0 | 0 | 0 | 0 | 0 | 0 | 0 | 1.0618 | 1.9628 | 2.6934 | 3.7279 | 4.493 | 5.3216 | 5.7413 | 5.9997 | 5.9092 | 5.793 | 6.3226 | 6.7036 | 6.5551 | 6.3872
|  |  |  | Connection Requests | 4.1736 | 5.1578 | 5.9792 | 6.8006 | 4.699 | 4.699 | 4.699 | 4.699 | 4.699 | 4.699 | 4.699 | 4.699 | 4.699 | 4.699 | 4.699 | 4.699 | 4.699 | 4.699 | 4.699 | 4.699 | 4.699 | 4.699 | 4.699 | 4.699 | 4.699
| Runnymede TS | T5/T6 (was T3/T4) | EZ (was BY) | Electric Vehicles | 0.10686 | 0.20498 | 0.3549 | 0.54025 | 0.94408 | 1.4593 | 1.9908 | 2.5758 | 3.174 | 3.9183 | 4.6693 | 5.6911 | 6.7415 | 7.8448 | 9.2082 | 10.6296 | 12.0623 | 13.7661 | 15.2445 | 16.638 | 17.9528 | 19.3434 | 20.5181 | 21.7628 | 22.976
|  |  |  | Electrified Heating | 0.98625 | 1.96 | 2.9223 | 3.9051 | 4.8465 | 5.7827 | 6.7157 | 7.6454 | 8.6119 | 9.5481 | 10.4829 | 11.4142 | 12.3404 | 13.6351 | 14.9126 | 16.1584 | 17.4419 | 18.7328 | 20.0159 | 21.2273 | 22.4657 | 23.6692 | 24.8801 | 26.0763 | 27.2073
|  |  |  | Data Centres | 0 | 0 | 0 | 0 | 0 | 0 | 0 | 0 | 0 | 0 | 0 | 0 | 0 | 0 | 0 | 0 | 0 | 0 | 0 | 0 | 0 | 0 | 0.19156 | 0.34482 | 0.62067
|  |  |  | Connection Requests | 0 | 8.6702 | 1.2072 | 5.4392 | 7.9986 | 10.0004 | 11.673 | 13.3456 | 13.3456 | 13.3456 | 13.3456 | 13.3456 | 13.3456 | 13.3456 | 13.3456 | 13.3456 | 13.3456 | 13.3456 | 13.3456 | 13.3456 | 13.3456 | 13.3456 | 13.3456 | 13.3456 | 13.3456
| Wiltshire TS | T1/T6 | A5-6WA | Electric Vehicles | 0.10345 | 0.19845 | 0.34358 | 0.52302 | 0.91397 | 1.4127 | 1.9273 | 2.4937 | 3.0728 | 3.7933 | 4.5204 | 5.5096 | 6.5265 | 7.5946 | 8.9145 | 10.2906 | 11.6776 | 13.3271 | 14.7583 | 16.1074 | 17.3803 | 18.7265 | 19.8638 | 21.0688 | 22.2433
|  |  |  | Electrified Heating | 1.4971 | 2.9752 | 4.4359 | 5.9277 | 7.3567 | 8.7778 | 10.194 | 11.6053 | 13.0722 | 14.4933 | 15.9124 | 17.326 | 18.7318 | 20.6972 | 22.6363 | 24.5273 | 26.4756 | 28.4351 | 30.3828 | 32.2216 | 34.1014 | 35.9283 | 37.7663 | 39.582 | 41.2989
|  |  |  | Data Centres | 0 | 0 | 0 | 0 | 0 | 0 | 0 | 0 | 0 | 0.80668 | 1.5081 | 2.1121 | 1.9503 | 1.7837 | 1.6075 | 1.4324 | 1.2537 | 1.0831 | 0.94211 | 0.82342 | 0.72698 | 0.6528 | 0.57862 | 0.51927 | 0.46735
|  |  |  | Connection Requests | 0 | 0 | 0 | 0 | 0 | 0 | 0 | 0 | 0 | 0 | 0 | 0 | 0 | 0 | 0 | 0 | 0 | 0 | 0 | 0 | 0 | 0 | 0 | 0 | 0
| Wiltshire TS | T7X/T2X | A11-12WA | Electric Vehicles | 0.01151 | 0.017188 | 0.027489 | 0.04063 | 0.087212 | 0.14596 | 0.20686 | 0.27369 | 0.34361 | 0.43131 | 0.52032 | 0.65012 | 0.78375 | 0.9257 | 1.0996 | 1.2942 | 1.489 | 1.7196 | 1.9458 | 2.1577 | 2.3551 | 2.5608 | 2.7368 | 2.92 | 3.0979
|  |  |  | Electrified Heating | 0.98423 | 1.956 | 2.9163 | 3.8971 | 4.8366 | 5.7709 | 6.702 | 7.6298 | 8.5943 | 9.5286 | 10.4615 | 11.3909 | 12.3151 | 13.6073 | 14.8821 | 16.1254 | 17.4063 | 18.6945 | 19.975 | 21.1839 | 22.4198 | 23.6209 | 24.8292 | 26.023 | 27.1517
|  |  |  | Data Centres | 0 | 0 | 0 | 0 | 0 | 0 | 0 | 0 | 0 | 0 | 0 | 0 | 0.64998 | 1.1826 | 1.5945 | 1.4225 | 1.2521 | 1.0777 | 0.93508 | 0.82414 | 0.72904 | 0.6498 | 0.57848 | 0.51508 | 0.46754
|  |  |  | Connection Requests | 0 | 0 | 0 | 0 | 0 | 0 | 0 | 0 | 0 | 0 | 0 | 0 | 0 | 0 | 0 | 0 | 0 | 0 | 0 | 0 | 0 | 0 | 0 | 0 | 0
| Wiltshire TS | T7X/T2X | A13-14WA | Electric Vehicles | 0.012017 | 0.017945 | 0.028699 | 0.04242 | 0.091054 | 0.15239 | 0.21598 | 0.28574 | 0.35875 | 0.45032 | 0.54325 | 0.67876 | 0.81827 | 0.96648 | 1.1481 | 1.3512 | 1.5546 | 1.7954 | 2.0315 | 2.2528 | 2.4589 | 2.6736 | 2.8574 | 3.0486 | 3.2344
|  |  |  | Electrified Heating | 0.070403 | 0.13991 | 0.20861 | 0.27876 | 0.34597 | 0.4128 | 0.4794 | 0.54577 | 0.61475 | 0.68159 | 0.74832 | 0.8148 | 0.88091 | 0.97334 | 1.0645 | 1.1535 | 1.2451 | 1.3372 | 1.4288 | 1.5153 | 1.6037 | 1.6896 | 1.7761 | 1.8614 | 1.9422
|  |  |  | Data Centres | 0 | 0 | 0 | 0 | 0 | 0 | 0 | 0 | 0 | 0.89968 | 1.6819 | 2.3556 | 2.1752 | 1.9893 | 1.7928 | 1.5975 | 1.8615 | 2.0022 | 2.0932 | 1.8367 | 1.6216 | 1.4479 | 1.2907 | 1.1583 | 1.2162
|  |  |  | Connection Requests | 0.6636 | 2.37 | 4.74 | 6.3516 | 7.7736 | 8.9112 | 9.48 | 9.48 | 9.48 | 9.48 | 9.48 | 9.48 | 9.48 | 9.48 | 9.48 | 9.48 | 9.48 | 9.48 | 9.48 | 9.48 | 9.48 | 9.48 | 9.48 | 9.48 | 9.48
MANBY W 115kV
| Copeland MTS | T1/T3 | A1-2CX | Electric Vehicles | 0.47342 | 0.94084 | 1.4028 | 1.8745 | 2.3264 | 2.7758 | 3.2237 | 3.6699 | 4.1338 | 4.5833 | 5.032 | 5.479 | 5.9236 | 6.5451 | 7.1583 | 7.7563 | 8.3724 | 8.9921 | 9.608 | 10.1895 | 10.7839 | 11.3617 | 11.9429 | 12.5171 | 13.06
|  |  |  | Electrified Heating | 0 | 0 | 0 | 0 | 0 | 0 | 0 | 0 | 0 | 0 | 0 | 0 | 0 | 0 | 0 | 0 | 0 | 0 | 0 | 0 | 0 | 0 | 0 | 0 | 0
|  |  |  | Data Centres | 0.40635 | 1.6344 | 2.5103 | 2.8625 | 3.2147 | 3.5669 | 3.5669 | 3.5669 | 3.5669 | 3.5669 | 3.5669 | 3.5669 | 3.5669 | 3.5669 | 3.5669 | 3.5669 | 3.5669 | 3.5669 | 3.5669 | 3.5669 | 3.5669 | 3.5669 | 3.5669 | 3.5669 | 3.5669
|  |  |  | Connection Requests | 0 | 0 | 0 | 0 | 0 | 0 | 0 | 0 | 0 | 0 | 0 | 0 | 0 | 0 | 0 | 0 | 0 | 0 | 0 | 0 | 0 | 0 | 0 | 0 | 0
| Copeland MTS | T1/T3 | A3-4CX | Electric Vehicles | 0.00057478 | 0.0011502 | 0.0020668 | 0.0031986 | 0.0053509 | 0.0081399 | 0.011018 | 0.014219 | 0.017526 | 0.021527 | 0.025621 | 0.031009 | 0.03655 | 0.04221 | 0.049342 | 0.056424 | 0.063612 | 0.072351 | 0.079365 | 0.086014 | 0.092314 | 0.098979 | 0.10466 | 0.1106 | 0.11647
|  |  |  | Electrified Heating | 0.30075 | 0.59769 | 0.89113 | 1.1908 | 1.4779 | 1.7634 | 2.0479 | 2.3314 | 2.6261 | 2.9116 | 3.1967 | 3.4807 | 3.7631 | 4.1579 | 4.5475 | 4.9273 | 5.3187 | 5.7124 | 6.1037 | 6.4731 | 6.8507 | 7.2177 | 7.587 | 7.9517 | 8.2966
|  |  |  | Data Centres | 0 | 0 | 0 | 0 | 0 | 0 | 0 | 0 | 0 | 0.85698 | 1.6021 | 2.2438 | 2.072 | 1.8949 | 1.7077 | 1.5217 | 1.3318 | 1.1506 | 1.3161 | 1.4422 | 1.521 | 1.3476 | 1.2058 | 1.0797 | 0.97721
|  |  |  | Connection Requests | 3.2636 | 6.0129 | 8.0504 | 9.9772 | 11.4474 | 11.7798 | 11.7798 | 11.7798 | 11.7798 | 11.7798 | 11.7798 | 11.7798 | 11.7798 | 11.7798 | 11.7798 | 11.7798 | 11.7798 | 11.7798 | 11.7798 | 11.7798 | 11.7798 | 11.7798 | 11.7798 | 11.7798 | 11.7798
| Copeland MTS | T2/T4 | A5-6CX | Electric Vehicles | 0.00057478 | 0.0011502 | 0.0020668 | 0.0031986 | 0.0053509 | 0.0081399 | 0.011018 | 0.014219 | 0.017526 | 0.021527 | 0.025621 | 0.031009 | 0.03655 | 0.04221 | 0.049342 | 0.056424 | 0.063612 | 0.072351 | 0.079365 | 0.086014 | 0.092314 | 0.098979 | 0.10466 | 0.1106 | 0.11647
|  |  |  | Electrified Heating | 0.21289 | 0.42309 | 0.63081 | 0.84295 | 1.0462 | 1.2483 | 1.4496 | 1.6503 | 1.859 | 2.061 | 2.2628 | 2.4639 | 2.6638 | 2.9433 | 3.219 | 3.4879 | 3.765 | 4.0436 | 4.3206 | 4.5821 | 4.8494 | 5.1092 | 5.3706 | 5.6288 | 5.873
|  |  |  | Data Centres | 0 | 0 | 0 | 0 | 0 | 0 | 0 | 0 | 0 | 0 | 0 | 0 | 0 | 0 | 0 | 0 | 0 | 0 | 0 | 0 | 0 | 0 | 0 | 0 | 0
|  |  |  | Connection Requests | 1.5802 | 5.6437 | 10.6554 | 14.132 | 17.2473 | 19.6854 | 20.769 | 20.769 | 20.769 | 20.769 | 20.769 | 20.769 | 20.769 | 20.769 | 20.769 | 20.769 | 20.769 | 20.769 | 20.769 | 20.769 | 20.769 | 20.769 | 20.769 | 20.769 | 20.769
| Copeland MTS | T2/T4 | A7-8CX | Electric Vehicles | 0.00057478 | 0.0011502 | 0.0020668 | 0.0031986 | 0.0053509 | 0.0081399 | 0.011018 | 0.014219 | 0.017526 | 0.021527 | 0.025621 | 0.031009 | 0.03655 | 0.04221 | 0.049342 | 0.056424 | 0.063612 | 0.072351 | 0.079365 | 0.086014 | 0.092314 | 0.098979 | 0.10466 | 0.1106 | 0.11647
|  |  |  | Electrified Heating | 0 | 0 | 0 | 0 | 0 | 0 | 0 | 0 | 0 | 0 | 0 | 0 | 0 | 0 | 0 | 0 | 0 | 0 | 0 | 0 | 0 | 0 | 0 | 0 | 0
|  |  |  | Data Centres | 0 | 0 | 0 | 0 | 0 | 0 | 0 | 0 | 0 | 0 | 0 | 0 | 0 | 0 | 0 | 0 | 0 | 0 | 0.96145 | 1.6865 | 2.2303 | 2.6479 | 2.9553 | 3.1838 | 2.8686
|  |  |  | Connection Requests | 0 | 0 | 0 | 0 | 0 | 0 | 0 | 0 | 0 | 0 | 0 | 0 | 0 | 0 | 0 | 0 | 0 | 0 | 0 | 0 | 0 | 0 | 0 | 0 | 0
| John TS | T1/T2/T3/T4 | A3-4WR(A19-20) | Electric Vehicles | 0.00057733 | 0.0011553 | 0.002076 | 0.0032128 | 0.0053746 | 0.008176 | 0.011067 | 0.014282 | 0.017604 | 0.021622 | 0.025734 | 0.031146 | 0.036712 | 0.042397 | 0.04956 | 0.056674 | 0.063893 | 0.072671 | 0.079717 | 0.086395 | 0.092723 | 0.099417 | 0.10513 | 0.11109 | 0.11698
|  |  |  | Electrified Heating | 0 | 0 | 0 | 0 | 0 | 0 | 0 | 0 | 0 | 0 | 0 | 0 | 0 | 0 | 0 | 0 | 0 | 0 | 0 | 0 | 0 | 0 | 0 | 0 | 0
|  |  |  | Data Centres | 0 | 0 | 0 | 0 | 0 | 0 | 0 | 0 | 0 | 0 | 0 | 0 | 0 | 0 | 0 | 0 | 0 | 0 | 0 | 0 | 0 | 0 | 0 | 0 | 0.74407
|  |  |  | Connection Requests | 0 | 0 | 0 | 0 | 0 | 36.28 | 36.28 | 36.28 | 36.28 | 36.28 | 36.28 | 36.28 | 36.28 | 36.28 | 36.28 | 36.28 | 36.28 | 36.28 | 36.28 | 36.28 | 36.28 | 36.28 | 36.28 | 36.28 | 36.28
| John TS | T1/T2/T3/T4 | A5-6WR | Electric Vehicles | 0.0051565 | 0.0090774 | 0.015344 | 0.023159 | 0.043161 | 0.068568 | 0.094832 | 0.1237 | 0.1535 | 0.19068 | 0.22828 | 0.28088 | 0.33499 | 0.39208 | 0.46238 | 0.53785 | 0.61372 | 0.70378 | 0.78623 | 0.86375 | 0.93646 | 1.0128 | 1.0777 | 1.146 | 1.2123
|  |  |  | Electrified Heating | 0.47641 | 0.94679 | 1.4116 | 1.8864 | 2.3412 | 2.7934 | 3.2441 | 3.6932 | 4.16 | 4.6123 | 5.0638 | 5.5137 | 5.9611 | 6.5865 | 7.2036 | 7.8054 | 8.4254 | 9.049 | 9.6688 | 10.254 | 10.8522 | 11.4336 | 12.0185 | 12.5963 | 13.1426
|  |  |  | Data Centres | 0 | 0 | 0 | 0 | 0 | 0 | 0 | 0 | 0 | 0 | 0.86296 | 1.6155 | 2.2377 | 2.0476 | 1.8378 | 1.6437 | 2.5488 | 3.1504 | 3.5779 | 3.8708 | 4.0686 | 4.1953 | 3.7441 | 3.3642 | 3.19
|  |  |  | Connection Requests | 0.77367 | 2.1475 | 3.1813 | 7.5936 | 9.9292 | 11.7658 | 13.2624 | 14.7589 | 14.7589 | 14.7589 | 14.7589 | 14.7589 | 14.7589 | 14.7589 | 14.7589 | 14.7589 | 14.7589 | 14.7589 | 14.7589 | 14.7589 | 14.7589 | 14.7589 | 14.7589 | 14.7589 | 14.7589
| John TS | T1/T2/T3/T4 | A13-14WR | Electric Vehicles | 0.0039285 | 0.0069156 | 0.01169 | 0.017644 | 0.032882 | 0.052239 | 0.072248 | 0.094245 | 0.11694 | 0.14527 | 0.17392 | 0.21399 | 0.25521 | 0.2987 | 0.35227 | 0.40976 | 0.46756 | 0.53618 | 0.59899 | 0.65805 | 0.71344 | 0.77163 | 0.82108 | 0.87305 | 0.92363
|  |  |  | Electrified Heating | 0.0939 | 0.18661 | 0.27823 | 0.3718 | 0.46144 | 0.55057 | 0.6394 | 0.72792 | 0.81993 | 0.90907 | 0.99808 | 1.0867 | 1.1749 | 1.2982 | 1.4198 | 1.5384 | 1.6606 | 1.7835 | 1.9057 | 2.021 | 2.139 | 2.2535 | 2.3688 | 2.4827 | 2.5904
|  |  |  | Data Centres | 0 | 0 | 0 | 0 | 0 | 0 | 0 | 0 | 0 | 0 | 0 | 0 | 0 | 0 | 0 | 0 | 0 | 0 | 0 | 0 | 0.18695 | 0.33168 | 0.44626 | 0.40405 | 0.36183
|  |  |  | Connection Requests | 0.84647 | 1.3302 | 1.6929 | 2.0557 | 2.4185 | 2.4185 | 2.4185 | 2.4185 | 2.4185 | 2.4185 | 2.4185 | 2.4185 | 2.4185 | 2.4185 | 2.4185 | 2.4185 | 2.4185 | 2.4185 | 2.4185 | 2.4185 | 2.4185 | 2.4185 | 2.4185 | 2.4185 | 2.4185
| John TS | T1/T2/T3/T4 | A17-18WR | Electric Vehicles | 0.0051451 | 0.0090573 | 0.01531 | 0.023108 | 0.043065 | 0.068417 | 0.094623 | 0.12343 | 0.15316 | 0.19026 | 0.22778 | 0.28026 | 0.33425 | 0.39121 | 0.46136 | 0.53667 | 0.61236 | 0.70223 | 0.7845 | 0.86184 | 0.9344 | 1.0106 | 1.0754 | 1.1434 | 1.2097
|  |  |  | Electrified Heating | 0.12944 | 0.25723 | 0.38353 | 0.51251 | 0.63607 | 0.75893 | 0.88138 | 1.0034 | 1.1302 | 1.2531 | 1.3758 | 1.498 | 1.6196 | 1.7895 | 1.9572 | 2.1207 | 2.2891 | 2.4585 | 2.6269 | 2.7859 | 2.9484 | 3.1064 | 3.2653 | 3.4223 | 3.5707
|  |  |  | Data Centres | 0 | 0 | 0 | 0 | 0 | 0 | 0 | 0 | 0 | 0 | 0 | 0 | 0 | 0 | 1.2225 | 2.1841 | 2.8749 | 3.3014 | 3.9175 | 4.3519 | 4.0913 | 3.6411 | 3.2541 | 2.9223 | 2.6301
|  |  |  | Connection Requests | 0 | 0 | 0 | 0 | 0 | 0 | 0 | 0 | 0 | 0 | 0 | 0 | 0 | 0 | 0 | 0 | 0 | 0 | 0 | 0 | 0 | 0 | 0 | 0 | 0
| John TS | T5/T6 | A11-12WR | Electric Vehicles | 0.0051281 | 0.0090273 | 0.015259 | 0.023031 | 0.042923 | 0.06819 | 0.094309 | 0.12302 | 0.15265 | 0.18963 | 0.22702 | 0.27933 | 0.33315 | 0.38991 | 0.45983 | 0.53489 | 0.61033 | 0.6999 | 0.7819 | 0.85899 | 0.9313 | 1.0073 | 1.0718 | 1.1396 | 1.2057
|  |  |  | Electrified Heating | 0 | 0 | 0 | 0 | 0 | 0 | 0 | 0 | 0 | 0 | 0 | 0 | 0 | 0 | 0 | 0 | 0 | 0 | 0 | 0 | 0 | 0 | 0 | 0 | 0
|  |  |  | Data Centres | 0 | 0 | 0 | 0 | 0 | 0 | 0 | 0 | 0 | 0 | 0 | 1.7256 | 3.1938 | 4.3795 | 3.9348 | 3.506 | 3.078 | 2.6529 | 2.6293 | 2.5899 | 2.7788 | 2.6922 | 2.7946 | 2.6844 | 2.7395
|  |  |  | Connection Requests | 0 | 2.9991 | 4.713 | 5.9983 | 7.2836 | 8.569 | 8.569 | 8.569 | 8.569 | 8.569 | 8.569 | 8.569 | 8.569 | 8.569 | 8.569 | 8.569 | 8.569 | 8.569 | 8.569 | 8.569 | 8.569 | 8.569 | 8.569 | 8.569 | 8.569
| John TS | T5/T6 | A15-16WR | Electric Vehicles | 0.0048722 | 0.008577 | 0.014498 | 0.021882 | 0.040781 | 0.064788 | 0.089604 | 0.11689 | 0.14504 | 0.18017 | 0.2157 | 0.2654 | 0.31652 | 0.37046 | 0.43689 | 0.5082 | 0.57989 | 0.66498 | 0.74289 | 0.81613 | 0.88484 | 0.957 | 1.0183 | 1.0828 | 1.1455
|  |  |  | Electrified Heating | 0.012869 | 0.025576 | 0.038133 | 0.050957 | 0.063242 | 0.075458 | 0.087632 | 0.099765 | 0.11238 | 0.12459 | 0.13679 | 0.14894 | 0.16103 | 0.17792 | 0.19459 | 0.21085 | 0.2276 | 0.24444 | 0.26119 | 0.27699 | 0.29315 | 0.30886 | 0.32466 | 0.34027 | 0.35503
|  |  |  | Data Centres | 0 | 0 | 0 | 0 | 0.32626 | 0.62798 | 0.88086 | 0.81494 | 0.75771 | 0.70228 | 0.65389 | 0.61246 | 0.56418 | 0.5147 | 0.46306 | 0.41366 | 0.36649 | 0.31413 | 0.26925 | 0.23934 | 0.20942 | 0.18698 | 0.16454 | 0.14959 | 0.29169
|  |  |  | Connection Requests | 0 | 0 | 0 | 0 | 0 | 0 | 0 | 0 | 0 | 0 | 0 | 0 | 0 | 0 | 0 | 0 | 0 | 0 | 0 | 0 | 0 | 0 | 0 | 0 | 0
| Strachan TS | T12/T14 | A11-12T | Electric Vehicles | 0.0050314 | 0.0088572 | 0.014971 | 0.022597 | 0.042114 | 0.066905 | 0.092531 | 0.1207 | 0.14978 | 0.18605 | 0.22275 | 0.27407 | 0.32687 | 0.38256 | 0.45116 | 0.52481 | 0.59883 | 0.68671 | 0.76716 | 0.8428 | 0.91375 | 0.98827 | 1.0516 | 1.1182 | 1.1829
|  |  |  | Electrified Heating | 0.13456 | 0.26741 | 0.3987 | 0.53278 | 0.66122 | 0.78895 | 0.91623 | 1.0431 | 1.1749 | 1.3027 | 1.4302 | 1.5573 | 1.6836 | 1.8603 | 2.0346 | 2.2045 | 2.3796 | 2.5557 | 2.7308 | 2.8961 | 3.065 | 3.2292 | 3.3944 | 3.5576 | 3.7119
|  |  |  | Data Centres | 0 | 0 | 0 | 0 | 0 | 0 | 0 | 1.0574 | 1.9643 | 2.7304 | 2.5505 | 2.3839 | 2.2003 | 2.0108 | 1.8073 | 1.6113 | 1.4134 | 1.2203 | 1.0581 | 0.93456 | 0.82643 | 0.73375 | 0.65651 | 0.587 | 0.52521
|  |  |  | Connection Requests | 0.95138 | 1.7479 | 2.5444 | 3.009 | 3.009 | 3.009 | 3.009 | 3.009 | 3.009 | 3.009 | 3.009 | 3.009 | 3.009 | 3.009 | 3.009 | 3.009 | 3.009 | 3.009 | 3.009 | 3.009 | 3.009 | 3.009 | 3.009 | 3.009 | 3.009
| Strachan TS | T12/T14 | A15-16T(A5-6) | Electric Vehicles | 0.026515 | 0.056251 | 0.096179 | 0.14493 | 0.24103 | 0.36184 | 0.48594 | 0.62055 | 0.75297 | 0.92444 | 1.0926 | 1.3185 | 1.5504 | 1.8021 | 2.1063 | 2.4246 | 2.7442 | 3.1129 | 3.4259 | 3.7207 | 4.0014 | 4.3039 | 4.5515 | 4.826 | 5.0888
|  |  |  | Electrified Heating | 0.51001 | 1.0136 | 1.5112 | 2.0194 | 2.5062 | 2.9904 | 3.4728 | 3.9536 | 4.4534 | 4.9375 | 5.4209 | 5.9025 | 6.3815 | 7.051 | 7.7116 | 8.3558 | 9.0196 | 9.6871 | 10.3506 | 10.9771 | 11.6175 | 12.2399 | 12.866 | 13.4846 | 14.0695
|  |  |  | Data Centres | 0 | 0 | 0 | 0 | 0 | 0 | 0 | 0 | 0 | 0 | 0 | 0 | 0 | 0 | 0 | 0 | 0 | 0.39936 | 0.69888 | 1.2058 | 1.3286 | 1.4131 | 1.2595 | 1.129 | 1.0214
|  |  |  | Connection Requests | 0 | 1.54 | 2.42 | 3.08 | 3.74 | 4.4 | 4.4 | 4.4 | 4.4 | 6.16 | 6.16 | 6.16 | 6.16 | 6.16 | 6.16 | 6.16 | 6.16 | 6.16 | 6.16 | 6.16 | 6.16 | 6.16 | 6.16 | 6.16 | 6.16
| Strachan TS | T13/T15 | A1-2T | Electric Vehicles | 0.029287 | 0.062132 | 0.10623 | 0.16008 | 0.26623 | 0.39967 | 0.53675 | 0.68543 | 0.83168 | 1.0211 | 1.2068 | 1.4564 | 1.7125 | 1.9905 | 2.3265 | 2.6781 | 3.0311 | 3.4383 | 3.7841 | 4.1096 | 4.4197 | 4.7538 | 5.0273 | 5.3305 | 5.6208
|  |  |  | Electrified Heating | 0.56034 | 1.1136 | 1.6603 | 2.2187 | 2.7536 | 3.2855 | 3.8156 | 4.3438 | 4.8929 | 5.4248 | 5.9559 | 6.4851 | 7.0113 | 7.7469 | 8.4727 | 9.1805 | 9.9097 | 10.6431 | 11.3722 | 12.0604 | 12.764 | 13.4478 | 14.1358 | 14.8154 | 15.458
|  |  |  | Data Centres | 0 | 0 | 0 | 0 | 0 | 0 | 0 | 0 | 0 | 0 | 0 | 0 | 0 | 0 | 0 | 0 | 0 | 0 | 0 | 0 | 0.26297 | 0.46656 | 0.62774 | 0.56836 | 0.50898
|  |  |  | Connection Requests | 4.5684 | 4.9572 | 5.2488 | 5.5404 | 3.888 | 3.888 | 1.944 | 1.944 | 1.944 | 1.944 | 1.944 | 1.944 | 1.944 | 1.944 | 1.944 | 1.944 | 1.944 | 1.944 | 1.944 | 1.944 | 1.944 | 1.944 | 1.944 | 1.944 | 1.944
| Strachan TS | T13/T15 | A9-10T | Electric Vehicles | 0.028805 | 0.061109 | 0.10449 | 0.15745 | 0.26185 | 0.39309 | 0.52791 | 0.67415 | 0.81799 | 1.0043 | 1.187 | 1.4324 | 1.6843 | 1.9578 | 2.2882 | 2.634 | 2.9812 | 3.3817 | 3.7218 | 4.042 | 4.347 | 4.6755 | 4.9445 | 5.2428 | 5.5283
|  |  |  | Electrified Heating | 1.6641 | 3.3072 | 4.931 | 6.5892 | 8.1778 | 9.7575 | 11.3317 | 12.9005 | 14.5312 | 16.1109 | 17.6883 | 19.2598 | 20.8225 | 23.0072 | 25.1628 | 27.2648 | 29.4306 | 31.6087 | 33.7738 | 35.8178 | 37.9074 | 39.9382 | 41.9814 | 43.9997 | 45.9082
|  |  |  | Data Centres | 0 | 0 | 0 | 0 | 0 | 0 | 0 | 0 | 0 | 0 | 0 | 0 | 0 | 0 | 0 | 0.49383 | 1.3433 | 1.9356 | 2.0358 | 1.7855 | 1.5769 | 1.4017 | 1.2515 | 1.1263 | 1.0095
|  |  |  | Connection Requests | 0 | 0 | 0.6692 | 1.0516 | 1.3384 | 1.6252 | 1.912 | 1.912 | 1.912 | 1.912 | 1.912 | 1.912 | 1.912 | 1.912 | 1.912 | 1.912 | 1.912 | 1.912 | 1.912 | 1.912 | 1.912 | 1.912 | 1.912 | 1.912 | 1.912

## Table 28
Back to main menu
Year (give approximate growth due to this factor/project per year) - HIGH ELECTRIFICATION FORECAST - SUMMER
| Station | Transformers | Bus | Factors/Projects Leading to Growth | 2023 | 2024 | 2025 | 2026 | 2027 | 2028 | 2029 | 2030 | 2031 | 2032 | 2033 | 2034 | 2035 | 2036 | 2037 | 2038 | 2039 | 2040 | 2041 | 2042 | 2043 | 2044 | 2045 | 2046 | 2047
NORTH 230kV
| Agincourt TS | T5/T6 | BY | Electric Vehicles | 0.21589 | 0.54451 | 0.98082 | 1.4856 | 2.0658 | 2.7019 | 3.3934 | 4.181 | 4.9254 | 5.7931 | 6.7374 | 7.7453 | 9.179 | 10.6243 | 12.0774 | 13.5357 | 15.004 | 15.8319 | 15.9791 | 16.1276 | 16.2774 | 16.4287 | 16.5815 | 16.7356 | 16.8912
|  |  |  | Electrified Heating | 0.71007 | 1.4137 | 2.1115 | 2.8186 | 3.5055 | 4.1894 | 4.8713 | 5.5513 | 6.3296 | 7.0915 | 7.8548 | 8.618 | 9.3826 | 10.1639 | 10.9303 | 11.6981 | 12.4678 | 13.2399 | 13.3287 | 13.4052 | 13.4821 | 13.5597 | 13.6383 | 13.718 | 13.7958
|  |  |  | Data Centres | 0 | 0 | 0 | 8.7416 | 13.7368 | 17.4832 | 21.2296 | 24.976 | 24.976 | 24.976 | 24.976 | 24.976 | 25.9758 | 26.5803 | 26.824 | 26.824 | 26.824 | 26.824 | 26.824 | 26.824 | 26.824 | 26.824 | 26.824 | 26.824 | 26.824
|  |  |  | Connection Requests | 0 | 0.84294 | 1.3246 | 1.6859 | 2.0471 | 2.4084 | 2.4084 | 2.4084 | 2.4084 | 2.4084 | 2.4084 | 2.4084 | 2.4084 | 2.4084 | 2.4084 | 2.4084 | 2.4084 | 2.4084 | 2.4084 | 2.4084 | 2.4084 | 2.4084 | 2.4084 | 2.4084 | 2.4084
| Bathurst TS | T1/T2 | BY | Electric Vehicles | 0.043326 | 0.11082 | 0.19982 | 0.29846 | 0.40547 | 0.5171 | 0.6342 | 0.76815 | 0.89513 | 1.04 | 1.2019 | 1.3797 | 1.6648 | 1.9526 | 2.2432 | 2.5364 | 2.8325 | 2.9673 | 2.9973 | 3.0276 | 3.0582 | 3.0891 | 3.1203 | 3.1518 | 3.1836
|  |  |  | Electrified Heating | 0.59335 | 1.1813 | 1.7644 | 2.3553 | 2.9293 | 3.5008 | 4.0706 | 4.6389 | 5.2892 | 5.9259 | 6.5637 | 7.2015 | 7.8404 | 8.4933 | 9.1337 | 9.7753 | 10.4185 | 11.0637 | 11.1379 | 11.2018 | 11.2661 | 11.3309 | 11.3966 | 11.4632 | 11.5282
|  |  |  | Data Centres | 0 | 0 | 0 | 0 | 0 | 0 | 0 | 0 | 0 | 0 | 0 | 0 | 2.013 | 3.2302 | 3.7209 | 3.7209 | 3.7209 | 3.7209 | 3.7209 | 3.7209 | 3.7209 | 3.7209 | 3.7209 | 3.7209 | 3.7209
|  |  |  | Connection Requests | 5.2668 | 15.9222 | 16.4915 | 24.189 | 32.0211 | 37.8462 | 39.8667 | 41.8872 | 41.8872 | 41.8872 | 41.8872 | 41.8872 | 41.8872 | 41.8872 | 41.8872 | 41.8872 | 41.8872 | 41.8872 | 41.8872 | 41.8872 | 41.8872 | 41.8872 | 41.8872 | 41.8872 | 41.8872
| Bathurst TS | T3/T4 | JQ | Electric Vehicles | 0.043471 | 0.11119 | 0.20049 | 0.29946 | 0.40683 | 0.51882 | 0.63632 | 0.77072 | 0.89812 | 1.0435 | 1.2059 | 1.3843 | 1.6703 | 1.9591 | 2.2507 | 2.5449 | 2.8419 | 2.9772 | 3.0073 | 3.0377 | 3.0684 | 3.0994 | 3.1307 | 3.1623 | 3.1942
|  |  |  | Electrified Heating | 0.76351 | 1.5201 | 2.2704 | 3.0307 | 3.7693 | 4.5047 | 5.238 | 5.9691 | 6.806 | 7.6252 | 8.4459 | 9.2666 | 10.0887 | 10.9289 | 11.753 | 12.5786 | 13.4062 | 14.2364 | 14.3318 | 14.4141 | 14.4968 | 14.5803 | 14.6648 | 14.7504 | 14.8341
|  |  |  | Data Centres | 0 | 0 | 0 | 0 | 0 | 0 | 0 | 0 | 0 | 0 | 0 | 0 | 0 | 0 | 0 | 0 | 0 | 0 | 0 | 0 | 0 | 0 | 1.0312e-07 | 2.6123e-07 | 4.5244e-07
|  |  |  | Connection Requests | 1.5003 | 2.6628 | 3.7127 | 4.0505 | 4.3884 | 4.3884 | 4.3884 | 4.3884 | 4.3884 | 4.3884 | 4.3884 | 4.3884 | 4.3884 | 4.3884 | 4.3884 | 4.3884 | 4.3884 | 4.3884 | 4.3884 | 4.3884 | 4.3884 | 4.3884 | 4.3884 | 4.3884 | 4.3884
| Cavanagh MTS | T1/T2 | JQ | Electric Vehicles | 0.33023 | 0.82128 | 1.5026 | 2.3221 | 3.3146 | 4.4342 | 5.6911 | 7.124 | 8.4868 | 10.0875 | 11.8019 | 13.5837 | 15.8471 | 18.1257 | 20.4076 | 22.6834 | 24.9692 | 26.5301 | 26.7618 | 26.9956 | 27.2315 | 27.4695 | 27.7096 | 27.9519 | 28.1963
|  |  |  | Electrified Heating | 0.75516 | 1.5035 | 2.2456 | 2.9976 | 3.7281 | 4.4555 | 5.1807 | 5.9039 | 6.7316 | 7.5419 | 8.3536 | 9.1653 | 9.9785 | 10.8094 | 11.6245 | 12.4411 | 13.2597 | 14.0808 | 14.1752 | 14.2566 | 14.3384 | 14.4209 | 14.5045 | 14.5892 | 14.672
|  |  |  | Data Centres | 0 | 0 | 0 | 0 | 0 | 0 | 0 | 2.5889 | 5.024 | 7.2325 | 7.2325 | 7.2325 | 7.2325 | 8.4791 | 8.9816 | 8.9816 | 8.9816 | 8.9816 | 8.9816 | 8.9816 | 8.9816 | 8.9816 | 8.9816 | 8.9816 | 8.9816
|  |  |  | Connection Requests | 1.6459 | 4.7102 | 5.4156 | 6.1209 | 6.8263 | 7.2252 | 8.6667 | 9.7479 | 10.829 | 10.829 | 10.829 | 10.829 | 10.829 | 10.829 | 10.829 | 10.829 | 10.829 | 10.829 | 10.829 | 10.829 | 10.829 | 10.829 | 10.829 | 10.829 | 10.829
| Fairchild TS | T1/T2 | BY | Electric Vehicles | 0.3437 | 0.87221 | 1.5799 | 2.3833 | 3.2855 | 4.2512 | 5.2888 | 6.4745 | 7.6001 | 8.8977 | 10.3259 | 11.8641 | 14.1537 | 16.4637 | 18.7902 | 21.13 | 23.489 | 24.7178 | 24.957 | 25.1985 | 25.4423 | 25.6885 | 25.937 | 26.188 | 26.4413
|  |  |  | Electrified Heating | 0.83989 | 1.6722 | 2.4975 | 3.3339 | 4.1464 | 4.9553 | 5.762 | 6.5663 | 7.4868 | 8.388 | 9.2908 | 10.1936 | 11.098 | 12.0221 | 12.9287 | 13.8369 | 14.7473 | 15.6605 | 15.7655 | 15.856 | 15.947 | 16.0388 | 16.1317 | 16.226 | 16.3181
|  |  |  | Data Centres | 0 | 0 | 0 | 0 | 0 | 0 | 0 | 0 | 0 | 0 | 0 | 0 | 0 | 0 | 0 | 0 | 0 | 0 | 0 | 0 | 0 | 0 | 0 | 0 | 0
|  |  |  | Connection Requests | 3.3054 | 5.5941 | 9.6453 | 12.5545 | 14.035 | 14.881 | 15.727 | 15.727 | 15.727 | 15.727 | 15.727 | 15.727 | 15.727 | 15.727 | 15.727 | 15.727 | 15.727 | 15.727 | 15.727 | 15.727 | 15.727 | 15.727 | 15.727 | 15.727 | 15.727
| Fairchild TS | T3/T4 | JQ | Electric Vehicles | 0.34662 | 0.87964 | 1.5933 | 2.4036 | 3.3135 | 4.2873 | 5.3338 | 6.5296 | 7.6648 | 8.9735 | 10.4138 | 11.965 | 14.2741 | 16.6038 | 18.9501 | 21.3098 | 23.6889 | 24.9282 | 25.1694 | 25.413 | 25.6589 | 25.9071 | 26.1578 | 26.4108 | 26.6663
|  |  |  | Electrified Heating | 0.55157 | 1.0982 | 1.6401 | 2.1894 | 2.723 | 3.2542 | 3.784 | 4.3122 | 4.9167 | 5.5085 | 6.1014 | 6.6943 | 7.2882 | 7.8951 | 8.4905 | 9.0869 | 9.6848 | 10.2845 | 10.3535 | 10.4129 | 10.4727 | 10.533 | 10.594 | 10.6559 | 10.7163
|  |  |  | Data Centres | 0 | 0 | 0 | 0 | 0 | 0 | 0 | 0 | 0 | 0 | 0 | 0 | 0 | 0 | 0 | 0 | 0 | 0 | 0 | 0 | 1.834e-08 | 4.052e-08 | 6.7341e-08 | 6.7341e-08 | 6.7341e-08
|  |  |  | Connection Requests | 2.1069 | 4.2067 | 5.6216 | 6.9085 | 8.1955 | 8.5794 | 8.5794 | 8.5794 | 8.5794 | 8.5794 | 8.5794 | 8.5794 | 8.5794 | 8.5794 | 8.5794 | 8.5794 | 8.5794 | 8.5794 | 8.5794 | 8.5794 | 8.5794 | 8.5794 | 8.5794 | 8.5794 | 8.5794
| Finch TS | T1/T2 | BY | Electric Vehicles | 0.34231 | 0.8306 | 1.5498 | 2.471 | 3.6708 | 5.0803 | 6.721 | 8.5907 | 10.3767 | 12.4981 | 14.7268 | 16.975 | 19.4231 | 21.8816 | 24.3281 | 26.744 | 29.1605 | 31.2754 | 31.5227 | 31.7721 | 32.0234 | 32.2768 | 32.5323 | 32.7898 | 33.0495
|  |  |  | Electrified Heating | 0.56813 | 1.1311 | 1.6894 | 2.2551 | 2.8047 | 3.3519 | 3.8976 | 4.4416 | 5.0643 | 5.6739 | 6.2846 | 6.8953 | 7.507 | 8.1321 | 8.7454 | 9.3597 | 9.9755 | 10.5933 | 10.6643 | 10.7255 | 10.7871 | 10.8492 | 10.912 | 10.9758 | 11.0381
|  |  |  | Data Centres | 0 | 0 | 0 | 0 | 0 | 0 | 0 | 0 | 0 | 0 | 0 | 0 | 0 | 0 | 0 | 0 | 0 | 0 | 0 | 0 | 0 | 0 | 0 | 0 | 0
|  |  |  | Connection Requests | 0.3757 | 0.65747 | 0.93925 | 1.221 | 1.221 | 1.221 | 1.221 | 1.221 | 1.221 | 1.221 | 1.221 | 1.221 | 1.221 | 1.221 | 1.221 | 1.221 | 1.221 | 1.221 | 1.221 | 1.221 | 1.221 | 1.221 | 1.221 | 1.221 | 1.221
| Finch TS | T3/T4 | JQ | Electric Vehicles | 0.35392 | 0.85879 | 1.6024 | 2.5548 | 3.7953 | 5.2527 | 6.949 | 8.8823 | 10.7288 | 12.9223 | 15.2265 | 17.5511 | 20.0822 | 22.6242 | 25.1537 | 27.6516 | 30.1501 | 32.3368 | 32.5925 | 32.8503 | 33.1102 | 33.3722 | 33.6363 | 33.9026 | 34.1711
|  |  |  | Electrified Heating | 0.96476 | 1.9208 | 2.8688 | 3.8296 | 4.7628 | 5.6921 | 6.6186 | 7.5425 | 8.5999 | 9.6351 | 10.6722 | 11.7091 | 12.748 | 13.8095 | 14.8508 | 15.894 | 16.9398 | 17.9889 | 18.1095 | 18.2134 | 18.3179 | 18.4234 | 18.5301 | 18.6384 | 18.7442
|  |  |  | Data Centres | 8.7744 | 15.3552 | 21.936 | 28.5168 | 28.5168 | 28.5168 | 28.5168 | 28.5168 | 28.5168 | 28.5168 | 28.5168 | 28.5168 | 28.5168 | 28.5168 | 28.5168 | 28.5168 | 28.5168 | 28.5168 | 28.5168 | 28.5168 | 28.5168 | 28.5168 | 28.5168 | 28.5168 | 28.5168
|  |  |  | Connection Requests | 3.5966 | 5.8542 | 7.705 | 9.2817 | 10.5019 | 10.5019 | 10.5019 | 10.5019 | 10.5019 | 10.5019 | 10.5019 | 10.5019 | 10.5019 | 10.5019 | 10.5019 | 10.5019 | 10.5019 | 10.5019 | 10.5019 | 10.5019 | 10.5019 | 10.5019 | 10.5019 | 10.5019 | 10.5019
| Leslie TS | T1/T2 13.8 | H1H2 | Electric Vehicles | 0.15365 | 0.38963 | 0.70449 | 1.0628 | 1.4661 | 1.8994 | 2.3655 | 2.8976 | 3.4021 | 3.9848 | 4.6252 | 5.3145 | 6.336 | 7.3666 | 8.4042 | 9.4476 | 10.4994 | 11.0516 | 11.1579 | 11.2652 | 11.3736 | 11.483 | 11.5935 | 11.705 | 11.8176
|  |  |  | Electrified Heating | 0.013342 | 0.026563 | 0.039673 | 0.05296 | 0.065866 | 0.078717 | 0.091531 | 0.10431 | 0.11893 | 0.13325 | 0.14759 | 0.16193 | 0.1763 | 0.19098 | 0.20538 | 0.2198 | 0.23427 | 0.24877 | 0.25044 | 0.25188 | 0.25332 | 0.25478 | 0.25626 | 0.25776 | 0.25922
Back to main menu |  |  |  | Data Centres | 0 | 0 | 0 | 0 | 0 | 0 | 0 | 0 | 0 | 0 | 0 | 0 | 0 | 0 | 0 | 0 | 0 | 0 | 0 | 1.3421e-08 | 2.9651e-08 | 4.9278e-08 | 4.9278e-08 | 4.9278e-08 | 4.9278e-08
|  |  |  | Connection Requests | 0 | 0 | 0 | 0 | 0 | 0 | 0 | 0 | 0 | 0 | 0 | 0 | 0 | 0 | 0 | 0 | 0 | 0 | 0 | 0 | 0 | 0 | 0 | 0 | 0
| Leslie TS | T1/T2 27.6 | BY | Electric Vehicles | 0.16992 | 0.43091 | 0.77913 | 1.1754 | 1.6214 | 2.1006 | 2.6161 | 3.2045 | 3.7625 | 4.407 | 5.1152 | 5.8776 | 7.0073 | 8.147 | 9.2946 | 10.4486 | 11.6118 | 12.2224 | 12.34 | 12.4587 | 12.5786 | 12.6996 | 12.8218 | 12.9451 | 13.0696
|  |  |  | Electrified Heating | 0.52323 | 1.0417 | 1.5559 | 2.0769 | 2.5831 | 3.087 | 3.5896 | 4.0906 | 4.6641 | 5.2255 | 5.788 | 6.3504 | 6.9138 | 7.4895 | 8.0543 | 8.62 | 9.1872 | 9.7561 | 9.8216 | 9.8779 | 9.9346 | 9.9918 | 10.0497 | 10.1084 | 10.1658
|  |  |  | Data Centres | 0 | 0 | 0 | 0 | 0 | 0 | 0 | 0 | 0 | 0 | 0 | 0 | 0 | 0 | 0 | 0 | 0 | 0 | 0 | 0 | 0 | 0 | 0 | 0 | 0
|  |  |  | Connection Requests | 4.2495 | 6.6778 | 9.2481 | 11.4973 | 13.6395 | 13.9605 | 14.2815 | 14.2815 | 14.2815 | 14.2815 | 14.2815 | 14.2815 | 14.2815 | 14.2815 | 14.2815 | 14.2815 | 14.2815 | 14.2815 | 14.2815 | 14.2815 | 14.2815 | 14.2815 | 14.2815 | 14.2815 | 14.2815
| Leslie TS | T3/T4 27.6 | JQ | Electric Vehicles | 0.19116 | 0.48477 | 0.87652 | 1.3223 | 1.8241 | 2.3632 | 2.9431 | 3.6051 | 4.2328 | 4.9579 | 5.7546 | 6.6123 | 7.8832 | 9.1654 | 10.4564 | 11.7546 | 13.0632 | 13.7502 | 13.8825 | 14.0161 | 14.1509 | 14.287 | 14.4245 | 14.5633 | 14.7033
|  |  |  | Electrified Heating | 0.87408 | 1.7403 | 2.5992 | 3.4696 | 4.3152 | 5.1571 | 5.9965 | 6.8336 | 7.7916 | 8.7295 | 9.6691 | 10.6086 | 11.5498 | 12.5116 | 13.455 | 14.4002 | 15.3477 | 16.2981 | 16.4074 | 16.5016 | 16.5963 | 16.6918 | 16.7885 | 16.8866 | 16.9825
|  |  |  | Data Centres | 0 | 0 | 0 | 0 | 0 | 0 | 0 | 0 | 0 | 0 | 0 | 0 | 0 | 0 | 0.30462 | 0.30462 | 0.30462 | 0.30462 | 0.30462 | 0.30462 | 0.30462 | 0.30462 | 0.30462 | 0.30462 | 0.30462
|  |  |  | Connection Requests | 0.2889 | 0.5778 | 0.8667 | 0.8667 | 0.8667 | 0.8667 | 0.8667 | 0.8667 | 0.8667 | 0.8667 | 0.8667 | 0.8667 | 0.8667 | 0.8667 | 0.8667 | 0.8667 | 0.8667 | 0.8667 | 0.8667 | 0.8667 | 0.8667 | 0.8667 | 0.8667 | 0.8667 | 0.8667
| Malvern TS | T3/T4 | JQ | Electric Vehicles | 0.080251 | 0.19705 | 0.3594 | 0.56199 | 0.8175 | 1.1151 | 1.4549 | 1.8412 | 2.2073 | 2.6425 | 3.1024 | 3.5737 | 4.1265 | 4.6821 | 5.2366 | 5.787 | 6.3385 | 6.7673 | 6.8225 | 6.8781 | 6.9343 | 6.9909 | 7.0479 | 7.1055 | 7.1635
|  |  |  | Electrified Heating | 0.30094 | 0.59916 | 0.89487 | 1.1946 | 1.4857 | 1.7755 | 2.0646 | 2.3528 | 2.6826 | 3.0055 | 3.329 | 3.6525 | 3.9765 | 4.3076 | 4.6325 | 4.9579 | 5.2841 | 5.6113 | 5.6489 | 5.6814 | 5.714 | 5.7469 | 5.7802 | 5.8139 | 5.8469
|  |  |  | Data Centres | 0 | 0 | 0 | 0 | 0 | 0 | 0 | 0 | 0 | 0 | 0 | 0 | 0 | 0 | 0 | 0 | 0 | 0 | 0 | 4.5205e-08 | 9.9871e-08 | 1.6598e-07 | 2.4592e-07 | 3.426e-07 | 4.5951e-07
|  |  |  | Connection Requests | 1.9101 | 3.3426 | 4.7752 | 6.2077 | 6.2077 | 6.2077 | 6.2077 | 6.2077 | 6.2077 | 6.2077 | 6.2077 | 6.2077 | 6.2077 | 6.2077 | 6.2077 | 6.2077 | 6.2077 | 6.2077 | 6.2077 | 6.2077 | 6.2077 | 6.2077 | 6.2077 | 6.2077 | 6.2077
EAST 230kV
| Bermondsey TS | T1/T2 | JQ | Electric Vehicles | 0.17162 | 0.43472 | 0.79101 | 1.1977 | 1.6582 | 2.1526 | 2.6874 | 3.299 | 3.881 | 4.5522 | 5.289 | 6.0781 | 7.2303 | 8.3926 | 9.5624 | 10.7378 | 11.9225 | 12.5613 | 12.682 | 12.8038 | 12.9269 | 13.0511 | 13.1765 | 13.3031 | 13.4309
|  |  |  | Electrified Heating | 0.33054 | 0.6581 | 0.9829 | 1.3121 | 1.6318 | 1.9502 | 2.2677 | 2.5842 | 2.9465 | 3.3011 | 3.6565 | 4.0117 | 4.3677 | 4.7314 | 5.0882 | 5.4456 | 5.8039 | 6.1633 | 6.2046 | 6.2402 | 6.276 | 6.3122 | 6.3487 | 6.3858 | 6.4221
|  |  |  | Data Centres | 0 | 0 | 7.3402 | 11.5346 | 14.6804 | 17.8262 | 20.972 | 20.972 | 20.972 | 20.972 | 20.972 | 20.972 | 20.972 | 20.972 | 20.972 | 20.972 | 20.972 | 20.972 | 20.972 | 20.972 | 20.972 | 20.972 | 20.972 | 20.972 | 20.972
|  |  |  | Connection Requests | 0 | 0.61658 | 0.96891 | 1.2332 | 16.4774 | 16.7416 | 16.7416 | 16.7416 | 16.7416 | 16.7416 | 16.7416 | 16.7416 | 16.7416 | 16.7416 | 16.7416 | 16.7416 | 16.7416 | 16.7416 | 16.7416 | 16.7416 | 16.7416 | 16.7416 | 16.7416 | 16.7416 | 16.7416
| Bermondsey TS | T3/T4 | BY | Electric Vehicles | 0.20118 | 0.50959 | 0.92725 | 1.4039 | 1.9438 | 2.5233 | 3.1502 | 3.8671 | 4.5494 | 5.3362 | 6.1999 | 7.125 | 8.4756 | 9.838 | 11.2094 | 12.5872 | 13.9759 | 14.7247 | 14.8662 | 15.009 | 15.1533 | 15.2989 | 15.4459 | 15.5943 | 15.7441
|  |  |  | Electrified Heating | 0.54194 | 1.079 | 1.6115 | 2.1512 | 2.6755 | 3.1974 | 3.7179 | 4.2369 | 4.8309 | 5.4124 | 5.995 | 6.5775 | 7.161 | 7.7573 | 8.3423 | 8.9283 | 9.5157 | 10.105 | 10.1728 | 10.2312 | 10.2899 | 10.3491 | 10.4091 | 10.4699 | 10.5293
|  |  |  | Data Centres | 0 | 0 | 0 | 0 | 0 | 0 | 0 | 0 | 0 | 0 | 1.9369 | 3.4984 | 4.6314 | 4.6314 | 4.6314 | 4.6314 | 4.6314 | 4.6314 | 4.6314 | 4.6314 | 4.6314 | 4.6314 | 4.6314 | 4.6314 | 4.6314
|  |  |  | Connection Requests | 2.0529 | 5.0613 | 7.0729 | 8.8318 | 27.8673 | 28.625 | 28.625 | 28.625 | 28.625 | 28.625 | 28.625 | 28.625 | 28.625 | 28.625 | 28.625 | 28.625 | 28.625 | 28.625 | 28.625 | 28.625 | 28.625 | 28.625 | 28.625 | 28.625 | 28.625
| Ellesmere TS | T3/T4 | JQ | Electric Vehicles | 0.29932 | 0.7533 | 1.3683 | 2.0839 | 2.9143 | 3.8254 | 4.8241 | 5.9635 | 7.0455 | 8.3045 | 9.6723 | 11.1219 | 13.1361 | 15.1664 | 17.2063 | 19.2508 | 21.3088 | 22.5175 | 22.7258 | 22.936 | 23.1482 | 23.3624 | 23.5786 | 23.7967 | 24.017
|  |  |  | Electrified Heating | 0.79798 | 1.5888 | 2.3729 | 3.1676 | 3.9395 | 4.7081 | 5.4745 | 6.2387 | 7.1133 | 7.9695 | 8.8273 | 9.685 | 10.5443 | 11.4223 | 12.2836 | 13.1465 | 14.0115 | 14.8792 | 14.9789 | 15.0649 | 15.1514 | 15.2386 | 15.3269 | 15.4164 | 15.5039
|  |  |  | Data Centres | 0 | 0 | 0 | 0 | 0 | 0 | 0 | 0 | 0 | 0 | 0 | 0 | 0 | 0 | 0 | 0 | 0 | 0 | 0 | 0 | 0 | 0 | 0 | 0 | 0
|  |  |  | Connection Requests | 1.7207 | 5.0986 | 5.8361 | 6.5735 | 7.311 | 14.5564 | 14.5564 | 14.5564 | 14.5564 | 14.5564 | 14.5564 | 14.5564 | 14.5564 | 14.5564 | 14.5564 | 14.5564 | 14.5564 | 14.5564 | 14.5564 | 14.5564 | 14.5564 | 14.5564 | 14.5564 | 14.5564 | 14.5564
| Leaside TS | T19/T20/T21 13.8 | A1A2 | Electric Vehicles | 0.079414 | 0.19811 | 0.35204 | 0.53644 | 0.75698 | 1.009 | 1.2876 | 1.603 | 1.8985 | 2.2494 | 2.6246 | 3.0199 | 3.5419 | 4.0673 | 4.5939 | 5.1204 | 5.6494 | 5.9876 | 6.0392 | 6.0912 | 6.1437 | 6.1967 | 6.2501 | 6.304 | 6.3584
|  |  |  | Electrified Heating | 0.13007 | 0.25897 | 0.38678 | 0.51631 | 0.64213 | 0.76741 | 0.89233 | 1.0169 | 1.1595 | 1.299 | 1.4388 | 1.5786 | 1.7187 | 1.8618 | 2.0022 | 2.1429 | 2.2839 | 2.4253 | 2.4415 | 2.4556 | 2.4697 | 2.4839 | 2.4983 | 2.5129 | 2.5271
|  |  |  | Data Centres | 0 | 0 | 0 | 0 | 0 | 0 | 0 | 0 | 2.8523 | 5.4393 | 7.6739 | 7.6739 | 7.6739 | 7.6739 | 7.6739 | 7.6739 | 7.6739 | 7.6739 | 7.6739 | 7.6739 | 7.6739 | 7.6739 | 7.6739 | 7.6739 | 7.6739
|  |  |  | Connection Requests | 7.6712 | 8.9374 | 9.8871 | 10.8367 | 6.331 | 6.331 | 6.331 | 6.331 | 6.331 | 6.331 | 6.331 | 6.331 | 6.331 | 6.331 | 6.331 | 6.331 | 6.331 | 6.331 | 6.331 | 6.331 | 6.331 | 6.331 | 6.331 | 6.331 | 6.331
| Leaside TS | T19/T20/T21 13.8 | Q1Q2 | Electric Vehicles | 0.079414 | 0.19811 | 0.35204 | 0.53644 | 0.75698 | 1.009 | 1.2876 | 1.603 | 1.8985 | 2.2494 | 2.6246 | 3.0199 | 3.5419 | 4.0673 | 4.5939 | 5.1204 | 5.6494 | 5.9876 | 6.0392 | 6.0912 | 6.1437 | 6.1967 | 6.2501 | 6.304 | 6.3584
|  |  |  | Electrified Heating | 0.40485 | 0.80603 | 1.2038 | 1.607 | 1.9986 | 2.3886 | 2.7774 | 3.1651 | 3.6088 | 4.0432 | 4.4784 | 4.9136 | 5.3495 | 5.795 | 6.2319 | 6.6697 | 7.1085 | 7.5488 | 7.5994 | 7.643 | 7.6868 | 7.7311 | 7.7759 | 7.8213 | 7.8657
|  |  |  | Data Centres | 0 | 0 | 0 | 0 | 0 | 0 | 0 | 0 | 0 | 0 | 0 | 0 | 0 | 0 | 0 | 0 | 0 | 0 | 0 | 0 | 0 | 0 | 0 | 0 | 0
|  |  |  | Connection Requests | 0 | 0 | 0 | 0 | 0 | 0 | 0 | 0 | 0 | 0 | 0 | 0 | 0 | 0 | 0 | 0 | 0 | 0 | 0 | 0 | 0 | 0 | 0 | 0 | 0
| Leaside TS | T19/T20/T21 13.8 | BY | Electric Vehicles | 0.069548 | 0.1735 | 0.3083 | 0.4698 | 0.66294 | 0.88367 | 1.1276 | 1.4039 | 1.6627 | 1.97 | 2.2986 | 2.6448 | 3.1019 | 3.562 | 4.0232 | 4.4843 | 4.9476 | 5.2438 | 5.289 | 5.3345 | 5.3805 | 5.4269 | 5.4737 | 5.5209 | 5.5685
|  |  |  | Electrified Heating | 0.7202 | 1.4339 | 2.1416 | 2.8588 | 3.5555 | 4.2492 | 4.9409 | 5.6305 | 6.4199 | 7.1927 | 7.9669 | 8.741 | 9.5165 | 10.3089 | 11.0863 | 11.865 | 12.6457 | 13.4288 | 13.5189 | 13.5965 | 13.6745 | 13.7532 | 13.8329 | 13.9137 | 13.9927
|  |  |  | Data Centres | 0 | 0 | 0 | 0 | 0 | 0 | 0 | 0 | 0 | 0 | 0 | 0 | 0 | 0.61993 | 0.86982 | 0.86982 | 0.86982 | 0.86982 | 0.86982 | 0.86982 | 0.86982 | 0.86982 | 0.86982 | 0.86982 | 0.86982
|  |  |  | Connection Requests | 0 | 0 | 0 | 0 | 0 | 0 | 0 | 0 | 0 | 0 | 0 | 0 | 0 | 0 | 0 | 0 | 0 | 0 | 0 | 0 | 0 | 0 | 0 | 0 | 0
| Scarboro TS | T21/T22 | JQ | Electric Vehicles | 0.16436 | 0.40443 | 0.74691 | 1.1706 | 1.7012 | 2.3113 | 3.0085 | 3.8034 | 4.5613 | 5.4562 | 6.4056 | 7.3779 | 8.5271 | 9.6829 | 10.8369 | 11.9829 | 13.1318 | 14.0143 | 14.1314 | 14.2495 | 14.3686 | 14.4887 | 14.6099 | 14.7321 | 14.8554
|  |  |  | Electrified Heating | 0.62738 | 1.2491 | 1.8656 | 2.4904 | 3.0973 | 3.7015 | 4.3041 | 4.9049 | 5.5925 | 6.2657 | 6.9401 | 7.6145 | 8.29 | 8.9804 | 9.6575 | 10.3359 | 11.016 | 11.6982 | 11.7766 | 11.8442 | 11.9122 | 11.9808 | 12.0502 | 12.1206 | 12.1894
|  |  |  | Data Centres | 0 | 0 | 8.2908 | 13.0284 | 16.5816 | 20.1348 | 23.688 | 23.688 | 23.688 | 23.688 | 23.688 | 23.688 | 23.688 | 23.688 | 23.688 | 23.688 | 23.688 | 23.688 | 23.688 | 23.688 | 23.688 | 23.688 | 23.688 | 23.688 | 23.688
|  |  |  | Connection Requests | 0 | 2.8695 | 4.5092 | 5.739 | 6.9688 | 8.1986 | 8.1986 | 8.1986 | 8.1986 | 8.1986 | 8.1986 | 8.1986 | 8.1986 | 8.1986 | 8.1986 | 8.1986 | 8.1986 | 8.1986 | 8.1986 | 8.1986 | 8.1986 | 8.1986 | 8.1986 | 8.1986 | 8.1986
| Scarboro TS | T23/T24 | BY | Electric Vehicles | 0.17815 | 0.43837 | 0.80959 | 1.2688 | 1.844 | 2.5053 | 3.261 | 4.1226 | 4.9441 | 5.9141 | 6.9432 | 7.9971 | 9.2428 | 10.4955 | 11.7464 | 12.9885 | 14.2339 | 15.1904 | 15.3173 | 15.4453 | 15.5745 | 15.7047 | 15.836 | 15.9685 | 16.1021
|  |  |  | Electrified Heating | 0.64151 | 1.2772 | 1.9076 | 2.5465 | 3.167 | 3.7849 | 4.401 | 5.0154 | 5.7185 | 6.4068 | 7.0964 | 7.786 | 8.4768 | 9.1826 | 9.8751 | 10.5687 | 11.2641 | 11.9617 | 12.0419 | 12.111 | 12.1805 | 12.2506 | 12.3216 | 12.3936 | 12.4639
|  |  |  | Data Centres | 0 | 0 | 0 | 0 | 0 | 0 | 0 | 0 | 0 | 0 | 0 | 0 | 0 | 0 | 0 | 0 | 0 | 0 | 0 | 0 | 0 | 0 | 0 | 0 | 0
|  |  |  | Connection Requests | 0 | 1.0739 | 1.6876 | 2.1478 | 2.608 | 16.8233 | 16.8233 | 16.8233 | 16.8233 | 16.8233 | 16.8233 | 16.8233 | 16.8233 | 16.8233 | 16.8233 | 16.8233 | 16.8233 | 16.8233 | 16.8233 | 16.8233 | 16.8233 | 16.8233 | 16.8233 | 16.8233 | 16.8233
| Sheppard TS | T1/T2 | JQ | Electric Vehicles | 0.19785 | 0.4918 | 0.90728 | 1.4071 | 2.0137 | 2.6949 | 3.4624 | 4.3389 | 5.176 | 6.156 | 7.2065 | 8.2949 | 9.6668 | 11.048 | 12.4309 | 13.8094 | 15.194 | 16.1521 | 16.294 | 16.4371 | 16.5816 | 16.7273 | 16.8743 | 17.0227 | 17.1724
|  |  |  | Electrified Heating | 0.60591 | 1.2064 | 1.8017 | 2.4051 | 2.9913 | 3.5749 | 4.1568 | 4.7371 | 5.4012 | 6.0513 | 6.7026 | 7.3539 | 8.0064 | 8.6731 | 9.3271 | 9.9822 | 10.6391 | 11.2979 | 11.3736 | 11.4389 | 11.5046 | 11.5708 | 11.6378 | 11.7058 | 11.7723
|  |  |  | Data Centres | 0 | 0 | 0 | 0 | 0 | 0 | 0 | 0 | 2.5536 | 4.8697 | 6.8703 | 8.5452 | 9.7605 | 10.4953 | 10.4953 | 10.4953 | 10.4953 | 10.4953 | 10.4953 | 10.4953 | 10.4953 | 10.4953 | 10.4953 | 10.4953 | 10.4953
|  |  |  | Connection Requests | 1.1432 | 1.8643 | 2.4765 | 4.462 | 5.5738 | 7.6884 | 9.149 | 10.3916 | 11.0456 | 11.0456 | 11.0456 | 11.0456 | 11.0456 | 11.0456 | 11.0456 | 11.0456 | 11.0456 | 11.0456 | 11.0456 | 11.0456 | 11.0456 | 11.0456 | 11.0456 | 11.0456 | 11.0456
| Sheppard TS | T5/T6 (was T3/T4) | EZ (was BY) | Electric Vehicles | 0.22462 | 0.55835 | 1.03 | 1.5975 | 2.2862 | 3.0596 | 3.9309 | 4.9261 | 5.8764 | 6.9891 | 8.1817 | 9.4174 | 10.975 | 12.543 | 14.1131 | 15.6781 | 17.2501 | 18.3378 | 18.4989 | 18.6614 | 18.8254 | 18.9909 | 19.1578 | 19.3262 | 19.4962
|  |  |  | Electrified Heating | 0.81406 | 1.6208 | 2.4207 | 3.2314 | 4.0189 | 4.803 | 5.5848 | 6.3644 | 7.2566 | 8.1301 | 9.0052 | 9.8802 | 10.7568 | 11.6525 | 12.5312 | 13.4114 | 14.2939 | 15.1791 | 15.2808 | 15.3685 | 15.4567 | 15.5457 | 15.6358 | 15.7271 | 15.8164
|  |  |  | Data Centres | 0 | 0 | 0 | 0 | 0 | 0 | 0 | 0 | 0 | 0 | 0 | 0 | 0 | 0 | 0 | 0 | 0 | 0 | 0 | 0 | 0 | 2.4955e-08 | 5.5133e-08 | 9.1627e-08 | 9.1627e-08
|  |  |  | Connection Requests | 0.72003 | 1.1315 | 1.4401 | 1.7486 | 2.0572 | 2.0572 | 2.0572 | 2.0572 | 2.0572 | 2.0572 | 2.0572 | 2.0572 | 2.0572 | 2.0572 | 2.0572 | 2.0572 | 2.0572 | 2.0572 | 2.0572 | 2.0572 | 2.0572 | 2.0572 | 2.0572 | 2.0572 | 2.0572
| Warden TS | T3/T4 | JQ | Electric Vehicles | 0.30546 | 0.76894 | 1.4146 | 2.1645 | 3.0354 | 3.9818 | 5.0242 | 6.2176 | 7.359 | 8.6789 | 10.1161 | 11.6327 | 13.7243 | 15.8329 | 17.9516 | 20.0739 | 22.2107 | 23.4826 | 23.7027 | 23.9248 | 24.1489 | 24.3752 | 24.6036 | 24.8342 | 25.0669
|  |  |  | Electrified Heating | 1.2695 | 2.5274 | 3.7748 | 5.039 | 6.267 | 7.4898 | 8.709 | 9.9246 | 11.316 | 12.6781 | 14.0427 | 15.4072 | 16.7741 | 18.171 | 19.5411 | 20.9138 | 22.2899 | 23.6703 | 23.8289 | 23.9657 | 24.1033 | 24.242 | 24.3825 | 24.5249 | 24.6641
|  |  |  | Data Centres | 11.496 | 11.496 | 9.3884 | 14.7532 | 18.7768 | 22.8004 | 26.824 | 26.824 | 26.824 | 26.824 | 26.824 | 26.824 | 26.824 | 27.5202 | 27.8009 | 27.8009 | 27.8009 | 27.8009 | 27.8009 | 27.8009 | 27.8009 | 27.8009 | 27.8009 | 27.8009 | 27.8009
|  |  |  | Connection Requests | 0 | 1.6765 | 3.5908 | 4.8557 | 5.9841 | 7.1124 | 7.5222 | 7.5222 | 7.5222 | 7.5222 | 7.5222 | 7.5222 | 7.5222 | 7.5222 | 7.5222 | 7.5222 | 7.5222 | 7.5222 | 7.5222 | 7.5222 | 7.5222 | 7.5222 | 7.5222 | 7.5222 | 7.5222
WEST 230kV
| Horner TS | T1/T2**Based on 2031 NA Estimated Split | EJ | Electric Vehicles | 0.1229 | 0.30778 | 0.55325 | 0.84343 | 1.186 | 1.5702 | 1.9936 | 2.4748 | 2.9287 | 3.4626 | 4.0376 | 4.6444 | 5.4627 | 6.2868 | 7.1137 | 7.9414 | 8.7735 | 9.2876 | 9.3703 | 9.4538 | 9.538 | 9.623 | 9.7088 | 9.7954 | 9.8827
|  |  |  | Electrified Heating | 0.0063743 | 0.012691 | 0.018955 | 0.025303 | 0.031469 | 0.037608 | 0.04373 | 0.049835 | 0.056821 | 0.063661 | 0.070513 | 0.077364 | 0.084228 | 0.091242 | 0.098122 | 0.10502 | 0.11192 | 0.11886 | 0.11965 | 0.12034 | 0.12103 | 0.12173 | 0.12243 | 0.12315 | 0.12385
|  |  |  | Data Centres | 18.28 | 27.42 | 36.56 | 45.7 | 45.7 | 45.7 | 45.7 | 45.7 | 45.7 | 45.7 | 45.7 | 45.7 | 45.7 | 45.7 | 45.7 | 45.7 | 45.7 | 45.7 | 45.7 | 45.7 | 45.7 | 45.7 | 45.7 | 45.7 | 45.7
|  |  |  | Connection Requests | 0 | 0 | 0 | 0 | 0 | 0 | 0 | 0 | 0 | 0 | 0 | 0 | 0 | 0 | 0 | 0 | 0 | 0 | 0 | 0 | 0 | 0 | 0 | 0 | 0
| Horner TS | T1/T2**Based on 2031 NA Estimated Split | QZ | Electric Vehicles | 0.1229 | 0.30778 | 0.55325 | 0.84343 | 1.186 | 1.5702 | 1.9936 | 2.4748 | 2.9287 | 3.4626 | 4.0376 | 4.6444 | 5.4627 | 6.2868 | 7.1137 | 7.9414 | 8.7735 | 9.2876 | 9.3703 | 9.4538 | 9.538 | 9.623 | 9.7088 | 9.7954 | 9.8827
|  |  |  | Electrified Heating | 0 | 0 | 0 | 0 | 0 | 0 | 0 | 0 | 0 | 0 | 0 | 0 | 0 | 0 | 0 | 0 | 0 | 0 | 0 | 0 | 0 | 0 | 0 | 0 | 0
|  |  |  | Data Centres | 0 | 0 | 0 | 0 | 0 | 0 | 0 | 0 | 0 | 0 | 0 | 0 | 0 | 0 | 0 | 0 | 0 | 0 | 0 | 0 | 0 | 0 | 2.6193e-08 | 5.7868e-08 | 9.6173e-08
|  |  |  | Connection Requests | 0 | 0 | 0 | 0 | 0 | 0 | 0 | 0 | 0 | 0 | 0 | 0 | 0 | 0 | 0 | 0 | 0 | 0 | 0 | 0 | 0 | 0 | 0 | 0 | 0
| Horner TS | T3/T4**Based on 2031 NA Estimated Split | BY | Electric Vehicles | 0.1229 | 0.30778 | 0.55325 | 0.84343 | 1.186 | 1.5702 | 1.9936 | 2.4748 | 2.9287 | 3.4626 | 4.0376 | 4.6444 | 5.4627 | 6.2868 | 7.1137 | 7.9414 | 8.7735 | 9.2876 | 9.3703 | 9.4538 | 9.538 | 9.623 | 9.7088 | 9.7954 | 9.8827
|  |  |  | Electrified Heating | 1.3934 | 2.7742 | 4.1433 | 5.5309 | 6.8788 | 8.2209 | 9.5591 | 10.8934 | 12.4206 | 13.9157 | 15.4135 | 16.9111 | 18.4115 | 19.9447 | 21.4486 | 22.9553 | 24.4657 | 25.9808 | 26.155 | 26.3051 | 26.4561 | 26.6084 | 26.7625 | 26.9189 | 27.0717
|  |  |  | Data Centres | 0 | 0 | 0 | 0 | 0 | 0 | 0 | 0 | 2.6766 | 5.1042 | 7.2012 | 7.2012 | 7.2012 | 7.2012 | 7.4903 | 7.4903 | 7.4903 | 7.4903 | 7.4903 | 7.4903 | 7.4903 | 7.4903 | 7.4903 | 7.4903 | 7.4903
|  |  |  | Connection Requests | 2.9751 | 12.5081 | 22.8681 | 26.5338 | 32.3827 | 35.9145 | 37.7007 | 38.7426 | 39.7846 | 39.7846 | 39.7846 | 39.7846 | 39.7846 | 39.7846 | 39.7846 | 39.7846 | 39.7846 | 39.7846 | 39.7846 | 39.7846 | 39.7846 | 39.7846 | 39.7846 | 39.7846 | 39.7846
| Manby TS | T13/T4 | VF | Electric Vehicles | 0.26328 | 0.65536 | 1.1839 | 1.8196 | 2.5865 | 3.4574 | 4.4295 | 5.5345 | 6.5789 | 7.8116 | 9.1303 | 10.5077 | 12.2806 | 14.0651 | 15.8526 | 17.6369 | 19.4291 | 20.6261 | 20.8047 | 20.985 | 21.1669 | 21.3503 | 21.5354 | 21.7222 | 21.9106
|  |  |  | Electrified Heating | 0.21329 | 0.42465 | 0.63424 | 0.84665 | 1.053 | 1.2584 | 1.4633 | 1.6675 | 1.9013 | 2.1301 | 2.3594 | 2.5887 | 2.8183 | 3.053 | 3.2833 | 3.5139 | 3.7451 | 3.977 | 4.0037 | 4.0267 | 4.0498 | 4.0731 | 4.0967 | 4.1206 | 4.144
|  |  |  | Data Centres | 0 | 0 | 0 | 0 | 0 | 0 | 0 | 2.3346 | 4.5304 | 6.5219 | 6.5219 | 6.5219 | 6.5219 | 6.5219 | 6.5219 | 6.5219 | 6.5219 | 6.5219 | 6.5219 | 6.5219 | 6.5219 | 6.5219 | 6.5219 | 6.5219 | 6.5219
|  |  |  | Connection Requests | 2.1781 | 3.5466 | 6.8041 | 8.8472 | 10.582 | 11.5072 | 12.4324 | 12.4324 | 12.4324 | 12.4324 | 12.4324 | 12.4324 | 12.4324 | 12.4324 | 12.4324 | 12.4324 | 12.4324 | 12.4324 | 12.4324 | 12.4324 | 12.4324 | 12.4324 | 12.4324 | 12.4324 | 12.4324
| Manby TS | T3/T4 | BY | Electric Vehicles | 0.29675 | 0.73866 | 1.3344 | 2.0508 | 2.9152 | 3.8969 | 4.9926 | 6.238 | 7.4151 | 8.8045 | 10.2909 | 11.8434 | 13.8415 | 15.8529 | 17.8676 | 19.8787 | 21.8987 | 23.2478 | 23.4492 | 23.6523 | 23.8573 | 24.0641 | 24.2728 | 24.4832 | 24.6956
|  |  |  | Electrified Heating | 0.49518 | 0.9859 | 1.4725 | 1.9656 | 2.4446 | 2.9216 | 3.3972 | 3.8714 | 4.4141 | 4.9454 | 5.4777 | 6.01 | 6.5432 | 7.0881 | 7.6225 | 8.158 | 8.6948 | 9.2332 | 9.2951 | 9.3485 | 9.4021 | 9.4562 | 9.511 | 9.5666 | 9.6209
|  |  |  | Data Centres | 0 | 0 | 0 | 0 | 0 | 0 | 0 | 0 | 0 | 0 | 0 | 0 | 0 | 0 | 0 | 1.553e-15 | -3.2504e-16 | 3.2444e-08 | 6.048e-08 | 9.4384e-08 | 1.3538e-07 | 1.3538e-07 | 1.3538e-07 | 1.3538e-07 | 1.3538e-07
|  |  |  | Connection Requests | 0.3476 | 0.6083 | 0.869 | 1.1297 | 1.1297 | 1.1297 | 1.1297 | 1.1297 | 1.1297 | 1.1297 | 1.1297 | 1.1297 | 1.1297 | 1.1297 | 1.1297 | 1.1297 | 1.1297 | 1.1297 | 1.1297 | 1.1297 | 1.1297 | 1.1297 | 1.1297 | 1.1297 | 1.1297
| Manby TS | T5/T6 | QZ | Electric Vehicles | 0.27045 | 0.67321 | 1.2162 | 1.8691 | 2.6569 | 3.5516 | 4.5502 | 5.6853 | 6.7581 | 8.0244 | 9.379 | 10.7939 | 12.6151 | 14.4482 | 16.2844 | 18.1173 | 19.9583 | 21.1879 | 21.3714 | 21.5566 | 21.7434 | 21.9319 | 22.122 | 22.3138 | 22.5074
|  |  |  | Electrified Heating | 0.33261 | 0.66222 | 0.98906 | 1.3203 | 1.642 | 1.9624 | 2.2819 | 2.6004 | 2.9649 | 3.3218 | 3.6794 | 4.0369 | 4.395 | 4.761 | 5.12 | 5.4797 | 5.8403 | 6.2019 | 6.2435 | 6.2793 | 6.3154 | 6.3517 | 6.3885 | 6.4259 | 6.4623
|  |  |  | Data Centres | 0 | 0 | 0 | 0 | 0 | 0 | 0 | 0 | 0 | 0 | 0 | 0 | 0 | 0 | 0 | 0 | 0 | 0 | 0 | 0 | 1.5322e-08 | 3.3852e-08 | 5.6259e-08 | 5.6259e-08 | 5.6259e-08
|  |  |  | Connection Requests | 0.5544 | 0.8712 | 1.1088 | 1.3464 | 1.584 | 1.584 | 1.584 | 1.584 | 1.584 | 1.584 | 1.584 | 1.584 | 1.584 | 1.584 | 1.584 | 1.584 | 1.584 | 1.584 | 1.584 | 1.584 | 1.584 | 1.584 | 1.584 | 1.584 | 1.584
| Rexdale TS | T1/T2 | BY | Electric Vehicles | 0.40145 | 0.96683 | 1.7302 | 2.7413 | 4.0917 | 5.7441 | 7.6642 | 9.833 | 11.869 | 14.3366 | 16.8969 | 19.4839 | 22.2182 | 24.9602 | 27.6818 | 30.3656 | 33.0436 | 35.4979 | 35.7553 | 36.0147 | 36.276 | 36.5392 | 36.8045 | 37.0718 | 37.3411
|  |  |  | Electrified Heating | 0.25782 | 0.51332 | 0.76666 | 1.0234 | 1.2728 | 1.5211 | 1.7688 | 2.0157 | 2.2983 | 2.5749 | 2.852 | 3.1292 | 3.4068 | 3.6905 | 3.9688 | 4.2475 | 4.527 | 4.8074 | 4.8396 | 4.8674 | 4.8953 | 4.9235 | 4.952 | 4.9809 | 5.0092
|  |  |  | Data Centres | 0 | 0 | 0 | 0 | 0 | 0 | 0 | 0 | 0 | 0 | 0 | 0 | 0 | 0 | 0 | 0 | 0 | 0 | 0 | 0 | 0 | 0 | 0 | 0 | 0
|  |  |  | Connection Requests | 0 | 0 | 0 | 0 | 0 | 0 | 0 | 0 | 0 | 0 | 0 | 0 | 0 | 0 | 0 | 0 | 0 | 0 | 0 | 0 | 0 | 0 | 0 | 0 | 0
| Rexdale TS | T1/T2 | JQ | Electric Vehicles | 0.41143 | 0.99086 | 1.7732 | 2.8094 | 4.1934 | 5.8868 | 7.8547 | 10.0774 | 12.1639 | 14.6929 | 17.3169 | 19.9681 | 22.7704 | 25.5805 | 28.3697 | 31.1203 | 33.8648 | 36.3801 | 36.6439 | 36.9097 | 37.1775 | 37.4473 | 37.7192 | 37.9931 | 38.2691
|  |  |  | Electrified Heating | 0.25632 | 0.51033 | 0.76221 | 1.0175 | 1.2654 | 1.5123 | 1.7585 | 2.004 | 2.2849 | 2.5599 | 2.8355 | 3.111 | 3.387 | 3.669 | 3.9457 | 4.2229 | 4.5007 | 4.7794 | 4.8115 | 4.8391 | 4.8669 | 4.8949 | 4.9232 | 4.952 | 4.9801
|  |  |  | Data Centres | 0 | 0 | 0 | 0 | 0 | 0 | 0 | 0 | 0 | 0 | 0 | 0 | 0 | 0 | 0 | 0 | 0 | 0 | 0 | 0 | 0 | 0 | 0 | 0 | 0
|  |  |  | Connection Requests | 0 | 0.9093 | 1.4289 | 1.8186 | 2.2083 | 2.598 | 2.598 | 2.598 | 2.598 | 2.598 | 2.598 | 2.598 | 2.598 | 2.598 | 2.598 | 2.598 | 2.598 | 2.598 | 2.598 | 2.598 | 2.598 | 2.598 | 2.598 | 2.598 | 2.598
| Richview TS | T1/T2 | EJ | Electric Vehicles | 0.036556 | 0.091696 | 0.16595 | 0.25322 | 0.3557 | 0.46955 | 0.59496 | 0.7378 | 0.87307 | 1.0314 | 1.2024 | 1.383 | 1.6284 | 1.8756 | 2.1237 | 2.3721 | 2.622 | 2.7744 | 2.7995 | 2.8249 | 2.8505 | 2.8763 | 2.9023 | 2.9286 | 2.9551
|  |  |  | Electrified Heating | 0.86551 | 1.7232 | 2.5737 | 3.4356 | 4.2729 | 5.1065 | 5.9378 | 6.7666 | 7.7153 | 8.644 | 9.5743 | 10.5046 | 11.4366 | 12.389 | 13.3232 | 14.2591 | 15.1973 | 16.1384 | 16.2466 | 16.3399 | 16.4336 | 16.5282 | 16.624 | 16.7211 | 16.816
|  |  |  | Data Centres | 0 | 0 | 0 | 0 | 0 | 0 | 0 | 0 | 2.6239 | 5.0037 | 7.0594 | 7.0594 | 7.0594 | 7.0594 | 7.0594 | 7.0594 | 7.0594 | 7.0594 | 7.0594 | 7.0594 | 7.0594 | 7.0594 | 7.0594 | 7.0594 | 7.0594
|  |  |  | Connection Requests | 0 | 0 | 0 | 0 | 0 | 0 | 0 | 0 | 0 | 0 | 0 | 0 | 0 | 0 | 0 | 0 | 0 | 0 | 0 | 0 | 0 | 0 | 0 | 0 | 0
| Richview TS | T5/T6 | QZ | Electric Vehicles | 0.033904 | 0.085044 | 0.15391 | 0.23485 | 0.3299 | 0.43548 | 0.5518 | 0.68428 | 0.80974 | 0.95656 | 1.1152 | 1.2827 | 1.5102 | 1.7395 | 1.9696 | 2.2 | 2.4318 | 2.5732 | 2.5965 | 2.62 | 2.6437 | 2.6676 | 2.6918 | 2.7161 | 2.7407
|  |  |  | Electrified Heating | 0.248 | 0.49377 | 0.73746 | 0.98444 | 1.2243 | 1.4632 | 1.7014 | 1.9389 | 2.2107 | 2.4768 | 2.7434 | 3.01 | 3.277 | 3.5499 | 3.8176 | 4.0858 | 4.3546 | 4.6243 | 4.6553 | 4.682 | 4.7089 | 4.736 | 4.7634 | 4.7912 | 4.8184
|  |  |  | Data Centres | 0 | 0 | 0 | 0 | 0 | 0 | 0 | 0 | 2.4336 | 4.6407 | 9.3023 | 11.5234 | 13.135 | 14.1095 | 14.5023 | 14.5023 | 14.5023 | 14.5023 | 14.5023 | 14.5023 | 14.5023 | 14.5023 | 14.5023 | 14.5023 | 14.5023
|  |  |  | Connection Requests | 0 | 19.944 | 19.944 | 28.254 | 8.31 | 8.31 | 8.31 | 8.31 | 0 | 0 | 0 | 0 | 0 | 0 | 0 | 0 | 0 | 0 | 0 | 0 | 0 | 0 | 0 | 0 | 0
| Richview TS | T7/T8 | BY | Electric Vehicles | 0.029375 | 0.073684 | 0.13335 | 0.20348 | 0.28583 | 0.37731 | 0.47809 | 0.59288 | 0.70158 | 0.82879 | 0.96624 | 1.1113 | 1.3085 | 1.5071 | 1.7065 | 1.9062 | 2.107 | 2.2295 | 2.2496 | 2.27 | 2.2905 | 2.3113 | 2.3322 | 2.3533 | 2.3746
|  |  |  | Electrified Heating | 0.073 | 0.14534 | 0.21707 | 0.28977 | 0.36039 | 0.4307 | 0.50081 | 0.57072 | 0.65073 | 0.72906 | 0.80753 | 0.88599 | 0.9646 | 1.0449 | 1.1237 | 1.2027 | 1.2818 | 1.3612 | 1.3703 | 1.3782 | 1.3861 | 1.394 | 1.4021 | 1.4103 | 1.4183
|  |  |  | Data Centres | 0 | 0 | 0 | 0 | 0 | 0 | 0 | 0 | 0 | 0 | 0 | 0 | 0 | 0 | 0 | 0 | 0 | 0 | 0 | 0 | 0 | 0 | 0 | 0 | 0
|  |  |  | Connection Requests | 0 | 0 | 0 | 0 | 0 | 0 | 0 | 0 | 0 | 0 | 0 | 0 | 0 | 0 | 0 | 0 | 0 | 0 | 0 | 0 | 0 | 0 | 0 | 0 | 0
LEASIDE 115kV
| Basin TS | T3/T5 | A5-6BN | Electric Vehicles | 0.066749 | 0.16769 | 0.30598 | 0.46764 | 0.65658 | 0.86431 | 1.0932 | 1.3546 | 1.6033 | 1.8928 | 2.2066 | 2.5378 | 2.9903 | 3.4464 | 3.9045 | 4.3631 | 4.8247 | 5.1036 | 5.1505 | 5.1979 | 5.2457 | 5.294 | 5.3427 | 5.3919 | 5.4415
|  |  |  | Electrified Heating | 0.27192 | 0.54138 | 0.80858 | 1.0794 | 1.3424 | 1.6043 | 1.8655 | 2.1259 | 2.4239 | 2.7157 | 3.008 | 3.3002 | 3.593 | 3.8922 | 4.1857 | 4.4798 | 4.7745 | 5.0702 | 5.1042 | 5.1335 | 5.163 | 5.1927 | 5.2228 | 5.2533 | 5.2831
|  |  |  | Data Centres | 0 | 0 | 0 | 0 | 0 | 0 | 0 | 0 | 0 | 0 | 0 | 0 | 0 | 0 | 0 | 0 | 0 | 0 | 0 | 0 | 0 | 0 | 2.6737e-08 | 5.9071e-08 | 9.8172e-08
|  |  |  | Connection Requests | 10.6884 | 16.4479 | 21.7436 | 24.4614 | 17.8492 | 18.1189 | 18.1189 | 18.1189 | 18.1189 | 18.1189 | 18.1189 | 18.1189 | 18.1189 | 18.1189 | 18.1189 | 18.1189 | 18.1189 | 18.1189 | 18.1189 | 18.1189 | 18.1189 | 18.1189 | 18.1189 | 18.1189 | 18.1189
| Basin TS | T3/T5 | A7-8BN | Electric Vehicles | 0.062671 | 0.15745 | 0.28729 | 0.43907 | 0.61647 | 0.81151 | 1.0264 | 1.2718 | 1.5054 | 1.7771 | 2.0718 | 2.3827 | 2.8077 | 3.2359 | 3.6659 | 4.0966 | 4.5299 | 4.7918 | 4.8359 | 4.8803 | 4.9252 | 4.9706 | 5.0163 | 5.0625 | 5.109
|  |  |  | Electrified Heating | 0.036901 | 0.073469 | 0.10973 | 0.14648 | 0.18217 | 0.21772 | 0.25316 | 0.28849 | 0.32894 | 0.36853 | 0.4082 | 0.44786 | 0.4876 | 0.5282 | 0.56803 | 0.60793 | 0.64793 | 0.68806 | 0.69267 | 0.69664 | 0.70064 | 0.70468 | 0.70876 | 0.7129 | 0.71695
|  |  |  | Data Centres | 0 | 0 | 0 | 0 | 0 | 0 | 0 | 0 | 0 | 0 | 0 | 0 | 0 | 0 | 0 | 0 | 0 | 0 | 0 | 0 | 0 | 0 | 0 | 0 | 0
|  |  |  | Connection Requests | 0.51706 | 1.0341 | 1.5512 | 1.5512 | 1.5512 | 1.5512 | 1.5512 | 1.5512 | 1.5512 | 1.5512 | 1.5512 | 1.5512 | 1.5512 | 1.5512 | 1.5512 | 1.5512 | 1.5512 | 1.5512 | 1.5512 | 1.5512 | 1.5512 | 1.5512 | 1.5512 | 1.5512 | 1.5512
| Bridgman TS | T11/T12/T3/T4/T15 | A1-2B | Electric Vehicles | 0.1314 | 0.33585 | 0.60552 | 0.90509 | 1.2311 | 1.5722 | 1.9307 | 2.3407 | 2.7293 | 3.1734 | 3.6687 | 4.2118 | 5.0767 | 5.9499 | 6.8313 | 7.7205 | 8.6182 | 9.032 | 9.1229 | 9.2147 | 9.3074 | 9.401 | 9.4955 | 9.591 | 9.6874
|  |  |  | Electrified Heating | 0.18712 | 0.37255 | 0.55642 | 0.74277 | 0.92378 | 1.104 | 1.2837 | 1.4629 | 1.668 | 1.8688 | 2.0699 | 2.2711 | 2.4726 | 2.6785 | 2.8804 | 3.0828 | 3.2856 | 3.4891 | 3.5125 | 3.5326 | 3.5529 | 3.5733 | 3.5941 | 3.615 | 3.6356
|  |  |  | Data Centres | 0 | 0 | 0 | 0 | 0 | 0 | 0 | 0 | 0 | 0 | 0 | 0 | 0 | 0 | 0 | 0 | 0 | 0 | 0 | 1.6403e-08 | 3.624e-08 | 6.0229e-08 | 8.7339e-08 | 1.2012e-07 | 1.5977e-07
|  |  |  | Connection Requests | 0 | 0 | 0 | 0 | 0 | 0 | 0 | 0 | 0 | 0 | 0 | 0 | 0 | 0 | 0 | 0 | 0 | 0 | 0 | 0 | 0 | 0 | 0 | 0 | 0
| Bridgman TS | T11/T12/T3/T4/T15 | A1-2H | Electric Vehicles | 0.11254 | 0.28756 | 0.51863 | 0.77556 | 1.0556 | 1.3488 | 1.6574 | 2.0103 | 2.3449 | 2.7273 | 3.1536 | 3.6205 | 4.3618 | 5.1102 | 5.8655 | 6.6275 | 7.3966 | 7.7533 | 7.8312 | 7.9098 | 7.9893 | 8.0695 | 8.1505 | 8.2323 | 8.3149
|  |  |  | Electrified Heating | 0.19425 | 0.38675 | 0.57763 | 0.77108 | 0.95899 | 1.1461 | 1.3327 | 1.5187 | 1.7316 | 1.94 | 2.1488 | 2.3576 | 2.5668 | 2.7805 | 2.9902 | 3.2003 | 3.4108 | 3.622 | 3.6463 | 3.6673 | 3.6883 | 3.7095 | 3.731 | 3.7528 | 3.7741
|  |  |  | Data Centres | 0 | 0 | 0 | 0 | 0 | 2.8352 | 5.6404 | 8.3543 | 8.3543 | 8.3543 | 8.3543 | 8.3543 | 8.3543 | 8.3543 | 8.3543 | 8.3543 | 8.3543 | 8.3543 | 8.3543 | 8.3543 | 8.3543 | 8.3543 | 8.3543 | 8.3543 | 8.3543
|  |  |  | Connection Requests | 0.74846 | 1.1761 | 1.4969 | 1.8177 | 2.1384 | 2.1384 | 2.1384 | 2.1384 | 2.1384 | 2.1384 | 2.1384 | 2.1384 | 2.1384 | 2.1384 | 2.1384 | 2.1384 | 2.1384 | 2.1384 | 2.1384 | 2.1384 | 2.1384 | 2.1384 | 2.1384 | 2.1384 | 2.1384
| Bridgman TS | T11/T12/T3/T4/T15 | A5-6H | Electric Vehicles | 0.11401 | 0.29132 | 0.52541 | 0.78571 | 1.0694 | 1.3665 | 1.6791 | 2.0366 | 2.3756 | 2.7629 | 3.1948 | 3.6679 | 4.4189 | 5.1771 | 5.9423 | 6.7142 | 7.4934 | 7.8548 | 7.9337 | 8.0134 | 8.0938 | 8.1751 | 8.2572 | 8.34 | 8.4237
|  |  |  | Electrified Heating | 0.021836 | 0.043475 | 0.064931 | 0.086676 | 0.1078 | 0.12883 | 0.1498 | 0.17071 | 0.19465 | 0.21808 | 0.24155 | 0.26502 | 0.28853 | 0.31256 | 0.33613 | 0.35974 | 0.38341 | 0.40715 | 0.40988 | 0.41223 | 0.4146 | 0.41699 | 0.4194 | 0.42185 | 0.42425
|  |  |  | Data Centres | 0 | 0 | 0 | 0 | 0 | 0 | 0 | 0 | 0 | 0 | 0 | 0 | 0 | 0 | 0 | 0 | 0 | 0 | 0 | 0 | 0 | 0 | 0 | 0 | 0
|  |  |  | Connection Requests | 0 | 0 | 0 | 0 | 0 | 0 | 0 | 0 | 0 | 0 | 0 | 0 | 0 | 0 | 0 | 0 | 0 | 0 | 0 | 0 | 0 | 0 | 0 | 0 | 0
| Bridgman TS | T11/T12/T3/T4/T15 | A7-8H | Electric Vehicles | 0.11119 | 0.28411 | 0.51241 | 0.76626 | 1.0429 | 1.3326 | 1.6375 | 1.9862 | 2.3167 | 2.6945 | 3.1158 | 3.5771 | 4.3095 | 5.0489 | 5.7952 | 6.548 | 7.3079 | 7.6603 | 7.7372 | 7.815 | 7.8934 | 7.9727 | 8.0527 | 8.1336 | 8.2152
|  |  |  | Electrified Heating | 0.44554 | 0.88706 | 1.3249 | 1.7685 | 2.1995 | 2.6287 | 3.0566 | 3.4832 | 3.9716 | 4.4496 | 4.9286 | 5.4075 | 5.8872 | 6.3775 | 6.8584 | 7.3401 | 7.8231 | 8.3075 | 8.3632 | 8.4112 | 8.4595 | 8.5082 | 8.5575 | 8.6075 | 8.6564
|  |  |  | Data Centres | 0 | 0 | 0 | 0 | 0 | 0 | 0 | 0 | 0 | 0 | 0 | 0 | 0 | 0 | 0 | 0 | 0 | 0 | 0 | 0 | 0 | 0 | 0 | 0 | 0
|  |  |  | Connection Requests | 1.114 | 1.9495 | 2.785 | 3.6206 | 3.6206 | 3.6206 | 3.6206 | 3.6206 | 3.6206 | 3.6206 | 3.6206 | 3.6206 | 3.6206 | 3.6206 | 3.6206 | 3.6206 | 3.6206 | 3.6206 | 3.6206 | 3.6206 | 3.6206 | 3.6206 | 3.6206 | 3.6206 | 3.6206
| Carlaw TS | T1/T2 | A8-9E | Electric Vehicles | 0.13748 | 0.3508 | 0.63463 | 0.95153 | 1.2992 | 1.6643 | 2.0508 | 2.4929 | 2.9129 | 3.3931 | 3.9273 | 4.5096 | 5.42 | 6.3391 | 7.2662 | 8.2008 | 9.144 | 9.5939 | 9.6898 | 9.7865 | 9.8843 | 9.983 | 10.0826 | 10.1832 | 10.2849
|  |  |  | Electrified Heating | 0.094478 | 0.1881 | 0.28094 | 0.37502 | 0.46642 | 0.55742 | 0.64816 | 0.73863 | 0.84218 | 0.94356 | 1.0451 | 1.1467 | 1.2484 | 1.3524 | 1.4543 | 1.5565 | 1.6589 | 1.7616 | 1.7734 | 1.7836 | 1.7939 | 1.8042 | 1.8146 | 1.8252 | 1.8356
|  |  |  | Data Centres | 0 | 0 | 0 | 0 | 0 | 0 | 0 | 0 | 0 | 0 | 0 | 0 | 0 | 0 | 0 | 0 | -6.294e-16 | 1.0873e-08 | 2.4022e-08 | 2.4022e-08 | 2.4022e-08 | 2.4022e-08 | 2.4022e-08 | 2.4022e-08 | 2.4022e-08
|  |  |  | Connection Requests | 0 | 0 | 9.51 | 9.51 | 0 | 0 | 0 | 0 | 0 | 0 | 0 | 0 | 0 | 0 | 0 | 0 | 0 | 0 | 0 | 0 | 0 | 0 | 0 | 0 | 0
| Carlaw TS | T1/T2 | A10-11E | Electric Vehicles | 0.12678 | 0.32351 | 0.58525 | 0.87749 | 1.1981 | 1.5348 | 1.8912 | 2.299 | 2.6862 | 3.1291 | 3.6217 | 4.1587 | 4.9983 | 5.8458 | 6.7008 | 7.5626 | 8.4325 | 8.8474 | 8.9358 | 9.025 | 9.1151 | 9.2062 | 9.2981 | 9.3909 | 9.4846
|  |  |  | Electrified Heating | 0.469 | 0.93375 | 1.3946 | 1.8617 | 2.3153 | 2.7671 | 3.2175 | 3.6666 | 4.1807 | 4.6839 | 5.188 | 5.6921 | 6.1972 | 6.7132 | 7.2194 | 7.7266 | 8.2349 | 8.7449 | 8.8035 | 8.8541 | 8.9049 | 8.9561 | 9.008 | 9.0607 | 9.1121
|  |  |  | Data Centres | 0 | 0 | 0 | 0 | 0 | 0 | 0 | 0 | 0 | 0 | 0 | 0 | 0 | 0 | 0 | 0 | 0 | 0 | 0 | 0 | 0 | 2.2107e-08 | 4.884e-08 | 8.1169e-08 | 8.1169e-08
|  |  |  | Connection Requests | 0 | 0 | 0 | 0 | 0 | 0 | 0 | 0 | 0 | 0 | 0 | 0 | 0 | 0 | 0 | 0 | 0 | 0 | 0 | 0 | 0 | 0 | 0 | 0 | 0
| Cecil TS | T1/T2 | A1-2CE | Electric Vehicles | 0.023004 | 0.058625 | 0.10643 | 0.16 | 0.21916 | 0.28142 | 0.34768 | 0.42355 | 0.49574 | 0.57834 | 0.67 | 0.76947 | 0.92271 | 1.0774 | 1.2334 | 1.3905 | 1.549 | 1.6267 | 1.6429 | 1.6592 | 1.6757 | 1.6923 | 1.7091 | 1.7261 | 1.7433
|  |  |  | Electrified Heating | 0.0056511 | 0.011251 | 0.016804 | 0.022432 | 0.027898 | 0.033342 | 0.038769 | 0.044181 | 0.050375 | 0.056438 | 0.062513 | 0.068587 | 0.074672 | 0.08089 | 0.08699 | 0.0931 | 0.099226 | 0.10537 | 0.10608 | 0.10669 | 0.1073 | 0.10792 | 0.10854 | 0.10918 | 0.1098
|  |  |  | Data Centres | 0 | 0 | 0 | 0 | 0 | 0 | 0 | 0 | 0 | 0 | 1.8729 | 3.3829 | 4.4784 | 4.4784 | 4.747 | 4.747 | 4.747 | 4.747 | 4.747 | 4.747 | 4.747 | 4.747 | 4.747 | 4.747 | 4.747
|  |  |  | Connection Requests | 0 | 0 | 6.8344 | 10.7399 | 13.6689 | 16.598 | 19.527 | 19.527 | 19.527 | 19.527 | 19.527 | 19.527 | 19.527 | 19.527 | 19.527 | 19.527 | 19.527 | 19.527 | 19.527 | 19.527 | 19.527 | 19.527 | 19.527 | 19.527 | 19.527
| Cecil TS | T1/T2 | A3-4CE | Electric Vehicles | 0.025252 | 0.064356 | 0.11683 | 0.17565 | 0.24058 | 0.30893 | 0.38167 | 0.46495 | 0.54421 | 0.63488 | 0.7355 | 0.8447 | 1.0129 | 1.1827 | 1.3539 | 1.5264 | 1.7004 | 1.7857 | 1.8035 | 1.8214 | 1.8395 | 1.8578 | 1.8762 | 1.8949 | 1.9137
|  |  |  | Electrified Heating | 0.12345 | 0.24578 | 0.36708 | 0.49001 | 0.60943 | 0.72833 | 0.84689 | 0.9651 | 1.1004 | 1.2329 | 1.3656 | 1.4982 | 1.6312 | 1.767 | 1.9002 | 2.0337 | 2.1675 | 2.3018 | 2.3172 | 2.3305 | 2.3439 | 2.3574 | 2.371 | 2.3849 | 2.3984
|  |  |  | Data Centres | 0 | 0 | 0 | 0 | 0 | 0 | 0 | 0 | 0 | 0 | 0 | 0 | 0 | 0 | 0 | 0 | 0 | 0 | 0 | 0 | 0 | 0 | 0 | 0 | 0
|  |  |  | Connection Requests | 0.71764 | 1.1277 | 1.4353 | 1.7428 | 3.5183 | 4.3571 | 4.9862 | 5.6153 | 6.2444 | 6.2444 | 6.2444 | 6.2444 | 6.2444 | 6.2444 | 6.2444 | 6.2444 | 6.2444 | 6.2444 | 6.2444 | 6.2444 | 6.2444 | 6.2444 | 6.2444 | 6.2444 | 6.2444
| Cecil TS | T3/T4 | A5-6CE | Electric Vehicles | 0.025117 | 0.064011 | 0.11621 | 0.1747 | 0.23929 | 0.30728 | 0.37963 | 0.46246 | 0.54129 | 0.63147 | 0.73155 | 0.84017 | 1.0075 | 1.1764 | 1.3467 | 1.5182 | 1.6913 | 1.7761 | 1.7938 | 1.8116 | 1.8296 | 1.8478 | 1.8662 | 1.8847 | 1.9034
|  |  |  | Electrified Heating | 0.22731 | 0.45257 | 0.67594 | 0.90231 | 1.1222 | 1.3411 | 1.5595 | 1.7772 | 2.0263 | 2.2702 | 2.5146 | 2.7589 | 3.0037 | 3.2538 | 3.4991 | 3.7449 | 3.9913 | 4.2385 | 4.2669 | 4.2914 | 4.316 | 4.3409 | 4.366 | 4.3915 | 4.4165
|  |  |  | Data Centres | 0 | 0 | 0 | 0 | 0 | 0 | 0 | 0 | 0 | 0 | 0 | 0 | 0 | 0 | 0 | 0 | 0 | 0 | 0 | 1.6074e-08 | 3.5512e-08 | 5.9019e-08 | 5.9019e-08 | 5.9019e-08 | 5.9019e-08
|  |  |  | Connection Requests | 1.0197 | 1.7845 | 2.5493 | 3.314 | 3.314 | 3.314 | 3.314 | 3.314 | 3.314 | 3.314 | 3.314 | 3.314 | 3.314 | 3.314 | 3.314 | 3.314 | 3.314 | 3.314 | 3.314 | 3.314 | 3.314 | 3.314 | 3.314 | 3.314 | 3.314
| Cecil TS | T3/T4 | A7-8CE | Electric Vehicles | 0.024765 | 0.063114 | 0.11458 | 0.17225 | 0.23594 | 0.30297 | 0.3743 | 0.45597 | 0.5337 | 0.62261 | 0.72129 | 0.82839 | 0.99335 | 1.1599 | 1.3278 | 1.4969 | 1.6676 | 1.7512 | 1.7686 | 1.7862 | 1.804 | 1.8219 | 1.84 | 1.8583 | 1.8767
|  |  |  | Electrified Heating | 0.21308 | 0.42425 | 0.63363 | 0.84583 | 1.052 | 1.2572 | 1.4618 | 1.6659 | 1.8995 | 2.1281 | 2.3572 | 2.5862 | 2.8156 | 3.0501 | 3.2801 | 3.5105 | 3.7415 | 3.9732 | 3.9998 | 4.0228 | 4.0459 | 4.0692 | 4.0927 | 4.1166 | 4.14
|  |  |  | Data Centres | 0 | 0 | 0 | 0 | 0 | 0 | 0 | 0 | 0 | 0 | 0 | 0 | 0 | 0 | 0 | 4.6625e-16 | -9.7587e-17 | 9.7406e-09 | 9.7406e-09 | 9.7406e-09 | 9.7406e-09 | 9.7406e-09 | 9.7406e-09 | 7.7731e-08 | 1.5995e-07
|  |  |  | Connection Requests | 1.4108 | 2.2169 | 2.8215 | 3.4261 | 4.0307 | 4.0307 | 4.0307 | 4.0307 | 4.0307 | 4.0307 | 4.0307 | 4.0307 | 4.0307 | 4.0307 | 4.0307 | 4.0307 | 4.0307 | 4.0307 | 4.0307 | 4.0307 | 4.0307 | 4.0307 | 4.0307 | 4.0307 | 4.0307
| Charles TS | T1/T2 | A5-6CS | Electric Vehicles | 0.048327 | 0.12333 | 0.22281 | 0.33386 | 0.4556 | 0.58352 | 0.71878 | 0.87347 | 1.0203 | 1.1882 | 1.375 | 1.5789 | 1.8983 | 2.2207 | 2.546 | 2.8739 | 3.2049 | 3.3621 | 3.3957 | 3.4296 | 3.4638 | 3.4984 | 3.5333 | 3.5686 | 3.6042
|  |  |  | Electrified Heating | 0.090335 | 0.17985 | 0.26862 | 0.35858 | 0.44597 | 0.53298 | 0.61974 | 0.70624 | 0.80526 | 0.90218 | 0.99929 | 1.0964 | 1.1937 | 1.2931 | 1.3906 | 1.4882 | 1.5862 | 1.6844 | 1.6957 | 1.7054 | 1.7152 | 1.7251 | 1.7351 | 1.7452 | 1.7551
|  |  |  | Data Centres | 0 | 0 | 0 | 0 | 0 | 0 | 0 | 0 | 0 | 0 | 0 | 0 | 0 | 0 | 0 | 0 | 0 | 0 | 0 | 0 | 0 | 0 | 0 | 0 | 0
|  |  |  | Connection Requests | 0 | 1.2418 | 1.9514 | 2.4836 | 3.0158 | 3.548 | 3.548 | 3.548 | 3.548 | 3.548 | 3.548 | 3.548 | 3.548 | 3.548 | 3.548 | 3.548 | 3.548 | 3.548 | 3.548 | 3.548 | 3.548 | 3.548 | 3.548 | 3.548 | 3.548
| Charles TS | T1/T2 | A7-8CS | Electric Vehicles | 0.051105 | 0.13042 | 0.23563 | 0.35305 | 0.48179 | 0.61707 | 0.76011 | 0.9237 | 1.0789 | 1.2565 | 1.4541 | 1.6697 | 2.0074 | 2.3484 | 2.6924 | 3.0392 | 3.3892 | 3.5555 | 3.591 | 3.6268 | 3.663 | 3.6996 | 3.7365 | 3.7737 | 3.8114
|  |  |  | Electrified Heating | 0.2033 | 0.40477 | 0.60454 | 0.807 | 1.0037 | 1.1995 | 1.3947 | 1.5894 | 1.8123 | 2.0304 | 2.2489 | 2.4675 | 2.6864 | 2.9101 | 3.1295 | 3.3493 | 3.5697 | 3.7908 | 3.8162 | 3.8381 | 3.8601 | 3.8823 | 3.9048 | 3.9277 | 3.9499
|  |  |  | Data Centres | 0 | 0 | 0 | 0 | 0 | 0 | 0 | 0 | 0 | 0 | 0 | 0 | 0 | 0 | 0 | 0 | 0 | 0 | 0 | 0 | 0 | 0 | 0 | 0 | 0
|  |  |  | Connection Requests | 0 | 0 | 0 | 0 | 0 | 0 | 0 | 0 | 0 | 0 | 0 | 0 | 0 | 0 | 0 | 0 | 0 | 0 | 0 | 0 | 0 | 0 | 0 | 0 | 0
| Charles TS | T3/T4 | A1-2CS | Electric Vehicles | 0.050724 | 0.12945 | 0.23387 | 0.35042 | 0.4782 | 0.61246 | 0.75443 | 0.9168 | 1.0709 | 1.2472 | 1.4433 | 1.6572 | 1.9925 | 2.3309 | 2.6723 | 3.0165 | 3.3639 | 3.5289 | 3.5642 | 3.5997 | 3.6357 | 3.6719 | 3.7086 | 3.7456 | 3.7829
|  |  |  | Electrified Heating | 0.21104 | 0.42018 | 0.62756 | 0.83773 | 1.0419 | 1.2452 | 1.4479 | 1.65 | 1.8813 | 2.1077 | 2.3346 | 2.5614 | 2.7887 | 3.0209 | 3.2487 | 3.4769 | 3.7057 | 3.9351 | 3.9615 | 3.9843 | 4.0071 | 4.0302 | 4.0535 | 4.0772 | 4.1004
|  |  |  | Data Centres | 0 | 0 | 0 | 0 | 0 | 0 | 3.7535 | 7.3848 | 10.8003 | 10.8003 | 10.8003 | 10.8003 | 10.8003 | 11.4769 | 11.7497 | 11.7497 | 11.7497 | 11.7497 | 11.7497 | 11.7497 | 11.7497 | 11.7497 | 11.7497 | 11.7497 | 11.7497
|  |  |  | Connection Requests | 0 | 0 | 0 | 0 | 0 | 0 | 0 | 0 | 0 | 0 | 0 | 0 | 0 | 0 | 0 | 0 | 0 | 0 | 0 | 0 | 0 | 0 | 0 | 0 | 0
| Charles TS | T3/T4 | A3-4CS | Electric Vehicles | 0.051759 | 0.13209 | 0.23864 | 0.35757 | 0.48795 | 0.62496 | 0.76983 | 0.93551 | 1.0927 | 1.2726 | 1.4727 | 1.691 | 2.0331 | 2.3785 | 2.7269 | 3.0781 | 3.4325 | 3.6009 | 3.6369 | 3.6732 | 3.7099 | 3.7469 | 3.7843 | 3.822 | 3.8601
|  |  |  | Electrified Heating | 0.34016 | 0.67726 | 1.0115 | 1.3503 | 1.6793 | 2.007 | 2.3337 | 2.6594 | 3.0323 | 3.3972 | 3.7629 | 4.1285 | 4.4948 | 4.8691 | 5.2363 | 5.6041 | 5.9728 | 6.3427 | 6.3852 | 6.4219 | 6.4587 | 6.4959 | 6.5336 | 6.5717 | 6.609
|  |  |  | Data Centres | 0 | 0 | 0 | 0 | 0 | 0 | 0 | 0 | 0 | 0 | 0 | 0 | 0 | 0 | 0 | 0 | 0 | 0 | 0 | 1.6473e-08 | 3.6393e-08 | 6.0483e-08 | 6.0483e-08 | 6.0483e-08 | 6.0483e-08
|  |  |  | Connection Requests | 0 | 0 | 2.6267 | 4.1278 | 5.2535 | 6.3792 | 7.505 | 7.505 | 7.505 | 7.505 | 7.505 | 7.505 | 7.505 | 7.505 | 7.505 | 7.505 | 7.505 | 7.505 | 7.505 | 7.505 | 7.505 | 7.505 | 7.505 | 7.505 | 7.505
| Dufferin TS | T1/T3 | A1-2DN | Electric Vehicles | 0.063971 | 0.16268 | 0.29398 | 0.44211 | 0.60694 | 0.78236 | 0.96965 | 1.1836 | 1.3866 | 1.62 | 1.8779 | 2.1572 | 2.5812 | 3.0092 | 3.4404 | 3.8746 | 4.3124 | 4.5325 | 4.5768 | 4.6216 | 4.6668 | 4.7124 | 4.7584 | 4.8049 | 4.8519
|  |  |  | Electrified Heating | 0.15274 | 0.3041 | 0.45419 | 0.60629 | 0.75405 | 0.90116 | 1.0479 | 1.1941 | 1.3615 | 1.5254 | 1.6896 | 1.8538 | 2.0183 | 2.1863 | 2.3512 | 2.5163 | 2.6819 | 2.848 | 2.8671 | 2.8835 | 2.9001 | 2.9168 | 2.9337 | 2.9508 | 2.9676
|  |  |  | Data Centres | 0 | 0 | 0 | 0 | 0 | 0 | 0 | 0 | 0 | 0 | 0 | 0 | 0 | 0 | 0 | 4.7492e-16 | -9.9402e-17 | 9.9218e-09 | 9.9218e-09 | 9.9218e-09 | 9.9218e-09 | 9.9218e-09 | 9.9218e-09 | 4.4447e-08 | 8.6198e-08
|  |  |  | Connection Requests | 3.8852 | 5.806 | 8.2125 | 9.9907 | 9.3714 | 10.2792 | 10.7679 | 10.7679 | 10.7679 | 10.7679 | 10.7679 | 10.7679 | 10.7679 | 10.7679 | 10.7679 | 10.7679 | 10.7679 | 10.7679 | 10.7679 | 10.7679 | 10.7679 | 10.7679 | 10.7679 | 10.7679 | 10.7679
| Dufferin TS | T1/T3 | A3-4DN | Electric Vehicles | 0.065207 | 0.16583 | 0.29966 | 0.45065 | 0.61867 | 0.79749 | 0.9884 | 1.2065 | 1.4134 | 1.6514 | 1.9142 | 2.1989 | 2.6311 | 3.0673 | 3.5069 | 3.9495 | 4.3958 | 4.6201 | 4.6653 | 4.7109 | 4.757 | 4.8035 | 4.8504 | 4.8978 | 4.9457
|  |  |  | Electrified Heating | 0.1135 | 0.22598 | 0.33751 | 0.45054 | 0.56033 | 0.66965 | 0.77866 | 0.88735 | 1.0118 | 1.1335 | 1.2555 | 1.3775 | 1.4998 | 1.6246 | 1.7472 | 1.8699 | 1.9929 | 2.1163 | 2.1305 | 2.1428 | 2.155 | 2.1675 | 2.18 | 2.1927 | 2.2052
|  |  |  | Data Centres | 0 | 0 | 0 | 0 | 0 | 0 | 0 | 0 | 0 | 0 | 0 | 0 | 0 | 0 | 0 | 0 | 0 | 0 | 0 | 0 | 0 | 0 | 0 | 0 | 0
|  |  |  | Connection Requests | 1.1304 | 1.9783 | 4.4537 | 6.2315 | 6.929 | 7.6265 | 8.3241 | 8.3241 | 8.3241 | 8.3241 | 8.3241 | 8.3241 | 8.3241 | 8.3241 | 8.3241 | 8.3241 | 8.3241 | 8.3241 | 8.3241 | 8.3241 | 8.3241 | 8.3241 | 8.3241 | 8.3241 | 8.3241
| Dufferin TS | T2/T4 | A5-6DN | Electric Vehicles | 0.063284 | 0.16093 | 0.29082 | 0.43736 | 0.60042 | 0.77396 | 0.95924 | 1.1709 | 1.3717 | 1.6026 | 1.8578 | 2.134 | 2.5535 | 2.9768 | 3.4035 | 3.8329 | 4.2661 | 4.4838 | 4.5277 | 4.5719 | 4.6166 | 4.6618 | 4.7073 | 4.7533 | 4.7998
|  |  |  | Electrified Heating | 0.69751 | 1.3887 | 2.0741 | 2.7688 | 3.4435 | 4.1153 | 4.7852 | 5.4532 | 6.2177 | 6.9661 | 7.7159 | 8.4656 | 9.2167 | 9.9842 | 10.7371 | 11.4913 | 12.2474 | 13.0059 | 13.0931 | 13.1682 | 13.2438 | 13.32 | 13.3972 | 13.4755 | 13.552
|  |  |  | Data Centres | 0 | 0 | 0 | 0 | 0 | 0 | 0 | 0 | 0 | 0 | 0 | 0 | 0 | 0 | 0 | 0 | 0 | 0 | 0 | 0 | 0 | 0 | 0 | 0 | 0
|  |  |  | Connection Requests | 0 | 0 | 0 | 0 | 0 | 0 | 0 | 0 | 0 | 0 | 0 | 0 | 0 | 0 | 0 | 0 | 0 | 0 | 0 | 0 | 0 | 0 | 0 | 0 | 0
| Dufferin TS | T2/T4 | A7-8DN | Electric Vehicles | 0.064864 | 0.16495 | 0.29808 | 0.44828 | 0.61541 | 0.79329 | 0.98319 | 1.2002 | 1.4059 | 1.6427 | 1.9041 | 2.1873 | 2.6173 | 3.0512 | 3.4885 | 3.9287 | 4.3726 | 4.5958 | 4.6407 | 4.6861 | 4.7319 | 4.7782 | 4.8249 | 4.872 | 4.9196
|  |  |  | Electrified Heating | 0.69513 | 1.384 | 2.067 | 2.7593 | 3.4317 | 4.1012 | 4.7689 | 5.4345 | 6.1964 | 6.9423 | 7.6895 | 8.4367 | 9.1852 | 9.9501 | 10.7003 | 11.452 | 12.2055 | 12.9614 | 13.0483 | 13.1232 | 13.1985 | 13.2745 | 13.3514 | 13.4294 | 13.5056
|  |  |  | Data Centres | 0 | 0 | 0 | 0 | 0 | 0 | 0 | 0 | 0 | 0 | 0 | 0 | 0 | 0.68607 | 0.96262 | 0.96262 | 0.96262 | 0.96262 | 0.96262 | 0.96262 | 0.96262 | 0.96262 | 0.96262 | 0.96262 | 0.96262
|  |  |  | Connection Requests | 0 | 0 | 0 | 0 | 0 | 0 | 0 | 0 | 0 | 0 | 0 | 0 | 0 | 0 | 0 | 0 | 0 | 0 | 0 | 0 | 0 | 0 | 0 | 0 | 0
| Duplex TS | T1/T2 | A1-2DX | Electric Vehicles | 0.15526 | 0.38239 | 0.67082 | 1.031 | 1.4813 | 2.017 | 2.6194 | 3.2981 | 3.9296 | 4.6918 | 5.4937 | 6.3268 | 7.3397 | 8.3576 | 9.374 | 10.3857 | 11.3992 | 12.1417 | 12.2377 | 12.3346 | 12.4322 | 12.5307 | 12.63 | 12.7301 | 12.831
|  |  |  | Electrified Heating | 0.29106 | 0.57949 | 0.86549 | 1.1553 | 1.4369 | 1.7172 | 1.9968 | 2.2755 | 2.5945 | 2.9068 | 3.2197 | 3.5325 | 3.8459 | 4.1662 | 4.4804 | 4.7951 | 5.1106 | 5.4271 | 5.4634 | 5.4948 | 5.5263 | 5.5582 | 5.5904 | 5.623 | 5.6549
|  |  |  | Data Centres | 0 | 0 | 0 | 0 | 0 | 0 | 0 | 0 | 0 | 0 | 0 | 0 | 0 | 0 | 0 | 0 | 0 | 0 | 0 | 0 | 0 | 0 | 2.6795e-08 | 5.9198e-08 | 9.8383e-08
|  |  |  | Connection Requests | 1.0344 | 2.7336 | 3.9063 | 4.6441 | 5.3818 | 5.8025 | 5.8025 | 5.8025 | 5.8025 | 5.8025 | 5.8025 | 5.8025 | 5.8025 | 5.8025 | 5.8025 | 5.8025 | 5.8025 | 5.8025 | 5.8025 | 5.8025 | 5.8025 | 5.8025 | 5.8025 | 5.8025 | 5.8025
| Duplex TS | T1/T2 | A3-4DX | Electric Vehicles | 0.15659 | 0.38566 | 0.67656 | 1.0398 | 1.494 | 2.0343 | 2.6418 | 3.3264 | 3.9632 | 4.7319 | 5.5407 | 6.3809 | 7.4025 | 8.4291 | 9.4542 | 10.4746 | 11.4968 | 12.2456 | 12.3425 | 12.4401 | 12.5386 | 12.6379 | 12.738 | 12.839 | 12.9408
|  |  |  | Electrified Heating | 0.23582 | 0.46951 | 0.70123 | 0.93608 | 1.1642 | 1.3913 | 1.6178 | 1.8436 | 2.1021 | 2.3551 | 2.6086 | 2.8621 | 3.116 | 3.3755 | 3.6301 | 3.8851 | 4.1407 | 4.3971 | 4.4266 | 4.452 | 4.4775 | 4.5033 | 4.5294 | 4.5559 | 4.5817
|  |  |  | Data Centres | 0 | 0 | 0 | 0 | 0 | 0 | 0 | 0 | 0 | 0 | 0 | 0 | 0 | 0 | 0 | 0 | 0 | 0 | 0 | 1.6351e-08 | 3.6125e-08 | 6.0038e-08 | 6.0038e-08 | 6.0038e-08 | 6.0038e-08
|  |  |  | Connection Requests | 0 | 0 | 0 | 0 | 0 | 0 | 0 | 0 | 0 | 0 | 0 | 0 | 0 | 0 | 0 | 0 | 0 | 0 | 0 | 0 | 0 | 0 | 0 | 0 | 0
| Duplex TS | T3/T4 | A5-6DX | Electric Vehicles | 0.15675 | 0.38607 | 0.67728 | 1.0409 | 1.4955 | 2.0364 | 2.6446 | 3.3299 | 3.9674 | 4.737 | 5.5466 | 6.3877 | 7.4103 | 8.438 | 9.4642 | 10.4857 | 11.5089 | 12.2586 | 12.3555 | 12.4533 | 12.5519 | 12.6513 | 12.7516 | 12.8526 | 12.9545
|  |  |  | Electrified Heating | 0.24709 | 0.49194 | 0.73474 | 0.9808 | 1.2198 | 1.4578 | 1.6951 | 1.9317 | 2.2026 | 2.4677 | 2.7333 | 2.9989 | 3.2649 | 3.5368 | 3.8035 | 4.0707 | 4.3385 | 4.6072 | 4.6381 | 4.6647 | 4.6915 | 4.7185 | 4.7458 | 4.7736 | 4.8006
|  |  |  | Data Centres | 0 | 0 | 0 | 0 | 0 | 0 | 0 | 0 | 0 | 0 | 0 | 0 | 0 | 0 | 0 | 0 | 0 | 0 | 0 | 0 | 0 | 0 | 0 | 0 | 0
|  |  |  | Connection Requests | 0 | 0 | 0 | 1.1564 | 1.8172 | 2.6432 | 2.8084 | 3.304 | 3.304 | 3.304 | 3.304 | 3.304 | 3.304 | 3.304 | 3.304 | 3.304 | 3.304 | 3.304 | 3.304 | 3.304 | 3.304 | 3.304 | 3.304 | 3.304 | 3.304
| Esplanade TS | T11/T2/T13 | A1-2X | Electric Vehicles | 0.15254 | 0.38889 | 0.70157 | 1.0516 | 1.4369 | 1.8436 | 2.2745 | 2.7669 | 3.2336 | 3.7689 | 4.363 | 5.0103 | 6.0171 | 7.0334 | 8.0583 | 9.0913 | 10.1336 | 10.6354 | 10.7408 | 10.8472 | 10.9547 | 11.0633 | 11.1729 | 11.2836 | 11.3954
|  |  |  | Electrified Heating | 0.28614 | 0.56969 | 0.85086 | 1.1358 | 1.4126 | 1.6882 | 1.963 | 2.237 | 2.5507 | 2.8577 | 3.1653 | 3.4728 | 3.7809 | 4.0958 | 4.4046 | 4.714 | 5.0242 | 5.3353 | 5.3711 | 5.4019 | 5.4329 | 5.4642 | 5.4959 | 5.528 | 5.5593
|  |  |  | Data Centres | 0 | 0 | 0 | 0 | 0 | 0 | 0 | 0 | 0 | 3.2894 | 6.1308 | 8.4215 | 10.0836 | 11.0886 | 11.4937 | 11.4937 | 11.4937 | 11.4937 | 11.4937 | 11.4937 | 11.4937 | 11.4937 | 11.4937 | 11.4937 | 11.4937
|  |  |  | Connection Requests | 2.3 | 2.3 | 2.3 | 2.3 | 0 | 0 | 0 | 0 | 0 | 0 | 0 | 0 | 0 | 0 | 0 | 0 | 0 | 0 | 0 | 0 | 0 | 0 | 0 | 0 | 0
| Esplanade TS | T11/T2/T13 | A1-2GD | Electric Vehicles | 0.022897 | 0.056734 | 0.10422 | 0.16191 | 0.23264 | 0.31294 | 0.40371 | 0.50722 | 0.60579 | 0.72176 | 0.84554 | 0.97345 | 1.1317 | 1.2909 | 1.4502 | 1.6088 | 1.768 | 1.8816 | 1.8978 | 1.9141 | 1.9306 | 1.9472 | 1.964 | 1.9809 | 1.998
|  |  |  | Electrified Heating | 0.13981 | 0.27835 | 0.41573 | 0.55495 | 0.6902 | 0.82485 | 0.95913 | 1.093 | 1.2462 | 1.3963 | 1.5465 | 1.6968 | 1.8474 | 2.0012 | 2.1521 | 2.3033 | 2.4548 | 2.6068 | 2.6243 | 2.6394 | 2.6545 | 2.6698 | 2.6853 | 2.701 | 2.7163
|  |  |  | Data Centres | 0 | 0 | 0 | 0 | 0 | 0 | 0 | 0 | 0 | 0 | 0 | 0 | 0 | 0 | 0 | 0 | 0 | 0 | 0 | 0 | 0 | 0 | 0 | 0 | 0
|  |  |  | Connection Requests | 1.0263 | 2.5125 | 3.6916 | 4.7684 | 5.0754 | 5.3825 | 5.3825 | 5.3825 | 5.3825 | 5.3825 | 5.3825 | 5.3825 | 5.3825 | 5.3825 | 5.3825 | 5.3825 | 5.3825 | 5.3825 | 5.3825 | 5.3825 | 5.3825 | 5.3825 | 5.3825 | 5.3825 | 5.3825
| Esplanade TS | T11/T2/T13 | A3-4GD | Electric Vehicles | 0.021867 | 0.05418 | 0.099531 | 0.15462 | 0.22217 | 0.29885 | 0.38554 | 0.48438 | 0.57852 | 0.68927 | 0.80748 | 0.92963 | 1.0807 | 1.2328 | 1.3849 | 1.5364 | 1.6884 | 1.7969 | 1.8124 | 1.828 | 1.8437 | 1.8596 | 1.8756 | 1.8917 | 1.908
|  |  |  | Electrified Heating | 0.10669 | 0.21241 | 0.31724 | 0.42348 | 0.52668 | 0.62944 | 0.7319 | 0.83407 | 0.951 | 1.0655 | 1.1802 | 1.2948 | 1.4097 | 1.5271 | 1.6422 | 1.7576 | 1.8732 | 1.9893 | 2.0026 | 2.0141 | 2.0256 | 2.0373 | 2.0491 | 2.0611 | 2.0728
|  |  |  | Data Centres | 0 | 0 | 0 | 0 | 0 | 0 | 0 | 0 | 0 | 0 | 0 | 0 | 0 | 0 | 0 | 0 | 0 | 0 | 0 | 0 | 0 | 0 | 0 | 0 | 0
|  |  |  | Connection Requests | 0 | 1.7152 | 2.6953 | 3.4303 | 4.1654 | 4.9005 | 4.9005 | 4.9005 | 4.9005 | 4.9005 | 4.9005 | 4.9005 | 4.9005 | 4.9005 | 4.9005 | 4.9005 | 4.9005 | 4.9005 | 4.9005 | 4.9005 | 4.9005 | 4.9005 | 4.9005 | 4.9005 | 4.9005
| Gerrard TS | T1/T2 | A1-2K | Electric Vehicles | 0.030527 | 0.078001 | 0.14092 | 0.21087 | 0.28716 | 0.36694 | 0.451 | 0.54717 | 0.63845 | 0.74268 | 0.85892 | 0.98611 | 1.1877 | 1.3912 | 1.5965 | 1.8037 | 2.0128 | 2.1101 | 2.1313 | 2.1528 | 2.1744 | 2.1963 | 2.2184 | 2.2407 | 2.2632
|  |  |  | Electrified Heating | 0.30317 | 0.60361 | 0.90152 | 1.2034 | 1.4967 | 1.7887 | 2.0799 | 2.3702 | 2.7025 | 3.0278 | 3.3537 | 3.6796 | 4.006 | 4.3396 | 4.6669 | 4.9947 | 5.3233 | 5.653 | 5.6909 | 5.7236 | 5.7564 | 5.7895 | 5.8231 | 5.8571 | 5.8904
|  |  |  | Data Centres | 0 | 0 | 0 | 0 | 0 | 0 | 0 | 0 | 0 | 0 | 0 | 0 | 1.0469 | 1.6799 | 1.935 | 1.935 | 1.935 | 1.935 | 1.935 | 1.935 | 1.935 | 1.935 | 1.935 | 1.935 | 1.935
|  |  |  | Connection Requests | 2.5509 | 3.8211 | 4.6167 | 3.4185 | 4.0883 | 4.4655 | 4.4655 | 4.4655 | 4.4655 | 5.3644 | 5.3644 | 5.3644 | 5.3644 | 5.3644 | 5.3644 | 5.3644 | 5.3644 | 5.3644 | 5.3644 | 5.3644 | 5.3644 | 5.3644 | 5.3644 | 5.3644 | 5.3644
| Gerrard TS | T1/T2 | A14-15E | Electric Vehicles | 0 | 0 | 0 | 0 | 0 | 0 | 0 | 0 | 0 | 0 | 0 | 0 | 0 | 0 | 0 | 0 | 0 | 0 | 0 | 0 | 0 | 0 | 0 | 0 | 0
|  |  |  | Electrified Heating | 0 | 0 | 0 | 0 | 0 | 0 | 0 | 0 | 0 | 0 | 0 | 0 | 0 | 0 | 0 | 0 | 0 | 0 | 0 | 0 | 0 | 0 | 0 | 0 | 0
|  |  |  | Data Centres | 0 | 0 | 0 | 0 | 0 | 0 | 0 | 0 | 0 | 0 | 0 | 0 | 0 | 0 | 0 | 0 | 0 | 0 | 0 | 0 | 0 | 0 | 0 | 0 | 0
|  |  |  | Connection Requests | 0 | 0 | 0 | 0 | 0 | 0 | 0 | 0 | 0 | 0 | 0 | 0 | 0 | 0 | 0 | 0 | 0 | 0 | 0 | 0 | 0 | 0 | 0 | 0 | 0
| Glengrove TS | T1/T3 | A3-4GL | Electric Vehicles | 0.32465 | 0.82978 | 1.4987 | 2.2418 | 3.0511 | 3.8966 | 4.7866 | 5.8048 | 6.7711 | 7.8742 | 9.105 | 10.453 | 12.5952 | 14.7583 | 16.9414 | 19.1437 | 21.367 | 22.3961 | 22.6217 | 22.8496 | 23.0797 | 23.3121 | 23.5468 | 23.7838 | 24.0231
|  |  |  | Electrified Heating | 0.10744 | 0.21392 | 0.3195 | 0.42649 | 0.53043 | 0.63392 | 0.73711 | 0.84 | 0.95777 | 1.0731 | 1.1886 | 1.304 | 1.4197 | 1.538 | 1.6539 | 1.7701 | 1.8866 | 2.0034 | 2.0168 | 2.0284 | 2.0401 | 2.0518 | 2.0637 | 2.0757 | 2.0875
|  |  |  | Data Centres | 0 | 0 | 0 | 0 | 0 | 0 | 0 | 0 | 0 | 0 | 0 | 0 | 0 | 0 | 0 | 0 | 0 | 0 | 0 | 0 | 0 | 0 | 0 | 0 | 0
|  |  |  | Connection Requests | 2.5727 | 3.8539 | 4.6562 | 3.4478 | 4.1233 | 4.5037 | 4.5037 | 4.5037 | 4.5037 | 4.5037 | 4.5037 | 4.5037 | 4.5037 | 4.5037 | 4.5037 | 4.5037 | 4.5037 | 4.5037 | 4.5037 | 4.5037 | 4.5037 | 4.5037 | 4.5037 | 4.5037 | 4.5037
| Glengrove TS | T2/T4 | A7-8GL | Electric Vehicles | 0.32396 | 0.82802 | 1.4955 | 2.2371 | 3.0446 | 3.8883 | 4.7764 | 5.7925 | 6.7568 | 7.8575 | 9.0857 | 10.4308 | 12.5685 | 14.727 | 16.9055 | 19.103 | 21.3216 | 22.3485 | 22.5737 | 22.8011 | 23.0307 | 23.2626 | 23.4968 | 23.7333 | 23.9721
|  |  |  | Electrified Heating | 0.48245 | 0.96055 | 1.4346 | 1.9151 | 2.3818 | 2.8465 | 3.3098 | 3.7718 | 4.3006 | 4.8183 | 5.3369 | 5.8554 | 6.375 | 6.9058 | 7.4266 | 7.9482 | 8.4712 | 8.9958 | 9.0561 | 9.1081 | 9.1604 | 9.2131 | 9.2665 | 9.3206 | 9.3735
|  |  |  | Data Centres | 0 | 0 | 0 | 0 | 0 | 0 | 0 | 0 | 0 | 0 | 0 | 0 | 0 | 0 | 0 | 0 | 0 | 0 | 1.2516e-08 | 2.7651e-08 | 4.5954e-08 | 4.5954e-08 | 4.5954e-08 | 4.5954e-08 | 4.5954e-08
|  |  |  | Connection Requests | 0.282 | 0.564 | 0.846 | 0.846 | 0.846 | 0.846 | 0.846 | 0.846 | 0.846 | 0.846 | 0.846 | 0.846 | 0.846 | 0.846 | 0.846 | 0.846 | 0.846 | 0.846 | 0.846 | 0.846 | 0.846 | 0.846 | 0.846 | 0.846 | 0.846
| Main TS | T3/T4 | A1-2MN | Electric Vehicles | 0.17418 | 0.44421 | 0.80412 | 1.2067 | 1.6495 | 2.1153 | 2.6094 | 3.1746 | 3.7116 | 4.3262 | 5.0089 | 5.752 | 6.907 | 8.073 | 9.249 | 10.434 | 11.6299 | 12.2065 | 12.3281 | 12.4508 | 12.5748 | 12.7 | 12.8264 | 12.954 | 13.0829
|  |  |  | Electrified Heating | 0.24353 | 0.48487 | 0.72417 | 0.9667 | 1.2023 | 1.4368 | 1.6707 | 1.904 | 2.1709 | 2.4322 | 2.694 | 2.9557 | 3.218 | 3.4859 | 3.7488 | 4.0121 | 4.2761 | 4.5409 | 4.5714 | 4.5976 | 4.624 | 4.6506 | 4.6776 | 4.7049 | 4.7316
|  |  |  | Data Centres | 0 | 0 | 0 | 0 | 0 | 0 | 0 | 0 | 0 | 0 | 0 | 0 | 0 | 0 | 0 | 0 | 0 | 0 | 0 | 0 | 0 | 2.314e-08 | 5.1123e-08 | 8.4963e-08 | 1.2442e-07
|  |  |  | Connection Requests | 0 | 0 | 1.1663 | 1.8328 | 2.3326 | 2.8325 | 3.3323 | 3.3323 | 3.3323 | 3.3323 | 3.3323 | 3.3323 | 3.3323 | 3.3323 | 3.3323 | 3.3323 | 3.3323 | 3.3323 | 3.3323 | 3.3323 | 3.3323 | 3.3323 | 3.3323 | 3.3323 | 3.3323
| Main TS | T3/T4 | A3-4MN | Electric Vehicles | 0.17418 | 0.44421 | 0.80412 | 1.2067 | 1.6495 | 2.1153 | 2.6094 | 3.1746 | 3.7116 | 4.3262 | 5.0089 | 5.752 | 6.907 | 8.073 | 9.249 | 10.434 | 11.6299 | 12.2065 | 12.3281 | 12.4508 | 12.5748 | 12.7 | 12.8264 | 12.954 | 13.0829
|  |  |  | Electrified Heating | 0.58022 | 1.1552 | 1.7253 | 2.3032 | 2.8644 | 3.4233 | 3.9805 | 4.5362 | 5.1721 | 5.7947 | 6.4184 | 7.0421 | 7.6668 | 8.3053 | 8.9315 | 9.559 | 10.1879 | 10.8188 | 10.8913 | 10.9539 | 11.0167 | 11.0801 | 11.1443 | 11.2094 | 11.2731
|  |  |  | Data Centres | 0 | 0 | 0 | 0 | 0 | 0 | 0 | 0 | 0 | 0 | 0 | 0 | 0 | 0 | 0 | 0 | 0 | 0 | 0 | 0 | 0 | 0 | 0 | 0 | 0
|  |  |  | Connection Requests | 0 | 0 | 0 | 0 | 0 | 0 | 0 | 0 | 0 | 0 | 0 | 0 | 0 | 0 | 0 | 0 | 0 | 0 | 0 | 0 | 0 | 0 | 0 | 0 | 0
| Terauley TS | T1/T4 | A1-2A | Electric Vehicles | 0.074522 | 0.18333 | 0.33135 | 0.51548 | 0.74641 | 1.016 | 1.3222 | 1.6698 | 1.9979 | 2.3889 | 2.8021 | 3.2274 | 3.7338 | 4.243 | 4.7513 | 5.2564 | 5.7626 | 6.1465 | 6.1966 | 6.2471 | 6.298 | 6.3494 | 6.4012 | 6.4534 | 6.5061
|  |  |  | Electrified Heating | 0.0093532 | 0.018622 | 0.027813 | 0.037127 | 0.046175 | 0.055184 | 0.064167 | 0.073124 | 0.083375 | 0.093411 | 0.10347 | 0.11352 | 0.12359 | 0.13388 | 0.14398 | 0.15409 | 0.16423 | 0.1744 | 0.17557 | 0.17658 | 0.17759 | 0.17861 | 0.17965 | 0.1807 | 0.18172
|  |  |  | Data Centres | 0 | 0 | 0 | 0 | 0 | 0 | 0 | 2.8402 | 5.5117 | 7.9346 | 7.9346 | 7.9346 | 8.986 | 9.6217 | 9.8779 | 9.8779 | 9.8779 | 9.8779 | 9.8779 | 9.8779 | 9.8779 | 9.8779 | 9.8779 | 9.8779 | 9.8779
|  |  |  | Connection Requests | 0 | 2.259 | 3.5499 | 4.5181 | 5.4862 | 6.4544 | 6.4544 | 6.4544 | 6.4544 | 6.4544 | 6.4544 | 6.4544 | 6.4544 | 6.4544 | 6.4544 | 6.4544 | 6.4544 | 6.4544 | 6.4544 | 6.4544 | 6.4544 | 6.4544 | 6.4544 | 6.4544 | 6.4544
| Terauley TS | T1/T4 | A9-10A | Electric Vehicles | 0.072854 | 0.17922 | 0.32393 | 0.50394 | 0.7297 | 0.99321 | 1.2926 | 1.6324 | 1.9532 | 2.3354 | 2.7394 | 3.1551 | 3.6502 | 4.148 | 4.6449 | 5.1387 | 5.6336 | 6.0089 | 6.0578 | 6.1072 | 6.157 | 6.2072 | 6.2579 | 6.309 | 6.3605
|  |  |  | Electrified Heating | 0.02197 | 0.043742 | 0.065331 | 0.08721 | 0.10846 | 0.12962 | 0.15072 | 0.17176 | 0.19584 | 0.21942 | 0.24304 | 0.26665 | 0.29031 | 0.31448 | 0.3382 | 0.36195 | 0.38577 | 0.40966 | 0.4124 | 0.41477 | 0.41715 | 0.41955 | 0.42198 | 0.42445 | 0.42686
|  |  |  | Data Centres | 0 | 0 | 0 | 0 | 0 | 0 | 0 | 0 | 0 | 0 | 0 | 0 | 0 | 0 | 0 | 0 | 0 | 0 | 0 | 0 | 0 | 0 | 0 | 0 | 0
|  |  |  | Connection Requests | 0 | 1.6048 | 2.5217 | 3.2095 | 3.8973 | 4.585 | 4.585 | 4.585 | 4.585 | 4.585 | 4.585 | 4.585 | 4.585 | 4.585 | 4.585 | 4.585 | 4.585 | 4.585 | 4.585 | 4.585 | 4.585 | 4.585 | 4.585 | 4.585 | 4.585
| Terauley TS | T2/T3 | A3-4A | Electric Vehicles | 0.075635 | 0.18606 | 0.3363 | 0.52317 | 0.75755 | 1.0311 | 1.342 | 1.6947 | 2.0277 | 2.4245 | 2.8439 | 3.2756 | 3.7896 | 4.3063 | 4.8222 | 5.3349 | 5.8486 | 6.2382 | 6.2891 | 6.3403 | 6.392 | 6.4442 | 6.4967 | 6.5498 | 6.6032
|  |  |  | Electrified Heating | 0.063838 | 0.1271 | 0.18983 | 0.2534 | 0.31515 | 0.37664 | 0.43795 | 0.49909 | 0.56906 | 0.63755 | 0.70618 | 0.77479 | 0.84353 | 0.91377 | 0.98268 | 1.0517 | 1.1209 | 1.1903 | 1.1983 | 1.2052 | 1.2121 | 1.2191 | 1.2261 | 1.2333 | 1.2403
|  |  |  | Data Centres | 0 | 0 | 0 | 0 | 0 | 0 | 0 | 0 | 0 | 0 | 0 | 0 | 0 | 0 | 0 | 0 | 0 | 0 | 0 | 0 | 0 | 0 | 0 | 0 | 0
|  |  |  | Connection Requests | 0 | 0 | 2.1658 | 3.4034 | 4.3316 | 5.2598 | 6.188 | 6.188 | 6.188 | 6.188 | 6.188 | 6.188 | 6.188 | 6.188 | 6.188 | 6.188 | 6.188 | 6.188 | 6.188 | 6.188 | 6.188 | 6.188 | 6.188 | 6.188 | 6.188
| Terauley TS | T2/T3 | A5-6A | Electric Vehicles | 0.073331 | 0.1804 | 0.32605 | 0.50723 | 0.73447 | 0.9997 | 1.3011 | 1.6431 | 1.9659 | 2.3507 | 2.7573 | 3.1758 | 3.6741 | 4.1751 | 4.6753 | 5.1723 | 5.6704 | 6.0482 | 6.0975 | 6.1472 | 6.1973 | 6.2479 | 6.2988 | 6.3502 | 6.4021
|  |  |  | Electrified Heating | 0.11437 | 0.22771 | 0.3401 | 0.454 | 0.56464 | 0.6748 | 0.78465 | 0.89417 | 1.0195 | 1.1423 | 1.2652 | 1.3881 | 1.5113 | 1.6371 | 1.7606 | 1.8843 | 2.0082 | 2.1326 | 2.1469 | 2.1592 | 2.1716 | 2.1841 | 2.1968 | 2.2096 | 2.2221
|  |  |  | Data Centres | 0 | 0 | 0 | 0 | 0 | 0 | 0 | 0 | 0 | 0 | 0 | 0 | 0 | 0 | 0 | 0 | 0 | 0 | 0 | 0 | 0 | 0 | 0 | 0 | 0
|  |  |  | Connection Requests | 0 | 4.8296 | 7.5894 | 9.6592 | 11.729 | 13.7989 | 13.7989 | 13.7989 | 13.7989 | 13.7989 | 13.7989 | 13.7989 | 13.7989 | 13.7989 | 13.7989 | 13.7989 | 13.7989 | 13.7989 | 13.7989 | 13.7989 | 13.7989 | 13.7989 | 13.7989 | 13.7989 | 13.7989
MANBY E 115kV
| Fairbank TS | T1/T3 | EJ ( was YZ) | Electric Vehicles | 0.22751 | 0.56823 | 1.0289 | 1.5772 | 2.2312 | 2.9661 | 3.7823 | 4.7113 | 5.5908 | 6.6243 | 7.735 | 8.8997 | 10.4326 | 11.9763 | 13.524 | 15.0709 | 16.6256 | 17.6261 | 17.782 | 17.9392 | 18.0979 | 18.258 | 18.4195 | 18.5825 | 18.747
|  |  |  | Electrified Heating | 0.69542 | 1.3846 | 2.0679 | 2.7604 | 3.4331 | 4.103 | 4.7708 | 5.4368 | 6.199 | 6.9452 | 7.6927 | 8.4402 | 9.189 | 9.9542 | 10.7048 | 11.4568 | 12.2106 | 12.9668 | 13.0537 | 13.1286 | 13.204 | 13.28 | 13.3569 | 13.435 | 13.5112
|  |  |  | Data Centres | 0 | 0 | 0 | 0 | 0 | 0 | 0 | 0 | 0 | 0 | 0 | 0 | 0 | 0 | 0 | 0 | 0 | 0 | 0 | 0 | 0 | 0 | 0 | 0 | 3.8421e-08
|  |  |  | Connection Requests | 0 | 0 | 0 | 0 | 0 | 0 | 0 | 0 | 0 | 0 | 0 | 0 | 0 | 0 | 0 | 0 | 0 | 0 | 0 | 0 | 0 | 0 | 0 | 0 | 0
| Fairbank TS | T2/T4 (to be T5/T6) | BQ | Electric Vehicles | 0.22675 | 0.56632 | 1.0254 | 1.5719 | 2.2237 | 2.9561 | 3.7697 | 4.6955 | 5.572 | 6.6021 | 7.709 | 8.8698 | 10.3976 | 11.9361 | 13.4786 | 15.0203 | 16.5698 | 17.567 | 17.7223 | 17.879 | 18.0371 | 18.1967 | 18.3577 | 18.5202 | 18.6841
|  |  |  | Electrified Heating | 0.85652 | 1.7053 | 2.5469 | 3.3999 | 4.2285 | 5.0534 | 5.8761 | 6.6963 | 7.6351 | 8.5541 | 9.4748 | 10.3954 | 11.3177 | 12.2602 | 13.1847 | 14.1108 | 15.0393 | 15.9706 | 16.0777 | 16.17 | 16.2628 | 16.3564 | 16.4512 | 16.5473 | 16.6412
|  |  |  | Data Centres | 0 | 0 | 0 | 0 | 0 | 0 | 0 | 0 | 0 | 0 | 0 | 2.5626 | 4.422 | 5.5462 | 6.2813 | 6.2813 | 6.2813 | 6.2813 | 6.2813 | 6.2813 | 6.2813 | 6.2813 | 6.2813 | 6.2813 | 6.2813
|  |  |  | Connection Requests | 5.0252 | 6.2103 | 7.1993 | 8.1883 | 5.6579 | 5.6579 | 5.6579 | 5.6579 | 5.6579 | 5.6579 | 5.6579 | 5.6579 | 5.6579 | 5.6579 | 5.6579 | 5.6579 | 5.6579 | 5.6579 | 5.6579 | 5.6579 | 5.6579 | 5.6579 | 5.6579 | 5.6579 | 5.6579
| Runnymede TS | T1/T2 | JQ | Electric Vehicles | 0.38652 | 0.97707 | 1.7776 | 2.6969 | 3.7461 | 4.8802 | 6.1125 | 7.5209 | 8.8605 | 10.4097 | 12.1046 | 13.9133 | 16.5116 | 19.1319 | 21.768 | 24.4144 | 27.0807 | 28.5594 | 28.8307 | 29.1045 | 29.3809 | 29.66 | 29.9417 | 30.2261 | 30.5132
|  |  |  | Electrified Heating | 0.47832 | 0.95233 | 1.4223 | 1.8987 | 2.3614 | 2.8221 | 3.2815 | 3.7396 | 4.2638 | 4.7771 | 5.2912 | 5.8054 | 6.3204 | 6.8467 | 7.363 | 7.8802 | 8.3987 | 8.9189 | 8.9786 | 9.0302 | 9.082 | 9.1343 | 9.1872 | 9.2409 | 9.2933
|  |  |  | Data Centres | 0 | 0 | 0 | 0 | 0 | 0 | 0 | 0 | 0 | 0 | 0 | 0 | 0 | 0 | 0 | 0 | 0 | 0 | 0 | 0 | 0 | 0 | 2.6623e-08 | 5.8818e-08 | 1.3768e-07
|  |  |  | Connection Requests | 0 | 9.1739 | 1.2774 | 5.7552 | 8.4632 | 10.5813 | 12.3511 | 14.1208 | 14.1208 | 14.1208 | 14.1208 | 14.1208 | 14.1208 | 14.1208 | 14.1208 | 14.1208 | 14.1208 | 14.1208 | 14.1208 | 14.1208 | 14.1208 | 14.1208 | 14.1208 | 14.1208 | 14.1208
| Runnymede TS | T5/T6 (was T3/T4) | EZ (was BY) | Electric Vehicles | 0.35989 | 0.90976 | 1.6552 | 2.5111 | 3.488 | 4.544 | 5.6914 | 7.0028 | 8.2501 | 9.6926 | 11.2707 | 12.9548 | 15.3741 | 17.8139 | 20.2684 | 22.7325 | 25.2151 | 26.5919 | 26.8445 | 27.0995 | 27.3569 | 27.6167 | 27.879 | 28.1438 | 28.4111
|  |  |  | Electrified Heating | 0.69831 | 1.3903 | 2.0765 | 2.7719 | 3.4474 | 4.1201 | 4.7907 | 5.4595 | 6.2248 | 6.9741 | 7.7248 | 8.4754 | 9.2273 | 9.9957 | 10.7494 | 11.5045 | 12.2615 | 13.0208 | 13.1081 | 13.1833 | 13.259 | 13.3353 | 13.4126 | 13.4909 | 13.5675
|  |  |  | Data Centres | 0 | 0 | 0 | 0 | 0 | 0 | 0 | 0 | 0 | 2.0576 | 3.835 | 5.2679 | 5.2679 | 5.2679 | 5.2679 | 5.2679 | 5.2679 | 5.2679 | 5.2679 | 5.2679 | 5.2679 | 5.2679 | 5.2679 | 5.2679 | 5.2679
|  |  |  | Connection Requests | 0 | 0 | 0 | 0 | 0 | 0 | 0 | 0 | 0 | 0 | 0 | 0 | 0 | 0 | 0 | 0 | 0 | 0 | 0 | 0 | 0 | 0 | 0 | 0 | 0
| Wiltshire TS | T1/T6 | A5-6WA | Electric Vehicles | 0.051591 | 0.13179 | 0.23803 | 0.35626 | 0.48529 | 0.6204 | 0.76282 | 0.92574 | 1.0803 | 1.257 | 1.4538 | 1.6692 | 2.0097 | 2.3536 | 2.7006 | 3.0505 | 3.4038 | 3.5688 | 3.6046 | 3.6408 | 3.6774 | 3.7143 | 3.7515 | 3.7892 | 3.8272
|  |  |  | Electrified Heating | 0.44468 | 0.88535 | 1.3223 | 1.7651 | 2.1953 | 2.6236 | 3.0507 | 3.4765 | 3.9639 | 4.4411 | 4.9191 | 5.3971 | 5.8759 | 6.3652 | 6.8452 | 7.326 | 7.808 | 8.2916 | 8.3471 | 8.3951 | 8.4432 | 8.4919 | 8.541 | 8.5909 | 8.6397
|  |  |  | Data Centres | 0 | 0 | 0 | 0 | 0 | 0 | 0 | 0 | 0 | 0 | 0 | 0 | 1.0032 | 1.6097 | 1.8542 | 1.8542 | 1.8542 | 1.8542 | 1.8542 | 1.8542 | 1.8542 | 1.8542 | 1.8542 | 1.8542 | 1.8542
|  |  |  | Connection Requests | 0 | 0 | 0 | 0 | 0 | 0 | 0 | 0 | 0 | 0 | 0 | 0 | 0 | 0 | 0 | 0 | 0 | 0 | 0 | 0 | 0 | 0 | 0 | 0 | 0
| Wiltshire TS | T7X/T2X | A11-12WA | Electric Vehicles | 0.048939 | 0.12502 | 0.2258 | 0.33795 | 0.46035 | 0.58851 | 0.72361 | 0.87816 | 1.0248 | 1.1924 | 1.3791 | 1.5834 | 1.9064 | 2.2326 | 2.5618 | 2.8937 | 3.2289 | 3.3853 | 3.4193 | 3.4537 | 3.4883 | 3.5234 | 3.5587 | 3.5944 | 3.6305
|  |  |  | Electrified Heating | 0.028901 | 0.05754 | 0.085939 | 0.11472 | 0.14268 | 0.17051 | 0.19827 | 0.22595 | 0.25762 | 0.28863 | 0.3197 | 0.35076 | 0.38188 | 0.41368 | 0.44488 | 0.47613 | 0.50746 | 0.53888 | 0.54249 | 0.54561 | 0.54874 | 0.5519 | 0.55509 | 0.55834 | 0.56151
|  |  |  | Data Centres | 0 | 0 | 0 | 0 | 0 | 0 | 0 | 0 | 0 | 2.0196 | 3.7641 | 5.1705 | 5.1705 | 5.1705 | 5.1705 | 5.1705 | 5.1705 | 5.1705 | 5.1705 | 5.1705 | 5.1705 | 5.1705 | 5.1705 | 5.1705 | 5.1705
|  |  |  | Connection Requests | 0.5943 | 2.1225 | 4.245 | 5.6883 | 6.9618 | 7.9806 | 8.49 | 8.49 | 8.49 | 8.49 | 8.49 | 8.49 | 8.49 | 8.49 | 8.49 | 8.49 | 8.49 | 8.49 | 8.49 | 8.49 | 8.49 | 8.49 | 8.49 | 8.49 | 8.49
| Wiltshire TS | T7X/T2X | A13-14WA | Electric Vehicles | 0.052571 | 0.13429 | 0.24255 | 0.36302 | 0.49451 | 0.63218 | 0.77731 | 0.94332 | 1.1009 | 1.2808 | 1.4814 | 1.7009 | 2.0479 | 2.3983 | 2.7519 | 3.1085 | 3.4684 | 3.6366 | 3.6731 | 3.71 | 3.7472 | 3.7848 | 3.8228 | 3.8611 | 3.8999
|  |  |  | Electrified Heating | 0.21916 | 0.43635 | 0.6517 | 0.86996 | 1.082 | 1.2931 | 1.5035 | 1.7134 | 1.9536 | 2.1888 | 2.4244 | 2.6599 | 2.8959 | 3.1371 | 3.3736 | 3.6106 | 3.8482 | 4.0865 | 4.1139 | 4.1375 | 4.1613 | 4.1852 | 4.2095 | 4.2341 | 4.2581
|  |  |  | Data Centres | 0 | 0 | 0 | 0 | 0 | 0 | 0 | 0 | 0 | 0 | 0 | 0 | 0 | 0 | 0 | 0 | 0 | 0 | 0 | 0 | 0 | 0 | 0 | 0 | 0
|  |  |  | Connection Requests | 0.4104 | 1.6507 | 2.5354 | 2.891 | 3.2467 | 3.6024 | 3.6024 | 3.6024 | 3.6024 | 3.6024 | 3.6024 | 3.6024 | 3.6024 | 3.6024 | 3.6024 | 3.6024 | 3.6024 | 3.6024 | 3.6024 | 3.6024 | 3.6024 | 3.6024 | 3.6024 | 3.6024 | 3.6024
MANBY W 115kV
| Copeland MTS | T1/T3 | A1-2CX | Electric Vehicles | 0.001718 | 0.0043214 | 0.0079829 | 0.012243 | 0.017208 | 0.022602 | 0.028561 | 0.035389 | 0.041933 | 0.049494 | 0.057721 | 0.066381 | 0.078218 | 0.090151 | 0.10214 | 0.11414 | 0.12622 | 0.13352 | 0.13478 | 0.13604 | 0.13731 | 0.1386 | 0.13989 | 0.1412 | 0.14253
|  |  |  | Electrified Heating | 0.13419 | 0.26717 | 0.39903 | 0.53266 | 0.66247 | 0.79172 | 0.92059 | 1.0491 | 1.1962 | 1.3402 | 1.4844 | 1.6286 | 1.7731 | 1.9208 | 2.0656 | 2.2107 | 2.3562 | 2.5021 | 2.5189 | 2.5333 | 2.5479 | 2.5625 | 2.5774 | 2.5924 | 2.6072
|  |  |  | Data Centres | 0 | 0 | 0 | 0 | 0 | 0 | 0 | 0 | 0 | 2.0909 | 3.8971 | 5.3532 | 5.3532 | 5.3532 | 5.3532 | 5.3532 | 5.3532 | 5.3532 | 5.3532 | 5.3532 | 5.3532 | 5.3532 | 5.3532 | 5.3532 | 5.3532
|  |  |  | Connection Requests | 3.1769 | 5.853 | 7.8365 | 9.712 | 11.1431 | 11.4667 | 11.4667 | 11.4667 | 11.4667 | 11.4667 | 11.4667 | 11.4667 | 11.4667 | 11.4667 | 11.4667 | 11.4667 | 11.4667 | 11.4667 | 11.4667 | 11.4667 | 11.4667 | 11.4667 | 11.4667 | 11.4667 | 11.4667
| Copeland MTS | T1/T3 | A3-4CX | Electric Vehicles | 0.001718 | 0.0043214 | 0.0079829 | 0.012243 | 0.017208 | 0.022602 | 0.028561 | 0.035389 | 0.041933 | 0.049494 | 0.057721 | 0.066381 | 0.078218 | 0.090151 | 0.10214 | 0.11414 | 0.12622 | 0.13352 | 0.13478 | 0.13604 | 0.13731 | 0.1386 | 0.13989 | 0.1412 | 0.14253
|  |  |  | Electrified Heating | 0.094989 | 0.18912 | 0.28246 | 0.37706 | 0.46894 | 0.56044 | 0.65166 | 0.74263 | 0.84674 | 0.94866 | 1.0508 | 1.1529 | 1.2552 | 1.3597 | 1.4622 | 1.5649 | 1.6679 | 1.7712 | 1.783 | 1.7933 | 1.8036 | 1.814 | 1.8245 | 1.8351 | 1.8455
|  |  |  | Data Centres | 0 | 0 | 0 | 0 | 0 | 0 | 0 | 0 | 0 | 0 | 0 | 0 | 0 | 0 | 0 | 0 | 0 | 0 | 0 | 0 | 0 | 0 | 0 | 0 | 0
|  |  |  | Connection Requests | 1.5383 | 5.4938 | 10.3722 | 13.7564 | 16.7889 | 19.1622 | 20.217 | 20.217 | 20.217 | 20.217 | 20.217 | 20.217 | 20.217 | 20.217 | 20.217 | 20.217 | 20.217 | 20.217 | 20.217 | 20.217 | 20.217 | 20.217 | 20.217 | 20.217 | 20.217
| Copeland MTS | T2/T4 | A5-6CX | Electric Vehicles | 0.001718 | 0.0043214 | 0.0079829 | 0.012243 | 0.017208 | 0.022602 | 0.028561 | 0.035389 | 0.041933 | 0.049494 | 0.057721 | 0.066381 | 0.078218 | 0.090151 | 0.10214 | 0.11414 | 0.12622 | 0.13352 | 0.13478 | 0.13604 | 0.13731 | 0.1386 | 0.13989 | 0.1412 | 0.14253
|  |  |  | Electrified Heating | 0 | 0 | 0 | 0 | 0 | 0 | 0 | 0 | 0 | 0 | 0 | 0 | 0 | 0 | 0 | 0 | 0 | 0 | 0 | 0 | 0 | 0 | 0 | 0 | 0
|  |  |  | Data Centres | 0 | 0 | 0 | 0 | 0 | 0 | 0 | 0 | 0 | 0 | 0 | 0 | 0 | 0 | 0 | 0 | 0 | 0 | 3.5185e-08 | 7.7735e-08 | 1.2919e-07 | 1.9142e-07 | 2.6666e-07 | 3.5766e-07 | 3.5766e-07
|  |  |  | Connection Requests | 0 | 0 | 0 | 0 | 0 | 0 | 0 | 0 | 0 | 0 | 0 | 0 | 0 | 0 | 0 | 0 | 0 | 0 | 0 | 0 | 0 | 0 | 0 | 0 | 0
| Copeland MTS | T2/T4 | A7-8CX | Electric Vehicles | 0.001718 | 0.0043214 | 0.0079829 | 0.012243 | 0.017208 | 0.022602 | 0.028561 | 0.035389 | 0.041933 | 0.049494 | 0.057721 | 0.066381 | 0.078218 | 0.090151 | 0.10214 | 0.11414 | 0.12622 | 0.13352 | 0.13478 | 0.13604 | 0.13731 | 0.1386 | 0.13989 | 0.1412 | 0.14253
|  |  |  | Electrified Heating | 0 | 0 | 0 | 0 | 0 | 0 | 0 | 0 | 0 | 0 | 0 | 0 | 0 | 0 | 0 | 0 | 0 | 0 | 0 | 0 | 0 | 0 | 0 | 0 | 0
|  |  |  | Data Centres | 0 | 0 | 0 | 0 | 0 | 0 | 0 | 0 | 0 | 0 | 0 | 0 | 0 | 0 | 0 | 0 | 0 | 0 | 0 | 0 | 0 | 0 | 0 | 0 | 1.6988e-07
|  |  |  | Connection Requests | 0 | 0 | 0 | 0 | 0 | 35.16 | 35.16 | 35.16 | 35.16 | 35.16 | 35.16 | 35.16 | 35.16 | 35.16 | 35.16 | 35.16 | 35.16 | 35.16 | 35.16 | 35.16 | 35.16 | 35.16 | 35.16 | 35.16 | 35.16
| John TS | T1/T2/T3/T4 | A3-4WR(A19-20) | Electric Vehicles | 0.020198 | 0.051294 | 0.093032 | 0.14031 | 0.19326 | 0.24974 | 0.31036 | 0.37967 | 0.44553 | 0.52133 | 0.60488 | 0.69493 | 0.82966 | 0.96559 | 1.1025 | 1.2403 | 1.3792 | 1.4509 | 1.465 | 1.4793 | 1.4937 | 1.5082 | 1.5229 | 1.5377 | 1.5526
|  |  |  | Electrified Heating | 0.22295 | 0.44388 | 0.66296 | 0.88498 | 1.1006 | 1.3154 | 1.5295 | 1.743 | 1.9874 | 2.2266 | 2.4663 | 2.7059 | 2.946 | 3.1913 | 3.4319 | 3.673 | 3.9147 | 4.1571 | 4.185 | 4.209 | 4.2331 | 4.2575 | 4.2822 | 4.3072 | 4.3316
|  |  |  | Data Centres | 0 | 0 | 0 | 0 | 0 | 0 | 0 | 0 | 0 | 0 | 2.0428 | 3.6897 | 4.8846 | 4.8846 | 4.8846 | 4.8846 | 4.8846 | 4.8846 | 4.8846 | 4.8846 | 4.8846 | 4.8846 | 4.8846 | 4.8846 | 4.8846
|  |  |  | Connection Requests | 0.78988 | 2.1925 | 3.2479 | 7.7527 | 10.1372 | 12.0123 | 13.5402 | 15.0681 | 15.0681 | 15.0681 | 15.0681 | 15.0681 | 15.0681 | 15.0681 | 15.0681 | 15.0681 | 15.0681 | 15.0681 | 15.0681 | 15.0681 | 15.0681 | 15.0681 | 15.0681 | 15.0681 | 15.0681
| John TS | T1/T2/T3/T4 | A5-6WR | Electric Vehicles | 0.020198 | 0.051294 | 0.093032 | 0.14031 | 0.19326 | 0.24974 | 0.31036 | 0.37967 | 0.44553 | 0.52133 | 0.60488 | 0.69493 | 0.82966 | 0.96559 | 1.1025 | 1.2403 | 1.3792 | 1.4509 | 1.465 | 1.4793 | 1.4937 | 1.5082 | 1.5229 | 1.5377 | 1.5526
|  |  |  | Electrified Heating | 0.057679 | 0.11484 | 0.17151 | 0.22895 | 0.28475 | 0.3403 | 0.3957 | 0.45093 | 0.51415 | 0.57604 | 0.63804 | 0.70004 | 0.76215 | 0.82561 | 0.88787 | 0.95024 | 1.0128 | 1.0755 | 1.0827 | 1.0889 | 1.0952 | 1.1015 | 1.1078 | 1.1143 | 1.1206
|  |  |  | Data Centres | 0 | 0 | 0 | 0 | 0 | 0 | 0 | 0 | 0 | 0 | 0 | 0 | 0 | 0 | 0 | 0 | 0 | 0 | 0 | 0 | 1.7915e-08 | 3.9579e-08 | 6.5778e-08 | 6.5778e-08 | 6.5778e-08
|  |  |  | Connection Requests | 1.1343 | 1.7826 | 2.2687 | 2.7549 | 3.241 | 3.241 | 3.241 | 3.241 | 3.241 | 3.241 | 3.241 | 3.241 | 3.241 | 3.241 | 3.241 | 3.241 | 3.241 | 3.241 | 3.241 | 3.241 | 3.241 | 3.241 | 3.241 | 3.241 | 3.241
| John TS | T1/T2/T3/T4 | A13-14WR | Electric Vehicles | 0.019063 | 0.048413 | 0.087807 | 0.13243 | 0.18241 | 0.23571 | 0.29293 | 0.35835 | 0.42051 | 0.49205 | 0.57091 | 0.65591 | 0.78307 | 0.91137 | 1.0406 | 1.1706 | 1.3017 | 1.3694 | 1.3827 | 1.3962 | 1.4098 | 1.4235 | 1.4373 | 1.4513 | 1.4654
|  |  |  | Electrified Heating | 0.057298 | 0.11408 | 0.17038 | 0.22744 | 0.28287 | 0.33805 | 0.39308 | 0.44795 | 0.51076 | 0.57223 | 0.63383 | 0.69541 | 0.75711 | 0.82016 | 0.882 | 0.94396 | 1.0061 | 1.0684 | 1.0755 | 1.0817 | 1.0879 | 1.0942 | 1.1005 | 1.1069 | 1.1132
|  |  |  | Data Centres | 0 | 0 | 0 | 0 | 0 | 0 | 0 | 0 | 0 | 0 | 0 | 0 | 0 | 0 | 0.55136 | 0.55136 | 0.55136 | 0.55136 | 0.55136 | 0.55136 | 0.55136 | 0.55136 | 0.55136 | 0.55136 | 0.55136
|  |  |  | Connection Requests | 0 | 0 | 0 | 0 | 0 | 0 | 0 | 0 | 0 | 0 | 0 | 0 | 0 | 0 | 0 | 0 | 0 | 0 | 0 | 0 | 0 | 0 | 0 | 0 | 0
| John TS | T1/T2/T3/T4 | A17-18WR | Electric Vehicles | 0.017013 | 0.043206 | 0.078364 | 0.11819 | 0.16279 | 0.21036 | 0.26142 | 0.3198 | 0.37529 | 0.43913 | 0.50951 | 0.58537 | 0.69885 | 0.81335 | 0.92869 | 1.0447 | 1.1617 | 1.2221 | 1.234 | 1.246 | 1.2582 | 1.2704 | 1.2827 | 1.2952 | 1.3078
|  |  |  | Electrified Heating | 0 | 0 | 0 | 0 | 0 | 0 | 0 | 0 | 0 | 0 | 0 | 0 | 0 | 0 | 0 | 0 | 0 | 0 | 0 | 0 | 0 | 0 | 0 | 0 | 0
|  |  |  | Data Centres | 0 | 0 | 0 | 0 | 0 | 0 | 0 | 0 | 0 | 0 | 0 | 2.9885 | 5.1569 | 6.468 | 6.468 | 6.468 | 6.468 | 6.468 | 6.468 | 6.468 | 6.468 | 6.468 | 6.468 | 6.468 | 6.468
|  |  |  | Connection Requests | 0 | 2.5935 | 4.0755 | 5.187 | 6.2985 | 7.41 | 7.41 | 7.41 | 7.41 | 7.41 | 7.41 | 7.41 | 7.41 | 7.41 | 7.41 | 7.41 | 7.41 | 7.41 | 7.41 | 7.41 | 7.41 | 7.41 | 7.41 | 7.41 | 7.41
| John TS | T5/T6 | A11-12WR | Electric Vehicles | 0.020416 | 0.051848 | 0.094036 | 0.14182 | 0.19535 | 0.25243 | 0.31371 | 0.38377 | 0.45034 | 0.52696 | 0.61141 | 0.70244 | 0.83861 | 0.97602 | 1.1144 | 1.2537 | 1.3941 | 1.4666 | 1.4808 | 1.4952 | 1.5098 | 1.5245 | 1.5393 | 1.5543 | 1.5694
|  |  |  | Electrified Heating | 0.0064427 | 0.012827 | 0.019158 | 0.025574 | 0.031807 | 0.038012 | 0.0442 | 0.05037 | 0.057431 | 0.064344 | 0.07127 | 0.078195 | 0.085132 | 0.092222 | 0.099176 | 0.10614 | 0.11313 | 0.12013 | 0.12094 | 0.12163 | 0.12233 | 0.12303 | 0.12375 | 0.12447 | 0.12518
|  |  |  | Data Centres | 0 | 0 | 0 | 0 | 0.76106 | 1.5473 | 2.3252 | 2.3252 | 2.3252 | 2.3252 | 2.3252 | 2.3252 | 2.3252 | 2.3252 | 2.3252 | 2.3252 | 2.3252 | 2.3252 | 2.3252 | 2.3252 | 2.3252 | 2.3252 | 2.3252 | 2.3252 | 2.3252
|  |  |  | Connection Requests | 0 | 0 | 0 | 0 | 0 | 0 | 0 | 0 | 0 | 0 | 0 | 0 | 0 | 0 | 0 | 0 | 0 | 0 | 0 | 0 | 0 | 0 | 0 | 0 | 0
| John TS | T5/T6 | A15-16WR | Electric Vehicles | 0.019871 | 0.050463 | 0.091525 | 0.13804 | 0.19013 | 0.24569 | 0.30533 | 0.37352 | 0.43832 | 0.51288 | 0.59508 | 0.68368 | 0.81622 | 0.94995 | 1.0847 | 1.2202 | 1.3568 | 1.4274 | 1.4413 | 1.4553 | 1.4695 | 1.4838 | 1.4982 | 1.5128 | 1.5275
|  |  |  | Electrified Heating | 0.063488 | 0.1264 | 0.18879 | 0.25201 | 0.31343 | 0.37458 | 0.43555 | 0.49635 | 0.56594 | 0.63406 | 0.70231 | 0.77055 | 0.83891 | 0.90877 | 0.97729 | 1.0459 | 1.1148 | 1.1838 | 1.1917 | 1.1986 | 1.2055 | 1.2124 | 1.2194 | 1.2265 | 1.2335
|  |  |  | Data Centres | 0 | 0 | 0 | 0 | 0 | 0 | 0 | 2.7585 | 5.353 | 7.7062 | 7.7062 | 7.7062 | 7.7062 | 7.7062 | 7.7062 | 7.7062 | 7.7062 | 7.7062 | 7.7062 | 7.7062 | 7.7062 | 7.7062 | 7.7062 | 7.7062 | 7.7062
|  |  |  | Connection Requests | 0.97933 | 1.7992 | 2.6191 | 3.0974 | 3.0974 | 3.0974 | 3.0974 | 3.0974 | 3.0974 | 3.0974 | 3.0974 | 3.0974 | 3.0974 | 3.0974 | 3.0974 | 3.0974 | 3.0974 | 3.0974 | 3.0974 | 3.0974 | 3.0974 | 3.0974 | 3.0974 | 3.0974 | 3.0974
| Strachan TS | T12/T14 | A11-12T | Electric Vehicles | 0.083033 | 0.20894 | 0.37453 | 0.56753 | 0.79119 | 1.039 | 1.3093 | 1.6165 | 1.9058 | 2.2449 | 2.6124 | 3.0037 | 3.5524 | 4.1053 | 4.6608 | 5.218 | 5.7787 | 6.1027 | 6.1584 | 6.2147 | 6.2714 | 6.3287 | 6.3865 | 6.4448 | 6.5037
|  |  |  | Electrified Heating | 0.23829 | 0.47443 | 0.70858 | 0.94588 | 1.1764 | 1.4059 | 1.6348 | 1.863 | 2.1241 | 2.3798 | 2.636 | 2.8921 | 3.1487 | 3.4109 | 3.6681 | 3.9257 | 4.184 | 4.4431 | 4.4729 | 4.4986 | 4.5244 | 4.5505 | 4.5768 | 4.6036 | 4.6297
|  |  |  | Data Centres | 0 | 0 | 0 | 0 | 0 | 0 | 0 | 0 | 0 | 0 | 0 | 0 | 0 | 0 | 0 | 0 | 0 | 1.1079e-08 | 2.4477e-08 | 5.6232e-08 | 7.5041e-08 | 9.7787e-08 | 9.7787e-08 | 9.7787e-08 | 9.7787e-08
|  |  |  | Connection Requests | 0 | 1.5697 | 2.4668 | 3.1395 | 3.8123 | 4.485 | 4.485 | 4.485 | 4.485 | 6.279 | 6.279 | 6.279 | 6.279 | 6.279 | 6.279 | 6.279 | 6.279 | 6.279 | 6.279 | 6.279 | 6.279 | 6.279 | 6.279 | 6.279 | 6.279
| Strachan TS | T12/T14 | A15-16T(A5-6) | Electric Vehicles | 0.084329 | 0.2122 | 0.38037 | 0.57639 | 0.80354 | 1.0553 | 1.3297 | 1.6417 | 1.9356 | 2.28 | 2.6532 | 3.0506 | 3.6078 | 4.1694 | 4.7336 | 5.2994 | 5.8689 | 6.198 | 6.2546 | 6.3117 | 6.3693 | 6.4274 | 6.4861 | 6.5454 | 6.6052
|  |  |  | Electrified Heating | 0.24073 | 0.47928 | 0.71582 | 0.95555 | 1.1884 | 1.4203 | 1.6515 | 1.882 | 2.1458 | 2.4041 | 2.6629 | 2.9217 | 3.1809 | 3.4457 | 3.7056 | 3.9659 | 4.2268 | 4.4886 | 4.5187 | 4.5446 | 4.5707 | 4.597 | 4.6236 | 4.6506 | 4.677
|  |  |  | Data Centres | 0 | 0 | 0 | 0 | 0 | 0 | 0 | 0 | 0 | 0 | 0 | 0 | 0 | 0 | 0 | 0 | 0 | 0 | 0 | 0 | 1.7625e-08 | 3.8938e-08 | 6.4713e-08 | 6.4713e-08 | 6.4713e-08
|  |  |  | Connection Requests | 4.2817 | 4.6461 | 4.9194 | 5.1927 | 3.644 | 3.644 | 1.822 | 1.822 | 1.822 | 1.822 | 1.822 | 1.822 | 1.822 | 1.822 | 1.822 | 1.822 | 1.822 | 1.822 | 1.822 | 1.822 | 1.822 | 1.822 | 1.822 | 1.822 | 1.822
| Strachan TS | T13/T15 | A1-2T | Electric Vehicles | 0.084329 | 0.2122 | 0.38037 | 0.57639 | 0.80354 | 1.0553 | 1.3297 | 1.6417 | 1.9356 | 2.28 | 2.6532 | 3.0506 | 3.6078 | 4.1694 | 4.7336 | 5.2994 | 5.8689 | 6.198 | 6.2546 | 6.3117 | 6.3693 | 6.4274 | 6.4861 | 6.5454 | 6.6052
|  |  |  | Electrified Heating | 0.72689 | 1.4472 | 2.1615 | 2.8853 | 3.5885 | 4.2886 | 4.9867 | 5.6828 | 6.4795 | 7.2595 | 8.0408 | 8.8221 | 9.6048 | 10.4047 | 11.1892 | 11.9752 | 12.7632 | 13.5535 | 13.6444 | 13.7227 | 13.8015 | 13.8809 | 13.9614 | 14.0429 | 14.1226
|  |  |  | Data Centres | 0 | 0 | 0 | 0 | 0 | 0 | 0 | 0 | 0 | 0 | 0 | 0 | 0 | 0 | 0 | 4.6472e-16 | -7.0391e-16 | 2.0189e-08 | 3.2785e-08 | 3.2785e-08 | 3.2785e-08 | 3.2785e-08 | 3.2785e-08 | 3.2785e-08 | 3.2785e-08
|  |  |  | Connection Requests | 0 | 0 | 0.6377 | 1.0021 | 1.2754 | 1.5487 | 1.822 | 1.822 | 1.822 | 1.822 | 1.822 | 1.822 | 1.822 | 1.822 | 1.822 | 1.822 | 1.822 | 1.822 | 1.822 | 1.822 | 1.822 | 1.822 | 1.822 | 1.822 | 1.822
| Strachan TS | T13/T15 | A9-10T | Electric Vehicles | 0.083218 | 0.20941 | 0.37536 | 0.56879 | 0.79295 | 1.0414 | 1.3122 | 1.6201 | 1.9101 | 2.2499 | 2.6182 | 3.0104 | 3.5603 | 4.1144 | 4.6712 | 5.2296 | 5.7915 | 6.1163 | 6.1722 | 6.2285 | 6.2854 | 6.3428 | 6.4007 | 6.4592 | 6.5182
|  |  |  | Electrified Heating | 0.27475 | 0.54701 | 0.81699 | 1.0906 | 1.3564 | 1.621 | 1.8849 | 2.148 | 2.4491 | 2.7439 | 3.0393 | 3.3346 | 3.6304 | 3.9327 | 4.2293 | 4.5264 | 4.8242 | 5.123 | 5.1573 | 5.1869 | 5.2167 | 5.2467 | 5.2771 | 5.3079 | 5.3381
|  |  |  | Data Centres | 0 | 0 | 0 | 0 | 0 | 0 | 0 | 0 | 0 | 0 | 0 | 0 | 0 | 0 | 0 | 0 | 0 | 1.1104e-08 | 2.4531e-08 | 4.0769e-08 | 4.0769e-08 | 6.343e-08 | 9.0834e-08 | 1.2397e-07 | 1.2397e-07
|  |  |  | Connection Requests | 0 | 4.3422 | 6.8234 | 8.6843 | 10.5453 | 12.4062 | 12.4062 | 12.4062 | 12.4062 | 12.4062 | 12.4062 | 12.4062 | 12.4062 | 12.4062 | 12.4062 | 12.4062 | 12.4062 | 12.4062 | 12.4062 | 12.4062 | 12.4062 | 12.4062 | 12.4062 | 12.4062 | 12.4062

## Table 29
Back to main menu
Year (give approximate growth due to this factor/project per year) - HIGH ELECTRIFICATION FORECAST - WINTER
| Station | Transformers | Bus | Factors/Projects Leading to Growth | 2023 | 2024 | 2025 | 2026 | 2027 | 2028 | 2029 | 2030 | 2031 | 2032 | 2033 | 2034 | 2035 | 2036 | 2037 | 2038 | 2039 | 2040 | 2041 | 2042 | 2043 | 2044 | 2045 | 2046 | 2047
NORTH 230kV
| Agincourt TS | T5/T6 | BY | Electric Vehicles | 0.18902 | 0.47675 | 0.85877 | 1.3007 | 1.8087 | 2.3657 | 2.9711 | 3.6607 | 4.3125 | 5.0722 | 5.899 | 6.7815 | 8.0368 | 9.3022 | 10.5745 | 11.8513 | 13.1369 | 13.8618 | 13.9906 | 14.1207 | 14.2519 | 14.3844 | 14.5181 | 14.653 | 14.7893
|  |  |  | Electrified Heating | 2.0338 | 4.0532 | 6.0596 | 8.0968 | 10.0799 | 12.0585 | 14.0355 | 16.0107 | 18.6626 | 21.277 | 23.9049 | 26.5421 | 29.1927 | 31.9007 | 34.5755 | 37.2637 | 39.9669 | 42.6864 | 43.0357 | 43.3499 | 43.6653 | 43.9827 | 44.3028 | 44.626 | 44.9441
|  |  |  | Data Centres | 0 | 0 | 0 | 7.6538 | 12.0274 | 15.3076 | 18.5878 | 21.868 | 21.868 | 21.868 | 21.868 | 21.868 | 22.7434 | 23.2727 | 23.486 | 23.486 | 23.486 | 23.486 | 23.486 | 23.486 | 23.486 | 23.486 | 23.486 | 23.486 | 23.486
|  |  |  | Connection Requests | 0 | 0.73804 | 1.1598 | 1.4761 | 1.7924 | 2.1087 | 2.1087 | 2.1087 | 2.1087 | 2.1087 | 2.1087 | 2.1087 | 2.1087 | 2.1087 | 2.1087 | 2.1087 | 2.1087 | 2.1087 | 2.1087 | 2.1087 | 2.1087 | 2.1087 | 2.1087 | 2.1087 | 2.1087
| Bathurst TS | T1/T2 | BY | Electric Vehicles | 0.043857 | 0.11218 | 0.20227 | 0.30212 | 0.41044 | 0.52343 | 0.64197 | 0.77756 | 0.90609 | 1.0528 | 1.2167 | 1.3966 | 1.6852 | 1.9765 | 2.2706 | 2.5675 | 2.8672 | 3.0037 | 3.034 | 3.0647 | 3.0957 | 3.1269 | 3.1585 | 3.1904 | 3.2226
|  |  |  | Electrified Heating | 1.9648 | 3.9157 | 5.8541 | 7.8222 | 9.7381 | 11.6496 | 13.5595 | 15.4677 | 18.0297 | 20.5555 | 23.0942 | 25.642 | 28.2027 | 30.8189 | 33.403 | 36 | 38.6115 | 41.2388 | 41.5763 | 41.8798 | 42.1845 | 42.4911 | 42.8004 | 43.1127 | 43.4199
|  |  |  | Data Centres | 0 | 0 | 0 | 0 | 0 | 0 | 0 | 0 | 0 | 0 | 0 | 0 | 2.0377 | 3.2698 | 3.7664 | 3.7664 | 3.7664 | 3.7664 | 3.7664 | 3.7664 | 3.7664 | 3.7664 | 3.7664 | 3.7664 | 3.7664
|  |  |  | Connection Requests | 5.3313 | 16.1173 | 16.6936 | 24.4853 | 32.4133 | 38.3098 | 40.3551 | 42.4003 | 42.4003 | 42.4003 | 42.4003 | 42.4003 | 42.4003 | 42.4003 | 42.4003 | 42.4003 | 42.4003 | 42.4003 | 42.4003 | 42.4003 | 42.4003 | 42.4003 | 42.4003 | 42.4003 | 42.4003
| Bathurst TS | T3/T4 | JQ | Electric Vehicles | 0.04019 | 0.1028 | 0.18535 | 0.27686 | 0.37613 | 0.47967 | 0.5883 | 0.71255 | 0.83034 | 0.96474 | 1.1149 | 1.2799 | 1.5443 | 1.8113 | 2.0808 | 2.3528 | 2.6275 | 2.7525 | 2.7804 | 2.8085 | 2.8368 | 2.8655 | 2.8944 | 2.9237 | 2.9532
|  |  |  | Electrified Heating | 2.3092 | 4.602 | 6.88 | 9.1931 | 11.4448 | 13.6913 | 15.9359 | 18.1785 | 21.1895 | 24.1579 | 27.1417 | 30.1359 | 33.1454 | 36.2201 | 39.257 | 42.3093 | 45.3784 | 48.4661 | 48.8628 | 49.2195 | 49.5776 | 49.938 | 50.3014 | 50.6684 | 51.0296
|  |  |  | Data Centres | 0 | 0 | 0 | 0 | 0 | 0 | 0 | 0 | 0 | 0 | 0 | 0 | 0 | 0 | 0 | 0 | 0 | 0 | 0 | 0 | 0 | 0 | 9.5335e-08 | 2.4151e-07 | 4.1829e-07
|  |  |  | Connection Requests | 1.3871 | 2.4618 | 3.4325 | 3.7448 | 4.0572 | 4.0572 | 4.0572 | 4.0572 | 4.0572 | 4.0572 | 4.0572 | 4.0572 | 4.0572 | 4.0572 | 4.0572 | 4.0572 | 4.0572 | 4.0572 | 4.0572 | 4.0572 | 4.0572 | 4.0572 | 4.0572 | 4.0572 | 4.0572
| Cavanagh MTS | T1/T2 | JQ | Electric Vehicles | 0.33525 | 0.83377 | 1.5254 | 2.3575 | 3.365 | 4.5016 | 5.7776 | 7.2323 | 8.6158 | 10.2409 | 11.9813 | 13.7902 | 16.0881 | 18.4013 | 20.7179 | 23.0283 | 25.3489 | 26.9335 | 27.1687 | 27.4061 | 27.6456 | 27.8872 | 28.131 | 28.3769 | 28.6251
|  |  |  | Electrified Heating | 2.508 | 4.9981 | 7.4722 | 9.9844 | 12.4299 | 14.8698 | 17.3076 | 19.7433 | 23.0134 | 26.2374 | 29.4779 | 32.7299 | 35.9985 | 39.3378 | 42.6362 | 45.9512 | 49.2845 | 52.638 | 53.0687 | 53.4562 | 53.8451 | 54.2365 | 54.6312 | 55.0298 | 55.4221
|  |  |  | Data Centres | 0 | 0 | 0 | 0 | 0 | 0 | 0 | 2.6283 | 5.1004 | 7.3425 | 7.3425 | 7.3425 | 7.3425 | 8.608 | 9.1181 | 9.1181 | 9.1181 | 9.1181 | 9.1181 | 9.1181 | 9.1181 | 9.1181 | 9.1181 | 9.1181 | 9.1181
|  |  |  | Connection Requests | 1.6709 | 4.7818 | 5.4979 | 6.214 | 6.9301 | 7.335 | 8.7985 | 9.8961 | 10.9937 | 10.9937 | 10.9937 | 10.9937 | 10.9937 | 10.9937 | 10.9937 | 10.9937 | 10.9937 | 10.9937 | 10.9937 | 10.9937 | 10.9937 | 10.9937 | 10.9937 | 10.9937 | 10.9937
| Fairchild TS | T1/T2 | BY | Electric Vehicles | 0.31299 | 0.79427 | 1.4387 | 2.1703 | 2.9919 | 3.8713 | 4.8162 | 5.8959 | 6.921 | 8.1026 | 9.4032 | 10.8039 | 12.8889 | 14.9925 | 17.1111 | 19.2418 | 21.39 | 22.509 | 22.7268 | 22.9467 | 23.1688 | 23.3929 | 23.6193 | 23.8478 | 24.0785
|  |  |  | Electrified Heating | 2.502 | 4.9863 | 7.4546 | 9.9608 | 12.4005 | 14.8346 | 17.2666 | 19.6966 | 22.959 | 26.1753 | 29.4082 | 32.6525 | 35.9133 | 39.2448 | 42.5353 | 45.8425 | 49.1679 | 52.5135 | 52.9432 | 53.3298 | 53.7178 | 54.1082 | 54.502 | 54.8997 | 55.291
|  |  |  | Data Centres | 0 | 0 | 0 | 0 | 0 | 0 | 0 | 0 | 0 | 0 | 0 | 0 | 0 | 0 | 0 | 0 | 0 | 0 | 0 | 0 | 0 | 0 | 0 | 0 | 0
|  |  |  | Connection Requests | 3.01 | 5.0942 | 8.7834 | 11.4326 | 12.7808 | 13.5512 | 14.3216 | 14.3216 | 14.3216 | 14.3216 | 14.3216 | 14.3216 | 14.3216 | 14.3216 | 14.3216 | 14.3216 | 14.3216 | 14.3216 | 14.3216 | 14.3216 | 14.3216 | 14.3216 | 14.3216 | 14.3216 | 14.3216
| Fairchild TS | T3/T4 | JQ | Electric Vehicles | 0.34553 | 0.87685 | 1.5883 | 2.396 | 3.303 | 4.2738 | 5.3169 | 6.5089 | 7.6405 | 8.9451 | 10.3808 | 11.9272 | 14.229 | 16.5513 | 18.8901 | 21.2424 | 23.6139 | 24.8493 | 25.0898 | 25.3326 | 25.5777 | 25.8251 | 26.075 | 26.3273 | 26.5819
|  |  |  | Electrified Heating | 1.7987 | 3.5846 | 5.3589 | 7.1606 | 8.9144 | 10.6643 | 12.4126 | 14.1594 | 16.5047 | 18.8169 | 21.1409 | 23.4732 | 25.8173 | 28.2122 | 30.5777 | 32.9551 | 35.3457 | 37.7508 | 38.0597 | 38.3376 | 38.6165 | 38.8972 | 39.1803 | 39.4662 | 39.7475
|  |  |  | Data Centres | 0 | 0 | 0 | 0 | 0 | 0 | 0 | 0 | 0 | 0 | 0 | 0 | 0 | 0 | 0 | 0 | 0 | 0 | 0 | 0 | 1.8282e-08 | 4.0391e-08 | 6.7128e-08 | 6.7128e-08 | 6.7128e-08
|  |  |  | Connection Requests | 2.1003 | 4.1934 | 5.6038 | 6.8867 | 8.1695 | 8.5523 | 8.5523 | 8.5523 | 8.5523 | 8.5523 | 8.5523 | 8.5523 | 8.5523 | 8.5523 | 8.5523 | 8.5523 | 8.5523 | 8.5523 | 8.5523 | 8.5523 | 8.5523 | 8.5523 | 8.5523 | 8.5523 | 8.5523
| Finch TS | T1/T2 | BY | Electric Vehicles | 0.32643 | 0.79208 | 1.4779 | 2.3564 | 3.5005 | 4.8447 | 6.4092 | 8.1923 | 9.8954 | 11.9185 | 14.0437 | 16.1877 | 18.5222 | 20.8667 | 23.1997 | 25.5036 | 27.8081 | 29.8249 | 30.0607 | 30.2985 | 30.5382 | 30.7798 | 31.0234 | 31.269 | 31.5167
|  |  |  | Electrified Heating | 1.7723 | 3.5321 | 5.2805 | 7.0558 | 8.784 | 10.5082 | 12.231 | 13.9522 | 16.2632 | 18.5415 | 20.8316 | 23.1297 | 25.4395 | 27.7994 | 30.1303 | 32.4729 | 34.8285 | 37.1984 | 37.5028 | 37.7766 | 38.0514 | 38.328 | 38.607 | 38.8887 | 39.1658
|  |  |  | Data Centres | 0 | 0 | 0 | 0 | 0 | 0 | 0 | 0 | 0 | 0 | 0 | 0 | 0 | 0 | 0 | 0 | 0 | 0 | 0 | 0 | 0 | 0 | 0 | 0 | 0
|  |  |  | Connection Requests | 0.35828 | 0.62698 | 0.89569 | 1.1644 | 1.1644 | 1.1644 | 1.1644 | 1.1644 | 1.1644 | 1.1644 | 1.1644 | 1.1644 | 1.1644 | 1.1644 | 1.1644 | 1.1644 | 1.1644 | 1.1644 | 1.1644 | 1.1644 | 1.1644 | 1.1644 | 1.1644 | 1.1644 | 1.1644
| Finch TS | T3/T4 | JQ | Electric Vehicles | 0.34076 | 0.82684 | 1.5428 | 2.4598 | 3.6542 | 5.0573 | 6.6905 | 8.5519 | 10.3297 | 12.4416 | 14.6601 | 16.8982 | 19.3352 | 21.7826 | 24.218 | 26.623 | 29.0286 | 31.1339 | 31.3801 | 31.6283 | 31.8785 | 32.1308 | 32.3851 | 32.6415 | 32.8999
|  |  |  | Electrified Heating | 3.0387 | 6.0557 | 9.0534 | 12.0971 | 15.0601 | 18.0162 | 20.9699 | 23.921 | 27.8831 | 31.7892 | 35.7155 | 39.6556 | 43.6158 | 47.6617 | 51.658 | 55.6744 | 59.7131 | 63.7762 | 64.2981 | 64.7676 | 65.2388 | 65.713 | 66.1912 | 66.6742 | 67.1494
|  |  |  | Data Centres | 8.448 | 14.784 | 21.12 | 27.456 | 27.456 | 27.456 | 27.456 | 27.456 | 27.456 | 27.456 | 27.456 | 27.456 | 27.456 | 27.456 | 27.456 | 27.456 | 27.456 | 27.456 | 27.456 | 27.456 | 27.456 | 27.456 | 27.456 | 27.456 | 27.456
|  |  |  | Connection Requests | 3.4628 | 5.6364 | 7.4184 | 8.9364 | 10.1112 | 10.1112 | 10.1112 | 10.1112 | 10.1112 | 10.1112 | 10.1112 | 10.1112 | 10.1112 | 10.1112 | 10.1112 | 10.1112 | 10.1112 | 10.1112 | 10.1112 | 10.1112 | 10.1112 | 10.1112 | 10.1112 | 10.1112 | 10.1112
| Leslie TS | T1/T2 13.8 | H1H2 | Electric Vehicles | 0.15503 | 0.39315 | 0.71087 | 1.0724 | 1.4794 | 1.9166 | 2.3868 | 2.9238 | 3.4329 | 4.0209 | 4.6671 | 5.3626 | 6.3934 | 7.4332 | 8.4802 | 9.5331 | 10.5944 | 11.1515 | 11.2588 | 11.3671 | 11.4765 | 11.5869 | 11.6984 | 11.8109 | 11.9245
|  |  |  | Electrified Heating | 0.044041 | 0.087769 | 0.13122 | 0.17533 | 0.21827 | 0.26112 | 0.30393 | 0.3467 | 0.40412 | 0.46074 | 0.51764 | 0.57475 | 0.63215 | 0.69079 | 0.74871 | 0.80692 | 0.86545 | 0.92434 | 0.93191 | 0.93871 | 0.94554 | 0.95241 | 0.95934 | 0.96634 | 0.97323
Back to main menu |  |  |  | Data Centres | 0 | 0 | 0 | 0 | 0 | 0 | 0 | 0 | 0 | 0 | 0 | 0 | 0 | 0 | 0 | 0 | 0 | 0 | 0 | 1.3542e-08 | 2.9919e-08 | 4.9724e-08 | 4.9724e-08 | 4.9724e-08 | 4.9724e-08
|  |  |  | Connection Requests | 0 | 0 | 0 | 0 | 0 | 0 | 0 | 0 | 0 | 0 | 0 | 0 | 0 | 0 | 0 | 0 | 0 | 0 | 0 | 0 | 0 | 0 | 0 | 0 | 0
| Leslie TS | T1/T2 27.6 | BY | Electric Vehicles | 0.17032 | 0.43191 | 0.78095 | 1.1781 | 1.6252 | 2.1056 | 2.6222 | 3.212 | 3.7713 | 4.4173 | 5.1272 | 5.8913 | 7.0237 | 8.166 | 9.3163 | 10.473 | 11.6389 | 12.251 | 12.3688 | 12.4878 | 12.608 | 12.7293 | 12.8517 | 12.9754 | 13.1002
|  |  |  | Electrified Heating | 1.7157 | 3.4192 | 5.1117 | 6.8302 | 8.5031 | 10.1722 | 11.8399 | 13.5061 | 15.7432 | 17.9486 | 20.1655 | 22.3901 | 24.6261 | 26.9105 | 29.1668 | 31.4346 | 33.7149 | 36.0089 | 36.3036 | 36.5687 | 36.8347 | 37.1025 | 37.3725 | 37.6452 | 37.9135
|  |  |  | Data Centres | 0 | 0 | 0 | 0 | 0 | 0 | 0 | 0 | 0 | 0 | 0 | 0 | 0 | 0 | 0 | 0 | 0 | 0 | 0 | 0 | 0 | 0 | 0 | 0 | 0
|  |  |  | Connection Requests | 4.2595 | 6.6934 | 9.2697 | 11.5241 | 13.6714 | 13.9931 | 14.3149 | 14.3149 | 14.3149 | 14.3149 | 14.3149 | 14.3149 | 14.3149 | 14.3149 | 14.3149 | 14.3149 | 14.3149 | 14.3149 | 14.3149 | 14.3149 | 14.3149 | 14.3149 | 14.3149 | 14.3149 | 14.3149
| Leslie TS | T3/T4 27.6 | JQ | Electric Vehicles | 0.18779 | 0.47621 | 0.86105 | 1.2989 | 1.7919 | 2.3215 | 2.8911 | 3.5415 | 4.1581 | 4.8704 | 5.6531 | 6.4955 | 7.7441 | 9.0036 | 10.2718 | 11.5471 | 12.8326 | 13.5075 | 13.6374 | 13.7686 | 13.9011 | 14.0348 | 14.1699 | 14.3062 | 14.4438
|  |  |  | Electrified Heating | 2.809 | 5.598 | 8.369 | 11.1826 | 13.9216 | 16.6543 | 19.3847 | 22.1127 | 25.7753 | 29.3861 | 33.0156 | 36.6578 | 40.3187 | 44.0588 | 47.753 | 51.4658 | 55.1992 | 58.9551 | 59.4375 | 59.8715 | 60.3071 | 60.7455 | 61.1875 | 61.634 | 62.0733
|  |  |  | Data Centres | 0 | 0 | 0 | 0 | 0 | 0 | 0 | 0 | 0 | 0 | 0 | 0 | 0 | 0 | 0.29924 | 0.29924 | 0.29924 | 0.29924 | 0.29924 | 0.29924 | 0.29924 | 0.29924 | 0.29924 | 0.29924 | 0.29924
|  |  |  | Connection Requests | 0.2838 | 0.5676 | 0.8514 | 0.8514 | 0.8514 | 0.8514 | 0.8514 | 0.8514 | 0.8514 | 0.8514 | 0.8514 | 0.8514 | 0.8514 | 0.8514 | 0.8514 | 0.8514 | 0.8514 | 0.8514 | 0.8514 | 0.8514 | 0.8514 | 0.8514 | 0.8514 | 0.8514 | 0.8514
| Malvern TS | T3/T4 | JQ | Electric Vehicles | 0.079051 | 0.1941 | 0.35402 | 0.55358 | 0.80527 | 1.0984 | 1.4331 | 1.8136 | 2.1743 | 2.603 | 3.056 | 3.5203 | 4.0648 | 4.6121 | 5.1583 | 5.7004 | 6.2437 | 6.666 | 6.7204 | 6.7752 | 6.8305 | 6.8863 | 6.9425 | 6.9992 | 7.0564
|  |  |  | Electrified Heating | 0.96975 | 1.9326 | 2.8893 | 3.8607 | 4.8062 | 5.7497 | 6.6923 | 7.6341 | 8.8986 | 10.1452 | 11.3982 | 12.6556 | 13.9195 | 15.2107 | 16.4861 | 17.7679 | 19.0568 | 20.3534 | 20.52 | 20.6698 | 20.8202 | 20.9715 | 21.1242 | 21.2783 | 21.43
|  |  |  | Data Centres | 0 | 0 | 0 | 0 | 0 | 0 | 0 | 0 | 0 | 0 | 0 | 0 | 0 | 0 | 0 | 0 | 0 | 0 | 0 | 4.4529e-08 | 9.8377e-08 | 1.635e-07 | 2.4224e-07 | 3.3748e-07 | 4.5264e-07
|  |  |  | Connection Requests | 1.8815 | 3.2926 | 4.7037 | 6.1148 | 6.1148 | 6.1148 | 6.1148 | 6.1148 | 6.1148 | 6.1148 | 6.1148 | 6.1148 | 6.1148 | 6.1148 | 6.1148 | 6.1148 | 6.1148 | 6.1148 | 6.1148 | 6.1148 | 6.1148 | 6.1148 | 6.1148 | 6.1148 | 6.1148
EAST 230kV
| Bermondsey TS | T1/T2 | JQ | Electric Vehicles | 0.19133 | 0.48463 | 0.88184 | 1.3352 | 1.8486 | 2.3997 | 2.996 | 3.6777 | 4.3266 | 5.0749 | 5.8963 | 6.776 | 8.0605 | 9.3562 | 10.6604 | 11.9708 | 13.2915 | 14.0035 | 14.1381 | 14.274 | 14.4111 | 14.5496 | 14.6894 | 14.8305 | 14.973
|  |  |  | Electrified Heating | 1.2055 | 2.4024 | 3.5916 | 4.7991 | 5.9745 | 7.1473 | 8.319 | 9.4898 | 11.0616 | 12.6112 | 14.1688 | 15.7319 | 17.303 | 18.9081 | 20.4934 | 22.0868 | 23.689 | 25.3009 | 25.5079 | 25.6942 | 25.8811 | 26.0692 | 26.259 | 26.4506 | 26.6391
|  |  |  | Data Centres | 0 | 0 | 8.183 | 12.859 | 16.366 | 19.873 | 23.38 | 23.38 | 23.38 | 23.38 | 23.38 | 23.38 | 23.38 | 23.38 | 23.38 | 23.38 | 23.38 | 23.38 | 23.38 | 23.38 | 23.38 | 23.38 | 23.38 | 23.38 | 23.38
|  |  |  | Connection Requests | 0 | 0.68737 | 1.0802 | 1.3747 | 18.3693 | 18.6639 | 18.6639 | 18.6639 | 18.6639 | 18.6639 | 18.6639 | 18.6639 | 18.6639 | 18.6639 | 18.6639 | 18.6639 | 18.6639 | 18.6639 | 18.6639 | 18.6639 | 18.6639 | 18.6639 | 18.6639 | 18.6639 | 18.6639
| Bermondsey TS | T3/T4 | BY | Electric Vehicles | 0.2108 | 0.53397 | 0.9716 | 1.4711 | 2.0367 | 2.644 | 3.3009 | 4.0521 | 4.7671 | 5.5915 | 6.4965 | 7.4658 | 8.881 | 10.3086 | 11.7456 | 13.1893 | 14.6445 | 15.429 | 15.5773 | 15.727 | 15.8781 | 16.0307 | 16.1847 | 16.3402 | 16.4972
|  |  |  | Electrified Heating | 1.8577 | 3.7022 | 5.5348 | 7.3956 | 9.207 | 11.0142 | 12.8199 | 14.6241 | 17.0464 | 19.4344 | 21.8347 | 24.2435 | 26.6645 | 29.138 | 31.5812 | 34.0366 | 36.5057 | 38.9896 | 39.3087 | 39.5957 | 39.8838 | 40.1737 | 40.466 | 40.7613 | 41.0518
|  |  |  | Data Centres | 0 | 0 | 0 | 0 | 0 | 0 | 0 | 0 | 0 | 0 | 2.0295 | 3.6658 | 4.853 | 4.853 | 4.853 | 4.853 | 4.853 | 4.853 | 4.853 | 4.853 | 4.853 | 4.853 | 4.853 | 4.853 | 4.853
|  |  |  | Connection Requests | 2.1511 | 5.3034 | 7.4112 | 9.2543 | 29.2003 | 29.9943 | 29.9943 | 29.9943 | 29.9943 | 29.9943 | 29.9943 | 29.9943 | 29.9943 | 29.9943 | 29.9943 | 29.9943 | 29.9943 | 29.9943 | 29.9943 | 29.9943 | 29.9943 | 29.9943 | 29.9943 | 29.9943 | 29.9943
| Ellesmere TS | T3/T4 | JQ | Electric Vehicles | 0.28255 | 0.7111 | 1.2917 | 1.9672 | 2.7511 | 3.6111 | 4.5539 | 5.6295 | 6.6508 | 7.8394 | 9.1305 | 10.4989 | 12.4003 | 14.3168 | 16.2424 | 18.1724 | 20.1152 | 21.2561 | 21.4528 | 21.6512 | 21.8515 | 22.0537 | 22.2578 | 22.4637 | 22.6716
|  |  |  | Electrified Heating | 2.4643 | 4.911 | 7.342 | 9.8104 | 12.2132 | 14.6106 | 17.0059 | 19.3991 | 22.6123 | 25.78 | 28.9641 | 32.1594 | 35.371 | 38.6521 | 41.893 | 45.1501 | 48.4254 | 51.7204 | 52.1437 | 52.5244 | 52.9065 | 53.2911 | 53.6789 | 54.0706 | 54.456
|  |  |  | Data Centres | 0 | 0 | 0 | 0 | 0 | 0 | 0 | 0 | 0 | 0 | 0 | 0 | 0 | 0 | 0 | 0 | 0 | 0 | 0 | 0 | 0 | 0 | 0 | 0 | 0
|  |  |  | Connection Requests | 1.6243 | 4.813 | 5.5091 | 6.2053 | 6.9014 | 13.741 | 13.741 | 13.741 | 13.741 | 13.741 | 13.741 | 13.741 | 13.741 | 13.741 | 13.741 | 13.741 | 13.741 | 13.741 | 13.741 | 13.741 | 13.741 | 13.741 | 13.741 | 13.741 | 13.741
| Leaside TS | T19/T20/T21 13.8 | A1A2 | Electric Vehicles | 0.079821 | 0.19912 | 0.35384 | 0.53919 | 0.76086 | 1.0142 | 1.2942 | 1.6113 | 1.9083 | 2.261 | 2.6381 | 3.0354 | 3.5601 | 4.0882 | 4.6175 | 5.1467 | 5.6784 | 6.0184 | 6.0702 | 6.1225 | 6.1753 | 6.2285 | 6.2822 | 6.3364 | 6.3911
|  |  |  | Electrified Heating | 0.42769 | 0.85234 | 1.2743 | 1.7027 | 2.1197 | 2.5358 | 2.9515 | 3.3669 | 3.9245 | 4.4743 | 5.0269 | 5.5815 | 6.1389 | 6.7084 | 7.2708 | 7.8362 | 8.4046 | 8.9765 | 9.0499 | 9.116 | 9.1823 | 9.2491 | 9.3164 | 9.3844 | 9.4513
|  |  |  | Data Centres | 0 | 0 | 0 | 0 | 0 | 0 | 0 | 0 | 2.867 | 5.4672 | 7.7133 | 7.7133 | 7.7133 | 7.7133 | 7.7133 | 7.7133 | 7.7133 | 7.7133 | 7.7133 | 7.7133 | 7.7133 | 7.7133 | 7.7133 | 7.7133 | 7.7133
|  |  |  | Connection Requests | 7.7106 | 8.9833 | 9.9378 | 10.8924 | 6.3635 | 6.3635 | 6.3635 | 6.3635 | 6.3635 | 6.3635 | 6.3635 | 6.3635 | 6.3635 | 6.3635 | 6.3635 | 6.3635 | 6.3635 | 6.3635 | 6.3635 | 6.3635 | 6.3635 | 6.3635 | 6.3635 | 6.3635 | 6.3635
| Leaside TS | T19/T20/T21 13.8 | Q1Q2 | Electric Vehicles | 0.079821 | 0.19912 | 0.35384 | 0.53919 | 0.76086 | 1.0142 | 1.2942 | 1.6113 | 1.9083 | 2.261 | 2.6381 | 3.0354 | 3.5601 | 4.0882 | 4.6175 | 5.1467 | 5.6784 | 6.0184 | 6.0702 | 6.1225 | 6.1753 | 6.2285 | 6.2822 | 6.3364 | 6.3911
|  |  |  | Electrified Heating | 1.3312 | 2.6529 | 3.9662 | 5.2996 | 6.5976 | 7.8926 | 9.1866 | 10.4794 | 12.2152 | 13.9264 | 15.6464 | 17.3725 | 19.1074 | 20.8799 | 22.6306 | 24.3902 | 26.1595 | 27.9394 | 28.1681 | 28.3737 | 28.5802 | 28.7879 | 28.9974 | 29.209 | 29.4172
|  |  |  | Data Centres | 0 | 0 | 0 | 0 | 0 | 0 | 0 | 0 | 0 | 0 | 0 | 0 | 0 | 0 | 0 | 0 | 0 | 0 | 0 | 0 | 0 | 0 | 0 | 0 | 0
|  |  |  | Connection Requests | 0 | 0 | 0 | 0 | 0 | 0 | 0 | 0 | 0 | 0 | 0 | 0 | 0 | 0 | 0 | 0 | 0 | 0 | 0 | 0 | 0 | 0 | 0 | 0 | 0
| Leaside TS | T19/T20/T21 13.8 | BY | Electric Vehicles | 0.070608 | 0.17614 | 0.313 | 0.47696 | 0.67304 | 0.89714 | 1.1448 | 1.4253 | 1.688 | 2 | 2.3336 | 2.6851 | 3.1492 | 3.6163 | 4.0845 | 4.5527 | 5.023 | 5.3237 | 5.3696 | 5.4158 | 5.4625 | 5.5096 | 5.5571 | 5.605 | 5.6534
|  |  |  | Electrified Heating | 2.3919 | 4.7669 | 7.1265 | 9.5225 | 11.8548 | 14.1818 | 16.5068 | 18.8298 | 21.9487 | 25.0234 | 28.1141 | 31.2156 | 34.3329 | 37.5178 | 40.6635 | 43.8251 | 47.0042 | 50.2025 | 50.6134 | 50.9829 | 51.3538 | 51.7271 | 52.1035 | 52.4837 | 52.8578
|  |  |  | Data Centres | 0 | 0 | 0 | 0 | 0 | 0 | 0 | 0 | 0 | 0 | 0 | 0 | 0 | 0.62938 | 0.88308 | 0.88308 | 0.88308 | 0.88308 | 0.88308 | 0.88308 | 0.88308 | 0.88308 | 0.88308 | 0.88308 | 0.88308
|  |  |  | Connection Requests | 0 | 0 | 0 | 0 | 0 | 0 | 0 | 0 | 0 | 0 | 0 | 0 | 0 | 0 | 0 | 0 | 0 | 0 | 0 | 0 | 0 | 0 | 0 | 0 | 0
| Scarboro TS | T21/T22 | JQ | Electric Vehicles | 0.16863 | 0.41495 | 0.76633 | 1.201 | 1.7455 | 2.3714 | 3.0867 | 3.9023 | 4.6799 | 5.5981 | 6.5722 | 7.5698 | 8.7489 | 9.9347 | 11.1188 | 12.2945 | 13.4733 | 14.3787 | 14.4988 | 14.62 | 14.7422 | 14.8655 | 14.9898 | 15.1152 | 15.2417
|  |  |  | Electrified Heating | 2.1058 | 4.1966 | 6.2739 | 8.3832 | 10.4365 | 12.4851 | 14.5319 | 16.577 | 19.3227 | 22.0296 | 24.7505 | 27.4809 | 30.2253 | 33.0291 | 35.7985 | 38.5819 | 41.3807 | 44.1963 | 44.558 | 44.8833 | 45.2099 | 45.5385 | 45.8699 | 46.2046 | 46.5339
|  |  |  | Data Centres | 0 | 0 | 8.5064 | 13.3672 | 17.0128 | 20.6584 | 24.304 | 24.304 | 24.304 | 24.304 | 24.304 | 24.304 | 24.304 | 24.304 | 24.304 | 24.304 | 24.304 | 24.304 | 24.304 | 24.304 | 24.304 | 24.304 | 24.304 | 24.304 | 24.304
|  |  |  | Connection Requests | 0 | 2.9441 | 4.6265 | 5.8883 | 7.15 | 8.4118 | 8.4118 | 8.4118 | 8.4118 | 8.4118 | 8.4118 | 8.4118 | 8.4118 | 8.4118 | 8.4118 | 8.4118 | 8.4118 | 8.4118 | 8.4118 | 8.4118 | 8.4118 | 8.4118 | 8.4118 | 8.4118 | 8.4118
| Scarboro TS | T23/T24 | BY | Electric Vehicles | 0.17699 | 0.4355 | 0.8043 | 1.2605 | 1.832 | 2.4889 | 3.2397 | 4.0956 | 4.9118 | 5.8754 | 6.8978 | 7.9448 | 9.1823 | 10.4268 | 11.6696 | 12.9036 | 14.1408 | 15.091 | 15.2171 | 15.3443 | 15.4726 | 15.6019 | 15.7324 | 15.864 | 15.9968
|  |  |  | Electrified Heating | 2.0849 | 4.155 | 6.2117 | 8.3001 | 10.333 | 12.3613 | 14.3879 | 16.4127 | 19.1312 | 21.8113 | 24.5052 | 27.2085 | 29.9257 | 32.7017 | 35.4437 | 38.1994 | 40.9705 | 43.7582 | 44.1163 | 44.4384 | 44.7617 | 45.0871 | 45.4152 | 45.7466 | 46.0727
|  |  |  | Data Centres | 0 | 0 | 0 | 0 | 0 | 0 | 0 | 0 | 0 | 0 | 0 | 0 | 0 | 0 | 0 | 0 | 0 | 0 | 0 | 0 | 0 | 0 | 0 | 0 | 0
|  |  |  | Connection Requests | 0 | 1.0669 | 1.6765 | 2.1337 | 2.591 | 16.7132 | 16.7132 | 16.7132 | 16.7132 | 16.7132 | 16.7132 | 16.7132 | 16.7132 | 16.7132 | 16.7132 | 16.7132 | 16.7132 | 16.7132 | 16.7132 | 16.7132 | 16.7132 | 16.7132 | 16.7132 | 16.7132 | 16.7132
| Sheppard TS | T1/T2 | JQ | Electric Vehicles | 0.20874 | 0.51887 | 0.95722 | 1.4846 | 2.1245 | 2.8433 | 3.653 | 4.5778 | 5.4609 | 6.4949 | 7.6032 | 8.7515 | 10.199 | 11.6561 | 13.1152 | 14.5695 | 16.0304 | 17.0412 | 17.1909 | 17.3419 | 17.4943 | 17.6481 | 17.8032 | 17.9597 | 18.1176
|  |  |  | Electrified Heating | 2.0913 | 4.1677 | 6.2307 | 8.3255 | 10.3647 | 12.3992 | 14.4319 | 16.4629 | 19.1898 | 21.878 | 24.5802 | 27.2918 | 30.0173 | 32.8018 | 35.5522 | 38.3164 | 41.0959 | 43.8922 | 44.2514 | 44.5745 | 44.8988 | 45.2251 | 45.5542 | 45.8866 | 46.2137
|  |  |  | Data Centres | 0 | 0 | 0 | 0 | 0 | 0 | 0 | 0 | 2.6942 | 5.1378 | 7.2485 | 9.0156 | 10.2978 | 11.0731 | 11.0731 | 11.0731 | 11.0731 | 11.0731 | 11.0731 | 11.0731 | 11.0731 | 11.0731 | 11.0731 | 11.0731 | 11.0731
|  |  |  | Connection Requests | 1.2061 | 1.967 | 2.6128 | 4.7076 | 5.8806 | 8.1116 | 9.6526 | 10.9636 | 11.6536 | 11.6536 | 11.6536 | 11.6536 | 11.6536 | 11.6536 | 11.6536 | 11.6536 | 11.6536 | 11.6536 | 11.6536 | 11.6536 | 11.6536 | 11.6536 | 11.6536 | 11.6536 | 11.6536
| Sheppard TS | T5/T6 (was T3/T4) | EZ (was BY) | Electric Vehicles | 0.1831 | 0.45514 | 0.83965 | 1.3022 | 1.8636 | 2.494 | 3.2043 | 4.0155 | 4.7901 | 5.6971 | 6.6693 | 7.6766 | 8.9463 | 10.2244 | 11.5043 | 12.78 | 14.0614 | 14.9481 | 15.0794 | 15.2119 | 15.3456 | 15.4804 | 15.6165 | 15.7538 | 15.8923
|  |  |  | Electrified Heating | 2.1708 | 4.3262 | 6.4677 | 8.6422 | 10.7589 | 12.8708 | 14.9809 | 17.0892 | 19.9198 | 22.7103 | 25.5152 | 28.33 | 31.1592 | 34.0496 | 36.9046 | 39.7739 | 42.6592 | 45.5619 | 45.9347 | 46.2701 | 46.6067 | 46.9455 | 47.2871 | 47.6322 | 47.9717
|  |  |  | Data Centres | 0 | 0 | 0 | 0 | 0 | 0 | 0 | 0 | 0 | 0 | 0 | 0 | 0 | 0 | 0 | 0 | 0 | 0 | 0 | 0 | 0 | 2.0342e-08 | 4.4942e-08 | 7.469e-08 | 7.469e-08
|  |  |  | Connection Requests | 0.58693 | 0.92232 | 1.1739 | 1.4254 | 1.6769 | 1.6769 | 1.6769 | 1.6769 | 1.6769 | 1.6769 | 1.6769 | 1.6769 | 1.6769 | 1.6769 | 1.6769 | 1.6769 | 1.6769 | 1.6769 | 1.6769 | 1.6769 | 1.6769 | 1.6769 | 1.6769 | 1.6769 | 1.6769
| Warden TS | T3/T4 | JQ | Electric Vehicles | 0.30673 | 0.77215 | 1.4205 | 2.1735 | 3.0481 | 3.9985 | 5.0452 | 6.2436 | 7.3898 | 8.7152 | 10.1583 | 11.6812 | 13.7816 | 15.899 | 18.0266 | 20.1577 | 22.3034 | 23.5807 | 23.8016 | 24.0247 | 24.2498 | 24.477 | 24.7064 | 24.9379 | 25.1716
|  |  |  | Electrified Heating | 4.1702 | 8.3107 | 12.4246 | 16.6018 | 20.668 | 24.725 | 28.7785 | 32.8285 | 38.266 | 43.6267 | 49.015 | 54.4222 | 59.8571 | 65.4097 | 70.8941 | 76.4061 | 81.9487 | 87.5248 | 88.241 | 88.8853 | 89.532 | 90.1827 | 90.839 | 91.5019 | 92.154
|  |  |  | Data Centres | 11.544 | 11.544 | 9.4276 | 14.8148 | 18.8552 | 22.8956 | 26.936 | 26.936 | 26.936 | 26.936 | 26.936 | 26.936 | 26.936 | 27.6351 | 27.917 | 27.917 | 27.917 | 27.917 | 27.917 | 27.917 | 27.917 | 27.917 | 27.917 | 27.917 | 27.917
|  |  |  | Connection Requests | 0 | 1.6835 | 3.6058 | 4.876 | 6.009 | 7.1421 | 7.5536 | 7.5536 | 7.5536 | 7.5536 | 7.5536 | 7.5536 | 7.5536 | 7.5536 | 7.5536 | 7.5536 | 7.5536 | 7.5536 | 7.5536 | 7.5536 | 7.5536 | 7.5536 | 7.5536 | 7.5536 | 7.5536
WEST 230kV
| Horner TS | T1/T2**Based on 2031 NA Estimated Split | EJ | Electric Vehicles | 0.12492 | 0.31283 | 0.56233 | 0.85728 | 1.2055 | 1.5959 | 2.0263 | 2.5155 | 2.9768 | 3.5194 | 4.1038 | 4.7206 | 5.5523 | 6.39 | 7.2305 | 8.0717 | 8.9175 | 9.44 | 9.5241 | 9.6089 | 9.6946 | 9.781 | 9.8681 | 9.9561 | 10.0449
|  |  |  | Electrified Heating | 0.021195 | 0.042239 | 0.063148 | 0.084379 | 0.10505 | 0.12566 | 0.14627 | 0.16685 | 0.19449 | 0.22173 | 0.24912 | 0.2766 | 0.30422 | 0.33245 | 0.36032 | 0.38833 | 0.4165 | 0.44485 | 0.44849 | 0.45176 | 0.45505 | 0.45835 | 0.46169 | 0.46506 | 0.46837
|  |  |  | Data Centres | 18.58 | 27.87 | 37.16 | 46.45 | 46.45 | 46.45 | 46.45 | 46.45 | 46.45 | 46.45 | 46.45 | 46.45 | 46.45 | 46.45 | 46.45 | 46.45 | 46.45 | 46.45 | 46.45 | 46.45 | 46.45 | 46.45 | 46.45 | 46.45 | 46.45
|  |  |  | Connection Requests | 0 | 0 | 0 | 0 | 0 | 0 | 0 | 0 | 0 | 0 | 0 | 0 | 0 | 0 | 0 | 0 | 0 | 0 | 0 | 0 | 0 | 0 | 0 | 0 | 0
| Horner TS | T1/T2**Based on 2031 NA Estimated Split | QZ | Electric Vehicles | 0.12492 | 0.31283 | 0.56233 | 0.85728 | 1.2055 | 1.5959 | 2.0263 | 2.5155 | 2.9768 | 3.5194 | 4.1038 | 4.7206 | 5.5523 | 6.39 | 7.2305 | 8.0717 | 8.9175 | 9.44 | 9.5241 | 9.6089 | 9.6946 | 9.781 | 9.8681 | 9.9561 | 10.0449
|  |  |  | Electrified Heating | 0 | 0 | 0 | 0 | 0 | 0 | 0 | 0 | 0 | 0 | 0 | 0 | 0 | 0 | 0 | 0 | 0 | 0 | 0 | 0 | 0 | 0 | 0 | 0 | 0
|  |  |  | Data Centres | 0 | 0 | 0 | 0 | 0 | 0 | 0 | 0 | 0 | 0 | 0 | 0 | 0 | 0 | 0 | 0 | 0 | 0 | 0 | 0 | 0 | 0 | 2.6623e-08 | 5.8818e-08 | 9.7751e-08
|  |  |  | Connection Requests | 0 | 0 | 0 | 0 | 0 | 0 | 0 | 0 | 0 | 0 | 0 | 0 | 0 | 0 | 0 | 0 | 0 | 0 | 0 | 0 | 0 | 0 | 0 | 0 | 0
| Horner TS | T3/T4**Based on 2031 NA Estimated Split | BY | Electric Vehicles | 0.12492 | 0.31283 | 0.56233 | 0.85728 | 1.2055 | 1.5959 | 2.0263 | 2.5155 | 2.9768 | 3.5194 | 4.1038 | 4.7206 | 5.5523 | 6.39 | 7.2305 | 8.0717 | 8.9175 | 9.44 | 9.5241 | 9.6089 | 9.6946 | 9.781 | 9.8681 | 9.9561 | 10.0449
|  |  |  | Electrified Heating | 4.633 | 9.2331 | 13.8036 | 18.4444 | 22.9619 | 27.4692 | 31.9726 | 36.4721 | 42.5131 | 48.4687 | 54.4551 | 60.4625 | 66.5006 | 72.6694 | 78.7625 | 84.8863 | 91.044 | 97.239 | 98.0347 | 98.7505 | 99.469 | 100.192 | 100.9211 | 101.6575 | 102.3821
|  |  |  | Data Centres | 0 | 0 | 0 | 0 | 0 | 0 | 0 | 0 | 2.7205 | 5.188 | 7.3194 | 7.3194 | 7.3194 | 7.3194 | 7.6132 | 7.6132 | 7.6132 | 7.6132 | 7.6132 | 7.6132 | 7.6132 | 7.6132 | 7.6132 | 7.6132 | 7.6132
|  |  |  | Connection Requests | 3.0239 | 12.7134 | 23.2434 | 26.9692 | 32.9141 | 36.5039 | 38.3194 | 39.3785 | 40.4375 | 40.4375 | 40.4375 | 40.4375 | 40.4375 | 40.4375 | 40.4375 | 40.4375 | 40.4375 | 40.4375 | 40.4375 | 40.4375 | 40.4375 | 40.4375 | 40.4375 | 40.4375 | 40.4375
| Manby TS | T13/T4 | VF | Electric Vehicles | 0.29914 | 0.74461 | 1.3452 | 2.0673 | 2.9387 | 3.9283 | 5.0328 | 6.2883 | 7.4749 | 8.8755 | 10.3738 | 11.9388 | 13.953 | 15.9806 | 18.0115 | 20.0388 | 22.0751 | 23.4351 | 23.6381 | 23.8429 | 24.0495 | 24.258 | 24.4683 | 24.6805 | 24.8945
|  |  |  | Electrified Heating | 0.79277 | 1.5799 | 2.362 | 3.1561 | 3.9291 | 4.7004 | 5.4709 | 6.2409 | 7.2746 | 8.2937 | 9.318 | 10.346 | 11.3792 | 12.4347 | 13.4773 | 14.5252 | 15.5789 | 16.6389 | 16.7751 | 16.8976 | 17.0205 | 17.1442 | 17.269 | 17.395 | 17.519
|  |  |  | Data Centres | 0 | 0 | 0 | 0 | 0 | 0 | 0 | 2.6525 | 5.1474 | 7.4101 | 7.4101 | 7.4101 | 7.4101 | 7.4101 | 7.4101 | 7.4101 | 7.4101 | 7.4101 | 7.4101 | 7.4101 | 7.4101 | 7.4101 | 7.4101 | 7.4101 | 7.4101
|  |  |  | Connection Requests | 2.4747 | 4.0296 | 7.7307 | 10.0521 | 12.0231 | 13.0743 | 14.1255 | 14.1255 | 14.1255 | 14.1255 | 14.1255 | 14.1255 | 14.1255 | 14.1255 | 14.1255 | 14.1255 | 14.1255 | 14.1255 | 14.1255 | 14.1255 | 14.1255 | 14.1255 | 14.1255 | 14.1255 | 14.1255
| Manby TS | T3/T4 | BY | Electric Vehicles | 0.28036 | 0.69786 | 1.2607 | 1.9376 | 2.7542 | 3.6816 | 4.7168 | 5.8935 | 7.0055 | 8.3182 | 9.7225 | 11.1892 | 13.077 | 14.9773 | 16.8806 | 18.7807 | 20.6891 | 21.9637 | 22.1539 | 22.3459 | 22.5395 | 22.7349 | 22.932 | 23.1309 | 23.3315
|  |  |  | Electrified Heating | 1.5304 | 3.05 | 4.5598 | 6.0928 | 7.5851 | 9.074 | 10.5616 | 12.048 | 14.0436 | 16.0109 | 17.9884 | 19.9728 | 21.9674 | 24.0052 | 26.018 | 28.0409 | 30.075 | 32.1214 | 32.3843 | 32.6207 | 32.858 | 33.0969 | 33.3377 | 33.581 | 33.8203
|  |  |  | Data Centres | 0 | 0 | 0 | 0 | 0 | 0 | 0 | 0 | 0 | 0 | 0 | 0 | 0 | 0 | 0 | 1.4672e-15 | -3.0709e-16 | 3.0652e-08 | 5.7139e-08 | 8.917e-08 | 1.2791e-07 | 1.2791e-07 | 1.2791e-07 | 1.2791e-07 | 1.2791e-07
|  |  |  | Connection Requests | 0.3284 | 0.5747 | 0.821 | 1.0673 | 1.0673 | 1.0673 | 1.0673 | 1.0673 | 1.0673 | 1.0673 | 1.0673 | 1.0673 | 1.0673 | 1.0673 | 1.0673 | 1.0673 | 1.0673 | 1.0673 | 1.0673 | 1.0673 | 1.0673 | 1.0673 | 1.0673 | 1.0673 | 1.0673
| Manby TS | T5/T6 | QZ | Electric Vehicles | 0.29333 | 0.73016 | 1.3191 | 2.0272 | 2.8817 | 3.852 | 4.9351 | 6.1662 | 7.3298 | 8.7032 | 10.1725 | 11.7071 | 13.6823 | 15.6705 | 17.662 | 19.65 | 21.6467 | 22.9803 | 23.1793 | 23.3802 | 23.5828 | 23.7872 | 23.9934 | 24.2015 | 24.4114
|  |  |  | Electrified Heating | 1.1801 | 2.3519 | 3.5161 | 4.6982 | 5.849 | 6.9971 | 8.1442 | 9.2904 | 10.8292 | 12.3462 | 13.8711 | 15.4013 | 16.9394 | 18.5107 | 20.0628 | 21.6227 | 23.1912 | 24.7692 | 24.9719 | 25.1543 | 25.3373 | 25.5214 | 25.7072 | 25.8947 | 26.0793
|  |  |  | Data Centres | 0 | 0 | 0 | 0 | 0 | 0 | 0 | 0 | 0 | 0 | 0 | 0 | 0 | 0 | 0 | 0 | 0 | 0 | 0 | 0 | 1.6619e-08 | 3.6715e-08 | 6.1019e-08 | 6.1019e-08 | 6.1019e-08
|  |  |  | Connection Requests | 0.6013 | 0.9449 | 1.2026 | 1.4603 | 1.718 | 1.718 | 1.718 | 1.718 | 1.718 | 1.718 | 1.718 | 1.718 | 1.718 | 1.718 | 1.718 | 1.718 | 1.718 | 1.718 | 1.718 | 1.718 | 1.718 | 1.718 | 1.718 | 1.718 | 1.718
| Rexdale TS | T1/T2 | BY | Electric Vehicles | 0.36534 | 0.87987 | 1.5745 | 2.4948 | 3.7237 | 5.2274 | 6.9749 | 8.9486 | 10.8015 | 13.0471 | 15.3772 | 17.7315 | 20.2199 | 22.7152 | 25.1921 | 27.6345 | 30.0717 | 32.3052 | 32.5394 | 32.7755 | 33.0133 | 33.2529 | 33.4943 | 33.7375 | 33.9826
|  |  |  | Electrified Heating | 0.76757 | 1.5297 | 2.2869 | 3.0558 | 3.8042 | 4.5509 | 5.297 | 6.0425 | 7.0433 | 8.03 | 9.0218 | 10.0171 | 11.0174 | 12.0394 | 13.0489 | 14.0635 | 15.0836 | 16.11 | 16.2418 | 16.3604 | 16.4794 | 16.5992 | 16.72 | 16.842 | 16.9621
|  |  |  | Data Centres | 0 | 0 | 0 | 0 | 0 | 0 | 0 | 0 | 0 | 0 | 0 | 0 | 0 | 0 | 0 | 0 | 0 | 0 | 0 | 0 | 0 | 0 | 0 | 0 | 0
|  |  |  | Connection Requests | 0 | 0 | 0 | 0 | 0 | 0 | 0 | 0 | 0 | 0 | 0 | 0 | 0 | 0 | 0 | 0 | 0 | 0 | 0 | 0 | 0 | 0 | 0 | 0 | 0
| Rexdale TS | T1/T2 | JQ | Electric Vehicles | 0.40335 | 0.97141 | 1.7383 | 2.7543 | 4.1111 | 5.7713 | 7.7005 | 9.8796 | 11.9251 | 14.4044 | 16.9769 | 19.5761 | 22.3234 | 25.0783 | 27.8128 | 30.5094 | 33.2001 | 35.6659 | 35.9246 | 36.1851 | 36.4477 | 36.7122 | 36.9787 | 37.2473 | 37.5178
|  |  |  | Electrified Heating | 0.82207 | 1.6383 | 2.4493 | 3.2727 | 4.0743 | 4.8741 | 5.6731 | 6.4715 | 7.5434 | 8.6002 | 9.6624 | 10.7283 | 11.7997 | 12.8943 | 13.9754 | 15.062 | 16.1546 | 17.2538 | 17.395 | 17.522 | 17.6495 | 17.7778 | 17.9072 | 18.0378 | 18.1664
|  |  |  | Data Centres | 0 | 0 | 0 | 0 | 0 | 0 | 0 | 0 | 0 | 0 | 0 | 0 | 0 | 0 | 0 | 0 | 0 | 0 | 0 | 0 | 0 | 0 | 0 | 0 | 0
|  |  |  | Connection Requests | 0 | 0.89145 | 1.4009 | 1.7829 | 2.1649 | 2.547 | 2.547 | 2.547 | 2.547 | 2.547 | 2.547 | 2.547 | 2.547 | 2.547 | 2.547 | 2.547 | 2.547 | 2.547 | 2.547 | 2.547 | 2.547 | 2.547 | 2.547 | 2.547 | 2.547
| Richview TS | T1/T2 | EJ | Electric Vehicles | 0.037168 | 0.093231 | 0.16872 | 0.25746 | 0.36166 | 0.47741 | 0.60492 | 0.75016 | 0.88769 | 1.0486 | 1.2226 | 1.4062 | 1.6556 | 1.907 | 2.1592 | 2.4118 | 2.6659 | 2.8209 | 2.8464 | 2.8722 | 2.8982 | 2.9244 | 2.9509 | 2.9776 | 3.0046
|  |  |  | Electrified Heating | 2.8788 | 5.7372 | 8.5771 | 11.4607 | 14.2678 | 17.0685 | 19.8667 | 22.6626 | 26.4163 | 30.1169 | 33.8366 | 37.5694 | 41.3213 | 45.1544 | 48.9405 | 52.7456 | 56.5719 | 60.4212 | 60.9157 | 61.3604 | 61.8068 | 62.2561 | 62.7091 | 63.1667 | 63.6169
|  |  |  | Data Centres | 0 | 0 | 0 | 0 | 0 | 0 | 0 | 0 | 2.6678 | 5.0875 | 7.1776 | 7.1776 | 7.1776 | 7.1776 | 7.1776 | 7.1776 | 7.1776 | 7.1776 | 7.1776 | 7.1776 | 7.1776 | 7.1776 | 7.1776 | 7.1776 | 7.1776
|  |  |  | Connection Requests | 0 | 0 | 0 | 0 | 0 | 0 | 0 | 0 | 0 | 0 | 0 | 0 | 0 | 0 | 0 | 0 | 0 | 0 | 0 | 0 | 0 | 0 | 0 | 0 | 0
| Richview TS | T5/T6 | QZ | Electric Vehicles | 0.036148 | 0.090672 | 0.16409 | 0.25039 | 0.35173 | 0.46431 | 0.58832 | 0.72957 | 0.86333 | 1.0199 | 1.189 | 1.3676 | 1.6102 | 1.8546 | 2.1 | 2.3456 | 2.5927 | 2.7435 | 2.7683 | 2.7934 | 2.8186 | 2.8442 | 2.8699 | 2.8959 | 2.9221
|  |  |  | Electrified Heating | 0.865 | 1.7239 | 2.5772 | 3.4436 | 4.2871 | 5.1286 | 5.9694 | 6.8095 | 7.9374 | 9.0493 | 10.167 | 11.2886 | 12.4159 | 13.5677 | 14.7053 | 15.8486 | 16.9983 | 18.1549 | 18.3035 | 18.4371 | 18.5713 | 18.7063 | 18.8424 | 18.9799 | 19.1152
|  |  |  | Data Centres | 0 | 0 | 0 | 0 | 0 | 0 | 0 | 0 | 2.5946 | 4.9479 | 9.918 | 12.2861 | 14.0044 | 15.0433 | 15.4621 | 15.4621 | 15.4621 | 15.4621 | 15.4621 | 15.4621 | 15.4621 | 15.4621 | 15.4621 | 15.4621 | 15.4621
|  |  |  | Connection Requests | 0 | 21.264 | 21.264 | 30.124 | 8.86 | 8.86 | 8.86 | 8.86 | 0 | 0 | 0 | 0 | 0 | 0 | 0 | 0 | 0 | 0 | 0 | 0 | 0 | 0 | 0 | 0 | 0
| Richview TS | T7/T8 | BY | Electric Vehicles | 0.035903 | 0.090058 | 0.16298 | 0.2487 | 0.34935 | 0.46116 | 0.58434 | 0.72463 | 0.85748 | 1.013 | 1.181 | 1.3583 | 1.5993 | 1.8421 | 2.0858 | 2.3298 | 2.5752 | 2.7249 | 2.7496 | 2.7744 | 2.7996 | 2.8249 | 2.8505 | 2.8763 | 2.9023
|  |  |  | Electrified Heating | 0.29188 | 0.58169 | 0.86962 | 1.162 | 1.4466 | 1.7306 | 2.0143 | 2.2977 | 2.6783 | 3.0535 | 3.4307 | 3.8091 | 4.1895 | 4.5782 | 4.962 | 5.3478 | 5.7358 | 6.126 | 6.1762 | 6.2213 | 6.2665 | 6.3121 | 6.358 | 6.4044 | 6.45
|  |  |  | Data Centres | 0 | 0 | 0 | 0 | 0 | 0 | 0 | 0 | 0 | 0 | 0 | 0 | 0 | 0 | 0 | 0 | 0 | 0 | 0 | 0 | 0 | 0 | 0 | 0 | 0
|  |  |  | Connection Requests | 0 | 0 | 0 | 0 | 0 | 0 | 0 | 0 | 0 | 0 | 0 | 0 | 0 | 0 | 0 | 0 | 0 | 0 | 0 | 0 | 0 | 0 | 0 | 0 | 0
LEASIDE 115kV
| Basin TS | T3/T5 | A5-6BN | Electric Vehicles | 0.064602 | 0.1623 | 0.29614 | 0.4526 | 0.63547 | 0.83652 | 1.0581 | 1.311 | 1.5518 | 1.8319 | 2.1357 | 2.4562 | 2.8942 | 3.3356 | 3.7789 | 4.2228 | 4.6695 | 4.9395 | 4.9849 | 5.0308 | 5.077 | 5.1238 | 5.1709 | 5.2185 | 5.2665
|  |  |  | Electrified Heating | 0.86094 | 1.7158 | 2.5651 | 3.4275 | 4.267 | 5.1045 | 5.9414 | 6.7775 | 7.9001 | 9.0068 | 10.1192 | 11.2356 | 12.3576 | 13.504 | 14.6362 | 15.7742 | 16.9185 | 18.0697 | 18.2175 | 18.3505 | 18.4841 | 18.6184 | 18.7539 | 18.8907 | 19.0254
|  |  |  | Data Centres | 0 | 0 | 0 | 0 | 0 | 0 | 0 | 0 | 0 | 0 | 0 | 0 | 0 | 0 | 0 | 0 | 0 | 0 | 0 | 0 | 0 | 0 | 2.5878e-08 | 5.7172e-08 | 9.5016e-08
|  |  |  | Connection Requests | 10.3448 | 15.919 | 21.0444 | 23.6749 | 17.2753 | 17.5363 | 17.5363 | 17.5363 | 17.5363 | 17.5363 | 17.5363 | 17.5363 | 17.5363 | 17.5363 | 17.5363 | 17.5363 | 17.5363 | 17.5363 | 17.5363 | 17.5363 | 17.5363 | 17.5363 | 17.5363 | 17.5363 | 17.5363
| Basin TS | T3/T5 | A7-8BN | Electric Vehicles | 0.061812 | 0.15529 | 0.28335 | 0.43306 | 0.60803 | 0.80039 | 1.0124 | 1.2544 | 1.4848 | 1.7528 | 2.0434 | 2.3501 | 2.7692 | 3.1916 | 3.6157 | 4.0405 | 4.4679 | 4.7261 | 4.7696 | 4.8135 | 4.8578 | 4.9025 | 4.9476 | 4.9931 | 5.0391
|  |  |  | Electrified Heating | 0.11906 | 0.23728 | 0.35473 | 0.474 | 0.59009 | 0.70592 | 0.82165 | 0.93728 | 1.0925 | 1.2456 | 1.3994 | 1.5538 | 1.709 | 1.8675 | 2.0241 | 2.1815 | 2.3397 | 2.4989 | 2.5194 | 2.5378 | 2.5562 | 2.5748 | 2.5935 | 2.6125 | 2.6311
|  |  |  | Data Centres | 0 | 0 | 0 | 0 | 0 | 0 | 0 | 0 | 0 | 0 | 0 | 0 | 0 | 0 | 0 | 0 | 0 | 0 | 0 | 0 | 0 | 0 | 0 | 0 | 0
|  |  |  | Connection Requests | 0.50998 | 1.02 | 1.5299 | 1.5299 | 1.5299 | 1.5299 | 1.5299 | 1.5299 | 1.5299 | 1.5299 | 1.5299 | 1.5299 | 1.5299 | 1.5299 | 1.5299 | 1.5299 | 1.5299 | 1.5299 | 1.5299 | 1.5299 | 1.5299 | 1.5299 | 1.5299 | 1.5299 | 1.5299
| Bridgman TS | T11/T12/T3/T4/T15 | A1-2B | Electric Vehicles | 0.13473 | 0.34437 | 0.62088 | 0.92805 | 1.2623 | 1.612 | 1.9797 | 2.4001 | 2.7986 | 3.2539 | 3.7618 | 4.3187 | 5.2055 | 6.1009 | 7.0046 | 7.9163 | 8.8368 | 9.2612 | 9.3543 | 9.4485 | 9.5435 | 9.6395 | 9.7364 | 9.8343 | 9.9331
|  |  |  | Electrified Heating | 0.62767 | 1.2509 | 1.8701 | 2.4988 | 3.1108 | 3.7215 | 4.3316 | 4.9412 | 5.7596 | 6.5664 | 7.3775 | 8.1913 | 9.0093 | 9.8451 | 10.6706 | 11.5002 | 12.3344 | 13.1737 | 13.2815 | 13.3785 | 13.4758 | 13.5738 | 13.6726 | 13.7723 | 13.8705
|  |  |  | Data Centres | 0 | 0 | 0 | 0 | 0 | 0 | 0 | 0 | 0 | 0 | 0 | 0 | 0 | 0 | 0 | 0 | 0 | 0 | 0 | 1.682e-08 | 3.716e-08 | 6.1757e-08 | 8.9555e-08 | 1.2317e-07 | 1.6382e-07
|  |  |  | Connection Requests | 0 | 0 | 0 | 0 | 0 | 0 | 0 | 0 | 0 | 0 | 0 | 0 | 0 | 0 | 0 | 0 | 0 | 0 | 0 | 0 | 0 | 0 | 0 | 0 | 0
| Bridgman TS | T11/T12/T3/T4/T15 | A1-2H | Electric Vehicles | 0.11377 | 0.29069 | 0.52428 | 0.78402 | 1.0671 | 1.3635 | 1.6755 | 2.0323 | 2.3704 | 2.757 | 3.188 | 3.66 | 4.4094 | 5.166 | 5.9295 | 6.6997 | 7.4773 | 7.8379 | 7.9166 | 7.9961 | 8.0764 | 8.1575 | 8.2394 | 8.3221 | 8.4056
|  |  |  | Electrified Heating | 0.6424 | 1.2802 | 1.914 | 2.5574 | 3.1838 | 3.8088 | 4.4332 | 5.0571 | 5.8948 | 6.7205 | 7.5506 | 8.3836 | 9.2208 | 10.0761 | 10.921 | 11.7701 | 12.6239 | 13.4829 | 13.5932 | 13.6925 | 13.7921 | 13.8923 | 13.9934 | 14.0956 | 14.196
|  |  |  | Data Centres | 0 | 0 | 0 | 0 | 0 | 2.8661 | 5.7019 | 8.4454 | 8.4454 | 8.4454 | 8.4454 | 8.4454 | 8.4454 | 8.4454 | 8.4454 | 8.4454 | 8.4454 | 8.4454 | 8.4454 | 8.4454 | 8.4454 | 8.4454 | 8.4454 | 8.4454 | 8.4454
|  |  |  | Connection Requests | 0.75662 | 1.189 | 1.5132 | 1.8375 | 2.1618 | 2.1618 | 2.1618 | 2.1618 | 2.1618 | 2.1618 | 2.1618 | 2.1618 | 2.1618 | 2.1618 | 2.1618 | 2.1618 | 2.1618 | 2.1618 | 2.1618 | 2.1618 | 2.1618 | 2.1618 | 2.1618 | 2.1618 | 2.1618
| Bridgman TS | T11/T12/T3/T4/T15 | A5-6H | Electric Vehicles | 0.11868 | 0.30324 | 0.54691 | 0.81785 | 1.1131 | 1.4223 | 1.7478 | 2.1199 | 2.4727 | 2.876 | 3.3255 | 3.8179 | 4.5996 | 5.3889 | 6.1854 | 6.9888 | 7.7999 | 8.1761 | 8.2582 | 8.3411 | 8.4249 | 8.5095 | 8.5949 | 8.6812 | 8.7683
|  |  |  | Electrified Heating | 0.074355 | 0.14818 | 0.22153 | 0.29601 | 0.36851 | 0.44085 | 0.51312 | 0.58534 | 0.68229 | 0.77787 | 0.87394 | 0.97036 | 1.0673 | 1.1663 | 1.2641 | 1.3623 | 1.4612 | 1.5606 | 1.5734 | 1.5848 | 1.5964 | 1.608 | 1.6197 | 1.6315 | 1.6431
|  |  |  | Data Centres | 0 | 0 | 0 | 0 | 0 | 0 | 0 | 0 | 0 | 0 | 0 | 0 | 0 | 0 | 0 | 0 | 0 | 0 | 0 | 0 | 0 | 0 | 0 | 0 | 0
|  |  |  | Connection Requests | 0 | 0 | 0 | 0 | 0 | 0 | 0 | 0 | 0 | 0 | 0 | 0 | 0 | 0 | 0 | 0 | 0 | 0 | 0 | 0 | 0 | 0 | 0 | 0 | 0
| Bridgman TS | T11/T12/T3/T4/T15 | A7-8H | Electric Vehicles | 0.11279 | 0.28819 | 0.51976 | 0.77726 | 1.0579 | 1.3517 | 1.661 | 2.0147 | 2.35 | 2.7332 | 3.1605 | 3.6284 | 4.3713 | 5.1214 | 5.8783 | 6.6419 | 7.4127 | 7.7702 | 7.8483 | 7.9271 | 8.0067 | 8.0871 | 8.1683 | 8.2503 | 8.3331
|  |  |  | Electrified Heating | 1.4784 | 2.9464 | 4.4048 | 5.8857 | 7.3273 | 8.7656 | 10.2027 | 11.6385 | 13.5663 | 15.4668 | 17.3771 | 19.2941 | 21.2209 | 23.1894 | 25.1338 | 27.0879 | 29.0529 | 31.0298 | 31.2837 | 31.5121 | 31.7414 | 31.9721 | 32.2047 | 32.4397 | 32.671
|  |  |  | Data Centres | 0 | 0 | 0 | 0 | 0 | 0 | 0 | 0 | 0 | 0 | 0 | 0 | 0 | 0 | 0 | 0 | 0 | 0 | 0 | 0 | 0 | 0 | 0 | 0 | 0
|  |  |  | Connection Requests | 1.13 | 1.9775 | 2.825 | 3.6725 | 3.6725 | 3.6725 | 3.6725 | 3.6725 | 3.6725 | 3.6725 | 3.6725 | 3.6725 | 3.6725 | 3.6725 | 3.6725 | 3.6725 | 3.6725 | 3.6725 | 3.6725 | 3.6725 | 3.6725 | 3.6725 | 3.6725 | 3.6725 | 3.6725
| Carlaw TS | T1/T2 | A8-9E | Electric Vehicles | 0.13574 | 0.34638 | 0.62663 | 0.93952 | 1.2828 | 1.6433 | 2.0249 | 2.4615 | 2.8761 | 3.3503 | 3.8777 | 4.4527 | 5.3516 | 6.2591 | 7.1745 | 8.0973 | 9.0286 | 9.4729 | 9.5675 | 9.6631 | 9.7595 | 9.857 | 9.9554 | 10.0547 | 10.1551
|  |  |  | Electrified Heating | 0.30517 | 0.60817 | 0.90922 | 1.2149 | 1.5125 | 1.8094 | 2.106 | 2.4024 | 2.8003 | 3.1926 | 3.5869 | 3.9826 | 4.3803 | 4.7866 | 5.188 | 5.5913 | 5.9969 | 6.405 | 6.4574 | 6.5046 | 6.5519 | 6.5995 | 6.6475 | 6.696 | 6.7438
|  |  |  | Data Centres | 0 | 0 | 0 | 0 | 0 | 0 | 0 | 0 | 0 | 0 | 0 | 0 | 0 | 0 | 0 | 0 | -6.2145e-16 | 1.0736e-08 | 2.3719e-08 | 2.3719e-08 | 2.3719e-08 | 2.3719e-08 | 2.3719e-08 | 2.3719e-08 | 2.3719e-08
|  |  |  | Connection Requests | 0 | 0 | 9.39 | 9.39 | 0 | 0 | 0 | 0 | 0 | 0 | 0 | 0 | 0 | 0 | 0 | 0 | 0 | 0 | 0 | 0 | 0 | 0 | 0 | 0 | 0
| Carlaw TS | T1/T2 | A10-11E | Electric Vehicles | 0.13299 | 0.33937 | 0.61395 | 0.92051 | 1.2569 | 1.6101 | 1.9839 | 2.4117 | 2.8179 | 3.2825 | 3.7993 | 4.3626 | 5.2433 | 6.1324 | 7.0294 | 7.9335 | 8.8459 | 9.2812 | 9.3739 | 9.4675 | 9.5621 | 9.6575 | 9.7539 | 9.8513 | 9.9496
|  |  |  | Electrified Heating | 1.6095 | 3.2075 | 4.7953 | 6.4074 | 7.9768 | 9.5426 | 11.107 | 12.6701 | 14.7688 | 16.8377 | 18.9173 | 21.0042 | 23.1018 | 25.2448 | 27.3615 | 29.4889 | 31.6281 | 33.7801 | 34.0566 | 34.3052 | 34.5548 | 34.806 | 35.0593 | 35.3151 | 35.5668
|  |  |  | Data Centres | 0 | 0 | 0 | 0 | 0 | 0 | 0 | 0 | 0 | 0 | 0 | 0 | 0 | 0 | 0 | 0 | 0 | 0 | 0 | 0 | 0 | 2.319e-08 | 5.1235e-08 | 8.5149e-08 | 8.5149e-08
|  |  |  | Connection Requests | 0 | 0 | 0 | 0 | 0 | 0 | 0 | 0 | 0 | 0 | 0 | 0 | 0 | 0 | 0 | 0 | 0 | 0 | 0 | 0 | 0 | 0 | 0 | 0 | 0
| Cecil TS | T1/T2 | A1-2CE | Electric Vehicles | 0.021486 | 0.054758 | 0.099408 | 0.14945 | 0.2047 | 0.26286 | 0.32475 | 0.39561 | 0.46304 | 0.54019 | 0.6258 | 0.71872 | 0.86184 | 1.0063 | 1.152 | 1.2988 | 1.4468 | 1.5194 | 1.5345 | 1.5498 | 1.5652 | 1.5807 | 1.5964 | 1.6123 | 1.6283
|  |  |  | Electrified Heating | 0.017267 | 0.034412 | 0.051447 | 0.068743 | 0.08558 | 0.10238 | 0.11916 | 0.13593 | 0.15845 | 0.18065 | 0.20296 | 0.22535 | 0.24785 | 0.27084 | 0.29355 | 0.31637 | 0.33933 | 0.36241 | 0.36538 | 0.36805 | 0.37073 | 0.37342 | 0.37614 | 0.37888 | 0.38158
|  |  |  | Data Centres | 0 | 0 | 0 | 0 | 0 | 0 | 0 | 0 | 0 | 0 | 1.7494 | 3.1597 | 4.183 | 4.183 | 4.4339 | 4.4339 | 4.4339 | 4.4339 | 4.4339 | 4.4339 | 4.4339 | 4.4339 | 4.4339 | 4.4339 | 4.4339
|  |  |  | Connection Requests | 0 | 0 | 6.3836 | 10.0315 | 12.7673 | 15.5032 | 18.239 | 18.239 | 18.239 | 18.239 | 18.239 | 18.239 | 18.239 | 18.239 | 18.239 | 18.239 | 18.239 | 18.239 | 18.239 | 18.239 | 18.239 | 18.239 | 18.239 | 18.239 | 18.239
| Cecil TS | T1/T2 | A3-4CE | Electric Vehicles | 0.025957 | 0.066152 | 0.12009 | 0.18055 | 0.24729 | 0.31755 | 0.39232 | 0.47792 | 0.55939 | 0.65259 | 0.75602 | 0.86826 | 1.0412 | 1.2157 | 1.3917 | 1.569 | 1.7479 | 1.8355 | 1.8538 | 1.8722 | 1.8908 | 1.9096 | 1.9286 | 1.9477 | 1.9671
|  |  |  | Electrified Heating | 0.4151 | 0.82725 | 1.2367 | 1.6525 | 2.0573 | 2.4611 | 2.8646 | 3.2678 | 3.809 | 4.3426 | 4.879 | 5.4172 | 5.9582 | 6.5109 | 7.0568 | 7.6055 | 8.1572 | 8.7122 | 8.7835 | 8.8477 | 8.912 | 8.9768 | 9.0421 | 9.1081 | 9.173
|  |  |  | Data Centres | 0 | 0 | 0 | 0 | 0 | 0 | 0 | 0 | 0 | 0 | 0 | 0 | 0 | 0 | 0 | 0 | 0 | 0 | 0 | 0 | 0 | 0 | 0 | 0 | 0
|  |  |  | Connection Requests | 0.73766 | 1.1592 | 1.4753 | 1.7915 | 3.6165 | 4.4787 | 5.1253 | 5.772 | 6.4186 | 6.4186 | 6.4186 | 6.4186 | 6.4186 | 6.4186 | 6.4186 | 6.4186 | 6.4186 | 6.4186 | 6.4186 | 6.4186 | 6.4186 | 6.4186 | 6.4186 | 6.4186 | 6.4186
| Cecil TS | T3/T4 | A5-6CE | Electric Vehicles | 0.025415 | 0.064771 | 0.11758 | 0.17678 | 0.24213 | 0.31092 | 0.38413 | 0.46795 | 0.54771 | 0.63896 | 0.74023 | 0.85014 | 1.0194 | 1.1903 | 1.3627 | 1.5362 | 1.7114 | 1.7972 | 1.8151 | 1.8331 | 1.8513 | 1.8697 | 1.8883 | 1.9071 | 1.926
|  |  |  | Electrified Heating | 0.75245 | 1.4996 | 2.2418 | 2.9956 | 3.7293 | 4.4613 | 5.1927 | 5.9234 | 6.9046 | 7.8718 | 8.8441 | 9.8197 | 10.8004 | 11.8023 | 12.7918 | 13.7864 | 14.7865 | 15.7926 | 15.9218 | 16.0381 | 16.1548 | 16.2722 | 16.3906 | 16.5102 | 16.6279
|  |  |  | Data Centres | 0 | 0 | 0 | 0 | 0 | 0 | 0 | 0 | 0 | 0 | 0 | 0 | 0 | 0 | 0 | 0 | 0 | 0 | 0 | 1.6265e-08 | 3.5934e-08 | 5.9719e-08 | 5.9719e-08 | 5.9719e-08 | 5.9719e-08
|  |  |  | Connection Requests | 1.0318 | 1.8056 | 2.5795 | 3.3533 | 3.3533 | 3.3533 | 3.3533 | 3.3533 | 3.3533 | 3.3533 | 3.3533 | 3.3533 | 3.3533 | 3.3533 | 3.3533 | 3.3533 | 3.3533 | 3.3533 | 3.3533 | 3.3533 | 3.3533 | 3.3533 | 3.3533 | 3.3533 | 3.3533
| Cecil TS | T3/T4 | A7-8CE | Electric Vehicles | 0.025496 | 0.064978 | 0.11796 | 0.17734 | 0.24291 | 0.31192 | 0.38536 | 0.46944 | 0.54946 | 0.64101 | 0.7426 | 0.85286 | 1.0227 | 1.1941 | 1.367 | 1.5411 | 1.7169 | 1.803 | 1.8209 | 1.839 | 1.8573 | 1.8757 | 1.8944 | 1.9132 | 1.9322
|  |  |  | Electrified Heating | 0.71767 | 1.4302 | 2.1382 | 2.8571 | 3.5569 | 4.2551 | 4.9527 | 5.6496 | 6.5854 | 7.508 | 8.4353 | 9.3658 | 10.3012 | 11.2567 | 12.2006 | 13.1492 | 14.103 | 15.0626 | 15.1859 | 15.2968 | 15.4081 | 15.5201 | 15.633 | 15.7471 | 15.8593
|  |  |  | Data Centres | 0 | 0 | 0 | 0 | 0 | 0 | 0 | 0 | 0 | 0 | 0 | 0 | 0 | 0 | 0 | 4.8002e-16 | -1.0047e-16 | 1.0028e-08 | 1.0028e-08 | 1.0028e-08 | 1.0028e-08 | 1.0028e-08 | 1.0028e-08 | 8.0028e-08 | 1.6468e-07
|  |  |  | Connection Requests | 1.4524 | 2.2824 | 2.9049 | 3.5273 | 4.1498 | 4.1498 | 4.1498 | 4.1498 | 4.1498 | 4.1498 | 4.1498 | 4.1498 | 4.1498 | 4.1498 | 4.1498 | 4.1498 | 4.1498 | 4.1498 | 4.1498 | 4.1498 | 4.1498 | 4.1498 | 4.1498 | 4.1498 | 4.1498
| Charles TS | T1/T2 | A5-6CS | Electric Vehicles | 0.052849 | 0.13487 | 0.24366 | 0.3651 | 0.49823 | 0.63812 | 0.78604 | 0.95521 | 1.1157 | 1.2994 | 1.5037 | 1.7266 | 2.0759 | 2.4285 | 2.7843 | 3.1429 | 3.5048 | 3.6768 | 3.7135 | 3.7505 | 3.788 | 3.8258 | 3.8639 | 3.9025 | 3.9414
|  |  |  | Electrified Heating | 0.32317 | 0.64405 | 0.96286 | 1.2866 | 1.6017 | 1.9161 | 2.2302 | 2.5441 | 2.9655 | 3.3809 | 3.7985 | 4.2175 | 4.6387 | 5.069 | 5.494 | 5.9212 | 6.3507 | 6.7828 | 6.8383 | 6.8882 | 6.9384 | 6.9888 | 7.0396 | 7.091 | 7.1416
|  |  |  | Data Centres | 0 | 0 | 0 | 0 | 0 | 0 | 0 | 0 | 0 | 0 | 0 | 0 | 0 | 0 | 0 | 0 | 0 | 0 | 0 | 0 | 0 | 0 | 0 | 0 | 0
|  |  |  | Connection Requests | 0 | 1.358 | 2.134 | 2.716 | 3.298 | 3.88 | 3.88 | 3.88 | 3.88 | 3.88 | 3.88 | 3.88 | 3.88 | 3.88 | 3.88 | 3.88 | 3.88 | 3.88 | 3.88 | 3.88 | 3.88 | 3.88 | 3.88 | 3.88 | 3.88
| Charles TS | T1/T2 | A7-8CS | Electric Vehicles | 0.051759 | 0.13209 | 0.23864 | 0.35757 | 0.48795 | 0.62496 | 0.76983 | 0.93551 | 1.0927 | 1.2726 | 1.4727 | 1.691 | 2.0331 | 2.3785 | 2.7269 | 3.0781 | 3.4325 | 3.6009 | 3.6369 | 3.6732 | 3.7099 | 3.7469 | 3.7843 | 3.822 | 3.8601
|  |  |  | Electrified Heating | 0.67358 | 1.3424 | 2.0069 | 2.6816 | 3.3384 | 3.9937 | 4.6484 | 5.3026 | 6.1809 | 7.0467 | 7.9171 | 8.7905 | 9.6684 | 10.5652 | 11.4511 | 12.3414 | 13.2367 | 14.1373 | 14.253 | 14.3571 | 14.4615 | 14.5667 | 14.6727 | 14.7797 | 14.8851
|  |  |  | Data Centres | 0 | 0 | 0 | 0 | 0 | 0 | 0 | 0 | 0 | 0 | 0 | 0 | 0 | 0 | 0 | 0 | 0 | 0 | 0 | 0 | 0 | 0 | 0 | 0 | 0
|  |  |  | Connection Requests | 0 | 0 | 0 | 0 | 0 | 0 | 0 | 0 | 0 | 0 | 0 | 0 | 0 | 0 | 0 | 0 | 0 | 0 | 0 | 0 | 0 | 0 | 0 | 0 | 0
| Charles TS | T3/T4 | A1-2CS | Electric Vehicles | 0.05067 | 0.12931 | 0.23362 | 0.35004 | 0.47768 | 0.61181 | 0.75362 | 0.91582 | 1.0697 | 1.2458 | 1.4417 | 1.6554 | 1.9903 | 2.3284 | 2.6694 | 3.0133 | 3.3603 | 3.5251 | 3.5603 | 3.5959 | 3.6318 | 3.668 | 3.7046 | 3.7416 | 3.7789
|  |  |  | Electrified Heating | 0.68966 | 1.3744 | 2.0548 | 2.7456 | 3.4181 | 4.089 | 4.7594 | 5.4292 | 6.3284 | 7.2149 | 8.1061 | 9.0003 | 9.8991 | 10.8174 | 11.7244 | 12.636 | 13.5526 | 14.4748 | 14.5932 | 14.6998 | 14.8067 | 14.9144 | 15.0229 | 15.1325 | 15.2404
|  |  |  | Data Centres | 0 | 0 | 0 | 0 | 0 | 0 | 3.7495 | 7.3769 | 10.7887 | 10.7887 | 10.7887 | 10.7887 | 10.7887 | 11.4646 | 11.7371 | 11.7371 | 11.7371 | 11.7371 | 11.7371 | 11.7371 | 11.7371 | 11.7371 | 11.7371 | 11.7371 | 11.7371
|  |  |  | Connection Requests | 0 | 0 | 0 | 0 | 0 | 0 | 0 | 0 | 0 | 0 | 0 | 0 | 0 | 0 | 0 | 0 | 0 | 0 | 0 | 0 | 0 | 0 | 0 | 0 | 0
| Charles TS | T3/T4 | A3-4CS | Electric Vehicles | 0.051541 | 0.13153 | 0.23764 | 0.35607 | 0.4859 | 0.62233 | 0.76659 | 0.93157 | 1.0881 | 1.2673 | 1.4665 | 1.6839 | 2.0246 | 2.3685 | 2.7154 | 3.0651 | 3.4181 | 3.5858 | 3.6216 | 3.6577 | 3.6942 | 3.7311 | 3.7683 | 3.8059 | 3.8439
|  |  |  | Electrified Heating | 1.1081 | 2.2084 | 3.3015 | 4.4115 | 5.492 | 6.57 | 7.6471 | 8.7233 | 10.1682 | 11.5926 | 13.0244 | 14.4613 | 15.9054 | 17.3809 | 18.8382 | 20.3029 | 21.7757 | 23.2574 | 23.4477 | 23.6189 | 23.7907 | 23.9637 | 24.1381 | 24.3142 | 24.4875
|  |  |  | Data Centres | 0 | 0 | 0 | 0 | 0 | 0 | 0 | 0 | 0 | 0 | 0 | 0 | 0 | 0 | 0 | 0 | 0 | 0 | 0 | 1.6403e-08 | 3.624e-08 | 6.0229e-08 | 6.0229e-08 | 6.0229e-08 | 6.0229e-08
|  |  |  | Connection Requests | 0 | 0 | 2.6157 | 4.1104 | 5.2314 | 6.3524 | 7.4734 | 7.4734 | 7.4734 | 7.4734 | 7.4734 | 7.4734 | 7.4734 | 7.4734 | 7.4734 | 7.4734 | 7.4734 | 7.4734 | 7.4734 | 7.4734 | 7.4734 | 7.4734 | 7.4734 | 7.4734 | 7.4734
| Dufferin TS | T1/T3 | A1-2DN | Electric Vehicles | 0.066032 | 0.16792 | 0.30345 | 0.45635 | 0.62649 | 0.80757 | 1.0009 | 1.2218 | 1.4312 | 1.6722 | 1.9384 | 2.2267 | 2.6644 | 3.1061 | 3.5513 | 3.9994 | 4.4514 | 4.6786 | 4.7243 | 4.7705 | 4.8171 | 4.8642 | 4.9118 | 4.9598 | 5.0082
|  |  |  | Electrified Heating | 0.51577 | 1.0279 | 1.5367 | 2.0533 | 2.5562 | 3.058 | 3.5593 | 4.0602 | 4.7328 | 5.3958 | 6.0622 | 6.731 | 7.4031 | 8.0899 | 8.7682 | 9.4499 | 10.1354 | 10.8251 | 10.9137 | 10.9934 | 11.0733 | 11.1538 | 11.235 | 11.317 | 11.3976
|  |  |  | Data Centres | 0 | 0 | 0 | 0 | 0 | 0 | 0 | 0 | 0 | 0 | 0 | 0 | 0 | 0 | 0 | 4.9022e-16 | -1.026e-16 | 1.0242e-08 | 1.0242e-08 | 1.0242e-08 | 1.0242e-08 | 1.0242e-08 | 1.0242e-08 | 4.5879e-08 | 8.8975e-08
|  |  |  | Connection Requests | 4.0103 | 5.9931 | 8.4772 | 10.3126 | 9.6734 | 10.6104 | 11.1149 | 11.1149 | 11.1149 | 11.1149 | 11.1149 | 11.1149 | 11.1149 | 11.1149 | 11.1149 | 11.1149 | 11.1149 | 11.1149 | 11.1149 | 11.1149 | 11.1149 | 11.1149 | 11.1149 | 11.1149 | 11.1149
| Dufferin TS | T1/T3 | A3-4DN | Electric Vehicles | 0.065895 | 0.16757 | 0.30282 | 0.4554 | 0.62519 | 0.80589 | 0.99881 | 1.2192 | 1.4283 | 1.6688 | 1.9344 | 2.222 | 2.6589 | 3.0997 | 3.5439 | 3.9911 | 4.4421 | 4.6688 | 4.7145 | 4.7606 | 4.8071 | 4.8541 | 4.9015 | 4.9494 | 4.9978
|  |  |  | Electrified Heating | 0.37521 | 0.74776 | 1.1179 | 1.4938 | 1.8596 | 2.2246 | 2.5894 | 2.9538 | 3.443 | 3.9253 | 4.4101 | 4.8967 | 5.3857 | 5.8853 | 6.3787 | 6.8747 | 7.3734 | 7.8751 | 7.9395 | 7.9975 | 8.0557 | 8.1142 | 8.1733 | 8.2329 | 8.2916
|  |  |  | Data Centres | 0 | 0 | 0 | 0 | 0 | 0 | 0 | 0 | 0 | 0 | 0 | 0 | 0 | 0 | 0 | 0 | 0 | 0 | 0 | 0 | 0 | 0 | 0 | 0 | 0
|  |  |  | Connection Requests | 1.1424 | 1.9991 | 4.5006 | 6.2972 | 7.002 | 7.7069 | 8.4118 | 8.4118 | 8.4118 | 8.4118 | 8.4118 | 8.4118 | 8.4118 | 8.4118 | 8.4118 | 8.4118 | 8.4118 | 8.4118 | 8.4118 | 8.4118 | 8.4118 | 8.4118 | 8.4118 | 8.4118 | 8.4118
| Dufferin TS | T2/T4 | A5-6DN | Electric Vehicles | 0.067063 | 0.17054 | 0.30818 | 0.46347 | 0.63627 | 0.82018 | 1.0165 | 1.2408 | 1.4536 | 1.6983 | 1.9687 | 2.2614 | 2.706 | 3.1546 | 3.6067 | 4.0618 | 4.5209 | 4.7516 | 4.798 | 4.845 | 4.8923 | 4.9401 | 4.9884 | 5.0372 | 5.0864
|  |  |  | Electrified Heating | 2.4181 | 4.819 | 7.2044 | 9.6266 | 11.9844 | 14.3368 | 16.6873 | 19.0357 | 22.1886 | 25.297 | 28.4215 | 31.5569 | 34.7083 | 37.928 | 41.1081 | 44.3043 | 47.5182 | 50.7514 | 51.1668 | 51.5403 | 51.9153 | 52.2927 | 52.6732 | 53.0576 | 53.4357
|  |  |  | Data Centres | 0 | 0 | 0 | 0 | 0 | 0 | 0 | 0 | 0 | 0 | 0 | 0 | 0 | 0 | 0 | 0 | 0 | 0 | 0 | 0 | 0 | 0 | 0 | 0 | 0
|  |  |  | Connection Requests | 0 | 0 | 0 | 0 | 0 | 0 | 0 | 0 | 0 | 0 | 0 | 0 | 0 | 0 | 0 | 0 | 0 | 0 | 0 | 0 | 0 | 0 | 0 | 0 | 0
| Dufferin TS | T2/T4 | A7-8DN | Electric Vehicles | 0.065207 | 0.16583 | 0.29966 | 0.45065 | 0.61867 | 0.79749 | 0.9884 | 1.2065 | 1.4134 | 1.6514 | 1.9142 | 2.1989 | 2.6311 | 3.0673 | 3.5069 | 3.9495 | 4.3958 | 4.6201 | 4.6653 | 4.7109 | 4.757 | 4.8035 | 4.8504 | 4.8978 | 4.9457
|  |  |  | Electrified Heating | 2.2861 | 4.5559 | 6.8111 | 9.1009 | 11.33 | 13.554 | 15.7761 | 17.9963 | 20.9771 | 23.9158 | 26.8696 | 29.8338 | 32.8132 | 35.857 | 38.8635 | 41.8852 | 44.9236 | 47.9804 | 48.373 | 48.7262 | 49.0807 | 49.4374 | 49.7972 | 50.1606 | 50.5181
|  |  |  | Data Centres | 0 | 0 | 0 | 0 | 0 | 0 | 0 | 0 | 0 | 0 | 0 | 0 | 0 | 0.6897 | 0.96772 | 0.96772 | 0.96772 | 0.96772 | 0.96772 | 0.96772 | 0.96772 | 0.96772 | 0.96772 | 0.96772 | 0.96772
|  |  |  | Connection Requests | 0 | 0 | 0 | 0 | 0 | 0 | 0 | 0 | 0 | 0 | 0 | 0 | 0 | 0 | 0 | 0 | 0 | 0 | 0 | 0 | 0 | 0 | 0 | 0 | 0
| Duplex TS | T1/T2 | A1-2DX | Electric Vehicles | 0.16273 | 0.40079 | 0.70311 | 1.0806 | 1.5526 | 2.1141 | 2.7454 | 3.4569 | 4.1187 | 4.9176 | 5.7581 | 6.6313 | 7.6929 | 8.7598 | 9.8251 | 10.8856 | 11.9478 | 12.7261 | 12.8267 | 12.9282 | 13.0306 | 13.1338 | 13.2378 | 13.3428 | 13.4485
|  |  |  | Electrified Heating | 0.99798 | 1.9889 | 2.9734 | 3.973 | 4.9461 | 5.917 | 6.8871 | 7.8563 | 9.1576 | 10.4405 | 11.7299 | 13.024 | 14.3246 | 15.6534 | 16.9659 | 18.285 | 19.6114 | 20.9459 | 21.1173 | 21.2714 | 21.4262 | 21.5819 | 21.739 | 21.8976 | 22.0537
|  |  |  | Data Centres | 0 | 0 | 0 | 0 | 0 | 0 | 0 | 0 | 0 | 0 | 0 | 0 | 0 | 0 | 0 | 0 | 0 | 0 | 0 | 0 | 0 | 0 | 2.8084e-08 | 6.2047e-08 | 1.0312e-07
|  |  |  | Connection Requests | 1.0842 | 2.8651 | 4.0943 | 4.8676 | 5.6408 | 6.0818 | 6.0818 | 6.0818 | 6.0818 | 6.0818 | 6.0818 | 6.0818 | 6.0818 | 6.0818 | 6.0818 | 6.0818 | 6.0818 | 6.0818 | 6.0818 | 6.0818 | 6.0818 | 6.0818 | 6.0818 | 6.0818 | 6.0818
| Duplex TS | T1/T2 | A3-4DX | Electric Vehicles | 0.16024 | 0.39466 | 0.69234 | 1.0641 | 1.5288 | 2.0817 | 2.7034 | 3.404 | 4.0557 | 4.8423 | 5.67 | 6.5298 | 7.5752 | 8.6258 | 9.6747 | 10.7189 | 11.765 | 12.5313 | 12.6304 | 12.7304 | 12.8311 | 12.9328 | 13.0352 | 13.1385 | 13.2427
|  |  |  | Electrified Heating | 0.78945 | 1.5733 | 2.3521 | 3.1428 | 3.9126 | 4.6806 | 5.448 | 6.2147 | 7.2441 | 8.2589 | 9.2789 | 10.3026 | 11.3314 | 12.3826 | 13.4208 | 14.4643 | 15.5136 | 16.5691 | 16.7047 | 16.8267 | 16.9491 | 17.0723 | 17.1966 | 17.322 | 17.4455
|  |  |  | Data Centres | 0 | 0 | 0 | 0 | 0 | 0 | 0 | 0 | 0 | 0 | 0 | 0 | 0 | 0 | 0 | 0 | 0 | 0 | 0 | 1.6733e-08 | 3.6968e-08 | 6.1438e-08 | 6.1438e-08 | 6.1438e-08 | 6.1438e-08
|  |  |  | Connection Requests | 0 | 0 | 0 | 0 | 0 | 0 | 0 | 0 | 0 | 0 | 0 | 0 | 0 | 0 | 0 | 0 | 0 | 0 | 0 | 0 | 0 | 0 | 0 | 0 | 0
| Duplex TS | T3/T4 | A5-6DX | Electric Vehicles | 0.16007 | 0.39425 | 0.69163 | 1.063 | 1.5272 | 2.0796 | 2.7006 | 3.4004 | 4.0515 | 4.8373 | 5.6641 | 6.523 | 7.5673 | 8.6168 | 9.6647 | 10.7078 | 11.7528 | 12.5183 | 12.6173 | 12.7172 | 12.8178 | 12.9194 | 13.0217 | 13.1249 | 13.229
|  |  |  | Electrified Heating | 0.82544 | 1.645 | 2.4593 | 3.2861 | 4.091 | 4.894 | 5.6964 | 6.498 | 7.5743 | 8.6354 | 9.7019 | 10.7722 | 11.848 | 12.9471 | 14.0326 | 15.1237 | 16.2208 | 17.3245 | 17.4663 | 17.5938 | 17.7218 | 17.8506 | 17.9805 | 18.1117 | 18.2408
|  |  |  | Data Centres | 0 | 0 | 0 | 0 | 0 | 0 | 0 | 0 | 0 | 0 | 0 | 0 | 0 | 0 | 0 | 0 | 0 | 0 | 0 | 0 | 0 | 0 | 0 | 0 | 0
|  |  |  | Connection Requests | 0 | 0 | 0 | 1.1809 | 1.8557 | 2.6992 | 2.8679 | 3.374 | 3.374 | 3.374 | 3.374 | 3.374 | 3.374 | 3.374 | 3.374 | 3.374 | 3.374 | 3.374 | 3.374 | 3.374 | 3.374 | 3.374 | 3.374 | 3.374 | 3.374
| Esplanade TS | T11/T2/T13 | A1-2X | Electric Vehicles | 0.14673 | 0.3741 | 0.67488 | 1.0116 | 1.3822 | 1.7735 | 2.188 | 2.6617 | 3.1106 | 3.6255 | 4.197 | 4.8197 | 5.7882 | 6.7658 | 7.7518 | 8.7454 | 9.7481 | 10.2307 | 10.3322 | 10.4346 | 10.538 | 10.6424 | 10.7479 | 10.8543 | 10.9619
|  |  |  | Electrified Heating | 0.90045 | 1.7945 | 2.6828 | 3.5847 | 4.4628 | 5.3388 | 6.214 | 7.0885 | 8.2626 | 9.4201 | 10.5836 | 11.7511 | 12.9247 | 14.1236 | 15.3078 | 16.498 | 17.6948 | 18.8988 | 19.0535 | 19.1926 | 19.3322 | 19.4728 | 19.6145 | 19.7576 | 19.8984
|  |  |  | Data Centres | 0 | 0 | 0 | 0 | 0 | 0 | 0 | 0 | 0 | 3.1643 | 5.8975 | 8.1011 | 9.7 | 10.6667 | 11.0564 | 11.0564 | 11.0564 | 11.0564 | 11.0564 | 11.0564 | 11.0564 | 11.0564 | 11.0564 | 11.0564 | 11.0564
|  |  |  | Connection Requests | 2.2125 | 2.2125 | 2.2125 | 2.2125 | 0 | 0 | 0 | 0 | 0 | 0 | 0 | 0 | 0 | 0 | 0 | 0 | 0 | 0 | 0 | 0 | 0 | 0 | 0 | 0 | 0
| Esplanade TS | T11/T2/T13 | A1-2GD | Electric Vehicles | 0.023265 | 0.057646 | 0.1059 | 0.16452 | 0.23638 | 0.31797 | 0.4102 | 0.51537 | 0.61553 | 0.73336 | 0.85914 | 0.9891 | 1.1499 | 1.3117 | 1.4735 | 1.6347 | 1.7964 | 1.9119 | 1.9283 | 1.9449 | 1.9616 | 1.9785 | 1.9956 | 2.0128 | 2.0301
|  |  |  | Electrified Heating | 0.46471 | 0.92612 | 1.3846 | 1.85 | 2.3032 | 2.7553 | 3.207 | 3.6583 | 4.2642 | 4.8616 | 5.462 | 6.0646 | 6.6703 | 7.289 | 7.9002 | 8.5144 | 9.1321 | 9.7534 | 9.8332 | 9.905 | 9.9771 | 10.0496 | 10.1228 | 10.1966 | 10.2693
|  |  |  | Data Centres | 0 | 0 | 0 | 0 | 0 | 0 | 0 | 0 | 0 | 0 | 0 | 0 | 0 | 0 | 0 | 0 | 0 | 0 | 0 | 0 | 0 | 0 | 0 | 0 | 0
|  |  |  | Connection Requests | 1.0428 | 2.5529 | 3.751 | 4.845 | 5.157 | 5.469 | 5.469 | 5.469 | 5.469 | 5.469 | 5.469 | 5.469 | 5.469 | 5.469 | 5.469 | 5.469 | 5.469 | 5.469 | 5.469 | 5.469 | 5.469 | 5.469 | 5.469 | 5.469 | 5.469
| Esplanade TS | T11/T2/T13 | A3-4GD | Electric Vehicles | 0.022554 | 0.055883 | 0.10266 | 0.15948 | 0.22915 | 0.30824 | 0.39765 | 0.4996 | 0.5967 | 0.71093 | 0.83285 | 0.95884 | 1.1147 | 1.2715 | 1.4284 | 1.5847 | 1.7415 | 1.8534 | 1.8693 | 1.8854 | 1.9016 | 1.918 | 1.9345 | 1.9512 | 1.968
|  |  |  | Electrified Heating | 0.35997 | 0.71739 | 1.0725 | 1.4331 | 1.7841 | 2.1343 | 2.4842 | 2.8338 | 3.3032 | 3.7659 | 4.231 | 4.6978 | 5.1669 | 5.6462 | 6.1196 | 6.5954 | 7.0739 | 7.5552 | 7.617 | 7.6726 | 7.7285 | 7.7846 | 7.8413 | 7.8985 | 7.9548
|  |  |  | Data Centres | 0 | 0 | 0 | 0 | 0 | 0 | 0 | 0 | 0 | 0 | 0 | 0 | 0 | 0 | 0 | 0 | 0 | 0 | 0 | 0 | 0 | 0 | 0 | 0 | 0
|  |  |  | Connection Requests | 0 | 1.7691 | 2.78 | 3.5381 | 4.2963 | 5.0545 | 5.0545 | 5.0545 | 5.0545 | 5.0545 | 5.0545 | 5.0545 | 5.0545 | 5.0545 | 5.0545 | 5.0545 | 5.0545 | 5.0545 | 5.0545 | 5.0545 | 5.0545 | 5.0545 | 5.0545 | 5.0545 | 5.0545
| Gerrard TS | T1/T2 | A1-2K | Electric Vehicles | 0.030462 | 0.077834 | 0.14061 | 0.21042 | 0.28654 | 0.36616 | 0.45003 | 0.546 | 0.63708 | 0.74109 | 0.85708 | 0.984 | 1.1851 | 1.3882 | 1.5931 | 1.7998 | 2.0085 | 2.1056 | 2.1268 | 2.1482 | 2.1698 | 2.1916 | 2.2136 | 2.2359 | 2.2583
|  |  |  | Electrified Heating | 0.98967 | 1.9723 | 2.9486 | 3.9399 | 4.9049 | 5.8677 | 6.8297 | 7.7909 | 9.0813 | 10.3535 | 11.6323 | 12.9155 | 14.2053 | 15.5231 | 16.8246 | 18.1327 | 19.4481 | 20.7714 | 20.9414 | 21.0943 | 21.2478 | 21.4022 | 21.558 | 21.7153 | 21.87
|  |  |  | Data Centres | 0 | 0 | 0 | 0 | 0 | 0 | 0 | 0 | 0 | 0 | 0 | 0 | 1.0446 | 1.6763 | 1.9309 | 1.9309 | 1.9309 | 1.9309 | 1.9309 | 1.9309 | 1.9309 | 1.9309 | 1.9309 | 1.9309 | 1.9309
|  |  |  | Connection Requests | 2.5454 | 3.813 | 4.6068 | 3.4112 | 4.0796 | 4.4559 | 4.4559 | 4.4559 | 4.4559 | 5.3529 | 5.3529 | 5.3529 | 5.3529 | 5.3529 | 5.3529 | 5.3529 | 5.3529 | 5.3529 | 5.3529 | 5.3529 | 5.3529 | 5.3529 | 5.3529 | 5.3529 | 5.3529
| Gerrard TS | T1/T2 | A14-15E | Electric Vehicles | 0 | 0 | 0 | 0 | 0 | 0 | 0 | 0 | 0 | 0 | 0 | 0 | 0 | 0 | 0 | 0 | 0 | 0 | 0 | 0 | 0 | 0 | 0 | 0 | 0
|  |  |  | Electrified Heating | 0 | 0 | 0 | 0 | 0 | 0 | 0 | 0 | 0 | 0 | 0 | 0 | 0 | 0 | 0 | 0 | 0 | 0 | 0 | 0 | 0 | 0 | 0 | 0 | 0
|  |  |  | Data Centres | 0 | 0 | 0 | 0 | 0 | 0 | 0 | 0 | 0 | 0 | 0 | 0 | 0 | 0 | 0 | 0 | 0 | 0 | 0 | 0 | 0 | 0 | 0 | 0 | 0
|  |  |  | Connection Requests | 0 | 0 | 0 | 0 | 0 | 0 | 0 | 0 | 0 | 0 | 0 | 0 | 0 | 0 | 0 | 0 | 0 | 0 | 0 | 0 | 0 | 0 | 0 | 0 | 0
| Glengrove TS | T1/T3 | A3-4GL | Electric Vehicles | 0.33465 | 0.85532 | 1.5448 | 2.3108 | 3.145 | 4.0166 | 4.9339 | 5.9835 | 6.9796 | 8.1166 | 9.3853 | 10.7748 | 12.983 | 15.2127 | 17.463 | 19.733 | 22.0248 | 23.0855 | 23.3181 | 23.553 | 23.7902 | 24.0297 | 24.2717 | 24.516 | 24.7627
|  |  |  | Electrified Heating | 0.36231 | 0.72205 | 1.0795 | 1.4424 | 1.7957 | 2.1481 | 2.5003 | 2.8522 | 3.3246 | 3.7903 | 4.2585 | 4.7283 | 5.2005 | 5.6829 | 6.1594 | 6.6382 | 7.1198 | 7.6042 | 7.6665 | 7.7224 | 7.7786 | 7.8352 | 7.8922 | 7.9498 | 8.0064
|  |  |  | Data Centres | 0 | 0 | 0 | 0 | 0 | 0 | 0 | 0 | 0 | 0 | 0 | 0 | 0 | 0 | 0 | 0 | 0 | 0 | 0 | 0 | 0 | 0 | 0 | 0 | 0
|  |  |  | Connection Requests | 2.6519 | 3.9725 | 4.7996 | 3.5539 | 4.2503 | 4.6424 | 4.6424 | 4.6424 | 4.6424 | 4.6424 | 4.6424 | 4.6424 | 4.6424 | 4.6424 | 4.6424 | 4.6424 | 4.6424 | 4.6424 | 4.6424 | 4.6424 | 4.6424 | 4.6424 | 4.6424 | 4.6424 | 4.6424
| Glengrove TS | T2/T4 | A7-8GL | Electric Vehicles | 0.33361 | 0.85268 | 1.54 | 2.3037 | 3.1353 | 4.0042 | 4.9187 | 5.9651 | 6.958 | 8.0915 | 9.3564 | 10.7416 | 12.9429 | 15.1657 | 17.409 | 19.672 | 21.9567 | 23.0142 | 23.2461 | 23.4802 | 23.7167 | 23.9555 | 24.1967 | 24.4402 | 24.6862
|  |  |  | Electrified Heating | 1.6253 | 3.239 | 4.8424 | 6.4704 | 8.0552 | 9.6363 | 11.2161 | 12.7946 | 14.9138 | 17.0031 | 19.1031 | 21.2105 | 23.3287 | 25.4928 | 27.6303 | 29.7785 | 31.9387 | 34.1119 | 34.3911 | 34.6421 | 34.8942 | 35.1478 | 35.4036 | 35.6619 | 35.9161
|  |  |  | Data Centres | 0 | 0 | 0 | 0 | 0 | 0 | 0 | 0 | 0 | 0 | 0 | 0 | 0 | 0 | 0 | 0 | 0 | 0 | 1.2888e-08 | 2.8474e-08 | 4.7323e-08 | 4.7323e-08 | 4.7323e-08 | 4.7323e-08 | 4.7323e-08
|  |  |  | Connection Requests | 0.2904 | 0.5808 | 0.8712 | 0.8712 | 0.8712 | 0.8712 | 0.8712 | 0.8712 | 0.8712 | 0.8712 | 0.8712 | 0.8712 | 0.8712 | 0.8712 | 0.8712 | 0.8712 | 0.8712 | 0.8712 | 0.8712 | 0.8712 | 0.8712 | 0.8712 | 0.8712 | 0.8712 | 0.8712
| Main TS | T3/T4 | A1-2MN | Electric Vehicles | 0.18348 | 0.46792 | 0.84704 | 1.2711 | 1.7375 | 2.2282 | 2.7487 | 3.3441 | 3.9098 | 4.5571 | 5.2763 | 6.0591 | 7.2757 | 8.5039 | 9.7426 | 10.9909 | 12.2507 | 12.8581 | 12.9861 | 13.1154 | 13.246 | 13.3779 | 13.511 | 13.6455 | 13.7812
|  |  |  | Electrified Heating | 0.83921 | 1.6725 | 2.5003 | 3.341 | 4.1593 | 4.9757 | 5.7914 | 6.6064 | 7.7007 | 8.7795 | 9.8638 | 10.952 | 12.0457 | 13.1631 | 14.2668 | 15.3761 | 16.4915 | 17.6136 | 17.7577 | 17.8874 | 18.0175 | 18.1485 | 18.2806 | 18.4139 | 18.5452
|  |  |  | Data Centres | 0 | 0 | 0 | 0 | 0 | 0 | 0 | 0 | 0 | 0 | 0 | 0 | 0 | 0 | 0 | 0 | 0 | 0 | 0 | 0 | 0 | 2.4375e-08 | 5.3852e-08 | 8.9499e-08 | 1.3106e-07
|  |  |  | Connection Requests | 0 | 0 | 1.2286 | 1.9306 | 2.4571 | 2.9837 | 3.5102 | 3.5102 | 3.5102 | 3.5102 | 3.5102 | 3.5102 | 3.5102 | 3.5102 | 3.5102 | 3.5102 | 3.5102 | 3.5102 | 3.5102 | 3.5102 | 3.5102 | 3.5102 | 3.5102 | 3.5102 | 3.5102
| Main TS | T3/T4 | A3-4MN | Electric Vehicles | 0.18348 | 0.46792 | 0.84704 | 1.2711 | 1.7375 | 2.2282 | 2.7487 | 3.3441 | 3.9098 | 4.5571 | 5.2763 | 6.0591 | 7.2757 | 8.5039 | 9.7426 | 10.9909 | 12.2507 | 12.8581 | 12.9861 | 13.1154 | 13.246 | 13.3779 | 13.511 | 13.6455 | 13.7812
|  |  |  | Electrified Heating | 1.9994 | 3.9847 | 5.9571 | 7.9599 | 9.9095 | 11.8546 | 13.7981 | 15.7399 | 18.347 | 20.9172 | 23.5006 | 26.0932 | 28.699 | 31.3612 | 33.9907 | 36.6335 | 39.291 | 41.9645 | 42.3079 | 42.6168 | 42.9268 | 43.2389 | 43.5535 | 43.8713 | 44.184
|  |  |  | Data Centres | 0 | 0 | 0 | 0 | 0 | 0 | 0 | 0 | 0 | 0 | 0 | 0 | 0 | 0 | 0 | 0 | 0 | 0 | 0 | 0 | 0 | 0 | 0 | 0 | 0
|  |  |  | Connection Requests | 0 | 0 | 0 | 0 | 0 | 0 | 0 | 0 | 0 | 0 | 0 | 0 | 0 | 0 | 0 | 0 | 0 | 0 | 0 | 0 | 0 | 0 | 0 | 0 | 0
| Terauley TS | T1/T4 | A1-2A | Electric Vehicles | 0.073013 | 0.17961 | 0.32464 | 0.50504 | 0.73129 | 0.99537 | 1.2955 | 1.636 | 1.9574 | 2.3405 | 2.7453 | 3.162 | 3.6582 | 4.157 | 4.655 | 5.1499 | 5.6459 | 6.022 | 6.0711 | 6.1205 | 6.1705 | 6.2208 | 6.2715 | 6.3227 | 6.3743
|  |  |  | Electrified Heating | 0.029978 | 0.059743 | 0.089316 | 0.11934 | 0.14857 | 0.17774 | 0.20688 | 0.23599 | 0.27508 | 0.31362 | 0.35235 | 0.39122 | 0.43029 | 0.47021 | 0.50963 | 0.54925 | 0.5891 | 0.62918 | 0.63433 | 0.63896 | 0.64361 | 0.64829 | 0.65301 | 0.65777 | 0.66246
|  |  |  | Data Centres | 0 | 0 | 0 | 0 | 0 | 0 | 0 | 2.7827 | 5.4 | 7.7739 | 7.7739 | 7.7739 | 8.8039 | 9.4268 | 9.6778 | 9.6778 | 9.6778 | 9.6778 | 9.6778 | 9.6778 | 9.6778 | 9.6778 | 9.6778 | 9.6778 | 9.6778
|  |  |  | Connection Requests | 0 | 2.2133 | 3.478 | 4.4265 | 5.3751 | 6.3236 | 6.3236 | 6.3236 | 6.3236 | 6.3236 | 6.3236 | 6.3236 | 6.3236 | 6.3236 | 6.3236 | 6.3236 | 6.3236 | 6.3236 | 6.3236 | 6.3236 | 6.3236 | 6.3236 | 6.3236 | 6.3236 | 6.3236
| Terauley TS | T1/T4 | A9-10A | Electric Vehicles | 0.076191 | 0.18743 | 0.33877 | 0.52702 | 0.76312 | 1.0387 | 1.3518 | 1.7072 | 2.0426 | 2.4424 | 2.8648 | 3.2996 | 3.8174 | 4.338 | 4.8576 | 5.3741 | 5.8916 | 6.2841 | 6.3353 | 6.3869 | 6.439 | 6.4916 | 6.5445 | 6.5979 | 6.6518
|  |  |  | Electrified Heating | 0.075164 | 0.1498 | 0.22394 | 0.29923 | 0.37253 | 0.44565 | 0.51871 | 0.59171 | 0.68972 | 0.78634 | 0.88346 | 0.98092 | 1.0789 | 1.179 | 1.2778 | 1.3772 | 1.4771 | 1.5776 | 1.5905 | 1.6021 | 1.6137 | 1.6255 | 1.6373 | 1.6493 | 1.661
|  |  |  | Data Centres | 0 | 0 | 0 | 0 | 0 | 0 | 0 | 0 | 0 | 0 | 0 | 0 | 0 | 0 | 0 | 0 | 0 | 0 | 0 | 0 | 0 | 0 | 0 | 0 | 0
|  |  |  | Connection Requests | 0 | 1.6783 | 2.6372 | 3.3565 | 4.0758 | 4.795 | 4.795 | 4.795 | 4.795 | 4.795 | 4.795 | 4.795 | 4.795 | 4.795 | 4.795 | 4.795 | 4.795 | 4.795 | 4.795 | 4.795 | 4.795 | 4.795 | 4.795 | 4.795 | 4.795
| Terauley TS | T2/T3 | A3-4A | Electric Vehicles | 0.076429 | 0.18802 | 0.33983 | 0.52867 | 0.76551 | 1.0419 | 1.3561 | 1.7125 | 2.049 | 2.45 | 2.8738 | 3.31 | 3.8294 | 4.3515 | 4.8728 | 5.3909 | 5.91 | 6.3038 | 6.3551 | 6.4069 | 6.4592 | 6.5119 | 6.565 | 6.6186 | 6.6726
|  |  |  | Electrified Heating | 0.21103 | 0.42056 | 0.62874 | 0.84012 | 1.0459 | 1.2512 | 1.4563 | 1.6613 | 1.9364 | 2.2077 | 2.4804 | 2.754 | 3.029 | 3.31 | 3.5876 | 3.8665 | 4.147 | 4.4292 | 4.4654 | 4.498 | 4.5307 | 4.5637 | 4.5969 | 4.6304 | 4.6634
|  |  |  | Data Centres | 0 | 0 | 0 | 0 | 0 | 0 | 0 | 0 | 0 | 0 | 0 | 0 | 0 | 0 | 0 | 0 | 0 | 0 | 0 | 0 | 0 | 0 | 0 | 0 | 0
|  |  |  | Connection Requests | 0 | 0 | 2.1885 | 3.4392 | 4.3771 | 5.315 | 6.253 | 6.253 | 6.253 | 6.253 | 6.253 | 6.253 | 6.253 | 6.253 | 6.253 | 6.253 | 6.253 | 6.253 | 6.253 | 6.253 | 6.253 | 6.253 | 6.253 | 6.253 | 6.253
| Terauley TS | T2/T3 | A5-6A | Electric Vehicles | 0.075158 | 0.18489 | 0.33418 | 0.51987 | 0.75278 | 1.0246 | 1.3335 | 1.684 | 2.0149 | 2.4093 | 2.826 | 3.2549 | 3.7657 | 4.2792 | 4.7918 | 5.3012 | 5.8117 | 6.1989 | 6.2494 | 6.3004 | 6.3517 | 6.4036 | 6.4558 | 6.5085 | 6.5616
|  |  |  | Electrified Heating | 0.38348 | 0.76423 | 1.1425 | 1.5267 | 1.9006 | 2.2736 | 2.6464 | 3.0188 | 3.5188 | 4.0118 | 4.5073 | 5.0045 | 5.5043 | 6.0149 | 6.5192 | 7.0261 | 7.5358 | 8.0486 | 8.1144 | 8.1737 | 8.2331 | 8.293 | 8.3533 | 8.4143 | 8.4742
|  |  |  | Data Centres | 0 | 0 | 0 | 0 | 0 | 0 | 0 | 0 | 0 | 0 | 0 | 0 | 0 | 0 | 0 | 0 | 0 | 0 | 0 | 0 | 0 | 0 | 0 | 0 | 0
|  |  |  | Connection Requests | 0 | 4.9499 | 7.7785 | 9.8999 | 12.0213 | 14.1427 | 14.1427 | 14.1427 | 14.1427 | 14.1427 | 14.1427 | 14.1427 | 14.1427 | 14.1427 | 14.1427 | 14.1427 | 14.1427 | 14.1427 | 14.1427 | 14.1427 | 14.1427 | 14.1427 | 14.1427 | 14.1427 | 14.1427
MANBY E 115kV
| Fairbank TS | T1/T3 | EJ ( was YZ) | Electric Vehicles | 0.23413 | 0.58476 | 1.0588 | 1.6231 | 2.2961 | 3.0524 | 3.8924 | 4.8483 | 5.7533 | 6.817 | 7.9599 | 9.1585 | 10.736 | 12.3246 | 13.9173 | 15.5092 | 17.1091 | 18.1387 | 18.2991 | 18.4609 | 18.6242 | 18.789 | 18.9552 | 19.123 | 19.2922
|  |  |  | Electrified Heating | 2.3411 | 4.6656 | 6.9751 | 9.3202 | 11.603 | 13.8805 | 16.1561 | 18.4298 | 21.4824 | 24.4919 | 27.5168 | 30.5525 | 33.6036 | 36.7208 | 39.7997 | 42.8941 | 46.0057 | 49.1361 | 49.5382 | 49.8999 | 50.2629 | 50.6283 | 50.9967 | 51.3688 | 51.735
|  |  |  | Data Centres | 0 | 0 | 0 | 0 | 0 | 0 | 0 | 0 | 0 | 0 | 0 | 0 | 0 | 0 | 0 | 0 | 0 | 0 | 0 | 0 | 0 | 0 | 0 | 0 | 3.9539e-08
|  |  |  | Connection Requests | 0 | 0 | 0 | 0 | 0 | 0 | 0 | 0 | 0 | 0 | 0 | 0 | 0 | 0 | 0 | 0 | 0 | 0 | 0 | 0 | 0 | 0 | 0 | 0 | 0
| Fairbank TS | T2/T4 (to be T5/T6) | BQ | Electric Vehicles | 0.2265 | 0.56569 | 1.0243 | 1.5701 | 2.2212 | 2.9528 | 3.7654 | 4.6902 | 5.5657 | 6.5947 | 7.7004 | 8.8599 | 10.3859 | 11.9227 | 13.4635 | 15.0034 | 16.5512 | 17.5472 | 17.7024 | 17.8589 | 18.0169 | 18.1763 | 18.3371 | 18.4994 | 18.6632
|  |  |  | Electrified Heating | 2.7988 | 5.5778 | 8.3388 | 11.1423 | 13.8714 | 16.5943 | 19.3148 | 22.033 | 25.6824 | 29.2802 | 32.8966 | 36.5257 | 40.1733 | 43.8999 | 47.5808 | 51.2802 | 55.0002 | 58.7426 | 59.2233 | 59.6557 | 60.0897 | 60.5265 | 60.9669 | 61.4118 | 61.8495
|  |  |  | Data Centres | 0 | 0 | 0 | 0 | 0 | 0 | 0 | 0 | 0 | 0 | 0 | 2.5597 | 4.417 | 5.54 | 6.2742 | 6.2742 | 6.2742 | 6.2742 | 6.2742 | 6.2742 | 6.2742 | 6.2742 | 6.2742 | 6.2742 | 6.2742
|  |  |  | Connection Requests | 5.0196 | 6.2033 | 7.1912 | 8.1791 | 5.6515 | 5.6515 | 5.6515 | 5.6515 | 5.6515 | 5.6515 | 5.6515 | 5.6515 | 5.6515 | 5.6515 | 5.6515 | 5.6515 | 5.6515 | 5.6515 | 5.6515 | 5.6515 | 5.6515 | 5.6515 | 5.6515 | 5.6515 | 5.6515
| Runnymede TS | T1/T2 | JQ | Electric Vehicles | 0.30788 | 0.77829 | 1.416 | 2.1482 | 2.984 | 3.8873 | 4.869 | 5.9908 | 7.0579 | 8.2919 | 9.642 | 11.0827 | 13.1524 | 15.2397 | 17.3394 | 19.4475 | 21.5713 | 22.7492 | 22.9652 | 23.1834 | 23.4035 | 23.6258 | 23.8502 | 24.0767 | 24.3054
|  |  |  | Electrified Heating | 1.2464 | 2.484 | 3.7136 | 4.9621 | 6.1775 | 7.3901 | 8.6016 | 9.8121 | 11.4374 | 13.0396 | 14.6501 | 16.2663 | 17.8907 | 19.5504 | 21.1896 | 22.8371 | 24.4937 | 26.1603 | 26.3744 | 26.567 | 26.7603 | 26.9548 | 27.1509 | 27.3491 | 27.544
|  |  |  | Data Centres | 0 | 0 | 0 | 0 | 0 | 0 | 0 | 0 | 0 | 0 | 0 | 0 | 0 | 0 | 0 | 0 | 0 | 0 | 0 | 0 | 0 | 0 | 2.1207e-08 | 4.6852e-08 | 1.0967e-07
|  |  |  | Connection Requests | 0 | 7.3075 | 1.0175 | 4.5843 | 6.7414 | 8.4286 | 9.8383 | 11.248 | 11.248 | 11.248 | 11.248 | 11.248 | 11.248 | 11.248 | 11.248 | 11.248 | 11.248 | 11.248 | 11.248 | 11.248 | 11.248 | 11.248 | 11.248 | 11.248 | 11.248
| Runnymede TS | T5/T6 (was T3/T4) | EZ (was BY) | Electric Vehicles | 0.3653 | 0.92343 | 1.68 | 2.5488 | 3.5404 | 4.6123 | 5.777 | 7.108 | 8.3741 | 9.8383 | 11.4401 | 13.1495 | 15.6051 | 18.0816 | 20.573 | 23.0741 | 25.594 | 26.9916 | 27.2479 | 27.5067 | 27.768 | 28.0317 | 28.298 | 28.5667 | 28.8381
|  |  |  | Electrified Heating | 2.3188 | 4.6211 | 6.9085 | 9.2312 | 11.4922 | 13.748 | 16.0019 | 18.2538 | 21.2773 | 24.258 | 27.2541 | 30.2608 | 33.2828 | 36.3702 | 39.4197 | 42.4846 | 45.5665 | 48.667 | 49.0652 | 49.4235 | 49.783 | 50.1449 | 50.5098 | 50.8784 | 51.241
|  |  |  | Data Centres | 0 | 0 | 0 | 0 | 0 | 0 | 0 | 0 | 0 | 2.0886 | 3.8926 | 5.3471 | 5.3471 | 5.3471 | 5.3471 | 5.3471 | 5.3471 | 5.3471 | 5.3471 | 5.3471 | 5.3471 | 5.3471 | 5.3471 | 5.3471 | 5.3471
|  |  |  | Connection Requests | 0 | 0 | 0 | 0 | 0 | 0 | 0 | 0 | 0 | 0 | 0 | 0 | 0 | 0 | 0 | 0 | 0 | 0 | 0 | 0 | 0 | 0 | 0 | 0 | 0
| Wiltshire TS | T1/T6 | A5-6WA | Electric Vehicles | 0.048997 | 0.12516 | 0.22606 | 0.33834 | 0.46089 | 0.5892 | 0.72446 | 0.87919 | 1.026 | 1.1938 | 1.3807 | 1.5852 | 1.9087 | 2.2353 | 2.5648 | 2.8972 | 3.2327 | 3.3893 | 3.4234 | 3.4577 | 3.4925 | 3.5275 | 3.5629 | 3.5987 | 3.6348
|  |  |  | Electrified Heating | 1.3816 | 2.7533 | 4.1163 | 5.5001 | 6.8473 | 8.1914 | 9.5343 | 10.876 | 12.6775 | 14.4535 | 16.2386 | 18.03 | 19.8306 | 21.6701 | 23.4871 | 25.3132 | 27.1495 | 28.9968 | 29.2341 | 29.4476 | 29.6618 | 29.8774 | 30.0948 | 30.3145 | 30.5305
|  |  |  | Data Centres | 0 | 0 | 0 | 0 | 0 | 0 | 0 | 0 | 0 | 0 | 0 | 0 | 0.95272 | 1.5288 | 1.761 | 1.761 | 1.761 | 1.761 | 1.761 | 1.761 | 1.761 | 1.761 | 1.761 | 1.761 | 1.761
|  |  |  | Connection Requests | 0 | 0 | 0 | 0 | 0 | 0 | 0 | 0 | 0 | 0 | 0 | 0 | 0 | 0 | 0 | 0 | 0 | 0 | 0 | 0 | 0 | 0 | 0 | 0 | 0
| Wiltshire TS | T7X/T2X | A11-12WA | Electric Vehicles | 0.05234 | 0.13371 | 0.24149 | 0.36143 | 0.49234 | 0.62941 | 0.7739 | 0.93919 | 1.096 | 1.2752 | 1.4749 | 1.6934 | 2.0389 | 2.3878 | 2.7398 | 3.0948 | 3.4532 | 3.6206 | 3.657 | 3.6937 | 3.7308 | 3.7682 | 3.806 | 3.8442 | 3.8828
|  |  |  | Electrified Heating | 0.10111 | 0.20151 | 0.30126 | 0.40254 | 0.50114 | 0.59951 | 0.69779 | 0.79599 | 0.92784 | 1.0578 | 1.1885 | 1.3196 | 1.4514 | 1.586 | 1.719 | 1.8526 | 1.987 | 2.1222 | 2.1396 | 2.1552 | 2.1709 | 2.1867 | 2.2026 | 2.2186 | 2.2345
|  |  |  | Data Centres | 0 | 0 | 0 | 0 | 0 | 0 | 0 | 0 | 0 | 2.1599 | 4.0256 | 5.5298 | 5.5298 | 5.5298 | 5.5298 | 5.5298 | 5.5298 | 5.5298 | 5.5298 | 5.5298 | 5.5298 | 5.5298 | 5.5298 | 5.5298 | 5.5298
|  |  |  | Connection Requests | 0.6356 | 2.27 | 4.54 | 6.0836 | 7.4456 | 8.5352 | 9.08 | 9.08 | 9.08 | 9.08 | 9.08 | 9.08 | 9.08 | 9.08 | 9.08 | 9.08 | 9.08 | 9.08 | 9.08 | 9.08 | 9.08 | 9.08 | 9.08 | 9.08 | 9.08
| Wiltshire TS | T7X/T2X | A13-14WA | Electric Vehicles | 0.054646 | 0.1396 | 0.25213 | 0.37735 | 0.51403 | 0.65713 | 0.80799 | 0.98056 | 1.1443 | 1.3314 | 1.5399 | 1.768 | 2.1287 | 2.493 | 2.8605 | 3.2312 | 3.6054 | 3.7801 | 3.8181 | 3.8564 | 3.8951 | 3.9342 | 3.9737 | 4.0136 | 4.0538
|  |  |  | Electrified Heating | 0.74526 | 1.4852 | 2.2204 | 2.9669 | 3.6936 | 4.4187 | 5.1431 | 5.8668 | 6.8386 | 7.7966 | 8.7596 | 9.7259 | 10.6972 | 11.6895 | 12.6696 | 13.6547 | 14.6452 | 15.6417 | 15.7697 | 15.8849 | 16.0004 | 16.1167 | 16.234 | 16.3525 | 16.469
|  |  |  | Data Centres | 0 | 0 | 0 | 0 | 0 | 0 | 0 | 0 | 0 | 0 | 0 | 0 | 0 | 0 | 0 | 0 | 0 | 0 | 0 | 0 | 0 | 0 | 0 | 0 | 0
|  |  |  | Connection Requests | 0.4266 | 1.7159 | 2.6354 | 3.0052 | 3.3749 | 3.7446 | 3.7446 | 3.7446 | 3.7446 | 3.7446 | 3.7446 | 3.7446 | 3.7446 | 3.7446 | 3.7446 | 3.7446 | 3.7446 | 3.7446 | 3.7446 | 3.7446 | 3.7446 | 3.7446 | 3.7446 | 3.7446 | 3.7446
MANBY W 115kV
| Copeland MTS | T1/T3 | A1-2CX | Electric Vehicles | 0.0017649 | 0.0044394 | 0.0082008 | 0.012577 | 0.017678 | 0.023219 | 0.029341 | 0.036355 | 0.043078 | 0.050845 | 0.059297 | 0.068193 | 0.080353 | 0.092612 | 0.10493 | 0.11726 | 0.12967 | 0.13717 | 0.13845 | 0.13975 | 0.14106 | 0.14238 | 0.14371 | 0.14506 | 0.14642
|  |  |  | Electrified Heating | 0.45097 | 0.89873 | 1.3436 | 1.7953 | 2.2351 | 2.6738 | 3.1121 | 3.5501 | 4.1381 | 4.7178 | 5.3005 | 5.8853 | 6.473 | 7.0735 | 7.6666 | 8.2626 | 8.862 | 9.465 | 9.5425 | 9.6121 | 9.6821 | 9.7525 | 9.8234 | 9.8951 | 9.9656
|  |  |  | Data Centres | 0 | 0 | 0 | 0 | 0 | 0 | 0 | 0 | 0 | 2.148 | 4.0035 | 5.4993 | 5.4993 | 5.4993 | 5.4993 | 5.4993 | 5.4993 | 5.4993 | 5.4993 | 5.4993 | 5.4993 | 5.4993 | 5.4993 | 5.4993 | 5.4993
|  |  |  | Connection Requests | 3.2636 | 6.0129 | 8.0504 | 9.9772 | 11.4474 | 11.7798 | 11.7798 | 11.7798 | 11.7798 | 11.7798 | 11.7798 | 11.7798 | 11.7798 | 11.7798 | 11.7798 | 11.7798 | 11.7798 | 11.7798 | 11.7798 | 11.7798 | 11.7798 | 11.7798 | 11.7798 | 11.7798 | 11.7798
| Copeland MTS | T1/T3 | A3-4CX | Electric Vehicles | 0.0017649 | 0.0044394 | 0.0082008 | 0.012577 | 0.017678 | 0.023219 | 0.029341 | 0.036355 | 0.043078 | 0.050845 | 0.059297 | 0.068193 | 0.080353 | 0.092612 | 0.10493 | 0.11726 | 0.12967 | 0.13717 | 0.13845 | 0.13975 | 0.14106 | 0.14238 | 0.14371 | 0.14506 | 0.14642
|  |  |  | Electrified Heating | 0.31923 | 0.63619 | 0.95111 | 1.2709 | 1.5821 | 1.8927 | 2.203 | 2.513 | 2.9293 | 3.3396 | 3.7521 | 4.166 | 4.5821 | 5.0071 | 5.427 | 5.8489 | 6.2732 | 6.7 | 6.7549 | 6.8042 | 6.8537 | 6.9035 | 6.9538 | 7.0045 | 7.0544
|  |  |  | Data Centres | 0 | 0 | 0 | 0 | 0 | 0 | 0 | 0 | 0 | 0 | 0 | 0 | 0 | 0 | 0 | 0 | 0 | 0 | 0 | 0 | 0 | 0 | 0 | 0 | 0
|  |  |  | Connection Requests | 1.5802 | 5.6437 | 10.6554 | 14.132 | 17.2473 | 19.6854 | 20.769 | 20.769 | 20.769 | 20.769 | 20.769 | 20.769 | 20.769 | 20.769 | 20.769 | 20.769 | 20.769 | 20.769 | 20.769 | 20.769 | 20.769 | 20.769 | 20.769 | 20.769 | 20.769
| Copeland MTS | T2/T4 | A5-6CX | Electric Vehicles | 0.0017649 | 0.0044394 | 0.0082008 | 0.012577 | 0.017678 | 0.023219 | 0.029341 | 0.036355 | 0.043078 | 0.050845 | 0.059297 | 0.068193 | 0.080353 | 0.092612 | 0.10493 | 0.11726 | 0.12967 | 0.13717 | 0.13845 | 0.13975 | 0.14106 | 0.14238 | 0.14371 | 0.14506 | 0.14642
|  |  |  | Electrified Heating | 0 | 0 | 0 | 0 | 0 | 0 | 0 | 0 | 0 | 0 | 0 | 0 | 0 | 0 | 0 | 0 | 0 | 0 | 0 | 0 | 0 | 0 | 0 | 0 | 0
|  |  |  | Data Centres | 0 | 0 | 0 | 0 | 0 | 0 | 0 | 0 | 0 | 0 | 0 | 0 | 0 | 0 | 0 | 0 | 0 | 0 | 3.6146e-08 | 7.9857e-08 | 1.3272e-07 | 1.9664e-07 | 2.7395e-07 | 3.6743e-07 | 3.6743e-07
|  |  |  | Connection Requests | 0 | 0 | 0 | 0 | 0 | 0 | 0 | 0 | 0 | 0 | 0 | 0 | 0 | 0 | 0 | 0 | 0 | 0 | 0 | 0 | 0 | 0 | 0 | 0 | 0
| Copeland MTS | T2/T4 | A7-8CX | Electric Vehicles | 0.0017649 | 0.0044394 | 0.0082008 | 0.012577 | 0.017678 | 0.023219 | 0.029341 | 0.036355 | 0.043078 | 0.050845 | 0.059297 | 0.068193 | 0.080353 | 0.092612 | 0.10493 | 0.11726 | 0.12967 | 0.13717 | 0.13845 | 0.13975 | 0.14106 | 0.14238 | 0.14371 | 0.14506 | 0.14642
|  |  |  | Electrified Heating | 0 | 0 | 0 | 0 | 0 | 0 | 0 | 0 | 0 | 0 | 0 | 0 | 0 | 0 | 0 | 0 | 0 | 0 | 0 | 0 | 0 | 0 | 0 | 0 | 0
|  |  |  | Data Centres | 0 | 0 | 0 | 0 | 0 | 0 | 0 | 0 | 0 | 0 | 0 | 0 | 0 | 0 | 0 | 0 | 0 | 0 | 0 | 0 | 0 | 0 | 0 | 0 | 1.7452e-07
|  |  |  | Connection Requests | 0 | 0 | 0 | 0 | 0 | 36.12 | 36.12 | 36.12 | 36.12 | 36.12 | 36.12 | 36.12 | 36.12 | 36.12 | 36.12 | 36.12 | 36.12 | 36.12 | 36.12 | 36.12 | 36.12 | 36.12 | 36.12 | 36.12 | 36.12
| John TS | T1/T2/T3/T4 | A3-4WR(A19-20) | Electric Vehicles | 0.019783 | 0.050241 | 0.091123 | 0.13743 | 0.18929 | 0.24461 | 0.30399 | 0.37188 | 0.43639 | 0.51063 | 0.59246 | 0.68067 | 0.81263 | 0.94578 | 1.0799 | 1.2148 | 1.3509 | 1.4211 | 1.435 | 1.4489 | 1.463 | 1.4772 | 1.4916 | 1.5061 | 1.5208
|  |  |  | Electrified Heating | 0.71438 | 1.4237 | 2.1284 | 2.844 | 3.5406 | 4.2355 | 4.9299 | 5.6237 | 6.5552 | 7.4735 | 8.3966 | 9.3229 | 10.2539 | 11.2051 | 12.1446 | 13.0888 | 14.0383 | 14.9935 | 15.1162 | 15.2266 | 15.3374 | 15.4488 | 15.5613 | 15.6748 | 15.7865
|  |  |  | Data Centres | 0 | 0 | 0 | 0 | 0 | 0 | 0 | 0 | 0 | 0 | 2.0009 | 3.614 | 4.7844 | 4.7844 | 4.7844 | 4.7844 | 4.7844 | 4.7844 | 4.7844 | 4.7844 | 4.7844 | 4.7844 | 4.7844 | 4.7844 | 4.7844
|  |  |  | Connection Requests | 0.77367 | 2.1475 | 3.1813 | 7.5936 | 9.9292 | 11.7658 | 13.2624 | 14.7589 | 14.7589 | 14.7589 | 14.7589 | 14.7589 | 14.7589 | 14.7589 | 14.7589 | 14.7589 | 14.7589 | 14.7589 | 14.7589 | 14.7589 | 14.7589 | 14.7589 | 14.7589 | 14.7589 | 14.7589
| John TS | T1/T2/T3/T4 | A5-6WR | Electric Vehicles | 0.019783 | 0.050241 | 0.091123 | 0.13743 | 0.18929 | 0.24461 | 0.30399 | 0.37188 | 0.43639 | 0.51063 | 0.59246 | 0.68067 | 0.81263 | 0.94578 | 1.0799 | 1.2148 | 1.3509 | 1.4211 | 1.435 | 1.4489 | 1.463 | 1.4772 | 1.4916 | 1.5061 | 1.5208
|  |  |  | Electrified Heating | 0.18482 | 0.36832 | 0.55064 | 0.73577 | 0.91598 | 1.0958 | 1.2754 | 1.4549 | 1.6959 | 1.9335 | 2.1723 | 2.4119 | 2.6528 | 2.8989 | 3.1419 | 3.3862 | 3.6318 | 3.879 | 3.9107 | 3.9393 | 3.9679 | 3.9968 | 4.0259 | 4.0552 | 4.0841
|  |  |  | Data Centres | 0 | 0 | 0 | 0 | 0 | 0 | 0 | 0 | 0 | 0 | 0 | 0 | 0 | 0 | 0 | 0 | 0 | 0 | 0 | 0 | 1.7547e-08 | 3.8767e-08 | 6.4428e-08 | 6.4428e-08 | 6.4428e-08
|  |  |  | Connection Requests | 1.1111 | 1.746 | 2.2221 | 2.6983 | 3.1745 | 3.1745 | 3.1745 | 3.1745 | 3.1745 | 3.1745 | 3.1745 | 3.1745 | 3.1745 | 3.1745 | 3.1745 | 3.1745 | 3.1745 | 3.1745 | 3.1745 | 3.1745 | 3.1745 | 3.1745 | 3.1745 | 3.1745 | 3.1745
| John TS | T1/T2/T3/T4 | A13-14WR | Electric Vehicles | 0.015072 | 0.038276 | 0.069422 | 0.1047 | 0.14421 | 0.18636 | 0.2316 | 0.28331 | 0.33247 | 0.38903 | 0.45137 | 0.51857 | 0.61911 | 0.72054 | 0.82273 | 0.92552 | 1.0292 | 1.0827 | 1.0932 | 1.1039 | 1.1146 | 1.1254 | 1.1364 | 1.1474 | 1.1586
|  |  |  | Electrified Heating | 0.14819 | 0.29534 | 0.44153 | 0.58997 | 0.73447 | 0.87864 | 1.0227 | 1.1666 | 1.3598 | 1.5503 | 1.7418 | 1.934 | 2.1271 | 2.3244 | 2.5193 | 2.7152 | 2.9122 | 3.1103 | 3.1358 | 3.1587 | 3.1817 | 3.2048 | 3.2281 | 3.2517 | 3.2748
|  |  |  | Data Centres | 0 | 0 | 0 | 0 | 0 | 0 | 0 | 0 | 0 | 0 | 0 | 0 | 0 | 0 | 0.43592 | 0.43592 | 0.43592 | 0.43592 | 0.43592 | 0.43592 | 0.43592 | 0.43592 | 0.43592 | 0.43592 | 0.43592
|  |  |  | Connection Requests | 0 | 0 | 0 | 0 | 0 | 0 | 0 | 0 | 0 | 0 | 0 | 0 | 0 | 0 | 0 | 0 | 0 | 0 | 0 | 0 | 0 | 0 | 0 | 0 | 0
| John TS | T1/T2/T3/T4 | A17-18WR | Electric Vehicles | 0.01974 | 0.05013 | 0.090922 | 0.13713 | 0.18888 | 0.24407 | 0.30332 | 0.37106 | 0.43543 | 0.50951 | 0.59116 | 0.67917 | 0.81084 | 0.94369 | 1.0775 | 1.2121 | 1.3479 | 1.418 | 1.4318 | 1.4457 | 1.4598 | 1.474 | 1.4883 | 1.5028 | 1.5174
|  |  |  | Electrified Heating | 0 | 0 | 0 | 0 | 0 | 0 | 0 | 0 | 0 | 0 | 0 | 0 | 0 | 0 | 0 | 0 | 0 | 0 | 0 | 0 | 0 | 0 | 0 | 0 | 0
|  |  |  | Data Centres | 0 | 0 | 0 | 0 | 0 | 0 | 0 | 0 | 0 | 0 | 0 | 3.4674 | 5.9833 | 7.5045 | 7.5045 | 7.5045 | 7.5045 | 7.5045 | 7.5045 | 7.5045 | 7.5045 | 7.5045 | 7.5045 | 7.5045 | 7.5045
|  |  |  | Connection Requests | 0 | 3.0091 | 4.7286 | 6.0183 | 7.3079 | 8.5975 | 8.5975 | 8.5975 | 8.5975 | 8.5975 | 8.5975 | 8.5975 | 8.5975 | 8.5975 | 8.5975 | 8.5975 | 8.5975 | 8.5975 | 8.5975 | 8.5975 | 8.5975 | 8.5975 | 8.5975 | 8.5975 | 8.5975
| John TS | T5/T6 | A11-12WR | Electric Vehicles | 0.019674 | 0.049964 | 0.090621 | 0.13667 | 0.18825 | 0.24327 | 0.30231 | 0.36983 | 0.43398 | 0.50782 | 0.5892 | 0.67692 | 0.80815 | 0.94056 | 1.074 | 1.2081 | 1.3434 | 1.4133 | 1.427 | 1.4409 | 1.4549 | 1.4691 | 1.4834 | 1.4978 | 1.5124
|  |  |  | Electrified Heating | 0.020311 | 0.040478 | 0.060514 | 0.080859 | 0.10066 | 0.12042 | 0.14017 | 0.15989 | 0.18638 | 0.21248 | 0.23873 | 0.26506 | 0.29154 | 0.31858 | 0.34529 | 0.37214 | 0.39913 | 0.42629 | 0.42978 | 0.43292 | 0.43607 | 0.43924 | 0.44243 | 0.44566 | 0.44884
|  |  |  | Data Centres | 0 | 0 | 0 | 0 | 0.73342 | 1.4911 | 2.2407 | 2.2407 | 2.2407 | 2.2407 | 2.2407 | 2.2407 | 2.2407 | 2.2407 | 2.2407 | 2.2407 | 2.2407 | 2.2407 | 2.2407 | 2.2407 | 2.2407 | 2.2407 | 2.2407 | 2.2407 | 2.2407
|  |  |  | Connection Requests | 0 | 0 | 0 | 0 | 0 | 0 | 0 | 0 | 0 | 0 | 0 | 0 | 0 | 0 | 0 | 0 | 0 | 0 | 0 | 0 | 0 | 0 | 0 | 0 | 0
| John TS | T5/T6 | A15-16WR | Electric Vehicles | 0.018693 | 0.047472 | 0.0861 | 0.12985 | 0.17886 | 0.23113 | 0.28723 | 0.35138 | 0.41233 | 0.48248 | 0.5598 | 0.64315 | 0.76783 | 0.89364 | 1.0204 | 1.1479 | 1.2764 | 1.3428 | 1.3559 | 1.369 | 1.3824 | 1.3958 | 1.4094 | 1.4231 | 1.4369
|  |  |  | Electrified Heating | 0.19538 | 0.38937 | 0.58212 | 0.77783 | 0.96834 | 1.1584 | 1.3483 | 1.5381 | 1.7928 | 2.044 | 2.2964 | 2.5498 | 2.8044 | 3.0646 | 3.3215 | 3.5798 | 3.8395 | 4.1007 | 4.1343 | 4.1645 | 4.1947 | 4.2252 | 4.256 | 4.287 | 4.3176
|  |  |  | Data Centres | 0 | 0 | 0 | 0 | 0 | 0 | 0 | 2.595 | 5.0357 | 7.2494 | 7.2494 | 7.2494 | 7.2494 | 7.2494 | 7.2494 | 7.2494 | 7.2494 | 7.2494 | 7.2494 | 7.2494 | 7.2494 | 7.2494 | 7.2494 | 7.2494 | 7.2494
|  |  |  | Connection Requests | 0.92128 | 1.6926 | 2.4639 | 2.9138 | 2.9138 | 2.9138 | 2.9138 | 2.9138 | 2.9138 | 2.9138 | 2.9138 | 2.9138 | 2.9138 | 2.9138 | 2.9138 | 2.9138 | 2.9138 | 2.9138 | 2.9138 | 2.9138 | 2.9138 | 2.9138 | 2.9138 | 2.9138 | 2.9138
| Strachan TS | T12/T14 | A11-12T | Electric Vehicles | 0.081922 | 0.20614 | 0.36952 | 0.55994 | 0.7806 | 1.0251 | 1.2918 | 1.5948 | 1.8803 | 2.2149 | 2.5774 | 2.9636 | 3.5049 | 4.0504 | 4.5985 | 5.1482 | 5.7014 | 6.0211 | 6.0761 | 6.1315 | 6.1875 | 6.244 | 6.301 | 6.3586 | 6.4167
|  |  |  | Electrified Heating | 0.7691 | 1.5327 | 2.2915 | 3.0618 | 3.8118 | 4.56 | 5.3076 | 6.0545 | 7.0573 | 8.046 | 9.0398 | 10.037 | 11.0394 | 12.0634 | 13.0749 | 14.0915 | 15.1137 | 16.1421 | 16.2742 | 16.393 | 16.5122 | 16.6323 | 16.7533 | 16.8756 | 16.9958
|  |  |  | Data Centres | 0 | 0 | 0 | 0 | 0 | 0 | 0 | 0 | 0 | 0 | 0 | 0 | 0 | 0 | 0 | 0 | 0 | 1.0931e-08 | 2.4149e-08 | 5.548e-08 | 7.4038e-08 | 9.6479e-08 | 9.6479e-08 | 9.6479e-08 | 9.6479e-08
|  |  |  | Connection Requests | 0 | 1.5488 | 2.4337 | 3.0975 | 3.7612 | 4.425 | 4.425 | 4.425 | 4.425 | 6.195 | 6.195 | 6.195 | 6.195 | 6.195 | 6.195 | 6.195 | 6.195 | 6.195 | 6.195 | 6.195 | 6.195 | 6.195 | 6.195 | 6.195 | 6.195
| Strachan TS | T12/T14 | A15-16T(A5-6) | Electric Vehicles | 0.081459 | 0.20498 | 0.36743 | 0.55677 | 0.77619 | 1.0194 | 1.2845 | 1.5858 | 1.8697 | 2.2024 | 2.5629 | 2.9468 | 3.4851 | 4.0275 | 4.5725 | 5.1191 | 5.6691 | 5.9871 | 6.0417 | 6.0969 | 6.1525 | 6.2087 | 6.2654 | 6.3226 | 6.3804
|  |  |  | Electrified Heating | 0.7607 | 1.516 | 2.2664 | 3.0284 | 3.7701 | 4.5102 | 5.2496 | 5.9884 | 6.9803 | 7.9581 | 8.9411 | 9.9274 | 10.9188 | 11.9317 | 12.9321 | 13.9376 | 14.9486 | 15.9658 | 16.0965 | 16.214 | 16.3319 | 16.4507 | 16.5704 | 16.6913 | 16.8102
|  |  |  | Data Centres | 0 | 0 | 0 | 0 | 0 | 0 | 0 | 0 | 0 | 0 | 0 | 0 | 0 | 0 | 0 | 0 | 0 | 0 | 0 | 0 | 1.7025e-08 | 3.7613e-08 | 6.251e-08 | 6.251e-08 | 6.251e-08
|  |  |  | Connection Requests | 4.136 | 4.488 | 4.752 | 5.016 | 3.52 | 3.52 | 1.76 | 1.76 | 1.76 | 1.76 | 1.76 | 1.76 | 1.76 | 1.76 | 1.76 | 1.76 | 1.76 | 1.76 | 1.76 | 1.76 | 1.76 | 1.76 | 1.76 | 1.76 | 1.76
| Strachan TS | T13/T15 | A1-2T | Electric Vehicles | 0.089975 | 0.22641 | 0.40584 | 0.61498 | 0.85734 | 1.1259 | 1.4187 | 1.7516 | 2.0652 | 2.4326 | 2.8308 | 3.2549 | 3.8494 | 4.4485 | 5.0505 | 5.6542 | 6.2618 | 6.613 | 6.6734 | 6.7343 | 6.7958 | 6.8578 | 6.9204 | 6.9837 | 7.0474
|  |  |  | Electrified Heating | 2.5371 | 5.0562 | 7.5591 | 10.1005 | 12.5744 | 15.0427 | 17.5088 | 19.9728 | 23.281 | 26.5424 | 29.8207 | 33.1104 | 36.417 | 39.7952 | 43.1319 | 46.4854 | 49.8575 | 53.2499 | 53.6857 | 54.0777 | 54.4711 | 54.8671 | 55.2663 | 55.6696 | 56.0664
|  |  |  | Data Centres | 0 | 0 | 0 | 0 | 0 | 0 | 0 | 0 | 0 | 0 | 0 | 0 | 0 | 0 | 0 | 4.9583e-16 | -7.5104e-16 | 2.1541e-08 | 3.498e-08 | 3.498e-08 | 3.498e-08 | 3.498e-08 | 3.498e-08 | 3.498e-08 | 3.498e-08
|  |  |  | Connection Requests | 0 | 0 | 0.6804 | 1.0692 | 1.3608 | 1.6524 | 1.944 | 1.944 | 1.944 | 1.944 | 1.944 | 1.944 | 1.944 | 1.944 | 1.944 | 1.944 | 1.944 | 1.944 | 1.944 | 1.944 | 1.944 | 1.944 | 1.944 | 1.944 | 1.944
| Strachan TS | T13/T15 | A9-10T | Electric Vehicles | 0.088494 | 0.22268 | 0.39916 | 0.60486 | 0.84323 | 1.1074 | 1.3954 | 1.7228 | 2.0312 | 2.3926 | 2.7842 | 3.2013 | 3.786 | 4.3753 | 4.9674 | 5.5612 | 6.1588 | 6.5041 | 6.5635 | 6.6234 | 6.6839 | 6.7449 | 6.8065 | 6.8687 | 6.9314
|  |  |  | Electrified Heating | 0.95579 | 1.9048 | 2.8477 | 3.805 | 4.737 | 5.6669 | 6.5959 | 7.5241 | 8.7704 | 9.999 | 11.234 | 12.4733 | 13.719 | 14.9916 | 16.2486 | 17.5119 | 18.7823 | 20.0603 | 20.2244 | 20.3721 | 20.5203 | 20.6695 | 20.8199 | 20.9718 | 21.1213
|  |  |  | Data Centres | 0 | 0 | 0 | 0 | 0 | 0 | 0 | 0 | 0 | 0 | 0 | 0 | 0 | 0 | 0 | 0 | 0 | 1.1808e-08 | 2.6086e-08 | 4.3354e-08 | 4.3354e-08 | 6.7452e-08 | 9.6594e-08 | 1.3183e-07 | 1.3183e-07
|  |  |  | Connection Requests | 0 | 4.6175 | 7.256 | 9.235 | 11.2139 | 13.1928 | 13.1928 | 13.1928 | 13.1928 | 13.1928 | 13.1928 | 13.1928 | 13.1928 | 13.1928 | 13.1928 | 13.1928 | 13.1928 | 13.1928 | 13.1928 | 13.1928 | 13.1928 | 13.1928 | 13.1928 | 13.1928 | 13.1928

## Table 30
Back to main menu
| Station | Approximate Percent Split by Connected kVA
|  | % Residential | % Commercial | % Industrial | Total
NORTH 230kV
| Agincourt TS | 36.72% | 62.61% | 0.6661% | 100%
| Bathurst TS | 21.75% | 72.54% | 5.712% | 100%
| Cavanagh MTS | 43.38% | 55.21% | 1.413% | 100%
| Fairchild TS | 33.79% | 63.44% | 2.765% | 100%
| Finch TS | 21.13% | 71.23% | 7.638% | 100%
| Leslie TS | 40.75% | 54.79% | 4.459% | 100%
| Malvern TS | 14.73% | 82.8% | 2.471% | 100%
EAST 230kV
| Bermondsey TS | 25.18% | 69.71% | 5.111% | 100%
| Ellesmere TS | 27.14% | 68.75% | 4.115% | 100%
| Leaside TS | 36.48% | 62.06% | 1.466% | 100%
| Scarboro TS | 24.15% | 72.13% | 3.72% | 100%
| Sheppard TS | 54.11% | 43.43% | 2.452% | 100%
| Warden TS | 35.05% | 59.2% | 5.754% | 100%
WEST 230kV
| Horner TS | 24.92% | 67.15% | 7.929% | 100%
| Manby TS | 20.98% | 72.88% | 6.145% | 100%
| Rexdale TS | 20.18% | 72.71% | 7.113% | 100%
| Richview TS | 21.56% | 71.41% | 7.03% | 100%
LEASIDE 115kV
| Basin TS | 13.5% | 80.67% | 5.827% | 100%
| Bridgman TS | 19.37% | 76.66% | 3.962% | 100%
| Carlaw TS | 28.65% | 70.17% | 1.184% | 100%
| Cecil TS | 14.88% | 75.09% | 10.03% | 100%
| Charles TS | 19.46% | 75.81% | 4.726% | 100%
| Dufferin TS | 27.37% | 71.77% | 0.8652% | 100%
| Duplex TS | 29.19% | 66.93% | 3.873% | 100%
| Esplanade TS | 12.64% | 83.3% | 4.061% | 100%
| Gerrard TS | 33.69% | 63.96% | 2.349% | 100%
| Glengrove TS | 37.23% | 60.82% | 1.948% | 100%
| Main TS | 36.4% | 63.6% | 0% | 100%
| Terauley TS | 9.63% | 81.01% | 9.364% | 100%
MANBY E 115kV
| Fairbank TS | 31.21% | 68.02% | 0.7684% | 100%
| Runnymede TS | 35.73% | 62.56% | 1.709% | 100%
| Wiltshire TS | 30.34% | 66.11% | 3.545% | 100%
MANBY W 115kV
| Copeland MTS | 16.07% | 53.32% | 30.61% | 100%
| John TS | 12.08% | 74.11% | 13.82% | 100%
| Strachan TS | 31.93% | 63.99% | 4.088% | 100%